## Contents
Introduction
The workbook contains all graphs and data from our 2024 Winter Outlook publication. The Winter Outlook can be downloaded from the National Energy System Operator website. (Publication 8th October 2024)
Chart Contents
| Figure Title | Figure | .
De-rated Margin | De-rated margin in relation to generation capacity and demand | Figure 1
Operational Surplus | Range of outcomes for the daily operational surplus in our Base Case under different supply and demand conditions | Figure 2
| Day-by-day view of operational surplus for winter 2024/25 | Figure 2a
| Historic de-rated margin forecasts made ahead of each winter in the Winter Outlook Reports | Figure 3
| Daily credible range of operational surplus for this winter compared with the credible range in last year's Winter Outlook Report | Figure 4
Demand and Supply | Historical and forecast weather-corrected daily peak transmission system demand | Figure 5
| Credible range of peak national demand for winter 2024/25 | Figure 6
| Daily generation availability, by fuel type, based on market submissions and including breakdown rates | Figure 7
Interconnectors | Interconnectors operational at the start of winter 2024/25 | Figure 8
| T-4 Capacity Market agreements for interconnectors in delivery year 2024/25 | Figure 9
Energy Markets | Most recent interconnector long term auction results Q4 2024 | Figure 10
| Price evolution of the Q4 2024 peak load power contract | Figure 11
| Price evolution of the Q1 2025 peak load power contract | Figure 12
| French nuclear outages over recent winters and scheduled for this winter | Figure 13
| Norwegian hydroelectric reserves | Figure 14
| Evolution of NBP (GB gas hub) and TTF (European gas benchmark) winter 2023/24 and winter 2024/25 contracts from Argus | Figure 15
| Aggregated EU gas storage | Figure 16

## Figure 1
Figure 1 - De-rated margin in relation to generation capacity and demand
Category | Technical capability | De-rated capacity | Total demand | De-rated capacity margin (GW) | De-rated capacity margin (%)
Nuclear | 6075 | 4583.0496
Thermal | 40096.57 | 36678.8738
Renewable | 56250.02 | 12133.7615
Storage | 8535.038 | 4167.5204
Other | 1100 | 869.22
Interconnector imports | 6608 | 6608
Underlying demand |  |  | 58000
Operating reserve |  |  | 1800
| 118664.628 | 65040.4252 | 59800 | 5.2404 | 8.763%
Generation Capacities and Derating Factors
Category | Type | De-rating Factor (%) | Installed Capacity (MW) | De-rated Capacity (MW)
Renewable | Biomass / Waste | Various | 7181.9 | 6038.3935
Thermal | Gas | 90.95% | 31811.38 | 28932.9127
Thermal | OCGT / Recips | 93.49% | 8285.19 | 7745.9611
Nuclear | Nuclear | 75.44% | 6075 | 4583.0496
Storage | Storage | 48.83% | 8535.038 | 4167.5204
Renewable | Hydro | 91% | 1833.76 | 1668.7945
Renewable | Solar | 0% | 16653.2 | 0
Renewable | Marine | 22% | 48.8 | 10.736
Renewable | Wind - Offshore | 14.4% | 16164.8 | 2328.5362
Renewable | Wind - Onshore | 14.4% | 13797.06 | 1987.4638
Renewable | (micro) Wind | 17.5% | 570.5 | 99.8375
Other | DSR | 79.02% | 1100 | 869.22
Total Generation |  |  | 112056.628 | 58432.4252

## Figure 2
Figure 2 - Range of outcomes for the daily operational surplus in our Base Case under different supply and demand conditions
Date | time axis 2024-10-28 to 2025-03-28
Surplus daily credible lower bound | 12637.66 | 7177.2777 | 7105.3651 | 7364.8498 | 8551.3046 | 10496.2806 | 9557.4776 | 6678.9082 | 6857.5454 | 6792.2868 | 7081.1988 | 8037.9054 | 9932.8388 | 9277.0712 | 5969.9003 | 5786.3846 | 5825.6866 | 6006.1048 | 6534.5225 | 7987.2209 | 7566.0302 | 4348.453 | 4257.3969 | 4114.9029 | 2969.0455 | 3957.2461 | 5873.3009 | 5111.4068 | 1773.7499 | 1954.6899 | 2394.6433 | 2823.7227 | 3630.1134 | 6451.967 | 6053.8313 | 3172.5213 | 3076.8346 | 2956.3802 | 3291.8397 | 3579.7937 | 6002.5463 | 5454.1915 | 3229.791 | 3278.4835 | 3544.3291 | 3918.9611 | 4972.0435 | 7494.0478 | 7212.7223 | 4234.8916 | 4377.2637 | 4242.7043 | 4460.121 | 5690.3107 | 7698.274 | 10417.5043 | 8532.3996 | 11357.9343 | 18531.5782 | 15679.0497 | 11019.9453 | 10640.687 | 11780.3759 | 8915.9248 | 9435.4364 | 12695.2416 | 6128.4319 | 6563.7628 | 7583.2393 | 6680.4088 | 3926.0906 | 3912.5892 | 3895.2468 | 4016.1349 | 5167.2147 | 6935.6849 | 5713.9087 | 3218.1736 | 3194.6191 | 3349.7266 | 3655.5389 | 5457.2923 | 8090.4437 | 6844.2717 | 3986.0579 | 3894.4233 | 3744.4508 | 4068.5329 | 4373.5037 | 6894.6499 | 5892.6342 | 3879.5494 | 3893.8565 | 3869.1138 | 4194.8174 | 5382.9955 | 8218.4109 | 7105.2393 | 4886.9696 | 4760.4498 | 5054.4558 | 5448.9696 | 6732.0593 | 9436.1418 | 8390.5741 | 5330.8069 | 5339.6986 | 5398.538 | 5849.9029 | 7267.189 | 9450.6253 | 8515.0192 | 5433.4802 | 5497.3003 | 5752.3146 | 6211.5978 | 7609.8787 | 10340.9752 | 9287.8401 | 6274.9138 | 6499.98 | 6610.0782 | 7025.4264 | 8371.8388 | 11337.1963 | 10423.1636 | 7211.0274 | 7528.8384 | 7786.3066 | 8301.4625 | 8240.7445 | 11033.6026 | 10166.1076 | 8084.5546 | 8236.141 | 8492.8118 | 8991.4631 | 10556.0968 | 13354.511 | 12444.2127 | 9568.9032 | 9655.949 | 9797.5659 | 10132.3947 | 9571.5195 | 12183.0256 | 11077.6042 | 8215.8846 | 8282.4326 | 9138.5661 | 9644.9529 | 11103.5476
Surplus daily credible upper bound | 23659.2259 | 19789.7541 | 19374.8383 | 19460.0897 | 20533.0384 | 22331.0769 | 21650.9024 | 18784.3794 | 19024.284 | 18924.0597 | 19337.236 | 20323.7295 | 21939.0539 | 21504.2904 | 18596.3107 | 18375.3651 | 18639.3489 | 18910.4766 | 19312.0505 | 20550.1903 | 20080.877 | 17012.4488 | 16997.8172 | 16882.538 | 15740.11 | 16907.0858 | 18662.4213 | 17998.1151 | 14791.1556 | 14928.4493 | 15522.9341 | 16108.6061 | 17292.2002 | 20167.9248 | 19830.7117 | 17092.9657 | 17170.4391 | 17214.9081 | 17682.5065 | 18226.7757 | 20194.1139 | 19533.2054 | 17439.9393 | 17731.3477 | 17959.2764 | 18494.9377 | 19631.5894 | 21694.3018 | 21398.1941 | 18779.5981 | 18674.6212 | 18731.8737 | 18860.4674 | 20338.0325 | 22181.8379 | 25039.1755 | 23311.6602 | 25813.2556 | 32462.3124 | 29999.0302 | 25522.9487 | 24900.6977 | 26065.5251 | 23653.6609 | 24356.9711 | 27310.8365 | 21091.385 | 21269.1442 | 22367.3807 | 21188.5284 | 18520.778 | 18459.5959 | 18529.3358 | 18764.5947 | 19843.9528 | 21444.4501 | 20365.4078 | 17889.1601 | 17745.1758 | 17700.7022 | 17934.9814 | 19679.0932 | 22272.056 | 21117.8269 | 18280.919 | 18257.675 | 18374.9941 | 18545.0893 | 19097.8109 | 21614.6747 | 20730.8302 | 18633.0703 | 18735.3526 | 18725.8826 | 19194.7243 | 20466.2811 | 23133.2204 | 22052.9464 | 19945.0978 | 20007.2119 | 20148.0227 | 20357.9198 | 21465.9948 | 24014.5302 | 22884.5911 | 19661.5814 | 19739.1825 | 19704.4496 | 20182.2914 | 21427.0192 | 23494.387 | 22538.0809 | 19354.7623 | 19412.5257 | 19575.9909 | 19934.0092 | 21194.5918 | 23825.3335 | 22816.3618 | 20005.3582 | 20120.0567 | 19996.028 | 20406.6239 | 21416.7051 | 24141.0838 | 23377.5476 | 20422.7511 | 20675.3231 | 20832.1736 | 21265.1502 | 21176.044 | 23714.3857 | 22864.0428 | 20846.8556 | 20966.4507 | 21181.189 | 21515.8103 | 22761.4337 | 25235.6428 | 24283.0112 | 21574.4554 | 21545.5298 | 21680.7611 | 22213.4193 | 21630.5387 | 24063.6199 | 23110.4961 | 20383.2368 | 20381.3531 | 21194.598 | 21280.3612 | 23004.0342
Central forecast | 17227.273 | 12912.2863 | 12833.2179 | 13172.8741 | 14169.9348 | 16076.1907 | 15234.5161 | 12541.2633 | 12787.0676 | 12693.3996 | 12966.9105 | 13939.2246 | 15649.7652 | 15112.8923 | 12229.85 | 12152.8581 | 12238.3107 | 12332.5027 | 12718.56 | 14002.7279 | 13591.5344 | 10632.4651 | 10412.0193 | 10388.2669 | 9172.1524 | 10247.4166 | 12004.9657 | 11331.6899 | 7998.9139 | 8283.7306 | 8808.5393 | 9228.1428 | 10381.0821 | 13241.2486 | 12917.8457 | 10076.2118 | 10138.0827 | 10014.1622 | 10319.31 | 10655.9222 | 12936.9683 | 12331.9848 | 10148.5963 | 10325.4189 | 10502.9177 | 10989.2697 | 11937.3235 | 14173.2038 | 13983.107 | 11187.4774 | 11140.3781 | 11093.3179 | 11320.938 | 12643.0317 | 14602.2819 | 17338.7518 | 15567.249 | 18349.5925 | 25214.4896 | 22688.106 | 18400.4138 | 17751.1177 | 19020.9559 | 16357.8589 | 17170.1722 | 20025.7707 | 13776.2683 | 14224.3146 | 15335.9735 | 14471.0945 | 11693.6403 | 11629.5316 | 11649.7893 | 11873.7355 | 13083.4431 | 14590.5699 | 13557.9563 | 11111.4768 | 10868.5769 | 10780.3186 | 11068.8681 | 12871.5394 | 15377.5991 | 14160.2675 | 11179.7411 | 11232.0797 | 11044.5892 | 11271.8757 | 11647.5747 | 14139.3219 | 13134.9336 | 11165.3173 | 11224.9369 | 11289.7918 | 11732.7937 | 12901.9164 | 15586.7399 | 14591.2464 | 12401.5786 | 12346.4789 | 12560.7787 | 12919.3824 | 14027.7346 | 16568.1295 | 15429.749 | 12161.6433 | 12260.9608 | 12331.9504 | 12824.3598 | 14061.978 | 16112.2294 | 15253.252 | 12200.3297 | 12327.4605 | 12528.9208 | 13001.8718 | 14219.2175 | 16742.1054 | 15715.5364 | 12953.0971 | 13162.8823 | 13121.0828 | 13511.5534 | 14698.3118 | 17441.3068 | 16608.0867 | 13585.1659 | 13851.9197 | 14006.7947 | 14402.5835 | 14292.3054 | 16975.3444 | 16215.6355 | 14165.077 | 14301.9145 | 14397.4022 | 14835.2791 | 16151.248 | 18720.6858 | 17771.4082 | 14923.5884 | 15078.3121 | 15137.9291 | 15626.834 | 15091.3918 | 17555.0362 | 16529.5622 | 13735.9365 | 13789.0689 | 14584.0109 | 15011.1157 | 16517.4952
Winter Outlook forecast operational surplus - 90% confidence bound | 11021.5659 | 12612.4765 | 12269.4732 | 12095.2399 | 11981.7338 | 11834.7963 | 12093.4248 | 12105.4712 | 12166.7385 | 12131.7728 | 12256.0371 | 12285.8241 | 12006.2151 | 12227.2192 | 12626.4104 | 12588.9805 | 12813.6623 | 12904.3718 | 12777.528 | 12562.9695 | 12514.8468 | 12663.9959 | 12740.4203 | 12767.6352 | 12771.0644 | 12949.8397 | 12789.1204 | 12886.7083 | 13017.4057 | 12973.7594 | 13128.2907 | 13284.8833 | 13662.0868 | 13715.9578 | 13776.8804 | 13920.4444 | 14093.6045 | 14258.5279 | 14390.6669 | 14646.982 | 14191.5676 | 14079.0139 | 14210.1483 | 14452.8642 | 14414.9474 | 14575.9766 | 14659.5458 | 14200.254 | 14185.4717 | 14544.7064 | 14297.3575 | 14489.1694 | 14400.3463 | 14647.7218 | 14483.564 | 14621.6713 | 14779.2606 | 14455.3213 | 13930.7342 | 14319.9805 | 14503.0034 | 14260.0108 | 14285.1491 | 14737.7361 | 14921.5347 | 14615.5949 | 14962.9531 | 14705.3814 | 14784.1413 | 14508.1196 | 14594.6873 | 14547.0067 | 14634.0889 | 14748.4598 | 14676.7381 | 14508.7651 | 14651.4991 | 14670.9865 | 14550.5567 | 14350.9756 | 14279.4424 | 14221.8008 | 14181.6123 | 14273.5552 | 14294.861 | 14363.2517 | 14630.5433 | 14476.5564 | 14724.3072 | 14720.0248 | 14838.196 | 14753.5209 | 14841.4962 | 14856.7687 | 14999.9069 | 15083.2856 | 14914.8095 | 14947.7072 | 15058.1282 | 15246.7621 | 15093.5669 | 14908.9502 | 14733.9355 | 14578.3884 | 14494.017 | 14330.7745 | 14399.4839 | 14305.9116 | 14332.3886 | 14159.8301 | 14043.7618 | 14023.0617 | 13921.2822 | 13915.2254 | 13823.6762 | 13722.4114 | 13584.7132 | 13484.3582 | 13528.5217 | 13730.4444 | 13620.0766 | 13385.9498 | 13381.1975 | 13044.8664 | 12803.8875 | 12954.384 | 13211.7236 | 13146.4846 | 13045.8669 | 12963.6876 | 12935.2995 | 12680.7832 | 12697.9352 | 12762.301 | 12730.3097 | 12688.3772 | 12524.3472 | 12205.3369 | 11881.1318 | 11838.7985 | 12005.5522 | 11889.5807 | 11883.1951 | 12081.0246 | 12059.0192 | 11880.5943 | 12032.8919 | 12167.3523 | 12098.9205 | 12056.0319 | 11635.4083 | 11900.4866

## Figure 2a
Figure 2a - Day-by-day view of operational surplus for winter 2024/25
| Sun | Mon | Tue | Wed | Thu | Fri | Sat | Sun | Mon | Tue | Wed | Thu | Fri | Sat | Sun | Mon | Tue | Wed | Thu | Fri | Sat | Sun | Mon | Tue | Wed | Thu | Fri | Sat | Sun | Mon | Tue | Wed | Thu | Fri | Sat | Sun | Mon | Tue | Wed | Thu | Fri | Sat | Sun | Mon | Tue | Wed | Thu | Fri | Sat | Sun | Mon | Tue | Wed | Thu | Fri | Sat | Sun | Mon | Tue | Wed | Thu | Fri | Sat | Sun | Mon | Tue | Wed | Thu | Fri | Sat | Sun | Mon | Tue | Wed | Thu | Fri | Sat | Sun | Mon | Tue | Wed | Thu | Fri | Sat | Sun | Mon | Tue | Wed | Thu | Fri | Sat | Sun | Mon | Tue | Wed | Thu | Fri | Sat | Sun | Mon | Tue | Wed | Thu | Fri | Sat | Sun | Mon | Tue | Wed | Thu | Fri | Sat | Sun | Mon | Tue | Wed | Thu | Fri | Sat | Sun | Mon | Tue | Wed | Thu | Fri | Sat | Sun | Mon | Tue | Wed | Thu | Fri | Sat | Sun | Mon | Tue | Wed | Thu | Fri | Sat | Sun | Mon | Tue | Wed | Thu | Fri | Sat | Sun | Mon | Tue | Wed | Thu | Fri | Sat
Date | time axis 2024-10-27 to 2025-03-29
Max normalised national demand (plus station load, no triad avoidance) | 34271 | 37952 | 38096 | 38239 | 38060 | 36982 | 34380 | 35583 | 38949 | 39087 | 39143 | 38957 | 37930 | 35304 | 36540 | 39804 | 39930 | 40036 | 39809 | 38693 | 36043 | 37284 | 40513 | 40595 | 40682 | 40445 | 39310 | 36656 | 37892 | 41109 | 41195 | 41283 | 41050 | 39918 | 37262 | 38514 | 41730 | 41820 | 41908 | 41678 | 40536 | 37876 | 39110 | 42309 | 42376 | 42438 | 42178 | 41002 | 38300 | 39498 | 42655 | 42679 | 42698 | 42391 | 41180 | 38440 | 36089 | 38050 | 35256 | 30585 | 30688 | 35760 | 35765 | 35066 | 37835 | 37040 | 33792 | 40632 | 40392 | 38376 | 39529 | 42661 | 42663 | 42669 | 42355 | 41145 | 38413 | 39584 | 42731 | 42747 | 42763 | 42455 | 41247 | 38510 | 39672 | 42803 | 42797 | 42784 | 42442 | 41194 | 38415 | 39529 | 42610 | 42548 | 42476 | 42075 | 40768 | 37930 | 38988 | 42060 | 41960 | 41857 | 41427 | 40095 | 37237 | 38281 | 41302 | 41192 | 41084 | 40655 | 39332 | 36489 | 37550 | 40588 | 40499 | 40415 | 40012 | 38713 | 35891 | 36976 | 40036 | 39965 | 39894 | 39503 | 38211 | 35391 | 36472 | 39680 | 39607 | 39529 | 39127 | 37822 | 34988 | 36052 | 39084 | 38984 | 38879 | 38448 | 37115 | 34254 | 35290 | 38300 | 38176 | 38049 | 37600 | 36247 | 33371 | 34395 | 37393 | 37258 | 37125 | 36668 | 35313 | 32370
Assumed transmission generation with CM imports from Continental Europe and 1 GW export to Ireland | 47943.1634 | 47943.1634 | 47846.2724 | 47846.2724 | 47960.2724 | 48057.6424 | 47575.4334 | 47816.6334 | 47893.6214 | 48140.9214 | 48140.9214 | 48140.9214 | 48227.4834 | 47607.3234 | 48226.5234 | 48221.0034 | 48216.8334 | 48492.3334 | 48492.3334 | 47980.3334 | 46889.1334 | 47512.5034 | 47462.4184 | 47452.5034 | 47452.5034 | 46294.5034 | 46300.0234 | 45680.8234 | 46161.6234 | 45832.0234 | 46107.5234 | 46485.1234 | 46739.2034 | 46729.6124 | 46904.4124 | 47667.6124 | 47762.6124 | 47931.5034 | 48035.5034 | 48232.3034 | 47557.8034 | 47245.8034 | 47865.0034 | 48539.5034 | 48731.5034 | 49059.5034 | 49381.1034 | 49414.7034 | 49172.3034 | 50047.5034 | 49985.7874 | 50047.5034 | 50047.5034 | 50047.5034 | 50338.5034 | 49719.3034 | 50338.5034 | 50338.5034 | 50338.5034 | 50338.5034 | 50338.5034 | 50338.5034 | 49719.3034 | 50338.5034 | 50338.5034 | 50338.5034 | 50338.5034 | 50338.5034 | 50338.5034 | 49502.5034 | 49454.5034 | 49442.5034 | 49430.5034 | 49418.5034 | 49406.5034 | 49432.5034 | 48584.5034 | 48572.5034 | 48974.5034 | 48974.5034 | 48974.5034 | 48974.5034 | 49810.5034 | 49810.5034 | 49810.5034 | 49810.5034 | 49810.5034 | 49810.5034 | 49810.5034 | 49083.6624 | 49083.6624 | 49083.6624 | 49791.7124 | 49791.7124 | 49791.7124 | 49791.7124 | 49800.9124 | 49800.9124 | 49800.9124 | 50499.1624 | 50499.1624 | 50499.1624 | 50499.1624 | 50499.1624 | 50499.1624 | 50332.7624 | 50064.2824 | 50064.2824 | 50064.2824 | 50064.2824 | 50064.2824 | 49568.2824 | 49568.2824 | 49261.6424 | 49261.6424 | 49261.6424 | 49261.6424 | 49277.2824 | 49277.2824 | 49277.2824 | 49261.6424 | 49277.2824 | 49277.2824 | 49286.8734 | 49286.8734 | 49404.4734 | 49534.8734 | 49327.0734 | 49395.8734 | 49491.8734 | 49491.8734 | 48305.3734 | 48177.6934 | 48177.6934 | 48864.6734 | 48864.6734 | 48864.6734 | 48864.6734 | 48864.6734 | 48864.6734 | 48864.6734 | 48888.6734 | 48888.6734 | 48888.6734 | 48888.6734 | 47016.6734 | 46764.3534 | 46764.3534 | 46722.9534 | 46722.9534 | 46722.9534 | 46722.9534 | 46932.5534 | 46588.2034
Reserve requirement | 1800 | 1800 | 1800 | 1800 | 1800 | 1800 | 1800 | 1800 | 1800 | 1800 | 1800 | 1800 | 1800 | 1800 | 1800 | 1800 | 1800 | 1800 | 1800 | 1800 | 1800 | 1800 | 1800 | 1800 | 1800 | 1800 | 1800 | 1800 | 1800 | 1800 | 1800 | 1800 | 1800 | 1800 | 1800 | 1800 | 1800 | 1800 | 1800 | 1800 | 1800 | 1800 | 1800 | 1800 | 1800 | 1800 | 1800 | 1800 | 1800 | 1800 | 1800 | 1800 | 1800 | 1800 | 1800 | 1800 | 1800 | 1800 | 1800 | 1800 | 1800 | 1800 | 1800 | 1800 | 1800 | 1800 | 1800 | 1800 | 1800 | 1800 | 1800 | 1800 | 1800 | 1800 | 1800 | 1800 | 1800 | 1800 | 1800 | 1800 | 1800 | 1800 | 1800 | 1800 | 1800 | 1800 | 1800 | 1800 | 1800 | 1800 | 1800 | 1800 | 1800 | 1800 | 1800 | 1800 | 1800 | 1800 | 1800 | 1800 | 1800 | 1800 | 1800 | 1800 | 1800 | 1800 | 1800 | 1800 | 1800 | 1800 | 1800 | 1800 | 1800 | 1800 | 1800 | 1800 | 1800 | 1800 | 1800 | 1800 | 1800 | 1800 | 1800 | 1800 | 1800 | 1800 | 1800 | 1800 | 1800 | 1800 | 1800 | 1800 | 1800 | 1800 | 1800 | 1800 | 1800 | 1800 | 1800 | 1800 | 1800 | 1800 | 1800 | 1800 | 1800 | 1800 | 1800 | 1800 | 1800 | 1800 | 1800 | 1800 | 1800 | 1800
ACS national demand (plus station load and including reserve requirement) | 2024-11-25: 47600; 2024-11-26: 47600; 2024-11-27: 47600; 2024-11-28: 47600; 2024-11-29: 47600; 2024-12-02: 47600; 2024-12-03: 47600; 2024-12-04: 47600; 2024-12-05: 47600; 2024-12-06: 47600; 2024-12-09: 47600; 2024-12-10: 47600; 2024-12-11: 47600; 2024-12-12: 47600; 2024-12-13: 47600; 2024-12-30: 47600; 2024-12-31: 47600; 2025-01-01: 47600; 2025-01-02: 47600; 2025-01-03: 47600; 2025-01-06: 47600; 2025-01-07: 47600; 2025-01-08: 47600; 2025-01-09: 47600; 2025-01-10: 47600; 2025-01-13: 47600; 2025-01-14: 47600; 2025-01-15: 47600; 2025-01-16: 47600; 2025-01-17: 47600; 2025-01-20: 47600; 2025-01-21: 47600; 2025-01-22: 47600; 2025-01-23: 47600; 2025-01-24: 47600; 2025-01-27: 47600; 2025-01-28: 47600; 2025-01-29: 47600; 2025-01-30: 47600; 2025-01-31: 47600

## Figure 3
Figure 3 - Historic de-rated margin forecasts made ahead of each winter in the Winter Outlook Reports
| Winter | De-rated margin (%)
| 2015/16 | 5.1%
| 2016/17 | 6.6%
| 2017/18 | 10.3%
| 2018/19 | 11.7%
| 2019/20 | 12.9%
| 2020/21 | 8.3%
| 2021/22 | 6.6%
| 2022/23 | 6.3%
| 2023/24 | 7.374%
| 2024/25 | 8.8%

## Figure 4
Figure 4 - Daily credible range of operational surplus for thos winter compared with the credible range in last winter's outlook report
Date | time axis 2024-10-30 to 2025-03-28
Surplus daily credible lower bound 24/25 | 7105.3651 | 7364.8498 | 8551.3046 | 10496.2806 | 9557.4776 | 6678.9082 | 6857.5454 | 6792.2868 | 7081.1988 | 8037.9054 | 9932.8388 | 9277.0712 | 5969.9003 | 5786.3846 | 5825.6866 | 6006.1048 | 6534.5225 | 7987.2209 | 7566.0302 | 4348.453 | 4257.3969 | 4114.9029 | 2969.0455 | 3957.2461 | 5873.3009 | 5111.4068 | 1773.7499 | 1954.6899 | 2394.6433 | 2823.7227 | 3630.1134 | 6451.967 | 6053.8313 | 3172.5213 | 3076.8346 | 2956.3802 | 3291.8397 | 3579.7937 | 6002.5463 | 5454.1915 | 3229.791 | 3278.4835 | 3544.3291 | 3918.9611 | 4972.0435 | 7494.0478 | 7212.7223 | 4234.8916 | 4377.2637 | 4242.7043 | 4460.121 | 5690.3107 | 7698.274 | 10417.5043 | 8532.3996 | 11357.9343 | 18531.5782 | 15679.0497 | 11019.9453 | 10640.687 | 11780.3759 | 8915.9248 | 9435.4364 | 12695.2416 | 6128.4319 | 6563.7628 | 7583.2393 | 6680.4088 | 3926.0906 | 3912.5892 | 3895.2468 | 4016.1349 | 5167.2147 | 6935.6849 | 5713.9087 | 3218.1736 | 3194.6191 | 3349.7266 | 3655.5389 | 5457.2923 | 8090.4437 | 6844.2717 | 3986.0579 | 3894.4233 | 3744.4508 | 4068.5329 | 4373.5037 | 6894.6499 | 5892.6342 | 3879.5494 | 3893.8565 | 3869.1138 | 4194.8174 | 5382.9955 | 8218.4109 | 7105.2393 | 4886.9696 | 4760.4498 | 5054.4558 | 5448.9696 | 6732.0593 | 9436.1418 | 8390.5741 | 5330.8069 | 5339.6986 | 5398.538 | 5849.9029 | 7267.189 | 9450.6253 | 8515.0192 | 5433.4802 | 5497.3003 | 5752.3146 | 6211.5978 | 7609.8787 | 10340.9752 | 9287.8401 | 6274.9138 | 6499.98 | 6610.0782 | 7025.4264 | 8371.8388 | 11337.1963 | 10423.1636 | 7211.0274 | 7528.8384 | 7786.3066 | 8301.4625 | 8240.7445 | 11033.6026 | 10166.1076 | 8084.5546 | 8236.141 | 8492.8118 | 8991.4631 | 10556.0968 | 13354.511 | 12444.2127 | 9568.9032 | 9655.949 | 9797.5659 | 10132.3947 | 9571.5195 | 12183.0256 | 11077.6042 | 8215.8846 | 8282.4326 | 9138.5661 | 9644.9529 | 11103.5476
Surplus daily credible upper bound 24/25 | 19374.8383 | 19460.0897 | 20533.0384 | 22331.0769 | 21650.9024 | 18784.3794 | 19024.284 | 18924.0597 | 19337.236 | 20323.7295 | 21939.0539 | 21504.2904 | 18596.3107 | 18375.3651 | 18639.3489 | 18910.4766 | 19312.0505 | 20550.1903 | 20080.877 | 17012.4488 | 16997.8172 | 16882.538 | 15740.11 | 16907.0858 | 18662.4213 | 17998.1151 | 14791.1556 | 14928.4493 | 15522.9341 | 16108.6061 | 17292.2002 | 20167.9248 | 19830.7117 | 17092.9657 | 17170.4391 | 17214.9081 | 17682.5065 | 18226.7757 | 20194.1139 | 19533.2054 | 17439.9393 | 17731.3477 | 17959.2764 | 18494.9377 | 19631.5894 | 21694.3018 | 21398.1941 | 18779.5981 | 18674.6212 | 18731.8737 | 18860.4674 | 20338.0325 | 22181.8379 | 25039.1755 | 23311.6602 | 25813.2556 | 32462.3124 | 29999.0302 | 25522.9487 | 24900.6977 | 26065.5251 | 23653.6609 | 24356.9711 | 27310.8365 | 21091.385 | 21269.1442 | 22367.3807 | 21188.5284 | 18520.778 | 18459.5959 | 18529.3358 | 18764.5947 | 19843.9528 | 21444.4501 | 20365.4078 | 17889.1601 | 17745.1758 | 17700.7022 | 17934.9814 | 19679.0932 | 22272.056 | 21117.8269 | 18280.919 | 18257.675 | 18374.9941 | 18545.0893 | 19097.8109 | 21614.6747 | 20730.8302 | 18633.0703 | 18735.3526 | 18725.8826 | 19194.7243 | 20466.2811 | 23133.2204 | 22052.9464 | 19945.0978 | 20007.2119 | 20148.0227 | 20357.9198 | 21465.9948 | 24014.5302 | 22884.5911 | 19661.5814 | 19739.1825 | 19704.4496 | 20182.2914 | 21427.0192 | 23494.387 | 22538.0809 | 19354.7623 | 19412.5257 | 19575.9909 | 19934.0092 | 21194.5918 | 23825.3335 | 22816.3618 | 20005.3582 | 20120.0567 | 19996.028 | 20406.6239 | 21416.7051 | 24141.0838 | 23377.5476 | 20422.7511 | 20675.3231 | 20832.1736 | 21265.1502 | 21176.044 | 23714.3857 | 22864.0428 | 20846.8556 | 20966.4507 | 21181.189 | 21515.8103 | 22761.4337 | 25235.6428 | 24283.0112 | 21574.4554 | 21545.5298 | 21680.7611 | 22213.4193 | 21630.5387 | 24063.6199 | 23110.4961 | 20383.2368 | 20381.3531 | 21194.598 | 21280.3612 | 23004.0342
Surplus daily credible bound range 24/25 | 12269.4732 | 12095.2399 | 11981.7338 | 11834.7963 | 12093.4248 | 12105.4712 | 12166.7385 | 12131.7728 | 12256.0371 | 12285.8241 | 12006.2151 | 12227.2192 | 12626.4104 | 12588.9805 | 12813.6623 | 12904.3718 | 12777.528 | 12562.9695 | 12514.8468 | 12663.9959 | 12740.4203 | 12767.6352 | 12771.0644 | 12949.8397 | 12789.1204 | 12886.7083 | 13017.4057 | 12973.7594 | 13128.2907 | 13284.8833 | 13662.0868 | 13715.9578 | 13776.8804 | 13920.4444 | 14093.6045 | 14258.5279 | 14390.6669 | 14646.982 | 14191.5676 | 14079.0139 | 14210.1483 | 14452.8642 | 14414.9474 | 14575.9766 | 14659.5458 | 14200.254 | 14185.4717 | 14544.7064 | 14297.3575 | 14489.1694 | 14400.3463 | 14647.7218 | 14483.564 | 14621.6713 | 14779.2606 | 14455.3213 | 13930.7342 | 14319.9805 | 14503.0034 | 14260.0108 | 14285.1491 | 14737.7361 | 14921.5347 | 14615.5949 | 14962.9531 | 14705.3814 | 14784.1413 | 14508.1196 | 14594.6873 | 14547.0067 | 14634.0889 | 14748.4598 | 14676.7381 | 14508.7651 | 14651.4991 | 14670.9865 | 14550.5567 | 14350.9756 | 14279.4424 | 14221.8008 | 14181.6123 | 14273.5552 | 14294.861 | 14363.2517 | 14630.5433 | 14476.5564 | 14724.3072 | 14720.0248 | 14838.196 | 14753.5209 | 14841.4962 | 14856.7687 | 14999.9069 | 15083.2856 | 14914.8095 | 14947.7072 | 15058.1282 | 15246.7621 | 15093.5669 | 14908.9502 | 14733.9355 | 14578.3884 | 14494.017 | 14330.7745 | 14399.4839 | 14305.9116 | 14332.3886 | 14159.8301 | 14043.7618 | 14023.0617 | 13921.2822 | 13915.2254 | 13823.6762 | 13722.4114 | 13584.7132 | 13484.3582 | 13528.5217 | 13730.4444 | 13620.0766 | 13385.9498 | 13381.1975 | 13044.8664 | 12803.8875 | 12954.384 | 13211.7236 | 13146.4846 | 13045.8669 | 12963.6876 | 12935.2995 | 12680.7832 | 12697.9352 | 12762.301 | 12730.3097 | 12688.3772 | 12524.3472 | 12205.3369 | 11881.1318 | 11838.7985 | 12005.5522 | 11889.5807 | 11883.1951 | 12081.0246 | 12059.0192 | 11880.5943 | 12032.8919 | 12167.3523 | 12098.9205 | 12056.0319 | 11635.4083 | 11900.4866
Surplus daily credible lower bound 23/24 | 5671 | 4107 | 4034 | 4056 | 5052 | 7468 | 6924 | 3181 | 3507 | 3275 | 3628 | 4664 | 7140 | 6733 | 3255 | 3752 | 3570 | 3656 | 4843 | 7327 | 6625 | 3210 | 3106 | 3269 | 2760 | 3792 | 6045 | 5383 | 2142 | 2074 | 2413 | 3816 | 5890 | 5227 | 2276 | 2175 | 2314 | 2305 | 3486 | 5721 | 5213 | 2395 | 2704 | 2855 | 3045 | 4121 | 6139 | 5489 | 2680 | 2608 | 2642 | 2776 | 6843 | 8857 | 11418 | 18178 | 14829 | 8412 | 7707 | 8396 | 9348 | 10037 | 11665 | 3523 | 2817 | 2262 | 3485 | 5913 | 5374 | 2104 | 1996 | 1977 | 2174 | 2402 | 4188 | 3753 | 1509 | 1480 | 1315 | 1604 | 2704 | 5277 | 5147 | 2071 | 2070 | 2192 | 2399 | 3575 | 6278 | 6027 | 2920 | 2989 | 2927 | 3182 | 4322 | 6744 | 6234 | 3055 | 3211 | 3400 | 3678 | 4932 | 7215 | 6704 | 3474 | 3592 | 3518 | 3839 | 4550 | 7131 | 6732 | 4333 | 3960 | 4184 | 4920 | 6253 | 8846 | 8560 | 5336 | 5343 | 5497 | 6139 | 7026 | 9392 | 9252 | 6965 | 7117 | 7197 | 7582 | 9105 | 11822 | 11593 | 7711 | 7883 | 8190 | 8521 | 9986 | 12093 | 11655 | 7733 | 7719 | 7778 | 8185 | 9560 | 11286 | 10955 | 7336 | 7336 | 8145 | 9831
Surplus daily credible upper bound 23/24 | 16670 | 16542 | 16496 | 16521 | 17276 | 19346 | 18868 | 15316 | 15624 | 15578 | 15881 | 16921 | 19312 | 19191 | 15892 | 16771 | 16515 | 16716 | 17824 | 19853 | 19337 | 16232 | 16071 | 16513 | 16146 | 17427 | 19482 | 18843 | 15734 | 15834 | 16255 | 17877 | 19660 | 19251 | 16314 | 16381 | 16693 | 16927 | 17904 | 19588 | 19340 | 16616 | 16963 | 17315 | 17565 | 18426 | 20288 | 19944 | 16998 | 17118 | 17042 | 17198 | 21149 | 23074 | 25602 | 32156 | 28890 | 22964 | 22297 | 22539 | 23537 | 24377 | 26092 | 18227 | 17645 | 17113 | 18285 | 20308 | 19933 | 16410 | 16300 | 16402 | 16589 | 17023 | 18561 | 18244 | 15704 | 15696 | 15603 | 15899 | 17064 | 19414 | 19398 | 16532 | 16728 | 16885 | 17330 | 18506 | 20825 | 20732 | 17568 | 17785 | 17955 | 18139 | 19252 | 21501 | 21152 | 18029 | 17878 | 17867 | 18188 | 19324 | 21067 | 20629 | 17463 | 17586 | 17628 | 17955 | 18374 | 20666 | 20309 | 17961 | 17594 | 17653 | 18537 | 19774 | 21984 | 21604 | 18602 | 18796 | 18825 | 19271 | 20171 | 22234 | 21911 | 19981 | 20062 | 20099 | 20480 | 21798 | 24050 | 23843 | 20122 | 20287 | 20348 | 20698 | 21910 | 23654 | 23233 | 19674 | 19832 | 19951 | 20313 | 21440 | 23234 | 22942 | 19539 | 19458 | 20262 | 21767
Surplus daily credible bound range 23/24 | 10999 | 12435 | 12462 | 12465 | 12224 | 11878 | 11944 | 12135 | 12117 | 12303 | 12253 | 12257 | 12172 | 12458 | 12637 | 13019 | 12945 | 13060 | 12981 | 12526 | 12712 | 13022 | 12965 | 13244 | 13386 | 13635 | 13437 | 13460 | 13592 | 13760 | 13842 | 14061 | 13770 | 14024 | 14038 | 14206 | 14379 | 14622 | 14418 | 13867 | 14127 | 14221 | 14259 | 14460 | 14520 | 14305 | 14149 | 14455 | 14318 | 14510 | 14400 | 14422 | 14306 | 14217 | 14184 | 13978 | 14061 | 14552 | 14590 | 14143 | 14189 | 14340 | 14427 | 14704 | 14828 | 14851 | 14800 | 14395 | 14559 | 14306 | 14304 | 14425 | 14415 | 14621 | 14373 | 14491 | 14195 | 14216 | 14288 | 14295 | 14360 | 14137 | 14251 | 14461 | 14658 | 14693 | 14931 | 14931 | 14547 | 14705 | 14648 | 14796 | 15028 | 14957 | 14930 | 14757 | 14918 | 14974 | 14667 | 14467 | 14510 | 14392 | 13852 | 13925 | 13989 | 13994 | 14110 | 14116 | 13824 | 13535 | 13577 | 13628 | 13634 | 13469 | 13617 | 13521 | 13138 | 13044 | 13266 | 13453 | 13328 | 13132 | 13145 | 12842 | 12659 | 13016 | 12945 | 12902 | 12898 | 12693 | 12228 | 12250 | 12411 | 12404 | 12158 | 12177 | 11924 | 11561 | 11578 | 11941 | 12113 | 12173 | 12128 | 11880 | 11948 | 11987 | 12203 | 12122 | 12117 | 11936

## Figure 5
Figure 5 - Historical and forecast weather-corrected daily peak transmission system demand
Date | Normalised Transmission System Demand Outturn | Normalised Transmission System Demand Outturn | Normalised Transmission System Demand Forecast
| 2022/23 | 2023/24 | 2024/25
2024-10-28 | 38.325 | 38.843 | 38.952
2024-10-29 | 39.561 | 38.161 | 39.096
2024-10-30 | 38.757 | 39.289 | 39.239
2022-10-31 | 39.004 | 39.47 | 39.06
2022-11-01 | 37.98 | 38.712 | 37.982
2022-11-02 | 34.817 | 35.335 | 35.38
2022-11-03 | 35.948 | 36.755 | 36.583
2022-11-04 | 39.692 | 40.008 | 39.949
2022-11-05 | 39.064 | 40.293 | 40.087
2022-11-06 | 39.277 | 40.206 | 40.143
2022-11-07 | 39.58 | 39.575 | 39.957
2022-11-08 | 39.295 | 39.246 | 38.93
2022-11-09 | 36.328 | 37.162 | 36.304
2022-11-10 | 37.85 | 37.807 | 37.54
2022-11-11 | 41.064 | 41.573 | 40.804
2022-11-12 | 40.812 | 40.972 | 40.93
2022-11-13 | 39.751 | 40.7 | 41.036
2022-11-14 | 39.706 | 40.681 | 40.809
2022-11-15 | 38.667 | 39.423 | 39.693
2022-11-16 | 37.458 | 36.75 | 37.043
2022-11-17 | 37.328 | 39.09 | 38.284
2022-11-18 | 40.926 | 41.663 | 41.513
2022-11-19 | 40.614 | 41.657 | 41.595
2022-11-20 | 41.276 | 41.696 | 41.682
2022-11-21 | 40.636 | 41.281 | 41.445
2022-11-22 | 40.374 | 40.208 | 40.31
2022-11-23 | 37.107 | 37.271 | 37.656
2022-11-24 | 39.885 | 38.088 | 38.892
2022-11-25 | 41.577 | 42.134 | 42.109
2022-11-26 | 40.44 | 42.839 | 42.195
2022-11-27 | 40.586 | 41.123 | 42.283
2022-11-28 | 41.178 | 41.833 | 42.05
2022-11-29 | 40.861 | 41.441 | 40.918
2022-11-30 | 37.08 | 37.804 | 38.262
2022-12-01 | 38.717 | 40.226 | 39.514
2022-12-02 | 42.724 | 44.098 | 42.73
2022-12-03 | 42.611 | 43.067 | 42.82
2022-12-04 | 42.719 | 42.762 | 42.908
2022-12-05 | 41.803 | 43.357 | 42.678
2022-12-06 | 41.465 | 42.244 | 41.536
2022-12-07 | 39.202 | 40.442 | 38.876
2022-12-08 | 39.189 | 41.123 | 40.11
2022-12-09 | 42.868 | 43.728 | 43.309
2022-12-10 | 43.303 | 42.487 | 43.376
2022-12-11 | 42.094 | 43.477 | 43.438
2022-12-12 | 42.763 | 43.153 | 43.178
2022-12-13 | 41.453 | 41.966 | 42.002
2022-12-14 | 39.306 | 39.366 | 39.3
2022-12-15 | 39.428 | 40.148 | 40.498
2022-12-16 | 42.363 | 43.301 | 43.655
2022-12-17 | 42.097 | 43.308 | 43.679
2022-12-18 | 42.051 | 42.82 | 43.698
2022-12-19 | 41.599 | 41.616 | 43.391
2022-12-20 | 38.535 | 39.193 | 42.18
2022-12-21 | 35.477 | 37.89 | 39.44
2022-12-22 | 30.495 | 37.237 | 37.089
2022-12-23 | 33.247 | 31.723 | 39.05
2022-12-24 | 35.859 | 33.402 | 36.256
2022-12-25 | 37.699 | 38.28 | 31.585
2022-12-26 | 38.274 | 38.416 | 31.688
2022-12-27 | 38.153 | 38.286 | 36.76
2022-12-28 | 35.979 | 37.485 | 36.765
2022-12-29 | 35.214 | 36.341 | 36.066
2022-12-30 | 39.739 | 36.714 | 38.835
2022-12-31 | 41.481 | 41.432 | 38.04
2023-01-01 | 41.899 | 42.58 | 34.792
2023-01-02 | 42.246 | 41.961 | 41.632
2023-01-03 | 41.386 | 41.674 | 41.392
2023-01-04 | 38.649 | 39.521 | 39.376
2023-01-05 | 40.364 | 40.662 | 40.529
2023-01-06 | 43.913 | 44.784 | 44.361
2023-01-07 | 43.656 | 44.057 | 44.363
2023-01-08 | 43.554 | 43.298 | 44.369
2023-01-09 | 44.069 | 41.865 | 44.055
2023-01-10 | 41.146 | 42.157 | 42.845
2023-01-11 | 38.988 | 39.934 | 39.413
2023-01-12 | 39.961 | 41.431 | 40.584
2023-01-13 | 43.634 | 44.888 | 44.131
2023-01-14 | 43.834 | 43.907 | 44.147
2023-01-15 | 43.726 | 44.357 | 44.163
2023-01-16 | 43.078 | 44.148 | 43.855
2023-01-17 | 42.134 | 42.583 | 42.647
2023-01-18 | 39.366 | 39.938 | 39.51
2023-01-19 | 39.637 | 41.921 | 40.672
2023-01-20 | 43.24 | 43.972 | 43.803
2023-01-21 | 43.326 | 44.568 | 43.797
2023-01-22 | 42.754 | 43.755 | 43.784
2023-01-23 | 42.716 | 42.961 | 43.442
2023-01-24 | 42.236 | 41.516 | 42.194
2023-01-25 | 40.076 | 39.488 | 39.415
2023-01-26 | 39.512 | 40.878 | 40.529
2023-01-27 | 42.806 | 42.326 | 43.61
2023-01-28 | 43.335 | 42.325 | 43.548
2023-01-29 | 42.143 | 42.877 | 43.476
2023-01-30 | 42.501 | 41.894 | 43.075
2023-01-31 | 41.287 | 40.949 | 41.768
2023-02-01 | 38.642 | 38.622 | 38.93
2023-02-02 | 41.107 | 39.479 | 39.988
2023-02-03 | 42.477 | 42.453 | 43.06
2023-02-04 | 43.061 | 41.81 | 42.96
2023-02-05 | 41.795 | 42.124 | 42.857
2023-02-06 | 41.425 | 42.826 | 42.427
2023-02-07 | 40.325 | 41.374 | 41.095
2023-02-08 | 37.052 | 37.742 | 38.237
2023-02-09 | 38.3 | 38.132 | 39.281
2023-02-10 | 40.808 | 40.975 | 42.302
2023-02-11 | 41.53 | 40.944 | 42.192
2023-02-12 | 41.032 | 41.095 | 42.084
2023-02-13 | 40.643 | 40.712 | 41.655
2023-02-14 | 39.101 | 38.775 | 40.332
2023-02-15 | 36.323 | 37.73 | 37.489
2023-02-16 | 37.629 | 38.469 | 38.55
2023-02-17 | 40.939 | 41.43 | 41.588
2023-02-18 | 40.355 | 40.576 | 41.499
2023-02-19 | 40.766 | 40.155 | 41.415
2023-02-20 | 40.862 | 41.212 | 41.012
2023-02-21 | 39.028 | 38.786 | 39.713
2023-02-22 | 35.868 | 36.137 | 36.891
2023-02-23 | 37.074 | 36.947 | 37.976
2023-02-24 | 39.515 | 40.743 | 41.036
2023-02-25 | 39.549 | 39.883 | 40.965
2023-02-26 | 40.244 | 40.512 | 40.894
2023-02-27 | 39.566 | 39.513 | 40.503
2023-02-28 | 38.358 | 38.669 | 39.211
2023-03-01 | 35.1 | 36.942 | 36.391
2023-03-02 | 35.068 | 37.085 | 37.472
2023-03-03 | 40.104 | 39.99 | 40.68
2023-03-04 | 38.718 | 40.041 | 40.607
2023-03-05 | 39.333 | 39.228 | 40.529
2023-03-06 | 39.03 | 39.645 | 40.127
2023-03-07 | 37.511 | 37.845 | 38.822
2023-03-08 | 34.143 | 35.291 | 35.988
2023-03-09 | 34.91 | 35.817 | 37.052
2023-03-10 | 38.836 | 39.914 | 40.084
2023-03-11 | 39.332 | 39.579 | 39.984
2023-03-12 | 38.176 | 38.337 | 39.879
2023-03-13 | 37.009 | 38.342 | 39.448
2023-03-14 | 36.312 | 37.343 | 38.115
2023-03-15 | 33.621 | 34.862 | 35.254
2023-03-16 | 34.159 | 35.256 | 36.29
2023-03-17 | 38.148 | 38.154 | 39.3
2023-03-18 | 37.249 | 37.369 | 39.176
2023-03-19 | 37.072 | 36.825 | 39.049
2023-03-20 | 36.729 | 36.604 | 38.6
2023-03-21 | 35.043 | 35.742 | 37.247
2023-03-22 | 32.767 | 33.258 | 34.371
2023-03-23 | 36.729 | 33.708 | 35.395
2023-03-24 | 35.043 | 36.643 | 38.393
2023-03-25 | 32.767 | 36.998 | 38.258
2023-03-26 |  | 36.222 | 38.125
2023-03-27 |  | 34.915 | 37.668
2023-03-28 |  | 31.44 | 36.313

## Figure 6
Figure 6 - Credible range of peak national demand for winter 2024/25
Date | time axis 2024-10-28 to 2025-03-29
Winter Outlook forecast demand daily credible lower bound | 33096.9591 | 33481.7997 | 33683.7511 | 33737.008 | 32891.4733 | 30374.4994 | 31822.3452 | 35224.9478 | 35262.8126 | 35434.8986 | 34795.5351 | 33643.5706 | 31117.1753 | 32440.4178 | 35515.2041 | 35701.7773 | 35805.1175 | 35389.0563 | 34410.4714 | 31657.8343 | 32828.931 | 36215.431 | 36222.5228 | 36277.4885 | 35978.3895 | 34900.1071 | 32251.7743 | 33455.4839 | 36702.9774 | 36718.6355 | 36754.7696 | 36444.8522 | 35281.6913 | 32604.8336 | 33790.0852 | 37049.6389 | 37100.7029 | 37195.0785 | 36842.8662 | 35681.3122 | 33024.668 | 34297.6627 | 37461.0805 | 37400.3424 | 37522.3841 | 37265.7207 | 36049.7124 | 33436.7143 | 34716.8035 | 37789.5034 | 38097.5102 | 37981.3524 | 37548.0448 | 36551.1615 | 33863.6662 | 31536.7223 | 33388.4884 | 30581.6892 | 22906.6516 | 25980.6155 | 30985.5903 | 31007.462 | 30372.4059 | 33122.8311 | 32166.3391 | 29010.982 | 35846.364 | 35652.4641 | 33708.6829 | 34891.6338 | 37925.1816 | 38047.0765 | 37938.9039 | 37688.7191 | 36499.371 | 33736.7635 | 34892.2828 | 38067.3915 | 38033.686 | 38070.5661 | 37859.252 | 36666.9347 | 33953.7945 | 35163.2766 | 38309.8728 | 38285.713 | 38224.8579 | 37934.1353 | 36552.0588 | 33686.5165 | 34652.99 | 37824.2591 | 37774.7087 | 37738.9832 | 37166.7789 | 35873.918 | 33109.7875 | 34232.5312 | 37296.0168 | 37263.7204 | 37055.4742 | 36782.2593 | 35522.5011 | 32737.0592 | 33811.6713 | 36950.4693 | 37038.0088 | 36857.6829 | 36367.1334 | 35073.5898 | 32027.6876 | 33096.7654 | 36162.4796 | 36192.1011 | 35949.4351 | 35560.4516 | 34251.7017 | 31488.5973 | 32568.416 | 35566.6232 | 35464.2371 | 35495.7821 | 35010.091 | 33815.7254 | 30856.2828 | 31885.3566 | 34985.296 | 34752.7146 | 34596.0997 | 34247.7592 | 32789.5608 | 29752.0098 | 30721.5018 | 33737.2108 | 33457.5085 | 33328.2283 | 32902.782 | 31512.9975 | 28583.3773 | 29416.1145 | 32570.0671 | 32316.2873 | 32157.9641 | 31672.0848 | 30308.2917 | 27291.4207 | 28304.3724 | 31239.5531 | 31098.0579 | 31166.2036 | 30690.3812 | 29221.6898 | 26273.931
Winter Outlook forecast demand daily credible upper bound | 40237.5723 | 40375.8166 | 40342.5433 | 40018.5456 | 39025.7813 | 36382.403 | 37649.8904 | 40839.7058 | 40911.8381 | 41033.8114 | 40676.79 | 39601.5317 | 36926.377 | 38262.3935 | 41658.2256 | 41731.1706 | 42022.6903 | 41919.6397 | 40858.392 | 38198.5518 | 39392.9659 | 42679.1293 | 42632.1011 | 42700 | 42652.3245 | 41694.5987 | 39099.9233 | 40372.0012 | 43308.7397 | 43571.0304 | 43591.2883 | 43428.1731 | 42620.7714 | 39956.4991 | 41378.6262 | 44268.6038 | 44467.816 | 44692.4738 | 44400 | 43297.4463 | 40792.7833 | 41808.8416 | 44669.4201 | 44746.861 | 44941.3937 | 44852.515 | 43800.1509 | 41309.8333 | 42438.7803 | 45349.0763 | 45380.2731 | 45521.2872 | 45310.1418 | 44377.417 | 41736.0891 | 39408.8905 | 41492.3193 | 38671.3438 | 31284.7569 | 34240.0509 | 39183.8668 | 39180.3048 | 38487.7513 | 41245.8712 | 40724.4528 | 37486.7438 | 44039.2886 | 43706.0534 | 41934.4451 | 42862.1136 | 45922.8396 | 45854.8497 | 45927.4389 | 45567.9906 | 44476.6609 | 41648.1913 | 42679.9975 | 45371.6256 | 45235.6527 | 45079.6809 | 44803.9248 | 43833.9434 | 41135.7587 | 42286.9376 | 45147.6702 | 45114.789 | 45042.4126 | 44980.7987 | 43896.3546 | 41173.7001 | 42460.4984 | 45105.581 | 45146.853 | 45161.0851 | 44845.0623 | 43764.1137 | 41073.8906 | 42035.2469 | 44871.3704 | 44927.1175 | 44895.525 | 44575.8701 | 43477.3019 | 40570.614 | 41559.5457 | 44214.8771 | 44029.2722 | 43800 | 43544.3245 | 42240.3811 | 39307.333 | 40209.5226 | 43054.389 | 42937.6989 | 42833.2545 | 42540.0088 | 41179.9329 | 38342.0116 | 39366.6562 | 42405.5714 | 42319.5269 | 42285.7514 | 41855.8571 | 40509.4539 | 37675.8022 | 38612.2443 | 41649.6125 | 41546.7159 | 41515.2749 | 40942.2631 | 39571.1689 | 36519.1852 | 37372.6531 | 40265.7553 | 40034.7154 | 39825.3783 | 39199.5735 | 37703.4852 | 34858.4522 | 35755.7137 | 38670.5114 | 38613.8532 | 38489.3262 | 38116.6646 | 36608.1117 | 33792.5411 | 34904.2173 | 37854.3203 | 37832.2326 | 37808.1789 | 37096.4626 | 35633.4827 | 32819.1157
Winter Outlook forecast demand - 90% confidence bound | 7140.6132 | 6894.0169 | 6658.7922 | 6281.5376 | 6134.308 | 6007.9036 | 5827.5452 | 5614.7579 | 5649.0255 | 5598.9128 | 5881.2549 | 5957.961 | 5809.2017 | 5821.9756 | 6143.0215 | 6029.3932 | 6217.5728 | 6530.5834 | 6447.9206 | 6540.7175 | 6564.035 | 6463.6983 | 6409.5783 | 6422.5115 | 6673.9351 | 6794.4917 | 6848.149 | 6916.5173 | 6605.7623 | 6852.395 | 6836.5187 | 6983.3209 | 7339.0801 | 7351.6655 | 7588.541 | 7218.9649 | 7367.1131 | 7497.3953 | 7557.1338 | 7616.134 | 7768.1153 | 7511.1789 | 7208.3396 | 7346.5186 | 7419.0096 | 7586.7943 | 7750.4385 | 7873.1191 | 7721.9768 | 7559.5729 | 7282.7628 | 7539.9349 | 7762.097 | 7826.2555 | 7872.423 | 7872.1682 | 8103.8309 | 8089.6547 | 8378.1053 | 8259.4354 | 8198.2765 | 8172.8428 | 8115.3454 | 8123.0401 | 8558.1137 | 8475.7618 | 8192.9246 | 8053.5893 | 8225.7622 | 7970.4798 | 7997.658 | 7807.7732 | 7988.5351 | 7879.2716 | 7977.2899 | 7911.4278 | 7787.7147 | 7304.2341 | 7201.9667 | 7009.1148 | 6944.6728 | 7167.0087 | 7181.9642 | 7123.661 | 6837.7974 | 6829.076 | 6817.5547 | 7046.6634 | 7344.2958 | 7487.1836 | 7807.5084 | 7281.3219 | 7372.1443 | 7422.1019 | 7678.2834 | 7890.1957 | 7964.1031 | 7802.7158 | 7575.3536 | 7663.3971 | 7840.0507 | 7793.6109 | 7954.8009 | 7833.5548 | 7747.8743 | 7264.4077 | 6991.2634 | 6942.3171 | 7177.1911 | 7166.7913 | 7279.6454 | 7112.7572 | 6891.9094 | 6745.5978 | 6883.8194 | 6979.5572 | 6928.2312 | 6853.4142 | 6798.2403 | 6838.9481 | 6855.2898 | 6789.9693 | 6845.7662 | 6693.7285 | 6819.5194 | 6726.8877 | 6664.3165 | 6794.0013 | 6919.1752 | 6694.5039 | 6781.6081 | 6767.1754 | 6651.1514 | 6528.5445 | 6577.2069 | 6497.15 | 6296.7916 | 6190.4878 | 6275.0749 | 6339.5991 | 6100.4442 | 6297.5659 | 6331.3621 | 6444.5797 | 6299.82 | 6501.1204 | 6599.8449 | 6614.7672 | 6734.1747 | 6641.9754 | 6406.0814 | 6411.793 | 6545.1847
Winter Outlook Central Forecast | 37003.2318 | 37334.2348 | 37510.4916 | 37307.876 | 36303.8983 | 33644.7023 | 34962.6662 | 38072.7219 | 38219.977 | 38273.0499 | 37967.4094 | 36892.6152 | 34297.3768 | 35571.1929 | 38796.1383 | 38925.0229 | 39032.9039 | 38830.8798 | 37722.7773 | 35099.8855 | 36404.8395 | 39554.8932 | 39748.2997 | 39738.9686 | 39468.1365 | 38392.1593 | 35777.4593 | 36952.5084 | 40136.0239 | 40202.8451 | 40199.7238 | 39938.3735 | 38788.5913 | 36063.3668 | 37334.0955 | 40539.2593 | 40656.9092 | 40922.5453 | 40807.5315 | 39645.3722 | 36987.5648 | 38296.5836 | 41581.4493 | 41658.8931 | 41857.1819 | 41595.7715 | 40441.9995 | 37785.7365 | 38953.9155 | 42127.1977 | 42120.1023 | 42137.9389 | 41801.0233 | 40635.5553 | 37881.3531 | 35401.7464 | 37334.5544 | 34445.7438 | 26826.2406 | 29675.44 | 34529.2886 | 34709.165 | 33875.1927 | 36847.5824 | 36072.637 | 32695.0231 | 39555.5731 | 39255.9627 | 37132.2105 | 38377.9514 | 41359.8535 | 41509.2038 | 41453.3528 | 41075.994 | 39846.9734 | 37059.7268 | 38222.77 | 41351.5044 | 41555.0897 | 41607.7827 | 41394.2876 | 40263.167 | 37539.7059 | 38838.326 | 42083.2854 | 42035.1063 | 42168.3053 | 41922.9651 | 40637.5749 | 37942.3745 | 39007.2269 | 42086.8987 | 41963.0197 | 41878.9639 | 41492.9074 | 40216.5521 | 37241.075 | 38348.5133 | 41403.3001 | 41363.0126 | 41236.7442 | 40811.438 | 39515.4651 | 36729.1799 | 37694.5277 | 40813.1294 | 40759.4982 | 40603.5498 | 40055.6234 | 38798.901 | 35814.4905 | 36749.2759 | 39884.4118 | 39706.0145 | 39605.1846 | 39188.6112 | 37770.9661 | 34825.8027 | 35894.1707 | 38910.2409 | 38810.4708 | 38799.4433 | 38382.427 | 36978.7495 | 34087.8167 | 35139.8129 | 38132.6263 | 37956.9361 | 37894.3884 | 37352.8328 | 36004.0378 | 33016.5949 | 33947.8514 | 36963.2416 | 36669.8928 | 36475.2371 | 35990.2836 | 34569.6896 | 31645.5077 | 32628.1849 | 35673.0689 | 35544.0836 | 35336.691 | 34849.4931 | 33434.3742 | 30504.1482 | 31577.9024 | 34554.268 | 34516.6608 | 34548.0749 | 33825.0389 | 32383.7671 | 29413.3555

## Figure 7
Figure 7 - Daily generation availability, by fuel type, based on market submissions and including breakdown rates
Date | time axis 2024-10-27 to 2025-03-29
Nuclear | 3426.4 | 3426.4 | 3426.4 | 3426.4 | 3426.4 | 3426.4 | 3426.4 | 3618.4 | 3778.4 | 3938.4 | 3938.4 | 3938.4 | 3938.4 | 3938.4 | 3938.4 | 3938.4 | 3938.4 | 3938.4 | 3938.4 | 3426.4 | 2930.4 | 2930.4 | 2882.4 | 2870.4 | 2870.4 | 2402.4 | 2402.4 | 2402.4 | 2264 | 1934.4 | 1934.4 | 2312 | 2438.4 | 2438.4 | 2542.4 | 2686.4 | 2758.4 | 2830.4 | 2934.4 | 3131.2 | 3131.2 | 3438.4 | 3438.4 | 3438.4 | 3630.4 | 3958.4 | 4280 | 4313.6 | 4690.4 | 4946.4 | 4946.4 | 4946.4 | 4946.4 | 4946.4 | 4946.4 | 4946.4 | 4946.4 | 4946.4 | 4946.4 | 4946.4 | 4946.4 | 4946.4 | 4946.4 | 4946.4 | 4946.4 | 4946.4 | 4946.4 | 4946.4 | 4946.4 | 4946.4 | 4898.4 | 4886.4 | 4874.4 | 4862.4 | 4850.4 | 4838.4 | 4826.4 | 4814.4 | 4418.4 | 4418.4 | 4418.4 | 4418.4 | 4418.4 | 4418.4 | 4418.4 | 4418.4 | 4418.4 | 4418.4 | 4418.4 | 4418.4 | 4418.4 | 4418.4 | 4418.4 | 4418.4 | 4418.4 | 4418.4 | 4418.4 | 4418.4 | 4418.4 | 4418.4 | 4418.4 | 4418.4 | 4418.4 | 4418.4 | 4418.4 | 4252 | 4020 | 4020 | 4020 | 4020 | 4020 | 3524 | 3524 | 3524 | 3524 | 3524 | 3524 | 3524 | 3524 | 3524 | 3524 | 3524 | 3524 | 3524 | 3524 | 3641.6 | 3772 | 3855.2 | 3924 | 4020 | 4020 | 3508 | 3508 | 3508 | 3508 | 3508 | 3508 | 3508 | 3508 | 3508 | 3508 | 3508 | 3508 | 3508 | 3508 | 3508 | 3508 | 3508 | 3508 | 3508 | 3508 | 3508 | 3717.6 | 3796
Biomass | 3258.5 | 3258.5 | 3258.5 | 3258.5 | 3258.5 | 3258.5 | 2645.75 | 3258.5 | 3258.5 | 3258.5 | 3258.5 | 3258.5 | 3258.5 | 2644.8 | 3257.55 | 3257.55 | 3257.55 | 3257.55 | 3257.55 | 3257.55 | 2668.55 | 3281.3 | 3281.3 | 3281.3 | 3281.3 | 3281.3 | 3281.3 | 2668.55 | 3281.3 | 3281.3 | 3281.3 | 3281.3 | 3407.65 | 3407.65 | 2794.9 | 3407.65 | 3407.65 | 3407.65 | 3407.65 | 3407.65 | 3407.65 | 2794.9 | 3407.65 | 3407.65 | 3407.65 | 3407.65 | 3407.65 | 3407.65 | 2794.9 | 3407.65 | 3407.65 | 3407.65 | 3407.65 | 3407.65 | 3407.65 | 2794.9 | 3407.65 | 3407.65 | 3407.65 | 3407.65 | 3407.65 | 3407.65 | 2794.9 | 3407.65 | 3407.65 | 3407.65 | 3407.65 | 3407.65 | 3407.65 | 3407.65 | 3407.65 | 3407.65 | 3407.65 | 3407.65 | 3407.65 | 3407.65 | 3407.65 | 3407.65 | 3407.65 | 3407.65 | 3407.65 | 3407.65 | 3407.65 | 3407.65 | 3407.65 | 3407.65 | 3407.65 | 3407.65 | 3407.65 | 3407.65 | 3407.65 | 3407.65 | 3407.65 | 3407.65 | 3407.65 | 3407.65 | 3407.65 | 3407.65 | 3407.65 | 3407.65 | 3407.65 | 3407.65 | 3407.65 | 3407.65 | 3407.65 | 3407.65 | 3371.55 | 3371.55 | 3371.55 | 3371.55 | 3371.55 | 3371.55 | 3371.55 | 3371.55 | 3371.55 | 3371.55 | 3371.55 | 3371.55 | 3371.55 | 3371.55 | 3371.55 | 3371.55 | 3371.55 | 3371.55 | 3371.55 | 3371.55 | 3371.55 | 3371.55 | 3371.55 | 3371.55 | 3371.55 | 3371.55 | 3245.2 | 3245.2 | 3257.55 | 3257.55 | 3257.55 | 3257.55 | 3257.55 | 3257.55 | 3257.55 | 3281.3 | 3281.3 | 3281.3 | 3281.3 | 1428.8 | 1555.15 | 1555.15 | 1555.15 | 1555.15 | 1555.15 | 1555.15 | 1555.15 | 1555.15
CCGT | 27549.05 | 27549.05 | 27549.05 | 27549.05 | 27663.05 | 27663.05 | 27663.05 | 27093.05 | 26993.3 | 26993.3 | 26993.3 | 26993.3 | 26993.3 | 26993.3 | 26993.3 | 26993.3 | 26993.3 | 27268.8 | 27268.8 | 27268.8 | 27268.8 | 27268.8 | 27268.8 | 27268.8 | 27268.8 | 27268.8 | 27268.8 | 27268.8 | 27268.8 | 27268.8 | 27544.3 | 27544.3 | 27544.3 | 27544.3 | 27544.3 | 27544.3 | 27544.3 | 27544.3 | 27544.3 | 27544.3 | 26869.8 | 26869.8 | 26869.8 | 27544.3 | 27544.3 | 27544.3 | 27544.3 | 27544.3 | 27544.3 | 27544.3 | 27544.3 | 27544.3 | 27544.3 | 27544.3 | 27544.3 | 27544.3 | 27544.3 | 27544.3 | 27544.3 | 27544.3 | 27544.3 | 27544.3 | 27544.3 | 27544.3 | 27544.3 | 27544.3 | 27544.3 | 27544.3 | 27544.3 | 26708.3 | 26708.3 | 26708.3 | 26708.3 | 26708.3 | 26708.3 | 26746.3 | 25910.3 | 25910.3 | 26708.3 | 26708.3 | 26708.3 | 26708.3 | 27544.3 | 27544.3 | 27544.3 | 27544.3 | 27544.3 | 27544.3 | 27544.3 | 26827.05 | 26827.05 | 26827.05 | 27544.3 | 27544.3 | 27544.3 | 27544.3 | 27544.3 | 27544.3 | 27544.3 | 28242.55 | 28242.55 | 28242.55 | 28242.55 | 28242.55 | 28242.55 | 28242.55 | 28242.55 | 28242.55 | 28242.55 | 28242.55 | 28242.55 | 28242.55 | 28242.55 | 28242.55 | 28242.55 | 28242.55 | 28242.55 | 28242.55 | 28242.55 | 28242.55 | 28242.55 | 28242.55 | 28242.55 | 28242.55 | 28242.55 | 28242.55 | 28242.55 | 28242.55 | 28242.55 | 28242.55 | 28242.55 | 27568.05 | 27568.05 | 27568.05 | 28242.55 | 28242.55 | 28242.55 | 28242.55 | 28242.55 | 28242.55 | 28242.55 | 28242.55 | 28242.55 | 28242.55 | 28242.55 | 28242.55 | 27862.55 | 27862.55 | 27862.55 | 27862.55 | 27862.55 | 27862.55 | 27862.55 | 27439.8
Hydro | 971.85 | 971.85 | 971.85 | 971.85 | 971.85 | 971.85 | 971.85 | 971.85 | 971.85 | 971.85 | 971.85 | 971.85 | 1009.05 | 1009.05 | 1009.05 | 1003.47 | 1003.47 | 1003.47 | 1003.47 | 1003.47 | 1003.47 | 1003.47 | 1003.47 | 1003.47 | 1003.47 | 1003.47 | 1009.05 | 1009.05 | 1009.05 | 1009.05 | 1009.05 | 1009.05 | 1009.05 | 1009.05 | 1009.05 | 1009.05 | 1032.3 | 1032.3 | 1032.3 | 1032.3 | 1032.3 | 1032.3 | 1032.3 | 1032.3 | 1032.3 | 1032.3 | 1032.3 | 1032.3 | 1032.3 | 1032.3 | 1032.3 | 1032.3 | 1032.3 | 1032.3 | 1032.3 | 1032.3 | 1032.3 | 1032.3 | 1032.3 | 1032.3 | 1032.3 | 1032.3 | 1032.3 | 1032.3 | 1032.3 | 1032.3 | 1032.3 | 1032.3 | 1032.3 | 1032.3 | 1032.3 | 1032.3 | 1032.3 | 1032.3 | 1032.3 | 1032.3 | 1032.3 | 1032.3 | 1032.3 | 1032.3 | 1032.3 | 1032.3 | 1032.3 | 1032.3 | 1032.3 | 1032.3 | 1032.3 | 1032.3 | 1032.3 | 1032.3 | 1032.3 | 1032.3 | 1023 | 1023 | 1023 | 1023 | 1032.3 | 1032.3 | 1032.3 | 1032.3 | 1032.3 | 1032.3 | 1032.3 | 1032.3 | 1032.3 | 1032.3 | 1032.3 | 1032.3 | 1032.3 | 1032.3 | 1032.3 | 1032.3 | 1032.3 | 1016.49 | 1016.49 | 1016.49 | 1016.49 | 1032.3 | 1032.3 | 1032.3 | 1016.49 | 1032.3 | 1032.3 | 1032.3 | 1032.3 | 1032.3 | 1032.3 | 1032.3 | 1032.3 | 1032.3 | 1032.3 | 1032.3 | 1032.3 | 1032.3 | 1032.3 | 1032.3 | 1032.3 | 1032.3 | 1032.3 | 1032.3 | 1032.3 | 1032.3 | 1032.3 | 1032.3 | 1032.3 | 1032.3 | 1032.3 | 1032.3 | 990.45 | 990.45 | 990.45 | 990.45 | 990.45 | 990.45
OCGT | 809.01 | 809.01 | 809.01 | 809.01 | 809.01 | 809.01 | 933.61 | 933.61 | 933.61 | 933.61 | 933.61 | 933.61 | 933.61 | 933.61 | 933.61 | 933.61 | 933.61 | 933.61 | 933.61 | 933.61 | 933.61 | 933.61 | 933.61 | 933.61 | 933.61 | 933.61 | 933.61 | 933.61 | 933.61 | 933.61 | 933.61 | 933.61 | 933.61 | 933.61 | 933.61 | 933.61 | 933.61 | 933.61 | 933.61 | 933.61 | 933.61 | 933.61 | 933.61 | 933.61 | 933.61 | 933.61 | 933.61 | 933.61 | 933.61 | 933.61 | 933.61 | 933.61 | 933.61 | 933.61 | 933.61 | 933.61 | 933.61 | 933.61 | 933.61 | 933.61 | 933.61 | 933.61 | 933.61 | 933.61 | 933.61 | 933.61 | 933.61 | 933.61 | 933.61 | 933.61 | 933.61 | 933.61 | 933.61 | 933.61 | 933.61 | 933.61 | 933.61 | 933.61 | 933.61 | 933.61 | 933.61 | 933.61 | 933.61 | 933.61 | 933.61 | 933.61 | 933.61 | 933.61 | 933.61 | 933.61 | 933.61 | 933.61 | 933.61 | 933.61 | 933.61 | 933.61 | 933.61 | 933.61 | 933.61 | 933.61 | 933.61 | 933.61 | 933.61 | 933.61 | 933.61 | 933.61 | 933.61 | 933.61 | 933.61 | 933.61 | 933.61 | 933.61 | 933.61 | 933.61 | 933.61 | 933.61 | 933.61 | 933.61 | 933.61 | 933.61 | 933.61 | 933.61 | 933.61 | 933.61 | 933.61 | 933.61 | 933.61 | 933.61 | 933.61 | 933.61 | 933.61 | 933.61 | 933.61 | 933.61 | 933.61 | 933.61 | 933.61 | 933.61 | 933.61 | 933.61 | 933.61 | 933.61 | 933.61 | 933.61 | 933.61 | 933.61 | 933.61 | 933.61 | 933.61 | 933.61 | 933.61 | 933.61 | 933.61 | 933.61
Storage and other | 1334.75 | 1334.75 | 1334.75 | 1334.75 | 1334.75 | 1436.4 | 1436.4 | 1436.4 | 1436.4 | 1436.4 | 1436.4 | 1436.4 | 1436.4 | 1436.4 | 1436.4 | 1436.4 | 1436.4 | 1436.4 | 1436.4 | 1436.4 | 1436.4 | 1436.4 | 1436.4 | 1436.4 | 1436.4 | 1436.4 | 1436.4 | 1436.4 | 1436.4 | 1436.4 | 1436.4 | 1436.4 | 1436.4 | 1436.4 | 1436.4 | 1436.4 | 1436.4 | 1436.4 | 1436.4 | 1436.4 | 1436.4 | 1436.4 | 1436.4 | 1436.4 | 1436.4 | 1436.4 | 1436.4 | 1436.4 | 1436.4 | 1436.4 | 1436.4 | 1436.4 | 1436.4 | 1436.4 | 1436.4 | 1436.4 | 1436.4 | 1436.4 | 1436.4 | 1436.4 | 1436.4 | 1436.4 | 1436.4 | 1436.4 | 1436.4 | 1436.4 | 1436.4 | 1436.4 | 1436.4 | 1436.4 | 1436.4 | 1436.4 | 1436.4 | 1436.4 | 1436.4 | 1436.4 | 1436.4 | 1436.4 | 1436.4 | 1436.4 | 1436.4 | 1436.4 | 1436.4 | 1436.4 | 1436.4 | 1436.4 | 1436.4 | 1436.4 | 1436.4 | 1436.4 | 1436.4 | 1436.4 | 1436.4 | 1436.4 | 1436.4 | 1436.4 | 1436.4 | 1436.4 | 1436.4 | 1436.4 | 1436.4 | 1436.4 | 1436.4 | 1436.4 | 1436.4 | 1436.4 | 1436.4 | 1436.4 | 1436.4 | 1436.4 | 1436.4 | 1436.4 | 1436.4 | 1436.4 | 1436.4 | 1436.4 | 1436.4 | 1436.4 | 1436.4 | 1436.4 | 1436.4 | 1436.4 | 1436.4 | 1436.4 | 1436.4 | 1436.4 | 1436.4 | 1436.4 | 1436.4 | 1436.4 | 1436.4 | 1436.4 | 1436.4 | 1436.4 | 1436.4 | 1436.4 | 1436.4 | 1436.4 | 1436.4 | 1436.4 | 1436.4 | 1436.4 | 1436.4 | 1436.4 | 1436.4 | 1436.4 | 1436.4 | 1436.4 | 1436.4 | 1436.4 | 1436.4 | 1436.4 | 1436.4 | 1436.4
Pumped storage | 2260.1 | 2260.1 | 2172.8 | 2172.8 | 2172.8 | 2172.8 | 2172.8 | 2172.8 | 2172.8 | 2260.1 | 2260.1 | 2260.1 | 2260.1 | 2260.1 | 2260.1 | 2260.1 | 2260.1 | 2260.1 | 2260.1 | 2260.1 | 2260.1 | 2260.1 | 2260.1 | 2260.1 | 2260.1 | 2260.1 | 2260.1 | 2260.1 | 2260.1 | 2260.1 | 2260.1 | 2260.1 | 2260.1 | 2260.1 | 2260.1 | 2260.1 | 2260.1 | 2347.4 | 2347.4 | 2347.4 | 2347.4 | 2347.4 | 2347.4 | 2347.4 | 2347.4 | 2347.4 | 2347.4 | 2347.4 | 2347.4 | 2347.4 | 2347.4 | 2347.4 | 2347.4 | 2347.4 | 2638.4 | 2638.4 | 2638.4 | 2638.4 | 2638.4 | 2638.4 | 2638.4 | 2638.4 | 2638.4 | 2638.4 | 2638.4 | 2638.4 | 2638.4 | 2638.4 | 2638.4 | 2638.4 | 2638.4 | 2638.4 | 2638.4 | 2638.4 | 2638.4 | 2638.4 | 2638.4 | 2638.4 | 2638.4 | 2638.4 | 2638.4 | 2638.4 | 2638.4 | 2638.4 | 2638.4 | 2638.4 | 2638.4 | 2638.4 | 2638.4 | 2638.4 | 2638.4 | 2638.4 | 2638.4 | 2638.4 | 2638.4 | 2638.4 | 2638.4 | 2638.4 | 2638.4 | 2638.4 | 2638.4 | 2638.4 | 2638.4 | 2638.4 | 2638.4 | 2638.4 | 2638.4 | 2638.4 | 2638.4 | 2638.4 | 2638.4 | 2638.4 | 2638.4 | 2347.4 | 2347.4 | 2347.4 | 2347.4 | 2347.4 | 2347.4 | 2347.4 | 2347.4 | 2347.4 | 2347.4 | 2347.4 | 2347.4 | 2347.4 | 2347.4 | 2056.4 | 2056.4 | 2056.4 | 2056.4 | 2056.4 | 2056.4 | 2056.4 | 2056.4 | 2056.4 | 2056.4 | 2056.4 | 2056.4 | 2056.4 | 2056.4 | 2056.4 | 2056.4 | 2056.4 | 2056.4 | 2056.4 | 2056.4 | 2056.4 | 2056.4 | 2056.4 | 2056.4 | 2056.4 | 2056.4 | 2056.4
Wind (Base Case EFC 13.9%) | 3313.343 | 3313.343 | 3303.752 | 3353.514 | 3353.514 | 3353.514 | 3363.105 | 3363.105 | 3363.105 | 3363.105 | 3363.105 | 3363.105 | 3363.105 | 3363.105 | 3363.105 | 3363.105 | 3358.935 | 3358.935 | 3358.935 | 3358.935 | 3358.935 | 3363.105 | 3361.02 | 3364.217 | 3364.217 | 3364.217 | 3364.217 | 3364.217 | 3364.217 | 3364.217 | 3364.217 | 3364.217 | 3364.217 | 3354.626 | 3354.626 | 3354.626 | 3354.626 | 3364.217 | 3364.217 | 3364.217 | 3364.217 | 3364.217 | 3364.217 | 3364.217 | 3364.217 | 3364.217 | 3364.217 | 3364.217 | 3364.217 | 3364.217 | 3302.501 | 3364.217 | 3364.217 | 3364.217 | 3364.217 | 3364.217 | 3364.217 | 3364.217 | 3364.217 | 3364.217 | 3364.217 | 3364.217 | 3364.217 | 3364.217 | 3364.217 | 3364.217 | 3364.217 | 3364.217 | 3364.217 | 3364.217 | 3364.217 | 3364.217 | 3364.217 | 3364.217 | 3364.217 | 3364.217 | 3364.217 | 3364.217 | 3364.217 | 3364.217 | 3364.217 | 3364.217 | 3364.217 | 3364.217 | 3364.217 | 3364.217 | 3364.217 | 3364.217 | 3364.217 | 3354.626 | 3354.626 | 3354.626 | 3354.626 | 3354.626 | 3354.626 | 3354.626 | 3354.626 | 3354.626 | 3354.626 | 3354.626 | 3354.626 | 3354.626 | 3354.626 | 3354.626 | 3354.626 | 3354.626 | 3354.626 | 3354.626 | 3354.626 | 3354.626 | 3354.626 | 3354.626 | 3354.626 | 3354.626 | 3354.626 | 3354.626 | 3354.626 | 3354.626 | 3354.626 | 3354.626 | 3354.626 | 3354.626 | 3354.626 | 3364.217 | 3364.217 | 3364.217 | 3364.217 | 3364.217 | 3364.217 | 3364.217 | 3364.217 | 3364.217 | 3364.217 | 3364.217 | 3364.217 | 3364.217 | 3364.217 | 3364.217 | 3364.217 | 3364.217 | 3364.217 | 3364.217 | 3364.217 | 3364.217 | 3364.217 | 3364.217 | 3364.217 | 3364.217 | 3364.217 | 3364.217 | 3364.217 | 3364.217 | 3364.217 | 3366.163
24/25 Total | 42923.003 | 42923.003 | 42826.112 | 42875.874 | 42989.874 | 43091.524 | 42612.965 | 42847.715 | 42907.965 | 43155.265 | 43155.265 | 43155.265 | 43192.465 | 42578.765 | 43191.515 | 43185.935 | 43181.765 | 43457.265 | 43457.265 | 42945.265 | 41860.265 | 42477.185 | 42427.1 | 42418.297 | 42418.297 | 41950.297 | 41955.877 | 41343.127 | 41817.477 | 41487.877 | 41763.377 | 42140.977 | 42393.727 | 42384.136 | 41875.386 | 42632.136 | 42727.386 | 42896.277 | 43000.277 | 43197.077 | 42522.577 | 42217.027 | 42829.777 | 43504.277 | 43696.277 | 44024.277 | 44345.877 | 44379.477 | 44143.527 | 45012.277 | 44950.561 | 45012.277 | 45012.277 | 45012.277 | 45303.277 | 44690.527 | 45303.277 | 45303.277 | 45303.277 | 45303.277 | 45303.277 | 45303.277 | 44690.527 | 45303.277 | 45303.277 | 45303.277 | 45303.277 | 45303.277 | 45303.277 | 44467.277 | 44419.277 | 44407.277 | 44395.277 | 44383.277 | 44371.277 | 44397.277 | 43549.277 | 43537.277 | 43939.277 | 43939.277 | 43939.277 | 43939.277 | 44775.277 | 44775.277 | 44775.277 | 44775.277 | 44775.277 | 44775.277 | 44775.277 | 44048.436 | 44048.436 | 44048.436 | 44756.386 | 44756.386 | 44756.386 | 44756.386 | 44765.686 | 44765.686 | 44765.686 | 45463.936 | 45463.936 | 45463.936 | 45463.936 | 45463.936 | 45463.936 | 45297.536 | 45029.436 | 45029.436 | 45029.436 | 45029.436 | 45029.436 | 44533.436 | 44533.436 | 44226.626 | 44226.626 | 44226.626 | 44226.626 | 44242.436 | 44242.436 | 44242.436 | 44226.626 | 44242.436 | 44242.436 | 44252.027 | 44252.027 | 44369.627 | 44500.027 | 44292.227 | 44361.027 | 44457.027 | 44457.027 | 43270.527 | 43144.177 | 43144.177 | 43831.027 | 43831.027 | 43831.027 | 43831.027 | 43831.027 | 43831.027 | 43831.027 | 43854.777 | 43854.777 | 43854.777 | 43854.777 | 42002.277 | 41748.627 | 41748.627 | 41706.777 | 41706.777 | 41706.777 | 41706.777 | 41916.377 | 41573.973

## Figure 8
Figure 8 - Interconnectors operational at the start of winter 2024/25

## Figure 9
Figure 9 - T-4 Capacity Market agreements for interconnectors in delivery year 2024/25
GW
| Interconnector | CM obligation 2023/24 | CM obligation 2024/25 | Rated capacity
| IFA | 1.26 | 1.38 | 2
| Moyle | 0.22 | 0.245 | 0.5
| BritNed | 0.36 | 0.61 | 1
| EWIC | 0.22 | 0.245 | 0.5
| Nemo Link | 0.46 | 0.68 | 1
| IFA2 | 0.65 | 0.71 | 1
| NSL | 1.232 | 1.26 | 1.4
| ElecLink | 0.69 | 0.75 | 1
| Viking Link | 0 | 0.728 | 1.4
| TOTAL | 5.092 | 6.608 | 9.8

## Figure 10
Figure 10 - Most recent interconnector long term auction results Q4 2024
EUR / MWh
| Interconnector | GB Import | GB Export
| IFA | 14.41 | 2.49
| IFA2 | 13.35 | 3.05
| ElecLink | 12.91 | 2.87
| Nemo Link | 14.55 | 1.84
| BritNed | 8.7 | 4.11
| Viking Link | 21.03 | 2.88

## Figure 11
Figure 11 - Price evolution of the Q4 2024 peak load power contract
Note: We cannot share the underlying data due to our licence agreement with Argus.

## Figure 12
Figure 12 - Price evolution of the Q1 2025 peak load power contract
Note: We cannot share the underlying data due to our licence agreement with Argus.

## Figure 13
Figure 13 - French nuclear outages over recent winters and scheduled for this winter
GW
| Winter 2024/25 scheduled outages as of 20 September 2024 | Winter 2023/24 scheduled outages as of 20 September 2023 | Winter 2023/24 actual outages | Winter 2018/19 to Winter 2022/23 scheduled outages as of 20 September each year |  |  | Winter 2018/19 to Winter 2022/23 actual outages
Date |  |  |  | Minimum | Maximum | Range | Minimum | Maximum | Range
2018-10-30 | 11.605 | 11.22 | 23.0855 | 12.105 | 20.36 | 8.255 | 16.2579 | 34.4925 | 18.2345
2018-10-31 | 11.605 | 11.22 | 21.7693 | 12.105 | 20.36 | 8.255 | 16.1062 | 31.8738 | 15.7675
2018-11-01 | 11.8183 | 11.22 | 21.0495 | 12.105 | 20.36 | 8.255 | 16.2865 | 32.5557 | 16.2692
2018-11-02 | 12.935 | 11.22 | 20.6286 | 12.105 | 20.36 | 8.255 | 17.4314 | 31.7111 | 14.2797
2018-11-03 | 12.935 | 11.22 | 20.7775 | 12.105 | 20.36 | 8.255 | 16.7116 | 31.305 | 14.5934
2018-11-04 | 12.935 | 9.9454 | 22.646 | 11.2329 | 20.36 | 9.1271 | 16.5583 | 31.0975 | 14.5392
2018-11-05 | 12.935 | 9.89 | 25.3129 | 11.195 | 20.36 | 9.165 | 16.7064 | 30.6673 | 13.9609
2018-11-06 | 12.935 | 9.89 | 25.8407 | 10.3229 | 20.36 | 10.0371 | 16.04 | 30.6807 | 14.6407
2018-11-07 | 12.935 | 9.89 | 24.2195 | 10.285 | 20.36 | 10.075 | 16.04 | 30.5552 | 14.5152
2018-11-08 | 12.935 | 9.89 | 24.0023 | 9.4704 | 19.4927 | 10.0223 | 15.8489 | 30.0744 | 14.2255
2018-11-09 | 12.8588 | 9.89 | 22.6066 | 10.4592 | 19.455 | 8.9958 | 15.0686 | 30.05 | 14.9814
2018-11-10 | 12.02 | 9.89 | 21.9579 | 9.8548 | 19.455 | 9.6002 | 14.945 | 30.0877 | 15.1427
2018-11-11 | 11.9467 | 9.89 | 22.9805 | 7.665 | 19.455 | 11.79 | 15.6385 | 30.7461 | 15.1077
2018-11-12 | 11.14 | 9.89 | 23.9879 | 7.665 | 19.455 | 11.79 | 15.6496 | 30.7803 | 15.1307
2018-11-13 | 11.14 | 9.89 | 24.5523 | 7.665 | 20.7296 | 13.0646 | 15.3834 | 30.5459 | 15.1624
2018-11-14 | 11.14 | 9.89 | 23.6158 | 7.665 | 20.785 | 13.12 | 17.2685 | 29.273 | 12.0045
2018-11-15 | 11.14 | 9.89 | 22.7762 | 7.665 | 20.785 | 13.12 | 16.6116 | 29.2812 | 12.6696
2018-11-16 | 11.0858 | 9.89 | 21.2517 | 7.665 | 20.785 | 13.12 | 15.5181 | 29.331 | 13.8129
2018-11-17 | 9.84 | 9.89 | 20.7291 | 7.665 | 19.3475 | 11.6825 | 15.13 | 29.3866 | 14.2566
2018-11-18 | 9.84 | 11.1358 | 19.5641 | 7.665 | 19.285 | 11.62 | 15.2791 | 29.331 | 14.0519
2018-11-19 | 9.84 | 10.3131 | 20.2303 | 7.665 | 19.285 | 11.62 | 14.9765 | 30.228 | 15.2515
2018-11-20 | 9.84 | 10.275 | 20.4938 | 7.5537 | 18.0296 | 10.4758 | 13.758 | 29.773 | 16.015
2018-11-21 | 9.84 | 10.275 | 19.4044 | 6.33 | 17.975 | 11.645 | 13.9803 | 28.5941 | 14.6138
2018-11-22 | 9.84 | 10.275 | 19.0919 | 6.33 | 17.1029 | 10.7729 | 14.7501 | 28.3272 | 13.5771
2018-11-23 | 9.84 | 10.275 | 17.6997 | 6.3866 | 17.065 | 10.6784 | 13.4019 | 28.1152 | 14.7133
2018-11-24 | 9.84 | 10.275 | 17.1437 | 6.33 | 17.065 | 10.735 | 12.8941 | 27.0116 | 14.1174
2018-11-25 | 9.84 | 9.2885 | 18.4202 | 6.33 | 17.065 | 10.735 | 13.005 | 26.3463 | 13.3413
2018-11-26 | 9.84 | 7.1706 | 17.9425 | 6.33 | 16.1881 | 9.8581 | 14.4771 | 28.298 | 13.8209
2018-11-27 | 9.84 | 7.115 | 17.8715 | 6.33 | 16.15 | 9.82 | 13.1868 | 29.6358 | 16.449
2018-11-28 | 9.84 | 7.115 | 17.5253 | 4.5762 | 16.3519 | 11.7756 | 13.7934 | 27.0719 | 13.2785
2018-11-29 | 9.84 | 7.115 | 17.62 | 4.5 | 16.39 | 11.89 | 13.4557 | 26.1832 | 12.7275
2018-11-30 | 9.8019 | 7.115 | 18.0076 | 4.5 | 16.39 | 11.89 | 11.7093 | 25.4669 | 13.7576
2018-12-01 | 8.925 | 7.115 | 19.0245 | 4.5 | 16.39 | 11.89 | 14.0827 | 25.582 | 11.4993
2018-12-02 | 8.925 | 7.115 | 20.6282 | 4.5 | 16.39 | 11.89 | 14.677 | 25.1682 | 10.4912
2018-12-03 | 8.925 | 7.115 | 19.1524 | 4.4629 | 15.24 | 10.7771 | 11.0998 | 25.8275 | 14.7277
2018-12-04 | 8.925 | 7.115 | 17.1512 | 3.61 | 16.0742 | 12.4642 | 10.363 | 24.1368 | 13.7739
2018-12-05 | 8.925 | 7.115 | 16.0922 | 3.61 | 13.9654 | 10.3554 | 10.223 | 23.7861 | 13.5631
2018-12-06 | 9.0358 | 7.115 | 15.5329 | 3.61 | 13.56 | 9.95 | 10.61 | 24.02 | 13.41
2018-12-07 | 10.255 | 7.115 | 15.1224 | 2.7963 | 13.56 | 10.7637 | 10.3925 | 23.9111 | 13.5186
2018-12-08 | 10.255 | 7.115 | 15.8273 | 1.8329 | 13.56 | 11.7271 | 12.1331 | 23.1821 | 11.049
2018-12-09 | 10.255 | 7.115 | 17.1767 | 1.795 | 13.56 | 11.765 | 11.682 | 20.6257 | 8.9438
2018-12-10 | 10.255 | 7.115 | 17.5048 | 1.795 | 13.56 | 11.765 | 9.031 | 20.7168 | 11.6859
2018-12-11 | 10.255 | 7.115 | 16.7328 | 1.795 | 12.9829 | 11.1879 | 8.2975 | 20.7753 | 12.4778
2018-12-12 | 10.255 | 7.115 | 16.3937 | 1.785 | 12.2133 | 10.4283 | 8.2196 | 20.2383 | 12.0187
2018-12-13 | 10.1996 | 7.115 | 16.6248 | 1.785 | 12.13 | 10.345 | 8.4787 | 19.682 | 11.2034
2018-12-14 | 8.925 | 7.115 | 16.5067 | 1.785 | 12.13 | 10.345 | 9.0565 | 19.27 | 10.2135
2018-12-15 | 8.8871 | 7.115 | 15.4302 | 1.785 | 11.2627 | 9.4777 | 9.5825 | 19.27 | 9.6875
2018-12-16 | 8.015 | 8.3896 | 14.7963 | 1.785 | 11.225 | 9.44 | 8.0125 | 20.1412 | 12.1287
2018-12-17 | 8.015 | 8.445 | 13.9644 | 0.91771 | 11.225 | 10.3073 | 7.2651 | 20.1551 | 12.89
2018-12-18 | 8.015 | 8.445 | 12.653 | 0.88 | 11.225 | 10.345 | 7.3125 | 20.215 | 12.9025
2018-12-19 | 8.015 | 8.445 | 14.0031 | 0.88 | 10.3529 | 9.4729 | 7.728 | 20.2395 | 12.5115
2018-12-20 | 8.0696 | 8.445 | 13.5406 | 0.88 | 10.315 | 9.435 | 8.9299 | 20.1304 | 11.2005
2018-12-21 | 9.325 | 8.445 | 15.7765 | 0.88 | 10.315 | 9.435 | 8.4911 | 20.07 | 11.5789
2018-12-22 | 9.325 | 8.445 | 15.4702 | 0.88 | 10.315 | 9.435 | 11.12 | 20.1396 | 9.0196
2018-12-23 | 9.325 | 8.445 | 17.2415 | 0.88 | 10.315 | 9.435 | 10.514 | 22.7571 | 12.2432
2018-12-24 | 9.2431 | 7.5729 | 17.8421 | 0.88 | 9.52 | 8.64 | 9.5408 | 25.0958 | 15.555
2018-12-25 | 8.015 | 7.4969 | 18.9742 | 0.88 | 9.52 | 8.64 | 9.6121 | 24.2079 | 14.5958
2018-12-26 | 8.015 | 6.62 | 19.057 | 0.88 | 9.52 | 8.64 | 7.2966 | 25.5497 | 18.2531
2018-12-27 | 8.015 | 6.62 | 19.3837 | 0.88 | 8.82 | 7.94 | 6.1839 | 21.5108 | 15.3268
2018-12-28 | 8.015 | 6.62 | 19.8291 | 0.88 | 8.82 | 7.94 | 6.6387 | 20.1513 | 13.5125
2018-12-29 | 8.015 | 6.62 | 18.2183 | 0.88 | 8.82 | 7.94 | 6.6775 | 24.5747 | 17.8972
2018-12-30 | 7.8846 | 6.62 | 17.4411 | 0.88 | 8.82 | 7.94 | 6.6 | 25.9932 | 19.3932
2018-12-31 | 5.795 | 6.62 | 15.9323 | 0.88 | 8.82 | 7.94 | 6.6 | 28.9899 | 22.3899
2019-01-01 | 5.795 | 6.62 | 15.9785 | 0.88 | 8.7819 | 7.9019 | 6.9767 | 27.0525 | 20.0758
2019-01-02 | 5.795 | 6.62 | 14.9875 | 0.88 | 6.6304 | 5.7504 | 6.755 | 20.1198 | 13.3648
2019-01-03 | 5.795 | 6.62 | 14.7993 | 0.88 | 6.575 | 5.695 | 6.755 | 18.628 | 11.873
2019-01-04 | 5.795 | 6.62 | 14.0066 | 0.88 | 6.575 | 5.695 | 6.8723 | 18.6088 | 11.7365
2019-01-05 | 5.795 | 6.62 | 13.0411 | 0.88 | 6.205 | 5.325 | 8.6022 | 18.3067 | 9.7046
2019-01-06 | 5.795 | 6.62 | 12.8372 | 0.88 | 6.205 | 5.325 | 7.3074 | 17.9222 | 10.6148
2019-01-07 | 5.795 | 6.62 | 11.0939 | 0.88 | 6.205 | 5.325 | 6.64 | 18.2507 | 11.6107
2019-01-08 | 5.795 | 6.62 | 11.2428 | 0.88 | 6.205 | 5.325 | 7.0206 | 20.2485 | 13.2278
2019-01-09 | 5.795 | 6.62 | 10.3704 | 0.88 | 6.205 | 5.325 | 7.0826 | 16.8445 | 9.7619
2019-01-10 | 5.795 | 6.62 | 9.6017 | 0.88 | 6.205 | 5.325 | 7.8188 | 16.7306 | 8.9118
2019-01-11 | 5.795 | 6.62 | 10.4273 | 0.88 | 6.205 | 5.325 | 7.8148 | 16.79 | 8.9752
2019-01-12 | 5.795 | 6.62 | 11.3361 | 0.036667 | 6.205 | 6.1683 | 8.445 | 17.7759 | 9.3309
2019-01-13 | 5.795 | 6.62 | 12.3919 | 0 | 6.205 | 6.205 | 8.8423 | 17.705 | 8.8627
2019-01-14 | 5.795 | 5.3646 | 10.5736 | 0 | 6.205 | 6.205 | 9.1829 | 19.919 | 10.7361
2019-01-15 | 5.7579 | 5.31 | 9.156 | 0 | 6.9108 | 6.9108 | 9.365 | 20.7161 | 11.3511
2019-01-16 | 4.905 | 5.31 | 9.5224 | 0 | 6.965 | 6.965 | 9.1488 | 17.5538 | 8.405
2019-01-17 | 4.905 | 5.31 | 10.355 | 0 | 6.965 | 6.965 | 8.9678 | 17.7 | 8.7322
2019-01-18 | 4.905 | 5.31 | 9.6398 | 0.87208 | 6.965 | 6.0929 | 9.1782 | 18.2354 | 9.0573
2019-01-19 | 4.905 | 5.31 | 10.0886 | 0.91 | 6.965 | 6.055 | 12.3484 | 21.0567 | 8.7083
2019-01-20 | 4.905 | 7.059 | 12.7435 | 0.91 | 6.965 | 6.055 | 10.6563 | 19.0984 | 8.4421
2019-01-21 | 4.905 | 7.135 | 12.0817 | 0.91 | 6.965 | 6.055 | 10.1535 | 19.3625 | 9.209
2019-01-22 | 4.905 | 7.135 | 10.8217 | 0.91 | 7.8419 | 6.9319 | 9.4706 | 18.6929 | 9.2223
2019-01-23 | 4.905 | 7.135 | 12.3657 | 0.91 | 7.88 | 6.97 | 8.529 | 18.44 | 9.911
2019-01-24 | 4.9431 | 7.135 | 11.9259 | 0.91 | 7.88 | 6.97 | 7.9374 | 18.4494 | 10.512
2019-01-25 | 5.82 | 7.135 | 12.4439 | 1.7629 | 7.88 | 6.1171 | 7.8653 | 18.3715 | 10.5062
2019-01-26 | 5.82 | 7.135 | 12.496 | 1.8 | 7.88 | 6.08 | 7.9692 | 17.6715 | 9.7022
2019-01-27 | 5.82 | 9.4446 | 12.2809 | 1.8 | 7.88 | 6.08 | 7.4783 | 17.3213 | 9.843
2019-01-28 | 5.82 | 9.545 | 12.7506 | 1.8 | 7.88 | 6.08 | 7.1374 | 16.7559 | 9.6185
2019-01-29 | 5.82 | 9.545 | 13.1802 | 1.8 | 9.1354 | 7.3354 | 7.3082 | 17.1958 | 9.8876
2019-01-30 | 5.82 | 9.545 | 12.6578 | 1.8 | 9.19 | 7.39 | 7.2902 | 18.1117 | 10.8215
2019-01-31 | 6.0481 | 9.545 | 12.9158 | 1.8 | 9.19 | 7.39 | 7.9086 | 18.2192 | 10.3106
2019-02-01 | 9.465 | 9.545 | 12.4799 | 1.8 | 9.19 | 7.39 | 7.4501 | 17.144 | 9.6939
2019-02-02 | 9.465 | 9.545 | 12.3965 | 1.8 | 9.19 | 7.39 | 6.68 | 16.2894 | 9.6094
2019-02-03 | 9.465 | 12.5446 | 15.6173 | 1.8 | 9.19 | 7.39 | 7.2844 | 15.7178 | 8.4334
2019-02-04 | 9.465 | 12.675 | 15.9775 | 1.8 | 9.19 | 7.39 | 7.21 | 15.5828 | 8.3727
2019-02-05 | 9.465 | 12.675 | 13.9433 | 1.8 | 10.4885 | 8.6885 | 7.7869 | 15.4682 | 7.6814
2019-02-06 | 9.465 | 12.675 | 12.2276 | 1.8 | 10.545 | 8.745 | 7.21 | 16.1981 | 8.9881
2019-02-07 | 9.5954 | 12.675 | 12.4273 | 1.8 | 10.545 | 8.745 | 7.2727 | 17.2453 | 9.9726
2019-02-08 | 12.595 | 12.675 | 12.7198 | 1.8 | 10.545 | 8.745 | 7.2592 | 16.0644 | 8.8052
2019-02-09 | 12.595 | 12.675 | 13.6733 | 1.8 | 10.545 | 8.745 | 8.5909 | 15.9908 | 7.4
2019-02-10 | 12.595 | 15.5452 | 17.4419 | 1.8 | 10.545 | 8.745 | 7.8307 | 15.59 | 7.7593
2019-02-11 | 12.595 | 15.67 | 18.188 | 1.8 | 11.959 | 10.159 | 7.21 | 16.9599 | 9.7499
2019-02-12 | 12.595 | 15.67 | 16.4313 | 1.8 | 12.145 | 10.345 | 7.21 | 17.2416 | 10.0316
2019-02-13 | 12.595 | 15.67 | 15.8979 | 1.8 | 12.145 | 10.345 | 7.21 | 17.9312 | 10.7212
2019-02-14 | 12.6321 | 15.67 | 15.7715 | 1.8 | 12.145 | 10.345 | 8.4654 | 16.9288 | 8.4634
2019-02-15 | 13.485 | 15.67 | 15.3462 | 3.0554 | 12.145 | 9.0896 | 8.7532 | 17.2023 | 8.4491
2019-02-16 | 13.485 | 15.67 | 16.1443 | 3.11 | 12.145 | 9.035 | 10.7169 | 18.1897 | 7.4728
2019-02-17 | 13.485 | 16.5373 | 16.554 | 3.11 | 12.145 | 9.035 | 10.21 | 17.6953 | 7.4853
2019-02-18 | 13.485 | 16.575 | 15.8268 | 3.11 | 14.2438 | 11.1338 | 8.6677 | 19.1033 | 10.4356
2019-02-19 | 13.3742 | 16.575 | 15.3061 | 3.11 | 14.335 | 11.225 | 8.7862 | 19.8751 | 11.0889
2019-02-20 | 12.155 | 16.575 | 15.8226 | 3.11 | 14.335 | 11.225 | 8.8859 | 19.9607 | 11.0748
2019-02-21 | 12.1929 | 16.575 | 15.7592 | 3.11 | 14.335 | 11.225 | 8.4905 | 19.995 | 11.5045
2019-02-22 | 13.065 | 16.575 | 15.7974 | 5.285 | 14.335 | 9.05 | 8.2867 | 19.4877 | 11.2011
2019-02-23 | 13.065 | 16.575 | 16.2348 | 5.285 | 14.335 | 9.05 | 10.368 | 19.5931 | 9.225
2019-02-24 | 13.065 | 16.575 | 20.0898 | 5.285 | 14.335 | 9.05 | 9.5322 | 19.8806 | 10.3484
2019-02-25 | 13.065 | 16.575 | 20.0183 | 5.285 | 15.2023 | 9.9173 | 8.994 | 21.9638 | 12.9698
2019-02-26 | 13.065 | 16.575 | 18.8598 | 5.285 | 15.24 | 9.955 | 8.994 | 22.5185 | 13.5245
2019-02-27 | 13.065 | 16.575 | 18.6883 | 6.37 | 15.24 | 8.87 | 8.994 | 22.021 | 13.027
2019-02-28 | 13.065 | 16.575 | 18.8818 | 6.37 | 15.24 | 8.87 | 9.0746 | 22 | 12.9254
2019-03-01 | 13.065 | 16.575 | 18.026 | 7.285 | 15.24 | 7.955 | 11.1315 | 22.1219 | 10.9904
2019-03-02 | 13.065 | 16.575 | 18.8858 | 7.285 | 15.24 | 7.955 | 11.7078 | 22 | 10.2922
2019-03-03 | 13.065 | 16.575 | 17.7593 | 7.285 | 15.24 | 7.955 | 14.372 | 22.3043 | 7.9323
2019-03-04 | 13.065 | 16.575 | 17.726 | 7.285 | 16.9794 | 9.6944 | 12.8184 | 24.7043 | 11.8859
2019-03-05 | 13.065 | 16.575 | 18.3058 | 6.2196 | 17.055 | 10.8354 | 11.3707 | 25.1362 | 13.7655
2019-03-06 | 13.065 | 16.575 | 18.356 | 6.165 | 17.055 | 10.89 | 11.222 | 25.0454 | 13.8234
2019-03-07 | 13.065 | 15.7029 | 17.2102 | 6.165 | 17.055 | 10.89 | 10.8428 | 24.0571 | 13.2143
2019-03-08 | 13.065 | 15.665 | 16.6638 | 6.165 | 17.055 | 10.89 | 10.8771 | 24.0201 | 13.143
2019-03-09 | 13.065 | 17.7877 | 18.9289 | 6.165 | 17.055 | 10.89 | 14.169 | 25.1574 | 10.9884
2019-03-10 | 13.065 | 17.88 | 19.024 | 6.165 | 17.055 | 10.89 | 14.5033 | 25.4476 | 10.9443
2019-03-11 | 13.065 | 17.0271 | 18.2642 | 6.165 | 17.9319 | 11.7669 | 11.6572 | 24.6952 | 13.038
2019-03-12 | 13.065 | 15.5525 | 18.3448 | 6.165 | 18.4533 | 12.2883 | 11.1691 | 27.1138 | 15.9447
2019-03-13 | 13.065 | 15.49 | 18.2358 | 9.5192 | 18.66 | 9.1408 | 10.3032 | 27.7492 | 17.446
2019-03-14 | 13.1192 | 14.6179 | 19.3975 | 9.665 | 18.66 | 8.995 | 10.2044 | 26.1092 | 15.9048
2019-03-15 | 14.365 | 14.58 | 19.1858 | 9.665 | 18.66 | 8.995 | 11.4581 | 25.32 | 13.8619
2019-03-16 | 14.365 | 15.4521 | 18.0845 | 9.665 | 18.66 | 8.995 | 15.085 | 24.905 | 9.82
2019-03-17 | 14.365 | 15.49 | 17.7759 | 9.665 | 18.66 | 8.995 | 15.085 | 24.596 | 9.511
2019-03-18 | 14.365 | 15.49 | 17.9899 | 9.665 | 20.591 | 10.926 | 15.1306 | 25.8605 | 10.7298
2019-03-19 | 14.3271 | 15.49 | 19.1454 | 9.665 | 20.705 | 11.04 | 13.9922 | 27.0759 | 13.0837
2019-03-20 | 13.455 | 15.49 | 18.6431 | 10.9683 | 20.705 | 9.7367 | 13.81 | 26.5012 | 12.6912
2019-03-21 | 13.5104 | 15.49 | 18.7287 | 11.025 | 20.705 | 9.68 | 14.5969 | 26.1179 | 11.521
2019-03-22 | 14.7304 | 14.2154 | 19.1678 | 11.025 | 20.705 | 9.68 | 14.4173 | 26.561 | 12.1438
2019-03-23 | 13.4369 | 15.0321 | 22.2614 | 11.025 | 20.705 | 9.68 | 14.9875 | 27.935 | 12.9475
2019-03-24 | 12.56 | 15.07 | 20.8065 | 11.025 | 20.705 | 9.68 | 12.9074 | 27.935 | 15.0276
2019-03-25 | 12.56 | 15.07 | 18.905 | 11.025 | 21.9604 | 10.9354 | 11.6591 | 28.1782 | 16.5191
2019-03-26 | 12.5229 | 15.07 | 18.635 | 11.025 | 22.015 | 10.99 | 11.1025 | 30.881 | 19.7785
2019-03-27 | 11.5592 | 15.07 | 18.6541 | 11.905 | 20.685 | 8.78 | 11.653 | 30.0145 | 18.3615
2019-03-28 | 10.3771 | 15.07 | 19.5572 | 11.0617 | 20.685 | 9.6233 | 12.0852 | 29.88 | 17.7948
2019-03-29 | 11.23 | 15.07 | 19.4929 | 11.025 | 20.685 | 9.66 | 13.1174 | 29.88 | 16.7626
2019-03-30 | 11.23 | 15.07 | 21.15 | 11.025 | 20.685 | 9.66 | 13.6363 | 30.3325 | 16.6962
2019-03-31 | 11.23 | 15.07 | 19.9041 | 11.025 | 19.375 | 8.35 | 15.2168 | 30.785 | 15.5682

## Figure 14
Figure 14 - Norwegian hydroelectric reserves
% fill
Date | 2024 | 2023 | 2015-2022 mean | 2015-2022 minimum | 2015-2022 maximum | 2015-2022 range
2024-01-01 | 59.7622 | 63.3589 | 64.9609 | 53.6495 | 78.4814 | 24.8319
2024-01-08 | 56.4614 | 62.0403 | 62.6572 | 52.2531 | 74.6272 | 22.3742
2024-01-15 | 52.9568 | 58.8107 | 60.1871 | 50.5659 | 71.6061 | 21.0402
2024-01-22 | 51.4265 | 56.4271 | 57.8191 | 49.205 | 67.2411 | 18.0361
2024-01-29 | 50.2959 | 53.9603 | 55.169 | 47.1018 | 63.6631 | 16.5614
2024-02-05 | 47.2471 | 51.7727 | 52.2437 | 45.121 | 60.7306 | 15.6096
2024-02-12 | 44.0696 | 49.552 | 49.7169 | 43.0135 | 57.7761 | 14.7626
2024-02-19 | 41.3679 | 47.1966 | 47.5613 | 40.2412 | 55.6201 | 15.3789
2024-02-26 | 38.6908 | 44.4853 | 44.9273 | 37.2839 | 52.9053 | 15.6213
2024-03-04 | 35.8924 | 41.016 | 42.1964 | 34.4735 | 50.4132 | 15.9397
2024-03-11 | 33.6049 | 38.495 | 39.8143 | 31.6815 | 47.8382 | 16.1567
2024-03-18 | 30.8288 | 36.5422 | 37.6591 | 29.4831 | 45.4896 | 16.0065
2024-03-25 | 28.6437 | 33.7685 | 36.0689 | 27.212 | 45.9387 | 18.7266
2024-04-01 | 27.0624 | 30.9486 | 34.5221 | 25.1536 | 44.5357 | 19.3821
2024-04-08 | 28.8413 | 29.7255 | 32.6409 | 22.8338 | 41.8898 | 19.0561
2024-04-15 | 27.8618 | 28.9846 | 31.502 | 22.249 | 40.0756 | 17.8266
2024-04-22 | 25.3729 | 27.9803 | 31.0007 | 21.3028 | 37.3573 | 16.0545
2024-04-29 | 27.6963 | 26.5941 | 30.9325 | 21.0863 | 39.8723 | 18.786
2024-05-06 | 31.8138 | 28.8541 | 32.8367 | 23.3619 | 40.0288 | 16.6668
2024-05-13 | 39.9436 | 34.2231 | 35.83 | 25.4059 | 42.5989 | 17.193
2024-05-20 | 48.2016 | 40.9335 | 40.3688 | 31.5474 | 49.7181 | 18.1707
2024-05-27 | 56.9945 | 45.2754 | 45.0578 | 33.9105 | 53.1087 | 19.1982
2024-06-03 | 61.0118 | 50.0469 | 50.5077 | 37.2009 | 59.2499 | 22.049
2024-06-10 | 63.5091 | 55.8236 | 55.364 | 40.6638 | 64.3212 | 23.6574
2024-06-17 | 66.7156 | 61.5291 | 59.6322 | 43.5492 | 68.0545 | 24.5053
2024-06-24 | 69.2557 | 65.5374 | 63.3163 | 47.8728 | 73.3767 | 25.5039
2024-07-01 | 70.3832 | 67.6561 | 65.9387 | 54.3511 | 78.2593 | 23.9082
2024-07-08 | 72.2633 | 70.7958 | 67.9301 | 57.4942 | 80.6282 | 23.1339
2024-07-15 | 73.2091 | 73.4408 | 69.3218 | 57.1008 | 83.4135 | 26.3127
2024-07-22 | 74.6223 | 74.0104 | 70.9499 | 56.8005 | 85.4821 | 28.6815
2024-07-29 | 74.2626 | 74.0276 | 72.5002 | 57.5679 | 89.5778 | 32.0099
2024-08-05 | 76.2671 | 77.9068 | 73.7506 | 59.1901 | 91.0838 | 31.8937
2024-08-12 | 77.2762 | 78.9967 | 74.7352 | 61.1689 | 90.9273 | 29.7584
2024-08-19 | 80.1955 | 79.496 | 75.4556 | 62.3435 | 91.483 | 29.1394
2024-08-26 | 82.1525 | 78.943 | 75.8048 | 61.9432 | 91.2621 | 29.3189
2024-09-02 | 83.3124 | 78.986 | 75.9976 | 61.9386 | 90.7432 | 28.8046
2024-09-09 | 84.4723 | 79.1791 | 76.8911 | 63.7454 | 92.1905 | 28.4451
2024-09-16 | #N/A | 83.0687 | 77.6867 | 63.3313 | 93.1362 | 29.8049
2024-09-23 | #N/A | 84.8679 | 78.8636 | 64.9398 | 94.2027 | 29.2629
2024-09-30 | #N/A | 85.5834 | 79.808 | 66.7964 | 94.4075 | 27.6111
2024-10-07 | #N/A | 87.109 | 80.1226 | 67.9389 | 95.0713 | 27.1324
2024-10-14 | #N/A | 86.4659 | 79.8039 | 68.6959 | 93.5274 | 24.8315
2024-10-21 | #N/A | 83.9848 | 80.0885 | 71.7131 | 92.7635 | 21.0504
2024-10-28 | #N/A | 82.5049 | 79.7505 | 72.6162 | 92.8566 | 20.2405
2024-11-04 | #N/A | 79.8277 | 79.2207 | 69.8976 | 94.8251 | 24.9275
2024-11-11 | #N/A | 76.6826 | 78.2699 | 68.5423 | 93.8679 | 25.3256
2024-11-18 | #N/A | 74.1994 | 76.7904 | 67.4747 | 95.7789 | 28.3042
2024-11-25 | #N/A | 70.6228 | 74.5594 | 65.4521 | 94.6641 | 29.2119
2024-12-02 | #N/A | 67.2406 | 72.8903 | 62.5404 | 92.2906 | 29.7502
2024-12-09 | #N/A | 65.1497 | 70.5926 | 61.1179 | 89.3638 | 28.2459
2024-12-16 | #N/A | 64.5421 | 69.0667 | 58.2383 | 87.1997 | 28.9614
2024-12-23 | #N/A | 63.0255 | 68.043 | 56.31 | 85.367 | 29.0571

## Figure 15
Figure 15 - Evolution of NBP (GB gas hub) and TTF (European gas benchmark) winter 2023/24 and winter 2024/25 contracts from Argus
Note: We cannot share the underlying data due to our licence agreement with Argus.

## Figure 16
Figure 16 - Aggregated EU gas storage
bcm
Date | 2023/24 | 2022/23 | 2021/22 | 2011/12 to 2020/21 mean | 2011/12 to 2020/21 minimum | 2011/12 to 2020/21 maximum | 2011/12 to 2020/21 range | EU target
2011-10-01 | 103.6697 | 94.1522 | 79.2868 | 83.8842 | 59.31 | 101.8303 | 42.5203
2011-10-02 | 103.8386 | 94.519 | 79.541 | 84.027 | 59.3844 | 101.913 | 42.5286
2011-10-03 | 104.0426 | 94.7873 | 79.8657 | 84.1647 | 59.4477 | 101.9503 | 42.5026
2011-10-04 | 104.1976 | 95.0186 | 80.0495 | 84.2951 | 59.5126 | 101.9757 | 42.4631
2011-10-05 | 104.2767 | 95.2788 | 80.2832 | 84.4423 | 59.5831 | 102.0832 | 42.5001
2011-10-06 | 104.4519 | 95.5466 | 80.4 | 84.5678 | 59.6349 | 102.1935 | 42.5586
2011-10-07 | 104.6378 | 95.814 | 80.462 | 84.6635 | 59.686 | 102.1426 | 42.4566
2011-10-08 | 104.7987 | 96.1522 | 80.5787 | 84.759 | 59.7608 | 102.147 | 42.3863
2011-10-09 | 104.9029 | 96.4636 | 80.8034 | 84.8422 | 59.8311 | 102.1421 | 42.311
2011-10-10 | 105.0559 | 96.6918 | 81.4589 | 84.9915 | 59.8753 | 102.7549 | 42.8796
2011-10-11 | 105.2296 | 96.8468 | 81.4574 | 85.0795 | 59.9216 | 102.7927 | 42.871
2011-10-12 | 105.3862 | 96.9796 | 81.5077 | 85.1725 | 59.9658 | 102.9215 | 42.9557
2011-10-13 | 105.6178 | 97.107 | 81.441 | 85.2643 | 59.9985 | 103.1044 | 43.1059
2011-10-14 | 105.8609 | 97.3137 | 81.4284 | 85.3428 | 60.0587 | 103.1697 | 43.111
2011-10-15 | 106.0373 | 97.6151 | 81.4261 | 85.4035 | 60.0926 | 103.2251 | 43.1325
2011-10-16 | 106.068 | 97.9132 | 81.5072 | 85.4586 | 60.1412 | 103.2584 | 43.1173
2011-10-17 | 106.091 | 98.1368 | 81.6059 | 85.51 | 60.1235 | 103.2929 | 43.1694
2011-10-18 | 106.1167 | 98.3096 | 81.6034 | 85.5741 | 60.094 | 103.3196 | 43.2256
2011-10-19 | 106.1795 | 98.4545 | 81.6639 | 85.6236 | 60.0616 | 103.3946 | 43.333
2011-10-20 | 106.2838 | 98.57 | 81.7965 | 85.6642 | 60.0364 | 103.3443 | 43.3079
2011-10-21 | 106.4619 | 98.6984 | 81.8125 | 85.7138 | 59.9963 | 103.366 | 43.3697
2011-10-22 | 106.637 | 98.9253 | 81.7465 | 85.7488 | 59.9971 | 103.3753 | 43.3783
2011-10-23 | 106.6935 | 99.1519 | 81.7233 | 85.7649 | 60.0023 | 103.3287 | 43.3264
2011-10-24 | 106.7625 | 99.3542 | 81.7407 | 85.8035 | 59.9538 | 103.3909 | 43.4371
2011-10-25 | 106.8043 | 99.4712 | 81.6109 | 85.847 | 59.9047 | 103.4327 | 43.528
2011-10-26 | 106.8669 | 99.5699 | 81.5205 | 85.8784 | 59.8825 | 103.5572 | 43.6747
2011-10-27 | 106.9255 | 99.7204 | 81.5485 | 85.8885 | 59.8391 | 103.6575 | 43.8184
2011-10-28 | 107.1241 | 99.8858 | 81.5076 | 85.8813 | 59.7992 | 103.6575 | 43.8583
2011-10-29 | 107.3097 | 100.1355 | 81.4916 | 85.862 | 59.811 | 103.5771 | 43.7661
2011-10-30 | 107.4086 | 100.3777 | 81.5477 | 85.8378 | 59.8348 | 103.475 | 43.6402
2011-10-31 | 107.5115 | 100.5381 | 81.6043 | 85.8153 | 59.8638 | 103.1079 | 43.2441
2011-11-01 | 107.6512 | 100.7234 | 81.6051 | 85.8482 | 59.8452 | 103.1795 | 43.3343
2011-11-02 | 107.7368 | 100.8169 | 81.3373 | 85.8134 | 59.7687 | 103.2905 | 43.5218
2011-11-03 | 107.7504 | 100.8359 | 81.0046 | 85.7446 | 59.7101 | 103.4004 | 43.6903
2011-11-04 | 107.808 | 100.8964 | 80.735 | 85.6633 | 59.668 | 103.4388 | 43.7708
2011-11-05 | 107.8858 | 101.0142 | 80.4825 | 85.5747 | 59.6449 | 103.4185 | 43.7736
2011-11-06 | 107.8944 | 101.1465 | 80.3853 | 85.4782 | 59.6365 | 103.384 | 43.7475
2011-11-07 | 107.8773 | 101.1975 | 80.326 | 85.3695 | 59.5549 | 103.3602 | 43.8053
2011-11-08 | 107.8307 | 101.259 | 80.0314 | 85.2371 | 59.4717 | 103.2878 | 43.8161
2011-11-09 | 107.7884 | 101.3263 | 79.7193 | 85.1128 | 59.3882 | 103.283 | 43.8947
2011-11-10 | 107.7386 | 101.3886 | 79.4143 | 84.9812 | 59.3174 | 103.255 | 43.9376
2011-11-11 | 107.7518 | 101.4504 | 79.0978 | 84.8559 | 59.2232 | 103.1127 | 43.8895
2011-11-12 | 107.7577 | 101.541 | 78.7538 | 84.808 | 60.2433 | 102.9432 | 42.6999
2011-11-13 | 107.6735 | 101.6413 | 78.5717 | 84.6376 | 60.1757 | 102.7495 | 42.5737
2011-11-14 | 107.6494 | 101.5718 | 78.4518 | 84.4379 | 60.0254 | 102.536 | 42.5106
2011-11-15 | 107.601 | 101.4546 | 78.1163 | 84.2579 | 59.8417 | 102.4011 | 42.5594
2011-11-16 | 107.4132 | 101.3905 | 77.7181 | 84.062 | 59.6213 | 102.2717 | 42.6504
2011-11-17 | 107.2379 | 101.3534 | 77.3737 | 83.8569 | 59.3835 | 102.1617 | 42.7782
2011-11-18 | 107.1668 | 101.2371 | 77.0684 | 83.6512 | 59.1965 | 101.9465 | 42.7499
2011-11-19 | 107.1991 | 101.1383 | 76.8585 | 83.4172 | 59.0943 | 101.6596 | 42.5654
2011-11-20 | 107.0747 | 101.0173 | 76.7001 | 83.1417 | 59.0107 | 101.2389 | 42.2282
2011-11-21 | 106.8615 | 100.8001 | 76.5008 | 82.8547 | 58.8189 | 100.9088 | 42.0899
2011-11-22 | 106.5492 | 100.5535 | 76.064 | 82.5855 | 58.6005 | 100.6919 | 42.0914
2011-11-23 | 106.3012 | 100.37 | 75.5609 | 82.3181 | 58.3978 | 100.644 | 42.2462
2011-11-24 | 106.0356 | 100.185 | 74.9745 | 82.0457 | 58.193 | 100.6077 | 42.4146
2011-11-25 | 105.7797 | 100.0028 | 74.4175 | 81.7369 | 57.9999 | 100.4369 | 42.437
2011-11-26 | 105.4976 | 99.9306 | 73.8775 | 81.3633 | 57.8577 | 100.3263 | 42.4685
2011-11-27 | 105.0286 | 99.8804 | 73.4305 | 81.0667 | 57.7458 | 100.2516 | 42.5058
2011-11-28 | 104.492 | 99.5598 | 72.983 | 80.7087 | 57.5328 | 100.1958 | 42.663
2011-11-29 | 103.8577 | 99.1241 | 72.3606 | 80.3444 | 57.3294 | 100.1397 | 42.8103
2011-11-30 | 103.2368 | 98.6891 | 71.7781 | 79.9373 | 57.1765 | 99.8764 | 42.6999
2011-12-01 | 102.6515 | 98.1864 | 71.1828 | 79.5859 | 56.9404 | 99.9033 | 42.9628
2011-12-02 | 102.1308 | 97.6981 | 70.5606 | 79.1763 | 56.7521 | 99.5529 | 42.8008
2011-12-03 | 101.6678 | 97.3841 | 69.9491 | 78.7494 | 56.6166 | 99.2069 | 42.5903
2011-12-04 | 101.0213 | 97.0758 | 69.471 | 78.3119 | 56.5089 | 98.8067 | 42.2978
2011-12-05 | 100.394 | 96.6279 | 68.9881 | 77.8795 | 56.2962 | 98.3921 | 42.0959
2011-12-06 | 99.7597 | 96.1473 | 68.3231 | 77.4184 | 56.0573 | 98.0313 | 41.974
2011-12-07 | 99.1882 | 95.6313 | 67.6776 | 77.0694 | 55.8326 | 97.8834 | 42.0508
2011-12-08 | 98.7279 | 95.0925 | 67.036 | 76.7215 | 55.6491 | 97.8555 | 42.2063
2011-12-09 | 98.4496 | 94.576 | 66.3489 | 76.3097 | 55.4564 | 97.6035 | 42.1471
2011-12-10 | 98.2382 | 94.1188 | 65.7149 | 75.8679 | 55.3053 | 97.2601 | 41.9549
2011-12-11 | 97.8948 | 93.6213 | 65.195 | 75.3994 | 55.1381 | 96.8492 | 41.7112
2011-12-12 | 97.5269 | 92.8736 | 64.7807 | 74.8629 | 54.9261 | 96.4331 | 41.507
2011-12-13 | 97.1484 | 92.047 | 64.2123 | 74.442 | 54.6892 | 96.0918 | 41.4027
2011-12-14 | 96.7362 | 91.3013 | 63.6869 | 74.0078 | 54.4448 | 95.9432 | 41.4985
2011-12-15 | 96.38 | 90.5897 | 63.1866 | 73.6207 | 54.3387 | 95.8315 | 41.4927
2011-12-16 | 96.2085 | 89.9695 | 62.6803 | 73.2192 | 54.1094 | 95.5981 | 41.4887
2011-12-17 | 96.0137 | 89.5238 | 62.1701 | 72.8344 | 53.9372 | 95.4064 | 41.4692
2011-12-18 | 95.6272 | 89.1429 | 61.7437 | 72.4415 | 53.7428 | 95.2091 | 41.4663
2011-12-19 | 95.2124 | 88.7503 | 61.2879 | 72.0622 | 53.4332 | 95.1043 | 41.6711
2011-12-20 | 94.8669 | 88.461 | 60.5666 | 71.6935 | 53.1071 | 95.0242 | 41.917
2011-12-21 | 94.6035 | 88.3285 | 59.7533 | 71.336 | 52.7928 | 95.0212 | 42.2285
2011-12-22 | 94.4118 | 88.23 | 58.9223 | 71.0416 | 52.5478 | 95.0105 | 42.4627
2011-12-23 | 94.2848 | 88.1943 | 58.2782 | 70.8053 | 52.3831 | 94.9426 | 42.5596
2011-12-24 | 94.2346 | 88.2785 | 57.9177 | 70.6235 | 52.2055 | 94.9177 | 42.7122
2011-12-25 | 94.2152 | 88.4084 | 57.6351 | 70.4643 | 52.0897 | 94.9156 | 42.8259
2011-12-26 | 94.1438 | 88.5151 | 57.2772 | 70.2644 | 51.9611 | 94.8573 | 42.8963
2011-12-27 | 93.986 | 88.4868 | 56.9607 | 69.9845 | 51.7998 | 94.6805 | 42.8807
2011-12-28 | 93.8758 | 88.4849 | 56.7116 | 69.6593 | 51.6436 | 94.4761 | 42.8325
2011-12-29 | 93.7483 | 88.52 | 56.6057 | 69.3151 | 51.4664 | 94.2194 | 42.753
2011-12-30 | 93.6502 | 88.5783 | 56.5812 | 68.9955 | 51.2901 | 93.8982 | 42.6081
2011-12-31 | 93.5379 | 88.6744 | 56.7351 | 68.7508 | 51.1682 | 93.6069 | 42.4387
2012-01-01 | 93.3682 | 88.8182 | 56.9683 | 68.8146 | 52.7237 | 93.2025 | 40.4788
2012-01-02 | 93.1346 | 88.8162 | 56.9645 | 68.4346 | 52.6675 | 92.6755 | 40.0081
2012-01-03 | 92.8914 | 88.7295 | 56.8183 | 68.0076 | 52.4633 | 92.2398 | 39.7765
2012-01-04 | 92.5256 | 88.6614 | 56.5559 | 67.5579 | 52.2513 | 91.8293 | 39.578
2012-01-05 | 92.1196 | 88.5247 | 56.1494 | 67.0942 | 52.0489 | 91.3986 | 39.3497
2012-01-06 | 91.7166 | 88.4716 | 55.737 | 66.6227 | 51.8612 | 90.8436 | 38.9823
2012-01-07 | 91.2249 | 88.427 | 55.1903 | 66.1182 | 51.6949 | 90.2358 | 38.5409
2012-01-08 | 90.3724 | 88.3528 | 54.7376 | 65.6105 | 51.5352 | 89.6765 | 38.1413
2012-01-09 | 89.4583 | 88.1144 | 54.2845 | 65.1073 | 51.2874 | 89.1823 | 37.8949
2012-01-10 | 88.5187 | 87.8649 | 53.5119 | 64.6224 | 51.0227 | 88.7611 | 37.7384
2012-01-11 | 87.6106 | 87.6264 | 52.7424 | 64.1268 | 50.7712 | 88.3163 | 37.5451
2012-01-12 | 86.7958 | 87.4051 | 51.963 | 63.6555 | 50.5207 | 87.8718 | 37.3512
2012-01-13 | 86.1444 | 87.1524 | 51.2128 | 63.1746 | 50.2685 | 87.3406 | 37.0721
2012-01-14 | 85.5538 | 86.9539 | 50.4596 | 62.5999 | 50.0548 | 86.7835 | 36.7287
2012-01-15 | 84.7933 | 86.7332 | 49.8695 | 62.0345 | 49.801 | 86.2199 | 36.4189
2012-01-16 | 83.9793 | 86.2845 | 49.3481 | 61.4396 | 49.4093 | 85.6441 | 36.2348
2012-01-17 | 83.1877 | 85.776 | 48.6673 | 60.8255 | 48.9857 | 85.0527 | 36.0671
2012-01-18 | 82.4645 | 85.2392 | 47.9326 | 60.1764 | 48.5808 | 84.4679 | 35.8871
2012-01-19 | 81.7231 | 84.6083 | 47.2715 | 59.5437 | 48.2301 | 83.8494 | 35.6193
2012-01-20 | 81.1185 | 83.9531 | 46.5826 | 58.9317 | 47.9462 | 83.1461 | 35.1999
2012-01-21 | 80.5558 | 83.3925 | 45.8525 | 58.3256 | 47.7571 | 82.3689 | 34.6118
2012-01-22 | 79.9991 | 82.8053 | 45.239 | 57.7051 | 47.5338 | 81.5939 | 34.06
2012-01-23 | 79.4822 | 82.0406 | 44.6553 | 57.0431 | 46.9728 | 80.8138 | 33.8409
2012-01-24 | 79.0659 | 81.2743 | 43.9172 | 56.4946 | 46.3891 | 80.0308 | 33.6417
2012-01-25 | 78.6286 | 80.5504 | 43.1499 | 55.9004 | 45.8191 | 79.3848 | 33.5657
2012-01-26 | 78.2246 | 79.8656 | 42.4293 | 55.3463 | 45.3622 | 78.818 | 33.4558
2012-01-27 | 77.8386 | 79.1178 | 41.8058 | 54.8036 | 44.9439 | 78.1903 | 33.2464
2012-01-28 | 77.4438 | 78.4999 | 41.2117 | 54.2676 | 44.4274 | 77.4294 | 33.002
2012-01-29 | 76.9307 | 77.9395 | 40.8328 | 53.7424 | 44.0093 | 76.7602 | 32.7508
2012-01-30 | 76.4294 | 77.3247 | 40.4631 | 53.216 | 43.6515 | 76.2476 | 32.596
2012-01-31 | 75.9627 | 76.9664 | 39.8801 | 52.695 | 43.0329 | 75.7721 | 32.7392
2012-02-01 | 75.487 | 76.463 | 39.4097 | 52.2219 | 42.5312 | 75.5622 | 33.031 | 48.8896
2012-02-02 | 75.0823 | 75.9797 | 38.947 | 51.5977 | 42.0218 | 75.3404 | 33.3185
2012-02-03 | 74.8452 | 75.5701 | 38.5103 | 51.104 | 41.5807 | 74.9592 | 33.3784
2012-02-04 | 74.613 | 75.2388 | 38.1515 | 50.7304 | 41.2237 | 74.4929 | 33.2693
2012-02-05 | 74.2627 | 74.7786 | 37.8943 | 50.1867 | 40.8659 | 73.9295 | 33.0636
2012-02-06 | 73.9163 | 74.2087 | 37.6566 | 49.5927 | 40.305 | 73.2757 | 32.9707
2012-02-07 | 73.4715 | 73.5153 | 37.239 | 49.089 | 39.7374 | 72.736 | 32.9986
2012-02-08 | 73.0439 | 72.815 | 36.8504 | 48.528 | 39.1018 | 72.2947 | 33.1929
2012-02-09 | 72.7634 | 72.095 | 36.4804 | 47.9779 | 38.3926 | 71.9779 | 33.5853
2012-02-10 | 72.5765 | 71.4729 | 36.0422 | 47.4364 | 37.6621 | 71.6305 | 33.9684
2012-02-11 | 72.3773 | 71.0157 | 35.5956 | 46.8757 | 37.1066 | 71.1682 | 34.0616
2012-02-12 | 72.0037 | 70.6319 | 35.2316 | 46.3138 | 36.6898 | 70.6525 | 33.9627
2012-02-13 | 71.6282 | 70.1467 | 34.9524 | 45.7453 | 36.1459 | 70.1144 | 33.9685
2012-02-14 | 71.3267 | 69.6748 | 34.5765 | 45.2435 | 35.5712 | 69.6672 | 34.096
2012-02-15 | 71.0888 | 69.2299 | 34.1858 | 44.7936 | 35.13 | 69.453 | 34.323
2012-02-16 | 70.8967 | 68.8632 | 33.8686 | 44.3867 | 34.6829 | 69.2963 | 34.6134
2012-02-17 | 70.7788 | 68.5966 | 33.6233 | 43.98 | 34.2524 | 68.9908 | 34.7384
2012-02-18 | 70.6613 | 68.4821 | 33.3677 | 43.6158 | 33.9527 | 68.6297 | 34.677
2012-02-19 | 70.4454 | 68.3469 | 33.1323 | 43.2213 | 33.6473 | 68.2258 | 34.5785
2012-02-20 | 70.2184 | 68.0918 | 32.9511 | 42.8128 | 33.1746 | 67.8857 | 34.7112
2012-02-21 | 69.984 | 67.7683 | 32.6057 | 42.3262 | 32.8716 | 67.5017 | 34.6301
2012-02-22 | 69.7498 | 67.4582 | 32.255 | 41.9962 | 32.5819 | 67.2767 | 34.6948
2012-02-23 | 69.4629 | 67.1657 | 31.9613 | 41.6486 | 32.2683 | 67.0978 | 34.8295
2012-02-24 | 69.2497 | 66.8732 | 31.6953 | 41.29 | 31.8894 | 66.7808 | 34.8914
2012-02-25 | 69.0745 | 66.6143 | 31.4332 | 40.9133 | 31.6009 | 66.4476 | 34.8467
2012-02-26 | 68.7286 | 66.3579 | 31.2515 | 40.5172 | 31.386 | 65.9364 | 34.5504
2012-02-27 | 68.3404 | 65.7604 | 31.0857 | 40.122 | 31.073 | 65.3863 | 34.3134
2012-02-28 | 67.9698 | 65.2006 | 30.7198 | 39.7274 | 30.0066 | 64.8965 | 34.8899
2012-03-01 | 67.4733 | 64.7482 | 30.3496 | 39.3425 | 29.0885 | 64.4329 | 35.3444
2012-03-02 | 67.3908 | 64.2399 | 30.0025 | 39.01 | 28.179 | 63.9892 | 35.8102
2012-03-03 | 67.3224 | 63.7659 | 29.6818 | 38.6872 | 27.4133 | 63.5759 | 36.1626
2012-03-04 | 67.0837 | 63.5531 | 29.3985 | 38.3705 | 26.8593 | 63.1126 | 36.2533
2012-03-05 | 66.7882 | 62.9635 | 29.2026 | 38.0598 | 26.3103 | 62.6857 | 36.3754
2012-03-06 | 66.4455 | 62.5277 | 28.9835 | 37.7643 | 25.7963 | 62.3093 | 36.5131
2012-03-07 | 66.14 | 61.983 | 28.5834 | 37.4416 | 24.8839 | 62.0936 | 37.2097
2012-03-08 | 65.8885 | 61.4478 | 28.2484 | 37.2314 | 24.8306 | 61.9096 | 37.079
2012-03-09 | 65.77 | 61.0494 | 27.9888 | 36.9988 | 24.5053 | 61.5397 | 37.0344
2012-03-10 | 65.683 | 60.7355 | 27.8946 | 36.8128 | 24.3298 | 61.277 | 36.9472
2012-03-11 | 65.4228 | 60.4876 | 27.7825 | 36.6281 | 24.223 | 61.1141 | 36.8912
2012-03-12 | 65.1452 | 60.3269 | 27.7805 | 36.4326 | 23.997 | 60.9734 | 36.9764
2012-03-13 | 64.9223 | 60.2244 | 27.774 | 36.1702 | 23.7223 | 60.7374 | 37.0151
2012-03-14 | 64.8989 | 60.0478 | 27.5845 | 35.9524 | 23.4542 | 60.5604 | 37.1062
2012-03-15 | 64.7682 | 59.7729 | 27.4151 | 35.759 | 23.1694 | 60.5012 | 37.3318
2012-03-16 | 64.7334 | 59.5608 | 27.3036 | 35.5714 | 22.8825 | 60.3105 | 37.428
2012-03-17 | 64.6924 | 59.4644 | 27.2097 | 35.3996 | 22.5488 | 60.1818 | 37.6329
2012-03-18 | 64.536 | 59.5181 | 27.1483 | 35.2073 | 22.1479 | 60.0923 | 37.9443
2012-03-19 | 64.3828 | 59.5463 | 27.0471 | 35.0121 | 21.5985 | 60.0067 | 38.4082
2012-03-20 | 64.2703 | 59.4173 | 27.2576 | 34.8268 | 21.1014 | 59.9373 | 38.8359
2012-03-21 | 64.1923 | 59.3716 | 27.196 | 34.6738 | 20.6087 | 59.9199 | 39.3112
2012-03-22 | 64.1639 | 59.4027 | 27.1961 | 34.5077 | 20.1648 | 59.82 | 39.6553
2012-03-23 | 64.1836 | 59.4707 | 27.2363 | 34.3371 | 19.7954 | 59.5532 | 39.7578
2012-03-24 | 64.1549 | 59.6136 | 27.3643 | 34.1852 | 19.6008 | 59.2864 | 39.6857
2012-03-25 | 63.9745 | 59.752 | 27.4938 | 34.0681 | 19.4902 | 59.0163 | 39.5261
2012-03-26 | 63.8627 | 59.8313 | 27.7227 | 33.9401 | 19.247 | 58.7758 | 39.5288
2012-03-27 | 63.7578 | 59.684 | 27.9687 | 33.823 | 19.0068 | 58.6417 | 39.6349
2012-03-28 | 63.6461 | 59.4569 | 28.0799 | 33.7551 | 18.804 | 58.6078 | 39.8038
2012-03-29 | 63.6461 | 59.3761 | 28.1831 | 33.7083 | 18.6395 | 58.5142 | 39.8747
2012-03-30 | 63.6398 | 59.4181 | 28.2115 | 33.7007 | 18.5589 | 58.3367 | 39.7778
2012-03-31 | 63.2243 | 59.6433 | 27.8219 | 33.443 | 18.3436 | 58.0202 | 39.6765
2012-04-01 | 63.5589 | 59.6594 | 27.8537 | 33.7903 | 18.5415 | 58.1462 | 39.6047
2012-04-02 | 63.703 | 59.7157 | 27.8058 | 34.0237 | 18.5823 | 58.1471 | 39.5648
2012-04-03 | 63.7716 | 59.6344 | 27.7443 | 34.0899 | 18.6225 | 58.1604 | 39.5379
2012-04-04 | 63.8119 | 59.5015 | 27.6501 | 34.1523 | 18.708 | 58.3229 | 39.615
2012-04-05 | 63.9861 | 59.374 | 27.5775 | 34.1961 | 18.7323 | 58.537 | 39.8047
2012-04-06 | 64.2953 | 59.2909 | 27.7068 | 34.4499 | 18.8371 | 58.728 | 39.8909
2012-04-07 | 64.5727 | 59.3171 | 27.8623 | 34.6066 | 19.0723 | 58.9409 | 39.8687
2012-04-08 | 64.8944 | 59.4356 | 28.0214 | 34.6766 | 19.3596 | 59.2063 | 39.8467
2012-04-09 | 65.0963 | 59.6332 | 28.2175 | 34.7752 | 19.5375 | 59.512 | 39.9745
2012-04-10 | 65.2439 | 59.8579 | 28.4426 | 34.8751 | 19.6549 | 59.8569 | 40.202
2012-04-11 | 65.4142 | 60.0044 | 28.5611 | 34.9781 | 19.6782 | 60.2275 | 40.5493
2012-04-12 | 65.6795 | 60.0895 | 28.7987 | 35.0647 | 19.6803 | 60.6779 | 40.9976
2012-04-13 | 66.0857 | 60.1716 | 29.0753 | 35.1535 | 19.8076 | 60.9621 | 41.1545
2012-04-14 | 66.4333 | 60.1721 | 29.3981 | 35.1412 | 19.9892 | 61.2458 | 41.2566
2012-04-15 | 66.6363 | 60.3515 | 29.8486 | 35.4013 | 20.117 | 61.4595 | 41.3425
2012-04-16 | 66.7508 | 60.5795 | 30.2941 | 35.5375 | 20.2688 | 61.7345 | 41.4657
2012-04-17 | 66.7592 | 60.7043 | 30.7505 | 35.7046 | 20.4561 | 62.045 | 41.5889
2012-04-18 | 66.7339 | 60.8497 | 31.1834 | 35.8924 | 20.6587 | 62.4464 | 41.7877
2012-04-19 | 66.7147 | 61.0291 | 31.4789 | 36.0719 | 20.8324 | 62.8424 | 42.01
2012-04-20 | 66.772 | 61.1888 | 31.7411 | 36.2575 | 21.0129 | 63.1119 | 42.099
2012-04-21 | 66.8272 | 61.4125 | 32.0345 | 36.4902 | 21.1952 | 63.4535 | 42.2583
2012-04-22 | 66.7073 | 61.7628 | 32.3751 | 36.6705 | 21.3372 | 63.1749 | 41.8376
2012-04-23 | 66.5622 | 62.1446 | 32.8021 | 36.9535 | 21.5008 | 64.1393 | 42.6385
2012-04-24 | 66.4242 | 62.4481 | 33.2454 | 37.1842 | 21.6982 | 64.5079 | 42.8097
2012-04-25 | 66.297 | 62.6876 | 33.5242 | 37.3757 | 21.919 | 64.8969 | 42.9779
2012-04-26 | 66.2636 | 62.7923 | 33.7409 | 37.6265 | 22.1548 | 65.2605 | 43.1057
2012-04-27 | 66.4057 | 62.9774 | 33.943 | 37.8082 | 22.3563 | 65.5683 | 43.212
2012-04-28 | 66.6273 | 63.2249 | 34.2296 | 37.9913 | 22.5484 | 65.8623 | 43.3139
2012-04-29 | 66.8053 | 63.5949 | 34.5451 | 38.1878 | 22.6893 | 66.1984 | 43.5091
2012-04-30 | 67.0492 | 64.0103 | 34.9169 | 38.3716 | 22.9424 | 66.5267 | 43.5843
2012-05-01 | 67.3494 | 64.3957 | 35.3959 | 38.687 | 23.3285 | 66.9676 | 43.6391 | 29.1387
2012-05-02 | 67.6245 | 64.6366 | 35.8049 | 38.9474 | 23.5393 | 67.3652 | 43.8259
2012-05-03 | 67.8407 | 64.8843 | 36.2251 | 39.1995 | 23.7873 | 67.7617 | 43.9744
2012-05-04 | 68.0967 | 65.1096 | 36.6354 | 39.4672 | 24.0707 | 68.0974 | 44.0266
2012-05-05 | 68.3632 | 65.4328 | 37.0621 | 39.7358 | 24.3574 | 68.4102 | 44.0528
2012-05-06 | 68.5671 | 65.8099 | 37.5056 | 39.9944 | 24.6266 | 68.733 | 44.1064
2012-05-07 | 68.7053 | 66.201 | 38.0483 | 40.2739 | 24.9024 | 69.083 | 44.1806
2012-05-08 | 68.8196 | 66.5048 | 38.5847 | 40.5776 | 25.152 | 69.5092 | 44.3572
2012-05-09 | 69.0953 | 66.7342 | 39.0402 | 40.9098 | 25.4592 | 70.0111 | 44.5519
2012-05-10 | 69.3884 | 66.9627 | 39.4747 | 41.3604 | 25.7555 | 70.4358 | 44.6803
2012-05-11 | 69.771 | 67.1938 | 39.9422 | 41.6887 | 26.0558 | 70.7946 | 44.7388
2012-05-12 | 70.1671 | 67.4764 | 40.3941 | 41.9969 | 26.3353 | 70.9674 | 44.6321
2012-05-13 | 70.4906 | 67.9049 | 40.9253 | 42.2969 | 26.6 | 71.2058 | 44.6058
2012-05-14 | 70.8163 | 68.3329 | 41.5082 | 42.6057 | 26.827 | 71.4642 | 44.6372
2012-05-15 | 71.1101 | 68.6379 | 42.1191 | 42.8908 | 27.0693 | 71.7335 | 44.6641
2012-05-16 | 71.3517 | 68.9231 | 42.5704 | 43.2057 | 27.2904 | 72.1334 | 44.843
2012-05-17 | 71.619 | 69.2119 | 42.9865 | 43.5159 | 27.5142 | 72.5666 | 45.0524
2012-05-18 | 71.9401 | 69.5297 | 43.4014 | 43.8305 | 27.8047 | 72.9368 | 45.132
2012-05-19 | 72.2717 | 69.8744 | 43.8614 | 44.1492 | 28.0959 | 73.2606 | 45.1647
2012-05-20 | 72.5421 | 70.324 | 44.348 | 44.4815 | 28.359 | 73.5564 | 45.1974
2012-05-21 | 72.6886 | 70.787 | 44.9109 | 44.8282 | 28.5788 | 73.9452 | 45.3664
2012-05-22 | 72.9027 | 71.0742 | 45.4655 | 45.1788 | 28.7687 | 74.3848 | 45.6161
2012-05-23 | 73.1555 | 71.3538 | 45.9204 | 45.5196 | 28.9032 | 74.8173 | 45.9141
2012-05-24 | 73.4054 | 71.5958 | 46.3622 | 45.8573 | 29.0089 | 75.209 | 46.2002
2012-05-25 | 73.713 | 71.8626 | 46.8374 | 46.2064 | 29.1884 | 75.5317 | 46.3433
2012-05-26 | 74.0772 | 72.2041 | 47.3424 | 46.5567 | 29.3789 | 75.8253 | 46.4464
2012-05-27 | 74.3349 | 72.6279 | 47.8448 | 46.8842 | 29.5691 | 76.0538 | 46.4847
2012-05-28 | 74.567 | 73.0273 | 48.3553 | 47.2045 | 29.7663 | 76.3031 | 46.5367
2012-05-29 | 74.7843 | 73.3742 | 48.8468 | 47.5405 | 29.9664 | 76.5569 | 46.5905
2012-05-30 | 75.0252 | 73.658 | 49.187 | 47.7483 | 30.1833 | 76.089 | 45.9058
2012-05-31 | 75.3264 | 73.8962 | 49.4917 | 48.0916 | 30.4147 | 76.429 | 46.0143
2012-06-01 | 75.5758 | 74.1538 | 49.8538 | 48.5699 | 30.6898 | 77.5626 | 46.8728
2012-06-02 | 75.8746 | 74.4861 | 50.2795 | 48.937 | 30.9569 | 77.8365 | 46.8796
2012-06-03 | 76.0528 | 74.8559 | 50.7246 | 49.2916 | 31.1502 | 78.0942 | 46.944
2012-06-04 | 76.2214 | 75.2306 | 51.253 | 49.6428 | 31.4053 | 78.38 | 46.9747
2012-06-05 | 76.4069 | 75.48 | 51.7811 | 49.9895 | 31.666 | 78.6572 | 46.9911
2012-06-06 | 76.6518 | 75.6986 | 52.2544 | 50.3459 | 31.9524 | 78.9957 | 47.0433
2012-06-07 | 76.8835 | 75.9073 | 52.6164 | 50.7022 | 32.2876 | 79.3397 | 47.0521
2012-06-08 | 77.1899 | 76.1897 | 52.892 | 51.0688 | 32.659 | 79.5796 | 46.9206
2012-06-09 | 77.4942 | 76.5209 | 53.138 | 51.3941 | 33.0221 | 79.7622 | 46.74
2012-06-10 | 77.7069 | 76.9167 | 53.387 | 51.7418 | 33.3314 | 79.9445 | 46.6131
2012-06-11 | 77.8954 | 77.3268 | 53.9324 | 52.0863 | 33.6361 | 80.1896 | 46.5536
2012-06-12 | 78.0881 | 77.6404 | 54.4735 | 52.4352 | 33.9104 | 80.478 | 46.5677
2012-06-13 | 78.3036 | 77.9608 | 54.9237 | 52.7946 | 34.2201 | 80.8508 | 46.6308
2012-06-14 | 78.6083 | 78.2526 | 55.2686 | 53.1403 | 34.525 | 81.2217 | 46.6967
2012-06-15 | 78.9627 | 78.5182 | 55.6181 | 53.4593 | 34.8428 | 81.4231 | 46.5803
2012-06-16 | 79.1193 | 78.8255 | 55.9698 | 53.7833 | 35.1533 | 81.6456 | 46.4923
2012-06-17 | 79.6029 | 79.1762 | 56.329 | 54.109 | 35.4531 | 81.8491 | 46.396
2012-06-18 | 79.8553 | 79.5894 | 56.7827 | 54.4368 | 35.7552 | 82.0865 | 46.3313
2012-06-19 | 80.1276 | 79.8722 | 57.2402 | 54.7485 | 36.0256 | 82.3305 | 46.3049
2012-06-20 | 80.3654 | 80.1754 | 57.5749 | 55.0691 | 36.311 | 82.6594 | 46.3484
2012-06-21 | 80.6174 | 80.2824 | 58.3351 | 55.3848 | 36.6082 | 83.0085 | 46.4003
2012-06-22 | 80.9781 | 80.4426 | 58.624 | 55.6335 | 36.9503 | 83.2728 | 46.3226
2012-06-23 | 81.3407 | 80.6987 | 58.9139 | 55.9557 | 37.2982 | 83.5203 | 46.2221
2012-06-24 | 81.6154 | 81.0877 | 59.2538 | 56.2733 | 37.5846 | 83.7478 | 46.1632
2012-06-25 | 81.8833 | 81.4704 | 59.7077 | 56.6702 | 37.874 | 83.9726 | 46.0986
2012-06-26 | 82.1617 | 81.7572 | 60.1688 | 56.9996 | 38.1596 | 84.2389 | 46.0794
2012-06-27 | 82.45 | 81.99 | 60.4799 | 57.3327 | 38.4751 | 84.5703 | 46.0951
2012-06-28 | 82.7636 | 82.2016 | 60.815 | 57.6662 | 38.7874 | 84.9283 | 46.1409
2012-06-29 | 83.1231 | 82.4173 | 61.1255 | 58.0282 | 39.1506 | 85.1901 | 46.0394
2012-06-30 | 83.4863 | 82.6967 | 61.4181 | 58.3719 | 39.5095 | 85.4028 | 45.8934
2012-07-01 | 83.7488 | 83.0755 | 61.8169 | 58.7263 | 39.8417 | 85.5916 | 45.7499 | 50.5231
2012-07-02 | 84.0199 | 83.4514 | 62.27 | 59.0621 | 40.1781 | 85.792 | 45.614
2012-07-03 | 84.2871 | 83.7244 | 62.7507 | 59.4385 | 40.4752 | 86.0884 | 45.6133
2012-07-04 | 84.5804 | 83.9655 | 63.1384 | 59.7928 | 40.7744 | 86.4618 | 45.6873
2012-07-05 | 84.8853 | 84.266 | 63.5155 | 60.1617 | 41.1099 | 86.8433 | 45.7334
2012-07-06 | 85.222 | 84.5323 | 63.8955 | 60.5048 | 41.4994 | 87.0494 | 45.55
2012-07-07 | 85.5542 | 84.8497 | 64.2644 | 60.8294 | 41.8997 | 87.1972 | 45.2975
2012-07-08 | 85.8606 | 85.2328 | 64.635 | 61.1603 | 42.2398 | 87.3211 | 45.0813
2012-07-09 | 86.1488 | 85.6088 | 65.1371 | 61.49 | 42.5759 | 87.4432 | 44.8673
2012-07-10 | 86.4167 | 85.8432 | 65.6352 | 61.808 | 42.8833 | 87.6363 | 44.753
2012-07-11 | 86.6618 | 86.0856 | 65.8874 | 62.1373 | 43.1919 | 87.9635 | 44.7716
2012-07-12 | 86.9092 | 86.3468 | 66.1611 | 62.4713 | 43.5529 | 88.3331 | 44.7801
2012-07-13 | 87.2144 | 86.6006 | 66.4585 | 62.8024 | 43.9138 | 88.6036 | 44.6897
2012-07-14 | 87.5306 | 86.9101 | 66.7902 | 63.1432 | 44.2979 | 88.6952 | 44.3973
2012-07-15 | 87.7891 | 87.3187 | 67.1428 | 63.444 | 44.6459 | 88.6722 | 44.0262
2012-07-16 | 88.0392 | 87.7265 | 67.5942 | 63.7519 | 44.9763 | 88.7372 | 43.7609
2012-07-17 | 88.275 | 88.0294 | 68.0223 | 64.0395 | 45.2888 | 88.82 | 43.5312
2012-07-18 | 88.4918 | 88.2814 | 68.3394 | 64.3473 | 45.6004 | 88.9492 | 43.3488
2012-07-19 | 88.7549 | 88.5175 | 68.6009 | 64.6508 | 45.9176 | 89.1039 | 43.1862
2012-07-20 | 89.0908 | 88.7567 | 68.8651 | 64.9658 | 46.2753 | 89.1961 | 42.9208
2012-07-21 | 89.4419 | 89.036 | 69.1594 | 65.2713 | 46.6473 | 89.2433 | 42.596
2012-07-22 | 89.7006 | 89.4041 | 69.5219 | 65.5802 | 46.9819 | 89.2887 | 42.3068
2012-07-23 | 89.9311 | 89.7986 | 69.9757 | 65.9013 | 47.2959 | 89.3391 | 42.0432
2012-07-24 | 90.1647 | 90.0788 | 70.4624 | 66.2211 | 47.6069 | 89.4213 | 41.8144
2012-07-25 | 90.3929 | 90.3487 | 70.8731 | 66.5382 | 47.9266 | 89.4612 | 41.5346
2012-07-26 | 90.6314 | 90.6337 | 71.2555 | 66.8755 | 48.2603 | 89.7661 | 41.5058
2012-07-27 | 90.9349 | 90.9145 | 71.6229 | 67.2169 | 48.6314 | 89.988 | 41.3566
2012-07-28 | 91.2582 | 91.1883 | 71.9877 | 67.589 | 49.0173 | 90.2793 | 41.262
2012-07-29 | 91.4982 | 91.5875 | 72.3417 | 67.9415 | 49.3446 | 90.4864 | 41.1418
2012-07-30 | 91.7237 | 92.0008 | 72.7817 | 68.3001 | 49.6797 | 90.6602 | 40.9805
2012-07-31 | 91.9455 | 92.3281 | 73.1812 | 68.6312 | 50.0152 | 90.5046 | 40.4894
2012-08-01 | 92.1611 | 92.5153 | 73.6044 | 68.9874 | 50.3476 | 91.0816 | 40.7339
2012-08-02 | 92.4072 | 92.8251 | 74.0098 | 69.3419 | 50.6944 | 91.3795 | 40.6851
2012-08-03 | 92.7162 | 93.1142 | 74.3895 | 69.6994 | 51.0585 | 91.5856 | 40.5271
2012-08-04 | 93.0343 | 93.3537 | 74.6855 | 70.059 | 51.4385 | 91.7803 | 40.3418
2012-08-05 | 93.2806 | 93.6863 | 75.0732 | 70.3941 | 51.5943 | 91.9416 | 40.3473
2012-08-06 | 93.4989 | 94.0325 | 75.5504 | 70.7548 | 51.9343 | 92.15 | 40.2157
2012-08-07 | 93.7316 | 94.3539 | 76.0438 | 71.1136 | 52.2694 | 92.3942 | 40.1248
2012-08-08 | 93.9601 | 94.6772 | 76.4457 | 71.4717 | 52.604 | 92.6856 | 40.0816
2012-08-09 | 94.2291 | 94.9728 | 76.8575 | 71.841 | 53.1004 | 93.0126 | 39.9122
2012-08-10 | 94.5228 | 95.2611 | 77.2844 | 72.1669 | 53.3023 | 93.1339 | 39.8316
2012-08-11 | 94.8361 | 95.5941 | 77.6755 | 72.5186 | 53.66 | 93.3924 | 39.7324
2012-08-12 | 95.1107 | 95.9942 | 78.0859 | 72.8641 | 53.957 | 93.6 | 39.643
2012-08-13 | 95.4037 | 96.3835 | 78.5538 | 73.2009 | 54.2566 | 93.8058 | 39.5491
2012-08-14 | 95.6918 | 96.7169 | 79.019 | 73.546 | 54.5479 | 94.0404 | 39.4925
2012-08-15 | 96.0306 | 97.0233 | 79.4428 | 73.9037 | 54.8512 | 94.3193 | 39.4681
2012-08-16 | 96.3568 | 97.3147 | 79.8215 | 74.2587 | 55.1666 | 94.6171 | 39.4505
2012-08-17 | 96.7235 | 97.6286 | 80.1633 | 74.5966 | 55.5185 | 94.8516 | 39.3331
2012-08-18 | 97.1048 | 97.9549 | 80.5309 | 74.9395 | 55.8648 | 95.0589 | 39.1941
2012-08-19 | 97.3882 | 98.294 | 80.9268 | 75.281 | 56.1496 | 95.2676 | 39.118
2012-08-20 | 97.6722 | 98.6088 | 81.389 | 75.6135 | 56.4471 | 95.456 | 39.0088
2012-08-21 | 97.9474 | 98.8408 | 81.8436 | 75.9429 | 56.7405 | 95.6954 | 38.9549
2012-08-22 | 98.2108 | 98.9119 | 82.186 | 76.2679 | 57.018 | 95.9912 | 38.9732
2012-08-23 | 98.4938 | 99.1665 | 82.5201 | 76.5737 | 57.2982 | 96.2922 | 38.994
2012-08-24 | 98.8282 | 99.3102 | 82.874 | 76.8656 | 57.6056 | 96.4445 | 38.8389
2012-08-25 | 99.1669 | 99.4775 | 83.2316 | 77.1651 | 57.921 | 96.5943 | 38.6733
2012-08-26 | 99.4065 | 99.6839 | 83.5679 | 77.4515 | 58.182 | 96.7307 | 38.5486
2012-08-27 | 99.5606 | 99.9195 | 83.9739 | 77.7268 | 58.4387 | 96.8161 | 38.3774
2012-08-28 | 99.8106 | 100.0489 | 84.3948 | 77.9861 | 58.715 | 96.7701 | 38.0551
2012-08-29 | 99.9595 | 100.1087 | 84.69 | 78.2641 | 58.9751 | 96.9152 | 37.9401
2012-08-30 | 100.1092 | 100.2115 | 84.9746 | 78.5428 | 59.2394 | 97.0944 | 37.855
2012-08-31 | 100.3345 | 100.2377 | 85.0983 | 78.7584 | 59.5709 | 96.8721 | 37.3013
2012-09-01 | 100.5666 | 100.4183 | 85.4788 | 79.0594 | 59.8809 | 96.8962 | 37.0152 | 78.3621
2012-09-02 | 100.6937 | 100.6022 | 85.7926 | 79.3285 | 60.1322 | 97.1872 | 37.055
2012-09-03 | 100.75 | 100.8116 | 86.2155 | 79.5726 | 60.3582 | 97.3398 | 36.9816
2012-09-04 | 100.7968 | 100.9331 | 86.6526 | 79.8439 | 60.604 | 97.5083 | 36.9043
2012-09-05 | 100.871 | 101.0305 | 86.9782 | 80.1129 | 60.8584 | 97.7583 | 36.8999
2012-09-06 | 100.9707 | 101.0872 | 87.2888 | 80.3695 | 61.1127 | 98.0101 | 36.8973
2012-09-07 | 101.0711 | 101.1475 | 87.5297 | 80.5968 | 61.4084 | 98.1425 | 36.7341
2012-09-08 | 101.2091 | 101.2132 | 87.8558 | 80.8385 | 61.7127 | 98.2704 | 36.5577
2012-09-09 | 101.314 | 101.3434 | 88.1639 | 81.0695 | 61.9319 | 98.426 | 36.4941
2012-09-10 | 101.4248 | 101.4634 | 88.5328 | 81.3006 | 62.1527 | 98.5667 | 36.414
2012-09-11 | 101.4791 | 101.5019 | 88.9102 | 81.5242 | 62.3675 | 98.7315 | 36.3641
2012-09-12 | 101.4793 | 101.5009 | 89.1772 | 81.7636 | 62.6042 | 98.9819 | 36.3778
2012-09-13 | 101.5048 | 101.5121 | 89.427 | 81.9914 | 62.8458 | 99.2523 | 36.4065
2012-09-14 | 101.5647 | 101.5237 | 89.668 | 82.224 | 63.1294 | 99.3992 | 36.2698
2012-09-15 | 101.6541 | 101.5849 | 89.9331 | 82.4431 | 63.4069 | 99.5267 | 36.1198
2012-09-16 | 101.6682 | 101.6931 | 90.2807 | 82.6587 | 63.613 | 99.6437 | 36.0307
2012-09-17 | 101.6832 | 101.8369 | 90.6696 | 82.8509 | 63.8144 | 99.7977 | 35.9833
2012-09-18 | 101.7253 | 101.9361 | 91.048 | 83.0549 | 63.9918 | 99.9278 | 35.936
2012-09-19 | 101.7647 | 102.0323 | 91.2899 | 83.2551 | 64.1443 | 100.0044 | 35.8601
2012-09-20 | 101.8195 | 102.1135 | 91.5203 | 83.4557 | 64.4233 | 100.1332 | 35.7099
2012-09-21 | #N/A | 102.2113 | 91.7451 | 83.5569 | 64.6408 | 100.2901 | 35.6493
2012-09-22 | #N/A | 102.3431 | 91.9797 | 83.729 | 64.876 | 100.5044 | 35.6284
2012-09-23 | #N/A | 102.5336 | 92.232 | 83.922 | 65.0458 | 100.6323 | 35.5866
2012-09-24 | #N/A | 102.7474 | 92.5566 | 84.1152 | 65.2167 | 100.7741 | 35.5574
2012-09-25 | #N/A | 102.8777 | 92.8928 | 84.299 | 65.3715 | 100.8439 | 35.4724
2012-09-26 | #N/A | 102.9844 | 93.132 | 84.4865 | 65.5041 | 100.9553 | 35.4512
2012-09-27 | #N/A | 103.1248 | 93.3397 | 84.681 | 65.6551 | 101.1056 | 35.4505
2012-09-28 | #N/A | 103.2517 | 93.4895 | 84.8748 | 65.8961 | 101.327 | 35.4308
2012-09-29 | #N/A | 103.405 | 93.6836 | 85.0675 | 66.1481 | 101.5662 | 35.4181
2012-09-30 | #N/A | 103.4458 | 93.8062 | 85.2181 | 66.2901 | 101.5588 | 35.2687