{"text_format":"1","workbook":"xlsx","n_sheets":14,"sheets":["Admin","Controls","MAIN DATA","DSR","EG ->","DG","Sub1MW","Demands ->","mBattery","DxStorage","TxStorage","Active","Reactive inc LV Gain","LV Gain K"],"not_rendered":{"charts":0,"images":0,"macros":1,"external_links":0,"defined_names":38,"comments":2,"pivot_tables":0},"unopened":[],"bounds":{"document_bytes":16777216,"sheet_cells":100000,"rows_first":2000,"rows_last":500,"rows_between":2000,"halvings":0,"cell_chars":16384,"cell_head_chars":4096},"cells_cut":0,"cells_raw":0,"read":"whole","date_system":"1900"}

{"sheet":"Admin","index":0,"n_rows":20,"n_cols":6,"rows_kept":20,"cut":false,"hidden":false,"merged":[]}
["Model: ETYS Spatial Model"]
["Display of spatial data for SO Strategy customers, provided by National Grid's Energy Insights team"]
[]
[]
[null,"Key"]
[null,"Data comes from another sheet or goes to another sheet","Blue Text"]
[null,"Calculation/text/label","Black Text"]
[null,"Key output","Purple Background"]
[null,"Pasted / Manually input","Yellow Background"]
[null,"Key data / warning","Red Text"]
[null,"Input pending","Orange background"]
[null,"Admin","Black Tab"]
[null,"Data","Green Tab"]
[null,"Data (NEEDS UPDATE FOR FES 2017)","Yellow Tab"]
[null,"Calculations","Grey Tab"]
[null,"Outputs","Purple Tab"]
[]
[null,"Update Log"]
[null,"Activities  completed on the workbook","Worksheet","Date","Who","Version"]
[null,"Provide Minor FLOP level data for GB.","All","2017-10-11","KO/AG/RN","vPublic"]

{"sheet":"Controls","index":1,"n_rows":51,"n_cols":28,"rows_kept":51,"cut":false,"hidden":false,"merged":[]}
["Updated by Janet Coley, 7/5/16"]
[]
[]
[]
[]
[]
[]
["Look-up Control"]
[]
[1,"Year","2015/16","2016/17","2017/18","2018/19","2019/20","2020/21","2021/22","2022/23","2023/24","2024/25","2025/26","2026/27","2027/28","2028/29","2029/30","2030/31","2031/32","2032/33","2033/34","2034/35","2035/36","2036/37","2037/38","2038/39","2039/40","2040/41"]
[2,"Column",1,2,3,4,5,6,7,8,9,10,11,12,13,14,15,16,17,18,19,20,21,22,23,24,25,26]
[3,"Original lookups",5,6,7,8,9,10,11,12,13,14,15,16,17,18,19,20,21,22,23,24,25,26,27,28,29,30]
[]
[]
[null,"TO",null,"Major FLOP Zones",null,"Scenarios",null,"Study Periods"]
[null,"NGET",null,"A",null,"Two Degrees",null,"Winter Peak"]
[null,"SPT",null,"B",null,"Consumer Power",null,"Summer Minimum AM"]
[null,"SHET",null,"C",null,"Slow Progression",null,"Summer Minimum PM"]
[null,null,null,"D",null,"Steady State"]
[null,null,null,"E"]
[null,null,null,"F"]
[null,null,null,"G"]
[null,null,null,"H"]
[null,null,null,"J"]
[null,null,null,"K"]
[null,null,null,"L"]
[null,null,null,"M"]
[null,null,null,"N"]
[null,null,null,"P"]
[null,null,null,"Q"]
[null,null,null,"R"]
[null,null,null,"S"]
[null,null,null,"T"]
[]
[]
[]
[null,"ACTIVE LOOK-UPS"]
[null,"Worksheet [Active] Look-Up: these change according to Scenario and Study Period selected"]
[null,null,{"$f":"'MAIN DATA'!A5","v":"Winter Peak"},{"$f":"'MAIN DATA'!A4","v":"Two Degrees"},{"$f":"HLOOKUP(D39,$C$47:$F$48,2,FALSE)","v":2}]
[null,null,null,"Data Range"]
[null,"Active",null,{"$f":"VLOOKUP($C$39,$B$49:$F$51,$E$39,FALSE)","v":"$A$400:$AG$491"},null,{"$f":"\"'\"& $B41 & \"'!\"&$D41","v":"'Active'!$A$400:$AG$491"}]
[null,"Reactive inc LV Gain",null,{"$f":"VLOOKUP($C$39,$B$49:$F$51,$E$39,FALSE)","v":"$A$400:$AG$491"},null,{"$f":"\"'\"& $B42 & \"'!\"&$D42","v":"'Reactive inc LV Gain'!$A$400:$AG$491"}]
[null,"Reactive INC LV Gain",null,{"$f":"VLOOKUP($C$39,$B$49:$F$51,$E$39,FALSE)","v":"$A$400:$AG$491"},null,{"$f":"\"'\"& $B43 & \"'!\"&$D43","v":"'Reactive INC LV Gain'!$A$400:$AG$491"}]
[null,"LV Gain",null,{"$f":"VLOOKUP($C$39,$B$49:$F$51,$E$39,FALSE)","v":"$A$400:$AG$491"},null,{"$f":"\"'\"& $B44 & \"'!\"&$D44","v":"'LV Gain'!$A$400:$AG$491"}]
[]
[]
[null,null,{"$f":"$F$16","v":"Two Degrees"},{"$f":"$F$18","v":"Slow Progression"},{"$f":"$F$19","v":"Steady State"},{"$f":"$F$17","v":"Consumer Power"}]
[null,1,2,3,4,5]
[null,{"$f":"$H$16","v":"Winter Peak"},{"$f":"\"$A$400:$AG$491\"","v":"$A$400:$AG$491"},{"$f":"\"$A$682:$AG$773\"","v":"$A$682:$AG$773"},{"$f":"\"$A$964:$AG$1055\"","v":"$A$964:$AG$1055"},{"$f":"\"$A$1246:$AG$1337\"","v":"$A$1246:$AG$1337"}]
[null,{"$f":"$H$17","v":"Summer Minimum AM"},{"$f":"\"$A$494:$AG$585\"","v":"$A$494:$AG$585"},{"$f":"\"$A$776:$AG$867\"","v":"$A$776:$AG$867"},{"$f":"\"$A$1058:$AG$1149\"","v":"$A$1058:$AG$1149"},{"$f":"\"$A$1340:$AG$1431\"","v":"$A$1340:$AG$1431"}]
[null,{"$f":"$H$18","v":"Summer Minimum PM"},{"$f":"\"$A$588:$AG$679\"","v":"$A$588:$AG$679"},{"$f":"\"$A$870:$AG$961\"","v":"$A$870:$AG$961"},{"$f":"\"$A$1152:$AG$1243\"","v":"$A$1152:$AG$1243"},{"$f":"\"$A$1434:$AG$1525\"","v":"$A$1434:$AG$1525"}]

{"sheet":"MAIN DATA","index":2,"n_rows":112,"n_cols":28,"rows_kept":112,"cut":false,"hidden":false,"merged":[]}
["Please select Scenario, Study Period and Analysis Year in the Orange Cells below"]
[]
["Drop-Down Options:"]
["Two Degrees","Scenario",null,null,null,null,null,null,null,null,null,null,null,null,null,null,null,null,null,null,"ETYS Wind Load Factor","ETYS Wind Load Factor"]
["Winter Peak","Study Period",null,null,null,null,{"$f":"\"Column assumes \" & U$5 *100 & \"% Wind\"","v":"Column assumes 70% Wind"},{"$f":"\"Column assumes \" & V$5 *100 & \"% Wind\"","v":"Column assumes 0% Wind"},null,null,null,null,null,null,null,null,null,null,null,null,{"$f":"IF(A5=\"Winter Peak\",0.7,IF(A5=\"Summer Minimum AM\",0.47,IF(A5=\"Summer Minimum PM\",0.39,\"Err\")))","v":0.7},0]
["2016/17","Analysis Year",null,null,"Original VLOOKUP",{"$f":"HLOOKUP(A6,Controls!$C$10:$AB$12,Controls!$A$12,FALSE)","v":6},null,null,null,null,null,null,null,null,null,null,null,null,null,null,"Linked to P(Economy Net Demand)","Linked to P(Security Net Demand)"]
[null,null,null,null,"Column Index",{"$f":"HLOOKUP(A6,Controls!$C$10:$AB$11,Controls!$A$11,FALSE)","v":2},null,null,"Transmission Storage",null,"Embedded Data (DG + Sub1MW)"]
["Wind Factor Option: see U5:V5",null,null,null,{"$f":"LEFT(A4,1)&MID(A4,FIND( \" \", A4 )+1,1)","v":"TD"},{"$f":"MID(A6,3,2)+0","v":16},null,null,null,null,null,null,null,null,null,null,{"$f":"IF(A5=\"Winter Peak\",0,IF(A5=\"Summer Minimum AM\",1,IF(A5=\"Summer Minimum PM\",2,\"Err\")))","v":0}]
[]
["Total: NGET",null,null,{"$f":"SUM(D17:D98)","v":55475.120667911484},{"$f":"SUM(E17:E98)","v":4090.1343442309671},{"$f":"SUM(F17:F98)","v":11108.148179216229},45960.282467911449,48717.355667911477,0,2004,833.31699999999967,11018.989999999994,3938.675999999999,147.86500000000001,7820.3900000000012,null,null,null,null,null,{"$f":"SUM(U17:U98)","v":9514.8382000000001},{"$f":"SUM(V17:V98)","v":6757.7650000000003}]
["Total: SHET",null,null,{"$f":"SUM(D108:D112)","v":1362.1},{"$f":"SUM(E108:E112)","v":275.59940610281342},null,{"$f":"SUM(G108:G112)","v":741.98350000000005},1087.4580000000001,0,300,4.8840000000000003,126.85399999999998,493.53499999999997,268.59699999999998,113.152,null,null,null,null,null,{"$f":"SUM(U108:U112)","v":620.11649999999997},{"$f":"SUM(V108:V112)","v":274.64200000000005}]
["Total: SPT",null,null,{"$f":"SUM(D99:D107)","v":3581.8281073262483},{"$f":"SUM(E99:E107)","v":513.96167305865129},null,{"$f":"SUM(G99:G107)","v":2519.3924073262483},3290.2471073262491,0,440,6.9090000000000007,168.01599999999999,1101.2210000000002,119.68700000000001,264.33700000000005,null,null,null,null,null,{"$f":"SUM(U99:U107)","v":1062.4357},{"$f":"SUM(V99:V107)","v":291.58100000000002},null,null,null,null,null,"DSR (MW)"]
["Total: GB",null,null,{"$f":"SUM(D10:D12)","v":60419.04877523773},{"$f":"SUM(E10:E12)","v":4879.6954233924316},null,{"$f":"SUM(G10:G12)","v":49221.658375237697},53095.060775237725,0,2744,845.10999999999967,11313.859999999993,5533.4319999999998,536.149,8197.8790000000008,null,null,null,null,null,{"$f":"SUM(U10:U12)","v":11197.3904},{"$f":"SUM(V10:V12)","v":7323.9880000000003},null,null,null,null,null,{"$f":"IF(A5=\"Winter Peak\",DSR!A8,0)","v":-1322.9322590363386}]
[null,null,null,"Data includes Battery Demand"]
["Location","Minor FLOP","Major FLOP","P(Gross)","Q inc LV Gain","Q exc LV Gain","P(Economy Net Demand)","P(Security Net Demand)","Tx Battery Capacity","Tx PHES Capacity","Embedded Storage","Embedded Solar","Embedded Wind","Embedded Hydro","Embedded Other","Embedded Storage","Embedded Solar","Embedded Wind","Embedded Hydro","Embedded Other",{"$f":"\"EG Output (\" & $U$5*100 & \"% Wind) incl Storage\"","v":"EG Output (70% Wind) incl Storage"},{"$f":"\"EG Output (0% Wind) incl Storage\"","v":"EG Output (0% Wind) incl Storage"},"Tx Storage","Dx Storage","Micro storage","Indicative DSR",null,"Location Demand %"]
[null,null,null,"MW","MVAR","MVAR","Demand (MW)","Demand (MW)","MW","MW","MW","MW","MW","MW","MW","LF%","LF%","LF%","LF%","LF%","Output (MW)","Output (MW)","Demand (MW)","Demand (MW)","Demand (MW)","Demand (MW)"]
["A1","A1",{"$f":"LEFT(B17,1)","v":"A"},{"$f":"IF(ISNA(VLOOKUP($A17,Active!$D$22:$AG$114,$F$6,FALSE)),0,VLOOKUP($A17,Active!$D$22:$AG$114,$F$6,FALSE))+SUM(W17:Y17)","v":1920.5899165049771},{"$f":"IFERROR(VLOOKUP(A17,'Reactive inc LV Gain'!$D$23:$AG$114,F$6,FALSE),\"\")","v":147.74670992466622},{"$f":"IF(ISERROR(VLOOKUP($B17,'LV Gain K'!$B$15:$C$98,2,FALSE)+E17),0,VLOOKUP($B17,'LV Gain K'!$B$15:$C$98,2,FALSE)+E17)","v":521.42284639846866},{"$f":"D17-U17","v":1742.1404165049771},{"$f":"D17-V17","v":1749.773916504977},{"$f":"SUMIFS(TxStorCapacity,TxStorLoc,A17,TxStorScenario,$E$8,TxStorYear,$F$8,TxStorTech,\"Battery\")","v":0},{"$f":"SUMIFS(TxStorCapacity,TxStorLoc,A17,TxStorScenario,$E$8,TxStorYear,$F$8,TxStorTech,\"PHES\")","v":0},{"$f":"SUMIFS(DGcapacity,DGlocation,A17,DGscenario,$E$8,DGyear,$F$8,DGtech,\"Storage\")+SUMIFS(micro_capacity,micro_location,A17,micro_scenario,$E$8,micro_year,$F$8,micro_tech,\"Battery\")","v":20.303999999999998},{"$f":"SUMIFS(DGcapacity,DGlocation,A17,DGscenario,$E$8,DGyear,$F$8,DGtech,\"Solar\")+SUMIFS(micro_capacity,micro_location,A17,micro_scenario,$E$8,micro_year,$F$8,micro_tech,\"Solar\")","v":32.497},{"$f":"SUMIFS(DGcapacity,DGlocation,A17,DGscenario,$E$8,DGyear,$F$8,DGtech,\"Wind\")+SUMIFS(micro_capacity,micro_location,A17,micro_scenario,$E$8,micro_year,$F$8,micro_tech,\"Wind\")","v":10.904999999999999},{"$f":"SUMIFS(DGcapacity,DGlocation,A17,DGscenario,$E$8,DGyear,$F$8,DGtech,\"Hydro\")+SUMIFS(micro_capacity,micro_location,A17,micro_scenario,$E$8,micro_year,$F$8,micro_tech,\"Hydro\")","v":0},{"$f":"SUMIFS(DGcapacity,DGlocation,A17,DGscenario,$E$8,DGyear,$F$8,DGtech,\"Other\")+SUMIFS(micro_capacity,micro_location,A17,micro_scenario,$E$8,micro_year,$F$8,micro_tech,\"Other\")","v":226.976},{"$f":"IF(K17=0,0,(SUMIFS(OFFSET(DGWintPk,0,$Q$8),DGlocation,A17,DGscenario,$E$8,DGyear,$F$8,DGtech,\"Storage\")+SUMIFS(OFFSET(micro_WintPk,0,$Q$8),micro_location,A17,micro_scenario,$E$8,micro_year,$F$8,micro_tech,\"Battery\"))/K17)","v":0.86805555555555558},{"$f":"IF(L17=0,0,(SUMIFS(OFFSET(DGWintPk,0,$Q$8),DGlocation,A17,DGscenario,$E$8,DGyear,$F$8,DGtech,\"Solar\")+SUMIFS(OFFSET(micro_WintPk,0,$Q$8),micro_location,A17,micro_scenario,$E$8,micro_year,$F$8,micro_tech,\"Solar\"))/L17)","v":0},{"$f":"IF(M17=0,0,(SUMIFS(OFFSET(DGWintPk,0,$Q$8),DGlocation,A17,DGscenario,$E$8,DGyear,$F$8,DGtech,\"Wind\")+SUMIFS(OFFSET(micro_WintPk,0,$Q$8),micro_location,A17,micro_scenario,$E$8,micro_year,$F$8,micro_tech,\"Wind\"))/M17)","v":0.23081155433287484},{"$f":"IF(N17=0,0,(SUMIFS(OFFSET(DGWintPk,0,$Q$8),DGlocation,A17,DGscenario,$E$8,DGyear,$F$8,DGtech,\"Hydro\")+SUMIFS(OFFSET(micro_WintPk,0,$Q$8),micro_location,A17,micro_scenario,$E$8,micro_year,$F$8,micro_tech,\"Hydro\"))/N17)","v":0},{"$f":"IF(O17=0,0,(SUMIFS(OFFSET(DGWintPk,0,$Q$8),DGlocation,A17,DGscenario,$E$8,DGyear,$F$8,DGtech,\"Other\")+SUMIFS(OFFSET(micro_WintPk,0,$Q$8),micro_location,A17,micro_scenario,$E$8,micro_year,$F$8,micro_tech,\"Other\"))/O17)","v":0.67492157761172988},{"$f":"(K17*P17)+(L17*Q17)+(M17*$U$5)+(N17*S17)+(O17*T17)","v":178.4495},{"$f":"(K17*P17)+(L17*Q17)+(M17*$V$5)+(N17*S17)+(O17*T17)","v":170.816},{"$f":"SUMIFS(OFFSET(TxStorWintPk,0,$Q$8),TxStorLoc,A17,TxStorScenario,$E$8,TxStorYear,$F$8)*-1","v":0},{"$f":"SUMIFS(OFFSET(DxStorWintpk,0,$Q$8),DxStorLocation,A17,DxStorScenario,$E$8,DxStorYear,$F$8)*-1","v":0},{"$f":"SUMIFS(OFFSET(mbat_wintpk,0,$Q$8),mbat_location,A17,mbat_scenario,$E$8,mbat_year,$F$8)*-1","v":0},{"$f":"$AB$13*AB17","v":-42.053134043475268},null,{"$f":"D17/$D$13","v":3.1787821149745009E-2}]
["A3","A3",{"$f":"LEFT(B18,1)","v":"A"},{"$f":"IF(ISNA(VLOOKUP($A18,Active!$D$22:$AG$114,$F$6,FALSE)),0,VLOOKUP($A18,Active!$D$22:$AG$114,$F$6,FALSE))+SUM(W18:Y18)","v":426.24725497309248},{"$f":"IFERROR(VLOOKUP(A18,'Reactive inc LV Gain'!$D$23:$AG$114,F$6,FALSE),\"\")","v":20.149824452999383},{"$f":"IF(ISERROR(VLOOKUP($B18,'LV Gain K'!$B$15:$C$98,2,FALSE)+E18),0,VLOOKUP($B18,'LV Gain K'!$B$15:$C$98,2,FALSE)+E18)","v":69.856097892058671},{"$f":"D18-U18","v":420.26185497309245},{"$f":"D18-V18","v":420.3402549730925},0,0,4.1000000000000002E-2,5.3049999999999997,0.112,0,7.9710000000000001,0.87804878048780477,0,0.23214285714285712,0,0.73654497553631926,{"$f":"(K18*P18)+(L18*Q18)+(M18*$U$5)+(N18*S18)+(O18*T18)","v":5.9854000000000003},{"$f":"(K18*P18)+(L18*Q18)+(M18*$V$5)+(N18*S18)+(O18*T18)","v":5.907},0,0,0,{"$f":"$AB$13*AB18","v":-9.3330870869436779},null,{"$f":"D18/$D$13","v":7.0548488202579343E-3}]
["A4","A4",{"$f":"LEFT(B19,1)","v":"A"},{"$f":"IF(ISNA(VLOOKUP($A19,Active!$D$22:$AG$114,$F$6,FALSE)),0,VLOOKUP($A19,Active!$D$22:$AG$114,$F$6,FALSE))+SUM(W19:Y19)","v":1305.7708921735914},{"$f":"IFERROR(VLOOKUP(A19,'Reactive inc LV Gain'!$D$23:$AG$114,F$6,FALSE),\"\")","v":42.09878502931759},{"$f":"IF(ISERROR(VLOOKUP($B19,'LV Gain K'!$B$15:$C$98,2,FALSE)+E19),0,VLOOKUP($B19,'LV Gain K'!$B$15:$C$98,2,FALSE)+E19)","v":246.44370137733898},1263.3203921735915,1263.3378921735914,0,0,0.19900000000000001,30.02,2.5000000000000001E-2,0,58.549000000000007,0.86432160804020086,0,0.24,0,0.72180566704811355,42.450500000000005,42.433,0,0,0,-28.59108958489735,null,2.1611907480224204E-2]
["A6","A6","A",{"$f":"IF(ISNA(VLOOKUP($A20,Active!$D$22:$AG$114,$F$6,FALSE)),0,VLOOKUP($A20,Active!$D$22:$AG$114,$F$6,FALSE))+SUM(W20:Y20)","v":2195.8097935656206},{"$f":"IFERROR(VLOOKUP(A20,'Reactive inc LV Gain'!$D$23:$AG$114,F$6,FALSE),\"\")","v":70.658670114025398},{"$f":"IF(ISERROR(VLOOKUP($B20,'LV Gain K'!$B$15:$C$98,2,FALSE)+E20),0,VLOOKUP($B20,'LV Gain K'!$B$15:$C$98,2,FALSE)+E20)","v":401.84592385738551},1898.3552935656205,1898.7577935656204,0,0,115.419,55.922000000000004,0.57499999999999996,0.52,250.76499999999999,0.86802866079241725,0,0.2330434782608696,0.47884615384615381,0.78406476182880391,297.4545,297.05200000000002,0,0,0,-48.079333744930395,null,3.6343005030320105E-2]
["A7","A7","A",{"$f":"IF(ISNA(VLOOKUP($A21,Active!$D$22:$AG$114,$F$6,FALSE)),0,VLOOKUP($A21,Active!$D$22:$AG$114,$F$6,FALSE))+SUM(W21:Y21)","v":3139.0633577214535},{"$f":"IFERROR(VLOOKUP(A21,'Reactive inc LV Gain'!$D$23:$AG$114,F$6,FALSE),\"\")","v":369.14265486096537},{"$f":"IF(ISERROR(VLOOKUP($B21,'LV Gain K'!$B$15:$C$98,2,FALSE)+E21),0,VLOOKUP($B21,'LV Gain K'!$B$15:$C$98,2,FALSE)+E21)","v":752.36187937780778},3084.1358577214537,3084.2583577214536,0,0,0.14799999999999999,19.151,0.17499999999999999,0,77.438000000000002,0.86486486486486491,0,0.23428571428571432,0,0.70607453704899403,54.927500000000002,54.805,0,0,0,-68.732763313390919,null,5.195486227197893E-2]
["A8","A8","A",{"$f":"IF(ISNA(VLOOKUP($A22,Active!$D$22:$AG$114,$F$6,FALSE)),0,VLOOKUP($A22,Active!$D$22:$AG$114,$F$6,FALSE))+SUM(W22:Y22)","v":2024.2687514315626},{"$f":"IFERROR(VLOOKUP(A22,'Reactive inc LV Gain'!$D$23:$AG$114,F$6,FALSE),\"\")","v":69.579973696927595},{"$f":"IF(ISERROR(VLOOKUP($B22,'LV Gain K'!$B$15:$C$98,2,FALSE)+E22),0,VLOOKUP($B22,'LV Gain K'!$B$15:$C$98,2,FALSE)+E22)","v":519.80413842467942},1806.8500514315626,1807.3617514315627,0,0,36.467999999999996,61.721000000000004,0.73099999999999998,5.8999999999999997E-2,251.84100000000001,0.86810354283207203,0,0.23255813953488375,0.47457627118644069,0.73546801354823066,217.41869999999997,216.90699999999998,0,0,0,-44.323280265305513,null,3.3503816966102141E-2]
["A9","A9","A",{"$f":"IF(ISNA(VLOOKUP($A23,Active!$D$22:$AG$114,$F$6,FALSE)),0,VLOOKUP($A23,Active!$D$22:$AG$114,$F$6,FALSE))+SUM(W23:Y23)","v":420.06668386289851},{"$f":"IFERROR(VLOOKUP(A23,'Reactive inc LV Gain'!$D$23:$AG$114,F$6,FALSE),\"\")","v":48.747445897506267},{"$f":"IF(ISERROR(VLOOKUP($B23,'LV Gain K'!$B$15:$C$98,2,FALSE)+E23),0,VLOOKUP($B23,'LV Gain K'!$B$15:$C$98,2,FALSE)+E23)","v":86.113688794018088},402.8427838628985,402.84768386289852,0,0,7.5999999999999998E-2,9.9039999999999999,7.0000000000000001E-3,0,26.225999999999999,0.86842105263157898,0,0.2857142857142857,0,0.65404560359948138,17.2239,17.218999999999998,0,0,0,-9.1977576326293491,null,6.9525537455177467E-3]
["B1","B1","B",{"$f":"IF(ISNA(VLOOKUP($A24,Active!$D$22:$AG$114,$F$6,FALSE)),0,VLOOKUP($A24,Active!$D$22:$AG$114,$F$6,FALSE))+SUM(W24:Y24)","v":1565.4943866562996},{"$f":"IFERROR(VLOOKUP(A24,'Reactive inc LV Gain'!$D$23:$AG$114,F$6,FALSE),\"\")","v":75.749383609762447},{"$f":"IF(ISERROR(VLOOKUP($B24,'LV Gain K'!$B$15:$C$98,2,FALSE)+E24),0,VLOOKUP($B24,'LV Gain K'!$B$15:$C$98,2,FALSE)+E24)","v":232.36974897367989},1441.2489866562996,1442.2233866562997,0,0,42.153000000000006,177.108,1.3919999999999999,2.5000000000000001E-2,121.343,0.86805209593623223,0,0.23275862068965519,0.48,0.71423979957640737,124.24540000000002,123.27100000000002,0,0,0,-34.277981322617684,null,2.5910609623796415E-2]
["B2","B2","B",{"$f":"IF(ISNA(VLOOKUP($A25,Active!$D$22:$AG$114,$F$6,FALSE)),0,VLOOKUP($A25,Active!$D$22:$AG$114,$F$6,FALSE))+SUM(W25:Y25)","v":1370.1658734695666},{"$f":"IFERROR(VLOOKUP(A25,'Reactive inc LV Gain'!$D$23:$AG$114,F$6,FALSE),\"\")","v":-18.99084050331037},{"$f":"IF(ISERROR(VLOOKUP($B25,'LV Gain K'!$B$15:$C$98,2,FALSE)+E25),0,VLOOKUP($B25,'LV Gain K'!$B$15:$C$98,2,FALSE)+E25)","v":263.81477898796692},1063.7556734695665,1064.3128734695665,0,0,9.9329999999999998,494.60700000000003,0.79600000000000004,2.1999999999999999E-2,392.322,0.86851907782140347,0,0.23241206030150752,0.5,0.75757923338482158,306.41019999999997,305.85299999999995,0,0,0,-30.001078649660677,null,2.2677713423901475E-2]
["B3","B3","B",{"$f":"IF(ISNA(VLOOKUP($A26,Active!$D$22:$AG$114,$F$6,FALSE)),0,VLOOKUP($A26,Active!$D$22:$AG$114,$F$6,FALSE))+SUM(W26:Y26)","v":1213.5212351235407},{"$f":"IFERROR(VLOOKUP(A26,'Reactive inc LV Gain'!$D$23:$AG$114,F$6,FALSE),\"\")","v":49.636145051179554},{"$f":"IF(ISERROR(VLOOKUP($B26,'LV Gain K'!$B$15:$C$98,2,FALSE)+E26),0,VLOOKUP($B26,'LV Gain K'!$B$15:$C$98,2,FALSE)+E26)","v":211.52804507963083},1208.0464351235407,1208.0632351235406,0,0,0.41699999999999998,65.31,2.4E-2,2.7E-2,7.9779999999999998,0.86330935251798557,0,0.25,0.48148148148148145,0.63737778891952868,5.4748000000000001,5.4580000000000002,0,0,0,-26.57119603029097,null,2.0085076804798898E-2]
["B4","B4","B",{"$f":"IF(ISNA(VLOOKUP($A27,Active!$D$22:$AG$114,$F$6,FALSE)),0,VLOOKUP($A27,Active!$D$22:$AG$114,$F$6,FALSE))+SUM(W27:Y27)","v":383.41889575253606},{"$f":"IFERROR(VLOOKUP(A27,'Reactive inc LV Gain'!$D$23:$AG$114,F$6,FALSE),\"\")","v":-56.985755880909608},{"$f":"IF(ISERROR(VLOOKUP($B27,'LV Gain K'!$B$15:$C$98,2,FALSE)+E27),0,VLOOKUP($B27,'LV Gain K'!$B$15:$C$98,2,FALSE)+E27)","v":75.832494395135882},263.52839575253603,264.95289575253605,0,0,1.4790000000000001,101.25299999999999,2.0350000000000001,0.29199999999999998,137.667,0.8654496281271129,0,0.2329238329238329,0.47945205479452063,0.85021101643821695,119.89050000000002,118.46600000000002,0,0,0,-8.3953196251412692,null,6.3459935819061963E-3]
["C1","C1","C",{"$f":"IF(ISNA(VLOOKUP($A28,Active!$D$22:$AG$114,$F$6,FALSE)),0,VLOOKUP($A28,Active!$D$22:$AG$114,$F$6,FALSE))+SUM(W28:Y28)","v":259.37312041305057},{"$f":"IFERROR(VLOOKUP(A28,'Reactive inc LV Gain'!$D$23:$AG$114,F$6,FALSE),\"\")","v":-14.583247279585423},{"$f":"IF(ISERROR(VLOOKUP($B28,'LV Gain K'!$B$15:$C$98,2,FALSE)+E28),0,VLOOKUP($B28,'LV Gain K'!$B$15:$C$98,2,FALSE)+E28)","v":-3.2357491540481416},235.55572041305058,242.07412041305057,0,0,0.13500000000000001,10.986000000000001,9.3120000000000012,0,28.062000000000001,0.84444444444444433,0,0.23088487972508587,0,0.61239398474805795,23.817400000000003,17.299000000000003,0,0,0,-5.6792199658391782,null,4.2929030772717591E-3]
["C2","C2","C",{"$f":"IF(ISNA(VLOOKUP($A29,Active!$D$22:$AG$114,$F$6,FALSE)),0,VLOOKUP($A29,Active!$D$22:$AG$114,$F$6,FALSE))+SUM(W29:Y29)","v":755.83605518183504},{"$f":"IFERROR(VLOOKUP(A29,'Reactive inc LV Gain'!$D$23:$AG$114,F$6,FALSE),\"\")","v":7.7843726979247885},{"$f":"IF(ISERROR(VLOOKUP($B29,'LV Gain K'!$B$15:$C$98,2,FALSE)+E29),0,VLOOKUP($B29,'LV Gain K'!$B$15:$C$98,2,FALSE)+E29)","v":119.93942069605528},419.48265518183507,419.50505518183508,0,0,236.208,65.542000000000002,3.2000000000000001E-2,6.0000000000000001E-3,161.10499999999999,0.86798922983133497,0,0.21875,0.5,0.81500884516309235,336.35339999999997,336.33099999999996,0,0,0,-16.549745820437824,null,1.2509896638617861E-2]
["C3","C3","C",{"$f":"IF(ISNA(VLOOKUP($A30,Active!$D$22:$AG$114,$F$6,FALSE)),0,VLOOKUP($A30,Active!$D$22:$AG$114,$F$6,FALSE))+SUM(W30:Y30)","v":228.23766250867294},{"$f":"IFERROR(VLOOKUP(A30,'Reactive inc LV Gain'!$D$23:$AG$114,F$6,FALSE),\"\")","v":24.855605904829712},{"$f":"IF(ISERROR(VLOOKUP($B30,'LV Gain K'!$B$15:$C$98,2,FALSE)+E30),0,VLOOKUP($B30,'LV Gain K'!$B$15:$C$98,2,FALSE)+E30)","v":58.058179107992217},-48.264537491327076,-39.076337491327081,0,0,0.64700000000000002,100.23100000000001,13.126000000000001,0,333.80900000000003,0.87171561051004631,0,0.23152521712631419,0,0.79910967050019621,276.50220000000002,267.31400000000002,0,0,0,-4.9974796455835806,null,3.7775778853740304E-3]
["C4","C4","C",{"$f":"IF(ISNA(VLOOKUP($A31,Active!$D$22:$AG$114,$F$6,FALSE)),0,VLOOKUP($A31,Active!$D$22:$AG$114,$F$6,FALSE))+SUM(W31:Y31)","v":146.6856685185428},{"$f":"IFERROR(VLOOKUP(A31,'Reactive inc LV Gain'!$D$23:$AG$114,F$6,FALSE),\"\")","v":-32.232545278672951},{"$f":"IF(ISERROR(VLOOKUP($B31,'LV Gain K'!$B$15:$C$98,2,FALSE)+E31),0,VLOOKUP($B31,'LV Gain K'!$B$15:$C$98,2,FALSE)+E31)","v":-5.5370126553242436},89.909068518542796,132.3346685185428,0,0,0.45500000000000002,16.192,60.607999999999997,0,16.695,0.87692307692307681,0,0.23125659978880678,0,0.83569931117100926,56.776599999999995,14.350999999999999,0,0,0,-3.2118215489189121,null,2.4278049968019483E-3]
["C5","C5","C",{"$f":"IF(ISNA(VLOOKUP($A32,Active!$D$22:$AG$114,$F$6,FALSE)),0,VLOOKUP($A32,Active!$D$22:$AG$114,$F$6,FALSE))+SUM(W32:Y32)","v":447.74556205689686},{"$f":"IFERROR(VLOOKUP(A32,'Reactive inc LV Gain'!$D$23:$AG$114,F$6,FALSE),\"\")","v":23.989907833944233},{"$f":"IF(ISERROR(VLOOKUP($B32,'LV Gain K'!$B$15:$C$98,2,FALSE)+E32),0,VLOOKUP($B32,'LV Gain K'!$B$15:$C$98,2,FALSE)+E32)","v":30.719272364460398},360.8357620568969,402.71956205689685,0,0,21.756,107.90299999999999,59.834000000000003,0,42.942999999999998,0.86812833241404674,0,0.23120633753384362,0,0.6086905898516638,86.90979999999999,45.025999999999996,0,0,0,-9.8038128685036554,null,7.4106688392684833E-3]
["C6","C6","C",{"$f":"IF(ISNA(VLOOKUP($A33,Active!$D$22:$AG$114,$F$6,FALSE)),0,VLOOKUP($A33,Active!$D$22:$AG$114,$F$6,FALSE))+SUM(W33:Y33)","v":262.36329675254518},{"$f":"IFERROR(VLOOKUP(A33,'Reactive inc LV Gain'!$D$23:$AG$114,F$6,FALSE),\"\")","v":22.664701568340007},{"$f":"IF(ISERROR(VLOOKUP($B33,'LV Gain K'!$B$15:$C$98,2,FALSE)+E33),0,VLOOKUP($B33,'LV Gain K'!$B$15:$C$98,2,FALSE)+E33)","v":109.04557092231758},253.06619675254518,253.56529675254518,0,0,10.131,20.667000000000002,0.71299999999999997,0,5.0000000000000001E-3,0.8680288224262166,0,0.23281907433380086,0,0.8,9.2971000000000004,8.798,0,0,0,-5.7446927069682285,null,4.3423936998503807E-3]
["C7","C7","C",{"$f":"IF(ISNA(VLOOKUP($A34,Active!$D$22:$AG$114,$F$6,FALSE)),0,VLOOKUP($A34,Active!$D$22:$AG$114,$F$6,FALSE))+SUM(W34:Y34)","v":229.55376888815402},{"$f":"IFERROR(VLOOKUP(A34,'Reactive inc LV Gain'!$D$23:$AG$114,F$6,FALSE),\"\")","v":59.705857370511957},{"$f":"IF(ISERROR(VLOOKUP($B34,'LV Gain K'!$B$15:$C$98,2,FALSE)+E34),0,VLOOKUP($B34,'LV Gain K'!$B$15:$C$98,2,FALSE)+E34)","v":95.140738007212065},64.493368888154009,164.88176888815403,0,0,2.2239999999999998,254.85499999999999,143.41200000000001,0,91.167000000000002,0.86735611510791377,0,0.23119404233955321,0,0.68822051838932952,165.06040000000002,64.671999999999997,0,0,0,-5.0262970404455238,null,3.799360856244311E-3]
["C9","C9","C",null,null,{"$f":"IF(ISERROR(VLOOKUP($B35,'LV Gain K'!$B$15:$C$98,2,FALSE)+E35),0,VLOOKUP($B35,'LV Gain K'!$B$15:$C$98,2,FALSE)+E35)","v":0},0,0,0,0,0,0,0,0,0,0,0,0,0,0,0,0,0,0,0,0,null,0]
["D4","D4","D",{"$f":"IF(ISNA(VLOOKUP($A36,Active!$D$22:$AG$114,$F$6,FALSE)),0,VLOOKUP($A36,Active!$D$22:$AG$114,$F$6,FALSE))+SUM(W36:Y36)","v":1124.3427669114994},{"$f":"IFERROR(VLOOKUP(A36,'Reactive inc LV Gain'!$D$23:$AG$114,F$6,FALSE),\"\")","v":100.63699471049388},{"$f":"IF(ISERROR(VLOOKUP($B36,'LV Gain K'!$B$15:$C$98,2,FALSE)+E36),0,VLOOKUP($B36,'LV Gain K'!$B$15:$C$98,2,FALSE)+E36)","v":208.81406930963072},1059.7502669114995,1064.6117669114994,0,0,2.512,253.56200000000001,6.9450000000000003,0,94.727000000000004,0.86743630573248398,0,0.2318214542836573,0,0.60755645169803751,64.592500000000001,59.731000000000002,0,0,0,-24.618549062146251,null,1.8609077595612568E-2]
["D5","D5","D",{"$f":"IF(ISNA(VLOOKUP($A37,Active!$D$22:$AG$114,$F$6,FALSE)),0,VLOOKUP($A37,Active!$D$22:$AG$114,$F$6,FALSE))+SUM(W37:Y37)","v":586.22287818816881},{"$f":"IFERROR(VLOOKUP(A37,'Reactive inc LV Gain'!$D$23:$AG$114,F$6,FALSE),\"\")","v":47.025944411331778},{"$f":"IF(ISERROR(VLOOKUP($B37,'LV Gain K'!$B$15:$C$98,2,FALSE)+E37),0,VLOOKUP($B37,'LV Gain K'!$B$15:$C$98,2,FALSE)+E37)","v":116.92317743907023},468.16497818816879,468.7998781881688,0,0,121.027,174.35,0.90700000000000003,2.5000000000000001E-2,19.984999999999999,0.86801292273624886,0,0.23263506063947076,0.48,0.61836377282962229,118.0579,117.423,0,0,0,-12.835904772769357,null,9.7026168083008228E-3]
["D6","D6","D",{"$f":"IF(ISNA(VLOOKUP($A38,Active!$D$22:$AG$114,$F$6,FALSE)),0,VLOOKUP($A38,Active!$D$22:$AG$114,$F$6,FALSE))+SUM(W38:Y38)","v":695.66018269058839},{"$f":"IFERROR(VLOOKUP(A38,'Reactive inc LV Gain'!$D$23:$AG$114,F$6,FALSE),\"\")","v":12.987877890335294},{"$f":"IF(ISERROR(VLOOKUP($B38,'LV Gain K'!$B$15:$C$98,2,FALSE)+E38),0,VLOOKUP($B38,'LV Gain K'!$B$15:$C$98,2,FALSE)+E38)","v":151.38023362731039},658.48178269058837,658.5391826905884,0,0,2.06,360.14400000000001,8.2000000000000003E-2,0.20499999999999999,52.385000000000005,0.8689320388349514,0,0.23170731707317072,0.47804878048780491,0.67257802806146794,37.178400000000003,37.121000000000002,0,0,0,-15.232138136303703,null,1.1513921466696431E-2]
["E1","E1","E",{"$f":"IF(ISNA(VLOOKUP($A39,Active!$D$22:$AG$114,$F$6,FALSE)),0,VLOOKUP($A39,Active!$D$22:$AG$114,$F$6,FALSE))+SUM(W39:Y39)","v":1107.1537776293014},{"$f":"IFERROR(VLOOKUP(A39,'Reactive inc LV Gain'!$D$23:$AG$114,F$6,FALSE),\"\")","v":81.321759476590756},{"$f":"IF(ISERROR(VLOOKUP($B39,'LV Gain K'!$B$15:$C$98,2,FALSE)+E39),0,VLOOKUP($B39,'LV Gain K'!$B$15:$C$98,2,FALSE)+E39)","v":140.81672889222344},1025.0741776293014,1026.2137776293014,0,0,7.9020000000000001,1112.1610000000001,1.6279999999999999,0.25,92.551999999999992,0.86788154897494296,0,0.23280098280098283,0.48,0.79913994295098967,82.079599999999985,80.939999999999984,0,0,0,-24.242179872584146,null,1.832458140392074E-2]
["E6","E6","E",null,null,null,0,0,0,0,0,0,0,0,0,0,0,0,0,0,0,0,0,0,0,0,null,0]
["E7","E7","E",{"$f":"IF(ISNA(VLOOKUP($A41,Active!$D$22:$AG$114,$F$6,FALSE)),0,VLOOKUP($A41,Active!$D$22:$AG$114,$F$6,FALSE))+SUM(W41:Y41)","v":381.52197750704011},{"$f":"IFERROR(VLOOKUP(A41,'Reactive inc LV Gain'!$D$23:$AG$114,F$6,FALSE),\"\")","v":44.607075970569831},{"$f":"IF(ISERROR(VLOOKUP($B41,'LV Gain K'!$B$15:$C$98,2,FALSE)+E41),0,VLOOKUP($B41,'LV Gain K'!$B$15:$C$98,2,FALSE)+E41)","v":153.94486078797266},357.42007750704011,359.25897750704013,0,0,1.476,258.09399999999999,2.6269999999999998,0.03,26.518999999999998,0.86585365853658536,0,0.23258469737342979,0.46666666666666667,0.79079150797541387,24.101900000000001,22.263000000000002,0,0,0,-8.3537848047395666,null,6.3145975522773184E-3]
["E8","E8","E",{"$f":"IF(ISNA(VLOOKUP($A42,Active!$D$22:$AG$114,$F$6,FALSE)),0,VLOOKUP($A42,Active!$D$22:$AG$114,$F$6,FALSE))+SUM(W42:Y42)","v":101.19874845889272},{"$f":"IFERROR(VLOOKUP(A42,'Reactive inc LV Gain'!$D$23:$AG$114,F$6,FALSE),\"\")","v":20.367280696818238},{"$f":"IF(ISERROR(VLOOKUP($B42,'LV Gain K'!$B$15:$C$98,2,FALSE)+E42),0,VLOOKUP($B42,'LV Gain K'!$B$15:$C$98,2,FALSE)+E42)","v":43.758524401431771},78.235148458892724,78.394748458892721,0,0,0.60199999999999998,101.688,0.22800000000000001,4.8000000000000001E-2,26.914000000000001,0.86877076411960141,0,0.23245614035087717,0.47916666666666663,0.82700453295682552,22.963600000000003,22.804000000000002,0,0,0,-2.2158423812399115,null,1.6749477277498653E-3]
["F6","F6","F",{"$f":"IF(ISNA(VLOOKUP($A43,Active!$D$22:$AG$114,$F$6,FALSE)),0,VLOOKUP($A43,Active!$D$22:$AG$114,$F$6,FALSE))+SUM(W43:Y43)","v":1497.1836463823506},{"$f":"IFERROR(VLOOKUP(A43,'Reactive inc LV Gain'!$D$23:$AG$114,F$6,FALSE),\"\")","v":154.832566180839},{"$f":"IF(ISERROR(VLOOKUP($B43,'LV Gain K'!$B$15:$C$98,2,FALSE)+E43),0,VLOOKUP($B43,'LV Gain K'!$B$15:$C$98,2,FALSE)+E43)","v":216.63553277213003},1113.7501463823505,1288.5926463823507,0,0,56.53,739.93600000000004,249.77499999999998,11.861999999999998,226.309,0.86812312046700868,0,0.23159643679311384,0.60748609003540721,0.67301786495455329,383.43349999999998,208.59100000000001,0,0,0,-32.782253008799913,null,2.4779993673054307E-2]
["G1","G1","G",{"$f":"IF(ISNA(VLOOKUP($A44,Active!$D$22:$AG$114,$F$6,FALSE)),0,VLOOKUP($A44,Active!$D$22:$AG$114,$F$6,FALSE))+SUM(W44:Y44)","v":372.79581495214092},{"$f":"IFERROR(VLOOKUP(A44,'Reactive inc LV Gain'!$D$23:$AG$114,F$6,FALSE),\"\")","v":57.958405158129978},{"$f":"IF(ISERROR(VLOOKUP($B44,'LV Gain K'!$B$15:$C$98,2,FALSE)+E44),0,VLOOKUP($B44,'LV Gain K'!$B$15:$C$98,2,FALSE)+E44)","v":101.38765946879514},355.56411495214093,356.36281495214092,0,0,0.45800000000000002,63.545000000000002,1.141,0.16400000000000001,24.691000000000003,0.87117903930131002,0,0.23312883435582823,0.48170731707317072,0.64618686970961081,17.231700000000004,16.433000000000003,0,0,0,-8.1627172163633279,null,6.1701702113676499E-3]
["G5","G5","G",{"$f":"IF(ISNA(VLOOKUP($A45,Active!$D$22:$AG$114,$F$6,FALSE)),0,VLOOKUP($A45,Active!$D$22:$AG$114,$F$6,FALSE))+SUM(W45:Y45)","v":587.42337212989889},{"$f":"IFERROR(VLOOKUP(A45,'Reactive inc LV Gain'!$D$23:$AG$114,F$6,FALSE),\"\")","v":59.597934737167215},{"$f":"IF(ISERROR(VLOOKUP($B45,'LV Gain K'!$B$15:$C$98,2,FALSE)+E45),0,VLOOKUP($B45,'LV Gain K'!$B$15:$C$98,2,FALSE)+E45)","v":110.8920677598025},536.71507212989889,537.89037212989888,0,0,0.54100000000000004,86.418000000000006,1.679,0.221,58.123999999999995,0.87060998151571167,0,0.23287671232876714,0.47963800904977372,0.84226825407748962,50.708300000000001,49.533000000000001,0,0,0,-12.862190723880579,null,9.7224862694404047E-3]
["G6","G6","G",{"$f":"IF(ISNA(VLOOKUP($A46,Active!$D$22:$AG$114,$F$6,FALSE)),0,VLOOKUP($A46,Active!$D$22:$AG$114,$F$6,FALSE))+SUM(W46:Y46)","v":861.11233664418421},{"$f":"IFERROR(VLOOKUP(A46,'Reactive inc LV Gain'!$D$23:$AG$114,F$6,FALSE),\"\")","v":101.40873791808595},{"$f":"IF(ISERROR(VLOOKUP($B46,'LV Gain K'!$B$15:$C$98,2,FALSE)+E46),0,VLOOKUP($B46,'LV Gain K'!$B$15:$C$98,2,FALSE)+E46)","v":130.37291571283089},814.96583664418426,822.06733664418425,0,0,4.4619999999999997,784.72399999999993,10.145,0.72099999999999997,49.993000000000002,0.86799641416405204,0,0.23134549038935437,0.47988904299583912,0.69661752645370345,46.146500000000003,39.045000000000002,0,0,0,-18.854869646137828,null,1.4252331906905233E-2]
["G7","G7","G",{"$f":"IF(ISNA(VLOOKUP($A47,Active!$D$22:$AG$114,$F$6,FALSE)),0,VLOOKUP($A47,Active!$D$22:$AG$114,$F$6,FALSE))+SUM(W47:Y47)","v":263.26713245841887},{"$f":"IFERROR(VLOOKUP(A47,'Reactive inc LV Gain'!$D$23:$AG$114,F$6,FALSE),\"\")","v":56.702587495500197},{"$f":"IF(ISERROR(VLOOKUP($B47,'LV Gain K'!$B$15:$C$98,2,FALSE)+E47),0,VLOOKUP($B47,'LV Gain K'!$B$15:$C$98,2,FALSE)+E47)","v":94.590508964239078},171.82373245841887,191.97113245841888,0,0,0.63100000000000001,71.406000000000006,28.782,0.32200000000000001,84.475000000000009,0.87480190174326478,0,0.2311861580154263,0.47826086956521735,0.83563184374075161,91.443399999999997,71.296000000000006,0,0,0,-5.7644830452209419,null,4.3573531492987821E-3]
["H1","H1","H",{"$f":"IF(ISNA(VLOOKUP($A48,Active!$D$22:$AG$114,$F$6,FALSE)),0,VLOOKUP($A48,Active!$D$22:$AG$114,$F$6,FALSE))+SUM(W48:Y48)","v":277.44503953234459},{"$f":"IFERROR(VLOOKUP(A48,'Reactive inc LV Gain'!$D$23:$AG$114,F$6,FALSE),\"\")","v":64.072118976356535},{"$f":"IF(ISERROR(VLOOKUP($B48,'LV Gain K'!$B$15:$C$98,2,FALSE)+E48),0,VLOOKUP($B48,'LV Gain K'!$B$15:$C$98,2,FALSE)+E48)","v":124.88105779602361},171.63163953234459,246.3930395323446,0,0,0.77,33.146000000000001,106.80199999999999,1.028,36.271999999999998,0.86623376623376613,0,0.23121289863485703,0.48054474708171202,0.82407917953242182,105.8134,31.052000000000003,0,0,0,-6.0749217398698887,null,4.5920127038817805E-3]
["H2","H2","H",{"$f":"IF(ISNA(VLOOKUP($A49,Active!$D$22:$AG$114,$F$6,FALSE)),0,VLOOKUP($A49,Active!$D$22:$AG$114,$F$6,FALSE))+SUM(W49:Y49)","v":867.32356543623121},{"$f":"IFERROR(VLOOKUP(A49,'Reactive inc LV Gain'!$D$23:$AG$114,F$6,FALSE),\"\")","v":28.459594754748675},{"$f":"IF(ISERROR(VLOOKUP($B49,'LV Gain K'!$B$15:$C$98,2,FALSE)+E49),0,VLOOKUP($B49,'LV Gain K'!$B$15:$C$98,2,FALSE)+E49)","v":264.33939522587275},584.32846543623123,654.63856543623115,{"$f":"SUMIFS(TxStorCapacity,TxStorLoc,A49,TxStorScenario,$E$8,TxStorYear,$F$8,TxStorTech,\"Battery\")","v":0},{"$f":"SUMIFS(TxStorCapacity,TxStorLoc,A49,TxStorScenario,$E$8,TxStorYear,$F$8,TxStorTech,\"PHES\")","v":0},{"$f":"SUMIFS(DGcapacity,DGlocation,A49,DGscenario,$E$8,DGyear,$F$8,DGtech,\"Storage\")+SUMIFS(micro_capacity,micro_location,A49,micro_scenario,$E$8,micro_year,$F$8,micro_tech,\"Battery\")","v":1.304},{"$f":"SUMIFS(DGcapacity,DGlocation,A49,DGscenario,$E$8,DGyear,$F$8,DGtech,\"Solar\")+SUMIFS(micro_capacity,micro_location,A49,micro_scenario,$E$8,micro_year,$F$8,micro_tech,\"Solar\")","v":112.63499999999999},{"$f":"SUMIFS(DGcapacity,DGlocation,A49,DGscenario,$E$8,DGyear,$F$8,DGtech,\"Wind\")+SUMIFS(micro_capacity,micro_location,A49,micro_scenario,$E$8,micro_year,$F$8,micro_tech,\"Wind\")","v":100.443},{"$f":"SUMIFS(DGcapacity,DGlocation,A49,DGscenario,$E$8,DGyear,$F$8,DGtech,\"Hydro\")+SUMIFS(micro_capacity,micro_location,A49,micro_scenario,$E$8,micro_year,$F$8,micro_tech,\"Hydro\")","v":0.17299999999999999},{"$f":"SUMIFS(DGcapacity,DGlocation,A49,DGscenario,$E$8,DGyear,$F$8,DGtech,\"Other\")+SUMIFS(micro_capacity,micro_location,A49,micro_scenario,$E$8,micro_year,$F$8,micro_tech,\"Other\")","v":265.447},{"$f":"IF(K49=0,0,(SUMIFS(OFFSET(DGWintPk,0,$Q$8),DGlocation,A49,DGscenario,$E$8,DGyear,$F$8,DGtech,\"Storage\")+SUMIFS(OFFSET(micro_WintPk,0,$Q$8),micro_location,A49,micro_scenario,$E$8,micro_year,$F$8,micro_tech,\"Battery\"))/K49)","v":0.87193251533742333},{"$f":"IF(L49=0,0,(SUMIFS(OFFSET(DGWintPk,0,$Q$8),DGlocation,A49,DGscenario,$E$8,DGyear,$F$8,DGtech,\"Solar\")+SUMIFS(OFFSET(micro_WintPk,0,$Q$8),micro_location,A49,micro_scenario,$E$8,micro_year,$F$8,micro_tech,\"Solar\"))/L49)","v":0},{"$f":"IF(M49=0,0,(SUMIFS(OFFSET(DGWintPk,0,$Q$8),DGlocation,A49,DGscenario,$E$8,DGyear,$F$8,DGtech,\"Wind\")+SUMIFS(OFFSET(micro_WintPk,0,$Q$8),micro_location,A49,micro_scenario,$E$8,micro_year,$F$8,micro_tech,\"Wind\"))/M49)","v":0.2312654938621905},{"$f":"IF(N49=0,0,(SUMIFS(OFFSET(DGWintPk,0,$Q$8),DGlocation,A49,DGscenario,$E$8,DGyear,$F$8,DGtech,\"Hydro\")+SUMIFS(OFFSET(micro_WintPk,0,$Q$8),micro_location,A49,micro_scenario,$E$8,micro_year,$F$8,micro_tech,\"Hydro\"))/N49)","v":0.47976878612716767},{"$f":"IF(O49=0,0,(SUMIFS(OFFSET(DGWintPk,0,$Q$8),DGlocation,A49,DGscenario,$E$8,DGyear,$F$8,DGtech,\"Other\")+SUMIFS(OFFSET(micro_WintPk,0,$Q$8),micro_location,A49,micro_scenario,$E$8,micro_year,$F$8,micro_tech,\"Other\"))/O49)","v":0.79663737017182334},282.99509999999998,212.685,{"$f":"SUMIFS(OFFSET(TxStorWintPk,0,$Q$8),TxStorLoc,A49,TxStorScenario,$E$8,TxStorYear,$F$8)*-1","v":0},{"$f":"SUMIFS(OFFSET(DxStorWintpk,0,$Q$8),DxStorLocation,A49,DxStorScenario,$E$8,DxStorYear,$F$8)*-1","v":0},{"$f":"SUMIFS(OFFSET(mbat_wintpk,0,$Q$8),mbat_location,A49,mbat_scenario,$E$8,mbat_year,$F$8)*-1","v":0},-18.990870379413554,null,1.43551343991317E-2]
["H6","H6","H",{"$f":"IF(ISNA(VLOOKUP($A50,Active!$D$22:$AG$114,$F$6,FALSE)),0,VLOOKUP($A50,Active!$D$22:$AG$114,$F$6,FALSE))+SUM(W50:Y50)","v":940.28238211466521},{"$f":"IFERROR(VLOOKUP(A50,'Reactive inc LV Gain'!$D$23:$AG$114,F$6,FALSE),\"\")","v":78.412048713851348},{"$f":"IF(ISERROR(VLOOKUP($B50,'LV Gain K'!$B$15:$C$98,2,FALSE)+E50),0,VLOOKUP($B50,'LV Gain K'!$B$15:$C$98,2,FALSE)+E50)","v":155.35813455098406},615.22788211466525,732.25038211466517,0,0,4.0659999999999998,566.34500000000003,167.17500000000001,58.088999999999999,230.12799999999999,0.86891293654697499,0,0.23142814416031104,0.82912427481967321,0.67934366960995618,325.05449999999996,208.03199999999998,0,0,0,-20.588372725471288,null,1.5562680995071087E-2]
["J1","J1","J",{"$f":"IF(ISNA(VLOOKUP($A51,Active!$D$22:$AG$114,$F$6,FALSE)),0,VLOOKUP($A51,Active!$D$22:$AG$114,$F$6,FALSE))+SUM(W51:Y51)","v":659.50431197532612},{"$f":"IFERROR(VLOOKUP(A51,'Reactive inc LV Gain'!$D$23:$AG$114,F$6,FALSE),\"\")","v":97.666037246933939},{"$f":"IF(ISERROR(VLOOKUP($B51,'LV Gain K'!$B$15:$C$98,2,FALSE)+E51),0,VLOOKUP($B51,'LV Gain K'!$B$15:$C$98,2,FALSE)+E51)","v":143.25364517290322},401.59081197532612,541.61531197532611,0,0,2.2359999999999998,197.75,200.035,0,148.11699999999999,0.86940966010733456,0,0.23125453045717001,0,0.78279333229811565,257.9135,117.889,0,0,0,-14.440471125776863,null,1.0915503063093883E-2]
["J2","J2","J",null,null,null,0,0,0,0,0,0,0,0,0,0,0,0,0,0,0,0,0,0,0,0,null,0]
["J3","J3","J",{"$f":"IF(ISNA(VLOOKUP($A53,Active!$D$22:$AG$114,$F$6,FALSE)),0,VLOOKUP($A53,Active!$D$22:$AG$114,$F$6,FALSE))+SUM(W53:Y53)","v":571.660404108688},{"$f":"IFERROR(VLOOKUP(A53,'Reactive inc LV Gain'!$D$23:$AG$114,F$6,FALSE),\"\")","v":8.4653700004089671},{"$f":"IF(ISERROR(VLOOKUP($B53,'LV Gain K'!$B$15:$C$98,2,FALSE)+E53),0,VLOOKUP($B53,'LV Gain K'!$B$15:$C$98,2,FALSE)+E53)","v":144.3228846641758},444.99300410868801,507.85440410868796,0,0,3.2119999999999997,466.036,89.801999999999992,3.5000000000000003E-2,82.164999999999992,0.8689290161892903,0,0.2312866083160732,0.48571428571428571,0.74238422686058558,126.66739999999999,63.806000000000012,0,0,0,-12.517045619544467,null,9.4615922576884153E-3]
["J4","J4","J",{"$f":"IF(ISNA(VLOOKUP($A54,Active!$D$22:$AG$114,$F$6,FALSE)),0,VLOOKUP($A54,Active!$D$22:$AG$114,$F$6,FALSE))+SUM(W54:Y54)","v":244.54895964402374},{"$f":"IFERROR(VLOOKUP(A54,'Reactive inc LV Gain'!$D$23:$AG$114,F$6,FALSE),\"\")","v":39.346732667831894},{"$f":"IF(ISERROR(VLOOKUP($B54,'LV Gain K'!$B$15:$C$98,2,FALSE)+E54),0,VLOOKUP($B54,'LV Gain K'!$B$15:$C$98,2,FALSE)+E54)","v":48.11385238581375},155.21845964402374,233.46795964402375,0,0,2.1559999999999997,274.59999999999997,111.785,8.6999999999999994E-2,12.530999999999999,0.86966604823747695,0,0.23128326698573154,0.48275862068965525,0.73130636022663797,89.330500000000001,11.081,0,0,0,-5.3546309348625094,null,4.0475473315337964E-3]
["J5","J5","J",{"$f":"IF(ISNA(VLOOKUP($A55,Active!$D$22:$AG$114,$F$6,FALSE)),0,VLOOKUP($A55,Active!$D$22:$AG$114,$F$6,FALSE))+SUM(W55:Y55)","v":512.14883605287218},{"$f":"IFERROR(VLOOKUP(A55,'Reactive inc LV Gain'!$D$23:$AG$114,F$6,FALSE),\"\")","v":119.84430228470112},{"$f":"IF(ISERROR(VLOOKUP($B55,'LV Gain K'!$B$15:$C$98,2,FALSE)+E55),0,VLOOKUP($B55,'LV Gain K'!$B$15:$C$98,2,FALSE)+E55)","v":201.9586498629437},438.3530360528722,459.80383605287216,0,0,1.3,180.13,30.644000000000002,6.7000000000000004E-2,70.613,0.86923076923076914,0,0.23143192794674322,0.47761194029850745,0.72483820259725551,73.7958,52.344999999999999,0,0,0,-11.213983509782452,null,8.4766120360168975E-3]
["J6","J6","J",{"$f":"IF(ISNA(VLOOKUP($A56,Active!$D$22:$AG$114,$F$6,FALSE)),0,VLOOKUP($A56,Active!$D$22:$AG$114,$F$6,FALSE))+SUM(W56:Y56)","v":772.96345380806531},{"$f":"IFERROR(VLOOKUP(A56,'Reactive inc LV Gain'!$D$23:$AG$114,F$6,FALSE),\"\")","v":104.02602974108332},{"$f":"IF(ISERROR(VLOOKUP($B56,'LV Gain K'!$B$15:$C$98,2,FALSE)+E56),0,VLOOKUP($B56,'LV Gain K'!$B$15:$C$98,2,FALSE)+E56)","v":132.60727563230017},610.55795380806535,718.56445380806531,0,0,2.5099999999999998,290.73599999999999,154.29500000000002,2.5000000000000001E-2,73.217999999999989,0.86852589641434275,0,0.23125830389837648,0.48,0.71303504602693324,162.40550000000002,54.398999999999994,0,0,0,-16.9247664242925,null,1.2793373438955204E-2]
["J7","J7","J",{"$f":"IF(ISNA(VLOOKUP($A57,Active!$D$22:$AG$114,$F$6,FALSE)),0,VLOOKUP($A57,Active!$D$22:$AG$114,$F$6,FALSE))+SUM(W57:Y57)","v":362.80203730936864},{"$f":"IFERROR(VLOOKUP(A57,'Reactive inc LV Gain'!$D$23:$AG$114,F$6,FALSE),\"\")","v":52.846297855788876},{"$f":"IF(ISERROR(VLOOKUP($B57,'LV Gain K'!$B$15:$C$98,2,FALSE)+E57),0,VLOOKUP($B57,'LV Gain K'!$B$15:$C$98,2,FALSE)+E57)","v":62.268261793653991},153.62493730936865,172.24003730936863,0,0,2.9510000000000001,496.47500000000002,26.593,0,249.126,0.86987461877329719,0,0.23141428195389763,0,0.75461814503504254,209.1771,190.56200000000001,0,0,0,-7.9438939958514849,null,6.0047624824252476E-3]
["J8","J8","J",{"$f":"IF(ISNA(VLOOKUP($A58,Active!$D$22:$AG$114,$F$6,FALSE)),0,VLOOKUP($A58,Active!$D$22:$AG$114,$F$6,FALSE))+SUM(W58:Y58)","v":204.35457978527143},{"$f":"IFERROR(VLOOKUP(A58,'Reactive inc LV Gain'!$D$23:$AG$114,F$6,FALSE),\"\")","v":35.529141700376371},{"$f":"IF(ISERROR(VLOOKUP($B58,'LV Gain K'!$B$15:$C$98,2,FALSE)+E58),0,VLOOKUP($B58,'LV Gain K'!$B$15:$C$98,2,FALSE)+E58)","v":71.648112421840409},131.93307978527145,132.62257978527143,0,0,72.661999999999992,79.116,0.98499999999999999,0,14.245999999999999,0.86800528474305694,0,0.23248730964467007,0,0.60796012915906217,72.421499999999995,71.731999999999999,0,0,0,-4.4745369442252878,null,3.382287274092679E-3]
["K1","K1","K",null,null,null,0,0,0,0,0,0,0,0,0,0,0,0,0,0,0,0,0,0,0,0,null,0]
["K2","K2","K",null,null,null,0,0,0,0,0,0,0,0,0,0,0,0,0,0,0,0,0,0,0,0,null,0]
["K4","K4","K",{"$f":"IF(ISNA(VLOOKUP($A61,Active!$D$22:$AG$114,$F$6,FALSE)),0,VLOOKUP($A61,Active!$D$22:$AG$114,$F$6,FALSE))+SUM(W61:Y61)","v":205.5224236938455},{"$f":"IFERROR(VLOOKUP(A61,'Reactive inc LV Gain'!$D$23:$AG$114,F$6,FALSE),\"\")","v":28.476042851947337},{"$f":"IF(ISERROR(VLOOKUP($B61,'LV Gain K'!$B$15:$C$98,2,FALSE)+E61),0,VLOOKUP($B61,'LV Gain K'!$B$15:$C$98,2,FALSE)+E61)","v":36.023661301577192},-10.042276306154491,158.2664236938455,0,0,2.649,221.07300000000001,240.441,0,54.44,0.86749716874292182,0,0.23118769261482028,0,0.82582659808963998,215.56469999999999,47.256,0,0,0,-4.5001079919575862,null,3.4016163421969866E-3]
["K5","K5","K",{"$f":"IF(ISNA(VLOOKUP($A62,Active!$D$22:$AG$114,$F$6,FALSE)),0,VLOOKUP($A62,Active!$D$22:$AG$114,$F$6,FALSE))+SUM(W62:Y62)","v":251.86190478487643},{"$f":"IFERROR(VLOOKUP(A62,'Reactive inc LV Gain'!$D$23:$AG$114,F$6,FALSE),\"\")","v":19.766156839472814},{"$f":"IF(ISERROR(VLOOKUP($B62,'LV Gain K'!$B$15:$C$98,2,FALSE)+E62),0,VLOOKUP($B62,'LV Gain K'!$B$15:$C$98,2,FALSE)+E62)","v":58.927464551421892},173.95530478487643,197.90790478487645,0,0,1.2430000000000001,189.41899999999998,34.218000000000004,0,68.304000000000002,0.87127916331456157,0,0.2316616985212461,0,0.77405422815647684,77.906599999999997,53.953999999999994,0,0,0,-5.5147547903602492,null,4.1685844098906114E-3]
["K6","K6","K",{"$f":"IF(ISNA(VLOOKUP($A63,Active!$D$22:$AG$114,$F$6,FALSE)),0,VLOOKUP($A63,Active!$D$22:$AG$114,$F$6,FALSE))+SUM(W63:Y63)","v":188.30917351321068},{"$f":"IFERROR(VLOOKUP(A63,'Reactive inc LV Gain'!$D$23:$AG$114,F$6,FALSE),\"\")","v":30.634319655279764},{"$f":"IF(ISERROR(VLOOKUP($B63,'LV Gain K'!$B$15:$C$98,2,FALSE)+E63),0,VLOOKUP($B63,'LV Gain K'!$B$15:$C$98,2,FALSE)+E63)","v":45.532395434506086},173.78637351321069,177.56917351321067,0,0,0.7,112.5,5.4039999999999999,0,15.472999999999999,0.86285714285714288,0,0.23260547742413026,0,0.65507658501906552,14.522799999999998,10.739999999999998,0,0,0,-4.1232075870614766,null,3.1167186066389661E-3]
["L1","L1","L",{"$f":"IF(ISNA(VLOOKUP($A64,Active!$D$22:$AG$114,$F$6,FALSE)),0,VLOOKUP($A64,Active!$D$22:$AG$114,$F$6,FALSE))+SUM(W64:Y64)","v":354.80009559980635},{"$f":"IFERROR(VLOOKUP(A64,'Reactive inc LV Gain'!$D$23:$AG$114,F$6,FALSE),\"\")","v":46.422732084987665},{"$f":"IF(ISERROR(VLOOKUP($B64,'LV Gain K'!$B$15:$C$98,2,FALSE)+E64),0,VLOOKUP($B64,'LV Gain K'!$B$15:$C$98,2,FALSE)+E64)","v":81.409021434554404},350.59829559980636,350.60809559980635,0,0,0.05,6.51,1.4E-2,0,6.6630000000000003,0.87999999999999989,0,0.21428571428571427,0,0.62254239831907543,4.2017999999999995,4.1919999999999993,0,0,0,-7.7686839083526076,null,5.8723217725535981E-3]
["L2","L2","L",{"$f":"IF(ISNA(VLOOKUP($A65,Active!$D$22:$AG$114,$F$6,FALSE)),0,VLOOKUP($A65,Active!$D$22:$AG$114,$F$6,FALSE))+SUM(W65:Y65)","v":1606.7535783899564},{"$f":"IFERROR(VLOOKUP(A65,'Reactive inc LV Gain'!$D$23:$AG$114,F$6,FALSE),\"\")","v":61.367762461723672},{"$f":"IF(ISERROR(VLOOKUP($B65,'LV Gain K'!$B$15:$C$98,2,FALSE)+E65),0,VLOOKUP($B65,'LV Gain K'!$B$15:$C$98,2,FALSE)+E65)","v":332.7868784030988},1503.3322783899564,1503.9475783899563,0,0,3.2770000000000001,139.67000000000002,0.879,0.11600000000000001,135.58199999999999,0.86756179432407687,0,0.23208191126279862,0.48275862068965514,0.73687510141464208,103.4213,102.806,0,0,0,-35.181390377091084,null,2.6593493458779371E-2]
["L3","L3","L",{"$f":"IF(ISNA(VLOOKUP($A66,Active!$D$22:$AG$114,$F$6,FALSE)),0,VLOOKUP($A66,Active!$D$22:$AG$114,$F$6,FALSE))+SUM(W66:Y66)","v":3179.5516333136011},{"$f":"IFERROR(VLOOKUP(A66,'Reactive inc LV Gain'!$D$23:$AG$114,F$6,FALSE),\"\")","v":189.87625725057154},{"$f":"IF(ISERROR(VLOOKUP($B66,'LV Gain K'!$B$15:$C$98,2,FALSE)+E66),0,VLOOKUP($B66,'LV Gain K'!$B$15:$C$98,2,FALSE)+E66)","v":526.17118650367433},2905.1157333136011,2920.8776333136011,0,0,4.0190000000000001,294.08000000000004,22.516999999999999,0.94199999999999995,333.19599999999997,0.86986812639960187,0,0.23129191277701294,0.4798301486199576,0.76449297110409498,274.4359,258.67399999999998,0,0,0,-69.619292429280591,null,5.2624986618735305E-2]
["L5","L5","L",{"$f":"IF(ISNA(VLOOKUP($A67,Active!$D$22:$AG$114,$F$6,FALSE)),0,VLOOKUP($A67,Active!$D$22:$AG$114,$F$6,FALSE))+SUM(W67:Y67)","v":1362.6096657938899},{"$f":"IFERROR(VLOOKUP(A67,'Reactive inc LV Gain'!$D$23:$AG$114,F$6,FALSE),\"\")","v":182.69849882763143},{"$f":"IF(ISERROR(VLOOKUP($B67,'LV Gain K'!$B$15:$C$98,2,FALSE)+E67),0,VLOOKUP($B67,'LV Gain K'!$B$15:$C$98,2,FALSE)+E67)","v":303.75589798737019},1210.1795657938899,1237.22266579389,0,0,2.395,357.24200000000002,38.633000000000003,0.39800000000000002,169.38499999999999,0.86889352818371601,0,0.23143426604198483,0.47989949748743715,0.72683531599610363,152.43010000000001,125.38700000000001,0,0,0,-29.835628330717103,null,2.2552650089922383E-2]
["L7","L7","L",{"$f":"IF(ISNA(VLOOKUP($A68,Active!$D$22:$AG$114,$F$6,FALSE)),0,VLOOKUP($A68,Active!$D$22:$AG$114,$F$6,FALSE))+SUM(W68:Y68)","v":696.00243269240343},{"$f":"IFERROR(VLOOKUP(A68,'Reactive inc LV Gain'!$D$23:$AG$114,F$6,FALSE),\"\")","v":5.2042743848689081},{"$f":"IF(ISERROR(VLOOKUP($B68,'LV Gain K'!$B$15:$C$98,2,FALSE)+E68),0,VLOOKUP($B68,'LV Gain K'!$B$15:$C$98,2,FALSE)+E68)","v":123.69761884006363},649.61853269240339,659.68943269240344,0,0,0.84299999999999997,120.622,14.387,1.6,48.734999999999999,0.87307236061684457,0,0.23152846319594078,0.85,0.70210321124448549,46.383899999999997,36.313000000000002,0,0,0,-15.239632024030083,null,1.1519586070968641E-2]
["L8","L8","L",{"$f":"IF(ISNA(VLOOKUP($A69,Active!$D$22:$AG$114,$F$6,FALSE)),0,VLOOKUP($A69,Active!$D$22:$AG$114,$F$6,FALSE))+SUM(W69:Y69)","v":601.46737923662693},{"$f":"IFERROR(VLOOKUP(A69,'Reactive inc LV Gain'!$D$23:$AG$114,F$6,FALSE),\"\")","v":66.988646200908391},{"$f":"IF(ISERROR(VLOOKUP($B69,'LV Gain K'!$B$15:$C$98,2,FALSE)+E69),0,VLOOKUP($B69,'LV Gain K'!$B$15:$C$98,2,FALSE)+E69)","v":69.922836984766008},549.5376792366269,579.96037923662698,0,0,0.54600000000000004,47.801000000000002,43.461000000000006,0,32.716000000000001,0.8644688644688644,0,0.2314949034766802,0,0.64295757427558375,51.929700000000004,21.507000000000001,0,0,0,-13.169697552012581,null,9.9549296360841345E-3]
["M4","M4","M",{"$f":"IF(ISNA(VLOOKUP($A70,Active!$D$22:$AG$114,$F$6,FALSE)),0,VLOOKUP($A70,Active!$D$22:$AG$114,$F$6,FALSE))+SUM(W70:Y70)","v":341.94691186411194},{"$f":"IFERROR(VLOOKUP(A70,'Reactive inc LV Gain'!$D$23:$AG$114,F$6,FALSE),\"\")","v":63.8313284230832},{"$f":"IF(ISERROR(VLOOKUP($B70,'LV Gain K'!$B$15:$C$98,2,FALSE)+E70),0,VLOOKUP($B70,'LV Gain K'!$B$15:$C$98,2,FALSE)+E70)","v":70.539923156772403},309.65641186411193,322.46291186411196,0,0,0.45099999999999996,57.424999999999997,18.295000000000002,2.1240000000000001,26.788,0.87361419068736157,0,0.2318666302268379,0.48022598870056493,0.67455577124085409,32.290500000000002,19.484000000000002,0,0,0,-7.4872512850333175,null,5.6595878087418051E-3]
["M5","M5","M",{"$f":"IF(ISNA(VLOOKUP($A71,Active!$D$22:$AG$114,$F$6,FALSE)),0,VLOOKUP($A71,Active!$D$22:$AG$114,$F$6,FALSE))+SUM(W71:Y71)","v":256.41555051924212},{"$f":"IFERROR(VLOOKUP(A71,'Reactive inc LV Gain'!$D$23:$AG$114,F$6,FALSE),\"\")","v":47.256993590633243},{"$f":"IF(ISERROR(VLOOKUP($B71,'LV Gain K'!$B$15:$C$98,2,FALSE)+E71),0,VLOOKUP($B71,'LV Gain K'!$B$15:$C$98,2,FALSE)+E71)","v":52.123841296317053},219.43565051924213,239.24355051924212,0,0,0.32300000000000001,24.622,28.296999999999997,0.17599999999999999,22.920999999999999,0.87616099071207432,0,0.2311199067038909,0.48295454545454553,0.73312682692727205,36.979900000000001,17.172000000000001,0,0,0,-5.6144611737001426,null,4.2439521263090791E-3]
["M6","M6","M",{"$f":"IF(ISNA(VLOOKUP($A72,Active!$D$22:$AG$114,$F$6,FALSE)),0,VLOOKUP($A72,Active!$D$22:$AG$114,$F$6,FALSE))+SUM(W72:Y72)","v":145.05882587590759},{"$f":"IFERROR(VLOOKUP(A72,'Reactive inc LV Gain'!$D$23:$AG$114,F$6,FALSE),\"\")","v":17.536413717463461},{"$f":"IF(ISERROR(VLOOKUP($B72,'LV Gain K'!$B$15:$C$98,2,FALSE)+E72),0,VLOOKUP($B72,'LV Gain K'!$B$15:$C$98,2,FALSE)+E72)","v":43.298675022521493},84.07732587590759,138.1628258759076,0,1644,0.90499999999999992,85.328000000000003,77.265000000000001,4.4400000000000004,5.6980000000000004,0.86629834254143645,0,0.2311913544295606,0.56936936936936933,0.62899262899262898,60.981499999999997,6.8959999999999999,0,0,0,-3.1762002894660477,null,2.400879007803228E-3]
["M7","M7","M",{"$f":"IF(ISNA(VLOOKUP($A73,Active!$D$22:$AG$114,$F$6,FALSE)),0,VLOOKUP($A73,Active!$D$22:$AG$114,$F$6,FALSE))+SUM(W73:Y73)","v":29.397096104342253},{"$f":"IFERROR(VLOOKUP(A73,'Reactive inc LV Gain'!$D$23:$AG$114,F$6,FALSE),\"\")","v":-20.682056827430554},{"$f":"IF(ISERROR(VLOOKUP($B73,'LV Gain K'!$B$15:$C$98,2,FALSE)+E73),0,VLOOKUP($B73,'LV Gain K'!$B$15:$C$98,2,FALSE)+E73)","v":83.992074366838892},-89.813903895657759,4.6720961043422555,0,360,0.79399999999999993,9.6240000000000006,134.98000000000002,32.228999999999999,2.702,0.86272040302267017,0,0.23118239739220622,0.69406435198113503,0.61843079200592155,119.21100000000001,24.724999999999998,0,0,0,-0.64367724329954623,null,4.8655344134432022E-4]
["M8","M8","M",{"$f":"IF(ISNA(VLOOKUP($A74,Active!$D$22:$AG$114,$F$6,FALSE)),0,VLOOKUP($A74,Active!$D$22:$AG$114,$F$6,FALSE))+SUM(W74:Y74)","v":48.408000868629259},{"$f":"IFERROR(VLOOKUP(A74,'Reactive inc LV Gain'!$D$23:$AG$114,F$6,FALSE),\"\")","v":6.409468143745972},{"$f":"IF(ISERROR(VLOOKUP($B74,'LV Gain K'!$B$15:$C$98,2,FALSE)+E74),0,VLOOKUP($B74,'LV Gain K'!$B$15:$C$98,2,FALSE)+E74)","v":53.618549639257537},20.04000086862926,48.208000868629256,0,0,0.23299999999999998,2.9380000000000002,40.24,0,0,0.85836909871244638,0,0.23131212723658051,0,0,28.367999999999999,0.19999999999999998,0,0,0,-1.0599389967690991,null,8.0120428656051427E-4]
["N1","N1","N",{"$f":"IF(ISNA(VLOOKUP($A75,Active!$D$22:$AG$114,$F$6,FALSE)),0,VLOOKUP($A75,Active!$D$22:$AG$114,$F$6,FALSE))+SUM(W75:Y75)","v":1449.9012253401072},{"$f":"IFERROR(VLOOKUP(A75,'Reactive inc LV Gain'!$D$23:$AG$114,F$6,FALSE),\"\")","v":-5.792632012242847},{"$f":"IF(ISERROR(VLOOKUP($B75,'LV Gain K'!$B$15:$C$98,2,FALSE)+E75),0,VLOOKUP($B75,'LV Gain K'!$B$15:$C$98,2,FALSE)+E75)","v":242.27934453516136},1263.5773253401071,1276.3712253401072,0,0,0.44499999999999995,46.072000000000003,18.276999999999997,0,221.91499999999999,0.87415730337078668,0,0.23105542485090552,0,0.78021314467250991,186.32390000000001,173.53000000000003,0,0,0,-31.746959647681017,null,2.3997418938749293E-2]
["N2","N2","N",{"$f":"IF(ISNA(VLOOKUP($A76,Active!$D$22:$AG$114,$F$6,FALSE)),0,VLOOKUP($A76,Active!$D$22:$AG$114,$F$6,FALSE))+SUM(W76:Y76)","v":1123.421229492033},{"$f":"IFERROR(VLOOKUP(A76,'Reactive inc LV Gain'!$D$23:$AG$114,F$6,FALSE),\"\")","v":85.023607424153596},{"$f":"IF(ISERROR(VLOOKUP($B76,'LV Gain K'!$B$15:$C$98,2,FALSE)+E76),0,VLOOKUP($B76,'LV Gain K'!$B$15:$C$98,2,FALSE)+E76)","v":302.01079521175336},1008.498829492033,1008.7032294920331,0,0,0.40300000000000002,52.179000000000002,0.29199999999999998,0.224,152.97499999999999,0.87344913151364767,0,0.23287671232876717,0.48214285714285715,0.74690635724791643,114.92240000000001,114.718,0,0,0,-24.598371128119908,null,1.8593825163835721E-2]
["N3","N3","N",{"$f":"IF(ISNA(VLOOKUP($A77,Active!$D$22:$AG$114,$F$6,FALSE)),0,VLOOKUP($A77,Active!$D$22:$AG$114,$F$6,FALSE))+SUM(W77:Y77)","v":836.62920675063037},{"$f":"IFERROR(VLOOKUP(A77,'Reactive inc LV Gain'!$D$23:$AG$114,F$6,FALSE),\"\")","v":118.4925761494024},{"$f":"IF(ISERROR(VLOOKUP($B77,'LV Gain K'!$B$15:$C$98,2,FALSE)+E77),0,VLOOKUP($B77,'LV Gain K'!$B$15:$C$98,2,FALSE)+E77)","v":239.84184091558768},252.12190675063039,378.19120675063033,0,0,1.238,33.585999999999999,180.09899999999999,0,546.36400000000003,0.86914378029079165,0,0.23122282744490533,0,0.83710127314391136,584.50729999999999,458.43800000000005,0,0,0,-18.318788344049636,null,1.3847109871969984E-2]
["N4","N4","N",{"$f":"IF(ISNA(VLOOKUP($A78,Active!$D$22:$AG$114,$F$6,FALSE)),0,VLOOKUP($A78,Active!$D$22:$AG$114,$F$6,FALSE))+SUM(W78:Y78)","v":1309.6213891405273},{"$f":"IFERROR(VLOOKUP(A78,'Reactive inc LV Gain'!$D$23:$AG$114,F$6,FALSE),\"\")","v":109.87328125197676},{"$f":"IF(ISERROR(VLOOKUP($B78,'LV Gain K'!$B$15:$C$98,2,FALSE)+E78),0,VLOOKUP($B78,'LV Gain K'!$B$15:$C$98,2,FALSE)+E78)","v":312.46064349640375},1185.7530891405272,1269.0383891405272,0,0,6.05,55.602000000000004,118.979,1.43,54.998000000000005,0.86776859504132231,0,0.2311836542583145,0.47972027972027975,0.62996836248590848,123.8683,40.582999999999998,0,0,0,-28.675399860450195,null,2.1675637331074058E-2]
["N5","N5","N",{"$f":"IF(ISNA(VLOOKUP($A79,Active!$D$22:$AG$114,$F$6,FALSE)),0,VLOOKUP($A79,Active!$D$22:$AG$114,$F$6,FALSE))+SUM(W79:Y79)","v":297.53852427666334},{"$f":"IFERROR(VLOOKUP(A79,'Reactive inc LV Gain'!$D$23:$AG$114,F$6,FALSE),\"\")","v":51.284547844344793},{"$f":"IF(ISERROR(VLOOKUP($B79,'LV Gain K'!$B$15:$C$98,2,FALSE)+E79),0,VLOOKUP($B79,'LV Gain K'!$B$15:$C$98,2,FALSE)+E79)","v":64.535628862717317},192.48812427666334,232.33352427666335,0,0,0.50800000000000001,28.676000000000002,56.921999999999997,0.51800000000000002,77.903999999999996,0.87007874015748032,0,0.2312814026211307,0.48069498069498068,0.82812179092216054,105.0504,65.204999999999998,0,0,0,-6.5148876066547423,null,4.9245814078193026E-3]
["N6","N6","N",{"$f":"IF(ISNA(VLOOKUP($A80,Active!$D$22:$AG$114,$F$6,FALSE)),0,VLOOKUP($A80,Active!$D$22:$AG$114,$F$6,FALSE))+SUM(W80:Y80)","v":75.582969593292219},{"$f":"IFERROR(VLOOKUP(A80,'Reactive inc LV Gain'!$D$23:$AG$114,F$6,FALSE),\"\")","v":7.3570094791614462},{"$f":"IF(ISERROR(VLOOKUP($B80,'LV Gain K'!$B$15:$C$98,2,FALSE)+E80),0,VLOOKUP($B80,'LV Gain K'!$B$15:$C$98,2,FALSE)+E80)","v":7.3570094791614462},18.038369593292217,18.134969593292219,0,0,6.7000000000000004E-2,8.7170000000000005,0.13800000000000001,6.3E-2,71.387,0.86567164179104472,0,0.23188405797101447,0.47619047619047616,0.80350764144732234,57.544600000000003,57.448,0,0,0,-1.6549606578663905,null,1.2509791386234022E-3]
["N7","N7","N",{"$f":"IF(ISNA(VLOOKUP($A81,Active!$D$22:$AG$114,$F$6,FALSE)),0,VLOOKUP($A81,Active!$D$22:$AG$114,$F$6,FALSE))+SUM(W81:Y81)","v":396.69505904058246},{"$f":"IFERROR(VLOOKUP(A81,'Reactive inc LV Gain'!$D$23:$AG$114,F$6,FALSE),\"\")","v":63.832496241469123},{"$f":"IF(ISERROR(VLOOKUP($B81,'LV Gain K'!$B$15:$C$98,2,FALSE)+E81),0,VLOOKUP($B81,'LV Gain K'!$B$15:$C$98,2,FALSE)+E81)","v":97.383463053647318},395.55425904058245,395.66205904058245,{"$f":"SUMIFS(TxStorCapacity,TxStorLoc,A81,TxStorScenario,$E$8,TxStorYear,$F$8,TxStorTech,\"Battery\")","v":0},{"$f":"SUMIFS(TxStorCapacity,TxStorLoc,A81,TxStorScenario,$E$8,TxStorYear,$F$8,TxStorTech,\"PHES\")","v":0},{"$f":"SUMIFS(DGcapacity,DGlocation,A81,DGscenario,$E$8,DGyear,$F$8,DGtech,\"Storage\")+SUMIFS(micro_capacity,micro_location,A81,micro_scenario,$E$8,micro_year,$F$8,micro_tech,\"Battery\")","v":0.11900000000000001},{"$f":"SUMIFS(DGcapacity,DGlocation,A81,DGscenario,$E$8,DGyear,$F$8,DGtech,\"Solar\")+SUMIFS(micro_capacity,micro_location,A81,micro_scenario,$E$8,micro_year,$F$8,micro_tech,\"Solar\")","v":16.247},{"$f":"SUMIFS(DGcapacity,DGlocation,A81,DGscenario,$E$8,DGyear,$F$8,DGtech,\"Wind\")+SUMIFS(micro_capacity,micro_location,A81,micro_scenario,$E$8,micro_year,$F$8,micro_tech,\"Wind\")","v":0.154},{"$f":"SUMIFS(DGcapacity,DGlocation,A81,DGscenario,$E$8,DGyear,$F$8,DGtech,\"Hydro\")+SUMIFS(micro_capacity,micro_location,A81,micro_scenario,$E$8,micro_year,$F$8,micro_tech,\"Hydro\")","v":0.22800000000000001},{"$f":"SUMIFS(DGcapacity,DGlocation,A81,DGscenario,$E$8,DGyear,$F$8,DGtech,\"Other\")+SUMIFS(micro_capacity,micro_location,A81,micro_scenario,$E$8,micro_year,$F$8,micro_tech,\"Other\")","v":1.1599999999999999},{"$f":"IF(K81=0,0,(SUMIFS(OFFSET(DGWintPk,0,$Q$8),DGlocation,A81,DGscenario,$E$8,DGyear,$F$8,DGtech,\"Storage\")+SUMIFS(OFFSET(micro_WintPk,0,$Q$8),micro_location,A81,micro_scenario,$E$8,micro_year,$F$8,micro_tech,\"Battery\"))/K81)","v":0.89075630252100835},{"$f":"IF(L81=0,0,(SUMIFS(OFFSET(DGWintPk,0,$Q$8),DGlocation,A81,DGscenario,$E$8,DGyear,$F$8,DGtech,\"Solar\")+SUMIFS(OFFSET(micro_WintPk,0,$Q$8),micro_location,A81,micro_scenario,$E$8,micro_year,$F$8,micro_tech,\"Solar\"))/L81)","v":0},{"$f":"IF(M81=0,0,(SUMIFS(OFFSET(DGWintPk,0,$Q$8),DGlocation,A81,DGscenario,$E$8,DGyear,$F$8,DGtech,\"Wind\")+SUMIFS(OFFSET(micro_WintPk,0,$Q$8),micro_location,A81,micro_scenario,$E$8,micro_year,$F$8,micro_tech,\"Wind\"))/M81)","v":0.23376623376623376},{"$f":"IF(N81=0,0,(SUMIFS(OFFSET(DGWintPk,0,$Q$8),DGlocation,A81,DGscenario,$E$8,DGyear,$F$8,DGtech,\"Hydro\")+SUMIFS(OFFSET(micro_WintPk,0,$Q$8),micro_location,A81,micro_scenario,$E$8,micro_year,$F$8,micro_tech,\"Hydro\"))/N81)","v":0.47807017543859648},{"$f":"IF(O81=0,0,(SUMIFS(OFFSET(DGWintPk,0,$Q$8),DGlocation,A81,DGscenario,$E$8,DGyear,$F$8,DGtech,\"Other\")+SUMIFS(OFFSET(micro_WintPk,0,$Q$8),micro_location,A81,micro_scenario,$E$8,micro_year,$F$8,micro_tech,\"Other\"))/O81)","v":0.70517241379310347},1.1408,1.0329999999999999,{"$f":"SUMIFS(OFFSET(TxStorWintPk,0,$Q$8),TxStorLoc,A81,TxStorScenario,$E$8,TxStorYear,$F$8)*-1","v":0},{"$f":"SUMIFS(OFFSET(DxStorWintpk,0,$Q$8),DxStorLocation,A81,DxStorScenario,$E$8,DxStorYear,$F$8)*-1","v":0},{"$f":"SUMIFS(OFFSET(mbat_wintpk,0,$Q$8),mbat_location,A81,mbat_scenario,$E$8,mbat_year,$F$8)*-1","v":0},-8.6860137861057627,null,6.565728310558322E-3]
["P1","P1","P",{"$f":"IF(ISNA(VLOOKUP($A82,Active!$D$22:$AG$114,$F$6,FALSE)),0,VLOOKUP($A82,Active!$D$22:$AG$114,$F$6,FALSE))+SUM(W82:Y82)","v":1810.8337262822718},{"$f":"IFERROR(VLOOKUP(A82,'Reactive inc LV Gain'!$D$23:$AG$114,F$6,FALSE),\"\")","v":71.195703849583225},{"$f":"IF(ISERROR(VLOOKUP($B82,'LV Gain K'!$B$15:$C$98,2,FALSE)+E82),0,VLOOKUP($B82,'LV Gain K'!$B$15:$C$98,2,FALSE)+E82)","v":286.82982295948182},{"$f":"D82-U82","v":1639.8884262822717},{"$f":"D82-V82","v":1678.2967262822717},0,0,0.92100000000000004,89.950999999999993,54.869,3.617,164.84199999999998,0.87296416938110744,0,0.23146038746833369,0.68454520320707768,0.78412661821623142,{"$f":"(K82*P82)+(L82*Q82)+(M82*$U$5)+(N82*S82)+(O82*T82)","v":170.9453},{"$f":"(K82*P82)+(L82*Q82)+(M82*$V$5)+(N82*S82)+(O82*T82)","v":132.53700000000001},0,0,0,{"$f":"$AB$13*AB82","v":-39.649918375272712},null,{"$f":"D82/$D$13","v":2.9971238590972782E-2}]
["P2","P2",{"$f":"LEFT(B83,1)","v":"P"},{"$f":"IF(ISNA(VLOOKUP($A83,Active!$D$22:$AG$114,$F$6,FALSE)),0,VLOOKUP($A83,Active!$D$22:$AG$114,$F$6,FALSE))+SUM(W83:Y83)","v":251.69780242843771},{"$f":"IFERROR(VLOOKUP(A83,'Reactive inc LV Gain'!$D$23:$AG$114,F$6,FALSE),\"\")","v":2.2305874668003107},{"$f":"IF(ISERROR(VLOOKUP($B83,'LV Gain K'!$B$15:$C$98,2,FALSE)+E83),0,VLOOKUP($B83,'LV Gain K'!$B$15:$C$98,2,FALSE)+E83)","v":3.0803234245535513},233.73800242843771,234.5108024284377,0,0,0.27100000000000002,35.052999999999997,1.1040000000000001,1.675,24.47,0.87453874538745391,0,0.23278985507246375,0.48000000000000004,0.65982836125868416,17.959800000000001,17.187000000000001,0,0,0,-5.5111616139445747,null,4.1658683400456658E-3]
["P3","P3","P",{"$f":"IF(ISNA(VLOOKUP($A84,Active!$D$22:$AG$114,$F$6,FALSE)),0,VLOOKUP($A84,Active!$D$22:$AG$114,$F$6,FALSE))+SUM(W84:Y84)","v":1915.6978831713395},{"$f":"IFERROR(VLOOKUP(A84,'Reactive inc LV Gain'!$D$23:$AG$114,F$6,FALSE),\"\")","v":280.19423685148382},{"$f":"IF(ISERROR(VLOOKUP($B84,'LV Gain K'!$B$15:$C$98,2,FALSE)+E84),0,VLOOKUP($B84,'LV Gain K'!$B$15:$C$98,2,FALSE)+E84)","v":319.59027327634033},1748.2749831713395,1795.3338831713395,0,0,3.1519999999999997,165.38800000000001,67.227000000000004,1.8089999999999999,144.48599999999999,0.86960659898477166,0,0.2313207491037827,0.47982310668877837,0.80807137023656272,167.4229,120.36399999999999,0,0,0,-41.946018343368401,null,3.1706852755955223E-2]
["P4","P4","P",{"$f":"IF(ISNA(VLOOKUP($A85,Active!$D$22:$AG$114,$F$6,FALSE)),0,VLOOKUP($A85,Active!$D$22:$AG$114,$F$6,FALSE))+SUM(W85:Y85)","v":119.72509053491954},{"$f":"IFERROR(VLOOKUP(A85,'Reactive inc LV Gain'!$D$23:$AG$114,F$6,FALSE),\"\")","v":9.6852924896003536},{"$f":"IF(ISERROR(VLOOKUP($B85,'LV Gain K'!$B$15:$C$98,2,FALSE)+E85),0,VLOOKUP($B85,'LV Gain K'!$B$15:$C$98,2,FALSE)+E85)","v":13.69188632296559},52.338690534919536,97.777090534919552,0,0,0.43000000000000005,12.959,64.912000000000006,0,26.048999999999999,0.8767441860465115,0,0.23129775696327332,0,0.82809320895235905,67.386400000000009,21.948,0,0,0,-2.6214941760156512,null,1.9815785412362853E-3]
["P5","P5","P",{"$f":"IF(ISNA(VLOOKUP($A86,Active!$D$22:$AG$114,$F$6,FALSE)),0,VLOOKUP($A86,Active!$D$22:$AG$114,$F$6,FALSE))+SUM(W86:Y86)","v":361.9168387705754},{"$f":"IFERROR(VLOOKUP(A86,'Reactive inc LV Gain'!$D$23:$AG$114,F$6,FALSE),\"\")","v":27.244416478406119},{"$f":"IF(ISERROR(VLOOKUP($B86,'LV Gain K'!$B$15:$C$98,2,FALSE)+E86),0,VLOOKUP($B86,'LV Gain K'!$B$15:$C$98,2,FALSE)+E86)","v":34.700487280146504},236.65823877057539,238.33683877057541,0,0,9.0999999999999998E-2,11.818,2.3980000000000001,0,156.02799999999999,0.86813186813186816,0,0.23269391159299416,0,0.79153100725510805,125.25859999999999,123.57999999999998,0,0,0,-7.9245117360119135,null,5.9901114980629114E-3]
["P6","P6","P",{"$f":"IF(ISNA(VLOOKUP($A87,Active!$D$22:$AG$114,$F$6,FALSE)),0,VLOOKUP($A87,Active!$D$22:$AG$114,$F$6,FALSE))+SUM(W87:Y87)","v":418.49152867790076},{"$f":"IFERROR(VLOOKUP(A87,'Reactive inc LV Gain'!$D$23:$AG$114,F$6,FALSE),\"\")","v":27.433590675012006},{"$f":"IF(ISERROR(VLOOKUP($B87,'LV Gain K'!$B$15:$C$98,2,FALSE)+E87),0,VLOOKUP($B87,'LV Gain K'!$B$15:$C$98,2,FALSE)+E87)","v":59.383389780688958},318.63872867790076,367.78852867790079,0,0,0.65399999999999991,43.911000000000001,70.213999999999999,0.09,66.835999999999999,0.86544342507645278,0,0.23137835759250291,0.47777777777777775,0.74950625411454896,99.852800000000002,50.702999999999996,0,0,0,-9.1632681189831846,null,6.9264832393292532E-3]
["P7","P7","P",{"$f":"IF(ISNA(VLOOKUP($A88,Active!$D$22:$AG$114,$F$6,FALSE)),0,VLOOKUP($A88,Active!$D$22:$AG$114,$F$6,FALSE))+SUM(W88:Y88)","v":141.05480830694515},{"$f":"IFERROR(VLOOKUP(A88,'Reactive inc LV Gain'!$D$23:$AG$114,F$6,FALSE),\"\")","v":-0.76373616403340006},{"$f":"IF(ISERROR(VLOOKUP($B88,'LV Gain K'!$B$15:$C$98,2,FALSE)+E88),0,VLOOKUP($B88,'LV Gain K'!$B$15:$C$98,2,FALSE)+E88)","v":9.4110309986484353},20.209508306945153,67.066808306945148,0,0,0.52400000000000002,25.19,66.938999999999993,0,89.605000000000004,0.87595419847328237,0,0.23138977277820108,0,0.82059036884102443,120.84529999999999,73.988,0,0,0,-3.0885285350259206,null,2.3346082264829589E-3]
["P8","P8","P",{"$f":"IF(ISNA(VLOOKUP($A89,Active!$D$22:$AG$114,$F$6,FALSE)),0,VLOOKUP($A89,Active!$D$22:$AG$114,$F$6,FALSE))+SUM(W89:Y89)","v":526.33937272437606},{"$f":"IFERROR(VLOOKUP(A89,'Reactive inc LV Gain'!$D$23:$AG$114,F$6,FALSE),\"\")","v":48.19244864594252},{"$f":"IF(ISERROR(VLOOKUP($B89,'LV Gain K'!$B$15:$C$98,2,FALSE)+E89),0,VLOOKUP($B89,'LV Gain K'!$B$15:$C$98,2,FALSE)+E89)","v":105.13376014236631},275.42557272437608,485.69437272437608,0,0,2.3180000000000001,123.417,300.38400000000001,0,55.168999999999997,0.87014667817083691,0,0.23134055076169169,0,0.70017582337907158,250.91379999999998,40.645000000000003,0,0,0,-11.524698741424176,null,8.711480623973214E-3]
["Q2","Q2","Q",{"$f":"IF(ISNA(VLOOKUP($A90,Active!$D$22:$AG$114,$F$6,FALSE)),0,VLOOKUP($A90,Active!$D$22:$AG$114,$F$6,FALSE))+SUM(W90:Y90)","v":215.87470777536876},{"$f":"IFERROR(VLOOKUP(A90,'Reactive inc LV Gain'!$D$23:$AG$114,F$6,FALSE),\"\")","v":-44.903991918540783},{"$f":"IF(ISERROR(VLOOKUP($B90,'LV Gain K'!$B$15:$C$98,2,FALSE)+E90),0,VLOOKUP($B90,'LV Gain K'!$B$15:$C$98,2,FALSE)+E90)","v":-7.4980221007467236},-216.07199222463126,-161.27529222463127,0,0,0.54800000000000004,17.721999999999998,78.280999999999992,0.25,477.63900000000001,0.85948905109489038,0,0.23119275430819741,0.48,0.78837573983698994,431.94670000000002,377.15000000000003,0,0,0,-4.7267810502690972,null,3.5729577368626714E-3]
["Q4","Q4","Q",{"$f":"IF(ISNA(VLOOKUP($A91,Active!$D$22:$AG$114,$F$6,FALSE)),0,VLOOKUP($A91,Active!$D$22:$AG$114,$F$6,FALSE))+SUM(W91:Y91)","v":1359.8728180174842},{"$f":"IFERROR(VLOOKUP(A91,'Reactive inc LV Gain'!$D$23:$AG$114,F$6,FALSE),\"\")","v":39.575694394399434},{"$f":"IF(ISERROR(VLOOKUP($B91,'LV Gain K'!$B$15:$C$98,2,FALSE)+E91),0,VLOOKUP($B91,'LV Gain K'!$B$15:$C$98,2,FALSE)+E91)","v":107.38471250948088},1279.0733180174841,1340.2078180174842,0,0,1.2229999999999999,80.89,87.335000000000008,0.879,29.637999999999998,0.86917416189697494,0,0.23129329592946696,0.48009101251422071,0.61340171401579058,80.799499999999995,19.664999999999999,0,0,0,-29.775702458250155,null,2.2507352326520198E-2]
["Q5","Q5","Q",{"$f":"IF(ISNA(VLOOKUP($A92,Active!$D$22:$AG$114,$F$6,FALSE)),0,VLOOKUP($A92,Active!$D$22:$AG$114,$F$6,FALSE))+SUM(W92:Y92)","v":542.01787439498332},{"$f":"IFERROR(VLOOKUP(A92,'Reactive inc LV Gain'!$D$23:$AG$114,F$6,FALSE),\"\")","v":21.59840475354455},{"$f":"IF(ISERROR(VLOOKUP($B92,'LV Gain K'!$B$15:$C$98,2,FALSE)+E92),0,VLOOKUP($B92,'LV Gain K'!$B$15:$C$98,2,FALSE)+E92)","v":37.496871865903479},497.1028743949833,520.50387439498331,0,0,0.34799999999999998,24.414000000000001,33.43,0.31,31.626000000000001,0.87356321839080475,0,0.23137900089739752,0.48064516129032259,0.66593941693543279,44.914999999999999,21.513999999999999,0,0,0,-11.867994375067159,null,8.9709766271117639E-3]
["Q6","Q6","Q",{"$f":"IF(ISNA(VLOOKUP($A93,Active!$D$22:$AG$114,$F$6,FALSE)),0,VLOOKUP($A93,Active!$D$22:$AG$114,$F$6,FALSE))+SUM(W93:Y93)","v":233.96537868998271},{"$f":"IFERROR(VLOOKUP(A93,'Reactive inc LV Gain'!$D$23:$AG$114,F$6,FALSE),\"\")","v":-5.9382634095398696},{"$f":"IF(ISERROR(VLOOKUP($B93,'LV Gain K'!$B$15:$C$98,2,FALSE)+E93),0,VLOOKUP($B93,'LV Gain K'!$B$15:$C$98,2,FALSE)+E93)","v":-4.4053222820347688},118.34657868998271,226.27537868998272,0,0,0.98699999999999999,19.106999999999999,154.184,3.4000000000000002E-2,10.345000000000001,0.8693009118541033,0,0.23118481813936598,0.47058823529411764,0.65886901884968585,115.61880000000001,7.69,0,0,0,-5.1228934126067491,null,3.8723777257789528E-3]
["Q7","Q7","Q",{"$f":"IF(ISNA(VLOOKUP($A94,Active!$D$22:$AG$114,$F$6,FALSE)),0,VLOOKUP($A94,Active!$D$22:$AG$114,$F$6,FALSE))+SUM(W94:Y94)","v":238.91223791512448},{"$f":"IFERROR(VLOOKUP(A94,'Reactive inc LV Gain'!$D$23:$AG$114,F$6,FALSE),\"\")","v":10.437354945665875},{"$f":"IF(ISERROR(VLOOKUP($B94,'LV Gain K'!$B$15:$C$98,2,FALSE)+E94),0,VLOOKUP($B94,'LV Gain K'!$B$15:$C$98,2,FALSE)+E94)","v":12.68807326002152},123.64393791512448,149.87223791512449,0,0,3.016,24.13,37.469000000000001,0.16800000000000001,111.44499999999999,0.86936339522546413,0,0.23136459473164483,0.47619047619047616,0.77471398447664763,115.2683,89.039999999999992,0,0,0,-5.2312095775003238,null,3.9542535468224844E-3]
["Q8","Q8","Q",{"$f":"IF(ISNA(VLOOKUP($A95,Active!$D$22:$AG$114,$F$6,FALSE)),0,VLOOKUP($A95,Active!$D$22:$AG$114,$F$6,FALSE))+SUM(W95:Y95)","v":255.85757079815676},{"$f":"IFERROR(VLOOKUP(A95,'Reactive inc LV Gain'!$D$23:$AG$114,F$6,FALSE),\"\")","v":3.0232436396166928},{"$f":"IF(ISERROR(VLOOKUP($B95,'LV Gain K'!$B$15:$C$98,2,FALSE)+E95),0,VLOOKUP($B95,'LV Gain K'!$B$15:$C$98,2,FALSE)+E95)","v":54.761192976924946},155.35437079815676,229.96457079815676,0,0,0.81,42.64,106.586,13.914999999999999,23.765000000000001,0.86296296296296304,0,0.2312874111046479,0.78771110312612291,0.59890595413423098,100.50319999999999,25.893000000000001,0,0,0,-5.6022436795840402,null,4.2347169640151294E-3]
["R4","R4","R",{"$f":"IF(ISNA(VLOOKUP($A96,Active!$D$22:$AG$114,$F$6,FALSE)),0,VLOOKUP($A96,Active!$D$22:$AG$114,$F$6,FALSE))+SUM(W96:Y96)","v":572.01133343973981},{"$f":"IFERROR(VLOOKUP(A96,'Reactive inc LV Gain'!$D$23:$AG$114,F$6,FALSE),\"\")","v":90.435182729638072},{"$f":"IF(ISERROR(VLOOKUP($B96,'LV Gain K'!$B$15:$C$98,2,FALSE)+E96),0,VLOOKUP($B96,'LV Gain K'!$B$15:$C$98,2,FALSE)+E96)","v":137.13944295740782},519.91023343973984,520.54233343973976,0,0,0.22800000000000001,29.561,0.90300000000000002,1.006,73.108999999999995,0.86842105263157898,0,0.23255813953488372,0.48011928429423456,0.69468875241078398,52.101100000000002,51.469000000000001,0,0,0,-12.524729549399394,null,9.4674005141599342E-3]
["R5","R5","R",{"$f":"IF(ISNA(VLOOKUP($A97,Active!$D$22:$AG$114,$F$6,FALSE)),0,VLOOKUP($A97,Active!$D$22:$AG$114,$F$6,FALSE))+SUM(W97:Y97)","v":140.65873348779789},{"$f":"IFERROR(VLOOKUP(A97,'Reactive inc LV Gain'!$D$23:$AG$114,F$6,FALSE),\"\")","v":-5.9069642000415277},{"$f":"IF(ISERROR(VLOOKUP($B97,'LV Gain K'!$B$15:$C$98,2,FALSE)+E97),0,VLOOKUP($B97,'LV Gain K'!$B$15:$C$98,2,FALSE)+E97)","v":82.881016833493362},85.023233487797881,128.88873348779788,0,0,0.497,24.192,62.664999999999999,3.3279999999999998,15.031000000000001,0.86921529175050305,0,0.23127742759115935,0.47986778846153849,0.64806067460581462,55.6355,11.77,0,0,0,-3.0798561019793307,null,2.3280527638072607E-3]
["R6","R6","R",{"$f":"IF(ISNA(VLOOKUP($A98,Active!$D$22:$AG$114,$F$6,FALSE)),0,VLOOKUP($A98,Active!$D$22:$AG$114,$F$6,FALSE))+SUM(W98:Y98)","v":327.57030733760394},{"$f":"IFERROR(VLOOKUP(A98,'Reactive inc LV Gain'!$D$23:$AG$114,F$6,FALSE),\"\")","v":64.710931361913396},{"$f":"IF(ISERROR(VLOOKUP($B98,'LV Gain K'!$B$15:$C$98,2,FALSE)+E98),0,VLOOKUP($B98,'LV Gain K'!$B$15:$C$98,2,FALSE)+E98)","v":104.41917704462878},190.24990733760393,245.95030733760393,0,0,0.48,6.5430000000000001,79.572000000000003,1.9930000000000001,99.60199999999999,0.86249999999999993,0,0.23119941688030968,0.48018063221274454,0.80569667275757528,137.32040000000001,81.62,0,0,0,-7.1724619215946763,null,5.4216395984018877E-3]
["S1","S1",{"$f":"LEFT(B99,1)","v":"S"},{"$f":"IF(ISNA(VLOOKUP($A99,Active!$D$22:$AG$114,$F$6,FALSE)),0,VLOOKUP($A99,Active!$D$22:$AG$114,$F$6,FALSE))+SUM(W99:Y99)","v":1749.9764424041778},{"$f":"IFERROR(VLOOKUP(A99,'Reactive inc LV Gain'!$D$23:$AG$114,F$6,FALSE),\"\")","v":242.34883198008902},{"$f":"IF(ISERROR(VLOOKUP($B99,'LV Gain K'!$B$15:$C$98,2,FALSE)+E99),0,VLOOKUP($B99,'LV Gain K'!$B$15:$C$98,2,FALSE)+E99)","v":0},1088.6285424041778,1575.5324424041778,0,0,4.2569999999999997,92.997,695.577,105.58000000000001,126.619,0.86774723984026314,0,0.23133599874636454,0.79916650880848628,0.68215670633949088,661.34789999999998,174.44399999999999,0,0,{"$f":"SUMIFS(OFFSET(mbat_wintpk,0,$Q$8),mbat_location,A99,mbat_scenario,$E$8,mbat_year,$F$8)*-1","v":0},{"$f":"$AB$13*AB99","v":-38.317390543873628},null,{"$f":"D99/$D$13","v":2.8963985330424331E-2}]
["S2","S2",{"$f":"LEFT(B100,1)","v":"S"},{"$f":"IF(ISNA(VLOOKUP($A100,Active!$D$22:$AG$114,$F$6,FALSE)),0,VLOOKUP($A100,Active!$D$22:$AG$114,$F$6,FALSE))+SUM(W100:Y100)","v":595.63618299245127},{"$f":"IFERROR(VLOOKUP(A100,'Reactive inc LV Gain'!$D$23:$AG$114,F$6,FALSE),\"\")","v":72.42240025710538},{"$f":"IF(ISERROR(VLOOKUP($B100,'LV Gain K'!$B$15:$C$98,2,FALSE)+E100),0,VLOOKUP($B100,'LV Gain K'!$B$15:$C$98,2,FALSE)+E100)","v":0},463.99528299245128,552.2211829924513,0,0,0.76200000000000001,14.468999999999999,126.03700000000001,0.122,50.844000000000001,0.86220472440944884,0,0.23129715877083712,0.48360655737704916,0.83980410667925409,131.64089999999999,43.414999999999999,0,0,{"$f":"SUMIFS(OFFSET(mbat_wintpk,0,$Q$8),mbat_location,A100,mbat_scenario,$E$8,mbat_year,$F$8)*-1","v":0},{"$f":"$AB$13*AB100","v":-13.042017991069986},null,{"$f":"D100/$D$13","v":9.8584170897534559E-3}]
["S3","S3",{"$f":"LEFT(B101,1)","v":"S"},{"$f":"IF(ISNA(VLOOKUP($A101,Active!$D$22:$AG$114,$F$6,FALSE)),0,VLOOKUP($A101,Active!$D$22:$AG$114,$F$6,FALSE))+SUM(W101:Y101)","v":121.50740125247124},{"$f":"IFERROR(VLOOKUP(A101,'Reactive inc LV Gain'!$D$23:$AG$114,F$6,FALSE),\"\")","v":50.2931884467841},{"$f":"IF(ISERROR(VLOOKUP($B101,'LV Gain K'!$B$15:$C$98,2,FALSE)+E101),0,VLOOKUP($B101,'LV Gain K'!$B$15:$C$98,2,FALSE)+E101)","v":0},114.74740125247124,114.74740125247124,0,0,0,0,0,0,11.38,0,0,0,0,0.59402460456941997,6.76,6.76,0,0,{"$f":"SUMIFS(OFFSET(mbat_wintpk,0,$Q$8),mbat_location,A101,mbat_scenario,$E$8,mbat_year,$F$8)*-1","v":0},{"$f":"$AB$13*AB101","v":-2.6605195561179888},null,{"$f":"D101/$D$13","v":2.0110776934685885E-3}]
["S4","S4",{"$f":"LEFT(B102,1)","v":"S"},{"$f":"IF(ISNA(VLOOKUP($A102,Active!$D$22:$AG$114,$F$6,FALSE)),0,VLOOKUP($A102,Active!$D$22:$AG$114,$F$6,FALSE))+SUM(W102:Y102)","v":170.55462512086984},{"$f":"IFERROR(VLOOKUP(A102,'Reactive inc LV Gain'!$D$23:$AG$114,F$6,FALSE),\"\")","v":22.322732793326633},{"$f":"IF(ISERROR(VLOOKUP($B102,'LV Gain K'!$B$15:$C$98,2,FALSE)+E102),0,VLOOKUP($B102,'LV Gain K'!$B$15:$C$98,2,FALSE)+E102)","v":0},155.67072512086983,155.72462512086983,0,0,3.3000000000000002E-2,4.2270000000000003,7.6999999999999999E-2,0,20.003,0.84848484848484851,0,0.23376623376623376,0,0.73998900164975256,14.883900000000001,14.830000000000002,0,0,{"$f":"SUMIFS(OFFSET(mbat_wintpk,0,$Q$8),mbat_location,A102,mbat_scenario,$E$8,mbat_year,$F$8)*-1","v":0},{"$f":"$AB$13*AB102","v":-3.7344549454860299},null,{"$f":"D102/$D$13","v":2.8228618056424996E-3}]
["S5","S5","S",{"$f":"IF(ISNA(VLOOKUP($A103,Active!$D$22:$AG$114,$F$6,FALSE)),0,VLOOKUP($A103,Active!$D$22:$AG$114,$F$6,FALSE))+SUM(W103:Y103)","v":669.76209913037655},{"$f":"IFERROR(VLOOKUP(A103,'Reactive inc LV Gain'!$D$23:$AG$114,F$6,FALSE),\"\")","v":96.063618416063292},{"$f":"IF(ISERROR(VLOOKUP($B103,'LV Gain K'!$B$15:$C$98,2,FALSE)+E103),0,VLOOKUP($B103,'LV Gain K'!$B$15:$C$98,2,FALSE)+E103)","v":0},{"$f":"D103-U103","v":434.11439913037657},{"$f":"D103-V103","v":629.19109913037653},{"$f":"SUMIFS(TxStorCapacity,TxStorLoc,A103,TxStorScenario,$E$8,TxStorYear,$F$8,TxStorTech,\"Battery\")","v":0},{"$f":"SUMIFS(TxStorCapacity,TxStorLoc,A103,TxStorScenario,$E$8,TxStorYear,$F$8,TxStorTech,\"PHES\")","v":0},{"$f":"SUMIFS(DGcapacity,DGlocation,A103,DGscenario,$E$8,DGyear,$F$8,DGtech,\"Storage\")+SUMIFS(micro_capacity,micro_location,A103,micro_scenario,$E$8,micro_year,$F$8,micro_tech,\"Battery\")","v":1.78},{"$f":"SUMIFS(DGcapacity,DGlocation,A103,DGscenario,$E$8,DGyear,$F$8,DGtech,\"Solar\")+SUMIFS(micro_capacity,micro_location,A103,micro_scenario,$E$8,micro_year,$F$8,micro_tech,\"Solar\")","v":46.338999999999999},{"$f":"SUMIFS(DGcapacity,DGlocation,A103,DGscenario,$E$8,DGyear,$F$8,DGtech,\"Wind\")+SUMIFS(micro_capacity,micro_location,A103,micro_scenario,$E$8,micro_year,$F$8,micro_tech,\"Wind\")","v":278.68099999999998},{"$f":"SUMIFS(DGcapacity,DGlocation,A103,DGscenario,$E$8,DGyear,$F$8,DGtech,\"Hydro\")+SUMIFS(micro_capacity,micro_location,A103,micro_scenario,$E$8,micro_year,$F$8,micro_tech,\"Hydro\")","v":4.202},{"$f":"SUMIFS(DGcapacity,DGlocation,A103,DGscenario,$E$8,DGyear,$F$8,DGtech,\"Other\")+SUMIFS(micro_capacity,micro_location,A103,micro_scenario,$E$8,micro_year,$F$8,micro_tech,\"Other\")","v":49.141000000000005},{"$f":"IF(K103=0,0,(SUMIFS(OFFSET(DGWintPk,0,$Q$8),DGlocation,A103,DGscenario,$E$8,DGyear,$F$8,DGtech,\"Storage\")+SUMIFS(OFFSET(micro_WintPk,0,$Q$8),micro_location,A103,micro_scenario,$E$8,micro_year,$F$8,micro_tech,\"Battery\"))/K103)","v":0.86741573033707864},{"$f":"IF(L103=0,0,(SUMIFS(OFFSET(DGWintPk,0,$Q$8),DGlocation,A103,DGscenario,$E$8,DGyear,$F$8,DGtech,\"Solar\")+SUMIFS(OFFSET(micro_WintPk,0,$Q$8),micro_location,A103,micro_scenario,$E$8,micro_year,$F$8,micro_tech,\"Solar\"))/L103)","v":0},{"$f":"IF(M103=0,0,(SUMIFS(OFFSET(DGWintPk,0,$Q$8),DGlocation,A103,DGscenario,$E$8,DGyear,$F$8,DGtech,\"Wind\")+SUMIFS(OFFSET(micro_WintPk,0,$Q$8),micro_location,A103,micro_scenario,$E$8,micro_year,$F$8,micro_tech,\"Wind\"))/M103)","v":0.23126800894212382},{"$f":"IF(N103=0,0,(SUMIFS(OFFSET(DGWintPk,0,$Q$8),DGlocation,A103,DGscenario,$E$8,DGyear,$F$8,DGtech,\"Hydro\")+SUMIFS(OFFSET(micro_WintPk,0,$Q$8),micro_location,A103,micro_scenario,$E$8,micro_year,$F$8,micro_tech,\"Hydro\"))/N103)","v":0.48000951927653496},{"$f":"IF(O103=0,0,(SUMIFS(OFFSET(DGWintPk,0,$Q$8),DGlocation,A103,DGscenario,$E$8,DGyear,$F$8,DGtech,\"Other\")+SUMIFS(OFFSET(micro_WintPk,0,$Q$8),micro_location,A103,micro_scenario,$E$8,micro_year,$F$8,micro_tech,\"Other\"))/O103)","v":0.75313892676176719},{"$f":"(K103*P103)+(L103*Q103)+(M103*$U$5)+(N103*S103)+(O103*T103)","v":235.64769999999999},{"$f":"(K103*P103)+(L103*Q103)+(M103*$V$5)+(N103*S103)+(O103*T103)","v":40.571000000000005},{"$f":"SUMIFS(OFFSET(TxStorWintPk,0,$Q$8),TxStorLoc,A103,TxStorScenario,$E$8,TxStorYear,$F$8)*-1","v":0},{"$f":"SUMIFS(OFFSET(DxStorWintpk,0,$Q$8),DxStorLocation,A103,DxStorScenario,$E$8,DxStorYear,$F$8)*-1","v":0},0,-14.665075084442734,null,1.1085280432367105E-2]
["S6","S6","S",{"$f":"IF(ISNA(VLOOKUP($A104,Active!$D$22:$AG$114,$F$6,FALSE)),0,VLOOKUP($A104,Active!$D$22:$AG$114,$F$6,FALSE))+SUM(W104:Y104)","v":134.68993457043004},{"$f":"IFERROR(VLOOKUP(A104,'Reactive inc LV Gain'!$D$23:$AG$114,F$6,FALSE),\"\")","v":17.250715565485766},{"$f":"IF(ISERROR(VLOOKUP($B104,'LV Gain K'!$B$15:$C$98,2,FALSE)+E104),0,VLOOKUP($B104,'LV Gain K'!$B$15:$C$98,2,FALSE)+E104)","v":0},131.68043457043004,131.69093457043004,0,440,3.4000000000000002E-2,4.383,1.4999999999999999E-2,0,5,0.8529411764705882,0,0.26666666666666666,0,0.59400000000000008,3.0095000000000005,2.9990000000000006,0,0,0,-2.9491636002674646,null,2.2292627457854261E-3]
["S7","S7",{"$f":"LEFT(B105,1)","v":"S"},{"$f":"IF(ISNA(VLOOKUP($A105,Active!$D$22:$AG$114,$F$6,FALSE)),0,VLOOKUP($A105,Active!$D$22:$AG$114,$F$6,FALSE))+SUM(W105:Y105)","v":139.70142185547201},{"$f":"IFERROR(VLOOKUP(A105,'Reactive inc LV Gain'!$D$23:$AG$114,F$6,FALSE),\"\")","v":13.260185599797119},{"$f":"IF(ISERROR(VLOOKUP($B105,'LV Gain K'!$B$15:$C$98,2,FALSE)+E105),0,VLOOKUP($B105,'LV Gain K'!$B$15:$C$98,2,FALSE)+E105)","v":0},{"$f":"D105-U105","v":130.555621855472},{"$f":"D105-V105","v":131.13942185547199},{"$f":"SUMIFS(TxStorCapacity,TxStorLoc,A105,TxStorScenario,$E$8,TxStorYear,$F$8,TxStorTech,\"Battery\")","v":0},{"$f":"SUMIFS(TxStorCapacity,TxStorLoc,A105,TxStorScenario,$E$8,TxStorYear,$F$8,TxStorTech,\"PHES\")","v":0},{"$f":"SUMIFS(DGcapacity,DGlocation,A105,DGscenario,$E$8,DGyear,$F$8,DGtech,\"Storage\")+SUMIFS(micro_capacity,micro_location,A105,micro_scenario,$E$8,micro_year,$F$8,micro_tech,\"Battery\")","v":4.2999999999999997E-2},{"$f":"SUMIFS(DGcapacity,DGlocation,A105,DGscenario,$E$8,DGyear,$F$8,DGtech,\"Solar\")+SUMIFS(micro_capacity,micro_location,A105,micro_scenario,$E$8,micro_year,$F$8,micro_tech,\"Solar\")","v":5.601},{"$f":"SUMIFS(DGcapacity,DGlocation,A105,DGscenario,$E$8,DGyear,$F$8,DGtech,\"Wind\")+SUMIFS(micro_capacity,micro_location,A105,micro_scenario,$E$8,micro_year,$F$8,micro_tech,\"Wind\")","v":0.83399999999999996},{"$f":"SUMIFS(DGcapacity,DGlocation,A105,DGscenario,$E$8,DGyear,$F$8,DGtech,\"Hydro\")+SUMIFS(micro_capacity,micro_location,A105,micro_scenario,$E$8,micro_year,$F$8,micro_tech,\"Hydro\")","v":9.7829999999999995},{"$f":"SUMIFS(DGcapacity,DGlocation,A105,DGscenario,$E$8,DGyear,$F$8,DGtech,\"Other\")+SUMIFS(micro_capacity,micro_location,A105,micro_scenario,$E$8,micro_year,$F$8,micro_tech,\"Other\")","v":1.35},{"$f":"IF(K105=0,0,(SUMIFS(OFFSET(DGWintPk,0,$Q$8),DGlocation,A105,DGscenario,$E$8,DGyear,$F$8,DGtech,\"Storage\")+SUMIFS(OFFSET(micro_WintPk,0,$Q$8),micro_location,A105,micro_scenario,$E$8,micro_year,$F$8,micro_tech,\"Battery\"))/K105)","v":0.88372093023255816},{"$f":"IF(L105=0,0,(SUMIFS(OFFSET(DGWintPk,0,$Q$8),DGlocation,A105,DGscenario,$E$8,DGyear,$F$8,DGtech,\"Solar\")+SUMIFS(OFFSET(micro_WintPk,0,$Q$8),micro_location,A105,micro_scenario,$E$8,micro_year,$F$8,micro_tech,\"Solar\"))/L105)","v":0},{"$f":"IF(M105=0,0,(SUMIFS(OFFSET(DGWintPk,0,$Q$8),DGlocation,A105,DGscenario,$E$8,DGyear,$F$8,DGtech,\"Wind\")+SUMIFS(OFFSET(micro_WintPk,0,$Q$8),micro_location,A105,micro_scenario,$E$8,micro_year,$F$8,micro_tech,\"Wind\"))/M105)","v":0.2326139088729017},{"$f":"IF(N105=0,0,(SUMIFS(OFFSET(DGWintPk,0,$Q$8),DGlocation,A105,DGscenario,$E$8,DGyear,$F$8,DGtech,\"Hydro\")+SUMIFS(OFFSET(micro_WintPk,0,$Q$8),micro_location,A105,micro_scenario,$E$8,micro_year,$F$8,micro_tech,\"Hydro\"))/N105)","v":0.77399570683839314},{"$f":"IF(O105=0,0,(SUMIFS(OFFSET(DGWintPk,0,$Q$8),DGlocation,A105,DGscenario,$E$8,DGyear,$F$8,DGtech,\"Other\")+SUMIFS(OFFSET(micro_WintPk,0,$Q$8),micro_location,A105,micro_scenario,$E$8,micro_year,$F$8,micro_tech,\"Other\"))/O105)","v":0.70518518518518514},{"$f":"(K105*P105)+(L105*Q105)+(M105*$U$5)+(N105*S105)+(O105*T105)","v":9.1457999999999995},{"$f":"(K105*P105)+(L105*Q105)+(M105*$V$5)+(N105*S105)+(O105*T105)","v":8.5620000000000012},{"$f":"SUMIFS(OFFSET(TxStorWintPk,0,$Q$8),TxStorLoc,A105,TxStorScenario,$E$8,TxStorYear,$F$8)*-1","v":0},{"$f":"SUMIFS(OFFSET(DxStorWintpk,0,$Q$8),DxStorLocation,A105,DxStorScenario,$E$8,DxStorYear,$F$8)*-1","v":0},{"$f":"SUMIFS(OFFSET(mbat_wintpk,0,$Q$8),mbat_location,A105,mbat_scenario,$E$8,mbat_year,$F$8)*-1","v":0},{"$f":"$AB$13*AB105","v":-3.0588948577024482},null,{"$f":"D105/$D$13","v":2.3122082304732929E-3}]
["S8","S8",{"$f":"LEFT(B106,1)","v":"S"},{"$f":"IF(ISNA(VLOOKUP($A106,Active!$D$22:$AG$114,$F$6,FALSE)),0,VLOOKUP($A106,Active!$D$22:$AG$114,$F$6,FALSE))+SUM(W106:Y106)","v":0},{"$f":"IFERROR(VLOOKUP(A106,'Reactive inc LV Gain'!$D$23:$AG$114,F$6,FALSE),\"\")","v":0},{"$f":"IF(ISERROR(VLOOKUP($B106,'LV Gain K'!$B$15:$C$98,2,FALSE)+E106),0,VLOOKUP($B106,'LV Gain K'!$B$15:$C$98,2,FALSE)+E106)","v":0},{"$f":"D106-U106","v":0},{"$f":"D106-V106","v":0},{"$f":"SUMIFS(TxStorCapacity,TxStorLoc,A106,TxStorScenario,$E$8,TxStorYear,$F$8,TxStorTech,\"Battery\")","v":0},{"$f":"SUMIFS(TxStorCapacity,TxStorLoc,A106,TxStorScenario,$E$8,TxStorYear,$F$8,TxStorTech,\"PHES\")","v":0},{"$f":"SUMIFS(DGcapacity,DGlocation,A106,DGscenario,$E$8,DGyear,$F$8,DGtech,\"Storage\")+SUMIFS(micro_capacity,micro_location,A106,micro_scenario,$E$8,micro_year,$F$8,micro_tech,\"Battery\")","v":0},{"$f":"SUMIFS(DGcapacity,DGlocation,A106,DGscenario,$E$8,DGyear,$F$8,DGtech,\"Solar\")+SUMIFS(micro_capacity,micro_location,A106,micro_scenario,$E$8,micro_year,$F$8,micro_tech,\"Solar\")","v":0},{"$f":"SUMIFS(DGcapacity,DGlocation,A106,DGscenario,$E$8,DGyear,$F$8,DGtech,\"Wind\")+SUMIFS(micro_capacity,micro_location,A106,micro_scenario,$E$8,micro_year,$F$8,micro_tech,\"Wind\")","v":0},{"$f":"SUMIFS(DGcapacity,DGlocation,A106,DGscenario,$E$8,DGyear,$F$8,DGtech,\"Hydro\")+SUMIFS(micro_capacity,micro_location,A106,micro_scenario,$E$8,micro_year,$F$8,micro_tech,\"Hydro\")","v":0},{"$f":"SUMIFS(DGcapacity,DGlocation,A106,DGscenario,$E$8,DGyear,$F$8,DGtech,\"Other\")+SUMIFS(micro_capacity,micro_location,A106,micro_scenario,$E$8,micro_year,$F$8,micro_tech,\"Other\")","v":0},{"$f":"IF(K106=0,0,(SUMIFS(OFFSET(DGWintPk,0,$Q$8),DGlocation,A106,DGscenario,$E$8,DGyear,$F$8,DGtech,\"Storage\")+SUMIFS(OFFSET(micro_WintPk,0,$Q$8),micro_location,A106,micro_scenario,$E$8,micro_year,$F$8,micro_tech,\"Battery\"))/K106)","v":0},{"$f":"IF(L106=0,0,(SUMIFS(OFFSET(DGWintPk,0,$Q$8),DGlocation,A106,DGscenario,$E$8,DGyear,$F$8,DGtech,\"Solar\")+SUMIFS(OFFSET(micro_WintPk,0,$Q$8),micro_location,A106,micro_scenario,$E$8,micro_year,$F$8,micro_tech,\"Solar\"))/L106)","v":0},{"$f":"IF(M106=0,0,(SUMIFS(OFFSET(DGWintPk,0,$Q$8),DGlocation,A106,DGscenario,$E$8,DGyear,$F$8,DGtech,\"Wind\")+SUMIFS(OFFSET(micro_WintPk,0,$Q$8),micro_location,A106,micro_scenario,$E$8,micro_year,$F$8,micro_tech,\"Wind\"))/M106)","v":0},{"$f":"IF(N106=0,0,(SUMIFS(OFFSET(DGWintPk,0,$Q$8),DGlocation,A106,DGscenario,$E$8,DGyear,$F$8,DGtech,\"Hydro\")+SUMIFS(OFFSET(micro_WintPk,0,$Q$8),micro_location,A106,micro_scenario,$E$8,micro_year,$F$8,micro_tech,\"Hydro\"))/N106)","v":0},{"$f":"IF(O106=0,0,(SUMIFS(OFFSET(DGWintPk,0,$Q$8),DGlocation,A106,DGscenario,$E$8,DGyear,$F$8,DGtech,\"Other\")+SUMIFS(OFFSET(micro_WintPk,0,$Q$8),micro_location,A106,micro_scenario,$E$8,micro_year,$F$8,micro_tech,\"Other\"))/O106)","v":0},{"$f":"(K106*P106)+(L106*Q106)+(M106*$U$5)+(N106*S106)+(O106*T106)","v":0},{"$f":"(K106*P106)+(L106*Q106)+(M106*$V$5)+(N106*S106)+(O106*T106)","v":0},{"$f":"SUMIFS(OFFSET(TxStorWintPk,0,$Q$8),TxStorLoc,A106,TxStorScenario,$E$8,TxStorYear,$F$8)*-1","v":0},{"$f":"SUMIFS(OFFSET(DxStorWintpk,0,$Q$8),DxStorLocation,A106,DxStorScenario,$E$8,DxStorYear,$F$8)*-1","v":0},{"$f":"SUMIFS(OFFSET(mbat_wintpk,0,$Q$8),mbat_location,A106,mbat_scenario,$E$8,mbat_year,$F$8)*-1","v":0},{"$f":"$AB$13*AB106","v":0},null,{"$f":"D106/$D$13","v":0}]
["S9","S9",{"$f":"LEFT(B107,1)","v":"S"},{"$f":"IF(ISNA(VLOOKUP($A107,Active!$D$22:$AG$114,$F$6,FALSE)),0,VLOOKUP($A107,Active!$D$22:$AG$114,$F$6,FALSE))+SUM(W107:Y107)","v":0},{"$f":"IFERROR(VLOOKUP(A107,'Reactive inc LV Gain'!$D$23:$AG$114,F$6,FALSE),\"\")","v":0},{"$f":"IF(ISERROR(VLOOKUP($B107,'LV Gain K'!$B$15:$C$98,2,FALSE)+E107),0,VLOOKUP($B107,'LV Gain K'!$B$15:$C$98,2,FALSE)+E107)","v":0},{"$f":"D107-U107","v":0},{"$f":"D107-V107","v":0},{"$f":"SUMIFS(TxStorCapacity,TxStorLoc,A107,TxStorScenario,$E$8,TxStorYear,$F$8,TxStorTech,\"Battery\")","v":0},{"$f":"SUMIFS(TxStorCapacity,TxStorLoc,A107,TxStorScenario,$E$8,TxStorYear,$F$8,TxStorTech,\"PHES\")","v":0},{"$f":"SUMIFS(DGcapacity,DGlocation,A107,DGscenario,$E$8,DGyear,$F$8,DGtech,\"Storage\")+SUMIFS(micro_capacity,micro_location,A107,micro_scenario,$E$8,micro_year,$F$8,micro_tech,\"Battery\")","v":0},{"$f":"SUMIFS(DGcapacity,DGlocation,A107,DGscenario,$E$8,DGyear,$F$8,DGtech,\"Solar\")+SUMIFS(micro_capacity,micro_location,A107,micro_scenario,$E$8,micro_year,$F$8,micro_tech,\"Solar\")","v":0},{"$f":"SUMIFS(DGcapacity,DGlocation,A107,DGscenario,$E$8,DGyear,$F$8,DGtech,\"Wind\")+SUMIFS(micro_capacity,micro_location,A107,micro_scenario,$E$8,micro_year,$F$8,micro_tech,\"Wind\")","v":0},{"$f":"SUMIFS(DGcapacity,DGlocation,A107,DGscenario,$E$8,DGyear,$F$8,DGtech,\"Hydro\")+SUMIFS(micro_capacity,micro_location,A107,micro_scenario,$E$8,micro_year,$F$8,micro_tech,\"Hydro\")","v":0},{"$f":"SUMIFS(DGcapacity,DGlocation,A107,DGscenario,$E$8,DGyear,$F$8,DGtech,\"Other\")+SUMIFS(micro_capacity,micro_location,A107,micro_scenario,$E$8,micro_year,$F$8,micro_tech,\"Other\")","v":0},{"$f":"IF(K107=0,0,(SUMIFS(OFFSET(DGWintPk,0,$Q$8),DGlocation,A107,DGscenario,$E$8,DGyear,$F$8,DGtech,\"Storage\")+SUMIFS(OFFSET(micro_WintPk,0,$Q$8),micro_location,A107,micro_scenario,$E$8,micro_year,$F$8,micro_tech,\"Battery\"))/K107)","v":0},{"$f":"IF(L107=0,0,(SUMIFS(OFFSET(DGWintPk,0,$Q$8),DGlocation,A107,DGscenario,$E$8,DGyear,$F$8,DGtech,\"Solar\")+SUMIFS(OFFSET(micro_WintPk,0,$Q$8),micro_location,A107,micro_scenario,$E$8,micro_year,$F$8,micro_tech,\"Solar\"))/L107)","v":0},{"$f":"IF(M107=0,0,(SUMIFS(OFFSET(DGWintPk,0,$Q$8),DGlocation,A107,DGscenario,$E$8,DGyear,$F$8,DGtech,\"Wind\")+SUMIFS(OFFSET(micro_WintPk,0,$Q$8),micro_location,A107,micro_scenario,$E$8,micro_year,$F$8,micro_tech,\"Wind\"))/M107)","v":0},{"$f":"IF(N107=0,0,(SUMIFS(OFFSET(DGWintPk,0,$Q$8),DGlocation,A107,DGscenario,$E$8,DGyear,$F$8,DGtech,\"Hydro\")+SUMIFS(OFFSET(micro_WintPk,0,$Q$8),micro_location,A107,micro_scenario,$E$8,micro_year,$F$8,micro_tech,\"Hydro\"))/N107)","v":0},{"$f":"IF(O107=0,0,(SUMIFS(OFFSET(DGWintPk,0,$Q$8),DGlocation,A107,DGscenario,$E$8,DGyear,$F$8,DGtech,\"Other\")+SUMIFS(OFFSET(micro_WintPk,0,$Q$8),micro_location,A107,micro_scenario,$E$8,micro_year,$F$8,micro_tech,\"Other\"))/O107)","v":0},{"$f":"(K107*P107)+(L107*Q107)+(M107*$U$5)+(N107*S107)+(O107*T107)","v":0},{"$f":"(K107*P107)+(L107*Q107)+(M107*$V$5)+(N107*S107)+(O107*T107)","v":0},{"$f":"SUMIFS(OFFSET(TxStorWintPk,0,$Q$8),TxStorLoc,A107,TxStorScenario,$E$8,TxStorYear,$F$8)*-1","v":0},{"$f":"SUMIFS(OFFSET(DxStorWintpk,0,$Q$8),DxStorLocation,A107,DxStorScenario,$E$8,DxStorYear,$F$8)*-1","v":0},{"$f":"SUMIFS(OFFSET(mbat_wintpk,0,$Q$8),mbat_location,A107,mbat_scenario,$E$8,mbat_year,$F$8)*-1","v":0},{"$f":"$AB$13*AB107","v":0},null,{"$f":"D107/$D$13","v":0}]
["T1","T1","T",{"$f":"IF(ISNA(VLOOKUP($A108,Active!$D$22:$AG$114,$F$6,FALSE)),0,VLOOKUP($A108,Active!$D$22:$AG$114,$F$6,FALSE))+SUM(W108:Y108)","v":300.7},{"$f":"IFERROR(VLOOKUP(A108,'Reactive inc LV Gain'!$D$23:$AG$114,F$6,FALSE),\"\")","v":66.387758382860866},{"$f":"IF(ISERROR(VLOOKUP($B108,'LV Gain K'!$B$15:$C$98,2,FALSE)+E108),0,VLOOKUP($B108,'LV Gain K'!$B$15:$C$98,2,FALSE)+E108)","v":0},109.20840000000001,199.08699999999999,0,300,0.74500000000000011,27.654,128.398,106.8,27.189,0.87114093959731531,0,0.23174036978769139,0.74018726591760298,0.80591415646033315,191.49159999999998,101.613,0,0,0,-6.5841111099263872,null,4.9769072187584576E-3]
["T2","T2","T",{"$f":"IF(ISNA(VLOOKUP($A109,Active!$D$22:$AG$114,$F$6,FALSE)),0,VLOOKUP($A109,Active!$D$22:$AG$114,$F$6,FALSE))+SUM(W109:Y109)","v":471},{"$f":"IFERROR(VLOOKUP(A109,'Reactive inc LV Gain'!$D$23:$AG$114,F$6,FALSE),\"\")","v":100.20860351874855},{"$f":"IF(ISERROR(VLOOKUP($B109,'LV Gain K'!$B$15:$C$98,2,FALSE)+E109),0,VLOOKUP($B109,'LV Gain K'!$B$15:$C$98,2,FALSE)+E109)","v":0},334.75070000000005,450.20100000000002,0,0,0.91900000000000004,31.558999999999997,164.92899999999997,0.24399999999999999,28.678000000000001,0.86615886833514688,0,0.23151780463108371,0.47950819672131151,0.69342353023223369,136.24929999999998,20.798999999999999,0,0,0,-10.312990797390517,null,7.7955547058039028E-3]
["T3","T3","T",{"$f":"IF(ISNA(VLOOKUP($A110,Active!$D$22:$AG$114,$F$6,FALSE)),0,VLOOKUP($A110,Active!$D$22:$AG$114,$F$6,FALSE))+SUM(W110:Y110)","v":54},{"$f":"IFERROR(VLOOKUP(A110,'Reactive inc LV Gain'!$D$23:$AG$114,F$6,FALSE),\"\")","v":19.65947347780817},{"$f":"IF(ISERROR(VLOOKUP($B110,'LV Gain K'!$B$15:$C$98,2,FALSE)+E110),0,VLOOKUP($B110,'LV Gain K'!$B$15:$C$98,2,FALSE)+E110)","v":0},-22.604799999999997,-2.6310000000000002,0,0,0.16,3.855,28.533999999999999,72.757000000000005,9.3960000000000008,0.85000000000000009,0,0.23158337422022854,0.69224954299929897,0.6522988505747126,76.604799999999997,56.631,0,0,0,-1.1823811105288491,null,8.9375786435968313E-4]
["T4","T4","T",{"$f":"IF(ISNA(VLOOKUP($A111,Active!$D$22:$AG$114,$F$6,FALSE)),0,VLOOKUP($A111,Active!$D$22:$AG$114,$F$6,FALSE))+SUM(W111:Y111)","v":417.4},{"$f":"IFERROR(VLOOKUP(A111,'Reactive inc LV Gain'!$D$23:$AG$114,F$6,FALSE),\"\")","v":80.333106689991183},{"$f":"IF(ISERROR(VLOOKUP($B111,'LV Gain K'!$B$15:$C$98,2,FALSE)+E111),0,VLOOKUP($B111,'LV Gain K'!$B$15:$C$98,2,FALSE)+E111)","v":0},322.29399999999998,353.61199999999997,0,0,0.48799999999999999,57.046999999999997,44.74,67.210000000000008,21.564,0.87295081967213117,0,0.23191774698256595,0.71865793780687393,0.69843257280652937,95.105999999999995,63.788000000000004,0,0,0,-9.1393680654581768,null,6.908417270069106E-3]
["T5","T5","T",{"$f":"IF(ISNA(VLOOKUP($A112,Active!$D$22:$AG$114,$F$6,FALSE)),0,VLOOKUP($A112,Active!$D$22:$AG$114,$F$6,FALSE))+SUM(W112:Y112)","v":119},{"$f":"IFERROR(VLOOKUP(A112,'Reactive inc LV Gain'!$D$23:$AG$114,F$6,FALSE),\"\")","v":9.0104640334046824},{"$f":"IF(ISERROR(VLOOKUP($B112,'LV Gain K'!$B$15:$C$98,2,FALSE)+E112),0,VLOOKUP($B112,'LV Gain K'!$B$15:$C$98,2,FALSE)+E112)","v":0},-1.6647999999999996,87.188999999999993,0,0,2.5720000000000001,6.7389999999999999,126.934,21.585999999999999,26.324999999999999,0.86897356143079307,0,0.23161643058597381,0.68817752246826658,0.55920227920227927,120.6648,31.811000000000007,0,0,0,-2.6056176324617226,null,1.9695775159037461E-3]

{"sheet":"DSR","index":3,"n_rows":36,"n_cols":40,"rows_kept":36,"cut":false,"hidden":false,"merged":[]}
[]
[]
[]
[]
[{"$f":"'MAIN DATA'!A4","v":"Two Degrees"},null,null,null,null,null,null,null,null,null,null,null,null,null,null,null,"Two Degrees"]
[{"$f":"'MAIN DATA'!A6","v":"2016/17"},null,null,null,null,null,null,null,null,null,null,null,null,null,null,null,"Slow Progression"]
[null,null,null,null,null,null,null,null,null,null,null,null,null,null,null,null,"Steady State"]
[{"$f":"HLOOKUP(A6,P12:AN13,2,FALSE)","v":-1322.9322590363386},"Goes to Main sheet",null,null,null,null,null,null,null,null,null,null,null,null,null,null,"Consumer Power"]
[]
[]
[]
["Feeds to Main Sheet",null,null,null,null,null,null,null,null,null,null,null,null,null,null,{"$f":"Controls!D10","v":"2016/17"},{"$f":"Controls!E10","v":"2017/18"},{"$f":"Controls!F10","v":"2018/19"},{"$f":"Controls!G10","v":"2019/20"},{"$f":"Controls!H10","v":"2020/21"},{"$f":"Controls!I10","v":"2021/22"},{"$f":"Controls!J10","v":"2022/23"},{"$f":"Controls!K10","v":"2023/24"},{"$f":"Controls!L10","v":"2024/25"},{"$f":"Controls!M10","v":"2025/26"},{"$f":"Controls!N10","v":"2026/27"},{"$f":"Controls!O10","v":"2027/28"},{"$f":"Controls!P10","v":"2028/29"},{"$f":"Controls!Q10","v":"2029/30"},{"$f":"Controls!R10","v":"2030/31"},{"$f":"Controls!S10","v":"2031/32"},{"$f":"Controls!T10","v":"2032/33"},{"$f":"Controls!U10","v":"2033/34"},{"$f":"Controls!V10","v":"2034/35"},{"$f":"Controls!W10","v":"2035/36"},{"$f":"Controls!X10","v":"2036/37"},{"$f":"Controls!Y10","v":"2037/38"},{"$f":"Controls!Z10","v":"2038/39"},{"$f":"Controls!AA10","v":"2039/40"},{"$f":"Controls!AB10","v":"2040/41"}]
[null,null,null,{"$f":"A5","v":"Two Degrees"},null,null,null,null,null,null,null,null,null,null,null,{"$f":"IF($A5=$Q$5,P17,IF(A5=$Q$6,P18,IF(A5=$Q$7,P19,P20)))","v":-1322.9322590363386},-2440.7039515752581,-2694.9091949559993,-2933.8000161139662,-3370.9918215535831,-4163.2905081513973,-4614.8448181301619,-5199.4370643839547,-5780.5898770087069,-6246.9492002559427,-6694.7455019000408,-7186.2699113069357,-7553.255812876605,-7804.7435059549152,-8050.5890030169103,-8209.1187873412437,-8266.7424838596617,-8296.3944310093157,-8319.6622381472134,-8331.1693172349987,-8344.5549003214437,-8360.450094693042,-8384.8557091096809,-8401.4257909346197,-8431.2894957564731]
[]
[]
[null,null,null,null,{"$f":"E25","v":"05/06"},"06/07","07/08","08/09","09/10","10/11","11/12","12/13","13/14","14/15","15/16","16/17","17/18","18/19","19/20","20/21","21/22","22/23","23/24","24/25","25/26","26/27","27/28","28/29","29/30","30/31","31/32","32/33","33/34","34/35","35/36","36/37","37/38","38/39","39/40","40/41"]
["TD","Total DSR","Total DSR","MW",{"$f":"(E26+E27)*1000","v":-800},-800,-800,-800,-800,-800,-1000,-1201.272687858369,-1804.0757856921034,-1210.7753822682598,-1287.6191988941102,-1322.9322590363386,-2440.7039515752581,-2694.9091949559993,-2933.8000161139662,-3370.9918215535831,-4163.2905081513973,-4614.8448181301619,-5199.4370643839547,-5780.5898770087069,-6246.9492002559427,-6694.7455019000408,-7186.2699113069357,-7553.255812876605,-7804.7435059549152,-8050.5890030169103,-8209.1187873412437,-8266.7424838596617,-8296.3944310093157,-8319.6622381472134,-8331.1693172349987,-8344.5549003214437,-8360.450094693042,-8384.8557091096809,-8401.4257909346197,-8431.2894957564731]
["SP","Total DSR","Total DSR","MW",{"$f":"(E29+E30)*1000","v":-800},-800,-800,-800,-800,-800,-1000,-1200.3970301278048,-1801.2751367188287,-1203.4028902625714,-1268.814054249073,-1280.6699349683095,-1796.3196576403534,-1911.9384949853511,-2082.5406850921286,-2318.9301903489986,-2708.2571092370804,-2927.5241366365299,-3288.9827740425658,-3674.2247210170081,-4004.8484849087522,-4321.3200038464893,-4656.2542180036053,-4919.9268809045598,-5111.8271000001287,-5292.7397122923921,-5471.285820449446,-5609.6582078272186,-5687.9033578824565,-5756.4840825479232,-5815.2410546870724,-5861.5476338345834,-5917.9668573616209,-5978.1909496739499,-6039.747870437277,-6095.9992194892839]
["SS","Total DSR","Total DSR","MW",{"$f":"(E32+E33)*1000","v":-800},-800,-800,-800,-800,-800,-1000,-1200.0300685848254,-1800.0976564866498,-1200.2700389733468,-1260.7530154463807,-1261.8306530787154,-1298.3188718096426,-1343.6989023855538,-1410.2129720036792,-1535.4560506769624,-1779.2791154513463,-1914.3056264369843,-2052.941021909538,-2181.5958550058203,-2312.5026235889454,-2453.0633280901538,-2610.9717309187745,-2731.8569855147134,-2815.7665727615322,-2893.5456867250277,-2969.2124470491708,-3018.0107131024279,-3057.1670968509711,-3091.9484924243261,-3123.9521309334732,-3152.5171888031828,-3181.443529483337,-3208.2058553255652,-3233.8674616927528,-3257.7686863051076]
["CP","Total DSR","Total DSR","MW",{"$f":"(E35+E36)*1000","v":-800},-800,-800,-800,-800,-800,-1000,-1200.279039048919,-1800.8990934532435,-1202.4246123295418,-1266.4296494251357,-1275.1120705650994,-1407.1578893227984,-1520.7266132097575,-1666.3367124420688,-1859.3545315305896,-2166.233040862799,-2297.7960819971513,-2471.0257504008646,-2651.5422610661922,-2847.4214784920096,-3063.2354976285892,-3312.6798164580605,-3510.3850029549826,-3654.2586751855479,-3791.250621529769,-3926.1950313906427,-4058.4728563340632,-4165.0391864833036,-4233.8518780517616,-4296.9054392534554,-4354.4749399036291,-4413.4936440549618,-4469.0093552497765,-4524.1853487534945,-4577.3283619650465]
[]
[]
[]
[]
[null,null,null,null,"05/06","06/07","07/08","08/09","09/10","10/11","11/12","12/13","13/14","14/15","15/16","16/17","17/18","18/19","19/20","20/21","21/22","22/23","23/24","24/25","25/26","26/27","27/28","28/29","29/30","30/31","31/32","32/33","33/34","34/35","35/36","36/37","37/38","38/39","39/40","40/41"]
["TD","DSR","I&C","GW",-0.8,-0.8,-0.8,-0.8,-0.8,-0.8,-1,-1.2,-1.8,-1.2,-1.26,-1.26,-2.2980751115695828,-2.3717586421291972,-2.4507371580614854,-2.6668485776146418,-3.0772537751236704,-3.2065092568635452,-3.4181368386121287,-3.6493643760414582,-3.9135206990548976,-4.2262633490452988,-4.6150261237726502,-4.8927562135109754,-5.0631781300661292,-5.2072173213476232,-5.3267689693276887,-5.4331448721039495,-5.5261099502530131,-5.6130908580092909,-5.6881558075008005,-5.7650038553631058,-5.8441638131711438,-5.9196813785847242,-5.9915032102815777,-6.064786356942669]
["TD","DSR","TOUTS","GW",0,0,0,0,0,0,0,-1.2726878583690796E-3,-4.0757856921033791E-3,-1.0775382268259925E-2,-2.7619198894110152E-2,-6.2932259036338589E-2,-0.14262884000567524,-0.32315055282680205,-0.48306285805248078,-0.70414324393894112,-1.086036733027727,-1.4083355612666162,-1.781300225771826,-2.1312255009672483,-2.3334285012010452,-2.4684821528547425,-2.5712437875342857,-2.6604995993656293,-2.7415653758887868,-2.8433716816692862,-2.8823498180135538,-2.8335976117557138,-2.7702844807563038,-2.7065713801379223,-2.6430135097341978,-2.5795510449583379,-2.5162862815218983,-2.4651743305249574,-2.4099225806530415,-2.3665031388138056]
[]
["SP","DSR","I&C","GW",-0.8,-0.8,-0.8,-0.8,-0.8,-0.8,-1,-1.2,-1.8,-1.2,-1.26,-1.26,-1.7527323592979347,-1.8181038588724086,-1.8779986194816669,-2.0290384680117541,-2.3308701132712377,-2.4288513588037199,-2.5824611944038645,-2.7422525768729766,-2.9191444086255807,-3.1194547366876217,-3.3573532171576099,-3.5307743597268373,-3.6358901364669562,-3.7282220153844703,-3.8157066522975338,-3.8958880371501001,-3.9758539858259963,-4.0469643812794587,-4.1087690443944744,-4.1572706586532373,-4.2103770061005452,-4.2613960816005516,-4.3126207837988062,-4.3592445431183506]
["SP","DSR","TOUTS","GW",0,0,0,0,0,0,0,-3.9703012780487783E-4,-1.2751367188286542E-3,-3.4028902625714941E-3,-8.8140542490731093E-3,-2.0669934968309427E-2,-4.3587298342418479E-2,-9.3834636112942585E-2,-0.20454206561046193,-0.28989172233724442,-0.37738699596584252,-0.4986727778328095,-0.70652157963870166,-0.93197214414403151,-1.0857040762831713,-1.2018652671588674,-1.2989010008459949,-1.3891525211777225,-1.4759369635331732,-1.564517696907922,-1.6555791681519121,-1.7137701706771191,-1.7120493720564598,-1.7095197012684649,-1.7064720102925979,-1.7042769751813467,-1.7075898512610757,-1.716794868073398,-1.7271270866384707,-1.7367546763709332]
[]
["SS","DSR","I&C","GW",-0.8,-0.8,-0.8,-0.8,-0.8,-0.8,-1,-1.2,-1.8,-1.2,-1.26,-1.26,-1.2942731593315113,-1.3346331571650656,-1.3903685271096884,-1.4911955206393588,-1.6815003693370139,-1.753064364338103,-1.8467752388072771,-1.940281452827521,-2.040892263306517,-2.1532192019559475,-2.2834281010227411,-2.3764540561797789,-2.4315564547095736,-2.4793319194695722,-2.5238513980669386,-2.5651835395426996,-2.6033726319222303,-2.6372849775238301,-2.6685423808483364,-2.6964688818465592,-2.7248670670326187,-2.7512064010658097,-2.7765389110246588,-2.8004417897812681]
["SS","DSR","TOUTS","GW",0,0,0,0,0,0,0,-3.0068584825416167E-5,-9.7656486649779829E-5,-2.7003897334676761E-4,-7.5301544638056836E-4,-1.8306530787152925E-3,-4.0457124781312264E-3,-9.0657452204879994E-3,-1.984444489399078E-2,-4.4260530037603503E-2,-9.7778746114332474E-2,-0.16124126209888129,-0.20616578310226064,-0.24131440217829975,-0.2716103602824283,-0.29984412613420625,-0.32754362989603336,-0.3554029293349345,-0.38421011805195854,-0.41421376725545522,-0.44536104898223239,-0.45282717355972835,-0.4537944649287407,-0.45466351490049611,-0.45540975008513679,-0.45604830695662368,-0.45657646245071809,-0.45699945425975513,-0.45732855066809419,-0.45732689652383951]
[]
["CP","DSR","I&C","GW",-0.8,-0.8,-0.8,-0.8,-0.8,-0.8,-1,-1.2,-1.8,-1.2,-1.26,-1.26,-1.3743291556625872,-1.4487230736432866,-1.5090983469831549,-1.6407223565863616,-1.8987516331182264,-1.9867072359400229,-2.1172649118550537,-2.2550323064772115,-2.4071901876535722,-2.5778218526645897,-2.7809928158023984,-2.9300262188858652,-3.0227190923388463,-3.106154875536451,-3.1845973891980104,-3.2572575933652153,-3.3266934301814137,-3.387984035023075,-3.4425016124853256,-3.4918080473843847,-3.5428374275823069,-3.590954675597255,-3.6393880187410632,-3.6861707959865342]
["CP","DSR","TOUTS","GW",0,0,0,0,0,0,0,-2.7903904891919478E-4,-8.990934532434494E-4,-2.4246123295416197E-3,-6.4296494251356098E-3,-1.511207056509933E-2,-3.2828733660211169E-2,-7.2003539566470973E-2,-0.15723836545891379,-0.21863217494422824,-0.26748140774457246,-0.31108884605712822,-0.3537608385458107,-0.39650995458898075,-0.44023129083843721,-0.48541364496399941,-0.53168700065566221,-0.58035878406911745,-0.63153958284670186,-0.68509574599331802,-0.74159764219263236,-0.80121526296884793,-0.83834575630188957,-0.84586784302868656,-0.85440382676812987,-0.86266689251924444,-0.87065621647265501,-0.87805467965252182,-0.8847973300124311,-0.89115756597851303]

{"sheet":"EG ->","index":4,"n_rows":0,"n_cols":0,"rows_kept":0,"cut":false,"hidden":false,"merged":[]}

{"sheet":"DG","index":5,"n_rows":32454,"n_cols":8,"rows_kept":4500,"cut":true,"hidden":false,"merged":[],"bounds":{"rows_first":2000,"rows_last":500,"rows_between":2000,"halvings":0}}
["Source:","Produced by CalcDGSplit.sas"]
[]
["scenario","tech","year","etys_location","capacity","wintpk","summam","summpm"]
["CP","Hydro",16,"F6",4.0999999999999996,3.48,0.7,0.98]
["CP","Hydro",16,"H6",55,46.68,9.35,13.2]
["CP","Hydro",16,"L7",1.6,1.36,0.27,0.38]
["CP","Hydro",16,"M6",1.07,0.91,0.18,0.26]
["CP","Hydro",16,"M7",18.71,15.88,3.18,4.49]
["CP","Hydro",16,"P1",2,1.7,0.34,0.48]
["CP","Hydro",16,"Q8",11.6,9.85,1.97,2.78]
["CP","Hydro",16,"S1",91.4,77.569999999999993,15.54,21.94]
["CP","Hydro",16,"S7",7.8,6.62,1.33,1.87]
["CP","Hydro",16,"T1",75.38,63.97,12.81,18.09]
["CP","Hydro",16,"T3",41.89,35.549999999999997,7.12,10.050000000000001]
["CP","Hydro",16,"T4",43.5,36.92,7.4,10.44]
["CP","Hydro",16,"T5",12.2,10.35,2.0699999999999998,2.93]
["CP","Hydro",17,"F6",4.21,3.57,0.72,1.01]
["CP","Hydro",17,"H6",56.49,47.94,9.6,13.56]
["CP","Hydro",17,"L7",1.64,1.39,0.28000000000000003,0.39]
["CP","Hydro",17,"M6",1.1000000000000001,0.93,0.19,0.26]
["CP","Hydro",17,"M7",19.21,16.309999999999999,3.27,4.6100000000000003]
["CP","Hydro",17,"P1",2.0499999999999998,1.74,0.35,0.49]
["CP","Hydro",17,"Q8",11.91,10.11,2.0299999999999998,2.86]
["CP","Hydro",17,"S1",93.87,79.67,15.96,22.53]
["CP","Hydro",17,"S7",8.01,6.8,1.36,1.92]
["CP","Hydro",17,"T1",77.41,65.7,13.16,18.579999999999998]
["CP","Hydro",17,"T3",43.02,36.51,7.31,10.32]
["CP","Hydro",17,"T4",44.67,37.92,7.59,10.72]
["CP","Hydro",17,"T5",12.53,10.63,2.13,3.01]
["CP","Hydro",18,"F6",4.32,3.67,0.74,1.04]
["CP","Hydro",18,"H6",58,49.23,9.86,13.92]
["CP","Hydro",18,"L7",1.69,1.43,0.28999999999999998,0.4]
["CP","Hydro",18,"M6",1.1299999999999999,0.96,0.19,0.27]
["CP","Hydro",18,"M7",19.73,16.739999999999998,3.35,4.7300000000000004]
["CP","Hydro",18,"P1",2.11,1.79,0.36,0.51]
["CP","Hydro",18,"Q8",12.23,10.38,2.08,2.94]
["CP","Hydro",18,"S1",96.39,81.81,16.39,23.13]
["CP","Hydro",18,"S7",8.23,6.98,1.4,1.97]
["CP","Hydro",18,"T1",79.489999999999995,67.459999999999994,13.51,19.079999999999998]
["CP","Hydro",18,"T3",44.17,37.49,7.51,10.6]
["CP","Hydro",18,"T4",45.87,38.93,7.8,11.01]
["CP","Hydro",18,"T5",12.87,10.92,2.19,3.09]
["CP","Hydro",19,"F6",4.4400000000000004,3.77,0.75,1.07]
["CP","Hydro",19,"H6",59.56,50.55,10.119999999999999,14.29]
["CP","Hydro",19,"L7",1.73,1.47,0.28999999999999998,0.42]
["CP","Hydro",19,"M6",1.1599999999999999,0.98,0.2,0.28000000000000003]
["CP","Hydro",19,"M7",20.260000000000002,17.190000000000001,3.44,4.8600000000000003]
["CP","Hydro",19,"P1",2.17,1.84,0.37,0.52]
["CP","Hydro",19,"Q8",12.56,10.66,2.14,3.01]
["CP","Hydro",19,"S1",98.97,84,16.829999999999998,23.75]
["CP","Hydro",19,"S7",8.4499999999999993,7.17,1.44,2.0299999999999998]
["CP","Hydro",19,"T1",81.62,69.27,13.88,19.59]
["CP","Hydro",19,"T3",45.36,38.49,7.71,10.89]
["CP","Hydro",19,"T4",47.1,39.979999999999997,8.01,11.3]
["CP","Hydro",19,"T5",13.21,11.21,2.25,3.17]
["CP","Hydro",20,"F6",4.54,3.85,0.77,1.0900000000000001]
["CP","Hydro",20,"H6",60.85,51.65,10.35,14.6]
["CP","Hydro",20,"L7",1.77,1.5,0.3,0.42]
["CP","Hydro",20,"M6",1.18,1,0.2,0.28000000000000003]
["CP","Hydro",20,"M7",20.7,17.57,3.52,4.97]
["CP","Hydro",20,"P1",2.21,1.88,0.38,0.53]
["CP","Hydro",20,"Q8",12.83,10.89,2.1800000000000002,3.08]
["CP","Hydro",20,"S1",101.12,85.82,17.190000000000001,24.27]
["CP","Hydro",20,"S7",8.6300000000000008,7.32,1.47,2.0699999999999998]
["CP","Hydro",20,"T1",83.39,70.78,14.18,20.010000000000002]
["CP","Hydro",20,"T3",46.34,39.33,7.88,11.12]
["CP","Hydro",20,"T4",48.13,40.85,8.18,11.55]
["CP","Hydro",20,"T5",13.5,11.46,2.29,3.24]
["CP","Hydro",21,"F6",4.63,3.93,0.79,1.1100000000000001]
["CP","Hydro",21,"H6",62.17,52.76,10.57,14.92]
["CP","Hydro",21,"L7",1.81,1.53,0.31,0.43]
["CP","Hydro",21,"M6",1.21,1.03,0.21,0.28999999999999998]
["CP","Hydro",21,"M7",21.15,17.95,3.59,5.07]
["CP","Hydro",21,"P1",2.2599999999999998,1.92,0.38,0.54]
["CP","Hydro",21,"Q8",13.11,11.13,2.23,3.15]
["CP","Hydro",21,"S1",103.31,87.68,17.559999999999999,24.8]
["CP","Hydro",21,"S7",8.82,7.48,1.5,2.12]
["CP","Hydro",21,"T1",85.2,72.31,14.48,20.45]
["CP","Hydro",21,"T3",47.34,40.18,8.0500000000000007,11.36]
["CP","Hydro",21,"T4",49.17,41.73,8.36,11.8]
["CP","Hydro",21,"T5",13.79,11.7,2.34,3.31]
["CP","Hydro",22,"F6",4.71,4,0.8,1.1299999999999999]
["CP","Hydro",22,"H6",63.2,53.64,10.74,15.17]
["CP","Hydro",22,"L7",1.84,1.56,0.31,0.44]
["CP","Hydro",22,"M6",1.23,1.04,0.21,0.3]
["CP","Hydro",22,"M7",21.5,18.239999999999998,3.65,5.16]
["CP","Hydro",22,"P1",2.2999999999999998,1.95,0.39,0.55000000000000004]
["CP","Hydro",22,"Q8",13.33,11.31,2.27,3.2]
["CP","Hydro",22,"S1",105.03,89.14,17.850000000000001,25.21]
["CP","Hydro",22,"S7",8.9600000000000009,7.61,1.52,2.15]
["CP","Hydro",22,"T1",86.61,73.510000000000005,14.72,20.79]
["CP","Hydro",22,"T3",48.13,40.85,8.18,11.55]
["CP","Hydro",22,"T4",49.98,42.42,8.5,12]
["CP","Hydro",22,"T5",14.02,11.9,2.38,3.36]
["CP","Hydro",23,"F6",4.79,4.0599999999999996,0.81,1.1499999999999999]
["CP","Hydro",23,"H6",64.239999999999995,54.52,10.92,15.42]
["CP","Hydro",23,"L7",1.87,1.59,0.32,0.45]
["CP","Hydro",23,"M6",1.25,1.06,0.21,0.3]
["CP","Hydro",23,"M7",21.85,18.55,3.71,5.24]
["CP","Hydro",23,"P1",2.34,1.98,0.4,0.56000000000000005]
["CP","Hydro",23,"Q8",13.55,11.5,2.2999999999999998,3.25]
["CP","Hydro",23,"S1",106.76,90.61,18.149999999999999,25.62]
["CP","Hydro",23,"S7",9.11,7.73,1.55,2.19]
["CP","Hydro",23,"T1",88.04,74.72,14.97,21.13]
["CP","Hydro",23,"T3",48.92,41.52,8.32,11.74]
["CP","Hydro",23,"T4",50.81,43.12,8.64,12.19]
["CP","Hydro",23,"T5",14.25,12.09,2.42,3.42]
["CP","Hydro",24,"F6",4.87,4.13,0.83,1.17]
["CP","Hydro",24,"H6",65.3,55.42,11.1,15.67]
["CP","Hydro",24,"L7",1.9,1.61,0.32,0.46]
["CP","Hydro",24,"M6",1.27,1.08,0.22,0.3]
["CP","Hydro",24,"M7",22.21,18.850000000000001,3.78,5.33]
["CP","Hydro",24,"P1",2.37,2.02,0.4,0.56999999999999995]
["CP","Hydro",24,"Q8",13.77,11.69,2.34,3.31]
["CP","Hydro",24,"S1",108.52,92.1,18.45,26.04]
["CP","Hydro",24,"S7",9.26,7.86,1.57,2.2200000000000002]
["CP","Hydro",24,"T1",89.49,75.95,15.21,21.48]
["CP","Hydro",24,"T3",49.73,42.2,8.4499999999999993,11.93]
["CP","Hydro",24,"T4",51.65,43.83,8.7799999999999994,12.4]
["CP","Hydro",24,"T5",14.48,12.29,2.46,3.48]
["CP","Hydro",25,"F6",4.95,4.2,0.84,1.19]
["CP","Hydro",25,"H6",66.37,56.33,11.28,15.93]
["CP","Hydro",25,"L7",1.93,1.64,0.33,0.46]
["CP","Hydro",25,"M6",1.29,1.1000000000000001,0.22,0.31]
["CP","Hydro",25,"M7",22.58,19.16,3.84,5.42]
["CP","Hydro",25,"P1",2.41,2.0499999999999998,0.41,0.57999999999999996]
["CP","Hydro",25,"Q8",14,11.88,2.38,3.36]
["CP","Hydro",25,"S1",110.3,93.61,18.75,26.47]
["CP","Hydro",25,"S7",9.41,7.99,1.6,2.2599999999999998]
["CP","Hydro",25,"T1",90.96,77.2,15.46,21.83]
["CP","Hydro",25,"T3",50.54,42.9,8.59,12.13]
["CP","Hydro",25,"T4",52.49,44.55,8.92,12.6]
["CP","Hydro",25,"T5",14.72,12.49,2.5,3.53]
["CP","Hydro",26,"F6",5.03,4.2699999999999996,0.85,1.21]
["CP","Hydro",26,"H6",67.459999999999994,57.25,11.47,16.190000000000001]
["CP","Hydro",26,"L7",1.96,1.67,0.33,0.47]
["CP","Hydro",26,"M6",1.31,1.1100000000000001,0.22,0.31]
["CP","Hydro",26,"M7",22.95,19.47,3.9,5.51]
["CP","Hydro",26,"P1",2.4500000000000002,2.08,0.42,0.59]
["CP","Hydro",26,"Q8",14.23,12.08,2.42,3.41]
["CP","Hydro",26,"S1",112.1,95.14,19.059999999999999,26.9]
["CP","Hydro",26,"S7",9.57,8.1199999999999992,1.63,2.2999999999999998]
["CP","Hydro",26,"T1",92.45,78.459999999999994,15.72,22.19]
["CP","Hydro",26,"T3",51.37,43.6,8.73,12.33]
["CP","Hydro",26,"T4",53.35,45.28,9.07,12.8]
["CP","Hydro",26,"T5",14.96,12.7,2.54,3.59]
["CP","Hydro",27,"F6",5.1100000000000003,4.34,0.87,1.23]
["CP","Hydro",27,"H6",68.56,58.19,11.66,16.45]
["CP","Hydro",27,"L7",1.99,1.69,0.34,0.48]
["CP","Hydro",27,"M6",1.33,1.1299999999999999,0.23,0.32]
["CP","Hydro",27,"M7",23.32,19.79,3.96,5.6]
["CP","Hydro",27,"P1",2.4900000000000002,2.12,0.42,0.6]
["CP","Hydro",27,"Q8",14.46,12.27,2.46,3.47]
["CP","Hydro",27,"S1",113.93,96.69,19.37,27.34]
["CP","Hydro",27,"S7",9.7200000000000006,8.25,1.65,2.33]
["CP","Hydro",27,"T1",93.96,79.739999999999995,15.97,22.55]
["CP","Hydro",27,"T3",52.21,44.31,8.8800000000000008,12.53]
["CP","Hydro",27,"T4",54.22,46.02,9.2200000000000006,13.01]
["CP","Hydro",27,"T5",15.21,12.91,2.59,3.65]
["CP","Hydro",28,"F6",5.19,4.41,0.88,1.25]
["CP","Hydro",28,"H6",69.680000000000007,59.13,11.84,16.72]
["CP","Hydro",28,"L7",2.0299999999999998,1.72,0.34,0.49]
["CP","Hydro",28,"M6",1.36,1.1499999999999999,0.23,0.33]
["CP","Hydro",28,"M7",23.7,20.11,4.03,5.69]
["CP","Hydro",28,"P1",2.5299999999999998,2.15,0.43,0.61]
["CP","Hydro",28,"Q8",14.7,12.47,2.5,3.53]
["CP","Hydro",28,"S1",115.79,98.27,19.68,27.79]
["CP","Hydro",28,"S7",9.8800000000000008,8.39,1.68,2.37]
["CP","Hydro",28,"T1",95.48,81.040000000000006,16.23,22.92]
["CP","Hydro",28,"T3",53.06,45.03,9.02,12.73]
["CP","Hydro",28,"T4",55.1,46.77,9.3699999999999992,13.23]
["CP","Hydro",28,"T5",15.45,13.12,2.63,3.71]
["CP","Hydro",29,"F6",5.28,4.4800000000000004,0.9,1.27]
["CP","Hydro",29,"H6",70.8,60.09,12.04,16.989999999999998]
["CP","Hydro",29,"L7",2.06,1.75,0.35,0.49]
["CP","Hydro",29,"M6",1.38,1.17,0.23,0.33]
["CP","Hydro",29,"M7",24.08,20.440000000000001,4.09,5.78]
["CP","Hydro",29,"P1",2.57,2.19,0.44,0.62]
["CP","Hydro",29,"Q8",14.93,12.67,2.54,3.58]
["CP","Hydro",29,"S1",117.66,99.86,20,28.24]
["CP","Hydro",29,"S7",10.039999999999999,8.52,1.71,2.41]
["CP","Hydro",29,"T1",97.03,82.35,16.5,23.29]
["CP","Hydro",29,"T3",53.92,45.76,9.17,12.94]
["CP","Hydro",29,"T4",56,47.53,9.52,13.44]
["CP","Hydro",29,"T5",15.71,13.33,2.67,3.77]
["CP","Hydro",30,"F6",5.36,4.55,0.91,1.29]
["CP","Hydro",30,"H6",71.95,61.06,12.23,17.27]
["CP","Hydro",30,"L7",2.09,1.78,0.36,0.5]
["CP","Hydro",30,"M6",1.4,1.19,0.24,0.34]
["CP","Hydro",30,"M7",24.47,20.77,4.16,5.87]
["CP","Hydro",30,"P1",2.62,2.2200000000000002,0.44,0.63]
["CP","Hydro",30,"Q8",15.17,12.88,2.58,3.64]
["CP","Hydro",30,"S1",119.57,101.48,20.329999999999998,28.7]
["CP","Hydro",30,"S7",10.199999999999999,8.66,1.73,2.4500000000000002]
["CP","Hydro",30,"T1",98.6,83.68,16.760000000000002,23.66]
["CP","Hydro",30,"T3",54.79,46.5,9.31,13.15]
["CP","Hydro",30,"T4",56.91,48.3,9.67,13.66]
["CP","Hydro",30,"T5",15.96,13.54,2.71,3.83]
["CP","Hydro",31,"F6",5.45,4.63,0.93,1.31]
["CP","Hydro",31,"H6",73.11,62.05,12.43,17.55]
["CP","Hydro",31,"L7",2.13,1.81,0.36,0.51]
["CP","Hydro",31,"M6",1.42,1.21,0.24,0.34]
["CP","Hydro",31,"M7",24.87,21.11,4.2300000000000004,5.97]
["CP","Hydro",31,"P1",2.66,2.2599999999999998,0.45,0.64]
["CP","Hydro",31,"Q8",15.42,13.09,2.62,3.7]
["CP","Hydro",31,"S1",121.5,103.12,20.66,29.16]
["CP","Hydro",31,"S7",10.37,8.8000000000000007,1.76,2.4900000000000002]
["CP","Hydro",31,"T1",100.2,85.04,17.03,24.05]
["CP","Hydro",31,"T3",55.68,47.25,9.4700000000000006,13.36]
["CP","Hydro",31,"T4",57.83,49.08,9.83,13.88]
["CP","Hydro",31,"T5",16.22,13.76,2.76,3.89]
["CP","Hydro",32,"F6",5.54,4.7,0.94,1.33]
["CP","Hydro",32,"H6",74.290000000000006,63.05,12.63,17.829999999999998]
["CP","Hydro",32,"L7",2.16,1.83,0.37,0.52]
["CP","Hydro",32,"M6",1.45,1.23,0.25,0.35]
["CP","Hydro",32,"M7",25.27,21.44,4.3,6.06]
["CP","Hydro",32,"P1",2.7,2.29,0.46,0.65]
["CP","Hydro",32,"Q8",15.67,13.3,2.66,3.76]
["CP","Hydro",32,"S1",123.45,104.78,20.99,29.63]
["CP","Hydro",32,"S7",10.54,8.94,1.79,2.5299999999999998]
["CP","Hydro",32,"T1",101.81,86.41,17.309999999999999,24.44]
["CP","Hydro",32,"T3",56.58,48.02,9.6199999999999992,13.58]
["CP","Hydro",32,"T4",58.76,49.87,9.99,14.1]
["CP","Hydro",32,"T5",16.48,13.99,2.8,3.96]
["CP","Hydro",33,"F6",5.63,4.78,0.96,1.35]
["CP","Hydro",33,"H6",75.489999999999995,64.069999999999993,12.83,18.12]
["CP","Hydro",33,"L7",2.2000000000000002,1.86,0.37,0.53]
["CP","Hydro",33,"M6",1.47,1.25,0.25,0.35]
["CP","Hydro",33,"M7",25.68,21.79,4.3600000000000003,6.16]
["CP","Hydro",33,"P1",2.74,2.33,0.47,0.66]
["CP","Hydro",33,"Q8",15.92,13.51,2.71,3.82]
["CP","Hydro",33,"S1",125.44,106.46,21.33,30.11]
["CP","Hydro",33,"S7",10.71,9.09,1.82,2.57]
["CP","Hydro",33,"T1",103.45,87.8,17.59,24.83]
["CP","Hydro",33,"T3",57.49,48.79,9.77,13.8]
["CP","Hydro",33,"T4",59.7,50.67,10.15,14.33]
["CP","Hydro",33,"T5",16.739999999999998,14.21,2.85,4.0199999999999996]
["CP","Hydro",34,"F6",5.72,4.8499999999999996,0.97,1.37]
["CP","Hydro",34,"H6",76.7,65.09,13.04,18.41]
["CP","Hydro",34,"L7",2.23,1.89,0.38,0.54]
["CP","Hydro",34,"M6",1.49,1.27,0.25,0.36]
["CP","Hydro",34,"M7",26.09,22.14,4.43,6.26]
["CP","Hydro",34,"P1",2.79,2.37,0.47,0.67]
["CP","Hydro",34,"Q8",16.18,13.73,2.75,3.88]
["CP","Hydro",34,"S1",127.46,108.18,21.67,30.59]
["CP","Hydro",34,"S7",10.88,9.23,1.85,2.61]
["CP","Hydro",34,"T1",105.11,89.21,17.87,25.23]
["CP","Hydro",34,"T3",58.41,49.57,9.93,14.02]
["CP","Hydro",34,"T4",60.66,51.48,10.31,14.56]
["CP","Hydro",34,"T5",17.010000000000002,14.44,2.89,4.08]
["CP","Hydro",35,"F6",5.78,4.91,0.98,1.39]
["CP","Hydro",35,"H6",77.540000000000006,65.81,13.18,18.61]
["CP","Hydro",35,"L7",2.2599999999999998,1.91,0.38,0.54]
["CP","Hydro",35,"M6",1.51,1.28,0.26,0.36]
["CP","Hydro",35,"M7",26.38,22.38,4.4800000000000004,6.33]
["CP","Hydro",35,"P1",2.82,2.39,0.48,0.68]
["CP","Hydro",35,"Q8",16.350000000000001,13.88,2.78,3.93]
["CP","Hydro",35,"S1",128.86000000000001,109.37,21.91,30.93]
["CP","Hydro",35,"S7",11,9.33,1.87,2.64]
["CP","Hydro",35,"T1",106.27,90.19,18.07,25.51]
["CP","Hydro",35,"T3",59.05,50.12,10.039999999999999,14.17]
["CP","Hydro",35,"T4",61.33,52.05,10.43,14.72]
["CP","Hydro",35,"T5",17.2,14.6,2.92,4.13]
["CP","Hydro",36,"F6",5.84,4.96,0.99,1.4]
["CP","Hydro",36,"H6",78.400000000000006,66.540000000000006,13.33,18.82]
["CP","Hydro",36,"L7",2.2799999999999998,1.94,0.39,0.55000000000000004]
["CP","Hydro",36,"M6",1.53,1.29,0.26,0.37]
["CP","Hydro",36,"M7",26.67,22.63,4.53,6.4]
["CP","Hydro",36,"P1",2.85,2.42,0.48,0.68]
["CP","Hydro",36,"Q8",16.53,14.03,2.81,3.97]
["CP","Hydro",36,"S1",130.28,110.57,22.15,31.27]
["CP","Hydro",36,"S7",11.12,9.44,1.89,2.67]
["CP","Hydro",36,"T1",107.44,91.18,18.260000000000002,25.79]
["CP","Hydro",36,"T3",59.7,50.67,10.15,14.33]
["CP","Hydro",36,"T4",62.01,52.62,10.54,14.88]
["CP","Hydro",36,"T5",17.39,14.76,2.96,4.17]
["CP","Hydro",37,"F6",5.91,5.01,1,1.42]
["CP","Hydro",37,"H6",79.260000000000005,67.27,13.47,19.02]
["CP","Hydro",37,"L7",2.31,1.96,0.39,0.55000000000000004]
["CP","Hydro",37,"M6",1.54,1.31,0.26,0.37]
["CP","Hydro",37,"M7",26.96,22.88,4.58,6.47]
["CP","Hydro",37,"P1",2.88,2.4500000000000002,0.49,0.69]
["CP","Hydro",37,"Q8",16.72,14.19,2.84,4.01]
["CP","Hydro",37,"S1",131.71,111.78,22.39,31.61]
["CP","Hydro",37,"S7",11.24,9.5399999999999991,1.91,2.7]
["CP","Hydro",37,"T1",108.62,92.19,18.47,26.07]
["CP","Hydro",37,"T3",60.36,51.23,10.26,14.49]
["CP","Hydro",37,"T4",62.69,53.2,10.66,15.04]
["CP","Hydro",37,"T5",17.579999999999998,14.92,2.99,4.22]
["CP","Hydro",38,"F6",5.97,5.07,1.02,1.43]
["CP","Hydro",38,"H6",80.13,68.010000000000005,13.62,19.23]
["CP","Hydro",38,"L7",2.33,1.98,0.4,0.56000000000000005]
["CP","Hydro",38,"M6",1.56,1.32,0.27,0.37]
["CP","Hydro",38,"M7",27.25,23.13,4.63,6.54]
["CP","Hydro",38,"P1",2.91,2.4700000000000002,0.5,0.7]
["CP","Hydro",38,"Q8",16.899999999999999,14.34,2.87,4.0599999999999996]
["CP","Hydro",38,"S1",133.16,113.01,22.64,31.96]
["CP","Hydro",38,"S7",11.36,9.64,1.93,2.73]
["CP","Hydro",38,"T1",109.81,93.2,18.670000000000002,26.35]
["CP","Hydro",38,"T3",61.02,51.79,10.37,14.65]
["CP","Hydro",38,"T4",63.37,53.79,10.77,15.21]
["CP","Hydro",38,"T5",17.77,15.08,3.02,4.2699999999999996]
["CP","Hydro",39,"F6",6.04,5.12,1.03,1.45]
["CP","Hydro",39,"H6",81,68.739999999999995,13.77,19.440000000000001]
["CP","Hydro",39,"L7",2.36,2,0.4,0.56999999999999995]
["CP","Hydro",39,"M6",1.58,1.34,0.27,0.38]
["CP","Hydro",39,"M7",27.55,23.38,4.68,6.61]
["CP","Hydro",39,"P1",2.95,2.5,0.5,0.71]
["CP","Hydro",39,"Q8",17.079999999999998,14.5,2.9,4.0999999999999996]
["CP","Hydro",39,"S1",134.61000000000001,114.25,22.88,32.31]
["CP","Hydro",39,"S7",11.49,9.75,1.95,2.76]
["CP","Hydro",39,"T1",111.01,94.21,18.87,26.64]
["CP","Hydro",39,"T3",61.69,52.35,10.49,14.8]
["CP","Hydro",39,"T4",64.069999999999993,54.37,10.89,15.38]
["CP","Hydro",39,"T5",17.97,15.25,3.05,4.3099999999999996]
["CP","Hydro",40,"F6",6.1,5.18,1.04,1.46]
["CP","Hydro",40,"H6",81.88,69.489999999999995,13.92,19.649999999999999]
["CP","Hydro",40,"L7",2.38,2.02,0.4,0.56999999999999995]
["CP","Hydro",40,"M6",1.59,1.35,0.27,0.38]
["CP","Hydro",40,"M7",27.85,23.64,4.7300000000000004,6.68]
["CP","Hydro",40,"P1",2.98,2.5299999999999998,0.51,0.71]
["CP","Hydro",40,"Q8",17.27,14.66,2.94,4.1399999999999997]
["CP","Hydro",40,"S1",136.08000000000001,115.49,23.13,32.659999999999997]
["CP","Hydro",40,"S7",11.61,9.86,1.97,2.79]
["CP","Hydro",40,"T1",112.22,95.24,19.079999999999998,26.93]
["CP","Hydro",40,"T3",62.36,52.93,10.6,14.97]
["CP","Hydro",40,"T4",64.760000000000005,54.97,11.01,15.54]
["CP","Hydro",40,"T5",18.16,15.42,3.09,4.3600000000000003]
["CP","Other",16,"A1",226.96,153.18,90.43,95.16]
["CP","Other",16,"A3",7.19,5.32,2.35,2.33]
["CP","Other",16,"A4",58.52,42.24,26.7,27.08]
["CP","Other",16,"A6",248.29,194.87,99,103.2]
["CP","Other",16,"A7",72.510000000000005,51.2,16.829999999999998,16.739999999999998]
["CP","Other",16,"A8",244.37,179.95,64.31,64.290000000000006]
["CP","Other",16,"A9",23.5,15.23,10.31,10.29]
["CP","Other",16,"B1",111.75,79.900000000000006,49.07,49.92]
["CP","Other",16,"B2",375.93,285.64999999999998,64.819999999999993,64.63]
["CP","Other",16,"B3",4.91,2.92,2.92,2.92]
["CP","Other",16,"B4",132.84,113.64,14.3,14.29]
["CP","Other",16,"C1",25.39,15.3,12.7,12.7]
["CP","Other",16,"C2",160.44999999999999,130.84,60.87,60.64]
["CP","Other",16,"C3",331.81,265.33999999999997,164.21,179.21]
["CP","Other",16,"C4",14.68,12.53,1.31,1.31]
["CP","Other",16,"C5",42.93,26.13,17.46,17.46]
["CP","Other",16,"C7",87.52,60.17,7.84,7.84]
["CP","Other",16,"D4",87.68,52.58,47.62,47.61]
["CP","Other",16,"D5",15.92,9.49,9.49,9.49]
["CP","Other",16,"D6",46.81,31.3,22.29,22.29]
["CP","Other",16,"E1",75.47,61.91,13.91,14.27]
["CP","Other",16,"E7",20.38,16.64,5.53,6.32]
["CP","Other",16,"E8",26.01,21.62,8.18,10.49]
["CP","Other",16,"F6",203.56,136.26,43.92,44.22]
["CP","Other",16,"G1",17.98,11.22,9.65,10.1]
["CP","Other",16,"G5",53.41,45.63,2.0299999999999998,2.0299999999999998]
["CP","Other",16,"G6",39.92,27.72,11.09,11.09]
["CP","Other",16,"G7",74.95,63.87,18.95,18.95]
["CP","Other",16,"H1",34.47,28.62,11.25,14.41]
["CP","Other",16,"H2",254.2,203.53,65.41,77.55]
["CP","Other",16,"H6",215.89,146.29,28.79,30.22]
["CP","Other",16,"J1",141.41999999999999,111.22,44.85,44.64]
["CP","Other",16,"J3",58.37,44.21,17.14,17.88]
["CP","Other",16,"J4",9.11,6.75,4.13,4.9000000000000004]
["CP","Other",16,"J5",60.29,43.9,28.81,31.89]
["CP","Other",16,"J6",65.709999999999994,46.91,32.68,38.08]
["CP","Other",16,"J7",241.72,182.77,109.3,117.66]
["CP","Other",16,"J8",12.6,7.5,7.5,7.5]
["CP","Other",16,"K4",46.69,39.49,21.34,31.18]
["CP","Other",16,"K5",63.03,49.15,20.54,20.52]
["CP","Other",16,"K6",12.29,7.89,6.77,7.06]
["CP","Other",16,"L1",4.0999999999999996,2.34,2.34,2.34]
["CP","Other",16,"L2",123.51,91.39,68.55,68.53]
["CP","Other",16,"L3",312.45,240.09,96.77,97.04]
["CP","Other",16,"L5",117.19,86.29,46.14,48.1]
["CP","Other",16,"L7",40.15,28.16,17.38,17.329999999999998]
["CP","Other",16,"L8",30.2,19.260000000000002,15.47,15.88]
["CP","Other",16,"M4",11.58,7.34,5.71,5.7]
["CP","Other",16,"M5",22.66,16.62,14.16,14.4]
["CP","Other",16,"M6",3.92,2.33,2.33,2.33]
["CP","Other",16,"M7",2.12,1.26,1.26,1.26]
["CP","Other",16,"N1",216.47,169.3,56.71,58.19]
["CP","Other",16,"N2",147.35,110.29,61.2,71.069999999999993]
["CP","Other",16,"N3",541.23,453.74,122.99,122.2]
["CP","Other",16,"N4",49.46,30.74,28.84,28.84]
["CP","Other",16,"N5",73.83,61.64,6.67,6.91]
["CP","Other",16,"N6",66.88,54.18,9.8699999999999992,9.82]
["CP","Other",16,"P1",154.66999999999999,122.08,37.950000000000003,38.28]
["CP","Other",16,"P2",20.89,13.62,11.76,12.77]
["CP","Other",16,"P3",127.81,104.99,46.77,55.05]
["CP","Other",16,"P4",23,19.420000000000002,10.51,14.38]
["CP","Other",16,"P5",150.81,119.82,43.34,44.95]
["CP","Other",16,"P6",55.18,41.87,18.32,18.84]
["CP","Other",16,"P7",82.76,68.7,29.23,29.06]
["CP","Other",16,"P8",38.119999999999997,26.6,15.67,15.63]
["CP","Other",16,"Q2",475.67,375.17,132.6,139.66]
["CP","Other",16,"Q4",26.25,15.79,13.47,13.46]
["CP","Other",16,"Q5",28.35,18.75,13.38,13.35]
["CP","Other",16,"Q6",7.7,4.95,3.88,3.87]
["CP","Other",16,"Q7",104.19,81.22,49.85,57.24]
["CP","Other",16,"Q8",12.11,6.01,6.01,6.01]
["CP","Other",16,"R4",65.599999999999994,45.49,30.53,32.409999999999997]
["CP","Other",16,"R5",9.8000000000000007,6.05,5.39,5.39]
["CP","Other",16,"R6",98.71,79.62,38.200000000000003,49.85]
["CP","Other",16,"S1",104.19,70.55,52.43,55.27]
["CP","Other",16,"S2",48.79,41.25,20.38,25.35]
["CP","Other",16,"S3",11.38,6.76,6.76,6.76]
["CP","Other",16,"S4",20,14.8,9,8.99]
["CP","Other",16,"S5",43.84,33.270000000000003,20.100000000000001,23.54]
["CP","Other",16,"S6",5,2.97,2.97,2.97]
["CP","Other",16,"T1",23.94,19.62,8.4499999999999993,12.36]
["CP","Other",16,"T2",24.46,16.91,9.8699999999999992,9.83]
["CP","Other",16,"T3",9,5.85,0,0]
["CP","Other",16,"T4",18.87,13.16,9.33,9.51]
["CP","Other",16,"T5",19.52,9.92,4.0599999999999996,5.77]
["CP","Other",17,"A1",265.14999999999998,189.51,97.27,103.97]
["CP","Other",17,"A3",8.1,5.99,2.65,2.63]
["CP","Other",17,"A4",69.73,53.43,28,28.56]
["CP","Other",17,"A6",263.95,210.08,101.84,106.73]
["CP","Other",17,"A7",90.52,69.16,17.899999999999999,17.8]
["CP","Other",17,"A8",260.52,196.34,64.97,64.94]
["CP","Other",17,"A9",26.18,17.72,10.84,10.82]
["CP","Other",17,"B1",122.43,89.39,51.56,52.8]
["CP","Other",17,"B2",438.89,350.19,67.819999999999993,67.62]
["CP","Other",17,"B3",4.91,2.92,2.92,2.92]
["CP","Other",17,"B4",137.69,117.95,15,14.98]
["CP","Other",17,"C1",27.73,17.78,12.7,12.7]
["CP","Other",17,"C2",163.22999999999999,133.41999999999999,61.38,61.15]
["CP","Other",17,"C3",364.7,293.7,179.29,199.55]
["CP","Other",17,"C4",19.850000000000001,17.54,1.31,1.31]
["CP","Other",17,"C5",50.78,34.4,17.48,17.48]
["CP","Other",17,"C7",123.51,98.08,8.1300000000000008,8.1300000000000008]
["CP","Other",17,"D4",91.47,56.43,47.78,47.77]
["CP","Other",17,"D5",16.489999999999998,9.94,9.94,9.94]
["CP","Other",17,"D6",49.85,34.340000000000003,22.54,22.54]
["CP","Other",17,"E1",78.599999999999994,65.099999999999994,14.28,14.7]
["CP","Other",17,"E7",24.82,20.82,5.79,6.7]
["CP","Other",17,"E8",31.23,26.45,8.84,11.51]
["CP","Other",17,"F6",230.19,163.62,45.15,45.6]
["CP","Other",17,"G1",19.5,12.48,10.36,11.02]
["CP","Other",17,"G5",53.41,45.63,2.0299999999999998,2.0299999999999998]
["CP","Other",17,"G6",50.24,38.18,11.11,11.11]
["CP","Other",17,"G7",83.85,71.66,24.59,24.58]
["CP","Other",17,"H1",46.39,39.28,14.86,19.47]
["CP","Other",17,"H2",311.8,260.64999999999998,68.709999999999994,81.78]
["CP","Other",17,"H6",307.94,241.63,30.68,32.340000000000003]
["CP","Other",17,"J1",156.65,126.94,46,45.78]
["CP","Other",17,"J3",49.06,36.39,13.52,14.55]
["CP","Other",17,"J4",9.98,7.47,4.47,5.35]
["CP","Other",17,"J5",70.7,53.23,32.700000000000003,37.19]
["CP","Other",17,"J6",77.16,56.8,37.770000000000003,45.16]
["CP","Other",17,"J7",266.86,205.72,122,134.28]
["CP","Other",17,"J8",12.83,7.68,7.68,7.68]
["CP","Other",17,"K4",53.47,45.44,24.46,35.840000000000003]
["CP","Other",17,"K5",71.489999999999995,56.97,21.04,21.02]
["CP","Other",17,"K6",13.41,8.7899999999999991,7.51,7.84]
["CP","Other",17,"L1",4.4800000000000004,2.64,2.64,2.64]
["CP","Other",17,"L2",152.02000000000001,116.11,86.34,86.33]
["CP","Other",17,"L3",334.93,258.79000000000002,105.64,106.1]
["CP","Other",17,"L5",132.25,98.48,51.18,54.09]
["CP","Other",17,"L7",43.13,30.38,18.489999999999998,18.43]
["CP","Other",17,"L8",32.21,20.9,16.3,16.91]
["CP","Other",17,"M4",12.24,7.82,5.98,5.97]
["CP","Other",17,"M5",23.45,17.22,14.63,14.91]
["CP","Other",17,"M6",3.92,2.33,2.33,2.33]
["CP","Other",17,"M7",2.12,1.26,1.26,1.26]
["CP","Other",17,"N1",242.76,193.44,60.42,62.64]
["CP","Other",17,"N2",180.05,138.33000000000001,73.650000000000006,87.74]
["CP","Other",17,"N3",562.11,471.85,127.05,126.23]
["CP","Other",17,"N4",50.81,31.73,29.69,29.69]
["CP","Other",17,"N5",75.06,62.64,7.14,7.49]
["CP","Other",17,"N6",69.760000000000005,56.31,10.82,10.76]
["CP","Other",17,"P1",170.47,135.63,41.21,41.73]
["CP","Other",17,"P2",21.72,14.33,12.18,13.35]
["CP","Other",17,"P3",164.69,138.21,57.02,69.08]
["CP","Other",17,"P4",32.18,27.5,14.52,20.16]
["CP","Other",17,"P5",158.46,126.53,45.63,47.97]
["CP","Other",17,"P6",66.33,51.93,20.16,20.92]
["CP","Other",17,"P7",84,69.599999999999994,29.67,29.51]
["CP","Other",17,"P8",42.13,29.92,16.649999999999999,16.600000000000001]
["CP","Other",17,"Q2",524.16999999999996,413.59,151.07,161.53]
["CP","Other",17,"Q4",27.16,16.41,13.8,13.78]
["CP","Other",17,"Q5",30.11,20.05,14,13.97]
["CP","Other",17,"Q6",8.0299999999999994,5.2,3.99,3.98]
["CP","Other",17,"Q7",120.84,95.19,57.04,66.760000000000005]
["CP","Other",17,"Q8",12.6,6.29,6.29,6.29]
["CP","Other",17,"R4",73.84,52.35,34.04,36.79]
["CP","Other",17,"R5",10,6.2,5.46,5.45]
["CP","Other",17,"R6",112.4,90.82,43.52,57]
["CP","Other",17,"S1",115.45,79.84,57.46,61.61]
["CP","Other",17,"S2",61.32,52.2,26.04,33.29]
["CP","Other",17,"S3",11.38,6.76,6.76,6.76]
["CP","Other",17,"S4",22.38,16.559999999999999,10.31,10.3]
["CP","Other",17,"S5",54.46,42.44,25.03,30.04]
["CP","Other",17,"S6",5,2.97,2.97,2.97]
["CP","Other",17,"T1",29.14,24.94,10.72,15.71]
["CP","Other",17,"T2",26.64,18.52,10.58,10.54]
["CP","Other",17,"T3",9,7.2,0,0]
["CP","Other",17,"T4",20.12,14.16,9.93,10.199999999999999]
["CP","Other",17,"T5",29.44,14.35,5.96,8.34]
["CP","Other",18,"A1",298.29000000000002,227.89,100.56,107.62]
["CP","Other",18,"A3",8.5500000000000007,6.33,2.79,2.78]
["CP","Other",18,"A4",93.48,76.58,36.53,37.119999999999997]
["CP","Other",18,"A6",291.45999999999998,237.65,111.56,116.66]
["CP","Other",18,"A7",109.69,92.83,18.5,18.41]
["CP","Other",18,"A8",278.38,218.98,65.38,65.349999999999994]
["CP","Other",18,"A9",30.5,21.77,12.36,12.34]
["CP","Other",18,"B1",143.85,108.44,56.1,57.41]
["CP","Other",18,"B2",514.34,442.02,73.09,72.88]
["CP","Other",18,"B3",4.91,2.92,2.92,2.92]
["CP","Other",18,"B4",150.94999999999999,130.28,16.43,16.41]
["CP","Other",18,"C1",30.48,21.3,12.7,12.7]
["CP","Other",18,"C2",167.63,138.52000000000001,62.54,62.31]
["CP","Other",18,"C3",419.43,335.89,212.29,233.62]
["CP","Other",18,"C4",34.15,31.51,1.31,1.31]
["CP","Other",18,"C5",59.98,46.16,17.489999999999998,17.489999999999998]
["CP","Other",18,"C7",167.43,153.04,9.56,9.56]
["CP","Other",18,"D4",95.65,61.62,47.88,47.87]
["CP","Other",18,"D5",19.829999999999998,12.18,12.18,12.18]
["CP","Other",18,"D6",54,38.979999999999997,23.11,23.11]
["CP","Other",18,"E1",83.22,70.08,15.35,15.79]
["CP","Other",18,"E7",37.56,32.869999999999997,5.89,6.84]
["CP","Other",18,"E8",43.63,38.15,9.0399999999999991,11.83]
["CP","Other",18,"F6",262.14999999999998,202.32,47.3,47.77]
["CP","Other",18,"G1",20.97,13.49,11.26,11.95]
["CP","Other",18,"G5",53.41,46.03,2.0299999999999998,2.0299999999999998]
["CP","Other",18,"G6",70.180000000000007,59.55,11.13,11.13]
["CP","Other",18,"G7",96.57,82.54,32.82,32.81]
["CP","Other",18,"H1",61.97,53.4,16.64,21.51]
["CP","Other",18,"H2",416.76,371.14,71.36,84.59]
["CP","Other",18,"H6",420.64,380.23,31.95,33.65]
["CP","Other",18,"J1",180.9,153.85,51.44,51.22]
["CP","Other",18,"J3",56.19,43.36,15.81,16.89]
["CP","Other",18,"J4",10.32,7.74,4.5999999999999996,5.52]
["CP","Other",18,"J5",79.819999999999993,61.23,36.69,41.43]
["CP","Other",18,"J6",81.72,60.29,40.229999999999997,48.01]
["CP","Other",18,"J7",274.88,214.25,127.67,140.66]
["CP","Other",18,"J8",14.21,8.61,8.61,8.61]
["CP","Other",18,"K4",57.52,48.6,26.75,38.6]
["CP","Other",18,"K5",99.12,82.38,22.89,22.87]
["CP","Other",18,"K6",18.04,11.92,10.59,10.93]
["CP","Other",18,"L1",6.6,4.05,4.05,4.05]
["CP","Other",18,"L2",193.85,150.88999999999999,113.07,113.06]
["CP","Other",18,"L3",361.11,281.33999999999997,118.13,118.62]
["CP","Other",18,"L5",144.43,108.71,53.86,56.93]
["CP","Other",18,"L7",46.2,32.56,20.03,19.97]
["CP","Other",18,"L8",32.950000000000003,21.49,16.63,17.27]
["CP","Other",18,"M4",13.21,8.48,6.55,6.54]
["CP","Other",18,"M5",30.08,22.14,18.850000000000001,19.14]
["CP","Other",18,"M6",3.92,2.33,2.33,2.33]
["CP","Other",18,"M7",2.12,1.26,1.26,1.26]
["CP","Other",18,"N1",291.79000000000002,241.31,63.58,65.92]
["CP","Other",18,"N2",207.36,161.16,81.39,96.26]
["CP","Other",18,"N3",578.25,492.06,129.08000000000001,128.25]
["CP","Other",18,"N4",58.22,36.93,34.479999999999997,34.47]
["CP","Other",18,"N5",75.48,63.44,7.29,7.66]
["CP","Other",18,"N6",71.19,57.69,11.28,11.22]
["CP","Other",18,"P1",200.83,163.69,43.93,44.47]
["CP","Other",18,"P2",22.95,15.2,12.96,14.18]
["CP","Other",18,"P3",227.74,194.94,66.459999999999994,79.2]
["CP","Other",18,"P4",33.840000000000003,28.96,15.25,21.2]
["CP","Other",18,"P5",170.52,137.68,47.45,49.92]
["CP","Other",18,"P6",98.71,80.510000000000005,25.14,25.95]
["CP","Other",18,"P7",85.3,71.05,30.3,30.13]
["CP","Other",18,"P8",49.77,36.5,18.12,18.07]
["CP","Other",18,"Q2",549.95000000000005,433.36,162.16,173.2]
["CP","Other",18,"Q4",27.71,16.77,14.01,13.99]
["CP","Other",18,"Q5",31.61,21.12,14.73,14.7]
["CP","Other",18,"Q6",8.19,5.32,4.04,4.03]
["CP","Other",18,"Q7",137.63999999999999,107.9,66.78,76.97]
["CP","Other",18,"Q8",13.67,6.93,6.93,6.93]
["CP","Other",18,"R4",78.02,55.57,36.229999999999997,39.14]
["CP","Other",18,"R5",10.1,6.28,5.49,5.49]
["CP","Other",18,"R6",117.74,95.1,45.52,59.56]
["CP","Other",18,"S1",120.86,83.89,60.26,64.64]
["CP","Other",18,"S2",65.83,55.82,28.54,36.21]
["CP","Other",18,"S3",11.38,6.76,6.76,6.76]
["CP","Other",18,"S4",23.88,17.670000000000002,11.07,11.06]
["CP","Other",18,"S5",60.32,46.89,28.5,33.799999999999997]
["CP","Other",18,"S6",5,2.97,2.97,2.97]
["CP","Other",18,"T1",30.27,26.67,11.22,16.440000000000001]
["CP","Other",18,"T2",27.74,19.32,10.95,10.9]
["CP","Other",18,"T3",9,8.51,0,0]
["CP","Other",18,"T4",22.3,15.68,11.24,11.52]
["CP","Other",18,"T5",30.08,14.92,6.76,9.27]
["CP","Other",19,"A1",324.32,249.38,107.47,114.57]
["CP","Other",19,"A3",8.49,6.28,2.78,2.76]
["CP","Other",19,"A4",102.16,83.97,39.049999999999997,39.64]
["CP","Other",19,"A6",308.98,252.98,118.16,123.47]
["CP","Other",19,"A7",117.83,100.61,18.57,18.47]
["CP","Other",19,"A8",286.31,226.92,65.489999999999995,65.45]
["CP","Other",19,"A9",32.06,23.17,12.94,12.93]
["CP","Other",19,"B1",175.91,135.93,63.38,64.69]
["CP","Other",19,"B2",556.53,480.2,79.33,79.12]
["CP","Other",19,"B3",4.91,2.92,2.92,2.92]
["CP","Other",19,"B4",169.7,148.01,17.87,17.850000000000001]
["CP","Other",19,"C1",31.75,22.5,12.7,12.7]
["CP","Other",19,"C2",180.9,149.53,68.489999999999995,68.260000000000005]
["CP","Other",19,"C3",445.01,355.96,226.74,248.32]
["CP","Other",19,"C4",54.2,50.46,1.31,1.31]
["CP","Other",19,"C5",64.25,50.18,17.510000000000002,17.510000000000002]
["CP","Other",19,"C7",187.46,171.88,10.16,10.16]
["CP","Other",19,"D4",97.51,63.35,47.91,47.9]
["CP","Other",19,"D5",20.99,13.12,13.12,13.12]
["CP","Other",19,"D6",61.26,44.62,25.95,25.95]
["CP","Other",19,"E1",85.25,71.930000000000007,15.86,16.309999999999999]
["CP","Other",19,"E7",56.56,50.84,5.99,6.98]
["CP","Other",19,"E8",61.98,55.46,9.23,12.13]
["CP","Other",19,"F6",284.19,221.32,51.89,52.36]
["CP","Other",19,"G1",21.43,13.84,11.61,12.3]
["CP","Other",19,"G5",53.41,46.53,2.0299999999999998,2.0299999999999998]
["CP","Other",19,"G6",92.16,80.319999999999993,11.15,11.15]
["CP","Other",19,"G7",102.06,87.31,36.380000000000003,36.369999999999997]
["CP","Other",19,"H1",81.180000000000007,71.45,17.14,22.01]
["CP","Other",19,"H2",537.94000000000005,484.47,75.569999999999993,88.81]
["CP","Other",19,"H6",484.17,440.31,32.119999999999997,33.83]
["CP","Other",19,"J1",191.21,164.17,53.75,53.54]
["CP","Other",19,"J3",58.96,45.8,16.72,17.82]
["CP","Other",19,"J4",10.44,7.85,4.66,5.61]
["CP","Other",19,"J5",87.32,67.02,40.15,44.89]
["CP","Other",19,"J6",82.85,61.21,41.04,48.89]
["CP","Other",19,"J7",276.64999999999998,218.01,130.69999999999999,143.69]
["CP","Other",19,"J8",14.68,8.99,8.99,8.99]
["CP","Other",19,"K4",60.14,50.89,28.2,40.51]
["CP","Other",19,"K5",140.87,120.97,25.46,25.44]
["CP","Other",19,"K6",19.63,13.22,11.86,12.22]
["CP","Other",19,"L1",7.35,4.6500000000000004,4.6500000000000004,4.6500000000000004]
["CP","Other",19,"L2",220.15,172.54,128.78,128.76]
["CP","Other",19,"L3",376.24,293.39999999999998,125.73,126.21]
["CP","Other",19,"L5",158.05000000000001,120.51,56.53,59.61]
["CP","Other",19,"L7",48.7,34.44,21.41,21.36]
["CP","Other",19,"L8",33.020000000000003,21.56,16.72,17.36]
["CP","Other",19,"M4",13.45,8.67,6.75,6.73]
["CP","Other",19,"M5",32.1,23.64,20.13,20.43]
["CP","Other",19,"M6",3.92,2.33,2.33,2.33]
["CP","Other",19,"M7",2.12,1.26,1.26,1.26]
["CP","Other",19,"N1",350.6,297.37,64.819999999999993,67.17]
["CP","Other",19,"N2",229.58,181.71,83.62,98.54]
["CP","Other",19,"N3",582.13,499.51,128.86000000000001,128.03]
["CP","Other",19,"N4",60.64,38.78,36.22,36.21]
["CP","Other",19,"N5",75.44,64.010000000000005,7.28,7.65]
["CP","Other",19,"N6",71.010000000000005,57.95,11.22,11.16]
["CP","Other",19,"P1",240.79,201.41,45.63,46.18]
["CP","Other",19,"P2",23.5,15.66,13.34,14.6]
["CP","Other",19,"P3",303.22000000000003,265.27,69.39,82.13]
["CP","Other",19,"P4",33.840000000000003,28.96,15.25,21.2]
["CP","Other",19,"P5",199.32,162.09,55.38,57.85]
["CP","Other",19,"P6",137.96,117.31,27.09,27.89]
["CP","Other",19,"P7",86.24,72.37,30.79,30.62]
["CP","Other",19,"P8",57.59,43.87,18.57,18.52]
["CP","Other",19,"Q2",567.1,446.95,171.27,182.32]
["CP","Other",19,"Q4",27.83,16.82,14.08,14.06]
["CP","Other",19,"Q5",31.74,21.23,14.89,14.86]
["CP","Other",19,"Q6",8.17,5.3,4.03,4.03]
["CP","Other",19,"Q7",141.93,111.23,69.56,79.92]
["CP","Other",19,"Q8",14.23,7.28,7.28,7.28]
["CP","Other",19,"R4",78.53,56.11,36.85,39.76]
["CP","Other",19,"R5",10.09,6.27,5.49,5.48]
["CP","Other",19,"R6",119.61,96.8,46.38,60.96]
["CP","Other",19,"S1",124.57,86.67,62.32,66.7]
["CP","Other",19,"S2",67.180000000000007,57.04,29.45,37.119999999999997]
["CP","Other",19,"S3",11.38,6.76,6.76,6.76]
["CP","Other",19,"S4",27.88,20.63,13.03,13.02]
["CP","Other",19,"S5",62.32,48.59,30.03,35.33]
["CP","Other",19,"S6",5,2.97,2.97,2.97]
["CP","Other",19,"T1",30.73,27.07,11.42,16.75]
["CP","Other",19,"T2",27.63,19.239999999999998,10.92,10.87]
["CP","Other",19,"T3",9,8.51,0,0]
["CP","Other",19,"T4",24.82,17.579999999999998,12.62,12.91]
["CP","Other",19,"T5",30.16,14.99,7.85,10.37]
["CP","Other",20,"A1",337.81,260.22000000000003,111.21,118.33]
["CP","Other",20,"A3",8.91,6.59,2.91,2.89]
["CP","Other",20,"A4",106.27,87.44,40.299999999999997,40.89]
["CP","Other",20,"A6",317.48,261.05,121.52,127.02]
["CP","Other",20,"A7",122.93,105.2,19.12,19.02]
["CP","Other",20,"A8",302.02999999999997,242.05,65.849999999999994,65.819999999999993]
["CP","Other",20,"A9",33.26,24.23,13.51,13.49]
["CP","Other",20,"B1",193.28,151.16,66.95,68.260000000000005]
["CP","Other",20,"B2",577.37,499.17,83.16,82.95]
["CP","Other",20,"B3",4.91,2.92,2.92,2.92]
["CP","Other",20,"B4",191.92,169.24,18.8,18.78]
["CP","Other",20,"C1",32.299999999999997,23.02,12.7,12.7]
["CP","Other",20,"C2",186.23,154.56,70.849999999999994,70.62]
["CP","Other",20,"C3",457.13,366.08,233.76,255.58]
["CP","Other",20,"C4",66.2,61.82,1.31,1.31]
["CP","Other",20,"C5",66.14,51.95,17.53,17.53]
["CP","Other",20,"C7",199.51,183.27,10.6,10.6]
["CP","Other",20,"D4",98.56,64.27,48,47.99]
["CP","Other",20,"D5",21.73,13.83,13.83,13.83]
["CP","Other",20,"D6",64.22,46.91,27.08,27.08]
["CP","Other",20,"E1",97.08,83.12,16.260000000000002,16.73]
["CP","Other",20,"E7",68.11,61.76,6.08,7.11]
["CP","Other",20,"E8",73.22,66.06,9.42,12.42]
["CP","Other",20,"F6",305.43,240.6,54.03,54.5]
["CP","Other",20,"G1",21.84,14.17,11.92,12.61]
["CP","Other",20,"G5",53.41,47.03,2.0299999999999998,2.0299999999999998]
["CP","Other",20,"G6",104.88,92.33,11.17,11.17]
["CP","Other",20,"G7",117.79,101.77,40.19,40.18]
["CP","Other",20,"H1",92.93,82.51,17.55,22.42]
["CP","Other",20,"H2",607.65,550,77.760000000000005,91]
["CP","Other",20,"H6",517.05999999999995,471.04,32.880000000000003,34.6]
["CP","Other",20,"J1",196.36,169.97,55.51,55.3]
["CP","Other",20,"J3",60.75,47.39,17.52,18.63]
["CP","Other",20,"J4",10.75,8.1,4.7699999999999996,5.76]
["CP","Other",20,"J5",90.68,69.680000000000007,41.84,46.58]
["CP","Other",20,"J6",84.13,62.28,41.83,49.76]
["CP","Other",20,"J7",279.75,222.85,134.16999999999999,147.16]
["CP","Other",20,"J8",14.99,9.2799999999999994,9.2799999999999994,9.2799999999999994]
["CP","Other",20,"K4",62.44,52.97,29.48,42.22]
["CP","Other",20,"K5",165.35,143.82,26.73,26.71]
["CP","Other",20,"K6",20.77,14.27,12.86,13.23]
["CP","Other",20,"L1",7.84,5.1100000000000003,5.1100000000000003,5.1100000000000003]
["CP","Other",20,"L2",242.43,191.67,142.69999999999999,142.68]
["CP","Other",20,"L3",413.36,326.36,132.47,132.94999999999999]
["CP","Other",20,"L5",169.02,129.69,58.9,61.97]
["CP","Other",20,"L7",51.05,36.24,22.5,22.44]
["CP","Other",20,"L8",33.54,21.96,16.96,17.600000000000001]
["CP","Other",20,"M4",13.87,9,6.98,6.97]
["CP","Other",20,"M5",33.1,24.38,20.76,21.07]
["CP","Other",20,"M6",3.92,2.33,2.33,2.33]
["CP","Other",20,"M7",2.12,1.26,1.26,1.26]
["CP","Other",20,"N1",387.82,332.77,66.37,68.709999999999994]
["CP","Other",20,"N2",245.86,196.44,86.2,101.16]
["CP","Other",20,"N3",600.20000000000005,519.04999999999995,130.74,129.9]
["CP","Other",20,"N4",62.2,40.06,37.39,37.39]
["CP","Other",20,"N5",75.73,64.819999999999993,7.37,7.74]
["CP","Other",20,"N6",72.33,59.33,11.66,11.59]
["CP","Other",20,"P1",267.58999999999997,226.42,47.61,48.15]
["CP","Other",20,"P2",23.91,16.04,13.64,14.94]
["CP","Other",20,"P3",349.93,308.29000000000002,71.62,84.35]
["CP","Other",20,"P4",33.840000000000003,28.96,15.25,21.2]
["CP","Other",20,"P5",213.25,174.48,58.5,60.97]
["CP","Other",20,"P6",162.29,140.22,28.72,29.52]
["CP","Other",20,"P7",87.18,73.69,31.19,31.01]
["CP","Other",20,"P8",63.43,49.21,19.28,19.23]
["CP","Other",20,"Q2",598.91,473.72,179.87,190.89]
["CP","Other",20,"Q4",28.33,17.14,14.27,14.25]
["CP","Other",20,"Q5",32.65,21.94,15.28,15.25]
["CP","Other",20,"Q6",8.32,5.41,4.08,4.07]
["CP","Other",20,"Q7",146.28,114.63,71.78,82.3]
["CP","Other",20,"Q8",14.7,7.59,7.59,7.59]
["CP","Other",20,"R4",80.510000000000005,57.77,37.909999999999997,40.82]
["CP","Other",20,"R5",10.18,6.34,5.52,5.51]
["CP","Other",20,"R6",124.55,100.76,48.24,63.33]
["CP","Other",20,"S1",127.51,88.92,63.78,68.16]
["CP","Other",20,"S2",67.91,57.83,30.03,37.69]
["CP","Other",20,"S3",11.38,6.76,6.76,6.76]
["CP","Other",20,"S4",29.71,21.99,13.88,13.87]
["CP","Other",20,"S5",64.11,50.22,31.33,36.619999999999997]
["CP","Other",20,"S6",5,2.97,2.97,2.97]
["CP","Other",20,"T1",31.17,27.46,11.61,17.05]
["CP","Other",20,"T2",28.65,19.98,11.26,11.21]
["CP","Other",20,"T3",9,8.51,0,0]
["CP","Other",20,"T4",26.12,18.62,13.38,13.67]
["CP","Other",20,"T5",30.23,15.05,8.09,10.63]
["CP","Other",21,"A1",349.77,270.33999999999997,113.32,120.48]
["CP","Other",21,"A3",9.1999999999999993,6.8,3.01,2.98]
["CP","Other",21,"A4",111.07,91.59,41.5,42.09]
["CP","Other",21,"A6",325.07,267.61,124.03,129.72]
["CP","Other",21,"A7",129.01,110.64,19.54,19.440000000000001]
["CP","Other",21,"A8",317.58999999999997,256.52999999999997,66.150000000000006,66.11]
["CP","Other",21,"A9",34.53,25.38,14.07,14.05]
["CP","Other",21,"B1",209.14,165.59,69.17,70.47]
["CP","Other",21,"B2",600.79999999999995,520.64,85.89,85.67]
["CP","Other",21,"B3",4.91,2.92,2.92,2.92]
["CP","Other",21,"B4",213.61,189.62,19.510000000000002,19.489999999999998]
["CP","Other",21,"C1",33.08,23.76,12.7,12.7]
["CP","Other",21,"C2",188.94,156.66999999999999,71.88,71.650000000000006]
["CP","Other",21,"C3",466.87,373.67,239.59,261.64]
["CP","Other",21,"C4",79.78,74.66,1.31,1.31]
["CP","Other",21,"C5",68.760000000000005,54.41,17.54,17.54]
["CP","Other",21,"C7",214.53,197.49,11.09,11.09]
["CP","Other",21,"D4",99.87,65.44,48.08,48.07]
["CP","Other",21,"D5",22.51,14.59,14.59,14.59]
["CP","Other",21,"D6",66.11,48.47,27.59,27.59]
["CP","Other",21,"E1",107.96,93.43,16.690000000000001,17.170000000000002]
["CP","Other",21,"E7",81.06,74.02,6.18,7.24]
["CP","Other",21,"E8",85.79,77.930000000000007,9.6,12.7]
["CP","Other",21,"F6",325.55,259.27,55.22,55.7]
["CP","Other",21,"G1",22.25,14.5,12.23,12.92]
["CP","Other",21,"G5",53.41,47.03,2.0299999999999998,2.0299999999999998]
["CP","Other",21,"G6",119.59,106.22,11.18,11.18]
["CP","Other",21,"G7",133.22,115.9,44.5,44.49]
["CP","Other",21,"H1",106.07,94.89,17.989999999999998,22.86]
["CP","Other",21,"H2",685.69,623.52,79.150000000000006,92.38]
["CP","Other",21,"H6",558.5,509.97,33.479999999999997,35.21]
["CP","Other",21,"J1",202.87,176.17,57.4,57.19]
["CP","Other",21,"J3",62.76,49.24,18.329999999999998,19.46]
["CP","Other",21,"J4",11,8.3000000000000007,4.87,5.89]
["CP","Other",21,"J5",93.15,71.73,43.03,47.77]
["CP","Other",21,"J6",85.31,63.29,42.62,50.61]
["CP","Other",21,"J7",282.42,226.62,137.57,150.55000000000001]
["CP","Other",21,"J8",15.31,9.59,9.59,9.59]
["CP","Other",21,"K4",64.7,55.03,30.76,43.92]
["CP","Other",21,"K5",191.76,168.59,27.61,27.59]
["CP","Other",21,"K6",21.92,15.37,13.92,14.3]
["CP","Other",21,"L1",8.36,5.59,5.59,5.59]
["CP","Other",21,"L2",265.10000000000002,211.52,157.31,157.29]
["CP","Other",21,"L3",445.84,355.53,138.38,138.85]
["CP","Other",21,"L5",178.33,137.77000000000001,60.34,63.41]
["CP","Other",21,"L7",52.56,37.44,23.26,23.2]
["CP","Other",21,"L8",33.950000000000003,22.28,17.16,17.809999999999999]
["CP","Other",21,"M4",14.22,9.2899999999999991,7.2,7.19]
["CP","Other",21,"M5",34.049999999999997,25.1,21.35,21.68]
["CP","Other",21,"M6",3.92,2.33,2.33,2.33]
["CP","Other",21,"M7",2.12,1.26,1.26,1.26]
["CP","Other",21,"N1",428.77,371.13,67.64,69.98]
["CP","Other",21,"N2",262.95,212.13,88.66,103.66]
["CP","Other",21,"N3",616.15,533.29999999999995,132.04,131.19]
["CP","Other",21,"N4",63.73,41.35,38.6,38.6]
["CP","Other",21,"N5",75.930000000000007,64.97,7.44,7.81]
["CP","Other",21,"N6",73.239999999999995,60,11.95,11.89]
["CP","Other",21,"P1",296.02999999999997,252.74,49.18,49.71]
["CP","Other",21,"P2",24.33,16.43,13.95,15.3]
["CP","Other",21,"P3",401.87,356.44,73.89,86.63]
["CP","Other",21,"P4",33.840000000000003,28.96,15.25,21.2]
["CP","Other",21,"P5",224.43,184.47,59.85,62.33]
["CP","Other",21,"P6",189.33,165.77,30.41,31.22]
["CP","Other",21,"P7",87.8,74.13,31.44,31.27]
["CP","Other",21,"P8",69.53,54.87,19.920000000000002,19.87]
["CP","Other",21,"Q2",621.73,492.85,185.42,196.41]
["CP","Other",21,"Q4",28.72,17.39,14.42,14.41]
["CP","Other",21,"Q5",33.33,22.48,15.61,15.57]
["CP","Other",21,"Q6",8.42,5.49,4.12,4.1100000000000003]
["CP","Other",21,"Q7",150,117.58,73.790000000000006,84.46]
["CP","Other",21,"Q8",15.19,7.9,7.9,7.9]
["CP","Other",21,"R4",82.05,59.13,38.85,41.75]
["CP","Other",21,"R5",10.24,6.38,5.54,5.53]
["CP","Other",21,"R6",128.56,104.02,49.78,65.37]
["CP","Other",21,"S1",129.43,90.44,64.819999999999993,69.2]
["CP","Other",21,"S2",68.53,58.41,30.58,38.24]
["CP","Other",21,"S3",11.38,6.76,6.76,6.76]
["CP","Other",21,"S4",30.61,22.65,14.3,14.29]
["CP","Other",21,"S5",65.58,51.64,32.54,37.83]
["CP","Other",21,"S6",5,2.97,2.97,2.97]
["CP","Other",21,"T1",34.450000000000003,30.53,11.79,17.34]
["CP","Other",21,"T2",29.36,20.5,11.49,11.44]
["CP","Other",21,"T3",14.14,13.37,0,0]
["CP","Other",21,"T4",26.94,19.309999999999999,13.93,14.22]
["CP","Other",21,"T5",39.29,17.09,10.1,12.66]
["CP","Other",22,"A1",363.13,281.77999999999997,115.66,123.18]
["CP","Other",22,"A3",9.61,7.11,3.14,3.12]
["CP","Other",22,"A4",116.07,95.93,42.65,43.24]
["CP","Other",22,"A6",341.01,281.45,129.85,137.81]
["CP","Other",22,"A7",135.88,116.75,20.09,19.989999999999998]
["CP","Other",22,"A8",332.49,270.33999999999997,66.52,66.48]
["CP","Other",22,"A9",35.96,26.52,14.54,14.52]
["CP","Other",22,"B1",225.22,180.13,70.680000000000007,71.98]
["CP","Other",22,"B2",626.17999999999995,543.70000000000005,88.64,88.42]
["CP","Other",22,"B3",4.91,2.92,2.92,2.92]
["CP","Other",22,"B4",235.07,209.65,20.05,20.02]
["CP","Other",22,"C1",33.909999999999997,24.55,12.7,12.7]
["CP","Other",22,"C2",190.63,158.05000000000001,72.400000000000006,72.16]
["CP","Other",22,"C3",486.3,389.73,249.35,274.23]
["CP","Other",22,"C4",94.57,88.63,1.31,1.31]
["CP","Other",22,"C5",71.58,57.06,17.559999999999999,17.559999999999999]
["CP","Other",22,"C7",230.18,212.16,11.45,11.45]
["CP","Other",22,"D4",101.32,66.739999999999995,48.18,48.17]
["CP","Other",22,"D5",23.32,15.16,15.16,15.16]
["CP","Other",22,"D6",67.56,49.71,27.86,27.86]
["CP","Other",22,"E1",118.44,103.17,17.309999999999999,17.97]
["CP","Other",22,"E7",96.7,88.69,6.93,8.39]
["CP","Other",22,"E8",103.97,94.78,11.75,16.04]
["CP","Other",22,"F6",344.47,276.8,56.01,56.48]
["CP","Other",22,"G1",22.69,14.79,12.49,13.18]
["CP","Other",22,"G5",53.41,47.03,2.0299999999999998,2.0299999999999998]
["CP","Other",22,"G6",135.59,121.33,11.2,11.2]
["CP","Other",22,"G7",152.66,133.36000000000001,52.13,52.13]
["CP","Other",22,"H1",120.38,108.27,18.34,23.21]
["CP","Other",22,"H2",769.93,702.74,80.040000000000006,93.28]
["CP","Other",22,"H6",604.28,552.80999999999995,34.42,36.26]
["CP","Other",22,"J1",209.82,182.24,58.81,58.59]
["CP","Other",22,"J3",65.66,51.66,19.309999999999999,20.62]
["CP","Other",22,"J4",12.81,9.8699999999999992,5.64,7.05]
["CP","Other",22,"J5",95.26,73.38,43.88,48.62]
["CP","Other",22,"J6",89.68,66.930000000000007,44.64,53.43]
["CP","Other",22,"J7",285.49,228.82,139.21,152.19]
["CP","Other",22,"J8",15.64,9.83,9.83,9.83]
["CP","Other",22,"K4",86.16,73.81,40.28,58.47]
["CP","Other",22,"K5",220.06,195.09,28.2,28.18]
["CP","Other",22,"K6",23.7,16.739999999999998,14.98,15.5]
["CP","Other",22,"L1",8.9,5.97,5.97,5.97]
["CP","Other",22,"L2",302.95999999999998,244.25,181.73,181.71]
["CP","Other",22,"L3",480.33,385.92,146.69,147.15]
["CP","Other",22,"L5",188.78,146.76,61.88,64.930000000000007]
["CP","Other",22,"L7",54.26,38.68,23.97,23.9]
["CP","Other",22,"L8",34.47,22.64,17.36,18.010000000000002]
["CP","Other",22,"M4",14.65,9.59,7.41,7.4]
["CP","Other",22,"M5",35.44,26.19,22.14,22.58]
["CP","Other",22,"M6",3.92,2.33,2.33,2.33]
["CP","Other",22,"M7",2.12,1.26,1.26,1.26]
["CP","Other",22,"N1",473.75,412.98,68.92,71.25]
["CP","Other",22,"N2",283.99,230.78,91.8,107.31]
["CP","Other",22,"N3",632.92999999999995,547.97,133.91999999999999,133.06]
["CP","Other",22,"N4",65.319999999999993,42.45,39.61,39.61]
["CP","Other",22,"N5",76.22,65.180000000000007,7.53,7.9]
["CP","Other",22,"N6",74.56,60.98,12.39,12.32]
["CP","Other",22,"P1",328.05,282.23,51.38,51.91]
["CP","Other",22,"P2",26.73,18.5,15.06,16.93]
["CP","Other",22,"P3",467.72,410.87,78.28,91.01]
["CP","Other",22,"P4",33.840000000000003,28.96,15.25,21.2]
["CP","Other",22,"P5",234.9,194.09,60.51,62.98]
["CP","Other",22,"P6",218.82,193.13,31.76,32.56]
["CP","Other",22,"P7",88.5,74.63,31.72,31.54]
["CP","Other",22,"P8",76.41,61.07,20.53,20.48]
["CP","Other",22,"Q2",645.91999999999996,512.4,191.26,202.23]
["CP","Other",22,"Q4",29.22,17.72,14.61,14.59]
["CP","Other",22,"Q5",34.25,23.15,15.97,15.93]
["CP","Other",22,"Q6",8.57,5.6,4.16,4.16]
["CP","Other",22,"Q7",161.19999999999999,126.93,78.89,91.38]
["CP","Other",22,"Q8",15.68,8.17,8.17,8.17]
["CP","Other",22,"R4",84.06,60.59,39.700000000000003,42.6]
["CP","Other",22,"R5",10.34,6.45,5.57,5.56]
["CP","Other",22,"R6",156.34,128.09,61.63,83.22]
["CP","Other",22,"S1",131.47999999999999,91.9,65.739999999999995,70.12]
["CP","Other",22,"S2",69.12,58.82,30.98,38.64]
["CP","Other",22,"S3",11.38,6.76,6.76,6.76]
["CP","Other",22,"S4",31.23,23.11,14.57,14.56]
["CP","Other",22,"S5",67.209999999999994,52.8,33.43,38.72]
["CP","Other",22,"S6",5,2.97,2.97,2.97]
["CP","Other",22,"T1",42.35,37.67,14,20.76]
["CP","Other",22,"T2",30.39,21.25,11.83,11.78]
["CP","Other",22,"T3",19.29,18.23,0,0]
["CP","Other",22,"T4",27.65,19.82,14.33,14.62]
["CP","Other",22,"T5",40.090000000000003,17.79,10.45,13.2]
["CP","Other",23,"A1",374,291.31,116.82,124.38]
["CP","Other",23,"A3",9.65,7.14,3.16,3.13]
["CP","Other",23,"A4",121.14,100.37,43.73,44.32]
["CP","Other",23,"A6",348.36,287.79000000000002,131.82,140.02000000000001]
["CP","Other",23,"A7",142.01,122.4,20.260000000000002,20.16]
["CP","Other",23,"A8",361.86,297.3,66.680000000000007,66.64]
["CP","Other",23,"A9",37.17,27.51,14.94,14.92]
["CP","Other",23,"B1",243.29,196.67,72.010000000000005,73.319999999999993]
["CP","Other",23,"B2",651.28,566.85,90.69,90.46]
["CP","Other",23,"B3",4.91,2.92,2.92,2.92]
["CP","Other",23,"B4",271.24,243.08,20.47,20.440000000000001]
["CP","Other",23,"C1",34.82,25.4,12.7,12.7]
["CP","Other",23,"C2",192.27,159.38999999999999,72.87,72.64]
["CP","Other",23,"C3",495.05,396.4,254.39,279.57]
["CP","Other",23,"C4",112.26,105.36,1.31,1.31]
["CP","Other",23,"C5",74.63,59.93,17.579999999999998,17.579999999999998]
["CP","Other",23,"C7",246.86,227.79,11.83,11.83]
["CP","Other",23,"D4",102.7,68.010000000000005,48.22,48.21]
["CP","Other",23,"D5",24.17,15.75,15.75,15.75]
["CP","Other",23,"D6",69.06,51,28.11,28.11]
["CP","Other",23,"E1",128.32,112.39,17.64,18.32]
["CP","Other",23,"E7",113.63,104.67,7.02,8.52]
["CP","Other",23,"E8",120.38,110.27,11.98,16.39]
["CP","Other",23,"F6",363.62,294.64999999999998,56.66,57.13]
["CP","Other",23,"G1",23.07,15.04,12.73,13.42]
["CP","Other",23,"G5",66.760000000000005,59.04,2.0299999999999998,2.0299999999999998]
["CP","Other",23,"G6",154.5,139.19,11.22,11.22]
["CP","Other",23,"G7",170.46,149.38999999999999,58.51,58.5]
["CP","Other",23,"H1",137.38999999999999,124.2,18.68,23.55]
["CP","Other",23,"H2",868.83,795.92,80.77,94]
["CP","Other",23,"H6",653.11,598.88,34.64,36.5]
["CP","Other",23,"J1",217.27,188.74,60.28,60.07]
["CP","Other",23,"J3",67.77,53.41,19.940000000000001,21.27]
["CP","Other",23,"J4",12.99,10.029999999999999,5.72,7.17]
["CP","Other",23,"J5",97.44,75.08,44.73,49.47]
["CP","Other",23,"J6",90.77,67.72,45.26,54.13]
["CP","Other",23,"J7",287.33999999999997,230.12,140.46,153.44]
["CP","Other",23,"J8",15.99,10.07,10.07,10.07]
["CP","Other",23,"K4",88.91,76.14,41.63,60.35]
["CP","Other",23,"K5",253.85,226.76,28.81,28.79]
["CP","Other",23,"K6",24.92,17.600000000000001,15.81,16.350000000000001]
["CP","Other",23,"L1",9.4700000000000006,6.35,6.35,6.35]
["CP","Other",23,"L2",335.68,272.48,202.3,202.28]
["CP","Other",23,"L3",509.79,412.45,152.79,153.25]
["CP","Other",23,"L5",197.27,154.55000000000001,62.37,65.42]
["CP","Other",23,"L7",54.9,39.14,24.33,24.27]
["CP","Other",23,"L8",34.65,22.74,17.45,18.09]
["CP","Other",23,"M4",14.88,9.74,7.56,7.55]
["CP","Other",23,"M5",36.33,26.86,22.69,23.15]
["CP","Other",23,"M6",3.92,2.33,2.33,2.33]
["CP","Other",23,"M7",2.12,1.26,1.26,1.26]
["CP","Other",23,"N1",537.76,472.63,69.59,71.92]
["CP","Other",23,"N2",303.95999999999998,248.96,93.48,109.03]
["CP","Other",23,"N3",676.9,587.95000000000005,134.13999999999999,133.27000000000001]
["CP","Other",23,"N4",66.83,43.5,40.61,40.6]
["CP","Other",23,"N5",92.27,79.63,7.54,7.91]
["CP","Other",23,"N6",85.38,70.69,12.43,12.36]
["CP","Other",23,"P1",376.42,327.04000000000002,52.67,53.2]
["CP","Other",23,"P2",27.21,18.88,15.34,17.260000000000002]
["CP","Other",23,"P3",543.85,475.05,82.52,95.26]
["CP","Other",23,"P4",33.840000000000003,28.96,15.25,21.2]
["CP","Other",23,"P5",262.11,218.86,61.14,63.62]
["CP","Other",23,"P6",253.43,225.4,33.03,33.83]
["CP","Other",23,"P7",88.76,74.8,31.85,31.67]
["CP","Other",23,"P8",83.49,67.64,20.87,20.81]
["CP","Other",23,"Q2",679.82,542.55999999999995,193.31,204.28]
["CP","Other",23,"Q4",29.42,17.82,14.71,14.69]
["CP","Other",23,"Q5",34.5,23.33,16.12,16.079999999999998]
["CP","Other",23,"Q6",8.59,5.61,4.17,4.16]
["CP","Other",23,"Q7",163.97,129.07,80.459999999999994,93.15]
["CP","Other",23,"Q8",16.18,8.4600000000000009,8.4600000000000009,8.4600000000000009]
["CP","Other",23,"R4",84.76,61.08,40.130000000000003,43.03]
["CP","Other",23,"R5",10.35,6.46,5.57,5.57]
["CP","Other",23,"R6",159.24,130.6,62.87,85.09]
["CP","Other",23,"S1",132.47999999999999,92.59,66.319999999999993,70.7]
["CP","Other",23,"S2",69.73,59.26,31.39,39.06]
["CP","Other",23,"S3",11.38,6.76,6.76,6.76]
["CP","Other",23,"S4",31.62,23.4,14.77,14.76]
["CP","Other",23,"S5",68.319999999999993,53.58,34.17,39.46]
["CP","Other",23,"S6",5,2.97,2.97,2.97]
["CP","Other",23,"T1",45.75,40.85,14.24,21.12]
["CP","Other",23,"T2",30.51,21.33,11.88,11.83]
["CP","Other",23,"T3",24.43,23.09,0,0]
["CP","Other",23,"T4",28.22,20.22,14.69,14.97]
["CP","Other",23,"T5",40.18,17.87,10.48,13.26]
["CP","Other",24,"A1",385.77,301.64,118.06,125.65]
["CP","Other",24,"A3",9.75,7.22,3.19,3.17]
["CP","Other",24,"A4",126.43,105.03,44.77,45.36]
["CP","Other",24,"A6",355.97,294.39,133.76,142.19]
["CP","Other",24,"A7",148.77000000000001,128.61000000000001,20.49,20.39]
["CP","Other",24,"A8",374.55,309.13,66.87,66.83]
["CP","Other",24,"A9",38.5,28.6,15.37,15.35]
["CP","Other",24,"B1",262.27999999999997,214.05,73.400000000000006,74.709999999999994]
["CP","Other",24,"B2",678.62,592.04999999999995,92.99,92.77]
["CP","Other",24,"B3",4.91,2.92,2.92,2.92]
["CP","Other",24,"B4",293.13,263.57,20.92,20.89]
["CP","Other",24,"C1",35.79,26.32,12.7,12.7]
["CP","Other",24,"C2",193.93,160.76,73.34,73.099999999999994]
["CP","Other",24,"C3",503.59,402.93,259.3,284.76]
["CP","Other",24,"C4",130.85,122.93,1.31,1.31]
["CP","Other",24,"C5",77.92,63.02,17.600000000000001,17.600000000000001]
["CP","Other",24,"C7",263.97000000000003,243.83,12.23,12.23]
["CP","Other",24,"D4",104.22,69.39,48.28,48.27]
["CP","Other",24,"D5",25.07,16.38,16.38,16.38]
["CP","Other",24,"D6",70.62,52.35,28.36,28.36]
["CP","Other",24,"E1",135.9,119.43,17.98,18.68]
["CP","Other",24,"E7",131.38,121.44,7.1,8.65]
["CP","Other",24,"E8",137.57,126.49,12.2,16.73]
["CP","Other",24,"F6",381.04,310.85000000000002,57.33,57.8]
["CP","Other",24,"G1",23.48,15.31,12.99,13.68]
["CP","Other",24,"G5",66.760000000000005,59.04,2.0299999999999998,2.0299999999999998]
["CP","Other",24,"G6",174.43,158.01,11.23,11.23]
["CP","Other",24,"G7",187.8,164.87,65.959999999999994,65.95]
["CP","Other",24,"H1",155.25,140.94,19.03,23.9]
["CP","Other",24,"H2",973.03,894.1,81.53,94.76]
["CP","Other",24,"H6",705.55,648.32000000000005,34.950000000000003,36.82]
["CP","Other",24,"J1",225.24,195.71,61.83,61.61]
["CP","Other",24,"J3",70.03,55.29,20.6,21.95]
["CP","Other",24,"J4",13.2,10.210000000000001,5.81,7.3]
["CP","Other",24,"J5",99.69,76.849999999999994,45.6,50.34]
["CP","Other",24,"J6",91.93,68.55,45.91,54.87]
["CP","Other",24,"J7",289.37,231.55,141.76,154.74]
["CP","Other",24,"J8",16.36,10.33,10.33,10.33]
["CP","Other",24,"K4",91.62,78.42,42.96,62.2]
["CP","Other",24,"K5",289.3,260,29.43,29.41]
["CP","Other",24,"K6",26.2,18.510000000000002,16.68,17.239999999999998]
["CP","Other",24,"L1",10.06,6.76,6.76,6.76]
["CP","Other",24,"L2",373.83,305.48,226.28,226.26]
["CP","Other",24,"L3",536.09,435.77,159.87,160.32]
["CP","Other",24,"L5",206.63,163.05000000000001,63.02,66.069999999999993]
["CP","Other",24,"L7",55.71,39.729999999999997,24.76,24.7]
["CP","Other",24,"L8",34.880000000000003,22.89,17.55,18.190000000000001]
["CP","Other",24,"M4",15.15,9.93,7.72,7.71]
["CP","Other",24,"M5",37.19,27.5,23.23,23.7]
["CP","Other",24,"M6",3.92,2.33,2.33,2.33]
["CP","Other",24,"M7",2.12,1.26,1.26,1.26]
["CP","Other",24,"N1",591.86,523.41999999999996,70.37,72.709999999999994]
["CP","Other",24,"N2",325.20999999999998,268.25,95.32,110.93]
["CP","Other",24,"N3",687.57,597.73,134.6,133.74]
["CP","Other",24,"N4",68.39,44.57,41.62,41.62]
["CP","Other",24,"N5",92.34,79.680000000000007,7.56,7.93]
["CP","Other",24,"N6",85.69,70.92,12.53,12.46]
["CP","Other",24,"P1",416.67,364.08,56.47,56.99]
["CP","Other",24,"P2",27.71,19.260000000000002,15.63,17.600000000000001]
["CP","Other",24,"P3",623.37,542.4,86.91,99.64]
["CP","Other",24,"P4",33.840000000000003,28.96,15.25,21.2]
["CP","Other",24,"P5",274.85000000000002,230.65,61.75,64.23]
["CP","Other",24,"P6",289.83,259.33,34.380000000000003,35.18]
["CP","Other",24,"P7",89.08,75.02,31.99,31.82]
["CP","Other",24,"P8",91.06,74.63,21.26,21.21]
["CP","Other",24,"Q2",691.73,552.52,195.97,206.93]
["CP","Other",24,"Q4",29.67,17.97,14.81,14.8]
["CP","Other",24,"Q5",34.86,23.59,16.3,16.260000000000002]
["CP","Other",24,"Q6",8.6199999999999992,5.64,4.18,4.17]
["CP","Other",24,"Q7",166.91,131.34,82.07,94.95]
["CP","Other",24,"Q8",16.7,8.75,8.75,8.75]
["CP","Other",24,"R4",85.68,61.73,40.64,43.53]
["CP","Other",24,"R5",10.37,6.48,5.58,5.57]
["CP","Other",24,"R6",162.44999999999999,133.33000000000001,64.2,87.03]
["CP","Other",24,"S1",133.66999999999999,93.42,66.97,71.34]
["CP","Other",24,"S2",70.37,59.71,31.83,39.5]
["CP","Other",24,"S3",11.38,6.76,6.76,6.76]
["CP","Other",24,"S4",32.049999999999997,23.71,14.97,14.96]
["CP","Other",24,"S5",69.540000000000006,54.45,34.96,40.25]
["CP","Other",24,"S6",5,2.97,2.97,2.97]
["CP","Other",24,"T1",49.12,44,14.46,21.47]
["CP","Other",24,"T2",30.79,21.53,11.98,11.92]
["CP","Other",24,"T3",29.57,27.96,0,0]
["CP","Other",24,"T4",28.82,20.65,15.06,15.34]
["CP","Other",24,"T5",40.26,17.940000000000001,10.52,13.31]
["CP","Other",25,"A1",395.1,309.60000000000002,119.37,126.99]
["CP","Other",25,"A3",9.92,7.34,3.24,3.22]
["CP","Other",25,"A4",130.59,108.64,45.78,46.37]
["CP","Other",25,"A6",361.63,299.20999999999998,135.66,144.32]
["CP","Other",25,"A7",153.91,133.24,20.8,20.69]
["CP","Other",25,"A8",385.48,319.31,67.040000000000006,67]
["CP","Other",25,"A9",39.71,29.55,15.84,15.82]
["CP","Other",25,"B1",283.93,233.92,74.83,76.14]
["CP","Other",25,"B2",687.43,600.84,95.56,95.33]
["CP","Other",25,"B3",4.9000000000000004,2.91,2.91,2.91]
["CP","Other",25,"B4",317.74,286.62,21.4,21.37]
["CP","Other",25,"C1",36.450000000000003,26.95,12.69,12.69]
["CP","Other",25,"C2",195.36,161.91999999999999,73.78,73.55]
["CP","Other",25,"C3",511.8,409.19,264.08999999999997,289.83]
["CP","Other",25,"C4",152.47,143.37,1.3,1.3]
["CP","Other",25,"C5",80.209999999999994,65.180000000000007,17.600000000000001,17.600000000000001]
["CP","Other",25,"C7",276.68,255.7,12.64,12.64]
["CP","Other",25,"D4",105.27,70.36,48.29,48.28]
["CP","Other",25,"D5",25.99,17.03,17.03,17.03]
["CP","Other",25,"D6",71.84,53.39,28.59,28.59]
["CP","Other",25,"E1",143.16,126.17,18.32,19.04]
["CP","Other",25,"E7",152.19,141.1,7.18,8.77]
["CP","Other",25,"E8",157.66999999999999,145.46,12.41,17.05]
["CP","Other",25,"F6",395.55,324.29000000000002,58,58.47]
["CP","Other",25,"G1",23.91,15.59,13.26,13.95]
["CP","Other",25,"G5",66.760000000000005,59.04,2.02,2.02]
["CP","Other",25,"G6",196.55,178.92,11.24,11.24]
["CP","Other",25,"G7",206.8,181.81,74.45,74.44]
["CP","Other",25,"H1",176.18,160.56,19.41,24.28]
["CP","Other",25,"H2",1089.3499999999999,1003.71,82.32,95.55]
["CP","Other",25,"H6",750.98,691.07,35.35,37.229999999999997]
["CP","Other",25,"J1",231.59,201.13,63.44,63.22]
["CP","Other",25,"J3",70.61,55.7,21.3,22.67]
["CP","Other",25,"J4",13.43,10.4,5.9,7.43]
["CP","Other",25,"J5",101.7,78.39,46.47,51.21]
["CP","Other",25,"J6",93.13,69.430000000000007,46.58,55.61]
["CP","Other",25,"J7",291.62,233.16,143.13999999999999,156.11000000000001]
["CP","Other",25,"J8",16.73,10.59,10.59,10.59]
["CP","Other",25,"K4",94.3,80.66,44.29,64.02]
["CP","Other",25,"K5",330.78,298.93,30.06,30.04]
["CP","Other",25,"K6",27.55,19.47,17.600000000000001,18.170000000000002]
["CP","Other",25,"L1",10.68,7.19,7.19,7.19]
["CP","Other",25,"L2",417.23,343.07,253.54,253.52]
["CP","Other",25,"L3",563.86,460.28,167.93,168.38]
["CP","Other",25,"L5",217.94,173.29,63.86,66.900000000000006]
["CP","Other",25,"L7",56.74,40.47,25.26,25.2]
["CP","Other",25,"L8",35.159999999999997,23.07,17.670000000000002,18.309999999999999]
["CP","Other",25,"M4",15.47,10.15,7.9,7.89]
["CP","Other",25,"M5",38.020000000000003,28.12,23.75,24.23]
["CP","Other",25,"M6",3.91,2.33,2.33,2.33]
["CP","Other",25,"M7",2.12,1.26,1.26,1.26]
["CP","Other",25,"N1",654.37,582.1,71.28,73.61]
["CP","Other",25,"N2",350.1,290.89999999999998,97.34,113]
["CP","Other",25,"N3",698.15,607.23,135.38,134.51]
["CP","Other",25,"N4",69.959999999999994,45.66,42.65,42.65]
["CP","Other",25,"N5",92.45,79.760000000000005,7.6,7.97]
["CP","Other",25,"N6",86.22,71.319999999999993,12.7,12.63]
["CP","Other",25,"P1",460.62,405.13,58.33,58.85]
["CP","Other",25,"P2",28.19,19.64,15.92,17.940000000000001]
["CP","Other",25,"P3",714.68,620.88,91.43,104.17]
["CP","Other",25,"P4",33.83,28.96,15.25,21.2]
["CP","Other",25,"P5",289.54000000000002,244.29,62.33,64.81]
["CP","Other",25,"P6",332.41,299.07,35.81,36.61]
["CP","Other",25,"P7",89.48,75.290000000000006,32.17,31.99]
["CP","Other",25,"P8",100.02,82.9,21.72,21.66]
["CP","Other",25,"Q2",705.91,564.16999999999996,199.38,210.33]
["CP","Other",25,"Q4",29.96,18.14,14.93,14.91]
["CP","Other",25,"Q5",35.340000000000003,23.94,16.53,16.489999999999998]
["CP","Other",25,"Q6",8.68,5.68,4.2,4.1900000000000004]
["CP","Other",25,"Q7",170.09,133.79,83.75,96.81]
["CP","Other",25,"Q8",17.22,9.0399999999999991,9.0399999999999991,9.0399999999999991]
["CP","Other",25,"R4",86.85,62.57,41.23,44.12]
["CP","Other",25,"R5",10.4,6.5,5.59,5.58]
["CP","Other",25,"R6",166.06,136.35,65.650000000000006,89.08]
["CP","Other",25,"S1",135.01,94.37,67.66,72.03]
["CP","Other",25,"S2",71.03,60.17,32.29,39.950000000000003]
["CP","Other",25,"S3",11.36,6.75,6.75,6.75]
["CP","Other",25,"S4",32.49,24.04,15.18,15.17]
["CP","Other",25,"S5",70.92,55.42,35.81,41.11]
["CP","Other",25,"S6",4.99,2.97,2.97,2.97]
["CP","Other",25,"T1",52.48,47.14,14.68,21.81]
["CP","Other",25,"T2",31.21,21.83,12.12,12.06]
["CP","Other",25,"T3",34.71,32.82,0,0]
["CP","Other",25,"T4",29.45,21.11,15.44,15.73]
["CP","Other",25,"T5",51.34,20.43,12.97,15.79]
["CP","Other",26,"A1",404.97,318.08999999999997,120.64,128.30000000000001]
["CP","Other",26,"A3",10.1,7.48,3.3,3.28]
["CP","Other",26,"A4",134.93,112.43,46.76,47.35]
["CP","Other",26,"A6",368.13,304.79000000000002,137.51,146.38]
["CP","Other",26,"A7",159.47999999999999,138.26,21.11,21]
["CP","Other",26,"A8",394.17,327.42,67.14,67.099999999999994]
["CP","Other",26,"A9",40.98,30.56,16.32,16.3]
["CP","Other",26,"B1",305.77,253.98,76.28,77.59]
["CP","Other",26,"B2",710.99,622.29,98.9,98.67]
["CP","Other",26,"B3",4.8899999999999997,2.91,2.91,2.91]
["CP","Other",26,"B4",340.11,307.54000000000002,21.89,21.86]
["CP","Other",26,"C1",37.14,27.63,12.66,12.66]
["CP","Other",26,"C2",196.79,163.09,74.209999999999994,73.98]
["CP","Other",26,"C3",519.86,415.32,268.77,294.77999999999997]
["CP","Other",26,"C4",174.26,163.98,1.3,1.3]
["CP","Other",26,"C5",82.67,67.510000000000005,17.57,17.57]
["CP","Other",26,"C7",289.66000000000003,267.83,13.07,13.07]
["CP","Other",26,"D4",106.3,71.349999999999994,48.25,48.24]
["CP","Other",26,"D5",26.95,17.7,17.7,17.7]
["CP","Other",26,"D6",73.09,54.47,28.8,28.8]
["CP","Other",26,"E1",148.09,130.71,18.66,19.399999999999999]
["CP","Other",26,"E7",173.14,160.9,7.26,8.8800000000000008]
["CP","Other",26,"E8",177.88,164.54,12.61,17.37]
["CP","Other",26,"F6",408.15,335.94,58.66,59.13]
["CP","Other",26,"G1",24.35,15.88,13.54,14.23]
["CP","Other",26,"G5",66.75,59.04,2.02,2.02]
["CP","Other",26,"G6",218.96,200.1,11.23,11.23]
["CP","Other",26,"G7",231.47,203.57,88.27,88.27]
["CP","Other",26,"H1",197.28,180.34,19.8,24.67]
["CP","Other",26,"H2",1207.24,1114.81,83.12,96.35]
["CP","Other",26,"H6",798.78,736.07,35.75,37.64]
["CP","Other",26,"J1",238.42,206.98,65.13,64.91]
["CP","Other",26,"J3",72.69,57.4,22.03,23.41]
["CP","Other",26,"J4",13.65,10.59,5.99,7.56]
["CP","Other",26,"J5",103.77,79.98,47.36,52.1]
["CP","Other",26,"J6",94.33,70.31,47.25,56.36]
["CP","Other",26,"J7",293.89,234.77,144.51,157.49]
["CP","Other",26,"J8",17.11,10.86,10.86,10.86]
["CP","Other",26,"K4",96.94,82.88,45.62,65.83]
["CP","Other",26,"K5",372.56,338.15,30.7,30.68]
["CP","Other",26,"K6",28.96,20.47,18.559999999999999,19.14]
["CP","Other",26,"L1",11.34,7.64,7.64,7.64]
["CP","Other",26,"L2",484.98,402.04,297.37,297.35000000000002]
["CP","Other",26,"L3",592.44000000000005,485.14,179.93,180.38]
["CP","Other",26,"L5",229.39,183.64,64.709999999999994,67.760000000000005]
["CP","Other",26,"L7",57.79,41.24,25.78,25.71]
["CP","Other",26,"L8",35.43,23.25,17.78,18.420000000000002]
["CP","Other",26,"M4",15.79,10.37,8.09,8.07]
["CP","Other",26,"M5",38.81,28.72,24.25,24.74]
["CP","Other",26,"M6",3.9,2.3199999999999998,2.3199999999999998,2.3199999999999998]
["CP","Other",26,"M7",2.11,1.25,1.25,1.25]
["CP","Other",26,"N1",717.5,641.36,72.2,74.53]
["CP","Other",26,"N2",375.27,313.77999999999997,99.44,115.15]
["CP","Other",26,"N3",706.76,614.86,136.19,135.31]
["CP","Other",26,"N4",71.53,46.76,43.69,43.68]
["CP","Other",26,"N5",92.55,79.84,7.63,8]
["CP","Other",26,"N6",86.79,71.739999999999995,12.88,12.81]
["CP","Other",26,"P1",506.08,447.53,61.01,61.54]
["CP","Other",26,"P2",28.67,20.02,16.2,18.27]
["CP","Other",26,"P3",807.47,700.7,96.59,109.33]
["CP","Other",26,"P4",33.82,28.95,15.24,21.2]
["CP","Other",26,"P5",304.27999999999997,257.99,62.88,65.36]
["CP","Other",26,"P6",375.37,339.15,37.299999999999997,38.1]
["CP","Other",26,"P7",89.89,75.569999999999993,32.340000000000003,32.159999999999997]
["CP","Other",26,"P8",109.05,91.25,22.18,22.13]
["CP","Other",26,"Q2",717.99,573.76,202.92,213.85]
["CP","Other",26,"Q4",30.24,18.309999999999999,15.04,15.02]
["CP","Other",26,"Q5",35.840000000000003,24.3,16.760000000000002,16.72]
["CP","Other",26,"Q6",8.73,5.72,4.21,4.2]
["CP","Other",26,"Q7",173.26,136.22,85.42,98.65]
["CP","Other",26,"Q8",17.760000000000002,9.35,9.35,9.35]
["CP","Other",26,"R4",88.05,63.43,41.83,44.72]
["CP","Other",26,"R5",10.42,6.52,5.59,5.58]
["CP","Other",26,"R6",169.67,139.36000000000001,67.099999999999994,91.1]
["CP","Other",26,"S1",136.33000000000001,95.31,68.33,72.709999999999994]
["CP","Other",26,"S2",71.72,60.66,32.76,40.43]
["CP","Other",26,"S3",11.34,6.73,6.73,6.73]
["CP","Other",26,"S4",32.92,24.36,15.38,15.37]
["CP","Other",26,"S5",72.349999999999994,56.44,36.71,42]
["CP","Other",26,"S6",4.9800000000000004,2.96,2.96,2.96]
["CP","Other",26,"T1",54.39,48.92,14.89,22.14]
["CP","Other",26,"T2",31.66,22.16,12.27,12.21]
["CP","Other",26,"T3",37.29,35.25,0,0]
["CP","Other",26,"T4",30.12,21.58,15.85,16.13]
["CP","Other",26,"T5",51.42,20.5,13.01,15.84]
["CP","Other",27,"A1",414.76,326.62,121.74,129.44]
["CP","Other",27,"A3",10.220000000000001,7.57,3.34,3.32]
["CP","Other",27,"A4",139.35,116.3,47.7,48.29]
["CP","Other",27,"A6",374.65,310.42,139.29,148.38]
["CP","Other",27,"A7",165.06,143.36000000000001,21.34,21.23]
["CP","Other",27,"A8",407.82,340.06,67.12,67.08]
["CP","Other",27,"A9",42.24,31.58,16.79,16.77]
["CP","Other",27,"B1",330.35,276.64999999999998,77.709999999999994,79.010000000000005]
["CP","Other",27,"B2",734.9,644.15,101.9,101.67]
["CP","Other",27,"B3",4.87,2.89,2.89,2.89]
["CP","Other",27,"B4",369.39,334.84,22.36,22.33]
["CP","Other",27,"C1",37.85,28.32,12.61,12.61]
["CP","Other",27,"C2",198.21,164.26,74.62,74.38]
["CP","Other",27,"C3",527.76,421.34,273.36,299.64]
["CP","Other",27,"C4",199.29,187.64,1.3,1.3]
["CP","Other",27,"C5",85.22,69.94,17.53,17.53]
["CP","Other",27,"C7",303.25,280.52999999999997,13.51,13.51]
["CP","Other",27,"D4",107.28,72.319999999999993,48.14,48.13]
["CP","Other",27,"D5",27.95,18.41,18.41,18.41]
["CP","Other",27,"D6",74.33,55.56,28.98,28.98]
["CP","Other",27,"E1",153.05000000000001,135.29,19,19.760000000000002]
["CP","Other",27,"E7",197.19,183.63,7.32,8.99]
["CP","Other",27,"E8",201.03,186.4,12.8,17.670000000000002]
["CP","Other",27,"F6",421.03,347.89,59.28,59.75]
["CP","Other",27,"G1",24.77,16.16,13.81,14.5]
["CP","Other",27,"G5",71.27,63.11,2.0099999999999998,2.0099999999999998]
["CP","Other",27,"G6",244.5,224.26,11.2,11.2]
["CP","Other",27,"G7",253.73,223.24,100.18,100.18]
["CP","Other",27,"H1",221.44,203.02,20.2,25.07]
["CP","Other",27,"H2",1341.54,1241.45,83.88,97.11]
["CP","Other",27,"H6",850.75,785.05,36.06,37.96]
["CP","Other",27,"J1",245.58,213.11,66.89,66.67]
["CP","Other",27,"J3",74.81,59.13,22.76,24.16]
["CP","Other",27,"J4",13.84,10.75,6.06,7.67]
["CP","Other",27,"J5",105.89,81.61,48.25,52.99]
["CP","Other",27,"J6",95.44,71.12,47.89,57.07]
["CP","Other",27,"J7",295.97000000000003,236.24,145.82,158.80000000000001]
["CP","Other",27,"J8",17.5,11.13,11.13,11.13]
["CP","Other",27,"K4",99.57,85.07,46.94,67.62]
["CP","Other",27,"K5",420.46,383.15,31.36,31.34]
["CP","Other",27,"K6",30.42,21.5,19.559999999999999,20.16]
["CP","Other",27,"L1",12.02,8.11,8.11,8.11]
["CP","Other",27,"L2",545.47,454.62,335.4,335.38]
["CP","Other",27,"L3",618.61,508.02,190.27,190.72]
["CP","Other",27,"L5",241.71,194.93,65.400000000000006,68.44]
["CP","Other",27,"L7",58.68,41.89,26.24,26.18]
["CP","Other",27,"L8",35.630000000000003,23.37,17.850000000000001,18.489999999999998]
["CP","Other",27,"M4",16.079999999999998,10.57,8.26,8.24]
["CP","Other",27,"M5",39.58,29.29,24.73,25.23]
["CP","Other",27,"M6",3.89,2.31,2.31,2.31]
["CP","Other",27,"M7",2.1,1.25,1.25,1.25]
["CP","Other",27,"N1",793.66,712.82,73.010000000000005,75.34]
["CP","Other",27,"N2",403.32,339.47,101.46,117.21]
["CP","Other",27,"N3",725.58,631.80999999999995,136.72,135.84]
["CP","Other",27,"N4",73.069999999999993,47.84,44.71,44.71]
["CP","Other",27,"N5",98.05,84.79,7.64,8.01]
["CP","Other",27,"N6",90.79,75.28,13,12.93]
["CP","Other",27,"P1",561.46,499.2,63.28,63.8]
["CP","Other",27,"P2",29.13,20.38,16.48,18.600000000000001]
["CP","Other",27,"P3",901.73,789.19,99.34,112.08]
["CP","Other",27,"P4",33.81,28.94,15.23,21.19]
["CP","Other",27,"P5",326.07,278.14,63.41,65.88]
["CP","Other",27,"P6",424.47,385.02,38.840000000000003,39.64]
["CP","Other",27,"P7",90.22,75.8,32.479999999999997,32.31]
["CP","Other",27,"P8",119.18,100.66,22.61,22.56]
["CP","Other",27,"Q2",735.54,588.55999999999995,205.89,216.81]
["CP","Other",27,"Q4",30.42,18.41,15.11,15.09]
["CP","Other",27,"Q5",36.22,24.58,16.95,16.899999999999999]
["CP","Other",27,"Q6",8.76,5.74,4.21,4.21]
["CP","Other",27,"Q7",176.15,138.44,86.99,100.39]
["CP","Other",27,"Q8",18.239999999999998,9.6300000000000008,9.6300000000000008,9.6300000000000008]
["CP","Other",27,"R4",89.04,64.14,42.36,45.26]
["CP","Other",27,"R5",10.41,6.52,5.58,5.57]
["CP","Other",27,"R6",172.82,142.03,68.39,92.95]
["CP","Other",27,"S1",137.46,96.12,68.94,73.31]
["CP","Other",27,"S2",72.44,61.17,33.26,40.92]
["CP","Other",27,"S3",11.29,6.71,6.71,6.71]
["CP","Other",27,"S4",33.31,24.65,15.57,15.55]
["CP","Other",27,"S5",73.739999999999995,57.42,37.6,42.89]
["CP","Other",27,"S6",4.96,2.95,2.95,2.95]
["CP","Other",27,"T1",56.29,50.69,15.1,22.46]
["CP","Other",27,"T2",31.97,22.38,12.37,12.31]
["CP","Other",27,"T3",39.86,37.68,0,0]
["CP","Other",27,"T4",30.77,22.05,16.260000000000002,16.55]
["CP","Other",27,"T5",71.489999999999995,24.96,17.440000000000001,20.29]
["CP","Other",28,"A1",423.2,334.02,122.09,129.52000000000001]
["CP","Other",28,"A3",10.32,7.64,3.37,3.35]
["CP","Other",28,"A4",143.72999999999999,120.15,48.54,49.1]
["CP","Other",28,"A6",381.22,316.11,141,150.30000000000001]
["CP","Other",28,"A7",170.81,148.63999999999999,21.54,21.43]
["CP","Other",28,"A8",416.57,348.36,67.010000000000005,66.97]
["CP","Other",28,"A9",43.54,32.619999999999997,17.28,17.260000000000002]
["CP","Other",28,"B1",353.71,298.2,78.989999999999995,80.23]
["CP","Other",28,"B2",760.13,667.25,105.17,104.94]
["CP","Other",28,"B3",4.8499999999999996,2.88,2.88,2.88]
["CP","Other",28,"B4",393.49,357.42,22.82,22.8]
["CP","Other",28,"C1",38.57,29.04,12.55,12.55]
["CP","Other",28,"C2",199.61,165.42,75,74.77]
["CP","Other",28,"C3",531.89,424.07,276.27,302.11]
["CP","Other",28,"C4",223.31,210.35,1.29,1.29]
["CP","Other",28,"C5",87.88,72.48,17.47,17.47]
["CP","Other",28,"C7",317.47000000000003,293.82,13.96,13.96]
["CP","Other",28,"D4",108.23,73.290000000000006,47.98,47.97]
["CP","Other",28,"D5",28.99,19.14,19.14,19.14]
["CP","Other",28,"D6",75.58,56.66,29.15,29.15]
["CP","Other",28,"E1",158.06,139.91,19.34,20.12]
["CP","Other",28,"E7",220.23,205.41,7.38,9.09]
["CP","Other",28,"E8",223.22,207.36,12.98,17.95]
["CP","Other",28,"F6",434.14,360.08,59.83,60.27]
["CP","Other",28,"G1",25.03,16.29,14.01,14.67]
["CP","Other",28,"G5",71.260000000000005,63.1,2,2]
["CP","Other",28,"G6",269.16000000000003,247.59,11.16,11.16]
["CP","Other",28,"G7",279.25,245.79,114.14,114.14]
["CP","Other",28,"H1",243.46,223.75,20.09,24.74]
["CP","Other",28,"H2",1470.42,1363.04,84.29,97.37]
["CP","Other",28,"H6",902.87,834.24,36.25,38.130000000000003]
["CP","Other",28,"J1",253.09,219.55,68.739999999999995,68.52]
["CP","Other",28,"J3",76.84,60.78,23.44,24.83]
["CP","Other",28,"J4",14.02,10.9,6.13,7.77]
["CP","Other",28,"J5",106.9,82.27,48.66,53.17]
["CP","Other",28,"J6",95.09,70.650000000000006,47.89,56.87]
["CP","Other",28,"J7",294.48,234.63,145.52000000000001,157.87]
["CP","Other",28,"J8",17.89,11.42,11.42,11.42]
["CP","Other",28,"K4",102.17,87.24,48.26,69.41]
["CP","Other",28,"K5",466.43,426.32,32.03,32.01]
["CP","Other",28,"K6",31.95,22.58,20.6,21.22]
["CP","Other",28,"L1",12.74,8.6,8.6,8.6]
["CP","Other",28,"L2",616.22,516.21,379.9,379.88]
["CP","Other",28,"L3",646.75,532.67999999999995,201.94,202.35]
["CP","Other",28,"L5",252.55,204.91,65.66,68.55]
["CP","Other",28,"L7",59.5,42.48,26.69,26.62]
["CP","Other",28,"L8",35.619999999999997,23.32,17.84,18.45]
["CP","Other",28,"M4",16.350000000000001,10.76,8.43,8.42]
["CP","Other",28,"M5",40.32,29.85,25.19,25.7]
["CP","Other",28,"M6",3.87,2.2999999999999998,2.2999999999999998,2.2999999999999998]
["CP","Other",28,"M7",2.09,1.24,1.24,1.24]
["CP","Other",28,"N1",861.96,777.13,73.510000000000005,75.72]
["CP","Other",28,"N2",426.93,361.19,102.02,117.17]
["CP","Other",28,"N3",733.28,638.82000000000005,137.12,136.22999999999999]
["CP","Other",28,"N4",74.61,48.92,45.75,45.74]
["CP","Other",28,"N5",97.99,84.73,7.6,7.95]
["CP","Other",28,"N6",91.07,75.489999999999995,13.09,13.01]
["CP","Other",28,"P1",610.51,545.12,65.73,66.22]
["CP","Other",28,"P2",29.59,20.75,16.760000000000002,18.920000000000002]
["CP","Other",28,"P3",999.53,873.94,103.19,115.33]
["CP","Other",28,"P4",32.35,27.66,14.59,20.27]
["CP","Other",28,"P5",341.48,292.54000000000002,63.64,66]
["CP","Other",28,"P6",471.48,428.91,40.35,41.11]
["CP","Other",28,"P7",90.51,76,32.619999999999997,32.44]
["CP","Other",28,"P8",128.87,109.65,23.03,22.97]
["CP","Other",28,"Q2",742.17,593.72,207.37,217.74]
["CP","Other",28,"Q4",30.56,18.489999999999998,15.16,15.14]
["CP","Other",28,"Q5",36.54,24.82,17.12,17.079999999999998]
["CP","Other",28,"Q6",8.77,5.75,4.21,4.2]
["CP","Other",28,"Q7",177.42,139.26,87.86,101.14]
["CP","Other",28,"Q8",18.72,9.91,9.91,9.91]
["CP","Other",28,"R4",89.19,64.13,42.53,45.29]
["CP","Other",28,"R5",10.39,6.51,5.56,5.56]
["CP","Other",28,"R6",175.74,144.51,69.59,94.71]
["CP","Other",28,"S1",137.38,95.89,69.02,73.19]
["CP","Other",28,"S2",71.319999999999993,60.04,32.950000000000003,40.26]
["CP","Other",28,"S3",11.24,6.68,6.68,6.68]
["CP","Other",28,"S4",33.68,24.92,15.75,15.73]
["CP","Other",28,"S5",73.81,57.25,37.93,42.97]
["CP","Other",28,"S6",4.9400000000000004,2.93,2.93,2.93]
["CP","Other",28,"T1",57.59,51.93,15.04,22.4]
["CP","Other",28,"T2",32.19,22.54,12.44,12.38]
["CP","Other",28,"T3",42.43,40.11,0,0]
["CP","Other",28,"T4",31.34,22.44,16.63,16.91]
["CP","Other",28,"T5",71.06,24.58,17.25,20.02]
["CP","Other",29,"A1",433.84,343.34,123.18,130.63999999999999]
["CP","Other",29,"A3",10.48,7.76,3.43,3.4]
["CP","Other",29,"A4",148.38,124.25,49.43,49.99]
["CP","Other",29,"A6",387.95,321.97000000000003,142.69999999999999,152.19999999999999]
["CP","Other",29,"A7",177.05,154.34,21.81,21.7]
["CP","Other",29,"A8",425.61,356.93,66.900000000000006,66.86]
["CP","Other",29,"A9",44.94,33.75,17.8,17.78]
["CP","Other",29,"B1",380.15,322.61,80.489999999999995,81.73]
["CP","Other",29,"B2",786.77,691.61,108.6,108.37]
["CP","Other",29,"B3",4.82,2.86,2.86,2.86]
["CP","Other",29,"B4",420.14,382.41,23.32,23.29]
["CP","Other",29,"C1",39.32,29.79,12.48,12.48]
["CP","Other",29,"C2",201.03,166.6,75.38,75.150000000000006]
["CP","Other",29,"C3",539.53,429.89,280.7,306.79000000000002]
["CP","Other",29,"C4",250.3,235.87,1.28,1.28]
["CP","Other",29,"C5",90.65,75.14,17.39,17.39]
["CP","Other",29,"C7",332.38,307.75,14.44,14.44]
["CP","Other",29,"D4",109.19,74.3,47.79,47.78]
["CP","Other",29,"D5",30.07,19.91,19.91,19.91]
["CP","Other",29,"D6",76.86,57.8,29.31,29.31]
["CP","Other",29,"E1",163.12,144.59,19.690000000000001,20.48]
["CP","Other",29,"E7",246.13,229.9,7.44,9.18]
["CP","Other",29,"E8",248.11,230.88,13.15,18.23]
["CP","Other",29,"F6",447.87,372.83,60.44,60.88]
["CP","Other",29,"G1",25.48,16.600000000000001,14.3,14.96]
["CP","Other",29,"G5",71.239999999999995,63.09,1.99,1.99]
["CP","Other",29,"G6",296.72000000000003,273.67,11.12,11.12]
["CP","Other",29,"G7",305.08,268.60000000000002,128.29,128.29]
["CP","Other",29,"H1",269.52,248.21,20.53,25.17]
["CP","Other",29,"H2",1615.43,1499.8,85.07,98.15]
["CP","Other",29,"H6",959.76,887.86,36.61,38.5]
["CP","Other",29,"J1",260.99,226.32,70.67,70.459999999999994]
["CP","Other",29,"J3",79.17,62.68,24.23,25.64]
["CP","Other",29,"J4",14.21,11.07,6.21,7.88]
["CP","Other",29,"J5",109.12,84,49.58,54.1]
["CP","Other",29,"J6",96.23,71.5,48.54,57.6]
["CP","Other",29,"J7",296.44,236.03,146.69999999999999,159.05000000000001]
["CP","Other",29,"J8",18.309999999999999,11.71,11.71,11.71]
["CP","Other",29,"K4",104.76,89.39,49.58,71.180000000000007]
["CP","Other",29,"K5",518.04,474.81,32.72,32.700000000000003]
["CP","Other",29,"K6",33.549999999999997,23.72,21.71,22.33]
["CP","Other",29,"L1",13.49,9.1199999999999992,9.1199999999999992,9.1199999999999992]
["CP","Other",29,"L2",688.04,578.71,425.06,425.04]
["CP","Other",29,"L3",676.04,558.26,214.04,214.44]
["CP","Other",29,"L5",266.04000000000002,217.24,66.459999999999994,69.34]
["CP","Other",29,"L7",60.54,43.24,27.21,27.14]
["CP","Other",29,"L8",35.82,23.46,17.91,18.52]
["CP","Other",29,"M4",16.68,10.99,8.6199999999999992,8.61]
["CP","Other",29,"M5",41.03,30.39,25.63,26.16]
["CP","Other",29,"M6",3.85,2.29,2.29,2.29]
["CP","Other",29,"M7",2.08,1.24,1.24,1.24]
["CP","Other",29,"N1",939.54,850.09,74.41,76.61]
["CP","Other",29,"N2",457.34,389.02,104.25,119.44]
["CP","Other",29,"N3",742.06,646.67999999999995,137.82,136.93]
["CP","Other",29,"N4",76.2,50.04,46.81,46.8]
["CP","Other",29,"N5",98.06,84.79,7.61,7.96]
["CP","Other",29,"N6",91.57,75.87,13.25,13.17]
["CP","Other",29,"P1",665.79,596.82000000000005,68.42,68.91]
["CP","Other",29,"P2",30.05,21.11,17.04,19.25]
["CP","Other",29,"P3",1111.32,971.7,108.46,120.6]
["CP","Other",29,"P4",32.33,27.65,14.58,20.260000000000002]
["CP","Other",29,"P5",359.33,309.22000000000003,64.12,66.48]
["CP","Other",29,"P6",524.48,478.42,42.04,42.8]
["CP","Other",29,"P7",90.89,76.25,32.770000000000003,32.6]
["CP","Other",29,"P8",139.85,119.85,23.51,23.45]
["CP","Other",29,"Q2",753.89,603.04,210.86,221.22]
["CP","Other",29,"Q4",30.74,18.600000000000001,15.22,15.2]
["CP","Other",29,"Q5",37,25.16,17.329999999999998,17.29]
["CP","Other",29,"Q6",8.8000000000000007,5.78,4.21,4.2]
["CP","Other",29,"Q7",180.41,141.55000000000001,89.44,102.89]
["CP","Other",29,"Q8",19.22,10.199999999999999,10.199999999999999,10.199999999999999]
["CP","Other",29,"R4",90.32,64.95,43.11,45.87]
["CP","Other",29,"R5",10.38,6.51,5.54,5.54]
["CP","Other",29,"R6",179.06,147.28,70.92,96.57]
["CP","Other",29,"S1",138.59,96.76,69.650000000000006,73.81]
["CP","Other",29,"S2",72.11,60.6,33.5,40.799999999999997]
["CP","Other",29,"S3",11.17,6.64,6.64,6.64]
["CP","Other",29,"S4",34.08,25.22,15.93,15.92]
["CP","Other",29,"S5",75.349999999999994,58.34,38.9,43.94]
["CP","Other",29,"S6",4.91,2.92,2.92,2.92]
["CP","Other",29,"T1",59.47,53.68,15.24,22.71]
["CP","Other",29,"T2",32.58,22.83,12.56,12.5]
["CP","Other",29,"T3",45,42.54,0,0]
["CP","Other",29,"T4",32.04,22.94,17.07,17.350000000000001]
["CP","Other",29,"T5",71.13,24.65,17.28,20.07]
["CP","Other",30,"A1",439.67,348.45,123.7,131.19]
["CP","Other",30,"A3",10.71,7.92,3.5,3.48]
["CP","Other",30,"A4",151.41999999999999,126.84,50.29,50.85]
["CP","Other",30,"A6",392.28,325.76,144.03,153.72]
["CP","Other",30,"A7",180.77,157.62,22.14,22.03]
["CP","Other",30,"A8",429.78,361.71,65.39,65.349999999999994]
["CP","Other",30,"A9",45.91,34.53,18.23,18.2]
["CP","Other",30,"B1",398.31,339.35,81.73,82.97]
["CP","Other",30,"B2",804.47,707.53,112.83,112.6]
["CP","Other",30,"B3",4.67,2.77,2.77,2.77]
["CP","Other",30,"B4",439.5,400.53,23.76,23.73]
["CP","Other",30,"C1",39.090000000000003,29.81,12.08,12.08]
["CP","Other",30,"C2",201.99,167.4,75.66,75.430000000000007]
["CP","Other",30,"C3",546.86,435.44,285.04000000000002,311.38]
["CP","Other",30,"C4",268.39,253,1.24,1.24]
["CP","Other",30,"C5",91.29,76.03,16.89,16.89]
["CP","Other",30,"C7",340.61,315.45999999999998,14.79,14.79]
["CP","Other",30,"D4",107.63,73.599999999999994,46.45,46.44]
["CP","Other",30,"D5",30.94,20.55,20.55,20.55]
["CP","Other",30,"D6",77.25,58.25,29.21,29.21]
["CP","Other",30,"E1",167.29,148.57,19.79,20.6]
["CP","Other",30,"E7",263.5,246.37,7.4,9.18]
["CP","Other",30,"E8",264.86,246.76,13.21,18.399999999999999]
["CP","Other",30,"F6",456.46,381.03,66.260000000000005,66.7]
["CP","Other",30,"G1",25.72,16.77,14.46,15.12]
["CP","Other",30,"G5",71.13,63.03,1.93,1.93]
["CP","Other",30,"G6",314.45999999999998,290.63,10.8,10.8]
["CP","Other",30,"G7",341.16,300.42,149.43,149.41999999999999]
["CP","Other",30,"H1",287.33999999999997,264.89,20.98,25.62]
["CP","Other",30,"H2",1711.87,1590.67,85.8,98.88]
["CP","Other",30,"H6",993.02,919.3,36.68,38.58]
["CP","Other",30,"J1",266.3,230.69,72.569999999999993,72.36]
["CP","Other",30,"J3",80.819999999999993,64.010000000000005,24.95,26.37]
["CP","Other",30,"J4",14.35,11.21,6.25,7.96]
["CP","Other",30,"J5",110.85,85.3,50.44,54.95]
["CP","Other",30,"J6",96.87,72.06,48.89,58.02]
["CP","Other",30,"J7",298.39999999999998,237.46,147.83000000000001,160.18]
["CP","Other",30,"J8",18.47,11.86,11.86,11.86]
["CP","Other",30,"K4",107.32,91.51,50.89,72.930000000000007]
["CP","Other",30,"K5",553.04999999999995,507.68,33.299999999999997,33.28]
["CP","Other",30,"K6",35.18,24.88,22.82,23.46]
["CP","Other",30,"L1",14.29,9.67,9.67,9.67]
["CP","Other",30,"L2",791.18,668.88,491.6,491.58]
["CP","Other",30,"L3",711.98,589.79999999999995,230.96,231.36]
["CP","Other",30,"L5",275.91000000000003,226.17,67.19,70.069999999999993]
["CP","Other",30,"L7",61.53,43.99,27.67,27.6]
["CP","Other",30,"L8",35.67,23.39,17.75,18.36]
["CP","Other",30,"M4",16.899999999999999,11.17,8.74,8.73]
["CP","Other",30,"M5",41.68,30.88,26.04,26.57]
["CP","Other",30,"M6",3.73,2.21,2.21,2.21]
["CP","Other",30,"M7",2.02,1.2,1.2,1.2]
["CP","Other",30,"N1",991.4,899.04,74.8,77]
["CP","Other",30,"N2",479.01,408.68,106.34,121.58]
["CP","Other",30,"N3",749.66,653.4,138.52000000000001,137.62]
["CP","Other",30,"N4",77.17,50.8,47.51,47.5]
["CP","Other",30,"N5",97.98,84.76,7.52,7.87]
["CP","Other",30,"N6",92.14,76.31,13.4,13.32]
["CP","Other",30,"P1",706.2,634.41999999999996,72.069999999999993,72.56]
["CP","Other",30,"P2",30.14,21.26,17.100000000000001,19.350000000000001]
["CP","Other",30,"P3",1202.4100000000001,1042.68,116.54,128.68]
["CP","Other",30,"P4",32.24,27.59,14.53,20.2]
["CP","Other",30,"P5",371.36,320.51,64.400000000000006,66.760000000000005]
["CP","Other",30,"P6",560.91,512.35,43.64,44.4]
["CP","Other",30,"P7",91.25,76.510000000000005,32.909999999999997,32.729999999999997]
["CP","Other",30,"P8",147.38999999999999,126.86,23.86,23.8]
["CP","Other",30,"Q2",767.35,613.66,214.92,225.26]
["CP","Other",30,"Q4",30.59,18.52,15.07,15.05]
["CP","Other",30,"Q5",37.200000000000003,25.37,17.37,17.329999999999998]
["CP","Other",30,"Q6",8.7200000000000006,5.74,4.1500000000000004,4.1399999999999997]
["CP","Other",30,"Q7",183.55,143.96,91.05,104.66]
["CP","Other",30,"Q8",19.739999999999998,10.51,10.51,10.51]
["CP","Other",30,"R4",91.17,65.64,43.48,46.23]
["CP","Other",30,"R5",10.18,6.39,5.41,5.4]
["CP","Other",30,"R6",182.67,150.26,72.33,98.5]
["CP","Other",30,"S1",138.69999999999999,97.01,69.59,73.75]
["CP","Other",30,"S2",72.900000000000006,61.16,34.049999999999997,41.36]
["CP","Other",30,"S3",10.82,6.43,6.43,6.43]
["CP","Other",30,"S4",34.5,25.53,16.12,16.11]
["CP","Other",30,"S5",77.040000000000006,59.53,39.950000000000003,44.99]
["CP","Other",30,"S6",4.75,2.82,2.82,2.82]
["CP","Other",30,"T1",61.31,55.4,15.41,22.99]
["CP","Other",30,"T2",32.950000000000003,23.12,12.64,12.58]
["CP","Other",30,"T3",47.57,44.97,0,0]
["CP","Other",30,"T4",32.68,23.42,17.47,17.739999999999998]
["CP","Other",30,"T5",71.2,24.71,18.64,21.45]
["CP","Other",31,"A1",445.19,353.42,124,131.52000000000001]
["CP","Other",31,"A3",10.82,8.01,3.54,3.51]
["CP","Other",31,"A4",154.51,129.49,51.12,51.68]
["CP","Other",31,"A6",396.64,329.6,145.33000000000001,155.22]
["CP","Other",31,"A7",184.3,160.81,22.33,22.22]
["CP","Other",31,"A8",437.63,369.82,63.81,63.77]
["CP","Other",31,"A9",46.91,35.340000000000003,18.690000000000001,18.670000000000002]
["CP","Other",31,"B1",413.18,352.97,83.05,84.29]
["CP","Other",31,"B2",821.54,722.98,116.29,116.06]
["CP","Other",31,"B3",4.5199999999999996,2.68,2.68,2.68]
["CP","Other",31,"B4",458.73,418.36,24.2,24.17]
["CP","Other",31,"C1",38.909999999999997,29.87,11.69,11.69]
["CP","Other",31,"C2",202.93,168.19,75.930000000000007,75.7]
["CP","Other",31,"C3",554.19000000000005,441,289.39,315.98]
["CP","Other",31,"C4",282.69,266.55,1.2,1.2]
["CP","Other",31,"C5",92.03,77.03,16.39,16.39]
["CP","Other",31,"C7",349.07,323.36,15.22,15.22]
["CP","Other",31,"D4",106.08,72.91,45.11,45.1]
["CP","Other",31,"D5",31.97,21.31,21.31,21.31]
["CP","Other",31,"D6",77.650000000000006,58.71,29.1,29.1]
["CP","Other",31,"E1",170.36,151.5,19.940000000000001,20.76]
["CP","Other",31,"E7",277.19,259.36,7.37,9.17]
["CP","Other",31,"E8",278.11,259.33,13.27,18.559999999999999]
["CP","Other",31,"F6",464.06,388.29,66.39,66.83]
["CP","Other",31,"G1",25.98,16.97,14.65,15.31]
["CP","Other",31,"G5",75.56,67.040000000000006,1.86,1.86]
["CP","Other",31,"G6",328.68,304.25,10.49,10.49]
["CP","Other",31,"G7",368.34,324.37,165.11,165.11]
["CP","Other",31,"H1",301.57,278.16000000000003,21.46,26.1]
["CP","Other",31,"H2",1789.7,1663.97,86.52,99.6]
["CP","Other",31,"H6",1023.37,948.08,36.630000000000003,38.54]
["CP","Other",31,"J1",272.2,235.52,74.760000000000005,74.540000000000006]
["CP","Other",31,"J3",82.59,65.430000000000007,25.74,27.18]
["CP","Other",31,"J4",14.45,11.31,6.27,8.01]
["CP","Other",31,"J5",112.72,86.71,51.37,55.88]
["CP","Other",31,"J6",97.48,72.59,49.26,58.45]
["CP","Other",31,"J7",300.06,238.66,148.87,161.22]
["CP","Other",31,"J8",18.71,12.06,12.06,12.06]
["CP","Other",31,"K4",109.93,93.67,52.25,74.72]
["CP","Other",31,"K5",580.94000000000005,533.79999999999995,33.950000000000003,33.93]
["CP","Other",31,"K6",37,26.18,24.08,24.74]
["CP","Other",31,"L1",15.19,10.29,10.29,10.29]
["CP","Other",31,"L2",870.64,738.17,541.64,541.62]
["CP","Other",31,"L3",738.55,613.12,243.53,243.93]
["CP","Other",31,"L5",283.27,232.91,67.650000000000006,70.53]
["CP","Other",31,"L7",62.29,44.57,28.08,28.01]
["CP","Other",31,"L8",35.43,23.25,17.57,18.18]
["CP","Other",31,"M4",17.100000000000001,11.32,8.8699999999999992,8.86]
["CP","Other",31,"M5",42.3,31.35,26.43,26.98]
["CP","Other",31,"M6",3.61,2.14,2.14,2.14]
["CP","Other",31,"M7",1.95,1.1599999999999999,1.1599999999999999,1.1599999999999999]
["CP","Other",31,"N1",1036.74,941.71,75.11,77.31]
["CP","Other",31,"N2",496.56,424.52,108.46,123.74]
["CP","Other",31,"N3",765.67,667.88,138.75,137.85]
["CP","Other",31,"N4",78.25,51.64,48.3,48.29]
["CP","Other",31,"N5",103.27,89.58,7.41,7.76]
["CP","Other",31,"N6",96.02,79.78,13.45,13.37]
["CP","Other",31,"P1",742.13,667.79,74.7,75.19]
["CP","Other",31,"P2",30.27,21.44,17.190000000000001,19.5]
["CP","Other",31,"P3",1268.9000000000001,1097.68,121.92,134.06]
["CP","Other",31,"P4",32.15,27.54,14.47,20.149999999999999]
["CP","Other",31,"P5",386.05,334.08,64.67,67.03]
["CP","Other",31,"P6",590.37,539.61,45.45,46.21]
["CP","Other",31,"P7",91.49,76.680000000000007,33,32.82]
["CP","Other",31,"P8",153.31,132.38,24.18,24.12]
["CP","Other",31,"Q2",783.79,627.39,218.07,228.4]
["CP","Other",31,"Q4",30.32,18.37,14.87,14.85]
["CP","Other",31,"Q5",37.25,25.46,17.37,17.329999999999998]
["CP","Other",31,"Q6",8.6,5.68,4.07,4.0599999999999996]
["CP","Other",31,"Q7",186.27,146.05000000000001,92.54,106.31]
["CP","Other",31,"Q8",20.21,10.8,10.8,10.8]
["CP","Other",31,"R4",91.72,66.11,43.77,46.52]
["CP","Other",31,"R5",9.9499999999999993,6.26,5.27,5.26]
["CP","Other",31,"R6",185.53,152.69,73.48,100.17]
["CP","Other",31,"S1",138.63,97.11,69.5,73.66]
["CP","Other",31,"S2",73.81,61.8,34.68,41.98]
["CP","Other",31,"S3",10.47,6.22,6.22,6.22]
["CP","Other",31,"S4",34.85,25.79,16.29,16.27]
["CP","Other",31,"S5",78.73,60.73,41.06,46.09]
["CP","Other",31,"S6",4.5999999999999996,2.73,2.73,2.73]
["CP","Other",31,"T1",62.07,56.1,15.58,23.26]
["CP","Other",31,"T2",33.07,23.23,12.63,12.57]
["CP","Other",31,"T3",48.21,45.58,0,0]
["CP","Other",31,"T4",33.35,23.9,17.91,18.18]
["CP","Other",31,"T5",71.27,24.77,18.670000000000002,21.49]
["CP","Other",32,"A1",450.93,358.59,124.32,131.87]
["CP","Other",32,"A3",10.99,8.1300000000000008,3.59,3.57]
["CP","Other",32,"A4",157.61000000000001,132.16999999999999,51.93,52.49]
["CP","Other",32,"A6",400.99,333.45,146.59,156.66999999999999]
["CP","Other",32,"A7",188.06,164.19,22.57,22.46]
["CP","Other",32,"A8",440.68,373.58,62.27,62.23]
["CP","Other",32,"A9",47.88,36.130000000000003,19.12,19.100000000000001]
["CP","Other",32,"B1",426.28,364.95,84.29,85.52]
["CP","Other",32,"B2",838.65,738.49,119.52,119.29]
["CP","Other",32,"B3",4.3600000000000003,2.59,2.59,2.59]
["CP","Other",32,"B4",472.04,430.78,24.62,24.6]
["CP","Other",32,"C1",38.74,29.94,11.3,11.3]
["CP","Other",32,"C2",203.87,168.98,76.19,75.959999999999994]
["CP","Other",32,"C3",561.25,446.36,293.57,320.39]
["CP","Other",32,"C4",295.07,278.27,1.1599999999999999,1.1599999999999999]
["CP","Other",32,"C5",92.81,78.06,15.88,15.88]
["CP","Other",32,"C7",357.65,331.38,15.6,15.6]
["CP","Other",32,"D4",104.58,72.27,43.78,43.77]
["CP","Other",32,"D5",32.9,21.99,21.99,21.99]
["CP","Other",32,"D6",78.06,59.19,28.99,28.99]
["CP","Other",32,"E1",173.4,154.41,20.05,20.89]
["CP","Other",32,"E7",288.99,270.57,7.33,9.17]
["CP","Other",32,"E8",289.56,270.20999999999998,13.33,18.72]
["CP","Other",32,"F6",481.78,397.87,68.69,69.14]
["CP","Other",32,"G1",26.21,17.149999999999999,14.82,15.47]
["CP","Other",32,"G5",75.459999999999994,66.98,1.8,1.8]
["CP","Other",32,"G6",341.09,316.16000000000003,10.17,10.17]
["CP","Other",32,"G7",393.27,346.33,179.38,179.38]
["CP","Other",32,"H1",313.91000000000003,289.64999999999998,21.91,26.55]
["CP","Other",32,"H2",1858.04,1728.3,87.22,100.3]
["CP","Other",32,"H6",1052.49,975.66,36.64,38.56]
["CP","Other",32,"J1",277.88,240.21,76.739999999999995,76.53]
["CP","Other",32,"J3",84.3,66.81,26.47,27.92]
["CP","Other",32,"J4",14.56,11.43,6.29,8.07]
["CP","Other",32,"J5",114.47,88.04,52.22,56.73]
["CP","Other",32,"J6",98.06,73.11,49.59,58.85]
["CP","Other",32,"J7",301.82,239.94,149.94,162.28]
["CP","Other",32,"J8",18.899999999999999,12.23,12.23,12.23]
["CP","Other",32,"K4",112.44,95.75,53.55,76.44]
["CP","Other",32,"K5",605.05999999999995,556.37,34.54,34.520000000000003]
["CP","Other",32,"K6",38.68,27.37,25.25,25.91]
["CP","Other",32,"L1",16.010000000000002,10.86,10.86,10.86]
["CP","Other",32,"L2",942.89,801.18,587.12,587.1]
["CP","Other",32,"L3",763.85,635.28,255.14,255.54]
["CP","Other",32,"L5",290.17,239.14,68.22,71.099999999999994]
["CP","Other",32,"L7",63.15,45.22,28.5,28.43]
["CP","Other",32,"L8",35.21,23.14,17.39,18]
["CP","Other",32,"M4",17.3,11.48,8.99,8.98]
["CP","Other",32,"M5",42.9,31.81,26.8,27.36]
["CP","Other",32,"M6",3.48,2.0699999999999998,2.0699999999999998,2.0699999999999998]
["CP","Other",32,"M7",1.88,1.1200000000000001,1.1200000000000001,1.1200000000000001]
["CP","Other",32,"N1",1072.57,975.56,75.44,77.64]
["CP","Other",32,"N2",512.21,438.57,110.5,125.82]
["CP","Other",32,"N3",771.51,673.1,139.21,138.30000000000001]
["CP","Other",32,"N4",79.22,52.41,49.01,49]
["CP","Other",32,"N5",103.15,89.53,7.31,7.66]
["CP","Other",32,"N6",96.42,80.09,13.55,13.47]
["CP","Other",32,"P1",769.78,693.51,77.2,77.680000000000007]
["CP","Other",32,"P2",30.38,21.59,17.27,19.61]
["CP","Other",32,"P3",1337.91,1147.8599999999999,129.22999999999999,141.37]
["CP","Other",32,"P4",32.06,27.49,14.42,20.100000000000001]
["CP","Other",32,"P5",394.4,341.91,64.930000000000007,67.28]
["CP","Other",32,"P6",615.97,563.27,47.11,47.87]
["CP","Other",32,"P7",91.77,76.88,33.1,32.92]
["CP","Other",32,"P8",158.57,137.25,24.51,24.45]
["CP","Other",32,"Q2",794.31,635.59,221.58,231.9]
["CP","Other",32,"Q4",30.09,18.239999999999998,14.69,14.67]
["CP","Other",32,"Q5",37.369999999999997,25.6,17.39,17.350000000000001]
["CP","Other",32,"Q6",8.51,5.63,3.99,3.98]
["CP","Other",32,"Q7",189.11,148.22999999999999,94.04,107.96]
["CP","Other",32,"Q8",20.65,11.07,11.07,11.07]
["CP","Other",32,"R4",92.41,66.67,44.09,46.84]
["CP","Other",32,"R5",9.73,6.14,5.13,5.12]
["CP","Other",32,"R6",188.67,155.32,74.73,101.91]
["CP","Other",32,"S1",138.61000000000001,97.26,69.41,73.569999999999993]
["CP","Other",32,"S2",74.64,62.39,35.26,42.56]
["CP","Other",32,"S3",10.119999999999999,6.01,6.01,6.01]
["CP","Other",32,"S4",35.22,26.06,16.46,16.45]
["CP","Other",32,"S5",80.37,61.89,42.1,47.14]
["CP","Other",32,"S6",4.45,2.64,2.64,2.64]
["CP","Other",32,"T1",62.81,56.79,15.75,23.53]
["CP","Other",32,"T2",33.31,23.42,12.66,12.6]
["CP","Other",32,"T3",48.86,46.19,0,0]
["CP","Other",32,"T4",33.97,24.36,18.309999999999999,18.579999999999998]
["CP","Other",32,"T5",71.34,24.83,18.7,21.54]
["CP","Other",33,"A1",455.04,362.33,123.87,131.1]
["CP","Other",33,"A3",11.17,8.27,3.65,3.63]
["CP","Other",33,"A4",160.57,134.71,52.64,53.17]
["CP","Other",33,"A6",405.4,337.34,147.85,158.11000000000001]
["CP","Other",33,"A7",191.95,167.68,22.83,22.72]
["CP","Other",33,"A8",443.87,377.46,60.77,60.72]
["CP","Other",33,"A9",48.93,36.979999999999997,19.59,19.57]
["CP","Other",33,"B1",437.13,374.79,85.42,86.59]
["CP","Other",33,"B2",855.71,753.94,122.52,122.28]
["CP","Other",33,"B3",4.22,2.5,2.5,2.5]
["CP","Other",33,"B4",483.49,441.44,25.07,25.05]
["CP","Other",33,"C1",38.590000000000003,30.02,10.91,10.91]
["CP","Other",33,"C2",204.8,169.77,76.44,76.209999999999994]
["CP","Other",33,"C3",563.97,447.89,295.85000000000002,322.07]
["CP","Other",33,"C4",305.17,287.83999999999997,1.1200000000000001,1.1200000000000001]
["CP","Other",33,"C5",93.65,79.14,15.39,15.39]
["CP","Other",33,"C7",366.47,339.61,16.02,16.02]
["CP","Other",33,"D4",103.14,71.66,42.47,42.46]
["CP","Other",33,"D5",33.9,22.73,22.73,22.73]
["CP","Other",33,"D6",78.48,59.67,28.88,28.88]
["CP","Other",33,"E1",176.49,157.35,20.190000000000001,21.04]
["CP","Other",33,"E7",298.58999999999997,279.69,7.29,9.17]
["CP","Other",33,"E8",298.91000000000003,279.08999999999997,13.39,18.87]
["CP","Other",33,"F6",489.54,405.28,68.77,69.19]
["CP","Other",33,"G1",26.28,17.170000000000002,14.91,15.53]
["CP","Other",33,"G5",75.349999999999994,66.92,1.74,1.74]
["CP","Other",33,"G6",351.37,326.06,9.86,9.86]
["CP","Other",33,"G7",414.53,365.08,191.35,191.35]
["CP","Other",33,"H1",322.7,297.87,21.77,26.14]
["CP","Other",33,"H2",1914.31,1781.27,87.55,100.45]
["CP","Other",33,"H6",1079.78,1001.5,36.6,38.49]
["CP","Other",33,"J1",283.82,245.11,78.86,78.650000000000006]
["CP","Other",33,"J3",85.91,68.09,27.16,28.59]
["CP","Other",33,"J4",14.68,11.55,6.32,8.1300000000000008]
["CP","Other",33,"J5",114.91,88.21,52.5,56.76]
["CP","Other",33,"J6",97,72.17,49.22,58.22]
["CP","Other",33,"J7",299.85000000000002,237.92,149.36000000000001,160.97]
["CP","Other",33,"J8",19.13,12.43,12.43,12.43]
["CP","Other",33,"K4",114.96,97.83,54.87,78.180000000000007]
["CP","Other",33,"K5",624.88,574.87,35.159999999999997,35.14]
["CP","Other",33,"K6",40.47,28.64,26.48,27.16]
["CP","Other",33,"L1",16.88,11.46,11.46,11.46]
["CP","Other",33,"L2",1004.02,854.38,625.63,625.61]
["CP","Other",33,"L3",786.46,655.07000000000005,265.04000000000002,265.39999999999998]
["CP","Other",33,"L5",295.32,243.73,68.45,71.14]
["CP","Other",33,"L7",64.09,45.93,28.96,28.89]
["CP","Other",33,"L8",34.83,22.87,17.14,17.71]
["CP","Other",33,"M4",17.53,11.66,9.1300000000000008,9.1199999999999992]
["CP","Other",33,"M5",43.48,32.26,27.17,27.74]
["CP","Other",33,"M6",3.37,2,2,2]
["CP","Other",33,"M7",1.82,1.08,1.08,1.08]
["CP","Other",33,"N1",1101.53,1002.92,75.540000000000006,77.599999999999994]
["CP","Other",33,"N2",521.87,447.15,110.94,125.54]
["CP","Other",33,"N3",777.65,678.55,139.74,138.83000000000001]
["CP","Other",33,"N4",80.27,53.23,49.78,49.77]
["CP","Other",33,"N5",102.94,89.39,7.17,7.5]
["CP","Other",33,"N6",96.88,80.45,13.66,13.58]
["CP","Other",33,"P1",792.46,714.55,79.31,79.75]
["CP","Other",33,"P2",30.5,21.76,17.36,19.75]
["CP","Other",33,"P3",1384.57,1184.4100000000001,132.53,143.96]
["CP","Other",33,"P4",30.26,25.93,13.62,18.97]
["CP","Other",33,"P5",400.57,347.72,64.86,67.08]
["CP","Other",33,"P6",637.16999999999996,582.75,48.78,49.49]
["CP","Other",33,"P7",92.06,77.09,33.21,33.03]
["CP","Other",33,"P8",163.04,141.37,24.88,24.81]
["CP","Other",33,"Q2",802.1,641.29999999999995,223.87,233.54]
["CP","Other",33,"Q4",29.88,18.13,14.52,14.5]
["CP","Other",33,"Q5",37.54,25.78,17.440000000000001,17.39]
["CP","Other",33,"Q6",8.42,5.59,3.92,3.91]
["CP","Other",33,"Q7",190.29,148.94,94.81,108.55]
["CP","Other",33,"Q8",21.11,11.35,11.35,11.35]
["CP","Other",33,"R4",92.33,66.55,44.08,46.66]
["CP","Other",33,"R5",9.5299999999999994,6.02,5,4.99]
["CP","Other",33,"R6",191.89,158,75.989999999999995,103.67]
["CP","Other",33,"S1",137.41999999999999,96.36,68.819999999999993,72.73]
["CP","Other",33,"S2",73.3,61.05,34.9,41.77]
["CP","Other",33,"S3",9.77,5.8,5.8,5.8]
["CP","Other",33,"S4",35.6,26.34,16.63,16.62]
["CP","Other",33,"S5",80.58,61.77,42.54,47.28]
["CP","Other",33,"S6",4.29,2.5499999999999998,2.5499999999999998,2.5499999999999998]
["CP","Other",33,"T1",62.87,56.87,15.61,23.36]
["CP","Other",33,"T2",33.58,23.64,12.7,12.64]
["CP","Other",33,"T3",49.5,46.8,0,0]
["CP","Other",33,"T4",34.56,24.78,18.7,18.96]
["CP","Other",33,"T5",70.81,24.36,18.47,21.21]
["CP","Other",34,"A1",461.32,367.98,124.26,131.52000000000001]
["CP","Other",34,"A3",11.45,8.4700000000000006,3.74,3.72]
["CP","Other",34,"A4",163.74,137.44999999999999,53.42,53.94]
["CP","Other",34,"A6",409.83,341.25,149.06,159.51]
["CP","Other",34,"A7",196.17,171.44,23.17,23.05]
["CP","Other",34,"A8",447.3,381.53,59.32,59.27]
["CP","Other",34,"A9",49.97,37.82,20.02,20]
["CP","Other",34,"B1",446.02,382.79,86.62,87.79]
["CP","Other",34,"B2",874.42,770.85,126.31,126.07]
["CP","Other",34,"B3",4.07,2.42,2.42,2.42]
["CP","Other",34,"B4",492.78,450.06,25.5,25.47]
["CP","Other",34,"C1",38.46,30.13,10.53,10.53]
["CP","Other",34,"C2",205.73,170.56,76.69,76.459999999999994]
["CP","Other",34,"C3",570.66,452.98,299.79000000000002,326.25]
["CP","Other",34,"C4",312.69,294.97000000000003,1.08,1.08]
["CP","Other",34,"C5",94.54,80.260000000000005,14.9,14.9]
["CP","Other",34,"C7",375.39,347.96,16.36,16.36]
["CP","Other",34,"D4",101.77,71.11,41.18,41.17]
["CP","Other",34,"D5",34.75,23.36,23.36,23.36]
["CP","Other",34,"D6",78.900000000000006,60.16,28.76,28.76]
["CP","Other",34,"E1",179.53,160.27000000000001,20.28,21.15]
["CP","Other",34,"E7",305.67,286.44,7.25,9.16]
["CP","Other",34,"E8",305.87,285.70999999999998,13.44,19.03]
["CP","Other",34,"F6",507.61,415.16,71.099999999999994,71.52]
["CP","Other",34,"G1",26.49,17.34,15.06,15.68]
["CP","Other",34,"G5",75.25,66.86,1.68,1.68]
["CP","Other",34,"G6",359.23,333.68,9.56,9.56]
["CP","Other",34,"G7",444.08,391.12,209.08,209.07]
["CP","Other",34,"H1",330.35,304.95,22.19,26.56]
["CP","Other",34,"H2",1958.77,1823.02,88.24,101.15]
["CP","Other",34,"H6",1105.6199999999999,1025.8800000000001,36.75,38.65]
["CP","Other",34,"J1",289.45999999999998,249.8,80.709999999999994,80.489999999999995]
["CP","Other",34,"J3",87.64,69.5,27.86,29.31]
["CP","Other",34,"J4",14.83,11.69,6.36,8.1999999999999993]
["CP","Other",34,"J5",116.58,89.5,53.29,57.54]
["CP","Other",34,"J6",97.61,72.709999999999994,49.55,58.61]
["CP","Other",34,"J7",301.77999999999997,239.33,150.41,162.02000000000001]
["CP","Other",34,"J8",19.3,12.58,12.58,12.58]
["CP","Other",34,"K4",117.36,99.81,56.11,79.819999999999993]
["CP","Other",34,"K5",639.65,588.64,35.700000000000003,35.68]
["CP","Other",34,"K6",42.06,29.78,27.57,28.26]
["CP","Other",34,"L1",17.64,11.99,11.99,11.99]
["CP","Other",34,"L2",1090.55,929.96,681.73,681.71]
["CP","Other",34,"L3",816.15,681,279.47000000000003,279.82]
["CP","Other",34,"L5",301,248.63,69.31,71.989999999999995]
["CP","Other",34,"L7",65.22,46.79,29.46,29.39]
["CP","Other",34,"L8",34.71,22.83,16.989999999999998,17.559999999999999]
["CP","Other",34,"M4",17.78,11.85,9.26,9.24]
["CP","Other",34,"M5",44.05,32.69,27.53,28.11]
["CP","Other",34,"M6",3.25,1.93,1.93,1.93]
["CP","Other",34,"M7",1.76,1.04,1.04,1.04]
["CP","Other",34,"N1",1124.43,1024.44,76.02,78.08]
["CP","Other",34,"N2",533.04,456.89,113.04,127.68]
["CP","Other",34,"N3",785.06,684.95,140.68,139.76]
["CP","Other",34,"N4",81.17,53.94,50.43,50.42]
["CP","Other",34,"N5",102.91,89.4,7.09,7.42]
["CP","Other",34,"N6",97.63,81.03,13.88,13.79]
["CP","Other",34,"P1",812.16,732.59,82.52,82.96]
["CP","Other",34,"P2",30.59,21.9,17.420000000000002,19.850000000000001]
["CP","Other",34,"P3",1426.21,1215.96,137.96,149.38999999999999]
["CP","Other",34,"P4",30.17,25.87,13.57,18.920000000000002]
["CP","Other",34,"P5",405.8,352.59,65.099999999999994,67.319999999999993]
["CP","Other",34,"P6",653.48,597.64,50.37,51.08]
["CP","Other",34,"P7",92.45,77.37,33.340000000000003,33.17]
["CP","Other",34,"P8",166.68,144.66999999999999,25.27,25.2]
["CP","Other",34,"Q2",815.8,651.86,228.37,238.01]
["CP","Other",34,"Q4",29.73,18.059999999999999,14.36,14.34]
["CP","Other",34,"Q5",37.85,26.06,17.510000000000002,17.47]
["CP","Other",34,"Q6",8.3699999999999992,5.57,3.86,3.85]
["CP","Other",34,"Q7",193.47,151.37,96.39,110.27]
["CP","Other",34,"Q8",21.5,11.59,11.59,11.59]
["CP","Other",34,"R4",93.36,67.37,44.5,47.08]
["CP","Other",34,"R5",9.34,5.92,4.87,4.8600000000000003]
["CP","Other",34,"R6",195.68,161.09,77.44,105.6]
["CP","Other",34,"S1",137.66999999999999,96.71,68.8,72.709999999999994]
["CP","Other",34,"S2",74.069999999999993,61.6,35.44,42.31]
["CP","Other",34,"S3",9.43,5.6,5.6,5.6]
["CP","Other",34,"S4",36.01,26.65,16.82,16.8]
["CP","Other",34,"S5",82.29,62.98,43.57,48.31]
["CP","Other",34,"S6",4.1399999999999997,2.46,2.46,2.46]
["CP","Other",34,"T1",63.61,57.55,15.77,23.62]
["CP","Other",34,"T2",34.07,24.03,12.81,12.75]
["CP","Other",34,"T3",50.14,47.41,0,0]
["CP","Other",34,"T4",35.21,25.26,19.100000000000001,19.350000000000001]
["CP","Other",34,"T5",70.88,24.42,18.5,21.25]
["CP","Other",35,"A1",463.67,370.06,123.93,130.96]
["CP","Other",35,"A3",11.75,8.6999999999999993,3.84,3.82]
["CP","Other",35,"A4",165.81,139.16,54.12,54.62]
["CP","Other",35,"A6",413.01,344.01,150.18,160.81]
["CP","Other",35,"A7",198.87,173.75,23.53,23.41]
["CP","Other",35,"A8",453.01,387.51,57.91,57.87]
["CP","Other",35,"A9",50.89,38.54,20.48,20.46]
["CP","Other",35,"B1",450.42,386.6,87.6,88.71]
["CP","Other",35,"B2",885.31,780.47,128.91999999999999,128.66999999999999]
["CP","Other",35,"B3",3.93,2.33,2.33,2.33]
["CP","Other",35,"B4",501.58,458.02,25.93,25.9]
["CP","Other",35,"C1",38.090000000000003,30,10.16,10.16]
["CP","Other",35,"C2",206.14,170.93,76.77,76.540000000000006]
["CP","Other",35,"C3",573.73,454.91,302.18,328.24]
["CP","Other",35,"C4",315.76,297.89999999999998,1.04,1.04]
["CP","Other",35,"C5",94.6,80.59,14.42,14.42]
["CP","Other",35,"C7",380.16,352.39,16.739999999999998,16.739999999999998]
["CP","Other",35,"D4",100.09,70.260000000000005,39.93,39.92]
["CP","Other",35,"D5",35.67,24.04,24.04,24.04]
["CP","Other",35,"D6",78.89,60.27,28.57,28.57]
["CP","Other",35,"E1",181.12,161.81,20.399999999999999,21.28]
["CP","Other",35,"E7",308.56,289.22000000000003,7.22,9.16]
["CP","Other",35,"E8",308.83,288.55,13.5,19.170000000000002]
["CP","Other",35,"F6",511.57,419.01,71.11,71.5]
["CP","Other",35,"G1",26.58,17.399999999999999,15.16,15.75]
["CP","Other",35,"G5",79.680000000000007,70.88,1.62,1.62]
["CP","Other",35,"G6",362.3,336.75,9.25,9.25]
["CP","Other",35,"G7",460.3,405.37,218.56,218.55]
["CP","Other",35,"H1",332.85,307.20999999999998,22.18,26.35]
["CP","Other",35,"H2",1977.6,1840.62,88.57,101.35]
["CP","Other",35,"H6",1118.4000000000001,1037.8900000000001,36.9,38.78]
["CP","Other",35,"J1",293.74,253.2,82.66,82.45]
["CP","Other",35,"J3",88.98,70.53,28.54,29.97]
["CP","Other",35,"J4",15,11.84,6.41,8.2799999999999994]
["CP","Other",35,"J5",116.91,89.61,53.59,57.65]
["CP","Other",35,"J6",97.01,72.180000000000007,49.36,58.24]
["CP","Other",35,"J7",300.95999999999998,238.31,150.24,161.30000000000001]
["CP","Other",35,"J8",19.5,12.75,12.75,12.75]
["CP","Other",35,"K4",119.75,101.79,57.35,81.459999999999994]
["CP","Other",35,"K5",646.13,594.58000000000004,36.21,36.19]
["CP","Other",35,"K6",43.74,30.98,28.72,29.42]
["CP","Other",35,"L1",18.440000000000001,12.54,12.54,12.54]
["CP","Other",35,"L2",1139.1400000000001,972.2,712.35,712.33]
["CP","Other",35,"L3",833.85,696.18,287.77999999999997,288.08999999999997]
["CP","Other",35,"L5",304.23,251.23,69.88,72.430000000000007]
["CP","Other",35,"L7",66.400000000000006,47.68,29.98,29.91]
["CP","Other",35,"L8",34.49,22.69,16.8,17.34]
["CP","Other",35,"M4",18.05,12.06,9.4,9.39]
["CP","Other",35,"M5",44.6,33.119999999999997,27.87,28.46]
["CP","Other",35,"M6",3.13,1.86,1.86,1.86]
["CP","Other",35,"M7",1.69,1.01,1.01,1.01]
["CP","Other",35,"N1",1138.71,1037.5999999999999,76.349999999999994,78.3]
["CP","Other",35,"N2",537.22,460.15,113.99,128.09]
["CP","Other",35,"N3",801.7,699.5,141.76,140.83000000000001]
["CP","Other",35,"N4",82.15,54.71,51.13,51.12]
["CP","Other",35,"N5",108.26,94.25,7,7.31]
["CP","Other",35,"N6",102.11,84.93,14.12,14.04]
["CP","Other",35,"Q6",8.33,5.57,3.81,3.8]
["CP","Other",35,"R5",9.17,5.83,4.75,4.74]
["CP","Other",36,"A4",168.01,140.99,54.86,55.36]
["CP","Other",36,"D5",36.18,24.45,24.45,24.45]
["CP","Other",36,"J4",15.11,11.97,6.42,8.32]
["CP","Other",36,"M5",45.1,33.5,28.19,28.79]
["CP","Other",36,"P8",170.04,147.61000000000001,25.95,25.88]
["CP","Other",36,"S6",3.75,2.23,2.23,2.23]
["CP","Other",37,"B4",506.1,462.15,26.38,26.35]
["CP","Other",37,"G5",79.36,70.69,1.43,1.43]
["CP","Other",37,"K6",46.12,32.700000000000003,30.36,31.09]
["CP","Other",37,"N6",103.23,85.82,14.39,14.3]
["CP","Other",37,"R4",94.72,68.569999999999993,44.84,47.29]
["CP","Other",38,"A3",12.4,9.18,4.05,4.03]
["CP","Other",38,"D4",91.03,65.3,33.78,33.770000000000003]
["CP","Other",38,"J3",91.72,72.86,29.68,31.15]
["CP","Other",38,"M5",46.07,34.26,28.8,29.41]
["CP","Other",38,"P7",93.49,78.17,33.64,33.46]
["CP","Other",38,"S5",86.69,65.92,46.42,50.94]
["CP","Other",39,"B3",3.04,1.81,1.81,1.81]
["CP","Other",39,"G1",26.06,17.2,14.9,15.49]
["CP","Other",39,"K6",47.43,33.659999999999997,31.26,32]
["CP","Other",39,"N5",112.9,98.75,6.37,6.69]
["CP","Other",39,"Q8",22.68,12.35,12.35,12.35]
["CP","Other",40,"A3",12.69,9.39,4.1500000000000004,4.12]
["CP","Other",40,"C7",399.29,370.78,16.760000000000002,16.760000000000002]
["CP","Other",40,"J1",305.99,263.64999999999998,86.57,86.35]
["CP","Other",40,"M4",18,12.17,9.3000000000000007,9.2799999999999994]
["CP","Other",40,"P6",668.72,610.80999999999995,54.9,55.58]
["CP","Other",40,"S5",87.65,66.61,46.93,51.45]
["CP","Solar",16,"C2",43.78,0,2.33,35.46]
["CP","Solar",16,"G7",32.4,0,1.72,26.24]
["CP","Solar",16,"L5",233.37,0,12.42,189.03]
["CP","Solar",16,"P8",52.36,0,2.79,42.41]
["CP","Solar",17,"B3",43.33,0,2.31,35.53]
["CP","Solar",17,"G6",818.74,0,43.56,671.37]
["CP","Solar",17,"L2",74.59,0,3.97,61.16]
["CP","Solar",17,"L3",181.04,0,9.6300000000000008,148.44999999999999]
["CP","Solar",17,"P6",6.49,0,0.35,5.32]
["CP","Solar",18,"B2",463.63,0,24.67,384.81]
["CP","Solar",18,"G5",67.290000000000006,0,3.58,55.85]
["CP","Solar",18,"K6",90.68,0,4.82,75.260000000000005]
["CP","Solar",18,"P3",65.39,0,3.48,54.27]
["CP","Solar",19,"C7",283.26,0,15.07,237.94]
["CP","Solar",19,"E8",101.04,0,5.38,84.87]
["CP","Solar",19,"K4",197.59,0,10.51,165.98]
["CP","Solar",19,"N7",4.2699999999999996,0,0.23,3.59]
["CP","Solar",20,"A3",1.23,0,7.0000000000000007E-2,1.03]
["CP","Solar",20,"C7",286.20999999999998,0,15.23,240.42]
["CP","Solar",20,"J1",196.6,0,10.46,165.14]
["CP","Solar",20,"M5",6.45,0,0.34,5.42]
["CP","Solar",20,"P6",8.82,0,0.47,7.41]
["CP","Solar",20,"S4",0.14000000000000001,0,0.01,0.12]
["CP","Solar",21,"B1",119.64,0,6.36,100.5]
["CP","Solar",21,"E7",293.61,0,15.62,246.63]
["CP","Solar",21,"J8",50.14,0,2.67,42.12]
["CP","Solar",21,"N3",2.91,0,0.15,2.44]
["CP","Solar",21,"Q5",2.46,0,0.13,2.0699999999999998]
["CP","Solar",21,"T3",0.28000000000000003,0,0.01,0.24]
["CP","Solar",22,"C2",65.819999999999993,0,3.5,55.29]
["CP","Solar",22,"G6",934.81,0,49.73,785.24]
["CP","Solar",22,"L3",217.7,0,11.58,182.87]
["CP","Solar",22,"P1",5.98,0,0.32,5.0199999999999996]
["CP","Solar",22,"R6",9.86,0,0.52,8.2799999999999994]
["CP","Solar",23,"A4",24.76,0,1.32,20.8]
["CP","Solar",23,"C7",303.39999999999998,0,16.14,254.86]
["CP","Solar",23,"J3",521.17999999999995,0,27.73,437.79]
["CP","Solar",23,"M5",10.029999999999999,0,0.53,8.43]
["CP","Solar",23,"P6",18.850000000000001,0,1,15.83]
["CP","Solar",23,"S5",27.85,0,1.48,23.39]
["CP","Solar",24,"B1",130.52000000000001,0,6.94,109.64]
["CP","Solar",24,"E8",114.38,0,6.09,96.08]
["CP","Solar",24,"J8",61.02,0,3.25,51.26]
["CP","Solar",24,"N3",8.35,0,0.44,7.01]
["CP","Solar",24,"Q6",13.34,0,0.71,11.21]
["CP","Solar",24,"T3",1.49,0,0.08,1.25]
["CP","Solar",24,"T4",32.29,0,1.72,27.12]
["CP","Solar",25,"C3",153.75,0,8.18,129.15]
["CP","Solar",25,"G7",97.03,0,5.16,81.510000000000005]
["CP","Solar",25,"L5",401.96,0,21.38,337.65]
["CP","Solar",25,"P2",10.98,0,0.57999999999999996,9.2200000000000006]
["CP","Solar",25,"R6",38.049999999999997,0,2.02,31.96]
["CP","Solar",26,"A6",29.89,0,1.59,25.11]
["CP","Solar",26,"D4",358.8,0,19.09,301.39]
["CP","Solar",26,"J4",350.54,0,18.649999999999999,294.45]
["CP","Solar",26,"M6",153.55000000000001,0,8.17,128.97999999999999]
["CP","Solar",26,"Q2",38.61,0,2.0499999999999998,32.43]
["CP","Solar",26,"S5",60.23,0,3.2,50.59]
["CP","Solar",27,"B1",147.55000000000001,0,7.85,123.94]
["CP","Solar",27,"E7",405.23,0,21.56,340.39]
["CP","Solar",27,"J8",78.05,0,4.1500000000000004,65.56]
["CP","Solar",27,"N3",16.86,0,0.9,14.16]
["CP","Solar",27,"Q6",30.37,0,1.62,25.51]
["CP","Solar",27,"T3",3.41,0,0.18,2.86]
["CP","Solar",28,"C2",138.41999999999999,0,7.36,116.27]
["CP","Solar",28,"G7",145.49,0,7.74,122.21]
["CP","Solar",28,"L3",338.7,0,18.02,284.51]
["CP","Solar",28,"P2",19.059999999999999,0,1.01,16.010000000000002]
["CP","Solar",28,"R6",70.36,0,3.74,59.1]
["CP","Solar",29,"A4",54.87,0,2.92,46.09]
["CP","Solar",29,"D4",413.62,0,22,347.44]
["CP","Solar",29,"J3",731.95,0,38.94,614.84]
["CP","Solar",29,"M5",25.09,0,1.33,21.08]
["CP","Solar",29,"P7",57.75,0,3.07,48.51]
["CP","Solar",29,"S5",117.68,0,6.26,98.85]
["CP","Solar",30,"B2",851.4,0,45.29,715.18]
["CP","Solar",30,"E8",142.32,0,7.57,119.55]
["CP","Solar",30,"J8",88.96,0,4.7300000000000004,74.73]
["CP","Solar",30,"N4",26.76,0,1.42,22.48]
["CP","Solar",30,"Q6",41.27,0,2.2000000000000002,34.67]
["CP","Solar",30,"T4",39.32,0,2.09,33.03]
["CP","Solar",31,"C3",213.77,0,11.37,179.57]
["CP","Solar",31,"G7",172.06,0,9.15,144.53]
["CP","Solar",31,"L5",552.01,0,29.37,463.69]
["CP","Solar",31,"P2",23.48,0,1.25,19.72]
["CP","Solar",31,"R6",88.07,0,4.6900000000000004,73.98]
["CP","Solar",31,"S1",38.950000000000003,0,2.0699999999999998,32.72]
["CP","Solar",32,"A6",51.68,0,2.75,43.41]
["CP","Solar",32,"D5",267.14,0,14.21,224.4]
["CP","Solar",32,"J4",394.13,0,20.97,331.07]
["CP","Solar",32,"M6",208.03,0,11.07,174.75]
["CP","Solar",32,"P8",157.75,0,8.39,132.51]
["CP","Solar",32,"S6",17.760000000000002,0,0.94,14.92]
["CP","Solar",33,"B2",919.04,0,48.89,771.99]
["CP","Solar",33,"F6",1296.21,0,68.959999999999994,1088.82]
["CP","Solar",33,"K4",539.11,0,28.68,452.85]
["CP","Solar",33,"N5",28.15,0,1.5,23.65]
["CP","Solar",33,"Q7",48.79,0,2.6,40.98]
["CP","Solar",33,"T4",48.59,0,2.58,40.82]
["CP","Solar",34,"C4",121.98,0,6.49,102.46]
["CP","Solar",34,"H1",75.73,0,4.03,63.61]
["CP","Solar",34,"L5",592.76,0,31.53,497.92]
["CP","Solar",34,"P2",26.88,0,1.43,22.58]
["CP","Solar",34,"R6",101.65,0,5.41,85.39]
["CP","Solar",35,"A6",57.4,0,3.05,48.22]
["CP","Solar",35,"D4",468.84,0,24.94,393.83]
["CP","Solar",35,"J3",828.6,0,44.08,696.02]
["CP","Solar",35,"M6",222.33,0,11.83,186.76]
["CP","Solar",35,"P7",78.459999999999994,0,4.17,65.91]
["CP","Solar",35,"S6",30.74,0,1.64,25.82]
["CP","Solar",36,"B2",964.33,0,51.3,810.04]
["CP","Solar",36,"E8",154.86000000000001,0,8.24,130.08000000000001]
["CP","Solar",36,"K4",574.34,0,30.55,482.45]
["CP","Solar",36,"N4",33.03,0,1.76,27.75]
["CP","Solar",36,"Q7",53.82,0,2.86,45.21]
["CP","Solar",36,"T4",62.85,0,3.34,52.79]
["CP","Solar",37,"C3",239.96,0,12.77,201.57]
["CP","Solar",37,"H1",79.86,0,4.25,67.08]
["CP","Solar",37,"L5",617.48,0,32.85,518.67999999999995]
["CP","Solar",37,"P2",28.94,0,1.54,24.31]
["CP","Solar",37,"S1",93.37,0,4.97,78.430000000000007]
["CP","Solar",38,"A6",60.68,0,3.23,50.97]
["CP","Solar",38,"D5",285.13,0,15.17,239.51]
["CP","Solar",38,"J4",412.12,0,21.92,346.18]
["CP","Solar",38,"M6",230.53,0,12.26,193.65]
["CP","Solar",38,"M7",27.79,0,1.48,23.34]
["CP","Solar",38,"P8",175.75,0,9.35,147.63]
["CP","Solar",38,"S6",43.38,0,2.31,36.44]
["CP","Solar",39,"B3",103.6,0,5.51,87.02]
["CP","Solar",39,"F6",1398.7,0,74.41,1174.9100000000001]
["CP","Solar",39,"K5",464.54,0,24.71,390.21]
["CP","Solar",39,"N5",31.87,0,1.7,26.77]
["CP","Solar",39,"Q7",56.22,0,2.99,47.22]
["CP","Solar",39,"T5",64.400000000000006,0,3.43,54.1]
["CP","Solar",40,"C4",135.66999999999999,0,7.22,113.96]
["CP","Solar",40,"H2",113.21,0,6.02,95.1]
["CP","Solar",40,"L7",190.87,0,10.15,160.33000000000001]
["CP","Solar",40,"P3",180.75,0,9.6199999999999992,151.83000000000001]
["CP","Solar",40,"S2",20.02,0,1.07,16.82]
["CP","Wind",16,"C4",60.54,14,28.45,23.61]
["CP","Wind",16,"J7",26.32,6.09,12.37,10.27]
["CP","Wind",16,"P1",43.48,10.050000000000001,20.440000000000001,16.96]
["CP","Wind",16,"S2",120.4,27.84,56.59,46.96]
["CP","Wind",17,"C7",143.30000000000001,32.19,67.349999999999994,55.89]
["CP","Wind",17,"L5",33.49,7.52,15.74,13.06]
["CP","Wind",17,"P6",67.099999999999994,15.07,31.54,26.17]
["CP","Wind",17,"T3",24.37,5.47,11.45,9.5]
["CP","Wind",18,"H2",112.77,23.85,53,43.98]
["CP","Wind",18,"M5",30.49,6.45,14.33,11.89]
["CP","Wind",18,"Q5",33.54,7.09,15.76,13.08]
["CP","Wind",19,"B4",2.39,0.5,1.1299999999999999,0.93]
["CP","Wind",19,"J5",32.409999999999997,6.76,15.23,12.64]
["CP","Wind",19,"N3",180,37.549999999999997,84.6,70.2]
["CP","Wind",19,"R5",71.48,14.91,33.6,27.88]
["CP","Wind",20,"C7",143.30000000000001,29.79,67.349999999999994,55.89]
["CP","Wind",20,"K5",25.87,5.38,12.16,10.09]
["CP","Wind",20,"P4",71.7,14.91,33.700000000000003,27.96]
["CP","Wind",20,"T1",83.66,17.39,39.32,32.630000000000003]
["CP","Wind",21,"G7",34.14,6.85,16.05,13.31]
["CP","Wind",21,"M4",15.86,3.18,7.45,6.19]
["CP","Wind",21,"Q2",79.05,15.87,37.15,30.83]
["CP","Wind",21,"T5",98.69,19.809999999999999,46.38,38.49]
["CP","Wind",22,"J3",90.25,17.440000000000001,42.42,35.200000000000003]
["CP","Wind",22,"M8",46.01,8.89,21.62,17.940000000000001]
["CP","Wind",22,"N1",20.51,3.96,9.64,8]
["CP","Wind",22,"Q8",117.96,22.8,55.44,46]
["CP","Wind",23,"C4",73.28,13.62,34.44,28.58]
["CP","Wind",23,"K4",275.2,51.16,129.34,107.33]
["CP","Wind",23,"P1",52.63,9.7799999999999994,24.74,20.53]
["CP","Wind",23,"S5",288.68,53.67,135.68,112.59]
["CP","Wind",24,"G6",10.5,1.87,4.93,4.09]
["CP","Wind",24,"L7",13.09,2.33,6.15,5.0999999999999996]
["CP","Wind",24,"P8",333.03,59.31,156.52000000000001,129.88]
["CP","Wind",24,"T4",21.52,3.83,10.119999999999999,8.39]
["CP","Wind",25,"H6",173.24,30.33,81.42,67.56]
["CP","Wind",25,"M7",163.44999999999999,28.62,76.819999999999993,63.75]
["CP","Wind",25,"Q6",189.7,33.22,89.16,73.98]
["CP","Wind",26,"C3",16.059999999999999,2.7,7.55,6.26]
["CP","Wind",26,"J6",184.52,31.07,86.72,71.959999999999994]
["CP","Wind",26,"N4",144.18,24.28,67.760000000000005,56.23]
["CP","Wind",26,"S1",698.94,117.7,328.5,272.58999999999997]
["CP","Wind",27,"D4",7.32,1.2,3.44,2.85]
["CP","Wind",27,"L3",25.61,4.1900000000000004,12.03,9.99]
["CP","Wind",27,"P6",75.930000000000007,12.43,35.69,29.61]
["CP","Wind",27,"T2",140.55000000000001,23.01,66.06,54.81]
["CP","Wind",28,"H2",123.14,19.809999999999999,57.87,48.02]
["CP","Wind",28,"M5",33.29,5.36,15.65,12.98]
["CP","Wind",28,"N5",66.7,10.73,31.35,26.01]
["CP","Wind",29,"A1",13.68,2.17,6.43,5.33]
["CP","Wind",29,"J3",99.83,15.81,46.92,38.93]
["CP","Wind",29,"N1",21.54,3.41,10.119999999999999,8.4]
["CP","Wind",29,"Q8",123.87,19.62,58.22,48.31]
["CP","Wind",30,"C4",76.760000000000005,11.71,36.08,29.94]
["CP","Wind",30,"K4",277.79000000000002,42.39,130.56,108.34]
["CP","Wind",30,"P1",55.13,8.41,25.91,21.5]
["CP","Wind",30,"S2",135.97999999999999,20.75,63.91,53.03]
["CP","Wind",31,"G6",10.93,1.64,5.14,4.26]
["CP","Wind",31,"L7",13.63,2.0499999999999998,6.4,5.31]
["CP","Wind",31,"P8",346.69,52.14,162.94,135.21]
["CP","Wind",31,"T4",23.22,3.49,10.92,9.06]
["CP","Wind",32,"H6",180.13,27.07,84.66,70.25]
["CP","Wind",32,"M7",169.95,25.54,79.88,66.28]
["CP","Wind",32,"Q6",197.25,29.65,92.71,76.930000000000007]
["CP","Wind",33,"C1",11.97,1.76,5.62,4.67]
["CP","Wind",33,"C3",16.649999999999999,2.4500000000000002,7.83,6.49]
["CP","Wind",33,"J6",191.29,28.16,89.9,74.599999999999994]
["CP","Wind",33,"N5",68.42,10.07,32.159999999999997,26.69]
["CP","Wind",33,"S1",719.55,105.92,338.19,280.62]
["CP","Wind",34,"D4",7.55,1.1100000000000001,3.55,2.95]
["CP","Wind",34,"L5",39.130000000000003,5.76,18.39,15.26]
["CP","Wind",34,"P6",78.39,11.54,36.840000000000003,30.57]
["CP","Wind",34,"T3",28.75,4.2300000000000004,13.51,11.21]
["CP","Wind",35,"H2",127.74,18.68,60.04,49.82]
["CP","Wind",35,"M5",34.53,5.05,16.23,13.47]
["CP","Wind",35,"Q5",37.99,5.55,17.86,14.82]
["CP","Wind",36,"B4",2.64,0.39,1.24,1.03]
["CP","Wind",36,"J4",141.63,20.69,66.569999999999993,55.24]
["CP","Wind",36,"N3",204.21,29.83,95.98,79.64]
["CP","Wind",36,"R5",78.83,11.52,37.049999999999997,30.74]
["CP","Wind",37,"C7",162.57,23.75,76.41,63.4]
["CP","Wind",37,"K5",28.51,4.17,13.4,11.12]
["CP","Wind",37,"P3",83.62,12.22,39.299999999999997,32.61]
["CP","Wind",37,"T1",99.03,14.47,46.54,38.619999999999997]
["CP","Wind",38,"G7",37.58,5.49,17.66,14.65]
["CP","Wind",38,"M4",17.46,2.5499999999999998,8.1999999999999993,6.81]
["CP","Wind",38,"Q2",89.11,13.01,41.88,34.75]
["CP","Wind",38,"T5",115.84,16.91,54.44,45.18]
["CP","Wind",39,"J3",101.33,14.79,47.63,39.520000000000003]
["CP","Wind",39,"M8",50.6,7.39,23.78,19.73]
["CP","Wind",39,"Q7",42.84,6.25,20.13,16.71]
["CP","Wind",40,"D4",7.8,1.1399999999999999,3.67,3.04]
["CP","Wind",40,"J6",197.73,28.85,92.93,77.11]
["CP","Wind",40,"N5",70.73,10.32,33.24,27.58]
["CP","Wind",40,"S1",744.97,108.69,350.13,290.54000000000002]
["TD","Hydro",16,"S1",91.4,77.569999999999993,15.54,21.94]
["TD","Hydro",17,"T3",43.02,36.51,7.31,10.32]
["TD","Hydro",18,"T5",12.87,10.92,2.19,3.09]
["TD","Hydro",20,"H6",60.85,51.65,10.35,14.6]
["TD","Hydro",21,"M7",21.15,17.95,3.59,5.07]
["TD","Hydro",22,"Q8",13.33,11.31,2.27,3.2]
["TD","Hydro",23,"T1",88.04,74.72,14.97,21.13]
["TD","Hydro",24,"T4",51.65,43.83,8.7799999999999994,12.4]
["TD","Hydro",26,"F6",5.03,4.2699999999999996,0.85,1.21]
["TD","Hydro",26,"H6",67.459999999999994,57.25,11.47,16.190000000000001]
["TD","Hydro",27,"M6",1.33,1.1299999999999999,0.23,0.32]
["TD","Hydro",28,"Q8",14.7,12.47,2.5,3.53]
["TD","Hydro",29,"S7",10.039999999999999,8.52,1.71,2.41]
["TD","Hydro",30,"T3",54.79,46.5,9.31,13.15]
["TD","Hydro",32,"F6",5.54,4.7,0.94,1.33]
["TD","Hydro",33,"L7",2.2000000000000002,1.86,0.37,0.53]
["TD","Hydro",34,"M7",26.09,22.14,4.43,6.26]
["TD","Hydro",35,"S1",128.86000000000001,109.37,21.91,30.93]
["TD","Hydro",36,"T1",107.44,91.18,18.260000000000002,25.79]
["TD","Hydro",37,"T5",17.579999999999998,14.92,2.99,4.22]
["TD","Hydro",39,"H6",81,68.739999999999995,13.77,19.440000000000001]
["TD","Hydro",40,"M6",1.59,1.35,0.27,0.38]
["TD","Other",16,"A9",23.5,15.23,10.31,10.29]
["TD","Other",16,"E7",20.38,16.64,5.53,6.32]
["TD","Other",16,"J8",12.6,7.5,7.5,7.5]
["TD","Other",16,"N2",147.35,110.29,61.2,71.069999999999993]
["TD","Other",16,"Q5",28.35,18.75,13.38,13.35]
["TD","Other",16,"T4",18.87,13.16,9.33,9.51]
["TD","Other",17,"C3",366.08,294.77999999999997,180.17,200.54]
["TD","Other",17,"H1",45.77,38.68,14.92,19.55]
["TD","Other",17,"L5",132.13999999999999,98.34,51.24,54.16]
["TD","Other",17,"P3",162.32,135.91,57.28,69.39]
["TD","Other",17,"S2",57.82,49.13,24.51,31.09]
["TD","Other",18,"A8",265.77999999999997,207.36,64.84,64.81]
["TD","Other",18,"E1",80.14,67.48,14.74,15.18]
["TD","Other",18,"J7",275.23,214.56,127.82,140.87]
["TD","Other",18,"N1",260.42,212.31,62.24,64.599999999999994]
["TD","Other",18,"Q4",27.63,16.72,13.95,13.93]
["TD","Other",18,"T3",9,8.51,0,0]
["TD","Other",19,"C2",170.07,141.28,63.87,63.64]
["TD","Other",19,"H2",447.23,400.1,72.709999999999994,86.22]
["TD","Other",19,"L2",206.36,162.9,120.97,120.96]
["TD","Other",19,"P1",214.81,177.39,44.46,45.06]
["TD","Other",19,"R6",121.03,98.04,46.98,61.87]
["TD","Other",20,"A6",310.19,254.86,120.54,126.2]
["TD","Other",20,"D6",60.39,43.88,25.83,25.83]
["TD","Other",20,"J5",88.2,68.069999999999993,40.69,45.83]
["TD","Other",20,"M6",3.76,2.23,2.23,2.23]
["TD","Other",20,"M7",2.0299999999999998,1.21,1.21,1.21]
["TD","Other",20,"Q2",583.42999999999995,460.99,176.59,188.6]
["TD","Other",20,"T1",35.43,31.22,13.47,19.760000000000002]
["TD","Other",21,"C1",29.84,21.14,11.95,11.95]
["TD","Other",21,"G6",81.239999999999995,70.31,10.59,10.59]
["TD","Other",21,"L2",253.49,203.41,150.05000000000001,150.03]
["TD","Other",21,"P1",228.63,189.89,47.51,48.11]
["TD","Other",21,"R5",9.69,6.04,5.23,5.22]
["TD","Other",22,"A6",326.73,269.07,128.54,136.79]
["TD","Other",22,"D5",18.989999999999998,12.24,12.24,12.24]
["TD","Other",22,"J4",12.4,9.64,5.45,6.91]
["TD","Other",22,"M6",3.52,2.09,2.09,2.09]
["TD","Other",22,"P8",53.58,40.69,18.12,18.07]
["TD","Other",22,"T1",41.1,36.229999999999997,15.94,23.61]
["TD","Other",23,"B4",176.01,153.94,18.41,18.39]
["TD","Other",23,"G5",66.27,58.75,1.73,1.73]
["TD","Other",23,"L1",7.33,4.8499999999999996,4.8499999999999996,4.8499999999999996]
["TD","Other",23,"N6",82.35,68.540000000000006,11.28,11.21]
["TD","Other",23,"R5",8.98,5.62,4.8099999999999996,4.8]
["TD","Other",24,"A4",114.74,93,47.98,48.62]
["TD","Other",24,"D4",83.13,54.58,39.630000000000003,39.619999999999997]
["TD","Other",24,"J4",12.63,9.92,5.51,7.08]
["TD","Other",24,"M5",39.409999999999997,29.21,24.64,25.14]
["TD","Other",24,"P7",87.39,73.849999999999994,31.3,31.13]
["TD","Other",24,"S6",4.0599999999999996,2.41,2.41,2.41]
["TD","Other",25,"B3",3.78,2.25,2.25,2.25]
["TD","Other",25,"G5",65.98,58.58,1.56,1.56]
["TD","Other",25,"K6",21.53,15.35,13.48,14.09]
["TD","Other",25,"N5",90.3,78.45,6.46,6.86]
["TD","Other",25,"R4",79.11,57.73,37.07,40.229999999999997]
["TD","Other",26,"A3",9.06,6.71,2.96,2.94]
["TD","Other",26,"D4",77.25,51.13,36.01,36]
["TD","Other",26,"J3",59.34,46.52,18.100000000000001,19.600000000000001]
["TD","Other",26,"M4",12.99,8.52,6.47,6.46]
["TD","Other",26,"P7",87.73,74.099999999999994,31.44,31.27]
["TD","Other",26,"R6",169.82,140.61000000000001,67.84,93.68]
["TD","Other",27,"B1",175.2,135.37,66.05,67.47]
["TD","Other",27,"F6",276.38,216.74,48.57,49.09]
["TD","Other",27,"K4",103.88,89.46,48.06,70.52]
["TD","Other",27,"K5",131.13999999999999,111.74,26.66,26.64]
["TD","Other",27,"N4",62.51,41.27,38.06,38.06]
["TD","Other",27,"Q7",180.66,142.68,90.26,104.83]
["TD","Other",28,"A1",333.12,255.83,110.47,118.89]
["TD","Other",28,"C5",53.98,43.79,11.8,11.8]
["TD","Other",28,"H6",467.21,426.61,29.06,31.09]
["TD","Other",28,"L8",29.64,19.75,14.55,15.24]
["TD","Other",28,"P5",215.1,176.74,56.97,59.65]
["TD","Other",28,"S4",30.84,22.82,14.54,14.53]
["TD","Other",29,"B1",177.23,137.19999999999999,66.760000000000005,68.19]
["TD","Other",29,"E8",65.89,59.37,12.58,18.18]
["TD","Other",29,"K4",110.37,95.02,51.15,74.95]
["TD","Other",29,"N3",617.07000000000005,534.76,128.37,127.52]
["TD","Other",29,"Q7",187.75,148.21,94.25,109.3]
["TD","Other",29,"T5",75.41,28.41,19.16,22.78]
["TD","Other",30,"C4",48.37,45.3,0.72,0.72]
["TD","Other",30,"H6",469.27,429.23,28.08,30.14]
["TD","Other",30,"L7",49.98,36.04,21.88,21.82]
["TD","Other",30,"P4",35.19,30.52,15.64,22.1]
["TD","Other",30,"S3",6.27,3.73,3.73,3.73]
["TD","Other",31,"A9",32.4,24.01,13.6,13.58]
["TD","Other",31,"E8",67.06,60.61,12.77,18.68]
["TD","Other",31,"J8",11.91,7.77,7.77,7.77]
["TD","Other",31,"N2",249.09,197.27,96.62,114.01]
["TD","Other",31,"Q6",5.92,4,2.62,2.62]
["TD","Other",31,"T4",27.19,19.79,14.23,14.61]
["TD","Other",32,"C4",48.63,45.61,0.61,0.61]
["TD","Other",32,"H2",525.25,471.13,81.510000000000005,95.01]
["TD","Other",32,"L5",161.19999999999999,123.63,57.4,60.74]
["TD","Other",32,"P4",34.94,30.37,15.49,21.95]
["TD","Other",32,"S2",70.8,59.94,32.43,39.950000000000003]
["TD","Other",33,"A8",252.86,211.65,36.229999999999997,36.19]
["TD","Other",33,"E7",54.15,49.4,6.3,8.43]
["TD","Other",33,"J7",309.85000000000002,247.37,155.53,169.64]
["TD","Other",33,"N2",253.44,200.58,99.14,116.66]
["TD","Other",33,"Q5",26.64,18.670000000000002,11.7,11.66]
["TD","Other",33,"T3",9,8.51,0,0]
["TD","Other",34,"C3",617.04,489.99,328.49,359.55]
["TD","Other",34,"H1",84.68,73.290000000000006,21.64,26.93]
["TD","Other",34,"L3",581.5,470.12,254.13,254.66]
["TD","Other",34,"N2",255.19,201.98,100.11,117.69]
["TD","Other",34,"P2",22.84,17.47,12.38,15.14]
["TD","Other",34,"S1",104.98,76.28,50.53,54.82]
["TD","Other",35,"A7",125.93,105.55,22.01,21.91]
["TD","Other",35,"D6",54.3,40.78,21.37,21.37]
["TD","Other",35,"J6",90.13,69.97,43.75,54.54]
["TD","Other",35,"M7",0.67,0.4,0.4,0.4]
["TD","Other",35,"Q4",21.64,12.95,9.83,9.82]
["TD","Other",35,"T2",26.56,18.940000000000001,9.49,9.44]
["TD","Other",36,"C1",16.22,13.27,3.49,3.49]
["TD","Other",36,"G7",373.46,323.54000000000002,210.83,210.82]
["TD","Other",36,"L2",1038.83,891.73,657.62,657.6]
["TD","Other",36,"P1",308.32,259.39,81.41,82]
["TD","Other",36,"R6",205.17,171.3,82.65,116.04]
["TD","Other",37,"A6",367.34,304.25,150.22999999999999,162.88]
["TD","Other",37,"D6",53.08,40.06,20.62,20.62]
["TD","Other",37,"J5",103.71,79.45,50.37,55.51]
["TD","Other",37,"M6",0.93,0.55000000000000004,0.55000000000000004,0.55000000000000004]
["TD","Other",37,"Q2",666.01,525.9,202.8,214.75]
["TD","Other",37,"T1",50.24,44.47,19.829999999999998,29.85]
["TD","Other",38,"B4",188.21,164.52,20.99,20.97]
["TD","Other",38,"G6",74.91,68.67,3.08,3.08]
["TD","Other",38,"L1",15.12,10.210000000000001,10.210000000000001,10.210000000000001]
["TD","Other",38,"P1",308.52,259.8,81.62,82.21]
["TD","Other",38,"R5",3.85,2.6,1.7,1.7]
["TD","Other",39,"A4",146.13,116.57,66.84,67.48]
["TD","Other",39,"D5",23.64,16.34,16.34,16.34]
["TD","Other",39,"J4",14.07,11.67,5.8,8.09]
["TD","Other",39,"M6",0.69,0.41,0.41,0.41]
["TD","Other",39,"P8",54.43,42.79,17.71,17.649999999999999]
["TD","Other",39,"S6",0.88,0.52,0.52,0.52]
["TD","Other",40,"B4",187.96,164.37,20.88,20.86]
["TD","Other",40,"G5",68.41,61.41,0.31,0.31]
["TD","Other",40,"K6",35.18,25.31,22.91,23.78]
["TD","Other",40,"N6",85.57,71.92,10.39,10.31]
["TD","Other",40,"R4",76.069999999999993,56.91,35.369999999999997,38.53]
["TD","Solar",16,"A6",4.13,0,0.22,3.35]
["TD","Solar",16,"E7",230.11,0,12.24,186.39]
["TD","Solar",16,"J7",452.26,0,24.06,366.33]
["TD","Solar",16,"J8",38.659999999999997,0,2.06,31.31]
["TD","Solar",16,"N5",3.05,0,0.16,2.4700000000000002]
["TD","Solar",17,"A4",14.97,0,0.8,12.28]
["TD","Solar",17,"E1",1158.71,0,61.64,950.14]
["TD","Solar",17,"J8",43.6,0,2.3199999999999998,35.75]
["TD","Solar",17,"N3",1.54,0,0.08,1.26]
["TD","Solar",17,"T2",9.41,0,0.5,7.72]
["TD","Solar",18,"D4",250.8,0,13.34,208.16]
["TD","Solar",18,"J4",290.73,0,15.47,241.31]
["TD","Solar",18,"M6",88.45,0,4.71,73.41]
["TD","Solar",18,"T1",2.86,0,0.15,2.37]
["TD","Solar",19,"C7",283.26,0,15.07,237.94]
["TD","Solar",19,"J1",191.68,0,10.199999999999999,161.01]
["TD","Solar",19,"M5",5.84,0,0.31,4.91]
["TD","Solar",19,"R5",11.1,0,0.59,9.32]
["TD","Solar",20,"B4",91.07,0,4.84,76.5]
["TD","Solar",20,"G5",73.959999999999994,0,3.93,62.13]
["TD","Solar",20,"K6",96.33,0,5.12,80.92]
["TD","Solar",20,"N7",4.88,0,0.26,4.0999999999999996]
["TD","Solar",20,"R4",1.84,0,0.1,1.55]
["TD","Solar",21,"A1",6.73,0,0.36,5.65]
["TD","Solar",21,"C6",23.27,0,1.24,19.55]
["TD","Solar",21,"H6",613.39,0,32.630000000000003,515.25]
["TD","Solar",21,"M4",39.44,0,2.1,33.130000000000003]
["TD","Solar",21,"P5",2.46,0,0.13,2.0699999999999998]
["TD","Solar",21,"S3",0.03,0,0,0.03]
["TD","Solar",22,"A9",4.93,0,0.26,4.1399999999999997]
["TD","Solar",22,"E1",1321.39,0,70.3,1109.97]
["TD","Solar",22,"J6",328.42,0,17.47,275.87]
["TD","Solar",22,"N2",3.89,0,0.21,3.27]
["TD","Solar",22,"Q4",9.1,0,0.48,7.64]
["TD","Solar",22,"T2",11.43,0,0.61,9.6]
["TD","Solar",23,"C1",20.13,0,1.07,16.91]
["TD","Solar",23,"G5",99.02,0,5.27,83.18]
["TD","Solar",23,"L2",98.35,0,5.23,82.61]
["TD","Solar",23,"N7",8.4600000000000009,0,0.45,7.11]
["TD","Solar",23,"R4",12.58,0,0.67,10.57]
["TD","Solar",24,"A3",13.34,0,0.71,11.21]
["TD","Solar",24,"C6",49.37,0,2.63,41.47]
["TD","Solar",24,"C7",315.27,0,16.77,264.83]
["TD","Solar",24,"J1",245.03,0,13.04,205.83]
["TD","Solar",24,"M4",50.32,0,2.68,42.27]
["TD","Solar",24,"P6",25.77,0,1.37,21.65]
["TD","Solar",24,"S4",0.99,0,0.05,0.83]
["TD","Solar",25,"B1",136.21,0,7.25,114.42]
["TD","Solar",25,"E7",359.88,0,19.149999999999999,302.3]
["TD","Solar",25,"J7",767.03,0,40.81,644.30999999999995]
["TD","Solar",25,"N3",11.19,0,0.6,9.4]
["TD","Solar",25,"Q5",19.03,0,1.01,15.99]
["TD","Solar",25,"T1",8.07,0,0.43,6.78]
["TD","Solar",26,"C1",59.51,0,3.17,49.99]
["TD","Solar",26,"G5",156.44,0,8.32,131.41]
["TD","Solar",26,"L2",131.16,0,6.98,110.17]
["TD","Solar",26,"N7",16.670000000000002,0,0.89,14]
["TD","Solar",26,"R4",37.19,0,1.98,31.24]
["TD","Solar",27,"A3",30.37,0,1.62,25.51]
["TD","Solar",27,"C6",90.24,0,4.8,75.8]
["TD","Solar",27,"J1",313.14,0,16.66,263.04000000000002]
["TD","Solar",27,"M4",67.34,0,3.58,56.57]
["TD","Solar",27,"P5",30.37,0,1.62,25.51]
["TD","Solar",27,"S4",4.87,0,0.26,4.09]
["TD","Solar",28,"A9",35.18,0,1.87,29.55]
["TD","Solar",28,"E1",1654.14,0,88,1389.48]
["TD","Solar",28,"J7",944.71,0,50.26,793.56]
["TD","Solar",28,"N2",19.010000000000002,0,1.01,15.97]
["TD","Solar",28,"Q5",35.18,0,1.87,29.55]
["TD","Solar",28,"T2",18.489999999999998,0,0.98,15.53]
["TD","Solar",29,"C1",92.4,0,4.92,77.62]
["TD","Solar",29,"G6",1203.3800000000001,0,64.02,1010.84]
["TD","Solar",29,"L2",158.57,0,8.44,133.19999999999999]
["TD","Solar",29,"N7",23.52,0,1.25,19.760000000000002]
["TD","Solar",29,"R5",68.849999999999994,0,3.66,57.83]
["TD","Solar",30,"A3",41.27,0,2.2000000000000002,34.67]
["TD","Solar",30,"C7",382.32,0,20.34,321.14999999999998]
["TD","Solar",30,"J1",356.78,0,18.98,299.7]
["TD","Solar",30,"M4",78.25,0,4.16,65.73]
["TD","Solar",30,"P6",64.89,0,3.45,54.51]
["TD","Solar",30,"S4",8.89,0,0.47,7.47]
["TD","Solar",30,"S5",127.43,0,6.78,107.04]
["TD","Solar",31,"B1",161.22,0,8.58,135.41999999999999]
["TD","Solar",31,"E7",459.91,0,24.47,386.32]
["TD","Solar",31,"J8",91.72,0,4.88,77.040000000000006]
["TD","Solar",31,"N3",23.7,0,1.26,19.91]
["TD","Solar",31,"Q5",44.04,0,2.34,36.99]
["TD","Solar",31,"T3",10.55,0,0.56000000000000005,8.86]
["TD","Solar",32,"C2",165.8,0,8.82,139.27000000000001]
["TD","Solar",32,"G7",179.72,0,9.56,150.96]
["TD","Solar",32,"L3",384.34,0,20.45,322.85000000000002]
["TD","Solar",32,"P1",26.81,0,1.43,22.52]
["TD","Solar",32,"R6",93.18,0,4.96,78.27]
["TD","Solar",33,"A4",65.16,0,3.47,54.73]
["TD","Solar",33,"C5",226.83,0,12.07,190.54]
["TD","Solar",33,"J1",386.84,0,20.58,324.95]
["TD","Solar",33,"M4",85.77,0,4.5599999999999996,72.05]
["TD","Solar",33,"P6",75.41,0,4.01,63.34]
["TD","Solar",33,"S4",12.71,0,0.68,10.68]
["TD","Solar",34,"A9",50.83,0,2.7,42.7]
["TD","Solar",34,"E7",487.08,0,25.91,409.15]
["TD","Solar",34,"J7",1116.82,0,59.41,938.13]
["TD","Solar",34,"N3",27.09,0,1.44,22.76]
["TD","Solar",34,"Q5",50.83,0,2.7,42.7]
["TD","Solar",34,"T2",50.05,0,2.66,42.04]
["TD","Solar",35,"C2",179.52,0,9.5500000000000007,150.80000000000001]
["TD","Solar",35,"G6",1313.83,0,69.900000000000006,1103.6199999999999]
["TD","Solar",35,"L2",186.18,0,9.9,156.38999999999999]
["TD","Solar",35,"P1",29.67,0,1.58,24.92]
["TD","Solar",35,"R5",89.56,0,4.76,75.23]
["TD","Solar",36,"A4",70.19,0,3.73,58.96]
["TD","Solar",36,"C7",412.43,0,21.94,346.44]
["TD","Solar",36,"J1",406.97,0,21.65,341.85]
["TD","Solar",36,"M5",32.75,0,1.74,27.51]
["TD","Solar",36,"P6",82.45,0,4.3899999999999997,69.260000000000005]
["TD","Solar",36,"S5",286.13,0,15.22,240.35]
["TD","Solar",37,"B1",172.13,0,9.16,144.59]
["TD","Solar",37,"E7",503.56,0,26.79,422.99]
["TD","Solar",37,"J8",102.63,0,5.46,86.21]
["TD","Solar",37,"N3",29.15,0,1.55,24.49]
["TD","Solar",37,"Q5",54.95,0,2.92,46.16]
["TD","Solar",37,"Q6",54.95,0,2.92,46.16]
["TD","Solar",37,"T3",32.18,0,1.71,27.03]
["TD","Solar",38,"C3",241.49,0,12.85,202.85]
["TD","Solar",38,"G7",206.71,0,11,173.64]
["TD","Solar",38,"L3",420.33,0,22.36,353.08]
["TD","Solar",38,"P2",29.26,0,1.56,24.58]
["TD","Solar",38,"R6",111.17,0,5.91,93.38]
["TD","Solar",39,"A4",72.58,0,3.86,60.97]
["TD","Solar",39,"D4",484.48,0,25.77,406.96]
["TD","Solar",39,"J3",855.97,0,45.54,719.01]
["TD","Solar",39,"M6",232.1,0,12.35,194.96]
["TD","Solar",39,"P7",84.32,0,4.49,70.83]
["TD","Solar",39,"S5",373.88,0,19.89,314.06]
["TD","Solar",40,"B2",988.71,0,52.6,830.52]
["TD","Solar",40,"E8",157.57,0,8.3800000000000008,132.36000000000001]
["TD","Solar",40,"K4",593.29999999999995,0,31.56,498.37]
["TD","Solar",40,"N4",34.39,0,1.83,28.89]
["TD","Solar",40,"S1",116.15,0,6.18,97.57]
["TD","Solar",40,"T3",39.67,0,2.11,33.32]
["TD","Wind",16,"H2",98.3,22.73,46.2,38.340000000000003]
["TD","Wind",16,"M5",26.58,6.14,12.49,10.36]
["TD","Wind",16,"Q5",29.24,6.76,13.74,11.4]
["TD","Wind",17,"B4",2.23,0.49,1.05,0.87]
["TD","Wind",17,"J5",31,6.81,14.57,12.09]
["TD","Wind",17,"N3",180,39.51,84.6,70.2]
["TD","Wind",17,"R5",66.56,14.61,31.29,25.96]
["TD","Wind",18,"C7",143.30000000000001,29.62,67.349999999999994,55.89]
["TD","Wind",18,"K5",24.97,5.16,11.74,9.74]
["TD","Wind",18,"P4",69.22,14.31,32.53,26.99]
["TD","Wind",18,"T1",82.79,17.11,38.909999999999997,32.29]
["TD","Wind",19,"G7",33.76,6.71,15.87,13.16]
["TD","Wind",19,"M4",15.68,3.12,7.37,6.12]
["TD","Wind",19,"Q2",87.21,17.329999999999998,40.99,34.01]
["TD","Wind",19,"T5",96.39,19.149999999999999,45.3,37.590000000000003]
["TD","Wind",20,"J3",98.06,18.809999999999999,46.09,38.24]
["TD","Wind",20,"M8",45.61,8.75,21.44,17.79]
["TD","Wind",20,"Q8",116.95,22.43,54.96,45.61]
["TD","Wind",21,"C4",72.73,13.24,34.18,28.36]
["TD","Wind",21,"J7",31.62,5.76,14.86,12.33]
["TD","Wind",21,"K4",274.77999999999997,50.04,129.15,107.17]
["TD","Wind",21,"P1",52.23,9.51,24.55,20.37]
["TD","Wind",21,"S2",131.80000000000001,24,61.94,51.4]
["TD","Wind",22,"G6",10.41,1.81,4.8899999999999997,4.0599999999999996]
["TD","Wind",22,"L7",12.98,2.2599999999999998,6.1,5.0599999999999996]
["TD","Wind",22,"P8",330.29,57.5,155.24,128.81]
["TD","Wind",22,"T4",21.23,3.7,9.98,8.2799999999999994]
["TD","Wind",23,"H6",172.51,28.05,81.08,67.28]
["TD","Wind",23,"M7",162.76,26.46,76.5,63.48]
["TD","Wind",23,"Q6",188.9,30.72,88.78,73.67]
["TD","Wind",24,"C3",16.16,2.48,7.59,6.3]
["TD","Wind",24,"J6",185.63,28.46,87.24,72.39]
["TD","Wind",24,"N4",145.04,22.23,68.17,56.57]
["TD","Wind",24,"S1",712.71,109.26,334.97,277.95999999999998]
["TD","Wind",25,"D4",7.44,1.0900000000000001,3.5,2.9]
["TD","Wind",25,"L3",26.04,3.82,12.24,10.16]
["TD","Wind",25,"P6",77.22,11.32,36.29,30.12]
["TD","Wind",25,"T2",142.31,20.86,66.89,55.5]
["TD","Wind",26,"H2",126.54,18.010000000000002,59.47,49.35]
["TD","Wind",26,"M5",34.21,4.87,16.079999999999998,13.34]
["TD","Wind",26,"Q4",107.5,15.3,50.53,41.93]
["TD","Wind",27,"C4",79.16,10.91,37.21,30.87]
["TD","Wind",27,"J3",100.96,13.91,47.45,39.380000000000003]
["TD","Wind",27,"M8",50.04,6.9,23.52,19.510000000000002]
["TD","Wind",27,"Q8",128.28,17.68,60.29,50.03]
["TD","Wind",28,"C4",80.39,10.81,37.78,31.35]
["TD","Wind",28,"K4",280.5,37.729999999999997,131.84,109.4]
["TD","Wind",28,"P1",57.74,7.77,27.14,22.52]
["TD","Wind",28,"S2",142.82,19.21,67.13,55.7]
["TD","Wind",29,"G6",11.6,1.53,5.45,4.53]
["TD","Wind",29,"L7",14.47,1.91,6.8,5.64]
["TD","Wind",29,"P8",368.16,48.63,173.03,143.58000000000001]
["TD","Wind",29,"T4",23.66,3.13,11.12,9.23]
["TD","Wind",30,"H6",192.5,25.06,90.47,75.069999999999993]
["TD","Wind",30,"M7",181.62,23.65,85.36,70.83]
["TD","Wind",30,"Q6",210.79,27.44,99.07,82.21]
["TD","Wind",31,"C1",12.94,1.67,6.08,5.05]
["TD","Wind",31,"J6",206.86,26.77,97.23,80.680000000000007]
["TD","Wind",31,"N4",161.63999999999999,20.92,75.97,63.04]
["TD","Wind",31,"N5",74,9.58,34.78,28.86]
["TD","Wind",31,"S1",794.26,102.78,373.3,309.76]
["TD","Wind",32,"D4",8.2799999999999994,1.06,3.89,3.23]
["TD","Wind",32,"L5",42.9,5.5,20.170000000000002,16.73]
["TD","Wind",32,"P6",85.95,11.02,40.4,33.520000000000003]
["TD","Wind",32,"T3",29.07,3.73,13.66,11.34]
["TD","Wind",33,"H2",140.69,18.02,66.12,54.87]
["TD","Wind",33,"M5",38.03,4.87,17.88,14.83]
["TD","Wind",33,"Q5",41.84,5.36,19.670000000000002,16.32]
["TD","Wind",34,"B4",2.94,0.38,1.38,1.1499999999999999]
["TD","Wind",34,"J4",157.74,20.190000000000001,74.14,61.52]
["TD","Wind",34,"N3",204.21,26.14,95.98,79.64]
["TD","Wind",34,"R5",87.8,11.24,41.26,34.24]
["TD","Wind",35,"C7",162.57,20.79,76.41,63.4]
["TD","Wind",35,"K5",32.07,4.0999999999999996,15.07,12.51]
["TD","Wind",35,"P3",94.04,12.03,44.2,36.68]
["TD","Wind",35,"T1",103.16,13.19,48.48,40.229999999999997]
["TD","Wind",36,"G7",42.67,5.45,20.05,16.64]
["TD","Wind",36,"L8",51.59,6.59,24.25,20.12]
["TD","Wind",36,"Q2",91.63,11.71,43.07,35.74]
["TD","Wind",36,"T5",121.84,15.57,57.26,47.52]
["TD","Wind",37,"J3",106.2,13.56,49.92,41.42]
["TD","Wind",37,"M8",58.01,7.41,27.26,22.62]
["TD","Wind",37,"Q7",49.11,6.27,23.08,19.149999999999999]
["TD","Wind",38,"C4",93.07,11.87,43.74,36.299999999999997]
["TD","Wind",38,"J7",40.47,5.16,19.02,15.78]
["TD","Wind",38,"P3",98.13,12.51,46.12,38.270000000000003]
["TD","Wind",38,"S1",878.75,112.04,413.01,342.71]
["TD","Wind",39,"D4",9.1199999999999992,1.1599999999999999,4.29,3.56]
["TD","Wind",39,"L5",47.24,6.02,22.2,18.420000000000002]
["TD","Wind",39,"P6",94.63,12.07,44.48,36.909999999999997]
["TD","Wind",39,"T2",174.39,22.24,81.97,68.010000000000005]
["TD","Wind",40,"H2",154.16,19.64,72.459999999999994,60.12]
["TD","Wind",40,"M5",41.68,5.31,19.59,16.25]
["TD","Wind",40,"Q5",45.85,5.84,21.55,17.88]
["SS","Hydro",16,"H6",55,46.68,9.35,13.2]
["SS","Hydro",17,"M6",1.07,0.91,0.18,0.26]
["SS","Hydro",18,"Q8",11.6,9.85,1.97,2.78]
["SS","Hydro",19,"S7",7.8,6.62,1.33,1.87]
["SS","Hydro",19,"T1",75.38,63.97,12.81,18.09]
["SS","Hydro",20,"T4",43.5,36.92,7.4,10.44]
["SS","Hydro",22,"F6",4.0999999999999996,3.48,0.7,0.98]
["SS","Hydro",23,"M6",1.07,0.91,0.18,0.26]
["SS","Hydro",24,"P1",2,1.7,0.34,0.48]
["SS","Hydro",25,"S1",91.4,77.569999999999993,15.54,21.94]
["SS","Hydro",26,"T3",41.89,35.549999999999997,7.12,10.050000000000001]
["SS","Hydro",27,"T5",12.2,10.35,2.0699999999999998,2.93]
["SS","Hydro",29,"L7",1.6,1.36,0.27,0.38]
["SS","Hydro",30,"M7",18.71,15.88,3.18,4.49]
["SS","Hydro",31,"Q8",11.6,9.85,1.97,2.78]
["SS","Hydro",32,"T1",75.38,63.97,12.81,18.09]
["SS","Hydro",33,"T4",43.5,36.92,7.4,10.44]
["SS","Hydro",35,"F6",4.0999999999999996,3.48,0.7,0.98]
["SS","Hydro",36,"M6",1.07,0.91,0.18,0.26]
["SS","Hydro",37,"P1",2,1.7,0.34,0.48]
["SS","Hydro",38,"S7",7.8,6.62,1.33,1.87]
["SS","Hydro",39,"T3",41.89,35.549999999999997,7.12,10.050000000000001]
["SS","Hydro",40,"T5",12.2,10.35,2.0699999999999998,2.93]
["SS","Other",16,"C5",42.93,26.13,17.46,17.46]
["SS","Other",16,"H6",215.89,146.29,28.79,30.22]
["SS","Other",16,"L8",30.2,19.260000000000002,15.47,15.88]
["SS","Other",16,"P5",150.81,119.82,43.34,44.95]
["SS","Other",16,"S3",11.38,6.76,6.76,6.76]
["SS","Other",17,"B1",120.62,87.96,51.04,52.28]
["SS","Other",17,"E8",30.77,26.02,8.82,11.5]
["SS","Other",17,"J8",12.83,7.68,7.68,7.68]
["SS","Other",17,"N3",555.55999999999995,466.98,125.02,124.22]
["SS","Other",17,"Q6",7.86,5.07,3.93,3.93]
["SS","Other",17,"T5",29.43,14.35,5.95,8.34]
["SS","Other",18,"B3",4.91,2.92,2.92,2.92]
["SS","Other",18,"H1",56.07,48.4,15.04,19.649999999999999]
["SS","Other",18,"L5",133.47999999999999,100.28,50.21,53.13]
["SS","Other",18,"P3",208.55,178.34,62.04,74.099999999999994]
["SS","Other",18,"S1",115.01,79.56,57.57,61.72]
["SS","Other",19,"A8",280,221.65,64.319999999999993,64.290000000000006]
["SS","Other",19,"E1",82.59,70,14.57,15.02]
["SS","Other",19,"J7",267.51,210.98,126.31,138.6]
["SS","Other",19,"N1",324.94,275.36,60.13,62.35]
["SS","Other",19,"Q4",27.06,16.27,13.77,13.76]
["SS","Other",19,"Q5",29.35,19.55,13.78,13.75]
["SS","Other",19,"T3",9,8.51,0,0]
["SS","Other",20,"C3",432.37,347.37,220.74,241.7]
["SS","Other",20,"H1",73.94,65.28,15.39,20]
["SS","Other",20,"L3",372.59,293.69,118.99,119.46]
["SS","Other",20,"P3",279.02999999999997,244.62,64.69,76.75]
["SS","Other",20,"S1",115.18,80.03,57.75,61.9]
["SS","Other",21,"A7",117.68,100.89,18.02,17.93]
["SS","Other",21,"E1",95.39,82.37,14.65,15.13]
["SS","Other",21,"J6",76.56,56.63,37.97,45.31]
["SS","Other",21,"N1",333.61,284.79000000000002,59.87,61.96]
["SS","Other",21,"Q4",26.82,16.100000000000001,13.6,13.59]
["SS","Other",21,"T2",25.52,17.71,10.15,10.1]
["SS","Other",22,"C2",176.25,147.24,66.010000000000005,65.77]
["SS","Other",22,"G7",128.86000000000001,111.94,43.36,43.35]
["SS","Other",22,"L3",411.03,328.76,126.18,126.61]
["SS","Other",22,"P2",23.92,16.63,13.23,15.07]
["SS","Other",22,"R6",142.72,117.89,57.03,78.430000000000007]
["SS","Other",23,"A7",123.25,105.91,18.309999999999999,18.22]
["SS","Other",23,"D6",59.02,43.35,24.16,24.16]
["SS","Other",23,"J5",80.8,62.22,36.659999999999997,40.630000000000003]
["SS","Other",23,"M7",1.93,1.1499999999999999,1.1499999999999999,1.1499999999999999]
["SS","Other",23,"Q2",571.20000000000005,458.5,154.66,163.87]
["SS","Other",23,"T2",25.48,17.71,10.07,10.02]
["SS","Other",24,"C1",30.79,22.44,11.27,11.27]
["SS","Other",24,"G6",99.09,87.5,10.029999999999999,10.029999999999999]
["SS","Other",24,"L2",264.95,215.23,158.76,158.74]
["SS","Other",24,"P1",260.01,220.72,44.67,45.12]
["SS","Other",24,"R5",9.0299999999999994,5.62,4.9000000000000004,4.8899999999999997]
["SS","Other",25,"A6",327.39,271.66000000000003,124.15,132.44999999999999]
["SS","Other",25,"D5",17.239999999999998,11.06,11.06,11.06]
["SS","Other",25,"J5",81.94,63.19,37.04,41.01]
["SS","Other",25,"M6",3.39,2.0099999999999998,2.0099999999999998,2.0099999999999998]
["SS","Other",25,"P8",57.22,44.89,16.66,16.62]
["SS","Other",25,"R6",148.97,123.19,59.56,82.07]
["SS","Other",26,"B3",4.13,2.4500000000000002,2.4500000000000002,2.4500000000000002]
["SS","Other",26,"G5",66.22,58.72,1.7,1.7]
["SS","Other",26,"K6",17.27,12.29,10.61,11.16]
["SS","Other",26,"N5",89.68,77.84,6.34,6.65]
["SS","Other",26,"N6",79.86,66.709999999999994,10.45,10.39]
["SS","Other",26,"R4",71.17,51.23,33.630000000000003,36.06]
["SS","Other",27,"A3",8.24,6.1,2.7,2.68]
["SS","Other",27,"D4",85.26,57.2,38.659999999999997,38.659999999999997]
["SS","Other",27,"J3",58.01,46.17,15.37,16.600000000000001]
["SS","Other",27,"M5",36.909999999999997,27.35,23.08,23.54]
["SS","Other",27,"P7",85.61,72.59,30.53,30.36]
["SS","Other",27,"S5",56.1,44.11,27.76,32.19]
["SS","Other",28,"B3",3.69,2.19,2.19,2.19]
["SS","Other",28,"G1",18.21,11.75,9.8699999999999992,10.41]
["SS","Other",28,"K6",17.87,12.74,11.04,11.59]
["SS","Other",28,"N5",94.52,82.38,5.95,6.25]
["SS","Other",28,"Q8",15.92,8.1300000000000008,8.1300000000000008,8.1300000000000008]
["SS","Other",29,"A3",8.5299999999999994,6.31,2.79,2.77]
["SS","Other",29,"C7",241.94,224.83,8.23,8.23]
["SS","Other",29,"J1",203.92,179.53,51.71,51.49]
["SS","Other",29,"M4",11.89,7.78,5.85,5.84]
["SS","Other",29,"P6",181.82,161.6,23.67,24.3]
["SS","Other",29,"S5",55.97,43.8,27.85,32.04]
["SS","Other",30,"B2",620.78,545.20000000000005,81.31,81.099999999999994]
["SS","Other",30,"F6",350.42,288.99,48.82,49.19]
["SS","Other",30,"K5",192.42,171.34,23.1,23.08]
["SS","Other",30,"N4",55.05,36.15,33.25,33.25]
["SS","Other",30,"Q7",154.97999999999999,121.72,77.09,88.62]
["SS","Other",31,"A1",334.59,263.91000000000003,95.96,102.22]
["SS","Other",31,"C5",64.75,54.31,11.3,11.3]
["SS","Other",31,"J1",207.32,182.45,52.83,52.62]
["SS","Other",31,"L8",27.16,18.010000000000002,13.33,13.83]
["SS","Other",31,"P5",225.54,189.63,48.34,50.29]
["SS","Other",31,"S4",26.94,19.940000000000001,12.61,12.6]
["SS","Other",32,"B1",194.11,157.36000000000001,56.38,57.41]
["SS","Other",32,"F6",353.77,293.13,47.3,47.66]
["SS","Other",32,"K4",87.65,75.48,40.57,59.51]
["SS","Other",32,"N3",686.39,600.55999999999995,127.27,126.42]
["SS","Other",32,"Q7",157.24,123.4,78.2,89.73]
["SS","Other",32,"T5",28.98,13.95,8.8699999999999992,11.22]
["SS","Other",33,"C4",89.74,84.43,0.69,0.69]
["SS","Other",33,"H6",636.48,587.91999999999996,26.19,27.88]
["SS","Other",33,"J3",60.02,48.17,15.75,16.91]
["SS","Other",33,"L7",45.94,33.14,19.59,19.53]
["SS","Other",33,"P4",24.3,20.95,10.87,15.25]
["SS","Other",33,"S2",56.53,48.14,25.14,30.77]
["SS","Other",34,"A9",31.81,24.35,11.41,11.39]
["SS","Other",34,"E7",90.63,83.98,5.29,6.82]
["SS","Other",34,"J7",268.29000000000002,213.9,132.66999999999999,142.15]
["SS","Other",34,"N2",248.88,202.85,75.959999999999994,87.91]
["SS","Other",34,"Q5",26.26,18.32,11.32,11.28]
["SS","Other",34,"T4",22.31,16.149999999999999,11.46,11.67]
["SS","Other",35,"C3",473.94,377.8,247.23,267.98]
["SS","Other",35,"H1",109.21,98.34,14.61,17.989999999999998]
["SS","Other",35,"L5",167.14,131,51.45,53.51]
["SS","Other",35,"P3",431.27,388.51,71.88,80.72]
["SS","Other",35,"S2",55.44,47.09,24.83,30.14]
["SS","Other",36,"A8",338.82,294.27999999999997,33.99,33.96]
["SS","Other",36,"E1",134.4,121.79,11.4,12.1]
["SS","Other",36,"J7",267.8,213.17,132.62,141.55000000000001]
["SS","Other",36,"N1",463.13,410.86,52.35,53.91]
["SS","Other",36,"Q4",21.13,12.87,9.7100000000000009,9.69]
["SS","Other",36,"T3",32.14,30.39,0,0]
["SS","Other",37,"C2",173.95,146.49,63.32,63.09]
["SS","Other",37,"H1",109.79,98.8,14.86,18.239999999999998]
["SS","Other",37,"L3",602.51,502.89,191.48,191.72]
["SS","Other",37,"P2",17.649999999999999,13.22,9.64,11.58]
["SS","Other",37,"S1",91.12,65.62,43.09,46.1]
["SS","Other",38,"A7",150.71,130.06,21.01,20.91]
["SS","Other",38,"E1",133.72,121.48,10.92,11.61]
["SS","Other",38,"J6",67.19,51.09,32.57,39.67]
["SS","Other",38,"M7",0.72,0.43,0.43,0.43]
["SS","Other",38,"Q4",20.36,12.45,9.19,9.17]
["SS","Other",38,"T2",27.26,19.559999999999999,9.68,9.6199999999999992]
["SS","Other",39,"C1",21.17,17.7,3.92,3.92]
["SS","Other",39,"G7",303.95999999999998,267.26,134.59,134.59]
["SS","Other",39,"L2",672.03,574.04,419.38,419.36]
["SS","Other",39,"P2",16.850000000000001,12.76,9.18,11.12]
["SS","Other",39,"R6",162.88,133.63999999999999,63.82,86.29]
["SS","Other",40,"A6",331.25,278.69,120.19,128.49]
["SS","Other",40,"D6",51.11,39.64,17.55,17.55]
["SS","Other",40,"J5",80.28,62.29,35.93,39.22]
["SS","Other",40,"M6",1.1000000000000001,0.65,0.65,0.65]
["SS","Other",40,"M7",0.6,0.35,0.35,0.35]
["SS","Other",40,"Q2",697.08,559.69000000000005,180.72,188.07]
["SS","Other",40,"T2",27.58,19.850000000000001,9.68,9.6300000000000008]
["SS","Solar",16,"C6",14.08,0,0.75,11.4]
["SS","Solar",16,"H2",45.96,0,2.4500000000000002,37.229999999999997]
["SS","Solar",16,"L8",4.2699999999999996,0,0.23,3.46]
["SS","Solar",16,"Q4",1.39,0,7.0000000000000007E-2,1.1299999999999999]
["SS","Solar",17,"C3",94.35,0,5.0199999999999996,77.37]
["SS","Solar",17,"H1",21.74,0,1.1599999999999999,17.829999999999998]
["SS","Solar",17,"L5",251.23,0,13.37,206.01]
["SS","Solar",17,"Q2",1.24,0,7.0000000000000007E-2,1.02]
["SS","Solar",18,"B4",81.2,0,4.32,67.400000000000006]
["SS","Solar",18,"G6",809.26,0,43.05,671.69]
["SS","Solar",18,"L3",178.94,0,9.52,148.52000000000001]
["SS","Solar",18,"P6",6.42,0,0.34,5.33]
["SS","Solar",19,"B3",43.79,0,2.33,36.78]
["SS","Solar",19,"G5",64.37,0,3.42,54.07]
["SS","Solar",19,"K6",86.75,0,4.62,72.87]
["SS","Solar",19,"P3",62.56,0,3.33,52.55]
["SS","Solar",20,"A7",0.73,0,0.04,0.61]
["SS","Solar",20,"D5",162.22999999999999,0,8.6300000000000008,136.27000000000001]
["SS","Solar",20,"J5",126.7,0,6.74,106.43]
["SS","Solar",20,"M7",0.37,0,0.02,0.31]
["SS","Solar",20,"Q2",2.42,0,0.13,2.0299999999999998]
["SS","Solar",20,"S7",0.11,0,0.01,0.09]
["SS","Solar",21,"B3",45.26,0,2.41,38.020000000000003]
["SS","Solar",21,"G1",20.149999999999999,0,1.07,16.93]
["SS","Solar",21,"K5",176.87,0,9.41,148.57]
["SS","Solar",21,"N6",0.73,0,0.04,0.61]
["SS","Solar",21,"Q8",27.19,0,1.45,22.84]
["SS","Solar",21,"T5",0.27,0,0.01,0.23]
["SS","Solar",22,"C5",106.69,0,5.68,89.62]
["SS","Solar",22,"H2",54.57,0,2.9,45.84]
["SS","Solar",22,"L7",76.3,0,4.0599999999999996,64.09]
["SS","Solar",22,"P4",2.2000000000000002,0,0.12,1.85]
["SS","Solar",22,"S2",0.28000000000000003,0,0.01,0.24]
["SS","Solar",23,"A8",5.81,0,0.31,4.88]
["SS","Solar",23,"D6",377.34,0,20.07,316.97000000000003]
["SS","Solar",23,"J5",131.07,0,6.97,110.1]
["SS","Solar",23,"J6",294.94,0,15.69,247.75]
["SS","Solar",23,"M8",4.7699999999999996,0,0.25,4.01]
["SS","Solar",23,"Q4",6.34,0,0.34,5.33]
["SS","Solar",23,"T1",3.6,0,0.19,3.02]
["SS","Solar",24,"B4",87.3,0,4.6399999999999997,73.33]
["SS","Solar",24,"G5",79.349999999999994,0,4.22,66.650000000000006]
["SS","Solar",24,"K6",95.3,0,5.07,80.05]
["SS","Solar",24,"P7",6.42,0,0.34,5.39]
["SS","Solar",24,"Q8",31.41,0,1.67,26.38]
["SS","Solar",24,"T5",0.8,0,0.04,0.67]
["SS","Solar",25,"C5",114.03,0,6.07,95.79]
["SS","Solar",25,"H2",57.64,0,3.07,48.42]
["SS","Solar",25,"L7",82.43,0,4.3899999999999997,69.239999999999995]
["SS","Solar",25,"P4",5.26,0,0.28000000000000003,4.42]
["SS","Solar",25,"S2",0.56000000000000005,0,0.03,0.47]
["SS","Solar",26,"A7",5.87,0,0.31,4.93]
["SS","Solar",26,"D6",388.11,0,20.65,326.01]
["SS","Solar",26,"J5",135.88,0,7.23,114.14]
["SS","Solar",26,"M8",8.81,0,0.47,7.4]
["SS","Solar",26,"Q2",10.119999999999999,0,0.54,8.5]
["SS","Solar",26,"S7",1.9,0,0.1,1.6]
["SS","Solar",27,"B4",89.31,0,4.75,75.02]
["SS","Solar",27,"G1",32.200000000000003,0,1.71,27.05]
["SS","Solar",27,"K6",99.32,0,5.28,83.43]
["SS","Solar",27,"N6",3.14,0,0.17,2.64]
["SS","Solar",27,"Q8",34.42,0,1.83,28.91]
["SS","Solar",28,"A1",10.65,0,0.56999999999999995,8.9499999999999993]
["SS","Solar",28,"C5",117.5,0,6.25,98.7]
["SS","Solar",28,"H2",59.08,0,3.14,49.63]
["SS","Solar",28,"L8",11.57,0,0.62,9.7200000000000006]
["SS","Solar",28,"P4",6.7,0,0.36,5.63]
["SS","Solar",28,"S3",0.35,0,0.02,0.28999999999999998]
["SS","Solar",29,"A8",9.34,0,0.5,7.85]
["SS","Solar",29,"D6",391.47,0,20.83,328.83]
["SS","Solar",29,"J6",316.91000000000003,0,16.86,266.2]
["SS","Solar",29,"M8",10.07,0,0.54,8.4600000000000009]
["SS","Solar",29,"Q4",11.65,0,0.62,9.7899999999999991]
["SS","Solar",29,"T1",4.6399999999999997,0,0.25,3.9]
["SS","Solar",30,"B4",89.38,0,4.76,75.08]
["SS","Solar",30,"C1",15.25,0,0.81,12.81]
["SS","Solar",30,"G5",86.61,0,4.6100000000000003,72.75]
["SS","Solar",30,"K6",99.45,0,5.29,83.54]
["SS","Solar",30,"N7",7.12,0,0.38,5.98]
["SS","Solar",30,"R4",9.5299999999999994,0,0.51,8.01]
["SS","Solar",31,"A3",5.95,0,0.32,5]
["SS","Solar",31,"C6",30.32,0,1.61,25.47]
["SS","Solar",31,"H6",610.95000000000005,0,32.5,513.20000000000005]
["SS","Solar",31,"M4",40.119999999999997,0,2.13,33.700000000000003]
["SS","Solar",31,"P5",5.95,0,0.32,5]
["SS","Solar",31,"S3",0.49,0,0.03,0.41]
["SS","Solar",32,"A9",5.95,0,0.32,5]
["SS","Solar",32,"G6",869.03,0,46.23,729.99]
["SS","Solar",32,"J6",308.74,0,16.420000000000002,259.33999999999997]
["SS","Solar",32,"M8",8.92,0,0.47,7.49]
["SS","Solar",32,"Q2",10.24,0,0.54,8.6]
["SS","Solar",32,"T1",14.62,0,0.78,12.28]
["SS","Solar",33,"B4",87.97,0,4.68,73.89]
["SS","Solar",33,"G5",85.19,0,4.53,71.56]
["SS","Solar",33,"K6",96.64,0,5.14,81.180000000000007]
["SS","Solar",33,"N6",2.97,0,0.16,2.4900000000000002]
["SS","Solar",33,"R4",8.92,0,0.47,7.49]
["SS","Solar",34,"A1",9.89,0,0.53,8.31]
["SS","Solar",34,"C5",111.5,0,5.93,93.66]
["SS","Solar",34,"H6",579.53,0,30.83,486.81]
["SS","Solar",34,"L8",10.81,0,0.57999999999999996,9.08]
["SS","Solar",34,"P5",5.95,0,0.32,5]
["SS","Solar",34,"S3",0.71,0,0.04,0.6]
["SS","Solar",35,"A8",8.58,0,0.46,7.21]
["SS","Solar",35,"E1",1206.54,0,64.19,1013.49]
["SS","Solar",35,"J6",290.41000000000003,0,15.45,243.94]
["SS","Solar",35,"M8",8.92,0,0.47,7.49]
["SS","Solar",35,"Q4",10.5,0,0.56000000000000005,8.82]
["SS","Solar",35,"T1",35.409999999999997,0,1.88,29.74]
["SS","Solar",36,"C1",14.27,0,0.76,11.99]
["SS","Solar",36,"G5",85.19,0,4.53,71.56]
["SS","Solar",36,"K6",90.53,0,4.82,76.05]
["SS","Solar",36,"N7",6.92,0,0.37,5.81]
["SS","Solar",36,"R4",8.92,0,0.47,7.49]
["SS","Solar",36,"R5",19.18,0,1.02,16.11]
["SS","Solar",37,"A3",5.95,0,0.32,5]
["SS","Solar",37,"C6",30.32,0,1.61,25.47]
["SS","Solar",37,"J1",177.48,0,9.44,149.08000000000001]
["SS","Solar",37,"M4",34.26,0,1.82,28.78]
["SS","Solar",37,"P5",5.95,0,0.32,5]
["SS","Solar",37,"S4",12.5,0,0.67,10.5]
["SS","Solar",38,"A9",5.95,0,0.32,5]
["SS","Solar",38,"E7",254.41,0,13.53,213.7]
["SS","Solar",38,"J7",438.53,0,23.33,368.37]
["SS","Solar",38,"N2",4.29,0,0.23,3.6]
["SS","Solar",38,"Q5",5.95,0,0.32,5]
["SS","Solar",38,"T2",55.52,0,2.95,46.64]
["SS","Solar",39,"C2",64.17,0,3.41,53.9]
["SS","Solar",39,"G6",731.13,0,38.9,614.15]
["SS","Solar",39,"L2",66.72,0,3.55,56.04]
["SS","Solar",39,"P4",5.95,0,0.32,5]
["SS","Solar",39,"R4",8.92,0,0.47,7.49]
["SS","Solar",40,"A1",9.89,0,0.53,8.31]
["SS","Solar",40,"C6",30.32,0,1.61,25.47]
["SS","Solar",40,"H6",374.18,0,19.91,314.31]
["SS","Solar",40,"M4",26.97,0,1.43,22.65]
["SS","Solar",40,"P5",5.95,0,0.32,5]
["SS","Solar",40,"S3",1.28,0,7.0000000000000007E-2,1.08]
["SS","Wind",16,"C7",143.30000000000001,33.130000000000003,67.349999999999994,55.89]
["SS","Wind",16,"K5",21.77,5.03,10.23,8.49]
["SS","Wind",16,"P3",63.83,14.76,30,24.89]
["SS","Wind",16,"T1",81.19,18.77,38.159999999999997,31.66]
["SS","Wind",17,"G7",31.43,7.14,14.77,12.26]
["SS","Wind",17,"M4",14.6,3.32,6.86,5.69]
["SS","Wind",17,"Q2",77.7,17.649999999999999,36.520000000000003,30.3]
["SS","Wind",17,"T5",96.39,21.9,45.3,37.590000000000003]
["SS","Wind",18,"J3",88.86,19.59,41.76,34.659999999999997]
["SS","Wind",18,"M8",43.9,9.68,20.63,17.12]
["SS","Wind",18,"Q8",112.55,24.82,52.9,43.89]
["SS","Wind",19,"C4",71.58,15.2,33.64,27.92]
["SS","Wind",19,"J7",31.12,6.61,14.63,12.14]
["SS","Wind",19,"P1",51.41,10.91,24.16,20.05]
["SS","Wind",19,"S2",126.92,26.95,59.65,49.5]
["SS","Wind",20,"F6",219,45.55,102.93,85.41]
["SS","Wind",20,"G6",10.119999999999999,2.1,4.76,3.95]
["SS","Wind",20,"L7",12.62,2.62,5.93,4.92]
["SS","Wind",20,"P8",321.08999999999997,66.790000000000006,150.91,125.23]
["SS","Wind",20,"T4",20.75,4.32,9.75,8.09]
["SS","Wind",21,"H6",164.24,34.01,77.19,64.05]
["SS","Wind",21,"M7",154.96,32.090000000000003,72.83,60.43]
["SS","Wind",21,"Q6",179.85,37.25,84.53,70.14]
["SS","Wind",22,"C3",15.09,2.99,7.09,5.89]
["SS","Wind",22,"J6",173.36,34.380000000000003,81.48,67.61]
["SS","Wind",22,"N4",135.46,26.86,63.66,52.83]
["SS","Wind",22,"S1",663.76,131.62,311.97000000000003,258.87]
["SS","Wind",23,"D4",6.85,1.34,3.22,2.67]
["SS","Wind",23,"L3",23.98,4.6900000000000004,11.27,9.35]
["SS","Wind",23,"P6",71.099999999999994,13.91,33.42,27.73]
["SS","Wind",23,"T2",133.24,26.07,62.62,51.96]
["SS","Wind",24,"H2",115.05,22.5,54.07,44.87]
["SS","Wind",24,"M5",31.1,6.08,14.62,12.13]
["SS","Wind",24,"Q4",97.74,19.12,45.94,38.119999999999997]
["SS","Wind",25,"B4",2.37,0.45,1.1200000000000001,0.93]
["SS","Wind",25,"J4",127.41,24.35,59.88,49.69]
["SS","Wind",25,"M7",155.61000000000001,29.74,73.13,60.69]
["SS","Wind",25,"Q8",115.07,21.99,54.08,44.88]
["SS","Wind",26,"C4",71.12,13.26,33.43,27.74]
["SS","Wind",26,"K4",247.44,46.15,116.3,96.5]
["SS","Wind",26,"P1",51.08,9.5299999999999994,24.01,19.920000000000002]
["SS","Wind",26,"S2",124.88,23.29,58.69,48.7]
["SS","Wind",27,"G6",10.1,1.81,4.75,3.94]
["SS","Wind",27,"L7",12.6,2.2599999999999998,5.92,4.91]
["SS","Wind",27,"P8",320.52999999999997,57.44,150.65,125.01]
["SS","Wind",27,"T4",20.69,3.71,9.73,8.07]
["SS","Wind",28,"H6",165.13,28.35,77.61,64.400000000000006]
["SS","Wind",28,"M7",155.80000000000001,26.75,73.22,60.76]
["SS","Wind",28,"Q6",180.82,31.05,84.99,70.52]
["SS","Wind",29,"C1",10.95,1.86,5.15,4.2699999999999996]
["SS","Wind",29,"J6",175.03,29.65,82.27,68.260000000000005]
["SS","Wind",29,"N4",136.76,23.17,64.28,53.34]
["SS","Wind",29,"S1",660.33,111.86,310.35000000000002,257.52999999999997]
["SS","Wind",30,"D4",6.84,1.1499999999999999,3.21,2.67]
["SS","Wind",30,"L3",23.93,4.0199999999999996,11.25,9.33]
["SS","Wind",30,"L5",35.42,5.95,16.649999999999999,13.81]
["SS","Wind",30,"P6",70.959999999999994,11.93,33.35,27.68]
["SS","Wind",30,"T2",133.5,22.44,62.75,52.07]
["SS","Wind",31,"H2",112.39,19.07,52.83,43.83]
["SS","Wind",31,"M5",30.38,5.16,14.28,11.85]
["SS","Wind",31,"Q5",33.43,5.67,15.71,13.04]
["SS","Wind",32,"B4",2.2999999999999998,0.39,1.08,0.9]
["SS","Wind",32,"J4",123.15,20.92,57.88,48.03]
["SS","Wind",32,"N3",180,30.58,84.6,70.2]
["SS","Wind",32,"R5",68.540000000000006,11.65,32.21,26.73]
["SS","Wind",33,"C7",143.30000000000001,24.6,67.349999999999994,55.89]
["SS","Wind",33,"K5",24.01,4.12,11.28,9.36]
["SS","Wind",33,"P3",70.41,12.09,33.090000000000003,27.46]
["SS","Wind",33,"T1",83.23,14.29,39.119999999999997,32.46]
["SS","Wind",34,"G7",30.61,5.27,14.39,11.94]
["SS","Wind",34,"L8",37.020000000000003,6.37,17.399999999999999,14.44]
["SS","Wind",34,"Q2",77.3,13.3,36.33,30.15]
["SS","Wind",34,"T5",94.79,16.3,44.55,36.97]
["SS","Wind",35,"J3",86.67,15,40.729999999999997,33.799999999999997]
["SS","Wind",35,"M8",40.57,7.02,19.07,15.82]
["SS","Wind",35,"Q7",34.340000000000003,5.94,16.14,13.39]
["SS","Wind",36,"C4",63.23,11.03,29.72,24.66]
["SS","Wind",36,"J7",27.49,4.79,12.92,10.72]
["SS","Wind",36,"P1",45.42,7.92,21.35,17.71]
["SS","Wind",36,"Q7",33.840000000000003,5.9,15.9,13.2]
["SS","Wind",37,"D4",5.86,1.05,2.75,2.2799999999999998]
["SS","Wind",37,"L5",30.34,5.42,14.26,11.83]
["SS","Wind",37,"P6",60.78,10.86,28.57,23.7]
["SS","Wind",37,"T2",122.38,21.86,57.52,47.73]
["SS","Wind",38,"H2",89.82,16.190000000000001,42.22,35.03]
["SS","Wind",38,"M5",24.28,4.38,11.41,9.4700000000000006]
["SS","Wind",38,"Q5",26.71,4.8099999999999996,12.56,10.42]
["SS","Wind",39,"B4",1.75,0.32,0.82,0.68]
["SS","Wind",39,"J4",93.7,16.96,44.04,36.54]
["SS","Wind",39,"N3",180,32.58,84.6,70.2]
["SS","Wind",39,"R5",52.15,9.44,24.51,20.34]
["SS","Wind",40,"C5",50.07,9.1199999999999992,23.53,19.53]
["SS","Wind",40,"K5",18.34,3.34,8.6199999999999992,7.15]
["SS","Wind",40,"P3",53.78,9.7899999999999991,25.28,20.97]
["SS","Wind",40,"P4",50.84,9.26,23.89,19.829999999999998]
["SS","Wind",40,"T1",66.22,12.06,31.12,25.83]
["SP","Hydro",16,"T3",41.89,35.549999999999997,7.12,10.050000000000001]
["SP","Hydro",18,"F6",4.24,3.6,0.72,1.02]
["SP","Hydro",19,"L7",1.68,1.43,0.28999999999999998,0.4]
["SP","Hydro",20,"P1",2.12,1.8,0.36,0.51]
["SP","Hydro",21,"S1",97.4,82.66,16.559999999999999,23.38]
["SP","Hydro",22,"T1",80.849999999999994,68.62,13.74,19.399999999999999]
["SP","Hydro",23,"T5",13.17,11.18,2.2400000000000002,3.16]
["SP","Hydro",25,"H6",60.15,51.05,10.220000000000001,14.44]
["SP","Hydro",26,"M6",1.18,1,0.2,0.28000000000000003]
["SP","Hydro",27,"Q8",12.85,10.9,2.1800000000000002,3.08]
["SP","Hydro",28,"S7",8.69,7.38,1.48,2.09]
["SP","Hydro",29,"T4",48.78,41.4,8.2899999999999991,11.71]
["SP","Hydro",31,"F6",4.6500000000000004,3.95,0.79,1.1200000000000001]
["SP","Hydro",32,"L7",1.83,1.55,0.31,0.44]
["SP","Hydro",33,"P1",2.2999999999999998,1.95,0.39,0.55000000000000004]
["SP","Hydro",34,"S1",105.67,89.68,17.96,25.36]
["SP","Hydro",35,"T1",87.67,74.400000000000006,14.9,21.04]
["SP","Hydro",36,"T5",14.27,12.11,2.4300000000000002,3.43]
["SP","Hydro",38,"H6",65.12,55.27,11.07,15.63]
["SP","Hydro",39,"M7",22.28,18.91,3.79,5.35]
["SP","Hydro",40,"Q8",13.9,11.8,2.36,3.34]
["SP","Other",16,"B2",375.93,285.64999999999998,64.819999999999993,64.63]
["SP","Other",16,"G1",17.98,11.22,9.65,10.1]
["SP","Other",16,"K5",63.03,49.15,20.54,20.52]
["SP","Other",16,"N5",73.83,61.64,6.67,6.91]
["SP","Other",16,"Q8",12.11,6.01,6.01,6.01]
["SP","Other",17,"A6",263.33999999999997,209.61,101.73,106.62]
["SP","Other",17,"C5",50.47,34.159999999999997,17.48,17.48]
["SP","Other",17,"H6",304.7,239.03,30.68,32.340000000000003]
["SP","Other",17,"L7",43.06,30.33,18.45,18.399999999999999]
["SP","Other",17,"P5",157.94999999999999,126.15,45.38,47.72]
["SP","Other",17,"S3",11.38,6.76,6.76,6.76]
["SP","Other",18,"B1",140.79,106.02,55.01,56.32]
["SP","Other",18,"E8",43.63,38.15,9.0399999999999991,11.83]
["SP","Other",18,"J8",14.21,8.61,8.61,8.61]
["SP","Other",18,"N3",574.55999999999995,488.56,129.08000000000001,128.25]
["SP","Other",18,"Q6",8.19,5.32,4.04,4.03]
["SP","Other",18,"Q7",137.63999999999999,107.9,66.78,76.97]
["SP","Other",18,"T5",30.08,14.92,6.76,9.27]
["SP","Other",19,"C4",53.89,50.18,1.31,1.31]
["SP","Other",19,"H6",462.25,419.59,32.119999999999997,33.83]
["SP","Other",19,"L7",47.03,33.21,20.61,20.56]
["SP","Other",19,"P4",33.840000000000003,28.96,15.25,21.2]
["SP","Other",19,"S3",11.38,6.76,6.76,6.76]
["SP","Other",20,"A9",32.83,23.82,13.51,13.49]
["SP","Other",20,"E8",73.22,66.06,9.42,12.42]
["SP","Other",20,"J8",14.99,9.2799999999999994,9.2799999999999994,9.2799999999999994]
["SP","Other",20,"N2",245.86,196.44,86.2,101.16]
["SP","Other",20,"Q6",8.32,5.41,4.08,4.07]
["SP","Other",20,"T4",25.47,18.14,13.07,13.36]
["SP","Other",21,"C3",463.48,371.08,238.15,260.20999999999998]
["SP","Other",21,"H2",669.83,608.98,78.09,91.33]
["SP","Other",21,"L5",176.63,136.54,59.53,62.59]
["SP","Other",21,"P4",33.840000000000003,28.96,15.25,21.2]
["SP","Other",21,"S2",68.349999999999994,58.28,30.49,38.159999999999997]
["SP","Other",22,"A8",323.25,261.61,66.52,66.48]
["SP","Other",22,"E7",96.7,88.69,6.93,8.39]
["SP","Other",22,"J7",285.49,228.82,139.21,152.19]
["SP","Other",22,"N2",283.99,230.78,91.8,107.31]
["SP","Other",22,"Q5",34.25,23.15,15.97,15.93]
["SP","Other",22,"T3",14.14,13.37,0,0]
["SP","Other",23,"C3",490.37,392.79,252.51,277.68]
["SP","Other",23,"H1",137.38999999999999,124.2,18.68,23.55]
["SP","Other",23,"L3",503.06,407.05,151.01,151.47]
["SP","Other",23,"P3",543.85,475.05,82.52,95.26]
["SP","Other",23,"S1",131.09,91.62,65.650000000000006,70.03]
["SP","Other",24,"A8",358.74,294.19,66.87,66.83]
["SP","Other",24,"E1",133.05000000000001,116.74,17.98,18.68]
["SP","Other",24,"J6",91.93,68.55,45.91,54.87]
["SP","Other",24,"N1",584.92999999999995,516.96,70.16,72.489999999999995]
["SP","Other",24,"Q5",34.86,23.59,16.3,16.260000000000002]
["SP","Other",24,"T2",30.71,21.49,11.94,11.88]
["SP","Other",25,"C1",33.450000000000003,24.12,12.69,12.69]
["SP","Other",25,"G6",188.27,171.1,11.24,11.24]
["SP","Other",25,"L2",412.5,339.6,251.26,251.24]
["SP","Other",25,"P1",459.37,404.24,57.73,58.26]
["SP","Other",25,"R5",10.4,6.5,5.59,5.58]
["SP","Other",25,"R6",166.06,136.35,65.650000000000006,89.08]
["SP","Other",26,"A6",349.59,288.07,135.62,144.49]
["SP","Other",26,"D6",66.23,48.63,27.29,27.29]
["SP","Other",26,"J5",97.76,75.06,45.87,50.61]
["SP","Other",26,"M6",3.9,2.3199999999999998,2.3199999999999998,2.3199999999999998]
["SP","Other",26,"Q2",708.78,566.94000000000005,198.49,209.42]
["SP","Other",26,"T1",46.53,41.49,14.89,22.14]
["SP","Other",27,"B4",368.25,333.99,21.8,21.78]
["SP","Other",27,"G6",233.65,214.01,11.2,11.2]
["SP","Other",27,"L1",11.9,8.0500000000000007,8.0500000000000007,8.0500000000000007]
["SP","Other",27,"P1",559.95000000000005,498.12,62.55,63.08]
["SP","Other",27,"R5",10.41,6.52,5.58,5.57]
["SP","Other",28,"A4",127.12,104.45,48.54,49.1]
["SP","Other",28,"D5",28.99,19.14,19.14,19.14]
["SP","Other",28,"J4",14.02,10.9,6.13,7.77]
["SP","Other",28,"M6",3.87,2.2999999999999998,2.2999999999999998,2.2999999999999998]
["SP","Other",28,"P8",128.87,109.65,23.03,22.97]
["SP","Other",28,"S6",4.9400000000000004,2.93,2.93,2.93]
["SP","Other",29,"B4",418.81,381.42,22.68,22.65]
["SP","Other",29,"G5",71.239999999999995,63.09,1.99,1.99]
["SP","Other",29,"K6",33.549999999999997,23.72,21.71,22.33]
["SP","Other",29,"N6",91.57,75.87,13.25,13.17]
["SP","Other",29,"R4",90.32,64.95,43.11,45.87]
["SP","Other",30,"A4",131.69999999999999,108.2,50.29,50.85]
["SP","Other",30,"D4",99.68,66.27,46.25,46.24]
["SP","Other",30,"J3",74.150000000000006,57.71,24.95,26.37]
["SP","Other",30,"M5",41.68,30.88,26.04,26.57]
["SP","Other",30,"P7",90.28,75.900000000000006,32.44,32.26]
["SP","Other",30,"S5",76.47,59.11,39.68,44.71]
["SP","Other",31,"B3",4.5199999999999996,2.68,2.68,2.68]
["SP","Other",31,"G1",25.66,16.809999999999999,14.49,15.15]
["SP","Other",31,"K6",37,26.18,24.08,24.74]
["SP","Other",31,"N5",103.27,89.58,7.41,7.76]
["SP","Other",31,"Q8",20.21,10.8,10.8,10.8]
["SP","Other",32,"A3",10.99,8.1300000000000008,3.59,3.57]
["SP","Other",32,"C7",267.77,246.4,15.6,15.6]
["SP","Other",32,"H6",842.94,777.55,36.64,38.56]
["SP","Other",32,"L8",34.57,22.82,17.079999999999998,17.690000000000001]
["SP","Other",32,"P5",380.5,331.62,58.25,60.6]
["SP","Other",32,"P6",615.97,563.27,47.11,47.87]
["SP","Other",32,"S4",31.95,23.64,14.89,14.87]
["SP","Other",33,"B1",421.05,361.9,80.02,81.180000000000007]
["SP","Other",33,"F6",418.34,339.54,65.069999999999993,65.489999999999995]
["SP","Other",33,"K4",114.96,97.83,54.87,78.180000000000007]
["SP","Other",33,"N4",80.27,53.23,49.78,49.77]
["SP","Other",33,"Q7",190.29,148.94,94.81,108.55]
["SP","Other",33,"T5",70.81,24.36,18.47,21.21]
["SP","Other",34,"C5",72.33,59.38,14.77,14.77]
["SP","Other",34,"H6",872.38,805.38,36.75,38.65]
["SP","Other",34,"L8",33.99,22.48,16.64,17.21]
["SP","Other",34,"P5",390.2,341.04,57.6,59.82]
["SP","Other",34,"S3",9.43,5.6,5.6,5.6]
["SP","Other",35,"B1",432.99,372.63,81.739999999999995,82.84]
["SP","Other",35,"E8",308.83,288.55,13.5,19.170000000000002]
["SP","Other",35,"J8",19.5,12.75,12.75,12.75]
["SP","Other",35,"N3",777.21,676.35,141.76,140.83000000000001]
["SP","Other",35,"Q6",8.33,5.57,3.81,3.8]
["SP","Other",35,"T5",70.5,24.09,18.34,21.02]
["SP","Other",36,"C4",313.92,296.2,0.98,0.98]
["SP","Other",36,"H2",1892.53,1761.49,85.58,98.36]
["SP","Other",36,"L7",65.25,46.88,29.33,29.25]
["SP","Other",36,"P4",28.67,24.62,12.88,17.98]
["SP","Other",36,"S2",73.28,60.73,35.44,42]
["SP","Other",37,"A9",47.11,34.909999999999997,20.9,20.87]
["SP","Other",37,"E7",309.75,290.52,7.01,9.01]
["SP","Other",37,"J8",19.25,12.69,12.69,12.69]
["SP","Other",37,"N2",543.98,465.6,116.74,130.91999999999999]
["SP","Other",37,"Q5",38.119999999999997,26.49,17.36,17.309999999999999]
["SP","Other",37,"T4",34.44,24.7,18.93,19.170000000000002]
["SP","Other",38,"C3",577.41999999999996,457.44,307.22000000000003,333.93]
["SP","Other",38,"H2",1895.54,1764.2,86.03,98.8]
["SP","Other",38,"L5",303.23,251.02,68.12,70.650000000000006]
["SP","Other",38,"P3",1449.63,1237.18,143.22999999999999,154.13]
["SP","Other",38,"S2",74.180000000000007,61.37,36.08,42.64]
["SP","Other",39,"A8",408.56,350.82,48.42,48.37]
["SP","Other",39,"E1",177.27,158.93,19.559999999999999,20.5]
["SP","Other",39,"J7",306.13,242.18,153.06,164.11]
["SP","Other",39,"N1",1129.4000000000001,1029.97,74.52,76.459999999999994]
["SP","Other",39,"N2",546.55999999999995,467.73,117.99,132.24]
["SP","Other",39,"Q5",37.69,26.35,16.98,16.93]
["SP","Other",40,"A8",405.95,349.6,46.32,46.28]
["SP","Other",40,"C2",188.53,157.13999999999999,70.33,70.099999999999994]
["SP","Other",40,"G7",496.98,437.72,238.48,238.47]
["SP","Other",40,"L2",1227.25,1051.01,769.5,769.47]
["SP","Other",40,"P2",29.07,21.41,16.510000000000002,19.170000000000002]
["SP","Other",40,"R6",214.52,176.65,84.69,115.49]
["SP","Solar",16,"B1",95.02,0,5.0599999999999996,76.97]
["SP","Solar",16,"F6",505.11,0,26.87,409.14]
["SP","Solar",16,"K4",160.22,0,8.52,129.78]
["SP","Solar",16,"P1",2.85,0,0.15,2.31]
["SP","Solar",17,"A6",4.55,0,0.24,3.73]
["SP","Solar",17,"E8",90.3,0,4.8,74.05]
["SP","Solar",17,"J8",42.61,0,2.27,34.94]
["SP","Solar",17,"N5",3.36,0,0.18,2.76]
["SP","Solar",18,"A4",15.3,0,0.81,12.7]
["SP","Solar",18,"E1",1184.71,0,63.03,983.31]
["SP","Solar",18,"J6",278.41000000000003,0,14.81,231.08]
["SP","Solar",18,"N4",5.72,0,0.3,4.75]
["SP","Solar",18,"T4",28.65,0,1.52,23.78]
["SP","Solar",19,"D6",379.6,0,20.190000000000001,318.86]
["SP","Solar",19,"J5",130.54,0,6.94,109.65]
["SP","Solar",19,"N2",1.37,0,7.0000000000000007E-2,1.1499999999999999]
["SP","Solar",19,"T2",9.92,0,0.53,8.33]
["SP","Solar",20,"C3",106.34,0,5.66,89.33]
["SP","Solar",20,"H1",24.95,0,1.33,20.96]
["SP","Solar",20,"L5",282.77,0,15.04,237.53]
["SP","Solar",20,"P2",1.9,0,0.1,1.6]
["SP","Solar",20,"S1",0.43,0,0.02,0.36]
["SP","Solar",21,"A6",6.87,0,0.37,5.77]
["SP","Solar",21,"D4",257.62,0,13.71,216.4]
["SP","Solar",21,"J4",293.45999999999998,0,15.61,246.51]
["SP","Solar",21,"M6",93,0,4.95,78.12]
["SP","Solar",21,"P8",66.05,0,3.51,55.48]
["SP","Solar",21,"S6",0.44,0,0.02,0.37]
["SP","Solar",22,"B2",492.7,0,26.21,413.87]
["SP","Solar",22,"F6",646.77,0,34.409999999999997,543.29]
["SP","Solar",22,"K4",214.18,0,11.39,179.91]
["SP","Solar",22,"N4",7.61,0,0.4,6.39]
["SP","Solar",22,"N5",5.34,0,0.28000000000000003,4.49]
["SP","Solar",22,"Q7",3.44,0,0.18,2.89]
["SP","Solar",22,"T5",0.64,0,0.03,0.54]
["SP","Solar",23,"C4",11.8,0,0.63,9.91]
["SP","Solar",23,"H1",28.88,0,1.54,24.26]
["SP","Solar",23,"M7",2.46,0,0.13,2.0699999999999998]
["SP","Solar",23,"P2",3.87,0,0.21,3.25]
["SP","Solar",23,"S1",2.4,0,0.13,2.02]
["SP","Solar",24,"A6",12.29,0,0.65,10.32]
["SP","Solar",24,"D4",279.31,0,14.86,234.62]
["SP","Solar",24,"J4",304.31,0,16.190000000000001,255.62]
["SP","Solar",24,"M6",106.55,0,5.67,89.5]
["SP","Solar",24,"P7",11.08,0,0.59,9.31]
["SP","Solar",24,"S6",1.28,0,7.0000000000000007E-2,1.08]
["SP","Solar",25,"B2",559.33000000000004,0,29.76,469.84]
["SP","Solar",25,"F6",748.94,0,39.840000000000003,629.11]
["SP","Solar",25,"K4",266.01,0,14.15,223.45]
["SP","Solar",25,"N4",11.31,0,0.6,9.5]
["SP","Solar",25,"Q7",10.84,0,0.57999999999999996,9.11]
["SP","Solar",25,"T4",30.84,0,1.64,25.91]
["SP","Solar",26,"C4",35.18,0,1.87,29.55]
["SP","Solar",26,"H1",38.619999999999997,0,2.0499999999999998,32.44]
["SP","Solar",26,"L5",364.84,0,19.41,306.47000000000003]
["SP","Solar",26,"P3",94.44,0,5.0199999999999996,79.33]
["SP","Solar",26,"S1",10.18,0,0.54,8.5500000000000007]
["SP","Solar",27,"A6",23.92,0,1.27,20.09]
["SP","Solar",27,"D5",205.39,0,10.93,172.53]
["SP","Solar",27,"J4",327.56,0,17.43,275.14999999999998]
["SP","Solar",27,"M7",9.51,0,0.51,7.99]
["SP","Solar",27,"P8",100.15,0,5.33,84.13]
["SP","Solar",27,"S6",6.36,0,0.34,5.34]
["SP","Solar",28,"B3",68.45,0,3.64,57.5]
["SP","Solar",28,"F6",914.75,0,48.66,768.39]
["SP","Solar",28,"K4",350.11,0,18.63,294.08999999999997]
["SP","Solar",28,"N5",15.05,0,0.8,12.64]
["SP","Solar",28,"Q7",22.86,0,1.22,19.2]
["SP","Solar",28,"T5",4.37,0,0.23,3.67]
["SP","Solar",29,"C4",60.52,0,3.22,50.84]
["SP","Solar",29,"H1",49.18,0,2.62,41.31]
["SP","Solar",29,"H2",79.75,0,4.24,66.989999999999995]
["SP","Solar",29,"L7",125.3,0,6.67,105.25]
["SP","Solar",29,"P4",25.22,0,1.34,21.18]
["SP","Solar",29,"S2",4.34,0,0.23,3.65]
["SP","Solar",30,"A7",27.04,0,1.44,22.71]
["SP","Solar",30,"D6",487.75,0,25.95,409.71]
["SP","Solar",30,"J5",178.81,0,9.51,150.19999999999999]
["SP","Solar",30,"M7",13.52,0,0.72,11.36]
["SP","Solar",30,"Q2",41.93,0,2.23,35.22]
["SP","Solar",30,"S7",6.49,0,0.35,5.45]
["SP","Solar",31,"C3",172.06,0,9.15,144.53]
["SP","Solar",31,"F6",990.68,0,52.7,832.17]
["SP","Solar",31,"K4",388.63,0,20.68,326.45]
["SP","Solar",31,"N5",17.8,0,0.95,14.95]
["SP","Solar",31,"Q7",28.36,0,1.51,23.82]
["SP","Solar",31,"T4",38.03,0,2.02,31.95]
["SP","Solar",32,"C4",70.150000000000006,0,3.73,58.93]
["SP","Solar",32,"H1",53.19,0,2.83,44.68]
["SP","Solar",32,"L7",133.32,0,7.09,111.99]
["SP","Solar",32,"P3",123.58,0,6.57,103.81]
["SP","Solar",32,"S1",32.869999999999997,0,1.75,27.61]
["SP","Solar",33,"A7",29.77,0,1.58,25.01]
["SP","Solar",33,"D5",226.9,0,12.07,190.6]
["SP","Solar",33,"J5",183.68,0,9.77,154.29]
["SP","Solar",33,"M7",14.88,0,0.79,12.5]
["SP","Solar",33,"P8",121.66,0,6.47,102.19]
["SP","Solar",33,"S7",8.89,0,0.47,7.47]
["SP","Solar",34,"B3",76.260000000000005,0,4.0599999999999996,64.06]
["SP","Solar",34,"F6",1022.58,0,54.4,858.97]
["SP","Solar",34,"K5",329.86,0,17.55,277.08]
["SP","Solar",34,"N5",18.95,0,1.01,15.92]
["SP","Solar",34,"Q8",72.03,0,3.83,60.51]
["SP","Solar",34,"T5",23.56,0,1.25,19.79]
["SP","Solar",35,"C4",73.930000000000007,0,3.93,62.1]
["SP","Solar",35,"H2",85.33,0,4.54,71.680000000000007]
["SP","Solar",35,"L7",136.47,0,7.26,114.63]
["SP","Solar",35,"P4",30.8,0,1.64,25.87]
["SP","Solar",35,"S2",9.4499999999999993,0,0.5,7.94]
["SP","Solar",36,"A7",30.97,0,1.65,26.01]
["SP","Solar",36,"A8",33.71,0,1.79,28.32]
["SP","Solar",36,"D6",503.47,0,26.78,422.91]
["SP","Solar",36,"J5",185.83,0,9.89,156.1]
["SP","Solar",36,"M8",46.45,0,2.4700000000000002,39.020000000000003]
["SP","Solar",36,"Q2",47.82,0,2.54,40.17]
["SP","Solar",36,"T1",53.44,0,2.84,44.89]
["SP","Solar",37,"B4",117.44,0,6.25,98.65]
["SP","Solar",37,"G1",94.68,0,5.04,79.53]
["SP","Solar",37,"K6",152.32,0,8.1,127.95]
["SP","Solar",37,"N6",15.5,0,0.82,13.02]
["SP","Solar",37,"Q8",72.53,0,3.86,60.93]
["SP","Solar",38,"A1",35.159999999999997,0,1.87,29.53]
["SP","Solar",38,"C5",180.09,0,9.58,151.28]
["SP","Solar",38,"H6",934.3,0,49.7,784.81]
["SP","Solar",38,"L3",314.67,0,16.739999999999998,264.32]
["SP","Solar",38,"P3",127.22,0,6.77,106.86]
["SP","Solar",38,"S2",13.02,0,0.69,10.94]
["SP","Solar",39,"A7",31.09,0,1.65,26.12]
["SP","Solar",39,"D6",503.94,0,26.81,423.31]
["SP","Solar",39,"J5",186.04,0,9.9,156.27000000000001]
["SP","Solar",39,"M7",15.54,0,0.83,13.05]
["SP","Solar",39,"Q2",48,0,2.5499999999999998,40.32]
["SP","Solar",39,"S7",18.23,0,0.97,15.31]
["SP","Solar",40,"B3",76.75,0,4.08,64.47]
["SP","Solar",40,"G1",95.07,0,5.0599999999999996,79.86]
["SP","Solar",40,"K5",332.33,0,17.68,279.16000000000003]
["SP","Solar",40,"N6",15.58,0,0.83,13.09]
["SP","Solar",40,"Q8",72.77,0,3.87,61.13]
["SP","Solar",40,"T5",41.73,0,2.2200000000000002,35.049999999999997]
["SP","Wind",16,"J3",85.16,19.690000000000001,40.020000000000003,33.21]
["SP","Wind",16,"M8",38.270000000000003,8.85,17.989999999999998,14.92]
["SP","Wind",16,"Q8",98.11,22.68,46.11,38.26]
["SP","Wind",17,"C4",66.650000000000006,14.97,31.33,25.99]
["SP","Wind",17,"J7",28.98,6.51,13.62,11.3]
["SP","Wind",17,"P1",47.87,10.75,22.5,18.670000000000002]
["SP","Wind",17,"S2",124.77,28.02,58.64,48.66]
["SP","Wind",18,"F6",213.63,45.38,100.41,83.32]
["SP","Wind",18,"L7",12.31,2.61,5.79,4.8]
["SP","Wind",18,"P7",69.45,14.75,32.64,27.09]
["SP","Wind",18,"P8",313.22000000000003,66.53,147.21,122.16]
["SP","Wind",18,"T4",20.75,4.41,9.75,8.09]
["SP","Wind",19,"H6",166.26,34.17,78.14,64.84]
["SP","Wind",19,"M7",156.87,32.24,73.73,61.18]
["SP","Wind",19,"Q6",182.06,37.409999999999997,85.57,71]
["SP","Wind",20,"C1",11.07,2.23,5.2,4.32]
["SP","Wind",20,"J6",176.91,35.61,83.15,68.989999999999995]
["SP","Wind",20,"N4",138.22999999999999,27.83,64.97,53.91]
["SP","Wind",20,"S1",677.85,136.44999999999999,318.58999999999997,264.36]
["SP","Wind",21,"D4",7.02,1.37,3.3,2.74]
["SP","Wind",21,"L3",24.58,4.8,11.55,9.58]
["SP","Wind",21,"P6",72.88,14.23,34.25,28.42]
["SP","Wind",21,"T2",135.96,26.54,63.9,53.02]
["SP","Wind",22,"H2",118.19,22.17,55.55,46.09]
["SP","Wind",22,"M5",31.95,5.99,15.02,12.46]
["SP","Wind",22,"Q4",100.41,18.84,47.19,39.159999999999997]
["SP","Wind",23,"B4",2.4500000000000002,0.44,1.1499999999999999,0.96]
["SP","Wind",23,"J4",131.47999999999999,23.39,61.8,51.28]
["SP","Wind",23,"N1",20.65,3.67,9.6999999999999993,8.0500000000000007]
["SP","Wind",23,"Q4",101.08,17.98,47.51,39.42]
["SP","Wind",24,"C4",73.84,12.71,34.71,28.8]
["SP","Wind",24,"K4",275.62,47.43,129.54,107.49]
["SP","Wind",24,"P1",53.04,9.1300000000000008,24.93,20.68]
["SP","Wind",24,"S2",133.26,22.93,62.63,51.97]
["SP","Wind",25,"G6",10.6,1.76,4.9800000000000004,4.13]
["SP","Wind",25,"L7",13.22,2.19,6.21,5.16]
["SP","Wind",25,"P7",74.58,12.38,35.049999999999997,29.09]
["SP","Wind",25,"T4",21.61,3.59,10.16,8.43]
["SP","Wind",26,"H6",174.29,28.3,81.92,67.97]
["SP","Wind",26,"M7",164.44,26.71,77.290000000000006,64.13]
["SP","Wind",26,"Q6",190.85,30.99,89.7,74.430000000000007]
["SP","Wind",27,"C1",11.6,1.85,5.45,4.53]
["SP","Wind",27,"J6",185.48,29.55,87.18,72.34]
["SP","Wind",27,"N4",144.93,23.09,68.12,56.52]
["SP","Wind",27,"S1",705.09,112.32,331.39,274.99]
["SP","Wind",28,"D4",7.36,1.1599999999999999,3.46,2.87]
["SP","Wind",28,"L3",25.74,4.05,12.1,10.039999999999999]
["SP","Wind",28,"P6",76.34,12.02,35.880000000000003,29.77]
["SP","Wind",28,"T2",141.65,22.3,66.58,55.24]
["SP","Wind",29,"H1",130.69999999999999,20.25,61.43,50.97]
["SP","Wind",29,"H2",124.11,19.23,58.33,48.4]
["SP","Wind",29,"M5",33.549999999999997,5.2,15.77,13.09]
["SP","Wind",29,"Q5",36.909999999999997,5.72,17.350000000000001,14.4]
["SP","Wind",30,"B4",2.57,0.39,1.21,1]
["SP","Wind",30,"J4",137.72999999999999,20.73,64.73,53.71]
["SP","Wind",30,"N3",204.21,30.73,95.98,79.64]
["SP","Wind",30,"R5",76.66,11.54,36.03,29.9]
["SP","Wind",31,"C7",162.57,24.13,76.41,63.4]
["SP","Wind",31,"K5",27.64,4.0999999999999996,12.99,10.78]
["SP","Wind",31,"P3",81.05,12.03,38.090000000000003,31.61]
["SP","Wind",31,"T1",92.66,13.75,43.55,36.14]
["SP","Wind",32,"G7",36.57,5.34,17.190000000000001,14.26]
["SP","Wind",32,"L8",44.22,6.45,20.78,17.25]
["SP","Wind",32,"Q2",88.61,12.93,41.65,34.56]
["SP","Wind",32,"T5",109.24,15.94,51.34,42.6]
["SP","Wind",33,"J3",100.39,14.55,47.19,39.15]
["SP","Wind",33,"M8",49.17,7.12,23.11,19.18]
["SP","Wind",33,"Q7",41.63,6.03,19.559999999999999,16.23]
["SP","Wind",34,"C4",77.87,11.1,36.6,30.37]
["SP","Wind",34,"J7",33.86,4.82,15.91,13.2]
["SP","Wind",34,"N5",68.489999999999995,9.76,32.19,26.71]
["SP","Wind",34,"S2",138.81,19.78,65.239999999999995,54.14]
["SP","Wind",35,"H1",134.52000000000001,19.05,63.22,52.46]
["SP","Wind",35,"L5",39.53,5.6,18.579999999999998,15.42]
["SP","Wind",35,"P6",79.2,11.21,37.22,30.89]
["SP","Wind",35,"T2",158.72999999999999,22.48,74.599999999999994,61.91]
["SP","Wind",36,"H2",128.16999999999999,18.14,60.24,49.98]
["SP","Wind",36,"M5",34.65,4.9000000000000004,16.28,13.51]
["SP","Wind",36,"Q5",38.119999999999997,5.39,17.920000000000002,14.87]
["SP","Wind",37,"B4",2.65,0.38,1.25,1.03]
["SP","Wind",37,"J4",142.31,20.14,66.89,55.5]
["SP","Wind",37,"N3",204.21,28.9,95.98,79.64]
["SP","Wind",37,"R5",79.2,11.21,37.229999999999997,30.89]
["SP","Wind",38,"C5",78.22,11.06,36.76,30.5]
["SP","Wind",38,"K5",28.65,4.05,13.46,11.17]
["SP","Wind",38,"P3",84.01,11.88,39.49,32.770000000000003]
["SP","Wind",38,"T1",99.49,14.07,46.76,38.799999999999997]
["SP","Wind",39,"G7",37.75,5.34,17.739999999999998,14.72]
["SP","Wind",39,"L8",45.65,6.45,21.45,17.8]
["SP","Wind",39,"M4",17.54,2.48,8.24,6.84]
["SP","Wind",39,"Q2",89.19,12.61,41.92,34.79]
["SP","Wind",39,"T5",116.37,16.45,54.69,45.38]
["SP","Wind",40,"J3",101.48,14.35,47.7,39.58]
["SP","Wind",40,"M8",50.83,7.19,23.89,19.82]
["SP","Wind",40,"Q8",130.31,18.43,61.24,50.82]
["CP","Storage",16,"B1",41.52,36.04,0,0]
["CP","Storage",16,"E7",1.26,1.0900000000000001,0,0]
["CP","Storage",16,"J8",72.349999999999994,62.8,0,0]
["CP","Storage",16,"N2",0.01,0.01,0,0]
["CP","Storage",16,"Q7",2.83,2.46,0,0]
["CP","Storage",17,"A8",36.01,31.26,0,0]
["CP","Storage",17,"E1",15.18,13.18,0,0]
["CP","Storage",17,"J7",2.8,2.4300000000000002,0,0]
["CP","Storage",17,"N1",0.1,0.09,0,0]
["CP","Storage",17,"Q5",0.17,0.15,0,0]
["CP","Storage",18,"A6",160.03,138.91,0,0]
["CP","Storage",18,"D6",2.11,1.83,0,0]
["CP","Storage",18,"J6",2.54,2.2000000000000002,0,0]
["CP","Storage",18,"M8",0.24,0.21,0,0]
["CP","Storage",18,"Q4",0.69,0.6,0,0]
["CP","Storage",19,"A4",0.13,0.11,0,0]
["CP","Storage",19,"D5",121.34,105.32,0,0]
["CP","Storage",19,"J5",1.29,1.1200000000000001,0,0]
["CP","Storage",19,"M6",1.31,1.1399999999999999,0,0]
["CP","Storage",19,"P8",2.98,2.59,0,0]
["CP","Storage",19,"T5",2.74,2.38,0,0]
["CP","Storage",20,"C5",22.43,19.47,0,0]
["CP","Storage",20,"G7",39.69,34.450000000000003,0,0]
["CP","Storage",20,"L3",166.62,144.63,0,0]
["CP","Storage",20,"N7",0.04,0.03,0,0]
["CP","Storage",20,"R5",0.76,0.66,0,0]
["CP","Storage",21,"A8",36.049999999999997,31.29,0,0]
["CP","Storage",21,"D6",3.97,3.45,0,0]
["CP","Storage",21,"J6",9.0500000000000007,7.86,0,0]
["CP","Storage",21,"M7",1.57,1.36,0,0]
["CP","Storage",21,"P7",0.75,0.65,0,0]
["CP","Storage",21,"T3",0.24,0.21,0,0]
["CP","Storage",22,"C2",276.55,240.05,0,0]
["CP","Storage",22,"C3",1.54,1.34,0,0]
["CP","Storage",22,"G7",40.01,34.729999999999997,0,0]
["CP","Storage",22,"L2",261.29000000000002,226.8,0,0]
["CP","Storage",22,"N7",0.08,7.0000000000000007E-2,0,0]
["CP","Storage",22,"R4",0.08,7.0000000000000007E-2,0,0]
["CP","Storage",23,"A8",36.159999999999997,31.39,0,0]
["CP","Storage",23,"D6",5.94,5.16,0,0]
["CP","Storage",23,"J5",2.57,2.23,0,0]
["CP","Storage",23,"M7",2.2799999999999998,1.98,0,0]
["CP","Storage",23,"P7",1.19,1.03,0,0]
["CP","Storage",23,"S6",0.02,0.02,0,0]
["CP","Storage",24,"B3",26.09,22.65,0,0]
["CP","Storage",24,"F6",164.34,142.65,0,0]
["CP","Storage",24,"K5",24.96,21.67,0,0]
["CP","Storage",24,"N3",33.81,29.35,0,0]
["CP","Storage",24,"Q5",0.88,0.76,0,0]
["CP","Storage",24,"T4",0.95,0.82,0,0]
["CP","Storage",25,"C3",3.93,3.41,0,0]
["CP","Storage",25,"H1",25.97,22.54,0,0]
["CP","Storage",25,"L3",171.53,148.88999999999999,0,0]
["CP","Storage",25,"N7",0.32,0.28000000000000003,0,0]
["CP","Storage",25,"R5",2.64,2.29,0,0]
["CP","Storage",26,"A4",1.1499999999999999,1,0,0]
["CP","Storage",26,"C7",14.17,12.3,0,0]
["CP","Storage",26,"J3",20.62,17.899999999999999,0,0]
["CP","Storage",26,"M4",2.19,1.9,0,0]
["CP","Storage",26,"P5",0.7,0.61,0,0]
["CP","Storage",26,"S3",0.01,0.01,0,0]
["CP","Storage",27,"A8",37.08,32.19,0,0]
["CP","Storage",27,"E1",71.13,61.74,0,0]
["CP","Storage",27,"J6",26.04,22.6,0,0]
["CP","Storage",27,"L7",28.83,25.02,0,0]
["CP","Storage",27,"P7",3.93,3.41,0,0]
["CP","Storage",27,"S5",12.1,10.5,0,0]
["CP","Storage",28,"B2",205.9,178.72,0,0]
["CP","Storage",28,"E8",34.94,30.33,0,0]
["CP","Storage",28,"J8",131.84,114.44,0,0]
["CP","Storage",28,"N2",10.69,9.2799999999999994,0,0]
["CP","Storage",28,"Q4",40.92,35.520000000000003,0,0]
["CP","Storage",28,"Q5",2.61,2.27,0,0]
["CP","Storage",28,"T2",6.81,5.91,0,0]
["CP","Storage",29,"C1",4.08,3.54,0,0]
["CP","Storage",29,"G6",347.56,301.68,0,0]
["CP","Storage",29,"L1",103.9,90.19,0,0]
["CP","Storage",29,"N5",3.53,3.06,0,0]
["CP","Storage",29,"Q8",18.170000000000002,15.77,0,0]
["CP","Storage",29,"T5",4.34,3.77,0,0]
["CP","Storage",30,"C5",32.78,28.45,0,0]
["CP","Storage",30,"H2",90.38,78.45,0,0]
["CP","Storage",30,"L5",117.2,101.73,0,0]
["CP","Storage",30,"P2",0.93,0.81,0,0]
["CP","Storage",30,"R6",7.72,6.7,0,0]
["CP","Storage",31,"A4",2.69,2.33,0,0]
["CP","Storage",31,"D4",20.77,18.03,0,0]
["CP","Storage",31,"J3",38.840000000000003,33.71,0,0]
["CP","Storage",31,"M5",2.75,2.39,0,0]
["CP","Storage",31,"P5",1.96,1.7,0,0]
["CP","Storage",31,"S3",0.04,0.03,0,0]
["CP","Storage",32,"A9",2.19,1.9,0,0]
["CP","Storage",32,"E1",101.02,87.69,0,0]
["CP","Storage",32,"J7",51.81,44.97,0,0]
["CP","Storage",32,"M8",5.58,4.84,0,0]
["CP","Storage",32,"P8",23.82,20.68,0,0]
["CP","Storage",32,"S7",0.47,0.41,0,0]
["CP","Storage",33,"B3",29.72,25.8,0,0]
["CP","Storage",33,"F6",220.04,190.99,0,0]
["CP","Storage",33,"K5",42.33,36.74,0,0]
["CP","Storage",33,"N3",41.29,35.840000000000003,0,0]
["CP","Storage",33,"Q6",12.09,10.49,0,0]
["CP","Storage",33,"T3",2.2000000000000002,1.91,0,0]
["CP","Storage",34,"C2",244.98,212.64,0,0]
["CP","Storage",34,"G7",50.95,44.22,0,0]
["CP","Storage",34,"L2",276.3,239.83,0,0]
["CP","Storage",34,"N7",1.55,1.35,0,0]
["CP","Storage",34,"R4",3.98,3.45,0,0]
["CP","Storage",34,"S6",1.36,1.18,0,0]
["CP","Storage",35,"C5",37.85,32.85,0,0]
["CP","Storage",35,"H2",73.92,64.16,0,0]
["CP","Storage",35,"L5",107.98,93.73,0,0]
["CP","Storage",35,"L7",14.62,12.69,0,0]
["CP","Storage",35,"P2",1.51,1.31,0,0]
["CP","Storage",35,"S1",43.53,37.78,0,0]
["CP","Storage",36,"A6",118.38,102.75,0,0]
["CP","Storage",36,"D4",27.65,24,0,0]
["CP","Storage",36,"J4",31.53,27.37,0,0]
["CP","Storage",36,"M5",3.86,3.35,0,0]
["CP","Storage",36,"P5",3.08,2.67,0,0]
["CP","Storage",36,"S4",1.26,1.0900000000000001,0,0]
["CP","Storage",37,"A9",3.23,2.8,0,0]
["CP","Storage",37,"E7",29.56,25.66,0,0]
["CP","Storage",37,"J7",70.25,60.98,0,0]
["CP","Storage",37,"M8",7.78,6.75,0,0]
["CP","Storage",37,"Q2",10.15,8.81,0,0]
["CP","Storage",37,"S7",1.29,1.1200000000000001,0,0]
["CP","Storage",38,"B4",8.86,7.69,0,0]
["CP","Storage",38,"G1",64.27,55.79,0,0]
["CP","Storage",38,"K5",39.29,34.1,0,0]
["CP","Storage",38,"N4",184.4,160.06,0,0]
["CP","Storage",38,"Q6",15.44,13.4,0,0]
["CP","Storage",38,"T3",3.86,3.35,0,0]
["CP","Storage",39,"C3",15.57,13.51,0,0]
["CP","Storage",39,"G7",53.74,46.65,0,0]
["CP","Storage",39,"L3",189.53,164.51,0,0]
["CP","Storage",39,"N7",1.94,1.68,0,0]
["CP","Storage",39,"R4",37.549999999999997,32.590000000000003,0,0]
["CP","Storage",40,"A3",3.32,2.88,0,0]
["CP","Storage",40,"C6",18.989999999999998,16.48,0,0]
["CP","Storage",40,"H6",85.14,73.900000000000006,0,0]
["CP","Storage",40,"L8",29.33,25.46,0,0]
["CP","Storage",40,"P3",58.6,50.86,0,0]
["CP","Storage",40,"S2",9.41,8.17,0,0]
["SP","Storage",16,"B1",41.52,36.04,0,0]
["SP","Storage",16,"E7",1.26,1.0900000000000001,0,0]
["SP","Storage",16,"J8",72.349999999999994,62.8,0,0]
["SP","Storage",16,"N2",0.01,0.01,0,0]
["SP","Storage",16,"Q7",2.83,2.46,0,0]
["SP","Storage",17,"A8",36.01,31.26,0,0]
["SP","Storage",17,"E1",14.82,12.86,0,0]
["SP","Storage",17,"G6",4.05,3.52,0,0]
["SP","Storage",17,"J6",2.15,1.87,0,0]
["SP","Storage",17,"M8",0.21,0.18,0,0]
["SP","Storage",17,"Q5",0.16,0.14000000000000001,0,0]
["SP","Storage",18,"A4",7.0000000000000007E-2,0.06,0,0]
["SP","Storage",18,"D6",1.78,1.55,0,0]
["SP","Storage",18,"J5",0.76,0.66,0,0]
["SP","Storage",18,"M7",0.73,0.63,0,0]
["SP","Storage",18,"Q4",0.62,0.54,0,0]
["SP","Storage",19,"A1",20.11,17.46,0,0]
["SP","Storage",19,"D5",121.07,105.09,0,0]
["SP","Storage",19,"J4",2.68,2.33,0,0]
["SP","Storage",19,"M5",0.24,0.21,0,0]
["SP","Storage",19,"P8",2.4700000000000002,2.14,0,0]
["SP","Storage",19,"T4",0.32,0.28000000000000003,0,0]
["SP","Storage",20,"C3",0.77,0.67,0,0]
["SP","Storage",20,"H1",22.93,19.899999999999999,0,0]
["SP","Storage",20,"L3",165.98,144.07,0,0]
["SP","Storage",20,"P2",0.01,0.01,0,0]
["SP","Storage",20,"R6",0.61,0.53,0,0]
["SP","Storage",21,"A9",0.01,0.01,0,0]
["SP","Storage",21,"E7",1.75,1.52,0,0]
["SP","Storage",21,"J7",3.68,3.19,0,0]
["SP","Storage",21,"M8",0.3,0.26,0,0]
["SP","Storage",21,"Q2",56.42,48.97,0,0]
["SP","Storage",21,"T4",0.32,0.28000000000000003,0,0]
["SP","Storage",22,"C4",0.5,0.43,0,0]
["SP","Storage",22,"H1",22.94,19.91,0,0]
["SP","Storage",22,"L3",166.01,144.1,0,0]
["SP","Storage",22,"P1",0.35,0.3,0,0]
["SP","Storage",22,"R5",0.55000000000000004,0.48,0,0]
["SP","Storage",23,"A9",0.03,0.03,0,0]
["SP","Storage",23,"E1",26.98,23.42,0,0]
["SP","Storage",23,"J6",7.29,6.33,0,0]
["SP","Storage",23,"M8",0.33,0.28999999999999998,0,0]
["SP","Storage",23,"P8",2.48,2.15,0,0]
["SP","Storage",23,"T3",0.16,0.14000000000000001,0,0]
["SP","Storage",24,"C3",0.87,0.76,0,0]
["SP","Storage",24,"G7",39.61,34.380000000000003,0,0]
["SP","Storage",24,"H1",23,19.96,0,0]
["SP","Storage",24,"L3",166.16,144.22999999999999,0,0]
["SP","Storage",24,"N7",0.05,0.04,0,0]
["SP","Storage",24,"R5",0.61,0.53,0,0]
["SP","Storage",25,"A8",36.090000000000003,31.33,0,0]
["SP","Storage",25,"F6",152.58000000000001,132.44,0,0]
["SP","Storage",25,"J5",1.28,1.1100000000000001,0,0]
["SP","Storage",25,"M6",51.31,44.54,0,0]
["SP","Storage",25,"P7",0.63,0.55000000000000004,0,0]
["SP","Storage",25,"S6",0.02,0.02,0,0]
["SP","Storage",26,"B2",181.55,157.59,0,0]
["SP","Storage",26,"F6",153.72,133.43,0,0]
["SP","Storage",26,"K4",4.37,3.79,0,0]
["SP","Storage",26,"N3",31.64,27.46,0,0]
["SP","Storage",26,"Q5",0.39,0.34,0,0]
["SP","Storage",26,"T3",0.21,0.18,0,0]
["SP","Storage",27,"C3",1.47,1.28,0,0]
["SP","Storage",27,"G7",40.159999999999997,34.86,0,0]
["SP","Storage",27,"L2",263.91000000000003,229.07,0,0]
["SP","Storage",27,"N7",0.12,0.1,0,0]
["SP","Storage",27,"R4",0.25,0.22,0,0]
["SP","Storage",28,"A4",0.41,0.36,0,0]
["SP","Storage",28,"C7",5.16,4.4800000000000004,0,0]
["SP","Storage",28,"J1",5.49,4.7699999999999996,0,0]
["SP","Storage",28,"M4",0.79,0.69,0,0]
["SP","Storage",28,"P4",1.04,0.9,0,0]
["SP","Storage",28,"S3",0.01,0.01,0,0]
["SP","Storage",29,"A8",36.340000000000003,31.54,0,0]
["SP","Storage",29,"D6",5.81,5.04,0,0]
["SP","Storage",29,"J6",11.87,10.3,0,0]
["SP","Storage",29,"M7",2.1800000000000002,1.89,0,0]
["SP","Storage",29,"P7",1.38,1.2,0,0]
["SP","Storage",29,"S6",0.12,0.1,0,0]
["SP","Storage",30,"B2",186.93,162.26,0,0]
["SP","Storage",30,"F6",162.83000000000001,141.34,0,0]
["SP","Storage",30,"K4",9.26,8.0399999999999991,0,0]
["SP","Storage",30,"N2",10.210000000000001,8.86,0,0]
["SP","Storage",30,"Q5",0.9,0.78,0,0]
["SP","Storage",30,"T2",3.35,2.91,0,0]
["SP","Storage",31,"C1",1.22,1.06,0,0]
["SP","Storage",31,"C2",277.63,240.98,0,0]
["SP","Storage",31,"G6",316.76,274.95,0,0]
["SP","Storage",31,"L2",266.89,231.66,0,0]
["SP","Storage",31,"N6",0.22,0.19,0,0]
["SP","Storage",31,"Q8",12.94,11.23,0,0]
["SP","Storage",32,"A1",20.76,18.02,0,0]
["SP","Storage",32,"C5",24.86,21.58,0,0]
["SP","Storage",32,"H6",17.63,15.3,0,0]
["SP","Storage",32,"L2",265.04000000000002,230.05,0,0]
["SP","Storage",32,"P1",1.19,1.03,0,0]
["SP","Storage",32,"R6",2.58,2.2400000000000002,0,0]
["SP","Storage",33,"A4",0.77,0.67,0,0]
["SP","Storage",33,"C7",8.52,7.4,0,0]
["SP","Storage",33,"J3",12.67,11,0,0]
["SP","Storage",33,"M4",1.38,1.2,0,0]
["SP","Storage",33,"P5",0.5,0.43,0,0]
["SP","Storage",33,"S3",0.02,0.02,0,0]
["SP","Storage",34,"A8",36.6,31.77,0,0]
["SP","Storage",34,"E1",45.28,39.299999999999997,0,0]
["SP","Storage",34,"J6",16.16,14.03,0,0]
["SP","Storage",34,"M8",1.7,1.48,0,0]
["SP","Storage",34,"P8",8.4700000000000006,7.35,0,0]
["SP","Storage",34,"S6",0.36,0.31,0,0]
["SP","Storage",35,"B3",1.4,1.22,0,0]
["SP","Storage",35,"F6",217.93,189.16,0,0]
["SP","Storage",35,"K4",12.54,10.88,0,0]
["SP","Storage",35,"N3",4.05,3.52,0,0]
["SP","Storage",35,"Q5",1.26,1.0900000000000001,0,0]
["SP","Storage",35,"T3",0.86,0.75,0,0]
["SP","Storage",36,"C2",238.17,206.73,0,0]
["SP","Storage",36,"G6",321.01,278.64,0,0]
["SP","Storage",36,"L2",268.73,233.26,0,0]
["SP","Storage",36,"N6",0.28999999999999998,0.25,0,0]
["SP","Storage",36,"Q8",3.76,3.26,0,0]
["SP","Storage",37,"A1",20.94,18.18,0,0]
["SP","Storage",37,"C5",25.69,22.3,0,0]
["SP","Storage",37,"H6",21.22,18.420000000000002,0,0]
["SP","Storage",37,"L7",6.76,5.87,0,0]
["SP","Storage",37,"P2",0.32,0.28000000000000003,0,0]
["SP","Storage",37,"P3",47,40.799999999999997,0,0]
["SP","Storage",37,"S1",15.34,13.32,0,0]
["SP","Storage",38,"A7",0.6,0.52,0,0]
["SP","Storage",38,"D5",124.4,107.98,0,0]
["SP","Storage",38,"J4",9.49,8.24,0,0]
["SP","Storage",38,"M6",54.78,47.55,0,0]
["SP","Storage",38,"P6",2.5,2.17,0,0]
["SP","Storage",38,"S4",0.37,0.32,0,0]
["SP","Storage",39,"B1",42.78,37.130000000000003,0,0]
["SP","Storage",39,"E7",7.68,6.67,0,0]
["SP","Storage",39,"J8",73.62,63.9,0,0]
["SP","Storage",39,"N1",0.44,0.38,0,0]
["SP","Storage",39,"Q2",2.65,2.2999999999999998,0,0]
["SP","Storage",39,"S3",0.04,0.03,0,0]
["SP","Storage",40,"B3",1.5,1.3,0,0]
["SP","Storage",40,"G1",56.76,49.27,0,0]
["SP","Storage",40,"K5",17.059999999999999,14.81,0,0]
["SP","Storage",40,"N3",4.33,3.76,0,0]
["SP","Storage",40,"Q6",4.6100000000000003,4,0,0]
["SP","Storage",40,"T3",1.07,0.93,0,0]
["SS","Storage",16,"C5",21.61,18.760000000000002,0,0]
["SS","Storage",16,"H6",3.35,2.91,0,0]
["SS","Storage",16,"L8",0.21,0.18,0,0]
["SS","Storage",16,"P6",0.36,0.31,0,0]
["SS","Storage",16,"T2",0.74,0.64,0,0]
["SS","Storage",17,"C4",0.34,0.3,0,0]
["SS","Storage",17,"H2",0.8,0.69,0,0]
["SS","Storage",17,"L7",0.4,0.35,0,0]
["SS","Storage",17,"P3",12.31,10.69,0,0]
["SS","Storage",17,"T1",0.49,0.43,0,0]
["SS","Storage",18,"C3",0.55000000000000004,0.48,0,0]
["SS","Storage",18,"H1",22.69,19.690000000000001,0,0]
["SS","Storage",18,"L5",1.45,1.26,0,0]
["SS","Storage",18,"P2",0.01,0.01,0,0]
["SS","Storage",18,"S5",1.46,1.27,0,0]
["SS","Storage",19,"C2",276.13,239.68,0,0]
["SS","Storage",19,"G7",39.46,34.25,0,0]
["SS","Storage",19,"L2",260.75,226.33,0,0]
["SS","Storage",19,"N7",0.03,0.03,0,0]
["SS","Storage",19,"P1",0.36,0.31,0,0]
["SS","Storage",19,"S1",4.53,3.93,0,0]
["SS","Storage",20,"B4",1.41,1.22,0,0]
["SS","Storage",20,"G5",60.44,52.46,0,0]
["SS","Storage",20,"K6",1.22,1.06,0,0]
["SS","Storage",20,"N5",0.43,0.37,0,0]
["SS","Storage",20,"R4",0.01,0.01,0,0]
["SS","Storage",21,"A7",0.01,0.01,0,0]
["SS","Storage",21,"D6",2.4,2.08,0,0]
["SS","Storage",21,"J5",1.04,0.9,0,0]
["SS","Storage",21,"M6",1.08,0.94,0,0]
["SS","Storage",21,"P8",2.4700000000000002,2.14,0,0]
["SS","Storage",21,"T3",0.16,0.14000000000000001,0,0]
["SS","Storage",22,"C3",0.77,0.67,0,0]
["SS","Storage",22,"G7",39.49,34.28,0,0]
["SS","Storage",22,"L2",260.76,226.34,0,0]
["SS","Storage",22,"N7",0.03,0.03,0,0]
["SS","Storage",22,"S1",4.3600000000000003,3.78,0,0]
["SS","Storage",23,"A7",0.02,0.02,0,0]
["SS","Storage",23,"D5",121.06,105.08,0,0]
["SS","Storage",23,"J4",2.6,2.2599999999999998,0,0]
["SS","Storage",23,"M6",1.08,0.94,0,0]
["SS","Storage",23,"P6",0.52,0.45,0,0]
["SS","Storage",23,"T1",0.54,0.47,0,0]
["SS","Storage",24,"C1",0.13,0.11,0,0]
["SS","Storage",24,"G5",60.49,52.51,0,0]
["SS","Storage",24,"L1",103.9,90.19,0,0]
["SS","Storage",24,"N5",0.42,0.36,0,0]
["SS","Storage",24,"Q7",2.91,2.5299999999999998,0,0]
["SS","Storage",25,"A6",160.06,138.93,0,0]
["SS","Storage",25,"D4",2.65,2.2999999999999998,0,0]
["SS","Storage",25,"J4",2.56,2.2200000000000002,0,0]
["SS","Storage",25,"M5",0.24,0.21,0,0]
["SS","Storage",25,"P5",0.03,0.03,0,0]
["SS","Storage",25,"T1",0.54,0.47,0,0]
["SS","Storage",26,"B4",1.41,1.22,0,0]
["SS","Storage",26,"G1",75.09,65.180000000000007,0,0]
["SS","Storage",26,"K6",1.24,1.08,0,0]
["SS","Storage",26,"N4",5.88,5.0999999999999996,0,0]
["SS","Storage",26,"N5",0.42,0.36,0,0]
["SS","Storage",26,"Q7",2.92,2.5299999999999998,0,0]
["SS","Storage",26,"T5",2.6,2.2599999999999998,0,0]
["SS","Storage",27,"C5",21.93,19.04,0,0]
["SS","Storage",27,"H2",82.05,71.22,0,0]
["SS","Storage",27,"L5",95.05,82.5,0,0]
["SS","Storage",27,"P2",0.03,0.03,0,0]
["SS","Storage",27,"R6",0.64,0.56000000000000005,0,0]
["SS","Storage",28,"A7",0.04,0.03,0,0]
["SS","Storage",28,"D5",121.05,105.07,0,0]
["SS","Storage",28,"J4",2.52,2.19,0,0]
["SS","Storage",28,"M6",50.98,44.25,0,0]
["SS","Storage",28,"P6",0.53,0.46,0,0]
["SS","Storage",28,"S6",0.04,0.03,0,0]
["SS","Storage",29,"B2",180.02,156.26,0,0]
["SS","Storage",29,"E8",30.6,26.56,0,0]
["SS","Storage",29,"K4",2.86,2.48,0,0]
["SS","Storage",29,"N2",10.029999999999999,8.7100000000000009,0,0]
["SS","Storage",29,"Q4",35.659999999999997,30.95,0,0]
["SS","Storage",29,"T3",0.15,0.13,0,0]
["SS","Storage",30,"C2",276.19,239.73,0,0]
["SS","Storage",30,"G7",39.54,34.32,0,0]
["SS","Storage",30,"L3",166,144.09,0,0]
["SS","Storage",30,"N5",0.41,0.36,0,0]
["SS","Storage",30,"Q8",10.9,9.4600000000000009,0,0]
["SS","Storage",31,"A1",20.14,17.48,0,0]
["SS","Storage",31,"C5",21.92,19.03,0,0]
["SS","Storage",31,"H6",4.6900000000000004,4.07,0,0]
["SS","Storage",31,"L7",24.48,21.25,0,0]
["SS","Storage",31,"P3",55.5,48.17,0,0]
["SS","Storage",31,"S1",4.13,3.58,0,0]
["SS","Storage",32,"A7",0.04,0.03,0,0]
["SS","Storage",32,"D6",2.37,2.06,0,0]
["SS","Storage",32,"J5",1.02,0.89,0,0]
["SS","Storage",32,"M7",0.94,0.82,0,0]
["SS","Storage",32,"P7",0.48,0.42,0,0]
["SS","Storage",32,"S6",0.06,0.05,0,0]
["SS","Storage",33,"B3",25.3,21.96,0,0]
["SS","Storage",33,"F6",150.01,130.21,0,0]
["SS","Storage",33,"K4",2.87,2.4900000000000002,0,0]
["SS","Storage",33,"K5",21.36,18.54,0,0]
["SS","Storage",33,"N3",31.15,27.04,0,0]
["SS","Storage",33,"Q6",1.0900000000000001,0.95,0,0]
["SS","Storage",33,"T4",0.34,0.3,0,0]
["SS","Storage",34,"C3",0.78,0.68,0,0]
["SS","Storage",34,"H1",0.88,0.76,0,0]
["SS","Storage",34,"L3",164.97,143.19,0,0]
["SS","Storage",34,"P1",0.33,0.28999999999999998,0,0]
["SS","Storage",34,"R5",0.53,0.46,0,0]
["SS","Storage",35,"A4",0.13,0.11,0,0]
["SS","Storage",35,"D4",1.57,1.36,0,0]
["SS","Storage",35,"J3",3.43,2.98,0,0]
["SS","Storage",35,"M4",0.33,0.28999999999999998,0,0]
["SS","Storage",35,"P5",0.04,0.03,0,0]
["SS","Storage",35,"S3",0.01,0.01,0,0]
["SS","Storage",36,"A9",0.04,0.03,0,0]
["SS","Storage",36,"E1",25.24,21.91,0,0]
["SS","Storage",36,"J6",7.06,6.13,0,0]
["SS","Storage",36,"M8",0.32,0.28000000000000003,0,0]
["SS","Storage",36,"P8",2.27,1.97,0,0]
["SS","Storage",36,"S6",0.12,0.1,0,0]
["SS","Storage",37,"B3",0.3,0.26,0,0]
["SS","Storage",37,"F6",149.80000000000001,130.03,0,0]
["SS","Storage",37,"K5",11.29,9.8000000000000007,0,0]
["SS","Storage",37,"N3",1.24,1.08,0,0]
["SS","Storage",37,"P6",0.51,0.44,0,0]
["SS","Storage",37,"T2",1.1499999999999999,1,0,0]
["SS","Storage",38,"C1",0.16,0.14000000000000001,0,0]
["SS","Storage",38,"G6",305.45999999999998,265.14,0,0]
["SS","Storage",38,"L1",54,46.87,0,0]
["SS","Storage",38,"N5",0.39,0.34,0,0]
["SS","Storage",38,"Q8",0.87,0.76,0,0]
["SS","Storage",38,"T5",0.82,0.71,0,0]
["SS","Storage",39,"C4",0.49,0.43,0,0]
["SS","Storage",39,"H2",61.99,53.81,0,0]
["SS","Storage",39,"L5",74.67,64.81,0,0]
["SS","Storage",39,"P2",0.03,0.03,0,0]
["SS","Storage",39,"R6",0.6,0.52,0,0]
["SS","Storage",40,"A4",0.17,0.15,0,0]
["SS","Storage",40,"A6",115.08,99.89,0,0]
["SS","Storage",40,"D4",1.18,1.02,0,0]
["SS","Storage",40,"J4",2.79,2.42,0,0]
["SS","Storage",40,"M5",0.24,0.21,0,0]
["SS","Storage",40,"P5",0.05,0.04,0,0]
["SS","Storage",40,"S4",0.11,0.1,0,0]
["TD","Storage",16,"B3",0.21,0.18,0,0]
["TD","Storage",16,"F6",54.72,47.5,0,0]
["TD","Storage",16,"K5",0.93,0.81,0,0]
["TD","Storage",16,"N4",5.66,4.91,0,0]
["TD","Storage",16,"R5",0.38,0.33,0,0]
["TD","Storage",17,"B2",16.86,14.63,0,0]
["TD","Storage",17,"E8",0.5,0.43,0,0]
["TD","Storage",17,"K4",2.2799999999999998,1.98,0,0]
["TD","Storage",17,"N3",0.98,0.85,0,0]
["TD","Storage",17,"Q7",2.84,2.4700000000000002,0,0]
["TD","Storage",18,"B1",41.71,36.200000000000003,0,0]
["TD","Storage",18,"E7",1.72,1.49,0,0]
["TD","Storage",18,"J8",72.42,62.86,0,0]
["TD","Storage",18,"N2",0.01,0.01,0,0]
["TD","Storage",18,"Q6",1.1100000000000001,0.96,0,0]
["TD","Storage",19,"A8",36.020000000000003,31.27,0,0]
["TD","Storage",19,"E1",29.64,25.73,0,0]
["TD","Storage",19,"J7",4.88,4.24,0,0]
["TD","Storage",19,"M8",0.37,0.32,0,0]
["TD","Storage",19,"Q4",0.98,0.85,0,0]
["TD","Storage",20,"A3",0.01,0.01,0,0]
["TD","Storage",20,"C6",10.19,8.84,0,0]
["TD","Storage",20,"H6",7.06,6.13,0,0]
["TD","Storage",20,"L8",23.44,20.350000000000001,0,0]
["TD","Storage",20,"N3",31.9,27.69,0,0]
["TD","Storage",20,"S1",6.37,5.53,0,0]
["TD","Storage",21,"B1",42.2,36.630000000000003,0,0]
["TD","Storage",21,"E7",2.93,2.54,0,0]
["TD","Storage",21,"J8",129.33000000000001,112.26,0,0]
["TD","Storage",21,"N1",20.2,17.53,0,0]
["TD","Storage",21,"Q2",56.83,49.33,0,0]
["TD","Storage",21,"T5",2.99,2.6,0,0]
["TD","Storage",22,"C4",0.92,0.8,0,0]
["TD","Storage",22,"C5",22.9,19.88,0,0]
["TD","Storage",22,"H2",82.96,72.010000000000005,0,0]
["TD","Storage",22,"L5",96.84,84.06,0,0]
["TD","Storage",22,"P2",0.04,0.03,0,0]
["TD","Storage",22,"R6",1.1499999999999999,1,0,0]
["TD","Storage",23,"B1",42.77,37.119999999999997,0,0]
["TD","Storage",23,"E7",4.47,3.88,0,0]
["TD","Storage",23,"J7",9.6,8.33,0,0]
["TD","Storage",23,"N1",20.29,17.61,0,0]
["TD","Storage",23,"Q2",57.33,49.76,0,0]
["TD","Storage",23,"T1",1.28,1.1100000000000001,0,0]
["TD","Storage",24,"C1",0.69,0.6,0,0]
["TD","Storage",24,"G5",61.84,53.68,0,0]
["TD","Storage",24,"L1",103.9,90.19,0,0]
["TD","Storage",24,"N5",1.22,1.06,0,0]
["TD","Storage",24,"Q7",3.5,3.04,0,0]
["TD","Storage",25,"A1",20.7,17.97,0,0]
["TD","Storage",25,"C5",25.14,21.82,0,0]
["TD","Storage",25,"H6",18.62,16.16,0,0]
["TD","Storage",25,"L7",26.33,22.85,0,0]
["TD","Storage",25,"P2",0.21,0.18,0,0]
["TD","Storage",25,"S1",13.8,11.98,0,0]
["TD","Storage",26,"A7",0.59,0.51,0,0]
["TD","Storage",26,"D5",125.3,108.76,0,0]
["TD","Storage",26,"J5",5.12,4.4400000000000004,0,0]
["TD","Storage",26,"M6",55.64,48.3,0,0]
["TD","Storage",26,"P7",2.73,2.37,0,0]
["TD","Storage",26,"S5",8.69,7.54,0,0]
["TD","Storage",27,"B1",45,39.06,0,0]
["TD","Storage",27,"E8",33.57,29.14,0,0]
["TD","Storage",27,"J8",130.94999999999999,113.66,0,0]
["TD","Storage",27,"N1",20.61,17.89,0,0]
["TD","Storage",27,"Q4",39.4,34.200000000000003,0,0]
["TD","Storage",27,"T1",2.78,2.41,0,0]
["TD","Storage",28,"A3",1.07,0.93,0,0]
["TD","Storage",28,"G1",78.13,67.819999999999993,0,0]
["TD","Storage",28,"K5",31.84,27.64,0,0]
["TD","Storage",28,"N4",10.44,9.06,0,0]
["TD","Storage",28,"Q6",7.31,6.35,0,0]
["TD","Storage",28,"Q7",5.04,4.37,0,0]
["TD","Storage",28,"T4",1.75,1.52,0,0]
["TD","Storage",29,"C3",7.14,6.2,0,0]
["TD","Storage",29,"H1",28.65,24.87,0,0]
["TD","Storage",29,"L3",177.03,153.66,0,0]
["TD","Storage",29,"N7",0.77,0.67,0,0]
["TD","Storage",29,"R5",4.92,4.2699999999999996,0,0]
["TD","Storage",30,"A3",1.44,1.25,0,0]
["TD","Storage",30,"C7",19.010000000000002,16.5,0,0]
["TD","Storage",30,"J1",21.78,18.91,0,0]
["TD","Storage",30,"L8",26.27,22.8,0,0]
["TD","Storage",30,"P4",4.32,3.75,0,0]
["TD","Storage",30,"S2",5.32,4.62,0,0]
["TD","Storage",31,"A8",37.67,32.700000000000003,0,0]
["TD","Storage",31,"D6",20.36,17.670000000000002,0,0]
["TD","Storage",31,"J5",8.99,7.8,0,0]
["TD","Storage",31,"M7",7.36,6.39,0,0]
["TD","Storage",31,"P7",5.36,4.6500000000000004,0,0]
["TD","Storage",31,"S5",16.86,14.63,0,0]
["TD","Storage",32,"B2",209.21,181.59,0,0]
["TD","Storage",32,"E8",35.29,30.63,0,0]
["TD","Storage",32,"K4",28.94,25.12,0,0]
["TD","Storage",32,"N2",10.89,9.4499999999999993,0,0]
["TD","Storage",32,"Q4",41.78,36.270000000000003,0,0]
["TD","Storage",32,"T2",8.0299999999999994,6.97,0,0]
["TD","Storage",33,"C1",4.6500000000000004,4.04,0,0]
["TD","Storage",33,"G5",68.58,59.53,0,0]
["TD","Storage",33,"L1",103.9,90.19,0,0]
["TD","Storage",33,"N5",3.72,3.23,0,0]
["TD","Storage",33,"Q8",8.59,7.46,0,0]
["TD","Storage",33,"T5",5.14,4.46,0,0]
["TD","Storage",34,"C4",7.73,6.71,0,0]
["TD","Storage",34,"H2",90.22,78.31,0,0]
["TD","Storage",34,"L5",116.47,101.1,0,0]
["TD","Storage",34,"P2",0.99,0.86,0,0]
["TD","Storage",34,"R6",7.99,6.94,0,0]
["TD","Storage",35,"A4",2.5299999999999998,2.2000000000000002,0,0]
["TD","Storage",35,"D4",17.59,15.27,0,0]
["TD","Storage",35,"J3",34.4,29.86,0,0]
["TD","Storage",35,"J4",20.84,18.09,0,0]
["TD","Storage",35,"J5",9.8800000000000008,8.58,0,0]
["TD","Storage",35,"J6",35.25,30.6,0,0]
["TD","Storage",35,"J7",43.17,37.47,0,0]
["TD","Storage",35,"J8",75.819999999999993,65.81,0,0]
["TD","Storage",35,"K4",31.34,27.2,0,0]
["TD","Storage",35,"K5",27.57,23.93,0,0]
["TD","Storage",35,"K6",7.31,6.35,0,0]
["TD","Storage",35,"L1",54,46.87,0,0]
["TD","Storage",35,"L2",265.11,230.12,0,0]
["TD","Storage",35,"L3",178.72,155.13,0,0]
["TD","Storage",35,"L5",96.81,84.03,0,0]
["TD","Storage",35,"L7",11.2,9.7200000000000006,0,0]
["TD","Storage",35,"L8",26.99,23.43,0,0]
["TD","Storage",35,"M4",4.01,3.48,0,0]
["TD","Storage",35,"M5",2.62,2.27,0,0]
["TD","Storage",35,"M6",61.45,53.34,0,0]
["TD","Storage",35,"M7",8.16,7.08,0,0]
["TD","Storage",35,"M8",4.97,4.3099999999999996,0,0]
["TD","Storage",35,"N1",0.93,0.81,0,0]
["TD","Storage",35,"N2",1.02,0.89,0,0]
["TD","Storage",35,"N3",8.5500000000000007,7.42,0,0]
["TD","Storage",35,"N4",12.5,10.85,0,0]
["TD","Storage",35,"N5",3.99,3.46,0,0]
["TD","Storage",35,"N6",0.96,0.83,0,0]
["TD","Storage",35,"N7",1.1200000000000001,0.97,0,0]
["TD","Storage",35,"P1",3.45,2.99,0,0]
["TD","Storage",35,"P2",1.02,0.89,0,0]
["TD","Storage",35,"P3",52.81,45.84,0,0]
["TD","Storage",35,"P4",5.2,4.51,0,0]
["TD","Storage",35,"P5",1.93,1.68,0,0]
["TD","Storage",35,"P6",6.27,5.44,0,0]
["TD","Storage",35,"P7",6.18,5.36,0,0]
["TD","Storage",35,"P8",21.05,18.27,0,0]
["TD","Storage",35,"Q2",6.31,5.48,0,0]
["TD","Storage",35,"Q4",7.49,6.5,0,0]
["TD","Storage",35,"Q5",3.51,3.05,0,0]
["TD","Storage",35,"Q6",10.28,8.92,0,0]
["TD","Storage",35,"Q7",3.69,3.2,0,0]
["TD","Storage",35,"Q8",9.2100000000000009,7.99,0,0]
["TD","Storage",35,"R4",2.89,2.5099999999999998,0,0]
["TD","Storage",35,"R5",6.58,5.71,0,0]
["TD","Storage",35,"R6",8.16,7.08,0,0]
["TD","Storage",35,"S1",33.770000000000003,29.31,0,0]
["TD","Storage",35,"S2",6.16,5.35,0,0]
["TD","Storage",35,"S3",0.06,0.05,0,0]
["TD","Storage",35,"S4",0.69,0.6,0,0]
["TD","Storage",35,"S5",22.11,19.190000000000001,0,0]
["TD","Storage",35,"S6",1.1399999999999999,0.99,0,0]
["TD","Storage",35,"S7",0.63,0.55000000000000004,0,0]
["TD","Storage",35,"T1",6.11,5.3,0,0]
["TD","Storage",35,"T2",8.35,7.25,0,0]
["TD","Storage",35,"T3",2.02,1.75,0,0]
["TD","Storage",35,"T4",3.09,2.68,0,0]
["TD","Storage",35,"T5",5.95,5.16,0,0]
["TD","Storage",36,"A1",22.77,19.760000000000002,0,0]
["TD","Storage",36,"A3",2,1.74,0,0]
["TD","Storage",36,"A4",2.61,2.27,0,0]
["TD","Storage",36,"A6",117.19,101.72,0,0]
["TD","Storage",36,"A7",2,1.74,0,0]
["TD","Storage",36,"A8",38.11,33.08,0,0]
["TD","Storage",36,"A9",2,1.74,0,0]
["TD","Storage",36,"B1",46.37,40.25,0,0]
["TD","Storage",36,"B2",202.9,176.12,0,0]
["TD","Storage",36,"B3",3.77,3.27,0,0]
["TD","Storage",36,"B4",5.47,4.75,0,0]
["TD","Storage",36,"C1",5.33,4.63,0,0]
["TD","Storage",36,"C2",242.62,210.59,0,0]
["TD","Storage",36,"C3",9.5500000000000007,8.2899999999999991,0,0]
["TD","Storage",36,"C4",8.18,7.1,0,0]
["TD","Storage",36,"C5",33,28.64,0,0]
["TD","Storage",36,"C6",15.45,13.41,0,0]
["TD","Storage",36,"C7",21.4,18.579999999999998,0,0]
["TD","Storage",36,"D4",18.010000000000002,15.63,0,0]
["TD","Storage",36,"D5",130.47999999999999,113.26,0,0]
["TD","Storage",36,"D6",22.7,19.7,0,0]
["TD","Storage",36,"E1",86.71,75.260000000000005,0,0]
["TD","Storage",36,"E7",18.579999999999998,16.13,0,0]
["TD","Storage",36,"E8",35.76,31.04,0,0]
["TD","Storage",36,"F6",205.95,178.76,0,0]
["TD","Storage",36,"G1",60.57,52.57,0,0]
["TD","Storage",36,"G5",69.61,60.42,0,0]
["TD","Storage",36,"G6",349.84,303.66000000000003,0,0]
["TD","Storage",36,"G7",48.09,41.74,0,0]
["TD","Storage",36,"H1",8.69,7.54,0,0]
["TD","Storage",36,"H2",70.58,61.26,0,0]
["TD","Storage",36,"H6",53.6,46.52,0,0]
["TD","Storage",36,"J1",26.02,22.59,0,0]
["TD","Storage",36,"J3",35.17,30.53,0,0]
["TD","Storage",36,"J4",21.25,18.45,0,0]
["TD","Storage",36,"J5",10.09,8.76,0,0]
["TD","Storage",36,"J6",36.049999999999997,31.29,0,0]
["TD","Storage",36,"J7",44.26,38.42,0,0]
["TD","Storage",36,"J8",75.91,65.89,0,0]
["TD","Storage",36,"K4",32.1,27.86,0,0]
["TD","Storage",36,"K5",28.06,24.36,0,0]
["TD","Storage",36,"K6",7.5,6.51,0,0]
["TD","Storage",36,"L1",54,46.87,0,0]
["TD","Storage",36,"L2",265.29000000000002,230.27,0,0]
["TD","Storage",36,"L3",179.13,155.47999999999999,0,0]
["TD","Storage",36,"L5",97.43,84.57,0,0]
["TD","Storage",36,"L7",11.4,9.9,0,0]
["TD","Storage",36,"L8",27.12,23.54,0,0]
["TD","Storage",36,"M4",4.12,3.58,0,0]
["TD","Storage",36,"M5",2.7,2.34,0,0]
["TD","Storage",36,"M6",61.73,53.58,0,0]
["TD","Storage",36,"M7",8.3800000000000008,7.27,0,0]
["TD","Storage",36,"M8",5.13,4.45,0,0]
["TD","Storage",36,"N1",0.95,0.82,0,0]
["TD","Storage",36,"N2",1.05,0.91,0,0]
["TD","Storage",36,"N3",8.67,7.53,0,0]
["TD","Storage",36,"N4",12.7,11.02,0,0]
["TD","Storage",36,"N5",4.0999999999999996,3.56,0,0]
["TD","Storage",36,"N6",1,0.87,0,0]
["TD","Storage",36,"N7",1.1599999999999999,1.01,0,0]
["TD","Storage",36,"P1",3.55,3.08,0,0]
["TD","Storage",36,"P2",1.06,0.92,0,0]
["TD","Storage",36,"P3",53.08,46.07,0,0]
["TD","Storage",36,"P4",5.36,4.6500000000000004,0,0]
["TD","Storage",36,"P5",2,1.74,0,0]
["TD","Storage",36,"P6",6.46,5.61,0,0]
["TD","Storage",36,"P7",6.37,5.53,0,0]
["TD","Storage",36,"P8",21.6,18.75,0,0]
["TD","Storage",36,"Q2",6.47,5.62,0,0]
["TD","Storage",36,"Q4",7.71,6.69,0,0]
["TD","Storage",36,"Q5",3.63,3.15,0,0]
["TD","Storage",36,"Q6",10.57,9.17,0,0]
["TD","Storage",36,"Q7",3.81,3.31,0,0]
["TD","Storage",36,"Q8",9.4700000000000006,8.2200000000000006,0,0]
["TD","Storage",36,"R4",3.01,2.61,0,0]
["TD","Storage",36,"R5",6.78,5.89,0,0]
["TD","Storage",36,"R6",8.42,7.31,0,0]
["TD","Storage",36,"S1",35.11,30.48,0,0]
["TD","Storage",36,"S2",6.4,5.56,0,0]
["TD","Storage",36,"S3",0.08,7.0000000000000007E-2,0,0]
["TD","Storage",36,"S4",0.82,0.71,0,0]
["TD","Storage",36,"S5",23.86,20.71,0,0]
["TD","Storage",36,"S6",1.32,1.1499999999999999,0,0]
["TD","Storage",36,"S7",0.74,0.64,0,0]
["TD","Storage",36,"T1",6.62,5.75,0,0]
["TD","Storage",36,"T2",8.8800000000000008,7.71,0,0]
["TD","Storage",36,"T3",2.2400000000000002,1.94,0,0]
["TD","Storage",36,"T4",3.31,2.87,0,0]
["TD","Storage",36,"T5",6.38,5.54,0,0]
["TD","Storage",37,"A1",22.82,19.809999999999999,0,0]
["TD","Storage",37,"A3",2.0499999999999998,1.78,0,0]
["TD","Storage",37,"A4",2.66,2.31,0,0]
["TD","Storage",37,"A6",117.24,101.76,0,0]
["TD","Storage",37,"A7",2.0499999999999998,1.78,0,0]
["TD","Storage",37,"A8",38.15,33.11,0,0]
["TD","Storage",37,"A9",2.0499999999999998,1.78,0,0]
["TD","Storage",37,"B1",46.42,40.29,0,0]
["TD","Storage",37,"B2",203.33,176.49,0,0]
["TD","Storage",37,"B3",3.81,3.31,0,0]
["TD","Storage",37,"B4",5.52,4.79,0,0]
["TD","Storage",37,"C1",5.44,4.72,0,0]
["TD","Storage",37,"C2",242.73,210.69,0,0]
["TD","Storage",37,"C3",9.68,8.4,0,0]
["TD","Storage",37,"C4",8.34,7.24,0,0]
["TD","Storage",37,"C5",33.17,28.79,0,0]
["TD","Storage",37,"C6",15.56,13.51,0,0]
["TD","Storage",37,"C7",21.54,18.7,0,0]
["TD","Storage",37,"D4",18.2,15.8,0,0]
["TD","Storage",37,"D5",130.58000000000001,113.34,0,0]
["TD","Storage",37,"D6",22.9,19.88,0,0]
["TD","Storage",37,"E1",87.27,75.75,0,0]
["TD","Storage",37,"E7",18.77,16.29,0,0]
["TD","Storage",37,"E8",35.82,31.09,0,0]
["TD","Storage",37,"F6",206.77,179.48,0,0]
["TD","Storage",37,"G1",60.69,52.68,0,0]
["TD","Storage",37,"G5",69.77,60.56,0,0]
["TD","Storage",37,"G6",350.25,304.02,0,0]
["TD","Storage",37,"G7",48.25,41.88,0,0]
["TD","Storage",37,"H1",8.83,7.66,0,0]
["TD","Storage",37,"H2",70.72,61.38,0,0]
["TD","Storage",37,"H6",54.3,47.13,0,0]
["TD","Storage",37,"J1",26.38,22.9,0,0]
["TD","Storage",37,"J3",35.54,30.85,0,0]
["TD","Storage",37,"J4",21.46,18.63,0,0]
["TD","Storage",37,"J5",10.199999999999999,8.85,0,0]
["TD","Storage",37,"J6",36.479999999999997,31.66,0,0]
["TD","Storage",37,"J7",44.81,38.9,0,0]
["TD","Storage",37,"J8",75.959999999999994,65.930000000000007,0,0]
["TD","Storage",37,"K4",32.479999999999997,28.19,0,0]
["TD","Storage",37,"K5",28.31,24.57,0,0]
["TD","Storage",37,"K6",7.6,6.6,0,0]
["TD","Storage",37,"L1",54,46.87,0,0]
["TD","Storage",37,"L2",265.39,230.36,0,0]
["TD","Storage",37,"L3",179.34,155.66999999999999,0,0]
["TD","Storage",37,"L5",97.74,84.84,0,0]
["TD","Storage",37,"L7",11.5,9.98,0,0]
["TD","Storage",37,"L8",27.2,23.61,0,0]
["TD","Storage",37,"M4",4.18,3.63,0,0]
["TD","Storage",37,"M5",2.74,2.38,0,0]
["TD","Storage",37,"M6",61.86,53.69,0,0]
["TD","Storage",37,"M7",8.52,7.4,0,0]
["TD","Storage",37,"M8",5.24,4.55,0,0]
["TD","Storage",37,"N1",0.96,0.83,0,0]
["TD","Storage",37,"N2",1.08,0.94,0,0]
["TD","Storage",37,"N3",8.6999999999999993,7.55,0,0]
["TD","Storage",37,"N4",12.83,11.14,0,0]
["TD","Storage",37,"N5",4.17,3.62,0,0]
["TD","Storage",37,"N6",1.02,0.89,0,0]
["TD","Storage",37,"N7",1.18,1.02,0,0]
["TD","Storage",37,"P1",3.61,3.13,0,0]
["TD","Storage",37,"P2",1.08,0.94,0,0]
["TD","Storage",37,"P3",53.23,46.2,0,0]
["TD","Storage",37,"P4",5.46,4.74,0,0]
["TD","Storage",37,"P5",2.0499999999999998,1.78,0,0]
["TD","Storage",37,"P6",6.58,5.71,0,0]
["TD","Storage",37,"P7",6.49,5.63,0,0]
["TD","Storage",37,"P8",21.93,19.04,0,0]
["TD","Storage",37,"Q2",6.55,5.69,0,0]
["TD","Storage",37,"Q4",7.86,6.82,0,0]
["TD","Storage",37,"Q5",3.7,3.21,0,0]
["TD","Storage",37,"Q6",10.75,9.33,0,0]
["TD","Storage",37,"Q7",3.88,3.37,0,0]
["TD","Storage",37,"Q8",9.6300000000000008,8.36,0,0]
["TD","Storage",37,"R4",3.07,2.66,0,0]
["TD","Storage",37,"R5",6.9,5.99,0,0]
["TD","Storage",37,"R6",8.58,7.45,0,0]
["TD","Storage",37,"S1",35.840000000000003,31.11,0,0]
["TD","Storage",37,"S2",6.52,5.66,0,0]
["TD","Storage",37,"S3",0.08,7.0000000000000007E-2,0,0]
["TD","Storage",37,"S4",0.9,0.78,0,0]
["TD","Storage",37,"S5",25.21,21.88,0,0]
["TD","Storage",37,"S6",1.48,1.28,0,0]
["TD","Storage",37,"S7",0.82,0.71,0,0]
["TD","Storage",37,"T1",6.96,6.04,0,0]
["TD","Storage",37,"T2",9.2100000000000009,7.99,0,0]
["TD","Storage",37,"T3",2.37,2.06,0,0]
["TD","Storage",37,"T4",3.47,3.01,0,0]
["TD","Storage",37,"T5",6.62,5.75,0,0]
["TD","Storage",38,"A1",22.76,19.760000000000002,0,0]
["TD","Storage",38,"A3",2.0099999999999998,1.74,0,0]
["TD","Storage",38,"A4",2.6,2.2599999999999998,0,0]
["TD","Storage",38,"A6",117.19,101.72,0,0]
["TD","Storage",38,"A7",2.0099999999999998,1.74,0,0]
["TD","Storage",38,"A8",38.11,33.08,0,0]
["TD","Storage",38,"A9",2.0099999999999998,1.74,0,0]
["TD","Storage",38,"B1",46.24,40.14,0,0]
["TD","Storage",38,"B2",202.39,175.67,0,0]
["TD","Storage",38,"B3",3.72,3.23,0,0]
["TD","Storage",38,"B4",5.37,4.66,0,0]
["TD","Storage",38,"C1",5.33,4.63,0,0]
["TD","Storage",38,"C2",242.57,210.55,0,0]
["TD","Storage",38,"C3",9.44,8.19,0,0]
["TD","Storage",38,"C4",8.18,7.1,0,0]
["TD","Storage",38,"C5",32.880000000000003,28.54,0,0]
["TD","Storage",38,"C6",15.44,13.4,0,0]
["TD","Storage",38,"C7",20.92,18.16,0,0]
["TD","Storage",38,"D4",17.73,15.39,0,0]
["TD","Storage",38,"D5",130.30000000000001,113.1,0,0]
["TD","Storage",38,"D6",22.28,19.34,0,0]
["TD","Storage",38,"E1",85.33,74.069999999999993,0,0]
["TD","Storage",38,"E7",18.27,15.86,0,0]
["TD","Storage",38,"E8",35.659999999999997,30.95,0,0]
["TD","Storage",38,"F6",205.28,178.18,0,0]
["TD","Storage",38,"G1",60.56,52.57,0,0]
["TD","Storage",38,"G5",69.540000000000006,60.36,0,0]
["TD","Storage",38,"G6",348.87,302.82,0,0]
["TD","Storage",38,"G7",48.05,41.71,0,0]
["TD","Storage",38,"H1",8.65,7.51,0,0]
["TD","Storage",38,"H2",70.510000000000005,61.2,0,0]
["TD","Storage",38,"H6",52.97,45.98,0,0]
["TD","Storage",38,"J1",25.8,22.39,0,0]
["TD","Storage",38,"J3",34.6,30.03,0,0]
["TD","Storage",38,"J4",20.91,18.149999999999999,0,0]
["TD","Storage",38,"J5",9.93,8.6199999999999992,0,0]
["TD","Storage",38,"J6",35.72,31,0,0]
["TD","Storage",38,"J7",43.68,37.909999999999997,0,0]
["TD","Storage",38,"J8",75.86,65.849999999999994,0,0]
["TD","Storage",38,"K4",31.65,27.47,0,0]
["TD","Storage",38,"K5",27.87,24.19,0,0]
["TD","Storage",38,"K6",7.4,6.42,0,0]
["TD","Storage",38,"L1",54,46.87,0,0]
["TD","Storage",38,"L2",265.20999999999998,230.2,0,0]
["TD","Storage",38,"L3",178.92,155.30000000000001,0,0]
["TD","Storage",38,"L5",97.12,84.3,0,0]
["TD","Storage",38,"L7",11.32,9.83,0,0]
["TD","Storage",38,"L8",27.11,23.53,0,0]
["TD","Storage",38,"M4",4.08,3.54,0,0]
["TD","Storage",38,"M5",2.69,2.33,0,0]
["TD","Storage",38,"M6",61.56,53.43,0,0]
["TD","Storage",38,"M7",8.3699999999999992,7.27,0,0]
["TD","Storage",38,"M8",5.14,4.46,0,0]
["TD","Storage",38,"N1",0.95,0.82,0,0]
["TD","Storage",38,"N2",1.06,0.92,0,0]
["TD","Storage",38,"N3",8.44,7.33,0,0]
["TD","Storage",38,"N4",12.68,11.01,0,0]
["TD","Storage",38,"N5",4.0999999999999996,3.56,0,0]
["TD","Storage",38,"N6",1,0.87,0,0]
["TD","Storage",38,"N7",1.1599999999999999,1.01,0,0]
["TD","Storage",38,"P1",3.54,3.07,0,0]
["TD","Storage",38,"P2",1.06,0.92,0,0]
["TD","Storage",38,"P3",53,46,0,0]
["TD","Storage",38,"P4",5.36,4.6500000000000004,0,0]
["TD","Storage",38,"P5",2.0099999999999998,1.74,0,0]
["TD","Storage",38,"P6",6.45,5.6,0,0]
["TD","Storage",38,"P7",6.37,5.53,0,0]
["TD","Storage",38,"P8",21.5,18.66,0,0]
["TD","Storage",38,"Q2",6.39,5.55,0,0]
["TD","Storage",38,"Q4",7.71,6.69,0,0]
["TD","Storage",38,"Q5",3.63,3.15,0,0]
["TD","Storage",38,"Q6",10.55,9.16,0,0]
["TD","Storage",38,"Q7",3.81,3.31,0,0]
["TD","Storage",38,"Q8",9.43,8.19,0,0]
["TD","Storage",38,"R4",3.01,2.61,0,0]
["TD","Storage",38,"R5",6.77,5.88,0,0]
["TD","Storage",38,"R6",8.42,7.31,0,0]
["TD","Storage",38,"S1",35.549999999999997,30.86,0,0]
["TD","Storage",38,"S2",6.44,5.59,0,0]
["TD","Storage",38,"S3",0.09,0.08,0,0]
["TD","Storage",38,"S4",0.96,0.83,0,0]
["TD","Storage",38,"S5",25.62,22.24,0,0]
["TD","Storage",38,"S6",1.56,1.35,0,0]
["TD","Storage",38,"S7",0.87,0.76,0,0]
["TD","Storage",38,"T1",7.06,6.13,0,0]
["TD","Storage",38,"T2",9.24,8.02,0,0]
["TD","Storage",38,"T3",2.41,2.09,0,0]
["TD","Storage",38,"T4",3.5,3.04,0,0]
["TD","Storage",38,"T5",6.68,5.8,0,0]
["TD","Storage",39,"A1",22.85,19.829999999999998,0,0]
["TD","Storage",39,"A3",2.0699999999999998,1.8,0,0]
["TD","Storage",39,"A4",2.68,2.33,0,0]
["TD","Storage",39,"A6",117.26,101.78,0,0]
["TD","Storage",39,"A7",2.0699999999999998,1.8,0,0]
["TD","Storage",39,"A8",38.18,33.14,0,0]
["TD","Storage",39,"A9",2.0699999999999998,1.8,0,0]
["TD","Storage",39,"B1",46.4,40.28,0,0]
["TD","Storage",39,"B2",203.36,176.52,0,0]
["TD","Storage",39,"B3",3.82,3.32,0,0]
["TD","Storage",39,"B4",5.51,4.78,0,0]
["TD","Storage",39,"C1",5.51,4.78,0,0]
["TD","Storage",39,"C2",242.77,210.72,0,0]
["TD","Storage",39,"C3",9.7100000000000009,8.43,0,0]
["TD","Storage",39,"C4",8.44,7.33,0,0]
["TD","Storage",39,"C5",33.229999999999997,28.84,0,0]
["TD","Storage",39,"C6",15.62,13.56,0,0]
["TD","Storage",39,"C7",21.42,18.59,0,0]
["TD","Storage",39,"D4",18.21,15.81,0,0]
["TD","Storage",39,"D5",130.56,113.33,0,0]
["TD","Storage",39,"D6",22.85,19.829999999999998,0,0]
["TD","Storage",39,"E1",87.05,75.56,0,0]
["TD","Storage",39,"E7",18.760000000000002,16.28,0,0]
["TD","Storage",39,"E8",35.799999999999997,31.07,0,0]
["TD","Storage",39,"F6",207,179.68,0,0]
["TD","Storage",39,"G1",60.74,52.72,0,0]
["TD","Storage",39,"G5",69.83,60.61,0,0]
["TD","Storage",39,"G6",350.11,303.89999999999998,0,0]
["TD","Storage",39,"G7",48.33,41.95,0,0]
["TD","Storage",39,"H1",8.92,7.74,0,0]
["TD","Storage",39,"H2",70.790000000000006,61.45,0,0]
["TD","Storage",39,"H6",54.47,47.28,0,0]
["TD","Storage",39,"J1",26.56,23.05,0,0]
["TD","Storage",39,"J3",35.520000000000003,30.83,0,0]
["TD","Storage",39,"J4",21.47,18.64,0,0]
["TD","Storage",39,"J5",10.199999999999999,8.85,0,0]
["TD","Storage",39,"J6",36.630000000000003,31.79,0,0]
["TD","Storage",39,"J7",44.89,38.96,0,0]
["TD","Storage",39,"J8",75.97,65.94,0,0]
["TD","Storage",39,"K4",32.520000000000003,28.23,0,0]
["TD","Storage",39,"K5",28.38,24.63,0,0]
["TD","Storage",39,"K6",7.61,6.61,0,0]
["TD","Storage",39,"L1",54,46.87,0,0]
["TD","Storage",39,"L2",265.41000000000003,230.38,0,0]
["TD","Storage",39,"L3",179.37,155.69,0,0]
["TD","Storage",39,"L5",97.8,84.89,0,0]
["TD","Storage",39,"L7",11.53,10.01,0,0]
["TD","Storage",39,"L8",27.24,23.64,0,0]
["TD","Storage",39,"M4",4.2,3.65,0,0]
["TD","Storage",39,"M5",2.77,2.4,0,0]
["TD","Storage",39,"M6",61.88,53.71,0,0]
["TD","Storage",39,"M7",8.64,7.5,0,0]
["TD","Storage",39,"M8",5.3,4.5999999999999996,0,0]
["TD","Storage",39,"N1",0.98,0.85,0,0]
["TD","Storage",39,"N2",1.0900000000000001,0.95,0,0]
["TD","Storage",39,"N3",8.6300000000000008,7.49,0,0]
["TD","Storage",39,"N4",12.92,11.21,0,0]
["TD","Storage",39,"N5",4.2300000000000004,3.67,0,0]
["TD","Storage",39,"N6",1.04,0.9,0,0]
["TD","Storage",39,"N7",1.19,1.03,0,0]
["TD","Storage",39,"P1",3.66,3.18,0,0]
["TD","Storage",39,"P2",1.0900000000000001,0.95,0,0]
["TD","Storage",39,"P3",53.3,46.26,0,0]
["TD","Storage",39,"P4",5.53,4.8,0,0]
["TD","Storage",39,"P5",2.0699999999999998,1.8,0,0]
["TD","Storage",39,"P6",6.66,5.78,0,0]
["TD","Storage",39,"P7",6.58,5.71,0,0]
["TD","Storage",39,"P8",22.17,19.239999999999998,0,0]
["TD","Storage",39,"Q2",6.57,5.7,0,0]
["TD","Storage",39,"Q4",7.96,6.91,0,0]
["TD","Storage",39,"Q5",3.75,3.26,0,0]
["TD","Storage",39,"Q6",10.89,9.4499999999999993,0,0]
["TD","Storage",39,"Q7",3.93,3.41,0,0]
["TD","Storage",39,"Q8",9.73,8.4499999999999993,0,0]
["TD","Storage",39,"R4",3.11,2.7,0,0]
["TD","Storage",39,"R5",6.98,6.06,0,0]
["TD","Storage",39,"R6",8.69,7.54,0,0]
["TD","Storage",39,"S1",36.99,32.11,0,0]
["TD","Storage",39,"S2",6.69,5.81,0,0]
["TD","Storage",39,"S3",0.1,0.09,0,0]
["TD","Storage",39,"S4",1.07,0.93,0,0]
["TD","Storage",39,"S5",27.38,23.77,0,0]
["TD","Storage",39,"S6",1.74,1.51,0,0]
["TD","Storage",39,"S7",0.97,0.84,0,0]
["TD","Storage",39,"T1",7.5,6.51,0,0]
["TD","Storage",39,"T2",9.73,8.4499999999999993,0,0]
["TD","Storage",39,"T3",2.58,2.2400000000000002,0,0]
["TD","Storage",39,"T4",3.71,3.22,0,0]
["TD","Storage",39,"T5",7.03,6.1,0,0]
["TD","Storage",40,"A1",22.82,19.809999999999999,0,0]
["TD","Storage",40,"A3",2.0499999999999998,1.78,0,0]
["TD","Storage",40,"A4",2.64,2.29,0,0]
["TD","Storage",40,"A6",117.23,101.76,0,0]
["TD","Storage",40,"A7",2.0499999999999998,1.78,0,0]
["TD","Storage",40,"A8",38.15,33.11,0,0]
["TD","Storage",40,"A9",2.0499999999999998,1.78,0,0]
["TD","Storage",40,"B1",46.29,40.18,0,0]
["TD","Storage",40,"B2",202.81,176.04,0,0]
["TD","Storage",40,"B3",3.76,3.26,0,0]
["TD","Storage",40,"B4",5.42,4.7,0,0]
["TD","Storage",40,"C1",5.44,4.72,0,0]
["TD","Storage",40,"C2",242.67,210.64,0,0]
["TD","Storage",40,"C3",9.56,8.3000000000000007,0,0]
["TD","Storage",40,"C4",8.35,7.25,0,0]
["TD","Storage",40,"C5",33.06,28.7,0,0]
["TD","Storage",40,"C6",15.54,13.49,0,0]
["TD","Storage",40,"C7",21.06,18.28,0,0]
["TD","Storage",40,"D4",17.93,15.56,0,0]
["TD","Storage",40,"D5",130.4,113.19,0,0]
["TD","Storage",40,"D6",22.48,19.510000000000002,0,0]
["TD","Storage",40,"E1",85.92,74.58,0,0]
["TD","Storage",40,"E7",18.47,16.03,0,0]
["TD","Storage",40,"E8",35.71,31,0,0]
["TD","Storage",40,"F6",206.14,178.93,0,0]
["TD","Storage",40,"G1",60.66,52.65,0,0]
["TD","Storage",40,"G5",69.69,60.49,0,0]
["TD","Storage",40,"G6",349.3,303.19,0,0]
["TD","Storage",40,"G7",48.21,41.85,0,0]
["TD","Storage",40,"H1",8.83,7.66,0,0]
["TD","Storage",40,"H2",70.680000000000007,61.35,0,0]
["TD","Storage",40,"H6",53.7,46.61,0,0]
["TD","Storage",40,"J1",26.23,22.77,0,0]
["TD","Storage",40,"J3",34.979999999999997,30.36,0,0]
["TD","Storage",40,"J4",21.17,18.38,0,0]
["TD","Storage",40,"J5",10.039999999999999,8.7100000000000009,0,0]
["TD","Storage",40,"J6",36.200000000000003,31.42,0,0]
["TD","Storage",40,"J7",44.22,38.380000000000003,0,0]
["TD","Storage",40,"J8",75.91,65.89,0,0]
["TD","Storage",40,"K4",32.04,27.81,0,0]
["TD","Storage",40,"K5",28.12,24.41,0,0]
["TD","Storage",40,"K6",7.49,6.5,0,0]
["TD","Storage",40,"L1",54,46.87,0,0]
["TD","Storage",40,"L2",265.3,230.28,0,0]
["TD","Storage",40,"L3",179.13,155.47999999999999,0,0]
["TD","Storage",40,"L5",97.44,84.58,0,0]
["TD","Storage",40,"L7",11.42,9.91,0,0]
["TD","Storage",40,"L8",27.2,23.61,0,0]
["TD","Storage",40,"M4",4.1399999999999997,3.59,0,0]
["TD","Storage",40,"M5",2.74,2.38,0,0]
["TD","Storage",40,"M6",61.7,53.56,0,0]
["TD","Storage",40,"M7",8.56,7.43,0,0]
["TD","Storage",40,"M8",5.24,4.55,0,0]
["TD","Storage",40,"N1",0.97,0.84,0,0]
["TD","Storage",40,"N2",1.08,0.94,0,0]
["TD","Storage",40,"N3",8.48,7.36,0,0]
["TD","Storage",40,"N4",12.85,11.15,0,0]
["TD","Storage",40,"N5",4.18,3.63,0,0]
["TD","Storage",40,"N6",1.02,0.89,0,0]
["TD","Storage",40,"N7",1.18,1.02,0,0]
["TD","Storage",40,"P1",3.62,3.14,0,0]
["TD","Storage",40,"P2",1.08,0.94,0,0]
["TD","Storage",40,"P3",53.17,46.15,0,0]
["TD","Storage",40,"P4",5.47,4.75,0,0]
["TD","Storage",40,"P5",2.0499999999999998,1.78,0,0]
["TD","Storage",40,"P6",6.59,5.72,0,0]
["TD","Storage",40,"P7",6.51,5.65,0,0]
["TD","Storage",40,"P8",21.94,19.04,0,0]
["TD","Storage",40,"Q2",6.48,5.62,0,0]
["TD","Storage",40,"Q4",7.88,6.84,0,0]
["TD","Storage",40,"Q5",3.71,3.22,0,0]
["TD","Storage",40,"Q6",10.79,9.3699999999999992,0,0]
["TD","Storage",40,"Q7",3.89,3.38,0,0]
["TD","Storage",40,"Q8",9.6199999999999992,8.35,0,0]
["TD","Storage",40,"R4",3.07,2.66,0,0]
["TD","Storage",40,"R5",6.91,6,0,0]
["TD","Storage",40,"R6",8.6,7.46,0,0]
["TD","Storage",40,"S1",36.79,31.93,0,0]
["TD","Storage",40,"S2",6.64,5.76,0,0]
["TD","Storage",40,"S3",0.1,0.09,0,0]
["TD","Storage",40,"S4",1.0900000000000001,0.95,0,0]
["TD","Storage",40,"S5",27.55,23.91,0,0]
["TD","Storage",40,"S6",1.78,1.55,0,0]
["TD","Storage",40,"S7",0.99,0.86,0,0]
["TD","Storage",40,"T1",7.56,6.56,0,0]
["TD","Storage",40,"T2",9.7200000000000006,8.44,0,0]
["TD","Storage",40,"T3",2.61,2.27,0,0]
["TD","Storage",40,"T4",3.7,3.21,0,0]
["TD","Storage",40,"T5",7.06,6.13,0,0]

{"sheet":"Sub1MW","index":6,"n_rows":40803,"n_cols":8,"rows_kept":4500,"cut":true,"hidden":false,"merged":[],"bounds":{"rows_first":2000,"rows_last":500,"rows_between":2000,"halvings":0}}
["Source:","Produced by CalcMicroSplits.sas"]
[]
["scenario","tech","year","etys_location","capacity","wintpk","summam","summpm"]
["CP","Battery",16,"A1",0.224,0.19500000000000001,0,0]
["CP","Battery",16,"A3",4.1000000000000002E-2,3.5999999999999997E-2,0,0]
["CP","Battery",16,"A4",0.129,0.112,0,0]
["CP","Battery",16,"A6",0.39900000000000002,0.34699999999999998,0,0]
["CP","Battery",16,"A7",0.14799999999999999,0.128,0,0]
["CP","Battery",16,"A8",0.45800000000000002,0.39800000000000002,0,0]
["CP","Battery",16,"A9",7.5999999999999998E-2,6.6000000000000003E-2,0,0]
["CP","Battery",16,"B1",0.63300000000000001,0.55100000000000005,0,0]
["CP","Battery",16,"B2",0.81299999999999994,0.70699999999999996,0,0]
["CP","Battery",16,"B3",0.20699999999999999,0.18,0,0]
["CP","Battery",16,"B4",0.219,0.19,0,0]
["CP","Battery",16,"C1",8.5000000000000006E-2,7.3999999999999996E-2,0,0]
["CP","Battery",16,"C2",0.16800000000000001,0.14599999999999999,0,0]
["CP","Battery",16,"C3",9.7000000000000003E-2,8.4000000000000005E-2,0,0]
["CP","Battery",16,"C4",0.125,0.109,0,0]
["CP","Battery",16,"C5",0.14599999999999999,0.127,0,0]
["CP","Battery",16,"C6",5.0999999999999997E-2,4.3999999999999997E-2,0,0]
["CP","Battery",16,"C7",0.19400000000000001,0.16900000000000001,0,0]
["CP","Battery",16,"D4",0.33200000000000002,0.28899999999999998,0,0]
["CP","Battery",16,"D5",0.25700000000000001,0.223,0,0]
["CP","Battery",16,"D6",0.31,0.27,0,0]
["CP","Battery",16,"E1",0.65200000000000002,0.56799999999999995,0,0]
["CP","Battery",16,"E7",0.216,0.188,0,0]
["CP","Battery",16,"E8",0.152,0.13300000000000001,0,0]
["CP","Battery",16,"F6",1.81,1.575,0,0]
["CP","Battery",16,"G1",0.378,0.32900000000000001,0,0]
["CP","Battery",16,"G5",0.23100000000000001,0.20100000000000001,0,0]
["CP","Battery",16,"G6",0.45200000000000001,0.39300000000000002,0,0]
["CP","Battery",16,"G7",0.30099999999999999,0.26200000000000001,0,0]
["CP","Battery",16,"H1",0.1,8.6999999999999994E-2,0,0]
["CP","Battery",16,"H2",0.51400000000000001,0.44700000000000001,0,0]
["CP","Battery",16,"H6",0.71599999999999997,0.623,0,0]
["CP","Battery",16,"J1",0.32600000000000001,0.28399999999999997,0,0]
["CP","Battery",16,"J3",0.70199999999999996,0.61099999999999999,0,0]
["CP","Battery",16,"J4",0.23599999999999999,0.20499999999999999,0,0]
["CP","Battery",16,"J5",0.54,0.47,0,0]
["CP","Battery",16,"J6",0.38,0.33,0,0]
["CP","Battery",16,"J7",0.34100000000000003,0.29699999999999999,0,0]
["CP","Battery",16,"J8",0.312,0.27100000000000002,0,0]
["CP","Battery",16,"K4",0.46899999999999997,0.40799999999999997,0,0]
["CP","Battery",16,"K5",0.313,0.27300000000000002,0,0]
["CP","Battery",16,"K6",0.28000000000000003,0.24399999999999999,0,0]
["CP","Battery",16,"L1",0.05,4.3999999999999997E-2,0,0]
["CP","Battery",16,"L2",0.56699999999999995,0.49299999999999999,0,0]
["CP","Battery",16,"L3",1.0289999999999999,0.89600000000000002,0,0]
["CP","Battery",16,"L5",0.95499999999999996,0.83099999999999996,0,0]
["CP","Battery",16,"L7",0.443,0.38600000000000001,0,0]
["CP","Battery",16,"L8",0.33600000000000002,0.29199999999999998,0,0]
["CP","Battery",16,"M4",0.21099999999999999,0.184,0,0]
["CP","Battery",16,"M5",0.153,0.13300000000000001,0,0]
["CP","Battery",16,"M6",8.5000000000000006E-2,7.3999999999999996E-2,0,0]
["CP","Battery",16,"M7",7.3999999999999996E-2,6.5000000000000002E-2,0,0]
["CP","Battery",16,"M8",2.3E-2,0.02,0,0]
["CP","Battery",16,"N1",0.35499999999999998,0.309,0,0]
["CP","Battery",16,"N2",0.39300000000000002,0.34200000000000003,0,0]
["CP","Battery",16,"N3",0.248,0.216,0,0]
["CP","Battery",16,"N4",0.39,0.34,0,0]
["CP","Battery",16,"N5",0.19800000000000001,0.17199999999999999,0,0]
["CP","Battery",16,"N6",6.7000000000000004E-2,5.8000000000000003E-2,0,0]
["CP","Battery",16,"N7",9.9000000000000005E-2,8.5999999999999993E-2,0,0]
["CP","Battery",16,"P1",0.67100000000000004,0.58399999999999996,0,0]
["CP","Battery",16,"P2",0.26100000000000001,0.22700000000000001,0,0]
["CP","Battery",16,"P3",0.85199999999999998,0.74099999999999999,0,0]
["CP","Battery",16,"P4",0.1,8.6999999999999994E-2,0,0]
["CP","Battery",16,"P5",9.0999999999999998E-2,7.9000000000000001E-2,0,0]
["CP","Battery",16,"P6",0.29399999999999998,0.25600000000000001,0,0]
["CP","Battery",16,"P7",0.19400000000000001,0.16900000000000001,0,0]
["CP","Battery",16,"P8",0.54800000000000004,0.47699999999999998,0,0]
["CP","Battery",16,"Q2",0.128,0.111,0,0]
["CP","Battery",16,"Q4",0.61299999999999999,0.53300000000000003,0,0]
["CP","Battery",16,"Q5",0.188,0.16400000000000001,0,0]
["CP","Battery",16,"Q6",0.14699999999999999,0.128,0,0]
["CP","Battery",16,"Q7",0.186,0.16200000000000001,0,0]
["CP","Battery",16,"Q8",0.16,0.13900000000000001,0,0]
["CP","Battery",16,"R4",0.22800000000000001,0.19800000000000001,0,0]
["CP","Battery",16,"R5",0.11700000000000001,0.10199999999999999,0,0]
["CP","Battery",16,"R6",0.05,4.3999999999999997E-2,0,0]
["CP","Battery",16,"S1",0.71699999999999997,0.624,0,0]
["CP","Battery",16,"S2",0.112,9.7000000000000003E-2,0,0]
["CP","Battery",16,"S4",3.3000000000000002E-2,2.8000000000000001E-2,0,0]
["CP","Battery",16,"S5",0.28000000000000003,0.24399999999999999,0,0]
["CP","Battery",16,"S6",3.4000000000000002E-2,2.9000000000000001E-2,0,0]
["CP","Battery",16,"S7",4.2999999999999997E-2,3.7999999999999999E-2,0,0]
["CP","Battery",16,"T1",0.19500000000000001,0.16900000000000001,0,0]
["CP","Battery",16,"T2",0.17899999999999999,0.156,0,0]
["CP","Battery",16,"T3",0.03,2.5999999999999999E-2,0,0]
["CP","Battery",16,"T4",0.248,0.216,0,0]
["CP","Battery",16,"T5",5.1999999999999998E-2,4.4999999999999998E-2,0,0]
["CP","Battery",17,"A1",0.23200000000000001,0.20200000000000001,0,0]
["CP","Battery",17,"A3",4.2000000000000003E-2,3.6999999999999998E-2,0,0]
["CP","Battery",17,"A4",0.13400000000000001,0.11700000000000001,0,0]
["CP","Battery",17,"A6",0.41399999999999998,0.36,0,0]
["CP","Battery",17,"A7",0.153,0.13300000000000001,0,0]
["CP","Battery",17,"A8",0.47499999999999998,0.41299999999999998,0,0]
["CP","Battery",17,"A9",7.9000000000000001E-2,6.9000000000000006E-2,0,0]
["CP","Battery",17,"B1",0.65600000000000003,0.57099999999999995,0,0]
["CP","Battery",17,"B2",0.84299999999999997,0.73299999999999998,0,0]
["CP","Battery",17,"B3",0.215,0.187,0,0]
["CP","Battery",17,"B4",0.22700000000000001,0.19800000000000001,0,0]
["CP","Battery",17,"C1",8.7999999999999995E-2,7.5999999999999998E-2,0,0]
["CP","Battery",17,"C2",0.17399999999999999,0.151,0,0]
["CP","Battery",17,"C3",0.10100000000000001,8.7999999999999995E-2,0,0]
["CP","Battery",17,"C4",0.129,0.113,0,0]
["CP","Battery",17,"C5",0.151,0.13200000000000001,0,0]
["CP","Battery",17,"C6",5.2999999999999999E-2,4.5999999999999999E-2,0,0]
["CP","Battery",17,"C7",0.20100000000000001,0.17499999999999999,0,0]
["CP","Battery",17,"D4",0.34399999999999997,0.29899999999999999,0,0]
["CP","Battery",17,"D5",0.26600000000000001,0.23200000000000001,0,0]
["CP","Battery",17,"D6",0.32100000000000001,0.28000000000000003,0,0]
["CP","Battery",17,"E1",0.67700000000000005,0.58899999999999997,0,0]
["CP","Battery",17,"E7",0.224,0.19500000000000001,0,0]
["CP","Battery",17,"E8",0.158,0.13700000000000001,0,0]
["CP","Battery",17,"F6",1.877,1.633,0,0]
["CP","Battery",17,"G1",0.39200000000000002,0.34100000000000003,0,0]
["CP","Battery",17,"G5",0.23899999999999999,0.20799999999999999,0,0]
["CP","Battery",17,"G6",0.46899999999999997,0.40799999999999997,0,0]
["CP","Battery",17,"G7",0.312,0.27100000000000002,0,0]
["CP","Battery",17,"H1",0.10299999999999999,0.09,0,0]
["CP","Battery",17,"H2",0.53300000000000003,0.46400000000000002,0,0]
["CP","Battery",17,"H6",0.74299999999999999,0.64600000000000002,0,0]
["CP","Battery",17,"J1",0.33800000000000002,0.29399999999999998,0,0]
["CP","Battery",17,"J3",0.72799999999999998,0.63300000000000001,0,0]
["CP","Battery",17,"J4",0.24399999999999999,0.21299999999999999,0,0]
["CP","Battery",17,"J5",0.56000000000000005,0.48799999999999999,0,0]
["CP","Battery",17,"J6",0.39400000000000002,0.34300000000000003,0,0]
["CP","Battery",17,"J7",0.35299999999999998,0.308,0,0]
["CP","Battery",17,"J8",0.32300000000000001,0.28100000000000003,0,0]
["CP","Battery",17,"K4",0.48599999999999999,0.42299999999999999,0,0]
["CP","Battery",17,"K5",0.32500000000000001,0.28299999999999997,0,0]
["CP","Battery",17,"K6",0.29099999999999998,0.253,0,0]
["CP","Battery",17,"L1",5.1999999999999998E-2,4.4999999999999998E-2,0,0]
["CP","Battery",17,"L2",0.58799999999999997,0.51100000000000001,0,0]
["CP","Battery",17,"L3",1.0680000000000001,0.92900000000000005,0,0]
["CP","Battery",17,"L5",0.99,0.86199999999999999,0,0]
["CP","Battery",17,"L7",0.46,0.4,0,0]
["CP","Battery",17,"L8",0.34799999999999998,0.30299999999999999,0,0]
["CP","Battery",17,"M4",0.219,0.191,0,0]
["CP","Battery",17,"M5",0.159,0.13800000000000001,0,0]
["CP","Battery",17,"M6",8.8999999999999996E-2,7.6999999999999999E-2,0,0]
["CP","Battery",17,"M7",7.6999999999999999E-2,6.7000000000000004E-2,0,0]
["CP","Battery",17,"M8",2.3E-2,0.02,0,0]
["CP","Battery",17,"N1",0.36799999999999999,0.32,0,0]
["CP","Battery",17,"N2",0.40799999999999997,0.35499999999999998,0,0]
["CP","Battery",17,"N3",0.25800000000000001,0.224,0,0]
["CP","Battery",17,"N4",0.40500000000000003,0.35199999999999998,0,0]
["CP","Battery",17,"N5",0.20499999999999999,0.17799999999999999,0,0]
["CP","Battery",17,"N6",7.0000000000000007E-2,6.0999999999999999E-2,0,0]
["CP","Battery",17,"N7",0.10199999999999999,8.8999999999999996E-2,0,0]
["CP","Battery",17,"P1",0.69599999999999995,0.60599999999999998,0,0]
["CP","Battery",17,"P2",0.27100000000000002,0.23599999999999999,0,0]
["CP","Battery",17,"P3",0.88300000000000001,0.76900000000000002,0,0]
["CP","Battery",17,"P4",0.104,0.09,0,0]
["CP","Battery",17,"P5",9.4E-2,8.2000000000000003E-2,0,0]
["CP","Battery",17,"P6",0.30499999999999999,0.26500000000000001,0,0]
["CP","Battery",17,"P7",0.20100000000000001,0.17499999999999999,0,0]
["CP","Battery",17,"P8",0.56799999999999995,0.49399999999999999,0,0]
["CP","Battery",17,"Q2",0.13200000000000001,0.115,0,0]
["CP","Battery",17,"Q4",0.63600000000000001,0.55300000000000005,0,0]
["CP","Battery",17,"Q5",0.19500000000000001,0.17,0,0]
["CP","Battery",17,"Q6",0.153,0.13300000000000001,0,0]
["CP","Battery",17,"Q7",0.193,0.16800000000000001,0,0]
["CP","Battery",17,"Q8",0.16600000000000001,0.14399999999999999,0,0]
["CP","Battery",17,"R4",0.23599999999999999,0.20599999999999999,0,0]
["CP","Battery",17,"R5",0.121,0.106,0,0]
["CP","Battery",17,"R6",5.1999999999999998E-2,4.5999999999999999E-2,0,0]
["CP","Battery",17,"S1",0.74299999999999999,0.64700000000000002,0,0]
["CP","Battery",17,"S2",0.11600000000000001,0.10100000000000001,0,0]
["CP","Battery",17,"S4",3.4000000000000002E-2,2.9000000000000001E-2,0,0]
["CP","Battery",17,"S5",0.29099999999999998,0.253,0,0]
["CP","Battery",17,"S6",3.5000000000000003E-2,0.03,0,0]
["CP","Battery",17,"S7",4.4999999999999998E-2,3.9E-2,0,0]
["CP","Battery",17,"T1",0.20200000000000001,0.17599999999999999,0,0]
["CP","Battery",17,"T2",0.186,0.161,0,0]
["CP","Battery",17,"T3",3.1E-2,2.7E-2,0,0]
["CP","Battery",17,"T4",0.25800000000000001,0.224,0,0]
["CP","Battery",17,"T5",5.3999999999999999E-2,4.7E-2,0,0]
["CP","Battery",18,"A1",0.26800000000000002,0.23400000000000001,0,0]
["CP","Battery",18,"A3",4.9000000000000002E-2,4.2999999999999997E-2,0,0]
["CP","Battery",18,"A4",0.155,0.13500000000000001,0,0]
["CP","Battery",18,"A6",0.47899999999999998,0.41699999999999998,0,0]
["CP","Battery",18,"A7",0.17699999999999999,0.154,0,0]
["CP","Battery",18,"A8",0.54900000000000004,0.47799999999999998,0,0]
["CP","Battery",18,"A9",9.1999999999999998E-2,0.08,0,0]
["CP","Battery",18,"B1",0.75900000000000001,0.66,0,0]
["CP","Battery",18,"B2",0.97499999999999998,0.84799999999999998,0,0]
["CP","Battery",18,"B3",0.249,0.216,0,0]
["CP","Battery",18,"B4",0.26300000000000001,0.22800000000000001,0,0]
["CP","Battery",18,"C1",0.10199999999999999,8.7999999999999995E-2,0,0]
["CP","Battery",18,"C2",0.20100000000000001,0.17499999999999999,0,0]
["CP","Battery",18,"C3",0.11600000000000001,0.10100000000000001,0,0]
["CP","Battery",18,"C4",0.15,0.13,0,0]
["CP","Battery",18,"C5",0.17499999999999999,0.152,0,0]
["CP","Battery",18,"C6",6.0999999999999999E-2,5.2999999999999999E-2,0,0]
["CP","Battery",18,"C7",0.23300000000000001,0.20200000000000001,0,0]
["CP","Battery",18,"D4",0.39800000000000002,0.34599999999999997,0,0]
["CP","Battery",18,"D5",0.308,0.26800000000000002,0,0]
["CP","Battery",18,"D6",0.372,0.32300000000000001,0,0]
["CP","Battery",18,"E1",0.78200000000000003,0.68100000000000005,0,0]
["CP","Battery",18,"E7",0.25900000000000001,0.22500000000000001,0,0]
["CP","Battery",18,"E8",0.183,0.159,0,0]
["CP","Battery",18,"F6",2.1709999999999998,1.889,0,0]
["CP","Battery",18,"G1",0.45400000000000001,0.39500000000000002,0,0]
["CP","Battery",18,"G5",0.27700000000000002,0.24099999999999999,0,0]
["CP","Battery",18,"G6",0.54200000000000004,0.47199999999999998,0,0]
["CP","Battery",18,"G7",0.36099999999999999,0.314,0,0]
["CP","Battery",18,"H1",0.12,0.104,0,0]
["CP","Battery",18,"H2",0.61599999999999999,0.53600000000000003,0,0]
["CP","Battery",18,"H6",0.85899999999999999,0.747,0,0]
["CP","Battery",18,"J1",0.39100000000000001,0.34,0,0]
["CP","Battery",18,"J3",0.84199999999999997,0.73199999999999998,0,0]
["CP","Battery",18,"J4",0.28299999999999997,0.246,0,0]
["CP","Battery",18,"J5",0.64800000000000002,0.56399999999999995,0,0]
["CP","Battery",18,"J6",0.45500000000000002,0.39600000000000002,0,0]
["CP","Battery",18,"J7",0.40899999999999997,0.35599999999999998,0,0]
["CP","Battery",18,"J8",0.374,0.32500000000000001,0,0]
["CP","Battery",18,"K4",0.56299999999999994,0.48899999999999999,0,0]
["CP","Battery",18,"K5",0.376,0.32700000000000001,0,0]
["CP","Battery",18,"K6",0.33600000000000002,0.29299999999999998,0,0]
["CP","Battery",18,"L1",0.06,5.1999999999999998E-2,0,0]
["CP","Battery",18,"L2",0.68,0.59099999999999997,0,0]
["CP","Battery",18,"L3",1.234,1.0740000000000001,0,0]
["CP","Battery",18,"L5",1.145,0.996,0,0]
["CP","Battery",18,"L7",0.53200000000000003,0.46300000000000002,0,0]
["CP","Battery",18,"L8",0.40200000000000002,0.35,0,0]
["CP","Battery",18,"M4",0.254,0.221,0,0]
["CP","Battery",18,"M5",0.184,0.16,0,0]
["CP","Battery",18,"M6",0.10199999999999999,8.8999999999999996E-2,0,0]
["CP","Battery",18,"M7",8.8999999999999996E-2,7.6999999999999999E-2,0,0]
["CP","Battery",18,"M8",2.7E-2,2.4E-2,0,0]
["CP","Battery",18,"N1",0.42599999999999999,0.371,0,0]
["CP","Battery",18,"N2",0.47199999999999998,0.41,0,0]
["CP","Battery",18,"N3",0.29799999999999999,0.25900000000000001,0,0]
["CP","Battery",18,"N4",0.46800000000000003,0.40699999999999997,0,0]
["CP","Battery",18,"N5",0.23699999999999999,0.20599999999999999,0,0]
["CP","Battery",18,"N6",8.1000000000000003E-2,7.0000000000000007E-2,0,0]
["CP","Battery",18,"N7",0.11799999999999999,0.10299999999999999,0,0]
["CP","Battery",18,"P1",0.80500000000000005,0.70099999999999996,0,0]
["CP","Battery",18,"P2",0.313,0.27200000000000002,0,0]
["CP","Battery",18,"P3",1.0209999999999999,0.88900000000000001,0,0]
["CP","Battery",18,"P4",0.12,0.104,0,0]
["CP","Battery",18,"P5",0.109,9.5000000000000001E-2,0,0]
["CP","Battery",18,"P6",0.35299999999999998,0.307,0,0]
["CP","Battery",18,"P7",0.23300000000000001,0.20300000000000001,0,0]
["CP","Battery",18,"P8",0.65700000000000003,0.57099999999999995,0,0]
["CP","Battery",18,"Q2",0.153,0.13300000000000001,0,0]
["CP","Battery",18,"Q4",0.73499999999999999,0.63900000000000001,0,0]
["CP","Battery",18,"Q5",0.22600000000000001,0.19600000000000001,0,0]
["CP","Battery",18,"Q6",0.17699999999999999,0.154,0,0]
["CP","Battery",18,"Q7",0.223,0.19400000000000001,0,0]
["CP","Battery",18,"Q8",0.191,0.16700000000000001,0,0]
["CP","Battery",18,"R4",0.27300000000000002,0.23799999999999999,0,0]
["CP","Battery",18,"R5",0.14000000000000001,0.122,0,0]
["CP","Battery",18,"R6",0.06,5.2999999999999999E-2,0,0]
["CP","Battery",18,"S1",0.86,0.748,0,0]
["CP","Battery",18,"S2",0.13400000000000001,0.11600000000000001,0,0]
["CP","Battery",18,"S4",3.9E-2,3.4000000000000002E-2,0,0]
["CP","Battery",18,"S5",0.33600000000000002,0.29299999999999998,0,0]
["CP","Battery",18,"S6",4.1000000000000002E-2,3.5000000000000003E-2,0,0]
["CP","Battery",18,"S7",5.1999999999999998E-2,4.4999999999999998E-2,0,0]
["CP","Battery",18,"T1",0.23300000000000001,0.20300000000000001,0,0]
["CP","Battery",18,"T2",0.215,0.187,0,0]
["CP","Battery",18,"T3",3.5999999999999997E-2,3.1E-2,0,0]
["CP","Battery",18,"T4",0.29799999999999999,0.25900000000000001,0,0]
["CP","Battery",18,"T5",6.2E-2,5.3999999999999999E-2,0,0]
["CP","Battery",19,"A1",0.39500000000000002,0.34300000000000003,0,0]
["CP","Battery",19,"A3",7.1999999999999995E-2,6.3E-2,0,0]
["CP","Battery",19,"A4",0.22800000000000001,0.19800000000000001,0,0]
["CP","Battery",19,"A6",0.70399999999999996,0.61199999999999999,0,0]
["CP","Battery",19,"A7",0.26,0.22600000000000001,0,0]
["CP","Battery",19,"A8",0.80700000000000005,0.70199999999999996,0,0]
["CP","Battery",19,"A9",0.13500000000000001,0.11700000000000001,0,0]
["CP","Battery",19,"B1",1.1160000000000001,0.97099999999999997,0,0]
["CP","Battery",19,"B2",1.4330000000000001,1.2470000000000001,0,0]
["CP","Battery",19,"B3",0.36499999999999999,0.318,0,0]
["CP","Battery",19,"B4",0.38600000000000001,0.33600000000000002,0,0]
["CP","Battery",19,"C1",0.14899999999999999,0.13,0,0]
["CP","Battery",19,"C2",0.29599999999999999,0.25700000000000001,0,0]
["CP","Battery",19,"C3",0.17100000000000001,0.14899999999999999,0,0]
["CP","Battery",19,"C4",0.22,0.191,0,0]
["CP","Battery",19,"C5",0.25700000000000001,0.224,0,0]
["CP","Battery",19,"C6",0.09,7.8E-2,0,0]
["CP","Battery",19,"C7",0.34200000000000003,0.29799999999999999,0,0]
["CP","Battery",19,"D4",0.58499999999999996,0.50900000000000001,0,0]
["CP","Battery",19,"D5",0.45200000000000001,0.39400000000000002,0,0]
["CP","Battery",19,"D6",0.54600000000000004,0.47499999999999998,0,0]
["CP","Battery",19,"E1",1.1499999999999999,1.0009999999999999,0,0]
["CP","Battery",19,"E7",0.38,0.33100000000000002,0,0]
["CP","Battery",19,"E8",0.26900000000000002,0.23400000000000001,0,0]
["CP","Battery",19,"F6",3.1909999999999998,2.7759999999999998,0,0]
["CP","Battery",19,"G1",0.66700000000000004,0.57999999999999996,0,0]
["CP","Battery",19,"G5",0.40699999999999997,0.35399999999999998,0,0]
["CP","Battery",19,"G6",0.79700000000000004,0.69399999999999995,0,0]
["CP","Battery",19,"G7",0.53,0.46100000000000002,0,0]
["CP","Battery",19,"H1",0.17599999999999999,0.153,0,0]
["CP","Battery",19,"H2",0.90600000000000003,0.78800000000000003,0,0]
["CP","Battery",19,"H6",1.262,1.0980000000000001,0,0]
["CP","Battery",19,"J1",0.57499999999999996,0.5,0,0]
["CP","Battery",19,"J3",1.2370000000000001,1.0760000000000001,0,0]
["CP","Battery",19,"J4",0.41499999999999998,0.36099999999999999,0,0]
["CP","Battery",19,"J5",0.95299999999999996,0.82899999999999996,0,0]
["CP","Battery",19,"J6",0.66900000000000004,0.58199999999999996,0,0]
["CP","Battery",19,"J7",0.60099999999999998,0.52300000000000002,0,0]
["CP","Battery",19,"J8",0.55000000000000004,0.47799999999999998,0,0]
["CP","Battery",19,"K4",0.82699999999999996,0.72,0,0]
["CP","Battery",19,"K5",0.55300000000000005,0.48099999999999998,0,0]
["CP","Battery",19,"K6",0.49399999999999999,0.43,0,0]
["CP","Battery",19,"L1",8.7999999999999995E-2,7.6999999999999999E-2,0,0]
["CP","Battery",19,"L2",0.999,0.86899999999999999,0,0]
["CP","Battery",19,"L3",1.8149999999999999,1.579,0,0]
["CP","Battery",19,"L5",1.6830000000000001,1.4650000000000001,0,0]
["CP","Battery",19,"L7",0.78200000000000003,0.68,0,0]
["CP","Battery",19,"L8",0.59199999999999997,0.51500000000000001,0,0]
["CP","Battery",19,"M4",0.373,0.32400000000000001,0,0]
["CP","Battery",19,"M5",0.27,0.23499999999999999,0,0]
["CP","Battery",19,"M6",0.151,0.13100000000000001,0,0]
["CP","Battery",19,"M7",0.13100000000000001,0.114,0,0]
["CP","Battery",19,"M8",0.04,3.5000000000000003E-2,0,0]
["CP","Battery",19,"N1",0.626,0.54500000000000004,0,0]
["CP","Battery",19,"N2",0.69399999999999995,0.60299999999999998,0,0]
["CP","Battery",19,"N3",0.438,0.38100000000000001,0,0]
["CP","Battery",19,"N4",0.68799999999999994,0.59899999999999998,0,0]
["CP","Battery",19,"N5",0.34799999999999998,0.30299999999999999,0,0]
["CP","Battery",19,"N6",0.11799999999999999,0.10299999999999999,0,0]
["CP","Battery",19,"N7",0.17399999999999999,0.151,0,0]
["CP","Battery",19,"P1",1.1839999999999999,1.03,0,0]
["CP","Battery",19,"P2",0.46,0.4,0,0]
["CP","Battery",19,"P3",1.502,1.306,0,0]
["CP","Battery",19,"P4",0.17599999999999999,0.153,0,0]
["CP","Battery",19,"P5",0.161,0.14000000000000001,0,0]
["CP","Battery",19,"P6",0.51800000000000002,0.45100000000000001,0,0]
["CP","Battery",19,"P7",0.34200000000000003,0.29799999999999999,0,0]
["CP","Battery",19,"P8",0.96599999999999997,0.84,0,0]
["CP","Battery",19,"Q2",0.22500000000000001,0.19600000000000001,0,0]
["CP","Battery",19,"Q4",1.08,0.94,0,0]
["CP","Battery",19,"Q5",0.33200000000000002,0.28899999999999998,0,0]
["CP","Battery",19,"Q6",0.26,0.22600000000000001,0,0]
["CP","Battery",19,"Q7",0.32800000000000001,0.28499999999999998,0,0]
["CP","Battery",19,"Q8",0.28100000000000003,0.245,0,0]
["CP","Battery",19,"R4",0.40200000000000002,0.35,0,0]
["CP","Battery",19,"R5",0.20599999999999999,0.18,0,0]
["CP","Battery",19,"R6",8.8999999999999996E-2,7.6999999999999999E-2,0,0]
["CP","Battery",19,"S1",1.264,1.1000000000000001,0,0]
["CP","Battery",19,"S2",0.19700000000000001,0.17100000000000001,0,0]
["CP","Battery",19,"S4",5.7000000000000002E-2,0.05,0,0]
["CP","Battery",19,"S5",0.49399999999999999,0.43,0,0]
["CP","Battery",19,"S6",0.06,5.1999999999999998E-2,0,0]
["CP","Battery",19,"S7",7.5999999999999998E-2,6.6000000000000003E-2,0,0]
["CP","Battery",19,"T1",0.34300000000000003,0.29899999999999999,0,0]
["CP","Battery",19,"T2",0.315,0.27400000000000002,0,0]
["CP","Battery",19,"T3",5.1999999999999998E-2,4.5999999999999999E-2,0,0]
["CP","Battery",19,"T4",0.438,0.38100000000000001,0,0]
["CP","Battery",19,"T5",9.1999999999999998E-2,0.08,0,0]
["CP","Battery",20,"A1",0.72299999999999998,0.629,0,0]
["CP","Battery",20,"A3",0.13200000000000001,0.115,0,0]
["CP","Battery",20,"A4",0.41699999999999998,0.36299999999999999,0,0]
["CP","Battery",20,"A6",1.2889999999999999,1.1220000000000001,0,0]
["CP","Battery",20,"A7",0.47699999999999998,0.41499999999999998,0,0]
["CP","Battery",20,"A8",1.4790000000000001,1.2869999999999999,0,0]
["CP","Battery",20,"A9",0.247,0.214,0,0]
["CP","Battery",20,"B1",2.0430000000000001,1.778,0,0]
["CP","Battery",20,"B2",2.625,2.2829999999999999,0,0]
["CP","Battery",20,"B3",0.66900000000000004,0.58199999999999996,0,0]
["CP","Battery",20,"B4",0.70699999999999996,0.61499999999999999,0,0]
["CP","Battery",20,"C1",0.27300000000000002,0.23799999999999999,0,0]
["CP","Battery",20,"C2",0.54200000000000004,0.47099999999999997,0,0]
["CP","Battery",20,"C3",0.313,0.27200000000000002,0,0]
["CP","Battery",20,"C4",0.40300000000000002,0.35099999999999998,0,0]
["CP","Battery",20,"C5",0.47099999999999997,0.41,0,0]
["CP","Battery",20,"C6",0.16400000000000001,0.14299999999999999,0,0]
["CP","Battery",20,"C7",0.626,0.54500000000000004,0,0]
["CP","Battery",20,"D4",1.071,0.93200000000000005,0,0]
["CP","Battery",20,"D5",0.82899999999999996,0.72099999999999997,0,0]
["CP","Battery",20,"D6",1.0009999999999999,0.87,0,0]
["CP","Battery",20,"E1",2.1059999999999999,1.833,0,0]
["CP","Battery",20,"E7",0.69699999999999995,0.60599999999999998,0,0]
["CP","Battery",20,"E8",0.49199999999999999,0.42799999999999999,0,0]
["CP","Battery",20,"F6",5.8460000000000001,5.0860000000000003,0,0]
["CP","Battery",20,"G1",1.222,1.0629999999999999,0,0]
["CP","Battery",20,"G5",0.745,0.64800000000000002,0,0]
["CP","Battery",20,"G6",1.4610000000000001,1.2709999999999999,0,0]
["CP","Battery",20,"G7",0.97099999999999997,0.84499999999999997,0,0]
["CP","Battery",20,"H1",0.32200000000000001,0.28000000000000003,0,0]
["CP","Battery",20,"H2",1.66,1.444,0,0]
["CP","Battery",20,"H6",2.3119999999999998,2.012,0,0]
["CP","Battery",20,"J1",1.0529999999999999,0.91700000000000004,0,0]
["CP","Battery",20,"J3",2.266,1.972,0,0]
["CP","Battery",20,"J4",0.76100000000000001,0.66200000000000003,0,0]
["CP","Battery",20,"J5",1.7450000000000001,1.518,0,0]
["CP","Battery",20,"J6",1.226,1.0669999999999999,0,0]
["CP","Battery",20,"J7",1.101,0.95799999999999996,0,0]
["CP","Battery",20,"J8",1.0069999999999999,0.876,0,0]
["CP","Battery",20,"K4",1.5149999999999999,1.3180000000000001,0,0]
["CP","Battery",20,"K5",1.012,0.88100000000000001,0,0]
["CP","Battery",20,"K6",0.90600000000000003,0.78800000000000003,0,0]
["CP","Battery",20,"L1",0.16200000000000001,0.14099999999999999,0,0]
["CP","Battery",20,"L2",1.83,1.5920000000000001,0,0]
["CP","Battery",20,"L3",3.3239999999999998,2.8919999999999999,0,0]
["CP","Battery",20,"L5",3.0840000000000001,2.6829999999999998,0,0]
["CP","Battery",20,"L7",1.4319999999999999,1.246,0,0]
["CP","Battery",20,"L8",1.0840000000000001,0.94299999999999995,0,0]
["CP","Battery",20,"M4",0.68300000000000005,0.59399999999999997,0,0]
["CP","Battery",20,"M5",0.495,0.43099999999999999,0,0]
["CP","Battery",20,"M6",0.27600000000000002,0.24,0,0]
["CP","Battery",20,"M7",0.24,0.20799999999999999,0,0]
["CP","Battery",20,"M8",7.2999999999999995E-2,6.4000000000000001E-2,0,0]
["CP","Battery",20,"N1",1.147,0.998,0,0]
["CP","Battery",20,"N2",1.27,1.105,0,0]
["CP","Battery",20,"N3",0.80200000000000005,0.69799999999999995,0,0]
["CP","Battery",20,"N4",1.2609999999999999,1.097,0,0]
["CP","Battery",20,"N5",0.63800000000000001,0.55500000000000005,0,0]
["CP","Battery",20,"N6",0.217,0.189,0,0]
["CP","Battery",20,"N7",0.318,0.27700000000000002,0,0]
["CP","Battery",20,"P1",2.1680000000000001,1.8859999999999999,0,0]
["CP","Battery",20,"P2",0.84299999999999997,0.73299999999999998,0,0]
["CP","Battery",20,"P3",2.7509999999999999,2.3929999999999998,0,0]
["CP","Battery",20,"P4",0.32300000000000001,0.28100000000000003,0,0]
["CP","Battery",20,"P5",0.29399999999999998,0.25600000000000001,0,0]
["CP","Battery",20,"P6",0.95,0.82599999999999996,0,0]
["CP","Battery",20,"P7",0.627,0.54600000000000004,0,0]
["CP","Battery",20,"P8",1.7689999999999999,1.5389999999999999,0,0]
["CP","Battery",20,"Q2",0.41299999999999998,0.35899999999999999,0,0]
["CP","Battery",20,"Q4",1.9790000000000001,1.722,0,0]
["CP","Battery",20,"Q5",0.60799999999999998,0.52900000000000003,0,0]
["CP","Battery",20,"Q6",0.47599999999999998,0.41399999999999998,0,0]
["CP","Battery",20,"Q7",0.60099999999999998,0.52300000000000002,0,0]
["CP","Battery",20,"Q8",0.51600000000000001,0.44900000000000001,0,0]
["CP","Battery",20,"R4",0.73599999999999999,0.64,0,0]
["CP","Battery",20,"R5",0.378,0.32900000000000001,0,0]
["CP","Battery",20,"R6",0.16300000000000001,0.14199999999999999,0,0]
["CP","Battery",20,"S1",2.3149999999999999,2.0139999999999998,0,0]
["CP","Battery",20,"S2",0.36,0.313,0,0]
["CP","Battery",20,"S4",0.105,9.1999999999999998E-2,0,0]
["CP","Battery",20,"S5",0.90600000000000003,0.78800000000000003,0,0]
["CP","Battery",20,"S6",0.109,9.5000000000000001E-2,0,0]
["CP","Battery",20,"S7",0.13900000000000001,0.121,0,0]
["CP","Battery",20,"T1",0.629,0.54700000000000004,0,0]
["CP","Battery",20,"T2",0.57799999999999996,0.503,0,0]
["CP","Battery",20,"T3",9.6000000000000002E-2,8.3000000000000004E-2,0,0]
["CP","Battery",20,"T4",0.80200000000000005,0.69799999999999995,0,0]
["CP","Battery",20,"T5",0.16800000000000001,0.14599999999999999,0,0]
["CP","Battery",21,"A1",1.121,0.97499999999999998,0,0]
["CP","Battery",21,"A3",0.20499999999999999,0.17799999999999999,0,0]
["CP","Battery",21,"A4",0.64600000000000002,0.56200000000000006,0,0]
["CP","Battery",21,"A6",1.9990000000000001,1.7390000000000001,0,0]
["CP","Battery",21,"A7",0.73899999999999999,0.64300000000000002,0,0]
["CP","Battery",21,"A8",2.2930000000000001,1.9950000000000001,0,0]
["CP","Battery",21,"A9",0.38200000000000001,0.33300000000000002,0,0]
["CP","Battery",21,"B1",3.1680000000000001,2.7559999999999998,0,0]
["CP","Battery",21,"B2",4.069,3.54,0,0]
["CP","Battery",21,"B3",1.038,0.90300000000000002,0,0]
["CP","Battery",21,"B4",1.0960000000000001,0.95399999999999996,0,0]
["CP","Battery",21,"C1",0.42399999999999999,0.36899999999999999,0,0]
["CP","Battery",21,"C2",0.84,0.73099999999999998,0,0]
["CP","Battery",21,"C3",0.48599999999999999,0.42199999999999999,0,0]
["CP","Battery",21,"C4",0.625,0.54400000000000004,0,0]
["CP","Battery",21,"C5",0.73,0.63500000000000001,0,0]
["CP","Battery",21,"C6",0.254,0.221,0,0]
["CP","Battery",21,"C7",0.97099999999999997,0.84499999999999997,0,0]
["CP","Battery",21,"D4",1.661,1.4450000000000001,0,0]
["CP","Battery",21,"D5",1.2849999999999999,1.1180000000000001,0,0]
["CP","Battery",21,"D6",1.5509999999999999,1.35,0,0]
["CP","Battery",21,"E1",3.266,2.8410000000000002,0,0]
["CP","Battery",21,"E7",1.08,0.94,0,0]
["CP","Battery",21,"E8",0.76300000000000001,0.66300000000000003,0,0]
["CP","Battery",21,"F6",9.0619999999999994,7.8840000000000003,0,0]
["CP","Battery",21,"G1",1.8939999999999999,1.6479999999999999,0,0]
["CP","Battery",21,"G5",1.155,1.0049999999999999,0,0]
["CP","Battery",21,"G6",2.2639999999999998,1.97,0,0]
["CP","Battery",21,"G7",1.5049999999999999,1.31,0,0]
["CP","Battery",21,"H1",0.5,0.435,0,0]
["CP","Battery",21,"H2",2.573,2.2389999999999999,0,0]
["CP","Battery",21,"H6",3.585,3.1190000000000002,0,0]
["CP","Battery",21,"J1",1.633,1.421,0,0]
["CP","Battery",21,"J3",3.5129999999999999,3.0569999999999999,0,0]
["CP","Battery",21,"J4",1.179,1.026,0,0]
["CP","Battery",21,"J5",2.7050000000000001,2.3540000000000001,0,0]
["CP","Battery",21,"J6",1.901,1.6539999999999999,0,0]
["CP","Battery",21,"J7",1.706,1.4850000000000001,0,0]
["CP","Battery",21,"J8",1.5609999999999999,1.3580000000000001,0,0]
["CP","Battery",21,"K4",2.3479999999999999,2.0430000000000001,0,0]
["CP","Battery",21,"K5",1.569,1.365,0,0]
["CP","Battery",21,"K6",1.4039999999999999,1.2210000000000001,0,0]
["CP","Battery",21,"L1",0.251,0.219,0,0]
["CP","Battery",21,"L2",2.8370000000000002,2.468,0,0]
["CP","Battery",21,"L3",5.1529999999999996,4.4829999999999997,0,0]
["CP","Battery",21,"L5",4.78,4.1589999999999998,0,0]
["CP","Battery",21,"L7",2.2200000000000002,1.931,0,0]
["CP","Battery",21,"L8",1.68,1.462,0,0]
["CP","Battery",21,"M4",1.0589999999999999,0.92100000000000004,0,0]
["CP","Battery",21,"M5",0.76800000000000002,0.66800000000000004,0,0]
["CP","Battery",21,"M6",0.42799999999999999,0.372,0,0]
["CP","Battery",21,"M7",0.371,0.32300000000000001,0,0]
["CP","Battery",21,"M8",0.113,9.9000000000000005E-2,0,0]
["CP","Battery",21,"N1",1.778,1.5469999999999999,0,0]
["CP","Battery",21,"N2",1.9690000000000001,1.7130000000000001,0,0]
["CP","Battery",21,"N3",1.244,1.0820000000000001,0,0]
["CP","Battery",21,"N4",1.954,1.7,0,0]
["CP","Battery",21,"N5",0.98899999999999999,0.86,0,0]
["CP","Battery",21,"N6",0.33600000000000002,0.29299999999999998,0,0]
["CP","Battery",21,"N7",0.49299999999999999,0.42899999999999999,0,0]
["CP","Battery",21,"P1",3.3610000000000002,2.9239999999999999,0,0]
["CP","Battery",21,"P2",1.3069999999999999,1.137,0,0]
["CP","Battery",21,"P3",4.2640000000000002,3.71,0,0]
["CP","Battery",21,"P4",0.5,0.435,0,0]
["CP","Battery",21,"P5",0.45600000000000002,0.39700000000000002,0,0]
["CP","Battery",21,"P6",1.472,1.2809999999999999,0,0]
["CP","Battery",21,"P7",0.97199999999999998,0.84599999999999997,0,0]
["CP","Battery",21,"P8",2.742,2.3860000000000001,0,0]
["CP","Battery",21,"Q2",0.64,0.55600000000000005,0,0]
["CP","Battery",21,"Q4",3.0680000000000001,2.669,0,0]
["CP","Battery",21,"Q5",0.94199999999999995,0.82,0,0]
["CP","Battery",21,"Q6",0.73699999999999999,0.64200000000000002,0,0]
["CP","Battery",21,"Q7",0.93100000000000005,0.81,0,0]
["CP","Battery",21,"Q8",0.79900000000000004,0.69499999999999995,0,0]
["CP","Battery",21,"R4",1.141,0.99299999999999999,0,0]
["CP","Battery",21,"R5",0.58599999999999997,0.51,0,0]
["CP","Battery",21,"R6",0.253,0.22,0,0]
["CP","Battery",21,"S1",3.589,3.1219999999999999,0,0]
["CP","Battery",21,"S2",0.55800000000000005,0.48599999999999999,0,0]
["CP","Battery",21,"S4",0.16300000000000001,0.14199999999999999,0,0]
["CP","Battery",21,"S5",1.4039999999999999,1.2210000000000001,0,0]
["CP","Battery",21,"S6",0.16900000000000001,0.14699999999999999,0,0]
["CP","Battery",21,"S7",0.216,0.188,0,0]
["CP","Battery",21,"T1",0.97499999999999998,0.84799999999999998,0,0]
["CP","Battery",21,"T2",0.89600000000000002,0.77900000000000003,0,0]
["CP","Battery",21,"T3",0.14899999999999999,0.129,0,0]
["CP","Battery",21,"T4",1.2430000000000001,1.0820000000000001,0,0]
["CP","Battery",21,"T5",0.26,0.22600000000000001,0,0]
["CP","Battery",22,"A1",1.5840000000000001,1.3779999999999999,0,0]
["CP","Battery",22,"A3",0.28899999999999998,0.252,0,0]
["CP","Battery",22,"A4",0.91300000000000003,0.79500000000000004,0,0]
["CP","Battery",22,"A6",2.8250000000000002,2.4569999999999999,0,0]
["CP","Battery",22,"A7",1.044,0.90900000000000003,0,0]
["CP","Battery",22,"A8",3.24,2.819,0,0]
["CP","Battery",22,"A9",0.54,0.47,0,0]
["CP","Battery",22,"B1",4.4770000000000003,3.895,0,0]
["CP","Battery",22,"B2",5.75,5.0030000000000001,0,0]
["CP","Battery",22,"B3",1.466,1.276,0,0]
["CP","Battery",22,"B4",1.5489999999999999,1.3480000000000001,0,0]
["CP","Battery",22,"C1",0.59899999999999998,0.52100000000000002,0,0]
["CP","Battery",22,"C2",1.1870000000000001,1.032,0,0]
["CP","Battery",22,"C3",0.68600000000000005,0.59699999999999998,0,0]
["CP","Battery",22,"C4",0.88300000000000001,0.76800000000000002,0,0]
["CP","Battery",22,"C5",1.0309999999999999,0.89700000000000002,0,0]
["CP","Battery",22,"C6",0.35899999999999999,0.313,0,0]
["CP","Battery",22,"C7",1.3720000000000001,1.194,0,0]
["CP","Battery",22,"D4",2.347,2.0419999999999998,0,0]
["CP","Battery",22,"D5",1.8149999999999999,1.579,0,0]
["CP","Battery",22,"D6",2.1920000000000002,1.907,0,0]
["CP","Battery",22,"E1",4.6150000000000002,4.0149999999999997,0,0]
["CP","Battery",22,"E7",1.526,1.3280000000000001,0,0]
["CP","Battery",22,"E8",1.0780000000000001,0.93700000000000006,0,0]
["CP","Battery",22,"F6",12.805999999999999,11.141999999999999,0,0]
["CP","Battery",22,"G1",2.677,2.3290000000000002,0,0]
["CP","Battery",22,"G5",1.6319999999999999,1.42,0,0]
["CP","Battery",22,"G6",3.2,2.7839999999999998,0,0]
["CP","Battery",22,"G7",2.1269999999999998,1.851,0,0]
["CP","Battery",22,"H1",0.70599999999999996,0.61399999999999999,0,0]
["CP","Battery",22,"H2",3.6360000000000001,3.1629999999999998,0,0]
["CP","Battery",22,"H6",5.0659999999999998,4.407,0,0]
["CP","Battery",22,"J1",2.3079999999999998,2.008,0,0]
["CP","Battery",22,"J3",4.9649999999999999,4.319,0,0]
["CP","Battery",22,"J4",1.667,1.45,0,0]
["CP","Battery",22,"J5",3.823,3.3260000000000001,0,0]
["CP","Battery",22,"J6",2.6859999999999999,2.3370000000000002,0,0]
["CP","Battery",22,"J7",2.411,2.0979999999999999,0,0]
["CP","Battery",22,"J8",2.206,1.919,0,0]
["CP","Battery",22,"K4",3.319,2.887,0,0]
["CP","Battery",22,"K5",2.2170000000000001,1.929,0,0]
["CP","Battery",22,"K6",1.984,1.726,0,0]
["CP","Battery",22,"L1",0.35499999999999998,0.309,0,0]
["CP","Battery",22,"L2",4.0090000000000003,3.488,0,0]
["CP","Battery",22,"L3",7.282,6.335,0,0]
["CP","Battery",22,"L5",6.7549999999999999,5.8769999999999998,0,0]
["CP","Battery",22,"L7",3.137,2.7290000000000001,0,0]
["CP","Battery",22,"L8",2.3740000000000001,2.0649999999999999,0,0]
["CP","Battery",22,"M4",1.496,1.302,0,0]
["CP","Battery",22,"M5",1.085,0.94399999999999995,0,0]
["CP","Battery",22,"M6",0.60399999999999998,0.52600000000000002,0,0]
["CP","Battery",22,"M7",0.52500000000000002,0.45700000000000002,0,0]
["CP","Battery",22,"M8",0.16,0.13900000000000001,0,0]
["CP","Battery",22,"N1",2.5129999999999999,2.1859999999999999,0,0]
["CP","Battery",22,"N2",2.7829999999999999,2.4209999999999998,0,0]
["CP","Battery",22,"N3",1.7569999999999999,1.5289999999999999,0,0]
["CP","Battery",22,"N4",2.762,2.403,0,0]
["CP","Battery",22,"N5",1.3979999999999999,1.216,0,0]
["CP","Battery",22,"N6",0.47499999999999998,0.41399999999999998,0,0]
["CP","Battery",22,"N7",0.69699999999999995,0.60699999999999998,0,0]
["CP","Battery",22,"P1",4.75,4.133,0,0]
["CP","Battery",22,"P2",1.847,1.607,0,0]
["CP","Battery",22,"P3",6.0259999999999998,5.2430000000000003,0,0]
["CP","Battery",22,"P4",0.70699999999999996,0.61499999999999999,0,0]
["CP","Battery",22,"P5",0.64400000000000002,0.56100000000000005,0,0]
["CP","Battery",22,"P6",2.081,1.81,0,0]
["CP","Battery",22,"P7",1.3740000000000001,1.1950000000000001,0,0]
["CP","Battery",22,"P8",3.875,3.371,0,0]
["CP","Battery",22,"Q2",0.90400000000000003,0.78600000000000003,0,0]
["CP","Battery",22,"Q4",4.3360000000000003,3.7719999999999998,0,0]
["CP","Battery",22,"Q5",1.331,1.1579999999999999,0,0]
["CP","Battery",22,"Q6",1.042,0.90700000000000003,0,0]
["CP","Battery",22,"Q7",1.3160000000000001,1.145,0,0]
["CP","Battery",22,"Q8",1.129,0.98299999999999998,0,0]
["CP","Battery",22,"R4",1.6120000000000001,1.403,0,0]
["CP","Battery",22,"R5",0.82799999999999996,0.72099999999999997,0,0]
["CP","Battery",22,"R6",0.35699999999999998,0.31,0,0]
["CP","Battery",22,"S1",5.0720000000000001,4.4119999999999999,0,0]
["CP","Battery",22,"S2",0.78900000000000003,0.68700000000000006,0,0]
["CP","Battery",22,"S4",0.23100000000000001,0.20100000000000001,0,0]
["CP","Battery",22,"S5",1.984,1.726,0,0]
["CP","Battery",22,"S6",0.23899999999999999,0.20799999999999999,0,0]
["CP","Battery",22,"S7",0.30499999999999999,0.26600000000000001,0,0]
["CP","Battery",22,"T1",1.377,1.198,0,0]
["CP","Battery",22,"T2",1.266,1.101,0,0]
["CP","Battery",22,"T3",0.21,0.183,0,0]
["CP","Battery",22,"T4",1.7569999999999999,1.5289999999999999,0,0]
["CP","Battery",22,"T5",0.36699999999999999,0.32,0,0]
["CP","Battery",23,"A1",2.1019999999999999,1.829,0,0]
["CP","Battery",23,"A3",0.38400000000000001,0.33400000000000002,0,0]
["CP","Battery",23,"A4",1.2130000000000001,1.0549999999999999,0,0]
["CP","Battery",23,"A6",3.75,3.262,0,0]
["CP","Battery",23,"A7",1.387,1.206,0,0]
["CP","Battery",23,"A8",4.3019999999999996,3.742,0,0]
["CP","Battery",23,"A9",0.71699999999999997,0.624,0,0]
["CP","Battery",23,"B1",5.9429999999999996,5.1710000000000003,0,0]
["CP","Battery",23,"B2",7.6340000000000003,6.6420000000000003,0,0]
["CP","Battery",23,"B3",1.9470000000000001,1.694,0,0]
["CP","Battery",23,"B4",2.056,1.7889999999999999,0,0]
["CP","Battery",23,"C1",0.79500000000000004,0.69199999999999995,0,0]
["CP","Battery",23,"C2",1.5760000000000001,1.371,0,0]
["CP","Battery",23,"C3",0.91100000000000003,0.79300000000000004,0,0]
["CP","Battery",23,"C4",1.1719999999999999,1.02,0,0]
["CP","Battery",23,"C5",1.369,1.1910000000000001,0,0]
["CP","Battery",23,"C6",0.47699999999999998,0.41499999999999998,0,0]
["CP","Battery",23,"C7",1.8220000000000001,1.585,0,0]
["CP","Battery",23,"D4",3.1160000000000001,2.7109999999999999,0,0]
["CP","Battery",23,"D5",2.41,2.097,0,0]
["CP","Battery",23,"D6",2.91,2.532,0,0]
["CP","Battery",23,"E1",6.1269999999999998,5.33,0,0]
["CP","Battery",23,"E7",2.0259999999999998,1.7629999999999999,0,0]
["CP","Battery",23,"E8",1.431,1.2450000000000001,0,0]
["CP","Battery",23,"F6",17.001999999999999,14.792,0,0]
["CP","Battery",23,"G1",3.5539999999999998,3.0920000000000001,0,0]
["CP","Battery",23,"G5",2.1669999999999998,1.885,0,0]
["CP","Battery",23,"G6",4.2480000000000002,3.6960000000000002,0,0]
["CP","Battery",23,"G7",2.8239999999999998,2.4569999999999999,0,0]
["CP","Battery",23,"H1",0.93700000000000006,0.81499999999999995,0,0]
["CP","Battery",23,"H2",4.827,4.2,0,0]
["CP","Battery",23,"H6",6.7249999999999996,5.851,0,0]
["CP","Battery",23,"J1",3.0640000000000001,2.6659999999999999,0,0]
["CP","Battery",23,"J3",6.5910000000000002,5.734,0,0]
["CP","Battery",23,"J4",2.2130000000000001,1.925,0,0]
["CP","Battery",23,"J5",5.0759999999999996,4.4160000000000004,0,0]
["CP","Battery",23,"J6",3.5659999999999998,3.1030000000000002,0,0]
["CP","Battery",23,"J7",3.2010000000000001,2.7850000000000001,0,0]
["CP","Battery",23,"J8",2.9289999999999998,2.548,0,0]
["CP","Battery",23,"K4",4.4059999999999997,3.8330000000000002,0,0]
["CP","Battery",23,"K5",2.944,2.5609999999999999,0,0]
["CP","Battery",23,"K6",2.6339999999999999,2.2919999999999998,0,0]
["CP","Battery",23,"L1",0.47099999999999997,0.41,0,0]
["CP","Battery",23,"L2",5.3230000000000004,4.6310000000000002,0,0]
["CP","Battery",23,"L3",9.6679999999999993,8.4109999999999996,0,0]
["CP","Battery",23,"L5",8.9689999999999994,7.8029999999999999,0,0]
["CP","Battery",23,"L7",4.165,3.6230000000000002,0,0]
["CP","Battery",23,"L8",3.1520000000000001,2.742,0,0]
["CP","Battery",23,"M4",1.986,1.728,0,0]
["CP","Battery",23,"M5",1.44,1.2529999999999999,0,0]
["CP","Battery",23,"M6",0.80200000000000005,0.69799999999999995,0,0]
["CP","Battery",23,"M7",0.69699999999999995,0.60599999999999998,0,0]
["CP","Battery",23,"M8",0.21299999999999999,0.185,0,0]
["CP","Battery",23,"N1",3.3359999999999999,2.9020000000000001,0,0]
["CP","Battery",23,"N2",3.6949999999999998,3.214,0,0]
["CP","Battery",23,"N3",2.3330000000000002,2.0299999999999998,0,0]
["CP","Battery",23,"N4",3.6669999999999998,3.19,0,0]
["CP","Battery",23,"N5",1.855,1.6140000000000001,0,0]
["CP","Battery",23,"N6",0.63100000000000001,0.54900000000000004,0,0]
["CP","Battery",23,"N7",0.92600000000000005,0.80500000000000005,0,0]
["CP","Battery",23,"P1",6.306,5.4870000000000001,0,0]
["CP","Battery",23,"P2",2.452,2.133,0,0]
["CP","Battery",23,"P3",8,6.96,0,0]
["CP","Battery",23,"P4",0.93799999999999994,0.81599999999999995,0,0]
["CP","Battery",23,"P5",0.85599999999999998,0.74399999999999999,0,0]
["CP","Battery",23,"P6",2.762,2.403,0,0]
["CP","Battery",23,"P7",1.8240000000000001,1.587,0,0]
["CP","Battery",23,"P8",5.1449999999999996,4.476,0,0]
["CP","Battery",23,"Q2",1.2,1.044,0,0]
["CP","Battery",23,"Q4",5.7560000000000002,5.008,0,0]
["CP","Battery",23,"Q5",1.768,1.538,0,0]
["CP","Battery",23,"Q6",1.383,1.204,0,0]
["CP","Battery",23,"Q7",1.7470000000000001,1.52,0,0]
["CP","Battery",23,"Q8",1.5,1.3049999999999999,0,0]
["CP","Battery",23,"R4",2.14,1.8620000000000001,0,0]
["CP","Battery",23,"R5",1.1000000000000001,0.95699999999999996,0,0]
["CP","Battery",23,"R6",0.47399999999999998,0.41199999999999998,0,0]
["CP","Battery",23,"S1",6.7329999999999997,5.8579999999999997,0,0]
["CP","Battery",23,"S2",1.048,0.91100000000000003,0,0]
["CP","Battery",23,"S4",0.30599999999999999,0.26600000000000001,0,0]
["CP","Battery",23,"S5",2.6339999999999999,2.2919999999999998,0,0]
["CP","Battery",23,"S6",0.317,0.27600000000000002,0,0]
["CP","Battery",23,"S7",0.40600000000000003,0.35299999999999998,0,0]
["CP","Battery",23,"T1",1.8280000000000001,1.591,0,0]
["CP","Battery",23,"T2",1.68,1.462,0,0]
["CP","Battery",23,"T3",0.27900000000000003,0.24299999999999999,0,0]
["CP","Battery",23,"T4",2.3330000000000002,2.0289999999999999,0,0]
["CP","Battery",23,"T5",0.48799999999999999,0.42399999999999999,0,0]
["CP","Battery",24,"A1",2.72,2.3660000000000001,0,0]
["CP","Battery",24,"A3",0.497,0.432,0,0]
["CP","Battery",24,"A4",1.569,1.365,0,0]
["CP","Battery",24,"A6",4.851,4.2210000000000001,0,0]
["CP","Battery",24,"A7",1.794,1.5609999999999999,0,0]
["CP","Battery",24,"A8",5.5650000000000004,4.8419999999999996,0,0]
["CP","Battery",24,"A9",0.92800000000000005,0.80700000000000005,0,0]
["CP","Battery",24,"B1",7.6890000000000001,6.69,0,0]
["CP","Battery",24,"B2",9.8759999999999994,8.5920000000000005,0,0]
["CP","Battery",24,"B3",2.5190000000000001,2.1909999999999998,0,0]
["CP","Battery",24,"B4",2.661,2.3149999999999999,0,0]
["CP","Battery",24,"C1",1.0289999999999999,0.89500000000000002,0,0]
["CP","Battery",24,"C2",2.0379999999999998,1.7729999999999999,0,0]
["CP","Battery",24,"C3",1.1779999999999999,1.0249999999999999,0,0]
["CP","Battery",24,"C4",1.5169999999999999,1.32,0,0]
["CP","Battery",24,"C5",1.772,1.5409999999999999,0,0]
["CP","Battery",24,"C6",0.61699999999999999,0.53700000000000003,0,0]
["CP","Battery",24,"C7",2.3570000000000002,2.0510000000000002,0,0]
["CP","Battery",24,"D4",4.032,3.508,0,0]
["CP","Battery",24,"D5",3.1179999999999999,2.7130000000000001,0,0]
["CP","Battery",24,"D6",3.7650000000000001,3.2759999999999998,0,0]
["CP","Battery",24,"E1",7.9269999999999996,6.8959999999999999,0,0]
["CP","Battery",24,"E7",2.621,2.2810000000000001,0,0]
["CP","Battery",24,"E8",1.851,1.61,0,0]
["CP","Battery",24,"F6",21.995999999999999,19.137,0,0]
["CP","Battery",24,"G1",4.5979999999999999,4,0,0]
["CP","Battery",24,"G5",2.8029999999999999,2.4390000000000001,0,0]
["CP","Battery",24,"G6",5.4960000000000004,4.782,0,0]
["CP","Battery",24,"G7",3.6539999999999999,3.1789999999999998,0,0]
["CP","Battery",24,"H1",1.2130000000000001,1.0549999999999999,0,0]
["CP","Battery",24,"H2",6.2450000000000001,5.4340000000000002,0,0]
["CP","Battery",24,"H6",8.7010000000000005,7.57,0,0]
["CP","Battery",24,"J1",3.964,3.4489999999999998,0,0]
["CP","Battery",24,"J3",8.5269999999999992,7.4189999999999996,0,0]
["CP","Battery",24,"J4",2.863,2.4900000000000002,0,0]
["CP","Battery",24,"J5",6.5659999999999998,5.7130000000000001,0,0]
["CP","Battery",24,"J6",4.6139999999999999,4.0140000000000002,0,0]
["CP","Battery",24,"J7",4.1420000000000003,3.6030000000000002,0,0]
["CP","Battery",24,"J8",3.79,3.2970000000000002,0,0]
["CP","Battery",24,"K4",5.7,4.9589999999999996,0,0]
["CP","Battery",24,"K5",3.8090000000000002,3.3130000000000002,0,0]
["CP","Battery",24,"K6",3.4079999999999999,2.9649999999999999,0,0]
["CP","Battery",24,"L1",0.61,0.53,0,0]
["CP","Battery",24,"L2",6.8869999999999996,5.9909999999999997,0,0]
["CP","Battery",24,"L3",12.507999999999999,10.882,0,0]
["CP","Battery",24,"L5",11.603,10.095000000000001,0,0]
["CP","Battery",24,"L7",5.3879999999999999,4.6879999999999997,0,0]
["CP","Battery",24,"L8",4.0780000000000003,3.5470000000000002,0,0]
["CP","Battery",24,"M4",2.57,2.2360000000000002,0,0]
["CP","Battery",24,"M5",1.863,1.621,0,0]
["CP","Battery",24,"M6",1.038,0.90300000000000002,0,0]
["CP","Battery",24,"M7",0.90100000000000002,0.78400000000000003,0,0]
["CP","Battery",24,"M8",0.27500000000000002,0.23899999999999999,0,0]
["CP","Battery",24,"N1",4.3159999999999998,3.7549999999999999,0,0]
["CP","Battery",24,"N2",4.78,4.1589999999999998,0,0]
["CP","Battery",24,"N3",3.0190000000000001,2.6259999999999999,0,0]
["CP","Battery",24,"N4",4.7439999999999998,4.1269999999999998,0,0]
["CP","Battery",24,"N5",2.4,2.0880000000000001,0,0]
["CP","Battery",24,"N6",0.81699999999999995,0.71,0,0]
["CP","Battery",24,"N7",1.198,1.042,0,0]
["CP","Battery",24,"P1",8.1590000000000007,7.0979999999999999,0,0]
["CP","Battery",24,"P2",3.1720000000000002,2.76,0,0]
["CP","Battery",24,"P3",10.35,9.0050000000000008,0,0]
["CP","Battery",24,"P4",1.214,1.056,0,0]
["CP","Battery",24,"P5",1.107,0.96299999999999997,0,0]
["CP","Battery",24,"P6",3.5739999999999998,3.109,0,0]
["CP","Battery",24,"P7",2.36,2.0529999999999999,0,0]
["CP","Battery",24,"P8",6.6559999999999997,5.7910000000000004,0,0]
["CP","Battery",24,"Q2",1.552,1.35,0,0]
["CP","Battery",24,"Q4",7.4470000000000001,6.4790000000000001,0,0]
["CP","Battery",24,"Q5",2.2869999999999999,1.99,0,0]
["CP","Battery",24,"Q6",1.79,1.5569999999999999,0,0]
["CP","Battery",24,"Q7",2.2599999999999998,1.966,0,0]
["CP","Battery",24,"Q8",1.94,1.6879999999999999,0,0]
["CP","Battery",24,"R4",2.7690000000000001,2.4089999999999998,0,0]
["CP","Battery",24,"R5",1.423,1.238,0,0]
["CP","Battery",24,"R6",0.61299999999999999,0.53300000000000003,0,0]
["CP","Battery",24,"S1",8.7110000000000003,7.5789999999999997,0,0]
["CP","Battery",24,"S2",1.355,1.179,0,0]
["CP","Battery",24,"S4",0.39600000000000002,0.34399999999999997,0,0]
["CP","Battery",24,"S5",3.4079999999999999,2.9649999999999999,0,0]
["CP","Battery",24,"S6",0.41099999999999998,0.35699999999999998,0,0]
["CP","Battery",24,"S7",0.52500000000000002,0.45600000000000002,0,0]
["CP","Battery",24,"T1",2.3660000000000001,2.0579999999999998,0,0]
["CP","Battery",24,"T2",2.1739999999999999,1.891,0,0]
["CP","Battery",24,"T3",0.36099999999999999,0.314,0,0]
["CP","Battery",24,"T4",3.0179999999999998,2.625,0,0]
["CP","Battery",24,"T5",0.63100000000000001,0.54900000000000004,0,0]
["CP","Battery",25,"A1",3.4430000000000001,2.9950000000000001,0,0]
["CP","Battery",25,"A3",0.629,0.54700000000000004,0,0]
["CP","Battery",25,"A4",1.986,1.728,0,0]
["CP","Battery",25,"A6",6.141,5.343,0,0]
["CP","Battery",25,"A7",2.2709999999999999,1.976,0,0]
["CP","Battery",25,"A8",7.0449999999999999,6.1289999999999996,0,0]
["CP","Battery",25,"A9",1.1739999999999999,1.022,0,0]
["CP","Battery",25,"B1",9.734,8.468,0,0]
["CP","Battery",25,"B2",12.502000000000001,10.877000000000001,0,0]
["CP","Battery",25,"B3",3.1890000000000001,2.774,0,0]
["CP","Battery",25,"B4",3.3679999999999999,2.93,0,0]
["CP","Battery",25,"C1",1.3029999999999999,1.133,0,0]
["CP","Battery",25,"C2",2.58,2.2450000000000001,0,0]
["CP","Battery",25,"C3",1.492,1.298,0,0]
["CP","Battery",25,"C4",1.92,1.67,0,0]
["CP","Battery",25,"C5",2.2429999999999999,1.9510000000000001,0,0]
["CP","Battery",25,"C6",0.78100000000000003,0.68,0,0]
["CP","Battery",25,"C7",2.984,2.5960000000000001,0,0]
["CP","Battery",25,"D4",5.1040000000000001,4.4400000000000004,0,0]
["CP","Battery",25,"D5",3.9470000000000001,3.4340000000000002,0,0]
["CP","Battery",25,"D6",4.766,4.1459999999999999,0,0]
["CP","Battery",25,"E1",10.034000000000001,8.73,0,0]
["CP","Battery",25,"E7",3.3180000000000001,2.887,0,0]
["CP","Battery",25,"E8",2.343,2.0379999999999998,0,0]
["CP","Battery",25,"F6",27.844999999999999,24.225000000000001,0,0]
["CP","Battery",25,"G1",5.82,5.0640000000000001,0,0]
["CP","Battery",25,"G5",3.5489999999999999,3.0870000000000002,0,0]
["CP","Battery",25,"G6",6.9569999999999999,6.0529999999999999,0,0]
["CP","Battery",25,"G7",4.625,4.024,0,0]
["CP","Battery",25,"H1",1.5349999999999999,1.3360000000000001,0,0]
["CP","Battery",25,"H2",7.9059999999999997,6.8780000000000001,0,0]
["CP","Battery",25,"H6",11.013999999999999,9.5820000000000007,0,0]
["CP","Battery",25,"J1",5.0179999999999998,4.3659999999999997,0,0]
["CP","Battery",25,"J3",10.795,9.391,0,0]
["CP","Battery",25,"J4",3.6240000000000001,3.153,0,0]
["CP","Battery",25,"J5",8.3119999999999994,7.2320000000000002,0,0]
["CP","Battery",25,"J6",5.8410000000000002,5.0810000000000004,0,0]
["CP","Battery",25,"J7",5.2430000000000003,4.5609999999999999,0,0]
["CP","Battery",25,"J8",4.7969999999999997,4.173,0,0]
["CP","Battery",25,"K4",7.2160000000000002,6.2779999999999996,0,0]
["CP","Battery",25,"K5",4.8209999999999997,4.194,0,0]
["CP","Battery",25,"K6",4.3140000000000001,3.7530000000000001,0,0]
["CP","Battery",25,"L1",0.77200000000000002,0.67200000000000004,0,0]
["CP","Battery",25,"L2",8.718,7.5839999999999996,0,0]
["CP","Battery",25,"L3",15.833,13.775,0,0]
["CP","Battery",25,"L5",14.688000000000001,12.779,0,0]
["CP","Battery",25,"L7",6.8209999999999997,5.9340000000000002,0,0]
["CP","Battery",25,"L8",5.1619999999999999,4.4909999999999997,0,0]
["CP","Battery",25,"M4",3.2530000000000001,2.83,0,0]
["CP","Battery",25,"M5",2.359,2.052,0,0]
["CP","Battery",25,"M6",1.3140000000000001,1.143,0,0]
["CP","Battery",25,"M7",1.141,0.99299999999999999,0,0]
["CP","Battery",25,"M8",0.34799999999999998,0.30299999999999999,0,0]
["CP","Battery",25,"N1",5.4630000000000001,4.7530000000000001,0,0]
["CP","Battery",25,"N2",6.0510000000000002,5.2640000000000002,0,0]
["CP","Battery",25,"N3",3.8210000000000002,3.3239999999999998,0,0]
["CP","Battery",25,"N4",6.0049999999999999,5.2240000000000002,0,0]
["CP","Battery",25,"N5",3.0390000000000001,2.6440000000000001,0,0]
["CP","Battery",25,"N6",1.034,0.89900000000000002,0,0]
["CP","Battery",25,"N7",1.516,1.319,0,0]
["CP","Battery",25,"P1",10.327999999999999,8.9849999999999994,0,0]
["CP","Battery",25,"P2",4.0149999999999997,3.4929999999999999,0,0]
["CP","Battery",25,"P3",13.102,11.398999999999999,0,0]
["CP","Battery",25,"P4",1.5369999999999999,1.337,0,0]
["CP","Battery",25,"P5",1.401,1.2190000000000001,0,0]
["CP","Battery",25,"P6",4.524,3.9359999999999999,0,0]
["CP","Battery",25,"P7",2.9870000000000001,2.5990000000000002,0,0]
["CP","Battery",25,"P8",8.4260000000000002,7.33,0,0]
["CP","Battery",25,"Q2",1.9650000000000001,1.71,0,0]
["CP","Battery",25,"Q4",9.4269999999999996,8.2010000000000005,0,0]
["CP","Battery",25,"Q5",2.895,2.5190000000000001,0,0]
["CP","Battery",25,"Q6",2.266,1.9710000000000001,0,0]
["CP","Battery",25,"Q7",2.8610000000000002,2.4889999999999999,0,0]
["CP","Battery",25,"Q8",2.456,2.137,0,0]
["CP","Battery",25,"R4",3.5049999999999999,3.05,0,0]
["CP","Battery",25,"R5",1.8009999999999999,1.5669999999999999,0,0]
["CP","Battery",25,"R6",0.77600000000000002,0.67500000000000004,0,0]
["CP","Battery",25,"S1",11.026999999999999,9.5939999999999994,0,0]
["CP","Battery",25,"S2",1.716,1.4930000000000001,0,0]
["CP","Battery",25,"S4",0.501,0.436,0,0]
["CP","Battery",25,"S5",4.3140000000000001,3.7530000000000001,0,0]
["CP","Battery",25,"S6",0.52,0.45200000000000001,0,0]
["CP","Battery",25,"S7",0.66400000000000003,0.57799999999999996,0,0]
["CP","Battery",25,"T1",2.9950000000000001,2.605,0,0]
["CP","Battery",25,"T2",2.7519999999999998,2.3940000000000001,0,0]
["CP","Battery",25,"T3",0.45700000000000002,0.39800000000000002,0,0]
["CP","Battery",25,"T4",3.82,3.3239999999999998,0,0]
["CP","Battery",25,"T5",0.79900000000000004,0.69499999999999995,0,0]
["CP","Battery",26,"A1",4.1509999999999998,3.6110000000000002,0,0]
["CP","Battery",26,"A3",0.75800000000000001,0.66,0,0]
["CP","Battery",26,"A4",2.3940000000000001,2.0830000000000002,0,0]
["CP","Battery",26,"A6",7.4029999999999996,6.4409999999999998,0,0]
["CP","Battery",26,"A7",2.7370000000000001,2.3820000000000001,0,0]
["CP","Battery",26,"A8",8.4920000000000009,7.3879999999999999,0,0]
["CP","Battery",26,"A9",1.4159999999999999,1.232,0,0]
["CP","Battery",26,"B1",11.734,10.208,0,0]
["CP","Battery",26,"B2",15.071,13.112,0,0]
["CP","Battery",26,"B3",3.8439999999999999,3.3439999999999999,0,0]
["CP","Battery",26,"B4",4.0599999999999996,3.532,0,0]
["CP","Battery",26,"C1",1.57,1.3660000000000001,0,0]
["CP","Battery",26,"C2",3.1110000000000002,2.706,0,0]
["CP","Battery",26,"C3",1.798,1.5649999999999999,0,0]
["CP","Battery",26,"C4",2.3149999999999999,2.0139999999999998,0,0]
["CP","Battery",26,"C5",2.7040000000000002,2.3519999999999999,0,0]
["CP","Battery",26,"C6",0.94199999999999995,0.81899999999999995,0,0]
["CP","Battery",26,"C7",3.597,3.13,0,0]
["CP","Battery",26,"D4",6.1529999999999996,5.3529999999999998,0,0]
["CP","Battery",26,"D5",4.758,4.1399999999999997,0,0]
["CP","Battery",26,"D6",5.7450000000000001,4.9980000000000002,0,0]
["CP","Battery",26,"E1",12.096,10.523,0,0]
["CP","Battery",26,"E7",4,3.48,0,0]
["CP","Battery",26,"E8",2.8239999999999998,2.4569999999999999,0,0]
["CP","Battery",26,"F6",33.567,29.202999999999999,0,0]
["CP","Battery",26,"G1",7.016,6.1040000000000001,0,0]
["CP","Battery",26,"G5",4.2779999999999996,3.722,0,0]
["CP","Battery",26,"G6",8.3870000000000005,7.2969999999999997,0,0]
["CP","Battery",26,"G7",5.5759999999999996,4.851,0,0]
["CP","Battery",26,"H1",1.851,1.61,0,0]
["CP","Battery",26,"H2",9.5310000000000006,8.2919999999999998,0,0]
["CP","Battery",26,"H6",13.276999999999999,11.551,0,0]
["CP","Battery",26,"J1",6.0490000000000004,5.2629999999999999,0,0]
["CP","Battery",26,"J3",13.013,11.321,0,0]
["CP","Battery",26,"J4",4.3680000000000003,3.8,0,0]
["CP","Battery",26,"J5",10.02,8.718,0,0]
["CP","Battery",26,"J6",7.0410000000000004,6.125,0,0]
["CP","Battery",26,"J7",6.32,5.4989999999999997,0,0]
["CP","Battery",26,"J8",5.7830000000000004,5.0309999999999997,0,0]
["CP","Battery",26,"K4",8.6989999999999998,7.5679999999999996,0,0]
["CP","Battery",26,"K5",5.8120000000000003,5.056,0,0]
["CP","Battery",26,"K6",5.2,4.524,0,0]
["CP","Battery",26,"L1",0.93,0.81,0,0]
["CP","Battery",26,"L2",10.509,9.1430000000000007,0,0]
["CP","Battery",26,"L3",19.087,16.606000000000002,0,0]
["CP","Battery",26,"L5",17.707000000000001,15.404999999999999,0,0]
["CP","Battery",26,"L7",8.2219999999999995,7.1529999999999996,0,0]
["CP","Battery",26,"L8",6.2220000000000004,5.4130000000000003,0,0]
["CP","Battery",26,"M4",3.9220000000000002,3.4119999999999999,0,0]
["CP","Battery",26,"M5",2.843,2.4740000000000002,0,0]
["CP","Battery",26,"M6",1.583,1.3779999999999999,0,0]
["CP","Battery",26,"M7",1.3759999999999999,1.1970000000000001,0,0]
["CP","Battery",26,"M8",0.42,0.36499999999999999,0,0]
["CP","Battery",26,"N1",6.5860000000000003,5.73,0,0]
["CP","Battery",26,"N2",7.2939999999999996,6.3460000000000001,0,0]
["CP","Battery",26,"N3",4.6059999999999999,4.008,0,0]
["CP","Battery",26,"N4",7.2389999999999999,6.298,0,0]
["CP","Battery",26,"N5",3.6629999999999998,3.1869999999999998,0,0]
["CP","Battery",26,"N6",1.246,1.0840000000000001,0,0]
["CP","Battery",26,"N7",1.8280000000000001,1.59,0,0]
["CP","Battery",26,"P1",12.45,10.832000000000001,0,0]
["CP","Battery",26,"P2",4.84,4.2110000000000003,0,0]
["CP","Battery",26,"P3",15.795,13.741,0,0]
["CP","Battery",26,"P4",1.8520000000000001,1.6120000000000001,0,0]
["CP","Battery",26,"P5",1.6890000000000001,1.47,0,0]
["CP","Battery",26,"P6",5.4530000000000003,4.7439999999999998,0,0]
["CP","Battery",26,"P7",3.601,3.133,0,0]
["CP","Battery",26,"P8",10.157,8.8369999999999997,0,0]
["CP","Battery",26,"Q2",2.3690000000000002,2.0609999999999999,0,0]
["CP","Battery",26,"Q4",11.364000000000001,9.8870000000000005,0,0]
["CP","Battery",26,"Q5",3.49,3.036,0,0]
["CP","Battery",26,"Q6",2.7309999999999999,2.3759999999999999,0,0]
["CP","Battery",26,"Q7",3.4489999999999998,3.0009999999999999,0,0]
["CP","Battery",26,"Q8",2.96,2.5760000000000001,0,0]
["CP","Battery",26,"R4",4.226,3.6760000000000002,0,0]
["CP","Battery",26,"R5",2.1720000000000002,1.889,0,0]
["CP","Battery",26,"R6",0.93500000000000005,0.81399999999999995,0,0]
["CP","Battery",26,"S1",13.292999999999999,11.565,0,0]
["CP","Battery",26,"S2",2.0680000000000001,1.7989999999999999,0,0]
["CP","Battery",26,"S4",0.60399999999999998,0.52600000000000002,0,0]
["CP","Battery",26,"S5",5.2,4.524,0,0]
["CP","Battery",26,"S6",0.627,0.54500000000000004,0,0]
["CP","Battery",26,"S7",0.80100000000000005,0.69699999999999995,0,0]
["CP","Battery",26,"T1",3.61,3.141,0,0]
["CP","Battery",26,"T2",3.3180000000000001,2.8860000000000001,0,0]
["CP","Battery",26,"T3",0.55100000000000005,0.47899999999999998,0,0]
["CP","Battery",26,"T4",4.6050000000000004,4.0069999999999997,0,0]
["CP","Battery",26,"T5",0.96299999999999997,0.83799999999999997,0,0]
["CP","Battery",27,"A1",4.6500000000000004,4.0460000000000003,0,0]
["CP","Battery",27,"A3",0.85,0.73899999999999999,0,0]
["CP","Battery",27,"A4",2.6829999999999998,2.3340000000000001,0,0]
["CP","Battery",27,"A6",8.2949999999999999,7.2169999999999996,0,0]
["CP","Battery",27,"A7",3.0670000000000002,2.6680000000000001,0,0]
["CP","Battery",27,"A8",9.5150000000000006,8.2780000000000005,0,0]
["CP","Battery",27,"A9",1.5860000000000001,1.38,0,0]
["CP","Battery",27,"B1",13.147,11.438000000000001,0,0]
["CP","Battery",27,"B2",16.887,14.691000000000001,0,0]
["CP","Battery",27,"B3",4.3070000000000004,3.7469999999999999,0,0]
["CP","Battery",27,"B4",4.5490000000000004,3.9580000000000002,0,0]
["CP","Battery",27,"C1",1.7589999999999999,1.5309999999999999,0,0]
["CP","Battery",27,"C2",3.4849999999999999,3.032,0,0]
["CP","Battery",27,"C3",2.0150000000000001,1.7529999999999999,0,0]
["CP","Battery",27,"C4",2.593,2.2559999999999998,0,0]
["CP","Battery",27,"C5",3.0289999999999999,2.6349999999999998,0,0]
["CP","Battery",27,"C6",1.0549999999999999,0.91800000000000004,0,0]
["CP","Battery",27,"C7",4.03,3.5070000000000001,0,0]
["CP","Battery",27,"D4",6.8940000000000001,5.9969999999999999,0,0]
["CP","Battery",27,"D5",5.3319999999999999,4.6379999999999999,0,0]
["CP","Battery",27,"D6",6.4370000000000003,5.6,0,0]
["CP","Battery",27,"E1",13.553000000000001,11.791,0,0]
["CP","Battery",27,"E7",4.4820000000000002,3.899,0,0]
["CP","Battery",27,"E8",3.1640000000000001,2.7530000000000001,0,0]
["CP","Battery",27,"F6",37.609000000000002,32.72,0,0]
["CP","Battery",27,"G1",7.8609999999999998,6.8390000000000004,0,0]
["CP","Battery",27,"G5",4.7930000000000001,4.17,0,0]
["CP","Battery",27,"G6",9.3970000000000002,8.1750000000000007,0,0]
["CP","Battery",27,"G7",6.2469999999999999,5.4349999999999996,0,0]
["CP","Battery",27,"H1",2.073,1.804,0,0]
["CP","Battery",27,"H2",10.679,9.2899999999999991,0,0]
["CP","Battery",27,"H6",14.875999999999999,12.942,0,0]
["CP","Battery",27,"J1",6.7779999999999996,5.8970000000000002,0,0]
["CP","Battery",27,"J3",14.58,12.685,0,0]
["CP","Battery",27,"J4",4.8940000000000001,4.258,0,0]
["CP","Battery",27,"J5",11.227,9.7680000000000007,0,0]
["CP","Battery",27,"J6",7.8890000000000002,6.8630000000000004,0,0]
["CP","Battery",27,"J7",7.0810000000000004,6.1609999999999996,0,0]
["CP","Battery",27,"J8",6.4790000000000001,5.6369999999999996,0,0]
["CP","Battery",27,"K4",9.7460000000000004,8.4789999999999992,0,0]
["CP","Battery",27,"K5",6.5119999999999996,5.665,0,0]
["CP","Battery",27,"K6",5.827,5.069,0,0]
["CP","Battery",27,"L1",1.0429999999999999,0.90700000000000003,0,0]
["CP","Battery",27,"L2",11.775,10.244,0,0]
["CP","Battery",27,"L3",21.385999999999999,18.606000000000002,0,0]
["CP","Battery",27,"L5",19.838999999999999,17.260000000000002,0,0]
["CP","Battery",27,"L7",9.2129999999999992,8.0150000000000006,0,0]
["CP","Battery",27,"L8",6.9720000000000004,6.0650000000000004,0,0]
["CP","Battery",27,"M4",4.3940000000000001,3.823,0,0]
["CP","Battery",27,"M5",3.1859999999999999,2.7719999999999998,0,0]
["CP","Battery",27,"M6",1.774,1.544,0,0]
["CP","Battery",27,"M7",1.5409999999999999,1.341,0,0]
["CP","Battery",27,"M8",0.47099999999999997,0.40899999999999997,0,0]
["CP","Battery",27,"N1",7.3789999999999996,6.42,0,0]
["CP","Battery",27,"N2",8.173,7.11,0,0]
["CP","Battery",27,"N3",5.1609999999999996,4.49,0,0]
["CP","Battery",27,"N4",8.1110000000000007,7.056,0,0]
["CP","Battery",27,"N5",4.1040000000000001,3.5710000000000002,0,0]
["CP","Battery",27,"N6",1.3959999999999999,1.2150000000000001,0,0]
["CP","Battery",27,"N7",2.048,1.782,0,0]
["CP","Battery",27,"P1",13.95,12.135999999999999,0,0]
["CP","Battery",27,"P2",5.423,4.718,0,0]
["CP","Battery",27,"P3",17.696999999999999,15.397,0,0]
["CP","Battery",27,"P4",2.0750000000000002,1.806,0,0]
["CP","Battery",27,"P5",1.893,1.647,0,0]
["CP","Battery",27,"P6",6.11,5.3159999999999998,0,0]
["CP","Battery",27,"P7",4.0339999999999998,3.51,0,0]
["CP","Battery",27,"P8",11.38,9.9009999999999998,0,0]
["CP","Battery",27,"Q2",2.6539999999999999,2.3090000000000002,0,0]
["CP","Battery",27,"Q4",12.733000000000001,11.077,0,0]
["CP","Battery",27,"Q5",3.91,3.4020000000000001,0,0]
["CP","Battery",27,"Q6",3.06,2.6619999999999999,0,0]
["CP","Battery",27,"Q7",3.8650000000000002,3.3620000000000001,0,0]
["CP","Battery",27,"Q8",3.3170000000000002,2.8860000000000001,0,0]
["CP","Battery",27,"R4",4.734,4.1189999999999998,0,0]
["CP","Battery",27,"R5",2.4329999999999998,2.117,0,0]
["CP","Battery",27,"R6",1.048,0.91200000000000003,0,0]
["CP","Battery",27,"S1",14.894,12.958,0,0]
["CP","Battery",27,"S2",2.3170000000000002,2.016,0,0]
["CP","Battery",27,"S4",0.67700000000000005,0.58899999999999997,0,0]
["CP","Battery",27,"S5",5.8259999999999996,5.069,0,0]
["CP","Battery",27,"S6",0.70199999999999996,0.61099999999999999,0,0]
["CP","Battery",27,"S7",0.89700000000000002,0.78,0,0]
["CP","Battery",27,"T1",4.0449999999999999,3.5190000000000001,0,0]
["CP","Battery",27,"T2",3.7170000000000001,3.234,0,0]
["CP","Battery",27,"T3",0.61699999999999999,0.53700000000000003,0,0]
["CP","Battery",27,"T4",5.16,4.4889999999999999,0,0]
["CP","Battery",27,"T5",1.079,0.93899999999999995,0,0]
["CP","Battery",28,"A1",5.3659999999999997,4.6680000000000001,0,0]
["CP","Battery",28,"A3",0.98,0.85299999999999998,0,0]
["CP","Battery",28,"A4",3.0950000000000002,2.6930000000000001,0,0]
["CP","Battery",28,"A6",9.5709999999999997,8.327,0,0]
["CP","Battery",28,"A7",3.5390000000000001,3.0790000000000002,0,0]
["CP","Battery",28,"A8",10.978999999999999,9.5519999999999996,0,0]
["CP","Battery",28,"A9",1.83,1.5920000000000001,0,0]
["CP","Battery",28,"B1",15.169,13.196999999999999,0,0]
["CP","Battery",28,"B2",19.484000000000002,16.951000000000001,0,0]
["CP","Battery",28,"B3",4.9690000000000003,4.3230000000000004,0,0]
["CP","Battery",28,"B4",5.2489999999999997,4.5659999999999998,0,0]
["CP","Battery",28,"C1",2.0299999999999998,1.766,0,0]
["CP","Battery",28,"C2",4.0209999999999999,3.4990000000000001,0,0]
["CP","Battery",28,"C3",2.3250000000000002,2.0230000000000001,0,0]
["CP","Battery",28,"C4",2.992,2.6030000000000002,0,0]
["CP","Battery",28,"C5",3.4950000000000001,3.0409999999999999,0,0]
["CP","Battery",28,"C6",1.2170000000000001,1.0589999999999999,0,0]
["CP","Battery",28,"C7",4.6500000000000004,4.0460000000000003,0,0]
["CP","Battery",28,"D4",7.9539999999999997,6.92,0,0]
["CP","Battery",28,"D5",6.1520000000000001,5.3520000000000003,0,0]
["CP","Battery",28,"D6",7.4279999999999999,6.4619999999999997,0,0]
["CP","Battery",28,"E1",15.638,13.605,0,0]
["CP","Battery",28,"E7",5.1710000000000003,4.4989999999999997,0,0]
["CP","Battery",28,"E8",3.6509999999999998,3.177,0,0]
["CP","Battery",28,"F6",43.395000000000003,37.753,0,0]
["CP","Battery",28,"G1",9.0709999999999997,7.891,0,0]
["CP","Battery",28,"G5",5.53,4.8120000000000003,0,0]
["CP","Battery",28,"G6",10.843,9.4329999999999998,0,0]
["CP","Battery",28,"G7",7.2080000000000002,6.2709999999999999,0,0]
["CP","Battery",28,"H1",2.3919999999999999,2.081,0,0]
["CP","Battery",28,"H2",12.321,10.718999999999999,0,0]
["CP","Battery",28,"H6",17.164999999999999,14.933,0,0]
["CP","Battery",28,"J1",7.8209999999999997,6.8040000000000003,0,0]
["CP","Battery",28,"J3",16.823,14.635999999999999,0,0]
["CP","Battery",28,"J4",5.6470000000000002,4.9130000000000003,0,0]
["CP","Battery",28,"J5",12.954000000000001,11.27,0,0]
["CP","Battery",28,"J6",9.1020000000000003,7.9189999999999996,0,0]
["CP","Battery",28,"J7",8.1709999999999994,7.1079999999999997,0,0]
["CP","Battery",28,"J8",7.476,6.5039999999999996,0,0]
["CP","Battery",28,"K4",11.244999999999999,9.7829999999999995,0,0]
["CP","Battery",28,"K5",7.5129999999999999,6.5369999999999999,0,0]
["CP","Battery",28,"K6",6.7229999999999999,5.8490000000000002,0,0]
["CP","Battery",28,"L1",1.2030000000000001,1.0469999999999999,0,0]
["CP","Battery",28,"L2",13.586,11.82,0,0]
["CP","Battery",28,"L3",24.675999999999998,21.468,0,0]
["CP","Battery",28,"L5",22.890999999999998,19.914999999999999,0,0]
["CP","Battery",28,"L7",10.63,9.2479999999999993,0,0]
["CP","Battery",28,"L8",8.0440000000000005,6.9980000000000002,0,0]
["CP","Battery",28,"M4",5.07,4.4109999999999996,0,0]
["CP","Battery",28,"M5",3.6760000000000002,3.198,0,0]
["CP","Battery",28,"M6",2.0470000000000002,1.7809999999999999,0,0]
["CP","Battery",28,"M7",1.778,1.5469999999999999,0,0]
["CP","Battery",28,"M8",0.54300000000000004,0.47199999999999998,0,0]
["CP","Battery",28,"N1",8.5139999999999993,7.407,0,0]
["CP","Battery",28,"N2",9.43,8.2040000000000006,0,0]
["CP","Battery",28,"N3",5.9550000000000001,5.181,0,0]
["CP","Battery",28,"N4",9.3580000000000005,8.1419999999999995,0,0]
["CP","Battery",28,"N5",4.7359999999999998,4.12,0,0]
["CP","Battery",28,"N6",1.611,1.401,0,0]
["CP","Battery",28,"N7",2.363,2.056,0,0]
["CP","Battery",28,"P1",16.096,14.003,0,0]
["CP","Battery",28,"P2",6.258,5.444,0,0]
["CP","Battery",28,"P3",20.419,17.765000000000001,0,0]
["CP","Battery",28,"P4",2.395,2.0830000000000002,0,0]
["CP","Battery",28,"P5",2.1840000000000002,1.9,0,0]
["CP","Battery",28,"P6",7.05,6.1340000000000003,0,0]
["CP","Battery",28,"P7",4.6550000000000002,4.05,0,0]
["CP","Battery",28,"P8",13.131,11.423999999999999,0,0]
["CP","Battery",28,"Q2",3.0619999999999998,2.6640000000000001,0,0]
["CP","Battery",28,"Q4",14.691000000000001,12.781000000000001,0,0]
["CP","Battery",28,"Q5",4.5119999999999996,3.9249999999999998,0,0]
["CP","Battery",28,"Q6",3.5310000000000001,3.0720000000000001,0,0]
["CP","Battery",28,"Q7",4.4589999999999996,3.879,0,0]
["CP","Battery",28,"Q8",3.827,3.33,0,0]
["CP","Battery",28,"R4",5.4630000000000001,4.7530000000000001,0,0]
["CP","Battery",28,"R5",2.8069999999999999,2.4420000000000002,0,0]
["CP","Battery",28,"R6",1.2090000000000001,1.052,0,0]
["CP","Battery",28,"S1",17.184999999999999,14.951000000000001,0,0]
["CP","Battery",28,"S2",2.6739999999999999,2.3260000000000001,0,0]
["CP","Battery",28,"S4",0.78100000000000003,0.68,0,0]
["CP","Battery",28,"S5",6.7229999999999999,5.8490000000000002,0,0]
["CP","Battery",28,"S6",0.81,0.70499999999999996,0,0]
["CP","Battery",28,"S7",1.0349999999999999,0.9,0,0]
["CP","Battery",28,"T1",4.6669999999999998,4.0599999999999996,0,0]
["CP","Battery",28,"T2",4.2889999999999997,3.7309999999999999,0,0]
["CP","Battery",28,"T3",0.71199999999999997,0.62,0,0]
["CP","Battery",28,"T4",5.9539999999999997,5.18,0,0]
["CP","Battery",28,"T5",1.2450000000000001,1.083,0,0]
["CP","Battery",29,"A1",6.1139999999999999,5.319,0,0]
["CP","Battery",29,"A3",1.117,0.97199999999999998,0,0]
["CP","Battery",29,"A4",3.5270000000000001,3.069,0,0]
["CP","Battery",29,"A6",10.906000000000001,9.4879999999999995,0,0]
["CP","Battery",29,"A7",4.0330000000000004,3.508,0,0]
["CP","Battery",29,"A8",12.51,10.884,0,0]
["CP","Battery",29,"A9",2.0859999999999999,1.8140000000000001,0,0]
["CP","Battery",29,"B1",17.286000000000001,15.038,0,0]
["CP","Battery",29,"B2",22.202000000000002,19.315999999999999,0,0]
["CP","Battery",29,"B3",5.6619999999999999,4.9260000000000002,0,0]
["CP","Battery",29,"B4",5.9809999999999999,5.2030000000000003,0,0]
["CP","Battery",29,"C1",2.3130000000000002,2.0129999999999999,0,0]
["CP","Battery",29,"C2",4.5819999999999999,3.9870000000000001,0,0]
["CP","Battery",29,"C3",2.649,2.3050000000000002,0,0]
["CP","Battery",29,"C4",3.41,2.9660000000000002,0,0]
["CP","Battery",29,"C5",3.9830000000000001,3.4649999999999999,0,0]
["CP","Battery",29,"C6",1.387,1.2070000000000001,0,0]
["CP","Battery",29,"C7",5.2990000000000004,4.6100000000000003,0,0]
["CP","Battery",29,"D4",9.0640000000000001,7.8849999999999998,0,0]
["CP","Battery",29,"D5",7.01,6.0990000000000002,0,0]
["CP","Battery",29,"D6",8.4640000000000004,7.3630000000000004,0,0]
["CP","Battery",29,"E1",17.818999999999999,15.503,0,0]
["CP","Battery",29,"E7",5.8929999999999998,5.1269999999999998,0,0]
["CP","Battery",29,"E8",4.1609999999999996,3.62,0,0]
["CP","Battery",29,"F6",49.448,43.02,0,0]
["CP","Battery",29,"G1",10.336,8.9920000000000009,0,0]
["CP","Battery",29,"G5",6.3019999999999996,5.4829999999999997,0,0]
["CP","Battery",29,"G6",12.355,10.749000000000001,0,0]
["CP","Battery",29,"G7",8.2140000000000004,7.1459999999999999,0,0]
["CP","Battery",29,"H1",2.726,2.3719999999999999,0,0]
["CP","Battery",29,"H2",14.04,12.215,0,0]
["CP","Battery",29,"H6",19.559000000000001,17.015999999999998,0,0]
["CP","Battery",29,"J1",8.9120000000000008,7.7530000000000001,0,0]
["CP","Battery",29,"J3",19.170000000000002,16.678000000000001,0,0]
["CP","Battery",29,"J4",6.4349999999999996,5.5990000000000002,0,0]
["CP","Battery",29,"J5",14.760999999999999,12.842000000000001,0,0]
["CP","Battery",29,"J6",10.372,9.0239999999999991,0,0]
["CP","Battery",29,"J7",9.31,8.1,0,0]
["CP","Battery",29,"J8",8.5190000000000001,7.4119999999999999,0,0]
["CP","Battery",29,"K4",12.814,11.148,0,0]
["CP","Battery",29,"K5",8.5619999999999994,7.4489999999999998,0,0]
["CP","Battery",29,"K6",7.6609999999999996,6.665,0,0]
["CP","Battery",29,"L1",1.371,1.1930000000000001,0,0]
["CP","Battery",29,"L2",15.481,13.468999999999999,0,0]
["CP","Battery",29,"L3",28.117999999999999,24.463000000000001,0,0]
["CP","Battery",29,"L5",26.084,22.693000000000001,0,0]
["CP","Battery",29,"L7",12.113,10.538,0,0]
["CP","Battery",29,"L8",9.1660000000000004,7.9749999999999996,0,0]
["CP","Battery",29,"M4",5.7770000000000001,5.0259999999999998,0,0]
["CP","Battery",29,"M5",4.1890000000000001,3.6440000000000001,0,0]
["CP","Battery",29,"M6",2.3330000000000002,2.0289999999999999,0,0]
["CP","Battery",29,"M7",2.0259999999999998,1.7629999999999999,0,0]
["CP","Battery",29,"M8",0.61899999999999999,0.53800000000000003,0,0]
["CP","Battery",29,"N1",9.702,8.44,0,0]
["CP","Battery",29,"N2",10.744999999999999,9.3480000000000008,0,0]
["CP","Battery",29,"N3",6.7859999999999996,5.9039999999999999,0,0]
["CP","Battery",29,"N4",10.664,9.2780000000000005,0,0]
["CP","Battery",29,"N5",5.3959999999999999,4.6950000000000003,0,0]
["CP","Battery",29,"N6",1.8360000000000001,1.597,0,0]
["CP","Battery",29,"N7",2.6930000000000001,2.343,0,0]
["CP","Battery",29,"P1",18.341000000000001,15.957000000000001,0,0]
["CP","Battery",29,"P2",7.1310000000000002,6.2039999999999997,0,0]
["CP","Battery",29,"P3",23.268000000000001,20.242999999999999,0,0]
["CP","Battery",29,"P4",2.7290000000000001,2.3740000000000001,0,0]
["CP","Battery",29,"P5",2.4889999999999999,2.165,0,0]
["CP","Battery",29,"P6",8.0340000000000007,6.9889999999999999,0,0]
["CP","Battery",29,"P7",5.3040000000000003,4.6150000000000002,0,0]
["CP","Battery",29,"P8",14.962999999999999,13.018000000000001,0,0]
["CP","Battery",29,"Q2",3.49,3.036,0,0]
["CP","Battery",29,"Q4",16.741,14.564,0,0]
["CP","Battery",29,"Q5",5.141,4.4729999999999999,0,0]
["CP","Battery",29,"Q6",4.024,3.5,0,0]
["CP","Battery",29,"Q7",5.0810000000000004,4.4210000000000003,0,0]
["CP","Battery",29,"Q8",4.3609999999999998,3.794,0,0]
["CP","Battery",29,"R4",6.2249999999999996,5.4160000000000004,0,0]
["CP","Battery",29,"R5",3.1989999999999998,2.7829999999999999,0,0]
["CP","Battery",29,"R6",1.3779999999999999,1.1990000000000001,0,0]
["CP","Battery",29,"S1",19.582999999999998,17.036999999999999,0,0]
["CP","Battery",29,"S2",3.0470000000000002,2.6509999999999998,0,0]
["CP","Battery",29,"S4",0.89,0.77400000000000002,0,0]
["CP","Battery",29,"S5",7.6609999999999996,6.665,0,0]
["CP","Battery",29,"S6",0.92300000000000004,0.80300000000000005,0,0]
["CP","Battery",29,"S7",1.179,1.026,0,0]
["CP","Battery",29,"T1",5.3179999999999996,4.6269999999999998,0,0]
["CP","Battery",29,"T2",4.8869999999999996,4.2519999999999998,0,0]
["CP","Battery",29,"T3",0.81200000000000006,0.70599999999999996,0,0]
["CP","Battery",29,"T4",6.7839999999999998,5.9020000000000001,0,0]
["CP","Battery",29,"T5",1.419,1.234,0,0]
["CP","Battery",30,"A1",6.99,6.0810000000000004,0,0]
["CP","Battery",30,"A3",1.2769999999999999,1.111,0,0]
["CP","Battery",30,"A4",4.032,3.508,0,0]
["CP","Battery",30,"A6",12.468,10.847,0,0]
["CP","Battery",30,"A7",4.6100000000000003,4.0110000000000001,0,0]
["CP","Battery",30,"A8",14.302,12.442,0,0]
["CP","Battery",30,"A9",2.3839999999999999,2.0739999999999998,0,0]
["CP","Battery",30,"B1",19.760999999999999,17.192,0,0]
["CP","Battery",30,"B2",25.381,22.082000000000001,0,0]
["CP","Battery",30,"B3",6.4729999999999999,5.6319999999999997,0,0]
["CP","Battery",30,"B4",6.8369999999999997,5.9480000000000004,0,0]
["CP","Battery",30,"C1",2.645,2.3010000000000002,0,0]
["CP","Battery",30,"C2",5.2389999999999999,4.5579999999999998,0,0]
["CP","Battery",30,"C3",3.0289999999999999,2.6349999999999998,0,0]
["CP","Battery",30,"C4",3.8980000000000001,3.391,0,0]
["CP","Battery",30,"C5",4.5529999999999999,3.9609999999999999,0,0]
["CP","Battery",30,"C6",1.5860000000000001,1.379,0,0]
["CP","Battery",30,"C7",6.0579999999999998,5.27,0,0]
["CP","Battery",30,"D4",10.361000000000001,9.0139999999999993,0,0]
["CP","Battery",30,"D5",8.0139999999999993,6.9720000000000004,0,0]
["CP","Battery",30,"D6",9.6760000000000002,8.4179999999999993,0,0]
["CP","Battery",30,"E1",20.37,17.722000000000001,0,0]
["CP","Battery",30,"E7",6.7370000000000001,5.8609999999999998,0,0]
["CP","Battery",30,"E8",4.7560000000000002,4.1379999999999999,0,0]
["CP","Battery",30,"F6",56.529000000000003,49.18,0,0]
["CP","Battery",30,"G1",11.816000000000001,10.28,0,0]
["CP","Battery",30,"G5",7.2039999999999997,6.2679999999999998,0,0]
["CP","Battery",30,"G6",14.124000000000001,12.288,0,0]
["CP","Battery",30,"G7",9.39,8.1690000000000005,0,0]
["CP","Battery",30,"H1",3.1160000000000001,2.7109999999999999,0,0]
["CP","Battery",30,"H2",16.05,13.964,0,0]
["CP","Battery",30,"H6",22.36,19.452999999999999,0,0]
["CP","Battery",30,"J1",10.188000000000001,8.8629999999999995,0,0]
["CP","Battery",30,"J3",21.914999999999999,19.065999999999999,0,0]
["CP","Battery",30,"J4",7.3570000000000002,6.4,0,0]
["CP","Battery",30,"J5",16.875,14.680999999999999,0,0]
["CP","Battery",30,"J6",11.856999999999999,10.316000000000001,0,0]
["CP","Battery",30,"J7",10.644,9.26,0,0]
["CP","Battery",30,"J8",9.7390000000000008,8.4730000000000008,0,0]
["CP","Battery",30,"K4",14.648999999999999,12.744999999999999,0,0]
["CP","Battery",30,"K5",9.7880000000000003,8.5150000000000006,0,0]
["CP","Battery",30,"K6",8.7579999999999991,7.6189999999999998,0,0]
["CP","Battery",30,"L1",1.5669999999999999,1.363,0,0]
["CP","Battery",30,"L2",17.698,15.397,0,0]
["CP","Battery",30,"L3",32.143999999999998,27.965,0,0]
["CP","Battery",30,"L5",29.818999999999999,25.943000000000001,0,0]
["CP","Battery",30,"L7",13.847,12.047000000000001,0,0]
["CP","Battery",30,"L8",10.478999999999999,9.1170000000000009,0,0]
["CP","Battery",30,"M4",6.6040000000000001,5.7460000000000004,0,0]
["CP","Battery",30,"M5",4.7889999999999997,4.1660000000000004,0,0]
["CP","Battery",30,"M6",2.6669999999999998,2.3199999999999998,0,0]
["CP","Battery",30,"M7",2.3170000000000002,2.0150000000000001,0,0]
["CP","Battery",30,"M8",0.70699999999999996,0.61499999999999999,0,0]
["CP","Battery",30,"N1",11.090999999999999,9.6489999999999991,0,0]
["CP","Battery",30,"N2",12.284000000000001,10.686999999999999,0,0]
["CP","Battery",30,"N3",7.758,6.7489999999999997,0,0]
["CP","Battery",30,"N4",12.191000000000001,10.606,0,0]
["CP","Battery",30,"N5",6.1689999999999996,5.367,0,0]
["CP","Battery",30,"N6",2.0979999999999999,1.8260000000000001,0,0]
["CP","Battery",30,"N7",3.0779999999999998,2.6779999999999999,0,0]
["CP","Battery",30,"P1",20.966999999999999,18.242000000000001,0,0]
["CP","Battery",30,"P2",8.1519999999999992,7.0919999999999996,0,0]
["CP","Battery",30,"P3",26.6,23.141999999999999,0,0]
["CP","Battery",30,"P4",3.1190000000000002,2.714,0,0]
["CP","Battery",30,"P5",2.8450000000000002,2.4750000000000001,0,0]
["CP","Battery",30,"P6",9.1839999999999993,7.99,0,0]
["CP","Battery",30,"P7",6.0640000000000001,5.2759999999999998,0,0]
["CP","Battery",30,"P8",17.105,14.881,0,0]
["CP","Battery",30,"Q2",3.9889999999999999,3.4710000000000001,0,0]
["CP","Battery",30,"Q4",19.138000000000002,16.649999999999999,0,0]
["CP","Battery",30,"Q5",5.8769999999999998,5.1130000000000004,0,0]
["CP","Battery",30,"Q6",4.5999999999999996,4.0019999999999998,0,0]
["CP","Battery",30,"Q7",5.8090000000000002,5.0540000000000003,0,0]
["CP","Battery",30,"Q8",4.9859999999999998,4.3369999999999997,0,0]
["CP","Battery",30,"R4",7.1159999999999997,6.1909999999999998,0,0]
["CP","Battery",30,"R5",3.657,3.1819999999999999,0,0]
["CP","Battery",30,"R6",1.575,1.37,0,0]
["CP","Battery",30,"S1",22.387,19.475999999999999,0,0]
["CP","Battery",30,"S2",3.4830000000000001,3.03,0,0]
["CP","Battery",30,"S4",1.0169999999999999,0.88500000000000001,0,0]
["CP","Battery",30,"S5",8.7569999999999997,7.6189999999999998,0,0]
["CP","Battery",30,"S6",1.0549999999999999,0.91800000000000004,0,0]
["CP","Battery",30,"S7",1.3480000000000001,1.173,0,0]
["CP","Battery",30,"T1",6.0789999999999997,5.2889999999999997,0,0]
["CP","Battery",30,"T2",5.5869999999999997,4.8609999999999998,0,0]
["CP","Battery",30,"T3",0.92800000000000005,0.80700000000000005,0,0]
["CP","Battery",30,"T4",7.7549999999999999,6.7469999999999999,0,0]
["CP","Battery",30,"T5",1.6220000000000001,1.411,0,0]
["CP","Battery",31,"A1",7.7329999999999997,6.7279999999999998,0,0]
["CP","Battery",31,"A3",1.413,1.2290000000000001,0,0]
["CP","Battery",31,"A4",4.4610000000000003,3.8809999999999998,0,0]
["CP","Battery",31,"A6",13.794,12.000999999999999,0,0]
["CP","Battery",31,"A7",5.0999999999999996,4.4370000000000003,0,0]
["CP","Battery",31,"A8",15.823,13.766,0,0]
["CP","Battery",31,"A9",2.6379999999999999,2.2949999999999999,0,0]
["CP","Battery",31,"B1",21.861999999999998,19.02,0,0]
["CP","Battery",31,"B2",28.081,24.43,0,0]
["CP","Battery",31,"B3",7.1619999999999999,6.2309999999999999,0,0]
["CP","Battery",31,"B4",7.5640000000000001,6.5810000000000004,0,0]
["CP","Battery",31,"C1",2.9260000000000002,2.5449999999999999,0,0]
["CP","Battery",31,"C2",5.7960000000000003,5.0419999999999998,0,0]
["CP","Battery",31,"C3",3.351,2.915,0,0]
["CP","Battery",31,"C4",4.3120000000000003,3.7519999999999998,0,0]
["CP","Battery",31,"C5",5.0369999999999999,4.3819999999999997,0,0]
["CP","Battery",31,"C6",1.754,1.526,0,0]
["CP","Battery",31,"C7",6.702,5.8310000000000004,0,0]
["CP","Battery",31,"D4",11.462999999999999,9.9730000000000008,0,0]
["CP","Battery",31,"D5",8.8659999999999997,7.7130000000000001,0,0]
["CP","Battery",31,"D6",10.705,9.3130000000000006,0,0]
["CP","Battery",31,"E1",22.536999999999999,19.606999999999999,0,0]
["CP","Battery",31,"E7",7.4530000000000003,6.484,0,0]
["CP","Battery",31,"E8",5.2619999999999996,4.5780000000000003,0,0]
["CP","Battery",31,"F6",62.540999999999997,54.41,0,0]
["CP","Battery",31,"G1",13.073,11.372999999999999,0,0]
["CP","Battery",31,"G5",7.9710000000000001,6.9340000000000002,0,0]
["CP","Battery",31,"G6",15.625999999999999,13.595000000000001,0,0]
["CP","Battery",31,"G7",10.388,9.0380000000000003,0,0]
["CP","Battery",31,"H1",3.448,3,0,0]
["CP","Battery",31,"H2",17.757000000000001,15.449,0,0]
["CP","Battery",31,"H6",24.738,21.521999999999998,0,0]
["CP","Battery",31,"J1",11.271000000000001,9.8059999999999992,0,0]
["CP","Battery",31,"J3",24.245000000000001,21.094000000000001,0,0]
["CP","Battery",31,"J4",8.1389999999999993,7.0810000000000004,0,0]
["CP","Battery",31,"J5",18.670000000000002,16.242999999999999,0,0]
["CP","Battery",31,"J6",13.118,11.413,0,0]
["CP","Battery",31,"J7",11.776,10.244999999999999,0,0]
["CP","Battery",31,"J8",10.775,9.3740000000000006,0,0]
["CP","Battery",31,"K4",16.207000000000001,14.1,0,0]
["CP","Battery",31,"K5",10.829000000000001,9.4209999999999994,0,0]
["CP","Battery",31,"K6",9.6890000000000001,8.4290000000000003,0,0]
["CP","Battery",31,"L1",1.734,1.508,0,0]
["CP","Battery",31,"L2",19.579999999999998,17.035,0,0]
["CP","Battery",31,"L3",35.563000000000002,30.939,0,0]
["CP","Battery",31,"L5",32.991,28.702000000000002,0,0]
["CP","Battery",31,"L7",15.32,13.327999999999999,0,0]
["CP","Battery",31,"L8",11.593,10.086,0,0]
["CP","Battery",31,"M4",7.3070000000000004,6.3570000000000002,0,0]
["CP","Battery",31,"M5",5.298,4.609,0,0]
["CP","Battery",31,"M6",2.95,2.5670000000000002,0,0]
["CP","Battery",31,"M7",2.5630000000000002,2.23,0,0]
["CP","Battery",31,"M8",0.78300000000000003,0.68100000000000005,0,0]
["CP","Battery",31,"N1",12.27,10.675000000000001,0,0]
["CP","Battery",31,"N2",13.59,11.824,0,0]
["CP","Battery",31,"N3",8.5830000000000002,7.4669999999999996,0,0]
["CP","Battery",31,"N4",13.487,11.734,0,0]
["CP","Battery",31,"N5",6.8250000000000002,5.9379999999999997,0,0]
["CP","Battery",31,"N6",2.3210000000000002,2.02,0,0]
["CP","Battery",31,"N7",3.4060000000000001,2.9630000000000001,0,0]
["CP","Battery",31,"P1",23.196999999999999,20.181999999999999,0,0]
["CP","Battery",31,"P2",9.0190000000000001,7.8460000000000001,0,0]
["CP","Battery",31,"P3",29.428999999999998,25.603000000000002,0,0]
["CP","Battery",31,"P4",3.4510000000000001,3.0030000000000001,0,0]
["CP","Battery",31,"P5",3.1469999999999998,2.738,0,0]
["CP","Battery",31,"P6",10.161,8.84,0,0]
["CP","Battery",31,"P7",6.7089999999999996,5.8369999999999997,0,0]
["CP","Battery",31,"P8",18.923999999999999,16.463999999999999,0,0]
["CP","Battery",31,"Q2",4.4130000000000003,3.84,0,0]
["CP","Battery",31,"Q4",21.172999999999998,18.420999999999999,0,0]
["CP","Battery",31,"Q5",6.5019999999999998,5.657,0,0]
["CP","Battery",31,"Q6",5.0890000000000004,4.4269999999999996,0,0]
["CP","Battery",31,"Q7",6.4269999999999996,5.5910000000000002,0,0]
["CP","Battery",31,"Q8",5.516,4.7990000000000004,0,0]
["CP","Battery",31,"R4",7.8730000000000002,6.8490000000000002,0,0]
["CP","Battery",31,"R5",4.0460000000000003,3.52,0,0]
["CP","Battery",31,"R6",1.7430000000000001,1.516,0,0]
["CP","Battery",31,"S1",24.768000000000001,21.547999999999998,0,0]
["CP","Battery",31,"S2",3.8540000000000001,3.3530000000000002,0,0]
["CP","Battery",31,"S4",1.1259999999999999,0.97899999999999998,0,0]
["CP","Battery",31,"S5",9.6890000000000001,8.4290000000000003,0,0]
["CP","Battery",31,"S6",1.167,1.016,0,0]
["CP","Battery",31,"S7",1.492,1.298,0,0]
["CP","Battery",31,"T1",6.726,5.8520000000000003,0,0]
["CP","Battery",31,"T2",6.181,5.3780000000000001,0,0]
["CP","Battery",31,"T3",1.0269999999999999,0.89300000000000002,0,0]
["CP","Battery",31,"T4",8.58,7.4649999999999999,0,0]
["CP","Battery",31,"T5",1.7949999999999999,1.5609999999999999,0,0]
["CP","Battery",32,"A1",8.4380000000000006,7.3410000000000002,0,0]
["CP","Battery",32,"A3",1.542,1.341,0,0]
["CP","Battery",32,"A4",4.8680000000000003,4.2350000000000003,0,0]
["CP","Battery",32,"A6",15.051,13.093999999999999,0,0]
["CP","Battery",32,"A7",5.5650000000000004,4.8419999999999996,0,0]
["CP","Battery",32,"A8",17.265000000000001,15.02,0,0]
["CP","Battery",32,"A9",2.8780000000000001,2.504,0,0]
["CP","Battery",32,"B1",23.855,20.753,0,0]
["CP","Battery",32,"B2",30.64,26.657,0,0]
["CP","Battery",32,"B3",7.8140000000000001,6.798,0,0]
["CP","Battery",32,"B4",8.2539999999999996,7.181,0,0]
["CP","Battery",32,"C1",3.1920000000000002,2.7770000000000001,0,0]
["CP","Battery",32,"C2",6.3239999999999998,5.5019999999999998,0,0]
["CP","Battery",32,"C3",3.6560000000000001,3.181,0,0]
["CP","Battery",32,"C4",4.7050000000000001,4.0940000000000003,0,0]
["CP","Battery",32,"C5",5.4960000000000004,4.782,0,0]
["CP","Battery",32,"C6",1.9139999999999999,1.665,0,0]
["CP","Battery",32,"C7",7.3129999999999997,6.3620000000000001,0,0]
["CP","Battery",32,"D4",12.507999999999999,10.882,0,0]
["CP","Battery",32,"D5",9.6739999999999995,8.4160000000000004,0,0]
["CP","Battery",32,"D6",11.68,10.162000000000001,0,0]
["CP","Battery",32,"E1",24.591000000000001,21.393999999999998,0,0]
["CP","Battery",32,"E7",8.1319999999999997,7.0750000000000002,0,0]
["CP","Battery",32,"E8",5.742,4.9950000000000001,0,0]
["CP","Battery",32,"F6",68.239999999999995,59.369,0,0]
["CP","Battery",32,"G1",14.263999999999999,12.41,0,0]
["CP","Battery",32,"G5",8.6969999999999992,7.5659999999999998,0,0]
["CP","Battery",32,"G6",17.05,14.834,0,0]
["CP","Battery",32,"G7",11.335000000000001,9.8620000000000001,0,0]
["CP","Battery",32,"H1",3.762,3.2730000000000001,0,0]
["CP","Battery",32,"H2",19.375,16.856999999999999,0,0]
["CP","Battery",32,"H6",26.992000000000001,23.483000000000001,0,0]
["CP","Battery",32,"J1",12.298,10.699,0,0]
["CP","Battery",32,"J3",26.454999999999998,23.015999999999998,0,0]
["CP","Battery",32,"J4",8.8810000000000002,7.726,0,0]
["CP","Battery",32,"J5",20.370999999999999,17.722999999999999,0,0]
["CP","Battery",32,"J6",14.314,12.452999999999999,0,0]
["CP","Battery",32,"J7",12.849,11.178000000000001,0,0]
["CP","Battery",32,"J8",11.756,10.228,0,0]
["CP","Battery",32,"K4",17.684000000000001,15.385,0,0]
["CP","Battery",32,"K5",11.815,10.279,0,0]
["CP","Battery",32,"K6",10.571999999999999,9.1980000000000004,0,0]
["CP","Battery",32,"L1",1.8919999999999999,1.6459999999999999,0,0]
["CP","Battery",32,"L2",21.364999999999998,18.587,0,0]
["CP","Battery",32,"L3",38.802999999999997,33.759,0,0]
["CP","Battery",32,"L5",35.997,31.317,0,0]
["CP","Battery",32,"L7",16.716000000000001,14.542999999999999,0,0]
["CP","Battery",32,"L8",12.65,11.005000000000001,0,0]
["CP","Battery",32,"M4",7.9729999999999999,6.9359999999999999,0,0]
["CP","Battery",32,"M5",5.7809999999999997,5.0289999999999999,0,0]
["CP","Battery",32,"M6",3.2189999999999999,2.8010000000000002,0,0]
["CP","Battery",32,"M7",2.7970000000000002,2.4329999999999998,0,0]
["CP","Battery",32,"M8",0.85399999999999998,0.74299999999999999,0,0]
["CP","Battery",32,"N1",13.388,11.648,0,0]
["CP","Battery",32,"N2",14.829000000000001,12.901,0,0]
["CP","Battery",32,"N3",9.3650000000000002,8.1470000000000002,0,0]
["CP","Battery",32,"N4",14.717000000000001,12.803000000000001,0,0]
["CP","Battery",32,"N5",7.4470000000000001,6.4790000000000001,0,0]
["CP","Battery",32,"N6",2.5329999999999999,2.2040000000000002,0,0]
["CP","Battery",32,"N7",3.7160000000000002,3.2330000000000001,0,0]
["CP","Battery",32,"P1",25.311,22.021000000000001,0,0]
["CP","Battery",32,"P2",9.84,8.5609999999999999,0,0]
["CP","Battery",32,"P3",32.11,27.936,0,0]
["CP","Battery",32,"P4",3.766,3.2759999999999998,0,0]
["CP","Battery",32,"P5",3.4340000000000002,2.988,0,0]
["CP","Battery",32,"P6",11.087,9.6449999999999996,0,0]
["CP","Battery",32,"P7",7.32,6.3689999999999998,0,0]
["CP","Battery",32,"P8",20.649000000000001,17.965,0,0]
["CP","Battery",32,"Q2",4.8159999999999998,4.1900000000000004,0,0]
["CP","Battery",32,"Q4",23.103000000000002,20.099,0,0]
["CP","Battery",32,"Q5",7.0949999999999998,6.1719999999999997,0,0]
["CP","Battery",32,"Q6",5.5529999999999999,4.8310000000000004,0,0]
["CP","Battery",32,"Q7",7.0119999999999996,6.101,0,0]
["CP","Battery",32,"Q8",6.0179999999999998,5.2359999999999998,0,0]
["CP","Battery",32,"R4",8.59,7.4740000000000002,0,0]
["CP","Battery",32,"R5",4.415,3.8410000000000002,0,0]
["CP","Battery",32,"R6",1.901,1.6539999999999999,0,0]
["CP","Battery",32,"S1",27.024999999999999,23.510999999999999,0,0]
["CP","Battery",32,"S2",4.2050000000000001,3.6579999999999999,0,0]
["CP","Battery",32,"S4",1.228,1.069,0,0]
["CP","Battery",32,"S5",10.571999999999999,9.1969999999999992,0,0]
["CP","Battery",32,"S6",1.274,1.1080000000000001,0,0]
["CP","Battery",32,"S7",1.6279999999999999,1.4159999999999999,0,0]
["CP","Battery",32,"T1",7.3390000000000004,6.3849999999999998,0,0]
["CP","Battery",32,"T2",6.7439999999999998,5.8680000000000003,0,0]
["CP","Battery",32,"T3",1.1200000000000001,0.97499999999999998,0,0]
["CP","Battery",32,"T4",9.3620000000000001,8.1449999999999996,0,0]
["CP","Battery",32,"T5",1.958,1.704,0,0]
["CP","Battery",33,"A1",9.1460000000000008,7.9569999999999999,0,0]
["CP","Battery",33,"A3",1.671,1.454,0,0]
["CP","Battery",33,"A4",5.2759999999999998,4.59,0,0]
["CP","Battery",33,"A6",16.314,14.193,0,0]
["CP","Battery",33,"A7",6.032,5.2480000000000002,0,0]
["CP","Battery",33,"A8",18.713999999999999,16.280999999999999,0,0]
["CP","Battery",33,"A9",3.12,2.714,0,0]
["CP","Battery",33,"B1",25.856999999999999,22.495000000000001,0,0]
["CP","Battery",33,"B2",33.212000000000003,28.893999999999998,0,0]
["CP","Battery",33,"B3",8.4700000000000006,7.3689999999999998,0,0]
["CP","Battery",33,"B4",8.9469999999999992,7.7839999999999998,0,0]
["CP","Battery",33,"C1",3.46,3.0110000000000001,0,0]
["CP","Battery",33,"C2",6.8550000000000004,5.9640000000000004,0,0]
["CP","Battery",33,"C3",3.9630000000000001,3.448,0,0]
["CP","Battery",33,"C4",5.0999999999999996,4.4370000000000003,0,0]
["CP","Battery",33,"C5",5.9580000000000002,5.1829999999999998,0,0]
["CP","Battery",33,"C6",2.0750000000000002,1.8049999999999999,0,0]
["CP","Battery",33,"C7",7.9269999999999996,6.8959999999999999,0,0]
["CP","Battery",33,"D4",13.558,11.795,0,0]
["CP","Battery",33,"D5",10.486000000000001,9.1229999999999993,0,0]
["CP","Battery",33,"D6",12.661,11.015000000000001,0,0]
["CP","Battery",33,"E1",26.655000000000001,23.19,0,0]
["CP","Battery",33,"E7",8.8149999999999995,7.6689999999999996,0,0]
["CP","Battery",33,"E8",6.2240000000000002,5.415,0,0]
["CP","Battery",33,"F6",73.968000000000004,64.352000000000004,0,0]
["CP","Battery",33,"G1",15.461,13.451000000000001,0,0]
["CP","Battery",33,"G5",9.4269999999999996,8.2010000000000005,0,0]
["CP","Battery",33,"G6",18.481999999999999,16.079000000000001,0,0]
["CP","Battery",33,"G7",12.287000000000001,10.689,0,0]
["CP","Battery",33,"H1",4.0780000000000003,3.548,0,0]
["CP","Battery",33,"H2",21.001999999999999,18.271999999999998,0,0]
["CP","Battery",33,"H6",29.257999999999999,25.454000000000001,0,0]
["CP","Battery",33,"J1",13.33,11.597,0,0]
["CP","Battery",33,"J3",28.675999999999998,24.948,0,0]
["CP","Battery",33,"J4",9.6259999999999994,8.375,0,0]
["CP","Battery",33,"J5",22.081,19.21,0,0]
["CP","Battery",33,"J6",15.515000000000001,13.497999999999999,0,0]
["CP","Battery",33,"J7",13.927,12.117000000000001,0,0]
["CP","Battery",33,"J8",12.743,11.087,0,0]
["CP","Battery",33,"K4",19.167999999999999,16.675999999999998,0,0]
["CP","Battery",33,"K5",12.807,11.141999999999999,0,0]
["CP","Battery",33,"K6",11.459,9.9700000000000006,0,0]
["CP","Battery",33,"L1",2.0499999999999998,1.784,0,0]
["CP","Battery",33,"L2",23.158000000000001,20.146999999999998,0,0]
["CP","Battery",33,"L3",42.06,36.593000000000004,0,0]
["CP","Battery",33,"L5",39.018999999999998,33.945999999999998,0,0]
["CP","Battery",33,"L7",18.119,15.763,0,0]
["CP","Battery",33,"L8",13.712,11.929,0,0]
["CP","Battery",33,"M4",8.6419999999999995,7.5179999999999998,0,0]
["CP","Battery",33,"M5",6.266,5.4509999999999996,0,0]
["CP","Battery",33,"M6",3.4889999999999999,3.036,0,0]
["CP","Battery",33,"M7",3.0310000000000001,2.637,0,0]
["CP","Battery",33,"M8",0.92600000000000005,0.80500000000000005,0,0]
["CP","Battery",33,"N1",14.512,12.625999999999999,0,0]
["CP","Battery",33,"N2",16.074000000000002,13.984,0,0]
["CP","Battery",33,"N3",10.151,8.8309999999999995,0,0]
["CP","Battery",33,"N4",15.952,13.878,0,0]
["CP","Battery",33,"N5",8.0719999999999992,7.0229999999999997,0,0]
["CP","Battery",33,"N6",2.746,2.3889999999999998,0,0]
["CP","Battery",33,"N7",4.0279999999999996,3.504,0,0]
["CP","Battery",33,"P1",27.436,23.869,0,0]
["CP","Battery",33,"P2",10.666,9.2799999999999994,0,0]
["CP","Battery",33,"P3",34.805999999999997,30.280999999999999,0,0]
["CP","Battery",33,"P4",4.0819999999999999,3.5510000000000002,0,0]
["CP","Battery",33,"P5",3.7229999999999999,3.2389999999999999,0,0]
["CP","Battery",33,"P6",12.016999999999999,10.455,0,0]
["CP","Battery",33,"P7",7.9349999999999996,6.9029999999999996,0,0]
["CP","Battery",33,"P8",22.382000000000001,19.472000000000001,0,0]
["CP","Battery",33,"Q2",5.22,4.5410000000000004,0,0]
["CP","Battery",33,"Q4",25.042000000000002,21.786000000000001,0,0]
["CP","Battery",33,"Q5",7.69,6.6909999999999998,0,0]
["CP","Battery",33,"Q6",6.0190000000000001,5.2359999999999998,0,0]
["CP","Battery",33,"Q7",7.601,6.6130000000000004,0,0]
["CP","Battery",33,"Q8",6.524,5.6760000000000002,0,0]
["CP","Battery",33,"R4",9.3109999999999999,8.1010000000000009,0,0]
["CP","Battery",33,"R5",4.7850000000000001,4.1630000000000003,0,0]
["CP","Battery",33,"R6",2.0609999999999999,1.7929999999999999,0,0]
["CP","Battery",33,"S1",29.292999999999999,25.484999999999999,0,0]
["CP","Battery",33,"S2",4.5579999999999998,3.9649999999999999,0,0]
["CP","Battery",33,"S4",1.331,1.1579999999999999,0,0]
["CP","Battery",33,"S5",11.459,9.9689999999999994,0,0]
["CP","Battery",33,"S6",1.381,1.2010000000000001,0,0]
["CP","Battery",33,"S7",1.764,1.5349999999999999,0,0]
["CP","Battery",33,"T1",7.9550000000000001,6.9210000000000003,0,0]
["CP","Battery",33,"T2",7.3109999999999999,6.36,0,0]
["CP","Battery",33,"T3",1.214,1.056,0,0]
["CP","Battery",33,"T4",10.148,8.8290000000000006,0,0]
["CP","Battery",33,"T5",2.1230000000000002,1.847,0,0]
["CP","Battery",34,"A1",9.8460000000000001,8.5660000000000007,0,0]
["CP","Battery",34,"A3",1.7989999999999999,1.5649999999999999,0,0]
["CP","Battery",34,"A4",5.68,4.9420000000000002,0,0]
["CP","Battery",34,"A6",17.562000000000001,15.279,0,0]
["CP","Battery",34,"A7",6.4939999999999998,5.65,0,0]
["CP","Battery",34,"A8",20.146000000000001,17.527000000000001,0,0]
["CP","Battery",34,"A9",3.3580000000000001,2.9220000000000002,0,0]
["CP","Battery",34,"B1",27.835000000000001,24.216999999999999,0,0]
["CP","Battery",34,"B2",35.753,31.105,0,0]
["CP","Battery",34,"B3",9.1180000000000003,7.9329999999999998,0,0]
["CP","Battery",34,"B4",9.6310000000000002,8.3789999999999996,0,0]
["CP","Battery",34,"C1",3.7250000000000001,3.2410000000000001,0,0]
["CP","Battery",34,"C2",7.3789999999999996,6.42,0,0]
["CP","Battery",34,"C3",4.266,3.7120000000000002,0,0]
["CP","Battery",34,"C4",5.4909999999999997,4.7770000000000001,0,0]
["CP","Battery",34,"C5",6.4130000000000003,5.58,0,0]
["CP","Battery",34,"C6",2.234,1.9430000000000001,0,0]
["CP","Battery",34,"C7",8.5329999999999995,7.4240000000000004,0,0]
["CP","Battery",34,"D4",14.595000000000001,12.698,0,0]
["CP","Battery",34,"D5",11.288,9.8209999999999997,0,0]
["CP","Battery",34,"D6",13.629,11.858000000000001,0,0]
["CP","Battery",34,"E1",28.695,24.963999999999999,0,0]
["CP","Battery",34,"E7",9.4890000000000008,8.2560000000000002,0,0]
["CP","Battery",34,"E8",6.7,5.8289999999999997,0,0]
["CP","Battery",34,"F6",79.628,69.275999999999996,0,0]
["CP","Battery",34,"G1",16.643999999999998,14.481,0,0]
["CP","Battery",34,"G5",10.148,8.8290000000000006,0,0]
["CP","Battery",34,"G6",19.896000000000001,17.309000000000001,0,0]
["CP","Battery",34,"G7",13.227,11.507,0,0]
["CP","Battery",34,"H1",4.3899999999999997,3.819,0,0]
["CP","Battery",34,"H2",22.609000000000002,19.670000000000002,0,0]
["CP","Battery",34,"H6",31.497,27.402000000000001,0,0]
["CP","Battery",34,"J1",14.351000000000001,12.484999999999999,0,0]
["CP","Battery",34,"J3",30.87,26.856999999999999,0,0]
["CP","Battery",34,"J4",10.363,9.016,0,0]
["CP","Battery",34,"J5",23.771000000000001,20.68,0,0]
["CP","Battery",34,"J6",16.702000000000002,14.531000000000001,0,0]
["CP","Battery",34,"J7",14.993,13.044,0,0]
["CP","Battery",34,"J8",13.718,11.935,0,0]
["CP","Battery",34,"K4",20.635000000000002,17.952000000000002,0,0]
["CP","Battery",34,"K5",13.787000000000001,11.994999999999999,0,0]
["CP","Battery",34,"K6",12.336,10.731999999999999,0,0]
["CP","Battery",34,"L1",2.2069999999999999,1.92,0,0]
["CP","Battery",34,"L2",24.93,21.689,0,0]
["CP","Battery",34,"L3",45.279000000000003,39.393000000000001,0,0]
["CP","Battery",34,"L5",42.003999999999998,36.543999999999997,0,0]
["CP","Battery",34,"L7",19.504999999999999,16.97,0,0]
["CP","Battery",34,"L8",14.760999999999999,12.842000000000001,0,0]
["CP","Battery",34,"M4",9.3030000000000008,8.0939999999999994,0,0]
["CP","Battery",34,"M5",6.7450000000000001,5.8680000000000003,0,0]
["CP","Battery",34,"M6",3.7559999999999998,3.2679999999999998,0,0]
["CP","Battery",34,"M7",3.2629999999999999,2.839,0,0]
["CP","Battery",34,"M8",0.996,0.86699999999999999,0,0]
["CP","Battery",34,"N1",15.622999999999999,13.592000000000001,0,0]
["CP","Battery",34,"N2",17.303999999999998,15.054,0,0]
["CP","Battery",34,"N3",10.928000000000001,9.5069999999999997,0,0]
["CP","Battery",34,"N4",17.172999999999998,14.94,0,0]
["CP","Battery",34,"N5",8.69,7.56,0,0]
["CP","Battery",34,"N6",2.956,2.5720000000000001,0,0]
["CP","Battery",34,"N7",4.3360000000000003,3.7719999999999998,0,0]
["CP","Battery",34,"P1",29.535,25.696000000000002,0,0]
["CP","Battery",34,"P2",11.483000000000001,9.99,0,0]
["CP","Battery",34,"P3",37.469000000000001,32.597999999999999,0,0]
["CP","Battery",34,"P4",4.3940000000000001,3.823,0,0]
["CP","Battery",34,"P5",4.0069999999999997,3.4860000000000002,0,0]
["CP","Battery",34,"P6",12.936999999999999,11.255000000000001,0,0]
["CP","Battery",34,"P7",8.5419999999999998,7.431,0,0]
["CP","Battery",34,"P8",24.094999999999999,20.963000000000001,0,0]
["CP","Battery",34,"Q2",5.6189999999999998,4.8890000000000002,0,0]
["CP","Battery",34,"Q4",26.957999999999998,23.452999999999999,0,0]
["CP","Battery",34,"Q5",8.2789999999999999,7.2030000000000003,0,0]
["CP","Battery",34,"Q6",6.4790000000000001,5.6369999999999996,0,0]
["CP","Battery",34,"Q7",8.1820000000000004,7.1189999999999998,0,0]
["CP","Battery",34,"Q8",7.0229999999999997,6.11,0,0]
["CP","Battery",34,"R4",10.023999999999999,8.7210000000000001,0,0]
["CP","Battery",34,"R5",5.1509999999999998,4.4820000000000002,0,0]
["CP","Battery",34,"R6",2.2189999999999999,1.93,0,0]
["CP","Battery",34,"S1",31.535,27.434999999999999,0,0]
["CP","Battery",34,"S2",4.9059999999999997,4.2690000000000001,0,0]
["CP","Battery",34,"S4",1.4330000000000001,1.2470000000000001,0,0]
["CP","Battery",34,"S5",12.336,10.731999999999999,0,0]
["CP","Battery",34,"S6",1.486,1.2929999999999999,0,0]
["CP","Battery",34,"S7",1.899,1.6519999999999999,0,0]
["CP","Battery",34,"T1",8.5640000000000001,7.45,0,0]
["CP","Battery",34,"T2",7.87,6.8470000000000004,0,0]
["CP","Battery",34,"T3",1.3069999999999999,1.137,0,0]
["CP","Battery",34,"T4",10.925000000000001,9.5039999999999996,0,0]
["CP","Battery",34,"T5",2.2850000000000001,1.988,0,0]
["CP","Battery",35,"A1",10.698,9.3070000000000004,0,0]
["CP","Battery",35,"A3",1.9550000000000001,1.7010000000000001,0,0]
["CP","Battery",35,"A4",6.1710000000000003,5.3689999999999998,0,0]
["CP","Battery",35,"A6",19.082000000000001,16.600999999999999,0,0]
["CP","Battery",35,"A7",7.056,6.1390000000000002,0,0]
["CP","Battery",35,"A8",21.888999999999999,19.042999999999999,0,0]
["CP","Battery",35,"A9",3.649,3.1749999999999998,0,0]
["CP","Battery",35,"B1",30.244,26.312000000000001,0,0]
["CP","Battery",35,"B2",38.845999999999997,33.795999999999999,0,0]
["CP","Battery",35,"B3",9.907,8.6189999999999998,0,0]
["CP","Battery",35,"B4",10.465,9.1039999999999992,0,0]
["CP","Battery",35,"C1",4.0469999999999997,3.5209999999999999,0,0]
["CP","Battery",35,"C2",8.0180000000000007,6.9749999999999996,0,0]
["CP","Battery",35,"C3",4.6349999999999998,4.0330000000000004,0,0]
["CP","Battery",35,"C4",5.9660000000000002,5.19,0,0]
["CP","Battery",35,"C5",6.968,6.0620000000000003,0,0]
["CP","Battery",35,"C6",2.427,2.1110000000000002,0,0]
["CP","Battery",35,"C7",9.2720000000000002,8.0660000000000007,0,0]
["CP","Battery",35,"D4",15.858000000000001,13.795999999999999,0,0]
["CP","Battery",35,"D5",12.265000000000001,10.67,0,0]
["CP","Battery",35,"D6",14.808999999999999,12.882999999999999,0,0]
["CP","Battery",35,"E1",31.177,27.123999999999999,0,0]
["CP","Battery",35,"E7",10.31,8.9700000000000006,0,0]
["CP","Battery",35,"E8",7.28,6.3330000000000002,0,0]
["CP","Battery",35,"F6",86.516999999999996,75.27,0,0]
["CP","Battery",35,"G1",18.084,15.733000000000001,0,0]
["CP","Battery",35,"G5",11.026,9.593,0,0]
["CP","Battery",35,"G6",21.617000000000001,18.806999999999999,0,0]
["CP","Battery",35,"G7",14.371,12.503,0,0]
["CP","Battery",35,"H1",4.7699999999999996,4.1500000000000004,0,0]
["CP","Battery",35,"H2",24.565000000000001,21.372,0,0]
["CP","Battery",35,"H6",34.222000000000001,29.773,0,0]
["CP","Battery",35,"J1",15.592000000000001,13.565,0,0]
["CP","Battery",35,"J3",33.540999999999997,29.18,0,0]
["CP","Battery",35,"J4",11.259,9.7959999999999994,0,0]
["CP","Battery",35,"J5",25.827000000000002,22.47,0,0]
["CP","Battery",35,"J6",18.146999999999998,15.788,0,0]
["CP","Battery",35,"J7",16.29,14.172000000000001,0,0]
["CP","Battery",35,"J8",14.904999999999999,12.968,0,0]
["CP","Battery",35,"K4",22.42,19.506,0,0]
["CP","Battery",35,"K5",14.98,13.032,0,0]
["CP","Battery",35,"K6",13.403,11.661,0,0]
["CP","Battery",35,"L1",2.3980000000000001,2.0870000000000002,0,0]
["CP","Battery",35,"L2",27.087,23.565999999999999,0,0]
["CP","Battery",35,"L3",49.195999999999998,42.801000000000002,0,0]
["CP","Battery",35,"L5",45.637999999999998,39.704999999999998,0,0]
["CP","Battery",35,"L7",21.193000000000001,18.437999999999999,0,0]
["CP","Battery",35,"L8",16.038,13.952999999999999,0,0]
["CP","Battery",35,"M4",10.108000000000001,8.7940000000000005,0,0]
["CP","Battery",35,"M5",7.3289999999999997,6.3760000000000003,0,0]
["CP","Battery",35,"M6",4.0810000000000004,3.5510000000000002,0,0]
["CP","Battery",35,"M7",3.5459999999999998,3.085,0,0]
["CP","Battery",35,"M8",1.083,0.94199999999999995,0,0]
["CP","Battery",35,"N1",16.974,14.768000000000001,0,0]
["CP","Battery",35,"N2",18.800999999999998,16.356999999999999,0,0]
["CP","Battery",35,"N3",11.872999999999999,10.329000000000001,0,0]
["CP","Battery",35,"N4",18.658000000000001,16.233000000000001,0,0]
["CP","Battery",35,"N5",9.4410000000000007,8.2140000000000004,0,0]
["CP","Battery",35,"N6",3.2120000000000002,2.794,0,0]
["CP","Battery",35,"N7",4.7110000000000003,4.0990000000000002,0,0]
["CP","Battery",35,"P1",32.091000000000001,27.919,0,0]
["CP","Battery",35,"P2",12.476000000000001,10.853999999999999,0,0]
["CP","Battery",35,"P3",40.710999999999999,35.417999999999999,0,0]
["CP","Battery",35,"P4",4.774,4.1539999999999999,0,0]
["CP","Battery",35,"P5",4.3540000000000001,3.7879999999999998,0,0]
["CP","Battery",35,"P6",14.055999999999999,12.228999999999999,0,0]
["CP","Battery",35,"P7",9.2810000000000006,8.0739999999999998,0,0]
["CP","Battery",35,"P8",26.178999999999998,22.776,0,0]
["CP","Battery",35,"Q2",6.1059999999999999,5.3120000000000003,0,0]
["CP","Battery",35,"Q4",29.29,25.483000000000001,0,0]
["CP","Battery",35,"Q5",8.9949999999999992,7.8259999999999996,0,0]
["CP","Battery",35,"Q6",7.04,6.125,0,0]
["CP","Battery",35,"Q7",8.89,7.7350000000000003,0,0]
["CP","Battery",35,"Q8",7.63,6.6379999999999999,0,0]
["CP","Battery",35,"R4",10.891,9.4749999999999996,0,0]
["CP","Battery",35,"R5",5.5970000000000004,4.8689999999999998,0,0]
["CP","Battery",35,"R6",2.411,2.097,0,0]
["CP","Battery",35,"S1",34.262999999999998,29.809000000000001,0,0]
["CP","Battery",35,"S2",5.3310000000000004,4.6379999999999999,0,0]
["CP","Battery",35,"S4",1.5569999999999999,1.355,0,0]
["CP","Battery",35,"S5",13.403,11.661,0,0]
["CP","Battery",35,"S6",1.615,1.405,0,0]
["CP","Battery",35,"S7",2.0630000000000002,1.7949999999999999,0,0]
["CP","Battery",35,"T1",9.3040000000000003,8.0950000000000006,0,0]
["CP","Battery",35,"T2",8.5510000000000002,7.4390000000000001,0,0]
["CP","Battery",35,"T3",1.42,1.236,0,0]
["CP","Battery",35,"T4",11.87,10.327,0,0]
["CP","Battery",35,"T5",2.4830000000000001,2.16,0,0]
["CP","Battery",36,"A1",11.358000000000001,9.8810000000000002,0,0]
["CP","Battery",36,"A3",2.0750000000000002,1.8049999999999999,0,0]
["CP","Battery",36,"A4",6.5519999999999996,5.7,0,0]
["CP","Battery",36,"A6",20.259,17.625,0,0]
["CP","Battery",36,"A7",7.4909999999999997,6.5170000000000003,0,0]
["CP","Battery",36,"A8",23.239000000000001,20.218,0,0]
["CP","Battery",36,"A9",3.8740000000000001,3.37,0,0]
["CP","Battery",36,"B1",32.109000000000002,27.934999999999999,0,0]
["CP","Battery",36,"B2",41.241999999999997,35.880000000000003,0,0]
["CP","Battery",36,"B3",10.518000000000001,9.1509999999999998,0,0]
["CP","Battery",36,"B4",11.11,9.6660000000000004,0,0]
["CP","Battery",36,"C1",4.2969999999999997,3.738,0,0]
["CP","Battery",36,"C2",8.5120000000000005,7.4050000000000002,0,0]
["CP","Battery",36,"C3",4.9210000000000003,4.2809999999999997,0,0]
["CP","Battery",36,"C4",6.3330000000000002,5.51,0,0]
["CP","Battery",36,"C5",7.3979999999999997,6.4359999999999999,0,0]
["CP","Battery",36,"C6",2.5760000000000001,2.242,0,0]
["CP","Battery",36,"C7",9.843,8.5640000000000001,0,0]
["CP","Battery",36,"D4",16.835999999999999,14.647,0,0]
["CP","Battery",36,"D5",13.021000000000001,11.327999999999999,0,0]
["CP","Battery",36,"D6",15.722,13.678000000000001,0,0]
["CP","Battery",36,"E1",33.1,28.797000000000001,0,0]
["CP","Battery",36,"E7",10.946,9.5229999999999997,0,0]
["CP","Battery",36,"E8",7.7279999999999998,6.7240000000000002,0,0]
["CP","Battery",36,"F6",91.852000000000004,79.912000000000006,0,0]
["CP","Battery",36,"G1",19.199000000000002,16.704000000000001,0,0]
["CP","Battery",36,"G5",11.706,10.183999999999999,0,0]
["CP","Battery",36,"G6",22.95,19.966999999999999,0,0]
["CP","Battery",36,"G7",15.257,13.273999999999999,0,0]
["CP","Battery",36,"H1",5.0640000000000001,4.4059999999999997,0,0]
["CP","Battery",36,"H2",26.08,22.689,0,0]
["CP","Battery",36,"H6",36.332000000000001,31.609000000000002,0,0]
["CP","Battery",36,"J1",16.553999999999998,14.401999999999999,0,0]
["CP","Battery",36,"J3",35.609000000000002,30.98,0,0]
["CP","Battery",36,"J4",11.954000000000001,10.4,0,0]
["CP","Battery",36,"J5",27.42,23.855,0,0]
["CP","Battery",36,"J6",19.265999999999998,16.762,0,0]
["CP","Battery",36,"J7",17.295000000000002,15.045999999999999,0,0]
["CP","Battery",36,"J8",15.824,13.766999999999999,0,0]
["CP","Battery",36,"K4",23.803000000000001,20.707999999999998,0,0]
["CP","Battery",36,"K5",15.904,13.836,0,0]
["CP","Battery",36,"K6",14.23,12.38,0,0]
["CP","Battery",36,"L1",2.5459999999999998,2.2149999999999999,0,0]
["CP","Battery",36,"L2",28.757000000000001,25.018999999999998,0,0]
["CP","Battery",36,"L3",52.23,45.44,0,0]
["CP","Battery",36,"L5",48.453000000000003,42.154000000000003,0,0]
["CP","Battery",36,"L7",22.5,19.574999999999999,0,0]
["CP","Battery",36,"L8",17.027000000000001,14.814,0,0]
["CP","Battery",36,"M4",10.731,9.3360000000000003,0,0]
["CP","Battery",36,"M5",7.7809999999999997,6.7690000000000001,0,0]
["CP","Battery",36,"M6",4.3330000000000002,3.77,0,0]
["CP","Battery",36,"M7",3.7639999999999998,3.2749999999999999,0,0]
["CP","Battery",36,"M8",1.149,1,0,0]
["CP","Battery",36,"N1",18.021000000000001,15.678000000000001,0,0]
["CP","Battery",36,"N2",19.96,17.364999999999998,0,0]
["CP","Battery",36,"N3",12.605,10.965999999999999,0,0]
["CP","Battery",36,"N4",19.809000000000001,17.234000000000002,0,0]
["CP","Battery",36,"N5",10.023999999999999,8.7210000000000001,0,0]
["CP","Battery",36,"N6",3.41,2.9660000000000002,0,0]
["CP","Battery",36,"N7",5.0019999999999998,4.3520000000000003,0,0]
["CP","Battery",36,"P1",34.07,29.640999999999998,0,0]
["CP","Battery",36,"P2",13.244999999999999,11.523999999999999,0,0]
["CP","Battery",36,"P3",43.220999999999997,37.601999999999997,0,0]
["CP","Battery",36,"P4",5.069,4.41,0,0]
["CP","Battery",36,"P5",4.6230000000000002,4.0220000000000002,0,0]
["CP","Battery",36,"P6",14.923,12.983000000000001,0,0]
["CP","Battery",36,"P7",9.8529999999999998,8.5719999999999992,0,0]
["CP","Battery",36,"P8",27.794,24.181000000000001,0,0]
["CP","Battery",36,"Q2",6.4820000000000002,5.6390000000000002,0,0]
["CP","Battery",36,"Q4",31.097000000000001,27.053999999999998,0,0]
["CP","Battery",36,"Q5",9.5500000000000007,8.3079999999999998,0,0]
["CP","Battery",36,"Q6",7.4740000000000002,6.5019999999999998,0,0]
["CP","Battery",36,"Q7",9.4390000000000001,8.2119999999999997,0,0]
["CP","Battery",36,"Q8",8.1010000000000009,7.048,0,0]
["CP","Battery",36,"R4",11.563000000000001,10.06,0,0]
["CP","Battery",36,"R5",5.9420000000000002,5.17,0,0]
["CP","Battery",36,"R6",2.5590000000000002,2.2269999999999999,0,0]
["CP","Battery",36,"S1",36.375999999999998,31.646999999999998,0,0]
["CP","Battery",36,"S2",5.66,4.9240000000000004,0,0]
["CP","Battery",36,"S4",1.653,1.4379999999999999,0,0]
["CP","Battery",36,"S5",14.23,12.38,0,0]
["CP","Battery",36,"S6",1.714,1.492,0,0]
["CP","Battery",36,"S7",2.1909999999999998,1.9059999999999999,0,0]
["CP","Battery",36,"T1",9.8780000000000001,8.5939999999999994,0,0]
["CP","Battery",36,"T2",9.0779999999999994,7.8979999999999997,0,0]
["CP","Battery",36,"T3",1.508,1.3120000000000001,0,0]
["CP","Battery",36,"T4",12.602,10.964,0,0]
["CP","Battery",36,"T5",2.6360000000000001,2.2930000000000001,0,0]
["CP","Battery",37,"A1",11.987,10.429,0,0]
["CP","Battery",37,"A3",2.19,1.905,0,0]
["CP","Battery",37,"A4",6.915,6.016,0,0]
["CP","Battery",37,"A6",21.382000000000001,18.602,0,0]
["CP","Battery",37,"A7",7.9059999999999997,6.8780000000000001,0,0]
["CP","Battery",37,"A8",24.527000000000001,21.338000000000001,0,0]
["CP","Battery",37,"A9",4.0890000000000004,3.5569999999999999,0,0]
["CP","Battery",37,"B1",33.889000000000003,29.483000000000001,0,0]
["CP","Battery",37,"B2",43.527999999999999,37.869999999999997,0,0]
["CP","Battery",37,"B3",11.101000000000001,9.6579999999999995,0,0]
["CP","Battery",37,"B4",11.726000000000001,10.201000000000001,0,0]
["CP","Battery",37,"C1",4.5350000000000001,3.9460000000000002,0,0]
["CP","Battery",37,"C2",8.984,7.8159999999999998,0,0]
["CP","Battery",37,"C3",5.194,4.5190000000000001,0,0]
["CP","Battery",37,"C4",6.6849999999999996,5.8159999999999998,0,0]
["CP","Battery",37,"C5",7.8079999999999998,6.7930000000000001,0,0]
["CP","Battery",37,"C6",2.7189999999999999,2.3660000000000001,0,0]
["CP","Battery",37,"C7",10.388999999999999,9.0389999999999997,0,0]
["CP","Battery",37,"D4",17.768999999999998,15.459,0,0]
["CP","Battery",37,"D5",13.743,11.957000000000001,0,0]
["CP","Battery",37,"D6",16.593,14.436,0,0]
["CP","Battery",37,"E1",34.935000000000002,30.393000000000001,0,0]
["CP","Battery",37,"E7",11.553000000000001,10.051,0,0]
["CP","Battery",37,"E8",8.157,7.0970000000000004,0,0]
["CP","Battery",37,"F6",96.944999999999993,84.341999999999999,0,0]
["CP","Battery",37,"G1",20.263999999999999,17.63,0,0]
["CP","Battery",37,"G5",12.355,10.749000000000001,0,0]
["CP","Battery",37,"G6",24.222999999999999,21.074000000000002,0,0]
["CP","Battery",37,"G7",16.103000000000002,14.01,0,0]
["CP","Battery",37,"H1",5.3449999999999998,4.6500000000000004,0,0]
["CP","Battery",37,"H2",27.526,23.946999999999999,0,0]
["CP","Battery",37,"H6",38.345999999999997,33.360999999999997,0,0]
["CP","Battery",37,"J1",17.471,15.2,0,0]
["CP","Battery",37,"J3",37.582999999999998,32.697000000000003,0,0]
["CP","Battery",37,"J4",12.616,10.976000000000001,0,0]
["CP","Battery",37,"J5",28.94,25.178000000000001,0,0]
["CP","Battery",37,"J6",20.335000000000001,17.690999999999999,0,0]
["CP","Battery",37,"J7",18.253,15.881,0,0]
["CP","Battery",37,"J8",16.702000000000002,14.531000000000001,0,0]
["CP","Battery",37,"K4",25.123000000000001,21.856999999999999,0,0]
["CP","Battery",37,"K5",16.785,14.603,0,0]
["CP","Battery",37,"K6",15.019,13.067,0,0]
["CP","Battery",37,"L1",2.6869999999999998,2.3380000000000001,0,0]
["CP","Battery",37,"L2",30.352,26.405999999999999,0,0]
["CP","Battery",37,"L3",55.125999999999998,47.96,0,0]
["CP","Battery",37,"L5",51.139000000000003,44.491,0,0]
["CP","Battery",37,"L7",23.747,20.66,0,0]
["CP","Battery",37,"L8",17.971,15.635,0,0]
["CP","Battery",37,"M4",11.326000000000001,9.8539999999999992,0,0]
["CP","Battery",37,"M5",8.2119999999999997,7.1449999999999996,0,0]
["CP","Battery",37,"M6",4.5730000000000004,3.9790000000000001,0,0]
["CP","Battery",37,"M7",3.9729999999999999,3.456,0,0]
["CP","Battery",37,"M8",1.2130000000000001,1.0549999999999999,0,0]
["CP","Battery",37,"N1",19.02,16.547999999999998,0,0]
["CP","Battery",37,"N2",21.067,18.327999999999999,0,0]
["CP","Battery",37,"N3",13.304,11.574,0,0]
["CP","Battery",37,"N4",20.907,18.189,0,0]
["CP","Battery",37,"N5",10.579000000000001,9.2040000000000006,0,0]
["CP","Battery",37,"N6",3.5990000000000002,3.1309999999999998,0,0]
["CP","Battery",37,"N7",5.2789999999999999,4.593,0,0]
["CP","Battery",37,"P1",35.959000000000003,31.283999999999999,0,0]
["CP","Battery",37,"P2",13.98,12.163,0,0]
["CP","Battery",37,"P3",45.618000000000002,39.686999999999998,0,0]
["CP","Battery",37,"P4",5.35,4.6539999999999999,0,0]
["CP","Battery",37,"P5",4.8789999999999996,4.2450000000000001,0,0]
["CP","Battery",37,"P6",15.75,13.702999999999999,0,0]
["CP","Battery",37,"P7",10.4,9.048,0,0]
["CP","Battery",37,"P8",29.335000000000001,25.521000000000001,0,0]
["CP","Battery",37,"Q2",6.8410000000000002,5.952,0,0]
["CP","Battery",37,"Q4",32.820999999999998,28.553999999999998,0,0]
["CP","Battery",37,"Q5",10.079000000000001,8.7690000000000001,0,0]
["CP","Battery",37,"Q6",7.8879999999999999,6.8630000000000004,0,0]
["CP","Battery",37,"Q7",9.9619999999999997,8.6669999999999998,0,0]
["CP","Battery",37,"Q8",8.5500000000000007,7.4390000000000001,0,0]
["CP","Battery",37,"R4",12.204000000000001,10.617000000000001,0,0]
["CP","Battery",37,"R5",6.2720000000000002,5.4560000000000004,0,0]
["CP","Battery",37,"R6",2.7010000000000001,2.35,0,0]
["CP","Battery",37,"S1",38.393000000000001,33.402000000000001,0,0]
["CP","Battery",37,"S2",5.9729999999999999,5.1970000000000001,0,0]
["CP","Battery",37,"S4",1.7450000000000001,1.518,0,0]
["CP","Battery",37,"S5",15.019,13.066000000000001,0,0]
["CP","Battery",37,"S6",1.81,1.5740000000000001,0,0]
["CP","Battery",37,"S7",2.3119999999999998,2.012,0,0]
["CP","Battery",37,"T1",10.426,9.0709999999999997,0,0]
["CP","Battery",37,"T2",9.5809999999999995,8.3360000000000003,0,0]
["CP","Battery",37,"T3",1.591,1.385,0,0]
["CP","Battery",37,"T4",13.3,11.571,0,0]
["CP","Battery",37,"T5",2.782,2.42,0,0]
["CP","Battery",38,"A1",12.587,10.95,0,0]
["CP","Battery",38,"A3",2.2999999999999998,2.0009999999999999,0,0]
["CP","Battery",38,"A4",7.2610000000000001,6.3170000000000002,0,0]
["CP","Battery",38,"A6",22.451000000000001,19.532,0,0]
["CP","Battery",38,"A7",8.3010000000000002,7.2220000000000004,0,0]
["CP","Battery",38,"A8",25.753,22.405000000000001,0,0]
["CP","Battery",38,"A9",4.2930000000000001,3.7349999999999999,0,0]
["CP","Battery",38,"B1",35.582999999999998,30.957000000000001,0,0]
["CP","Battery",38,"B2",45.704999999999998,39.762999999999998,0,0]
["CP","Battery",38,"B3",11.656000000000001,10.141,0,0]
["CP","Battery",38,"B4",12.311999999999999,10.711,0,0]
["CP","Battery",38,"C1",4.7619999999999996,4.1429999999999998,0,0]
["CP","Battery",38,"C2",9.4329999999999998,8.2070000000000007,0,0]
["CP","Battery",38,"C3",5.4539999999999997,4.7450000000000001,0,0]
["CP","Battery",38,"C4",7.0190000000000001,6.1059999999999999,0,0]
["CP","Battery",38,"C5",8.1980000000000004,7.133,0,0]
["CP","Battery",38,"C6",2.855,2.484,0,0]
["CP","Battery",38,"C7",10.909000000000001,9.4909999999999997,0,0]
["CP","Battery",38,"D4",18.658000000000001,16.231999999999999,0,0]
["CP","Battery",38,"D5",14.43,12.554,0,0]
["CP","Battery",38,"D6",17.422999999999998,15.157999999999999,0,0]
["CP","Battery",38,"E1",36.680999999999997,31.913,0,0]
["CP","Battery",38,"E7",12.131,10.554,0,0]
["CP","Battery",38,"E8",8.5649999999999995,7.4509999999999996,0,0]
["CP","Battery",38,"F6",101.792,88.558999999999997,0,0]
["CP","Battery",38,"G1",21.277000000000001,18.510999999999999,0,0]
["CP","Battery",38,"G5",12.973000000000001,11.287000000000001,0,0]
["CP","Battery",38,"G6",25.434000000000001,22.126999999999999,0,0]
["CP","Battery",38,"G7",16.908000000000001,14.71,0,0]
["CP","Battery",38,"H1",5.6120000000000001,4.8819999999999997,0,0]
["CP","Battery",38,"H2",28.902000000000001,25.145,0,0]
["CP","Battery",38,"H6",40.262999999999998,35.029000000000003,0,0]
["CP","Battery",38,"J1",18.344999999999999,15.96,0,0]
["CP","Battery",38,"J3",39.462000000000003,34.332000000000001,0,0]
["CP","Battery",38,"J4",13.247,11.525,0,0]
["CP","Battery",38,"J5",30.387,26.437000000000001,0,0]
["CP","Battery",38,"J6",21.350999999999999,18.576000000000001,0,0]
["CP","Battery",38,"J7",19.166,16.673999999999999,0,0]
["CP","Battery",38,"J8",17.536999999999999,15.257,0,0]
["CP","Battery",38,"K4",26.379000000000001,22.949000000000002,0,0]
["CP","Battery",38,"K5",17.625,15.333,0,0]
["CP","Battery",38,"K6",15.77,13.72,0,0]
["CP","Battery",38,"L1",2.8220000000000001,2.4550000000000001,0,0]
["CP","Battery",38,"L2",31.869,27.725999999999999,0,0]
["CP","Battery",38,"L3",57.881999999999998,50.356999999999999,0,0]
["CP","Battery",38,"L5",53.695999999999998,46.715000000000003,0,0]
["CP","Battery",38,"L7",24.934000000000001,21.693000000000001,0,0]
["CP","Battery",38,"L8",18.87,16.417000000000002,0,0]
["CP","Battery",38,"M4",11.891999999999999,10.346,0,0]
["CP","Battery",38,"M5",8.6229999999999993,7.5019999999999998,0,0]
["CP","Battery",38,"M6",4.8019999999999996,4.1779999999999999,0,0]
["CP","Battery",38,"M7",4.1719999999999997,3.629,0,0]
["CP","Battery",38,"M8",1.274,1.1080000000000001,0,0]
["CP","Battery",38,"N1",19.971,17.375,0,0]
["CP","Battery",38,"N2",22.12,19.244,0,0]
["CP","Battery",38,"N3",13.968999999999999,12.153,0,0]
["CP","Battery",38,"N4",21.952000000000002,19.099,0,0]
["CP","Battery",38,"N5",11.108000000000001,9.6639999999999997,0,0]
["CP","Battery",38,"N6",3.778,3.2869999999999999,0,0]
["CP","Battery",38,"N7",5.5430000000000001,4.8220000000000001,0,0]
["CP","Battery",38,"P1",37.756,32.847999999999999,0,0]
["CP","Battery",38,"R5",6.585,5.7290000000000001,0,0]
["CP","Battery",38,"S6",1.9,1.653,0,0]
["CP","Battery",39,"C2",9.8710000000000004,8.5869999999999997,0,0]
["CP","Battery",39,"J7",20.055,17.448,0,0]
["CP","Battery",39,"N4",22.971,19.984000000000002,0,0]
["CP","Battery",39,"R5",6.891,5.9950000000000001,0,0]
["CP","Battery",40,"A4",7.9219999999999997,6.8929999999999998,0,0]
["CP","Battery",40,"J1",20.015999999999998,17.414000000000001,0,0]
["CP","Battery",40,"J8",19.135000000000002,16.646999999999998,0,0]
["CP","Battery",40,"N5",12.12,10.545,0,0]
["CP","Battery",40,"R6",3.0950000000000002,2.6930000000000001,0,0]
["CP","Hydro",16,"G1",0.16400000000000001,7.9000000000000001E-2,1.4E-2,3.6999999999999998E-2]
["CP","Hydro",16,"N4",1.43,0.68600000000000005,0.125,0.32500000000000001]
["CP","Hydro",16,"T3",30.867000000000001,14.816000000000001,2.6920000000000002,7.0220000000000002]
["CP","Hydro",17,"H6",3.2759999999999998,1.573,0.28599999999999998,0.745]
["CP","Hydro",17,"P3",1.9179999999999999,0.92100000000000004,0.16700000000000001,0.436]
["CP","Hydro",18,"B4",0.32800000000000001,0.157,2.9000000000000001E-2,7.4999999999999997E-2]
["CP","Hydro",18,"L2",0.13,6.2E-2,1.0999999999999999E-2,0.03]
["CP","Hydro",18,"Q6",3.7999999999999999E-2,1.7999999999999999E-2,3.0000000000000001E-3,8.9999999999999993E-3]
["CP","Hydro",18,"S7",2.2290000000000001,1.07,0.19400000000000001,0.50700000000000001]
["CP","Hydro",19,"E8",5.7000000000000002E-2,2.7E-2,5.0000000000000001E-3,1.2999999999999999E-2]
["CP","Hydro",19,"P1",1.925,0.92400000000000004,0.16800000000000001,0.438]
["CP","Hydro",19,"T3",36.753999999999998,17.641999999999999,3.2050000000000001,8.3620000000000001]
["CP","Hydro",20,"G7",0.40500000000000003,0.19400000000000001,3.5000000000000003E-2,9.1999999999999998E-2]
["CP","Hydro",20,"Q4",1.1060000000000001,0.53100000000000003,9.6000000000000002E-2,0.252]
["CP","Hydro",21,"B1",3.3000000000000002E-2,1.6E-2,3.0000000000000001E-3,8.0000000000000002E-3]
["CP","Hydro",21,"H6",4.1029999999999998,1.9690000000000001,0.35799999999999998,0.93300000000000005]
["CP","Hydro",21,"M5",0.23400000000000001,0.112,0.02,5.2999999999999999E-2]
["CP","Hydro",21,"R5",4.42,2.1219999999999999,0.38500000000000001,1.006]
["CP","Hydro",22,"G5",0.309,0.14799999999999999,2.7E-2,7.0000000000000007E-2]
["CP","Hydro",22,"N5",0.72399999999999998,0.34799999999999998,6.3E-2,0.16500000000000001]
["CP","Hydro",22,"S7",2.7719999999999998,1.331,0.24199999999999999,0.63100000000000001]
["CP","Hydro",23,"H6",4.532,2.1749999999999998,0.39500000000000002,1.0309999999999999]
["CP","Hydro",23,"Q2",0.36699999999999999,0.17599999999999999,3.2000000000000001E-2,8.4000000000000005E-2]
["CP","Hydro",24,"A6",0.79900000000000004,0.38300000000000001,7.0000000000000007E-2,0.182]
["CP","Hydro",24,"C2",0.01,5.0000000000000001E-3,1E-3,2E-3]
["CP","Hydro",24,"L3",1.4470000000000001,0.69499999999999995,0.126,0.32900000000000001]
["CP","Hydro",24,"S2",0.188,0.09,1.6E-2,4.2999999999999997E-2]
["CP","Hydro",25,"E8",7.6999999999999999E-2,3.6999999999999998E-2,7.0000000000000001E-3,1.7000000000000001E-2]
["CP","Hydro",25,"J4",0.14000000000000001,6.7000000000000004E-2,1.2E-2,3.2000000000000001E-2]
["CP","Hydro",25,"T4",38.07,18.274000000000001,3.32,8.6609999999999996]
["CP","Hydro",26,"H1",1.7230000000000001,0.82699999999999996,0.15,0.39200000000000002]
["CP","Hydro",26,"J6",4.2000000000000003E-2,0.02,4.0000000000000001E-3,0.01]
["CP","Hydro",26,"Q5",0.52,0.249,4.4999999999999998E-2,0.11799999999999999]
["CP","Hydro",27,"B2",3.9E-2,1.9E-2,3.0000000000000001E-3,8.9999999999999993E-3]
["CP","Hydro",27,"M5",0.307,0.14699999999999999,2.7E-2,7.0000000000000007E-2]
["CP","Hydro",27,"Q5",0.54100000000000004,0.26,4.7E-2,0.123]
["CP","Hydro",28,"E1",0.45300000000000001,0.217,0.04,0.10299999999999999]
["CP","Hydro",28,"N6",0.115,5.5E-2,0.01,2.5999999999999999E-2]
["CP","Hydro",28,"T1",56.991,27.356000000000002,4.97,12.965999999999999]
["CP","Hydro",29,"A8",0.111,5.2999999999999999E-2,0.01,2.5000000000000001E-2]
["CP","Hydro",29,"J3",6.6000000000000003E-2,3.2000000000000001E-2,6.0000000000000001E-3,1.4999999999999999E-2]
["CP","Hydro",29,"Q6",6.3E-2,0.03,6.0000000000000001E-3,1.4E-2]
["CP","Hydro",30,"D5",4.9000000000000002E-2,2.4E-2,4.0000000000000001E-3,1.0999999999999999E-2]
["CP","Hydro",30,"L5",0.77600000000000002,0.372,6.8000000000000005E-2,0.17599999999999999]
["CP","Hydro",30,"S5",8.19,3.931,0.71399999999999997,1.863]
["CP","Hydro",31,"F6",15.615,7.4950000000000001,1.3620000000000001,3.552]
["CP","Hydro",31,"N2",0.45100000000000001,0.217,3.9E-2,0.10299999999999999]
["CP","Hydro",31,"P2",3.3690000000000002,1.617,0.29399999999999998,0.76700000000000002]
["CP","Hydro",32,"C2",1.2999999999999999E-2,6.0000000000000001E-3,1E-3,3.0000000000000001E-3]
["CP","Hydro",32,"H2",0.35799999999999998,0.17199999999999999,3.1E-2,8.1000000000000003E-2]
["CP","Hydro",32,"Q6",6.9000000000000006E-2,3.3000000000000002E-2,6.0000000000000001E-3,1.6E-2]
["CP","Hydro",33,"B3",5.7000000000000002E-2,2.7E-2,5.0000000000000001E-3,1.2999999999999999E-2]
["CP","Hydro",33,"M6",7.17,3.4420000000000002,0.625,1.631]
["CP","Hydro",33,"R6",4.24,2.0350000000000001,0.37,0.96499999999999997]
["CP","Hydro",34,"E1",0.54400000000000004,0.26100000000000001,4.7E-2,0.124]
["CP","Hydro",34,"M4",4.6280000000000001,2.2210000000000001,0.40400000000000003,1.0529999999999999]
["CP","Hydro",34,"T2",0.53100000000000003,0.255,4.5999999999999999E-2,0.121]
["CP","Hydro",35,"G6",1.6040000000000001,0.77,0.14000000000000001,0.36499999999999999]
["CP","Hydro",35,"J4",0.19400000000000001,9.2999999999999999E-2,1.7000000000000001E-2,4.3999999999999997E-2]
["CP","Hydro",35,"Q2",0.55700000000000005,0.26700000000000002,4.9000000000000002E-2,0.127]
["CP","Hydro",36,"D5",5.7000000000000002E-2,2.7E-2,5.0000000000000001E-3,1.2999999999999999E-2]
["CP","Hydro",36,"M5",0.39900000000000002,0.191,3.5000000000000003E-2,9.0999999999999998E-2]
["CP","Hydro",36,"R4",2.2789999999999999,1.0940000000000001,0.19900000000000001,0.51900000000000002]
["CP","Hydro",37,"G1",0.378,0.182,3.3000000000000002E-2,8.5999999999999993E-2]
["CP","Hydro",37,"N4",3.2930000000000001,1.581,0.28699999999999998,0.749]
["CP","Hydro",37,"P3",4.165,1.9990000000000001,0.36299999999999999,0.94799999999999995]
["CP","Hydro",37,"T5",21.611999999999998,10.374000000000001,1.885,4.9169999999999998]
["CP","Hydro",38,"H2",0.40300000000000002,0.193,3.5000000000000003E-2,9.1999999999999998E-2]
["CP","Hydro",38,"S1",33.097999999999999,15.887,2.8860000000000001,7.53]
["CP","Hydro",39,"B4",0.68899999999999995,0.33100000000000002,0.06,0.157]
["CP","Hydro",39,"L2",0.27300000000000002,0.13100000000000001,2.4E-2,6.2E-2]
["CP","Hydro",39,"S1",33.478000000000002,16.068999999999999,2.919,7.6159999999999997]
["CP","Hydro",40,"E7",7.1999999999999995E-2,3.5000000000000003E-2,6.0000000000000001E-3,1.6E-2]
["CP","Hydro",40,"G7",0.76700000000000002,0.36799999999999999,6.7000000000000004E-2,0.17399999999999999]
["CP","Hydro",40,"S2",0.29199999999999998,0.14000000000000001,2.5000000000000001E-2,6.6000000000000003E-2]
["CP","Hydro",40,"T3",73.58,35.319000000000003,6.4160000000000004,16.739999999999998]
["CP","Other",16,"E7",6.1390000000000002,4.3310000000000004,2.508,2.4870000000000001]
["CP","Other",16,"K6",3.1829999999999998,2.246,1.3,1.2889999999999999]
["CP","Other",16,"P2",3.58,2.5259999999999998,1.462,1.45]
["CP","Other",16,"T5",6.8049999999999997,4.8010000000000002,2.78,2.7559999999999998]
["CP","Other",17,"D4",10.321999999999999,7.8029999999999999,3.964,3.92]
["CP","Other",17,"E8",1.3240000000000001,1.0009999999999999,0.50900000000000001,0.503]
["CP","Other",17,"L3",30.385000000000002,22.972000000000001,11.670999999999999,11.541]
["CP","Other",17,"P5",7.6429999999999998,5.7779999999999996,2.9350000000000001,2.903]
["CP","Other",18,"A4",4.7E-2,3.5999999999999997E-2,1.7999999999999999E-2,1.7999999999999999E-2]
["CP","Other",18,"E1",26.981000000000002,20.744,10.291,10.144]
["CP","Other",18,"L7",13.561,10.426,5.1719999999999997,5.0979999999999999]
["CP","Other",18,"P7",10.811999999999999,8.3130000000000006,4.1239999999999997,4.0650000000000004]
["CP","Other",18,"S4",4.0000000000000001E-3,3.0000000000000001E-3,2E-3,2E-3]
["CP","Other",19,"A8",11.682,9.0440000000000005,4.508,4.3659999999999997]
["CP","Other",19,"F6",35.572000000000003,27.541,13.727,13.295999999999999]
["CP","Other",19,"L2",18.876999999999999,14.615,7.2850000000000001,7.056]
["CP","Other",19,"Q4",5.2969999999999997,4.101,2.044,1.98]
["CP","Other",20,"A3",1.341,1.06,0.52100000000000002,0.48499999999999999]
["CP","Other",20,"D5",6.976,5.5149999999999997,2.7109999999999999,2.524]
["CP","Other",20,"L7",14.733000000000001,11.648999999999999,5.7249999999999996,5.3310000000000004]
["CP","Other",20,"P7",11.746,9.2880000000000003,4.5640000000000001,4.2510000000000003]
["CP","Other",20,"Q7",12.449,9.843,4.8369999999999997,4.5049999999999999]
["CP","Other",21,"A7",9.0169999999999995,7.17,3.5289999999999999,3.1880000000000002]
["CP","Other",21,"H1",3.2970000000000002,2.6219999999999999,1.2909999999999999,1.1659999999999999]
["CP","Other",21,"M4",27.824000000000002,22.123999999999999,10.89,9.8379999999999992]
["CP","Other",21,"R5",9.5709999999999997,7.6109999999999998,3.746,3.3839999999999999]
["CP","Other",22,"B1",19.725000000000001,15.864000000000001,7.8630000000000004,6.6150000000000002]
["CP","Other",22,"G5",9.6940000000000008,7.7960000000000003,3.8639999999999999,3.2509999999999999]
["CP","Other",22,"L5",107.327,86.32,42.781999999999996,35.991999999999997]
["CP","Other",22,"Q6",5.44,4.375,2.1680000000000001,1.8240000000000001]
["CP","Other",23,"A6",5.5579999999999998,4.5010000000000003,2.2989999999999999,1.7310000000000001]
["CP","Other",23,"C5",0.03,2.4E-2,1.2E-2,8.9999999999999993E-3]
["CP","Other",23,"H1",4.0469999999999997,3.2770000000000001,1.6739999999999999,1.2609999999999999]
["CP","Other",23,"M4",34.152999999999999,27.657,14.128,10.638999999999999]
["CP","Other",23,"R4",16.863,13.656000000000001,6.976,5.2530000000000001]
["CP","Other",24,"A9",6.827,5.5720000000000001,2.9279999999999999,1.9570000000000001]
["CP","Other",24,"G1",16.806999999999999,13.718,7.2080000000000002,4.8170000000000002]
["CP","Other",24,"M6",4.452,3.6339999999999999,1.909,1.276]
["CP","Other",24,"Q6",6.625,5.407,2.8410000000000002,1.899]
["CP","Other",24,"S1",56.165999999999997,45.844000000000001,24.087,16.097000000000001]
["CP","Other",25,"B3",8.6349999999999998,7.1,3.8159999999999998,2.2850000000000001]
["CP","Other",25,"G7",26.808,22.041,11.848000000000001,7.0949999999999998]
["CP","Other",25,"N2",15.83,13.015000000000001,6.9960000000000004,4.1900000000000004]
["CP","Other",25,"Q8",32.801000000000002,26.969000000000001,14.497,8.6820000000000004]
["CP","Other",26,"C1",8.2319999999999993,6.79,3.702,2.077]
["CP","Other",26,"C5",4.1000000000000002E-2,3.4000000000000002E-2,1.7999999999999999E-2,0.01]
["CP","Other",26,"M6",5.4770000000000003,4.5179999999999998,2.4630000000000001,1.3819999999999999]
["CP","Other",26,"N5",12.55,10.352,5.6449999999999996,3.1669999999999998]
["CP","Other",26,"R6",2.7469999999999999,2.266,1.2350000000000001,0.69299999999999995]
["CP","Other",27,"B2",55.220999999999997,45.610999999999997,25.326000000000001,13.278]
["CP","Other",27,"J3",80.161000000000001,66.209999999999994,36.762999999999998,19.274000000000001]
["CP","Other",27,"L7",28.922000000000001,23.888999999999999,13.263999999999999,6.9539999999999997]
["CP","Other",27,"S4",8.9999999999999993E-3,7.0000000000000001E-3,4.0000000000000001E-3,2E-3]
["CP","Other",28,"C1",10.23,8.4749999999999996,4.8369999999999997,2.2599999999999998]
["CP","Other",28,"H2",43.057000000000002,35.67,20.36,9.5139999999999993]
["CP","Other",28,"J6",28.742999999999999,23.811,13.590999999999999,6.351]
["CP","Other",28,"N4",21.204000000000001,17.565999999999999,10.026,4.6849999999999996]
["CP","Other",28,"S7",5.1669999999999998,4.28,2.4430000000000001,1.1419999999999999]
["CP","Other",29,"C1",11.468,9.5039999999999996,5.5359999999999996,2.3940000000000001]
["CP","Other",29,"J3",102.126,84.634,49.3,21.315999999999999]
["CP","Other",29,"N7",4.9779999999999998,4.125,2.403,1.0389999999999999]
["CP","Other",29,"S2",8.8160000000000007,7.306,4.2560000000000002,1.84]
["CP","Other",30,"B4",22.99,19.03,11.255000000000001,4.6310000000000002]
["CP","Other",30,"C6",2.5000000000000001E-2,2.1000000000000001E-2,1.2E-2,5.0000000000000001E-3]
["CP","Other",30,"L1",12.208,10.105,5.9770000000000003,2.4590000000000001]
["CP","Other",30,"P3",79.423000000000002,65.742000000000004,38.881999999999998,16]
["CP","Other",30,"S7",6.4279999999999999,5.3209999999999997,3.1469999999999998,1.2949999999999999]
["CP","Other",31,"C3",10.343,8.5380000000000003,5.1280000000000001,2.0329999999999999]
["CP","Other",31,"J8",8.516,7.03,4.2220000000000004,1.6739999999999999]
["CP","Other",31,"N6",23.321000000000002,19.251000000000001,11.561999999999999,4.5839999999999996]
["CP","Other",31,"S1",116.06100000000001,95.805999999999997,57.542000000000002,22.811]
["CP","Other",32,"B1",54.237000000000002,44.713999999999999,27.2,10.343999999999999]
["CP","Other",32,"C6",0.03,2.5000000000000001E-2,1.4999999999999999E-2,6.0000000000000001E-3]
["CP","Other",32,"K6",17.995999999999999,14.836,9.0250000000000004,3.4319999999999999]
["CP","Other",32,"P2",20.241,16.687000000000001,10.151,3.86]
["CP","Other",32,"S5",29.974,24.710999999999999,15.032,5.7160000000000002]
["CP","Other",33,"D4",43.802,36.127000000000002,22.213000000000001,8.0399999999999991]
["CP","Other",33,"J7",46.034999999999997,37.969000000000001,23.344999999999999,8.4499999999999993]
["CP","Other",33,"N7",7.2089999999999996,5.9459999999999997,3.6560000000000001,1.323]
["CP","Other",33,"T2",26.22,21.626000000000001,13.297000000000001,4.8129999999999997]
["CP","Other",34,"C5",0.09,7.4999999999999997E-2,4.5999999999999999E-2,1.6E-2]
["CP","Other",34,"E1",115.813,95.584999999999994,59.121000000000002,20.716000000000001]
["CP","Other",34,"K5",35.76,29.513999999999999,18.254999999999999,6.3970000000000002]
["CP","Other",34,"P1",68.965000000000003,56.918999999999997,35.204999999999998,12.336]
["CP","Other",35,"A6",18.126999999999999,14.974,9.2899999999999991,3.1840000000000002]
["CP","Other",35,"D4",51.613,42.636000000000003,26.451000000000001,9.0649999999999995]
["CP","Other",35,"L2",88.418999999999997,73.040000000000006,45.314,15.529]
["CP","Other",35,"P4",22.334,18.45,11.446,3.923]
["CP","Other",35,"T1",23.794,19.655000000000001,12.194000000000001,4.1790000000000003]
["CP","Other",36,"A3",6.1349999999999998,5.0730000000000004,3.149,1.0660000000000001]
["CP","Other",36,"D6",43.78,36.197000000000003,22.472000000000001,7.6070000000000002]
["CP","Other",36,"J8",12.925000000000001,10.686,6.6340000000000003,2.246]
["CP","Other",36,"P7",53.756999999999998,44.445999999999998,27.591999999999999,9.34]
["CP","Other",36,"T4",21.155999999999999,17.491,10.859,3.6760000000000002]
["CP","Other",37,"E8",7.4710000000000001,6.1790000000000003,3.8530000000000002,1.2749999999999999]
["CP","Other",37,"L1",21.178999999999998,17.515999999999998,10.922000000000001,3.6150000000000002]
["CP","Other",37,"P3",137.785,113.953,71.055999999999997,23.518000000000001]
["CP","Other",37,"P7",56.557000000000002,46.774000000000001,29.166,9.6530000000000005]
["CP","Other",38,"A3",6.7809999999999997,5.6120000000000001,3.51,1.139]
["CP","Other",38,"G5",40.917999999999999,33.863,21.178000000000001,6.8719999999999999]
["CP","Other",38,"L5",453.04300000000001,374.93200000000002,234.48699999999999,76.084000000000003]
["CP","Other",38,"P6",101.17400000000001,83.73,52.366,16.991]
["CP","Other",39,"A6",22.48,18.619,11.678000000000001,3.7109999999999999]
["CP","Other",39,"E7",55.76,46.183999999999997,28.966999999999999,9.2050000000000001]
["CP","Other",39,"J4",31.071999999999999,25.734999999999999,16.140999999999998,5.1289999999999996]
["CP","Other",39,"M4",138.12700000000001,114.404,71.754999999999995,22.802]
["CP","Other",39,"Q2",17.885000000000002,14.813000000000001,9.2910000000000004,2.952]
["CP","Other",40,"A9",25.853000000000002,21.434000000000001,13.474,4.1970000000000001]
["CP","Other",40,"G1",63.645000000000003,52.765999999999998,33.17,10.331]
["CP","Other",40,"L3",196.733,163.10499999999999,102.533,31.936]
["CP","Other",40,"Q5",31.064,25.754000000000001,16.190000000000001,5.0430000000000001]
["CP","Other",40,"T5",64.53,53.5,33.631999999999998,10.475]
["CP","Solar",16,"B3",26.89,0,1.07,21.780999999999999]
["CP","Solar",16,"G7",39.006,0,1.552,31.594999999999999]
["CP","Solar",16,"L8",43.530999999999999,0,1.7330000000000001,35.26]
["CP","Solar",16,"Q7",24.13,0,0.96,19.545000000000002]
["CP","Solar",17,"A6",54.793999999999997,0,2.181,44.930999999999997]
["CP","Solar",17,"G7",41.267000000000003,0,1.6419999999999999,33.838999999999999]
["CP","Solar",17,"M4",29.024999999999999,0,1.155,23.800999999999998]
["CP","Solar",17,"P8",75.176000000000002,0,2.992,61.643999999999998]
["CP","Solar",17,"Q8",21.911000000000001,0,0.872,17.966999999999999]
["CP","Solar",18,"A7",22.175000000000001,0,0.88300000000000001,18.405000000000001]
["CP","Solar",18,"E8",22.878,0,0.91100000000000003,18.989000000000001]
["CP","Solar",18,"M4",31.766999999999999,0,1.264,26.367000000000001]
["CP","Solar",18,"S1",107.68,0,4.2859999999999996,89.375]
["CP","Solar",18,"T5",7.8019999999999996,0,0.311,6.476]
["CP","Solar",19,"F6",308.23399999999998,0,12.268000000000001,258.91699999999997]
["CP","Solar",19,"L2",96.501999999999995,0,3.8410000000000002,81.061999999999998]
["CP","Solar",19,"Q2",21.751999999999999,0,0.86599999999999999,18.271999999999998]
["CP","Solar",19,"T5",8.8450000000000006,0,0.35199999999999998,7.43]
["CP","Solar",20,"D4",66.234999999999999,0,2.6360000000000001,55.637]
["CP","Solar",20,"G1",75.534000000000006,0,3.0059999999999998,63.448]
["CP","Solar",20,"L3",205.48099999999999,0,8.1780000000000008,172.60400000000001]
["CP","Solar",20,"Q4",122.33799999999999,0,4.8689999999999998,102.764]
["CP","Solar",21,"A1",52.36,0,2.0840000000000001,43.981999999999999]
["CP","Solar",21,"D5",60.029000000000003,0,2.3889999999999998,50.423999999999999]
["CP","Solar",21,"L3",240.78399999999999,0,9.5830000000000002,202.25899999999999]
["CP","Solar",21,"L8",78.495999999999995,0,3.1240000000000001,65.936000000000007]
["CP","Solar",21,"T1",45.539000000000001,0,1.8120000000000001,38.253]
["CP","Solar",22,"A3",11.028,0,0.439,9.2629999999999999]
["CP","Solar",22,"D6",83.548000000000002,0,3.3250000000000002,70.180999999999997]
["CP","Solar",22,"L5",257.48700000000002,0,10.247999999999999,216.28899999999999]
["CP","Solar",22,"P5",24.565000000000001,0,0.97799999999999998,20.635000000000002]
["CP","Solar",22,"T1",52.494999999999997,0,2.089,44.094999999999999]
["CP","Solar",23,"B2",246.88,0,9.8260000000000005,207.37899999999999]
["CP","Solar",23,"K5",95.201999999999998,0,3.7890000000000001,79.968999999999994]
["CP","Solar",23,"N7",29.942,0,1.1919999999999999,25.151]
["CP","Solar",23,"P6",89.33,0,3.5550000000000002,75.037000000000006]
["CP","Solar",23,"T2",54.343000000000004,0,2.1629999999999998,45.648000000000003]
["CP","Solar",24,"E1",220.07400000000001,0,8.7590000000000003,184.86199999999999]
["CP","Solar",24,"J7",114.989,0,4.577,96.59]
["CP","Solar",24,"P1",226.523,0,9.016,190.279]
["CP","Solar",24,"T3",10.026,0,0.39900000000000002,8.4209999999999994]
["CP","Solar",25,"C6",18.771999999999998,0,0.747,15.768000000000001]
["CP","Solar",25,"E7",79.751999999999995,0,3.1739999999999999,66.992000000000004]
["CP","Solar",25,"K6",103.678,0,4.1260000000000003,87.09]
["CP","Solar",25,"P1",248.22800000000001,0,9.8789999999999996,208.511]
["CP","Solar",25,"T4",91.814999999999998,0,3.6539999999999999,77.125]
["CP","Solar",26,"C7",77.772999999999996,0,3.0950000000000002,65.328999999999994]
["CP","Solar",26,"J6",152.22399999999999,0,6.0590000000000002,127.86799999999999]
["CP","Solar",26,"P2",104.652,0,4.165,87.908000000000001]
["CP","Solar",26,"S5",112.429,0,4.4749999999999996,94.44]
["CP","Solar",26,"T4",99.566000000000003,0,3.9630000000000001,83.635000000000005]
["CP","Solar",27,"G6",194.874,0,7.7560000000000002,163.69399999999999]
["CP","Solar",27,"J7",146.851,0,5.8449999999999998,123.355]
["CP","Solar",27,"P3",366.99799999999999,0,14.606999999999999,308.27800000000002]
["CP","Solar",27,"S6",14.558,0,0.57899999999999996,12.228999999999999]
["CP","Solar",28,"D4",152.44,0,6.0670000000000002,128.04900000000001]
["CP","Solar",28,"J7",156.59299999999999,0,6.2320000000000002,131.53800000000001]
["CP","Solar",28,"N4",179.358,0,7.1379999999999999,150.661]
["CP","Solar",28,"R6",23.173999999999999,0,0.92200000000000004,19.466999999999999]
["CP","Solar",28,"S7",19.835999999999999,0,0.78900000000000003,16.661999999999999]
["CP","Solar",29,"C3",47.228999999999999,0,1.88,39.671999999999997]
["CP","Solar",29,"J8",151.869,0,6.0439999999999996,127.57]
["CP","Solar",29,"N5",96.197999999999993,0,3.8290000000000002,80.805999999999997]
["CP","Solar",29,"S7",21.024999999999999,0,0.83699999999999997,17.661000000000001]
["CP","Solar",30,"C3",49.758000000000003,0,1.98,41.796999999999997]
["CP","Solar",30,"E1",334.67500000000001,0,13.32,281.12700000000001]
["CP","Solar",30,"N6",34.473999999999997,0,1.3720000000000001,28.957999999999998]
["CP","Solar",30,"S1",367.8,0,14.638,308.952]
["CP","Solar",31,"B2",437.06099999999998,0,17.395,367.13099999999997]
["CP","Solar",31,"C4",67.119,0,2.6709999999999998,56.38]
["CP","Solar",31,"J3",377.36599999999999,0,15.019,316.988]
["CP","Solar",31,"P7",104.42,0,4.1559999999999997,87.712999999999994]
["CP","Solar",31,"S2",59.978000000000002,0,2.387,50.381999999999998]
["CP","Solar",32,"B3",116.262,0,4.6269999999999998,97.66]
["CP","Solar",32,"J4",132.12799999999999,0,5.2590000000000003,110.98699999999999]
["CP","Solar",32,"N1",199.19399999999999,0,7.9279999999999999,167.32300000000001]
["CP","Solar",32,"N7",55.286999999999999,0,2.2000000000000002,46.441000000000003]
["CP","Solar",32,"S2",62.558,0,2.4900000000000002,52.548999999999999]
["CP","Solar",33,"C1",49.34,0,1.964,41.445]
["CP","Solar",33,"J5",314.84100000000001,0,12.531000000000001,264.46600000000001]
["CP","Solar",33,"N2",229.18600000000001,0,9.1219999999999999,192.51599999999999]
["CP","Solar",33,"Q8",93.016000000000005,0,3.702,78.134]
["CP","Solar",34,"B4",131.99700000000001,0,5.2530000000000001,110.877]
["CP","Solar",34,"H1",60.164000000000001,0,2.395,50.536999999999999]
["CP","Solar",34,"J6",228.905,0,9.11,192.28100000000001]
["CP","Solar",34,"N3",149.761,0,5.9610000000000003,125.8]
["CP","Solar",34,"R4",137.37799999999999,0,5.468,115.39700000000001]
["CP","Solar",35,"C1",52.664999999999999,0,2.0960000000000001,44.238999999999997]
["CP","Solar",35,"H2",319.63799999999998,0,12.722,268.49599999999998]
["CP","Solar",35,"N3",154.489,0,6.149,129.77099999999999]
["CP","Solar",35,"R4",141.715,0,5.64,119.04]
["CP","Solar",36,"A3",26.151,0,1.0409999999999999,21.966000000000001]
["CP","Solar",36,"C2",107.267,0,4.2690000000000001,90.103999999999999]
["CP","Solar",36,"H6",457.846,0,18.222000000000001,384.59100000000001]
["CP","Solar",36,"M6",54.603999999999999,0,2.173,45.868000000000002]
["CP","Solar",36,"R5",74.882999999999996,0,2.98,62.902000000000001]
["CP","Solar",37,"A9",50.069000000000003,0,1.9930000000000001,42.058]
["CP","Solar",37,"H6",469.56799999999998,0,18.689,394.43700000000001]
["CP","Solar",37,"M6",56.002000000000002,0,2.2290000000000001,47.042000000000002]
["CP","Solar",37,"Q5",123.425,0,4.9119999999999999,103.67700000000001]
["CP","Solar",37,"R6",33.079000000000001,0,1.3169999999999999,27.786999999999999]
["CP","Solar",38,"B1",424.452,0,16.893000000000001,356.54]
["CP","Solar",38,"G5",154.74799999999999,0,6.1589999999999998,129.988]
["CP","Solar",38,"M7",49.761000000000003,0,1.98,41.798999999999999]
["CP","Solar",38,"S4",21.856000000000002,0,0.87,18.359000000000002]
["CP","Solar",39,"B2",556.46699999999998,0,22.146999999999998,467.43200000000002]
["CP","Solar",39,"G6",309.66399999999999,0,12.324999999999999,260.11799999999999]
["CP","Solar",39,"L7",303.58300000000003,0,12.083,255.00899999999999]
["CP","Solar",39,"M8",15.507,0,0.61699999999999999,13.026]
["CP","Solar",39,"Q6",100.843,0,4.0140000000000002,84.709000000000003]
["CP","Solar",40,"B2",566.67999999999995,0,22.553999999999998,476.01100000000002]
["CP","Solar",40,"K5",218.523,0,8.6969999999999992,183.559]
["CP","Solar",40,"L8",233.959,0,9.3119999999999994,196.52600000000001]
["CP","Solar",40,"Q7",129.69,0,5.1619999999999999,108.93899999999999]
["CP","Wind",16,"A6",0.57499999999999996,0.13400000000000001,0.27,0.224]
["CP","Wind",16,"E7",2.6269999999999998,0.61099999999999999,1.2350000000000001,1.0249999999999999]
["CP","Wind",16,"L8",8.9410000000000007,2.081,4.202,3.4870000000000001]
["CP","Wind",16,"M5",1.7170000000000001,0.4,0.80700000000000005,0.67]
["CP","Wind",16,"Q8",8.4760000000000009,1.972,3.984,3.306]
["CP","Wind",17,"A7",0.183,0.04,8.5999999999999993E-2,7.1999999999999995E-2]
["CP","Wind",17,"E8",0.23899999999999999,5.1999999999999998E-2,0.112,9.2999999999999999E-2]
["CP","Wind",17,"M4",5.2770000000000001,1.141,2.48,2.0579999999999998]
["CP","Wind",17,"P8",28.649000000000001,6.1970000000000001,13.465,11.173]
["CP","Wind",17,"T4",25.564,5.53,12.015000000000001,9.9700000000000006]
["CP","Wind",18,"B4",1.7000000000000001E-2,3.0000000000000001E-3,8.0000000000000002E-3,7.0000000000000001E-3]
["CP","Wind",18,"L2",0.96699999999999997,0.2,0.45500000000000002,0.377]
["CP","Wind",18,"M5",1.891,0.39100000000000001,0.88900000000000001,0.73699999999999999]
["CP","Wind",18,"Q2",2.2149999999999999,0.45800000000000002,1.0409999999999999,0.86399999999999999]
["CP","Wind",18,"T5",35.680999999999997,7.3819999999999997,16.77,13.914999999999999]
["CP","Wind",19,"F6",73.673000000000002,14.624000000000001,34.625999999999998,28.731999999999999]
["CP","Wind",19,"L2",1.0189999999999999,0.20200000000000001,0.47899999999999998,0.39700000000000002]
["CP","Wind",19,"N7",0.17899999999999999,3.5999999999999997E-2,8.4000000000000005E-2,7.0000000000000007E-2]
["CP","Wind",20,"A1",9.1999999999999998E-2,1.7999999999999999E-2,4.2999999999999997E-2,3.5999999999999997E-2]
["CP","Wind",20,"D5",1.1180000000000001,0.214,0.52500000000000002,0.436]
["CP","Wind",20,"G1",1.407,0.26900000000000002,0.66100000000000003,0.54900000000000004]
["CP","Wind",20,"L3",2.4239999999999999,0.46300000000000002,1.139,0.94499999999999995]
["CP","Wind",20,"P4",5.6340000000000003,1.077,2.6480000000000001,2.1970000000000001]
["CP","Wind",21,"A1",9.9000000000000005E-2,1.9E-2,4.5999999999999999E-2,3.9E-2]
["CP","Wind",21,"D6",0.109,2.1000000000000001E-2,5.0999999999999997E-2,4.2000000000000003E-2]
["CP","Wind",21,"L5",10.868,2.0609999999999999,5.1079999999999997,4.2389999999999999]
["CP","Wind",21,"P5",3.173,0.60199999999999998,1.4910000000000001,1.2370000000000001]
["CP","Wind",21,"T1",62.469000000000001,11.843999999999999,29.36,24.363]
["CP","Wind",22,"A3",0.16,2.9000000000000001E-2,7.4999999999999997E-2,6.2E-2]
["CP","Wind",22,"D6",0.11799999999999999,2.1999999999999999E-2,5.5E-2,4.5999999999999999E-2]
["CP","Wind",22,"M5",2.46,0.44900000000000001,1.1559999999999999,0.95899999999999996]
["CP","Wind",22,"P6",13.27,2.4209999999999998,6.2370000000000001,5.1749999999999998]
["CP","Wind",22,"T2",49.707000000000001,9.0670000000000002,23.361999999999998,19.385999999999999]
["CP","Wind",23,"E1",2.536,0.443,1.1919999999999999,0.98899999999999999]
["CP","Wind",23,"K5",19.396000000000001,3.39,9.1159999999999997,7.5640000000000001]
["CP","Wind",23,"N7",0.24,4.2000000000000003E-2,0.113,9.4E-2]
["CP","Wind",23,"S2",8.7829999999999995,1.5349999999999999,4.1280000000000001,3.4249999999999998]
["CP","Wind",23,"T3",7.22,1.262,3.3929999999999998,2.8159999999999998]
["CP","Wind",24,"E7",4.4509999999999996,0.73699999999999999,2.0920000000000001,1.736]
["CP","Wind",24,"K6",9.1530000000000005,1.5149999999999999,4.3019999999999996,3.57]
["CP","Wind",24,"P1",19.291,3.1930000000000001,9.0670000000000002,7.524]
["CP","Wind",24,"T3",7.8490000000000002,1.2989999999999999,3.6890000000000001,3.0609999999999999]
["CP","Wind",25,"C6",1.3120000000000001,0.214,0.61599999999999999,0.51200000000000001]
["CP","Wind",25,"E8",0.42,6.9000000000000006E-2,0.19700000000000001,0.16400000000000001]
["CP","Wind",25,"L1",2.5999999999999999E-2,4.0000000000000001E-3,1.2E-2,0.01]
["CP","Wind",25,"P2",2.0329999999999999,0.33200000000000002,0.95499999999999996,0.79300000000000004]
["CP","Wind",25,"T4",44.887,7.3390000000000004,21.097000000000001,17.506]
["CP","Wind",26,"C7",0.223,3.5999999999999997E-2,0.105,8.6999999999999994E-2]
["CP","Wind",26,"J6",10.795,1.744,5.0739999999999998,4.21]
["CP","Wind",26,"P2",2.198,0.35499999999999998,1.0329999999999999,0.85699999999999998]
["CP","Wind",26,"Q7",10.086,1.63,4.74,3.9329999999999998]
["CP","Wind",27,"D4",2.302,0.36699999999999999,1.0820000000000001,0.89800000000000002]
["CP","Wind",27,"J7",0.58599999999999997,9.2999999999999999E-2,0.27500000000000002,0.22800000000000001]
["CP","Wind",27,"N4",5.6749999999999998,0.90400000000000003,2.6669999999999998,2.2130000000000001]
["CP","Wind",27,"P3",7.2779999999999996,1.159,3.4209999999999998,2.8380000000000001]
["CP","Wind",27,"S6",3.3000000000000002E-2,5.0000000000000001E-3,1.4999999999999999E-2,1.2999999999999999E-2]
["CP","Wind",28,"C3",0.38200000000000001,6.0999999999999999E-2,0.18,0.14899999999999999]
["CP","Wind",28,"J8",2.262,0.35899999999999999,1.0629999999999999,0.88200000000000001]
["CP","Wind",28,"N5",8.4380000000000006,1.34,3.9660000000000002,3.2909999999999999]
["CP","Wind",28,"S7",1.9159999999999999,0.30399999999999999,0.90100000000000002,0.747]
["CP","Wind",29,"C3",0.40799999999999997,6.5000000000000002E-2,0.192,0.159]
["CP","Wind",29,"J1",11.273,1.786,5.298,4.3970000000000002]
["CP","Wind",29,"J8",2.415,0.38300000000000001,1.135,0.94199999999999995]
["CP","Wind",29,"P3",8.3339999999999996,1.32,3.9169999999999998,3.25]
["CP","Wind",29,"T1",115.819,18.346,54.435000000000002,45.168999999999997]
["CP","Wind",30,"C4",0.17799999999999999,2.8000000000000001E-2,8.4000000000000005E-2,7.0000000000000007E-2]
["CP","Wind",30,"J3",12.111000000000001,1.9139999999999999,5.6920000000000002,4.7229999999999999]
["CP","Wind",30,"N6",0.36,5.7000000000000002E-2,0.16900000000000001,0.14000000000000001]
["CP","Wind",30,"S1",163.25800000000001,25.795000000000002,76.730999999999995,63.670999999999999]
["CP","Wind",31,"A6",1.589,0.251,0.747,0.62]
["CP","Wind",31,"C5",1.1160000000000001,0.17599999999999999,0.52500000000000002,0.435]
["CP","Wind",31,"J4",8.7219999999999995,1.375,4.0990000000000002,3.4009999999999998]
["CP","Wind",31,"N7",0.42599999999999999,6.7000000000000004E-2,0.2,0.16600000000000001]
["CP","Wind",31,"S2",15.582000000000001,2.4569999999999999,7.3239999999999998,6.077]
["CP","Wind",32,"B3",6.9000000000000006E-2,1.0999999999999999E-2,3.3000000000000002E-2,2.7E-2]
["CP","Wind",32,"J4",9.202,1.448,4.3250000000000002,3.589]
["CP","Wind",32,"M8",5.7450000000000001,0.90400000000000003,2.7,2.2410000000000001]
["CP","Wind",32,"Q8",24.722999999999999,3.891,11.62,9.6419999999999995]
["CP","Wind",32,"S4",0.224,3.5000000000000003E-2,0.105,8.6999999999999994E-2]
["CP","Wind",33,"B4",4.7E-2,7.0000000000000001E-3,2.1999999999999999E-2,1.7999999999999999E-2]
["CP","Wind",33,"J5",4.2439999999999998,0.66700000000000004,1.994,1.655]
["CP","Wind",33,"N2",0.89400000000000002,0.14000000000000001,0.42,0.34899999999999998]
["CP","Wind",33,"Q8",25.989000000000001,4.0830000000000002,12.215,10.135999999999999]
["CP","Wind",34,"C3",0.53500000000000003,8.4000000000000005E-2,0.251,0.20799999999999999]
["CP","Wind",34,"H2",6.8849999999999998,1.08,3.2360000000000002,2.6850000000000001]
["CP","Wind",34,"J6",17.428000000000001,2.7330000000000001,8.1910000000000007,6.7969999999999997]
["CP","Wind",34,"N3",0.317,0.05,0.14899999999999999,0.124]
["CP","Wind",34,"R4",2.9009999999999998,0.45500000000000002,1.363,1.131]
["CP","Wind",35,"C1",6.0000000000000001E-3,1E-3,3.0000000000000001E-3,2E-3]
["CP","Wind",35,"L1",4.7E-2,7.0000000000000001E-3,2.1999999999999999E-2,1.7999999999999999E-2]
["CP","Wind",35,"M6",4.95,0.77500000000000002,2.3260000000000001,1.93]
["CP","Wind",35,"R5",7.4009999999999998,1.1579999999999999,3.4780000000000002,2.8860000000000001]
["CP","Wind",36,"A9",2.4E-2,4.0000000000000001E-3,1.0999999999999999E-2,0.01]
["CP","Wind",36,"C2",0.112,1.7999999999999999E-2,5.2999999999999999E-2,4.3999999999999997E-2]
["CP","Wind",36,"H6",92.849000000000004,14.531000000000001,43.639000000000003,36.210999999999999]
["CP","Wind",36,"M6",5.157,0.80700000000000005,2.4239999999999999,2.0110000000000001]
["CP","Wind",36,"Q6",0.67900000000000005,0.106,0.31900000000000001,0.26500000000000001]
["CP","Wind",37,"B1",5.0599999999999996,0.79200000000000004,2.3780000000000001,1.9730000000000001]
["CP","Wind",37,"G5",6.101,0.95499999999999996,2.867,2.379]
["CP","Wind",37,"M7",8.359,1.3080000000000001,3.9289999999999998,3.26]
["CP","Wind",37,"Q5",15.226000000000001,2.383,7.1559999999999997,5.9379999999999997]
["CP","Wind",38,"B1",5.2480000000000002,0.82099999999999995,2.4660000000000002,2.0470000000000002]
["CP","Wind",38,"C2",0.121,1.9E-2,5.7000000000000002E-2,4.7E-2]
["CP","Wind",38,"L7",13.785,2.157,6.4790000000000001,5.3760000000000003]
["CP","Wind",38,"M8",7.4240000000000004,1.1619999999999999,3.4889999999999999,2.8959999999999999]
["CP","Wind",38,"Q6",0.73199999999999998,0.115,0.34399999999999997,0.28599999999999998]
["CP","Wind",39,"B2",3.105,0.48599999999999999,1.4590000000000001,1.2110000000000001]
["CP","Wind",39,"G6",5.9889999999999999,0.93700000000000006,2.8149999999999999,2.3359999999999999]
["CP","Wind",39,"L7",14.269,2.2330000000000001,6.7060000000000004,5.5650000000000004]
["CP","Wind",39,"P2",4.3090000000000002,0.67400000000000004,2.0249999999999999,1.681]
["CP","Wind",40,"A6",2.3170000000000002,0.36299999999999999,1.089,0.90300000000000002]
["CP","Wind",40,"E7",10.592000000000001,1.6579999999999999,4.9779999999999998,4.1310000000000002]
["CP","Wind",40,"G7",0.93700000000000006,0.14699999999999999,0.44,0.36499999999999999]
["CP","Wind",40,"L8",36.045000000000002,5.641,16.940999999999999,14.057]
["CP","Wind",40,"Q7",20.433,3.198,9.6029999999999998,7.9690000000000003]
["TD","Battery",16,"A6",0.39900000000000002,0.34699999999999998,0,0]
["TD","Battery",16,"G5",0.23100000000000001,0.20100000000000001,0,0]
["TD","Battery",16,"M4",0.21099999999999999,0.184,0,0]
["TD","Battery",16,"P8",0.54800000000000004,0.47699999999999998,0,0]
["TD","Battery",16,"Q8",0.16,0.13900000000000001,0,0]
["TD","Battery",17,"A7",0.153,0.13300000000000001,0,0]
["TD","Battery",17,"E8",0.158,0.13700000000000001,0,0]
["TD","Battery",17,"M7",7.6999999999999999E-2,6.7000000000000004E-2,0,0]
["TD","Battery",17,"Q2",0.13200000000000001,0.115,0,0]
["TD","Battery",17,"T5",5.3999999999999999E-2,4.7E-2,0,0]
["TD","Battery",18,"F6",2.1709999999999998,1.889,0,0]
["TD","Battery",18,"L2",0.68,0.59099999999999997,0,0]
["TD","Battery",18,"M5",0.184,0.16,0,0]
["TD","Battery",18,"Q2",0.153,0.13300000000000001,0,0]
["TD","Battery",19,"C6",0.09,7.8E-2,0,0]
["TD","Battery",19,"G1",0.66700000000000004,0.57999999999999996,0,0]
["TD","Battery",19,"L3",1.8149999999999999,1.579,0,0]
["TD","Battery",19,"P4",0.17599999999999999,0.153,0,0]
["TD","Battery",20,"A1",0.72299999999999998,0.629,0,0]
["TD","Battery",20,"D5",0.82899999999999996,0.72099999999999997,0,0]
["TD","Battery",20,"K6",0.90600000000000003,0.78800000000000003,0,0]
["TD","Battery",20,"L5",3.0840000000000001,2.6829999999999998,0,0]
["TD","Battery",20,"P5",0.29399999999999998,0.25600000000000001,0,0]
["TD","Battery",21,"A3",0.20499999999999999,0.17799999999999999,0,0]
["TD","Battery",21,"D6",1.5509999999999999,1.349,0,0]
["TD","Battery",21,"L5",4.78,4.1589999999999998,0,0]
["TD","Battery",21,"P5",0.45600000000000002,0.39700000000000002,0,0]
["TD","Battery",21,"R4",1.141,0.99199999999999999,0,0]
["TD","Battery",22,"A4",0.91300000000000003,0.79500000000000004,0,0]
["TD","Battery",22,"E1",4.6150000000000002,4.0149999999999997,0,0]
["TD","Battery",22,"K5",2.2170000000000001,1.929,0,0]
["TD","Battery",22,"P6",2.081,1.81,0,0]
["TD","Battery",22,"T2",1.266,1.101,0,0]
["TD","Battery",23,"E1",6.1269999999999998,5.3310000000000004,0,0]
["TD","Battery",23,"J5",5.0759999999999996,4.4160000000000004,0,0]
["TD","Battery",23,"P1",6.3070000000000004,5.4870000000000001,0,0]
["TD","Battery",23,"T3",0.27900000000000003,0.24299999999999999,0,0]
["TD","Battery",24,"C6",0.61699999999999999,0.53700000000000003,0,0]
["TD","Battery",24,"J5",6.5659999999999998,5.7119999999999997,0,0]
["TD","Battery",24,"K6",3.4079999999999999,2.9649999999999999,0,0]
["TD","Battery",24,"P5",1.107,0.96299999999999997,0,0]
["TD","Battery",24,"T4",3.0179999999999998,2.625,0,0]
["TD","Battery",25,"C7",2.984,2.5960000000000001,0,0]
["TD","Battery",25,"J6",5.8410000000000002,5.0819999999999999,0,0]
["TD","Battery",25,"P2",4.016,3.4940000000000002,0,0]
["TD","Battery",25,"S5",4.3140000000000001,3.7530000000000001,0,0]
["TD","Battery",25,"T4",3.82,3.3239999999999998,0,0]
["TD","Battery",26,"G1",7.0069999999999997,6.0960000000000001,0,0]
["TD","Battery",26,"J7",6.3120000000000003,5.4909999999999997,0,0]
["TD","Battery",26,"P3",15.773999999999999,13.723000000000001,0,0]
["TD","Battery",26,"S6",0.626,0.54400000000000004,0,0]
["TD","Battery",27,"C2",3.4630000000000001,3.0129999999999999,0,0]
["TD","Battery",27,"J7",7.0359999999999996,6.1210000000000004,0,0]
["TD","Battery",27,"N2",8.1199999999999992,7.0640000000000001,0,0]
["TD","Battery",27,"P4",2.0619999999999998,1.794,0,0]
["TD","Battery",27,"S7",0.89100000000000001,0.77500000000000002,0,0]
["TD","Battery",28,"C3",2.29,1.992,0,0]
["TD","Battery",28,"J8",7.3639999999999999,6.4059999999999997,0,0]
["TD","Battery",28,"N5",4.6639999999999997,4.0579999999999998,0,0]
["TD","Battery",28,"S7",1.0189999999999999,0.88700000000000001,0,0]
["TD","Battery",29,"C5",3.8730000000000002,3.3690000000000002,0,0]
["TD","Battery",29,"J3",18.64,16.216999999999999,0,0]
["TD","Battery",29,"K4",12.46,10.84,0,0]
["TD","Battery",29,"N6",1.7849999999999999,1.5529999999999999,0,0]
["TD","Battery",29,"S1",19.042000000000002,16.565999999999999,0,0]
["TD","Battery",30,"C4",3.677,3.1989999999999998,0,0]
["TD","Battery",30,"J3",20.673999999999999,17.986000000000001,0,0]
["TD","Battery",30,"L3",30.324000000000002,26.382000000000001,0,0]
["TD","Battery",30,"S2",3.286,2.859,0,0]
["TD","Battery",31,"B3",6.6820000000000004,5.8129999999999997,0,0]
["TD","Battery",31,"C5",4.7,4.0890000000000004,0,0]
["TD","Battery",31,"J4",7.5940000000000003,6.6070000000000002,0,0]
["TD","Battery",31,"N1",11.448,9.9600000000000009,0,0]
["TD","Battery",31,"Q8",5.1459999999999999,4.4770000000000003,0,0]
["TD","Battery",32,"B4",7.6340000000000003,6.6420000000000003,0,0]
["TD","Battery",32,"J5",18.841000000000001,16.391999999999999,0,0]
["TD","Battery",32,"N2",13.715999999999999,11.932,0,0]
["TD","Battery",32,"Q8",5.5670000000000002,4.843,0,0]
["TD","Battery",32,"S4",1.1359999999999999,0.98799999999999999,0,0]
["TD","Battery",33,"B4",8.2210000000000001,7.1520000000000001,0,0]
["TD","Battery",33,"J4",8.8450000000000006,7.6950000000000003,0,0]
["TD","Battery",33,"N3",9.327,8.1150000000000002,0,0]
["TD","Battery",33,"R4",8.5559999999999992,7.444,0,0]
["TD","Battery",34,"C1",3.407,2.964,0,0]
["TD","Battery",34,"H2",20.675000000000001,17.986999999999998,0,0]
["TD","Battery",34,"M5",6.1680000000000001,5.3659999999999997,0,0]
["TD","Battery",34,"P4",4.0179999999999998,3.496,0,0]
["TD","Battery",35,"A9",3.2810000000000001,2.855,0,0]
["TD","Battery",35,"C2",7.2089999999999996,6.2720000000000002,0,0]
["TD","Battery",35,"H6",30.771000000000001,26.771000000000001,0,0]
["TD","Battery",35,"M6",3.67,3.1930000000000001,0,0]
["TD","Battery",35,"R5",5.0330000000000004,4.3780000000000001,0,0]
["TD","Battery",36,"A9",3.4769999999999999,3.0249999999999999,0,0]
["TD","Battery",36,"F6",82.45,71.731999999999999,0,0]
["TD","Battery",36,"M7",3.379,2.94,0,0]
["TD","Battery",36,"Q5",8.5719999999999992,7.4580000000000002,0,0]
["TD","Battery",36,"R6",2.2970000000000002,1.9990000000000001,0,0]
["TD","Battery",37,"B1",30.387,26.436,0,0]
["TD","Battery",37,"G5",11.077999999999999,9.6379999999999999,0,0]
["TD","Battery",37,"M7",3.5619999999999998,3.0990000000000002,0,0]
["TD","Battery",37,"S1",34.424999999999997,29.95,0,0]
["TD","Battery",38,"B2",40.898000000000003,35.581000000000003,0,0]
["TD","Battery",38,"G6",22.759,19.8,0,0]
["TD","Battery",38,"L7",22.312000000000001,19.411000000000001,0,0]
["TD","Battery",38,"M8",1.1399999999999999,0.99199999999999999,0,0]
["TD","Battery",38,"Q6",7.4119999999999999,6.4480000000000004,0,0]
["TD","Battery",39,"D4",17.337,15.083,0,0]
["TD","Battery",39,"G7",15.712,13.669,0,0]
["TD","Battery",39,"L8",17.533999999999999,15.255000000000001,0,0]
["TD","Battery",39,"Q7",9.7200000000000006,8.4559999999999995,0,0]
["TD","Battery",40,"A6",21.279,18.513000000000002,0,0]
["TD","Battery",40,"E7",11.497999999999999,10.003,0,0]
["TD","Battery",40,"G7",16.026,13.943,0,0]
["TD","Battery",40,"L8",17.885000000000002,15.56,0,0]
["TD","Battery",40,"Q8",8.5090000000000003,7.4029999999999996,0,0]
["TD","Hydro",16,"B3",2.7E-2,1.2999999999999999E-2,2E-3,6.0000000000000001E-3]
["TD","Hydro",16,"J6",2.5000000000000001E-2,1.2E-2,2E-3,6.0000000000000001E-3]
["TD","Hydro",16,"R6",1.9930000000000001,0.95699999999999996,0.17399999999999999,0.45300000000000001]
["TD","Hydro",17,"E1",0.26500000000000001,0.127,2.3E-2,0.06]
["TD","Hydro",17,"H2",0.183,8.7999999999999995E-2,1.6E-2,4.2000000000000003E-2]
["TD","Hydro",17,"N7",0.24199999999999999,0.11600000000000001,2.1000000000000001E-2,5.5E-2]
["TD","Hydro",17,"T2",0.25800000000000001,0.124,2.3E-2,5.8999999999999997E-2]
["TD","Hydro",18,"J4",9.8000000000000004E-2,4.7E-2,8.9999999999999993E-3,2.1999999999999999E-2]
["TD","Hydro",18,"Q2",0.28100000000000003,0.13500000000000001,2.5000000000000001E-2,6.4000000000000001E-2]
["TD","Hydro",19,"A8",7.0000000000000007E-2,3.4000000000000002E-2,6.0000000000000001E-3,1.6E-2]
["TD","Hydro",19,"L5",0.47399999999999998,0.22700000000000001,4.1000000000000002E-2,0.108]
["TD","Hydro",19,"P6",0.107,5.0999999999999997E-2,8.9999999999999993E-3,2.4E-2]
["TD","Hydro",20,"D5",3.2000000000000001E-2,1.4999999999999999E-2,3.0000000000000001E-3,7.0000000000000001E-3]
["TD","Hydro",20,"G1",0.20699999999999999,9.9000000000000005E-2,1.7999999999999999E-2,4.7E-2]
["TD","Hydro",20,"N4",1.8,0.86399999999999999,0.157,0.41]
["TD","Hydro",20,"T5",11.814,5.6710000000000003,1.03,2.6880000000000002]
["TD","Hydro",21,"H2",0.22900000000000001,0.11,0.02,5.1999999999999998E-2]
["TD","Hydro",21,"P2",2.2240000000000002,1.0680000000000001,0.19400000000000001,0.50600000000000001]
["TD","Hydro",22,"B1",3.5000000000000003E-2,1.7000000000000001E-2,3.0000000000000001E-3,8.0000000000000002E-3]
["TD","Hydro",22,"L2",0.16200000000000001,7.8E-2,1.4E-2,3.6999999999999998E-2]
["TD","Hydro",22,"S1",19.815999999999999,9.5120000000000005,1.728,4.508]
["TD","Hydro",23,"E7",4.3999999999999997E-2,2.1000000000000001E-2,4.0000000000000001E-3,0.01]
["TD","Hydro",23,"M6",4.9429999999999996,2.3730000000000002,0.43099999999999999,1.125]
["TD","Hydro",23,"N7",0.33400000000000002,0.161,2.9000000000000001E-2,7.5999999999999998E-2]
["TD","Hydro",24,"B2",3.4000000000000002E-2,1.6E-2,3.0000000000000001E-3,8.0000000000000002E-3]
["TD","Hydro",24,"G7",0.49399999999999999,0.23699999999999999,4.2999999999999997E-2,0.112]
["TD","Hydro",24,"Q4",1.35,0.64800000000000002,0.11799999999999999,0.307]
["TD","Hydro",25,"B1",0.04,1.9E-2,4.0000000000000001E-3,8.9999999999999993E-3]
["TD","Hydro",25,"M4",3.411,1.637,0.29699999999999999,0.77600000000000002]
["TD","Hydro",25,"R4",1.615,0.77500000000000002,0.14099999999999999,0.36699999999999999]
["TD","Hydro",26,"D5",4.2000000000000003E-2,0.02,4.0000000000000001E-3,0.01]
["TD","Hydro",26,"L2",0.19400000000000001,9.2999999999999999E-2,1.7000000000000001E-2,4.3999999999999997E-2]
["TD","Hydro",26,"N5",0.86799999999999999,0.41699999999999998,7.5999999999999998E-2,0.19700000000000001]
["TD","Hydro",27,"A6",0.90700000000000003,0.435,7.9000000000000001E-2,0.20599999999999999]
["TD","Hydro",27,"H6",5.3890000000000002,2.5870000000000002,0.47,1.226]
["TD","Hydro",27,"P3",3.1560000000000001,1.5149999999999999,0.27500000000000002,0.71799999999999997]
["TD","Hydro",28,"B4",0.52900000000000003,0.254,4.5999999999999999E-2,0.12]
["TD","Hydro",28,"L3",1.7090000000000001,0.82,0.14899999999999999,0.38900000000000001]
["TD","Hydro",28,"Q7",0.30399999999999999,0.14599999999999999,2.7E-2,6.9000000000000006E-2]
["TD","Hydro",28,"S2",0.222,0.107,1.9E-2,5.0999999999999997E-2]
["TD","Hydro",29,"E8",0.09,4.2999999999999997E-2,8.0000000000000002E-3,0.02]
["TD","Hydro",29,"P1",3.0449999999999999,1.4610000000000001,0.26500000000000001,0.69299999999999995]
["TD","Hydro",29,"T3",58.13,27.902999999999999,5.069,13.225]
["TD","Hydro",30,"G7",0.627,0.30099999999999999,5.5E-2,0.14299999999999999]
["TD","Hydro",30,"L5",0.77600000000000002,0.372,6.8000000000000005E-2,0.17599999999999999]
["TD","Hydro",31,"B2",4.4999999999999998E-2,2.1999999999999999E-2,4.0000000000000001E-3,0.01]
["TD","Hydro",31,"J5",0.13500000000000001,6.5000000000000002E-2,1.2E-2,3.1E-2]
["TD","Hydro",31,"M5",0.35399999999999998,0.17,3.1E-2,8.1000000000000003E-2]
["TD","Hydro",31,"R5",6.6950000000000003,3.214,0.58399999999999996,1.5229999999999999]
["TD","Hydro",32,"G5",0.45800000000000002,0.22,0.04,0.104]
["TD","Hydro",32,"N5",1.073,0.51500000000000001,9.4E-2,0.24399999999999999]
["TD","Hydro",32,"S5",8.7040000000000006,4.1779999999999999,0.75900000000000001,1.98]
["TD","Hydro",33,"J3",7.4999999999999997E-2,3.5999999999999997E-2,7.0000000000000001E-3,1.7000000000000001E-2]
["TD","Hydro",33,"P6",0.191,9.1999999999999998E-2,1.7000000000000001E-2,4.3999999999999997E-2]
["TD","Hydro",33,"Q8",4.9260000000000002,2.3650000000000002,0.43,1.121]
["TD","Hydro",34,"C2",1.4E-2,6.0000000000000001E-3,1E-3,3.0000000000000001E-3]
["TD","Hydro",34,"L3",2.052,0.98499999999999999,0.17899999999999999,0.46700000000000003]
["TD","Hydro",34,"R6",4.3419999999999996,2.0840000000000001,0.379,0.98799999999999999]
["TD","Hydro",35,"F6",17.265999999999998,8.2880000000000003,1.506,3.9279999999999999]
["TD","Hydro",35,"N2",0.499,0.24,4.3999999999999997E-2,0.114]
["TD","Hydro",35,"T4",52.741999999999997,25.315999999999999,4.5990000000000002,11.999000000000001]
["TD","Hydro",36,"H1",2.33,1.1180000000000001,0.20300000000000001,0.53]
["TD","Hydro",36,"J6",5.7000000000000002E-2,2.7E-2,5.0000000000000001E-3,1.2999999999999999E-2]
["TD","Hydro",36,"Q5",0.70299999999999996,0.33700000000000002,6.0999999999999999E-2,0.16]
["TD","Hydro",37,"G6",1.661,0.79700000000000004,0.14499999999999999,0.378]
["TD","Hydro",37,"M6",7.76,3.7250000000000001,0.67700000000000005,1.7649999999999999]
["TD","Hydro",37,"R6",4.5890000000000004,2.2029999999999998,0.4,1.044]
["TD","Hydro",38,"E1",0.58299999999999996,0.28000000000000003,5.0999999999999997E-2,0.13300000000000001]
["TD","Hydro",38,"N6",0.14799999999999999,7.0999999999999994E-2,1.2999999999999999E-2,3.4000000000000002E-2]
["TD","Hydro",38,"T1",73.341999999999999,35.204000000000001,6.3949999999999996,16.684999999999999]
["TD","Hydro",39,"F6",18.326000000000001,8.7959999999999994,1.5980000000000001,4.1689999999999996]
["TD","Hydro",39,"Q2",0.59099999999999997,0.28399999999999997,5.1999999999999998E-2,0.13400000000000001]
["TD","Hydro",40,"A8",0.14000000000000001,6.7000000000000004E-2,1.2E-2,3.2000000000000001E-2]
["TD","Hydro",40,"D5",0.06,2.9000000000000001E-2,5.0000000000000001E-3,1.4E-2]
["TD","Hydro",40,"L5",0.94899999999999995,0.45500000000000002,8.3000000000000004E-2,0.216]
["TD","Hydro",40,"S5",10.016999999999999,4.8079999999999998,0.873,2.2789999999999999]
["TD","Other",16,"C2",0.65500000000000003,0.46200000000000002,0.26700000000000002,0.26500000000000001]
["TD","Other",16,"J7",7.4059999999999997,5.2249999999999996,3.0249999999999999,3]
["TD","Other",16,"N6",4.5069999999999997,3.18,1.841,1.825]
["TD","Other",16,"S1",22.428999999999998,15.824,9.1620000000000008,9.0839999999999996]
["TD","Other",17,"B3",4.5789999999999997,3.4670000000000001,1.752,1.736]
["TD","Other",17,"C5",0.02,1.4999999999999999E-2,8.0000000000000002E-3,8.0000000000000002E-3]
["TD","Other",17,"J4",5.1050000000000004,3.8660000000000001,1.954,1.9359999999999999]
["TD","Other",17,"P1",15.179,11.494999999999999,5.8090000000000002,5.7560000000000002]
["TD","Other",17,"Q4",5.0549999999999997,3.8279999999999998,1.9350000000000001,1.917]
["TD","Other",18,"C2",1.0580000000000001,0.81499999999999995,0.40200000000000002,0.39700000000000002]
["TD","Other",18,"J7",11.975,9.2210000000000001,4.5439999999999996,4.4969999999999999]
["TD","Other",18,"N5",6.5869999999999997,5.0720000000000001,2.4990000000000001,2.4729999999999999]
["TD","Other",18,"P4",4.93,3.7959999999999998,1.871,1.851]
["TD","Other",18,"T1",5.2530000000000001,4.0449999999999999,1.9930000000000001,1.972]
["TD","Other",19,"C3",3.1949999999999998,2.4769999999999999,1.22,1.2010000000000001]
["TD","Other",19,"K5",8.43,6.5359999999999996,3.2189999999999999,3.1680000000000001]
["TD","Other",19,"P1",16.257999999999999,12.606,6.2069999999999999,6.11]
["TD","Other",19,"S4",4.0000000000000001E-3,3.0000000000000001E-3,2E-3,2E-3]
["TD","Other",20,"C7",6.2590000000000003,4.9390000000000001,2.371,2.3340000000000001]
["TD","Other",20,"J6",12.882,10.167,4.88,4.8040000000000003]
["TD","Other",20,"L1",4.3979999999999997,3.4710000000000001,1.6659999999999999,1.64]
["TD","Other",20,"P6",20.001000000000001,15.785,7.577,7.4580000000000002]
["TD","Other",20,"T1",5.5739999999999998,4.399,2.1120000000000001,2.0790000000000002]
["TD","Other",21,"D6",9.5459999999999994,7.5149999999999997,3.6309999999999998,3.5590000000000002]
["TD","Other",21,"K4",13.272,10.448,5.048,4.9480000000000004]
["TD","Other",21,"N7",1.986,1.5640000000000001,0.755,0.74]
["TD","Other",21,"T3",0.67800000000000005,0.53400000000000003,0.25800000000000001,0.253]
["TD","Other",22,"B3",5.2859999999999996,4.1559999999999997,2.0179999999999998,1.9670000000000001]
["TD","Other",22,"E8",1.5580000000000001,1.2250000000000001,0.59499999999999997,0.57999999999999996]
["TD","Other",22,"L1",4.4160000000000004,3.472,1.6859999999999999,1.643]
["TD","Other",22,"P3",28.731000000000002,22.585999999999999,10.967000000000001,10.689]
["TD","Other",23,"A1",2.8000000000000001E-2,2.1999999999999999E-2,1.0999999999999999E-2,0.01]
["TD","Other",23,"D5",7.0810000000000004,5.5590000000000002,2.71,2.6280000000000001]
["TD","Other",23,"L3",36.137999999999998,28.370999999999999,13.829000000000001,13.413]
["TD","Other",23,"P2",6.2359999999999998,4.8959999999999999,2.3860000000000001,2.3149999999999999]
["TD","Other",23,"T3",0.69,0.54200000000000004,0.26400000000000001,0.25600000000000001]
["TD","Other",24,"A6",4.4210000000000003,3.4729999999999999,1.6930000000000001,1.6339999999999999]
["TD","Other",24,"E7",10.967000000000001,8.6140000000000008,4.2,4.0529999999999999]
["TD","Other",24,"K6",5.6859999999999999,4.4660000000000002,2.177,2.101]
["TD","Other",24,"P8",30.454999999999998,23.92,11.663,11.255000000000001]
["TD","Other",24,"T5",12.156000000000001,9.5470000000000006,4.6550000000000002,4.492]
["TD","Other",25,"G1",12.647,9.9730000000000008,4.8520000000000003,4.6109999999999998]
["TD","Other",25,"L3",39.093000000000004,30.827000000000002,14.997,14.252000000000001]
["TD","Other",25,"P5",9.8330000000000002,7.7539999999999996,3.7719999999999998,3.585]
["TD","Other",26,"A4",5.7000000000000002E-2,4.4999999999999998E-2,2.1999999999999999E-2,0.02]
["TD","Other",26,"E1",32.837000000000003,25.869,12.667,11.877000000000001]
["TD","Other",26,"G6",19.363,15.254,7.47,7.0039999999999996]
["TD","Other",26,"N5",7.8310000000000004,6.1689999999999996,3.0209999999999999,2.8330000000000002]
["TD","Other",26,"P8",32.773000000000003,25.818000000000001,12.643000000000001,11.853999999999999]
["TD","Other",27,"A8",14.602,11.486000000000001,5.6719999999999997,5.2409999999999997]
["TD","Other",27,"F6",44.463999999999999,34.978000000000002,17.271000000000001,15.959]
["TD","Other",27,"L2",23.596,18.562000000000001,9.1649999999999991,8.4689999999999994]
["TD","Other",27,"Q4",6.6210000000000004,5.2089999999999996,2.5720000000000001,2.3769999999999998]
["TD","Other",28,"A3",1.5840000000000001,1.246,0.61799999999999999,0.56200000000000006]
["TD","Other",28,"E1",34.628999999999998,27.25,13.523,12.298999999999999]
["TD","Other",28,"G6",20.419,16.068000000000001,7.9740000000000002,7.2519999999999998]
["TD","Other",28,"L7",17.404,13.695,6.7969999999999997,6.181]
["TD","Other",28,"Q7",14.707000000000001,11.573,5.7430000000000003,5.2229999999999999]
["TD","Other",29,"A7",10.356,8.1440000000000001,4.0570000000000004,3.657]
["TD","Other",29,"E8",1.9,1.494,0.74399999999999999,0.67100000000000004]
["TD","Other",29,"J1",14.073,11.067,5.5140000000000002,4.97]
["TD","Other",29,"Q4",7.1180000000000003,5.5979999999999999,2.7890000000000001,2.5139999999999998]
["TD","Other",29,"R5",10.993,8.6440000000000001,4.3070000000000004,3.8820000000000001]
["TD","Other",30,"B1",20.846,16.353000000000002,8.2059999999999995,7.3339999999999996]
["TD","Other",30,"G5",10.244,8.0370000000000008,4.0330000000000004,3.6040000000000001]
["TD","Other",30,"M7",1.264,0.99199999999999999,0.498,0.44500000000000001]
["TD","Other",30,"Q6",5.7489999999999997,4.51,2.2629999999999999,2.0219999999999998]
["TD","Other",30,"T3",0.86099999999999999,0.67500000000000004,0.33900000000000002,0.30299999999999999]
["TD","Other",31,"H1",4.0190000000000001,3.1379999999999999,1.5920000000000001,1.4139999999999999]
["TD","Other",31,"M4",33.917000000000002,26.484000000000002,13.43,11.933999999999999]
["TD","Other",31,"N3",11.451000000000001,8.9410000000000007,4.5339999999999998,4.0289999999999999]
["TD","Other",31,"R4",16.747,13.077,6.6310000000000002,5.8920000000000003]
["TD","Other",32,"A9",6.242,4.8470000000000004,2.4870000000000001,2.2010000000000001]
["TD","Other",32,"H6",32.601999999999997,25.312999999999999,12.987,11.497]
["TD","Other",32,"N1",12.467000000000001,9.68,4.9660000000000002,4.3970000000000002]
["TD","Other",32,"S1",51.354999999999997,39.872999999999998,20.457000000000001,18.111000000000001]
["TD","Other",33,"B3",7.2750000000000004,5.6210000000000004,2.9119999999999999,2.5710000000000002]
["TD","Other",33,"G7",22.587,17.451000000000001,9.0399999999999991,7.9829999999999997]
["TD","Other",33,"J4",8.1120000000000001,6.2679999999999998,3.2469999999999999,2.867]
["TD","Other",33,"N2",13.337,10.305,5.3380000000000001,4.7140000000000004]
["TD","Other",33,"T3",0.93899999999999995,0.72499999999999998,0.376,0.33200000000000002]
["TD","Other",34,"C2",1.613,1.2410000000000001,0.64800000000000002,0.56999999999999995]
["TD","Other",34,"H6",35.08,26.998999999999999,14.099,12.407]
["TD","Other",34,"N5",10.037000000000001,7.7249999999999996,4.0339999999999998,3.55]
["TD","Other",34,"R6",2.1970000000000001,1.6910000000000001,0.88300000000000001,0.77700000000000002]
["TD","Other",35,"B2",42.634999999999998,32.796999999999997,17.145,15.055999999999999]
["TD","Other",35,"C4",5.2409999999999997,4.032,2.1080000000000001,1.851]
["TD","Other",35,"M4",39.555999999999997,30.428000000000001,15.907,13.968999999999999]
["TD","Other",35,"P1",26.457000000000001,20.352,10.638999999999999,9.343]
["TD","Other",35,"S4",7.0000000000000001E-3,5.0000000000000001E-3,3.0000000000000001E-3,2E-3]
["TD","Other",36,"C1",7.2720000000000002,5.5839999999999996,2.9279999999999999,2.5649999999999999]
["TD","Other",36,"J6",20.433,15.69,8.2270000000000003,7.2069999999999999]
["TD","Other",36,"N4",15.074,11.574,6.069,5.3159999999999998]
["TD","Other",36,"S5",14.429,11.079000000000001,5.81,5.0890000000000004]
["TD","Other",37,"C4",5.5810000000000004,4.266,2.2599999999999998,1.97]
["TD","Other",37,"J3",65.909000000000006,50.372,26.684000000000001,23.268999999999998]
["TD","Other",37,"K4",21.466999999999999,16.407,8.6910000000000007,7.5789999999999997]
["TD","Other",37,"N7",3.2130000000000001,2.4550000000000001,1.3009999999999999,1.1339999999999999]
["TD","Other",37,"S2",5.6890000000000001,4.3479999999999999,2.3029999999999999,2.0089999999999999]
["TD","Other",38,"C6",1.4999999999999999E-2,1.0999999999999999E-2,6.0000000000000001E-3,5.0000000000000001E-3]
["TD","Other",38,"F6",64.087999999999994,48.781999999999996,26.082000000000001,22.622]
["TD","Other",38,"P3",46.978999999999999,35.759,19.119,16.582999999999998]
["TD","Other",38,"S7",3.802,2.8940000000000001,1.5469999999999999,1.3420000000000001]
["TD","Other",39,"C3",5.7320000000000002,4.3490000000000002,2.3439999999999999,2.02]
["TD","Other",39,"D5",11.657999999999999,8.8450000000000006,4.7670000000000003,4.109]
["TD","Other",39,"J8",4.72,3.581,1.93,1.6639999999999999]
["TD","Other",39,"N6",12.925000000000001,9.8059999999999992,5.2850000000000001,4.556]
["TD","Other",39,"R6",2.5569999999999999,1.94,1.046,0.90100000000000002]
["TD","Other",40,"C6",1.4999999999999999E-2,1.2E-2,6.0000000000000001E-3,5.0000000000000001E-3]
["TD","Other",40,"K6",9.2219999999999995,6.9690000000000003,3.7930000000000001,3.2440000000000002]
["TD","Other",40,"P2",10.372999999999999,7.8380000000000001,4.266,3.649]
["TD","Other",40,"S5",15.36,11.606999999999999,6.3179999999999996,5.4039999999999999]
["TD","Other",40,"T5",19.716000000000001,14.898999999999999,8.109,6.9359999999999999]
["TD","Solar",16,"D6",40.194000000000003,0,1.6,32.557000000000002]
["TD","Solar",16,"J8",40.456000000000003,0,1.61,32.770000000000003]
["TD","Solar",16,"P4",12.959,0,0.51600000000000001,10.497]
["TD","Solar",16,"S7",5.601,0,0.223,4.5369999999999999]
["TD","Solar",17,"D5",34.716000000000001,0,1.3819999999999999,28.466999999999999]
["TD","Solar",17,"J8",42.19,0,1.679,34.595999999999997]
["TD","Solar",17,"N5",26.724,0,1.0640000000000001,21.914000000000001]
["TD","Solar",17,"Q4",82.906999999999996,0,3.3,67.983999999999995]
["TD","Solar",17,"T1",26.335999999999999,0,1.048,21.596]
["TD","Solar",18,"D6",43.576999999999998,0,1.734,36.168999999999997]
["TD","Solar",18,"K4",65.975999999999999,0,2.6259999999999999,54.76]
["TD","Solar",18,"N6",9.4510000000000005,0,0.376,7.8440000000000003]
["TD","Solar",18,"T1",27.38,0,1.0900000000000001,22.725999999999999]
["TD","Solar",19,"B4",32.929000000000002,0,1.3109999999999999,27.66]
["TD","Solar",19,"J4",35.43,0,1.41,29.760999999999999]
["TD","Solar",19,"K5",47.137999999999998,0,1.8759999999999999,39.595999999999997]
["TD","Solar",19,"N7",14.824999999999999,0,0.59,12.452999999999999]
["TD","Solar",19,"T2",26.907,0,1.071,22.602]
["TD","Solar",20,"C5",23.588999999999999,0,0.93899999999999995,19.814]
["TD","Solar",20,"J4",38.115000000000002,0,1.5169999999999999,32.015999999999998]
["TD","Solar",20,"N7",15.948,0,0.63500000000000001,13.397]
["TD","Solar",20,"S4",5.2720000000000002,0,0.21,4.4279999999999999]
["TD","Solar",20,"T3",4.8079999999999998,0,0.191,4.0389999999999997]
["TD","Solar",21,"C6",8.8559999999999999,0,0.35199999999999998,7.4390000000000001]
["TD","Solar",21,"J5",94.245999999999995,0,3.7509999999999999,79.165999999999997]
["TD","Solar",21,"P1",117.102,0,4.6609999999999996,98.364999999999995]
["TD","Solar",21,"S4",5.6829999999999998,0,0.22600000000000001,4.7729999999999997]
["TD","Solar",22,"A7",27.756,0,1.105,23.315000000000001]
["TD","Solar",22,"J6",71.388000000000005,0,2.8410000000000002,59.966000000000001]
["TD","Solar",22,"N3",46.704999999999998,0,1.859,39.231999999999999]
["TD","Solar",22,"S5",52.725000000000001,0,2.0979999999999999,44.289000000000001]
["TD","Solar",23,"C1",17.146000000000001,0,0.68200000000000005,14.401999999999999]
["TD","Solar",23,"H2",104.06100000000001,0,4.1420000000000003,87.411000000000001]
["TD","Solar",23,"M5",31.045999999999999,0,1.236,26.079000000000001]
["TD","Solar",23,"N4",79.039000000000001,0,3.1459999999999999,66.393000000000001]
["TD","Solar",23,"R5",23.71,0,0.94399999999999995,19.917000000000002]
["TD","Solar",24,"C2",36.512999999999998,0,1.4530000000000001,30.670999999999999]
["TD","Solar",24,"H6",155.84899999999999,0,6.2030000000000003,130.91300000000001]
["TD","Solar",24,"N4",84.971999999999994,0,3.3820000000000001,71.376000000000005]
["TD","Solar",24,"R5",25.49,0,1.014,21.411000000000001]
["TD","Solar",24,"S7",9.3970000000000002,0,0.374,7.8940000000000001]
["TD","Solar",25,"C3",22.648,0,0.90100000000000002,19.024999999999999]
["TD","Solar",25,"J1",76.183000000000007,0,3.032,63.994]
["TD","Solar",25,"N5",46.131,0,1.8360000000000001,38.75]
["TD","Solar",25,"R6",11.779,0,0.46899999999999997,9.8949999999999996]
["TD","Solar",26,"B1",158.19499999999999,0,6.2960000000000003,132.88399999999999]
["TD","Solar",26,"D5",64.153999999999996,0,2.5529999999999999,53.889000000000003]
["TD","Solar",26,"M8",5.6619999999999999,0,0.22500000000000001,4.7560000000000002]
["TD","Solar",26,"Q6",36.823,0,1.466,30.931000000000001]
["TD","Solar",26,"S1",179.21799999999999,0,7.133,150.54300000000001]
["TD","Solar",27,"B2",217.03399999999999,0,8.6379999999999999,182.309]
["TD","Solar",27,"J3",187.39099999999999,0,7.4580000000000002,157.40899999999999]
["TD","Solar",27,"M8",6.048,0,0.24099999999999999,5.08]
["TD","Solar",27,"Q7",49.67,0,1.9770000000000001,41.722999999999999]
["TD","Solar",28,"B3",58.99,0,2.3479999999999999,49.552]
["TD","Solar",28,"G7",85.569000000000003,0,3.4060000000000001,71.878]
["TD","Solar",28,"L8",95.494,0,3.8010000000000002,80.215000000000003]
["TD","Solar",28,"N1",101.069,0,4.0229999999999997,84.897999999999996]
["TD","Solar",28,"Q7",52.935000000000002,0,2.1070000000000002,44.465000000000003]
["TD","Solar",29,"B3",62.728999999999999,0,2.4969999999999999,52.692]
["TD","Solar",29,"J3",212.36500000000001,0,8.452,178.386]
["TD","Solar",29,"M4",63.999000000000002,0,2.5470000000000002,53.759]
["TD","Solar",29,"Q8",48.311999999999998,0,1.923,40.582000000000001]
["TD","Solar",30,"A7",47.404000000000003,0,1.887,39.819000000000003]
["TD","Solar",30,"B4",70.305999999999997,0,2.798,59.057000000000002]
["TD","Solar",30,"H1",32.045000000000002,0,1.2749999999999999,26.917999999999999]
["TD","Solar",30,"P3",273.51600000000002,0,10.885999999999999,229.75299999999999]
["TD","Solar",30,"R4",73.171999999999997,0,2.9119999999999999,61.465000000000003]
["TD","Solar",31,"A8",155.727,0,6.1980000000000004,130.81100000000001]
["TD","Solar",31,"F6",615.52499999999998,0,24.498000000000001,517.04100000000005]
["TD","Solar",31,"M5",52.140999999999998,0,2.0750000000000002,43.798000000000002]
["TD","Solar",31,"Q2",43.438000000000002,0,1.7290000000000001,36.488]
["TD","Solar",31,"R4",77.484999999999999,0,3.0840000000000001,65.087000000000003]
["TD","Solar",32,"E8",54.734999999999999,0,2.1779999999999999,45.978000000000002]
["TD","Solar",32,"G1",135.976,0,5.4119999999999999,114.22]
["TD","Solar",32,"M6",30.687999999999999,0,1.2210000000000001,25.777999999999999]
["TD","Solar",32,"Q4",220.23500000000001,0,8.7650000000000006,184.99700000000001]
["TD","Solar",33,"A9",28.943000000000001,0,1.1519999999999999,24.312000000000001]
["TD","Solar",33,"G1",143.44,0,5.7089999999999996,120.49]
["TD","Solar",33,"J1",123.673,0,4.9219999999999997,103.88500000000001]
["TD","Solar",33,"Q5",71.346999999999994,0,2.84,59.930999999999997]
["TD","Solar",34,"A3",16.326000000000001,0,0.65,13.712999999999999]
["TD","Solar",34,"D6",123.68600000000001,0,4.923,103.896]
["TD","Solar",34,"G5",92.094999999999999,0,3.665,77.36]
["TD","Solar",34,"L5",381.18599999999998,0,15.170999999999999,320.19600000000003]
["TD","Solar",34,"Q5",75.129000000000005,0,2.99,63.109000000000002]
["TD","Solar",34,"S6",13.488,0,0.53700000000000003,11.33]
["TD","Solar",35,"E1",270.625,0,10.771000000000001,227.32499999999999]
["TD","Solar",35,"L7",183.958,0,7.3220000000000001,154.52500000000001]
["TD","Solar",35,"P6",122.01,0,4.8559999999999999,102.488]
["TD","Solar",35,"T2",74.222999999999999,0,2.9540000000000002,62.347999999999999]
["TD","Solar",36,"A4",55.399000000000001,0,2.2050000000000001,46.534999999999997]
["TD","Solar",36,"E1",279.86799999999999,0,11.138999999999999,235.089]
["TD","Solar",36,"L1",21.529,0,0.85699999999999998,18.084]
["TD","Solar",36,"P7",83.311999999999998,0,3.3159999999999998,69.981999999999999]
["TD","Solar",36,"T3",12.749000000000001,0,0.50700000000000001,10.71]
["TD","Solar",37,"E7",95.335999999999999,0,3.794,80.081999999999994]
["TD","Solar",37,"K6",123.938,0,4.9329999999999998,104.108]
["TD","Solar",37,"L8",148.29900000000001,0,5.9020000000000001,124.572]
["TD","Solar",37,"Q6",65.094999999999999,0,2.5910000000000002,54.68]
["TD","Solar",37,"T4",109.756,0,4.3680000000000003,92.194999999999993]
["TD","Solar",38,"E8",69.061999999999998,0,2.7490000000000001,58.012]
["TD","Solar",38,"L1",22.753,0,0.90600000000000003,19.113]
["TD","Solar",38,"P2",118.36199999999999,0,4.7110000000000003,99.424000000000007]
["TD","Solar",38,"T4",112.61,0,4.4820000000000002,94.591999999999999]
["TD","Solar",39,"C7",90.007999999999996,0,3.5819999999999999,75.605999999999995]
["TD","Solar",39,"J1",151.364,0,6.024,127.146]
["TD","Solar",39,"L2",262.95299999999997,0,10.465999999999999,220.881]
["TD","Solar",39,"P3",395.21,0,15.728999999999999,331.976]
["TD","Solar",39,"T5",24.100999999999999,0,0.95899999999999996,20.245000000000001]
["TD","Solar",40,"D4",157.44499999999999,0,6.266,132.25299999999999]
["TD","Solar",40,"J7",161.73400000000001,0,6.4370000000000003,135.85599999999999]
["TD","Solar",40,"P2",123.86799999999999,0,4.93,104.04900000000001]
["TD","Solar",40,"S7",20.486999999999998,0,0.81499999999999995,17.209]
["TD","Wind",16,"A1",7.4999999999999997E-2,1.7000000000000001E-2,3.5000000000000003E-2,2.9000000000000001E-2]
["TD","Wind",16,"D5",0.90700000000000003,0.21099999999999999,0.42599999999999999,0.35399999999999998]
["TD","Wind",16,"J8",0.98499999999999999,0.22900000000000001,0.46300000000000002,0.38400000000000001]
["TD","Wind",16,"P4",4.5720000000000001,1.0640000000000001,2.149,1.7829999999999999]
["TD","Wind",16,"S7",0.83399999999999996,0.19400000000000001,0.39200000000000002,0.32500000000000001]
["TD","Wind",17,"E7",2.754,0.59599999999999997,1.294,1.0740000000000001]
["TD","Wind",17,"K4",0.93400000000000005,0.20200000000000001,0.439,0.36399999999999999]
["TD","Wind",17,"N6",0.14499999999999999,3.1E-2,6.8000000000000005E-2,5.6000000000000001E-2]
["TD","Wind",17,"P5",2.5129999999999999,0.54400000000000004,1.181,0.98]
["TD","Wind",17,"T1",49.481000000000002,10.702999999999999,23.256,19.297999999999998]
["TD","Wind",18,"C4",7.4999999999999997E-2,1.6E-2,3.5000000000000003E-2,2.9000000000000001E-2]
["TD","Wind",18,"K4",0.98099999999999998,0.20300000000000001,0.46100000000000002,0.38200000000000001]
["TD","Wind",18,"N3",0.109,2.1999999999999999E-2,5.0999999999999997E-2,4.2000000000000003E-2]
["TD","Wind",18,"T2",38.207999999999998,7.9050000000000002,17.957999999999998,14.901]
["TD","Wind",19,"C5",0.46800000000000003,9.2999999999999999E-2,0.22,0.183]
["TD","Wind",19,"J4",3.6579999999999999,0.72599999999999998,1.7190000000000001,1.427]
["TD","Wind",19,"N7",0.17899999999999999,3.5999999999999997E-2,8.4000000000000005E-2,7.0000000000000007E-2]
["TD","Wind",19,"S2",6.5350000000000001,1.2969999999999999,3.0710000000000002,2.5489999999999999]
["TD","Wind",19,"S5",16.789000000000001,3.3330000000000002,7.891,6.548]
["TD","Wind",20,"C6",0.878,0.16800000000000001,0.41299999999999998,0.34300000000000003]
["TD","Wind",20,"J5",1.7050000000000001,0.32600000000000001,0.80200000000000005,0.66500000000000004]
["TD","Wind",20,"P1",14.034000000000001,2.6829999999999998,6.5960000000000001,5.4729999999999999]
["TD","Wind",20,"S4",9.5000000000000001E-2,1.7999999999999999E-2,4.3999999999999997E-2,3.6999999999999998E-2]
["TD","Wind",21,"B4",0.02,4.0000000000000001E-3,0.01,8.0000000000000002E-3]
["TD","Wind",21,"J5",1.831,0.34699999999999998,0.86099999999999999,0.71399999999999997]
["TD","Wind",21,"L5",10.868,2.0609999999999999,5.1079999999999997,4.2389999999999999]
["TD","Wind",21,"P2",1.4610000000000001,0.27700000000000002,0.68700000000000006,0.56999999999999995]
["TD","Wind",21,"S5",19.161999999999999,3.633,9.0060000000000002,7.4729999999999999]
["TD","Wind",22,"C1",2E-3,0,1E-3,1E-3]
["TD","Wind",22,"J6",7.7709999999999999,1.417,3.653,3.0310000000000001]
["TD","Wind",22,"N3",0.14099999999999999,2.5999999999999999E-2,6.6000000000000003E-2,5.5E-2]
["TD","Wind",22,"R4",1.294,0.23599999999999999,0.60799999999999998,0.504]
["TD","Wind",23,"C2",0.05,8.9999999999999993E-3,2.3E-2,1.9E-2]
["TD","Wind",23,"H6",41.375999999999998,7.2329999999999997,19.446999999999999,16.137]
["TD","Wind",23,"J7",0.42599999999999999,7.3999999999999996E-2,0.2,0.16600000000000001]
["TD","Wind",23,"N4",4.1280000000000001,0.72199999999999998,1.94,1.61]
["TD","Wind",23,"R5",3.4359999999999999,0.60099999999999998,1.615,1.34]
["TD","Wind",24,"C2",5.3999999999999999E-2,8.9999999999999993E-3,2.5999999999999999E-2,2.1000000000000001E-2]
["TD","Wind",24,"J5",2.3439999999999999,0.38800000000000001,1.1020000000000001,0.91400000000000003]
["TD","Wind",24,"N5",6.22,1.0289999999999999,2.923,2.4260000000000002]
["TD","Wind",24,"R6",0.34200000000000003,5.7000000000000002E-2,0.161,0.13300000000000001]
["TD","Wind",25,"B1",2.5619999999999998,0.41899999999999998,1.204,0.999]
["TD","Wind",25,"C3",0.30599999999999999,0.05,0.14399999999999999,0.11899999999999999]
["TD","Wind",25,"J1",8.4570000000000007,1.383,3.9750000000000001,3.298]
["TD","Wind",25,"M7",4.2329999999999997,0.69199999999999995,1.99,1.651]
["TD","Wind",25,"T2",63.86,10.441000000000001,30.013999999999999,24.905000000000001]
["TD","Wind",26,"B2",1.5840000000000001,0.25600000000000001,0.74399999999999999,0.61799999999999999]
["TD","Wind",26,"J3",9.2379999999999995,1.4930000000000001,4.3419999999999996,3.6030000000000002]
["TD","Wind",26,"M8",3.919,0.63300000000000001,1.8420000000000001,1.5289999999999999]
["TD","Wind",26,"Q6",0.38700000000000001,6.2E-2,0.182,0.151]
["TD","Wind",26,"S1",124.521,20.123000000000001,58.524999999999999,48.563000000000002]
["TD","Wind",27,"G1",2.4449999999999998,0.38900000000000001,1.149,0.95399999999999996]
["TD","Wind",27,"J4",6.7590000000000003,1.0760000000000001,3.177,2.6360000000000001]
["TD","Wind",27,"N1",2.6059999999999999,0.41499999999999998,1.2250000000000001,1.0169999999999999]
["TD","Wind",27,"Q7",10.859,1.7290000000000001,5.1040000000000001,4.2350000000000003]
["TD","Wind",28,"B3",5.3999999999999999E-2,8.9999999999999993E-3,2.5999999999999999E-2,2.1000000000000001E-2]
["TD","Wind",28,"G7",0.53400000000000003,8.5000000000000006E-2,0.251,0.20799999999999999]
["TD","Wind",28,"L8",20.545999999999999,3.2629999999999999,9.6560000000000006,8.0129999999999999]
["TD","Wind",28,"N2",0.67,0.106,0.315,0.26100000000000001]
["TD","Wind",28,"Q8",19.477,3.093,9.1539999999999999,7.5960000000000001]
["TD","Wind",29,"B4",3.7999999999999999E-2,6.0000000000000001E-3,1.7999999999999999E-2,1.4999999999999999E-2]
["TD","Wind",29,"H1",8.0519999999999996,1.2749999999999999,3.7839999999999998,3.14]
["TD","Wind",29,"M4",12.352,1.9570000000000001,5.8049999999999997,4.8170000000000002]
["TD","Wind",29,"Q8",20.795000000000002,3.294,9.7739999999999991,8.11]
["TD","Wind",29,"T1",115.819,18.346,54.435000000000002,45.168999999999997]
["TD","Wind",30,"F6",165.78100000000001,26.193000000000001,77.917000000000002,64.655000000000001]
["TD","Wind",30,"M5",4.4800000000000004,0.70799999999999996,2.1059999999999999,1.7470000000000001]
["TD","Wind",30,"Q2",5.2469999999999999,0.82899999999999996,2.4660000000000002,2.0459999999999998]
["TD","Wind",30,"R4",2.3559999999999999,0.372,1.107,0.91900000000000004]
["TD","Wind",31,"A8",2.02,0.31900000000000001,0.95,0.78800000000000003]
["TD","Wind",31,"F6",175.66300000000001,27.702000000000002,82.561000000000007,68.507999999999996]
["TD","Wind",31,"L3",5.4379999999999997,0.85799999999999998,2.556,2.121]
["TD","Wind",31,"Q4",10.573,1.667,4.9690000000000003,4.1230000000000002]
["TD","Wind",32,"A9",0.02,3.0000000000000001E-3,0.01,8.0000000000000002E-3]
["TD","Wind",32,"G1",3.3290000000000002,0.52400000000000002,1.5649999999999999,1.298]
["TD","Wind",32,"L3",5.7380000000000004,0.90300000000000002,2.6970000000000001,2.238]
["TD","Wind",32,"M6",4.3019999999999996,0.67700000000000005,2.0219999999999998,1.6779999999999999]
["TD","Wind",32,"Q4",11.156000000000001,1.756,5.2430000000000003,4.351]
["TD","Wind",33,"B3",7.2999999999999995E-2,1.0999999999999999E-2,3.4000000000000002E-2,2.8000000000000001E-2]
["TD","Wind",33,"G5",5.1470000000000002,0.80900000000000005,2.419,2.0070000000000001]
["TD","Wind",33,"L5",25.183,3.956,11.836,9.8219999999999992]
["TD","Wind",33,"Q5",12.846,2.0179999999999998,6.0380000000000003,5.01]
["TD","Wind",34,"A3",0.35799999999999998,5.6000000000000001E-2,0.16800000000000001,0.14000000000000001]
["TD","Wind",34,"D6",0.26400000000000001,4.1000000000000002E-2,0.124,0.10299999999999999]
["TD","Wind",34,"J4",10.135,1.589,4.7640000000000002,3.9529999999999998]
["TD","Wind",34,"L7",11.747999999999999,1.8420000000000001,5.5220000000000002,4.5819999999999999]
["TD","Wind",34,"P6",29.76,4.6660000000000004,13.987,11.606]
["TD","Wind",35,"A4",8.3000000000000004E-2,1.2999999999999999E-2,3.9E-2,3.2000000000000001E-2]
["TD","Wind",35,"E1",5.4619999999999997,0.85499999999999998,2.5670000000000002,2.13]
["TD","Wind",35,"L7",12.273,1.921,5.7679999999999998,4.7859999999999996]
["TD","Wind",35,"P6",31.088000000000001,4.8650000000000002,14.612,12.125]
["TD","Wind",35,"T5",108.748,17.018999999999998,51.110999999999997,42.411999999999999]
["TD","Wind",36,"A6",2.0089999999999999,0.314,0.94399999999999995,0.78400000000000003]
["TD","Wind",36,"E7",9.1869999999999994,1.4379999999999999,4.3179999999999996,3.5830000000000002]
["TD","Wind",36,"L8",31.263999999999999,4.8929999999999998,14.694000000000001,12.193]
["TD","Wind",36,"P7",22.375,3.5019999999999998,10.516,8.7260000000000009]
["TD","Wind",36,"T3",16.201000000000001,2.536,7.6150000000000002,6.319]
["TD","Wind",37,"F6",230.94200000000001,36.142000000000003,108.54300000000001,90.066999999999993]
["TD","Wind",37,"L1",5.0999999999999997E-2,8.0000000000000002E-3,2.4E-2,0.02]
["TD","Wind",37,"P2",4.0140000000000002,0.628,1.887,1.5649999999999999]
["TD","Wind",37,"P8",99.338999999999999,15.547000000000001,46.689,38.741999999999997]
["TD","Wind",37,"T4",88.641999999999996,13.872,41.661999999999999,34.57]
["TD","Wind",38,"E8",0.86099999999999999,0.13500000000000001,0.40400000000000003,0.33600000000000002]
["TD","Wind",38,"L1",5.2999999999999999E-2,8.0000000000000002E-3,2.5000000000000001E-2,2.1000000000000001E-2]
["TD","Wind",38,"N5",13.840999999999999,2.1659999999999999,6.5049999999999999,5.3979999999999997]
["TD","Wind",38,"T5",122.14100000000001,19.114999999999998,57.405999999999999,47.634999999999998]
["TD","Wind",39,"D4",4.1929999999999996,0.65600000000000003,1.9710000000000001,1.635]
["TD","Wind",39,"F6",247.928,38.801000000000002,116.526,96.691999999999993]
["TD","Wind",39,"L2",3.4279999999999999,0.53600000000000003,1.611,1.337]
["TD","Wind",39,"P3",13.254,2.0739999999999998,6.2290000000000001,5.1689999999999996]
["TD","Wind",39,"T5",126.429,19.786000000000001,59.420999999999999,49.307000000000002]
["TD","Wind",40,"D4",4.3330000000000002,0.67800000000000005,2.036,1.69]
["TD","Wind",40,"J8",3.9689999999999999,0.621,1.865,1.548]
["TD","Wind",40,"P4",18.431000000000001,2.8839999999999999,8.6630000000000003,7.1879999999999997]
["TD","Wind",40,"S7",3.3610000000000002,0.52600000000000002,1.58,1.3109999999999999]
["SS","Battery",16,"D5",0.25700000000000001,0.223,0,0]
["SS","Battery",16,"J8",0.312,0.27100000000000002,0,0]
["SS","Battery",16,"L8",0.33600000000000002,0.29199999999999998,0,0]
["SS","Battery",16,"P5",9.0999999999999998E-2,7.9000000000000001E-2,0,0]
["SS","Battery",16,"T1",0.19500000000000001,0.16900000000000001,0,0]
["SS","Battery",17,"C4",0.125,0.109,0,0]
["SS","Battery",17,"K4",0.46899999999999997,0.40799999999999997,0,0]
["SS","Battery",17,"N6",6.7000000000000004E-2,5.8000000000000003E-2,0,0]
["SS","Battery",17,"T1",0.19500000000000001,0.16900000000000001,0,0]
["SS","Battery",18,"B2",0.81299999999999994,0.70699999999999996,0,0]
["SS","Battery",18,"J4",0.23599999999999999,0.20499999999999999,0,0]
["SS","Battery",18,"K5",0.313,0.27300000000000002,0,0]
["SS","Battery",18,"N7",9.9000000000000005E-2,8.5999999999999993E-2,0,0]
["SS","Battery",18,"T2",0.17899999999999999,0.156,0,0]
["SS","Battery",19,"C5",0.14599999999999999,0.127,0,0]
["SS","Battery",19,"J7",0.34100000000000003,0.29599999999999999,0,0]
["SS","Battery",19,"P1",0.67100000000000004,0.58399999999999996,0,0]
["SS","Battery",19,"S4",3.3000000000000002E-2,2.8000000000000001E-2,0,0]
["SS","Battery",20,"B4",0.219,0.19,0,0]
["SS","Battery",20,"C6",5.0999999999999997E-2,4.3999999999999997E-2,0,0]
["SS","Battery",20,"J5",0.54,0.46899999999999997,0,0]
["SS","Battery",20,"P1",0.67,0.58299999999999996,0,0]
["SS","Battery",20,"T4",0.248,0.216,0,0]
["SS","Battery",21,"C1",8.4000000000000005E-2,7.2999999999999995E-2,0,0]
["SS","Battery",21,"J6",0.376,0.32700000000000001,0,0]
["SS","Battery",21,"N3",0.246,0.214,0,0]
["SS","Battery",21,"P2",0.25900000000000001,0.22500000000000001,0,0]
["SS","Battery",21,"S5",0.27800000000000002,0.24199999999999999,0,0]
["SS","Battery",22,"C1",8.4000000000000005E-2,7.2999999999999995E-2,0,0]
["SS","Battery",22,"L8",0.33100000000000002,0.28799999999999998,0,0]
["SS","Battery",22,"N4",0.38600000000000001,0.33500000000000002,0,0]
["SS","Battery",22,"R5",0.11600000000000001,0.10100000000000001,0,0]
["SS","Battery",23,"C2",0.16600000000000001,0.14399999999999999,0,0]
["SS","Battery",23,"H6",0.70699999999999996,0.61499999999999999,0,0]
["SS","Battery",23,"J7",0.33700000000000002,0.29299999999999998,0,0]
["SS","Battery",23,"N4",0.38600000000000001,0.33500000000000002,0,0]
["SS","Battery",23,"R6",0.05,4.2999999999999997E-2,0,0]
["SS","Battery",24,"C3",9.6000000000000002E-2,8.3000000000000004E-2,0,0]
["SS","Battery",24,"J1",0.32200000000000001,0.28000000000000003,0,0]
["SS","Battery",24,"M7",7.2999999999999995E-2,6.4000000000000001E-2,0,0]
["SS","Battery",24,"R6",0.05,4.2999999999999997E-2,0,0]
["SS","Battery",25,"B1",0.625,0.54400000000000004,0,0]
["SS","Battery",25,"C7",0.192,0.16700000000000001,0,0]
["SS","Battery",25,"J3",0.69299999999999995,0.60299999999999998,0,0]
["SS","Battery",25,"M8",2.1999999999999999E-2,1.9E-2,0,0]
["SS","Battery",25,"S1",0.70799999999999996,0.61599999999999999,0,0]
["SS","Battery",26,"B2",0.80300000000000005,0.69799999999999995,0,0]
["SS","Battery",26,"J3",0.69299999999999995,0.60299999999999998,0,0]
["SS","Battery",26,"L7",0.438,0.38100000000000001,0,0]
["SS","Battery",26,"Q7",0.184,0.16,0,0]
["SS","Battery",27,"B3",1.2999999999999999E-2,1.2E-2,0,0]
["SS","Battery",27,"G7",1.9E-2,1.7000000000000001E-2,0,0]
["SS","Battery",27,"L8",2.1999999999999999E-2,1.9E-2,0,0]
["SS","Battery",27,"N1",2.3E-2,0.02,0,0]
["SS","Battery",27,"Q7",1.2E-2,0.01,0,0]
["SS","Battery",28,"B1",3.9E-2,3.4000000000000002E-2,0,0]
["SS","Battery",28,"H1",6.0000000000000001E-3,5.0000000000000001E-3,0,0]
["SS","Battery",28,"M4",1.2999999999999999E-2,1.0999999999999999E-2,0,0]
["SS","Battery",28,"Q8",0.01,8.9999999999999993E-3,0,0]
["SS","Battery",29,"A7",8.9999999999999993E-3,8.0000000000000002E-3,0,0]
["SS","Battery",29,"E8",8.9999999999999993E-3,8.0000000000000002E-3,0,0]
["SS","Battery",29,"H1",6.0000000000000001E-3,5.0000000000000001E-3,0,0]
["SS","Battery",29,"P1",4.1000000000000002E-2,3.5999999999999997E-2,0,0]
["SS","Battery",29,"R4",1.4E-2,1.2E-2,0,0]
["SS","Battery",30,"A8",2.8000000000000001E-2,2.5000000000000001E-2,0,0]
["SS","Battery",30,"F6",0.111,9.7000000000000003E-2,0,0]
["SS","Battery",30,"M5",8.9999999999999993E-3,8.0000000000000002E-3,0,0]
["SS","Battery",30,"Q2",8.0000000000000002E-3,7.0000000000000001E-3,0,0]
["SS","Battery",30,"T3",2E-3,2E-3,0,0]
["SS","Battery",31,"A9",5.0000000000000001E-3,4.0000000000000001E-3,0,0]
["SS","Battery",31,"G1",2.5000000000000001E-2,2.1999999999999999E-2,0,0]
["SS","Battery",31,"M6",6.0000000000000001E-3,5.0000000000000001E-3,0,0]
["SS","Battery",31,"Q4",4.1000000000000002E-2,3.5000000000000003E-2,0,0]
["SS","Battery",32,"A1",5.0000000000000001E-3,5.0000000000000001E-3,0,0]
["SS","Battery",32,"G1",8.9999999999999993E-3,8.0000000000000002E-3,0,0]
["SS","Battery",32,"H2",1.2E-2,1.0999999999999999E-2,0,0]
["SS","Battery",32,"M7",2E-3,2E-3,0,0]
["SS","Battery",32,"Q5",5.0000000000000001E-3,4.0000000000000001E-3,0,0]
["SS","Battery",33,"A3",3.0000000000000001E-3,2E-3,0,0]
["SS","Battery",33,"G5",1.4999999999999999E-2,1.2999999999999999E-2,0,0]
["SS","Battery",33,"L5",6.3E-2,5.5E-2,0,0]
["SS","Battery",33,"R5",8.0000000000000002E-3,7.0000000000000001E-3,0,0]
["SS","Battery",34,"A4",1.7000000000000001E-2,1.4999999999999999E-2,0,0]
["SS","Battery",34,"E1",8.7999999999999995E-2,7.6999999999999999E-2,0,0]
["SS","Battery",34,"G6",6.0999999999999999E-2,5.2999999999999999E-2,0,0]
["SS","Battery",34,"L7",0.06,5.1999999999999998E-2,0,0]
["SS","Battery",34,"P6",0.04,3.5000000000000003E-2,0,0]
["SS","Battery",35,"A4",3.1E-2,2.7E-2,0,0]
["SS","Battery",35,"D6",7.4999999999999997E-2,6.5000000000000002E-2,0,0]
["SS","Battery",35,"L8",8.1000000000000003E-2,7.0999999999999994E-2,0,0]
["SS","Battery",35,"P7",4.7E-2,4.1000000000000002E-2,0,0]
["SS","Battery",35,"T3",7.0000000000000001E-3,6.0000000000000001E-3,0,0]
["SS","Battery",36,"A6",0.14299999999999999,0.125,0,0]
["SS","Battery",36,"E7",7.8E-2,6.7000000000000004E-2,0,0]
["SS","Battery",36,"K6",0.10100000000000001,8.7999999999999995E-2,0,0]
["SS","Battery",36,"Q4",0.22,0.192,0,0]
["SS","Battery",36,"T4",8.8999999999999996E-2,7.8E-2,0,0]
["SS","Battery",37,"E8",7.8E-2,6.8000000000000005E-2,0,0]
["SS","Battery",37,"L1",2.5999999999999999E-2,2.1999999999999999E-2,0,0]
["SS","Battery",37,"P2",0.13400000000000001,0.11600000000000001,0,0]
["SS","Battery",37,"T4",0.127,0.111,0,0]
["SS","Battery",38,"B4",0.157,0.13600000000000001,0,0]
["SS","Battery",38,"F6",1.2969999999999999,1.1279999999999999,0,0]
["SS","Battery",38,"L2",0.40600000000000003,0.35299999999999998,0,0]
["SS","Battery",38,"P3",0.61,0.53100000000000003,0,0]
["SS","Battery",38,"T5",3.6999999999999998E-2,3.2000000000000001E-2,0,0]
["SS","Battery",39,"D4",0.32500000000000001,0.28299999999999997,0,0]
["SS","Battery",39,"J7",0.33400000000000002,0.29099999999999998,0,0]
["SS","Battery",39,"N7",9.7000000000000003E-2,8.4000000000000005E-2,0,0]
["SS","Battery",39,"S7",4.2000000000000003E-2,3.6999999999999998E-2,0,0]
["SS","Battery",40,"A1",0.29299999999999998,0.255,0,0]
["SS","Battery",40,"D5",0.33600000000000002,0.29299999999999998,0,0]
["SS","Battery",40,"J8",0.40899999999999997,0.35599999999999998,0,0]
["SS","Battery",40,"P4",0.13100000000000001,0.114,0,0]
["SS","Hydro",16,"A6",0.52,0.249,4.4999999999999998E-2,0.11799999999999999]
["SS","Hydro",16,"G5",0.221,0.106,1.9E-2,0.05]
["SS","Hydro",16,"P6",0.09,4.2999999999999997E-2,8.0000000000000002E-3,0.02]
["SS","Hydro",17,"A6",0.54300000000000004,0.26100000000000001,4.7E-2,0.124]
["SS","Hydro",17,"C2",6.0000000000000001E-3,3.0000000000000001E-3,1E-3,1E-3]
["SS","Hydro",17,"L3",0.98499999999999999,0.47299999999999998,8.5999999999999993E-2,0.224]
["SS","Hydro",17,"Q7",0.17499999999999999,8.4000000000000005E-2,1.4999999999999999E-2,0.04]
["SS","Hydro",18,"J4",9.5000000000000001E-2,4.5999999999999999E-2,8.0000000000000002E-3,2.1999999999999999E-2]
["SS","Hydro",18,"N2",0.245,0.11700000000000001,2.1000000000000001E-2,5.6000000000000001E-2]
["SS","Hydro",18,"T4",25.850999999999999,12.407999999999999,2.254,5.8810000000000002]
["SS","Hydro",19,"H1",1.167,0.56000000000000005,0.10199999999999999,0.26600000000000001]
["SS","Hydro",19,"P1",1.835,0.88100000000000001,0.16,0.41699999999999998]
["SS","Hydro",19,"Q5",0.35199999999999998,0.16900000000000001,3.1E-2,0.08]
["SS","Hydro",20,"B2",2.5999999999999999E-2,1.2999999999999999E-2,2E-3,6.0000000000000001E-3]
["SS","Hydro",20,"L5",0.46899999999999997,0.22500000000000001,4.1000000000000002E-2,0.107]
["SS","Hydro",20,"R6",2.3490000000000002,1.1279999999999999,0.20499999999999999,0.53400000000000003]
["SS","Hydro",21,"E1",0.30499999999999999,0.14699999999999999,2.7E-2,6.9000000000000006E-2]
["SS","Hydro",21,"N6",7.6999999999999999E-2,3.6999999999999998E-2,7.0000000000000001E-3,1.7999999999999999E-2]
["SS","Hydro",21,"T1",38.406999999999996,18.436,3.3490000000000002,8.7379999999999995]
["SS","Hydro",22,"G5",0.28000000000000003,0.13400000000000001,2.4E-2,6.4000000000000001E-2]
["SS","Hydro",22,"J6",3.2000000000000001E-2,1.4999999999999999E-2,3.0000000000000001E-3,7.0000000000000001E-3]
["SS","Hydro",22,"Q2",0.317,0.152,2.8000000000000001E-2,7.1999999999999995E-2]
["SS","Hydro",23,"D5",3.3000000000000002E-2,1.6E-2,3.0000000000000001E-3,7.0000000000000001E-3]
["SS","Hydro",23,"L5",0.52,0.25,4.4999999999999998E-2,0.11799999999999999]
["SS","Hydro",23,"Q8",3.0249999999999999,1.452,0.26400000000000001,0.68799999999999994]
["SS","Hydro",24,"F6",10.427,5.0049999999999999,0.90900000000000003,2.3719999999999999]
["SS","Hydro",24,"N2",0.30099999999999999,0.14499999999999999,2.5999999999999999E-2,6.9000000000000006E-2]
["SS","Hydro",24,"R6",2.677,1.2849999999999999,0.23300000000000001,0.60899999999999999]
["SS","Hydro",24,"T5",12.609,6.0519999999999996,1.099,2.8679999999999999]
["SS","Hydro",25,"H2",0.23799999999999999,0.114,2.1000000000000001E-2,5.3999999999999999E-2]
["SS","Hydro",25,"Q6",4.5999999999999999E-2,2.1999999999999999E-2,4.0000000000000001E-3,1.0999999999999999E-2]
["SS","Hydro",26,"B3",3.7999999999999999E-2,1.7999999999999999E-2,3.0000000000000001E-3,8.9999999999999993E-3]
["SS","Hydro",26,"J6",3.5999999999999997E-2,1.7000000000000001E-2,3.0000000000000001E-3,8.0000000000000002E-3]
["SS","Hydro",26,"Q8",3.2679999999999998,1.569,0.28499999999999998,0.74399999999999999]
["SS","Hydro",27,"E7",4.3999999999999997E-2,2.1000000000000001E-2,4.0000000000000001E-3,0.01]
["SS","Hydro",27,"M6",4.8639999999999999,2.335,0.42399999999999999,1.107]
["SS","Hydro",27,"T2",0.35199999999999998,0.16900000000000001,3.1E-2,0.08]
["SS","Hydro",28,"G6",1.0629999999999999,0.51,9.2999999999999999E-2,0.24199999999999999]
["SS","Hydro",28,"J4",0.128,6.2E-2,1.0999999999999999E-2,2.9000000000000001E-2]
["SS","Hydro",28,"Q2",0.36899999999999999,0.17699999999999999,3.2000000000000001E-2,8.4000000000000005E-2]
["SS","Hydro",29,"F6",11.657999999999999,5.5960000000000001,1.0169999999999999,2.6520000000000001]
["SS","Hydro",29,"M4",3.1909999999999998,1.5309999999999999,0.27800000000000002,0.72599999999999998]
["SS","Hydro",29,"R4",1.5109999999999999,0.72499999999999998,0.13200000000000001,0.34399999999999997]
["SS","Hydro",30,"G1",0.251,0.121,2.1999999999999999E-2,5.7000000000000002E-2]
["SS","Hydro",30,"N4",2.1869999999999998,1.05,0.191,0.497]
["SS","Hydro",30,"S5",6.4249999999999998,3.0840000000000001,0.56000000000000005,1.462]
["SS","Hydro",30,"T5",14.351000000000001,6.8890000000000002,1.2509999999999999,3.2650000000000001]
["SS","Hydro",31,"N5",0.80500000000000005,0.38700000000000001,7.0000000000000007E-2,0.183]
["SS","Hydro",31,"P3",2.8119999999999998,1.35,0.245,0.64]
["SS","Hydro",32,"B4",0.46100000000000002,0.221,0.04,0.105]
["SS","Hydro",32,"L2",0.183,8.7999999999999995E-2,1.6E-2,4.2000000000000003E-2]
["SS","Hydro",32,"S1",22.393999999999998,10.749000000000001,1.9530000000000001,5.0949999999999998]
["SS","Hydro",33,"E7",4.8000000000000001E-2,2.3E-2,4.0000000000000001E-3,1.0999999999999999E-2]
["SS","Hydro",33,"G5",0.35399999999999998,0.17,3.1E-2,8.1000000000000003E-2]
["SS","Hydro",33,"P1",2.5910000000000002,1.244,0.22600000000000001,0.58899999999999997]
["SS","Hydro",33,"T3",49.466000000000001,23.744,4.3129999999999997,11.254]
["SS","Hydro",34,"J5",0.109,5.1999999999999998E-2,0.01,2.5000000000000001E-2]
["SS","Hydro",34,"Q4",1.427,0.68500000000000005,0.124,0.32500000000000001]
["SS","Hydro",35,"B1",4.1000000000000002E-2,0.02,4.0000000000000001E-3,8.9999999999999993E-3]
["SS","Hydro",35,"M4",3.496,1.6779999999999999,0.30499999999999999,0.79500000000000004]
["SS","Hydro",35,"N7",0.375,0.18,3.3000000000000002E-2,8.5000000000000006E-2]
["SS","Hydro",36,"D6",0.34200000000000003,0.16400000000000001,0.03,7.8E-2]
["SS","Hydro",36,"G5",0.36799999999999999,0.17699999999999999,3.2000000000000001E-2,8.4000000000000005E-2]
["SS","Hydro",36,"N5",0.86299999999999999,0.41399999999999998,7.4999999999999997E-2,0.19600000000000001]
["SS","Hydro",37,"A6",0.875,0.42,7.5999999999999998E-2,0.19900000000000001]
["SS","Hydro",37,"H6",5.2039999999999997,2.4980000000000002,0.45400000000000001,1.1839999999999999]
["SS","Hydro",37,"P1",2.7229999999999999,1.3069999999999999,0.23699999999999999,0.62]
["SS","Hydro",38,"C2",1.0999999999999999E-2,5.0000000000000001E-3,1E-3,2E-3]
["SS","Hydro",38,"L3",1.6040000000000001,0.77,0.14000000000000001,0.36499999999999999]
["SS","Hydro",38,"Q7",0.28499999999999998,0.13700000000000001,2.5000000000000001E-2,6.5000000000000002E-2]
["SS","Hydro",38,"S2",0.20799999999999999,0.1,1.7999999999999999E-2,4.7E-2]
["SS","Hydro",39,"E8",8.2000000000000003E-2,3.9E-2,7.0000000000000001E-3,1.9E-2]
["SS","Hydro",39,"P1",2.78,1.3340000000000001,0.24199999999999999,0.63200000000000001]
["SS","Hydro",39,"T5",16.138999999999999,7.7469999999999999,1.407,3.6720000000000002]
["SS","Hydro",40,"H1",1.7849999999999999,0.85699999999999998,0.156,0.40600000000000003]
["SS","Hydro",40,"Q5",0.53800000000000003,0.25800000000000001,4.7E-2,0.122]
["SS","Other",16,"A6",2.4750000000000001,1.746,1.0109999999999999,1.002]
["SS","Other",16,"B3",3.0680000000000001,2.165,1.2529999999999999,1.2430000000000001]
["SS","Other",16,"G7",9.5250000000000004,6.72,3.891,3.8580000000000001]
["SS","Other",16,"L8",2.516,1.7749999999999999,1.028,1.0189999999999999]
["SS","Other",16,"S4",3.0000000000000001E-3,2E-3,1E-3,1E-3]
["SS","Other",17,"A9",3.4689999999999999,2.5649999999999999,1.3580000000000001,1.3480000000000001]
["SS","Other",17,"G1",8.5399999999999991,6.3140000000000001,3.343,3.32]
["SS","Other",17,"M6",2.262,1.673,0.88600000000000001,0.879]
["SS","Other",17,"Q5",4.1680000000000001,3.0819999999999999,1.6319999999999999,1.62]
["SS","Other",18,"B2",22.187000000000001,16.617999999999999,8.6110000000000007,8.5510000000000002]
["SS","Other",18,"E8",1.224,0.91700000000000004,0.47499999999999998,0.47199999999999998]
["SS","Other",18,"L8",3.4060000000000001,2.5510000000000002,1.3220000000000001,1.3129999999999999]
["SS","Other",18,"N2",7.6130000000000004,5.702,2.9550000000000001,2.9340000000000002]
["SS","Other",18,"Q8",15.775,11.816000000000001,6.1230000000000002,6.08]
["SS","Other",19,"A8",9.9930000000000003,7.5410000000000004,3.89,3.863]
["SS","Other",19,"H2",15.044,11.352,5.8559999999999999,5.8159999999999998]
["SS","Other",19,"M5",0.34899999999999998,0.26400000000000001,0.13600000000000001,0.13500000000000001]
["SS","Other",19,"R5",6.9980000000000002,5.2809999999999997,2.7240000000000002,2.7050000000000001]
["SS","Other",20,"B2",22.015999999999998,16.779,8.5709999999999997,8.5139999999999993]
["SS","Other",20,"G6",13.529,10.31,5.2670000000000003,5.2320000000000002]
["SS","Other",20,"J3",31.96,24.356999999999999,12.442,12.359]
["SS","Other",20,"N1",7.3129999999999997,5.5730000000000004,2.847,2.8279999999999998]
["SS","Other",20,"S2",2.7589999999999999,2.1030000000000002,1.0740000000000001,1.0669999999999999]
["SS","Other",21,"D5",5.4729999999999999,4.1669999999999998,2.1309999999999998,2.117]
["SS","Other",21,"H2",15.141999999999999,11.528,5.8959999999999999,5.8570000000000002]
["SS","Other",21,"N4",7.4569999999999999,5.6769999999999996,2.9039999999999999,2.8839999999999999]
["SS","Other",21,"R5",7.0430000000000001,5.3630000000000004,2.7429999999999999,2.7250000000000001]
["SS","Other",22,"B1",13.074999999999999,9.9649999999999999,5.0839999999999996,5.0510000000000002]
["SS","Other",22,"C3",2.7240000000000002,2.0760000000000001,1.0589999999999999,1.052]
["SS","Other",22,"J1",9.1280000000000001,6.9569999999999999,3.5489999999999999,3.5259999999999998]
["SS","Other",22,"M6",2.423,1.847,0.94199999999999995,0.93600000000000005]
["SS","Other",22,"S2",2.8,2.1339999999999999,1.089,1.0820000000000001]
["SS","Other",23,"B4",6.7530000000000001,5.1630000000000003,2.6160000000000001,2.5990000000000002]
["SS","Other",23,"J5",14.44,11.04,5.5940000000000003,5.5579999999999998]
["SS","Other",23,"N3",7.1820000000000004,5.4909999999999997,2.782,2.7650000000000001]
["SS","Other",23,"P2",5.008,3.8290000000000002,1.94,1.9279999999999999]
["SS","Other",23,"S5",7.4160000000000004,5.67,2.8730000000000002,2.855]
["SS","Other",24,"D5",5.8490000000000002,4.4870000000000001,2.2570000000000001,2.242]
["SS","Other",24,"J8",2.3679999999999999,1.8160000000000001,0.91400000000000003,0.90800000000000003]
["SS","Other",24,"N6",6.4850000000000003,4.9740000000000002,2.5019999999999998,2.4860000000000002]
["SS","Other",24,"S1",32.271999999999998,24.754999999999999,12.452,12.372999999999999]
["SS","Other",25,"C5",0.02,1.4999999999999999E-2,8.0000000000000002E-3,8.0000000000000002E-3]
["SS","Other",25,"J4",5.0709999999999997,3.903,1.9490000000000001,1.9359999999999999]
["SS","Other",25,"L7",12.727,9.7949999999999999,4.8899999999999997,4.859]
["SS","Other",25,"P2",5.3070000000000004,4.085,2.0390000000000001,2.0259999999999998]
["SS","Other",25,"S5",7.859,6.0490000000000004,3.02,3.0009999999999999]
["SS","Other",26,"D4",10.875999999999999,8.41,4.1550000000000002,4.1289999999999996]
["SS","Other",26,"J7",11.430999999999999,8.8390000000000004,4.367,4.34]
["SS","Other",26,"N5",6.2869999999999999,4.8620000000000001,2.4020000000000001,2.387]
["SS","Other",26,"T1",5.0140000000000002,3.8769999999999998,1.9159999999999999,1.9039999999999999]
["SS","Other",27,"C5",2.1000000000000001E-2,1.7000000000000001E-2,8.0000000000000002E-3,8.0000000000000002E-3]
["SS","Other",27,"E1",27.417999999999999,21.291,10.420999999999999,10.356999999999999]
["SS","Other",27,"K5",8.4659999999999993,6.5739999999999998,3.218,3.198]
["SS","Other",27,"P1",16.327000000000002,12.679,6.2050000000000001,6.1669999999999998]
["SS","Other",27,"T4",4.3239999999999998,3.3580000000000001,1.643,1.633]
["SS","Other",28,"C7",6.0720000000000001,4.7320000000000002,2.2970000000000002,2.2829999999999999]
["SS","Other",28,"L1",4.2670000000000003,3.3250000000000002,1.6140000000000001,1.605]
["SS","Other",28,"P4",5.077,3.956,1.921,1.909]
["SS","Other",28,"T1",5.4080000000000004,4.2140000000000004,2.0459999999999998,2.0339999999999998]
["SS","Other",29,"D6",9.7899999999999991,7.6689999999999996,3.6829999999999998,3.6629999999999998]
["SS","Other",29,"K4",13.61,10.662000000000001,5.12,5.093]
["SS","Other",29,"N7",2.0369999999999999,1.5960000000000001,0.76600000000000001,0.76200000000000001]
["SS","Other",29,"P6",20.47,16.035,7.7009999999999996,7.6589999999999998]
["SS","Other",30,"C1",4.9669999999999996,3.9119999999999999,1.8560000000000001,1.8460000000000001]
["SS","Other",30,"E8",1.681,1.3240000000000001,0.628,0.625]
["SS","Other",30,"L1",4.7649999999999997,3.7519999999999998,1.78,1.7709999999999999]
["SS","Other",30,"P3",30.998999999999999,24.411999999999999,11.582000000000001,11.519]
["SS","Other",31,"A1",3.1E-2,2.5000000000000001E-2,1.2E-2,1.2E-2]
["SS","Other",31,"D5",7.9359999999999999,6.2759999999999998,2.9489999999999998,2.9329999999999998]
["SS","Other",31,"J8",3.2130000000000001,2.5409999999999999,1.194,1.1879999999999999]
["SS","Other",31,"L1",5.0049999999999999,3.9569999999999999,1.86,1.85]
["SS","Other",31,"P6",22.757000000000001,17.995000000000001,8.4559999999999995,8.4109999999999996]
["SS","Other",32,"A6",5.04,3.9969999999999999,1.8640000000000001,1.855]
["SS","Other",32,"E7",12.502000000000001,9.9149999999999991,4.625,4.601]
["SS","Other",32,"K6",6.4809999999999999,5.14,2.3980000000000001,2.3849999999999998]
["SS","Other",32,"P8",34.716999999999999,27.533000000000001,12.843,12.776999999999999]
["SS","Other",32,"R4",15.291,12.127000000000001,5.657,5.6280000000000001]
["SS","Other",33,"A9",5.7949999999999999,4.609,2.1349999999999998,2.1240000000000001]
["SS","Other",33,"G1",14.266999999999999,11.347,5.2560000000000002,5.23]
["SS","Other",33,"L3",44.1,35.075000000000003,16.245999999999999,16.164999999999999]
["SS","Other",33,"Q5",6.9630000000000001,5.5380000000000003,2.5649999999999999,2.552]
["SS","Other",34,"A4",6.6000000000000003E-2,5.2999999999999999E-2,2.4E-2,2.4E-2]
["SS","Other",34,"E1",38.524999999999999,30.78,14.112,14.045999999999999]
["SS","Other",34,"J8",3.7120000000000002,2.9649999999999999,1.36,1.353]
["SS","Other",34,"P8",38.450000000000003,30.72,14.085000000000001,14.018000000000001]
["SS","Other",34,"Q8",26.286000000000001,21.001000000000001,9.6289999999999996,9.5830000000000002]
["SS","Other",35,"A8",17.707999999999998,14.198,6.4589999999999996,6.43]
["SS","Other",35,"F6",53.924999999999997,43.234999999999999,19.669,19.582000000000001]
["SS","Other",35,"M5",0.61899999999999999,0.497,0.22600000000000001,0.22500000000000001]
["SS","Other",35,"Q5",7.7649999999999997,6.2249999999999996,2.8319999999999999,2.82]
["SS","Other",36,"B2",41.680999999999997,33.573,15.12,15.061]
["SS","Other",36,"G6",25.611999999999998,20.63,9.2910000000000004,9.2550000000000008]
["SS","Other",36,"L7",21.83,17.584,7.9189999999999996,7.8879999999999999]
["SS","Other",36,"N1",13.845000000000001,11.151,5.0220000000000002,5.0019999999999998]
["SS","Other",36,"Q7",18.446999999999999,14.858000000000001,6.6920000000000002,6.665]
["SS","Other",37,"A7",13.013,10.507999999999999,4.7089999999999996,4.6920000000000002]
["SS","Other",37,"J4",9.0329999999999995,7.2939999999999996,3.2679999999999998,3.2570000000000001]
["SS","Other",37,"M5",0.69,0.55700000000000005,0.25,0.249]
["SS","Other",37,"R5",13.814,11.154,4.9980000000000002,4.9800000000000004]
["SS","Other",38,"B1",26.326000000000001,21.312000000000001,9.5,9.4689999999999994]
["SS","Other",38,"G5",12.936999999999999,10.474,4.6689999999999996,4.6529999999999996]
["SS","Other",38,"J1",18.38,14.88,6.633,6.6109999999999998]
["SS","Other",38,"M7",1.597,1.2929999999999999,0.57599999999999996,0.57399999999999995]
["SS","Other",39,"A6",7.0519999999999996,5.7229999999999999,2.5390000000000001,2.5310000000000001]
["SS","Other",39,"B4",13.754,11.162000000000001,4.9509999999999996,4.9359999999999999]
["SS","Other",39,"H1",5.1349999999999998,4.1669999999999998,1.8480000000000001,1.843]
["SS","Other",39,"N3",14.629,11.872,5.266,5.25]
["SS","Other",39,"R4",21.396000000000001,17.364000000000001,7.702,7.6779999999999999]
["SS","Other",40,"A9",8.0619999999999994,6.5579999999999998,2.895,2.887]
["SS","Other",40,"H2",33.261000000000003,27.056000000000001,11.942,11.907999999999999]
["SS","Other",40,"M7",1.7210000000000001,1.4,0.61799999999999999,0.61599999999999999]
["SS","Other",40,"N6",13.329000000000001,10.842000000000001,4.7859999999999996,4.7720000000000002]
["SS","Other",40,"S1",66.331000000000003,53.957000000000001,23.815999999999999,23.748000000000001]
["SS","Solar",16,"B3",26.89,0,1.07,21.780999999999999]
["SS","Solar",16,"J4",30.56,0,1.216,24.754000000000001]
["SS","Solar",16,"N1",46.072000000000003,0,1.8340000000000001,37.317999999999998]
["SS","Solar",16,"P6",38.151000000000003,0,1.518,30.902000000000001]
["SS","Solar",17,"B4",29.62,0,1.179,24.289000000000001]
["SS","Solar",17,"H1",13.500999999999999,0,0.53700000000000003,11.071]
["SS","Solar",17,"J5",73.103999999999999,0,2.91,59.945999999999998]
["SS","Solar",17,"N2",53.216000000000001,0,2.1179999999999999,43.637]
["SS","Solar",17,"Q8",21.597999999999999,0,0.86,17.71]
["SS","Solar",18,"A4",17.981000000000002,0,0.71599999999999997,14.923999999999999]
["SS","Solar",18,"H2",71.572999999999993,0,2.8490000000000002,59.405999999999999]
["SS","Solar",18,"N3",34.593000000000004,0,1.377,28.712]
["SS","Solar",18,"R4",31.733000000000001,0,1.2629999999999999,26.338000000000001]
["SS","Solar",19,"A8",65.39,0,2.6030000000000002,54.927]
["SS","Solar",19,"C1",12.090999999999999,0,0.48099999999999998,10.157]
["SS","Solar",19,"H2",73.385000000000005,0,2.9209999999999998,61.643000000000001]
["SS","Solar",19,"N3",35.469000000000001,0,1.4119999999999999,29.794]
["SS","Solar",19,"R5",16.721,0,0.66500000000000004,14.045]
["SS","Solar",20,"A9",11.14,0,0.443,9.3569999999999993]
["SS","Solar",20,"H6",104.47199999999999,0,4.1580000000000004,87.756]
["SS","Solar",20,"M6",12.46,0,0.496,10.465999999999999]
["SS","Solar",20,"Q4",89.418000000000006,0,3.5590000000000002,75.111000000000004]
["SS","Solar",20,"R5",17.087,0,0.68,14.353]
["SS","Solar",21,"C6",7.5490000000000004,0,0.3,6.3419999999999996]
["SS","Solar",21,"G5",34.301000000000002,0,1.365,28.812999999999999]
["SS","Solar",21,"M7",11.03,0,0.439,9.2650000000000006]
["SS","Solar",21,"Q5",27.981999999999999,0,1.1140000000000001,23.504999999999999]
["SS","Solar",22,"B1",95.641999999999996,0,3.8069999999999999,80.338999999999999]
["SS","Solar",22,"G5",34.869,0,1.3879999999999999,29.29]
["SS","Solar",22,"L5",144.32599999999999,0,5.7439999999999998,121.23399999999999]
["SS","Solar",22,"M8",3.423,0,0.13600000000000001,2.8759999999999999]
["SS","Solar",22,"Q6",22.262,0,0.88600000000000001,18.7]
["SS","Solar",23,"B2",124.923,0,4.9720000000000004,104.935]
["SS","Solar",23,"G6",69.516999999999996,0,2.7669999999999999,58.395000000000003]
["SS","Solar",23,"L7",68.152000000000001,0,2.7120000000000002,57.247999999999998]
["SS","Solar",23,"Q6",22.638999999999999,0,0.90100000000000002,19.015999999999998]
["SS","Solar",24,"A9",11.972,0,0.47599999999999998,10.057]
["SS","Solar",24,"E7",33.828000000000003,0,1.3460000000000001,28.414999999999999]
["SS","Solar",24,"G7",47.152000000000001,0,1.877,39.606999999999999]
["SS","Solar",24,"L8",52.621000000000002,0,2.0939999999999999,44.201000000000001]
["SS","Solar",24,"Q7",29.169,0,1.161,24.501999999999999]
["SS","Solar",25,"A6",64.260000000000005,0,2.5579999999999998,53.978000000000002]
["SS","Solar",25,"J5",86.974999999999994,0,3.4620000000000002,73.058999999999997]
["SS","Solar",25,"M4",34.039000000000001,0,1.355,28.593]
["SS","Solar",25,"P8",88.162000000000006,0,3.5089999999999999,74.055999999999997]
["SS","Solar",25,"T4",39.972000000000001,0,1.591,33.576999999999998]
["SS","Solar",26,"E8",25.367000000000001,0,1.01,21.308]
["SS","Solar",26,"L1",8.3569999999999993,0,0.33300000000000002,7.02]
["SS","Solar",26,"M4",35.222000000000001,0,1.4019999999999999,29.587]
["SS","Solar",26,"P5",15.172000000000001,0,0.60399999999999998,12.744999999999999]
["SS","Solar",26,"T5",8.6509999999999998,0,0.34399999999999997,7.2670000000000003]
["SS","Solar",27,"F6",312.41899999999998,0,12.433999999999999,262.43200000000002]
["SS","Solar",27,"L2",97.813000000000002,0,3.8929999999999998,82.162999999999997]
["SS","Solar",27,"Q2",22.047000000000001,0,0.877,18.52]
["SS","Solar",27,"T5",8.9649999999999999,0,0.35699999999999998,7.5309999999999997]
["SS","Solar",28,"D4",59.249000000000002,0,2.3580000000000001,49.768999999999998]
["SS","Solar",28,"G1",67.566999999999993,0,2.6890000000000001,56.756]
["SS","Solar",28,"L3",183.80799999999999,0,7.3159999999999998,154.398]
["SS","Solar",28,"P4",17.838000000000001,0,0.71,14.984]
["SS","Solar",29,"A1",41.256,0,1.6419999999999999,34.655000000000001]
["SS","Solar",29,"D5",47.298000000000002,0,1.8819999999999999,39.731000000000002]
["SS","Solar",29,"L3",189.72200000000001,0,7.5510000000000002,159.36600000000001]
["SS","Solar",29,"N2",72.503,0,2.8860000000000001,60.902999999999999]
["SS","Solar",29,"T1",35.881999999999998,0,1.4279999999999999,30.140999999999998]
["SS","Solar",30,"A3",7.7590000000000003,0,0.309,6.5179999999999998]
["SS","Solar",30,"D6",58.786999999999999,0,2.34,49.381]
["SS","Solar",30,"L5",181.17599999999999,0,7.2110000000000003,152.18799999999999]
["SS","Solar",30,"P5",17.285,0,0.68799999999999994,14.519]
["SS","Solar",30,"T1",36.936999999999998,0,1.47,31.027000000000001]
["SS","Solar",31,"C5",28.446999999999999,0,1.1319999999999999,23.896000000000001]
["SS","Solar",31,"K5",61.155000000000001,0,2.4340000000000002,51.37]
["SS","Solar",31,"N7",19.234000000000002,0,0.76500000000000001,16.155999999999999]
["SS","Solar",31,"P6",57.383000000000003,0,2.2839999999999998,48.201999999999998]
["SS","Solar",31,"T2",34.908000000000001,0,1.389,29.323]
["SS","Solar",32,"E1",130.565,0,5.1959999999999997,109.675]
["SS","Solar",32,"L3",206.02799999999999,0,8.1999999999999993,173.06299999999999]
["SS","Solar",32,"P1",134.39099999999999,0,5.3490000000000002,112.889]
["SS","Solar",32,"T3",5.9480000000000004,0,0.23699999999999999,4.9960000000000004]
["SS","Solar",33,"C6",10.398999999999999,0,0.41399999999999998,8.7349999999999994]
["SS","Solar",33,"J5",110.669,0,4.4050000000000002,92.962000000000003]
["SS","Solar",33,"K6",57.433999999999997,0,2.286,48.244]
["SS","Solar",33,"P1",137.50800000000001,0,5.4729999999999999,115.50700000000001]
["SS","Solar",34,"A8",95.697999999999993,0,3.8090000000000002,80.385999999999996]
["SS","Solar",34,"C7",40.536000000000001,0,1.613,34.051000000000002]
["SS","Solar",34,"J6",79.340999999999994,0,3.1579999999999999,66.646000000000001]
["SS","Solar",34,"P2",54.545999999999999,0,2.1709999999999998,45.819000000000003]
["SS","Solar",34,"S5",58.598999999999997,0,2.3319999999999999,49.222999999999999]
["SS","Solar",34,"T4",51.895000000000003,0,2.0649999999999999,43.591999999999999]
["SS","Solar",35,"C7",41.256999999999998,0,1.6419999999999999,34.655999999999999]
["SS","Solar",35,"J8",66.325000000000003,0,2.64,55.713000000000001]
["SS","Solar",35,"P3",181.15299999999999,0,7.21,152.16800000000001]
["SS","Solar",35,"S6",7.1859999999999999,0,0.28599999999999998,6.0359999999999996]
["SS","Solar",36,"C2",36.231999999999999,0,1.4419999999999999,30.434999999999999]
["SS","Solar",36,"J7",73.616,0,2.93,61.837000000000003]
["SS","Solar",36,"N4",84.317999999999998,0,3.3559999999999999,70.826999999999998]
["SS","Solar",36,"P4",21.576000000000001,0,0.85899999999999999,18.123999999999999]
["SS","Solar",37,"C3",21.268999999999998,0,0.84599999999999997,17.866]
["SS","Solar",37,"J1",71.543000000000006,0,2.847,60.095999999999997]
["SS","Solar",37,"J8",68.391999999999996,0,2.722,57.448999999999998]
["SS","Solar",37,"N5",43.320999999999998,0,1.724,36.39]
["SS","Solar",37,"S7",9.468,0,0.377,7.9530000000000003]
["SS","Solar",38,"C3",21.59,0,0.85899999999999999,18.135999999999999]
["SS","Solar",38,"G7",66.936999999999998,0,2.6640000000000001,56.226999999999997]
["SS","Solar",38,"N6",14.958,0,0.59499999999999997,12.565]
["SS","Solar",38,"S1",159.58699999999999,0,6.3520000000000003,134.053]
["SS","Solar",39,"B2",183.62899999999999,0,7.3079999999999998,154.24799999999999]
["SS","Solar",39,"C4",28.2,0,1.1220000000000001,23.687999999999999]
["SS","Solar",39,"J3",158.54900000000001,0,6.31,133.18100000000001]
["SS","Solar",39,"N1",80.239000000000004,0,3.194,67.400999999999996]
["SS","Solar",39,"S2",25.2,0,1.0029999999999999,21.167999999999999]
["SS","Solar",40,"B3",47.518999999999998,0,1.891,39.915999999999997]
["SS","Solar",40,"J4",54.003999999999998,0,2.149,45.363]
["SS","Solar",40,"N1",81.415999999999997,0,3.24,68.388999999999996]
["SS","Solar",40,"Q7",42.642000000000003,0,1.6970000000000001,35.819000000000003]
["SS","Solar",40,"S2",25.568999999999999,0,1.018,21.478000000000002]
["SS","Wind",16,"D4",1.075,0.25,0.505,0.41899999999999998]
["SS","Wind",16,"J5",1.3839999999999999,0.32200000000000001,0.65,0.54]
["SS","Wind",16,"N2",0.29199999999999998,6.8000000000000005E-2,0.13700000000000001,0.114]
["SS","Wind",16,"Q8",8.4760000000000009,1.972,3.984,3.306]
["SS","Wind",17,"B4",1.6E-2,3.0000000000000001E-3,8.0000000000000002E-3,6.0000000000000001E-3]
["SS","Wind",17,"H1",3.4289999999999998,0.74199999999999999,1.611,1.337]
["SS","Wind",17,"J5",1.446,0.313,0.68,0.56399999999999995]
["SS","Wind",17,"P8",28.556000000000001,6.1769999999999996,13.420999999999999,11.137]
["SS","Wind",17,"R4",0.94299999999999995,0.20399999999999999,0.443,0.36799999999999999]
["SS","Wind",18,"C1",2E-3,0,1E-3,1E-3]
["SS","Wind",18,"H2",2.3250000000000002,0.48099999999999998,1.093,0.90700000000000003]
["SS","Wind",18,"M5",1.863,0.38600000000000001,0.876,0.72699999999999998]
["SS","Wind",18,"R4",0.98,0.20300000000000001,0.46,0.38200000000000001]
["SS","Wind",19,"B2",0.89200000000000002,0.17699999999999999,0.41899999999999998,0.34799999999999998]
["SS","Wind",19,"C2",3.5999999999999997E-2,7.0000000000000001E-3,1.7000000000000001E-2,1.4E-2]
["SS","Wind",19,"H6",29.771999999999998,5.91,13.993,11.611000000000001]
["SS","Wind",19,"M6",1.6539999999999999,0.32800000000000001,0.77700000000000002,0.64500000000000002]
["SS","Wind",19,"R5",2.472,0.49099999999999999,1.1619999999999999,0.96399999999999997]
["SS","Wind",20,"A9",8.0000000000000002E-3,2E-3,4.0000000000000001E-3,3.0000000000000001E-3]
["SS","Wind",20,"G1",1.319,0.252,0.62,0.51400000000000001]
["SS","Wind",20,"J7",0.316,0.06,0.14799999999999999,0.123]
["SS","Wind",20,"Q5",4.8410000000000002,0.92600000000000005,2.2749999999999999,1.8879999999999999]
["SS","Wind",20,"R6",0.23300000000000001,4.4999999999999998E-2,0.11,9.0999999999999998E-2]
["SS","Wind",21,"B1",1.6539999999999999,0.314,0.77800000000000002,0.64500000000000002]
["SS","Wind",21,"G5",1.9950000000000001,0.378,0.93799999999999994,0.77800000000000002]
["SS","Wind",21,"M7",2.7330000000000001,0.51800000000000002,1.2849999999999999,1.0660000000000001]
["SS","Wind",21,"P7",7.6040000000000001,1.4419999999999999,3.5739999999999998,2.9660000000000002]
["SS","Wind",22,"B2",0.97,0.17699999999999999,0.45600000000000002,0.378]
["SS","Wind",22,"G6",1.8720000000000001,0.34100000000000003,0.88,0.73]
["SS","Wind",22,"L7",4.4589999999999996,0.81299999999999994,2.0960000000000001,1.7390000000000001]
["SS","Wind",22,"Q6",0.23699999999999999,4.2999999999999997E-2,0.111,9.1999999999999998E-2]
["SS","Wind",23,"A4",3.1E-2,5.0000000000000001E-3,1.4E-2,1.2E-2]
["SS","Wind",23,"E1",2.032,0.35499999999999998,0.95499999999999996,0.79300000000000004]
["SS","Wind",23,"G6",1.917,0.33500000000000002,0.90100000000000002,0.748]
["SS","Wind",23,"L8",11.166,1.952,5.2480000000000002,4.3550000000000004]
["SS","Wind",23,"Q7",6.33,1.1060000000000001,2.9750000000000001,2.4689999999999999]
["SS","Wind",24,"A6",0.73399999999999999,0.121,0.34499999999999997,0.28599999999999998]
["SS","Wind",24,"E7",3.355,0.55500000000000005,1.577,1.3080000000000001]
["SS","Wind",24,"L8",11.417,1.889,5.3659999999999997,4.452]
["SS","Wind",24,"P7",8.1709999999999994,1.3520000000000001,3.84,3.1869999999999998]
["SS","Wind",24,"R6",0.25800000000000001,4.2999999999999997E-2,0.121,0.10100000000000001]
["SS","Wind",25,"A7",0.22800000000000001,3.6999999999999998E-2,0.107,8.8999999999999996E-2]
["SS","Wind",25,"E8",0.29799999999999999,4.9000000000000002E-2,0.14000000000000001,0.11600000000000001]
["SS","Wind",25,"M4",6.5670000000000002,1.0740000000000001,3.0859999999999999,2.5609999999999999]
["SS","Wind",25,"P8",35.651000000000003,5.8289999999999997,16.756,13.904]
["SS","Wind",25,"T4",31.812000000000001,5.2009999999999996,14.952,12.407]
["SS","Wind",26,"C7",0.14899999999999999,2.4E-2,7.0000000000000007E-2,5.8000000000000003E-2]
["SS","Wind",26,"L2",1.17,0.189,0.55000000000000004,0.45600000000000002]
["SS","Wind",26,"M5",2.286,0.36899999999999999,1.075,0.89200000000000002]
["SS","Wind",26,"Q2",2.677,0.433,1.258,1.044]
["SS","Wind",26,"T5",43.137,6.9710000000000001,20.274999999999999,16.824000000000002]
["SS","Wind",27,"F6",86.269000000000005,13.734,40.545999999999999,33.645000000000003]
["SS","Wind",27,"L2",1.1930000000000001,0.19,0.56100000000000005,0.46500000000000002]
["SS","Wind",27,"Q5",5.6879999999999997,0.90600000000000003,2.673,2.218]
["SS","Wind",28,"A1",0.10299999999999999,1.6E-2,4.9000000000000002E-2,0.04]
["SS","Wind",28,"D5",1.2549999999999999,0.19900000000000001,0.59,0.49]
["SS","Wind",28,"G1",1.579,0.251,0.74199999999999999,0.61599999999999999]
["SS","Wind",28,"L3",2.722,0.432,1.2789999999999999,1.0609999999999999]
["SS","Wind",28,"P4",6.3250000000000002,1.004,2.9729999999999999,2.4670000000000001]
["SS","Wind",29,"B1",1.9610000000000001,0.311,0.92200000000000004,0.76500000000000001]
["SS","Wind",29,"D6",0.11600000000000001,1.7999999999999999E-2,5.3999999999999999E-2,4.4999999999999998E-2]
["SS","Wind",29,"L5",11.571,1.833,5.4379999999999997,4.5129999999999999]
["SS","Wind",29,"P5",3.3780000000000001,0.53500000000000003,1.5880000000000001,1.3169999999999999]
["SS","Wind",29,"T1",66.507000000000005,10.535,31.257999999999999,25.937999999999999]
["SS","Wind",30,"A3",0.16,2.5000000000000001E-2,7.4999999999999997E-2,6.2E-2]
["SS","Wind",30,"D6",0.11799999999999999,1.9E-2,5.5E-2,4.5999999999999999E-2]
["SS","Wind",30,"K5",17.852,2.8210000000000002,8.391,6.9619999999999997]
["SS","Wind",30,"P6",13.285,2.0990000000000002,6.2439999999999998,5.181]
["SS","Wind",30,"T2",49.762999999999998,7.8630000000000004,23.388999999999999,19.408000000000001]
["SS","Wind",31,"E1",2.375,0.375,1.1160000000000001,0.92600000000000005]
["SS","Wind",31,"K5",18.167999999999999,2.8650000000000002,8.5389999999999997,7.085]
["SS","Wind",31,"N7",0.22500000000000001,3.5999999999999997E-2,0.106,8.7999999999999995E-2]
["SS","Wind",31,"P6",13.52,2.1320000000000001,6.3540000000000001,5.2729999999999997]
["SS","Wind",32,"A3",0.16600000000000001,2.5999999999999999E-2,7.8E-2,6.5000000000000002E-2]
["SS","Wind",32,"C6",1.0580000000000001,0.16700000000000001,0.497,0.41299999999999998]
["SS","Wind",32,"K6",8.0239999999999991,1.2629999999999999,3.7709999999999999,3.129]
["SS","Wind",32,"P1",16.91,2.6619999999999999,7.9480000000000004,6.5949999999999998]
["SS","Wind",32,"T3",6.88,1.083,3.234,2.6829999999999998]
["SS","Wind",33,"C6",1.0760000000000001,0.16900000000000001,0.50600000000000001,0.42]
["SS","Wind",33,"H2",3.2360000000000002,0.50800000000000001,1.5209999999999999,1.262]
["SS","Wind",33,"P2",1.6679999999999999,0.26200000000000001,0.78400000000000003,0.65]
["SS","Wind",33,"S5",21.867999999999999,3.4359999999999999,10.278,8.5289999999999999]
["SS","Wind",33,"T4",36.832000000000001,5.7859999999999996,17.311,14.365]
["SS","Wind",34,"C7",0.17199999999999999,2.7E-2,8.1000000000000003E-2,6.7000000000000004E-2]
["SS","Wind",34,"J6",8.33,1.306,3.915,3.2490000000000001]
["SS","Wind",34,"P2",1.696,0.26600000000000001,0.79700000000000004,0.66100000000000003]
["SS","Wind",34,"S4",0.11799999999999999,1.7999999999999999E-2,5.5E-2,4.5999999999999999E-2]
["SS","Wind",35,"C2",0.05,8.0000000000000002E-3,2.4E-2,0.02]
["SS","Wind",35,"J7",0.42699999999999999,6.7000000000000004E-2,0.20100000000000001,0.16600000000000001]
["SS","Wind",35,"N4",4.1349999999999998,0.64700000000000002,1.9430000000000001,1.613]
["SS","Wind",35,"P3",5.3019999999999996,0.83,2.492,2.0680000000000001]
["SS","Wind",35,"S6",2.4E-2,4.0000000000000001E-3,1.0999999999999999E-2,8.9999999999999993E-3]
["SS","Wind",36,"D6",0.13100000000000001,0.02,6.0999999999999999E-2,5.0999999999999997E-2]
["SS","Wind",36,"J8",1.5620000000000001,0.24399999999999999,0.73399999999999999,0.60899999999999999]
["SS","Wind",36,"N5",5.8239999999999998,0.91200000000000003,2.7370000000000001,2.2719999999999998]
["SS","Wind",36,"S7",1.323,0.20699999999999999,0.622,0.51600000000000001]
["SS","Wind",37,"C3",0.26800000000000002,4.2000000000000003E-2,0.126,0.105]
["SS","Wind",37,"J1",7.4050000000000002,1.159,3.48,2.8879999999999999]
["SS","Wind",37,"J8",1.587,0.248,0.746,0.61899999999999999]
["SS","Wind",37,"Q4",6.1630000000000003,0.96499999999999997,2.8969999999999998,2.4039999999999999]
["SS","Wind",37,"S1",100.84099999999999,15.782,47.395000000000003,39.328000000000003]
["SS","Wind",38,"C4",0.112,1.7999999999999999E-2,5.2999999999999999E-2,4.3999999999999997E-2]
["SS","Wind",38,"J3",7.5979999999999999,1.1890000000000001,3.5710000000000002,2.9630000000000001]
["SS","Wind",38,"N6",0.22600000000000001,3.5000000000000003E-2,0.106,8.7999999999999995E-2]
["SS","Wind",38,"S1",102.426,16.03,48.14,39.945999999999998]
["SS","Wind",39,"B2",1.323,0.20699999999999999,0.622,0.51600000000000001]
["SS","Wind",39,"H2",3.5619999999999998,0.55700000000000005,1.6739999999999999,1.389]
["SS","Wind",39,"J4",5.2439999999999998,0.82099999999999995,2.4649999999999999,2.0449999999999999]
["SS","Wind",39,"N1",2.0219999999999998,0.316,0.95,0.78900000000000003]
["SS","Wind",39,"S2",9.3689999999999998,1.466,4.4029999999999996,3.6539999999999999]
["SS","Wind",40,"B3",0.04,6.0000000000000001E-3,1.9E-2,1.6E-2]
["SS","Wind",40,"J4",5.3239999999999998,0.83299999999999996,2.5019999999999998,2.0760000000000001]
["SS","Wind",40,"K4",1.5029999999999999,0.23499999999999999,0.70599999999999996,0.58599999999999997]
["SS","Wind",40,"Q8",14.303000000000001,2.238,6.7220000000000004,5.5780000000000003]
["SS","Wind",40,"S4",0.129,0.02,6.0999999999999999E-2,0.05]
["SP","Battery",16,"B4",0.219,0.19,0,0]
["SP","Battery",16,"J5",0.54,0.47,0,0]
["SP","Battery",16,"N2",0.39300000000000002,0.34200000000000003,0,0]
["SP","Battery",16,"Q8",0.16,0.13900000000000001,0,0]
["SP","Battery",17,"A1",0.224,0.19500000000000001,0,0]
["SP","Battery",17,"H2",0.51400000000000001,0.44700000000000001,0,0]
["SP","Battery",17,"M5",0.153,0.13300000000000001,0,0]
["SP","Battery",17,"N3",0.248,0.216,0,0]
["SP","Battery",17,"R4",0.22800000000000001,0.19800000000000001,0,0]
["SP","Battery",18,"C1",8.5000000000000006E-2,7.3999999999999996E-2,0,0]
["SP","Battery",18,"H1",0.1,8.6999999999999994E-2,0,0]
["SP","Battery",18,"M6",8.5000000000000006E-2,7.3999999999999996E-2,0,0]
["SP","Battery",18,"R5",0.11700000000000001,0.10199999999999999,0,0]
["SP","Battery",19,"A9",7.5999999999999998E-2,6.6000000000000003E-2,0,0]
["SP","Battery",19,"H6",0.71499999999999997,0.622,0,0]
["SP","Battery",19,"M6",8.5000000000000006E-2,7.3999999999999996E-2,0,0]
["SP","Battery",19,"Q4",0.61199999999999999,0.53300000000000003,0,0]
["SP","Battery",19,"S2",0.111,9.7000000000000003E-2,0,0]
["SP","Battery",20,"B1",0.63200000000000001,0.55000000000000004,0,0]
["SP","Battery",20,"G5",0.23,0.2,0,0]
["SP","Battery",20,"M7",7.3999999999999996E-2,6.4000000000000001E-2,0,0]
["SP","Battery",20,"Q5",0.188,0.16300000000000001,0,0]
["SP","Battery",21,"B1",0.63300000000000001,0.55100000000000005,0,0]
["SP","Battery",21,"G5",0.23100000000000001,0.20100000000000001,0,0]
["SP","Battery",21,"L2",0.56699999999999995,0.49299999999999999,0,0]
["SP","Battery",21,"M8",2.3E-2,0.02,0,0]
["SP","Battery",21,"Q6",0.14699999999999999,0.128,0,0]
["SP","Battery",22,"A4",0.13400000000000001,0.11700000000000001,0,0]
["SP","Battery",22,"G6",0.46899999999999997,0.40799999999999997,0,0]
["SP","Battery",22,"L7",0.46,0.4,0,0]
["SP","Battery",22,"Q2",0.13300000000000001,0.115,0,0]
["SP","Battery",23,"A6",0.45300000000000001,0.39400000000000002,0,0]
["SP","Battery",23,"E7",0.245,0.21299999999999999,0,0]
["SP","Battery",23,"G7",0.34100000000000003,0.29699999999999999,0,0]
["SP","Battery",23,"L8",0.38100000000000001,0.33100000000000002,0,0]
["SP","Battery",23,"Q7",0.21099999999999999,0.184,0,0]
["SP","Battery",24,"A6",0.52700000000000002,0.45900000000000002,0,0]
["SP","Battery",24,"C3",0.128,0.111,0,0]
["SP","Battery",24,"M4",0.27900000000000003,0.24299999999999999,0,0]
["SP","Battery",24,"P8",0.72299999999999998,0.629,0,0]
["SP","Battery",24,"T4",0.32800000000000001,0.28499999999999998,0,0]
["SP","Battery",25,"A7",0.24,0.20899999999999999,0,0]
["SP","Battery",25,"E8",0.247,0.215,0,0]
["SP","Battery",25,"N6",0.109,9.5000000000000001E-2,0,0]
["SP","Battery",25,"Q2",0.20699999999999999,0.18099999999999999,0,0]
["SP","Battery",25,"T5",8.4000000000000005E-2,7.2999999999999995E-2,0,0]
["SP","Battery",26,"F6",3.6070000000000002,3.1379999999999999,0,0]
["SP","Battery",26,"L2",1.129,0.98199999999999998,0,0]
["SP","Battery",26,"P3",1.6970000000000001,1.4770000000000001,0,0]
["SP","Battery",26,"Q2",0.255,0.221,0,0]
["SP","Battery",27,"A6",0.64200000000000002,0.55900000000000005,0,0]
["SP","Battery",27,"G1",0.60899999999999999,0.53,0,0]
["SP","Battery",27,"L3",1.6559999999999999,1.4410000000000001,0,0]
["SP","Battery",27,"P4",0.161,0.14000000000000001,0,0]
["SP","Battery",28,"A1",0.54600000000000004,0.47499999999999998,0,0]
["SP","Battery",28,"D5",0.625,0.54400000000000004,0,0]
["SP","Battery",28,"G1",0.92200000000000004,0.80200000000000005,0,0]
["SP","Battery",28,"M8",5.5E-2,4.8000000000000001E-2,0,0]
["SP","Battery",28,"P5",0.222,0.193,0,0]
["SP","Battery",29,"A3",0.151,0.13100000000000001,0,0]
["SP","Battery",29,"D6",1.1419999999999999,0.99399999999999999,0,0]
["SP","Battery",29,"K4",1.7290000000000001,1.504,0,0]
["SP","Battery",29,"P5",0.33600000000000002,0.29199999999999998,0,0]
["SP","Battery",29,"S6",0.125,0.108,0,0]
["SP","Battery",30,"E1",3.58,3.1150000000000002,0,0]
["SP","Battery",30,"K5",1.72,1.4970000000000001,0,0]
["SP","Battery",30,"N7",0.54100000000000004,0.47099999999999997,0,0]
["SP","Battery",30,"P6",1.6140000000000001,1.4039999999999999,0,0]
["SP","Battery",30,"T2",0.98199999999999998,0.85399999999999998,0,0]
["SP","Battery",31,"E1",4.7880000000000003,4.165,0,0]
["SP","Battery",31,"L1",0.36799999999999999,0.32,0,0]
["SP","Battery",31,"P1",4.9279999999999999,4.2880000000000003,0,0]
["SP","Battery",31,"T3",0.218,0.19,0,0]
["SP","Battery",32,"C6",0.46600000000000003,0.40500000000000003,0,0]
["SP","Battery",32,"J5",4.9550000000000001,4.3109999999999999,0,0]
["SP","Battery",32,"K6",2.5720000000000001,2.2370000000000001,0,0]
["SP","Battery",32,"Q6",1.351,1.175,0,0]
["SP","Battery",32,"T4",2.2770000000000001,1.9810000000000001,0,0]
["SP","Battery",33,"C7",2.1549999999999998,1.8740000000000001,0,0]
["SP","Battery",33,"J6",4.2169999999999996,3.669,0,0]
["SP","Battery",33,"P2",2.899,2.5219999999999998,0,0]
["SP","Battery",33,"S5",3.1150000000000002,2.71,0,0]
["SP","Battery",34,"C1",1.107,0.96299999999999997,0,0]
["SP","Battery",34,"J1",4.266,3.7109999999999999,0,0]
["SP","Battery",34,"J7",4.4569999999999999,3.8769999999999998,0,0]
["SP","Battery",34,"P3",11.138,9.69,0,0]
["SP","Battery",34,"S6",0.442,0.38400000000000001,0,0]
["SP","Battery",35,"C2",2.5310000000000001,2.202,0,0]
["SP","Battery",35,"J7",5.1420000000000003,4.4740000000000002,0,0]
["SP","Battery",35,"N4",5.89,5.1239999999999997,0,0]
["SP","Battery",35,"P2",3.9380000000000002,3.4260000000000002,0,0]
["SP","Battery",35,"S7",0.65100000000000002,0.56699999999999995,0,0]
["SP","Battery",36,"C3",1.615,1.405,0,0]
["SP","Battery",36,"J8",5.194,4.5190000000000001,0,0]
["SP","Battery",36,"N5",3.29,2.8620000000000001,0,0]
["SP","Battery",36,"R6",0.84,0.73099999999999998,0,0]
["SP","Battery",37,"A4",2.3340000000000001,2.0299999999999998,0,0]
["SP","Battery",37,"J3",12.683,11.034000000000001,0,0]
["SP","Battery",37,"K4",8.4779999999999998,7.3760000000000003,0,0]
["SP","Battery",37,"N6",1.214,1.056,0,0]
["SP","Battery",37,"S1",12.956,11.272,0,0]
["SP","Battery",38,"C4",2.4169999999999998,2.1030000000000002,0,0]
["SP","Battery",38,"J3",13.587999999999999,11.821999999999999,0,0]
["SP","Battery",38,"N3",4.8099999999999996,4.1849999999999996,0,0]
["SP","Battery",38,"S2",2.16,1.879,0,0]
["SP","Battery",39,"B3",4.2510000000000003,3.6989999999999998,0,0]
["SP","Battery",39,"C5",2.99,2.601,0,0]
["SP","Battery",39,"J4",4.8319999999999999,4.2030000000000003,0,0]
["SP","Battery",39,"N1",7.2839999999999998,6.3369999999999997,0,0]
["SP","Battery",39,"S5",5.7519999999999998,5.0039999999999996,0,0]
["SP","Battery",40,"B4",4.7220000000000004,4.1079999999999997,0,0]
["SP","Battery",40,"J5",11.654,10.138999999999999,0,0]
["SP","Battery",40,"N2",8.484,7.3810000000000002,0,0]
["SP","Battery",40,"Q8",3.4430000000000001,2.9950000000000001,0,0]
["SP","Hydro",16,"E7",0.03,1.4E-2,3.0000000000000001E-3,7.0000000000000001E-3]
["SP","Hydro",16,"M6",3.37,1.6180000000000001,0.29399999999999998,0.76700000000000002]
["SP","Hydro",16,"Q8",2.3149999999999999,1.111,0.20200000000000001,0.52700000000000002]
["SP","Hydro",16,"T3",30.867000000000001,14.816000000000001,2.6920000000000002,7.0220000000000002]
["SP","Hydro",17,"G7",0.33900000000000002,0.16300000000000001,0.03,7.6999999999999999E-2]
["SP","Hydro",17,"Q4",0.92500000000000004,0.44400000000000001,8.1000000000000003E-2,0.21]
["SP","Hydro",18,"B1",2.8000000000000001E-2,1.2999999999999999E-2,2E-3,6.0000000000000001E-3]
["SP","Hydro",18,"J4",9.6000000000000002E-2,4.5999999999999999E-2,8.0000000000000002E-3,2.1999999999999999E-2]
["SP","Hydro",18,"R4",1.111,0.53300000000000003,9.7000000000000003E-2,0.253]
["SP","Hydro",19,"D6",0.23699999999999999,0.114,2.1000000000000001E-2,5.3999999999999999E-2]
["SP","Hydro",19,"G5",0.25600000000000001,0.123,2.1999999999999999E-2,5.8000000000000003E-2]
["SP","Hydro",19,"N5",0.59899999999999998,0.28699999999999998,5.1999999999999998E-2,0.13600000000000001]
["SP","Hydro",19,"S7",2.2919999999999998,1.1000000000000001,0.2,0.52100000000000002]
["SP","Hydro",20,"H6",3.722,1.7869999999999999,0.32500000000000001,0.84699999999999998]
["SP","Hydro",20,"P3",2.1789999999999998,1.046,0.19,0.496]
["SP","Hydro",20,"R5",4.01,1.925,0.35,0.91200000000000003]
["SP","Hydro",21,"L3",1.18,0.56699999999999995,0.10299999999999999,0.26900000000000002]
["SP","Hydro",21,"Q7",0.21,0.10100000000000001,1.7999999999999999E-2,4.8000000000000001E-2]
["SP","Hydro",21,"S2",0.153,7.3999999999999996E-2,1.2999999999999999E-2,3.5000000000000003E-2]
["SP","Hydro",22,"E8",6.2E-2,0.03,5.0000000000000001E-3,1.4E-2]
["SP","Hydro",22,"M7",17.574999999999999,8.4359999999999999,1.532,3.9980000000000002]
["SP","Hydro",22,"T3",40.128,19.260999999999999,3.4990000000000001,9.1289999999999996]
["SP","Hydro",23,"E7",4.1000000000000002E-2,1.9E-2,4.0000000000000001E-3,8.9999999999999993E-3]
["SP","Hydro",23,"P1",2.1760000000000002,1.044,0.19,0.495]
["SP","Hydro",24,"B2",3.1E-2,1.4999999999999999E-2,3.0000000000000001E-3,7.0000000000000001E-3]
["SP","Hydro",24,"J5",9.2999999999999999E-2,4.4999999999999998E-2,8.0000000000000002E-3,2.1000000000000001E-2]
["SP","Hydro",24,"M5",0.245,0.11700000000000001,2.1000000000000001E-2,5.6000000000000001E-2]
["SP","Hydro",24,"R5",4.6260000000000003,2.2200000000000002,0.40300000000000002,1.052]
["SP","Hydro",25,"E8",6.8000000000000005E-2,3.3000000000000002E-2,6.0000000000000001E-3,1.6E-2]
["SP","Hydro",25,"N6",9.0999999999999998E-2,4.3999999999999997E-2,8.0000000000000002E-3,2.1000000000000001E-2]
["SP","Hydro",25,"T1",45.027999999999999,21.613,3.9260000000000002,10.244]
["SP","Hydro",26,"J3",5.1999999999999998E-2,2.5000000000000001E-2,5.0000000000000001E-3,1.2E-2]
["SP","Hydro",26,"P6",0.13300000000000001,6.4000000000000001E-2,1.2E-2,0.03]
["SP","Hydro",27,"A6",0.78800000000000003,0.378,6.9000000000000006E-2,0.17899999999999999]
["SP","Hydro",27,"C2",8.9999999999999993E-3,5.0000000000000001E-3,1E-3,2E-3]
["SP","Hydro",27,"N4",2.1669999999999998,1.04,0.189,0.49299999999999999]
["SP","Hydro",27,"Q8",3.5089999999999999,1.6839999999999999,0.30599999999999999,0.79800000000000004]
["SP","Hydro",28,"F6",12.069000000000001,5.7930000000000001,1.052,2.746]
["SP","Hydro",28,"N2",0.34899999999999998,0.16700000000000001,0.03,7.9000000000000001E-2]
["SP","Hydro",28,"T4",36.866999999999997,17.696000000000002,3.2149999999999999,8.3870000000000005]
["SP","Hydro",29,"H1",1.6379999999999999,0.78600000000000003,0.14299999999999999,0.373]
["SP","Hydro",29,"P1",2.5760000000000001,1.236,0.22500000000000001,0.58599999999999997]
["SP","Hydro",29,"T1",50.058,24.027999999999999,4.3650000000000002,11.388]
["SP","Hydro",30,"B3",4.3999999999999997E-2,2.1000000000000001E-2,4.0000000000000001E-3,0.01]
["SP","Hydro",30,"M6",5.4939999999999998,2.637,0.47899999999999998,1.25]
["SP","Hydro",30,"R6",3.2490000000000001,1.56,0.28299999999999997,0.73899999999999999]
["SP","Hydro",31,"E1",0.41599999999999998,0.2,3.5999999999999997E-2,9.5000000000000001E-2]
["SP","Hydro",31,"N6",0.105,5.0999999999999997E-2,8.9999999999999993E-3,2.4E-2]
["SP","Hydro",31,"T2",0.40600000000000003,0.19500000000000001,3.5000000000000003E-2,9.1999999999999998E-2]
["SP","Hydro",32,"G6",1.2270000000000001,0.58899999999999997,0.107,0.27900000000000003]
["SP","Hydro",32,"Q2",0.42599999999999999,0.20399999999999999,3.6999999999999998E-2,9.7000000000000003E-2]
["SP","Hydro",33,"A8",0.10199999999999999,4.9000000000000002E-2,8.9999999999999993E-3,2.3E-2]
["SP","Hydro",33,"D5",4.3999999999999997E-2,2.1000000000000001E-2,4.0000000000000001E-3,0.01]
["SP","Hydro",33,"L5",0.69099999999999995,0.33200000000000002,0.06,0.157]
["SP","Hydro",33,"Q8",4.0179999999999998,1.929,0.35,0.91400000000000003]
["SP","Hydro",34,"H1",1.819,0.873,0.159,0.41399999999999998]
["SP","Hydro",34,"N4",2.5289999999999999,1.214,0.221,0.57499999999999996]
["SP","Hydro",34,"S5",7.431,3.5670000000000002,0.64800000000000002,1.6910000000000001]
["SP","Hydro",35,"H2",0.311,0.14899999999999999,2.7E-2,7.0999999999999994E-2]
["SP","Hydro",35,"P2",3.0150000000000001,1.4470000000000001,0.26300000000000001,0.68600000000000005]
["SP","Hydro",35,"Q6",0.06,2.9000000000000001E-2,5.0000000000000001E-3,1.4E-2]
["SP","Hydro",36,"H2",0.316,0.152,2.8000000000000001E-2,7.1999999999999995E-2]
["SP","Hydro",36,"L2",0.21199999999999999,0.10199999999999999,1.7999999999999999E-2,4.8000000000000001E-2]
["SP","Hydro",36,"S1",25.966000000000001,12.464,2.2639999999999998,5.907]
["SP","Hydro",37,"E7",5.6000000000000001E-2,2.7E-2,5.0000000000000001E-3,1.2999999999999999E-2]
["SP","Hydro",37,"N7",0.42399999999999999,0.20399999999999999,3.6999999999999998E-2,9.7000000000000003E-2]
["SP","Hydro",37,"T2",0.45300000000000001,0.218,0.04,0.10299999999999999]
["SP","Hydro",38,"G6",1.363,0.65400000000000003,0.11899999999999999,0.31]
["SP","Hydro",38,"H6",5.8360000000000003,2.8010000000000002,0.50900000000000001,1.3280000000000001]
["SP","Hydro",38,"Q4",1.66,0.79700000000000004,0.14499999999999999,0.378]
["SP","Hydro",39,"B1",4.8000000000000001E-2,2.3E-2,4.0000000000000001E-3,1.0999999999999999E-2]
["SP","Hydro",39,"M4",4.0709999999999997,1.954,0.35499999999999998,0.92600000000000005]
["SP","Hydro",39,"R4",1.9279999999999999,0.92500000000000004,0.16800000000000001,0.439]
["SP","Hydro",40,"G1",0.31900000000000001,0.153,2.8000000000000001E-2,7.2999999999999995E-2]
["SP","Hydro",40,"N4",2.778,1.333,0.24199999999999999,0.63200000000000001]
["SP","Hydro",40,"Q7",0.32600000000000001,0.156,2.8000000000000001E-2,7.3999999999999996E-2]
["SP","Other",16,"A1",1.6E-2,1.0999999999999999E-2,7.0000000000000001E-3,6.0000000000000001E-3]
["SP","Other",16,"D5",4.0650000000000004,2.8679999999999999,1.66,1.6459999999999999]
["SP","Other",16,"J8",1.6459999999999999,1.161,0.67200000000000004,0.66700000000000004]
["SP","Other",16,"P5",5.218,3.681,2.1309999999999998,2.113]
["SP","Other",16,"T2",4.218,2.976,1.7230000000000001,1.7090000000000001]
["SP","Other",17,"C3",2.7440000000000002,2.0529999999999999,1.0669999999999999,1.06]
["SP","Other",17,"K6",4.37,3.2679999999999998,1.7,1.6879999999999999]
["SP","Other",17,"P2",4.915,3.6760000000000002,1.9119999999999999,1.899]
["SP","Other",17,"P8",23.405999999999999,17.507999999999999,9.1050000000000004,9.0440000000000005]
["SP","Other",17,"T5",9.3420000000000005,6.9880000000000004,3.6339999999999999,3.61]
["SP","Other",18,"F6",33.277000000000001,25.271999999999998,12.917,12.858000000000001]
["SP","Other",18,"L2",17.658999999999999,13.411,6.8550000000000004,6.8239999999999998]
["SP","Other",18,"Q4",4.9550000000000001,3.7629999999999999,1.9239999999999999,1.915]
["SP","Other",19,"A4",4.2999999999999997E-2,3.3000000000000002E-2,1.7000000000000001E-2,1.7000000000000001E-2]
["SP","Other",19,"E1",24.908999999999999,19.055,9.7319999999999993,9.6969999999999992]
["SP","Other",19,"K5",7.6909999999999998,5.8840000000000003,3.0049999999999999,2.9940000000000002]
["SP","Other",19,"L7",12.519,9.577,4.891,4.8739999999999997]
["SP","Other",19,"P7",9.9819999999999993,7.6360000000000001,3.9,3.8860000000000001]
["SP","Other",20,"B3",4.6619999999999999,3.6150000000000002,1.8220000000000001,1.8180000000000001]
["SP","Other",20,"F6",34.564,26.803000000000001,13.510999999999999,13.481999999999999]
["SP","Other",20,"L2",18.341999999999999,14.224,7.17,7.1550000000000002]
["SP","Other",20,"Q4",5.1470000000000002,3.9910000000000001,2.012,2.008]
["SP","Other",21,"A3",1.22,0.94699999999999995,0.47799999999999998,0.47699999999999998]
["SP","Other",21,"G5",7.36,5.7119999999999997,2.8839999999999999,2.8809999999999998]
["SP","Other",21,"L5",81.492000000000004,63.244999999999997,31.928999999999998,31.899000000000001]
["SP","Other",21,"P6",18.199000000000002,14.124000000000001,7.13,7.1239999999999997]
["SP","Other",21,"Q7",11.327,8.7899999999999991,4.4379999999999997,4.4340000000000002]
["SP","Other",22,"A7",8.1419999999999995,6.3479999999999999,3.1890000000000001,3.1920000000000002]
["SP","Other",22,"E8",1.494,1.165,0.58499999999999996,0.58599999999999997]
["SP","Other",22,"M4",25.123000000000001,19.588999999999999,9.8409999999999993,9.85]
["SP","Other",22,"Q2",3.2530000000000001,2.536,1.274,1.2749999999999999]
["SP","Other",23,"A9",4.5830000000000002,3.5670000000000002,1.806,1.8109999999999999]
["SP","Other",23,"B3",5.1580000000000004,4.0149999999999997,2.0329999999999999,2.0379999999999998]
["SP","Other",23,"L5",87.744,68.296999999999997,34.582000000000001,34.676000000000002]
["SP","Other",23,"M7",0.97799999999999998,0.76100000000000001,0.38600000000000001,0.38700000000000001]
["SP","Other",23,"Q6",4.4470000000000001,3.4609999999999999,1.7529999999999999,1.7569999999999999]
["SP","Other",24,"A6",4.3019999999999996,3.347,1.7050000000000001,1.714]
["SP","Other",24,"G7",16.555,12.882,6.5620000000000003,6.5960000000000001]
["SP","Other",24,"K5",9.1669999999999998,7.133,3.633,3.6520000000000001]
["SP","Other",24,"R4",13.051,10.154999999999999,5.173,5.2]
["SP","Other",25,"A9",4.9710000000000001,3.87,1.98,1.996]
["SP","Other",25,"G1",12.237,9.5280000000000005,4.8739999999999997,4.9130000000000003]
["SP","Other",25,"H6",25.960999999999999,20.213000000000001,10.340999999999999,10.423999999999999]
["SP","Other",25,"M6",3.242,2.524,1.2909999999999999,1.302]
["SP","Other",25,"R6",1.6259999999999999,1.266,0.64800000000000002,0.65300000000000002]
["SP","Other",26,"A8",14.394,11.207000000000001,5.7610000000000001,5.8220000000000001]
["SP","Other",26,"G7",18.353000000000002,14.289,7.3460000000000001,7.423]
["SP","Other",26,"N2",10.837,8.4369999999999994,4.3380000000000001,4.383]
["SP","Other",26,"Q8",22.456,17.484000000000002,8.9890000000000008,9.0830000000000002]
["SP","Other",27,"A8",15.106,11.714,6.0919999999999996,6.1669999999999998]
["SP","Other",27,"C1",5.4029999999999996,4.1900000000000004,2.1789999999999998,2.206]
["SP","Other",27,"J6",15.180999999999999,11.772,6.1219999999999999,6.1980000000000004]
["SP","Other",27,"N5",8.2370000000000001,6.3879999999999999,3.3220000000000001,3.363]
["SP","Other",27,"R6",1.8029999999999999,1.3979999999999999,0.72699999999999998,0.73599999999999999]
["SP","Other",28,"B2",34.563000000000002,26.579000000000001,14.087999999999999,14.284000000000001]
["SP","Other",28,"J3",50.171999999999997,38.582999999999998,20.451000000000001,20.734999999999999]
["SP","Other",28,"N1",11.48,8.8279999999999994,4.68,4.7450000000000001]
["SP","Other",28,"N7",2.4460000000000002,1.881,0.997,1.0109999999999999]
["SP","Other",29,"A3",1.736,1.3220000000000001,0.71499999999999997,0.72599999999999998]
["SP","Other",29,"C1",5.9370000000000003,4.5209999999999999,2.4470000000000001,2.484]
["SP","Other",29,"J6",16.681999999999999,12.702999999999999,6.875,6.98]
["SP","Other",29,"N4",12.305999999999999,9.3710000000000004,5.0720000000000001,5.149]
["SP","Other",29,"R5",11.624000000000001,8.8520000000000003,4.7910000000000004,4.8639999999999999]
["SP","Other",30,"C3",4.734,3.57,1.97,2.0019999999999998]
["SP","Other",30,"J1",15.863,11.962,6.601,6.7080000000000002]
["SP","Other",30,"N1",12.896000000000001,9.7249999999999996,5.367,5.4530000000000003]
["SP","Other",30,"N7",2.7469999999999999,2.0720000000000001,1.143,1.1619999999999999]
["SP","Other",30,"S2",4.8650000000000002,3.669,2.0249999999999999,2.0569999999999999]
["SP","Other",31,"C6",1.2999999999999999E-2,0.01,6.0000000000000001E-3,6.0000000000000001E-3]
["SP","Other",31,"J5",25.777999999999999,19.210999999999999,10.840999999999999,11.02]
["SP","Other",31,"N3",12.821999999999999,9.5549999999999997,5.3920000000000003,5.4809999999999999]
["SP","Other",31,"T3",0.98899999999999999,0.73699999999999999,0.41599999999999998,0.42299999999999999]
["SP","Other",32,"C3",5.274,3.891,2.2370000000000001,2.2749999999999999]
["SP","Other",32,"J8",4.3419999999999996,3.2040000000000002,1.8420000000000001,1.873]
["SP","Other",32,"N6",11.891,8.7739999999999991,5.0430000000000001,5.1280000000000001]
["SP","Other",32,"S1",59.176000000000002,43.664999999999999,25.099,25.521999999999998]
["SP","Other",32,"T2",11.13,8.2129999999999992,4.7210000000000001,4.8]
["SP","Other",33,"C5",3.6999999999999998E-2,2.7E-2,1.6E-2,1.6E-2]
["SP","Other",33,"M4",42.38,31.033999999999999,18.09,18.402999999999999]
["SP","Other",33,"P2",9.9760000000000009,7.3049999999999997,4.258,4.3319999999999999]
["SP","Other",33,"S5",14.773999999999999,10.818,6.306,6.415]
["SP","Other",34,"D4",20.532,14.912000000000001,8.8309999999999995,8.9920000000000009]
["SP","Other",34,"J7",21.579000000000001,15.673,9.282,9.4499999999999993]
["SP","Other",34,"N5",11.869,8.6210000000000004,5.1050000000000004,5.1980000000000004]
["SP","Other",34,"P1",29.637,21.524999999999999,12.747,12.978999999999999]
["SP","Other",34,"T2",12.291,8.9269999999999996,5.2859999999999996,5.383]
["SP","Other",35,"E1",53.107999999999997,38.546999999999997,22.859000000000002,23.286999999999999]
["SP","Other",35,"K5",16.399000000000001,11.901999999999999,7.0579999999999998,7.1909999999999998]
["SP","Other",35,"P1",31.625,22.954000000000001,13.612,13.867000000000001]
["SP","Other",35,"T4",8.375,6.0789999999999997,3.605,3.6720000000000002]
["SP","Other",36,"C7",12.031000000000001,8.7289999999999992,5.1870000000000003,5.29]
["SP","Other",36,"G7",31.417999999999999,22.795000000000002,13.545,13.815]
["SP","Other",36,"L2",39.82,28.890999999999998,17.167000000000002,17.510000000000002]
["SP","Other",36,"P4",10.058,7.298,4.3360000000000003,4.423]
["SP","Other",37,"A3",2.722,1.9770000000000001,1.173,1.198]
["SP","Other",37,"D6",19.427,14.11,8.3729999999999993,8.5470000000000006]
["SP","Other",37,"K4",27.009,19.617000000000001,11.641,11.882]
["SP","Other",37,"P6",40.621000000000002,29.503,17.507999999999999,17.870999999999999]
["SP","Other",37,"S5",18.475000000000001,13.419,7.9630000000000001,8.1280000000000001]
["SP","Other",38,"A7",17.901,12.989000000000001,7.7359999999999998,7.907]
["SP","Other",38,"E8",3.2850000000000001,2.383,1.419,1.4510000000000001]
["SP","Other",38,"L1",9.3109999999999999,6.7560000000000002,4.024,4.1130000000000004]
["SP","Other",38,"Q2",7.1529999999999996,5.19,3.0910000000000002,3.1589999999999998]
["SP","Other",39,"A1",6.0999999999999999E-2,4.3999999999999997E-2,2.5999999999999999E-2,2.7E-2]
["SP","Other",39,"F6",85.966999999999999,62.365000000000002,37.241,38.118000000000002]
["SP","Other",39,"L5",197.238,143.08699999999999,85.444999999999993,87.456000000000003]
["SP","Other",39,"P6",44.046999999999997,31.954000000000001,19.082000000000001,19.530999999999999]
["SP","Other",39,"Q6",9.9969999999999999,7.2519999999999998,4.3310000000000004,4.4320000000000004]
["SP","Other",40,"A6",9.7430000000000003,7.0739999999999998,4.2300000000000004,4.3380000000000001]
["SP","Other",40,"E7",24.166,17.545999999999999,10.493,10.759]
["SP","Other",40,"L8",9.9039999999999999,7.1909999999999998,4.3,4.4089999999999998]
["SP","Other",40,"R6",3.51,2.548,1.524,1.5629999999999999]
["SP","Solar",16,"A9",9.9039999999999999,0,0.39400000000000002,8.0220000000000002]
["SP","Solar",16,"G1",49.085000000000001,0,1.954,39.759]
["SP","Solar",16,"L3",133.53,0,5.3140000000000001,108.15900000000001]
["SP","Solar",16,"M6",11.077999999999999,0,0.441,8.9730000000000008]
["SP","Solar",16,"Q4",79.5,0,3.1640000000000001,64.394999999999996]
["SP","Solar",17,"D4",44.886000000000003,0,1.786,36.807000000000002]
["SP","Solar",17,"G5",31.21,0,1.242,25.591999999999999]
["SP","Solar",17,"L5",129.18100000000001,0,5.141,105.928]
["SP","Solar",17,"Q5",25.460999999999999,0,1.0129999999999999,20.878]
["SP","Solar",18,"A3",5.7519999999999998,0,0.22900000000000001,4.774]
["SP","Solar",18,"D6",43.576999999999998,0,1.734,36.168999999999997]
["SP","Solar",18,"L5",134.30099999999999,0,5.3449999999999998,111.47]
["SP","Solar",18,"L8",47.195,0,1.8779999999999999,39.171999999999997]
["SP","Solar",18,"T2",25.163,0,1.0009999999999999,20.885000000000002]
["SP","Solar",19,"A4",19.420000000000002,0,0.77300000000000002,16.312999999999999]
["SP","Solar",19,"E1",98.105999999999995,0,3.9049999999999998,82.409000000000006]
["SP","Solar",19,"L7",66.688000000000002,0,2.6539999999999999,56.018000000000001]
["SP","Solar",19,"P6",44.231000000000002,0,1.76,37.154000000000003]
["SP","Solar",19,"T2",26.907,0,1.071,22.602]
["SP","Solar",20,"B2",131.501,0,5.234,110.461]
["SP","Solar",20,"K6",45.372999999999998,0,1.806,38.113]
["SP","Solar",20,"L8",54.290999999999997,0,2.161,45.604999999999997]
["SP","Solar",20,"P7",31.417000000000002,0,1.25,26.390999999999998]
["SP","Solar",20,"T3",4.8079999999999998,0,0.191,4.0389999999999997]
["SP","Solar",21,"E7",37.622999999999998,0,1.4970000000000001,31.603000000000002]
["SP","Solar",21,"J7",59.444000000000003,0,2.3660000000000001,49.933]
["SP","Solar",21,"P2",45.527000000000001,0,1.8120000000000001,38.241999999999997]
["SP","Solar",21,"T4",43.314,0,1.724,36.384]
["SP","Solar",22,"C7",36.472999999999999,0,1.452,30.637]
["SP","Solar",22,"E8",28.635999999999999,0,1.1399999999999999,24.053999999999998]
["SP","Solar",22,"L1",9.4350000000000005,0,0.375,7.9249999999999998]
["SP","Solar",22,"P2",49.078000000000003,0,1.9530000000000001,41.225999999999999]
["SP","Solar",22,"T4",46.692999999999998,0,1.8580000000000001,39.222000000000001]
["SP","Solar",23,"D4",67.177000000000007,0,2.6739999999999999,56.429000000000002]
["SP","Solar",23,"J7",69.007000000000005,0,2.746,57.966000000000001]
["SP","Solar",23,"P3",172.45699999999999,0,6.8639999999999999,144.864]
["SP","Solar",23,"S6",6.8410000000000002,0,0.27200000000000002,5.7460000000000004]
["SP","Solar",23,"T5",10.516999999999999,0,0.41899999999999998,8.8339999999999996]
["SP","Solar",24,"G6",98.447000000000003,0,3.9180000000000001,82.695999999999998]
["SP","Solar",24,"J8",67.881,0,2.702,57.02]
["SP","Solar",24,"P4",21.742999999999999,0,0.86499999999999999,18.263999999999999]
["SP","Solar",24,"S7",9.3970000000000002,0,0.374,7.8940000000000001]
["SP","Solar",25,"D5",59.927,0,2.3849999999999998,50.338000000000001]
["SP","Solar",25,"J8",72.828000000000003,0,2.899,61.174999999999997]
["SP","Solar",25,"N5",46.131,0,1.8360000000000001,38.75]
["SP","Solar",25,"R6",11.779,0,0.46899999999999997,9.8949999999999996]
["SP","Solar",25,"T1",45.462000000000003,0,1.8089999999999999,38.188000000000002]
["SP","Solar",26,"C4",31.204000000000001,0,1.242,26.210999999999999]
["SP","Solar",26,"K4",117.273,0,4.6669999999999998,98.509]
["SP","Solar",26,"N6",16.797999999999998,0,0.66900000000000004,14.111000000000001]
["SP","Solar",26,"T1",48.667999999999999,0,1.9370000000000001,40.881999999999998]
["SP","Solar",27,"C4",33.33,0,1.327,27.997]
["SP","Solar",27,"E1",174.18600000000001,0,6.9329999999999998,146.31700000000001]
["SP","Solar",27,"K5",83.692999999999998,0,3.331,70.302000000000007]
["SP","Solar",27,"N7",26.321999999999999,0,1.048,22.11]
["SP","Solar",27,"T2",47.773000000000003,0,1.901,40.130000000000003]
["SP","Solar",28,"C5",41.49,0,1.651,34.851999999999997]
["SP","Solar",28,"J4",67.040000000000006,0,2.6680000000000001,56.314]
["SP","Solar",28,"P7",55.261000000000003,0,2.1989999999999998,46.418999999999997]
["SP","Solar",28,"S4",9.2720000000000002,0,0.36899999999999999,7.7889999999999997]
["SP","Solar",29,"B4",66.257000000000005,0,2.637,55.655999999999999]
["SP","Solar",29,"J5",163.52600000000001,0,6.508,137.36199999999999]
["SP","Solar",29,"N2",119.038,0,4.7380000000000004,99.992000000000004]
["SP","Solar",29,"P1",203.184,0,8.0869999999999997,170.67500000000001]
["SP","Solar",29,"S4",9.86,0,0.39200000000000002,8.282]
["SP","Solar",30,"C1",27.193000000000001,0,1.0820000000000001,22.841999999999999]
["SP","Solar",30,"J6",121.923,0,4.8529999999999998,102.41500000000001]
["SP","Solar",30,"N3",79.768000000000001,0,3.1749999999999998,67.004999999999995]
["SP","Solar",30,"R4",73.171999999999997,0,2.9119999999999999,61.465000000000003]
["SP","Solar",31,"C1",28.795000000000002,0,1.1459999999999999,24.187999999999999]
["SP","Solar",31,"H2",174.767,0,6.9560000000000004,146.804]
["SP","Solar",31,"J6",129.10900000000001,0,5.1390000000000002,108.452]
["SP","Solar",31,"N4",132.744,0,5.2830000000000004,111.505]
["SP","Solar",31,"R5",39.820999999999998,0,1.585,33.448999999999998]
["SP","Solar",32,"C2",60.284999999999997,0,2.399,50.639000000000003]
["SP","Solar",32,"H6",257.31299999999999,0,10.241,216.143]
["SP","Solar",32,"N4",140.292,0,5.5839999999999996,117.845]
["SP","Solar",32,"R5",42.085000000000001,0,1.675,35.350999999999999]
["SP","Solar",33,"A3",15.504,0,0.61699999999999999,13.023]
["SP","Solar",33,"C3",36.765999999999998,0,1.4630000000000001,30.884]
["SP","Solar",33,"J1",123.673,0,4.9219999999999997,103.88500000000001]
["SP","Solar",33,"M7",28.123000000000001,0,1.119,23.623000000000001]
["SP","Solar",33,"R6",19.122,0,0.76100000000000001,16.062000000000001]
["SP","Solar",34,"B1",252.60499999999999,0,10.054,212.18799999999999]
["SP","Solar",34,"J1",130.22999999999999,0,5.1829999999999998,109.393]
["SP","Solar",34,"M6",34.088999999999999,0,1.357,28.635000000000002]
["SP","Solar",34,"Q6",58.798000000000002,0,2.34,49.39]
["SP","Solar",34,"S1",286.17399999999998,0,11.39,240.386]
["SP","Solar",35,"B2",337.19600000000003,0,13.42,283.24400000000003]
["SP","Solar",35,"J3",291.14100000000002,0,11.587,244.559]
["SP","Solar",35,"M8",9.3970000000000002,0,0.374,7.8929999999999998]
["SP","Solar",35,"S4",13.518000000000001,0,0.53800000000000003,11.355]
["SP","Solar",36,"B3",88.935000000000002,0,3.54,74.704999999999998]
["SP","Solar",36,"G7",129.005,0,5.1340000000000003,108.36499999999999]
["SP","Solar",36,"L8",143.96899999999999,0,5.73,120.934]
["SP","Solar",36,"N1",152.374,0,6.0640000000000001,127.994]
["SP","Solar",36,"Q7",79.805999999999997,0,3.1760000000000002,67.037000000000006]
["SP","Solar",37,"B3",91.61,0,3.6459999999999999,76.951999999999998]
["SP","Solar",37,"K5",138.51499999999999,0,5.5129999999999999,116.35299999999999]
["SP","Solar",37,"M4",93.465000000000003,0,3.72,78.510999999999996]
["SP","Solar",37,"Q8",70.555999999999997,0,2.8079999999999998,59.267000000000003]
["SP","Solar",38,"A7",66.938999999999993,0,2.6640000000000001,56.228000000000002]
["SP","Solar",38,"E8",69.061999999999998,0,2.7490000000000001,58.012]
["SP","Solar",38,"H1",45.250999999999998,0,1.8009999999999999,38.01]
["SP","Solar",38,"M5",69.528999999999996,0,2.7669999999999999,58.405000000000001]
["SP","Solar",38,"R4",103.325,0,4.1120000000000001,86.793000000000006]
["SP","Solar",39,"A8",212.49,0,8.4570000000000007,178.49199999999999]
["SP","Solar",39,"F6",839.88699999999994,0,33.427999999999997,705.505]
["SP","Solar",39,"M5",71.147000000000006,0,2.8319999999999999,59.762999999999998]
["SP","Solar",39,"Q2",59.271000000000001,0,2.359,49.787999999999997]
["SP","Solar",40,"A8",217.32,0,8.6489999999999991,182.54900000000001]
["SP","Solar",40,"B4",103.896,0,4.1349999999999998,87.272999999999996]
["SP","Solar",40,"L3",488.44200000000001,0,19.440000000000001,410.291]
["SP","Solar",40,"M6",40.521999999999998,0,1.613,34.037999999999997]
["SP","Solar",40,"Q4",290.80599999999998,0,11.574,244.27699999999999]
["SP","Wind",16,"A1",7.4999999999999997E-2,1.7000000000000001E-2,3.5000000000000003E-2,2.9000000000000001E-2]
["SP","Wind",16,"G1",1.141,0.26600000000000001,0.53600000000000003,0.44500000000000001]
["SP","Wind",16,"L3",1.9670000000000001,0.45800000000000002,0.92500000000000004,0.76700000000000002]
["SP","Wind",16,"N7",0.154,3.5999999999999997E-2,7.2999999999999995E-2,0.06]
["SP","Wind",17,"A3",0.11700000000000001,2.5000000000000001E-2,5.5E-2,4.5999999999999999E-2]
["SP","Wind",17,"D6",8.5999999999999993E-2,1.9E-2,4.1000000000000002E-2,3.4000000000000002E-2]
["SP","Wind",17,"G5",1.7589999999999999,0.38100000000000001,0.82699999999999996,0.68600000000000005]
["SP","Wind",17,"L5",8.609,1.8620000000000001,4.0460000000000003,3.3570000000000002]
["SP","Wind",17,"P5",2.5129999999999999,0.54400000000000004,1.181,0.98]
["SP","Wind",18,"A1",8.2000000000000003E-2,1.7000000000000001E-2,3.9E-2,3.2000000000000001E-2]
["SP","Wind",18,"E1",1.788,0.37,0.84,0.69699999999999995]
["SP","Wind",18,"L7",4.0179999999999998,0.83099999999999996,1.8879999999999999,1.5669999999999999]
["SP","Wind",18,"P6",10.178000000000001,2.1059999999999999,4.7839999999999998,3.9689999999999999]
["SP","Wind",18,"T2",38.124000000000002,7.8879999999999999,17.917999999999999,14.868]
["SP","Wind",19,"A4",2.8000000000000001E-2,6.0000000000000001E-3,1.2999999999999999E-2,1.0999999999999999E-2]
["SP","Wind",19,"E1",1.875,0.372,0.88100000000000001,0.73099999999999998]
["SP","Wind",19,"M5",1.978,0.39300000000000002,0.93,0.77100000000000002]
["SP","Wind",19,"P7",7.3710000000000004,1.4630000000000001,3.464,2.875]
["SP","Wind",19,"T3",5.3369999999999997,1.0589999999999999,2.508,2.081]
["SP","Wind",20,"E7",3.194,0.61099999999999999,1.5009999999999999,1.246]
["SP","Wind",20,"K6",6.5679999999999996,1.256,3.0870000000000002,2.5619999999999998]
["SP","Wind",20,"P1",13.843,2.6469999999999998,6.5060000000000002,5.399]
["SP","Wind",20,"S2",6.851,1.31,3.22,2.6720000000000002]
["SP","Wind",20,"T4",29.646999999999998,5.6680000000000001,13.933999999999999,11.561999999999999]
["SP","Wind",21,"E8",0.29399999999999998,5.6000000000000001E-2,0.13800000000000001,0.115]
["SP","Wind",21,"L1",1.7999999999999999E-2,3.0000000000000001E-3,8.0000000000000002E-3,7.0000000000000001E-3]
["SP","Wind",21,"P2",1.423,0.27,0.66900000000000004,0.55500000000000005]
["SP","Wind",21,"T4",31.433,5.96,14.773999999999999,12.259]
["SP","Wind",22,"C7",0.154,2.8000000000000001E-2,7.1999999999999995E-2,0.06]
["SP","Wind",22,"K4",1.22,0.222,0.57299999999999995,0.47599999999999998]
["SP","Wind",22,"L2",1.2030000000000001,0.219,0.56499999999999995,0.46899999999999997]
["SP","Wind",22,"P3",4.6520000000000001,0.84799999999999998,2.1859999999999999,1.8140000000000001]
["SP","Wind",22,"T5",44.372999999999998,8.0939999999999994,20.855,17.306000000000001]
["SP","Wind",23,"D4",1.5629999999999999,0.27300000000000002,0.73399999999999999,0.60899999999999999]
["SP","Wind",23,"J7",0.39700000000000002,6.9000000000000006E-2,0.187,0.155]
["SP","Wind",23,"P3",4.9390000000000001,0.86299999999999999,2.3210000000000002,1.9259999999999999]
["SP","Wind",23,"Q7",7.37,1.288,3.464,2.8740000000000001]
["SP","Wind",24,"A1",0.115,1.9E-2,5.3999999999999999E-2,4.4999999999999998E-2]
["SP","Wind",24,"D5",1.4,0.23200000000000001,0.65800000000000003,0.54600000000000004]
["SP","Wind",24,"J8",1.5189999999999999,0.251,0.71399999999999997,0.59199999999999997]
["SP","Wind",24,"P4",7.0540000000000003,1.167,3.3149999999999999,2.7509999999999999]
["SP","Wind",24,"S7",1.286,0.21299999999999999,0.60499999999999998,0.502]
["SP","Wind",25,"C3",0.27200000000000002,4.4999999999999998E-2,0.128,0.106]
["SP","Wind",25,"K4",1.4570000000000001,0.23799999999999999,0.68500000000000005,0.56799999999999995]
["SP","Wind",25,"N6",0.22600000000000001,3.6999999999999998E-2,0.106,8.7999999999999995E-2]
["SP","Wind",25,"T1",77.239000000000004,12.629,36.302,30.123000000000001]
["SP","Wind",26,"C4",0.11899999999999999,1.9E-2,5.6000000000000001E-2,4.5999999999999999E-2]
["SP","Wind",26,"J3",8.0500000000000007,1.3009999999999999,3.7839999999999998,3.14]
["SP","Wind",26,"K4",1.5449999999999999,0.25,0.72599999999999998,0.60199999999999998]
["SP","Wind",26,"P3",5.891,0.95199999999999996,2.7690000000000001,2.2970000000000002]
["SP","Wind",26,"T2",60.170999999999999,9.7240000000000002,28.280999999999999,23.466999999999999]
["SP","Wind",27,"C5",0.74199999999999999,0.11799999999999999,0.34899999999999998,0.28899999999999998]
["SP","Wind",27,"J4",5.7960000000000003,0.92300000000000004,2.7240000000000002,2.2599999999999998]
["SP","Wind",27,"N7",0.28299999999999997,4.4999999999999998E-2,0.13300000000000001,0.111]
["SP","Wind",27,"S2",10.353999999999999,1.6479999999999999,4.867,4.0380000000000003]
["SP","Wind",28,"A6",1.1180000000000001,0.17699999999999999,0.52500000000000002,0.436]
["SP","Wind",28,"C6",1.3859999999999999,0.22,0.65200000000000002,0.54100000000000004]
["SP","Wind",28,"J5",2.6920000000000002,0.42699999999999999,1.2649999999999999,1.05]
["SP","Wind",28,"P1",22.151,3.5179999999999998,10.411,8.6389999999999993]
["SP","Wind",28,"S4",0.14899999999999999,2.4E-2,7.0000000000000007E-2,5.8000000000000003E-2]
["SP","Wind",29,"B4",3.2000000000000001E-2,5.0000000000000001E-3,1.4999999999999999E-2,1.2E-2]
["SP","Wind",29,"J5",2.8490000000000002,0.45100000000000001,1.339,1.111]
["SP","Wind",29,"M8",4.0540000000000003,0.64200000000000002,1.9059999999999999,1.581]
["SP","Wind",29,"P2",2.2730000000000001,0.36,1.0680000000000001,0.88700000000000001]
["SP","Wind",29,"S5",29.806999999999999,4.7210000000000001,14.009,11.625]
["SP","Wind",30,"C1",4.0000000000000001E-3,1E-3,2E-3,1E-3]
["SP","Wind",30,"J6",11.782,1.861,5.5369999999999999,4.5949999999999998]
["SP","Wind",30,"N3",0.214,3.4000000000000002E-2,0.10100000000000001,8.4000000000000005E-2]
["SP","Wind",30,"R4",1.9610000000000001,0.31,0.92200000000000004,0.76500000000000001]
["SP","Wind",31,"C3",0.38,0.06,0.17899999999999999,0.14799999999999999]
["SP","Wind",31,"H6",60.682000000000002,9.5690000000000008,28.52,23.666]
["SP","Wind",31,"J7",0.625,9.9000000000000005E-2,0.29399999999999998,0.24399999999999999]
["SP","Wind",31,"N4",6.0540000000000003,0.95499999999999996,2.8450000000000002,2.3610000000000002]
["SP","Wind",31,"R5",5.0389999999999997,0.79500000000000004,2.3690000000000002,1.9650000000000001]
["SP","Wind",32,"C2",7.6999999999999999E-2,1.2E-2,3.5999999999999997E-2,0.03]
["SP","Wind",32,"L1",3.3000000000000002E-2,5.0000000000000001E-3,1.6E-2,1.2999999999999999E-2]
["SP","Wind",32,"M7",5.5170000000000003,0.86799999999999999,2.593,2.1520000000000001]
["SP","Wind",32,"R6",0.48399999999999999,7.5999999999999998E-2,0.22800000000000001,0.189]
["SP","Wind",33,"B1",3.4969999999999999,0.54900000000000004,1.6439999999999999,1.3640000000000001]
["SP","Wind",33,"C3",0.41799999999999998,6.6000000000000003E-2,0.19600000000000001,0.16300000000000001]
["SP","Wind",33,"J1",11.542999999999999,1.8129999999999999,5.4249999999999998,4.5019999999999998]
["SP","Wind",33,"M7",5.7779999999999996,0.90800000000000003,2.7160000000000002,2.2530000000000001]
["SP","Wind",33,"Q6",0.48799999999999999,7.6999999999999999E-2,0.22900000000000001,0.19]
["SP","Wind",34,"B2",2.085,0.32700000000000001,0.98,0.81299999999999994]
["SP","Wind",34,"J3",12.161,1.907,5.7160000000000002,4.7430000000000003]
["SP","Wind",34,"M8",5.16,0.80900000000000005,2.4249999999999998,2.012]
["SP","Wind",34,"Q6",0.50900000000000001,0.08,0.23899999999999999,0.19900000000000001]
["SP","Wind",34,"S1",163.934,25.704999999999998,77.049000000000007,63.933999999999997]
["SP","Wind",35,"C2",8.6999999999999994E-2,1.4E-2,4.1000000000000002E-2,3.4000000000000002E-2]
["SP","Wind",35,"G7",0.63300000000000001,9.9000000000000005E-2,0.29699999999999999,0.247]
["SP","Wind",35,"H1",8.9329999999999998,1.3979999999999999,4.1989999999999998,3.484]
["SP","Wind",35,"H2",5.8330000000000002,0.91300000000000003,2.742,2.2749999999999999]
["SP","Wind",35,"H6",72.281999999999996,11.311999999999999,33.972999999999999,28.19]
["SP","Wind",35,"J1",12.507999999999999,1.9570000000000001,5.8789999999999996,4.8780000000000001]
["SP","Wind",35,"J3",12.637,1.978,5.9390000000000001,4.9279999999999999]
["SP","Wind",35,"J4",8.5879999999999992,1.3440000000000001,4.0359999999999996,3.3490000000000002]
["SP","Wind",35,"J5",3.7669999999999999,0.59,1.7709999999999999,1.4690000000000001]
["SP","Wind",35,"J6",14.766999999999999,2.3109999999999999,6.94,5.7590000000000003]
["SP","Wind",35,"J7",0.74399999999999999,0.11600000000000001,0.35,0.28999999999999998]
["SP","Wind",35,"J8",2.68,0.41899999999999998,1.26,1.0449999999999999]
["SP","Wind",35,"K4",2.4249999999999998,0.379,1.1399999999999999,0.94599999999999995]
["SP","Wind",35,"K5",33.884,5.3029999999999999,15.926,13.215]
["SP","Wind",35,"K6",14.71,2.302,6.9130000000000003,5.7370000000000001]
["SP","Wind",35,"L1",3.7999999999999999E-2,6.0000000000000001E-3,1.7999999999999999E-2,1.4999999999999999E-2]
["SP","Wind",35,"L2",2.391,0.374,1.1240000000000001,0.93300000000000005]
["SP","Wind",35,"L3",5.3550000000000004,0.83799999999999997,2.5169999999999999,2.0880000000000001]
["SP","Wind",35,"L5",22.356999999999999,3.4990000000000001,10.507999999999999,8.7189999999999994]
["SP","Wind",35,"L7",9.9550000000000001,1.5580000000000001,4.6790000000000003,3.8820000000000001]
["SP","Wind",35,"L8",24.338000000000001,3.8090000000000002,11.439,9.4920000000000009]
["SP","Wind",35,"M4",13.705,2.145,6.4409999999999998,5.3449999999999998]
["SP","Wind",35,"M5",4.6749999999999998,0.73199999999999998,2.1970000000000001,1.823]
["SP","Wind",35,"M6",4.0149999999999997,0.628,1.887,1.5660000000000001]
["SP","Wind",35,"M7",6.2610000000000001,0.98,2.9430000000000001,2.4420000000000002]
["SP","Wind",35,"M8",5.3620000000000001,0.83899999999999997,2.52,2.0910000000000002]
["SP","Wind",35,"N1",3.3119999999999998,0.51800000000000002,1.5569999999999999,1.292]
["SP","Wind",35,"N2",0.79300000000000004,0.124,0.373,0.309]
["SP","Wind",35,"N3",0.26900000000000002,4.2000000000000003E-2,0.126,0.105]
["SP","Wind",35,"N4",7.2110000000000003,1.129,3.3889999999999998,2.8119999999999998]
["SP","Wind",35,"N5",9.9960000000000004,1.5640000000000001,4.6980000000000004,3.8980000000000001]
["SP","Wind",35,"N6",0.376,5.8999999999999997E-2,0.17699999999999999,0.14699999999999999]
["SP","Wind",35,"N7",0.42,6.6000000000000003E-2,0.19700000000000001,0.16400000000000001]
["SP","Wind",35,"P1",31.001000000000001,4.8520000000000003,14.57,12.09]
["SP","Wind",35,"P2",3.0059999999999998,0.47,1.413,1.1719999999999999]
["SP","Wind",35,"P3",9.2469999999999999,1.4470000000000001,4.3460000000000001,3.6059999999999999]
["SP","Wind",35,"P4",12.445,1.948,5.8490000000000002,4.8540000000000001]
["SP","Wind",35,"P5",6.5259999999999998,1.0209999999999999,3.0670000000000002,2.5449999999999999]
["SP","Wind",35,"P6",25.216000000000001,3.9460000000000002,11.851000000000001,9.8339999999999996]
["SP","Wind",35,"P7",17.419,2.726,8.1869999999999994,6.7930000000000001]
["SP","Wind",35,"P8",74.403000000000006,11.644,34.969000000000001,29.016999999999999]
["SP","Wind",35,"Q2",5.4749999999999996,0.85699999999999998,2.573,2.1349999999999998]
["SP","Wind",35,"Q4",10.411,1.629,4.8929999999999998,4.0599999999999996]
["SP","Wind",35,"Q5",11.404,1.7849999999999999,5.36,4.4480000000000004]
["SP","Wind",35,"Q6",0.52900000000000003,8.3000000000000004E-2,0.249,0.20599999999999999]
["SP","Wind",35,"Q7",13.797000000000001,2.1589999999999998,6.484,5.3810000000000002]
["SP","Wind",35,"Q8",23.071999999999999,3.6110000000000002,10.843999999999999,8.9979999999999993]
["SP","Wind",35,"R4",2.4580000000000002,0.38500000000000001,1.155,0.95899999999999996]
["SP","Wind",35,"R5",6.0030000000000001,0.93899999999999995,2.8210000000000002,2.3410000000000002]
["SP","Wind",35,"R6",0.54900000000000004,8.5999999999999993E-2,0.25800000000000001,0.214]
["SP","Wind",35,"S1",170.33799999999999,26.658000000000001,80.058999999999997,66.432000000000002]
["SP","Wind",35,"S2",15.343,2.4009999999999998,7.2110000000000003,5.984]
["SP","Wind",35,"S4",0.20899999999999999,3.3000000000000002E-2,9.8000000000000004E-2,8.1000000000000003E-2]
["SP","Wind",35,"S5",39.417999999999999,6.1689999999999996,18.527000000000001,15.372999999999999]
["SP","Wind",35,"S6",4.2000000000000003E-2,7.0000000000000001E-3,0.02,1.6E-2]
["SP","Wind",35,"S7",2.27,0.35499999999999998,1.0669999999999999,0.88500000000000001]
["SP","Wind",35,"T1",128.50200000000001,20.111000000000001,60.396000000000001,50.116]
["SP","Wind",35,"T2",94.451999999999998,14.782,44.392000000000003,36.835999999999999]
["SP","Wind",35,"T3",12.613,1.974,5.9279999999999999,4.9189999999999996]
["SP","Wind",35,"T4",66.391000000000005,10.39,31.204000000000001,25.891999999999999]
["SP","Wind",35,"T5",88.204999999999998,13.804,41.456000000000003,34.4]
["SP","Wind",36,"A1",0.21,3.3000000000000002E-2,9.9000000000000005E-2,8.2000000000000003E-2]
["SP","Wind",36,"A3",0.315,4.9000000000000002E-2,0.14799999999999999,0.123]
["SP","Wind",36,"A4",7.0000000000000007E-2,1.0999999999999999E-2,3.3000000000000002E-2,2.7E-2]
["SP","Wind",36,"A6",1.62,0.254,0.76100000000000001,0.63200000000000001]
["SP","Wind",36,"A7",0.49299999999999999,7.6999999999999999E-2,0.23200000000000001,0.192]
["SP","Wind",36,"A8",2.06,0.32200000000000001,0.96799999999999997,0.80400000000000005]
["SP","Wind",36,"A9",0.02,3.0000000000000001E-3,8.9999999999999993E-3,8.0000000000000002E-3]
["SP","Wind",36,"B1",3.9249999999999998,0.61399999999999999,1.845,1.5309999999999999]
["SP","Wind",36,"B2",2.2440000000000002,0.35099999999999998,1.0549999999999999,0.875]
["SP","Wind",36,"B3",6.7000000000000004E-2,0.01,3.1E-2,2.5999999999999999E-2]
["SP","Wind",36,"B4",4.2999999999999997E-2,7.0000000000000001E-3,0.02,1.7000000000000001E-2]
["SP","Wind",36,"C1",5.0000000000000001E-3,1E-3,2E-3,2E-3]
["SP","Wind",36,"C2",0.09,1.4E-2,4.2999999999999997E-2,3.5000000000000003E-2]
["SP","Wind",36,"C3",0.46899999999999997,7.2999999999999995E-2,0.22,0.183]
["SP","Wind",36,"C4",0.193,0.03,9.0999999999999998E-2,7.4999999999999997E-2]
["SP","Wind",36,"C5",1.1379999999999999,0.17799999999999999,0.53500000000000003,0.44400000000000001]
["SP","Wind",36,"C6",2.0089999999999999,0.314,0.94399999999999995,0.78400000000000003]
["SP","Wind",36,"C7",0.317,0.05,0.14899999999999999,0.123]
["SP","Wind",36,"D4",3.03,0.47399999999999998,1.4239999999999999,1.1819999999999999]
["SP","Wind",36,"D5",2.5579999999999998,0.4,1.202,0.998]
["SP","Wind",36,"D6",0.23200000000000001,3.5999999999999997E-2,0.109,0.09]
["SP","Wind",36,"E1",4.5880000000000001,0.71799999999999997,2.157,1.7889999999999999]
["SP","Wind",36,"E7",7.407,1.159,3.4820000000000002,2.8889999999999998]
["SP","Wind",36,"E8",0.64400000000000002,0.10100000000000001,0.30299999999999999,0.251]
["SP","Wind",36,"F6",179.15,28.036999999999999,84.2,69.867999999999995]
["SP","Wind",36,"G1",3.218,0.504,1.5129999999999999,1.2549999999999999]
["SP","Wind",36,"G5",4.7329999999999997,0.74099999999999999,2.2240000000000002,1.8460000000000001]
["SP","Wind",36,"G6",4.327,0.67700000000000005,2.0339999999999998,1.6879999999999999]
["SP","Wind",36,"G7",0.65500000000000003,0.10299999999999999,0.308,0.255]
["SP","Wind",36,"H1",9.2520000000000007,1.448,4.3490000000000002,3.6080000000000001]
["SP","Wind",36,"H2",6.0419999999999998,0.94599999999999995,2.84,2.3559999999999999]
["SP","Wind",36,"H6",74.864000000000004,11.715999999999999,35.186,29.196999999999999]
["SP","Wind",36,"J1",12.955,2.0270000000000001,6.0890000000000004,5.0519999999999996]
["SP","Wind",36,"J3",13.087999999999999,2.048,6.1509999999999998,5.1040000000000001]
["SP","Wind",36,"J4",8.8949999999999996,1.3919999999999999,4.18,3.4689999999999999]
["SP","Wind",36,"J5",3.9020000000000001,0.61099999999999999,1.8340000000000001,1.522]
["SP","Wind",36,"J6",15.294,2.3940000000000001,7.1879999999999997,5.9649999999999999]
["SP","Wind",36,"J7",0.77100000000000002,0.121,0.36199999999999999,0.30099999999999999]
["SP","Wind",36,"J8",2.7759999999999998,0.434,1.3049999999999999,1.083]
["SP","Wind",36,"K4",2.5110000000000001,0.39300000000000002,1.18,0.97899999999999998]
["SP","Wind",36,"K5",35.094999999999999,5.492,16.494,13.686999999999999]
["SP","Wind",36,"K6",15.234999999999999,2.3839999999999999,7.16,5.9420000000000002]
["SP","Wind",36,"L1",3.9E-2,6.0000000000000001E-3,1.7999999999999999E-2,1.4999999999999999E-2]
["SP","Wind",36,"L2",2.4769999999999999,0.38800000000000001,1.1639999999999999,0.96599999999999997]
["SP","Wind",36,"L3",5.5460000000000003,0.86799999999999999,2.6070000000000002,2.1629999999999998]
["SP","Wind",36,"L5",23.155999999999999,3.6240000000000001,10.882999999999999,9.0310000000000006]
["SP","Wind",36,"L7",10.31,1.6140000000000001,4.8460000000000001,4.0209999999999999]
["SP","Wind",36,"L8",25.207999999999998,3.9449999999999998,11.848000000000001,9.8309999999999995]
["SP","Wind",36,"M4",14.194000000000001,2.2210000000000001,6.6710000000000003,5.5359999999999996]
["SP","Wind",36,"M5",4.8419999999999996,0.75800000000000001,2.2759999999999998,1.8879999999999999]
["SP","Wind",36,"M6",4.1580000000000004,0.65100000000000002,1.954,1.6220000000000001]
["SP","Wind",36,"M7",6.4850000000000003,1.0149999999999999,3.048,2.5289999999999999]
["SP","Wind",36,"M8",5.5529999999999999,0.86899999999999999,2.61,2.1659999999999999]
["SP","Wind",36,"N1",3.43,0.53700000000000003,1.6120000000000001,1.3380000000000001]
["SP","Wind",36,"N2",0.82199999999999995,0.129,0.38600000000000001,0.32100000000000001]
["SP","Wind",36,"N3",0.27800000000000002,4.3999999999999997E-2,0.13100000000000001,0.109]
["SP","Wind",36,"N4",7.4690000000000003,1.169,3.51,2.9129999999999998]
["SP","Wind",36,"N5",10.353,1.62,4.8659999999999997,4.0380000000000003]
["SP","Wind",36,"N6",0.38900000000000001,6.0999999999999999E-2,0.183,0.152]
["SP","Wind",36,"N7",0.435,6.8000000000000005E-2,0.20399999999999999,0.17]
["SP","Wind",36,"P1",32.107999999999997,5.0250000000000004,15.090999999999999,12.522]
["SP","Wind",36,"P2",3.1139999999999999,0.48699999999999999,1.4630000000000001,1.214]
["SP","Wind",36,"P3",9.577,1.4990000000000001,4.5010000000000003,3.7349999999999999]
["SP","Wind",36,"P4",12.89,2.0169999999999999,6.0579999999999998,5.0270000000000001]
["SP","Wind",36,"P5",6.7590000000000003,1.0580000000000001,3.177,2.6360000000000001]
["SP","Wind",36,"P6",26.117000000000001,4.0869999999999997,12.275,10.185]
["SP","Wind",36,"P7",18.041,2.823,8.4789999999999992,7.0359999999999996]
["SP","Wind",36,"P8",77.06,12.06,36.218000000000004,30.053999999999998]
["SP","Wind",36,"Q2",5.67,0.88700000000000001,2.665,2.2109999999999999]
["SP","Wind",36,"Q4",10.782999999999999,1.6870000000000001,5.0679999999999996,4.2050000000000001]
["SP","Wind",36,"Q5",11.811999999999999,1.849,5.5510000000000002,4.6070000000000002]
["SP","Wind",36,"Q6",0.54800000000000004,8.5999999999999993E-2,0.25700000000000001,0.214]
["SP","Wind",36,"Q7",14.29,2.2360000000000002,6.7160000000000002,5.5730000000000004]
["SP","Wind",36,"Q8",23.896000000000001,3.74,11.231,9.32]
["SP","Wind",36,"R4",2.5459999999999998,0.39800000000000002,1.196,0.99299999999999999]
["SP","Wind",36,"R5",6.2169999999999996,0.97299999999999998,2.9220000000000002,2.4249999999999998]
["SP","Wind",36,"R6",0.56899999999999995,8.8999999999999996E-2,0.26700000000000002,0.222]
["SP","Wind",36,"S1",176.422,27.61,82.918999999999997,68.805000000000007]
["SP","Wind",36,"S2",15.891,2.4870000000000001,7.4690000000000003,6.1980000000000004]
["SP","Wind",36,"S4",0.216,3.4000000000000002E-2,0.10199999999999999,8.4000000000000005E-2]
["SP","Wind",36,"S5",40.826000000000001,6.3890000000000002,19.187999999999999,15.922000000000001]
["SP","Wind",36,"S6",4.2999999999999997E-2,7.0000000000000001E-3,0.02,1.7000000000000001E-2]
["SP","Wind",36,"S7",2.351,0.36799999999999999,1.105,0.91700000000000004]
["SP","Wind",36,"T1",133.09200000000001,20.829000000000001,62.552999999999997,51.905999999999999]
["SP","Wind",36,"T2",97.825999999999993,15.31,45.978000000000002,38.152000000000001]
["SP","Wind",36,"T3",13.063000000000001,2.044,6.14,5.0949999999999998]
["SP","Wind",36,"T4",68.763000000000005,10.760999999999999,32.317999999999998,26.817]
["SP","Wind",36,"T5",91.355999999999995,14.297000000000001,42.936999999999998,35.628999999999998]
["SP","Wind",37,"A1",0.217,3.4000000000000002E-2,0.10199999999999999,8.5000000000000006E-2]
["SP","Wind",37,"A3",0.32500000000000001,5.0999999999999997E-2,0.153,0.127]
["SP","Wind",37,"A4",7.1999999999999995E-2,1.0999999999999999E-2,3.4000000000000002E-2,2.8000000000000001E-2]
["SP","Wind",37,"A6",1.673,0.26200000000000001,0.78600000000000003,0.65300000000000002]
["SP","Wind",37,"A7",0.51,0.08,0.24,0.19900000000000001]
["SP","Wind",37,"A8",2.1280000000000001,0.33300000000000002,1,0.83]
["SP","Wind",37,"A9",0.02,3.0000000000000001E-3,0.01,8.0000000000000002E-3]
["SP","Wind",37,"B1",4.0540000000000003,0.63400000000000001,1.905,1.581]
["SP","Wind",37,"B2",2.3170000000000002,0.36299999999999999,1.089,0.90400000000000003]
["SP","Wind",37,"B3",6.9000000000000006E-2,1.0999999999999999E-2,3.2000000000000001E-2,2.7E-2]
["SP","Wind",37,"B4",4.4999999999999998E-2,7.0000000000000001E-3,2.1000000000000001E-2,1.7000000000000001E-2]
["SP","Wind",37,"C1",5.0000000000000001E-3,1E-3,2E-3,2E-3]
["SP","Wind",37,"C2",9.2999999999999999E-2,1.4999999999999999E-2,4.3999999999999997E-2,3.5999999999999997E-2]
["SP","Wind",37,"C3",0.48399999999999999,7.5999999999999998E-2,0.22800000000000001,0.189]
["SP","Wind",37,"C4",0.19900000000000001,3.1E-2,9.4E-2,7.8E-2]
["SP","Wind",37,"C5",1.1759999999999999,0.184,0.55300000000000005,0.45900000000000002]
["SP","Wind",37,"C6",2.0750000000000002,0.32500000000000001,0.97499999999999998,0.80900000000000005]
["SP","Wind",37,"C7",0.32700000000000001,5.0999999999999997E-2,0.154,0.127]
["SP","Wind",37,"D4",3.129,0.49,1.4710000000000001,1.22]
["SP","Wind",37,"D5",2.6419999999999999,0.41299999999999998,1.242,1.03]
["SP","Wind",37,"D6",0.24,3.6999999999999998E-2,0.113,9.2999999999999999E-2]
["SP","Wind",37,"E1",4.7389999999999999,0.74199999999999999,2.2269999999999999,1.8480000000000001]
["SP","Wind",37,"E7",7.65,1.1970000000000001,3.5960000000000001,2.984]
["SP","Wind",37,"E8",0.66500000000000004,0.104,0.312,0.25900000000000001]
["SP","Wind",37,"F6",185.01900000000001,28.954999999999998,86.959000000000003,72.156999999999996]
["SP","Wind",37,"G1",3.3239999999999998,0.52,1.5620000000000001,1.296]
["SP","Wind",37,"G5",4.8879999999999999,0.76500000000000001,2.2970000000000002,1.9059999999999999]
["SP","Wind",37,"G6",4.4690000000000003,0.69899999999999995,2.101,1.7430000000000001]
["SP","Wind",37,"G7",0.67700000000000005,0.106,0.318,0.26400000000000001]
["SP","Wind",37,"H1",9.5559999999999992,1.4950000000000001,4.4909999999999997,3.7269999999999999]
["SP","Wind",37,"H2",6.24,0.97699999999999998,2.9329999999999998,2.4340000000000002]
["SP","Wind",37,"H6",77.316999999999993,12.1,36.338999999999999,30.154]
["SP","Wind",37,"J1",13.379,2.0939999999999999,6.2880000000000003,5.218]
["SP","Wind",37,"J3",13.516999999999999,2.1150000000000002,6.3529999999999998,5.2720000000000002]
["SP","Wind",37,"J4",9.1859999999999999,1.4379999999999999,4.3170000000000002,3.5830000000000002]
["SP","Wind",37,"J5",4.03,0.63100000000000001,1.8939999999999999,1.5720000000000001]
["SP","Wind",37,"J6",15.795,2.472,7.4240000000000004,6.16]
["SP","Wind",37,"J7",0.79600000000000004,0.125,0.374,0.31]
["SP","Wind",37,"J8",2.867,0.44900000000000001,1.347,1.1180000000000001]
["SP","Wind",37,"K4",2.593,0.40600000000000003,1.2190000000000001,1.0109999999999999]
["SP","Wind",37,"K5",36.244,5.6719999999999997,17.035,14.135]
["SP","Wind",37,"K6",15.734,2.4620000000000002,7.3949999999999996,6.1360000000000001]
["SP","Wind",37,"L1",4.1000000000000002E-2,6.0000000000000001E-3,1.9E-2,1.6E-2]
["SP","Wind",37,"L2",2.5579999999999998,0.4,1.202,0.998]
["SP","Wind",37,"L3",5.7279999999999998,0.89600000000000002,2.6920000000000002,2.234]
["SP","Wind",37,"L5",23.914000000000001,3.7429999999999999,11.24,9.327]
["SP","Wind",37,"L7",10.648,1.6659999999999999,5.0049999999999999,4.1529999999999996]
["SP","Wind",37,"L8",26.033999999999999,4.0739999999999998,12.236000000000001,10.153]
["SP","Wind",37,"M4",14.659000000000001,2.294,6.89,5.7169999999999996]
["SP","Wind",37,"M5",5,0.78300000000000003,2.35,1.95]
["SP","Wind",37,"M6",4.2949999999999999,0.67200000000000004,2.0179999999999998,1.675]
["SP","Wind",37,"M7",6.6970000000000001,1.048,3.1480000000000001,2.6120000000000001]
["SP","Wind",37,"M8",5.7350000000000003,0.89800000000000002,2.6949999999999998,2.2370000000000001]
["SP","Wind",37,"N1",3.5419999999999998,0.55400000000000005,1.665,1.3819999999999999]
["SP","Wind",37,"N2",0.84899999999999998,0.13300000000000001,0.39900000000000002,0.33100000000000002]
["SP","Wind",37,"N3",0.28699999999999998,4.4999999999999998E-2,0.13500000000000001,0.112]
["SP","Wind",37,"N4",7.7130000000000001,1.2070000000000001,3.625,3.008]
["SP","Wind",37,"N5",10.692,1.673,5.0250000000000004,4.17]
["SP","Wind",37,"N6",0.40200000000000002,6.3E-2,0.189,0.157]
["SP","Wind",37,"N7",0.44900000000000001,7.0000000000000007E-2,0.21099999999999999,0.17499999999999999]
["SP","Wind",37,"P1",33.159999999999997,5.19,15.585000000000001,12.933]
["SP","Wind",37,"P2",3.2160000000000002,0.503,1.5109999999999999,1.254]
["SP","Wind",37,"P3",9.891,1.548,4.649,3.8580000000000001]
["SP","Wind",37,"P4",13.311999999999999,2.0830000000000002,6.2569999999999997,5.1920000000000002]
["SP","Wind",37,"P5",6.9809999999999999,1.093,3.2810000000000001,2.7229999999999999]
["SP","Wind",37,"P6",26.972000000000001,4.2210000000000001,12.677,10.519]
["SP","Wind",37,"P7",18.632000000000001,2.9159999999999999,8.7569999999999997,7.266]
["SP","Wind",37,"P8",79.584999999999994,12.455,37.405000000000001,31.038]
["SP","Wind",37,"Q2",5.8559999999999999,0.91600000000000004,2.7519999999999998,2.2839999999999998]
["SP","Wind",37,"Q4",11.135999999999999,1.7430000000000001,5.234,4.343]
["SP","Wind",37,"Q5",12.199,1.909,5.7329999999999997,4.7569999999999997]
["SP","Wind",37,"Q6",0.56599999999999995,8.8999999999999996E-2,0.26600000000000001,0.221]
["SP","Wind",37,"Q7",14.757999999999999,2.31,6.9359999999999999,5.7560000000000002]
["SP","Wind",37,"Q8",24.678999999999998,3.8620000000000001,11.599,9.625]
["SP","Wind",37,"R4",2.629,0.41099999999999998,1.236,1.0249999999999999]
["SP","Wind",37,"R5",6.4210000000000003,1.0049999999999999,3.0179999999999998,2.504]
["SP","Wind",37,"R6",0.58799999999999997,9.1999999999999998E-2,0.27600000000000002,0.22900000000000001]
["SP","Wind",37,"S1",182.202,28.515000000000001,85.635000000000005,71.058999999999997]
["SP","Wind",37,"S2",16.411999999999999,2.5680000000000001,7.7140000000000004,6.4009999999999998]
["SP","Wind",37,"S4",0.223,3.5000000000000003E-2,0.105,8.6999999999999994E-2]
["SP","Wind",37,"S5",42.164000000000001,6.5990000000000002,19.817,16.443999999999999]
["SP","Wind",37,"S6",4.4999999999999998E-2,7.0000000000000001E-3,2.1000000000000001E-2,1.7000000000000001E-2]
["SP","Wind",37,"S7",2.4279999999999999,0.38,1.141,0.94699999999999995]
["SP","Wind",37,"T1",137.453,21.510999999999999,64.602999999999994,53.606999999999999]
["SP","Wind",37,"T2",101.03100000000001,15.811,47.484999999999999,39.402000000000001]
["SP","Wind",37,"T3",13.491,2.1110000000000002,6.3410000000000002,5.2619999999999996]
["SP","Wind",37,"T4",71.015000000000001,11.114000000000001,33.377000000000002,27.696000000000002]
["SP","Wind",37,"T5",94.349000000000004,14.766,44.344000000000001,36.795999999999999]
["SP","Wind",38,"A1",0.224,3.5000000000000003E-2,0.105,8.6999999999999994E-2]
["SP","Wind",38,"A3",0.33500000000000002,5.1999999999999998E-2,0.157,0.13100000000000001]
["SP","Wind",38,"A4",7.3999999999999996E-2,1.2E-2,3.5000000000000003E-2,2.9000000000000001E-2]
["SP","Wind",38,"A6",1.724,0.27,0.81,0.67200000000000004]
["SP","Wind",38,"A7",0.52500000000000002,8.2000000000000003E-2,0.247,0.20499999999999999]
["SP","Wind",38,"A8",2.1920000000000002,0.34300000000000003,1.03,0.85499999999999998]
["SP","Wind",38,"A9",2.1000000000000001E-2,3.0000000000000001E-3,0.01,8.0000000000000002E-3]
["SP","Wind",38,"B1",4.1760000000000002,0.65400000000000003,1.9630000000000001,1.629]
["SP","Wind",38,"B2",2.387,0.374,1.1220000000000001,0.93100000000000005]
["SP","Wind",38,"B3",7.0999999999999994E-2,1.0999999999999999E-2,3.3000000000000002E-2,2.8000000000000001E-2]
["SP","Wind",38,"B4",4.5999999999999999E-2,7.0000000000000001E-3,2.1999999999999999E-2,1.7999999999999999E-2]
["SP","Wind",38,"C1",5.0000000000000001E-3,1E-3,2E-3,2E-3]
["SP","Wind",38,"C2",9.6000000000000002E-2,1.4999999999999999E-2,4.4999999999999998E-2,3.7999999999999999E-2]
["SP","Wind",38,"C3",0.499,7.8E-2,0.23499999999999999,0.19500000000000001]
["SP","Wind",38,"C4",0.20499999999999999,3.2000000000000001E-2,9.6000000000000002E-2,0.08]
["SP","Wind",38,"C5",1.2110000000000001,0.19,0.56899999999999995,0.47199999999999998]
["SP","Wind",38,"C6",2.1379999999999999,0.33500000000000002,1.0049999999999999,0.83399999999999996]
["SP","Wind",38,"C7",0.33700000000000002,5.2999999999999999E-2,0.158,0.13100000000000001]
["SP","Wind",38,"D4",3.2229999999999999,0.504,1.5149999999999999,1.2569999999999999]
["SP","Wind",38,"D5",2.7210000000000001,0.42599999999999999,1.2789999999999999,1.0609999999999999]
["SP","Wind",38,"D6",0.247,3.9E-2,0.11600000000000001,9.6000000000000002E-2]
["SP","Wind",38,"E1",4.8819999999999997,0.76400000000000001,2.294,1.9039999999999999]
["SP","Wind",38,"E7",7.8810000000000002,1.2330000000000001,3.7040000000000002,3.073]
["SP","Wind",38,"E8",0.68500000000000005,0.107,0.32200000000000001,0.26700000000000002]
["SP","Wind",38,"F6",190.595,29.827999999999999,89.58,74.331999999999994]
["SP","Wind",38,"G1",3.4239999999999999,0.53600000000000003,1.609,1.335]
["SP","Wind",38,"G5",5.0350000000000001,0.78800000000000003,2.3660000000000001,1.964]
["SP","Wind",38,"G6",4.6040000000000001,0.72099999999999997,2.1640000000000001,1.796]
["SP","Wind",38,"G7",0.69699999999999995,0.109,0.32800000000000001,0.27200000000000002]
["SP","Wind",38,"H1",9.8439999999999994,1.5409999999999999,4.6260000000000003,3.839]
["SP","Wind",38,"H2",6.4279999999999999,1.006,3.0209999999999999,2.5070000000000001]
["SP","Wind",38,"H6",79.647000000000006,12.465,37.433999999999997,31.062000000000001]
["SP","Wind",38,"J1",13.782,2.157,6.4779999999999998,5.375]
["SP","Wind",38,"J3",13.923999999999999,2.1789999999999998,6.5439999999999996,5.43]
["SP","Wind",38,"J4",9.4629999999999992,1.4810000000000001,4.4480000000000004,3.6909999999999998]
["SP","Wind",38,"J5",4.1509999999999998,0.65,1.9510000000000001,1.619]
["SP","Wind",38,"J6",16.271000000000001,2.5459999999999998,7.6479999999999997,6.3460000000000001]
["SP","Wind",38,"J7",0.82,0.128,0.38500000000000001,0.32]
["SP","Wind",38,"J8",2.9529999999999998,0.46200000000000002,1.3879999999999999,1.1519999999999999]
["SP","Wind",38,"K4",2.6720000000000002,0.41799999999999998,1.256,1.042]
["SP","Wind",38,"K5",37.337000000000003,5.843,17.547999999999998,14.561]
["SP","Wind",38,"K6",16.207999999999998,2.5369999999999999,7.6180000000000003,6.3209999999999997]
["SP","Wind",38,"L1",4.2000000000000003E-2,7.0000000000000001E-3,0.02,1.6E-2]
["SP","Wind",38,"L2",2.6349999999999998,0.41199999999999998,1.238,1.028]
["SP","Wind",38,"L3",5.9009999999999998,0.92300000000000004,2.7730000000000001,2.3010000000000002]
["SP","Wind",38,"L5",24.635000000000002,3.855,11.577999999999999,9.6080000000000005]
["SP","Wind",38,"L7",10.968999999999999,1.7170000000000001,5.1550000000000002,4.2779999999999996]
["SP","Wind",38,"L8",26.818000000000001,4.1970000000000001,12.605,10.459]
["SP","Wind",38,"M4",15.101000000000001,2.363,7.0970000000000004,5.8890000000000002]
["SP","Wind",38,"M5",5.1509999999999998,0.80600000000000005,2.4209999999999998,2.0089999999999999]
["SP","Wind",38,"M6",4.4240000000000004,0.69199999999999995,2.0790000000000002,1.7250000000000001]
["SP","Wind",38,"M7",6.899,1.08,3.242,2.6909999999999998]
["SP","Wind",38,"M8",5.9080000000000004,0.92500000000000004,2.7770000000000001,2.3039999999999998]
["SP","Wind",38,"N1",3.649,0.57099999999999995,1.7150000000000001,1.423]
["SP","Wind",38,"N2",0.874,0.13700000000000001,0.41099999999999998,0.34100000000000003]
["SP","Wind",38,"N3",0.29599999999999999,4.5999999999999999E-2,0.13900000000000001,0.115]
["SP","Wind",38,"N4",7.9459999999999997,1.244,3.7349999999999999,3.0990000000000002]
["SP","Wind",38,"N5",11.013999999999999,1.724,5.1769999999999996,4.2960000000000003]
["SP","Wind",38,"N6",0.41399999999999998,6.5000000000000002E-2,0.19500000000000001,0.16200000000000001]
["SP","Wind",38,"N7",0.46300000000000002,7.1999999999999995E-2,0.217,0.18]
["SP","Wind",38,"P1",34.159999999999997,5.3460000000000001,16.055,13.321999999999999]
["SP","Wind",38,"P2",3.3130000000000002,0.51800000000000002,1.5569999999999999,1.292]
["SP","Wind",38,"P3",10.189,1.595,4.7889999999999997,3.9740000000000002]
["SP","Wind",38,"P4",13.712999999999999,2.1459999999999999,6.4450000000000003,5.3479999999999999]
["SP","Wind",38,"P5",7.1909999999999998,1.125,3.38,2.8050000000000002]
["SP","Wind",38,"P6",27.785,4.3479999999999999,13.058999999999999,10.836]
["SP","Wind",38,"P7",19.193999999999999,3.004,9.0210000000000008,7.4850000000000003]
["SP","Wind",38,"P8",81.983999999999995,12.83,38.531999999999996,31.974]
["SP","Wind",38,"Q2",6.032,0.94399999999999995,2.835,2.3530000000000002]
["SP","Wind",38,"Q4",11.471,1.7949999999999999,5.3920000000000003,4.4740000000000002]
["SP","Wind",38,"Q5",12.566000000000001,1.9670000000000001,5.9059999999999997,4.9009999999999998]
["SP","Wind",38,"Q6",0.58299999999999996,9.0999999999999998E-2,0.27400000000000002,0.22700000000000001]
["SP","Wind",38,"Q7",15.202999999999999,2.379,7.1449999999999996,5.9290000000000003]
["SP","Wind",38,"Q8",25.422999999999998,3.9790000000000001,11.949,9.9149999999999991]
["SP","Wind",38,"R4",2.7080000000000002,0.42399999999999999,1.2729999999999999,1.056]
["SP","Wind",38,"R5",6.6139999999999999,1.0349999999999999,3.109,2.58]
["SP","Wind",38,"R6",0.60499999999999998,9.5000000000000001E-2,0.28499999999999998,0.23599999999999999]
["SP","Wind",38,"S1",187.69399999999999,29.373999999999999,88.215999999999994,73.2]
["SP","Wind",38,"S2",16.905999999999999,2.6459999999999999,7.9459999999999997,6.5940000000000003]
["SP","Wind",38,"S4",0.23,3.5999999999999997E-2,0.108,0.09]
["SP","Wind",38,"S5",43.433999999999997,6.7969999999999997,20.414000000000001,16.939]
["SP","Wind",38,"S6",4.5999999999999999E-2,7.0000000000000001E-3,2.1999999999999999E-2,1.7999999999999999E-2]
["SP","Wind",38,"S7",2.5009999999999999,0.39100000000000001,1.175,0.97499999999999998]
["SP","Wind",38,"T1",141.595,22.16,66.55,55.222000000000001]
["SP","Wind",38,"T2",104.07599999999999,16.288,48.915999999999997,40.590000000000003]
["SP","Wind",38,"T3",13.898,2.1749999999999998,6.532,5.42]
["SP","Wind",38,"T4",73.156000000000006,11.449,34.383000000000003,28.530999999999999]
["SP","Wind",38,"T5",97.191999999999993,15.211,45.68,37.905000000000001]
["SP","Wind",39,"A1",0.23,3.5999999999999997E-2,0.108,0.09]
["SP","Wind",39,"A3",0.34399999999999997,5.3999999999999999E-2,0.16200000000000001,0.13400000000000001]
["SP","Wind",39,"A4",7.5999999999999998E-2,1.2E-2,3.5999999999999997E-2,0.03]
["SP","Wind",39,"A6",1.7709999999999999,0.27700000000000002,0.83299999999999996,0.69099999999999995]
["SP","Wind",39,"A7",0.54,8.4000000000000005E-2,0.254,0.21]
["SP","Wind",39,"A8",2.2530000000000001,0.35299999999999998,1.0589999999999999,0.879]
["SP","Wind",39,"A9",2.1000000000000001E-2,3.0000000000000001E-3,0.01,8.0000000000000002E-3]
["SP","Wind",39,"B1",4.2919999999999998,0.67200000000000004,2.0169999999999999,1.6739999999999999]
["SP","Wind",39,"B2",2.4540000000000002,0.38400000000000001,1.153,0.95699999999999996]
["SP","Wind",39,"B3",7.2999999999999995E-2,1.0999999999999999E-2,3.4000000000000002E-2,2.9000000000000001E-2]
["SP","Wind",39,"B4",4.7E-2,7.0000000000000001E-3,2.1999999999999999E-2,1.7999999999999999E-2]
["SP","Wind",39,"C1",5.0000000000000001E-3,1E-3,2E-3,2E-3]
["SP","Wind",39,"C2",9.9000000000000005E-2,1.4999999999999999E-2,4.5999999999999999E-2,3.9E-2]
["SP","Wind",39,"C3",0.51300000000000001,0.08,0.24099999999999999,0.2]
["SP","Wind",39,"C4",0.21099999999999999,3.3000000000000002E-2,9.9000000000000005E-2,8.2000000000000003E-2]
["SP","Wind",39,"C5",1.2450000000000001,0.19500000000000001,0.58499999999999996,0.48499999999999999]
["SP","Wind",39,"C6",2.1970000000000001,0.34399999999999997,1.0329999999999999,0.85699999999999998]
["SP","Wind",39,"C7",0.34599999999999997,5.3999999999999999E-2,0.16300000000000001,0.13500000000000001]
["SP","Wind",39,"D4",3.3130000000000002,0.51800000000000002,1.5569999999999999,1.292]
["SP","Wind",39,"D5",2.7970000000000002,0.438,1.3149999999999999,1.091]
["SP","Wind",39,"D6",0.254,0.04,0.11899999999999999,9.9000000000000005E-2]
["SP","Wind",39,"E1",5.0170000000000003,0.78500000000000003,2.3580000000000001,1.9570000000000001]
["SP","Wind",39,"E7",8.1,1.268,3.8069999999999999,3.1589999999999998]
["SP","Wind",39,"E8",0.70399999999999996,0.11,0.33100000000000002,0.27500000000000002]
["SP","Wind",39,"F6",195.892,30.657,92.069000000000003,76.397999999999996]
["SP","Wind",39,"G1",3.5190000000000001,0.55100000000000005,1.6539999999999999,1.3720000000000001]
["SP","Wind",39,"G5",5.1749999999999998,0.81,2.4319999999999999,2.0179999999999998]
["SP","Wind",39,"G6",4.7320000000000002,0.74099999999999999,2.2240000000000002,1.845]
["SP","Wind",39,"G7",0.71599999999999997,0.112,0.33700000000000002,0.27900000000000003]
["SP","Wind",39,"H1",10.117000000000001,1.583,4.7549999999999999,3.9460000000000002]
["SP","Wind",39,"H2",6.6059999999999999,1.034,3.105,2.577]
["SP","Wind",39,"H6",81.861000000000004,12.811,38.475000000000001,31.925999999999998]
["SP","Wind",39,"J1",14.164999999999999,2.2170000000000001,6.6580000000000004,5.524]
["SP","Wind",39,"J3",14.311,2.2400000000000002,6.726,5.5810000000000004]
["SP","Wind",39,"J4",9.7260000000000009,1.522,4.5709999999999997,3.7930000000000001]
["SP","Wind",39,"J5",4.266,0.66800000000000004,2.0049999999999999,1.6639999999999999]
["SP","Wind",39,"J6",16.724,2.617,7.86,6.5220000000000002]
["SP","Wind",39,"J7",0.84299999999999997,0.13200000000000001,0.39600000000000002,0.32900000000000001]
["SP","Wind",39,"J8",3.0350000000000001,0.47499999999999998,1.427,1.1839999999999999]
["SP","Wind",39,"K4",2.746,0.43,1.2909999999999999,1.071]
["SP","Wind",39,"K5",38.374000000000002,6.0060000000000002,18.036000000000001,14.965999999999999]
["SP","Wind",39,"K6",16.658999999999999,2.6070000000000002,7.83,6.4969999999999999]
["SP","Wind",39,"L1",4.2999999999999997E-2,7.0000000000000001E-3,0.02,1.7000000000000001E-2]
["SP","Wind",39,"L2",2.7080000000000002,0.42399999999999999,1.2729999999999999,1.056]
["SP","Wind",39,"L3",6.0650000000000004,0.94899999999999995,2.85,2.3650000000000002]
["SP","Wind",39,"L5",25.32,3.9630000000000001,11.9,9.875]
["SP","Wind",39,"L7",11.273999999999999,1.764,5.2990000000000004,4.3970000000000002]
["SP","Wind",39,"L8",27.564,4.3140000000000001,12.955,10.75]
["SP","Wind",39,"M4",15.521000000000001,2.4289999999999998,7.2949999999999999,6.0529999999999999]
["SP","Wind",39,"M5",5.2939999999999996,0.82899999999999996,2.488,2.0649999999999999]
["SP","Wind",39,"M6",4.5469999999999997,0.71199999999999997,2.137,1.7729999999999999]
["SP","Wind",39,"M7",7.0910000000000002,1.1100000000000001,3.3330000000000002,2.7650000000000001]
["SP","Wind",39,"M8",6.0720000000000001,0.95,2.8540000000000001,2.3679999999999999]
["SP","Wind",39,"N1",3.7509999999999999,0.58699999999999997,1.7629999999999999,1.4630000000000001]
["SP","Wind",39,"N2",0.89900000000000002,0.14099999999999999,0.42199999999999999,0.35]
["SP","Wind",39,"N3",0.30399999999999999,4.8000000000000001E-2,0.14299999999999999,0.11899999999999999]
["SP","Wind",39,"N4",8.1669999999999998,1.278,3.8380000000000001,3.1850000000000001]
["SP","Wind",39,"N5",11.32,1.772,5.3209999999999997,4.415]
["SP","Wind",39,"N6",0.42599999999999999,6.7000000000000004E-2,0.2,0.16600000000000001]
["SP","Wind",39,"N7",0.47599999999999998,7.3999999999999996E-2,0.224,0.185]
["SP","Wind",39,"P1",35.109000000000002,5.4950000000000001,16.501000000000001,13.693]
["SP","Wind",39,"P2",3.4049999999999998,0.53300000000000003,1.6,1.3280000000000001]
["SP","Wind",39,"P3",10.472,1.639,4.9219999999999997,4.0839999999999996]
["SP","Wind",39,"P4",14.093999999999999,2.206,6.6239999999999997,5.4969999999999999]
["SP","Wind",39,"P5",7.391,1.157,3.4740000000000002,2.883]
["SP","Wind",39,"P6",28.556999999999999,4.4690000000000003,13.422000000000001,11.137]
["SP","Wind",39,"P7",19.727,3.0870000000000002,9.2720000000000002,7.694]
["SP","Wind",39,"P8",84.262,13.186999999999999,39.603000000000002,32.862000000000002]
["SP","Wind",39,"Q2",6.2,0.97,2.9140000000000001,2.4180000000000001]
["SP","Wind",39,"Q4",11.79,1.845,5.5410000000000004,4.5979999999999999]
["SP","Wind",39,"Q5",12.914999999999999,2.0209999999999999,6.07,5.0369999999999999]
["SP","Wind",39,"Q6",0.59899999999999998,9.4E-2,0.28199999999999997,0.23400000000000001]
["SP","Wind",39,"Q7",15.625,2.4449999999999998,7.3440000000000003,6.0940000000000003]
["SP","Wind",39,"Q8",26.13,4.0890000000000004,12.281000000000001,10.191000000000001]
["SP","Wind",39,"R4",2.7839999999999998,0.436,1.3080000000000001,1.0860000000000001]
["SP","Wind",39,"R5",6.798,1.0640000000000001,3.1949999999999998,2.6509999999999998]
["SP","Wind",39,"R6",0.622,9.7000000000000003E-2,0.29199999999999998,0.24299999999999999]
["SP","Wind",39,"S1",192.91,30.19,90.668000000000006,75.234999999999999]
["SP","Wind",39,"S2",17.376000000000001,2.7189999999999999,8.1669999999999998,6.7770000000000001]
["SP","Wind",39,"S4",0.23599999999999999,3.6999999999999998E-2,0.111,9.1999999999999998E-2]
["SP","Wind",39,"S5",44.642000000000003,6.9859999999999998,20.981999999999999,17.41]
["SP","Wind",39,"S6",4.7E-2,7.0000000000000001E-3,2.1999999999999999E-2,1.7999999999999999E-2]
["SP","Wind",39,"S7",2.57,0.40200000000000002,1.208,1.002]
["SP","Wind",39,"T1",145.53100000000001,22.776,68.399000000000001,56.756999999999998]
["SP","Wind",39,"T2",106.968,16.741,50.274999999999999,41.718000000000004]
["SP","Wind",39,"T3",14.284000000000001,2.2349999999999999,6.7130000000000001,5.5709999999999997]
["SP","Wind",39,"T4",75.188999999999993,11.766999999999999,35.338999999999999,29.324000000000002]
["SP","Wind",39,"T5",99.894000000000005,15.632999999999999,46.95,38.959000000000003]
["SP","Wind",40,"A1",0.23599999999999999,3.6999999999999998E-2,0.111,9.1999999999999998E-2]
["SP","Wind",40,"A3",0.35299999999999998,5.5E-2,0.16600000000000001,0.13800000000000001]
["SP","Wind",40,"A4",7.8E-2,1.2E-2,3.6999999999999998E-2,0.03]
["SP","Wind",40,"A6",1.8169999999999999,0.28399999999999997,0.85399999999999998,0.70899999999999996]
["SP","Wind",40,"A7",0.55300000000000005,8.6999999999999994E-2,0.26,0.216]
["SP","Wind",40,"A8",2.3109999999999999,0.36199999999999999,1.0860000000000001,0.90100000000000002]
["SP","Wind",40,"A9",2.1999999999999999E-2,3.0000000000000001E-3,0.01,8.9999999999999993E-3]
["SP","Wind",40,"B1",4.4020000000000001,0.68899999999999995,2.069,1.7170000000000001]
["SP","Wind",40,"B2",2.5169999999999999,0.39400000000000002,1.1830000000000001,0.98099999999999998]
["SP","Wind",40,"B3",7.4999999999999997E-2,1.2E-2,3.5000000000000003E-2,2.9000000000000001E-2]
["SP","Wind",40,"B4",4.9000000000000002E-2,8.0000000000000002E-3,2.3E-2,1.9E-2]
["SP","Wind",40,"C1",5.0000000000000001E-3,1E-3,2E-3,2E-3]
["SP","Wind",40,"C2",0.10100000000000001,1.6E-2,4.8000000000000001E-2,0.04]
["SP","Wind",40,"C3",0.52600000000000002,8.2000000000000003E-2,0.247,0.20499999999999999]
["SP","Wind",40,"C4",0.216,3.4000000000000002E-2,0.10199999999999999,8.4000000000000005E-2]
["SP","Wind",40,"C5",1.2769999999999999,0.2,0.6,0.498]
["SP","Wind",40,"C6",2.254,0.35299999999999998,1.0589999999999999,0.879]
["SP","Wind",40,"C7",0.35499999999999998,5.6000000000000001E-2,0.16700000000000001,0.13800000000000001]
["SP","Wind",40,"D4",3.3980000000000001,0.53200000000000003,1.597,1.325]
["SP","Wind",40,"D5",2.8690000000000002,0.44900000000000001,1.3480000000000001,1.119]
["SP","Wind",40,"D6",0.26,4.1000000000000002E-2,0.122,0.10100000000000001]
["SP","Wind",40,"E1",5.1459999999999999,0.80500000000000005,2.419,2.0070000000000001]
["SP","Wind",40,"E7",8.3079999999999998,1.3,3.9049999999999998,3.24]
["SP","Wind",40,"E8",0.72199999999999998,0.113,0.33900000000000002,0.28199999999999997]
["SP","Wind",40,"F6",200.92500000000001,31.445,94.435000000000002,78.361000000000004]
["SP","Wind",40,"G1",3.609,0.56499999999999995,1.696,1.4079999999999999]
["SP","Wind",40,"G5",5.3079999999999998,0.83099999999999996,2.4950000000000001,2.0699999999999998]
["SP","Wind",40,"G6",4.8529999999999998,0.76,2.2810000000000001,1.893]
["SP","Wind",40,"G7",0.73499999999999999,0.115,0.34499999999999997,0.28699999999999998]
["SP","Wind",40,"H1",10.377000000000001,1.6240000000000001,4.8769999999999998,4.0469999999999997]
["SP","Wind",40,"H2",6.7759999999999998,1.06,3.1850000000000001,2.6429999999999998]
["SP","Wind",40,"H6",83.963999999999999,13.14,39.463000000000001,32.746000000000002]
["SP","Wind",40,"J1",14.529,2.274,6.8289999999999997,5.6660000000000004]
["SP","Wind",40,"J3",14.679,2.2970000000000002,6.899,5.7249999999999996]
["SP","Wind",40,"J4",9.9760000000000009,1.5609999999999999,4.6890000000000001,3.891]
["SP","Wind",40,"J5",4.3760000000000003,0.68500000000000005,2.0569999999999999,1.7070000000000001]
["SP","Wind",40,"J6",17.152999999999999,2.6840000000000002,8.0619999999999994,6.69]
["SP","Wind",40,"J7",0.86399999999999999,0.13500000000000001,0.40600000000000003,0.33700000000000002]
["SP","Wind",40,"J8",3.113,0.48699999999999999,1.4630000000000001,1.214]
["SP","Wind",40,"K4",2.8159999999999998,0.441,1.3240000000000001,1.0980000000000001]
["SP","Wind",40,"K5",39.36,6.16,18.498999999999999,15.35]
["SP","Wind",40,"K6",17.087,2.6739999999999999,8.0310000000000006,6.6639999999999997]
["SP","Wind",40,"L1",4.3999999999999997E-2,7.0000000000000001E-3,2.1000000000000001E-2,1.7000000000000001E-2]
["SP","Wind",40,"L2",2.778,0.435,1.306,1.083]
["SP","Wind",40,"L3",6.2210000000000001,0.97399999999999998,2.9239999999999999,2.4260000000000002]
["SP","Wind",40,"L5",25.97,4.0640000000000001,12.206,10.128]
["SP","Wind",40,"L7",11.563000000000001,1.81,5.4349999999999996,4.51]
["SP","Wind",40,"L8",28.271999999999998,4.4249999999999998,13.288,11.026]
["SP","Wind",40,"M4",15.919,2.4910000000000001,7.4820000000000002,6.2089999999999996]
["SP","Wind",40,"M5",5.43,0.85,2.552,2.1179999999999999]
["SP","Wind",40,"M6",4.6639999999999997,0.73,2.1920000000000002,1.819]
["SP","Wind",40,"M7",7.2729999999999997,1.1379999999999999,3.4180000000000001,2.8359999999999999]
["SP","Wind",40,"M8",6.2279999999999998,0.97499999999999998,2.927,2.4289999999999998]
["SP","Wind",40,"N1",3.847,0.60199999999999998,1.8080000000000001,1.5]
["SP","Wind",40,"N2",0.92200000000000004,0.14399999999999999,0.433,0.35899999999999999]
["SP","Wind",40,"N3",0.312,4.9000000000000002E-2,0.14699999999999999,0.122]
["SP","Wind",40,"N4",8.3759999999999994,1.3109999999999999,3.9369999999999998,3.2669999999999999]
["SP","Wind",40,"N5",11.611000000000001,1.8169999999999999,5.4569999999999999,4.5279999999999996]
["SP","Wind",40,"N6",0.437,6.8000000000000005E-2,0.20499999999999999,0.17]
["SP","Wind",40,"N7",0.48799999999999999,7.5999999999999998E-2,0.22900000000000001,0.19]
["SP","Wind",40,"P1",36.011000000000003,5.6360000000000001,16.925000000000001,14.044]
["SP","Wind",40,"P2",3.492,0.54700000000000004,1.641,1.3620000000000001]
["SP","Wind",40,"P3",10.741,1.681,5.048,4.1890000000000001]
["SP","Wind",40,"P4",14.457000000000001,2.262,6.7949999999999999,5.6379999999999999]
["SP","Wind",40,"P5",7.5810000000000004,1.1859999999999999,3.5630000000000002,2.9569999999999999]
["SP","Wind",40,"P6",29.291,4.5839999999999996,13.766999999999999,11.423]
["SP","Wind",40,"P7",20.234000000000002,3.1669999999999998,9.51,7.891]
["SP","Wind",40,"P8",86.427000000000007,13.526,40.621000000000002,33.707000000000001]
["SP","Wind",40,"Q2",6.359,0.995,2.9889999999999999,2.48]
["SP","Wind",40,"Q4",12.093,1.893,5.6840000000000002,4.7160000000000002]
["SP","Wind",40,"Q5",13.247,2.073,6.226,5.1660000000000004]
["SP","Wind",40,"Q6",0.61399999999999999,9.6000000000000002E-2,0.28899999999999998,0.24]
["SP","Wind",40,"Q7",16.027000000000001,2.508,7.532,6.25]
["SP","Wind",40,"Q8",26.800999999999998,4.194,12.596,10.452]
["SP","Wind",40,"R4",2.855,0.44700000000000001,1.3420000000000001,1.1140000000000001]
["SP","Wind",40,"R5",6.9729999999999999,1.091,3.2770000000000001,2.7189999999999999]
["SP","Wind",40,"R6",0.63800000000000001,0.1,0.3,0.249]
["SP","Wind",40,"S1",197.86600000000001,30.966000000000001,92.997,77.168000000000006]
["SP","Wind",40,"S2",17.823,2.7890000000000001,8.3770000000000007,6.9509999999999996]
["SP","Wind",40,"S4",0.24299999999999999,3.7999999999999999E-2,0.114,9.5000000000000001E-2]
["SP","Wind",40,"S5",45.787999999999997,7.1660000000000004,21.521000000000001,17.858000000000001]
["SP","Wind",40,"S6",4.9000000000000002E-2,8.0000000000000002E-3,2.3E-2,1.9E-2]
["SP","Wind",40,"S7",2.6360000000000001,0.41299999999999998,1.2390000000000001,1.028]
["SP","Wind",40,"T1",149.26900000000001,23.361000000000001,70.156999999999996,58.215000000000003]
["SP","Wind",40,"T2",109.71599999999999,17.170999999999999,51.567,42.789000000000001]
["SP","Wind",40,"T3",14.651,2.2930000000000001,6.8860000000000001,5.7140000000000004]
["SP","Wind",40,"T4",77.12,12.069000000000001,36.247,30.077000000000002]
["SP","Wind",40,"T5",102.46,16.035,48.155999999999999,39.959000000000003]

{"sheet":"Demands ->","index":7,"n_rows":0,"n_cols":0,"rows_kept":0,"cut":false,"hidden":false,"merged":[]}

{"sheet":"mBattery","index":8,"n_rows":8803,"n_cols":7,"rows_kept":8803,"cut":false,"hidden":false,"merged":[]}
["Created by CalcMicroSplits.sas"]
[]
["scenario","year","etys_location","capacity","wintpk","summam","summpm"]
["CP",16,"A1",0.224,0,-0.17,0]
["CP",16,"A3",4.1000000000000002E-2,0,-3.1E-2,0]
["CP",16,"A4",0.129,0,-9.8000000000000004E-2,0]
["CP",16,"A6",0.39900000000000002,0,-0.30299999999999999,0]
["CP",16,"A7",0.14799999999999999,0,-0.112,0]
["CP",16,"A8",0.45800000000000002,0,-0.34799999999999998,0]
["CP",16,"A9",7.5999999999999998E-2,0,-5.8000000000000003E-2,0]
["CP",16,"B1",0.63300000000000001,0,-0.48099999999999998,0]
["CP",16,"B2",0.81299999999999994,0,-0.61799999999999999,0]
["CP",16,"B3",0.20699999999999999,0,-0.158,0]
["CP",16,"B4",0.219,0,-0.16600000000000001,0]
["CP",16,"C1",8.5000000000000006E-2,0,-6.4000000000000001E-2,0]
["CP",16,"C2",0.16800000000000001,0,-0.127,0]
["CP",16,"C3",9.7000000000000003E-2,0,-7.3999999999999996E-2,0]
["CP",16,"C4",0.125,0,-9.5000000000000001E-2,0]
["CP",16,"C5",0.14599999999999999,0,-0.111,0]
["CP",16,"C6",5.0999999999999997E-2,0,-3.9E-2,0]
["CP",16,"C7",0.19400000000000001,0,-0.14699999999999999,0]
["CP",16,"D4",0.33200000000000002,0,-0.252,0]
["CP",16,"D5",0.25700000000000001,0,-0.19500000000000001,0]
["CP",16,"D6",0.31,0,-0.23499999999999999,0]
["CP",16,"E1",0.65200000000000002,0,-0.496,0]
["CP",16,"E7",0.216,0,-0.16400000000000001,0]
["CP",16,"E8",0.152,0,-0.11600000000000001,0]
["CP",16,"F6",1.81,0,-1.3759999999999999,0]
["CP",16,"G1",0.378,0,-0.28799999999999998,0]
["CP",16,"G5",0.23100000000000001,0,-0.17499999999999999,0]
["CP",16,"G6",0.45200000000000001,0,-0.34399999999999997,0]
["CP",16,"G7",0.30099999999999999,0,-0.22900000000000001,0]
["CP",16,"H1",0.1,0,-7.5999999999999998E-2,0]
["CP",16,"H2",0.51400000000000001,0,-0.39100000000000001,0]
["CP",16,"H6",0.71599999999999997,0,-0.54400000000000004,0]
["CP",16,"J1",0.32600000000000001,0,-0.248,0]
["CP",16,"J3",0.70199999999999996,0,-0.53300000000000003,0]
["CP",16,"J4",0.23599999999999999,0,-0.17899999999999999,0]
["CP",16,"J5",0.54,0,-0.41099999999999998,0]
["CP",16,"J6",0.38,0,-0.28899999999999998,0]
["CP",16,"J7",0.34100000000000003,0,-0.25900000000000001,0]
["CP",16,"J8",0.312,0,-0.23699999999999999,0]
["CP",16,"K4",0.46899999999999997,0,-0.35699999999999998,0]
["CP",16,"K5",0.313,0,-0.23799999999999999,0]
["CP",16,"K6",0.28000000000000003,0,-0.21299999999999999,0]
["CP",16,"L1",0.05,0,-3.7999999999999999E-2,0]
["CP",16,"L2",0.56699999999999995,0,-0.43099999999999999,0]
["CP",16,"L3",1.0289999999999999,0,-0.78200000000000003,0]
["CP",16,"L5",0.95499999999999996,0,-0.72599999999999998,0]
["CP",16,"L7",0.443,0,-0.33700000000000002,0]
["CP",16,"L8",0.33600000000000002,0,-0.255,0]
["CP",16,"M4",0.21099999999999999,0,-0.161,0]
["CP",16,"M5",0.153,0,-0.11700000000000001,0]
["CP",16,"M6",8.5000000000000006E-2,0,-6.5000000000000002E-2,0]
["CP",16,"M7",7.3999999999999996E-2,0,-5.6000000000000001E-2,0]
["CP",16,"M8",2.3E-2,0,-1.7000000000000001E-2,0]
["CP",16,"N1",0.35499999999999998,0,-0.27,0]
["CP",16,"N2",0.39300000000000002,0,-0.29899999999999999,0]
["CP",16,"N3",0.248,0,-0.189,0]
["CP",16,"N4",0.39,0,-0.29699999999999999,0]
["CP",16,"N5",0.19800000000000001,0,-0.15,0]
["CP",16,"N6",6.7000000000000004E-2,0,-5.0999999999999997E-2,0]
["CP",16,"N7",9.9000000000000005E-2,0,-7.4999999999999997E-2,0]
["CP",16,"P1",0.67100000000000004,0,-0.51,0]
["CP",16,"P2",0.26100000000000001,0,-0.19800000000000001,0]
["CP",16,"P3",0.85199999999999998,0,-0.64700000000000002,0]
["CP",16,"P4",0.1,0,-7.5999999999999998E-2,0]
["CP",16,"P5",9.0999999999999998E-2,0,-6.9000000000000006E-2,0]
["CP",16,"P6",0.29399999999999998,0,-0.224,0]
["CP",16,"P7",0.19400000000000001,0,-0.14799999999999999,0]
["CP",16,"P8",0.54800000000000004,0,-0.41599999999999998,0]
["CP",16,"Q2",0.128,0,-9.7000000000000003E-2,0]
["CP",16,"Q4",0.61299999999999999,0,-0.46600000000000003,0]
["CP",16,"Q5",0.188,0,-0.14299999999999999,0]
["CP",16,"Q6",0.14699999999999999,0,-0.112,0]
["CP",16,"Q7",0.186,0,-0.14099999999999999,0]
["CP",16,"Q8",0.16,0,-0.121,0]
["CP",16,"R4",0.22800000000000001,0,-0.17299999999999999,0]
["CP",16,"R5",0.11700000000000001,0,-8.8999999999999996E-2,0]
["CP",16,"R6",0.05,0,-3.7999999999999999E-2,0]
["CP",16,"S1",0.71699999999999997,0,-0.54500000000000004,0]
["CP",16,"S2",0.112,0,-8.5000000000000006E-2,0]
["CP",16,"S4",3.3000000000000002E-2,0,-2.5000000000000001E-2,0]
["CP",16,"S5",0.28000000000000003,0,-0.21299999999999999,0]
["CP",16,"S6",3.4000000000000002E-2,0,-2.5999999999999999E-2,0]
["CP",16,"S7",4.2999999999999997E-2,0,-3.3000000000000002E-2,0]
["CP",16,"T1",0.19500000000000001,0,-0.14799999999999999,0]
["CP",16,"T2",0.17899999999999999,0,-0.13600000000000001,0]
["CP",16,"T3",0.03,0,-2.3E-2,0]
["CP",16,"T4",0.248,0,-0.189,0]
["CP",16,"T5",5.1999999999999998E-2,0,-3.9E-2,0]
["CP",17,"A1",0.23200000000000001,0,-0.17599999999999999,0]
["CP",17,"A3",4.2000000000000003E-2,0,-3.2000000000000001E-2,0]
["CP",17,"A4",0.13400000000000001,0,-0.10199999999999999,0]
["CP",17,"A6",0.41399999999999998,0,-0.315,0]
["CP",17,"A7",0.153,0,-0.11600000000000001,0]
["CP",17,"A8",0.47499999999999998,0,-0.36099999999999999,0]
["CP",17,"A9",7.9000000000000001E-2,0,-0.06,0]
["CP",17,"B1",0.65600000000000003,0,-0.499,0]
["CP",17,"B2",0.84299999999999997,0,-0.64100000000000001,0]
["CP",17,"B3",0.215,0,-0.16300000000000001,0]
["CP",17,"B4",0.22700000000000001,0,-0.17299999999999999,0]
["CP",17,"C1",8.7999999999999995E-2,0,-6.7000000000000004E-2,0]
["CP",17,"C2",0.17399999999999999,0,-0.13200000000000001,0]
["CP",17,"C3",0.10100000000000001,0,-7.5999999999999998E-2,0]
["CP",17,"C4",0.129,0,-9.8000000000000004E-2,0]
["CP",17,"C5",0.151,0,-0.115,0]
["CP",17,"C6",5.2999999999999999E-2,0,-0.04,0]
["CP",17,"C7",0.20100000000000001,0,-0.153,0]
["CP",17,"D4",0.34399999999999997,0,-0.26200000000000001,0]
["CP",17,"D5",0.26600000000000001,0,-0.20200000000000001,0]
["CP",17,"D6",0.32100000000000001,0,-0.24399999999999999,0]
["CP",17,"E1",0.67700000000000005,0,-0.51400000000000001,0]
["CP",17,"E7",0.224,0,-0.17,0]
["CP",17,"E8",0.158,0,-0.12,0]
["CP",17,"F6",1.877,0,-1.427,0]
["CP",17,"G1",0.39200000000000002,0,-0.29799999999999999,0]
["CP",17,"G5",0.23899999999999999,0,-0.182,0]
["CP",17,"G6",0.46899999999999997,0,-0.35599999999999998,0]
["CP",17,"G7",0.312,0,-0.23699999999999999,0]
["CP",17,"H1",0.10299999999999999,0,-7.9000000000000001E-2,0]
["CP",17,"H2",0.53300000000000003,0,-0.40500000000000003,0]
["CP",17,"H6",0.74299999999999999,0,-0.56399999999999995,0]
["CP",17,"J1",0.33800000000000002,0,-0.25700000000000001,0]
["CP",17,"J3",0.72799999999999998,0,-0.55300000000000005,0]
["CP",17,"J4",0.24399999999999999,0,-0.186,0]
["CP",17,"J5",0.56000000000000005,0,-0.42599999999999999,0]
["CP",17,"J6",0.39400000000000002,0,-0.29899999999999999,0]
["CP",17,"J7",0.35299999999999998,0,-0.26900000000000002,0]
["CP",17,"J8",0.32300000000000001,0,-0.246,0]
["CP",17,"K4",0.48599999999999999,0,-0.37,0]
["CP",17,"K5",0.32500000000000001,0,-0.247,0]
["CP",17,"K6",0.29099999999999998,0,-0.221,0]
["CP",17,"L1",5.1999999999999998E-2,0,-0.04,0]
["CP",17,"L2",0.58799999999999997,0,-0.44700000000000001,0]
["CP",17,"L3",1.0680000000000001,0,-0.81100000000000005,0]
["CP",17,"L5",0.99,0,-0.753,0]
["CP",17,"L7",0.46,0,-0.34899999999999998,0]
["CP",17,"L8",0.34799999999999998,0,-0.26400000000000001,0]
["CP",17,"M4",0.219,0,-0.16700000000000001,0]
["CP",17,"M5",0.159,0,-0.121,0]
["CP",17,"M6",8.8999999999999996E-2,0,-6.7000000000000004E-2,0]
["CP",17,"M7",7.6999999999999999E-2,0,-5.8000000000000003E-2,0]
["CP",17,"M8",2.3E-2,0,-1.7999999999999999E-2,0]
["CP",17,"N1",0.36799999999999999,0,-0.28000000000000003,0]
["CP",17,"N2",0.40799999999999997,0,-0.31,0]
["CP",17,"N3",0.25800000000000001,0,-0.19600000000000001,0]
["CP",17,"N4",0.40500000000000003,0,-0.308,0]
["CP",17,"N5",0.20499999999999999,0,-0.156,0]
["CP",17,"N6",7.0000000000000007E-2,0,-5.2999999999999999E-2,0]
["CP",17,"N7",0.10199999999999999,0,-7.8E-2,0]
["CP",17,"P1",0.69599999999999995,0,-0.52900000000000003,0]
["CP",17,"P2",0.27100000000000002,0,-0.20599999999999999,0]
["CP",17,"P3",0.88300000000000001,0,-0.67100000000000004,0]
["CP",17,"P4",0.104,0,-7.9000000000000001E-2,0]
["CP",17,"P5",9.4E-2,0,-7.1999999999999995E-2,0]
["CP",17,"P6",0.30499999999999999,0,-0.23200000000000001,0]
["CP",17,"P7",0.20100000000000001,0,-0.153,0]
["CP",17,"P8",0.56799999999999995,0,-0.432,0]
["CP",17,"Q2",0.13200000000000001,0,-0.10100000000000001,0]
["CP",17,"Q4",0.63600000000000001,0,-0.48299999999999998,0]
["CP",17,"Q5",0.19500000000000001,0,-0.14799999999999999,0]
["CP",17,"Q6",0.153,0,-0.11600000000000001,0]
["CP",17,"Q7",0.193,0,-0.14699999999999999,0]
["CP",17,"Q8",0.16600000000000001,0,-0.126,0]
["CP",17,"R4",0.23599999999999999,0,-0.18,0]
["CP",17,"R5",0.121,0,-9.1999999999999998E-2,0]
["CP",17,"R6",5.1999999999999998E-2,0,-0.04,0]
["CP",17,"S1",0.74299999999999999,0,-0.56499999999999995,0]
["CP",17,"S2",0.11600000000000001,0,-8.7999999999999995E-2,0]
["CP",17,"S4",3.4000000000000002E-2,0,-2.5999999999999999E-2,0]
["CP",17,"S5",0.29099999999999998,0,-0.221,0]
["CP",17,"S6",3.5000000000000003E-2,0,-2.7E-2,0]
["CP",17,"S7",4.4999999999999998E-2,0,-3.4000000000000002E-2,0]
["CP",17,"T1",0.20200000000000001,0,-0.153,0]
["CP",17,"T2",0.186,0,-0.14099999999999999,0]
["CP",17,"T3",3.1E-2,0,-2.3E-2,0]
["CP",17,"T4",0.25800000000000001,0,-0.19600000000000001,0]
["CP",17,"T5",5.3999999999999999E-2,0,-4.1000000000000002E-2,0]
["CP",18,"A1",0.26800000000000002,0,-0.20399999999999999,0]
["CP",18,"A3",4.9000000000000002E-2,0,-3.6999999999999998E-2,0]
["CP",18,"A4",0.155,0,-0.11799999999999999,0]
["CP",18,"A6",0.47899999999999998,0,-0.36399999999999999,0]
["CP",18,"A7",0.17699999999999999,0,-0.13500000000000001,0]
["CP",18,"A8",0.54900000000000004,0,-0.41699999999999998,0]
["CP",18,"A9",9.1999999999999998E-2,0,-7.0000000000000007E-2,0]
["CP",18,"B1",0.75900000000000001,0,-0.57699999999999996,0]
["CP",18,"B2",0.97499999999999998,0,-0.74099999999999999,0]
["CP",18,"B3",0.249,0,-0.189,0]
["CP",18,"B4",0.26300000000000001,0,-0.2,0]
["CP",18,"C1",0.10199999999999999,0,-7.6999999999999999E-2,0]
["CP",18,"C2",0.20100000000000001,0,-0.153,0]
["CP",18,"C3",0.11600000000000001,0,-8.7999999999999995E-2,0]
["CP",18,"C4",0.15,0,-0.114,0]
["CP",18,"C5",0.17499999999999999,0,-0.13300000000000001,0]
["CP",18,"C6",6.0999999999999999E-2,0,-4.5999999999999999E-2,0]
["CP",18,"C7",0.23300000000000001,0,-0.17699999999999999,0]
["CP",18,"D4",0.39800000000000002,0,-0.30199999999999999,0]
["CP",18,"D5",0.308,0,-0.23400000000000001,0]
["CP",18,"D6",0.372,0,-0.28199999999999997,0]
["CP",18,"E1",0.78200000000000003,0,-0.59499999999999997,0]
["CP",18,"E7",0.25900000000000001,0,-0.19700000000000001,0]
["CP",18,"E8",0.183,0,-0.13900000000000001,0]
["CP",18,"F6",2.1709999999999998,0,-1.65,0]
["CP",18,"G1",0.45400000000000001,0,-0.34499999999999997,0]
["CP",18,"G5",0.27700000000000002,0,-0.21,0]
["CP",18,"G6",0.54200000000000004,0,-0.41199999999999998,0]
["CP",18,"G7",0.36099999999999999,0,-0.27400000000000002,0]
["CP",18,"H1",0.12,0,-9.0999999999999998E-2,0]
["CP",18,"H2",0.61599999999999999,0,-0.46800000000000003,0]
["CP",18,"H6",0.85899999999999999,0,-0.65300000000000002,0]
["CP",18,"J1",0.39100000000000001,0,-0.29699999999999999,0]
["CP",18,"J3",0.84199999999999997,0,-0.64,0]
["CP",18,"J4",0.28299999999999997,0,-0.215,0]
["CP",18,"J5",0.64800000000000002,0,-0.49199999999999999,0]
["CP",18,"J6",0.45500000000000002,0,-0.34599999999999997,0]
["CP",18,"J7",0.40899999999999997,0,-0.311,0]
["CP",18,"J8",0.374,0,-0.28399999999999997,0]
["CP",18,"K4",0.56299999999999994,0,-0.42799999999999999,0]
["CP",18,"K5",0.376,0,-0.28599999999999998,0]
["CP",18,"K6",0.33600000000000002,0,-0.25600000000000001,0]
["CP",18,"L1",0.06,0,-4.5999999999999999E-2,0]
["CP",18,"L2",0.68,0,-0.51700000000000002,0]
["CP",18,"L3",1.234,0,-0.93799999999999994,0]
["CP",18,"L5",1.145,0,-0.87,0]
["CP",18,"L7",0.53200000000000003,0,-0.40400000000000003,0]
["CP",18,"L8",0.40200000000000002,0,-0.30599999999999999,0]
["CP",18,"M4",0.254,0,-0.193,0]
["CP",18,"M5",0.184,0,-0.14000000000000001,0]
["CP",18,"M6",0.10199999999999999,0,-7.8E-2,0]
["CP",18,"M7",8.8999999999999996E-2,0,-6.8000000000000005E-2,0]
["CP",18,"M8",2.7E-2,0,-2.1000000000000001E-2,0]
["CP",18,"N1",0.42599999999999999,0,-0.32400000000000001,0]
["CP",18,"N2",0.47199999999999998,0,-0.35899999999999999,0]
["CP",18,"N3",0.29799999999999999,0,-0.22600000000000001,0]
["CP",18,"N4",0.46800000000000003,0,-0.35599999999999998,0]
["CP",18,"N5",0.23699999999999999,0,-0.18,0]
["CP",18,"N6",8.1000000000000003E-2,0,-6.0999999999999999E-2,0]
["CP",18,"N7",0.11799999999999999,0,-0.09,0]
["CP",18,"P1",0.80500000000000005,0,-0.61199999999999999,0]
["CP",18,"P2",0.313,0,-0.23799999999999999,0]
["CP",18,"P3",1.0209999999999999,0,-0.77600000000000002,0]
["CP",18,"P4",0.12,0,-9.0999999999999998E-2,0]
["CP",18,"P5",0.109,0,-8.3000000000000004E-2,0]
["CP",18,"P6",0.35299999999999998,0,-0.26800000000000002,0]
["CP",18,"P7",0.23300000000000001,0,-0.17699999999999999,0]
["CP",18,"P8",0.65700000000000003,0,-0.499,0]
["CP",18,"Q2",0.153,0,-0.11600000000000001,0]
["CP",18,"Q4",0.73499999999999999,0,-0.55900000000000005,0]
["CP",18,"Q5",0.22600000000000001,0,-0.17199999999999999,0]
["CP",18,"Q6",0.17699999999999999,0,-0.13400000000000001,0]
["CP",18,"Q7",0.223,0,-0.17,0]
["CP",18,"Q8",0.191,0,-0.14599999999999999,0]
["CP",18,"R4",0.27300000000000002,0,-0.20799999999999999,0]
["CP",18,"R5",0.14000000000000001,0,-0.107,0]
["CP",18,"R6",0.06,0,-4.5999999999999999E-2,0]
["CP",18,"S1",0.86,0,-0.65300000000000002,0]
["CP",18,"S2",0.13400000000000001,0,-0.10199999999999999,0]
["CP",18,"S4",3.9E-2,0,-0.03,0]
["CP",18,"S5",0.33600000000000002,0,-0.25600000000000001,0]
["CP",18,"S6",4.1000000000000002E-2,0,-3.1E-2,0]
["CP",18,"S7",5.1999999999999998E-2,0,-3.9E-2,0]
["CP",18,"T1",0.23300000000000001,0,-0.17699999999999999,0]
["CP",18,"T2",0.215,0,-0.16300000000000001,0]
["CP",18,"T3",3.5999999999999997E-2,0,-2.7E-2,0]
["CP",18,"T4",0.29799999999999999,0,-0.22600000000000001,0]
["CP",18,"T5",6.2E-2,0,-4.7E-2,0]
["CP",19,"A1",0.39500000000000002,0,-3.2000000000000001E-2,-0.26800000000000002]
["CP",19,"A3",7.1999999999999995E-2,0,-6.0000000000000001E-3,-4.9000000000000002E-2]
["CP",19,"A4",0.22800000000000001,0,-1.7999999999999999E-2,-0.155]
["CP",19,"A6",0.70399999999999996,0,-5.6000000000000001E-2,-0.47899999999999998]
["CP",19,"A7",0.26,0,-2.1000000000000001E-2,-0.17699999999999999]
["CP",19,"A8",0.80700000000000005,0,-6.5000000000000002E-2,-0.54900000000000004]
["CP",19,"A9",0.13500000000000001,0,-1.0999999999999999E-2,-9.1999999999999998E-2]
["CP",19,"B1",1.1160000000000001,0,-8.8999999999999996E-2,-0.75900000000000001]
["CP",19,"B2",1.4330000000000001,0,-0.115,-0.97399999999999998]
["CP",19,"B3",0.36499999999999999,0,-2.9000000000000001E-2,-0.249]
["CP",19,"B4",0.38600000000000001,0,-3.1E-2,-0.26200000000000001]
["CP",19,"C1",0.14899999999999999,0,-1.2E-2,-0.10199999999999999]
["CP",19,"C2",0.29599999999999999,0,-2.4E-2,-0.20100000000000001]
["CP",19,"C3",0.17100000000000001,0,-1.4E-2,-0.11600000000000001]
["CP",19,"C4",0.22,0,-1.7999999999999999E-2,-0.15]
["CP",19,"C5",0.25700000000000001,0,-2.1000000000000001E-2,-0.17499999999999999]
["CP",19,"C6",0.09,0,-7.0000000000000001E-3,-6.0999999999999999E-2]
["CP",19,"C7",0.34200000000000003,0,-2.7E-2,-0.23300000000000001]
["CP",19,"D4",0.58499999999999996,0,-4.7E-2,-0.39800000000000002]
["CP",19,"D5",0.45200000000000001,0,-3.5999999999999997E-2,-0.308]
["CP",19,"D6",0.54600000000000004,0,-4.3999999999999997E-2,-0.371]
["CP",19,"E1",1.1499999999999999,0,-9.1999999999999998E-2,-0.78200000000000003]
["CP",19,"E7",0.38,0,-0.03,-0.25900000000000001]
["CP",19,"E8",0.26900000000000002,0,-2.1000000000000001E-2,-0.183]
["CP",19,"F6",3.1909999999999998,0,-0.255,-2.17]
["CP",19,"G1",0.66700000000000004,0,-5.2999999999999999E-2,-0.45400000000000001]
["CP",19,"G5",0.40699999999999997,0,-3.3000000000000002E-2,-0.27700000000000002]
["CP",19,"G6",0.79700000000000004,0,-6.4000000000000001E-2,-0.54200000000000004]
["CP",19,"G7",0.53,0,-4.2000000000000003E-2,-0.36]
["CP",19,"H1",0.17599999999999999,0,-1.4E-2,-0.12]
["CP",19,"H2",0.90600000000000003,0,-7.1999999999999995E-2,-0.61599999999999999]
["CP",19,"H6",1.262,0,-0.10100000000000001,-0.85799999999999998]
["CP",19,"J1",0.57499999999999996,0,-4.5999999999999999E-2,-0.39100000000000001]
["CP",19,"J3",1.2370000000000001,0,-9.9000000000000005E-2,-0.84099999999999997]
["CP",19,"J4",0.41499999999999998,0,-3.3000000000000002E-2,-0.28199999999999997]
["CP",19,"J5",0.95299999999999996,0,-7.5999999999999998E-2,-0.64800000000000002]
["CP",19,"J6",0.66900000000000004,0,-5.3999999999999999E-2,-0.45500000000000002]
["CP",19,"J7",0.60099999999999998,0,-4.8000000000000001E-2,-0.40899999999999997]
["CP",19,"J8",0.55000000000000004,0,-4.3999999999999997E-2,-0.374]
["CP",19,"K4",0.82699999999999996,0,-6.6000000000000003E-2,-0.56200000000000006]
["CP",19,"K5",0.55300000000000005,0,-4.3999999999999997E-2,-0.376]
["CP",19,"K6",0.49399999999999999,0,-0.04,-0.33600000000000002]
["CP",19,"L1",8.7999999999999995E-2,0,-7.0000000000000001E-3,-0.06]
["CP",19,"L2",0.999,0,-0.08,-0.67900000000000005]
["CP",19,"L3",1.8149999999999999,0,-0.14499999999999999,-1.234]
["CP",19,"L5",1.6830000000000001,0,-0.13500000000000001,-1.145]
["CP",19,"L7",0.78200000000000003,0,-6.3E-2,-0.53200000000000003]
["CP",19,"L8",0.59199999999999997,0,-4.7E-2,-0.40200000000000002]
["CP",19,"M4",0.373,0,-0.03,-0.254]
["CP",19,"M5",0.27,0,-2.1999999999999999E-2,-0.184]
["CP",19,"M6",0.151,0,-1.2E-2,-0.10199999999999999]
["CP",19,"M7",0.13100000000000001,0,-0.01,-8.8999999999999996E-2]
["CP",19,"M8",0.04,0,-3.0000000000000001E-3,-2.7E-2]
["CP",19,"N1",0.626,0,-0.05,-0.42599999999999999]
["CP",19,"N2",0.69399999999999995,0,-5.5E-2,-0.47199999999999998]
["CP",19,"N3",0.438,0,-3.5000000000000003E-2,-0.29799999999999999]
["CP",19,"N4",0.68799999999999994,0,-5.5E-2,-0.46800000000000003]
["CP",19,"N5",0.34799999999999998,0,-2.8000000000000001E-2,-0.23699999999999999]
["CP",19,"N6",0.11799999999999999,0,-8.9999999999999993E-3,-8.1000000000000003E-2]
["CP",19,"N7",0.17399999999999999,0,-1.4E-2,-0.11799999999999999]
["CP",19,"P1",1.1839999999999999,0,-9.5000000000000001E-2,-0.80500000000000005]
["CP",19,"P2",0.46,0,-3.6999999999999998E-2,-0.313]
["CP",19,"P3",1.502,0,-0.12,-1.0209999999999999]
["CP",19,"P4",0.17599999999999999,0,-1.4E-2,-0.12]
["CP",19,"P5",0.161,0,-1.2999999999999999E-2,-0.109]
["CP",19,"P6",0.51800000000000002,0,-4.1000000000000002E-2,-0.35299999999999998]
["CP",19,"P7",0.34200000000000003,0,-2.7E-2,-0.23300000000000001]
["CP",19,"P8",0.96599999999999997,0,-7.6999999999999999E-2,-0.65700000000000003]
["CP",19,"Q2",0.22500000000000001,0,-1.7999999999999999E-2,-0.153]
["CP",19,"Q4",1.08,0,-8.5999999999999993E-2,-0.73499999999999999]
["CP",19,"Q5",0.33200000000000002,0,-2.7E-2,-0.22600000000000001]
["CP",19,"Q6",0.26,0,-2.1000000000000001E-2,-0.17699999999999999]
["CP",19,"Q7",0.32800000000000001,0,-2.5999999999999999E-2,-0.223]
["CP",19,"Q8",0.28100000000000003,0,-2.3E-2,-0.191]
["CP",19,"R4",0.40200000000000002,0,-3.2000000000000001E-2,-0.27300000000000002]
["CP",19,"R5",0.20599999999999999,0,-1.7000000000000001E-2,-0.14000000000000001]
["CP",19,"R6",8.8999999999999996E-2,0,-7.0000000000000001E-3,-0.06]
["CP",19,"S1",1.264,0,-0.10100000000000001,-0.85899999999999999]
["CP",19,"S2",0.19700000000000001,0,-1.6E-2,-0.13400000000000001]
["CP",19,"S4",5.7000000000000002E-2,0,-5.0000000000000001E-3,-3.9E-2]
["CP",19,"S5",0.49399999999999999,0,-0.04,-0.33600000000000002]
["CP",19,"S6",0.06,0,-5.0000000000000001E-3,-4.1000000000000002E-2]
["CP",19,"S7",7.5999999999999998E-2,0,-6.0000000000000001E-3,-5.1999999999999998E-2]
["CP",19,"T1",0.34300000000000003,0,-2.7E-2,-0.23300000000000001]
["CP",19,"T2",0.315,0,-2.5000000000000001E-2,-0.214]
["CP",19,"T3",5.1999999999999998E-2,0,-4.0000000000000001E-3,-3.5999999999999997E-2]
["CP",19,"T4",0.438,0,-3.5000000000000003E-2,-0.29799999999999999]
["CP",19,"T5",9.1999999999999998E-2,0,-7.0000000000000001E-3,-6.2E-2]
["CP",20,"A1",0.72299999999999998,0,0,-0.54900000000000004]
["CP",20,"A3",0.13200000000000001,0,0,-0.1]
["CP",20,"A4",0.41699999999999998,0,0,-0.317]
["CP",20,"A6",1.2889999999999999,0,0,-0.98]
["CP",20,"A7",0.47699999999999998,0,0,-0.36199999999999999]
["CP",20,"A8",1.4790000000000001,0,0,-1.1240000000000001]
["CP",20,"A9",0.247,0,0,-0.187]
["CP",20,"B1",2.0430000000000001,0,0,-1.5529999999999999]
["CP",20,"B2",2.625,0,0,-1.9950000000000001]
["CP",20,"B3",0.66900000000000004,0,0,-0.50900000000000001]
["CP",20,"B4",0.70699999999999996,0,0,-0.53700000000000003]
["CP",20,"C1",0.27300000000000002,0,0,-0.20799999999999999]
["CP",20,"C2",0.54200000000000004,0,0,-0.41199999999999998]
["CP",20,"C3",0.313,0,0,-0.23799999999999999]
["CP",20,"C4",0.40300000000000002,0,0,-0.30599999999999999]
["CP",20,"C5",0.47099999999999997,0,0,-0.35799999999999998]
["CP",20,"C6",0.16400000000000001,0,0,-0.125]
["CP",20,"C7",0.626,0,0,-0.47599999999999998]
["CP",20,"D4",1.071,0,0,-0.81399999999999995]
["CP",20,"D5",0.82899999999999996,0,0,-0.63]
["CP",20,"D6",1.0009999999999999,0,0,-0.76]
["CP",20,"E1",2.1059999999999999,0,0,-1.601]
["CP",20,"E7",0.69699999999999995,0,0,-0.52900000000000003]
["CP",20,"E8",0.49199999999999999,0,0,-0.374]
["CP",20,"F6",5.8460000000000001,0,0,-4.4429999999999996]
["CP",20,"G1",1.222,0,0,-0.92900000000000005]
["CP",20,"G5",0.745,0,0,-0.56599999999999995]
["CP",20,"G6",1.4610000000000001,0,0,-1.1100000000000001]
["CP",20,"G7",0.97099999999999997,0,0,-0.73799999999999999]
["CP",20,"H1",0.32200000000000001,0,0,-0.245]
["CP",20,"H2",1.66,0,0,-1.2609999999999999]
["CP",20,"H6",2.3119999999999998,0,0,-1.7569999999999999]
["CP",20,"J1",1.0529999999999999,0,0,-0.80100000000000005]
["CP",20,"J3",2.266,0,0,-1.722]
["CP",20,"J4",0.76100000000000001,0,0,-0.57799999999999996]
["CP",20,"J5",1.7450000000000001,0,0,-1.3260000000000001]
["CP",20,"J6",1.226,0,0,-0.93200000000000005]
["CP",20,"J7",1.101,0,0,-0.83599999999999997]
["CP",20,"J8",1.0069999999999999,0,0,-0.76500000000000001]
["CP",20,"K4",1.5149999999999999,0,0,-1.151]
["CP",20,"K5",1.012,0,0,-0.76900000000000002]
["CP",20,"K6",0.90600000000000003,0,0,-0.68799999999999994]
["CP",20,"L1",0.16200000000000001,0,0,-0.123]
["CP",20,"L2",1.83,0,0,-1.391]
["CP",20,"L3",3.3239999999999998,0,0,-2.5259999999999998]
["CP",20,"L5",3.0840000000000001,0,0,-2.3439999999999999]
["CP",20,"L7",1.4319999999999999,0,0,-1.0880000000000001]
["CP",20,"L8",1.0840000000000001,0,0,-0.82399999999999995]
["CP",20,"M4",0.68300000000000005,0,0,-0.51900000000000002]
["CP",20,"M5",0.495,0,0,-0.376]
["CP",20,"M6",0.27600000000000002,0,0,-0.21]
["CP",20,"M7",0.24,0,0,-0.182]
["CP",20,"M8",7.2999999999999995E-2,0,0,-5.6000000000000001E-2]
["CP",20,"N1",1.147,0,0,-0.872]
["CP",20,"N2",1.27,0,0,-0.96499999999999997]
["CP",20,"N3",0.80200000000000005,0,0,-0.61]
["CP",20,"N4",1.2609999999999999,0,0,-0.95799999999999996]
["CP",20,"N5",0.63800000000000001,0,0,-0.48499999999999999]
["CP",20,"N6",0.217,0,0,-0.16500000000000001]
["CP",20,"N7",0.318,0,0,-0.24199999999999999]
["CP",20,"P1",2.1680000000000001,0,0,-1.6479999999999999]
["CP",20,"P2",0.84299999999999997,0,0,-0.64100000000000001]
["CP",20,"P3",2.7509999999999999,0,0,-2.09]
["CP",20,"P4",0.32300000000000001,0,0,-0.245]
["CP",20,"P5",0.29399999999999998,0,0,-0.224]
["CP",20,"P6",0.95,0,0,-0.72199999999999998]
["CP",20,"P7",0.627,0,0,-0.47699999999999998]
["CP",20,"P8",1.7689999999999999,0,0,-1.3440000000000001]
["CP",20,"Q2",0.41299999999999998,0,0,-0.314]
["CP",20,"Q4",1.9790000000000001,0,0,-1.504]
["CP",20,"Q5",0.60799999999999998,0,0,-0.46200000000000002]
["CP",20,"Q6",0.47599999999999998,0,0,-0.36099999999999999]
["CP",20,"Q7",0.60099999999999998,0,0,-0.45700000000000002]
["CP",20,"Q8",0.51600000000000001,0,0,-0.39200000000000002]
["CP",20,"R4",0.73599999999999999,0,0,-0.55900000000000005]
["CP",20,"R5",0.378,0,0,-0.28699999999999998]
["CP",20,"R6",0.16300000000000001,0,0,-0.124]
["CP",20,"S1",2.3149999999999999,0,0,-1.7589999999999999]
["CP",20,"S2",0.36,0,0,-0.27400000000000002]
["CP",20,"S4",0.105,0,0,-0.08]
["CP",20,"S5",0.90600000000000003,0,0,-0.68799999999999994]
["CP",20,"S6",0.109,0,0,-8.3000000000000004E-2]
["CP",20,"S7",0.13900000000000001,0,0,-0.106]
["CP",20,"T1",0.629,0,0,-0.47799999999999998]
["CP",20,"T2",0.57799999999999996,0,0,-0.439]
["CP",20,"T3",9.6000000000000002E-2,0,0,-7.2999999999999995E-2]
["CP",20,"T4",0.80200000000000005,0,0,-0.61]
["CP",20,"T5",0.16800000000000001,0,0,-0.127]
["CP",21,"A1",1.121,0,0,-0.85199999999999998]
["CP",21,"A3",0.20499999999999999,0,0,-0.156]
["CP",21,"A4",0.64600000000000002,0,0,-0.49099999999999999]
["CP",21,"A6",1.9990000000000001,0,0,-1.5189999999999999]
["CP",21,"A7",0.73899999999999999,0,0,-0.56200000000000006]
["CP",21,"A8",2.2930000000000001,0,0,-1.7430000000000001]
["CP",21,"A9",0.38200000000000001,0,0,-0.28999999999999998]
["CP",21,"B1",3.1680000000000001,0,0,-2.4079999999999999]
["CP",21,"B2",4.069,0,0,-3.0920000000000001]
["CP",21,"B3",1.038,0,0,-0.78900000000000003]
["CP",21,"B4",1.0960000000000001,0,0,-0.83299999999999996]
["CP",21,"C1",0.42399999999999999,0,0,-0.32200000000000001]
["CP",21,"C2",0.84,0,0,-0.63800000000000001]
["CP",21,"C3",0.48599999999999999,0,0,-0.36899999999999999]
["CP",21,"C4",0.625,0,0,-0.47499999999999998]
["CP",21,"C5",0.73,0,0,-0.55500000000000005]
["CP",21,"C6",0.254,0,0,-0.193]
["CP",21,"C7",0.97099999999999997,0,0,-0.73799999999999999]
["CP",21,"D4",1.661,0,0,-1.262]
["CP",21,"D5",1.2849999999999999,0,0,-0.97599999999999998]
["CP",21,"D6",1.5509999999999999,0,0,-1.179]
["CP",21,"E1",3.266,0,0,-2.4820000000000002]
["CP",21,"E7",1.08,0,0,-0.82099999999999995]
["CP",21,"E8",0.76300000000000001,0,0,-0.57999999999999996]
["CP",21,"F6",9.0619999999999994,0,0,-6.8869999999999996]
["CP",21,"G1",1.8939999999999999,0,0,-1.44]
["CP",21,"G5",1.155,0,0,-0.878]
["CP",21,"G6",2.2639999999999998,0,0,-1.7210000000000001]
["CP",21,"G7",1.5049999999999999,0,0,-1.1439999999999999]
["CP",21,"H1",0.5,0,0,-0.38]
["CP",21,"H2",2.573,0,0,-1.956]
["CP",21,"H6",3.585,0,0,-2.7240000000000002]
["CP",21,"J1",1.633,0,0,-1.2410000000000001]
["CP",21,"J3",3.5129999999999999,0,0,-2.67]
["CP",21,"J4",1.179,0,0,-0.89600000000000002]
["CP",21,"J5",2.7050000000000001,0,0,-2.056]
["CP",21,"J6",1.901,0,0,-1.4450000000000001]
["CP",21,"J7",1.706,0,0,-1.2969999999999999]
["CP",21,"J8",1.5609999999999999,0,0,-1.1870000000000001]
["CP",21,"K4",2.3479999999999999,0,0,-1.7849999999999999]
["CP",21,"K5",1.569,0,0,-1.1930000000000001]
["CP",21,"K6",1.4039999999999999,0,0,-1.0669999999999999]
["CP",21,"L1",0.251,0,0,-0.191]
["CP",21,"L2",2.8370000000000002,0,0,-2.1560000000000001]
["CP",21,"L3",5.1529999999999996,0,0,-3.9159999999999999]
["CP",21,"L5",4.78,0,0,-3.633]
["CP",21,"L7",2.2200000000000002,0,0,-1.6870000000000001]
["CP",21,"L8",1.68,0,0,-1.2769999999999999]
["CP",21,"M4",1.0589999999999999,0,0,-0.80500000000000005]
["CP",21,"M5",0.76800000000000002,0,0,-0.58299999999999996]
["CP",21,"M6",0.42799999999999999,0,0,-0.32500000000000001]
["CP",21,"M7",0.371,0,0,-0.28199999999999997]
["CP",21,"M8",0.113,0,0,-8.5999999999999993E-2]
["CP",21,"N1",1.778,0,0,-1.351]
["CP",21,"N2",1.9690000000000001,0,0,-1.4970000000000001]
["CP",21,"N3",1.244,0,0,-0.94499999999999995]
["CP",21,"N4",1.954,0,0,-1.4850000000000001]
["CP",21,"N5",0.98899999999999999,0,0,-0.752]
["CP",21,"N6",0.33600000000000002,0,0,-0.25600000000000001]
["CP",21,"N7",0.49299999999999999,0,0,-0.375]
["CP",21,"P1",3.3610000000000002,0,0,-2.5550000000000002]
["CP",21,"P2",1.3069999999999999,0,0,-0.99299999999999999]
["CP",21,"P3",4.2640000000000002,0,0,-3.2410000000000001]
["CP",21,"P4",0.5,0,0,-0.38]
["CP",21,"P5",0.45600000000000002,0,0,-0.34699999999999998]
["CP",21,"P6",1.472,0,0,-1.119]
["CP",21,"P7",0.97199999999999998,0,0,-0.73899999999999999]
["CP",21,"P8",2.742,0,0,-2.0840000000000001]
["CP",21,"Q2",0.64,0,0,-0.48599999999999999]
["CP",21,"Q4",3.0680000000000001,0,0,-2.3319999999999999]
["CP",21,"Q5",0.94199999999999995,0,0,-0.71599999999999997]
["CP",21,"Q6",0.73699999999999999,0,0,-0.56000000000000005]
["CP",21,"Q7",0.93100000000000005,0,0,-0.70799999999999996]
["CP",21,"Q8",0.79900000000000004,0,0,-0.60699999999999998]
["CP",21,"R4",1.141,0,0,-0.86699999999999999]
["CP",21,"R5",0.58599999999999997,0,0,-0.44600000000000001]
["CP",21,"R6",0.253,0,0,-0.192]
["CP",21,"S1",3.589,0,0,-2.7280000000000002]
["CP",21,"S2",0.55800000000000005,0,0,-0.42399999999999999]
["CP",21,"S4",0.16300000000000001,0,0,-0.124]
["CP",21,"S5",1.4039999999999999,0,0,-1.0669999999999999]
["CP",21,"S6",0.16900000000000001,0,0,-0.129]
["CP",21,"S7",0.216,0,0,-0.16400000000000001]
["CP",21,"T1",0.97499999999999998,0,0,-0.74099999999999999]
["CP",21,"T2",0.89600000000000002,0,0,-0.68100000000000005]
["CP",21,"T3",0.14899999999999999,0,0,-0.113]
["CP",21,"T4",1.2430000000000001,0,0,-0.94499999999999995]
["CP",21,"T5",0.26,0,0,-0.19800000000000001]
["CP",22,"A1",1.5840000000000001,0,0,-1.2030000000000001]
["CP",22,"A3",0.28899999999999998,0,0,-0.22]
["CP",22,"A4",0.91300000000000003,0,0,-0.69399999999999995]
["CP",22,"A6",2.8250000000000002,0,0,-2.1469999999999998]
["CP",22,"A7",1.044,0,0,-0.79400000000000004]
["CP",22,"A8",3.24,0,0,-2.4620000000000002]
["CP",22,"A9",0.54,0,0,-0.41]
["CP",22,"B1",4.4770000000000003,0,0,-3.4020000000000001]
["CP",22,"B2",5.75,0,0,-4.37]
["CP",22,"B3",1.466,0,0,-1.115]
["CP",22,"B4",1.5489999999999999,0,0,-1.177]
["CP",22,"C1",0.59899999999999998,0,0,-0.45500000000000002]
["CP",22,"C2",1.1870000000000001,0,0,-0.90200000000000002]
["CP",22,"C3",0.68600000000000005,0,0,-0.52100000000000002]
["CP",22,"C4",0.88300000000000001,0,0,-0.67100000000000004]
["CP",22,"C5",1.0309999999999999,0,0,-0.78400000000000003]
["CP",22,"C6",0.35899999999999999,0,0,-0.27300000000000002]
["CP",22,"C7",1.3720000000000001,0,0,-1.0429999999999999]
["CP",22,"D4",2.347,0,0,-1.784]
["CP",22,"D5",1.8149999999999999,0,0,-1.38]
["CP",22,"D6",2.1920000000000002,0,0,-1.6659999999999999]
["CP",22,"E1",4.6150000000000002,0,0,-3.5070000000000001]
["CP",22,"E7",1.526,0,0,-1.1599999999999999]
["CP",22,"E8",1.0780000000000001,0,0,-0.81899999999999995]
["CP",22,"F6",12.805999999999999,0,0,-9.7330000000000005]
["CP",22,"G1",2.677,0,0,-2.0339999999999998]
["CP",22,"G5",1.6319999999999999,0,0,-1.24]
["CP",22,"G6",3.2,0,0,-2.4319999999999999]
["CP",22,"G7",2.1269999999999998,0,0,-1.617]
["CP",22,"H1",0.70599999999999996,0,0,-0.53700000000000003]
["CP",22,"H2",3.6360000000000001,0,0,-2.7629999999999999]
["CP",22,"H6",5.0659999999999998,0,0,-3.85]
["CP",22,"J1",2.3079999999999998,0,0,-1.754]
["CP",22,"J3",4.9649999999999999,0,0,-3.7730000000000001]
["CP",22,"J4",1.667,0,0,-1.2669999999999999]
["CP",22,"J5",3.823,0,0,-2.9049999999999998]
["CP",22,"J6",2.6859999999999999,0,0,-2.0419999999999998]
["CP",22,"J7",2.411,0,0,-1.833]
["CP",22,"J8",2.206,0,0,-1.677]
["CP",22,"K4",3.319,0,0,-2.5219999999999998]
["CP",22,"K5",2.2170000000000001,0,0,-1.6850000000000001]
["CP",22,"K6",1.984,0,0,-1.508]
["CP",22,"L1",0.35499999999999998,0,0,-0.27]
["CP",22,"L2",4.0090000000000003,0,0,-3.0470000000000002]
["CP",22,"L3",7.282,0,0,-5.5339999999999998]
["CP",22,"L5",6.7549999999999999,0,0,-5.1340000000000003]
["CP",22,"L7",3.137,0,0,-2.3839999999999999]
["CP",22,"L8",2.3740000000000001,0,0,-1.804]
["CP",22,"M4",1.496,0,0,-1.137]
["CP",22,"M5",1.085,0,0,-0.82399999999999995]
["CP",22,"M6",0.60399999999999998,0,0,-0.45900000000000002]
["CP",22,"M7",0.52500000000000002,0,0,-0.39900000000000002]
["CP",22,"M8",0.16,0,0,-0.122]
["CP",22,"N1",2.5129999999999999,0,0,-1.91]
["CP",22,"N2",2.7829999999999999,0,0,-2.1150000000000002]
["CP",22,"N3",1.7569999999999999,0,0,-1.3360000000000001]
["CP",22,"N4",2.762,0,0,-2.0990000000000002]
["CP",22,"N5",1.3979999999999999,0,0,-1.0620000000000001]
["CP",22,"N6",0.47499999999999998,0,0,-0.36099999999999999]
["CP",22,"N7",0.69699999999999995,0,0,-0.53]
["CP",22,"P1",4.75,0,0,-3.61]
["CP",22,"P2",1.847,0,0,-1.4039999999999999]
["CP",22,"P3",6.0259999999999998,0,0,-4.58]
["CP",22,"P4",0.70699999999999996,0,0,-0.53700000000000003]
["CP",22,"P5",0.64400000000000002,0,0,-0.49]
["CP",22,"P6",2.081,0,0,-1.581]
["CP",22,"P7",1.3740000000000001,0,0,-1.044]
["CP",22,"P8",3.875,0,0,-2.9449999999999998]
["CP",22,"Q2",0.90400000000000003,0,0,-0.68700000000000006]
["CP",22,"Q4",4.3360000000000003,0,0,-3.2949999999999999]
["CP",22,"Q5",1.331,0,0,-1.012]
["CP",22,"Q6",1.042,0,0,-0.79200000000000004]
["CP",22,"Q7",1.3160000000000001,0,0,-1]
["CP",22,"Q8",1.129,0,0,-0.85799999999999998]
["CP",22,"R4",1.6120000000000001,0,0,-1.2250000000000001]
["CP",22,"R5",0.82799999999999996,0,0,-0.63]
["CP",22,"R6",0.35699999999999998,0,0,-0.27100000000000002]
["CP",22,"S1",5.0720000000000001,0,0,-3.8540000000000001]
["CP",22,"S2",0.78900000000000003,0,0,-0.6]
["CP",22,"S4",0.23100000000000001,0,0,-0.17499999999999999]
["CP",22,"S5",1.984,0,0,-1.508]
["CP",22,"S6",0.23899999999999999,0,0,-0.182]
["CP",22,"S7",0.30499999999999999,0,0,-0.23200000000000001]
["CP",22,"T1",1.377,0,0,-1.0469999999999999]
["CP",22,"T2",1.266,0,0,-0.96199999999999997]
["CP",22,"T3",0.21,0,0,-0.16]
["CP",22,"T4",1.7569999999999999,0,0,-1.335]
["CP",22,"T5",0.36699999999999999,0,0,-0.27900000000000003]
["CP",23,"A1",2.1019999999999999,0,0,-1.5980000000000001]
["CP",23,"A3",0.38400000000000001,0,0,-0.29199999999999998]
["CP",23,"A4",1.2130000000000001,0,0,-0.92200000000000004]
["CP",23,"A6",3.75,0,0,-2.85]
["CP",23,"A7",1.387,0,0,-1.054]
["CP",23,"A8",4.3019999999999996,0,0,-3.2690000000000001]
["CP",23,"A9",0.71699999999999997,0,0,-0.54500000000000004]
["CP",23,"B1",5.9429999999999996,0,0,-4.5170000000000003]
["CP",23,"B2",7.6340000000000003,0,0,-5.8019999999999996]
["CP",23,"B3",1.9470000000000001,0,0,-1.48]
["CP",23,"B4",2.056,0,0,-1.5629999999999999]
["CP",23,"C1",0.79500000000000004,0,0,-0.60499999999999998]
["CP",23,"C2",1.5760000000000001,0,0,-1.1970000000000001]
["CP",23,"C3",0.91100000000000003,0,0,-0.69199999999999995]
["CP",23,"C4",1.1719999999999999,0,0,-0.89100000000000001]
["CP",23,"C5",1.369,0,0,-1.0409999999999999]
["CP",23,"C6",0.47699999999999998,0,0,-0.36199999999999999]
["CP",23,"C7",1.8220000000000001,0,0,-1.385]
["CP",23,"D4",3.1160000000000001,0,0,-2.3679999999999999]
["CP",23,"D5",2.41,0,0,-1.8320000000000001]
["CP",23,"D6",2.91,0,0,-2.2120000000000002]
["CP",23,"E1",6.1269999999999998,0,0,-4.6559999999999997]
["CP",23,"E7",2.0259999999999998,0,0,-1.54]
["CP",23,"E8",1.431,0,0,-1.087]
["CP",23,"F6",17.001999999999999,0,0,-12.922000000000001]
["CP",23,"G1",3.5539999999999998,0,0,-2.7010000000000001]
["CP",23,"G5",2.1669999999999998,0,0,-1.647]
["CP",23,"G6",4.2480000000000002,0,0,-3.2290000000000001]
["CP",23,"G7",2.8239999999999998,0,0,-2.1459999999999999]
["CP",23,"H1",0.93700000000000006,0,0,-0.71199999999999997]
["CP",23,"H2",4.827,0,0,-3.669]
["CP",23,"H6",6.7249999999999996,0,0,-5.1109999999999998]
["CP",23,"J1",3.0640000000000001,0,0,-2.3290000000000002]
["CP",23,"J3",6.5910000000000002,0,0,-5.0090000000000003]
["CP",23,"J4",2.2130000000000001,0,0,-1.6819999999999999]
["CP",23,"J5",5.0759999999999996,0,0,-3.8570000000000002]
["CP",23,"J6",3.5659999999999998,0,0,-2.71]
["CP",23,"J7",3.2010000000000001,0,0,-2.4329999999999998]
["CP",23,"J8",2.9289999999999998,0,0,-2.226]
["CP",23,"K4",4.4059999999999997,0,0,-3.3490000000000002]
["CP",23,"K5",2.944,0,0,-2.2370000000000001]
["CP",23,"K6",2.6339999999999999,0,0,-2.0019999999999998]
["CP",23,"L1",0.47099999999999997,0,0,-0.35799999999999998]
["CP",23,"L2",5.3230000000000004,0,0,-4.0460000000000003]
["CP",23,"L3",9.6679999999999993,0,0,-7.3479999999999999]
["CP",23,"L5",8.9689999999999994,0,0,-6.8159999999999998]
["CP",23,"L7",4.165,0,0,-3.165]
["CP",23,"L8",3.1520000000000001,0,0,-2.395]
["CP",23,"M4",1.986,0,0,-1.51]
["CP",23,"M5",1.44,0,0,-1.095]
["CP",23,"M6",0.80200000000000005,0,0,-0.61]
["CP",23,"M7",0.69699999999999995,0,0,-0.53]
["CP",23,"M8",0.21299999999999999,0,0,-0.16200000000000001]
["CP",23,"N1",3.3359999999999999,0,0,-2.5350000000000001]
["CP",23,"N2",3.6949999999999998,0,0,-2.8079999999999998]
["CP",23,"N3",2.3330000000000002,0,0,-1.7729999999999999]
["CP",23,"N4",3.6669999999999998,0,0,-2.7869999999999999]
["CP",23,"N5",1.855,0,0,-1.41]
["CP",23,"N6",0.63100000000000001,0,0,-0.48]
["CP",23,"N7",0.92600000000000005,0,0,-0.70399999999999996]
["CP",23,"P1",6.306,0,0,-4.7930000000000001]
["CP",23,"P2",2.452,0,0,-1.863]
["CP",23,"P3",8,0,0,-6.08]
["CP",23,"P4",0.93799999999999994,0,0,-0.71299999999999997]
["CP",23,"P5",0.85599999999999998,0,0,-0.65]
["CP",23,"P6",2.762,0,0,-2.0990000000000002]
["CP",23,"P7",1.8240000000000001,0,0,-1.3859999999999999]
["CP",23,"P8",5.1449999999999996,0,0,-3.91]
["CP",23,"Q2",1.2,0,0,-0.91200000000000003]
["CP",23,"Q4",5.7560000000000002,0,0,-4.375]
["CP",23,"Q5",1.768,0,0,-1.343]
["CP",23,"Q6",1.383,0,0,-1.0509999999999999]
["CP",23,"Q7",1.7470000000000001,0,0,-1.3280000000000001]
["CP",23,"Q8",1.5,0,0,-1.1399999999999999]
["CP",23,"R4",2.14,0,0,-1.627]
["CP",23,"R5",1.1000000000000001,0,0,-0.83599999999999997]
["CP",23,"R6",0.47399999999999998,0,0,-0.36]
["CP",23,"S1",6.7329999999999997,0,0,-5.117]
["CP",23,"S2",1.048,0,0,-0.79600000000000004]
["CP",23,"S4",0.30599999999999999,0,0,-0.23300000000000001]
["CP",23,"S5",2.6339999999999999,0,0,-2.0019999999999998]
["CP",23,"S6",0.317,0,0,-0.24099999999999999]
["CP",23,"S7",0.40600000000000003,0,0,-0.308]
["CP",23,"T1",1.8280000000000001,0,0,-1.39]
["CP",23,"T2",1.68,0,0,-1.2769999999999999]
["CP",23,"T3",0.27900000000000003,0,0,-0.21199999999999999]
["CP",23,"T4",2.3330000000000002,0,0,-1.7729999999999999]
["CP",23,"T5",0.48799999999999999,0,0,-0.371]
["CP",24,"A1",2.72,0,0,-2.0670000000000002]
["CP",24,"A3",0.497,0,0,-0.378]
["CP",24,"A4",1.569,0,0,-1.1919999999999999]
["CP",24,"A6",4.851,0,0,-3.6869999999999998]
["CP",24,"A7",1.794,0,0,-1.363]
["CP",24,"A8",5.5650000000000004,0,0,-4.2290000000000001]
["CP",24,"A9",0.92800000000000005,0,0,-0.70499999999999996]
["CP",24,"B1",7.6890000000000001,0,0,-5.8440000000000003]
["CP",24,"B2",9.8759999999999994,0,0,-7.5060000000000002]
["CP",24,"B3",2.5190000000000001,0,0,-1.9139999999999999]
["CP",24,"B4",2.661,0,0,-2.0219999999999998]
["CP",24,"C1",1.0289999999999999,0,0,-0.78200000000000003]
["CP",24,"C2",2.0379999999999998,0,0,-1.5489999999999999]
["CP",24,"C3",1.1779999999999999,0,0,-0.89600000000000002]
["CP",24,"C4",1.5169999999999999,0,0,-1.153]
["CP",24,"C5",1.772,0,0,-1.3460000000000001]
["CP",24,"C6",0.61699999999999999,0,0,-0.46899999999999997]
["CP",24,"C7",2.3570000000000002,0,0,-1.792]
["CP",24,"D4",4.032,0,0,-3.0640000000000001]
["CP",24,"D5",3.1179999999999999,0,0,-2.37]
["CP",24,"D6",3.7650000000000001,0,0,-2.8610000000000002]
["CP",24,"E1",7.9269999999999996,0,0,-6.024]
["CP",24,"E7",2.621,0,0,-1.992]
["CP",24,"E8",1.851,0,0,-1.407]
["CP",24,"F6",21.995999999999999,0,0,-16.716999999999999]
["CP",24,"G1",4.5979999999999999,0,0,-3.4940000000000002]
["CP",24,"G5",2.8029999999999999,0,0,-2.1309999999999998]
["CP",24,"G6",5.4960000000000004,0,0,-4.1769999999999996]
["CP",24,"G7",3.6539999999999999,0,0,-2.7770000000000001]
["CP",24,"H1",1.2130000000000001,0,0,-0.92200000000000004]
["CP",24,"H2",6.2450000000000001,0,0,-4.7469999999999999]
["CP",24,"H6",8.7010000000000005,0,0,-6.6120000000000001]
["CP",24,"J1",3.964,0,0,-3.0129999999999999]
["CP",24,"J3",8.5269999999999992,0,0,-6.4809999999999999]
["CP",24,"J4",2.863,0,0,-2.1760000000000002]
["CP",24,"J5",6.5659999999999998,0,0,-4.99]
["CP",24,"J6",4.6139999999999999,0,0,-3.5070000000000001]
["CP",24,"J7",4.1420000000000003,0,0,-3.1480000000000001]
["CP",24,"J8",3.79,0,0,-2.88]
["CP",24,"K4",5.7,0,0,-4.3319999999999999]
["CP",24,"K5",3.8090000000000002,0,0,-2.8940000000000001]
["CP",24,"K6",3.4079999999999999,0,0,-2.59]
["CP",24,"L1",0.61,0,0,-0.46300000000000002]
["CP",24,"L2",6.8869999999999996,0,0,-5.234]
["CP",24,"L3",12.507999999999999,0,0,-9.5060000000000002]
["CP",24,"L5",11.603,0,0,-8.8179999999999996]
["CP",24,"L7",5.3879999999999999,0,0,-4.0949999999999998]
["CP",24,"L8",4.0780000000000003,0,0,-3.0990000000000002]
["CP",24,"M4",2.57,0,0,-1.9530000000000001]
["CP",24,"M5",1.863,0,0,-1.4159999999999999]
["CP",24,"M6",1.038,0,0,-0.78900000000000003]
["CP",24,"M7",0.90100000000000002,0,0,-0.68500000000000005]
["CP",24,"M8",0.27500000000000002,0,0,-0.20899999999999999]
["CP",24,"N1",4.3159999999999998,0,0,-3.28]
["CP",24,"N2",4.78,0,0,-3.633]
["CP",24,"N3",3.0190000000000001,0,0,-2.294]
["CP",24,"N4",4.7439999999999998,0,0,-3.605]
["CP",24,"N5",2.4,0,0,-1.8240000000000001]
["CP",24,"N6",0.81699999999999995,0,0,-0.621]
["CP",24,"N7",1.198,0,0,-0.91]
["CP",24,"P1",8.1590000000000007,0,0,-6.2009999999999996]
["CP",24,"P2",3.1720000000000002,0,0,-2.411]
["CP",24,"P3",10.35,0,0,-7.8659999999999997]
["CP",24,"P4",1.214,0,0,-0.92300000000000004]
["CP",24,"P5",1.107,0,0,-0.84099999999999997]
["CP",24,"P6",3.5739999999999998,0,0,-2.7160000000000002]
["CP",24,"P7",2.36,0,0,-1.7929999999999999]
["CP",24,"P8",6.6559999999999997,0,0,-5.0590000000000002]
["CP",24,"Q2",1.552,0,0,-1.18]
["CP",24,"Q4",7.4470000000000001,0,0,-5.66]
["CP",24,"Q5",2.2869999999999999,0,0,-1.738]
["CP",24,"Q6",1.79,0,0,-1.36]
["CP",24,"Q7",2.2599999999999998,0,0,-1.718]
["CP",24,"Q8",1.94,0,0,-1.474]
["CP",24,"R4",2.7690000000000001,0,0,-2.1040000000000001]
["CP",24,"R5",1.423,0,0,-1.081]
["CP",24,"R6",0.61299999999999999,0,0,-0.46600000000000003]
["CP",24,"S1",8.7110000000000003,0,0,-6.62]
["CP",24,"S2",1.355,0,0,-1.03]
["CP",24,"S4",0.39600000000000002,0,0,-0.30099999999999999]
["CP",24,"S5",3.4079999999999999,0,0,-2.59]
["CP",24,"S6",0.41099999999999998,0,0,-0.312]
["CP",24,"S7",0.52500000000000002,0,0,-0.39900000000000002]
["CP",24,"T1",2.3660000000000001,0,0,-1.798]
["CP",24,"T2",2.1739999999999999,0,0,-1.6519999999999999]
["CP",24,"T3",0.36099999999999999,0,0,-0.27400000000000002]
["CP",24,"T4",3.0179999999999998,0,0,-2.294]
["CP",24,"T5",0.63100000000000001,0,0,-0.48]
["CP",25,"A1",3.4430000000000001,0,0,-2.617]
["CP",25,"A3",0.629,0,0,-0.47799999999999998]
["CP",25,"A4",1.986,0,0,-1.51]
["CP",25,"A6",6.141,0,0,-4.6669999999999998]
["CP",25,"A7",2.2709999999999999,0,0,-1.726]
["CP",25,"A8",7.0449999999999999,0,0,-5.3540000000000001]
["CP",25,"A9",1.1739999999999999,0,0,-0.89300000000000002]
["CP",25,"B1",9.734,0,0,-7.3979999999999997]
["CP",25,"B2",12.502000000000001,0,0,-9.5020000000000007]
["CP",25,"B3",3.1890000000000001,0,0,-2.423]
["CP",25,"B4",3.3679999999999999,0,0,-2.56]
["CP",25,"C1",1.3029999999999999,0,0,-0.99]
["CP",25,"C2",2.58,0,0,-1.9610000000000001]
["CP",25,"C3",1.492,0,0,-1.1339999999999999]
["CP",25,"C4",1.92,0,0,-1.4590000000000001]
["CP",25,"C5",2.2429999999999999,0,0,-1.704]
["CP",25,"C6",0.78100000000000003,0,0,-0.59399999999999997]
["CP",25,"C7",2.984,0,0,-2.2679999999999998]
["CP",25,"D4",5.1040000000000001,0,0,-3.879]
["CP",25,"D5",3.9470000000000001,0,0,-3]
["CP",25,"D6",4.766,0,0,-3.6219999999999999]
["CP",25,"E1",10.034000000000001,0,0,-7.6260000000000003]
["CP",25,"E7",3.3180000000000001,0,0,-2.5219999999999998]
["CP",25,"E8",2.343,0,0,-1.7809999999999999]
["CP",25,"F6",27.844999999999999,0,0,-21.161999999999999]
["CP",25,"G1",5.82,0,0,-4.423]
["CP",25,"G5",3.5489999999999999,0,0,-2.6970000000000001]
["CP",25,"G6",6.9569999999999999,0,0,-5.2880000000000003]
["CP",25,"G7",4.625,0,0,-3.5150000000000001]
["CP",25,"H1",1.5349999999999999,0,0,-1.167]
["CP",25,"H2",7.9059999999999997,0,0,-6.0090000000000003]
["CP",25,"H6",11.013999999999999,0,0,-8.3710000000000004]
["CP",25,"J1",5.0179999999999998,0,0,-3.8140000000000001]
["CP",25,"J3",10.795,0,0,-8.2040000000000006]
["CP",25,"J4",3.6240000000000001,0,0,-2.754]
["CP",25,"J5",8.3119999999999994,0,0,-6.3170000000000002]
["CP",25,"J6",5.8410000000000002,0,0,-4.4390000000000001]
["CP",25,"J7",5.2430000000000003,0,0,-3.9849999999999999]
["CP",25,"J8",4.7969999999999997,0,0,-3.6459999999999999]
["CP",25,"K4",7.2160000000000002,0,0,-5.484]
["CP",25,"K5",4.8209999999999997,0,0,-3.6640000000000001]
["CP",25,"K6",4.3140000000000001,0,0,-3.278]
["CP",25,"L1",0.77200000000000002,0,0,-0.58699999999999997]
["CP",25,"L2",8.718,0,0,-6.625]
["CP",25,"L3",15.833,0,0,-12.032999999999999]
["CP",25,"L5",14.688000000000001,0,0,-11.163]
["CP",25,"L7",6.8209999999999997,0,0,-5.1840000000000002]
["CP",25,"L8",5.1619999999999999,0,0,-3.923]
["CP",25,"M4",3.2530000000000001,0,0,-2.472]
["CP",25,"M5",2.359,0,0,-1.7929999999999999]
["CP",25,"M6",1.3140000000000001,0,0,-0.998]
["CP",25,"M7",1.141,0,0,-0.86699999999999999]
["CP",25,"M8",0.34799999999999998,0,0,-0.26500000000000001]
["CP",25,"N1",5.4630000000000001,0,0,-4.1520000000000001]
["CP",25,"N2",6.0510000000000002,0,0,-4.5990000000000002]
["CP",25,"N3",3.8210000000000002,0,0,-2.9039999999999999]
["CP",25,"N4",6.0049999999999999,0,0,-4.5640000000000001]
["CP",25,"N5",3.0390000000000001,0,0,-2.3090000000000002]
["CP",25,"N6",1.034,0,0,-0.78600000000000003]
["CP",25,"N7",1.516,0,0,-1.1519999999999999]
["CP",25,"P1",10.327999999999999,0,0,-7.8490000000000002]
["CP",25,"P2",4.0149999999999997,0,0,-3.052]
["CP",25,"P3",13.102,0,0,-9.9580000000000002]
["CP",25,"P4",1.5369999999999999,0,0,-1.1679999999999999]
["CP",25,"P5",1.401,0,0,-1.0649999999999999]
["CP",25,"P6",4.524,0,0,-3.4380000000000002]
["CP",25,"P7",2.9870000000000001,0,0,-2.27]
["CP",25,"P8",8.4260000000000002,0,0,-6.4029999999999996]
["CP",25,"Q2",1.9650000000000001,0,0,-1.4930000000000001]
["CP",25,"Q4",9.4269999999999996,0,0,-7.1639999999999997]
["CP",25,"Q5",2.895,0,0,-2.2000000000000002]
["CP",25,"Q6",2.266,0,0,-1.722]
["CP",25,"Q7",2.8610000000000002,0,0,-2.1749999999999998]
["CP",25,"Q8",2.456,0,0,-1.8660000000000001]
["CP",25,"R4",3.5049999999999999,0,0,-2.6640000000000001]
["CP",25,"R5",1.8009999999999999,0,0,-1.369]
["CP",25,"R6",0.77600000000000002,0,0,-0.59]
["CP",25,"S1",11.026999999999999,0,0,-8.3810000000000002]
["CP",25,"S2",1.716,0,0,-1.304]
["CP",25,"S4",0.501,0,0,-0.38100000000000001]
["CP",25,"S5",4.3140000000000001,0,0,-3.278]
["CP",25,"S6",0.52,0,0,-0.39500000000000002]
["CP",25,"S7",0.66400000000000003,0,0,-0.505]
["CP",25,"T1",2.9950000000000001,0,0,-2.2759999999999998]
["CP",25,"T2",2.7519999999999998,0,0,-2.0920000000000001]
["CP",25,"T3",0.45700000000000002,0,0,-0.34699999999999998]
["CP",25,"T4",3.82,0,0,-2.903]
["CP",25,"T5",0.79900000000000004,0,0,-0.60699999999999998]
["CP",26,"A1",4.1509999999999998,0,0,-3.1539999999999999]
["CP",26,"A3",0.75800000000000001,0,0,-0.57599999999999996]
["CP",26,"A4",2.3940000000000001,0,0,-1.82]
["CP",26,"A6",7.4029999999999996,0,0,-5.6269999999999998]
["CP",26,"A7",2.7370000000000001,0,0,-2.08]
["CP",26,"A8",8.4920000000000009,0,0,-6.4539999999999997]
["CP",26,"A9",1.4159999999999999,0,0,-1.0760000000000001]
["CP",26,"B1",11.734,0,0,-8.9179999999999993]
["CP",26,"B2",15.071,0,0,-11.454000000000001]
["CP",26,"B3",3.8439999999999999,0,0,-2.9209999999999998]
["CP",26,"B4",4.0599999999999996,0,0,-3.0859999999999999]
["CP",26,"C1",1.57,0,0,-1.1930000000000001]
["CP",26,"C2",3.1110000000000002,0,0,-2.3639999999999999]
["CP",26,"C3",1.798,0,0,-1.367]
["CP",26,"C4",2.3149999999999999,0,0,-1.7589999999999999]
["CP",26,"C5",2.7040000000000002,0,0,-2.0550000000000002]
["CP",26,"C6",0.94199999999999995,0,0,-0.71599999999999997]
["CP",26,"C7",3.597,0,0,-2.734]
["CP",26,"D4",6.1529999999999996,0,0,-4.6760000000000002]
["CP",26,"D5",4.758,0,0,-3.6160000000000001]
["CP",26,"D6",5.7450000000000001,0,0,-4.3659999999999997]
["CP",26,"E1",12.096,0,0,-9.1929999999999996]
["CP",26,"E7",4,0,0,-3.04]
["CP",26,"E8",2.8239999999999998,0,0,-2.1459999999999999]
["CP",26,"F6",33.567,0,0,-25.510999999999999]
["CP",26,"G1",7.016,0,0,-5.3319999999999999]
["CP",26,"G5",4.2779999999999996,0,0,-3.2509999999999999]
["CP",26,"G6",8.3870000000000005,0,0,-6.3739999999999997]
["CP",26,"G7",5.5759999999999996,0,0,-4.2380000000000004]
["CP",26,"H1",1.851,0,0,-1.4059999999999999]
["CP",26,"H2",9.5310000000000006,0,0,-7.2430000000000003]
["CP",26,"H6",13.276999999999999,0,0,-10.090999999999999]
["CP",26,"J1",6.0490000000000004,0,0,-4.5979999999999999]
["CP",26,"J3",13.013,0,0,-9.89]
["CP",26,"J4",4.3680000000000003,0,0,-3.32]
["CP",26,"J5",10.02,0,0,-7.6150000000000002]
["CP",26,"J6",7.0410000000000004,0,0,-5.351]
["CP",26,"J7",6.32,0,0,-4.8029999999999999]
["CP",26,"J8",5.7830000000000004,0,0,-4.3949999999999996]
["CP",26,"K4",8.6989999999999998,0,0,-6.6109999999999998]
["CP",26,"K5",5.8120000000000003,0,0,-4.4169999999999998]
["CP",26,"K6",5.2,0,0,-3.952]
["CP",26,"L1",0.93,0,0,-0.70699999999999996]
["CP",26,"L2",10.509,0,0,-7.9870000000000001]
["CP",26,"L3",19.087,0,0,-14.506]
["CP",26,"L5",17.707000000000001,0,0,-13.457000000000001]
["CP",26,"L7",8.2219999999999995,0,0,-6.2489999999999997]
["CP",26,"L8",6.2220000000000004,0,0,-4.7290000000000001]
["CP",26,"M4",3.9220000000000002,0,0,-2.98]
["CP",26,"M5",2.843,0,0,-2.161]
["CP",26,"M6",1.583,0,0,-1.2030000000000001]
["CP",26,"M7",1.3759999999999999,0,0,-1.0449999999999999]
["CP",26,"M8",0.42,0,0,-0.31900000000000001]
["CP",26,"N1",6.5860000000000003,0,0,-5.0049999999999999]
["CP",26,"N2",7.2939999999999996,0,0,-5.5439999999999996]
["CP",26,"N3",4.6059999999999999,0,0,-3.5009999999999999]
["CP",26,"N4",7.2389999999999999,0,0,-5.5019999999999998]
["CP",26,"N5",3.6629999999999998,0,0,-2.7839999999999998]
["CP",26,"N6",1.246,0,0,-0.94699999999999995]
["CP",26,"N7",1.8280000000000001,0,0,-1.389]
["CP",26,"P1",12.45,0,0,-9.4619999999999997]
["CP",26,"P2",4.84,0,0,-3.6789999999999998]
["CP",26,"P3",15.795,0,0,-12.004]
["CP",26,"P4",1.8520000000000001,0,0,-1.4079999999999999]
["CP",26,"P5",1.6890000000000001,0,0,-1.284]
["CP",26,"P6",5.4530000000000003,0,0,-4.1449999999999996]
["CP",26,"P7",3.601,0,0,-2.7370000000000001]
["CP",26,"P8",10.157,0,0,-7.7190000000000003]
["CP",26,"Q2",2.3690000000000002,0,0,-1.8]
["CP",26,"Q4",11.364000000000001,0,0,-8.6370000000000005]
["CP",26,"Q5",3.49,0,0,-2.6520000000000001]
["CP",26,"Q6",2.7309999999999999,0,0,-2.0760000000000001]
["CP",26,"Q7",3.4489999999999998,0,0,-2.621]
["CP",26,"Q8",2.96,0,0,-2.25]
["CP",26,"R4",4.226,0,0,-3.2109999999999999]
["CP",26,"R5",2.1720000000000002,0,0,-1.65]
["CP",26,"R6",0.93500000000000005,0,0,-0.71099999999999997]
["CP",26,"S1",13.292999999999999,0,0,-10.103]
["CP",26,"S2",2.0680000000000001,0,0,-1.5720000000000001]
["CP",26,"S4",0.60399999999999998,0,0,-0.45900000000000002]
["CP",26,"S5",5.2,0,0,-3.952]
["CP",26,"S6",0.627,0,0,-0.47599999999999998]
["CP",26,"S7",0.80100000000000005,0,0,-0.60799999999999998]
["CP",26,"T1",3.61,0,0,-2.7440000000000002]
["CP",26,"T2",3.3180000000000001,0,0,-2.5209999999999999]
["CP",26,"T3",0.55100000000000005,0,0,-0.41899999999999998]
["CP",26,"T4",4.6050000000000004,0,0,-3.5]
["CP",26,"T5",0.96299999999999997,0,0,-0.73199999999999998]
["CP",27,"A1",4.6500000000000004,0,0,-3.5339999999999998]
["CP",27,"A3",0.85,0,0,-0.64600000000000002]
["CP",27,"A4",2.6829999999999998,0,0,-2.0390000000000001]
["CP",27,"A6",8.2949999999999999,0,0,-6.3040000000000003]
["CP",27,"A7",3.0670000000000002,0,0,-2.331]
["CP",27,"A8",9.5150000000000006,0,0,-7.2309999999999999]
["CP",27,"A9",1.5860000000000001,0,0,-1.206]
["CP",27,"B1",13.147,0,0,-9.9920000000000009]
["CP",27,"B2",16.887,0,0,-12.834]
["CP",27,"B3",4.3070000000000004,0,0,-3.2730000000000001]
["CP",27,"B4",4.5490000000000004,0,0,-3.4569999999999999]
["CP",27,"C1",1.7589999999999999,0,0,-1.337]
["CP",27,"C2",3.4849999999999999,0,0,-2.649]
["CP",27,"C3",2.0150000000000001,0,0,-1.5309999999999999]
["CP",27,"C4",2.593,0,0,-1.9710000000000001]
["CP",27,"C5",3.0289999999999999,0,0,-2.302]
["CP",27,"C6",1.0549999999999999,0,0,-0.80200000000000005]
["CP",27,"C7",4.03,0,0,-3.0630000000000002]
["CP",27,"D4",6.8940000000000001,0,0,-5.2389999999999999]
["CP",27,"D5",5.3319999999999999,0,0,-4.0519999999999996]
["CP",27,"D6",6.4370000000000003,0,0,-4.8920000000000003]
["CP",27,"E1",13.553000000000001,0,0,-10.3]
["CP",27,"E7",4.4820000000000002,0,0,-3.4060000000000001]
["CP",27,"E8",3.1640000000000001,0,0,-2.4049999999999998]
["CP",27,"F6",37.609000000000002,0,0,-28.582999999999998]
["CP",27,"G1",7.8609999999999998,0,0,-5.9749999999999996]
["CP",27,"G5",4.7930000000000001,0,0,-3.6429999999999998]
["CP",27,"G6",9.3970000000000002,0,0,-7.1420000000000003]
["CP",27,"G7",6.2469999999999999,0,0,-4.7480000000000002]
["CP",27,"H1",2.073,0,0,-1.5760000000000001]
["CP",27,"H2",10.679,0,0,-8.1159999999999997]
["CP",27,"H6",14.875999999999999,0,0,-11.305999999999999]
["CP",27,"J1",6.7779999999999996,0,0,-5.1509999999999998]
["CP",27,"J3",14.58,0,0,-11.081]
["CP",27,"J4",4.8940000000000001,0,0,-3.72]
["CP",27,"J5",11.227,0,0,-8.5329999999999995]
["CP",27,"J6",7.8890000000000002,0,0,-5.9950000000000001]
["CP",27,"J7",7.0810000000000004,0,0,-5.3819999999999997]
["CP",27,"J8",6.4790000000000001,0,0,-4.9240000000000004]
["CP",27,"K4",9.7460000000000004,0,0,-7.407]
["CP",27,"K5",6.5119999999999996,0,0,-4.9489999999999998]
["CP",27,"K6",5.827,0,0,-4.4279999999999999]
["CP",27,"L1",1.0429999999999999,0,0,-0.79200000000000004]
["CP",27,"L2",11.775,0,0,-8.9489999999999998]
["CP",27,"L3",21.385999999999999,0,0,-16.253]
["CP",27,"L5",19.838999999999999,0,0,-15.077999999999999]
["CP",27,"L7",9.2129999999999992,0,0,-7.0019999999999998]
["CP",27,"L8",6.9720000000000004,0,0,-5.2990000000000004]
["CP",27,"M4",4.3940000000000001,0,0,-3.339]
["CP",27,"M5",3.1859999999999999,0,0,-2.4209999999999998]
["CP",27,"M6",1.774,0,0,-1.3480000000000001]
["CP",27,"M7",1.5409999999999999,0,0,-1.171]
["CP",27,"M8",0.47099999999999997,0,0,-0.35799999999999998]
["CP",27,"N1",7.3789999999999996,0,0,-5.6079999999999997]
["CP",27,"N2",8.173,0,0,-6.2110000000000003]
["CP",27,"N3",5.1609999999999996,0,0,-3.923]
["CP",27,"N4",8.1110000000000007,0,0,-6.1639999999999997]
["CP",27,"N5",4.1040000000000001,0,0,-3.1190000000000002]
["CP",27,"N6",1.3959999999999999,0,0,-1.0609999999999999]
["CP",27,"N7",2.048,0,0,-1.556]
["CP",27,"P1",13.95,0,0,-10.602]
["CP",27,"P2",5.423,0,0,-4.1219999999999999]
["CP",27,"P3",17.696999999999999,0,0,-13.45]
["CP",27,"P4",2.0750000000000002,0,0,-1.577]
["CP",27,"P5",1.893,0,0,-1.4379999999999999]
["CP",27,"P6",6.11,0,0,-4.6440000000000001]
["CP",27,"P7",4.0339999999999998,0,0,-3.0659999999999998]
["CP",27,"P8",11.38,0,0,-8.6489999999999991]
["CP",27,"Q2",2.6539999999999999,0,0,-2.0169999999999999]
["CP",27,"Q4",12.733000000000001,0,0,-9.6769999999999996]
["CP",27,"Q5",3.91,0,0,-2.972]
["CP",27,"Q6",3.06,0,0,-2.3260000000000001]
["CP",27,"Q7",3.8650000000000002,0,0,-2.9369999999999998]
["CP",27,"Q8",3.3170000000000002,0,0,-2.5209999999999999]
["CP",27,"R4",4.734,0,0,-3.5979999999999999]
["CP",27,"R5",2.4329999999999998,0,0,-1.849]
["CP",27,"R6",1.048,0,0,-0.79600000000000004]
["CP",27,"S1",14.894,0,0,-11.32]
["CP",27,"S2",2.3170000000000002,0,0,-1.7609999999999999]
["CP",27,"S4",0.67700000000000005,0,0,-0.51400000000000001]
["CP",27,"S5",5.8259999999999996,0,0,-4.4279999999999999]
["CP",27,"S6",0.70199999999999996,0,0,-0.53400000000000003]
["CP",27,"S7",0.89700000000000002,0,0,-0.68200000000000005]
["CP",27,"T1",4.0449999999999999,0,0,-3.0739999999999998]
["CP",27,"T2",3.7170000000000001,0,0,-2.8250000000000002]
["CP",27,"T3",0.61699999999999999,0,0,-0.46899999999999997]
["CP",27,"T4",5.16,0,0,-3.9209999999999998]
["CP",27,"T5",1.079,0,0,-0.82]
["CP",28,"A1",5.3659999999999997,0,0,-4.0780000000000003]
["CP",28,"A3",0.98,0,0,-0.745]
["CP",28,"A4",3.0950000000000002,0,0,-2.3519999999999999]
["CP",28,"A6",9.5709999999999997,0,0,-7.274]
["CP",28,"A7",3.5390000000000001,0,0,-2.69]
["CP",28,"A8",10.978999999999999,0,0,-8.3439999999999994]
["CP",28,"A9",1.83,0,0,-1.391]
["CP",28,"B1",15.169,0,0,-11.529]
["CP",28,"B2",19.484000000000002,0,0,-14.808]
["CP",28,"B3",4.9690000000000003,0,0,-3.7770000000000001]
["CP",28,"B4",5.2489999999999997,0,0,-3.9889999999999999]
["CP",28,"C1",2.0299999999999998,0,0,-1.5429999999999999]
["CP",28,"C2",4.0209999999999999,0,0,-3.056]
["CP",28,"C3",2.3250000000000002,0,0,-1.7669999999999999]
["CP",28,"C4",2.992,0,0,-2.274]
["CP",28,"C5",3.4950000000000001,0,0,-2.6560000000000001]
["CP",28,"C6",1.2170000000000001,0,0,-0.92500000000000004]
["CP",28,"C7",4.6500000000000004,0,0,-3.5339999999999998]
["CP",28,"D4",7.9539999999999997,0,0,-6.0449999999999999]
["CP",28,"D5",6.1520000000000001,0,0,-4.6749999999999998]
["CP",28,"D6",7.4279999999999999,0,0,-5.6449999999999996]
["CP",28,"E1",15.638,0,0,-11.885]
["CP",28,"E7",5.1710000000000003,0,0,-3.93]
["CP",28,"E8",3.6509999999999998,0,0,-2.7749999999999999]
["CP",28,"F6",43.395000000000003,0,0,-32.979999999999997]
["CP",28,"G1",9.0709999999999997,0,0,-6.8940000000000001]
["CP",28,"G5",5.53,0,0,-4.2030000000000003]
["CP",28,"G6",10.843,0,0,-8.24]
["CP",28,"G7",7.2080000000000002,0,0,-5.4779999999999998]
["CP",28,"H1",2.3919999999999999,0,0,-1.8180000000000001]
["CP",28,"H2",12.321,0,0,-9.3640000000000008]
["CP",28,"H6",17.164999999999999,0,0,-13.045]
["CP",28,"J1",7.8209999999999997,0,0,-5.944]
["CP",28,"J3",16.823,0,0,-12.785]
["CP",28,"J4",5.6470000000000002,0,0,-4.2919999999999998]
["CP",28,"J5",12.954000000000001,0,0,-9.8450000000000006]
["CP",28,"J6",9.1020000000000003,0,0,-6.9180000000000001]
["CP",28,"J7",8.1709999999999994,0,0,-6.21]
["CP",28,"J8",7.476,0,0,-5.6820000000000004]
["CP",28,"K4",11.244999999999999,0,0,-8.5459999999999994]
["CP",28,"K5",7.5129999999999999,0,0,-5.71]
["CP",28,"K6",6.7229999999999999,0,0,-5.109]
["CP",28,"L1",1.2030000000000001,0,0,-0.91400000000000003]
["CP",28,"L2",13.586,0,0,-10.324999999999999]
["CP",28,"L3",24.675999999999998,0,0,-18.753]
["CP",28,"L5",22.890999999999998,0,0,-17.396999999999998]
["CP",28,"L7",10.63,0,0,-8.0790000000000006]
["CP",28,"L8",8.0440000000000005,0,0,-6.1139999999999999]
["CP",28,"M4",5.07,0,0,-3.8530000000000002]
["CP",28,"M5",3.6760000000000002,0,0,-2.794]
["CP",28,"M6",2.0470000000000002,0,0,-1.556]
["CP",28,"M7",1.778,0,0,-1.3520000000000001]
["CP",28,"M8",0.54300000000000004,0,0,-0.41299999999999998]
["CP",28,"N1",8.5139999999999993,0,0,-6.4710000000000001]
["CP",28,"N2",9.43,0,0,-7.1669999999999998]
["CP",28,"N3",5.9550000000000001,0,0,-4.5259999999999998]
["CP",28,"N4",9.3580000000000005,0,0,-7.1120000000000001]
["CP",28,"N5",4.7359999999999998,0,0,-3.5990000000000002]
["CP",28,"N6",1.611,0,0,-1.224]
["CP",28,"N7",2.363,0,0,-1.796]
["CP",28,"P1",16.096,0,0,-12.233000000000001]
["CP",28,"P2",6.258,0,0,-4.7560000000000002]
["CP",28,"P3",20.419,0,0,-15.519]
["CP",28,"P4",2.395,0,0,-1.82]
["CP",28,"P5",2.1840000000000002,0,0,-1.66]
["CP",28,"P6",7.05,0,0,-5.3579999999999997]
["CP",28,"P7",4.6550000000000002,0,0,-3.5379999999999998]
["CP",28,"P8",13.131,0,0,-9.9789999999999992]
["CP",28,"Q2",3.0619999999999998,0,0,-2.327]
["CP",28,"Q4",14.691000000000001,0,0,-11.164999999999999]
["CP",28,"Q5",4.5119999999999996,0,0,-3.4289999999999998]
["CP",28,"Q6",3.5310000000000001,0,0,-2.6840000000000002]
["CP",28,"Q7",4.4589999999999996,0,0,-3.3889999999999998]
["CP",28,"Q8",3.827,0,0,-2.9089999999999998]
["CP",28,"R4",5.4630000000000001,0,0,-4.1520000000000001]
["CP",28,"R5",2.8069999999999999,0,0,-2.1339999999999999]
["CP",28,"R6",1.2090000000000001,0,0,-0.91900000000000004]
["CP",28,"S1",17.184999999999999,0,0,-13.061]
["CP",28,"S2",2.6739999999999999,0,0,-2.032]
["CP",28,"S4",0.78100000000000003,0,0,-0.59399999999999997]
["CP",28,"S5",6.7229999999999999,0,0,-5.109]
["CP",28,"S6",0.81,0,0,-0.61599999999999999]
["CP",28,"S7",1.0349999999999999,0,0,-0.78700000000000003]
["CP",28,"T1",4.6669999999999998,0,0,-3.5470000000000002]
["CP",28,"T2",4.2889999999999997,0,0,-3.26]
["CP",28,"T3",0.71199999999999997,0,0,-0.54100000000000004]
["CP",28,"T4",5.9539999999999997,0,0,-4.5250000000000004]
["CP",28,"T5",1.2450000000000001,0,0,-0.94599999999999995]
["CP",29,"A1",6.1139999999999999,0,0,-4.6470000000000002]
["CP",29,"A3",1.117,0,0,-0.84899999999999998]
["CP",29,"A4",3.5270000000000001,0,0,-2.681]
["CP",29,"A6",10.906000000000001,0,0,-8.2889999999999997]
["CP",29,"A7",4.0330000000000004,0,0,-3.0649999999999999]
["CP",29,"A8",12.51,0,0,-9.5079999999999991]
["CP",29,"A9",2.0859999999999999,0,0,-1.585]
["CP",29,"B1",17.286000000000001,0,0,-13.137]
["CP",29,"B2",22.202000000000002,0,0,-16.873999999999999]
["CP",29,"B3",5.6619999999999999,0,0,-4.3029999999999999]
["CP",29,"B4",5.9809999999999999,0,0,-4.5460000000000003]
["CP",29,"C1",2.3130000000000002,0,0,-1.758]
["CP",29,"C2",4.5819999999999999,0,0,-3.4830000000000001]
["CP",29,"C3",2.649,0,0,-2.0129999999999999]
["CP",29,"C4",3.41,0,0,-2.5910000000000002]
["CP",29,"C5",3.9830000000000001,0,0,-3.0270000000000001]
["CP",29,"C6",1.387,0,0,-1.054]
["CP",29,"C7",5.2990000000000004,0,0,-4.0270000000000001]
["CP",29,"D4",9.0640000000000001,0,0,-6.8879999999999999]
["CP",29,"D5",7.01,0,0,-5.3280000000000003]
["CP",29,"D6",8.4640000000000004,0,0,-6.4320000000000004]
["CP",29,"E1",17.818999999999999,0,0,-13.542]
["CP",29,"E7",5.8929999999999998,0,0,-4.4779999999999998]
["CP",29,"E8",4.1609999999999996,0,0,-3.1619999999999999]
["CP",29,"F6",49.448,0,0,-37.581000000000003]
["CP",29,"G1",10.336,0,0,-7.8550000000000004]
["CP",29,"G5",6.3019999999999996,0,0,-4.79]
["CP",29,"G6",12.355,0,0,-9.39]
["CP",29,"G7",8.2140000000000004,0,0,-6.242]
["CP",29,"H1",2.726,0,0,-2.0720000000000001]
["CP",29,"H2",14.04,0,0,-10.67]
["CP",29,"H6",19.559000000000001,0,0,-14.865]
["CP",29,"J1",8.9120000000000008,0,0,-6.7729999999999997]
["CP",29,"J3",19.170000000000002,0,0,-14.569000000000001]
["CP",29,"J4",6.4349999999999996,0,0,-4.891]
["CP",29,"J5",14.760999999999999,0,0,-11.218999999999999]
["CP",29,"J6",10.372,0,0,-7.883]
["CP",29,"J7",9.31,0,0,-7.0759999999999996]
["CP",29,"J8",8.5190000000000001,0,0,-6.4740000000000002]
["CP",29,"K4",12.814,0,0,-9.7390000000000008]
["CP",29,"K5",8.5619999999999994,0,0,-6.5069999999999997]
["CP",29,"K6",7.6609999999999996,0,0,-5.8220000000000001]
["CP",29,"L1",1.371,0,0,-1.042]
["CP",29,"L2",15.481,0,0,-11.766]
["CP",29,"L3",28.117999999999999,0,0,-21.37]
["CP",29,"L5",26.084,0,0,-19.824000000000002]
["CP",29,"L7",12.113,0,0,-9.2059999999999995]
["CP",29,"L8",9.1660000000000004,0,0,-6.9660000000000002]
["CP",29,"M4",5.7770000000000001,0,0,-4.391]
["CP",29,"M5",4.1890000000000001,0,0,-3.1829999999999998]
["CP",29,"M6",2.3330000000000002,0,0,-1.7729999999999999]
["CP",29,"M7",2.0259999999999998,0,0,-1.54]
["CP",29,"M8",0.61899999999999999,0,0,-0.47]
["CP",29,"N1",9.702,0,0,-7.3730000000000002]
["CP",29,"N2",10.744999999999999,0,0,-8.1669999999999998]
["CP",29,"N3",6.7859999999999996,0,0,-5.157]
["CP",29,"N4",10.664,0,0,-8.1050000000000004]
["CP",29,"N5",5.3959999999999999,0,0,-4.101]
["CP",29,"N6",1.8360000000000001,0,0,-1.395]
["CP",29,"N7",2.6930000000000001,0,0,-2.0459999999999998]
["CP",29,"P1",18.341000000000001,0,0,-13.939]
["CP",29,"P2",7.1310000000000002,0,0,-5.4189999999999996]
["CP",29,"P3",23.268000000000001,0,0,-17.684000000000001]
["CP",29,"P4",2.7290000000000001,0,0,-2.0739999999999998]
["CP",29,"P5",2.4889999999999999,0,0,-1.891]
["CP",29,"P6",8.0340000000000007,0,0,-6.1059999999999999]
["CP",29,"P7",5.3040000000000003,0,0,-4.0309999999999997]
["CP",29,"P8",14.962999999999999,0,0,-11.372]
["CP",29,"Q2",3.49,0,0,-2.6520000000000001]
["CP",29,"Q4",16.741,0,0,-12.723000000000001]
["CP",29,"Q5",5.141,0,0,-3.907]
["CP",29,"Q6",4.024,0,0,-3.0579999999999998]
["CP",29,"Q7",5.0810000000000004,0,0,-3.8620000000000001]
["CP",29,"Q8",4.3609999999999998,0,0,-3.3140000000000001]
["CP",29,"R4",6.2249999999999996,0,0,-4.7309999999999999]
["CP",29,"R5",3.1989999999999998,0,0,-2.431]
["CP",29,"R6",1.3779999999999999,0,0,-1.0469999999999999]
["CP",29,"S1",19.582999999999998,0,0,-14.882999999999999]
["CP",29,"S2",3.0470000000000002,0,0,-2.3159999999999998]
["CP",29,"S4",0.89,0,0,-0.67600000000000005]
["CP",29,"S5",7.6609999999999996,0,0,-5.8220000000000001]
["CP",29,"S6",0.92300000000000004,0,0,-0.70099999999999996]
["CP",29,"S7",1.179,0,0,-0.89600000000000002]
["CP",29,"T1",5.3179999999999996,0,0,-4.0419999999999998]
["CP",29,"T2",4.8869999999999996,0,0,-3.714]
["CP",29,"T3",0.81200000000000006,0,0,-0.61699999999999999]
["CP",29,"T4",6.7839999999999998,0,0,-5.1559999999999997]
["CP",29,"T5",1.419,0,0,-1.0780000000000001]
["CP",30,"A1",6.99,0,0,-5.3120000000000003]
["CP",30,"A3",1.2769999999999999,0,0,-0.97099999999999997]
["CP",30,"A4",4.032,0,0,-3.0649999999999999]
["CP",30,"A6",12.468,0,0,-9.4749999999999996]
["CP",30,"A7",4.6100000000000003,0,0,-3.504]
["CP",30,"A8",14.302,0,0,-10.869]
["CP",30,"A9",2.3839999999999999,0,0,-1.8120000000000001]
["CP",30,"B1",19.760999999999999,0,0,-15.018000000000001]
["CP",30,"B2",25.381,0,0,-19.29]
["CP",30,"B3",6.4729999999999999,0,0,-4.92]
["CP",30,"B4",6.8369999999999997,0,0,-5.1959999999999997]
["CP",30,"C1",2.645,0,0,-2.0099999999999998]
["CP",30,"C2",5.2389999999999999,0,0,-3.9809999999999999]
["CP",30,"C3",3.0289999999999999,0,0,-2.302]
["CP",30,"C4",3.8980000000000001,0,0,-2.9620000000000002]
["CP",30,"C5",4.5529999999999999,0,0,-3.46]
["CP",30,"C6",1.5860000000000001,0,0,-1.2050000000000001]
["CP",30,"C7",6.0579999999999998,0,0,-4.6040000000000001]
["CP",30,"D4",10.361000000000001,0,0,-7.875]
["CP",30,"D5",8.0139999999999993,0,0,-6.09]
["CP",30,"D6",9.6760000000000002,0,0,-7.3529999999999998]
["CP",30,"E1",20.37,0,0,-15.481999999999999]
["CP",30,"E7",6.7370000000000001,0,0,-5.12]
["CP",30,"E8",4.7560000000000002,0,0,-3.6150000000000002]
["CP",30,"F6",56.529000000000003,0,0,-42.962000000000003]
["CP",30,"G1",11.816000000000001,0,0,-8.98]
["CP",30,"G5",7.2039999999999997,0,0,-5.4749999999999996]
["CP",30,"G6",14.124000000000001,0,0,-10.734]
["CP",30,"G7",9.39,0,0,-7.1360000000000001]
["CP",30,"H1",3.1160000000000001,0,0,-2.3679999999999999]
["CP",30,"H2",16.05,0,0,-12.198]
["CP",30,"H6",22.36,0,0,-16.992999999999999]
["CP",30,"J1",10.188000000000001,0,0,-7.7430000000000003]
["CP",30,"J3",21.914999999999999,0,0,-16.655000000000001]
["CP",30,"J4",7.3570000000000002,0,0,-5.5910000000000002]
["CP",30,"J5",16.875,0,0,-12.824999999999999]
["CP",30,"J6",11.856999999999999,0,0,-9.0109999999999992]
["CP",30,"J7",10.644,0,0,-8.0890000000000004]
["CP",30,"J8",9.7390000000000008,0,0,-7.4020000000000001]
["CP",30,"K4",14.648999999999999,0,0,-11.132999999999999]
["CP",30,"K5",9.7880000000000003,0,0,-7.4390000000000001]
["CP",30,"K6",8.7579999999999991,0,0,-6.6559999999999997]
["CP",30,"L1",1.5669999999999999,0,0,-1.1910000000000001]
["CP",30,"L2",17.698,0,0,-13.451000000000001]
["CP",30,"L3",32.143999999999998,0,0,-24.428999999999998]
["CP",30,"L5",29.818999999999999,0,0,-22.663]
["CP",30,"L7",13.847,0,0,-10.523999999999999]
["CP",30,"L8",10.478999999999999,0,0,-7.9640000000000004]
["CP",30,"M4",6.6040000000000001,0,0,-5.0190000000000001]
["CP",30,"M5",4.7889999999999997,0,0,-3.6389999999999998]
["CP",30,"M6",2.6669999999999998,0,0,-2.0270000000000001]
["CP",30,"M7",2.3170000000000002,0,0,-1.7609999999999999]
["CP",30,"M8",0.70699999999999996,0,0,-0.53800000000000003]
["CP",30,"N1",11.090999999999999,0,0,-8.4290000000000003]
["CP",30,"N2",12.284000000000001,0,0,-9.3360000000000003]
["CP",30,"N3",7.758,0,0,-5.8959999999999999]
["CP",30,"N4",12.191000000000001,0,0,-9.2650000000000006]
["CP",30,"N5",6.1689999999999996,0,0,-4.6879999999999997]
["CP",30,"N6",2.0979999999999999,0,0,-1.595]
["CP",30,"N7",3.0779999999999998,0,0,-2.339]
["CP",30,"P1",20.966999999999999,0,0,-15.935]
["CP",30,"P2",8.1519999999999992,0,0,-6.1950000000000003]
["CP",30,"P3",26.6,0,0,-20.216000000000001]
["CP",30,"P4",3.1190000000000002,0,0,-2.371]
["CP",30,"P5",2.8450000000000002,0,0,-2.1619999999999999]
["CP",30,"P6",9.1839999999999993,0,0,-6.98]
["CP",30,"P7",6.0640000000000001,0,0,-4.609]
["CP",30,"P8",17.105,0,0,-13]
["CP",30,"Q2",3.9889999999999999,0,0,-3.032]
["CP",30,"Q4",19.138000000000002,0,0,-14.545]
["CP",30,"Q5",5.8769999999999998,0,0,-4.4669999999999996]
["CP",30,"Q6",4.5999999999999996,0,0,-3.496]
["CP",30,"Q7",5.8090000000000002,0,0,-4.415]
["CP",30,"Q8",4.9859999999999998,0,0,-3.7890000000000001]
["CP",30,"R4",7.1159999999999997,0,0,-5.4080000000000004]
["CP",30,"R5",3.657,0,0,-2.7789999999999999]
["CP",30,"R6",1.575,0,0,-1.1970000000000001]
["CP",30,"S1",22.387,0,0,-17.013999999999999]
["CP",30,"S2",3.4830000000000001,0,0,-2.6469999999999998]
["CP",30,"S4",1.0169999999999999,0,0,-0.77300000000000002]
["CP",30,"S5",8.7569999999999997,0,0,-6.6559999999999997]
["CP",30,"S6",1.0549999999999999,0,0,-0.80200000000000005]
["CP",30,"S7",1.3480000000000001,0,0,-1.0249999999999999]
["CP",30,"T1",6.0789999999999997,0,0,-4.62]
["CP",30,"T2",5.5869999999999997,0,0,-4.2460000000000004]
["CP",30,"T3",0.92800000000000005,0,0,-0.70499999999999996]
["CP",30,"T4",7.7549999999999999,0,0,-5.8940000000000001]
["CP",30,"T5",1.6220000000000001,0,0,-1.2330000000000001]
["CP",31,"A1",7.7329999999999997,0,0,-5.8769999999999998]
["CP",31,"A3",1.413,0,0,-1.0740000000000001]
["CP",31,"A4",4.4610000000000003,0,0,-3.39]
["CP",31,"A6",13.794,0,0,-10.483000000000001]
["CP",31,"A7",5.0999999999999996,0,0,-3.8759999999999999]
["CP",31,"A8",15.823,0,0,-12.025]
["CP",31,"A9",2.6379999999999999,0,0,-2.0049999999999999]
["CP",31,"B1",21.861999999999998,0,0,-16.614999999999998]
["CP",31,"B2",28.081,0,0,-21.341000000000001]
["CP",31,"B3",7.1619999999999999,0,0,-5.4429999999999996]
["CP",31,"B4",7.5640000000000001,0,0,-5.7489999999999997]
["CP",31,"C1",2.9260000000000002,0,0,-2.2240000000000002]
["CP",31,"C2",5.7960000000000003,0,0,-4.4050000000000002]
["CP",31,"C3",3.351,0,0,-2.5470000000000002]
["CP",31,"C4",4.3120000000000003,0,0,-3.2770000000000001]
["CP",31,"C5",5.0369999999999999,0,0,-3.8279999999999998]
["CP",31,"C6",1.754,0,0,-1.333]
["CP",31,"C7",6.702,0,0,-5.0940000000000003]
["CP",31,"D4",11.462999999999999,0,0,-8.7119999999999997]
["CP",31,"D5",8.8659999999999997,0,0,-6.7380000000000004]
["CP",31,"D6",10.705,0,0,-8.1359999999999992]
["CP",31,"E1",22.536999999999999,0,0,-17.128]
["CP",31,"E7",7.4530000000000003,0,0,-5.6639999999999997]
["CP",31,"E8",5.2619999999999996,0,0,-3.9990000000000001]
["CP",31,"F6",62.540999999999997,0,0,-47.530999999999999]
["CP",31,"G1",13.073,0,0,-9.9350000000000005]
["CP",31,"G5",7.9710000000000001,0,0,-6.0579999999999998]
["CP",31,"G6",15.625999999999999,0,0,-11.875999999999999]
["CP",31,"G7",10.388,0,0,-7.8949999999999996]
["CP",31,"H1",3.448,0,0,-2.62]
["CP",31,"H2",17.757000000000001,0,0,-13.496]
["CP",31,"H6",24.738,0,0,-18.800999999999998]
["CP",31,"J1",11.271000000000001,0,0,-8.5660000000000007]
["CP",31,"J3",24.245000000000001,0,0,-18.427]
["CP",31,"J4",8.1389999999999993,0,0,-6.1859999999999999]
["CP",31,"J5",18.670000000000002,0,0,-14.189]
["CP",31,"J6",13.118,0,0,-9.9700000000000006]
["CP",31,"J7",11.776,0,0,-8.9489999999999998]
["CP",31,"J8",10.775,0,0,-8.1890000000000001]
["CP",31,"K4",16.207000000000001,0,0,-12.317]
["CP",31,"K5",10.829000000000001,0,0,-8.23]
["CP",31,"K6",9.6890000000000001,0,0,-7.3639999999999999]
["CP",31,"L1",1.734,0,0,-1.3180000000000001]
["CP",31,"L2",19.579999999999998,0,0,-14.881]
["CP",31,"L3",35.563000000000002,0,0,-27.027999999999999]
["CP",31,"L5",32.991,0,0,-25.073]
["CP",31,"L7",15.32,0,0,-11.643000000000001]
["CP",31,"L8",11.593,0,0,-8.8109999999999999]
["CP",31,"M4",7.3070000000000004,0,0,-5.5529999999999999]
["CP",31,"M5",5.298,0,0,-4.0259999999999998]
["CP",31,"M6",2.95,0,0,-2.242]
["CP",31,"M7",2.5630000000000002,0,0,-1.948]
["CP",31,"M8",0.78300000000000003,0,0,-0.59499999999999997]
["CP",31,"N1",12.27,0,0,-9.3249999999999993]
["CP",31,"N2",13.59,0,0,-10.329000000000001]
["CP",31,"N3",8.5830000000000002,0,0,-6.5229999999999997]
["CP",31,"N4",13.487,0,0,-10.25]
["CP",31,"N5",6.8250000000000002,0,0,-5.1870000000000003]
["CP",31,"N6",2.3210000000000002,0,0,-1.764]
["CP",31,"N7",3.4060000000000001,0,0,-2.5880000000000001]
["CP",31,"P1",23.196999999999999,0,0,-17.63]
["CP",31,"P2",9.0190000000000001,0,0,-6.8540000000000001]
["CP",31,"P3",29.428999999999998,0,0,-22.366]
["CP",31,"P4",3.4510000000000001,0,0,-2.6230000000000002]
["CP",31,"P5",3.1469999999999998,0,0,-2.3919999999999999]
["CP",31,"P6",10.161,0,0,-7.7220000000000004]
["CP",31,"P7",6.7089999999999996,0,0,-5.0990000000000002]
["CP",31,"P8",18.923999999999999,0,0,-14.382999999999999]
["CP",31,"Q2",4.4130000000000003,0,0,-3.3540000000000001]
["CP",31,"Q4",21.172999999999998,0,0,-16.091999999999999]
["CP",31,"Q5",6.5019999999999998,0,0,-4.9420000000000002]
["CP",31,"Q6",5.0890000000000004,0,0,-3.8679999999999999]
["CP",31,"Q7",6.4269999999999996,0,0,-4.8840000000000003]
["CP",31,"Q8",5.516,0,0,-4.1920000000000002]
["CP",31,"R4",7.8730000000000002,0,0,-5.9829999999999997]
["CP",31,"R5",4.0460000000000003,0,0,-3.0750000000000002]
["CP",31,"R6",1.7430000000000001,0,0,-1.3240000000000001]
["CP",31,"S1",24.768000000000001,0,0,-18.823]
["CP",31,"S2",3.8540000000000001,0,0,-2.9289999999999998]
["CP",31,"S4",1.1259999999999999,0,0,-0.85599999999999998]
["CP",31,"S5",9.6890000000000001,0,0,-7.3630000000000004]
["CP",31,"S6",1.167,0,0,-0.88700000000000001]
["CP",31,"S7",1.492,0,0,-1.1339999999999999]
["CP",31,"T1",6.726,0,0,-5.1120000000000001]
["CP",31,"T2",6.181,0,0,-4.6980000000000004]
["CP",31,"T3",1.0269999999999999,0,0,-0.78]
["CP",31,"T4",8.58,0,0,-6.5209999999999999]
["CP",31,"T5",1.7949999999999999,0,0,-1.3640000000000001]
["CP",32,"A1",8.4380000000000006,0,0,-6.4130000000000003]
["CP",32,"A3",1.542,0,0,-1.1719999999999999]
["CP",32,"A4",4.8680000000000003,0,0,-3.6989999999999998]
["CP",32,"A6",15.051,0,0,-11.439]
["CP",32,"A7",5.5650000000000004,0,0,-4.2300000000000004]
["CP",32,"A8",17.265000000000001,0,0,-13.121]
["CP",32,"A9",2.8780000000000001,0,0,-2.1869999999999998]
["CP",32,"B1",23.855,0,0,-18.129000000000001]
["CP",32,"B2",30.64,0,0,-23.286000000000001]
["CP",32,"B3",7.8140000000000001,0,0,-5.9390000000000001]
["CP",32,"B4",8.2539999999999996,0,0,-6.2729999999999997]
["CP",32,"C1",3.1920000000000002,0,0,-2.4260000000000002]
["CP",32,"C2",6.3239999999999998,0,0,-4.806]
["CP",32,"C3",3.6560000000000001,0,0,-2.7789999999999999]
["CP",32,"C4",4.7050000000000001,0,0,-3.5760000000000001]
["CP",32,"C5",5.4960000000000004,0,0,-4.1769999999999996]
["CP",32,"C6",1.9139999999999999,0,0,-1.4550000000000001]
["CP",32,"C7",7.3129999999999997,0,0,-5.5579999999999998]
["CP",32,"D4",12.507999999999999,0,0,-9.5060000000000002]
["CP",32,"D5",9.6739999999999995,0,0,-7.3520000000000003]
["CP",32,"D6",11.68,0,0,-8.8770000000000007]
["CP",32,"E1",24.591000000000001,0,0,-18.689]
["CP",32,"E7",8.1319999999999997,0,0,-6.18]
["CP",32,"E8",5.742,0,0,-4.3639999999999999]
["CP",32,"F6",68.239999999999995,0,0,-51.862000000000002]
["CP",32,"G1",14.263999999999999,0,0,-10.840999999999999]
["CP",32,"G5",8.6969999999999992,0,0,-6.61]
["CP",32,"G6",17.05,0,0,-12.958]
["CP",32,"G7",11.335000000000001,0,0,-8.6150000000000002]
["CP",32,"H1",3.762,0,0,-2.859]
["CP",32,"H2",19.375,0,0,-14.725]
["CP",32,"H6",26.992000000000001,0,0,-20.513999999999999]
["CP",32,"J1",12.298,0,0,-9.3469999999999995]
["CP",32,"J3",26.454999999999998,0,0,-20.106000000000002]
["CP",32,"J4",8.8810000000000002,0,0,-6.7489999999999997]
["CP",32,"J5",20.370999999999999,0,0,-15.481999999999999]
["CP",32,"J6",14.314,0,0,-10.878]
["CP",32,"J7",12.849,0,0,-9.7650000000000006]
["CP",32,"J8",11.756,0,0,-8.9350000000000005]
["CP",32,"K4",17.684000000000001,0,0,-13.44]
["CP",32,"K5",11.815,0,0,-8.98]
["CP",32,"K6",10.571999999999999,0,0,-8.0350000000000001]
["CP",32,"L1",1.8919999999999999,0,0,-1.4379999999999999]
["CP",32,"L2",21.364999999999998,0,0,-16.236999999999998]
["CP",32,"L3",38.802999999999997,0,0,-29.491]
["CP",32,"L5",35.997,0,0,-27.358000000000001]
["CP",32,"L7",16.716000000000001,0,0,-12.704000000000001]
["CP",32,"L8",12.65,0,0,-9.6140000000000008]
["CP",32,"M4",7.9729999999999999,0,0,-6.0590000000000002]
["CP",32,"M5",5.7809999999999997,0,0,-4.3929999999999998]
["CP",32,"M6",3.2189999999999999,0,0,-2.4470000000000001]
["CP",32,"M7",2.7970000000000002,0,0,-2.125]
["CP",32,"M8",0.85399999999999998,0,0,-0.64900000000000002]
["CP",32,"N1",13.388,0,0,-10.175000000000001]
["CP",32,"N2",14.829000000000001,0,0,-11.27]
["CP",32,"N3",9.3650000000000002,0,0,-7.117]
["CP",32,"N4",14.717000000000001,0,0,-11.185]
["CP",32,"N5",7.4470000000000001,0,0,-5.66]
["CP",32,"N6",2.5329999999999999,0,0,-1.925]
["CP",32,"N7",3.7160000000000002,0,0,-2.8239999999999998]
["CP",32,"P1",25.311,0,0,-19.236999999999998]
["CP",32,"P2",9.84,0,0,-7.4790000000000001]
["CP",32,"P3",32.11,0,0,-24.404]
["CP",32,"P4",3.766,0,0,-2.8620000000000001]
["CP",32,"P5",3.4340000000000002,0,0,-2.61]
["CP",32,"P6",11.087,0,0,-8.4260000000000002]
["CP",32,"P7",7.32,0,0,-5.5629999999999997]
["CP",32,"P8",20.649000000000001,0,0,-15.693]
["CP",32,"Q2",4.8159999999999998,0,0,-3.66]
["CP",32,"Q4",23.103000000000002,0,0,-17.558]
["CP",32,"Q5",7.0949999999999998,0,0,-5.3920000000000003]
["CP",32,"Q6",5.5529999999999999,0,0,-4.22]
["CP",32,"Q7",7.0119999999999996,0,0,-5.3289999999999997]
["CP",32,"Q8",6.0179999999999998,0,0,-4.5739999999999998]
["CP",32,"R4",8.59,0,0,-6.5289999999999999]
["CP",32,"R5",4.415,0,0,-3.355]
["CP",32,"R6",1.901,0,0,-1.4450000000000001]
["CP",32,"S1",27.024999999999999,0,0,-20.539000000000001]
["CP",32,"S2",4.2050000000000001,0,0,-3.1960000000000002]
["CP",32,"S4",1.228,0,0,-0.93400000000000005]
["CP",32,"S5",10.571999999999999,0,0,-8.0350000000000001]
["CP",32,"S6",1.274,0,0,-0.96799999999999997]
["CP",32,"S7",1.6279999999999999,0,0,-1.2370000000000001]
["CP",32,"T1",7.3390000000000004,0,0,-5.5780000000000003]
["CP",32,"T2",6.7439999999999998,0,0,-5.1260000000000003]
["CP",32,"T3",1.1200000000000001,0,0,-0.85099999999999998]
["CP",32,"T4",9.3620000000000001,0,0,-7.1150000000000002]
["CP",32,"T5",1.958,0,0,-1.488]
["CP",33,"A1",9.1460000000000008,0,0,-6.9509999999999996]
["CP",33,"A3",1.671,0,0,-1.27]
["CP",33,"A4",5.2759999999999998,0,0,-4.01]
["CP",33,"A6",16.314,0,0,-12.398999999999999]
["CP",33,"A7",6.032,0,0,-4.585]
["CP",33,"A8",18.713999999999999,0,0,-14.222]
["CP",33,"A9",3.12,0,0,-2.371]
["CP",33,"B1",25.856999999999999,0,0,-19.651]
["CP",33,"B2",33.212000000000003,0,0,-25.241]
["CP",33,"B3",8.4700000000000006,0,0,-6.4370000000000003]
["CP",33,"B4",8.9469999999999992,0,0,-6.7990000000000004]
["CP",33,"C1",3.46,0,0,-2.63]
["CP",33,"C2",6.8550000000000004,0,0,-5.21]
["CP",33,"C3",3.9630000000000001,0,0,-3.012]
["CP",33,"C4",5.0999999999999996,0,0,-3.8759999999999999]
["CP",33,"C5",5.9580000000000002,0,0,-4.5279999999999996]
["CP",33,"C6",2.0750000000000002,0,0,-1.577]
["CP",33,"C7",7.9269999999999996,0,0,-6.024]
["CP",33,"D4",13.558,0,0,-10.304]
["CP",33,"D5",10.486000000000001,0,0,-7.9690000000000003]
["CP",33,"D6",12.661,0,0,-9.6219999999999999]
["CP",33,"E1",26.655000000000001,0,0,-20.257999999999999]
["CP",33,"E7",8.8149999999999995,0,0,-6.6989999999999998]
["CP",33,"E8",6.2240000000000002,0,0,-4.7300000000000004]
["CP",33,"F6",73.968000000000004,0,0,-56.216000000000001]
["CP",33,"G1",15.461,0,0,-11.75]
["CP",33,"G5",9.4269999999999996,0,0,-7.1639999999999997]
["CP",33,"G6",18.481999999999999,0,0,-14.045999999999999]
["CP",33,"G7",12.287000000000001,0,0,-9.3379999999999992]
["CP",33,"H1",4.0780000000000003,0,0,-3.0990000000000002]
["CP",33,"H2",21.001999999999999,0,0,-15.961]
["CP",33,"H6",29.257999999999999,0,0,-22.236000000000001]
["CP",33,"J1",13.33,0,0,-10.131]
["CP",33,"J3",28.675999999999998,0,0,-21.792999999999999]
["CP",33,"J4",9.6259999999999994,0,0,-7.3159999999999998]
["CP",33,"J5",22.081,0,0,-16.780999999999999]
["CP",33,"J6",15.515000000000001,0,0,-11.791]
["CP",33,"J7",13.927,0,0,-10.585000000000001]
["CP",33,"J8",12.743,0,0,-9.6850000000000005]
["CP",33,"K4",19.167999999999999,0,0,-14.568]
["CP",33,"K5",12.807,0,0,-9.7330000000000005]
["CP",33,"K6",11.459,0,0,-8.7089999999999996]
["CP",33,"L1",2.0499999999999998,0,0,-1.5580000000000001]
["CP",33,"L2",23.158000000000001,0,0,-17.600000000000001]
["CP",33,"L3",42.06,0,0,-31.966000000000001]
["CP",33,"L5",39.018999999999998,0,0,-29.654]
["CP",33,"L7",18.119,0,0,-13.77]
["CP",33,"L8",13.712,0,0,-10.420999999999999]
["CP",33,"M4",8.6419999999999995,0,0,-6.5679999999999996]
["CP",33,"M5",6.266,0,0,-4.7619999999999996]
["CP",33,"M6",3.4889999999999999,0,0,-2.6520000000000001]
["CP",33,"M7",3.0310000000000001,0,0,-2.3039999999999998]
["CP",33,"M8",0.92600000000000005,0,0,-0.70299999999999996]
["CP",33,"N1",14.512,0,0,-11.029]
["CP",33,"N2",16.074000000000002,0,0,-12.215999999999999]
["CP",33,"N3",10.151,0,0,-7.7149999999999999]
["CP",33,"N4",15.952,0,0,-12.122999999999999]
["CP",33,"N5",8.0719999999999992,0,0,-6.1349999999999998]
["CP",33,"N6",2.746,0,0,-2.0870000000000002]
["CP",33,"N7",4.0279999999999996,0,0,-3.0609999999999999]
["CP",33,"P1",27.436,0,0,-20.850999999999999]
["CP",33,"P2",10.666,0,0,-8.1069999999999993]
["CP",33,"P3",34.805999999999997,0,0,-26.452000000000002]
["CP",33,"P4",4.0819999999999999,0,0,-3.1019999999999999]
["CP",33,"P5",3.7229999999999999,0,0,-2.8290000000000002]
["CP",33,"P6",12.016999999999999,0,0,-9.1329999999999991]
["CP",33,"P7",7.9349999999999996,0,0,-6.03]
["CP",33,"P8",22.382000000000001,0,0,-17.010000000000002]
["CP",33,"Q2",5.22,0,0,-3.9670000000000001]
["CP",33,"Q4",25.042000000000002,0,0,-19.032]
["CP",33,"Q5",7.69,0,0,-5.8449999999999998]
["CP",33,"Q6",6.0190000000000001,0,0,-4.5739999999999998]
["CP",33,"Q7",7.601,0,0,-5.7770000000000001]
["CP",33,"Q8",6.524,0,0,-4.9580000000000002]
["CP",33,"R4",9.3109999999999999,0,0,-7.077]
["CP",33,"R5",4.7850000000000001,0,0,-3.637]
["CP",33,"R6",2.0609999999999999,0,0,-1.5660000000000001]
["CP",33,"S1",29.292999999999999,0,0,-22.263000000000002]
["CP",33,"S2",4.5579999999999998,0,0,-3.464]
["CP",33,"S4",1.331,0,0,-1.012]
["CP",33,"S5",11.459,0,0,-8.7089999999999996]
["CP",33,"S6",1.381,0,0,-1.0489999999999999]
["CP",33,"S7",1.764,0,0,-1.341]
["CP",33,"T1",7.9550000000000001,0,0,-6.0460000000000003]
["CP",33,"T2",7.3109999999999999,0,0,-5.556]
["CP",33,"T3",1.214,0,0,-0.92300000000000004]
["CP",33,"T4",10.148,0,0,-7.7130000000000001]
["CP",33,"T5",2.1230000000000002,0,0,-1.613]
["CP",34,"A1",9.8460000000000001,0,0,-7.4829999999999997]
["CP",34,"A3",1.7989999999999999,0,0,-1.367]
["CP",34,"A4",5.68,0,0,-4.3170000000000002]
["CP",34,"A6",17.562000000000001,0,0,-13.347]
["CP",34,"A7",6.4939999999999998,0,0,-4.9349999999999996]
["CP",34,"A8",20.146000000000001,0,0,-15.311]
["CP",34,"A9",3.3580000000000001,0,0,-2.552]
["CP",34,"B1",27.835000000000001,0,0,-21.155000000000001]
["CP",34,"B2",35.753,0,0,-27.172000000000001]
["CP",34,"B3",9.1180000000000003,0,0,-6.93]
["CP",34,"B4",9.6310000000000002,0,0,-7.32]
["CP",34,"C1",3.7250000000000001,0,0,-2.831]
["CP",34,"C2",7.3789999999999996,0,0,-5.6079999999999997]
["CP",34,"C3",4.266,0,0,-3.242]
["CP",34,"C4",5.4909999999999997,0,0,-4.173]
["CP",34,"C5",6.4130000000000003,0,0,-4.8739999999999997]
["CP",34,"C6",2.234,0,0,-1.698]
["CP",34,"C7",8.5329999999999995,0,0,-6.4850000000000003]
["CP",34,"D4",14.595000000000001,0,0,-11.092000000000001]
["CP",34,"D5",11.288,0,0,-8.5790000000000006]
["CP",34,"D6",13.629,0,0,-10.358000000000001]
["CP",34,"E1",28.695,0,0,-21.808]
["CP",34,"E7",9.4890000000000008,0,0,-7.2119999999999997]
["CP",34,"E8",6.7,0,0,-5.0919999999999996]
["CP",34,"F6",79.628,0,0,-60.517000000000003]
["CP",34,"G1",16.643999999999998,0,0,-12.65]
["CP",34,"G5",10.148,0,0,-7.7130000000000001]
["CP",34,"G6",19.896000000000001,0,0,-15.121]
["CP",34,"G7",13.227,0,0,-10.052]
["CP",34,"H1",4.3899999999999997,0,0,-3.3359999999999999]
["CP",34,"H2",22.609000000000002,0,0,-17.183]
["CP",34,"H6",31.497,0,0,-23.937000000000001]
["CP",34,"J1",14.351000000000001,0,0,-10.906000000000001]
["CP",34,"J3",30.87,0,0,-23.460999999999999]
["CP",34,"J4",10.363,0,0,-7.8760000000000003]
["CP",34,"J5",23.771000000000001,0,0,-18.065999999999999]
["CP",34,"J6",16.702000000000002,0,0,-12.694000000000001]
["CP",34,"J7",14.993,0,0,-11.395]
["CP",34,"J8",13.718,0,0,-10.426]
["CP",34,"K4",20.635000000000002,0,0,-15.683]
["CP",34,"K5",13.787000000000001,0,0,-10.478]
["CP",34,"K6",12.336,0,0,-9.375]
["CP",34,"L1",2.2069999999999999,0,0,-1.6779999999999999]
["CP",34,"L2",24.93,0,0,-18.946999999999999]
["CP",34,"L3",45.279000000000003,0,0,-34.411999999999999]
["CP",34,"L5",42.003999999999998,0,0,-31.922999999999998]
["CP",34,"L7",19.504999999999999,0,0,-14.824]
["CP",34,"L8",14.760999999999999,0,0,-11.218]
["CP",34,"M4",9.3030000000000008,0,0,-7.07]
["CP",34,"M5",6.7450000000000001,0,0,-5.1260000000000003]
["CP",34,"M6",3.7559999999999998,0,0,-2.855]
["CP",34,"M7",3.2629999999999999,0,0,-2.48]
["CP",34,"M8",0.996,0,0,-0.75700000000000001]
["CP",34,"N1",15.622999999999999,0,0,-11.872999999999999]
["CP",34,"N2",17.303999999999998,0,0,-13.151]
["CP",34,"N3",10.928000000000001,0,0,-8.3049999999999997]
["CP",34,"N4",17.172999999999998,0,0,-13.051]
["CP",34,"N5",8.69,0,0,-6.6040000000000001]
["CP",34,"N6",2.956,0,0,-2.246]
["CP",34,"N7",4.3360000000000003,0,0,-3.2949999999999999]
["CP",34,"P1",29.535,0,0,-22.446999999999999]
["CP",34,"P2",11.483000000000001,0,0,-8.7270000000000003]
["CP",34,"P3",37.469000000000001,0,0,-28.477]
["CP",34,"P4",4.3940000000000001,0,0,-3.34]
["CP",34,"P5",4.0069999999999997,0,0,-3.0459999999999998]
["CP",34,"P6",12.936999999999999,0,0,-9.8320000000000007]
["CP",34,"P7",8.5419999999999998,0,0,-6.492]
["CP",34,"P8",24.094999999999999,0,0,-18.312000000000001]
["CP",34,"Q2",5.6189999999999998,0,0,-4.2709999999999999]
["CP",34,"Q4",26.957999999999998,0,0,-20.488]
["CP",34,"Q5",8.2789999999999999,0,0,-6.2919999999999998]
["CP",34,"Q6",6.4790000000000001,0,0,-4.9240000000000004]
["CP",34,"Q7",8.1820000000000004,0,0,-6.2190000000000003]
["CP",34,"Q8",7.0229999999999997,0,0,-5.3369999999999997]
["CP",34,"R4",10.023999999999999,0,0,-7.6180000000000003]
["CP",34,"R5",5.1509999999999998,0,0,-3.915]
["CP",34,"R6",2.2189999999999999,0,0,-1.6859999999999999]
["CP",34,"S1",31.535,0,0,-23.966000000000001]
["CP",34,"S2",4.9059999999999997,0,0,-3.7290000000000001]
["CP",34,"S4",1.4330000000000001,0,0,-1.089]
["CP",34,"S5",12.336,0,0,-9.375]
["CP",34,"S6",1.486,0,0,-1.1299999999999999]
["CP",34,"S7",1.899,0,0,-1.4430000000000001]
["CP",34,"T1",8.5640000000000001,0,0,-6.508]
["CP",34,"T2",7.87,0,0,-5.9809999999999999]
["CP",34,"T3",1.3069999999999999,0,0,-0.99299999999999999]
["CP",34,"T4",10.925000000000001,0,0,-8.3030000000000008]
["CP",34,"T5",2.2850000000000001,0,0,-1.7370000000000001]
["CP",35,"A1",10.698,0,0,-8.1300000000000008]
["CP",35,"A3",1.9550000000000001,0,0,-1.486]
["CP",35,"A4",6.1710000000000003,0,0,-4.6900000000000004]
["CP",35,"A6",19.082000000000001,0,0,-14.502000000000001]
["CP",35,"A7",7.056,0,0,-5.3620000000000001]
["CP",35,"A8",21.888999999999999,0,0,-16.635000000000002]
["CP",35,"A9",3.649,0,0,-2.7730000000000001]
["CP",35,"B1",30.244,0,0,-22.984999999999999]
["CP",35,"B2",38.845999999999997,0,0,-29.523]
["CP",35,"B3",9.907,0,0,-7.53]
["CP",35,"B4",10.465,0,0,-7.9530000000000003]
["CP",35,"C1",4.0469999999999997,0,0,-3.0760000000000001]
["CP",35,"C2",8.0180000000000007,0,0,-6.093]
["CP",35,"C3",4.6349999999999998,0,0,-3.5230000000000001]
["CP",35,"C4",5.9660000000000002,0,0,-4.5339999999999998]
["CP",35,"C5",6.968,0,0,-5.2960000000000003]
["CP",35,"C6",2.427,0,0,-1.8440000000000001]
["CP",35,"C7",9.2720000000000002,0,0,-7.0469999999999997]
["CP",35,"D4",15.858000000000001,0,0,-12.052]
["CP",35,"D5",12.265000000000001,0,0,-9.3209999999999997]
["CP",35,"D6",14.808999999999999,0,0,-11.255000000000001]
["CP",35,"E1",31.177,0,0,-23.695]
["CP",35,"E7",10.31,0,0,-7.8360000000000003]
["CP",35,"E8",7.28,0,0,-5.532]
["CP",35,"F6",86.516999999999996,0,0,-65.753]
["CP",35,"G1",18.084,0,0,-13.744]
["CP",35,"G5",11.026,0,0,-8.3800000000000008]
["CP",35,"G6",21.617000000000001,0,0,-16.428999999999998]
["CP",35,"G7",14.371,0,0,-10.922000000000001]
["CP",35,"H1",4.7699999999999996,0,0,-3.625]
["CP",35,"H2",24.565000000000001,0,0,-18.669]
["CP",35,"H6",34.222000000000001,0,0,-26.007999999999999]
["CP",35,"J1",15.592000000000001,0,0,-11.85]
["CP",35,"J3",33.540999999999997,0,0,-25.491]
["CP",35,"J4",11.259,0,0,-8.5570000000000004]
["CP",35,"J5",25.827000000000002,0,0,-19.629000000000001]
["CP",35,"J6",18.146999999999998,0,0,-13.792]
["CP",35,"J7",16.29,0,0,-12.38]
["CP",35,"J8",14.904999999999999,0,0,-11.327999999999999]
["CP",35,"K4",22.42,0,0,-17.039000000000001]
["CP",35,"K5",14.98,0,0,-11.385]
["CP",35,"K6",13.403,0,0,-10.186999999999999]
["CP",35,"L1",2.3980000000000001,0,0,-1.823]
["CP",35,"L2",27.087,0,0,-20.585999999999999]
["CP",35,"L3",49.195999999999998,0,0,-37.389000000000003]
["CP",35,"L5",45.637999999999998,0,0,-34.685000000000002]
["CP",35,"L7",21.193000000000001,0,0,-16.106000000000002]
["CP",35,"L8",16.038,0,0,-12.189]
["CP",35,"M4",10.108000000000001,0,0,-7.6820000000000004]
["CP",35,"M5",7.3289999999999997,0,0,-5.57]
["CP",35,"M6",4.0810000000000004,0,0,-3.1019999999999999]
["CP",35,"M7",3.5459999999999998,0,0,-2.6949999999999998]
["CP",35,"M8",1.083,0,0,-0.82299999999999995]
["CP",35,"N1",16.974,0,0,-12.9]
["CP",35,"N2",18.800999999999998,0,0,-14.289]
["CP",35,"N3",11.872999999999999,0,0,-9.0229999999999997]
["CP",35,"N4",18.658000000000001,0,0,-14.18]
["CP",35,"N5",9.4410000000000007,0,0,-7.1749999999999998]
["CP",35,"N6",3.2120000000000002,0,0,-2.4409999999999998]
["CP",35,"N7",4.7110000000000003,0,0,-3.581]
["CP",35,"P1",32.091000000000001,0,0,-24.388999999999999]
["CP",35,"P2",12.476000000000001,0,0,-9.4819999999999993]
["CP",35,"P3",40.710999999999999,0,0,-30.94]
["CP",35,"P4",4.774,0,0,-3.629]
["CP",35,"P5",4.3540000000000001,0,0,-3.3090000000000002]
["CP",35,"P6",14.055999999999999,0,0,-10.683]
["CP",35,"P7",9.2810000000000006,0,0,-7.0540000000000003]
["CP",35,"P8",26.178999999999998,0,0,-19.896000000000001]
["CP",35,"Q2",6.1059999999999999,0,0,-4.6399999999999997]
["CP",35,"Q4",29.29,0,0,-22.260999999999999]
["CP",35,"Q5",8.9949999999999992,0,0,-6.8360000000000003]
["CP",35,"Q6",7.04,0,0,-5.35]
["CP",35,"Q7",8.89,0,0,-6.7569999999999997]
["CP",35,"Q8",7.63,0,0,-5.7990000000000004]
["CP",35,"R4",10.891,0,0,-8.2769999999999992]
["CP",35,"R5",5.5970000000000004,0,0,-4.2539999999999996]
["CP",35,"R6",2.411,0,0,-1.8320000000000001]
["CP",35,"S1",34.262999999999998,0,0,-26.04]
["CP",35,"S2",5.3310000000000004,0,0,-4.0510000000000002]
["CP",35,"S4",1.5569999999999999,0,0,-1.1839999999999999]
["CP",35,"S5",13.403,0,0,-10.186]
["CP",35,"S6",1.615,0,0,-1.2270000000000001]
["CP",35,"S7",2.0630000000000002,0,0,-1.5680000000000001]
["CP",35,"T1",9.3040000000000003,0,0,-7.0709999999999997]
["CP",35,"T2",8.5510000000000002,0,0,-6.4989999999999997]
["CP",35,"T3",1.42,0,0,-1.079]
["CP",35,"T4",11.87,0,0,-9.0210000000000008]
["CP",35,"T5",2.4830000000000001,0,0,-1.887]
["CP",36,"A1",11.358000000000001,0,0,-8.6319999999999997]
["CP",36,"A3",2.0750000000000002,0,0,-1.577]
["CP",36,"A4",6.5519999999999996,0,0,-4.9790000000000001]
["CP",36,"A6",20.259,0,0,-15.397]
["CP",36,"A7",7.4909999999999997,0,0,-5.6929999999999996]
["CP",36,"A8",23.239000000000001,0,0,-17.661000000000001]
["CP",36,"A9",3.8740000000000001,0,0,-2.944]
["CP",36,"B1",32.109000000000002,0,0,-24.402999999999999]
["CP",36,"B2",41.241999999999997,0,0,-31.344000000000001]
["CP",36,"B3",10.518000000000001,0,0,-7.9939999999999998]
["CP",36,"B4",11.11,0,0,-8.4429999999999996]
["CP",36,"C1",4.2969999999999997,0,0,-3.266]
["CP",36,"C2",8.5120000000000005,0,0,-6.4690000000000003]
["CP",36,"C3",4.9210000000000003,0,0,-3.74]
["CP",36,"C4",6.3330000000000002,0,0,-4.8129999999999997]
["CP",36,"C5",7.3979999999999997,0,0,-5.6219999999999999]
["CP",36,"C6",2.5760000000000001,0,0,-1.958]
["CP",36,"C7",9.843,0,0,-7.4809999999999999]
["CP",36,"D4",16.835999999999999,0,0,-12.795]
["CP",36,"D5",13.021000000000001,0,0,-9.8960000000000008]
["CP",36,"D6",15.722,0,0,-11.949]
["CP",36,"E1",33.1,0,0,-25.155999999999999]
["CP",36,"E7",10.946,0,0,-8.3190000000000008]
["CP",36,"E8",7.7279999999999998,0,0,-5.8739999999999997]
["CP",36,"F6",91.852000000000004,0,0,-69.808000000000007]
["CP",36,"G1",19.199000000000002,0,0,-14.592000000000001]
["CP",36,"G5",11.706,0,0,-8.8970000000000002]
["CP",36,"G6",22.95,0,0,-17.442]
["CP",36,"G7",15.257,0,0,-11.596]
["CP",36,"H1",5.0640000000000001,0,0,-3.8490000000000002]
["CP",36,"H2",26.08,0,0,-19.821000000000002]
["CP",36,"H6",36.332000000000001,0,0,-27.611999999999998]
["CP",36,"J1",16.553999999999998,0,0,-12.581]
["CP",36,"J3",35.609000000000002,0,0,-27.062999999999999]
["CP",36,"J4",11.954000000000001,0,0,-9.0850000000000009]
["CP",36,"J5",27.42,0,0,-20.838999999999999]
["CP",36,"J6",19.265999999999998,0,0,-14.641999999999999]
["CP",36,"J7",17.295000000000002,0,0,-13.144]
["CP",36,"J8",15.824,0,0,-12.026999999999999]
["CP",36,"K4",23.803000000000001,0,0,-18.09]
["CP",36,"K5",15.904,0,0,-12.087]
["CP",36,"K6",14.23,0,0,-10.815]
["CP",36,"L1",2.5459999999999998,0,0,-1.9350000000000001]
["CP",36,"L2",28.757000000000001,0,0,-21.856000000000002]
["CP",36,"L3",52.23,0,0,-39.695]
["CP",36,"L5",48.453000000000003,0,0,-36.823999999999998]
["CP",36,"L7",22.5,0,0,-17.100000000000001]
["CP",36,"L8",17.027000000000001,0,0,-12.941000000000001]
["CP",36,"M4",10.731,0,0,-8.1560000000000006]
["CP",36,"M5",7.7809999999999997,0,0,-5.9130000000000003]
["CP",36,"M6",4.3330000000000002,0,0,-3.2930000000000001]
["CP",36,"M7",3.7639999999999998,0,0,-2.8610000000000002]
["CP",36,"M8",1.149,0,0,-0.873]
["CP",36,"N1",18.021000000000001,0,0,-13.696]
["CP",36,"N2",19.96,0,0,-15.17]
["CP",36,"N3",12.605,0,0,-9.58]
["CP",36,"N4",19.809000000000001,0,0,-15.055]
["CP",36,"N5",10.023999999999999,0,0,-7.6180000000000003]
["CP",36,"N6",3.41,0,0,-2.5910000000000002]
["CP",36,"N7",5.0019999999999998,0,0,-3.8010000000000002]
["CP",36,"P1",34.07,0,0,-25.893000000000001]
["CP",36,"P2",13.244999999999999,0,0,-10.067]
["CP",36,"P3",43.220999999999997,0,0,-32.847999999999999]
["CP",36,"P4",5.069,0,0,-3.8519999999999999]
["CP",36,"P5",4.6230000000000002,0,0,-3.5129999999999999]
["CP",36,"P6",14.923,0,0,-11.340999999999999]
["CP",36,"P7",9.8529999999999998,0,0,-7.4880000000000004]
["CP",36,"P8",27.794,0,0,-21.123000000000001]
["CP",36,"Q2",6.4820000000000002,0,0,-4.9260000000000002]
["CP",36,"Q4",31.097000000000001,0,0,-23.632999999999999]
["CP",36,"Q5",9.5500000000000007,0,0,-7.258]
["CP",36,"Q6",7.4740000000000002,0,0,-5.68]
["CP",36,"Q7",9.4390000000000001,0,0,-7.173]
["CP",36,"Q8",8.1010000000000009,0,0,-6.157]
["CP",36,"R4",11.563000000000001,0,0,-8.7880000000000003]
["CP",36,"R5",5.9420000000000002,0,0,-4.516]
["CP",36,"R6",2.5590000000000002,0,0,-1.9450000000000001]
["CP",36,"S1",36.375999999999998,0,0,-27.646000000000001]
["CP",36,"S2",5.66,0,0,-4.3010000000000002]
["CP",36,"S4",1.653,0,0,-1.2569999999999999]
["CP",36,"S5",14.23,0,0,-10.815]
["CP",36,"S6",1.714,0,0,-1.3029999999999999]
["CP",36,"S7",2.1909999999999998,0,0,-1.665]
["CP",36,"T1",9.8780000000000001,0,0,-7.5069999999999997]
["CP",36,"T2",9.0779999999999994,0,0,-6.899]
["CP",36,"T3",1.508,0,0,-1.1459999999999999]
["CP",36,"T4",12.602,0,0,-9.577]
["CP",36,"T5",2.6360000000000001,0,0,-2.0030000000000001]
["CP",37,"A1",11.987,0,0,-9.11]
["CP",37,"A3",2.19,0,0,-1.665]
["CP",37,"A4",6.915,0,0,-5.2560000000000002]
["CP",37,"A6",21.382000000000001,0,0,-16.25]
["CP",37,"A7",7.9059999999999997,0,0,-6.0090000000000003]
["CP",37,"A8",24.527000000000001,0,0,-18.640999999999998]
["CP",37,"A9",4.0890000000000004,0,0,-3.1080000000000001]
["CP",37,"B1",33.889000000000003,0,0,-25.756]
["CP",37,"B2",43.527999999999999,0,0,-33.082000000000001]
["CP",37,"B3",11.101000000000001,0,0,-8.4369999999999994]
["CP",37,"B4",11.726000000000001,0,0,-8.9120000000000008]
["CP",37,"C1",4.5350000000000001,0,0,-3.4470000000000001]
["CP",37,"C2",8.984,0,0,-6.8280000000000003]
["CP",37,"C3",5.194,0,0,-3.9470000000000001]
["CP",37,"C4",6.6849999999999996,0,0,-5.08]
["CP",37,"C5",7.8079999999999998,0,0,-5.9340000000000002]
["CP",37,"C6",2.7189999999999999,0,0,-2.0670000000000002]
["CP",37,"C7",10.388999999999999,0,0,-7.8959999999999999]
["CP",37,"D4",17.768999999999998,0,0,-13.505000000000001]
["CP",37,"D5",13.743,0,0,-10.445]
["CP",37,"D6",16.593,0,0,-12.611000000000001]
["CP",37,"E1",34.935000000000002,0,0,-26.550999999999998]
["CP",37,"E7",11.553000000000001,0,0,-8.7799999999999994]
["CP",37,"E8",8.157,0,0,-6.1989999999999998]
["CP",37,"F6",96.944999999999993,0,0,-73.677999999999997]
["CP",37,"G1",20.263999999999999,0,0,-15.401]
["CP",37,"G5",12.355,0,0,-9.39]
["CP",37,"G6",24.222999999999999,0,0,-18.408999999999999]
["CP",37,"G7",16.103000000000002,0,0,-12.239000000000001]
["CP",37,"H1",5.3449999999999998,0,0,-4.0620000000000003]
["CP",37,"H2",27.526,0,0,-20.92]
["CP",37,"H6",38.345999999999997,0,0,-29.143000000000001]
["CP",37,"J1",17.471,0,0,-13.278]
["CP",37,"J3",37.582999999999998,0,0,-28.562999999999999]
["CP",37,"J4",12.616,0,0,-9.5879999999999992]
["CP",37,"J5",28.94,0,0,-21.994]
["CP",37,"J6",20.335000000000001,0,0,-15.454000000000001]
["CP",37,"J7",18.253,0,0,-13.872999999999999]
["CP",37,"J8",16.702000000000002,0,0,-12.693]
["CP",37,"K4",25.123000000000001,0,0,-19.093]
["CP",37,"K5",16.785,0,0,-12.757]
["CP",37,"K6",15.019,0,0,-11.414]
["CP",37,"L1",2.6869999999999998,0,0,-2.0419999999999998]
["CP",37,"L2",30.352,0,0,-23.067]
["CP",37,"L3",55.125999999999998,0,0,-41.896000000000001]
["CP",37,"L5",51.139000000000003,0,0,-38.866]
["CP",37,"L7",23.747,0,0,-18.047999999999998]
["CP",37,"L8",17.971,0,0,-13.657999999999999]
["CP",37,"M4",11.326000000000001,0,0,-8.6080000000000005]
["CP",37,"M5",8.2119999999999997,0,0,-6.2409999999999997]
["CP",37,"M6",4.5730000000000004,0,0,-3.476]
["CP",37,"M7",3.9729999999999999,0,0,-3.0190000000000001]
["CP",37,"M8",1.2130000000000001,0,0,-0.92200000000000004]
["CP",37,"N1",19.02,0,0,-14.455]
["CP",37,"N2",21.067,0,0,-16.010999999999999]
["CP",37,"N3",13.304,0,0,-10.111000000000001]
["CP",37,"N4",20.907,0,0,-15.888999999999999]
["CP",37,"N5",10.579000000000001,0,0,-8.0399999999999991]
["CP",37,"N6",3.5990000000000002,0,0,-2.7349999999999999]
["CP",37,"N7",5.2789999999999999,0,0,-4.0119999999999996]
["CP",37,"P1",35.959000000000003,0,0,-27.329000000000001]
["CP",37,"P2",13.98,0,0,-10.625]
["CP",37,"P3",45.618000000000002,0,0,-34.668999999999997]
["CP",37,"P4",5.35,0,0,-4.0659999999999998]
["CP",37,"P5",4.8789999999999996,0,0,-3.7080000000000002]
["CP",37,"P6",15.75,0,0,-11.97]
["CP",37,"P7",10.4,0,0,-7.9039999999999999]
["CP",37,"P8",29.335000000000001,0,0,-22.295000000000002]
["CP",37,"Q2",6.8410000000000002,0,0,-5.1989999999999998]
["CP",37,"Q4",32.820999999999998,0,0,-24.943999999999999]
["CP",37,"Q5",10.079000000000001,0,0,-7.66]
["CP",37,"Q6",7.8879999999999999,0,0,-5.9950000000000001]
["CP",37,"Q7",9.9619999999999997,0,0,-7.5709999999999997]
["CP",37,"Q8",8.5500000000000007,0,0,-6.4980000000000002]
["CP",37,"R4",12.204000000000001,0,0,-9.2750000000000004]
["CP",37,"R5",6.2720000000000002,0,0,-4.7670000000000003]
["CP",37,"R6",2.7010000000000001,0,0,-2.0529999999999999]
["CP",37,"S1",38.393000000000001,0,0,-29.178000000000001]
["CP",37,"S2",5.9729999999999999,0,0,-4.54]
["CP",37,"S4",1.7450000000000001,0,0,-1.3260000000000001]
["CP",37,"S5",15.019,0,0,-11.414]
["CP",37,"S6",1.81,0,0,-1.375]
["CP",37,"S7",2.3119999999999998,0,0,-1.7569999999999999]
["CP",37,"T1",10.426,0,0,-7.9240000000000004]
["CP",37,"T2",9.5809999999999995,0,0,-7.282]
["CP",37,"T3",1.591,0,0,-1.21]
["CP",37,"T4",13.3,0,0,-10.108000000000001]
["CP",37,"T5",2.782,0,0,-2.1139999999999999]
["CP",38,"A1",12.587,0,0,-9.5660000000000007]
["CP",38,"A3",2.2999999999999998,0,0,-1.748]
["CP",38,"A4",7.2610000000000001,0,0,-5.5179999999999998]
["CP",38,"A6",22.451000000000001,0,0,-17.062999999999999]
["CP",38,"A7",8.3010000000000002,0,0,-6.3090000000000002]
["CP",38,"A8",25.753,0,0,-19.571999999999999]
["CP",38,"A9",4.2930000000000001,0,0,-3.2629999999999999]
["CP",38,"B1",35.582999999999998,0,0,-27.042999999999999]
["CP",38,"B2",45.704999999999998,0,0,-34.734999999999999]
["CP",38,"B3",11.656000000000001,0,0,-8.859]
["CP",38,"B4",12.311999999999999,0,0,-9.3569999999999993]
["CP",38,"C1",4.7619999999999996,0,0,-3.6190000000000002]
["CP",38,"C2",9.4329999999999998,0,0,-7.1689999999999996]
["CP",38,"C3",5.4539999999999997,0,0,-4.1449999999999996]
["CP",38,"C4",7.0190000000000001,0,0,-5.3339999999999996]
["CP",38,"C5",8.1980000000000004,0,0,-6.2309999999999999]
["CP",38,"C6",2.855,0,0,-2.17]
["CP",38,"C7",10.909000000000001,0,0,-8.2910000000000004]
["CP",38,"D4",18.658000000000001,0,0,-14.18]
["CP",38,"D5",14.43,0,0,-10.967000000000001]
["CP",38,"D6",17.422999999999998,0,0,-13.241]
["CP",38,"E1",36.680999999999997,0,0,-27.878]
["CP",38,"E7",12.131,0,0,-9.2189999999999994]
["CP",38,"E8",8.5649999999999995,0,0,-6.5090000000000003]
["CP",38,"F6",101.792,0,0,-77.361999999999995]
["CP",38,"G1",21.277000000000001,0,0,-16.170999999999999]
["CP",38,"G5",12.973000000000001,0,0,-9.859]
["CP",38,"G6",25.434000000000001,0,0,-19.329999999999998]
["CP",38,"G7",16.908000000000001,0,0,-12.85]
["CP",38,"H1",5.6120000000000001,0,0,-4.2649999999999997]
["CP",38,"H2",28.902000000000001,0,0,-21.965]
["CP",38,"H6",40.262999999999998,0,0,-30.6]
["CP",38,"J1",18.344999999999999,0,0,-13.942]
["CP",38,"J3",39.462000000000003,0,0,-29.991]
["CP",38,"J4",13.247,0,0,-10.068]
["CP",38,"J5",30.387,0,0,-23.094000000000001]
["CP",38,"J6",21.350999999999999,0,0,-16.227]
["CP",38,"J7",19.166,0,0,-14.566000000000001]
["CP",38,"J8",17.536999999999999,0,0,-13.327999999999999]
["CP",38,"K4",26.379000000000001,0,0,-20.047999999999998]
["CP",38,"K5",17.625,0,0,-13.395]
["CP",38,"K6",15.77,0,0,-11.984999999999999]
["CP",38,"L1",2.8220000000000001,0,0,-2.145]
["CP",38,"L2",31.869,0,0,-24.221]
["CP",38,"L3",57.881999999999998,0,0,-43.99]
["CP",38,"L5",53.695999999999998,0,0,-40.808999999999997]
["CP",38,"L7",24.934000000000001,0,0,-18.95]
["CP",38,"L8",18.87,0,0,-14.340999999999999]
["CP",38,"M4",11.891999999999999,0,0,-9.0380000000000003]
["CP",38,"M5",8.6229999999999993,0,0,-6.5529999999999999]
["CP",38,"M6",4.8019999999999996,0,0,-3.649]
["CP",38,"M7",4.1719999999999997,0,0,-3.17]
["CP",38,"M8",1.274,0,0,-0.96799999999999997]
["CP",38,"N1",19.971,0,0,-15.178000000000001]
["CP",38,"N2",22.12,0,0,-16.811]
["CP",38,"N3",13.968999999999999,0,0,-10.616]
["CP",38,"N4",21.952000000000002,0,0,-16.684000000000001]
["CP",38,"N5",11.108000000000001,0,0,-8.4420000000000002]
["CP",38,"N6",3.778,0,0,-2.8719999999999999]
["CP",38,"N7",5.5430000000000001,0,0,-4.2130000000000001]
["CP",38,"P1",37.756,0,0,-28.695]
["CP",38,"P2",14.679,0,0,-11.156000000000001]
["CP",38,"P3",47.898000000000003,0,0,-36.402999999999999]
["CP",38,"P4",5.617,0,0,-4.2690000000000001]
["CP",38,"P5",5.1230000000000002,0,0,-3.8929999999999998]
["CP",38,"P6",16.538,0,0,-12.569000000000001]
["CP",38,"P7",10.919,0,0,-8.2989999999999995]
["CP",38,"P8",30.800999999999998,0,0,-23.408999999999999]
["CP",38,"Q2",7.1829999999999998,0,0,-5.4589999999999996]
["CP",38,"Q4",34.460999999999999,0,0,-26.190999999999999]
["CP",38,"Q5",10.583,0,0,-8.0429999999999993]
["CP",38,"Q6",8.2829999999999995,0,0,-6.2949999999999999]
["CP",38,"Q7",10.46,0,0,-7.95]
["CP",38,"Q8",8.9770000000000003,0,0,-6.8230000000000004]
["CP",38,"R4",12.814,0,0,-9.7390000000000008]
["CP",38,"R5",6.585,0,0,-5.0049999999999999]
["CP",38,"R6",2.8359999999999999,0,0,-2.1560000000000001]
["CP",38,"S1",40.311999999999998,0,0,-30.637]
["CP",38,"S2",6.2720000000000002,0,0,-4.7670000000000003]
["CP",38,"S4",1.8320000000000001,0,0,-1.3919999999999999]
["CP",38,"S5",15.77,0,0,-11.984999999999999]
["CP",38,"S6",1.9,0,0,-1.444]
["CP",38,"S7",2.4279999999999999,0,0,-1.845]
["CP",38,"T1",10.946999999999999,0,0,-8.32]
["CP",38,"T2",10.06,0,0,-7.6459999999999999]
["CP",38,"T3",1.671,0,0,-1.27]
["CP",38,"T4",13.965,0,0,-10.614000000000001]
["CP",38,"T5",2.9209999999999998,0,0,-2.2200000000000002]
["CP",39,"A1",13.170999999999999,0,0,-10.01]
["CP",39,"A3",2.4060000000000001,0,0,-1.829]
["CP",39,"A4",7.5979999999999999,0,0,-5.774]
["CP",39,"A6",23.492000000000001,0,0,-17.853999999999999]
["CP",39,"A7",8.6859999999999999,0,0,-6.6020000000000003]
["CP",39,"A8",26.948,0,0,-20.48]
["CP",39,"A9",4.492,0,0,-3.4140000000000001]
["CP",39,"B1",37.234000000000002,0,0,-28.297999999999998]
["CP",39,"B2",47.825000000000003,0,0,-36.347000000000001]
["CP",39,"B3",12.196999999999999,0,0,-9.27]
["CP",39,"B4",12.882999999999999,0,0,-9.7910000000000004]
["CP",39,"C1",4.9829999999999997,0,0,-3.7869999999999999]
["CP",39,"C2",9.8710000000000004,0,0,-7.5019999999999998]
["CP",39,"C3",5.7069999999999999,0,0,-4.3369999999999997]
["CP",39,"C4",7.3440000000000003,0,0,-5.5819999999999999]
["CP",39,"C5",8.5790000000000006,0,0,-6.52]
["CP",39,"C6",2.988,0,0,-2.2709999999999999]
["CP",39,"C7",11.414999999999999,0,0,-8.6750000000000007]
["CP",39,"D4",19.523,0,0,-14.837999999999999]
["CP",39,"D5",15.1,0,0,-11.476000000000001]
["CP",39,"D6",18.231000000000002,0,0,-13.856]
["CP",39,"E1",38.383000000000003,0,0,-29.170999999999999]
["CP",39,"E7",12.693,0,0,-9.6470000000000002]
["CP",39,"E8",8.9619999999999997,0,0,-6.8109999999999999]
["CP",39,"F6",106.51300000000001,0,0,-80.95]
["CP",39,"G1",22.263999999999999,0,0,-16.920999999999999]
["CP",39,"G5",13.574999999999999,0,0,-10.317]
["CP",39,"G6",26.613,0,0,-20.225999999999999]
["CP",39,"G7",17.693000000000001,0,0,-13.446]
["CP",39,"H1",5.8719999999999999,0,0,-4.4630000000000001]
["CP",39,"H2",30.242999999999999,0,0,-22.984000000000002]
["CP",39,"H6",42.131,0,0,-32.020000000000003]
["CP",39,"J1",19.196000000000002,0,0,-14.589]
["CP",39,"J3",41.292999999999999,0,0,-31.382000000000001]
["CP",39,"J4",13.862,0,0,-10.535]
["CP",39,"J5",31.795999999999999,0,0,-24.164999999999999]
["CP",39,"J6",22.341999999999999,0,0,-16.98]
["CP",39,"J7",20.055,0,0,-15.242000000000001]
["CP",39,"J8",18.350000000000001,0,0,-13.946]
["CP",39,"K4",27.602,0,0,-20.978000000000002]
["CP",39,"K5",18.442,0,0,-14.016]
["CP",39,"K6",16.501000000000001,0,0,-12.541]
["CP",39,"L1",2.9529999999999998,0,0,-2.2440000000000002]
["CP",39,"L2",33.347000000000001,0,0,-25.344000000000001]
["CP",39,"L3",60.567,0,0,-46.030999999999999]
["CP",39,"L5",56.186,0,0,-42.701999999999998]
["CP",39,"L7",26.091000000000001,0,0,-19.829000000000001]
["CP",39,"L8",19.745000000000001,0,0,-15.006]
["CP",39,"M4",12.444000000000001,0,0,-9.4580000000000002]
["CP",39,"M5",9.0229999999999997,0,0,-6.8570000000000002]
["CP",39,"M6",5.0250000000000004,0,0,-3.819]
["CP",39,"M7",4.3650000000000002,0,0,-3.3170000000000002]
["CP",39,"M8",1.333,0,0,-1.0129999999999999]
["CP",39,"N1",20.898,0,0,-15.882]
["CP",39,"N2",23.146000000000001,0,0,-17.591000000000001]
["CP",39,"N3",14.617000000000001,0,0,-11.109]
["CP",39,"N4",22.971,0,0,-17.457999999999998]
["CP",39,"N5",11.624000000000001,0,0,-8.8339999999999996]
["CP",39,"N6",3.9540000000000002,0,0,-3.0049999999999999]
["CP",39,"N7",5.8,0,0,-4.4080000000000004]
["CP",39,"P1",39.508000000000003,0,0,-30.026]
["CP",39,"P2",15.36,0,0,-11.673]
["CP",39,"P3",50.12,0,0,-38.091000000000001]
["CP",39,"P4",5.8780000000000001,0,0,-4.4669999999999996]
["CP",39,"P5",5.36,0,0,-4.0739999999999998]
["CP",39,"P6",17.305,0,0,-13.151999999999999]
["CP",39,"P7",11.426,0,0,-8.6839999999999993]
["CP",39,"P8",32.229999999999997,0,0,-24.495000000000001]
["CP",39,"Q2",7.5170000000000003,0,0,-5.7130000000000001]
["CP",39,"Q4",36.06,0,0,-27.405999999999999]
["CP",39,"Q5",11.074,0,0,-8.4160000000000004]
["CP",39,"Q6",8.6669999999999998,0,0,-6.5869999999999997]
["CP",39,"Q7",10.945,0,0,-8.3179999999999996]
["CP",39,"Q8",9.3940000000000001,0,0,-7.1390000000000002]
["CP",39,"R4",13.407999999999999,0,0,-10.19]
["CP",39,"R5",6.891,0,0,-5.2370000000000001]
["CP",39,"R6",2.968,0,0,-2.2559999999999998]
["CP",39,"S1",42.182000000000002,0,0,-32.058]
["CP",39,"S2",6.5629999999999997,0,0,-4.9880000000000004]
["CP",39,"S4",1.917,0,0,-1.4570000000000001]
["CP",39,"S5",16.501000000000001,0,0,-12.541]
["CP",39,"S6",1.988,0,0,-1.5109999999999999]
["CP",39,"S7",2.54,0,0,-1.931]
["CP",39,"T1",11.455,0,0,-8.7059999999999995]
["CP",39,"T2",10.526999999999999,0,0,-8.0009999999999994]
["CP",39,"T3",1.7490000000000001,0,0,-1.329]
["CP",39,"T4",14.613,0,0,-11.106]
["CP",39,"T5",3.056,0,0,-2.323]
["CP",40,"A1",13.733000000000001,0,0,-10.436999999999999]
["CP",40,"A3",2.5089999999999999,0,0,-1.907]
["CP",40,"A4",7.9219999999999997,0,0,-6.0209999999999999]
["CP",40,"A6",24.495999999999999,0,0,-18.617000000000001]
["CP",40,"A7",9.0579999999999998,0,0,-6.8840000000000003]
["CP",40,"A8",28.099,0,0,-21.356000000000002]
["CP",40,"A9",4.6840000000000002,0,0,-3.56]
["CP",40,"B1",38.825000000000003,0,0,-29.507000000000001]
["CP",40,"B2",49.869,0,0,-37.9]
["CP",40,"B3",12.718,0,0,-9.6660000000000004]
["CP",40,"B4",13.433999999999999,0,0,-10.210000000000001]
["CP",40,"C1",5.1959999999999997,0,0,-3.9489999999999998]
["CP",40,"C2",10.292999999999999,0,0,-7.8220000000000001]
["CP",40,"C3",5.9509999999999996,0,0,-4.5220000000000002]
["CP",40,"C4",7.6580000000000004,0,0,-5.82]
["CP",40,"C5",8.9450000000000003,0,0,-6.7990000000000004]
["CP",40,"C6",3.1150000000000002,0,0,-2.3679999999999999]
["CP",40,"C7",11.903,0,0,-9.0459999999999994]
["CP",40,"D4",20.358000000000001,0,0,-15.472]
["CP",40,"D5",15.744999999999999,0,0,-11.965999999999999]
["CP",40,"D6",19.010000000000002,0,0,-14.448]
["CP",40,"E1",40.023000000000003,0,0,-30.417999999999999]
["CP",40,"E7",13.236000000000001,0,0,-10.058999999999999]
["CP",40,"E8",9.3450000000000006,0,0,-7.1020000000000003]
["CP",40,"F6",111.066,0,0,-84.41]
["CP",40,"G1",23.216000000000001,0,0,-17.643999999999998]
["CP",40,"G5",14.154999999999999,0,0,-10.757999999999999]
["CP",40,"G6",27.751000000000001,0,0,-21.091000000000001]
["CP",40,"G7",18.449000000000002,0,0,-14.021000000000001]
["CP",40,"H1",6.1230000000000002,0,0,-4.6539999999999999]
["CP",40,"H2",31.535,0,0,-23.966999999999999]
["CP",40,"H6",43.932000000000002,0,0,-33.387999999999998]
["CP",40,"J1",20.015999999999998,0,0,-15.212]
["CP",40,"J3",43.057000000000002,0,0,-32.723999999999997]
["CP",40,"J4",14.454000000000001,0,0,-10.984999999999999]
["CP",40,"J5",33.155000000000001,0,0,-25.198]
["CP",40,"J6",23.295999999999999,0,0,-17.704999999999998]
["CP",40,"J7",20.911999999999999,0,0,-15.893000000000001]
["CP",40,"J8",19.135000000000002,0,0,-14.542]
["CP",40,"K4",28.782,0,0,-21.873999999999999]
["CP",40,"K5",19.23,0,0,-14.615]
["CP",40,"K6",17.207000000000001,0,0,-13.077]
["CP",40,"L1",3.0790000000000002,0,0,-2.34]
["CP",40,"L2",34.773000000000003,0,0,-26.427]
["CP",40,"L3",63.155000000000001,0,0,-47.997999999999998]
["CP",40,"L5",58.588000000000001,0,0,-44.527000000000001]
["CP",40,"L7",27.206,0,0,-20.677]
["CP",40,"L8",20.588999999999999,0,0,-15.647]
["CP",40,"M4",12.976000000000001,0,0,-9.8620000000000001]
["CP",40,"M5",9.4079999999999995,0,0,-7.15]
["CP",40,"M6",5.2389999999999999,0,0,-3.9820000000000002]
["CP",40,"M7",4.5519999999999996,0,0,-3.4590000000000001]
["CP",40,"M8",1.39,0,0,-1.056]
["CP",40,"N1",21.791,0,0,-16.561]
["CP",40,"N2",24.135000000000002,0,0,-18.343]
["CP",40,"N3",15.242000000000001,0,0,-11.584]
["CP",40,"N4",23.952000000000002,0,0,-18.204000000000001]
["CP",40,"N5",12.12,0,0,-9.2110000000000003]
["CP",40,"N6",4.1230000000000002,0,0,-3.133]
["CP",40,"N7",6.048,0,0,-4.5970000000000004]
["CP",40,"P1",41.195999999999998,0,0,-31.309000000000001]
["CP",40,"P2",16.015999999999998,0,0,-12.172000000000001]
["CP",40,"P3",52.262,0,0,-39.719000000000001]
["CP",40,"P4",6.1289999999999996,0,0,-4.6580000000000004]
["CP",40,"P5",5.5890000000000004,0,0,-4.2480000000000002]
["CP",40,"P6",18.044,0,0,-13.714]
["CP",40,"P7",11.914,0,0,-9.0549999999999997]
["CP",40,"P8",33.607999999999997,0,0,-25.542000000000002]
["CP",40,"Q2",7.8380000000000001,0,0,-5.9569999999999999]
["CP",40,"Q4",37.600999999999999,0,0,-28.577000000000002]
["CP",40,"Q5",11.547000000000001,0,0,-8.7759999999999998]
["CP",40,"Q6",9.0370000000000008,0,0,-6.8680000000000003]
["CP",40,"Q7",11.413,0,0,-8.6739999999999995]
["CP",40,"Q8",9.7949999999999999,0,0,-7.4450000000000003]
["CP",40,"R4",13.981,0,0,-10.625999999999999]
["CP",40,"R5",7.1849999999999996,0,0,-5.4610000000000003]
["CP",40,"R6",3.0950000000000002,0,0,-2.3519999999999999]
["CP",40,"S1",43.984999999999999,0,0,-33.427999999999997]
["CP",40,"S2",6.843,0,0,-5.2009999999999996]
["CP",40,"S4",1.9990000000000001,0,0,-1.5189999999999999]
["CP",40,"S5",17.206,0,0,-13.077]
["CP",40,"S6",2.073,0,0,-1.5760000000000001]
["CP",40,"S7",2.649,0,0,-2.0129999999999999]
["CP",40,"T1",11.944000000000001,0,0,-9.0779999999999994]
["CP",40,"T2",10.977,0,0,-8.343]
["CP",40,"T3",1.823,0,0,-1.3859999999999999]
["CP",40,"T4",15.238,0,0,-11.581]
["CP",40,"T5",3.1869999999999998,0,0,-2.4220000000000002]
["TD",16,"A1",0.224,0,-0.17,0]
["TD",16,"A3",4.1000000000000002E-2,0,-3.1E-2,0]
["TD",16,"A4",0.129,0,-9.8000000000000004E-2,0]
["TD",16,"A6",0.39900000000000002,0,-0.30299999999999999,0]
["TD",16,"A7",0.14799999999999999,0,-0.112,0]
["TD",16,"A8",0.45800000000000002,0,-0.34799999999999998,0]
["TD",16,"A9",7.5999999999999998E-2,0,-5.8000000000000003E-2,0]
["TD",16,"B1",0.63300000000000001,0,-0.48099999999999998,0]
["TD",16,"B2",0.81299999999999994,0,-0.61799999999999999,0]
["TD",16,"B3",0.20699999999999999,0,-0.158,0]
["TD",16,"B4",0.219,0,-0.16600000000000001,0]
["TD",16,"C1",8.5000000000000006E-2,0,-6.4000000000000001E-2,0]
["TD",16,"C2",0.16800000000000001,0,-0.127,0]
["TD",16,"C3",9.7000000000000003E-2,0,-7.3999999999999996E-2,0]
["TD",16,"C4",0.125,0,-9.5000000000000001E-2,0]
["TD",16,"C5",0.14599999999999999,0,-0.111,0]
["TD",16,"C6",5.0999999999999997E-2,0,-3.9E-2,0]
["TD",16,"C7",0.19400000000000001,0,-0.14699999999999999,0]
["TD",16,"D4",0.33200000000000002,0,-0.252,0]
["TD",16,"D5",0.25700000000000001,0,-0.19500000000000001,0]
["TD",16,"D6",0.31,0,-0.23499999999999999,0]
["TD",16,"E1",0.65200000000000002,0,-0.496,0]
["TD",16,"E7",0.216,0,-0.16400000000000001,0]
["TD",16,"E8",0.152,0,-0.11600000000000001,0]
["TD",16,"F6",1.81,0,-1.3759999999999999,0]
["TD",16,"G1",0.378,0,-0.28799999999999998,0]
["TD",16,"G5",0.23100000000000001,0,-0.17499999999999999,0]
["TD",16,"G6",0.45200000000000001,0,-0.34399999999999997,0]
["TD",16,"G7",0.30099999999999999,0,-0.22900000000000001,0]
["TD",16,"H1",0.1,0,-7.5999999999999998E-2,0]
["TD",16,"H2",0.51400000000000001,0,-0.39100000000000001,0]
["TD",16,"H6",0.71599999999999997,0,-0.54400000000000004,0]
["TD",16,"J1",0.32600000000000001,0,-0.248,0]
["TD",16,"J3",0.70199999999999996,0,-0.53300000000000003,0]
["TD",16,"J4",0.23599999999999999,0,-0.17899999999999999,0]
["TD",16,"J5",0.54,0,-0.41099999999999998,0]
["TD",16,"J6",0.38,0,-0.28899999999999998,0]
["TD",16,"J7",0.34100000000000003,0,-0.25900000000000001,0]
["TD",16,"J8",0.312,0,-0.23699999999999999,0]
["TD",16,"K4",0.46899999999999997,0,-0.35699999999999998,0]
["TD",16,"K5",0.313,0,-0.23799999999999999,0]
["TD",16,"K6",0.28000000000000003,0,-0.21299999999999999,0]
["TD",16,"L1",0.05,0,-3.7999999999999999E-2,0]
["TD",16,"L2",0.56699999999999995,0,-0.43099999999999999,0]
["TD",16,"L3",1.0289999999999999,0,-0.78200000000000003,0]
["TD",16,"L5",0.95499999999999996,0,-0.72599999999999998,0]
["TD",16,"L7",0.443,0,-0.33700000000000002,0]
["TD",16,"L8",0.33600000000000002,0,-0.255,0]
["TD",16,"M4",0.21099999999999999,0,-0.161,0]
["TD",16,"M5",0.153,0,-0.11700000000000001,0]
["TD",16,"M6",8.5000000000000006E-2,0,-6.5000000000000002E-2,0]
["TD",16,"M7",7.3999999999999996E-2,0,-5.6000000000000001E-2,0]
["TD",16,"M8",2.3E-2,0,-1.7000000000000001E-2,0]
["TD",16,"N1",0.35499999999999998,0,-0.27,0]
["TD",16,"N2",0.39300000000000002,0,-0.29899999999999999,0]
["TD",16,"N3",0.248,0,-0.189,0]
["TD",16,"N4",0.39,0,-0.29699999999999999,0]
["TD",16,"N5",0.19800000000000001,0,-0.15,0]
["TD",16,"N6",6.7000000000000004E-2,0,-5.0999999999999997E-2,0]
["TD",16,"N7",9.9000000000000005E-2,0,-7.4999999999999997E-2,0]
["TD",16,"P1",0.67100000000000004,0,-0.51,0]
["TD",16,"P2",0.26100000000000001,0,-0.19800000000000001,0]
["TD",16,"P3",0.85199999999999998,0,-0.64700000000000002,0]
["TD",16,"P4",0.1,0,-7.5999999999999998E-2,0]
["TD",16,"P5",9.0999999999999998E-2,0,-6.9000000000000006E-2,0]
["TD",16,"P6",0.29399999999999998,0,-0.224,0]
["TD",16,"P7",0.19400000000000001,0,-0.14799999999999999,0]
["TD",16,"P8",0.54800000000000004,0,-0.41599999999999998,0]
["TD",16,"Q2",0.128,0,-9.7000000000000003E-2,0]
["TD",16,"Q4",0.61299999999999999,0,-0.46600000000000003,0]
["TD",16,"Q5",0.188,0,-0.14299999999999999,0]
["TD",16,"Q6",0.14699999999999999,0,-0.112,0]
["TD",16,"Q7",0.186,0,-0.14099999999999999,0]
["TD",16,"Q8",0.16,0,-0.121,0]
["TD",16,"R4",0.22800000000000001,0,-0.17299999999999999,0]
["TD",16,"R5",0.11700000000000001,0,-8.8999999999999996E-2,0]
["TD",16,"R6",0.05,0,-3.7999999999999999E-2,0]
["TD",16,"S1",0.71699999999999997,0,-0.54500000000000004,0]
["TD",16,"S2",0.112,0,-8.5000000000000006E-2,0]
["TD",16,"S4",3.3000000000000002E-2,0,-2.5000000000000001E-2,0]
["TD",16,"S5",0.28000000000000003,0,-0.21299999999999999,0]
["TD",16,"S6",3.4000000000000002E-2,0,-2.5999999999999999E-2,0]
["TD",16,"S7",4.2999999999999997E-2,0,-3.3000000000000002E-2,0]
["TD",16,"T1",0.19500000000000001,0,-0.14799999999999999,0]
["TD",16,"T2",0.17899999999999999,0,-0.13600000000000001,0]
["TD",16,"T3",0.03,0,-2.3E-2,0]
["TD",16,"T4",0.248,0,-0.189,0]
["TD",16,"T5",5.1999999999999998E-2,0,-3.9E-2,0]
["TD",17,"A1",0.23200000000000001,0,-0.17599999999999999,0]
["TD",17,"A3",4.2000000000000003E-2,0,-3.2000000000000001E-2,0]
["TD",17,"A4",0.13400000000000001,0,-0.10199999999999999,0]
["TD",17,"A6",0.41399999999999998,0,-0.315,0]
["TD",17,"A7",0.153,0,-0.11600000000000001,0]
["TD",17,"A8",0.47499999999999998,0,-0.36099999999999999,0]
["TD",17,"A9",7.9000000000000001E-2,0,-0.06,0]
["TD",17,"B1",0.65600000000000003,0,-0.499,0]
["TD",17,"B2",0.84299999999999997,0,-0.64100000000000001,0]
["TD",17,"B3",0.215,0,-0.16300000000000001,0]
["TD",17,"B4",0.22700000000000001,0,-0.17299999999999999,0]
["TD",17,"C1",8.7999999999999995E-2,0,-6.7000000000000004E-2,0]
["TD",17,"C2",0.17399999999999999,0,-0.13200000000000001,0]
["TD",17,"C3",0.10100000000000001,0,-7.5999999999999998E-2,0]
["TD",17,"C4",0.129,0,-9.8000000000000004E-2,0]
["TD",17,"C5",0.151,0,-0.115,0]
["TD",17,"C6",5.2999999999999999E-2,0,-0.04,0]
["TD",17,"C7",0.20100000000000001,0,-0.153,0]
["TD",17,"D4",0.34399999999999997,0,-0.26200000000000001,0]
["TD",17,"D5",0.26600000000000001,0,-0.20200000000000001,0]
["TD",17,"D6",0.32100000000000001,0,-0.24399999999999999,0]
["TD",17,"E1",0.67700000000000005,0,-0.51400000000000001,0]
["TD",17,"E7",0.224,0,-0.17,0]
["TD",17,"E8",0.158,0,-0.12,0]
["TD",17,"F6",1.877,0,-1.427,0]
["TD",17,"G1",0.39200000000000002,0,-0.29799999999999999,0]
["TD",17,"G5",0.23899999999999999,0,-0.182,0]
["TD",17,"G6",0.46899999999999997,0,-0.35599999999999998,0]
["TD",17,"G7",0.312,0,-0.23699999999999999,0]
["TD",17,"H1",0.10299999999999999,0,-7.9000000000000001E-2,0]
["TD",17,"H2",0.53300000000000003,0,-0.40500000000000003,0]
["TD",17,"H6",0.74299999999999999,0,-0.56399999999999995,0]
["TD",17,"J1",0.33800000000000002,0,-0.25700000000000001,0]
["TD",17,"J3",0.72799999999999998,0,-0.55300000000000005,0]
["TD",17,"J4",0.24399999999999999,0,-0.186,0]
["TD",17,"J5",0.56000000000000005,0,-0.42599999999999999,0]
["TD",17,"J6",0.39400000000000002,0,-0.29899999999999999,0]
["TD",17,"J7",0.35299999999999998,0,-0.26900000000000002,0]
["TD",17,"J8",0.32300000000000001,0,-0.246,0]
["TD",17,"K4",0.48599999999999999,0,-0.37,0]
["TD",17,"K5",0.32500000000000001,0,-0.247,0]
["TD",17,"K6",0.29099999999999998,0,-0.221,0]
["TD",17,"L1",5.1999999999999998E-2,0,-0.04,0]
["TD",17,"L2",0.58799999999999997,0,-0.44700000000000001,0]
["TD",17,"L3",1.0680000000000001,0,-0.81100000000000005,0]
["TD",17,"L5",0.99,0,-0.753,0]
["TD",17,"L7",0.46,0,-0.34899999999999998,0]
["TD",17,"L8",0.34799999999999998,0,-0.26400000000000001,0]
["TD",17,"M4",0.219,0,-0.16700000000000001,0]
["TD",17,"M5",0.159,0,-0.121,0]
["TD",17,"M6",8.8999999999999996E-2,0,-6.7000000000000004E-2,0]
["TD",17,"M7",7.6999999999999999E-2,0,-5.8000000000000003E-2,0]
["TD",17,"M8",2.3E-2,0,-1.7999999999999999E-2,0]
["TD",17,"N1",0.36799999999999999,0,-0.28000000000000003,0]
["TD",17,"N2",0.40799999999999997,0,-0.31,0]
["TD",17,"N3",0.25800000000000001,0,-0.19600000000000001,0]
["TD",17,"N4",0.40500000000000003,0,-0.308,0]
["TD",17,"N5",0.20499999999999999,0,-0.156,0]
["TD",17,"N6",7.0000000000000007E-2,0,-5.2999999999999999E-2,0]
["TD",17,"N7",0.10199999999999999,0,-7.8E-2,0]
["TD",17,"P1",0.69599999999999995,0,-0.52900000000000003,0]
["TD",17,"P2",0.27100000000000002,0,-0.20599999999999999,0]
["TD",17,"P3",0.88300000000000001,0,-0.67100000000000004,0]
["TD",17,"P4",0.104,0,-7.9000000000000001E-2,0]
["TD",17,"P5",9.4E-2,0,-7.1999999999999995E-2,0]
["TD",17,"P6",0.30499999999999999,0,-0.23200000000000001,0]
["TD",17,"P7",0.20100000000000001,0,-0.153,0]
["TD",17,"P8",0.56799999999999995,0,-0.432,0]
["TD",17,"Q2",0.13200000000000001,0,-0.10100000000000001,0]
["TD",17,"Q4",0.63600000000000001,0,-0.48299999999999998,0]
["TD",17,"Q5",0.19500000000000001,0,-0.14799999999999999,0]
["TD",17,"Q6",0.153,0,-0.11600000000000001,0]
["TD",17,"Q7",0.193,0,-0.14699999999999999,0]
["TD",17,"Q8",0.16600000000000001,0,-0.126,0]
["TD",17,"R4",0.23599999999999999,0,-0.18,0]
["TD",17,"R5",0.121,0,-9.1999999999999998E-2,0]
["TD",17,"R6",5.1999999999999998E-2,0,-0.04,0]
["TD",17,"S1",0.74299999999999999,0,-0.56499999999999995,0]
["TD",17,"S2",0.11600000000000001,0,-8.7999999999999995E-2,0]
["TD",17,"S4",3.4000000000000002E-2,0,-2.5999999999999999E-2,0]
["TD",17,"S5",0.29099999999999998,0,-0.221,0]
["TD",17,"S6",3.5000000000000003E-2,0,-2.7E-2,0]
["TD",17,"S7",4.4999999999999998E-2,0,-3.4000000000000002E-2,0]
["TD",17,"T1",0.20200000000000001,0,-0.153,0]
["TD",17,"T2",0.186,0,-0.14099999999999999,0]
["TD",17,"T3",3.1E-2,0,-2.3E-2,0]
["TD",17,"T4",0.25800000000000001,0,-0.19600000000000001,0]
["TD",17,"T5",5.3999999999999999E-2,0,-4.1000000000000002E-2,0]
["TD",18,"A1",0.26800000000000002,0,-0.20399999999999999,0]
["TD",18,"A3",4.9000000000000002E-2,0,-3.6999999999999998E-2,0]
["TD",18,"A4",0.155,0,-0.11799999999999999,0]
["TD",18,"A6",0.47899999999999998,0,-0.36399999999999999,0]
["TD",18,"A7",0.17699999999999999,0,-0.13500000000000001,0]
["TD",18,"A8",0.54900000000000004,0,-0.41699999999999998,0]
["TD",18,"A9",9.1999999999999998E-2,0,-7.0000000000000007E-2,0]
["TD",18,"B1",0.75900000000000001,0,-0.57699999999999996,0]
["TD",18,"B2",0.97499999999999998,0,-0.74099999999999999,0]
["TD",18,"B3",0.249,0,-0.189,0]
["TD",18,"B4",0.26300000000000001,0,-0.2,0]
["TD",18,"C1",0.10199999999999999,0,-7.6999999999999999E-2,0]
["TD",18,"C2",0.20100000000000001,0,-0.153,0]
["TD",18,"C3",0.11600000000000001,0,-8.7999999999999995E-2,0]
["TD",18,"C4",0.15,0,-0.114,0]
["TD",18,"C5",0.17499999999999999,0,-0.13300000000000001,0]
["TD",18,"C6",6.0999999999999999E-2,0,-4.5999999999999999E-2,0]
["TD",18,"C7",0.23300000000000001,0,-0.17699999999999999,0]
["TD",18,"D4",0.39800000000000002,0,-0.30199999999999999,0]
["TD",18,"D5",0.308,0,-0.23400000000000001,0]
["TD",18,"D6",0.372,0,-0.28199999999999997,0]
["TD",18,"E1",0.78200000000000003,0,-0.59499999999999997,0]
["TD",18,"E7",0.25900000000000001,0,-0.19700000000000001,0]
["TD",18,"E8",0.183,0,-0.13900000000000001,0]
["TD",18,"F6",2.1709999999999998,0,-1.65,0]
["TD",18,"G1",0.45400000000000001,0,-0.34499999999999997,0]
["TD",18,"G5",0.27700000000000002,0,-0.21,0]
["TD",18,"G6",0.54200000000000004,0,-0.41199999999999998,0]
["TD",18,"G7",0.36099999999999999,0,-0.27400000000000002,0]
["TD",18,"H1",0.12,0,-9.0999999999999998E-2,0]
["TD",18,"H2",0.61599999999999999,0,-0.46800000000000003,0]
["TD",18,"H6",0.85899999999999999,0,-0.65300000000000002,0]
["TD",18,"J1",0.39100000000000001,0,-0.29699999999999999,0]
["TD",18,"J3",0.84199999999999997,0,-0.64,0]
["TD",18,"J4",0.28299999999999997,0,-0.215,0]
["TD",18,"J5",0.64800000000000002,0,-0.49199999999999999,0]
["TD",18,"J6",0.45500000000000002,0,-0.34599999999999997,0]
["TD",18,"J7",0.40899999999999997,0,-0.311,0]
["TD",18,"J8",0.374,0,-0.28399999999999997,0]
["TD",18,"K4",0.56299999999999994,0,-0.42799999999999999,0]
["TD",18,"K5",0.376,0,-0.28599999999999998,0]
["TD",18,"K6",0.33600000000000002,0,-0.25600000000000001,0]
["TD",18,"L1",0.06,0,-4.5999999999999999E-2,0]
["TD",18,"L2",0.68,0,-0.51700000000000002,0]
["TD",18,"L3",1.234,0,-0.93799999999999994,0]
["TD",18,"L5",1.145,0,-0.87,0]
["TD",18,"L7",0.53200000000000003,0,-0.40400000000000003,0]
["TD",18,"L8",0.40200000000000002,0,-0.30599999999999999,0]
["TD",18,"M4",0.254,0,-0.193,0]
["TD",18,"M5",0.184,0,-0.14000000000000001,0]
["TD",18,"M6",0.10199999999999999,0,-7.8E-2,0]
["TD",18,"M7",8.8999999999999996E-2,0,-6.8000000000000005E-2,0]
["TD",18,"M8",2.7E-2,0,-2.1000000000000001E-2,0]
["TD",18,"N1",0.42599999999999999,0,-0.32400000000000001,0]
["TD",18,"N2",0.47199999999999998,0,-0.35899999999999999,0]
["TD",18,"N3",0.29799999999999999,0,-0.22600000000000001,0]
["TD",18,"N4",0.46800000000000003,0,-0.35599999999999998,0]
["TD",18,"N5",0.23699999999999999,0,-0.18,0]
["TD",18,"N6",8.1000000000000003E-2,0,-6.0999999999999999E-2,0]
["TD",18,"N7",0.11799999999999999,0,-0.09,0]
["TD",18,"P1",0.80500000000000005,0,-0.61199999999999999,0]
["TD",18,"P2",0.313,0,-0.23799999999999999,0]
["TD",18,"P3",1.0209999999999999,0,-0.77600000000000002,0]
["TD",18,"P4",0.12,0,-9.0999999999999998E-2,0]
["TD",18,"P5",0.109,0,-8.3000000000000004E-2,0]
["TD",18,"P6",0.35299999999999998,0,-0.26800000000000002,0]
["TD",18,"P7",0.23300000000000001,0,-0.17699999999999999,0]
["TD",18,"P8",0.65700000000000003,0,-0.499,0]
["TD",18,"Q2",0.153,0,-0.11600000000000001,0]
["TD",18,"Q4",0.73499999999999999,0,-0.55900000000000005,0]
["TD",18,"Q5",0.22600000000000001,0,-0.17199999999999999,0]
["TD",18,"Q6",0.17699999999999999,0,-0.13400000000000001,0]
["TD",18,"Q7",0.223,0,-0.17,0]
["TD",18,"Q8",0.191,0,-0.14599999999999999,0]
["TD",18,"R4",0.27300000000000002,0,-0.20799999999999999,0]
["TD",18,"R5",0.14000000000000001,0,-0.107,0]
["TD",18,"R6",0.06,0,-4.5999999999999999E-2,0]
["TD",18,"S1",0.86,0,-0.65300000000000002,0]
["TD",18,"S2",0.13400000000000001,0,-0.10199999999999999,0]
["TD",18,"S4",3.9E-2,0,-0.03,0]
["TD",18,"S5",0.33600000000000002,0,-0.25600000000000001,0]
["TD",18,"S6",4.1000000000000002E-2,0,-3.1E-2,0]
["TD",18,"S7",5.1999999999999998E-2,0,-3.9E-2,0]
["TD",18,"T1",0.23300000000000001,0,-0.17699999999999999,0]
["TD",18,"T2",0.215,0,-0.16300000000000001,0]
["TD",18,"T3",3.5999999999999997E-2,0,-2.7E-2,0]
["TD",18,"T4",0.29799999999999999,0,-0.22600000000000001,0]
["TD",18,"T5",6.2E-2,0,-4.7E-2,0]
["TD",19,"A1",0.39500000000000002,0,-0.182,-0.11799999999999999]
["TD",19,"A3",7.1999999999999995E-2,0,-3.3000000000000002E-2,-2.1999999999999999E-2]
["TD",19,"A4",0.22800000000000001,0,-0.105,-6.8000000000000005E-2]
["TD",19,"A6",0.70399999999999996,0,-0.32400000000000001,-0.21099999999999999]
["TD",19,"A7",0.26,0,-0.12,-7.8E-2]
["TD",19,"A8",0.80700000000000005,0,-0.371,-0.24199999999999999]
["TD",19,"A9",0.13500000000000001,0,-6.2E-2,-0.04]
["TD",19,"B1",1.1160000000000001,0,-0.51300000000000001,-0.33500000000000002]
["TD",19,"B2",1.4330000000000001,0,-0.65900000000000003,-0.43]
["TD",19,"B3",0.36499999999999999,0,-0.16800000000000001,-0.11]
["TD",19,"B4",0.38600000000000001,0,-0.17799999999999999,-0.11600000000000001]
["TD",19,"C1",0.14899999999999999,0,-6.9000000000000006E-2,-4.4999999999999998E-2]
["TD",19,"C2",0.29599999999999999,0,-0.13600000000000001,-8.8999999999999996E-2]
["TD",19,"C3",0.17100000000000001,0,-7.9000000000000001E-2,-5.0999999999999997E-2]
["TD",19,"C4",0.22,0,-0.10100000000000001,-6.6000000000000003E-2]
["TD",19,"C5",0.25700000000000001,0,-0.11799999999999999,-7.6999999999999999E-2]
["TD",19,"C6",0.09,0,-4.1000000000000002E-2,-2.7E-2]
["TD",19,"C7",0.34200000000000003,0,-0.157,-0.10299999999999999]
["TD",19,"D4",0.58499999999999996,0,-0.26900000000000002,-0.17499999999999999]
["TD",19,"D5",0.45200000000000001,0,-0.20799999999999999,-0.13600000000000001]
["TD",19,"D6",0.54600000000000004,0,-0.251,-0.16400000000000001]
["TD",19,"E1",1.1499999999999999,0,-0.52900000000000003,-0.34499999999999997]
["TD",19,"E7",0.38,0,-0.17499999999999999,-0.114]
["TD",19,"E8",0.26900000000000002,0,-0.124,-8.1000000000000003E-2]
["TD",19,"F6",3.1909999999999998,0,-1.468,-0.95699999999999996]
["TD",19,"G1",0.66700000000000004,0,-0.307,-0.2]
["TD",19,"G5",0.40699999999999997,0,-0.187,-0.122]
["TD",19,"G6",0.79700000000000004,0,-0.36699999999999999,-0.23899999999999999]
["TD",19,"G7",0.53,0,-0.24399999999999999,-0.159]
["TD",19,"H1",0.17599999999999999,0,-8.1000000000000003E-2,-5.2999999999999999E-2]
["TD",19,"H2",0.90600000000000003,0,-0.41699999999999998,-0.27200000000000002]
["TD",19,"H6",1.262,0,-0.58099999999999996,-0.379]
["TD",19,"J1",0.57499999999999996,0,-0.26500000000000001,-0.17299999999999999]
["TD",19,"J3",1.2370000000000001,0,-0.56899999999999995,-0.371]
["TD",19,"J4",0.41499999999999998,0,-0.191,-0.125]
["TD",19,"J5",0.95299999999999996,0,-0.438,-0.28599999999999998]
["TD",19,"J6",0.66900000000000004,0,-0.308,-0.20100000000000001]
["TD",19,"J7",0.60099999999999998,0,-0.27600000000000002,-0.18]
["TD",19,"J8",0.55000000000000004,0,-0.253,-0.16500000000000001]
["TD",19,"K4",0.82699999999999996,0,-0.38,-0.248]
["TD",19,"K5",0.55300000000000005,0,-0.254,-0.16600000000000001]
["TD",19,"K6",0.49399999999999999,0,-0.22700000000000001,-0.14799999999999999]
["TD",19,"L1",8.7999999999999995E-2,0,-4.1000000000000002E-2,-2.7E-2]
["TD",19,"L2",0.999,0,-0.46,-0.3]
["TD",19,"L3",1.8149999999999999,0,-0.83499999999999996,-0.54400000000000004]
["TD",19,"L5",1.6830000000000001,0,-0.77400000000000002,-0.505]
["TD",19,"L7",0.78200000000000003,0,-0.36,-0.23499999999999999]
["TD",19,"L8",0.59199999999999997,0,-0.27200000000000002,-0.17699999999999999]
["TD",19,"M4",0.373,0,-0.17199999999999999,-0.112]
["TD",19,"M5",0.27,0,-0.124,-8.1000000000000003E-2]
["TD",19,"M6",0.151,0,-6.9000000000000006E-2,-4.4999999999999998E-2]
["TD",19,"M7",0.13100000000000001,0,-0.06,-3.9E-2]
["TD",19,"M8",0.04,0,-1.7999999999999999E-2,-1.2E-2]
["TD",19,"N1",0.626,0,-0.28799999999999998,-0.188]
["TD",19,"N2",0.69399999999999995,0,-0.31900000000000001,-0.20799999999999999]
["TD",19,"N3",0.438,0,-0.20100000000000001,-0.13100000000000001]
["TD",19,"N4",0.68799999999999994,0,-0.317,-0.20599999999999999]
["TD",19,"N5",0.34799999999999998,0,-0.16,-0.104]
["TD",19,"N6",0.11799999999999999,0,-5.3999999999999999E-2,-3.5999999999999997E-2]
["TD",19,"N7",0.17399999999999999,0,-0.08,-5.1999999999999998E-2]
["TD",19,"P1",1.1839999999999999,0,-0.54500000000000004,-0.35499999999999998]
["TD",19,"P2",0.46,0,-0.21199999999999999,-0.13800000000000001]
["TD",19,"P3",1.502,0,-0.69099999999999995,-0.45100000000000001]
["TD",19,"P4",0.17599999999999999,0,-8.1000000000000003E-2,-5.2999999999999999E-2]
["TD",19,"P5",0.161,0,-7.3999999999999996E-2,-4.8000000000000001E-2]
["TD",19,"P6",0.51800000000000002,0,-0.23899999999999999,-0.156]
["TD",19,"P7",0.34200000000000003,0,-0.157,-0.10299999999999999]
["TD",19,"P8",0.96599999999999997,0,-0.44400000000000001,-0.28999999999999998]
["TD",19,"Q2",0.22500000000000001,0,-0.104,-6.8000000000000005E-2]
["TD",19,"Q4",1.08,0,-0.497,-0.32400000000000001]
["TD",19,"Q5",0.33200000000000002,0,-0.153,-0.1]
["TD",19,"Q6",0.26,0,-0.11899999999999999,-7.8E-2]
["TD",19,"Q7",0.32800000000000001,0,-0.151,-9.8000000000000004E-2]
["TD",19,"Q8",0.28100000000000003,0,-0.129,-8.4000000000000005E-2]
["TD",19,"R4",0.40200000000000002,0,-0.185,-0.121]
["TD",19,"R5",0.20599999999999999,0,-9.5000000000000001E-2,-6.2E-2]
["TD",19,"R6",8.8999999999999996E-2,0,-4.1000000000000002E-2,-2.7E-2]
["TD",19,"S1",1.264,0,-0.58099999999999996,-0.379]
["TD",19,"S2",0.19700000000000001,0,-0.09,-5.8999999999999997E-2]
["TD",19,"S4",5.7000000000000002E-2,0,-2.5999999999999999E-2,-1.7000000000000001E-2]
["TD",19,"S5",0.49399999999999999,0,-0.22700000000000001,-0.14799999999999999]
["TD",19,"S6",0.06,0,-2.7E-2,-1.7999999999999999E-2]
["TD",19,"S7",7.5999999999999998E-2,0,-3.5000000000000003E-2,-2.3E-2]
["TD",19,"T1",0.34300000000000003,0,-0.158,-0.10299999999999999]
["TD",19,"T2",0.315,0,-0.14499999999999999,-9.5000000000000001E-2]
["TD",19,"T3",5.1999999999999998E-2,0,-2.4E-2,-1.6E-2]
["TD",19,"T4",0.438,0,-0.20100000000000001,-0.13100000000000001]
["TD",19,"T5",9.1999999999999998E-2,0,-4.2000000000000003E-2,-2.7E-2]
["TD",20,"A1",0.72299999999999998,0,-0.27500000000000002,-0.27500000000000002]
["TD",20,"A3",0.13200000000000001,0,-0.05,-0.05]
["TD",20,"A4",0.41699999999999998,0,-0.158,-0.158]
["TD",20,"A6",1.2889999999999999,0,-0.49,-0.49]
["TD",20,"A7",0.47699999999999998,0,-0.18099999999999999,-0.18099999999999999]
["TD",20,"A8",1.4790000000000001,0,-0.56200000000000006,-0.56200000000000006]
["TD",20,"A9",0.247,0,-9.4E-2,-9.4E-2]
["TD",20,"B1",2.044,0,-0.77700000000000002,-0.77700000000000002]
["TD",20,"B2",2.625,0,-0.997,-0.997]
["TD",20,"B3",0.66900000000000004,0,-0.254,-0.254]
["TD",20,"B4",0.70699999999999996,0,-0.26900000000000002,-0.26900000000000002]
["TD",20,"C1",0.27300000000000002,0,-0.104,-0.104]
["TD",20,"C2",0.54200000000000004,0,-0.20599999999999999,-0.20599999999999999]
["TD",20,"C3",0.313,0,-0.11899999999999999,-0.11899999999999999]
["TD",20,"C4",0.40300000000000002,0,-0.153,-0.153]
["TD",20,"C5",0.47099999999999997,0,-0.17899999999999999,-0.17899999999999999]
["TD",20,"C6",0.16400000000000001,0,-6.2E-2,-6.2E-2]
["TD",20,"C7",0.627,0,-0.23799999999999999,-0.23799999999999999]
["TD",20,"D4",1.0720000000000001,0,-0.40699999999999997,-0.40699999999999997]
["TD",20,"D5",0.82899999999999996,0,-0.315,-0.315]
["TD",20,"D6",1.0009999999999999,0,-0.38,-0.38]
["TD",20,"E1",2.1070000000000002,0,-0.80100000000000005,-0.80100000000000005]
["TD",20,"E7",0.69699999999999995,0,-0.26500000000000001,-0.26500000000000001]
["TD",20,"E8",0.49199999999999999,0,-0.187,-0.187]
["TD",20,"F6",5.8460000000000001,0,-2.222,-2.222]
["TD",20,"G1",1.222,0,-0.46400000000000002,-0.46400000000000002]
["TD",20,"G5",0.745,0,-0.28299999999999997,-0.28299999999999997]
["TD",20,"G6",1.4610000000000001,0,-0.55500000000000005,-0.55500000000000005]
["TD",20,"G7",0.97099999999999997,0,-0.36899999999999999,-0.36899999999999999]
["TD",20,"H1",0.32200000000000001,0,-0.122,-0.122]
["TD",20,"H2",1.66,0,-0.63100000000000001,-0.63100000000000001]
["TD",20,"H6",2.3119999999999998,0,-0.879,-0.879]
["TD",20,"J1",1.054,0,-0.4,-0.4]
["TD",20,"J3",2.266,0,-0.86099999999999999,-0.86099999999999999]
["TD",20,"J4",0.76100000000000001,0,-0.28899999999999998,-0.28899999999999998]
["TD",20,"J5",1.7450000000000001,0,-0.66300000000000003,-0.66300000000000003]
["TD",20,"J6",1.226,0,-0.46600000000000003,-0.46600000000000003]
["TD",20,"J7",1.101,0,-0.41799999999999998,-0.41799999999999998]
["TD",20,"J8",1.0069999999999999,0,-0.38300000000000001,-0.38300000000000001]
["TD",20,"K4",1.5149999999999999,0,-0.57599999999999996,-0.57599999999999996]
["TD",20,"K5",1.012,0,-0.38500000000000001,-0.38500000000000001]
["TD",20,"K6",0.90600000000000003,0,-0.34399999999999997,-0.34399999999999997]
["TD",20,"L1",0.16200000000000001,0,-6.2E-2,-6.2E-2]
["TD",20,"L2",1.83,0,-0.69599999999999995,-0.69599999999999995]
["TD",20,"L3",3.3239999999999998,0,-1.2629999999999999,-1.2629999999999999]
["TD",20,"L5",3.0840000000000001,0,-1.1719999999999999,-1.1719999999999999]
["TD",20,"L7",1.4319999999999999,0,-0.54400000000000004,-0.54400000000000004]
["TD",20,"L8",1.0840000000000001,0,-0.41199999999999998,-0.41199999999999998]
["TD",20,"M4",0.68300000000000005,0,-0.26,-0.26]
["TD",20,"M5",0.495,0,-0.188,-0.188]
["TD",20,"M6",0.27600000000000002,0,-0.105,-0.105]
["TD",20,"M7",0.24,0,-9.0999999999999998E-2,-9.0999999999999998E-2]
["TD",20,"M8",7.2999999999999995E-2,0,-2.8000000000000001E-2,-2.8000000000000001E-2]
["TD",20,"N1",1.147,0,-0.436,-0.436]
["TD",20,"N2",1.27,0,-0.48299999999999998,-0.48299999999999998]
["TD",20,"N3",0.80200000000000005,0,-0.30499999999999999,-0.30499999999999999]
["TD",20,"N4",1.2609999999999999,0,-0.47899999999999998,-0.47899999999999998]
["TD",20,"N5",0.63800000000000001,0,-0.24199999999999999,-0.24199999999999999]
["TD",20,"N6",0.217,0,-8.2000000000000003E-2,-8.2000000000000003E-2]
["TD",20,"N7",0.318,0,-0.121,-0.121]
["TD",20,"P1",2.1680000000000001,0,-0.82399999999999995,-0.82399999999999995]
["TD",20,"P2",0.84299999999999997,0,-0.32,-0.32]
["TD",20,"P3",2.7509999999999999,0,-1.0449999999999999,-1.0449999999999999]
["TD",20,"P4",0.32300000000000001,0,-0.123,-0.123]
["TD",20,"P5",0.29399999999999998,0,-0.112,-0.112]
["TD",20,"P6",0.95,0,-0.36099999999999999,-0.36099999999999999]
["TD",20,"P7",0.627,0,-0.23799999999999999,-0.23799999999999999]
["TD",20,"P8",1.7689999999999999,0,-0.67200000000000004,-0.67200000000000004]
["TD",20,"Q2",0.41299999999999998,0,-0.157,-0.157]
["TD",20,"Q4",1.9790000000000001,0,-0.752,-0.752]
["TD",20,"Q5",0.60799999999999998,0,-0.23100000000000001,-0.23100000000000001]
["TD",20,"Q6",0.47599999999999998,0,-0.18099999999999999,-0.18099999999999999]
["TD",20,"Q7",0.60099999999999998,0,-0.22800000000000001,-0.22800000000000001]
["TD",20,"Q8",0.51600000000000001,0,-0.19600000000000001,-0.19600000000000001]
["TD",20,"R4",0.73599999999999999,0,-0.28000000000000003,-0.28000000000000003]
["TD",20,"R5",0.378,0,-0.14399999999999999,-0.14399999999999999]
["TD",20,"R6",0.16300000000000001,0,-6.2E-2,-6.2E-2]
["TD",20,"S1",2.3149999999999999,0,-0.88,-0.88]
["TD",20,"S2",0.36,0,-0.13700000000000001,-0.13700000000000001]
["TD",20,"S4",0.105,0,-0.04,-0.04]
["TD",20,"S5",0.90600000000000003,0,-0.34399999999999997,-0.34399999999999997]
["TD",20,"S6",0.109,0,-4.1000000000000002E-2,-4.1000000000000002E-2]
["TD",20,"S7",0.13900000000000001,0,-5.2999999999999999E-2,-5.2999999999999999E-2]
["TD",20,"T1",0.629,0,-0.23899999999999999,-0.23899999999999999]
["TD",20,"T2",0.57799999999999996,0,-0.22,-0.22]
["TD",20,"T3",9.6000000000000002E-2,0,-3.5999999999999997E-2,-3.5999999999999997E-2]
["TD",20,"T4",0.80200000000000005,0,-0.30499999999999999,-0.30499999999999999]
["TD",20,"T5",0.16800000000000001,0,-6.4000000000000001E-2,-6.4000000000000001E-2]
["TD",21,"A1",1.121,0,-0.42599999999999999,-0.42599999999999999]
["TD",21,"A3",0.20499999999999999,0,-7.8E-2,-7.8E-2]
["TD",21,"A4",0.64600000000000002,0,-0.246,-0.246]
["TD",21,"A6",1.9990000000000001,0,-0.75900000000000001,-0.75900000000000001]
["TD",21,"A7",0.73899999999999999,0,-0.28100000000000003,-0.28100000000000003]
["TD",21,"A8",2.2930000000000001,0,-0.871,-0.871]
["TD",21,"A9",0.38200000000000001,0,-0.14499999999999999,-0.14499999999999999]
["TD",21,"B1",3.1680000000000001,0,-1.204,-1.204]
["TD",21,"B2",4.069,0,-1.546,-1.546]
["TD",21,"B3",1.038,0,-0.39400000000000002,-0.39400000000000002]
["TD",21,"B4",1.0960000000000001,0,-0.41599999999999998,-0.41599999999999998]
["TD",21,"C1",0.42399999999999999,0,-0.161,-0.161]
["TD",21,"C2",0.84,0,-0.31900000000000001,-0.31900000000000001]
["TD",21,"C3",0.48499999999999999,0,-0.184,-0.184]
["TD",21,"C4",0.625,0,-0.23699999999999999,-0.23699999999999999]
["TD",21,"C5",0.73,0,-0.27700000000000002,-0.27700000000000002]
["TD",21,"C6",0.254,0,-9.7000000000000003E-2,-9.7000000000000003E-2]
["TD",21,"C7",0.97099999999999997,0,-0.36899999999999999,-0.36899999999999999]
["TD",21,"D4",1.661,0,-0.63100000000000001,-0.63100000000000001]
["TD",21,"D5",1.2849999999999999,0,-0.48799999999999999,-0.48799999999999999]
["TD",21,"D6",1.5509999999999999,0,-0.58899999999999997,-0.58899999999999997]
["TD",21,"E1",3.2650000000000001,0,-1.2410000000000001,-1.2410000000000001]
["TD",21,"E7",1.08,0,-0.41,-0.41]
["TD",21,"E8",0.76200000000000001,0,-0.28999999999999998,-0.28999999999999998]
["TD",21,"F6",9.0619999999999994,0,-3.4430000000000001,-3.4430000000000001]
["TD",21,"G1",1.8939999999999999,0,-0.72,-0.72]
["TD",21,"G5",1.155,0,-0.439,-0.439]
["TD",21,"G6",2.2639999999999998,0,-0.86,-0.86]
["TD",21,"G7",1.5049999999999999,0,-0.57199999999999995,-0.57199999999999995]
["TD",21,"H1",0.5,0,-0.19,-0.19]
["TD",21,"H2",2.573,0,-0.97799999999999998,-0.97799999999999998]
["TD",21,"H6",3.5840000000000001,0,-1.3620000000000001,-1.3620000000000001]
["TD",21,"J1",1.633,0,-0.621,-0.621]
["TD",21,"J3",3.5129999999999999,0,-1.335,-1.335]
["TD",21,"J4",1.179,0,-0.44800000000000001,-0.44800000000000001]
["TD",21,"J5",2.7050000000000001,0,-1.028,-1.028]
["TD",21,"J6",1.901,0,-0.72199999999999998,-0.72199999999999998]
["TD",21,"J7",1.706,0,-0.64800000000000002,-0.64800000000000002]
["TD",21,"J8",1.5609999999999999,0,-0.59299999999999997,-0.59299999999999997]
["TD",21,"K4",2.3479999999999999,0,-0.89200000000000002,-0.89200000000000002]
["TD",21,"K5",1.569,0,-0.59599999999999997,-0.59599999999999997]
["TD",21,"K6",1.4039999999999999,0,-0.53300000000000003,-0.53300000000000003]
["TD",21,"L1",0.251,0,-9.5000000000000001E-2,-9.5000000000000001E-2]
["TD",21,"L2",2.8370000000000002,0,-1.0780000000000001,-1.0780000000000001]
["TD",21,"L3",5.1529999999999996,0,-1.958,-1.958]
["TD",21,"L5",4.78,0,-1.8160000000000001,-1.8160000000000001]
["TD",21,"L7",2.2200000000000002,0,-0.84299999999999997,-0.84299999999999997]
["TD",21,"L8",1.68,0,-0.63800000000000001,-0.63800000000000001]
["TD",21,"M4",1.0589999999999999,0,-0.40200000000000002,-0.40200000000000002]
["TD",21,"M5",0.76800000000000002,0,-0.29199999999999998,-0.29199999999999998]
["TD",21,"M6",0.42699999999999999,0,-0.16200000000000001,-0.16200000000000001]
["TD",21,"M7",0.371,0,-0.14099999999999999,-0.14099999999999999]
["TD",21,"M8",0.113,0,-4.2999999999999997E-2,-4.2999999999999997E-2]
["TD",21,"N1",1.778,0,-0.67600000000000005,-0.67600000000000005]
["TD",21,"N2",1.9690000000000001,0,-0.748,-0.748]
["TD",21,"N3",1.244,0,-0.47299999999999998,-0.47299999999999998]
["TD",21,"N4",1.954,0,-0.74299999999999999,-0.74299999999999999]
["TD",21,"N5",0.98899999999999999,0,-0.376,-0.376]
["TD",21,"N6",0.33600000000000002,0,-0.128,-0.128]
["TD",21,"N7",0.49299999999999999,0,-0.188,-0.188]
["TD",21,"P1",3.3610000000000002,0,-1.2769999999999999,-1.2769999999999999]
["TD",21,"P2",1.3069999999999999,0,-0.497,-0.497]
["TD",21,"P3",4.2640000000000002,0,-1.62,-1.62]
["TD",21,"P4",0.5,0,-0.19,-0.19]
["TD",21,"P5",0.45600000000000002,0,-0.17299999999999999,-0.17299999999999999]
["TD",21,"P6",1.472,0,-0.55900000000000005,-0.55900000000000005]
["TD",21,"P7",0.97199999999999998,0,-0.36899999999999999,-0.36899999999999999]
["TD",21,"P8",2.742,0,-1.042,-1.042]
["TD",21,"Q2",0.63900000000000001,0,-0.24299999999999999,-0.24299999999999999]
["TD",21,"Q4",3.0680000000000001,0,-1.1659999999999999,-1.1659999999999999]
["TD",21,"Q5",0.94199999999999995,0,-0.35799999999999998,-0.35799999999999998]
["TD",21,"Q6",0.73699999999999999,0,-0.28000000000000003,-0.28000000000000003]
["TD",21,"Q7",0.93100000000000005,0,-0.35399999999999998,-0.35399999999999998]
["TD",21,"Q8",0.79900000000000004,0,-0.30399999999999999,-0.30399999999999999]
["TD",21,"R4",1.141,0,-0.433,-0.433]
["TD",21,"R5",0.58599999999999997,0,-0.223,-0.223]
["TD",21,"R6",0.253,0,-9.6000000000000002E-2,-9.6000000000000002E-2]
["TD",21,"S1",3.589,0,-1.3640000000000001,-1.3640000000000001]
["TD",21,"S2",0.55800000000000005,0,-0.21199999999999999,-0.21199999999999999]
["TD",21,"S4",0.16300000000000001,0,-6.2E-2,-6.2E-2]
["TD",21,"S5",1.4039999999999999,0,-0.53300000000000003,-0.53300000000000003]
["TD",21,"S6",0.16900000000000001,0,-6.4000000000000001E-2,-6.4000000000000001E-2]
["TD",21,"S7",0.216,0,-8.2000000000000003E-2,-8.2000000000000003E-2]
["TD",21,"T1",0.97499999999999998,0,-0.37,-0.37]
["TD",21,"T2",0.89600000000000002,0,-0.34,-0.34]
["TD",21,"T3",0.14899999999999999,0,-5.7000000000000002E-2,-5.7000000000000002E-2]
["TD",21,"T4",1.2430000000000001,0,-0.47199999999999998,-0.47199999999999998]
["TD",21,"T5",0.26,0,-9.9000000000000005E-2,-9.9000000000000005E-2]
["TD",22,"A1",1.5840000000000001,0,-0.36399999999999999,-0.83899999999999997]
["TD",22,"A3",0.28899999999999998,0,-6.7000000000000004E-2,-0.153]
["TD",22,"A4",0.91300000000000003,0,-0.21,-0.48399999999999999]
["TD",22,"A6",2.8250000000000002,0,-0.65,-1.4970000000000001]
["TD",22,"A7",1.044,0,-0.24,-0.55400000000000005]
["TD",22,"A8",3.24,0,-0.745,-1.7170000000000001]
["TD",22,"A9",0.54,0,-0.124,-0.28599999999999998]
["TD",22,"B1",4.4770000000000003,0,-1.03,-2.3730000000000002]
["TD",22,"B2",5.75,0,-1.323,-3.048]
["TD",22,"B3",1.466,0,-0.33700000000000002,-0.77700000000000002]
["TD",22,"B4",1.5489999999999999,0,-0.35599999999999998,-0.82099999999999995]
["TD",22,"C1",0.59899999999999998,0,-0.13800000000000001,-0.318]
["TD",22,"C2",1.1870000000000001,0,-0.27300000000000002,-0.629]
["TD",22,"C3",0.68600000000000005,0,-0.158,-0.36399999999999999]
["TD",22,"C4",0.88300000000000001,0,-0.20300000000000001,-0.46800000000000003]
["TD",22,"C5",1.0309999999999999,0,-0.23699999999999999,-0.54700000000000004]
["TD",22,"C6",0.35899999999999999,0,-8.3000000000000004E-2,-0.19]
["TD",22,"C7",1.3720000000000001,0,-0.316,-0.72699999999999998]
["TD",22,"D4",2.347,0,-0.54,-1.244]
["TD",22,"D5",1.8149999999999999,0,-0.41799999999999998,-0.96199999999999997]
["TD",22,"D6",2.1920000000000002,0,-0.504,-1.1619999999999999]
["TD",22,"E1",4.6150000000000002,0,-1.0609999999999999,-2.4460000000000002]
["TD",22,"E7",1.526,0,-0.35099999999999998,-0.80900000000000005]
["TD",22,"E8",1.0780000000000001,0,-0.248,-0.57099999999999995]
["TD",22,"F6",12.805999999999999,0,-2.9449999999999998,-6.7869999999999999]
["TD",22,"G1",2.677,0,-0.61599999999999999,-1.419]
["TD",22,"G5",1.6319999999999999,0,-0.375,-0.86499999999999999]
["TD",22,"G6",3.2,0,-0.73599999999999999,-1.696]
["TD",22,"G7",2.1269999999999998,0,-0.48899999999999999,-1.127]
["TD",22,"H1",0.70599999999999996,0,-0.16200000000000001,-0.374]
["TD",22,"H2",3.6360000000000001,0,-0.83599999999999997,-1.927]
["TD",22,"H6",5.0659999999999998,0,-1.165,-2.6850000000000001]
["TD",22,"J1",2.3079999999999998,0,-0.53100000000000003,-1.2230000000000001]
["TD",22,"J3",4.9649999999999999,0,-1.1419999999999999,-2.6309999999999998]
["TD",22,"J4",1.667,0,-0.38300000000000001,-0.88300000000000001]
["TD",22,"J5",3.823,0,-0.879,-2.0259999999999998]
["TD",22,"J6",2.6859999999999999,0,-0.61799999999999999,-1.4239999999999999]
["TD",22,"J7",2.411,0,-0.55500000000000005,-1.278]
["TD",22,"J8",2.206,0,-0.50700000000000001,-1.169]
["TD",22,"K4",3.319,0,-0.76300000000000001,-1.7589999999999999]
["TD",22,"K5",2.2170000000000001,0,-0.51,-1.175]
["TD",22,"K6",1.984,0,-0.45600000000000002,-1.052]
["TD",22,"L1",0.35499999999999998,0,-8.2000000000000003E-2,-0.188]
["TD",22,"L2",4.0090000000000003,0,-0.92200000000000004,-2.125]
["TD",22,"L3",7.282,0,-1.675,-3.86]
["TD",22,"L5",6.7549999999999999,0,-1.554,-3.58]
["TD",22,"L7",3.137,0,-0.72199999999999998,-1.663]
["TD",22,"L8",2.3740000000000001,0,-0.54600000000000004,-1.258]
["TD",22,"M4",1.496,0,-0.34399999999999997,-0.79300000000000004]
["TD",22,"M5",1.085,0,-0.25,-0.57499999999999996]
["TD",22,"M6",0.60399999999999998,0,-0.13900000000000001,-0.32]
["TD",22,"M7",0.52500000000000002,0,-0.121,-0.27800000000000002]
["TD",22,"M8",0.16,0,-3.6999999999999998E-2,-8.5000000000000006E-2]
["TD",22,"N1",2.5129999999999999,0,-0.57799999999999996,-1.3320000000000001]
["TD",22,"N2",2.7829999999999999,0,-0.64,-1.4750000000000001]
["TD",22,"N3",1.7569999999999999,0,-0.40400000000000003,-0.93100000000000005]
["TD",22,"N4",2.762,0,-0.63500000000000001,-1.464]
["TD",22,"N5",1.3979999999999999,0,-0.32100000000000001,-0.74099999999999999]
["TD",22,"N6",0.47499999999999998,0,-0.109,-0.252]
["TD",22,"N7",0.69699999999999995,0,-0.16,-0.37]
["TD",22,"P1",4.75,0,-1.093,-2.5179999999999998]
["TD",22,"P2",1.847,0,-0.42499999999999999,-0.97899999999999998]
["TD",22,"P3",6.0259999999999998,0,-1.3859999999999999,-3.194]
["TD",22,"P4",0.70699999999999996,0,-0.16300000000000001,-0.375]
["TD",22,"P5",0.64400000000000002,0,-0.14799999999999999,-0.34200000000000003]
["TD",22,"P6",2.081,0,-0.47899999999999998,-1.103]
["TD",22,"P7",1.3740000000000001,0,-0.316,-0.72799999999999998]
["TD",22,"P8",3.875,0,-0.89100000000000001,-2.0539999999999998]
["TD",22,"Q2",0.90400000000000003,0,-0.20799999999999999,-0.47899999999999998]
["TD",22,"Q4",4.3360000000000003,0,-0.997,-2.298]
["TD",22,"Q5",1.331,0,-0.30599999999999999,-0.70599999999999996]
["TD",22,"Q6",1.042,0,-0.24,-0.55200000000000005]
["TD",22,"Q7",1.3160000000000001,0,-0.30299999999999999,-0.69699999999999995]
["TD",22,"Q8",1.129,0,-0.26,-0.59899999999999998]
["TD",22,"R4",1.6120000000000001,0,-0.371,-0.85399999999999998]
["TD",22,"R5",0.82799999999999996,0,-0.191,-0.439]
["TD",22,"R6",0.35699999999999998,0,-8.2000000000000003E-2,-0.189]
["TD",22,"S1",5.0720000000000001,0,-1.1659999999999999,-2.6880000000000002]
["TD",22,"S2",0.78900000000000003,0,-0.18099999999999999,-0.41799999999999998]
["TD",22,"S4",0.23100000000000001,0,-5.2999999999999999E-2,-0.122]
["TD",22,"S5",1.984,0,-0.45600000000000002,-1.052]
["TD",22,"S6",0.23899999999999999,0,-5.5E-2,-0.127]
["TD",22,"S7",0.30499999999999999,0,-7.0000000000000007E-2,-0.16200000000000001]
["TD",22,"T1",1.377,0,-0.317,-0.73]
["TD",22,"T2",1.266,0,-0.29099999999999998,-0.67100000000000004]
["TD",22,"T3",0.21,0,-4.8000000000000001E-2,-0.111]
["TD",22,"T4",1.7569999999999999,0,-0.40400000000000003,-0.93100000000000005]
["TD",22,"T5",0.36699999999999999,0,-8.5000000000000006E-2,-0.19500000000000001]
["TD",23,"A1",2.1030000000000002,0,-0.315,-1.2829999999999999]
["TD",23,"A3",0.38400000000000001,0,-5.8000000000000003E-2,-0.23400000000000001]
["TD",23,"A4",1.2130000000000001,0,-0.182,-0.74]
["TD",23,"A6",3.75,0,-0.56299999999999994,-2.2879999999999998]
["TD",23,"A7",1.387,0,-0.20799999999999999,-0.84599999999999997]
["TD",23,"A8",4.3019999999999996,0,-0.64500000000000002,-2.6240000000000001]
["TD",23,"A9",0.71699999999999997,0,-0.108,-0.437]
["TD",23,"B1",5.944,0,-0.89200000000000002,-3.6259999999999999]
["TD",23,"B2",7.6349999999999998,0,-1.145,-4.657]
["TD",23,"B3",1.9470000000000001,0,-0.29199999999999998,-1.1879999999999999]
["TD",23,"B4",2.0569999999999999,0,-0.308,-1.2549999999999999]
["TD",23,"C1",0.79500000000000004,0,-0.11899999999999999,-0.48499999999999999]
["TD",23,"C2",1.5760000000000001,0,-0.23599999999999999,-0.96099999999999997]
["TD",23,"C3",0.91100000000000003,0,-0.13700000000000001,-0.55600000000000005]
["TD",23,"C4",1.1719999999999999,0,-0.17599999999999999,-0.71499999999999997]
["TD",23,"C5",1.369,0,-0.20499999999999999,-0.83499999999999996]
["TD",23,"C6",0.47699999999999998,0,-7.1999999999999995E-2,-0.29099999999999998]
["TD",23,"C7",1.8220000000000001,0,-0.27300000000000002,-1.1120000000000001]
["TD",23,"D4",3.117,0,-0.46700000000000003,-1.901]
["TD",23,"D5",2.41,0,-0.36199999999999999,-1.47]
["TD",23,"D6",2.91,0,-0.437,-1.7749999999999999]
["TD",23,"E1",6.1269999999999998,0,-0.91900000000000004,-3.738]
["TD",23,"E7",2.0259999999999998,0,-0.30399999999999999,-1.236]
["TD",23,"E8",1.431,0,-0.215,-0.873]
["TD",23,"F6",17.004000000000001,0,-2.5510000000000002,-10.372]
["TD",23,"G1",3.5539999999999998,0,-0.53300000000000003,-2.1680000000000001]
["TD",23,"G5",2.1669999999999998,0,-0.32500000000000001,-1.3220000000000001]
["TD",23,"G6",4.2489999999999997,0,-0.63700000000000001,-2.5920000000000001]
["TD",23,"G7",2.8239999999999998,0,-0.42399999999999999,-1.7230000000000001]
["TD",23,"H1",0.93700000000000006,0,-0.14099999999999999,-0.57199999999999995]
["TD",23,"H2",4.8280000000000003,0,-0.72399999999999998,-2.9449999999999998]
["TD",23,"H6",6.726,0,-1.0089999999999999,-4.1029999999999998]
["TD",23,"J1",3.0640000000000001,0,-0.46,-1.869]
["TD",23,"J3",6.5919999999999996,0,-0.98899999999999999,-4.0209999999999999]
["TD",23,"J4",2.2130000000000001,0,-0.33200000000000002,-1.35]
["TD",23,"J5",5.0759999999999996,0,-0.76100000000000001,-3.0960000000000001]
["TD",23,"J6",3.5670000000000002,0,-0.53500000000000003,-2.1760000000000002]
["TD",23,"J7",3.202,0,-0.48,-1.9530000000000001]
["TD",23,"J8",2.9289999999999998,0,-0.439,-1.7869999999999999]
["TD",23,"K4",4.4059999999999997,0,-0.66100000000000003,-2.6880000000000002]
["TD",23,"K5",2.944,0,-0.442,-1.796]
["TD",23,"K6",2.6339999999999999,0,-0.39500000000000002,-1.607]
["TD",23,"L1",0.47099999999999997,0,-7.0999999999999994E-2,-0.28799999999999998]
["TD",23,"L2",5.3239999999999998,0,-0.79900000000000004,-3.2469999999999999]
["TD",23,"L3",9.6690000000000005,0,-1.45,-5.8979999999999997]
["TD",23,"L5",8.9689999999999994,0,-1.345,-5.4710000000000001]
["TD",23,"L7",4.165,0,-0.625,-2.5409999999999999]
["TD",23,"L8",3.1520000000000001,0,-0.47299999999999998,-1.923]
["TD",23,"M4",1.9870000000000001,0,-0.29799999999999999,-1.212]
["TD",23,"M5",1.44,0,-0.216,-0.879]
["TD",23,"M6",0.80200000000000005,0,-0.12,-0.48899999999999999]
["TD",23,"M7",0.69699999999999995,0,-0.105,-0.42499999999999999]
["TD",23,"M8",0.21299999999999999,0,-3.2000000000000001E-2,-0.13]
["TD",23,"N1",3.3359999999999999,0,-0.5,-2.0350000000000001]
["TD",23,"N2",3.6949999999999998,0,-0.55400000000000005,-2.254]
["TD",23,"N3",2.3330000000000002,0,-0.35,-1.423]
["TD",23,"N4",3.6669999999999998,0,-0.55000000000000004,-2.2370000000000001]
["TD",23,"N5",1.8560000000000001,0,-0.27800000000000002,-1.1319999999999999]
["TD",23,"N6",0.63100000000000001,0,-9.5000000000000001E-2,-0.38500000000000001]
["TD",23,"N7",0.92600000000000005,0,-0.13900000000000001,-0.56499999999999995]
["TD",23,"P1",6.3070000000000004,0,-0.94599999999999995,-3.847]
["TD",23,"P2",2.452,0,-0.36799999999999999,-1.496]
["TD",23,"P3",8.0009999999999994,0,-1.2,-4.8810000000000002]
["TD",23,"P4",0.93799999999999994,0,-0.14099999999999999,-0.57199999999999995]
["TD",23,"P5",0.85599999999999998,0,-0.128,-0.52200000000000002]
["TD",23,"P6",2.762,0,-0.41399999999999998,-1.6850000000000001]
["TD",23,"P7",1.8240000000000001,0,-0.27400000000000002,-1.113]
["TD",23,"P8",5.1449999999999996,0,-0.77200000000000002,-3.1389999999999998]
["TD",23,"Q2",1.2,0,-0.18,-0.73199999999999998]
["TD",23,"Q4",5.7569999999999997,0,-0.86299999999999999,-3.5110000000000001]
["TD",23,"Q5",1.768,0,-0.26500000000000001,-1.0780000000000001]
["TD",23,"Q6",1.3839999999999999,0,-0.20799999999999999,-0.84399999999999997]
["TD",23,"Q7",1.7470000000000001,0,-0.26200000000000001,-1.0660000000000001]
["TD",23,"Q8",1.5,0,-0.22500000000000001,-0.91500000000000004]
["TD",23,"R4",2.14,0,-0.32100000000000001,-1.306]
["TD",23,"R5",1.1000000000000001,0,-0.16500000000000001,-0.67100000000000004]
["TD",23,"R6",0.47399999999999998,0,-7.0999999999999994E-2,-0.28899999999999998]
["TD",23,"S1",6.734,0,-1.01,-4.1079999999999997]
["TD",23,"S2",1.048,0,-0.157,-0.63900000000000001]
["TD",23,"S4",0.30599999999999999,0,-4.5999999999999999E-2,-0.187]
["TD",23,"S5",2.6339999999999999,0,-0.39500000000000002,-1.607]
["TD",23,"S6",0.317,0,-4.8000000000000001E-2,-0.19400000000000001]
["TD",23,"S7",0.40600000000000003,0,-6.0999999999999999E-2,-0.247]
["TD",23,"T1",1.829,0,-0.27400000000000002,-1.115]
["TD",23,"T2",1.681,0,-0.252,-1.0249999999999999]
["TD",23,"T3",0.27900000000000003,0,-4.2000000000000003E-2,-0.17]
["TD",23,"T4",2.3330000000000002,0,-0.35,-1.423]
["TD",23,"T5",0.48799999999999999,0,-7.2999999999999995E-2,-0.29799999999999999]
["TD",24,"A1",2.72,0,0,-2.0670000000000002]
["TD",24,"A3",0.497,0,0,-0.378]
["TD",24,"A4",1.569,0,0,-1.1919999999999999]
["TD",24,"A6",4.851,0,0,-3.6869999999999998]
["TD",24,"A7",1.794,0,0,-1.363]
["TD",24,"A8",5.5650000000000004,0,0,-4.2290000000000001]
["TD",24,"A9",0.92800000000000005,0,0,-0.70499999999999996]
["TD",24,"B1",7.6890000000000001,0,0,-5.843]
["TD",24,"B2",9.8759999999999994,0,0,-7.5060000000000002]
["TD",24,"B3",2.5190000000000001,0,0,-1.9139999999999999]
["TD",24,"B4",2.66,0,0,-2.0219999999999998]
["TD",24,"C1",1.0289999999999999,0,0,-0.78200000000000003]
["TD",24,"C2",2.0379999999999998,0,0,-1.5489999999999999]
["TD",24,"C3",1.1779999999999999,0,0,-0.89600000000000002]
["TD",24,"C4",1.5169999999999999,0,0,-1.153]
["TD",24,"C5",1.772,0,0,-1.3460000000000001]
["TD",24,"C6",0.61699999999999999,0,0,-0.46899999999999997]
["TD",24,"C7",2.3570000000000002,0,0,-1.7909999999999999]
["TD",24,"D4",4.032,0,0,-3.0640000000000001]
["TD",24,"D5",3.1179999999999999,0,0,-2.37]
["TD",24,"D6",3.7650000000000001,0,0,-2.8610000000000002]
["TD",24,"E1",7.9260000000000002,0,0,-6.024]
["TD",24,"E7",2.621,0,0,-1.992]
["TD",24,"E8",1.851,0,0,-1.407]
["TD",24,"F6",21.995000000000001,0,0,-16.716000000000001]
["TD",24,"G1",4.5979999999999999,0,0,-3.4940000000000002]
["TD",24,"G5",2.8029999999999999,0,0,-2.13]
["TD",24,"G6",5.4960000000000004,0,0,-4.1769999999999996]
["TD",24,"G7",3.6539999999999999,0,0,-2.7770000000000001]
["TD",24,"H1",1.2130000000000001,0,0,-0.92200000000000004]
["TD",24,"H2",6.2450000000000001,0,0,-4.7460000000000004]
["TD",24,"H6",8.6999999999999993,0,0,-6.6120000000000001]
["TD",24,"J1",3.964,0,0,-3.0129999999999999]
["TD",24,"J3",8.5269999999999992,0,0,-6.48]
["TD",24,"J4",2.8620000000000001,0,0,-2.1749999999999998]
["TD",24,"J5",6.5659999999999998,0,0,-4.99]
["TD",24,"J6",4.6139999999999999,0,0,-3.5059999999999998]
["TD",24,"J7",4.141,0,0,-3.1469999999999998]
["TD",24,"J8",3.7890000000000001,0,0,-2.88]
["TD",24,"K4",5.7,0,0,-4.3319999999999999]
["TD",24,"K5",3.8079999999999998,0,0,-2.8940000000000001]
["TD",24,"K6",3.4079999999999999,0,0,-2.59]
["TD",24,"L1",0.61,0,0,-0.46300000000000002]
["TD",24,"L2",6.8860000000000001,0,0,-5.234]
["TD",24,"L3",12.507,0,0,-9.5050000000000008]
["TD",24,"L5",11.603,0,0,-8.8179999999999996]
["TD",24,"L7",5.3879999999999999,0,0,-4.0949999999999998]
["TD",24,"L8",4.077,0,0,-3.0990000000000002]
["TD",24,"M4",2.57,0,0,-1.9530000000000001]
["TD",24,"M5",1.863,0,0,-1.4159999999999999]
["TD",24,"M6",1.038,0,0,-0.78900000000000003]
["TD",24,"M7",0.90100000000000002,0,0,-0.68500000000000005]
["TD",24,"M8",0.27500000000000002,0,0,-0.20899999999999999]
["TD",24,"N1",4.3150000000000004,0,0,-3.28]
["TD",24,"N2",4.78,0,0,-3.633]
["TD",24,"N3",3.0179999999999998,0,0,-2.294]
["TD",24,"N4",4.7430000000000003,0,0,-3.605]
["TD",24,"N5",2.4,0,0,-1.8240000000000001]
["TD",24,"N6",0.81599999999999995,0,0,-0.621]
["TD",24,"N7",1.198,0,0,-0.91]
["TD",24,"P1",8.1579999999999995,0,0,-6.2]
["TD",24,"P2",3.1720000000000002,0,0,-2.411]
["TD",24,"P3",10.35,0,0,-7.8659999999999997]
["TD",24,"P4",1.214,0,0,-0.92200000000000004]
["TD",24,"P5",1.107,0,0,-0.84099999999999997]
["TD",24,"P6",3.573,0,0,-2.7160000000000002]
["TD",24,"P7",2.359,0,0,-1.7929999999999999]
["TD",24,"P8",6.6559999999999997,0,0,-5.0579999999999998]
["TD",24,"Q2",1.552,0,0,-1.18]
["TD",24,"Q4",7.4459999999999997,0,0,-5.6589999999999998]
["TD",24,"Q5",2.2869999999999999,0,0,-1.738]
["TD",24,"Q6",1.79,0,0,-1.36]
["TD",24,"Q7",2.2599999999999998,0,0,-1.718]
["TD",24,"Q8",1.94,0,0,-1.474]
["TD",24,"R4",2.7690000000000001,0,0,-2.1040000000000001]
["TD",24,"R5",1.423,0,0,-1.081]
["TD",24,"R6",0.61299999999999999,0,0,-0.46600000000000003]
["TD",24,"S1",8.7110000000000003,0,0,-6.62]
["TD",24,"S2",1.355,0,0,-1.03]
["TD",24,"S4",0.39600000000000002,0,0,-0.30099999999999999]
["TD",24,"S5",3.407,0,0,-2.59]
["TD",24,"S6",0.41099999999999998,0,0,-0.312]
["TD",24,"S7",0.52500000000000002,0,0,-0.39900000000000002]
["TD",24,"T1",2.3650000000000002,0,0,-1.798]
["TD",24,"T2",2.1739999999999999,0,0,-1.6519999999999999]
["TD",24,"T3",0.36099999999999999,0,0,-0.27400000000000002]
["TD",24,"T4",3.0179999999999998,0,0,-2.2930000000000001]
["TD",24,"T5",0.63100000000000001,0,0,-0.48]
["TD",25,"A1",3.4430000000000001,0,0,-2.617]
["TD",25,"A3",0.629,0,0,-0.47799999999999998]
["TD",25,"A4",1.986,0,0,-1.51]
["TD",25,"A6",6.1420000000000003,0,0,-4.6680000000000001]
["TD",25,"A7",2.2709999999999999,0,0,-1.726]
["TD",25,"A8",7.0449999999999999,0,0,-5.3540000000000001]
["TD",25,"A9",1.1739999999999999,0,0,-0.89300000000000002]
["TD",25,"B1",9.734,0,0,-7.3979999999999997]
["TD",25,"B2",12.503,0,0,-9.5020000000000007]
["TD",25,"B3",3.1890000000000001,0,0,-2.423]
["TD",25,"B4",3.3679999999999999,0,0,-2.56]
["TD",25,"C1",1.3029999999999999,0,0,-0.99]
["TD",25,"C2",2.581,0,0,-1.9610000000000001]
["TD",25,"C3",1.492,0,0,-1.1339999999999999]
["TD",25,"C4",1.92,0,0,-1.4590000000000001]
["TD",25,"C5",2.2429999999999999,0,0,-1.7050000000000001]
["TD",25,"C6",0.78100000000000003,0,0,-0.59399999999999997]
["TD",25,"C7",2.984,0,0,-2.2679999999999998]
["TD",25,"D4",5.1040000000000001,0,0,-3.879]
["TD",25,"D5",3.948,0,0,-3]
["TD",25,"D6",4.766,0,0,-3.6219999999999999]
["TD",25,"E1",10.035,0,0,-7.6260000000000003]
["TD",25,"E7",3.3180000000000001,0,0,-2.5219999999999998]
["TD",25,"E8",2.343,0,0,-1.7809999999999999]
["TD",25,"F6",27.847000000000001,0,0,-21.163]
["TD",25,"G1",5.8209999999999997,0,0,-4.4240000000000004]
["TD",25,"G5",3.5489999999999999,0,0,-2.6970000000000001]
["TD",25,"G6",6.9580000000000002,0,0,-5.2880000000000003]
["TD",25,"G7",4.6260000000000003,0,0,-3.5150000000000001]
["TD",25,"H1",1.5349999999999999,0,0,-1.167]
["TD",25,"H2",7.907,0,0,-6.0090000000000003]
["TD",25,"H6",11.015000000000001,0,0,-8.3710000000000004]
["TD",25,"J1",5.0190000000000001,0,0,-3.8140000000000001]
["TD",25,"J3",10.795,0,0,-8.2050000000000001]
["TD",25,"J4",3.6240000000000001,0,0,-2.754]
["TD",25,"J5",8.3130000000000006,0,0,-6.3179999999999996]
["TD",25,"J6",5.8410000000000002,0,0,-4.4390000000000001]
["TD",25,"J7",5.2430000000000003,0,0,-3.9849999999999999]
["TD",25,"J8",4.7969999999999997,0,0,-3.6459999999999999]
["TD",25,"K4",7.2160000000000002,0,0,-5.484]
["TD",25,"K5",4.8209999999999997,0,0,-3.6640000000000001]
["TD",25,"K6",4.3140000000000001,0,0,-3.2789999999999999]
["TD",25,"L1",0.77200000000000002,0,0,-0.58699999999999997]
["TD",25,"L2",8.718,0,0,-6.6260000000000003]
["TD",25,"L3",15.834,0,0,-12.034000000000001]
["TD",25,"L5",14.689,0,0,-11.164]
["TD",25,"L7",6.8209999999999997,0,0,-5.1840000000000002]
["TD",25,"L8",5.1619999999999999,0,0,-3.923]
["TD",25,"M4",3.2530000000000001,0,0,-2.4729999999999999]
["TD",25,"M5",2.359,0,0,-1.7929999999999999]
["TD",25,"M6",1.3140000000000001,0,0,-0.998]
["TD",25,"M7",1.141,0,0,-0.86699999999999999]
["TD",25,"M8",0.34799999999999998,0,0,-0.26500000000000001]
["TD",25,"N1",5.4630000000000001,0,0,-4.1520000000000001]
["TD",25,"N2",6.0510000000000002,0,0,-4.5990000000000002]
["TD",25,"N3",3.8210000000000002,0,0,-2.9039999999999999]
["TD",25,"N4",6.0049999999999999,0,0,-4.5640000000000001]
["TD",25,"N5",3.0390000000000001,0,0,-2.31]
["TD",25,"N6",1.034,0,0,-0.78600000000000003]
["TD",25,"N7",1.516,0,0,-1.1519999999999999]
["TD",25,"P1",10.329000000000001,0,0,-7.85]
["TD",25,"P2",4.016,0,0,-3.052]
["TD",25,"P3",13.103,0,0,-9.9580000000000002]
["TD",25,"P4",1.5369999999999999,0,0,-1.1679999999999999]
["TD",25,"P5",1.401,0,0,-1.0649999999999999]
["TD",25,"P6",4.524,0,0,-3.4380000000000002]
["TD",25,"P7",2.9870000000000001,0,0,-2.27]
["TD",25,"P8",8.4260000000000002,0,0,-6.4039999999999999]
["TD",25,"Q2",1.9650000000000001,0,0,-1.494]
["TD",25,"Q4",9.4269999999999996,0,0,-7.165]
["TD",25,"Q5",2.895,0,0,-2.2000000000000002]
["TD",25,"Q6",2.266,0,0,-1.722]
["TD",25,"Q7",2.8610000000000002,0,0,-2.1749999999999998]
["TD",25,"Q8",2.456,0,0,-1.867]
["TD",25,"R4",3.5049999999999999,0,0,-2.6640000000000001]
["TD",25,"R5",1.8009999999999999,0,0,-1.369]
["TD",25,"R6",0.77600000000000002,0,0,-0.59]
["TD",25,"S1",11.028,0,0,-8.3810000000000002]
["TD",25,"S2",1.716,0,0,-1.304]
["TD",25,"S4",0.501,0,0,-0.38100000000000001]
["TD",25,"S5",4.3140000000000001,0,0,-3.2789999999999999]
["TD",25,"S6",0.52,0,0,-0.39500000000000002]
["TD",25,"S7",0.66400000000000003,0,0,-0.505]
["TD",25,"T1",2.9950000000000001,0,0,-2.2759999999999998]
["TD",25,"T2",2.7519999999999998,0,0,-2.0920000000000001]
["TD",25,"T3",0.45700000000000002,0,0,-0.34699999999999998]
["TD",25,"T4",3.82,0,0,-2.9039999999999999]
["TD",25,"T5",0.79900000000000004,0,0,-0.60699999999999998]
["TD",26,"A1",4.1449999999999996,0,0,-3.15]
["TD",26,"A3",0.75700000000000001,0,0,-0.57599999999999996]
["TD",26,"A4",2.391,0,0,-1.8169999999999999]
["TD",26,"A6",7.3929999999999998,0,0,-5.6189999999999998]
["TD",26,"A7",2.734,0,0,-2.0779999999999998]
["TD",26,"A8",8.4809999999999999,0,0,-6.4459999999999997]
["TD",26,"A9",1.4139999999999999,0,0,-1.075]
["TD",26,"B1",11.718,0,0,-8.9060000000000006]
["TD",26,"B2",15.051,0,0,-11.439]
["TD",26,"B3",3.839,0,0,-2.9169999999999998]
["TD",26,"B4",4.0549999999999997,0,0,-3.081]
["TD",26,"C1",1.5680000000000001,0,0,-1.1919999999999999]
["TD",26,"C2",3.1059999999999999,0,0,-2.3610000000000002]
["TD",26,"C3",1.796,0,0,-1.365]
["TD",26,"C4",2.3109999999999999,0,0,-1.7569999999999999]
["TD",26,"C5",2.7,0,0,-2.052]
["TD",26,"C6",0.94,0,0,-0.71499999999999997]
["TD",26,"C7",3.5920000000000001,0,0,-2.73]
["TD",26,"D4",6.1440000000000001,0,0,-4.67]
["TD",26,"D5",4.7519999999999998,0,0,-3.6120000000000001]
["TD",26,"D6",5.7380000000000004,0,0,-4.3609999999999998]
["TD",26,"E1",12.08,0,0,-9.1809999999999992]
["TD",26,"E7",3.9950000000000001,0,0,-3.036]
["TD",26,"E8",2.8210000000000002,0,0,-2.1440000000000001]
["TD",26,"F6",33.521999999999998,0,0,-25.475999999999999]
["TD",26,"G1",7.0069999999999997,0,0,-5.3250000000000002]
["TD",26,"G5",4.2720000000000002,0,0,-3.2469999999999999]
["TD",26,"G6",8.3759999999999994,0,0,-6.3659999999999997]
["TD",26,"G7",5.5679999999999996,0,0,-4.2320000000000002]
["TD",26,"H1",1.8480000000000001,0,0,-1.405]
["TD",26,"H2",9.5180000000000007,0,0,-7.234]
["TD",26,"H6",13.259,0,0,-10.077]
["TD",26,"J1",6.0410000000000004,0,0,-4.5910000000000002]
["TD",26,"J3",12.996,0,0,-9.8770000000000007]
["TD",26,"J4",4.3620000000000001,0,0,-3.3149999999999999]
["TD",26,"J5",10.007,0,0,-7.6050000000000004]
["TD",26,"J6",7.0309999999999997,0,0,-5.3440000000000003]
["TD",26,"J7",6.3120000000000003,0,0,-4.7969999999999997]
["TD",26,"J8",5.7750000000000004,0,0,-4.3890000000000002]
["TD",26,"K4",8.6869999999999994,0,0,-6.6020000000000003]
["TD",26,"K5",5.8040000000000003,0,0,-4.4109999999999996]
["TD",26,"K6",5.1929999999999996,0,0,-3.9470000000000001]
["TD",26,"L1",0.92900000000000005,0,0,-0.70599999999999996]
["TD",26,"L2",10.494999999999999,0,0,-7.976]
["TD",26,"L3",19.061,0,0,-14.487]
["TD",26,"L5",17.683,0,0,-13.439]
["TD",26,"L7",8.2110000000000003,0,0,-6.2409999999999997]
["TD",26,"L8",6.2140000000000004,0,0,-4.7229999999999999]
["TD",26,"M4",3.9159999999999999,0,0,-2.976]
["TD",26,"M5",2.84,0,0,-2.1579999999999999]
["TD",26,"M6",1.581,0,0,-1.202]
["TD",26,"M7",1.3740000000000001,0,0,-1.044]
["TD",26,"M8",0.41899999999999998,0,0,-0.31900000000000001]
["TD",26,"N1",6.577,0,0,-4.9980000000000002]
["TD",26,"N2",7.2839999999999998,0,0,-5.5359999999999996]
["TD",26,"N3",4.5999999999999996,0,0,-3.496]
["TD",26,"N4",7.2290000000000001,0,0,-5.4939999999999998]
["TD",26,"N5",3.6579999999999999,0,0,-2.78]
["TD",26,"N6",1.244,0,0,-0.94599999999999995]
["TD",26,"N7",1.825,0,0,-1.387]
["TD",26,"P1",12.433999999999999,0,0,-9.4499999999999993]
["TD",26,"P2",4.8339999999999996,0,0,-3.6739999999999999]
["TD",26,"P3",15.773999999999999,0,0,-11.988]
["TD",26,"P4",1.85,0,0,-1.4059999999999999]
["TD",26,"P5",1.6870000000000001,0,0,-1.282]
["TD",26,"P6",5.4459999999999997,0,0,-4.1390000000000002]
["TD",26,"P7",3.5960000000000001,0,0,-2.7330000000000001]
["TD",26,"P8",10.143000000000001,0,0,-7.7089999999999996]
["TD",26,"Q2",2.3660000000000001,0,0,-1.798]
["TD",26,"Q4",11.349,0,0,-8.625]
["TD",26,"Q5",3.4849999999999999,0,0,-2.649]
["TD",26,"Q6",2.7280000000000002,0,0,-2.073]
["TD",26,"Q7",3.4449999999999998,0,0,-2.6179999999999999]
["TD",26,"Q8",2.956,0,0,-2.2469999999999999]
["TD",26,"R4",4.22,0,0,-3.2069999999999999]
["TD",26,"R5",2.169,0,0,-1.6479999999999999]
["TD",26,"R6",0.93400000000000005,0,0,-0.71]
["TD",26,"S1",13.275,0,0,-10.089]
["TD",26,"S2",2.0649999999999999,0,0,-1.57]
["TD",26,"S4",0.60299999999999998,0,0,-0.45900000000000002]
["TD",26,"S5",5.1929999999999996,0,0,-3.9470000000000001]
["TD",26,"S6",0.626,0,0,-0.47599999999999998]
["TD",26,"S7",0.8,0,0,-0.60799999999999998]
["TD",26,"T1",3.605,0,0,-2.74]
["TD",26,"T2",3.3130000000000002,0,0,-2.5179999999999998]
["TD",26,"T3",0.55000000000000004,0,0,-0.41799999999999998]
["TD",26,"T4",4.5990000000000002,0,0,-3.4950000000000001]
["TD",26,"T5",0.96199999999999997,0,0,-0.73099999999999998]
["TD",27,"A1",4.62,0,0,-3.512]
["TD",27,"A3",0.84399999999999997,0,0,-0.64200000000000002]
["TD",27,"A4",2.665,0,0,-2.0259999999999998]
["TD",27,"A6",8.2420000000000009,0,0,-6.2640000000000002]
["TD",27,"A7",3.0470000000000002,0,0,-2.3159999999999998]
["TD",27,"A8",9.4540000000000006,0,0,-7.1849999999999996]
["TD",27,"A9",1.5760000000000001,0,0,-1.198]
["TD",27,"B1",13.061999999999999,0,0,-9.9269999999999996]
["TD",27,"B2",16.777999999999999,0,0,-12.750999999999999]
["TD",27,"B3",4.2789999999999999,0,0,-3.2519999999999998]
["TD",27,"B4",4.5199999999999996,0,0,-3.4350000000000001]
["TD",27,"C1",1.748,0,0,-1.329]
["TD",27,"C2",3.4630000000000001,0,0,-2.6320000000000001]
["TD",27,"C3",2.0019999999999998,0,0,-1.522]
["TD",27,"C4",2.577,0,0,-1.958]
["TD",27,"C5",3.01,0,0,-2.2869999999999999]
["TD",27,"C6",1.048,0,0,-0.79700000000000004]
["TD",27,"C7",4.0039999999999996,0,0,-3.0430000000000001]
["TD",27,"D4",6.8490000000000002,0,0,-5.2050000000000001]
["TD",27,"D5",5.2969999999999997,0,0,-4.0259999999999998]
["TD",27,"D6",6.3959999999999999,0,0,-4.8609999999999998]
["TD",27,"E1",13.465,0,0,-10.234]
["TD",27,"E7",4.4530000000000003,0,0,-3.3839999999999999]
["TD",27,"E8",3.1440000000000001,0,0,-2.3889999999999998]
["TD",27,"F6",37.366999999999997,0,0,-28.399000000000001]
["TD",27,"G1",7.8109999999999999,0,0,-5.9359999999999999]
["TD",27,"G5",4.7619999999999996,0,0,-3.6190000000000002]
["TD",27,"G6",9.3369999999999997,0,0,-7.0960000000000001]
["TD",27,"G7",6.2069999999999999,0,0,-4.7169999999999996]
["TD",27,"H1",2.06,0,0,-1.5660000000000001]
["TD",27,"H2",10.61,0,0,-8.0630000000000006]
["TD",27,"H6",14.78,0,0,-11.233000000000001]
["TD",27,"J1",6.734,0,0,-5.1180000000000003]
["TD",27,"J3",14.486000000000001,0,0,-11.01]
["TD",27,"J4",4.8630000000000004,0,0,-3.6960000000000002]
["TD",27,"J5",11.154999999999999,0,0,-8.4779999999999998]
["TD",27,"J6",7.8380000000000001,0,0,-5.9569999999999999]
["TD",27,"J7",7.0359999999999996,0,0,-5.3470000000000004]
["TD",27,"J8",6.4379999999999997,0,0,-4.8929999999999998]
["TD",27,"K4",9.6829999999999998,0,0,-7.359]
["TD",27,"K5",6.47,0,0,-4.9169999999999998]
["TD",27,"K6",5.7889999999999997,0,0,-4.4000000000000004]
["TD",27,"L1",1.036,0,0,-0.78700000000000003]
["TD",27,"L2",11.699,0,0,-8.891]
["TD",27,"L3",21.248000000000001,0,0,-16.149000000000001]
["TD",27,"L5",19.710999999999999,0,0,-14.981]
["TD",27,"L7",9.1530000000000005,0,0,-6.9560000000000004]
["TD",27,"L8",6.9269999999999996,0,0,-5.2640000000000002]
["TD",27,"M4",4.3659999999999997,0,0,-3.3180000000000001]
["TD",27,"M5",3.165,0,0,-2.4060000000000001]
["TD",27,"M6",1.7629999999999999,0,0,-1.34]
["TD",27,"M7",1.5309999999999999,0,0,-1.1639999999999999]
["TD",27,"M8",0.46800000000000003,0,0,-0.35499999999999998]
["TD",27,"N1",7.3310000000000004,0,0,-5.5720000000000001]
["TD",27,"N2",8.1199999999999992,0,0,-6.1710000000000003]
["TD",27,"N3",5.1280000000000001,0,0,-3.8969999999999998]
["TD",27,"N4",8.0589999999999993,0,0,-6.1239999999999997]
["TD",27,"N5",4.0780000000000003,0,0,-3.0990000000000002]
["TD",27,"N6",1.387,0,0,-1.054]
["TD",27,"N7",2.0350000000000001,0,0,-1.546]
["TD",27,"P1",13.86,0,0,-10.534000000000001]
["TD",27,"P2",5.3879999999999999,0,0,-4.0949999999999998]
["TD",27,"P3",17.582999999999998,0,0,-13.363]
["TD",27,"P4",2.0619999999999998,0,0,-1.5669999999999999]
["TD",27,"P5",1.881,0,0,-1.429]
["TD",27,"P6",6.0709999999999997,0,0,-4.6139999999999999]
["TD",27,"P7",4.008,0,0,-3.0459999999999998]
["TD",27,"P8",11.307,0,0,-8.593]
["TD",27,"Q2",2.637,0,0,-2.004]
["TD",27,"Q4",12.651,0,0,-9.6140000000000008]
["TD",27,"Q5",3.8849999999999998,0,0,-2.9529999999999998]
["TD",27,"Q6",3.04,0,0,-2.3109999999999999]
["TD",27,"Q7",3.84,0,0,-2.9180000000000001]
["TD",27,"Q8",3.2959999999999998,0,0,-2.5049999999999999]
["TD",27,"R4",4.7039999999999997,0,0,-3.5750000000000002]
["TD",27,"R5",2.4169999999999998,0,0,-1.837]
["TD",27,"R6",1.0409999999999999,0,0,-0.79100000000000004]
["TD",27,"S1",14.798,0,0,-11.247]
["TD",27,"S2",2.302,0,0,-1.75]
["TD",27,"S4",0.67300000000000004,0,0,-0.51100000000000001]
["TD",27,"S5",5.7889999999999997,0,0,-4.4000000000000004]
["TD",27,"S6",0.69699999999999995,0,0,-0.53]
["TD",27,"S7",0.89100000000000001,0,0,-0.67700000000000005]
["TD",27,"T1",4.0190000000000001,0,0,-3.0539999999999998]
["TD",27,"T2",3.6930000000000001,0,0,-2.8069999999999999]
["TD",27,"T3",0.61299999999999999,0,0,-0.46600000000000003]
["TD",27,"T4",5.1269999999999998,0,0,-3.8959999999999999]
["TD",27,"T5",1.0720000000000001,0,0,-0.81499999999999995]
["TD",28,"A1",5.2850000000000001,0,0,-4.0170000000000003]
["TD",28,"A3",0.96599999999999997,0,0,-0.73399999999999999]
["TD",28,"A4",3.0489999999999999,0,0,-2.3170000000000002]
["TD",28,"A6",9.4269999999999996,0,0,-7.165]
["TD",28,"A7",3.4860000000000002,0,0,-2.649]
["TD",28,"A8",10.814,0,0,-8.218]
["TD",28,"A9",1.8029999999999999,0,0,-1.37]
["TD",28,"B1",14.941000000000001,0,0,-11.356]
["TD",28,"B2",19.190999999999999,0,0,-14.585000000000001]
["TD",28,"B3",4.8949999999999996,0,0,-3.72]
["TD",28,"B4",5.17,0,0,-3.9289999999999998]
["TD",28,"C1",2,0,0,-1.52]
["TD",28,"C2",3.9609999999999999,0,0,-3.01]
["TD",28,"C3",2.29,0,0,-1.74]
["TD",28,"C4",2.9470000000000001,0,0,-2.2400000000000002]
["TD",28,"C5",3.4430000000000001,0,0,-2.6160000000000001]
["TD",28,"C6",1.1990000000000001,0,0,-0.91100000000000003]
["TD",28,"C7",4.5810000000000004,0,0,-3.4809999999999999]
["TD",28,"D4",7.8339999999999996,0,0,-5.9539999999999997]
["TD",28,"D5",6.0590000000000002,0,0,-4.6050000000000004]
["TD",28,"D6",7.3159999999999998,0,0,-5.56]
["TD",28,"E1",15.403,0,0,-11.706]
["TD",28,"E7",5.0940000000000003,0,0,-3.871]
["TD",28,"E8",3.5960000000000001,0,0,-2.7330000000000001]
["TD",28,"F6",42.743000000000002,0,0,-32.484000000000002]
["TD",28,"G1",8.9339999999999993,0,0,-6.79]
["TD",28,"G5",5.4470000000000001,0,0,-4.1399999999999997]
["TD",28,"G6",10.68,0,0,-8.1170000000000009]
["TD",28,"G7",7.1,0,0,-5.3959999999999999]
["TD",28,"H1",2.3559999999999999,0,0,-1.7909999999999999]
["TD",28,"H2",12.135999999999999,0,0,-9.2230000000000008]
["TD",28,"H6",16.907,0,0,-12.849]
["TD",28,"J1",7.7030000000000003,0,0,-5.8540000000000001]
["TD",28,"J3",16.57,0,0,-12.593]
["TD",28,"J4",5.5620000000000003,0,0,-4.2270000000000003]
["TD",28,"J5",12.76,0,0,-9.6969999999999992]
["TD",28,"J6",8.9649999999999999,0,0,-6.8140000000000001]
["TD",28,"J7",8.048,0,0,-6.1159999999999997]
["TD",28,"J8",7.3639999999999999,0,0,-5.5960000000000001]
["TD",28,"K4",11.076000000000001,0,0,-8.4179999999999993]
["TD",28,"K5",7.4009999999999998,0,0,-5.6239999999999997]
["TD",28,"K6",6.6219999999999999,0,0,-5.0330000000000004]
["TD",28,"L1",1.1850000000000001,0,0,-0.9]
["TD",28,"L2",13.382,0,0,-10.17]
["TD",28,"L3",24.305,0,0,-18.472000000000001]
["TD",28,"L5",22.547000000000001,0,0,-17.135999999999999]
["TD",28,"L7",10.47,0,0,-7.9569999999999999]
["TD",28,"L8",7.923,0,0,-6.0220000000000002]
["TD",28,"M4",4.9939999999999998,0,0,-3.7949999999999999]
["TD",28,"M5",3.621,0,0,-2.7519999999999998]
["TD",28,"M6",2.016,0,0,-1.532]
["TD",28,"M7",1.752,0,0,-1.331]
["TD",28,"M8",0.53500000000000003,0,0,-0.40600000000000003]
["TD",28,"N1",8.3859999999999992,0,0,-6.3730000000000002]
["TD",28,"N2",9.2880000000000003,0,0,-7.0590000000000002]
["TD",28,"N3",5.8659999999999997,0,0,-4.4580000000000002]
["TD",28,"N4",9.218,0,0,-7.0060000000000002]
["TD",28,"N5",4.6639999999999997,0,0,-3.5449999999999999]
["TD",28,"N6",1.587,0,0,-1.206]
["TD",28,"N7",2.3279999999999998,0,0,-1.7689999999999999]
["TD",28,"P1",15.853999999999999,0,0,-12.048999999999999]
["TD",28,"P2",6.1639999999999997,0,0,-4.6840000000000002]
["TD",28,"P3",20.113,0,0,-15.286]
["TD",28,"P4",2.359,0,0,-1.7929999999999999]
["TD",28,"P5",2.1509999999999998,0,0,-1.635]
["TD",28,"P6",6.944,0,0,-5.2779999999999996]
["TD",28,"P7",4.585,0,0,-3.4849999999999999]
["TD",28,"P8",12.933999999999999,0,0,-9.83]
["TD",28,"Q2",3.016,0,0,-2.2919999999999998]
["TD",28,"Q4",14.47,0,0,-10.997999999999999]
["TD",28,"Q5",4.444,0,0,-3.3769999999999998]
["TD",28,"Q6",3.4780000000000002,0,0,-2.6429999999999998]
["TD",28,"Q7",4.3920000000000003,0,0,-3.3380000000000001]
["TD",28,"Q8",3.77,0,0,-2.8650000000000002]
["TD",28,"R4",5.3810000000000002,0,0,-4.0890000000000004]
["TD",28,"R5",2.7650000000000001,0,0,-2.1019999999999999]
["TD",28,"R6",1.1910000000000001,0,0,-0.90500000000000003]
["TD",28,"S1",16.927,0,0,-12.865]
["TD",28,"S2",2.6339999999999999,0,0,-2.0019999999999998]
["TD",28,"S4",0.76900000000000002,0,0,-0.58499999999999996]
["TD",28,"S5",6.6219999999999999,0,0,-5.032]
["TD",28,"S6",0.79800000000000004,0,0,-0.60599999999999998]
["TD",28,"S7",1.0189999999999999,0,0,-0.77500000000000002]
["TD",28,"T1",4.5970000000000004,0,0,-3.4940000000000002]
["TD",28,"T2",4.2240000000000002,0,0,-3.2109999999999999]
["TD",28,"T3",0.70199999999999996,0,0,-0.53300000000000003]
["TD",28,"T4",5.8639999999999999,0,0,-4.4569999999999999]
["TD",28,"T5",1.2270000000000001,0,0,-0.93200000000000005]
["TD",29,"A1",5.9450000000000003,0,0,-4.5179999999999998]
["TD",29,"A3",1.0860000000000001,0,0,-0.82599999999999996]
["TD",29,"A4",3.43,0,0,-2.6070000000000002]
["TD",29,"A6",10.605,0,0,-8.06]
["TD",29,"A7",3.9209999999999998,0,0,-2.98]
["TD",29,"A8",12.164999999999999,0,0,-9.2449999999999992]
["TD",29,"A9",2.028,0,0,-1.5409999999999999]
["TD",29,"B1",16.808,0,0,-12.773999999999999]
["TD",29,"B2",21.588999999999999,0,0,-16.407]
["TD",29,"B3",5.5060000000000002,0,0,-4.1849999999999996]
["TD",29,"B4",5.8159999999999998,0,0,-4.42]
["TD",29,"C1",2.2490000000000001,0,0,-1.71]
["TD",29,"C2",4.4560000000000004,0,0,-3.3860000000000001]
["TD",29,"C3",2.5760000000000001,0,0,-1.958]
["TD",29,"C4",3.3149999999999999,0,0,-2.52]
["TD",29,"C5",3.8730000000000002,0,0,-2.9430000000000001]
["TD",29,"C6",1.349,0,0,-1.0249999999999999]
["TD",29,"C7",5.1529999999999996,0,0,-3.9159999999999999]
["TD",29,"D4",8.8130000000000006,0,0,-6.6980000000000004]
["TD",29,"D5",6.8159999999999998,0,0,-5.18]
["TD",29,"D6",8.23,0,0,-6.2549999999999999]
["TD",29,"E1",17.327000000000002,0,0,-13.167999999999999]
["TD",29,"E7",5.73,0,0,-4.3550000000000004]
["TD",29,"E8",4.0460000000000003,0,0,-3.0750000000000002]
["TD",29,"F6",48.082000000000001,0,0,-36.542000000000002]
["TD",29,"G1",10.050000000000001,0,0,-7.6379999999999999]
["TD",29,"G5",6.1280000000000001,0,0,-4.657]
["TD",29,"G6",12.013999999999999,0,0,-9.1300000000000008]
["TD",29,"G7",7.9870000000000001,0,0,-6.07]
["TD",29,"H1",2.6509999999999998,0,0,-2.0150000000000001]
["TD",29,"H2",13.651999999999999,0,0,-10.375]
["TD",29,"H6",19.018999999999998,0,0,-14.454000000000001]
["TD",29,"J1",8.6649999999999991,0,0,-6.5860000000000003]
["TD",29,"J3",18.64,0,0,-14.167]
["TD",29,"J4",6.2569999999999997,0,0,-4.7560000000000002]
["TD",29,"J5",14.353,0,0,-10.909000000000001]
["TD",29,"J6",10.085000000000001,0,0,-7.665]
["TD",29,"J7",9.0530000000000008,0,0,-6.88]
["TD",29,"J8",8.2840000000000007,0,0,-6.2960000000000003]
["TD",29,"K4",12.46,0,0,-9.4700000000000006]
["TD",29,"K5",8.3249999999999993,0,0,-6.327]
["TD",29,"K6",7.4489999999999998,0,0,-5.6609999999999996]
["TD",29,"L1",1.333,0,0,-1.0129999999999999]
["TD",29,"L2",15.054,0,0,-11.441000000000001]
["TD",29,"L3",27.341000000000001,0,0,-20.779]
["TD",29,"L5",25.364000000000001,0,0,-19.276]
["TD",29,"L7",11.778,0,0,-8.9510000000000005]
["TD",29,"L8",8.9130000000000003,0,0,-6.774]
["TD",29,"M4",5.617,0,0,-4.2690000000000001]
["TD",29,"M5",4.0730000000000004,0,0,-3.0950000000000002]
["TD",29,"M6",2.2679999999999998,0,0,-1.724]
["TD",29,"M7",1.97,0,0,-1.498]
["TD",29,"M8",0.60199999999999998,0,0,-0.45700000000000002]
["TD",29,"N1",9.4329999999999998,0,0,-7.1689999999999996]
["TD",29,"N2",10.448,0,0,-7.9409999999999998]
["TD",29,"N3",6.5979999999999999,0,0,-5.0149999999999997]
["TD",29,"N4",10.369,0,0,-7.8810000000000002]
["TD",29,"N5",5.2469999999999999,0,0,-3.988]
["TD",29,"N6",1.7849999999999999,0,0,-1.3560000000000001]
["TD",29,"N7",2.6179999999999999,0,0,-1.99]
["TD",29,"P1",17.834,0,0,-13.554]
["TD",29,"P2",6.9340000000000002,0,0,-5.27]
["TD",29,"P3",22.625,0,0,-17.195]
["TD",29,"P4",2.653,0,0,-2.0169999999999999]
["TD",29,"P5",2.42,0,0,-1.839]
["TD",29,"P6",7.8120000000000003,0,0,-5.9370000000000003]
["TD",29,"P7",5.1580000000000004,0,0,-3.92]
["TD",29,"P8",14.548999999999999,0,0,-11.057]
["TD",29,"Q2",3.3929999999999998,0,0,-2.5790000000000002]
["TD",29,"Q4",16.277999999999999,0,0,-12.371]
["TD",29,"Q5",4.9989999999999997,0,0,-3.7989999999999999]
["TD",29,"Q6",3.9119999999999999,0,0,-2.9729999999999999]
["TD",29,"Q7",4.9409999999999998,0,0,-3.7549999999999999]
["TD",29,"Q8",4.2409999999999997,0,0,-3.2229999999999999]
["TD",29,"R4",6.0529999999999999,0,0,-4.5999999999999996]
["TD",29,"R5",3.1110000000000002,0,0,-2.3639999999999999]
["TD",29,"R6",1.34,0,0,-1.018]
["TD",29,"S1",19.042000000000002,0,0,-14.472]
["TD",29,"S2",2.9630000000000001,0,0,-2.2519999999999998]
["TD",29,"S4",0.86499999999999999,0,0,-0.65800000000000003]
["TD",29,"S5",7.4489999999999998,0,0,-5.6609999999999996]
["TD",29,"S6",0.89700000000000002,0,0,-0.68200000000000005]
["TD",29,"S7",1.147,0,0,-0.872]
["TD",29,"T1",5.1710000000000003,0,0,-3.93]
["TD",29,"T2",4.7519999999999998,0,0,-3.6120000000000001]
["TD",29,"T3",0.78900000000000003,0,0,-0.6]
["TD",29,"T4",6.5970000000000004,0,0,-5.0129999999999999]
["TD",29,"T5",1.38,0,0,-1.0489999999999999]
["TD",30,"A1",6.5940000000000003,0,0,-5.0110000000000001]
["TD",30,"A3",1.2050000000000001,0,0,-0.91600000000000004]
["TD",30,"A4",3.8039999999999998,0,0,-2.891]
["TD",30,"A6",11.762,0,0,-8.9390000000000001]
["TD",30,"A7",4.3490000000000002,0,0,-3.3050000000000002]
["TD",30,"A8",13.492000000000001,0,0,-10.254]
["TD",30,"A9",2.2490000000000001,0,0,-1.7090000000000001]
["TD",30,"B1",18.641999999999999,0,0,-14.167999999999999]
["TD",30,"B2",23.943999999999999,0,0,-18.198]
["TD",30,"B3",6.1070000000000002,0,0,-4.641]
["TD",30,"B4",6.45,0,0,-4.9020000000000001]
["TD",30,"C1",2.4950000000000001,0,0,-1.8959999999999999]
["TD",30,"C2",4.9420000000000002,0,0,-3.7559999999999998]
["TD",30,"C3",2.8570000000000002,0,0,-2.1709999999999998]
["TD",30,"C4",3.677,0,0,-2.7949999999999999]
["TD",30,"C5",4.2949999999999999,0,0,-3.2639999999999998]
["TD",30,"C6",1.496,0,0,-1.137]
["TD",30,"C7",5.7149999999999999,0,0,-4.343]
["TD",30,"D4",9.7750000000000004,0,0,-7.4290000000000003]
["TD",30,"D5",7.56,0,0,-5.7460000000000004]
["TD",30,"D6",9.1280000000000001,0,0,-6.9370000000000003]
["TD",30,"E1",19.216999999999999,0,0,-14.605]
["TD",30,"E7",6.3550000000000004,0,0,-4.83]
["TD",30,"E8",4.4870000000000001,0,0,-3.41]
["TD",30,"F6",53.328000000000003,0,0,-40.529000000000003]
["TD",30,"G1",11.147,0,0,-8.4719999999999995]
["TD",30,"G5",6.7960000000000003,0,0,-5.165]
["TD",30,"G6",13.324999999999999,0,0,-10.127000000000001]
["TD",30,"G7",8.8580000000000005,0,0,-6.7320000000000002]
["TD",30,"H1",2.94,0,0,-2.234]
["TD",30,"H2",15.141,0,0,-11.507999999999999]
["TD",30,"H6",21.094000000000001,0,0,-16.030999999999999]
["TD",30,"J1",9.6110000000000007,0,0,-7.3040000000000003]
["TD",30,"J3",20.673999999999999,0,0,-15.712]
["TD",30,"J4",6.94,0,0,-5.274]
["TD",30,"J5",15.919,0,0,-12.099]
["TD",30,"J6",11.186,0,0,-8.5009999999999994]
["TD",30,"J7",10.041,0,0,-7.6310000000000002]
["TD",30,"J8",9.1869999999999994,0,0,-6.9820000000000002]
["TD",30,"K4",13.819000000000001,0,0,-10.503]
["TD",30,"K5",9.2330000000000005,0,0,-7.0170000000000003]
["TD",30,"K6",8.2620000000000005,0,0,-6.2789999999999999]
["TD",30,"L1",1.478,0,0,-1.1240000000000001]
["TD",30,"L2",16.696000000000002,0,0,-12.689]
["TD",30,"L3",30.324000000000002,0,0,-23.045999999999999]
["TD",30,"L5",28.131,0,0,-21.379000000000001]
["TD",30,"L7",13.063000000000001,0,0,-9.9280000000000008]
["TD",30,"L8",9.8859999999999992,0,0,-7.5129999999999999]
["TD",30,"M4",6.23,0,0,-4.7350000000000003]
["TD",30,"M5",4.5170000000000003,0,0,-3.4329999999999998]
["TD",30,"M6",2.516,0,0,-1.9119999999999999]
["TD",30,"M7",2.1850000000000001,0,0,-1.661]
["TD",30,"M8",0.66700000000000004,0,0,-0.50700000000000001]
["TD",30,"N1",10.462999999999999,0,0,-7.952]
["TD",30,"N2",11.587999999999999,0,0,-8.8070000000000004]
["TD",30,"N3",7.3179999999999996,0,0,-5.5620000000000003]
["TD",30,"N4",11.500999999999999,0,0,-8.74]
["TD",30,"N5",5.82,0,0,-4.423]
["TD",30,"N6",1.98,0,0,-1.504]
["TD",30,"N7",2.9039999999999999,0,0,-2.2069999999999999]
["TD",30,"P1",19.78,0,0,-15.032999999999999]
["TD",30,"P2",7.69,0,0,-5.8440000000000003]
["TD",30,"P3",25.093,0,0,-19.071000000000002]
["TD",30,"P4",2.9430000000000001,0,0,-2.2370000000000001]
["TD",30,"P5",2.6840000000000002,0,0,-2.04]
["TD",30,"P6",8.6639999999999997,0,0,-6.585]
["TD",30,"P7",5.7210000000000001,0,0,-4.3479999999999999]
["TD",30,"P8",16.137,0,0,-12.263999999999999]
["TD",30,"Q2",3.7629999999999999,0,0,-2.86]
["TD",30,"Q4",18.053999999999998,0,0,-13.721]
["TD",30,"Q5",5.5439999999999996,0,0,-4.2140000000000004]
["TD",30,"Q6",4.3390000000000004,0,0,-3.298]
["TD",30,"Q7",5.48,0,0,-4.165]
["TD",30,"Q8",4.7030000000000003,0,0,-3.5739999999999998]
["TD",30,"R4",6.7130000000000001,0,0,-5.1020000000000003]
["TD",30,"R5",3.45,0,0,-2.6219999999999999]
["TD",30,"R6",1.486,0,0,-1.129]
["TD",30,"S1",21.119,0,0,-16.050999999999998]
["TD",30,"S2",3.286,0,0,-2.4969999999999999]
["TD",30,"S4",0.96,0,0,-0.73]
["TD",30,"S5",8.2620000000000005,0,0,-6.2789999999999999]
["TD",30,"S6",0.995,0,0,-0.75700000000000001]
["TD",30,"S7",1.272,0,0,-0.96699999999999997]
["TD",30,"T1",5.7350000000000003,0,0,-4.359]
["TD",30,"T2",5.2709999999999999,0,0,-4.0060000000000002]
["TD",30,"T3",0.875,0,0,-0.66500000000000004]
["TD",30,"T4",7.3159999999999998,0,0,-5.56]
["TD",30,"T5",1.53,0,0,-1.163]
["TD",31,"A1",7.2149999999999999,0,0,-5.484]
["TD",31,"A3",1.3180000000000001,0,0,-1.002]
["TD",31,"A4",4.1619999999999999,0,0,-3.1629999999999998]
["TD",31,"A6",12.87,0,0,-9.7810000000000006]
["TD",31,"A7",4.7590000000000003,0,0,-3.617]
["TD",31,"A8",14.763,0,0,-11.22]
["TD",31,"A9",2.4609999999999999,0,0,-1.87]
["TD",31,"B1",20.398,0,0,-15.502000000000001]
["TD",31,"B2",26.2,0,0,-19.911999999999999]
["TD",31,"B3",6.6820000000000004,0,0,-5.0780000000000003]
["TD",31,"B4",7.0579999999999998,0,0,-5.3639999999999999]
["TD",31,"C1",2.73,0,0,-2.0750000000000002]
["TD",31,"C2",5.407,0,0,-4.1100000000000003]
["TD",31,"C3",3.1259999999999999,0,0,-2.3759999999999999]
["TD",31,"C4",4.0229999999999997,0,0,-3.0579999999999998]
["TD",31,"C5",4.7,0,0,-3.5720000000000001]
["TD",31,"C6",1.637,0,0,-1.244]
["TD",31,"C7",6.2530000000000001,0,0,-4.7519999999999998]
["TD",31,"D4",10.695,0,0,-8.1280000000000001]
["TD",31,"D5",8.2720000000000002,0,0,-6.2869999999999999]
["TD",31,"D6",9.9879999999999995,0,0,-7.5910000000000002]
["TD",31,"E1",21.027000000000001,0,0,-15.981]
["TD",31,"E7",6.9539999999999997,0,0,-5.2850000000000001]
["TD",31,"E8",4.91,0,0,-3.7309999999999999]
["TD",31,"F6",58.350999999999999,0,0,-44.347000000000001]
["TD",31,"G1",12.196999999999999,0,0,-9.27]
["TD",31,"G5",7.4370000000000003,0,0,-5.6520000000000001]
["TD",31,"G6",14.58,0,0,-11.08]
["TD",31,"G7",9.6920000000000002,0,0,-7.3659999999999997]
["TD",31,"H1",3.2170000000000001,0,0,-2.4449999999999998]
["TD",31,"H2",16.568000000000001,0,0,-12.590999999999999]
["TD",31,"H6",23.081,0,0,-17.541]
["TD",31,"J1",10.516,0,0,-7.992]
["TD",31,"J3",22.620999999999999,0,0,-17.192]
["TD",31,"J4",7.5940000000000003,0,0,-5.7709999999999999]
["TD",31,"J5",17.419,0,0,-13.238]
["TD",31,"J6",12.239000000000001,0,0,-9.3019999999999996]
["TD",31,"J7",10.987,0,0,-8.35]
["TD",31,"J8",10.053000000000001,0,0,-7.64]
["TD",31,"K4",15.121,0,0,-11.492000000000001]
["TD",31,"K5",10.103,0,0,-7.6779999999999999]
["TD",31,"K6",9.0399999999999991,0,0,-6.87]
["TD",31,"L1",1.6180000000000001,0,0,-1.2290000000000001]
["TD",31,"L2",18.268999999999998,0,0,-13.884]
["TD",31,"L3",33.18,0,0,-25.216999999999999]
["TD",31,"L5",30.78,0,0,-23.393000000000001]
["TD",31,"L7",14.292999999999999,0,0,-10.863]
["TD",31,"L8",10.817,0,0,-8.2210000000000001]
["TD",31,"M4",6.8170000000000002,0,0,-5.181]
["TD",31,"M5",4.9429999999999996,0,0,-3.7570000000000001]
["TD",31,"M6",2.7530000000000001,0,0,-2.0920000000000001]
["TD",31,"M7",2.391,0,0,-1.8169999999999999]
["TD",31,"M8",0.73,0,0,-0.55500000000000005]
["TD",31,"N1",11.448,0,0,-8.7010000000000005]
["TD",31,"N2",12.68,0,0,-9.6370000000000005]
["TD",31,"N3",8.0079999999999991,0,0,-6.0860000000000003]
["TD",31,"N4",12.584,0,0,-9.5640000000000001]
["TD",31,"N5",6.3680000000000003,0,0,-4.8390000000000004]
["TD",31,"N6",2.1659999999999999,0,0,-1.6459999999999999]
["TD",31,"N7",3.177,0,0,-2.415]
["TD",31,"P1",21.643000000000001,0,0,-16.449000000000002]
["TD",31,"P2",8.4139999999999997,0,0,-6.3949999999999996]
["TD",31,"P3",27.457000000000001,0,0,-20.867000000000001]
["TD",31,"P4",3.22,0,0,-2.4470000000000001]
["TD",31,"P5",2.9369999999999998,0,0,-2.2320000000000002]
["TD",31,"P6",9.48,0,0,-7.2050000000000001]
["TD",31,"P7",6.2590000000000003,0,0,-4.7569999999999997]
["TD",31,"P8",17.657,0,0,-13.419]
["TD",31,"Q2",4.1180000000000003,0,0,-3.13]
["TD",31,"Q4",19.754999999999999,0,0,-15.013999999999999]
["TD",31,"Q5",6.0670000000000002,0,0,-4.6109999999999998]
["TD",31,"Q6",4.7480000000000002,0,0,-3.6080000000000001]
["TD",31,"Q7",5.9960000000000004,0,0,-4.5570000000000004]
["TD",31,"Q8",5.1459999999999999,0,0,-3.911]
["TD",31,"R4",7.3449999999999998,0,0,-5.5830000000000002]
["TD",31,"R5",3.7749999999999999,0,0,-2.8690000000000002]
["TD",31,"R6",1.6259999999999999,0,0,-1.236]
["TD",31,"S1",23.108000000000001,0,0,-17.562000000000001]
["TD",31,"S2",3.5950000000000002,0,0,-2.7320000000000002]
["TD",31,"S4",1.05,0,0,-0.79800000000000004]
["TD",31,"S5",9.0399999999999991,0,0,-6.87]
["TD",31,"S6",1.089,0,0,-0.82799999999999996]
["TD",31,"S7",1.3919999999999999,0,0,-1.0580000000000001]
["TD",31,"T1",6.2750000000000004,0,0,-4.7690000000000001]
["TD",31,"T2",5.7670000000000003,0,0,-4.383]
["TD",31,"T3",0.95799999999999996,0,0,-0.72799999999999998]
["TD",31,"T4",8.0050000000000008,0,0,-6.0839999999999996]
["TD",31,"T5",1.6739999999999999,0,0,-1.2729999999999999]
["TD",32,"A1",7.8040000000000003,0,0,-5.931]
["TD",32,"A3",1.4259999999999999,0,0,-1.0840000000000001]
["TD",32,"A4",4.5019999999999998,0,0,-3.4220000000000002]
["TD",32,"A6",13.920999999999999,0,0,-10.58]
["TD",32,"A7",5.1470000000000002,0,0,-3.9119999999999999]
["TD",32,"A8",15.968,0,0,-12.135999999999999]
["TD",32,"A9",2.6619999999999999,0,0,-2.0230000000000001]
["TD",32,"B1",22.062999999999999,0,0,-16.768000000000001]
["TD",32,"B2",28.338999999999999,0,0,-21.538]
["TD",32,"B3",7.2279999999999998,0,0,-5.4930000000000003]
["TD",32,"B4",7.6340000000000003,0,0,-5.8019999999999996]
["TD",32,"C1",2.9529999999999998,0,0,-2.2440000000000002]
["TD",32,"C2",5.8490000000000002,0,0,-4.4450000000000003]
["TD",32,"C3",3.3820000000000001,0,0,-2.57]
["TD",32,"C4",4.3520000000000003,0,0,-3.3079999999999998]
["TD",32,"C5",5.0830000000000002,0,0,-3.863]
["TD",32,"C6",1.77,0,0,-1.3460000000000001]
["TD",32,"C7",6.7640000000000002,0,0,-5.141]
["TD",32,"D4",11.569000000000001,0,0,-8.7919999999999998]
["TD",32,"D5",8.9469999999999992,0,0,-6.8]
["TD",32,"D6",10.803000000000001,0,0,-8.2100000000000009]
["TD",32,"E1",22.744,0,0,-17.286000000000001]
["TD",32,"E7",7.5220000000000002,0,0,-5.7160000000000002]
["TD",32,"E8",5.3109999999999999,0,0,-4.0359999999999996]
["TD",32,"F6",63.116,0,0,-47.968000000000004]
["TD",32,"G1",13.193,0,0,-10.026999999999999]
["TD",32,"G5",8.0440000000000005,0,0,-6.1130000000000004]
["TD",32,"G6",15.77,0,0,-11.984999999999999]
["TD",32,"G7",10.484,0,0,-7.968]
["TD",32,"H1",3.48,0,0,-2.6440000000000001]
["TD",32,"H2",17.920999999999999,0,0,-13.62]
["TD",32,"H6",24.965,0,0,-18.974]
["TD",32,"J1",11.375,0,0,-8.6449999999999996]
["TD",32,"J3",24.469000000000001,0,0,-18.596]
["TD",32,"J4",8.2140000000000004,0,0,-6.2430000000000003]
["TD",32,"J5",18.841000000000001,0,0,-14.319000000000001]
["TD",32,"J6",13.239000000000001,0,0,-10.061999999999999]
["TD",32,"J7",11.884,0,0,-9.032]
["TD",32,"J8",10.874000000000001,0,0,-8.2639999999999993]
["TD",32,"K4",16.356000000000002,0,0,-12.430999999999999]
["TD",32,"K5",10.928000000000001,0,0,-8.3049999999999997]
["TD",32,"K6",9.7780000000000005,0,0,-7.431]
["TD",32,"L1",1.75,0,0,-1.33]
["TD",32,"L2",19.760000000000002,0,0,-15.018000000000001]
["TD",32,"L3",35.89,0,0,-27.276]
["TD",32,"L5",33.293999999999997,0,0,-25.303999999999998]
["TD",32,"L7",15.461,0,0,-11.75]
["TD",32,"L8",11.7,0,0,-8.8919999999999995]
["TD",32,"M4",7.3739999999999997,0,0,-5.6040000000000001]
["TD",32,"M5",5.3470000000000004,0,0,-4.0629999999999997]
["TD",32,"M6",2.9769999999999999,0,0,-2.2629999999999999]
["TD",32,"M7",2.5870000000000002,0,0,-1.966]
["TD",32,"M8",0.79,0,0,-0.6]
["TD",32,"N1",12.382999999999999,0,0,-9.4109999999999996]
["TD",32,"N2",13.715999999999999,0,0,-10.423999999999999]
["TD",32,"N3",8.6620000000000008,0,0,-6.5830000000000002]
["TD",32,"N4",13.612,0,0,-10.345000000000001]
["TD",32,"N5",6.8879999999999999,0,0,-5.2350000000000003]
["TD",32,"N6",2.343,0,0,-1.7809999999999999]
["TD",32,"N7",3.4369999999999998,0,0,-2.6120000000000001]
["TD",32,"P1",23.411000000000001,0,0,-17.792000000000002]
["TD",32,"P2",9.1020000000000003,0,0,-6.9169999999999998]
["TD",32,"P3",29.699000000000002,0,0,-22.571000000000002]
["TD",32,"P4",3.4830000000000001,0,0,-2.6469999999999998]
["TD",32,"P5",3.1760000000000002,0,0,-2.4140000000000001]
["TD",32,"P6",10.254,0,0,-7.7930000000000001]
["TD",32,"P7",6.7709999999999999,0,0,-5.1459999999999999]
["TD",32,"P8",19.097999999999999,0,0,-14.515000000000001]
["TD",32,"Q2",4.4539999999999997,0,0,-3.3849999999999998]
["TD",32,"Q4",21.367999999999999,0,0,-16.239999999999998]
["TD",32,"Q5",6.5620000000000003,0,0,-4.9870000000000001]
["TD",32,"Q6",5.1360000000000001,0,0,-3.903]
["TD",32,"Q7",6.4859999999999998,0,0,-4.9290000000000003]
["TD",32,"Q8",5.5670000000000002,0,0,-4.2309999999999999]
["TD",32,"R4",7.9450000000000003,0,0,-6.0380000000000003]
["TD",32,"R5",4.0830000000000002,0,0,-3.1030000000000002]
["TD",32,"R6",1.7589999999999999,0,0,-1.337]
["TD",32,"S1",24.995000000000001,0,0,-18.997]
["TD",32,"S2",3.8889999999999998,0,0,-2.956]
["TD",32,"S4",1.1359999999999999,0,0,-0.86299999999999999]
["TD",32,"S5",9.7780000000000005,0,0,-7.431]
["TD",32,"S6",1.1779999999999999,0,0,-0.89500000000000002]
["TD",32,"S7",1.5049999999999999,0,0,-1.1439999999999999]
["TD",32,"T1",6.7880000000000003,0,0,-5.1589999999999998]
["TD",32,"T2",6.2380000000000004,0,0,-4.7409999999999997]
["TD",32,"T3",1.036,0,0,-0.78700000000000003]
["TD",32,"T4",8.6590000000000007,0,0,-6.5810000000000004]
["TD",32,"T5",1.8109999999999999,0,0,-1.3759999999999999]
["TD",33,"A1",8.4039999999999999,0,0,-6.3869999999999996]
["TD",33,"A3",1.536,0,0,-1.167]
["TD",33,"A4",4.8479999999999999,0,0,-3.6850000000000001]
["TD",33,"A6",14.99,0,0,-11.393000000000001]
["TD",33,"A7",5.5430000000000001,0,0,-4.2130000000000001]
["TD",33,"A8",17.195,0,0,-13.068]
["TD",33,"A9",2.867,0,0,-2.1789999999999998]
["TD",33,"B1",23.759,0,0,-18.056999999999999]
["TD",33,"B2",30.516999999999999,0,0,-23.193000000000001]
["TD",33,"B3",7.7830000000000004,0,0,-5.915]
["TD",33,"B4",8.2210000000000001,0,0,-6.2480000000000002]
["TD",33,"C1",3.18,0,0,-2.4159999999999999]
["TD",33,"C2",6.298,0,0,-4.7869999999999999]
["TD",33,"C3",3.641,0,0,-2.7669999999999999]
["TD",33,"C4",4.6859999999999999,0,0,-3.5619999999999998]
["TD",33,"C5",5.4740000000000002,0,0,-4.16]
["TD",33,"C6",1.9059999999999999,0,0,-1.4490000000000001]
["TD",33,"C7",7.2839999999999998,0,0,-5.5359999999999996]
["TD",33,"D4",12.458,0,0,-9.468]
["TD",33,"D5",9.6349999999999998,0,0,-7.3230000000000004]
["TD",33,"D6",11.632999999999999,0,0,-8.8409999999999993]
["TD",33,"E1",24.492000000000001,0,0,-18.614000000000001]
["TD",33,"E7",8.0990000000000002,0,0,-6.1559999999999997]
["TD",33,"E8",5.7190000000000003,0,0,-4.3460000000000001]
["TD",33,"F6",67.965999999999994,0,0,-51.654000000000003]
["TD",33,"G1",14.207000000000001,0,0,-10.797000000000001]
["TD",33,"G5",8.6620000000000008,0,0,-6.5830000000000002]
["TD",33,"G6",16.981999999999999,0,0,-12.906000000000001]
["TD",33,"G7",11.29,0,0,-8.58]
["TD",33,"H1",3.7469999999999999,0,0,-2.8479999999999999]
["TD",33,"H2",19.297999999999998,0,0,-14.666]
["TD",33,"H6",26.884,0,0,-20.431999999999999]
["TD",33,"J1",12.249000000000001,0,0,-9.3089999999999993]
["TD",33,"J3",26.349,0,0,-20.024999999999999]
["TD",33,"J4",8.8450000000000006,0,0,-6.7220000000000004]
["TD",33,"J5",20.289000000000001,0,0,-15.42]
["TD",33,"J6",14.256,0,0,-10.835000000000001]
["TD",33,"J7",12.797000000000001,0,0,-9.7260000000000009]
["TD",33,"J8",11.709,0,0,-8.8989999999999991]
["TD",33,"K4",17.613,0,0,-13.385999999999999]
["TD",33,"K5",11.768000000000001,0,0,-8.9440000000000008]
["TD",33,"K6",10.529,0,0,-8.0020000000000007]
["TD",33,"L1",1.8839999999999999,0,0,-1.4319999999999999]
["TD",33,"L2",21.279,0,0,-16.172000000000001]
["TD",33,"L3",38.648000000000003,0,0,-29.372]
["TD",33,"L5",35.851999999999997,0,0,-27.248000000000001]
["TD",33,"L7",16.649000000000001,0,0,-12.653]
["TD",33,"L8",12.599,0,0,-9.5749999999999993]
["TD",33,"M4",7.9409999999999998,0,0,-6.0350000000000001]
["TD",33,"M5",5.7569999999999997,0,0,-4.3760000000000003]
["TD",33,"M6",3.206,0,0,-2.4369999999999998]
["TD",33,"M7",2.7850000000000001,0,0,-2.117]
["TD",33,"M8",0.85,0,0,-0.64600000000000002]
["TD",33,"N1",13.335000000000001,0,0,-10.134]
["TD",33,"N2",14.769,0,0,-11.225]
["TD",33,"N3",9.327,0,0,-7.0890000000000004]
["TD",33,"N4",14.657,0,0,-11.14]
["TD",33,"N5",7.4169999999999998,0,0,-5.6369999999999996]
["TD",33,"N6",2.5230000000000001,0,0,-1.917]
["TD",33,"N7",3.7010000000000001,0,0,-2.8130000000000002]
["TD",33,"P1",25.21,0,0,-19.158999999999999]
["TD",33,"P2",9.8010000000000002,0,0,-7.4489999999999998]
["TD",33,"P3",31.981000000000002,0,0,-24.306000000000001]
["TD",33,"P4",3.7509999999999999,0,0,-2.85]
["TD",33,"P5",3.42,0,0,-2.6]
["TD",33,"P6",11.042,0,0,-8.3919999999999995]
["TD",33,"P7",7.2910000000000004,0,0,-5.5410000000000004]
["TD",33,"P8",20.565999999999999,0,0,-15.63]
["TD",33,"Q2",4.7960000000000003,0,0,-3.645]
["TD",33,"Q4",23.01,0,0,-17.486999999999998]
["TD",33,"Q5",7.0659999999999998,0,0,-5.37]
["TD",33,"Q6",5.53,0,0,-4.2030000000000003]
["TD",33,"Q7",6.984,0,0,-5.3079999999999998]
["TD",33,"Q8",5.9939999999999998,0,0,-4.556]
["TD",33,"R4",8.5559999999999992,0,0,-6.5019999999999998]
["TD",33,"R5",4.3970000000000002,0,0,-3.3420000000000001]
["TD",33,"R6",1.8939999999999999,0,0,-1.4390000000000001]
["TD",33,"S1",26.916,0,0,-20.456]
["TD",33,"S2",4.1879999999999997,0,0,-3.1829999999999998]
["TD",33,"S4",1.2230000000000001,0,0,-0.93]
["TD",33,"S5",10.529,0,0,-8.0020000000000007]
["TD",33,"S6",1.2689999999999999,0,0,-0.96399999999999997]
["TD",33,"S7",1.621,0,0,-1.232]
["TD",33,"T1",7.3090000000000002,0,0,-5.5549999999999997]
["TD",33,"T2",6.7169999999999996,0,0,-5.1050000000000004]
["TD",33,"T3",1.1160000000000001,0,0,-0.84799999999999998]
["TD",33,"T4",9.3249999999999993,0,0,-7.0869999999999997]
["TD",33,"T5",1.95,0,0,-1.482]
["TD",34,"A1",9.0039999999999996,0,0,-6.843]
["TD",34,"A3",1.645,0,0,-1.25]
["TD",34,"A4",5.194,0,0,-3.948]
["TD",34,"A6",16.059999999999999,0,0,-12.206]
["TD",34,"A7",5.9379999999999997,0,0,-4.5129999999999999]
["TD",34,"A8",18.422999999999998,0,0,-14.000999999999999]
["TD",34,"A9",3.0710000000000002,0,0,-2.3340000000000001]
["TD",34,"B1",25.454999999999998,0,0,-19.344999999999999]
["TD",34,"B2",32.695,0,0,-24.847999999999999]
["TD",34,"B3",8.3379999999999992,0,0,-6.3369999999999997]
["TD",34,"B4",8.8070000000000004,0,0,-6.694]
["TD",34,"C1",3.407,0,0,-2.589]
["TD",34,"C2",6.7480000000000002,0,0,-5.1280000000000001]
["TD",34,"C3",3.9009999999999998,0,0,-2.9649999999999999]
["TD",34,"C4",5.0209999999999999,0,0,-3.8159999999999998]
["TD",34,"C5",5.8650000000000002,0,0,-4.4569999999999999]
["TD",34,"C6",2.0430000000000001,0,0,-1.552]
["TD",34,"C7",7.8040000000000003,0,0,-5.931]
["TD",34,"D4",13.347,0,0,-10.144]
["TD",34,"D5",10.323,0,0,-7.8449999999999998]
["TD",34,"D6",12.464,0,0,-9.4719999999999995]
["TD",34,"E1",26.24,0,0,-19.942]
["TD",34,"E7",8.6780000000000008,0,0,-6.5949999999999998]
["TD",34,"E8",6.1269999999999998,0,0,-4.6559999999999997]
["TD",34,"F6",72.816999999999993,0,0,-55.341000000000001]
["TD",34,"G1",15.221,0,0,-11.568]
["TD",34,"G5",9.2799999999999994,0,0,-7.0529999999999999]
["TD",34,"G6",18.193999999999999,0,0,-13.827999999999999]
["TD",34,"G7",12.095000000000001,0,0,-9.1929999999999996]
["TD",34,"H1",4.0140000000000002,0,0,-3.0510000000000002]
["TD",34,"H2",20.675000000000001,0,0,-15.712999999999999]
["TD",34,"H6",28.803000000000001,0,0,-21.89]
["TD",34,"J1",13.122999999999999,0,0,-9.9740000000000002]
["TD",34,"J3",28.228999999999999,0,0,-21.454000000000001]
["TD",34,"J4",9.4760000000000009,0,0,-7.202]
["TD",34,"J5",21.736999999999998,0,0,-16.52]
["TD",34,"J6",15.273999999999999,0,0,-11.608000000000001]
["TD",34,"J7",13.71,0,0,-10.42]
["TD",34,"J8",12.545,0,0,-9.5340000000000007]
["TD",34,"K4",18.87,0,0,-14.340999999999999]
["TD",34,"K5",12.608000000000001,0,0,-9.5820000000000007]
["TD",34,"K6",11.281000000000001,0,0,-8.5739999999999998]
["TD",34,"L1",2.0190000000000001,0,0,-1.534]
["TD",34,"L2",22.797999999999998,0,0,-17.326000000000001]
["TD",34,"L3",41.405999999999999,0,0,-31.469000000000001]
["TD",34,"L5",38.411000000000001,0,0,-29.193000000000001]
["TD",34,"L7",17.837,0,0,-13.555999999999999]
["TD",34,"L8",13.497999999999999,0,0,-10.259]
["TD",34,"M4",8.5069999999999997,0,0,-6.4660000000000002]
["TD",34,"M5",6.1680000000000001,0,0,-4.6879999999999997]
["TD",34,"M6",3.4350000000000001,0,0,-2.6110000000000002]
["TD",34,"M7",2.984,0,0,-2.2679999999999998]
["TD",34,"M8",0.91100000000000003,0,0,-0.69199999999999995]
["TD",34,"N1",14.286,0,0,-10.858000000000001]
["TD",34,"N2",15.824,0,0,-12.026]
["TD",34,"N3",9.9930000000000003,0,0,-7.5949999999999998]
["TD",34,"N4",15.704000000000001,0,0,-11.935]
["TD",34,"N5",7.9459999999999997,0,0,-6.0389999999999997]
["TD",34,"N6",2.7029999999999998,0,0,-2.0539999999999998]
["TD",34,"N7",3.9649999999999999,0,0,-3.0139999999999998]
["TD",34,"P1",27.009,0,0,-20.527000000000001]
["TD",34,"P2",10.500999999999999,0,0,-7.98]
["TD",34,"P3",34.264000000000003,0,0,-26.041]
["TD",34,"P4",4.0179999999999998,0,0,-3.0539999999999998]
["TD",34,"P5",3.665,0,0,-2.7850000000000001]
["TD",34,"P6",11.83,0,0,-8.9909999999999997]
["TD",34,"P7",7.8109999999999999,0,0,-5.9370000000000003]
["TD",34,"P8",22.033999999999999,0,0,-16.745999999999999]
["TD",34,"Q2",5.1390000000000002,0,0,-3.9049999999999998]
["TD",34,"Q4",24.652000000000001,0,0,-18.736000000000001]
["TD",34,"Q5",7.5709999999999997,0,0,-5.7539999999999996]
["TD",34,"Q6",5.9249999999999998,0,0,-4.5030000000000001]
["TD",34,"Q7",7.4829999999999997,0,0,-5.6870000000000003]
["TD",34,"Q8",6.4219999999999997,0,0,-4.8810000000000002]
["TD",34,"R4",9.1669999999999998,0,0,-6.9669999999999996]
["TD",34,"R5",4.7110000000000003,0,0,-3.58]
["TD",34,"R6",2.0289999999999999,0,0,-1.542]
["TD",34,"S1",28.837,0,0,-21.916]
["TD",34,"S2",4.4870000000000001,0,0,-3.41]
["TD",34,"S4",1.3109999999999999,0,0,-0.996]
["TD",34,"S5",11.281000000000001,0,0,-8.5730000000000004]
["TD",34,"S6",1.359,0,0,-1.0329999999999999]
["TD",34,"S7",1.7370000000000001,0,0,-1.32]
["TD",34,"T1",7.8310000000000004,0,0,-5.952]
["TD",34,"T2",7.1970000000000001,0,0,-5.47]
["TD",34,"T3",1.1950000000000001,0,0,-0.90800000000000003]
["TD",34,"T4",9.99,0,0,-7.593]
["TD",34,"T5",2.09,0,0,-1.5880000000000001]
["TD",35,"A1",9.6189999999999998,0,0,-7.3109999999999999]
["TD",35,"A3",1.758,0,0,-1.3360000000000001]
["TD",35,"A4",5.5490000000000004,0,0,-4.2169999999999996]
["TD",35,"A6",17.158000000000001,0,0,-13.04]
["TD",35,"A7",6.3440000000000003,0,0,-4.8220000000000001]
["TD",35,"A8",19.681999999999999,0,0,-14.958]
["TD",35,"A9",3.2810000000000001,0,0,-2.4940000000000002]
["TD",35,"B1",27.193999999999999,0,0,-20.667999999999999]
["TD",35,"B2",34.929000000000002,0,0,-26.545999999999999]
["TD",35,"B3",8.9079999999999995,0,0,-6.77]
["TD",35,"B4",9.4090000000000007,0,0,-7.1509999999999998]
["TD",35,"C1",3.6389999999999998,0,0,-2.766]
["TD",35,"C2",7.2089999999999996,0,0,-5.4790000000000001]
["TD",35,"C3",4.1680000000000001,0,0,-3.1680000000000001]
["TD",35,"C4",5.3639999999999999,0,0,-4.077]
["TD",35,"C5",6.266,0,0,-4.7619999999999996]
["TD",35,"C6",2.1819999999999999,0,0,-1.6579999999999999]
["TD",35,"C7",8.3369999999999997,0,0,-6.3360000000000003]
["TD",35,"D4",14.259,0,0,-10.837]
["TD",35,"D5",11.028,0,0,-8.3810000000000002]
["TD",35,"D6",13.315,0,0,-10.119999999999999]
["TD",35,"E1",28.033999999999999,0,0,-21.305]
["TD",35,"E7",9.2710000000000008,0,0,-7.0460000000000003]
["TD",35,"E8",6.5460000000000003,0,0,-4.9749999999999996]
["TD",35,"F6",77.793999999999997,0,0,-59.122999999999998]
["TD",35,"G1",16.260999999999999,0,0,-12.358000000000001]
["TD",35,"G5",9.9149999999999991,0,0,-7.5350000000000001]
["TD",35,"G6",19.437999999999999,0,0,-14.773]
["TD",35,"G7",12.922000000000001,0,0,-9.8209999999999997]
["TD",35,"H1",4.2889999999999997,0,0,-3.2589999999999999]
["TD",35,"H2",22.088000000000001,0,0,-16.786999999999999]
["TD",35,"H6",30.771000000000001,0,0,-23.385999999999999]
["TD",35,"J1",14.02,0,0,-10.654999999999999]
["TD",35,"J3",30.158999999999999,0,0,-22.920999999999999]
["TD",35,"J4",10.124000000000001,0,0,-7.694]
["TD",35,"J5",23.222999999999999,0,0,-17.649000000000001]
["TD",35,"J6",16.318000000000001,0,0,-12.401]
["TD",35,"J7",14.648,0,0,-11.132]
["TD",35,"J8",13.401999999999999,0,0,-10.186]
["TD",35,"K4",20.16,0,0,-15.321]
["TD",35,"K5",13.468999999999999,0,0,-10.237]
["TD",35,"K6",12.052,0,0,-9.16]
["TD",35,"L1",2.157,0,0,-1.639]
["TD",35,"L2",24.356000000000002,0,0,-18.510000000000002]
["TD",35,"L3",44.235999999999997,0,0,-33.619]
["TD",35,"L5",41.036999999999999,0,0,-31.187999999999999]
["TD",35,"L7",19.056000000000001,0,0,-14.481999999999999]
["TD",35,"L8",14.420999999999999,0,0,-10.96]
["TD",35,"M4",9.0890000000000004,0,0,-6.907]
["TD",35,"M5",6.59,0,0,-5.008]
["TD",35,"M6",3.67,0,0,-2.7890000000000001]
["TD",35,"M7",3.1880000000000002,0,0,-2.423]
["TD",35,"M8",0.97299999999999998,0,0,-0.74]
["TD",35,"N1",15.263,0,0,-11.6]
["TD",35,"N2",16.905000000000001,0,0,-12.848000000000001]
["TD",35,"N3",10.676,0,0,-8.1140000000000008]
["TD",35,"N4",16.777000000000001,0,0,-12.75]
["TD",35,"N5",8.4890000000000008,0,0,-6.452]
["TD",35,"N6",2.8879999999999999,0,0,-2.1949999999999998]
["TD",35,"N7",4.2359999999999998,0,0,-3.22]
["TD",35,"P1",28.855,0,0,-21.93]
["TD",35,"P2",11.218,0,0,-8.5259999999999998]
["TD",35,"P3",36.606000000000002,0,0,-27.821000000000002]
["TD",35,"P4",4.2930000000000001,0,0,-3.2629999999999999]
["TD",35,"P5",3.915,0,0,-2.9750000000000001]
["TD",35,"P6",12.638999999999999,0,0,-9.6050000000000004]
["TD",35,"P7",8.3450000000000006,0,0,-6.3419999999999996]
["TD",35,"P8",23.54,0,0,-17.89]
["TD",35,"Q2",5.49,0,0,-4.1719999999999997]
["TD",35,"Q4",26.337,0,0,-20.015999999999998]
["TD",35,"Q5",8.0879999999999992,0,0,-6.1470000000000002]
["TD",35,"Q6",6.33,0,0,-4.8109999999999999]
["TD",35,"Q7",7.9939999999999998,0,0,-6.0750000000000002]
["TD",35,"Q8",6.8609999999999998,0,0,-5.2140000000000004]
["TD",35,"R4",9.7929999999999993,0,0,-7.4429999999999996]
["TD",35,"R5",5.0330000000000004,0,0,-3.8250000000000002]
["TD",35,"R6",2.1680000000000001,0,0,-1.647]
["TD",35,"S1",30.808,0,0,-23.414000000000001]
["TD",35,"S2",4.7930000000000001,0,0,-3.6429999999999998]
["TD",35,"S4",1.4,0,0,-1.0640000000000001]
["TD",35,"S5",12.052,0,0,-9.1590000000000007]
["TD",35,"S6",1.452,0,0,-1.1040000000000001]
["TD",35,"S7",1.855,0,0,-1.41]
["TD",35,"T1",8.3659999999999997,0,0,-6.3579999999999997]
["TD",35,"T2",7.6890000000000001,0,0,-5.843]
["TD",35,"T3",1.2769999999999999,0,0,-0.97099999999999997]
["TD",35,"T4",10.673,0,0,-8.1110000000000007]
["TD",35,"T5",2.2320000000000002,0,0,-1.6970000000000001]
["TD",36,"A1",10.195,0,0,-7.7480000000000002]
["TD",36,"A3",1.863,0,0,-1.4159999999999999]
["TD",36,"A4",5.8810000000000002,0,0,-4.47]
["TD",36,"A6",18.184999999999999,0,0,-13.82]
["TD",36,"A7",6.7240000000000002,0,0,-5.1100000000000003]
["TD",36,"A8",20.86,0,0,-15.853]
["TD",36,"A9",3.4769999999999999,0,0,-2.6429999999999998]
["TD",36,"B1",28.821999999999999,0,0,-21.905000000000001]
["TD",36,"B2",37.020000000000003,0,0,-28.135000000000002]
["TD",36,"B3",9.4420000000000002,0,0,-7.1760000000000002]
["TD",36,"B4",9.9730000000000008,0,0,-7.5789999999999997]
["TD",36,"C1",3.8570000000000002,0,0,-2.931]
["TD",36,"C2",7.641,0,0,-5.8070000000000004]
["TD",36,"C3",4.4169999999999998,0,0,-3.3570000000000002]
["TD",36,"C4",5.6849999999999996,0,0,-4.3209999999999997]
["TD",36,"C5",6.641,0,0,-5.0469999999999997]
["TD",36,"C6",2.3130000000000002,0,0,-1.758]
["TD",36,"C7",8.8360000000000003,0,0,-6.7149999999999999]
["TD",36,"D4",15.113,0,0,-11.486000000000001]
["TD",36,"D5",11.688000000000001,0,0,-8.8829999999999991]
["TD",36,"D6",14.112,0,0,-10.725]
["TD",36,"E1",29.712,0,0,-22.581]
["TD",36,"E7",9.8260000000000005,0,0,-7.4669999999999996]
["TD",36,"E8",6.9370000000000003,0,0,-5.2720000000000002]
["TD",36,"F6",82.45,0,0,-62.661999999999999]
["TD",36,"G1",17.234000000000002,0,0,-13.098000000000001]
["TD",36,"G5",10.507999999999999,0,0,-7.9859999999999998]
["TD",36,"G6",20.600999999999999,0,0,-15.657]
["TD",36,"G7",13.696,0,0,-10.409000000000001]
["TD",36,"H1",4.5449999999999999,0,0,-3.4550000000000001]
["TD",36,"H2",23.41,0,0,-17.792000000000002]
["TD",36,"H6",32.613,0,0,-24.786000000000001]
["TD",36,"J1",14.859,0,0,-11.292999999999999]
["TD",36,"J3",31.963999999999999,0,0,-24.292999999999999]
["TD",36,"J4",10.73,0,0,-8.1549999999999994]
["TD",36,"J5",24.613,0,0,-18.706]
["TD",36,"J6",17.294,0,0,-13.144]
["TD",36,"J7",15.523999999999999,0,0,-11.798]
["TD",36,"J8",14.205,0,0,-10.795999999999999]
["TD",36,"K4",21.366,0,0,-16.238]
["TD",36,"K5",14.276,0,0,-10.85]
["TD",36,"K6",12.773,0,0,-9.7080000000000002]
["TD",36,"L1",2.286,0,0,-1.7370000000000001]
["TD",36,"L2",25.814,0,0,-19.617999999999999]
["TD",36,"L3",46.884,0,0,-35.631999999999998]
["TD",36,"L5",43.493000000000002,0,0,-33.055]
["TD",36,"L7",20.196000000000002,0,0,-15.349]
["TD",36,"L8",15.284000000000001,0,0,-11.616]
["TD",36,"M4",9.6329999999999991,0,0,-7.3209999999999997]
["TD",36,"M5",6.984,0,0,-5.3079999999999998]
["TD",36,"M6",3.89,0,0,-2.956]
["TD",36,"M7",3.379,0,0,-2.5680000000000001]
["TD",36,"M8",1.032,0,0,-0.78400000000000003]
["TD",36,"N1",16.175999999999998,0,0,-12.294]
["TD",36,"N2",17.917000000000002,0,0,-13.617000000000001]
["TD",36,"N3",11.315,0,0,-8.5990000000000002]
["TD",36,"N4",17.780999999999999,0,0,-13.513999999999999]
["TD",36,"N5",8.9979999999999993,0,0,-6.8380000000000001]
["TD",36,"N6",3.0609999999999999,0,0,-2.3260000000000001]
["TD",36,"N7",4.49,0,0,-3.4119999999999999]
["TD",36,"P1",30.582000000000001,0,0,-23.242000000000001]
["TD",36,"P2",11.89,0,0,-9.0359999999999996]
["TD",36,"P3",38.796999999999997,0,0,-29.486000000000001]
["TD",36,"P4",4.55,0,0,-3.4580000000000002]
["TD",36,"P5",4.149,0,0,-3.1539999999999999]
["TD",36,"P6",13.395,0,0,-10.18]
["TD",36,"P7",8.8450000000000006,0,0,-6.7220000000000004]
["TD",36,"P8",24.949000000000002,0,0,-18.960999999999999]
["TD",36,"Q2",5.819,0,0,-4.4219999999999997]
["TD",36,"Q4",27.913,0,0,-21.213999999999999]
["TD",36,"Q5",8.5719999999999992,0,0,-6.5149999999999997]
["TD",36,"Q6",6.7089999999999996,0,0,-5.0990000000000002]
["TD",36,"Q7",8.4719999999999995,0,0,-6.4390000000000001]
["TD",36,"Q8",7.2720000000000002,0,0,-5.5259999999999998]
["TD",36,"R4",10.379,0,0,-7.8879999999999999]
["TD",36,"R5",5.3339999999999996,0,0,-4.0540000000000003]
["TD",36,"R6",2.2970000000000002,0,0,-1.746]
["TD",36,"S1",32.652000000000001,0,0,-24.815999999999999]
["TD",36,"S2",5.08,0,0,-3.8610000000000002]
["TD",36,"S4",1.484,0,0,-1.1279999999999999]
["TD",36,"S5",12.773,0,0,-9.7080000000000002]
["TD",36,"S6",1.5389999999999999,0,0,-1.17]
["TD",36,"S7",1.966,0,0,-1.4950000000000001]
["TD",36,"T1",8.8670000000000009,0,0,-6.7389999999999999]
["TD",36,"T2",8.1489999999999991,0,0,-6.1929999999999996]
["TD",36,"T3",1.3540000000000001,0,0,-1.0289999999999999]
["TD",36,"T4",11.311999999999999,0,0,-8.5969999999999995]
["TD",36,"T5",2.3660000000000001,0,0,-1.798]
["TD",37,"A1",10.749000000000001,0,0,-8.1690000000000005]
["TD",37,"A3",1.964,0,0,-1.4930000000000001]
["TD",37,"A4",6.2009999999999996,0,0,-4.7119999999999997]
["TD",37,"A6",19.172000000000001,0,0,-14.571]
["TD",37,"A7",7.0890000000000004,0,0,-5.3879999999999999]
["TD",37,"A8",21.992000000000001,0,0,-16.713999999999999]
["TD",37,"A9",3.6659999999999999,0,0,-2.786]
["TD",37,"B1",30.387,0,0,-23.094000000000001]
["TD",37,"B2",39.03,0,0,-29.663]
["TD",37,"B3",9.9540000000000006,0,0,-7.5650000000000004]
["TD",37,"B4",10.513999999999999,0,0,-7.9909999999999997]
["TD",37,"C1",4.0670000000000002,0,0,-3.0910000000000002]
["TD",37,"C2",8.0559999999999992,0,0,-6.1219999999999999]
["TD",37,"C3",4.657,0,0,-3.5390000000000001]
["TD",37,"C4",5.9939999999999998,0,0,-4.5549999999999997]
["TD",37,"C5",7.0010000000000003,0,0,-5.3209999999999997]
["TD",37,"C6",2.4380000000000002,0,0,-1.853]
["TD",37,"C7",9.3160000000000007,0,0,-7.08]
["TD",37,"D4",15.933,0,0,-12.109]
["TD",37,"D5",12.323,0,0,-9.3650000000000002]
["TD",37,"D6",14.879,0,0,-11.308]
["TD",37,"E1",31.324000000000002,0,0,-23.806999999999999]
["TD",37,"E7",10.359,0,0,-7.8730000000000002]
["TD",37,"E8",7.3140000000000001,0,0,-5.5590000000000002]
["TD",37,"F6",86.926000000000002,0,0,-66.063999999999993]
["TD",37,"G1",18.170000000000002,0,0,-13.808999999999999]
["TD",37,"G5",11.077999999999999,0,0,-8.42]
["TD",37,"G6",21.719000000000001,0,0,-16.507000000000001]
["TD",37,"G7",14.439,0,0,-10.974]
["TD",37,"H1",4.7919999999999998,0,0,-3.6419999999999999]
["TD",37,"H2",24.681000000000001,0,0,-18.757999999999999]
["TD",37,"H6",34.383000000000003,0,0,-26.131]
["TD",37,"J1",15.666,0,0,-11.906000000000001]
["TD",37,"J3",33.698999999999998,0,0,-25.611000000000001]
["TD",37,"J4",11.313000000000001,0,0,-8.5980000000000008]
["TD",37,"J5",25.949000000000002,0,0,-19.721]
["TD",37,"J6",18.233000000000001,0,0,-13.856999999999999]
["TD",37,"J7",16.367000000000001,0,0,-12.439]
["TD",37,"J8",14.976000000000001,0,0,-11.382]
["TD",37,"K4",22.526,0,0,-17.12]
["TD",37,"K5",15.051,0,0,-11.439]
["TD",37,"K6",13.467000000000001,0,0,-10.234999999999999]
["TD",37,"L1",2.41,0,0,-1.831]
["TD",37,"L2",27.215,0,0,-20.683]
["TD",37,"L3",49.429000000000002,0,0,-37.566000000000003]
["TD",37,"L5",45.853999999999999,0,0,-34.848999999999997]
["TD",37,"L7",21.292999999999999,0,0,-16.183]
["TD",37,"L8",16.114000000000001,0,0,-12.247]
["TD",37,"M4",10.156000000000001,0,0,-7.718]
["TD",37,"M5",7.3630000000000004,0,0,-5.5960000000000001]
["TD",37,"M6",4.101,0,0,-3.117]
["TD",37,"M7",3.5619999999999998,0,0,-2.7069999999999999]
["TD",37,"M8",1.0880000000000001,0,0,-0.82699999999999996]
["TD",37,"N1",17.055,0,0,-12.961]
["TD",37,"N2",18.89,0,0,-14.356]
["TD",37,"N3",11.929,0,0,-9.0660000000000007]
["TD",37,"N4",18.745999999999999,0,0,-14.247]
["TD",37,"N5",9.4860000000000007,0,0,-7.2089999999999996]
["TD",37,"N6",3.2269999999999999,0,0,-2.452]
["TD",37,"N7",4.734,0,0,-3.597]
["TD",37,"P1",32.241999999999997,0,0,-24.504000000000001]
["TD",37,"P2",12.535,0,0,-9.5269999999999992]
["TD",37,"P3",40.902999999999999,0,0,-31.085999999999999]
["TD",37,"P4",4.7969999999999997,0,0,-3.6459999999999999]
["TD",37,"P5",4.375,0,0,-3.3250000000000002]
["TD",37,"P6",14.122,0,0,-10.733000000000001]
["TD",37,"P7",9.3249999999999993,0,0,-7.0869999999999997]
["TD",37,"P8",26.303000000000001,0,0,-19.989999999999998]
["TD",37,"Q2",6.1340000000000003,0,0,-4.6619999999999999]
["TD",37,"Q4",29.428999999999998,0,0,-22.366]
["TD",37,"Q5",9.0380000000000003,0,0,-6.8689999999999998]
["TD",37,"Q6",7.0730000000000004,0,0,-5.375]
["TD",37,"Q7",8.9320000000000004,0,0,-6.7889999999999997]
["TD",37,"Q8",7.6660000000000004,0,0,-5.8259999999999996]
["TD",37,"R4",10.943,0,0,-8.3160000000000007]
["TD",37,"R5",5.6239999999999997,0,0,-4.274]
["TD",37,"R6",2.4220000000000002,0,0,-1.841]
["TD",37,"S1",34.424999999999997,0,0,-26.163]
["TD",37,"S2",5.3559999999999999,0,0,-4.0709999999999997]
["TD",37,"S4",1.5649999999999999,0,0,-1.1890000000000001]
["TD",37,"S5",13.467000000000001,0,0,-10.234999999999999]
["TD",37,"S6",1.623,0,0,-1.2330000000000001]
["TD",37,"S7",2.073,0,0,-1.5760000000000001]
["TD",37,"T1",9.3480000000000008,0,0,-7.1050000000000004]
["TD",37,"T2",8.5909999999999993,0,0,-6.5289999999999999]
["TD",37,"T3",1.427,0,0,-1.085]
["TD",37,"T4",11.926,0,0,-9.0640000000000001]
["TD",37,"T5",2.4940000000000002,0,0,-1.8959999999999999]
["TD",38,"A1",11.263,0,0,-8.56]
["TD",38,"A3",2.0579999999999998,0,0,-1.5640000000000001]
["TD",38,"A4",6.4969999999999999,0,0,-4.9379999999999997]
["TD",38,"A6",20.09,0,0,-15.268000000000001]
["TD",38,"A7",7.4279999999999999,0,0,-5.6459999999999999]
["TD",38,"A8",23.045000000000002,0,0,-17.513999999999999]
["TD",38,"A9",3.8420000000000001,0,0,-2.92]
["TD",38,"B1",31.841000000000001,0,0,-24.199000000000002]
["TD",38,"B2",40.898000000000003,0,0,-31.082000000000001]
["TD",38,"B3",10.43,0,0,-7.9269999999999996]
["TD",38,"B4",11.016999999999999,0,0,-8.3729999999999993]
["TD",38,"C1",4.2610000000000001,0,0,-3.2389999999999999]
["TD",38,"C2",8.4410000000000007,0,0,-6.415]
["TD",38,"C3",4.88,0,0,-3.7090000000000001]
["TD",38,"C4",6.2809999999999997,0,0,-4.7729999999999997]
["TD",38,"C5",7.3360000000000003,0,0,-5.5759999999999996]
["TD",38,"C6",2.5550000000000002,0,0,-1.9419999999999999]
["TD",38,"C7",9.7609999999999992,0,0,-7.4189999999999996]
["TD",38,"D4",16.695,0,0,-12.689]
["TD",38,"D5",12.913,0,0,-9.8140000000000001]
["TD",38,"D6",15.590999999999999,0,0,-11.849]
["TD",38,"E1",32.823999999999998,0,0,-24.946000000000002]
["TD",38,"E7",10.855,0,0,-8.25]
["TD",38,"E8",7.6639999999999997,0,0,-5.8250000000000002]
["TD",38,"F6",91.085999999999999,0,0,-69.225999999999999]
["TD",38,"G1",19.039000000000001,0,0,-14.47]
["TD",38,"G5",11.609,0,0,-8.8230000000000004]
["TD",38,"G6",22.759,0,0,-17.297000000000001]
["TD",38,"G7",15.13,0,0,-11.499000000000001]
["TD",38,"H1",5.0220000000000002,0,0,-3.8159999999999998]
["TD",38,"H2",25.861999999999998,0,0,-19.655000000000001]
["TD",38,"H6",36.029000000000003,0,0,-27.382000000000001]
["TD",38,"J1",16.414999999999999,0,0,-12.476000000000001]
["TD",38,"J3",35.311999999999998,0,0,-26.837]
["TD",38,"J4",11.853999999999999,0,0,-9.0090000000000003]
["TD",38,"J5",27.190999999999999,0,0,-20.664999999999999]
["TD",38,"J6",19.106000000000002,0,0,-14.52]
["TD",38,"J7",17.149999999999999,0,0,-13.034000000000001]
["TD",38,"J8",15.692,0,0,-11.926]
["TD",38,"K4",23.603999999999999,0,0,-17.939]
["TD",38,"K5",15.771000000000001,0,0,-11.986000000000001]
["TD",38,"K6",14.111000000000001,0,0,-10.725]
["TD",38,"L1",2.5249999999999999,0,0,-1.919]
["TD",38,"L2",28.516999999999999,0,0,-21.672999999999998]
["TD",38,"L3",51.795000000000002,0,0,-39.363999999999997]
["TD",38,"L5",48.048999999999999,0,0,-36.517000000000003]
["TD",38,"L7",22.312000000000001,0,0,-16.957000000000001]
["TD",38,"L8",16.885000000000002,0,0,-12.833]
["TD",38,"M4",10.641999999999999,0,0,-8.0879999999999992]
["TD",38,"M5",7.7160000000000002,0,0,-5.8639999999999999]
["TD",38,"M6",4.2969999999999997,0,0,-3.266]
["TD",38,"M7",3.7330000000000001,0,0,-2.8370000000000002]
["TD",38,"M8",1.1399999999999999,0,0,-0.86599999999999999]
["TD",38,"N1",17.870999999999999,0,0,-13.582000000000001]
["TD",38,"N2",19.794,0,0,-15.042999999999999]
["TD",38,"N3",12.5,0,0,-9.5]
["TD",38,"N4",19.643999999999998,0,0,-14.929]
["TD",38,"N5",9.94,0,0,-7.5540000000000003]
["TD",38,"N6",3.3809999999999998,0,0,-2.57]
["TD",38,"N7",4.96,0,0,-3.77]
["TD",38,"P1",33.784999999999997,0,0,-25.677]
["TD",38,"P2",13.135,0,0,-9.9830000000000005]
["TD",38,"P3",42.860999999999997,0,0,-32.573999999999998]
["TD",38,"P4",5.0270000000000001,0,0,-3.82]
["TD",38,"P5",4.5839999999999996,0,0,-3.484]
["TD",38,"P6",14.798,0,0,-11.247]
["TD",38,"P7",9.7710000000000008,0,0,-7.4260000000000002]
["TD",38,"P8",27.562000000000001,0,0,-20.946999999999999]
["TD",38,"Q2",6.4279999999999999,0,0,-4.8849999999999998]
["TD",38,"Q4",30.837,0,0,-23.436]
["TD",38,"Q5",9.4700000000000006,0,0,-7.1970000000000001]
["TD",38,"Q6",7.4119999999999999,0,0,-5.633]
["TD",38,"Q7",9.36,0,0,-7.1130000000000004]
["TD",38,"Q8",8.0329999999999995,0,0,-6.1050000000000004]
["TD",38,"R4",11.465999999999999,0,0,-8.7140000000000004]
["TD",38,"R5",5.8929999999999998,0,0,-4.4779999999999998]
["TD",38,"R6",2.5379999999999998,0,0,-1.929]
["TD",38,"S1",36.072000000000003,0,0,-27.414999999999999]
["TD",38,"S2",5.6120000000000001,0,0,-4.2649999999999997]
["TD",38,"S4",1.64,0,0,-1.246]
["TD",38,"S5",14.111000000000001,0,0,-10.724]
["TD",38,"S6",1.7,0,0,-1.292]
["TD",38,"S7",2.1720000000000002,0,0,-1.651]
["TD",38,"T1",9.7959999999999994,0,0,-7.4450000000000003]
["TD",38,"T2",9.0020000000000007,0,0,-6.8419999999999996]
["TD",38,"T3",1.4950000000000001,0,0,-1.1359999999999999]
["TD",38,"T4",12.497,0,0,-9.4969999999999999]
["TD",38,"T5",2.6139999999999999,0,0,-1.986]
["TD",39,"A1",11.696,0,0,-8.8889999999999993]
["TD",39,"A3",2.137,0,0,-1.6240000000000001]
["TD",39,"A4",6.7469999999999999,0,0,-5.1280000000000001]
["TD",39,"A6",20.861999999999998,0,0,-15.855]
["TD",39,"A7",7.7140000000000004,0,0,-5.8630000000000004]
["TD",39,"A8",23.931000000000001,0,0,-18.187000000000001]
["TD",39,"A9",3.9889999999999999,0,0,-3.032]
["TD",39,"B1",33.064999999999998,0,0,-25.129000000000001]
["TD",39,"B2",42.47,0,0,-32.277000000000001]
["TD",39,"B3",10.831,0,0,-8.2319999999999993]
["TD",39,"B4",11.441000000000001,0,0,-8.6950000000000003]
["TD",39,"C1",4.4249999999999998,0,0,-3.363]
["TD",39,"C2",8.766,0,0,-6.6619999999999999]
["TD",39,"C3",5.0679999999999996,0,0,-3.851]
["TD",39,"C4",6.5220000000000002,0,0,-4.9569999999999999]
["TD",39,"C5",7.6180000000000003,0,0,-5.79]
["TD",39,"C6",2.653,0,0,-2.016]
["TD",39,"C7",10.137,0,0,-7.7039999999999997]
["TD",39,"D4",17.337,0,0,-13.176]
["TD",39,"D5",13.409000000000001,0,0,-10.191000000000001]
["TD",39,"D6",16.190000000000001,0,0,-12.304]
["TD",39,"E1",34.085000000000001,0,0,-25.905000000000001]
["TD",39,"E7",11.272,0,0,-8.5670000000000002]
["TD",39,"E8",7.9589999999999996,0,0,-6.0490000000000004]
["TD",39,"F6",94.587999999999994,0,0,-71.887]
["TD",39,"G1",19.771000000000001,0,0,-15.026]
["TD",39,"G5",12.055,0,0,-9.1620000000000008]
["TD",39,"G6",23.634,0,0,-17.962]
["TD",39,"G7",15.712,0,0,-11.941000000000001]
["TD",39,"H1",5.2149999999999999,0,0,-3.9630000000000001]
["TD",39,"H2",26.856000000000002,0,0,-20.411000000000001]
["TD",39,"H6",37.414000000000001,0,0,-28.434999999999999]
["TD",39,"J1",17.047000000000001,0,0,-12.955]
["TD",39,"J3",36.668999999999997,0,0,-27.869]
["TD",39,"J4",12.31,0,0,-9.3550000000000004]
["TD",39,"J5",28.236000000000001,0,0,-21.46]
["TD",39,"J6",19.84,0,0,-15.079000000000001]
["TD",39,"J7",17.809999999999999,0,0,-13.535]
["TD",39,"J8",16.295999999999999,0,0,-12.385]
["TD",39,"K4",24.512,0,0,-18.629000000000001]
["TD",39,"K5",16.376999999999999,0,0,-12.446999999999999]
["TD",39,"K6",14.654,0,0,-11.137]
["TD",39,"L1",2.6219999999999999,0,0,-1.9930000000000001]
["TD",39,"L2",29.614000000000001,0,0,-22.506]
["TD",39,"L3",53.786000000000001,0,0,-40.877000000000002]
["TD",39,"L5",49.896000000000001,0,0,-37.920999999999999]
["TD",39,"L7",23.17,0,0,-17.609000000000002]
["TD",39,"L8",17.533999999999999,0,0,-13.326000000000001]
["TD",39,"M4",11.051,0,0,-8.3989999999999991]
["TD",39,"M5",8.0129999999999999,0,0,-6.09]
["TD",39,"M6",4.4619999999999997,0,0,-3.391]
["TD",39,"M7",3.8759999999999999,0,0,-2.9460000000000002]
["TD",39,"M8",1.1839999999999999,0,0,-0.89900000000000002]
["TD",39,"N1",18.558,0,0,-14.103999999999999]
["TD",39,"N2",20.555,0,0,-15.621]
["TD",39,"N3",12.98,0,0,-9.8650000000000002]
["TD",39,"N4",20.399000000000001,0,0,-15.503]
["TD",39,"N5",10.321999999999999,0,0,-7.8449999999999998]
["TD",39,"N6",3.5110000000000001,0,0,-2.6680000000000001]
["TD",39,"N7",5.1509999999999998,0,0,-3.915]
["TD",39,"P1",35.084000000000003,0,0,-26.664000000000001]
["TD",39,"P2",13.64,0,0,-10.366]
["TD",39,"P3",44.508000000000003,0,0,-33.826000000000001]
["TD",39,"P4",5.22,0,0,-3.9670000000000001]
["TD",39,"P5",4.76,0,0,-3.6179999999999999]
["TD",39,"P6",15.367000000000001,0,0,-11.679]
["TD",39,"P7",10.147,0,0,-7.7119999999999997]
["TD",39,"P8",28.622,0,0,-21.751999999999999]
["TD",39,"Q2",6.6749999999999998,0,0,-5.0730000000000004]
["TD",39,"Q4",32.023000000000003,0,0,-24.337]
["TD",39,"Q5",9.8339999999999996,0,0,-7.4740000000000002]
["TD",39,"Q6",7.6959999999999997,0,0,-5.8490000000000002]
["TD",39,"Q7",9.7200000000000006,0,0,-7.3869999999999996]
["TD",39,"Q8",8.3420000000000005,0,0,-6.34]
["TD",39,"R4",11.907,0,0,-9.0489999999999995]
["TD",39,"R5",6.1189999999999998,0,0,-4.6509999999999998]
["TD",39,"R6",2.6360000000000001,0,0,-2.0030000000000001]
["TD",39,"S1",37.459000000000003,0,0,-28.469000000000001]
["TD",39,"S2",5.8280000000000003,0,0,-4.4290000000000003]
["TD",39,"S4",1.7030000000000001,0,0,-1.294]
["TD",39,"S5",14.654,0,0,-11.137]
["TD",39,"S6",1.766,0,0,-1.3420000000000001]
["TD",39,"S7",2.2559999999999998,0,0,-1.7150000000000001]
["TD",39,"T1",10.172000000000001,0,0,-7.7309999999999999]
["TD",39,"T2",9.3480000000000008,0,0,-7.1050000000000004]
["TD",39,"T3",1.5529999999999999,0,0,-1.18]
["TD",39,"T4",12.977,0,0,-9.8629999999999995]
["TD",39,"T5",2.714,0,0,-2.0630000000000002]
["TD",40,"A1",11.93,0,0,-9.0670000000000002]
["TD",40,"A3",2.1800000000000002,0,0,-1.657]
["TD",40,"A4",6.8819999999999997,0,0,-5.23]
["TD",40,"A6",21.279,0,0,-16.172000000000001]
["TD",40,"A7",7.8680000000000003,0,0,-5.98]
["TD",40,"A8",24.408999999999999,0,0,-18.550999999999998]
["TD",40,"A9",4.069,0,0,-3.093]
["TD",40,"B1",33.726999999999997,0,0,-25.632000000000001]
["TD",40,"B2",43.32,0,0,-32.923000000000002]
["TD",40,"B3",11.048,0,0,-8.3970000000000002]
["TD",40,"B4",11.67,0,0,-8.8689999999999998]
["TD",40,"C1",4.5140000000000002,0,0,-3.43]
["TD",40,"C2",8.9410000000000007,0,0,-6.7949999999999999]
["TD",40,"C3",5.1689999999999996,0,0,-3.9289999999999998]
["TD",40,"C4",6.6529999999999996,0,0,-5.056]
["TD",40,"C5",7.7709999999999999,0,0,-5.9059999999999997]
["TD",40,"C6",2.706,0,0,-2.0569999999999999]
["TD",40,"C7",10.339,0,0,-7.8579999999999997]
["TD",40,"D4",17.684000000000001,0,0,-13.44]
["TD",40,"D5",13.677,0,0,-10.395]
["TD",40,"D6",16.513999999999999,0,0,-12.551]
["TD",40,"E1",34.767000000000003,0,0,-26.422999999999998]
["TD",40,"E7",11.497999999999999,0,0,-8.7379999999999995]
["TD",40,"E8",8.1180000000000003,0,0,-6.17]
["TD",40,"F6",96.480999999999995,0,0,-73.325000000000003]
["TD",40,"G1",20.167000000000002,0,0,-15.327]
["TD",40,"G5",12.295999999999999,0,0,-9.3450000000000006]
["TD",40,"G6",24.106999999999999,0,0,-18.321000000000002]
["TD",40,"G7",16.026,0,0,-12.18]
["TD",40,"H1",5.319,0,0,-4.0419999999999998]
["TD",40,"H2",27.393999999999998,0,0,-20.818999999999999]
["TD",40,"H6",38.162999999999997,0,0,-29.004000000000001]
["TD",40,"J1",17.388000000000002,0,0,-13.215]
["TD",40,"J3",37.402999999999999,0,0,-28.425999999999998]
["TD",40,"J4",12.555999999999999,0,0,-9.5429999999999993]
["TD",40,"J5",28.800999999999998,0,0,-21.888999999999999]
["TD",40,"J6",20.236999999999998,0,0,-15.38]
["TD",40,"J7",18.166,0,0,-13.805999999999999]
["TD",40,"J8",16.622,0,0,-12.632999999999999]
["TD",40,"K4",25.001999999999999,0,0,-19.001999999999999]
["TD",40,"K5",16.704999999999998,0,0,-12.696]
["TD",40,"K6",14.946999999999999,0,0,-11.36]
["TD",40,"L1",2.6749999999999998,0,0,-2.0329999999999999]
["TD",40,"L2",30.206,0,0,-22.957000000000001]
["TD",40,"L3",54.862000000000002,0,0,-41.695]
["TD",40,"L5",50.893999999999998,0,0,-38.68]
["TD",40,"L7",23.632999999999999,0,0,-17.960999999999999]
["TD",40,"L8",17.885000000000002,0,0,-13.593]
["TD",40,"M4",11.272,0,0,-8.5670000000000002]
["TD",40,"M5",8.173,0,0,-6.2110000000000003]
["TD",40,"M6",4.5510000000000002,0,0,-3.4590000000000001]
["TD",40,"M7",3.9540000000000002,0,0,-3.0049999999999999]
["TD",40,"M8",1.2070000000000001,0,0,-0.91700000000000004]
["TD",40,"N1",18.928999999999998,0,0,-14.385999999999999]
["TD",40,"N2",20.966000000000001,0,0,-15.933999999999999]
["TD",40,"N3",13.24,0,0,-10.063000000000001]
["TD",40,"N4",20.806999999999999,0,0,-15.813000000000001]
["TD",40,"N5",10.529,0,0,-8.0020000000000007]
["TD",40,"N6",3.581,0,0,-2.722]
["TD",40,"N7",5.2539999999999996,0,0,-3.9929999999999999]
["TD",40,"P1",35.786000000000001,0,0,-27.198]
["TD",40,"P2",13.913,0,0,-10.574]
["TD",40,"P3",45.399000000000001,0,0,-34.503]
["TD",40,"P4",5.3239999999999998,0,0,-4.0460000000000003]
["TD",40,"P5",4.8550000000000004,0,0,-3.69]
["TD",40,"P6",15.675000000000001,0,0,-11.913]
["TD",40,"P7",10.35,0,0,-7.8659999999999997]
["TD",40,"P8",29.193999999999999,0,0,-22.187999999999999]
["TD",40,"Q2",6.8090000000000002,0,0,-5.1749999999999998]
["TD",40,"Q4",32.662999999999997,0,0,-24.824000000000002]
["TD",40,"Q5",10.031000000000001,0,0,-7.6239999999999997]
["TD",40,"Q6",7.85,0,0,-5.9660000000000002]
["TD",40,"Q7",9.9139999999999997,0,0,-7.5350000000000001]
["TD",40,"Q8",8.5090000000000003,0,0,-6.4669999999999996]
["TD",40,"R4",12.145,0,0,-9.23]
["TD",40,"R5",6.242,0,0,-4.7439999999999998]
["TD",40,"R6",2.6880000000000002,0,0,-2.0430000000000001]
["TD",40,"S1",38.209000000000003,0,0,-29.039000000000001]
["TD",40,"S2",5.9450000000000003,0,0,-4.5179999999999998]
["TD",40,"S4",1.7370000000000001,0,0,-1.32]
["TD",40,"S5",14.946999999999999,0,0,-11.36]
["TD",40,"S6",1.8009999999999999,0,0,-1.369]
["TD",40,"S7",2.3010000000000002,0,0,-1.7490000000000001]
["TD",40,"T1",10.375999999999999,0,0,-7.8860000000000001]
["TD",40,"T2",9.5359999999999996,0,0,-7.2469999999999999]
["TD",40,"T3",1.5840000000000001,0,0,-1.204]
["TD",40,"T4",13.237,0,0,-10.06]
["TD",40,"T5",2.7690000000000001,0,0,-2.1040000000000001]
["SS",16,"A1",0.224,0,-0.17,0]
["SS",16,"A3",4.1000000000000002E-2,0,-3.1E-2,0]
["SS",16,"A4",0.129,0,-9.8000000000000004E-2,0]
["SS",16,"A6",0.39900000000000002,0,-0.30299999999999999,0]
["SS",16,"A7",0.14799999999999999,0,-0.112,0]
["SS",16,"A8",0.45800000000000002,0,-0.34799999999999998,0]
["SS",16,"A9",7.5999999999999998E-2,0,-5.8000000000000003E-2,0]
["SS",16,"B1",0.63300000000000001,0,-0.48099999999999998,0]
["SS",16,"B2",0.81299999999999994,0,-0.61799999999999999,0]
["SS",16,"B3",0.20699999999999999,0,-0.158,0]
["SS",16,"B4",0.219,0,-0.16600000000000001,0]
["SS",16,"C1",8.5000000000000006E-2,0,-6.4000000000000001E-2,0]
["SS",16,"C2",0.16800000000000001,0,-0.127,0]
["SS",16,"C3",9.7000000000000003E-2,0,-7.3999999999999996E-2,0]
["SS",16,"C4",0.125,0,-9.5000000000000001E-2,0]
["SS",16,"C5",0.14599999999999999,0,-0.111,0]
["SS",16,"C6",5.0999999999999997E-2,0,-3.9E-2,0]
["SS",16,"C7",0.19400000000000001,0,-0.14699999999999999,0]
["SS",16,"D4",0.33200000000000002,0,-0.252,0]
["SS",16,"D5",0.25700000000000001,0,-0.19500000000000001,0]
["SS",16,"D6",0.31,0,-0.23499999999999999,0]
["SS",16,"E1",0.65200000000000002,0,-0.496,0]
["SS",16,"E7",0.216,0,-0.16400000000000001,0]
["SS",16,"E8",0.152,0,-0.11600000000000001,0]
["SS",16,"F6",1.81,0,-1.3759999999999999,0]
["SS",16,"G1",0.378,0,-0.28799999999999998,0]
["SS",16,"G5",0.23100000000000001,0,-0.17499999999999999,0]
["SS",16,"G6",0.45200000000000001,0,-0.34399999999999997,0]
["SS",16,"G7",0.30099999999999999,0,-0.22900000000000001,0]
["SS",16,"H1",0.1,0,-7.5999999999999998E-2,0]
["SS",16,"H2",0.51400000000000001,0,-0.39100000000000001,0]
["SS",16,"H6",0.71599999999999997,0,-0.54400000000000004,0]
["SS",16,"J1",0.32600000000000001,0,-0.248,0]
["SS",16,"J3",0.70199999999999996,0,-0.53300000000000003,0]
["SS",16,"J4",0.23599999999999999,0,-0.17899999999999999,0]
["SS",16,"J5",0.54,0,-0.41099999999999998,0]
["SS",16,"J6",0.38,0,-0.28899999999999998,0]
["SS",16,"J7",0.34100000000000003,0,-0.25900000000000001,0]
["SS",16,"J8",0.312,0,-0.23699999999999999,0]
["SS",16,"K4",0.46899999999999997,0,-0.35699999999999998,0]
["SS",16,"K5",0.313,0,-0.23799999999999999,0]
["SS",16,"K6",0.28000000000000003,0,-0.21299999999999999,0]
["SS",16,"L1",0.05,0,-3.7999999999999999E-2,0]
["SS",16,"L2",0.56699999999999995,0,-0.43099999999999999,0]
["SS",16,"L3",1.0289999999999999,0,-0.78200000000000003,0]
["SS",16,"L5",0.95499999999999996,0,-0.72599999999999998,0]
["SS",16,"L7",0.443,0,-0.33700000000000002,0]
["SS",16,"L8",0.33600000000000002,0,-0.255,0]
["SS",16,"M4",0.21099999999999999,0,-0.161,0]
["SS",16,"M5",0.153,0,-0.11700000000000001,0]
["SS",16,"M6",8.5000000000000006E-2,0,-6.5000000000000002E-2,0]
["SS",16,"M7",7.3999999999999996E-2,0,-5.6000000000000001E-2,0]
["SS",16,"M8",2.3E-2,0,-1.7000000000000001E-2,0]
["SS",16,"N1",0.35499999999999998,0,-0.27,0]
["SS",16,"N2",0.39300000000000002,0,-0.29899999999999999,0]
["SS",16,"N3",0.248,0,-0.189,0]
["SS",16,"N4",0.39,0,-0.29699999999999999,0]
["SS",16,"N5",0.19800000000000001,0,-0.15,0]
["SS",16,"N6",6.7000000000000004E-2,0,-5.0999999999999997E-2,0]
["SS",16,"N7",9.9000000000000005E-2,0,-7.4999999999999997E-2,0]
["SS",16,"P1",0.67100000000000004,0,-0.51,0]
["SS",16,"P2",0.26100000000000001,0,-0.19800000000000001,0]
["SS",16,"P3",0.85199999999999998,0,-0.64700000000000002,0]
["SS",16,"P4",0.1,0,-7.5999999999999998E-2,0]
["SS",16,"P5",9.0999999999999998E-2,0,-6.9000000000000006E-2,0]
["SS",16,"P6",0.29399999999999998,0,-0.224,0]
["SS",16,"P7",0.19400000000000001,0,-0.14799999999999999,0]
["SS",16,"P8",0.54800000000000004,0,-0.41599999999999998,0]
["SS",16,"Q2",0.128,0,-9.7000000000000003E-2,0]
["SS",16,"Q4",0.61299999999999999,0,-0.46600000000000003,0]
["SS",16,"Q5",0.188,0,-0.14299999999999999,0]
["SS",16,"Q6",0.14699999999999999,0,-0.112,0]
["SS",16,"Q7",0.186,0,-0.14099999999999999,0]
["SS",16,"Q8",0.16,0,-0.121,0]
["SS",16,"R4",0.22800000000000001,0,-0.17299999999999999,0]
["SS",16,"R5",0.11700000000000001,0,-8.8999999999999996E-2,0]
["SS",16,"R6",0.05,0,-3.7999999999999999E-2,0]
["SS",16,"S1",0.71699999999999997,0,-0.54500000000000004,0]
["SS",16,"S2",0.112,0,-8.5000000000000006E-2,0]
["SS",16,"S4",3.3000000000000002E-2,0,-2.5000000000000001E-2,0]
["SS",16,"S5",0.28000000000000003,0,-0.21299999999999999,0]
["SS",16,"S6",3.4000000000000002E-2,0,-2.5999999999999999E-2,0]
["SS",16,"S7",4.2999999999999997E-2,0,-3.3000000000000002E-2,0]
["SS",16,"T1",0.19500000000000001,0,-0.14799999999999999,0]
["SS",16,"T2",0.17899999999999999,0,-0.13600000000000001,0]
["SS",16,"T3",0.03,0,-2.3E-2,0]
["SS",16,"T4",0.248,0,-0.189,0]
["SS",16,"T5",5.1999999999999998E-2,0,-3.9E-2,0]
["SS",17,"A1",0.224,0,-0.17,0]
["SS",17,"A3",4.1000000000000002E-2,0,-3.1E-2,0]
["SS",17,"A4",0.129,0,-9.8000000000000004E-2,0]
["SS",17,"A6",0.39900000000000002,0,-0.30299999999999999,0]
["SS",17,"A7",0.14799999999999999,0,-0.112,0]
["SS",17,"A8",0.45800000000000002,0,-0.34799999999999998,0]
["SS",17,"A9",7.5999999999999998E-2,0,-5.8000000000000003E-2,0]
["SS",17,"B1",0.63300000000000001,0,-0.48099999999999998,0]
["SS",17,"B2",0.81299999999999994,0,-0.61799999999999999,0]
["SS",17,"B3",0.20699999999999999,0,-0.158,0]
["SS",17,"B4",0.219,0,-0.16600000000000001,0]
["SS",17,"C1",8.5000000000000006E-2,0,-6.4000000000000001E-2,0]
["SS",17,"C2",0.16800000000000001,0,-0.127,0]
["SS",17,"C3",9.7000000000000003E-2,0,-7.3999999999999996E-2,0]
["SS",17,"C4",0.125,0,-9.5000000000000001E-2,0]
["SS",17,"C5",0.14599999999999999,0,-0.111,0]
["SS",17,"C6",5.0999999999999997E-2,0,-3.9E-2,0]
["SS",17,"C7",0.19400000000000001,0,-0.14699999999999999,0]
["SS",17,"D4",0.33200000000000002,0,-0.252,0]
["SS",17,"D5",0.25700000000000001,0,-0.19500000000000001,0]
["SS",17,"D6",0.31,0,-0.23499999999999999,0]
["SS",17,"E1",0.65200000000000002,0,-0.496,0]
["SS",17,"E7",0.216,0,-0.16400000000000001,0]
["SS",17,"E8",0.152,0,-0.11600000000000001,0]
["SS",17,"F6",1.81,0,-1.3759999999999999,0]
["SS",17,"G1",0.378,0,-0.28799999999999998,0]
["SS",17,"G5",0.23100000000000001,0,-0.17499999999999999,0]
["SS",17,"G6",0.45200000000000001,0,-0.34399999999999997,0]
["SS",17,"G7",0.30099999999999999,0,-0.22900000000000001,0]
["SS",17,"H1",0.1,0,-7.5999999999999998E-2,0]
["SS",17,"H2",0.51400000000000001,0,-0.39100000000000001,0]
["SS",17,"H6",0.71599999999999997,0,-0.54400000000000004,0]
["SS",17,"J1",0.32600000000000001,0,-0.248,0]
["SS",17,"J3",0.70199999999999996,0,-0.53300000000000003,0]
["SS",17,"J4",0.23599999999999999,0,-0.17899999999999999,0]
["SS",17,"J5",0.54,0,-0.41099999999999998,0]
["SS",17,"J6",0.38,0,-0.28899999999999998,0]
["SS",17,"J7",0.34100000000000003,0,-0.25900000000000001,0]
["SS",17,"J8",0.312,0,-0.23699999999999999,0]
["SS",17,"K4",0.46899999999999997,0,-0.35699999999999998,0]
["SS",17,"K5",0.313,0,-0.23799999999999999,0]
["SS",17,"K6",0.28000000000000003,0,-0.21299999999999999,0]
["SS",17,"L1",0.05,0,-3.7999999999999999E-2,0]
["SS",17,"L2",0.56699999999999995,0,-0.43099999999999999,0]
["SS",17,"L3",1.0289999999999999,0,-0.78200000000000003,0]
["SS",17,"L5",0.95499999999999996,0,-0.72599999999999998,0]
["SS",17,"L7",0.443,0,-0.33700000000000002,0]
["SS",17,"L8",0.33600000000000002,0,-0.255,0]
["SS",17,"M4",0.21099999999999999,0,-0.161,0]
["SS",17,"M5",0.153,0,-0.11700000000000001,0]
["SS",17,"M6",8.5000000000000006E-2,0,-6.5000000000000002E-2,0]
["SS",17,"M7",7.3999999999999996E-2,0,-5.6000000000000001E-2,0]
["SS",17,"M8",2.3E-2,0,-1.7000000000000001E-2,0]
["SS",17,"N1",0.35499999999999998,0,-0.27,0]
["SS",17,"N2",0.39300000000000002,0,-0.29899999999999999,0]
["SS",17,"N3",0.248,0,-0.189,0]
["SS",17,"N4",0.39,0,-0.29699999999999999,0]
["SS",17,"N5",0.19800000000000001,0,-0.15,0]
["SS",17,"N6",6.7000000000000004E-2,0,-5.0999999999999997E-2,0]
["SS",17,"N7",9.9000000000000005E-2,0,-7.4999999999999997E-2,0]
["SS",17,"P1",0.67100000000000004,0,-0.51,0]
["SS",17,"P2",0.26100000000000001,0,-0.19800000000000001,0]
["SS",17,"P3",0.85199999999999998,0,-0.64700000000000002,0]
["SS",17,"P4",0.1,0,-7.5999999999999998E-2,0]
["SS",17,"P5",9.0999999999999998E-2,0,-6.9000000000000006E-2,0]
["SS",17,"P6",0.29399999999999998,0,-0.224,0]
["SS",17,"P7",0.19400000000000001,0,-0.14799999999999999,0]
["SS",17,"P8",0.54800000000000004,0,-0.41599999999999998,0]
["SS",17,"Q2",0.128,0,-9.7000000000000003E-2,0]
["SS",17,"Q4",0.61299999999999999,0,-0.46600000000000003,0]
["SS",17,"Q5",0.188,0,-0.14299999999999999,0]
["SS",17,"Q6",0.14699999999999999,0,-0.112,0]
["SS",17,"Q7",0.186,0,-0.14099999999999999,0]
["SS",17,"Q8",0.16,0,-0.121,0]
["SS",17,"R4",0.22800000000000001,0,-0.17299999999999999,0]
["SS",17,"R5",0.11700000000000001,0,-8.8999999999999996E-2,0]
["SS",17,"R6",0.05,0,-3.7999999999999999E-2,0]
["SS",17,"S1",0.71699999999999997,0,-0.54500000000000004,0]
["SS",17,"S2",0.112,0,-8.5000000000000006E-2,0]
["SS",17,"S4",3.3000000000000002E-2,0,-2.5000000000000001E-2,0]
["SS",17,"S5",0.28000000000000003,0,-0.21299999999999999,0]
["SS",17,"S6",3.4000000000000002E-2,0,-2.5999999999999999E-2,0]
["SS",17,"S7",4.2999999999999997E-2,0,-3.3000000000000002E-2,0]
["SS",17,"T1",0.19500000000000001,0,-0.14799999999999999,0]
["SS",17,"T2",0.17899999999999999,0,-0.13600000000000001,0]
["SS",17,"T3",0.03,0,-2.3E-2,0]
["SS",17,"T4",0.248,0,-0.189,0]
["SS",17,"T5",5.1999999999999998E-2,0,-3.9E-2,0]
["SS",18,"A1",0.224,0,-0.17,0]
["SS",18,"A3",4.1000000000000002E-2,0,-3.1E-2,0]
["SS",18,"A4",0.129,0,-9.8000000000000004E-2,0]
["SS",18,"A6",0.39900000000000002,0,-0.30299999999999999,0]
["SS",18,"A7",0.14799999999999999,0,-0.112,0]
["SS",18,"A8",0.45800000000000002,0,-0.34799999999999998,0]
["SS",18,"A9",7.5999999999999998E-2,0,-5.8000000000000003E-2,0]
["SS",18,"B1",0.63300000000000001,0,-0.48099999999999998,0]
["SS",18,"B2",0.81299999999999994,0,-0.61799999999999999,0]
["SS",18,"B3",0.20699999999999999,0,-0.158,0]
["SS",18,"B4",0.219,0,-0.16600000000000001,0]
["SS",18,"C1",8.5000000000000006E-2,0,-6.4000000000000001E-2,0]
["SS",18,"C2",0.16800000000000001,0,-0.127,0]
["SS",18,"C3",9.7000000000000003E-2,0,-7.3999999999999996E-2,0]
["SS",18,"C4",0.125,0,-9.5000000000000001E-2,0]
["SS",18,"C5",0.14599999999999999,0,-0.111,0]
["SS",18,"C6",5.0999999999999997E-2,0,-3.9E-2,0]
["SS",18,"C7",0.19400000000000001,0,-0.14699999999999999,0]
["SS",18,"D4",0.33200000000000002,0,-0.252,0]
["SS",18,"D5",0.25700000000000001,0,-0.19500000000000001,0]
["SS",18,"D6",0.31,0,-0.23499999999999999,0]
["SS",18,"E1",0.65200000000000002,0,-0.496,0]
["SS",18,"E7",0.216,0,-0.16400000000000001,0]
["SS",18,"E8",0.152,0,-0.11600000000000001,0]
["SS",18,"F6",1.81,0,-1.3759999999999999,0]
["SS",18,"G1",0.378,0,-0.28799999999999998,0]
["SS",18,"G5",0.23100000000000001,0,-0.17499999999999999,0]
["SS",18,"G6",0.45200000000000001,0,-0.34399999999999997,0]
["SS",18,"G7",0.30099999999999999,0,-0.22900000000000001,0]
["SS",18,"H1",0.1,0,-7.5999999999999998E-2,0]
["SS",18,"H2",0.51400000000000001,0,-0.39100000000000001,0]
["SS",18,"H6",0.71599999999999997,0,-0.54400000000000004,0]
["SS",18,"J1",0.32600000000000001,0,-0.248,0]
["SS",18,"J3",0.70199999999999996,0,-0.53300000000000003,0]
["SS",18,"J4",0.23599999999999999,0,-0.17899999999999999,0]
["SS",18,"J5",0.54,0,-0.41099999999999998,0]
["SS",18,"J6",0.38,0,-0.28899999999999998,0]
["SS",18,"J7",0.34100000000000003,0,-0.25900000000000001,0]
["SS",18,"J8",0.312,0,-0.23699999999999999,0]
["SS",18,"K4",0.46899999999999997,0,-0.35699999999999998,0]
["SS",18,"K5",0.313,0,-0.23799999999999999,0]
["SS",18,"K6",0.28000000000000003,0,-0.21299999999999999,0]
["SS",18,"L1",0.05,0,-3.7999999999999999E-2,0]
["SS",18,"L2",0.56699999999999995,0,-0.43099999999999999,0]
["SS",18,"L3",1.0289999999999999,0,-0.78200000000000003,0]
["SS",18,"L5",0.95499999999999996,0,-0.72599999999999998,0]
["SS",18,"L7",0.443,0,-0.33700000000000002,0]
["SS",18,"L8",0.33600000000000002,0,-0.255,0]
["SS",18,"M4",0.21099999999999999,0,-0.161,0]
["SS",18,"M5",0.153,0,-0.11700000000000001,0]
["SS",18,"M6",8.5000000000000006E-2,0,-6.5000000000000002E-2,0]
["SS",18,"M7",7.3999999999999996E-2,0,-5.6000000000000001E-2,0]
["SS",18,"M8",2.3E-2,0,-1.7000000000000001E-2,0]
["SS",18,"N1",0.35499999999999998,0,-0.27,0]
["SS",18,"N2",0.39300000000000002,0,-0.29899999999999999,0]
["SS",18,"N3",0.248,0,-0.189,0]
["SS",18,"N4",0.39,0,-0.29699999999999999,0]
["SS",18,"N5",0.19800000000000001,0,-0.15,0]
["SS",18,"N6",6.7000000000000004E-2,0,-5.0999999999999997E-2,0]
["SS",18,"N7",9.9000000000000005E-2,0,-7.4999999999999997E-2,0]
["SS",18,"P1",0.67100000000000004,0,-0.51,0]
["SS",18,"P2",0.26100000000000001,0,-0.19800000000000001,0]
["SS",18,"P3",0.85199999999999998,0,-0.64700000000000002,0]
["SS",18,"P4",0.1,0,-7.5999999999999998E-2,0]
["SS",18,"P5",9.0999999999999998E-2,0,-6.9000000000000006E-2,0]
["SS",18,"P6",0.29399999999999998,0,-0.224,0]
["SS",18,"P7",0.19400000000000001,0,-0.14799999999999999,0]
["SS",18,"P8",0.54800000000000004,0,-0.41599999999999998,0]
["SS",18,"Q2",0.128,0,-9.7000000000000003E-2,0]
["SS",18,"Q4",0.61299999999999999,0,-0.46600000000000003,0]
["SS",18,"Q5",0.188,0,-0.14299999999999999,0]
["SS",18,"Q6",0.14699999999999999,0,-0.112,0]
["SS",18,"Q7",0.186,0,-0.14099999999999999,0]
["SS",18,"Q8",0.16,0,-0.121,0]
["SS",18,"R4",0.22800000000000001,0,-0.17299999999999999,0]
["SS",18,"R5",0.11700000000000001,0,-8.8999999999999996E-2,0]
["SS",18,"R6",0.05,0,-3.7999999999999999E-2,0]
["SS",18,"S1",0.71699999999999997,0,-0.54500000000000004,0]
["SS",18,"S2",0.112,0,-8.5000000000000006E-2,0]
["SS",18,"S4",3.3000000000000002E-2,0,-2.5000000000000001E-2,0]
["SS",18,"S5",0.28000000000000003,0,-0.21299999999999999,0]
["SS",18,"S6",3.4000000000000002E-2,0,-2.5999999999999999E-2,0]
["SS",18,"S7",4.2999999999999997E-2,0,-3.3000000000000002E-2,0]
["SS",18,"T1",0.19500000000000001,0,-0.14799999999999999,0]
["SS",18,"T2",0.17899999999999999,0,-0.13600000000000001,0]
["SS",18,"T3",0.03,0,-2.3E-2,0]
["SS",18,"T4",0.248,0,-0.189,0]
["SS",18,"T5",5.1999999999999998E-2,0,-3.9E-2,0]
["SS",19,"A1",0.224,0,-0.10299999999999999,-6.7000000000000004E-2]
["SS",19,"A3",4.1000000000000002E-2,0,-1.9E-2,-1.2E-2]
["SS",19,"A4",0.129,0,-5.8999999999999997E-2,-3.9E-2]
["SS",19,"A6",0.39900000000000002,0,-0.184,-0.12]
["SS",19,"A7",0.14799999999999999,0,-6.8000000000000005E-2,-4.3999999999999997E-2]
["SS",19,"A8",0.45800000000000002,0,-0.21099999999999999,-0.13700000000000001]
["SS",19,"A9",7.5999999999999998E-2,0,-3.5000000000000003E-2,-2.3E-2]
["SS",19,"B1",0.63200000000000001,0,-0.29099999999999998,-0.19]
["SS",19,"B2",0.81200000000000006,0,-0.374,-0.24399999999999999]
["SS",19,"B3",0.20699999999999999,0,-9.5000000000000001E-2,-6.2E-2]
["SS",19,"B4",0.219,0,-0.10100000000000001,-6.6000000000000003E-2]
["SS",19,"C1",8.5000000000000006E-2,0,-3.9E-2,-2.5000000000000001E-2]
["SS",19,"C2",0.16800000000000001,0,-7.6999999999999999E-2,-0.05]
["SS",19,"C3",9.7000000000000003E-2,0,-4.4999999999999998E-2,-2.9000000000000001E-2]
["SS",19,"C4",0.125,0,-5.7000000000000002E-2,-3.6999999999999998E-2]
["SS",19,"C5",0.14599999999999999,0,-6.7000000000000004E-2,-4.3999999999999997E-2]
["SS",19,"C6",5.0999999999999997E-2,0,-2.3E-2,-1.4999999999999999E-2]
["SS",19,"C7",0.19400000000000001,0,-8.8999999999999996E-2,-5.8000000000000003E-2]
["SS",19,"D4",0.33200000000000002,0,-0.153,-9.9000000000000005E-2]
["SS",19,"D5",0.25600000000000001,0,-0.11799999999999999,-7.6999999999999999E-2]
["SS",19,"D6",0.31,0,-0.14199999999999999,-9.2999999999999999E-2]
["SS",19,"E1",0.65200000000000002,0,-0.3,-0.19600000000000001]
["SS",19,"E7",0.216,0,-9.9000000000000005E-2,-6.5000000000000002E-2]
["SS",19,"E8",0.152,0,-7.0000000000000007E-2,-4.5999999999999999E-2]
["SS",19,"F6",1.8089999999999999,0,-0.83199999999999996,-0.54300000000000004]
["SS",19,"G1",0.378,0,-0.17399999999999999,-0.113]
["SS",19,"G5",0.23100000000000001,0,-0.106,-6.9000000000000006E-2]
["SS",19,"G6",0.45200000000000001,0,-0.20799999999999999,-0.13600000000000001]
["SS",19,"G7",0.3,0,-0.13800000000000001,-0.09]
["SS",19,"H1",0.1,0,-4.5999999999999999E-2,-0.03]
["SS",19,"H2",0.51400000000000001,0,-0.23599999999999999,-0.154]
["SS",19,"H6",0.71499999999999997,0,-0.32900000000000001,-0.215]
["SS",19,"J1",0.32600000000000001,0,-0.15,-9.8000000000000004E-2]
["SS",19,"J3",0.70099999999999996,0,-0.32300000000000001,-0.21]
["SS",19,"J4",0.23499999999999999,0,-0.108,-7.0999999999999994E-2]
["SS",19,"J5",0.54,0,-0.248,-0.16200000000000001]
["SS",19,"J6",0.379,0,-0.17499999999999999,-0.114]
["SS",19,"J7",0.34100000000000003,0,-0.157,-0.10199999999999999]
["SS",19,"J8",0.312,0,-0.14299999999999999,-9.2999999999999999E-2]
["SS",19,"K4",0.46899999999999997,0,-0.216,-0.14099999999999999]
["SS",19,"K5",0.313,0,-0.14399999999999999,-9.4E-2]
["SS",19,"K6",0.28000000000000003,0,-0.129,-8.4000000000000005E-2]
["SS",19,"L1",0.05,0,-2.3E-2,-1.4999999999999999E-2]
["SS",19,"L2",0.56599999999999995,0,-0.26100000000000001,-0.17]
["SS",19,"L3",1.0289999999999999,0,-0.47299999999999998,-0.309]
["SS",19,"L5",0.95399999999999996,0,-0.439,-0.28599999999999998]
["SS",19,"L7",0.443,0,-0.20399999999999999,-0.13300000000000001]
["SS",19,"L8",0.33500000000000002,0,-0.154,-0.10100000000000001]
["SS",19,"M4",0.21099999999999999,0,-9.7000000000000003E-2,-6.3E-2]
["SS",19,"M5",0.153,0,-7.0000000000000007E-2,-4.5999999999999999E-2]
["SS",19,"M6",8.5000000000000006E-2,0,-3.9E-2,-2.5999999999999999E-2]
["SS",19,"M7",7.3999999999999996E-2,0,-3.4000000000000002E-2,-2.1999999999999999E-2]
["SS",19,"M8",2.3E-2,0,-0.01,-7.0000000000000001E-3]
["SS",19,"N1",0.35499999999999998,0,-0.16300000000000001,-0.106]
["SS",19,"N2",0.39300000000000002,0,-0.18099999999999999,-0.11799999999999999]
["SS",19,"N3",0.248,0,-0.114,-7.3999999999999996E-2]
["SS",19,"N4",0.39,0,-0.17899999999999999,-0.11700000000000001]
["SS",19,"N5",0.19700000000000001,0,-9.0999999999999998E-2,-5.8999999999999997E-2]
["SS",19,"N6",6.7000000000000004E-2,0,-3.1E-2,-0.02]
["SS",19,"N7",9.9000000000000005E-2,0,-4.4999999999999998E-2,-0.03]
["SS",19,"P1",0.67100000000000004,0,-0.309,-0.20100000000000001]
["SS",19,"P2",0.26100000000000001,0,-0.12,-7.8E-2]
["SS",19,"P3",0.85099999999999998,0,-0.39200000000000002,-0.255]
["SS",19,"P4",0.1,0,-4.5999999999999999E-2,-0.03]
["SS",19,"P5",9.0999999999999998E-2,0,-4.2000000000000003E-2,-2.7E-2]
["SS",19,"P6",0.29399999999999998,0,-0.13500000000000001,-8.7999999999999995E-2]
["SS",19,"P7",0.19400000000000001,0,-8.8999999999999996E-2,-5.8000000000000003E-2]
["SS",19,"P8",0.54700000000000004,0,-0.252,-0.16400000000000001]
["SS",19,"Q2",0.128,0,-5.8999999999999997E-2,-3.7999999999999999E-2]
["SS",19,"Q4",0.61199999999999999,0,-0.28199999999999997,-0.184]
["SS",19,"Q5",0.188,0,-8.6999999999999994E-2,-5.6000000000000001E-2]
["SS",19,"Q6",0.14699999999999999,0,-6.8000000000000005E-2,-4.3999999999999997E-2]
["SS",19,"Q7",0.186,0,-8.5999999999999993E-2,-5.6000000000000001E-2]
["SS",19,"Q8",0.16,0,-7.2999999999999995E-2,-4.8000000000000001E-2]
["SS",19,"R4",0.22800000000000001,0,-0.105,-6.8000000000000005E-2]
["SS",19,"R5",0.11700000000000001,0,-5.3999999999999999E-2,-3.5000000000000003E-2]
["SS",19,"R6",0.05,0,-2.3E-2,-1.4999999999999999E-2]
["SS",19,"S1",0.71599999999999997,0,-0.33,-0.215]
["SS",19,"S2",0.111,0,-5.0999999999999997E-2,-3.3000000000000002E-2]
["SS",19,"S4",3.3000000000000002E-2,0,-1.4999999999999999E-2,-0.01]
["SS",19,"S5",0.28000000000000003,0,-0.129,-8.4000000000000005E-2]
["SS",19,"S6",3.4000000000000002E-2,0,-1.6E-2,-0.01]
["SS",19,"S7",4.2999999999999997E-2,0,-0.02,-1.2999999999999999E-2]
["SS",19,"T1",0.19500000000000001,0,-8.8999999999999996E-2,-5.8000000000000003E-2]
["SS",19,"T2",0.17899999999999999,0,-8.2000000000000003E-2,-5.3999999999999999E-2]
["SS",19,"T3",0.03,0,-1.4E-2,-8.9999999999999993E-3]
["SS",19,"T4",0.248,0,-0.114,-7.3999999999999996E-2]
["SS",19,"T5",5.1999999999999998E-2,0,-2.4E-2,-1.6E-2]
["SS",20,"A1",0.224,0,-8.5000000000000006E-2,-8.5000000000000006E-2]
["SS",20,"A3",4.1000000000000002E-2,0,-1.6E-2,-1.6E-2]
["SS",20,"A4",0.129,0,-4.9000000000000002E-2,-4.9000000000000002E-2]
["SS",20,"A6",0.39900000000000002,0,-0.151,-0.151]
["SS",20,"A7",0.14699999999999999,0,-5.6000000000000001E-2,-5.6000000000000001E-2]
["SS",20,"A8",0.45700000000000002,0,-0.17399999999999999,-0.17399999999999999]
["SS",20,"A9",7.5999999999999998E-2,0,-2.9000000000000001E-2,-2.9000000000000001E-2]
["SS",20,"B1",0.63200000000000001,0,-0.24,-0.24]
["SS",20,"B2",0.81200000000000006,0,-0.308,-0.308]
["SS",20,"B3",0.20699999999999999,0,-7.9000000000000001E-2,-7.9000000000000001E-2]
["SS",20,"B4",0.219,0,-8.3000000000000004E-2,-8.3000000000000004E-2]
["SS",20,"C1",8.5000000000000006E-2,0,-3.2000000000000001E-2,-3.2000000000000001E-2]
["SS",20,"C2",0.16800000000000001,0,-6.4000000000000001E-2,-6.4000000000000001E-2]
["SS",20,"C3",9.7000000000000003E-2,0,-3.6999999999999998E-2,-3.6999999999999998E-2]
["SS",20,"C4",0.125,0,-4.7E-2,-4.7E-2]
["SS",20,"C5",0.14599999999999999,0,-5.5E-2,-5.5E-2]
["SS",20,"C6",5.0999999999999997E-2,0,-1.9E-2,-1.9E-2]
["SS",20,"C7",0.19400000000000001,0,-7.3999999999999996E-2,-7.3999999999999996E-2]
["SS",20,"D4",0.33100000000000002,0,-0.126,-0.126]
["SS",20,"D5",0.25600000000000001,0,-9.7000000000000003E-2,-9.7000000000000003E-2]
["SS",20,"D6",0.309,0,-0.11799999999999999,-0.11799999999999999]
["SS",20,"E1",0.65100000000000002,0,-0.248,-0.248]
["SS",20,"E7",0.215,0,-8.2000000000000003E-2,-8.2000000000000003E-2]
["SS",20,"E8",0.152,0,-5.8000000000000003E-2,-5.8000000000000003E-2]
["SS",20,"F6",1.8080000000000001,0,-0.68700000000000006,-0.68700000000000006]
["SS",20,"G1",0.378,0,-0.14399999999999999,-0.14399999999999999]
["SS",20,"G5",0.23,0,-8.7999999999999995E-2,-8.7999999999999995E-2]
["SS",20,"G6",0.45200000000000001,0,-0.17199999999999999,-0.17199999999999999]
["SS",20,"G7",0.3,0,-0.114,-0.114]
["SS",20,"H1",0.1,0,-3.7999999999999999E-2,-3.7999999999999999E-2]
["SS",20,"H2",0.51300000000000001,0,-0.19500000000000001,-0.19500000000000001]
["SS",20,"H6",0.71499999999999997,0,-0.27200000000000002,-0.27200000000000002]
["SS",20,"J1",0.32600000000000001,0,-0.124,-0.124]
["SS",20,"J3",0.70099999999999996,0,-0.26600000000000001,-0.26600000000000001]
["SS",20,"J4",0.23499999999999999,0,-8.8999999999999996E-2,-8.8999999999999996E-2]
["SS",20,"J5",0.54,0,-0.20499999999999999,-0.20499999999999999]
["SS",20,"J6",0.379,0,-0.14399999999999999,-0.14399999999999999]
["SS",20,"J7",0.34,0,-0.129,-0.129]
["SS",20,"J8",0.311,0,-0.11799999999999999,-0.11799999999999999]
["SS",20,"K4",0.46800000000000003,0,-0.17799999999999999,-0.17799999999999999]
["SS",20,"K5",0.313,0,-0.11899999999999999,-0.11899999999999999]
["SS",20,"K6",0.28000000000000003,0,-0.106,-0.106]
["SS",20,"L1",0.05,0,-1.9E-2,-1.9E-2]
["SS",20,"L2",0.56599999999999995,0,-0.215,-0.215]
["SS",20,"L3",1.028,0,-0.39100000000000001,-0.39100000000000001]
["SS",20,"L5",0.95299999999999996,0,-0.36199999999999999,-0.36199999999999999]
["SS",20,"L7",0.443,0,-0.16800000000000001,-0.16800000000000001]
["SS",20,"L8",0.33500000000000002,0,-0.127,-0.127]
["SS",20,"M4",0.21099999999999999,0,-0.08,-0.08]
["SS",20,"M5",0.153,0,-5.8000000000000003E-2,-5.8000000000000003E-2]
["SS",20,"M6",8.5000000000000006E-2,0,-3.2000000000000001E-2,-3.2000000000000001E-2]
["SS",20,"M7",7.3999999999999996E-2,0,-2.8000000000000001E-2,-2.8000000000000001E-2]
["SS",20,"M8",2.3E-2,0,-8.9999999999999993E-3,-8.9999999999999993E-3]
["SS",20,"N1",0.35499999999999998,0,-0.13500000000000001,-0.13500000000000001]
["SS",20,"N2",0.39300000000000002,0,-0.14899999999999999,-0.14899999999999999]
["SS",20,"N3",0.248,0,-9.4E-2,-9.4E-2]
["SS",20,"N4",0.39,0,-0.14799999999999999,-0.14799999999999999]
["SS",20,"N5",0.19700000000000001,0,-7.4999999999999997E-2,-7.4999999999999997E-2]
["SS",20,"N6",6.7000000000000004E-2,0,-2.5000000000000001E-2,-2.5000000000000001E-2]
["SS",20,"N7",9.8000000000000004E-2,0,-3.6999999999999998E-2,-3.6999999999999998E-2]
["SS",20,"P1",0.67,0,-0.255,-0.255]
["SS",20,"P2",0.26100000000000001,0,-9.9000000000000005E-2,-9.9000000000000005E-2]
["SS",20,"P3",0.85099999999999998,0,-0.32300000000000001,-0.32300000000000001]
["SS",20,"P4",0.1,0,-3.7999999999999999E-2,-3.7999999999999999E-2]
["SS",20,"P5",9.0999999999999998E-2,0,-3.5000000000000003E-2,-3.5000000000000003E-2]
["SS",20,"P6",0.29399999999999998,0,-0.112,-0.112]
["SS",20,"P7",0.19400000000000001,0,-7.3999999999999996E-2,-7.3999999999999996E-2]
["SS",20,"P8",0.54700000000000004,0,-0.20799999999999999,-0.20799999999999999]
["SS",20,"Q2",0.128,0,-4.8000000000000001E-2,-4.8000000000000001E-2]
["SS",20,"Q4",0.61199999999999999,0,-0.23300000000000001,-0.23300000000000001]
["SS",20,"Q5",0.188,0,-7.0999999999999994E-2,-7.0999999999999994E-2]
["SS",20,"Q6",0.14699999999999999,0,-5.6000000000000001E-2,-5.6000000000000001E-2]
["SS",20,"Q7",0.186,0,-7.0999999999999994E-2,-7.0999999999999994E-2]
["SS",20,"Q8",0.159,0,-6.0999999999999999E-2,-6.0999999999999999E-2]
["SS",20,"R4",0.22800000000000001,0,-8.5999999999999993E-2,-8.5999999999999993E-2]
["SS",20,"R5",0.11700000000000001,0,-4.3999999999999997E-2,-4.3999999999999997E-2]
["SS",20,"R6",0.05,0,-1.9E-2,-1.9E-2]
["SS",20,"S1",0.71599999999999997,0,-0.27200000000000002,-0.27200000000000002]
["SS",20,"S2",0.111,0,-4.2000000000000003E-2,-4.2000000000000003E-2]
["SS",20,"S4",3.3000000000000002E-2,0,-1.2E-2,-1.2E-2]
["SS",20,"S5",0.28000000000000003,0,-0.106,-0.106]
["SS",20,"S6",3.4000000000000002E-2,0,-1.2999999999999999E-2,-1.2999999999999999E-2]
["SS",20,"S7",4.2999999999999997E-2,0,-1.6E-2,-1.6E-2]
["SS",20,"T1",0.19400000000000001,0,-7.3999999999999996E-2,-7.3999999999999996E-2]
["SS",20,"T2",0.17899999999999999,0,-6.8000000000000005E-2,-6.8000000000000005E-2]
["SS",20,"T3",0.03,0,-1.0999999999999999E-2,-1.0999999999999999E-2]
["SS",20,"T4",0.248,0,-9.4E-2,-9.4E-2]
["SS",20,"T5",5.1999999999999998E-2,0,-0.02,-0.02]
["SS",21,"A1",0.222,0,-6.7000000000000004E-2,-0.10199999999999999]
["SS",21,"A3",4.1000000000000002E-2,0,-1.2E-2,-1.9E-2]
["SS",21,"A4",0.128,0,-3.7999999999999999E-2,-5.8999999999999997E-2]
["SS",21,"A6",0.39600000000000002,0,-0.11899999999999999,-0.182]
["SS",21,"A7",0.14599999999999999,0,-4.3999999999999997E-2,-6.7000000000000004E-2]
["SS",21,"A8",0.45400000000000001,0,-0.13600000000000001,-0.20899999999999999]
["SS",21,"A9",7.5999999999999998E-2,0,-2.3E-2,-3.5000000000000003E-2]
["SS",21,"B1",0.627,0,-0.188,-0.28799999999999998]
["SS",21,"B2",0.80600000000000005,0,-0.24199999999999999,-0.371]
["SS",21,"B3",0.20499999999999999,0,-6.2E-2,-9.5000000000000001E-2]
["SS",21,"B4",0.217,0,-6.5000000000000002E-2,-0.1]
["SS",21,"C1",8.4000000000000005E-2,0,-2.5000000000000001E-2,-3.9E-2]
["SS",21,"C2",0.16600000000000001,0,-0.05,-7.5999999999999998E-2]
["SS",21,"C3",9.6000000000000002E-2,0,-2.9000000000000001E-2,-4.3999999999999997E-2]
["SS",21,"C4",0.124,0,-3.6999999999999998E-2,-5.7000000000000002E-2]
["SS",21,"C5",0.14399999999999999,0,-4.2999999999999997E-2,-6.6000000000000003E-2]
["SS",21,"C6",0.05,0,-1.4999999999999999E-2,-2.3E-2]
["SS",21,"C7",0.192,0,-5.8000000000000003E-2,-8.7999999999999995E-2]
["SS",21,"D4",0.32900000000000001,0,-9.9000000000000005E-2,-0.151]
["SS",21,"D5",0.254,0,-7.5999999999999998E-2,-0.11700000000000001]
["SS",21,"D6",0.307,0,-9.1999999999999998E-2,-0.14099999999999999]
["SS",21,"E1",0.64700000000000002,0,-0.19400000000000001,-0.29699999999999999]
["SS",21,"E7",0.214,0,-6.4000000000000001E-2,-9.8000000000000004E-2]
["SS",21,"E8",0.151,0,-4.4999999999999998E-2,-6.9000000000000006E-2]
["SS",21,"F6",1.794,0,-0.53800000000000003,-0.82499999999999996]
["SS",21,"G1",0.375,0,-0.113,-0.17299999999999999]
["SS",21,"G5",0.22900000000000001,0,-6.9000000000000006E-2,-0.105]
["SS",21,"G6",0.44800000000000001,0,-0.13400000000000001,-0.20599999999999999]
["SS",21,"G7",0.29799999999999999,0,-8.8999999999999996E-2,-0.13700000000000001]
["SS",21,"H1",9.9000000000000005E-2,0,-0.03,-4.4999999999999998E-2]
["SS",21,"H2",0.50900000000000001,0,-0.153,-0.23400000000000001]
["SS",21,"H6",0.71,0,-0.21299999999999999,-0.32600000000000001]
["SS",21,"J1",0.32300000000000001,0,-9.7000000000000003E-2,-0.14899999999999999]
["SS",21,"J3",0.69599999999999995,0,-0.20899999999999999,-0.32]
["SS",21,"J4",0.23300000000000001,0,-7.0000000000000007E-2,-0.107]
["SS",21,"J5",0.53600000000000003,0,-0.161,-0.246]
["SS",21,"J6",0.376,0,-0.113,-0.17299999999999999]
["SS",21,"J7",0.33800000000000002,0,-0.10100000000000001,-0.155]
["SS",21,"J8",0.309,0,-9.2999999999999999E-2,-0.14199999999999999]
["SS",21,"K4",0.46500000000000002,0,-0.13900000000000001,-0.214]
["SS",21,"K5",0.311,0,-9.2999999999999999E-2,-0.14299999999999999]
["SS",21,"K6",0.27800000000000002,0,-8.3000000000000004E-2,-0.128]
["SS",21,"L1",0.05,0,-1.4999999999999999E-2,-2.3E-2]
["SS",21,"L2",0.56200000000000006,0,-0.16900000000000001,-0.25800000000000001]
["SS",21,"L3",1.02,0,-0.30599999999999999,-0.46899999999999997]
["SS",21,"L5",0.94599999999999995,0,-0.28399999999999997,-0.435]
["SS",21,"L7",0.439,0,-0.13200000000000001,-0.20200000000000001]
["SS",21,"L8",0.33300000000000002,0,-0.1,-0.153]
["SS",21,"M4",0.21,0,-6.3E-2,-9.6000000000000002E-2]
["SS",21,"M5",0.152,0,-4.5999999999999999E-2,-7.0000000000000007E-2]
["SS",21,"M6",8.5000000000000006E-2,0,-2.5000000000000001E-2,-3.9E-2]
["SS",21,"M7",7.3999999999999996E-2,0,-2.1999999999999999E-2,-3.4000000000000002E-2]
["SS",21,"M8",2.1999999999999999E-2,0,-7.0000000000000001E-3,-0.01]
["SS",21,"N1",0.35199999999999998,0,-0.106,-0.16200000000000001]
["SS",21,"N2",0.39,0,-0.11700000000000001,-0.17899999999999999]
["SS",21,"N3",0.246,0,-7.3999999999999996E-2,-0.113]
["SS",21,"N4",0.38700000000000001,0,-0.11600000000000001,-0.17799999999999999]
["SS",21,"N5",0.19600000000000001,0,-5.8999999999999997E-2,-0.09]
["SS",21,"N6",6.7000000000000004E-2,0,-0.02,-3.1E-2]
["SS",21,"N7",9.8000000000000004E-2,0,-2.9000000000000001E-2,-4.4999999999999998E-2]
["SS",21,"P1",0.66500000000000004,0,-0.2,-0.30599999999999999]
["SS",21,"P2",0.25900000000000001,0,-7.8E-2,-0.11899999999999999]
["SS",21,"P3",0.84399999999999997,0,-0.253,-0.38800000000000001]
["SS",21,"P4",9.9000000000000005E-2,0,-0.03,-4.5999999999999999E-2]
["SS",21,"P5",0.09,0,-2.7E-2,-4.2000000000000003E-2]
["SS",21,"P6",0.29099999999999998,0,-8.6999999999999994E-2,-0.13400000000000001]
["SS",21,"P7",0.192,0,-5.8000000000000003E-2,-8.8999999999999996E-2]
["SS",21,"P8",0.54300000000000004,0,-0.16300000000000001,-0.25]
["SS",21,"Q2",0.127,0,-3.7999999999999999E-2,-5.8000000000000003E-2]
["SS",21,"Q4",0.60699999999999998,0,-0.182,-0.27900000000000003]
["SS",21,"Q5",0.187,0,-5.6000000000000001E-2,-8.5999999999999993E-2]
["SS",21,"Q6",0.14599999999999999,0,-4.3999999999999997E-2,-6.7000000000000004E-2]
["SS",21,"Q7",0.184,0,-5.5E-2,-8.5000000000000006E-2]
["SS",21,"Q8",0.158,0,-4.7E-2,-7.2999999999999995E-2]
["SS",21,"R4",0.22600000000000001,0,-6.8000000000000005E-2,-0.104]
["SS",21,"R5",0.11600000000000001,0,-3.5000000000000003E-2,-5.2999999999999999E-2]
["SS",21,"R6",0.05,0,-1.4999999999999999E-2,-2.3E-2]
["SS",21,"S1",0.71099999999999997,0,-0.21299999999999999,-0.32700000000000001]
["SS",21,"S2",0.111,0,-3.3000000000000002E-2,-5.0999999999999997E-2]
["SS",21,"S4",3.2000000000000001E-2,0,-0.01,-1.4999999999999999E-2]
["SS",21,"S5",0.27800000000000002,0,-8.3000000000000004E-2,-0.128]
["SS",21,"S6",3.3000000000000002E-2,0,-0.01,-1.4999999999999999E-2]
["SS",21,"S7",4.2999999999999997E-2,0,-1.2999999999999999E-2,-0.02]
["SS",21,"T1",0.193,0,-5.8000000000000003E-2,-8.8999999999999996E-2]
["SS",21,"T2",0.17699999999999999,0,-5.2999999999999999E-2,-8.2000000000000003E-2]
["SS",21,"T3",2.9000000000000001E-2,0,-8.9999999999999993E-3,-1.4E-2]
["SS",21,"T4",0.246,0,-7.3999999999999996E-2,-0.113]
["SS",21,"T5",5.0999999999999997E-2,0,-1.4999999999999999E-2,-2.4E-2]
["SS",22,"A1",0.221,0,-6.6000000000000003E-2,-0.10199999999999999]
["SS",22,"A3",0.04,0,-1.2E-2,-1.9E-2]
["SS",22,"A4",0.128,0,-3.7999999999999999E-2,-5.8999999999999997E-2]
["SS",22,"A6",0.39400000000000002,0,-0.11799999999999999,-0.18099999999999999]
["SS",22,"A7",0.14599999999999999,0,-4.3999999999999997E-2,-6.7000000000000004E-2]
["SS",22,"A8",0.45200000000000001,0,-0.13600000000000001,-0.20799999999999999]
["SS",22,"A9",7.4999999999999997E-2,0,-2.3E-2,-3.5000000000000003E-2]
["SS",22,"B1",0.625,0,-0.188,-0.28799999999999998]
["SS",22,"B2",0.80300000000000005,0,-0.24099999999999999,-0.36899999999999999]
["SS",22,"B3",0.20499999999999999,0,-6.0999999999999999E-2,-9.4E-2]
["SS",22,"B4",0.216,0,-6.5000000000000002E-2,-9.9000000000000005E-2]
["SS",22,"C1",8.4000000000000005E-2,0,-2.5000000000000001E-2,-3.7999999999999999E-2]
["SS",22,"C2",0.16600000000000001,0,-0.05,-7.5999999999999998E-2]
["SS",22,"C3",9.6000000000000002E-2,0,-2.9000000000000001E-2,-4.3999999999999997E-2]
["SS",22,"C4",0.123,0,-3.6999999999999998E-2,-5.7000000000000002E-2]
["SS",22,"C5",0.14399999999999999,0,-4.2999999999999997E-2,-6.6000000000000003E-2]
["SS",22,"C6",0.05,0,-1.4999999999999999E-2,-2.3E-2]
["SS",22,"C7",0.192,0,-5.7000000000000002E-2,-8.7999999999999995E-2]
["SS",22,"D4",0.32800000000000001,0,-9.8000000000000004E-2,-0.151]
["SS",22,"D5",0.253,0,-7.5999999999999998E-2,-0.11700000000000001]
["SS",22,"D6",0.30599999999999999,0,-9.1999999999999998E-2,-0.14099999999999999]
["SS",22,"E1",0.64400000000000002,0,-0.193,-0.29599999999999999]
["SS",22,"E7",0.21299999999999999,0,-6.4000000000000001E-2,-9.8000000000000004E-2]
["SS",22,"E8",0.15,0,-4.4999999999999998E-2,-6.9000000000000006E-2]
["SS",22,"F6",1.788,0,-0.53600000000000003,-0.82299999999999995]
["SS",22,"G1",0.374,0,-0.112,-0.17199999999999999]
["SS",22,"G5",0.22800000000000001,0,-6.8000000000000005E-2,-0.105]
["SS",22,"G6",0.44700000000000001,0,-0.13400000000000001,-0.20599999999999999]
["SS",22,"G7",0.29699999999999999,0,-8.8999999999999996E-2,-0.13700000000000001]
["SS",22,"H1",9.9000000000000005E-2,0,-0.03,-4.4999999999999998E-2]
["SS",22,"H2",0.50800000000000001,0,-0.152,-0.23400000000000001]
["SS",22,"H6",0.70699999999999996,0,-0.21199999999999999,-0.32500000000000001]
["SS",22,"J1",0.32200000000000001,0,-9.7000000000000003E-2,-0.14799999999999999]
["SS",22,"J3",0.69299999999999995,0,-0.20799999999999999,-0.31900000000000001]
["SS",22,"J4",0.23300000000000001,0,-7.0000000000000007E-2,-0.107]
["SS",22,"J5",0.53400000000000003,0,-0.16,-0.246]
["SS",22,"J6",0.375,0,-0.113,-0.17299999999999999]
["SS",22,"J7",0.33700000000000002,0,-0.10100000000000001,-0.155]
["SS",22,"J8",0.308,0,-9.1999999999999998E-2,-0.14199999999999999]
["SS",22,"K4",0.46300000000000002,0,-0.13900000000000001,-0.21299999999999999]
["SS",22,"K5",0.31,0,-9.2999999999999999E-2,-0.14199999999999999]
["SS",22,"K6",0.27700000000000002,0,-8.3000000000000004E-2,-0.127]
["SS",22,"L1",0.05,0,-1.4999999999999999E-2,-2.3E-2]
["SS",22,"L2",0.56000000000000005,0,-0.16800000000000001,-0.25800000000000001]
["SS",22,"L3",1.0169999999999999,0,-0.30499999999999999,-0.46800000000000003]
["SS",22,"L5",0.94299999999999995,0,-0.28299999999999997,-0.434]
["SS",22,"L7",0.438,0,-0.13100000000000001,-0.20100000000000001]
["SS",22,"L8",0.33100000000000002,0,-9.9000000000000005E-2,-0.152]
["SS",22,"M4",0.20899999999999999,0,-6.3E-2,-9.6000000000000002E-2]
["SS",22,"M5",0.151,0,-4.4999999999999998E-2,-7.0000000000000007E-2]
["SS",22,"M6",8.4000000000000005E-2,0,-2.5000000000000001E-2,-3.9E-2]
["SS",22,"M7",7.2999999999999995E-2,0,-2.1999999999999999E-2,-3.4000000000000002E-2]
["SS",22,"M8",2.1999999999999999E-2,0,-7.0000000000000001E-3,-0.01]
["SS",22,"N1",0.35099999999999998,0,-0.105,-0.161]
["SS",22,"N2",0.38900000000000001,0,-0.11700000000000001,-0.17899999999999999]
["SS",22,"N3",0.245,0,-7.3999999999999996E-2,-0.113]
["SS",22,"N4",0.38600000000000001,0,-0.11600000000000001,-0.17699999999999999]
["SS",22,"N5",0.19500000000000001,0,-5.8999999999999997E-2,-0.09]
["SS",22,"N6",6.6000000000000003E-2,0,-0.02,-3.1E-2]
["SS",22,"N7",9.7000000000000003E-2,0,-2.9000000000000001E-2,-4.4999999999999998E-2]
["SS",22,"P1",0.66300000000000003,0,-0.19900000000000001,-0.30499999999999999]
["SS",22,"P2",0.25800000000000001,0,-7.6999999999999999E-2,-0.11899999999999999]
["SS",22,"P3",0.84099999999999997,0,-0.252,-0.38700000000000001]
["SS",22,"P4",9.9000000000000005E-2,0,-0.03,-4.4999999999999998E-2]
["SS",22,"P5",0.09,0,-2.7E-2,-4.1000000000000002E-2]
["SS",22,"P6",0.28999999999999998,0,-8.6999999999999994E-2,-0.13400000000000001]
["SS",22,"P7",0.192,0,-5.8000000000000003E-2,-8.7999999999999995E-2]
["SS",22,"P8",0.54100000000000004,0,-0.16200000000000001,-0.249]
["SS",22,"Q2",0.126,0,-3.7999999999999999E-2,-5.8000000000000003E-2]
["SS",22,"Q4",0.60499999999999998,0,-0.182,-0.27800000000000002]
["SS",22,"Q5",0.186,0,-5.6000000000000001E-2,-8.5999999999999993E-2]
["SS",22,"Q6",0.14499999999999999,0,-4.3999999999999997E-2,-6.7000000000000004E-2]
["SS",22,"Q7",0.184,0,-5.5E-2,-8.5000000000000006E-2]
["SS",22,"Q8",0.158,0,-4.7E-2,-7.2999999999999995E-2]
["SS",22,"R4",0.22500000000000001,0,-6.8000000000000005E-2,-0.104]
["SS",22,"R5",0.11600000000000001,0,-3.5000000000000003E-2,-5.2999999999999999E-2]
["SS",22,"R6",0.05,0,-1.4999999999999999E-2,-2.3E-2]
["SS",22,"S1",0.70799999999999996,0,-0.21199999999999999,-0.32600000000000001]
["SS",22,"S2",0.11,0,-3.3000000000000002E-2,-5.0999999999999997E-2]
["SS",22,"S4",3.2000000000000001E-2,0,-0.01,-1.4999999999999999E-2]
["SS",22,"S5",0.27700000000000002,0,-8.3000000000000004E-2,-0.127]
["SS",22,"S6",3.3000000000000002E-2,0,-0.01,-1.4999999999999999E-2]
["SS",22,"S7",4.2999999999999997E-2,0,-1.2999999999999999E-2,-0.02]
["SS",22,"T1",0.192,0,-5.8000000000000003E-2,-8.7999999999999995E-2]
["SS",22,"T2",0.17699999999999999,0,-5.2999999999999999E-2,-8.1000000000000003E-2]
["SS",22,"T3",2.9000000000000001E-2,0,-8.9999999999999993E-3,-1.4E-2]
["SS",22,"T4",0.245,0,-7.3999999999999996E-2,-0.113]
["SS",22,"T5",5.0999999999999997E-2,0,-1.4999999999999999E-2,-2.4E-2]
["SS",23,"A1",0.221,0,-5.0999999999999997E-2,-0.11700000000000001]
["SS",23,"A3",0.04,0,-8.9999999999999993E-3,-2.1000000000000001E-2]
["SS",23,"A4",0.128,0,-2.9000000000000001E-2,-6.8000000000000005E-2]
["SS",23,"A6",0.39400000000000002,0,-9.0999999999999998E-2,-0.20899999999999999]
["SS",23,"A7",0.14599999999999999,0,-3.4000000000000002E-2,-7.6999999999999999E-2]
["SS",23,"A8",0.45200000000000001,0,-0.104,-0.24]
["SS",23,"A9",7.4999999999999997E-2,0,-1.7000000000000001E-2,-0.04]
["SS",23,"B1",0.625,0,-0.14399999999999999,-0.33100000000000002]
["SS",23,"B2",0.80300000000000005,0,-0.185,-0.42599999999999999]
["SS",23,"B3",0.20499999999999999,0,-4.7E-2,-0.109]
["SS",23,"B4",0.216,0,-0.05,-0.115]
["SS",23,"C1",8.4000000000000005E-2,0,-1.9E-2,-4.3999999999999997E-2]
["SS",23,"C2",0.16600000000000001,0,-3.7999999999999999E-2,-8.7999999999999995E-2]
["SS",23,"C3",9.6000000000000002E-2,0,-2.1999999999999999E-2,-5.0999999999999997E-2]
["SS",23,"C4",0.123,0,-2.8000000000000001E-2,-6.5000000000000002E-2]
["SS",23,"C5",0.14399999999999999,0,-3.3000000000000002E-2,-7.5999999999999998E-2]
["SS",23,"C6",0.05,0,-1.2E-2,-2.7E-2]
["SS",23,"C7",0.192,0,-4.3999999999999997E-2,-0.10199999999999999]
["SS",23,"D4",0.32800000000000001,0,-7.4999999999999997E-2,-0.17399999999999999]
["SS",23,"D5",0.253,0,-5.8000000000000003E-2,-0.13400000000000001]
["SS",23,"D6",0.30599999999999999,0,-7.0000000000000007E-2,-0.16200000000000001]
["SS",23,"E1",0.64400000000000002,0,-0.14799999999999999,-0.34100000000000003]
["SS",23,"E7",0.21299999999999999,0,-4.9000000000000002E-2,-0.113]
["SS",23,"E8",0.15,0,-3.5000000000000003E-2,-0.08]
["SS",23,"F6",1.788,0,-0.41099999999999998,-0.94799999999999995]
["SS",23,"G1",0.374,0,-8.5999999999999993E-2,-0.19800000000000001]
["SS",23,"G5",0.22800000000000001,0,-5.1999999999999998E-2,-0.121]
["SS",23,"G6",0.44700000000000001,0,-0.10299999999999999,-0.23699999999999999]
["SS",23,"G7",0.29699999999999999,0,-6.8000000000000005E-2,-0.157]
["SS",23,"H1",9.9000000000000005E-2,0,-2.3E-2,-5.1999999999999998E-2]
["SS",23,"H2",0.50800000000000001,0,-0.11700000000000001,-0.26900000000000002]
["SS",23,"H6",0.70699999999999996,0,-0.16300000000000001,-0.375]
["SS",23,"J1",0.32200000000000001,0,-7.3999999999999996E-2,-0.17100000000000001]
["SS",23,"J3",0.69299999999999995,0,-0.159,-0.36699999999999999]
["SS",23,"J4",0.23300000000000001,0,-5.3999999999999999E-2,-0.123]
["SS",23,"J5",0.53400000000000003,0,-0.123,-0.28299999999999997]
["SS",23,"J6",0.375,0,-8.5999999999999993E-2,-0.19900000000000001]
["SS",23,"J7",0.33700000000000002,0,-7.6999999999999999E-2,-0.17799999999999999]
["SS",23,"J8",0.308,0,-7.0999999999999994E-2,-0.16300000000000001]
["SS",23,"K4",0.46300000000000002,0,-0.107,-0.246]
["SS",23,"K5",0.31,0,-7.0999999999999994E-2,-0.16400000000000001]
["SS",23,"K6",0.27700000000000002,0,-6.4000000000000001E-2,-0.14699999999999999]
["SS",23,"L1",0.05,0,-1.0999999999999999E-2,-2.5999999999999999E-2]
["SS",23,"L2",0.56000000000000005,0,-0.129,-0.29699999999999999]
["SS",23,"L3",1.0169999999999999,0,-0.23400000000000001,-0.53900000000000003]
["SS",23,"L5",0.94299999999999995,0,-0.217,-0.5]
["SS",23,"L7",0.438,0,-0.10100000000000001,-0.23200000000000001]
["SS",23,"L8",0.33100000000000002,0,-7.5999999999999998E-2,-0.17599999999999999]
["SS",23,"M4",0.20899999999999999,0,-4.8000000000000001E-2,-0.111]
["SS",23,"M5",0.151,0,-3.5000000000000003E-2,-0.08]
["SS",23,"M6",8.4000000000000005E-2,0,-1.9E-2,-4.4999999999999998E-2]
["SS",23,"M7",7.2999999999999995E-2,0,-1.7000000000000001E-2,-3.9E-2]
["SS",23,"M8",2.1999999999999999E-2,0,-5.0000000000000001E-3,-1.2E-2]
["SS",23,"N1",0.35099999999999998,0,-8.1000000000000003E-2,-0.186]
["SS",23,"N2",0.38900000000000001,0,-8.8999999999999996E-2,-0.20599999999999999]
["SS",23,"N3",0.245,0,-5.6000000000000001E-2,-0.13]
["SS",23,"N4",0.38600000000000001,0,-8.8999999999999996E-2,-0.20399999999999999]
["SS",23,"N5",0.19500000000000001,0,-4.4999999999999998E-2,-0.10299999999999999]
["SS",23,"N6",6.6000000000000003E-2,0,-1.4999999999999999E-2,-3.5000000000000003E-2]
["SS",23,"N7",9.7000000000000003E-2,0,-2.1999999999999999E-2,-5.1999999999999998E-2]
["SS",23,"P1",0.66300000000000003,0,-0.153,-0.35199999999999998]
["SS",23,"P2",0.25800000000000001,0,-5.8999999999999997E-2,-0.13700000000000001]
["SS",23,"P3",0.84099999999999997,0,-0.19400000000000001,-0.44600000000000001]
["SS",23,"P4",9.9000000000000005E-2,0,-2.3E-2,-5.1999999999999998E-2]
["SS",23,"P5",0.09,0,-2.1000000000000001E-2,-4.8000000000000001E-2]
["SS",23,"P6",0.28999999999999998,0,-6.7000000000000004E-2,-0.154]
["SS",23,"P7",0.192,0,-4.3999999999999997E-2,-0.10199999999999999]
["SS",23,"P8",0.54100000000000004,0,-0.124,-0.28699999999999998]
["SS",23,"Q2",0.126,0,-2.9000000000000001E-2,-6.7000000000000004E-2]
["SS",23,"Q4",0.60499999999999998,0,-0.13900000000000001,-0.32100000000000001]
["SS",23,"Q5",0.186,0,-4.2999999999999997E-2,-9.9000000000000005E-2]
["SS",23,"Q6",0.14499999999999999,0,-3.3000000000000002E-2,-7.6999999999999999E-2]
["SS",23,"Q7",0.184,0,-4.2000000000000003E-2,-9.7000000000000003E-2]
["SS",23,"Q8",0.158,0,-3.5999999999999997E-2,-8.4000000000000005E-2]
["SS",23,"R4",0.22500000000000001,0,-5.1999999999999998E-2,-0.11899999999999999]
["SS",23,"R5",0.11600000000000001,0,-2.7E-2,-6.0999999999999999E-2]
["SS",23,"R6",0.05,0,-1.0999999999999999E-2,-2.5999999999999999E-2]
["SS",23,"S1",0.70799999999999996,0,-0.16300000000000001,-0.375]
["SS",23,"S2",0.11,0,-2.5000000000000001E-2,-5.8000000000000003E-2]
["SS",23,"S4",3.2000000000000001E-2,0,-7.0000000000000001E-3,-1.7000000000000001E-2]
["SS",23,"S5",0.27700000000000002,0,-6.4000000000000001E-2,-0.14699999999999999]
["SS",23,"S6",3.3000000000000002E-2,0,-8.0000000000000002E-3,-1.7999999999999999E-2]
["SS",23,"S7",4.2999999999999997E-2,0,-0.01,-2.3E-2]
["SS",23,"T1",0.192,0,-4.3999999999999997E-2,-0.10199999999999999]
["SS",23,"T2",0.17699999999999999,0,-4.1000000000000002E-2,-9.4E-2]
["SS",23,"T3",2.9000000000000001E-2,0,-7.0000000000000001E-3,-1.6E-2]
["SS",23,"T4",0.245,0,-5.6000000000000001E-2,-0.13]
["SS",23,"T5",5.0999999999999997E-2,0,-1.2E-2,-2.7E-2]
["SS",24,"A1",0.221,0,-5.0999999999999997E-2,-0.11700000000000001]
["SS",24,"A3",0.04,0,-8.9999999999999993E-3,-2.1000000000000001E-2]
["SS",24,"A4",0.128,0,-2.9000000000000001E-2,-6.8000000000000005E-2]
["SS",24,"A6",0.39400000000000002,0,-9.0999999999999998E-2,-0.20899999999999999]
["SS",24,"A7",0.14599999999999999,0,-3.4000000000000002E-2,-7.6999999999999999E-2]
["SS",24,"A8",0.45200000000000001,0,-0.104,-0.24]
["SS",24,"A9",7.4999999999999997E-2,0,-1.7000000000000001E-2,-0.04]
["SS",24,"B1",0.625,0,-0.14399999999999999,-0.33100000000000002]
["SS",24,"B2",0.80300000000000005,0,-0.185,-0.42599999999999999]
["SS",24,"B3",0.20499999999999999,0,-4.7E-2,-0.109]
["SS",24,"B4",0.216,0,-0.05,-0.115]
["SS",24,"C1",8.4000000000000005E-2,0,-1.9E-2,-4.3999999999999997E-2]
["SS",24,"C2",0.16600000000000001,0,-3.7999999999999999E-2,-8.7999999999999995E-2]
["SS",24,"C3",9.6000000000000002E-2,0,-2.1999999999999999E-2,-5.0999999999999997E-2]
["SS",24,"C4",0.123,0,-2.8000000000000001E-2,-6.5000000000000002E-2]
["SS",24,"C5",0.14399999999999999,0,-3.3000000000000002E-2,-7.5999999999999998E-2]
["SS",24,"C6",0.05,0,-1.2E-2,-2.7E-2]
["SS",24,"C7",0.192,0,-4.3999999999999997E-2,-0.10199999999999999]
["SS",24,"D4",0.32800000000000001,0,-7.4999999999999997E-2,-0.17399999999999999]
["SS",24,"D5",0.253,0,-5.8000000000000003E-2,-0.13400000000000001]
["SS",24,"D6",0.30599999999999999,0,-7.0000000000000007E-2,-0.16200000000000001]
["SS",24,"E1",0.64400000000000002,0,-0.14799999999999999,-0.34100000000000003]
["SS",24,"E7",0.21299999999999999,0,-4.9000000000000002E-2,-0.113]
["SS",24,"E8",0.15,0,-3.5000000000000003E-2,-0.08]
["SS",24,"F6",1.788,0,-0.41099999999999998,-0.94799999999999995]
["SS",24,"G1",0.374,0,-8.5999999999999993E-2,-0.19800000000000001]
["SS",24,"G5",0.22800000000000001,0,-5.1999999999999998E-2,-0.121]
["SS",24,"G6",0.44700000000000001,0,-0.10299999999999999,-0.23699999999999999]
["SS",24,"G7",0.29699999999999999,0,-6.8000000000000005E-2,-0.157]
["SS",24,"H1",9.9000000000000005E-2,0,-2.3E-2,-5.1999999999999998E-2]
["SS",24,"H2",0.50800000000000001,0,-0.11700000000000001,-0.26900000000000002]
["SS",24,"H6",0.70699999999999996,0,-0.16300000000000001,-0.375]
["SS",24,"J1",0.32200000000000001,0,-7.3999999999999996E-2,-0.17100000000000001]
["SS",24,"J3",0.69299999999999995,0,-0.159,-0.36699999999999999]
["SS",24,"J4",0.23300000000000001,0,-5.3999999999999999E-2,-0.123]
["SS",24,"J5",0.53400000000000003,0,-0.123,-0.28299999999999997]
["SS",24,"J6",0.375,0,-8.5999999999999993E-2,-0.19900000000000001]
["SS",24,"J7",0.33700000000000002,0,-7.6999999999999999E-2,-0.17799999999999999]
["SS",24,"J8",0.308,0,-7.0999999999999994E-2,-0.16300000000000001]
["SS",24,"K4",0.46300000000000002,0,-0.107,-0.246]
["SS",24,"K5",0.31,0,-7.0999999999999994E-2,-0.16400000000000001]
["SS",24,"K6",0.27700000000000002,0,-6.4000000000000001E-2,-0.14699999999999999]
["SS",24,"L1",0.05,0,-1.0999999999999999E-2,-2.5999999999999999E-2]
["SS",24,"L2",0.56000000000000005,0,-0.129,-0.29699999999999999]
["SS",24,"L3",1.0169999999999999,0,-0.23400000000000001,-0.53900000000000003]
["SS",24,"L5",0.94299999999999995,0,-0.217,-0.5]
["SS",24,"L7",0.438,0,-0.10100000000000001,-0.23200000000000001]
["SS",24,"L8",0.33100000000000002,0,-7.5999999999999998E-2,-0.17599999999999999]
["SS",24,"M4",0.20899999999999999,0,-4.8000000000000001E-2,-0.111]
["SS",24,"M5",0.151,0,-3.5000000000000003E-2,-0.08]
["SS",24,"M6",8.4000000000000005E-2,0,-1.9E-2,-4.4999999999999998E-2]
["SS",24,"M7",7.2999999999999995E-2,0,-1.7000000000000001E-2,-3.9E-2]
["SS",24,"M8",2.1999999999999999E-2,0,-5.0000000000000001E-3,-1.2E-2]
["SS",24,"N1",0.35099999999999998,0,-8.1000000000000003E-2,-0.186]
["SS",24,"N2",0.38900000000000001,0,-8.8999999999999996E-2,-0.20599999999999999]
["SS",24,"N3",0.245,0,-5.6000000000000001E-2,-0.13]
["SS",24,"N4",0.38600000000000001,0,-8.8999999999999996E-2,-0.20399999999999999]
["SS",24,"N5",0.19500000000000001,0,-4.4999999999999998E-2,-0.10299999999999999]
["SS",24,"N6",6.6000000000000003E-2,0,-1.4999999999999999E-2,-3.5000000000000003E-2]
["SS",24,"N7",9.7000000000000003E-2,0,-2.1999999999999999E-2,-5.1999999999999998E-2]
["SS",24,"P1",0.66300000000000003,0,-0.153,-0.35199999999999998]
["SS",24,"P2",0.25800000000000001,0,-5.8999999999999997E-2,-0.13700000000000001]
["SS",24,"P3",0.84099999999999997,0,-0.19400000000000001,-0.44600000000000001]
["SS",24,"P4",9.9000000000000005E-2,0,-2.3E-2,-5.1999999999999998E-2]
["SS",24,"P5",0.09,0,-2.1000000000000001E-2,-4.8000000000000001E-2]
["SS",24,"P6",0.28999999999999998,0,-6.7000000000000004E-2,-0.154]
["SS",24,"P7",0.192,0,-4.3999999999999997E-2,-0.10199999999999999]
["SS",24,"P8",0.54100000000000004,0,-0.124,-0.28699999999999998]
["SS",24,"Q2",0.126,0,-2.9000000000000001E-2,-6.7000000000000004E-2]
["SS",24,"Q4",0.60499999999999998,0,-0.13900000000000001,-0.32100000000000001]
["SS",24,"Q5",0.186,0,-4.2999999999999997E-2,-9.9000000000000005E-2]
["SS",24,"Q6",0.14499999999999999,0,-3.3000000000000002E-2,-7.6999999999999999E-2]
["SS",24,"Q7",0.184,0,-4.2000000000000003E-2,-9.7000000000000003E-2]
["SS",24,"Q8",0.158,0,-3.5999999999999997E-2,-8.4000000000000005E-2]
["SS",24,"R4",0.22500000000000001,0,-5.1999999999999998E-2,-0.11899999999999999]
["SS",24,"R5",0.11600000000000001,0,-2.7E-2,-6.0999999999999999E-2]
["SS",24,"R6",0.05,0,-1.0999999999999999E-2,-2.5999999999999999E-2]
["SS",24,"S1",0.70799999999999996,0,-0.16300000000000001,-0.375]
["SS",24,"S2",0.11,0,-2.5000000000000001E-2,-5.8000000000000003E-2]
["SS",24,"S4",3.2000000000000001E-2,0,-7.0000000000000001E-3,-1.7000000000000001E-2]
["SS",24,"S5",0.27700000000000002,0,-6.4000000000000001E-2,-0.14699999999999999]
["SS",24,"S6",3.3000000000000002E-2,0,-8.0000000000000002E-3,-1.7999999999999999E-2]
["SS",24,"S7",4.2999999999999997E-2,0,-0.01,-2.3E-2]
["SS",24,"T1",0.192,0,-4.3999999999999997E-2,-0.10199999999999999]
["SS",24,"T2",0.17699999999999999,0,-4.1000000000000002E-2,-9.4E-2]
["SS",24,"T3",2.9000000000000001E-2,0,-7.0000000000000001E-3,-1.6E-2]
["SS",24,"T4",0.245,0,-5.6000000000000001E-2,-0.13]
["SS",24,"T5",5.0999999999999997E-2,0,-1.2E-2,-2.7E-2]
["SS",25,"A1",0.221,0,-3.3000000000000002E-2,-0.13500000000000001]
["SS",25,"A3",0.04,0,-6.0000000000000001E-3,-2.5000000000000001E-2]
["SS",25,"A4",0.128,0,-1.9E-2,-7.8E-2]
["SS",25,"A6",0.39400000000000002,0,-5.8999999999999997E-2,-0.24099999999999999]
["SS",25,"A7",0.14599999999999999,0,-2.1999999999999999E-2,-8.8999999999999996E-2]
["SS",25,"A8",0.45200000000000001,0,-6.8000000000000005E-2,-0.27600000000000002]
["SS",25,"A9",7.4999999999999997E-2,0,-1.0999999999999999E-2,-4.5999999999999999E-2]
["SS",25,"B1",0.625,0,-9.4E-2,-0.38100000000000001]
["SS",25,"B2",0.80300000000000005,0,-0.12,-0.49]
["SS",25,"B3",0.20499999999999999,0,-3.1E-2,-0.125]
["SS",25,"B4",0.216,0,-3.2000000000000001E-2,-0.13200000000000001]
["SS",25,"C1",8.4000000000000005E-2,0,-1.2999999999999999E-2,-5.0999999999999997E-2]
["SS",25,"C2",0.16600000000000001,0,-2.5000000000000001E-2,-0.10100000000000001]
["SS",25,"C3",9.6000000000000002E-2,0,-1.4E-2,-5.8000000000000003E-2]
["SS",25,"C4",0.123,0,-1.7999999999999999E-2,-7.4999999999999997E-2]
["SS",25,"C5",0.14399999999999999,0,-2.1999999999999999E-2,-8.7999999999999995E-2]
["SS",25,"C6",0.05,0,-8.0000000000000002E-3,-3.1E-2]
["SS",25,"C7",0.192,0,-2.9000000000000001E-2,-0.11700000000000001]
["SS",25,"D4",0.32800000000000001,0,-4.9000000000000002E-2,-0.2]
["SS",25,"D5",0.253,0,-3.7999999999999999E-2,-0.155]
["SS",25,"D6",0.30599999999999999,0,-4.5999999999999999E-2,-0.187]
["SS",25,"E1",0.64400000000000002,0,-9.7000000000000003E-2,-0.39300000000000002]
["SS",25,"E7",0.21299999999999999,0,-3.2000000000000001E-2,-0.13]
["SS",25,"E8",0.15,0,-2.3E-2,-9.1999999999999998E-2]
["SS",25,"F6",1.788,0,-0.26800000000000002,-1.091]
["SS",25,"G1",0.374,0,-5.6000000000000001E-2,-0.22800000000000001]
["SS",25,"G5",0.22800000000000001,0,-3.4000000000000002E-2,-0.13900000000000001]
["SS",25,"G6",0.44700000000000001,0,-6.7000000000000004E-2,-0.27300000000000002]
["SS",25,"G7",0.29699999999999999,0,-4.4999999999999998E-2,-0.18099999999999999]
["SS",25,"H1",9.9000000000000005E-2,0,-1.4999999999999999E-2,-0.06]
["SS",25,"H2",0.50800000000000001,0,-7.5999999999999998E-2,-0.31]
["SS",25,"H6",0.70699999999999996,0,-0.106,-0.43099999999999999]
["SS",25,"J1",0.32200000000000001,0,-4.8000000000000001E-2,-0.19700000000000001]
["SS",25,"J3",0.69299999999999995,0,-0.104,-0.42299999999999999]
["SS",25,"J4",0.23300000000000001,0,-3.5000000000000003E-2,-0.14199999999999999]
["SS",25,"J5",0.53400000000000003,0,-0.08,-0.32600000000000001]
["SS",25,"J6",0.375,0,-5.6000000000000001E-2,-0.22900000000000001]
["SS",25,"J7",0.33700000000000002,0,-0.05,-0.20499999999999999]
["SS",25,"J8",0.308,0,-4.5999999999999999E-2,-0.188]
["SS",25,"K4",0.46300000000000002,0,-7.0000000000000007E-2,-0.28299999999999997]
["SS",25,"K5",0.31,0,-4.5999999999999999E-2,-0.189]
["SS",25,"K6",0.27700000000000002,0,-4.2000000000000003E-2,-0.16900000000000001]
["SS",25,"L1",0.05,0,-7.0000000000000001E-3,-0.03]
["SS",25,"L2",0.56000000000000005,0,-8.4000000000000005E-2,-0.34100000000000003]
["SS",25,"L3",1.0169999999999999,0,-0.153,-0.62]
["SS",25,"L5",0.94299999999999995,0,-0.14099999999999999,-0.57499999999999996]
["SS",25,"L7",0.438,0,-6.6000000000000003E-2,-0.26700000000000002]
["SS",25,"L8",0.33100000000000002,0,-0.05,-0.20200000000000001]
["SS",25,"M4",0.20899999999999999,0,-3.1E-2,-0.127]
["SS",25,"M5",0.151,0,-2.3E-2,-9.1999999999999998E-2]
["SS",25,"M6",8.4000000000000005E-2,0,-1.2999999999999999E-2,-5.0999999999999997E-2]
["SS",25,"M7",7.2999999999999995E-2,0,-1.0999999999999999E-2,-4.4999999999999998E-2]
["SS",25,"M8",2.1999999999999999E-2,0,-3.0000000000000001E-3,-1.4E-2]
["SS",25,"N1",0.35099999999999998,0,-5.2999999999999999E-2,-0.214]
["SS",25,"N2",0.38900000000000001,0,-5.8000000000000003E-2,-0.23699999999999999]
["SS",25,"N3",0.245,0,-3.6999999999999998E-2,-0.15]
["SS",25,"N4",0.38600000000000001,0,-5.8000000000000003E-2,-0.23499999999999999]
["SS",25,"N5",0.19500000000000001,0,-2.9000000000000001E-2,-0.11899999999999999]
["SS",25,"N6",6.6000000000000003E-2,0,-0.01,-0.04]
["SS",25,"N7",9.7000000000000003E-2,0,-1.4999999999999999E-2,-5.8999999999999997E-2]
["SS",25,"P1",0.66300000000000003,0,-9.9000000000000005E-2,-0.40500000000000003]
["SS",25,"P2",0.25800000000000001,0,-3.9E-2,-0.157]
["SS",25,"P3",0.84099999999999997,0,-0.126,-0.51300000000000001]
["SS",25,"P4",9.9000000000000005E-2,0,-1.4999999999999999E-2,-0.06]
["SS",25,"P5",0.09,0,-1.2999999999999999E-2,-5.5E-2]
["SS",25,"P6",0.28999999999999998,0,-4.3999999999999997E-2,-0.17699999999999999]
["SS",25,"P7",0.192,0,-2.9000000000000001E-2,-0.11700000000000001]
["SS",25,"P8",0.54100000000000004,0,-8.1000000000000003E-2,-0.33]
["SS",25,"Q2",0.126,0,-1.9E-2,-7.6999999999999999E-2]
["SS",25,"Q4",0.60499999999999998,0,-9.0999999999999998E-2,-0.36899999999999999]
["SS",25,"Q5",0.186,0,-2.8000000000000001E-2,-0.113]
["SS",25,"Q6",0.14499999999999999,0,-2.1999999999999999E-2,-8.8999999999999996E-2]
["SS",25,"Q7",0.184,0,-2.8000000000000001E-2,-0.112]
["SS",25,"Q8",0.158,0,-2.4E-2,-9.6000000000000002E-2]
["SS",25,"R4",0.22500000000000001,0,-3.4000000000000002E-2,-0.13700000000000001]
["SS",25,"R5",0.11600000000000001,0,-1.7000000000000001E-2,-7.0999999999999994E-2]
["SS",25,"R6",0.05,0,-7.0000000000000001E-3,-0.03]
["SS",25,"S1",0.70799999999999996,0,-0.106,-0.432]
["SS",25,"S2",0.11,0,-1.7000000000000001E-2,-6.7000000000000004E-2]
["SS",25,"S4",3.2000000000000001E-2,0,-5.0000000000000001E-3,-0.02]
["SS",25,"S5",0.27700000000000002,0,-4.2000000000000003E-2,-0.16900000000000001]
["SS",25,"S6",3.3000000000000002E-2,0,-5.0000000000000001E-3,-0.02]
["SS",25,"S7",4.2999999999999997E-2,0,-6.0000000000000001E-3,-2.5999999999999999E-2]
["SS",25,"T1",0.192,0,-2.9000000000000001E-2,-0.11700000000000001]
["SS",25,"T2",0.17699999999999999,0,-2.7E-2,-0.108]
["SS",25,"T3",2.9000000000000001E-2,0,-4.0000000000000001E-3,-1.7999999999999999E-2]
["SS",25,"T4",0.245,0,-3.6999999999999998E-2,-0.15]
["SS",25,"T5",5.0999999999999997E-2,0,-8.0000000000000002E-3,-3.1E-2]
["SS",26,"A1",0.221,0,-3.3000000000000002E-2,-0.13500000000000001]
["SS",26,"A3",0.04,0,-6.0000000000000001E-3,-2.5000000000000001E-2]
["SS",26,"A4",0.128,0,-1.9E-2,-7.8E-2]
["SS",26,"A6",0.39400000000000002,0,-5.8999999999999997E-2,-0.24099999999999999]
["SS",26,"A7",0.14599999999999999,0,-2.1999999999999999E-2,-8.8999999999999996E-2]
["SS",26,"A8",0.45200000000000001,0,-6.8000000000000005E-2,-0.27600000000000002]
["SS",26,"A9",7.4999999999999997E-2,0,-1.0999999999999999E-2,-4.5999999999999999E-2]
["SS",26,"B1",0.625,0,-9.4E-2,-0.38100000000000001]
["SS",26,"B2",0.80300000000000005,0,-0.12,-0.49]
["SS",26,"B3",0.20499999999999999,0,-3.1E-2,-0.125]
["SS",26,"B4",0.216,0,-3.2000000000000001E-2,-0.13200000000000001]
["SS",26,"C1",8.4000000000000005E-2,0,-1.2999999999999999E-2,-5.0999999999999997E-2]
["SS",26,"C2",0.16600000000000001,0,-2.5000000000000001E-2,-0.10100000000000001]
["SS",26,"C3",9.6000000000000002E-2,0,-1.4E-2,-5.8000000000000003E-2]
["SS",26,"C4",0.123,0,-1.7999999999999999E-2,-7.4999999999999997E-2]
["SS",26,"C5",0.14399999999999999,0,-2.1999999999999999E-2,-8.7999999999999995E-2]
["SS",26,"C6",0.05,0,-8.0000000000000002E-3,-3.1E-2]
["SS",26,"C7",0.192,0,-2.9000000000000001E-2,-0.11700000000000001]
["SS",26,"D4",0.32800000000000001,0,-4.9000000000000002E-2,-0.2]
["SS",26,"D5",0.253,0,-3.7999999999999999E-2,-0.155]
["SS",26,"D6",0.30599999999999999,0,-4.5999999999999999E-2,-0.187]
["SS",26,"E1",0.64400000000000002,0,-9.7000000000000003E-2,-0.39300000000000002]
["SS",26,"E7",0.21299999999999999,0,-3.2000000000000001E-2,-0.13]
["SS",26,"E8",0.15,0,-2.3E-2,-9.1999999999999998E-2]
["SS",26,"F6",1.788,0,-0.26800000000000002,-1.091]
["SS",26,"G1",0.374,0,-5.6000000000000001E-2,-0.22800000000000001]
["SS",26,"G5",0.22800000000000001,0,-3.4000000000000002E-2,-0.13900000000000001]
["SS",26,"G6",0.44700000000000001,0,-6.7000000000000004E-2,-0.27300000000000002]
["SS",26,"G7",0.29699999999999999,0,-4.4999999999999998E-2,-0.18099999999999999]
["SS",26,"H1",9.9000000000000005E-2,0,-1.4999999999999999E-2,-0.06]
["SS",26,"H2",0.50800000000000001,0,-7.5999999999999998E-2,-0.31]
["SS",26,"H6",0.70699999999999996,0,-0.106,-0.43099999999999999]
["SS",26,"J1",0.32200000000000001,0,-4.8000000000000001E-2,-0.19700000000000001]
["SS",26,"J3",0.69299999999999995,0,-0.104,-0.42299999999999999]
["SS",26,"J4",0.23300000000000001,0,-3.5000000000000003E-2,-0.14199999999999999]
["SS",26,"J5",0.53400000000000003,0,-0.08,-0.32600000000000001]
["SS",26,"J6",0.375,0,-5.6000000000000001E-2,-0.22900000000000001]
["SS",26,"J7",0.33700000000000002,0,-0.05,-0.20499999999999999]
["SS",26,"J8",0.308,0,-4.5999999999999999E-2,-0.188]
["SS",26,"K4",0.46300000000000002,0,-7.0000000000000007E-2,-0.28299999999999997]
["SS",26,"K5",0.31,0,-4.5999999999999999E-2,-0.189]
["SS",26,"K6",0.27700000000000002,0,-4.2000000000000003E-2,-0.16900000000000001]
["SS",26,"L1",0.05,0,-7.0000000000000001E-3,-0.03]
["SS",26,"L2",0.56000000000000005,0,-8.4000000000000005E-2,-0.34100000000000003]
["SS",26,"L3",1.0169999999999999,0,-0.153,-0.62]
["SS",26,"L5",0.94299999999999995,0,-0.14099999999999999,-0.57499999999999996]
["SS",26,"L7",0.438,0,-6.6000000000000003E-2,-0.26700000000000002]
["SS",26,"L8",0.33100000000000002,0,-0.05,-0.20200000000000001]
["SS",26,"M4",0.20899999999999999,0,-3.1E-2,-0.127]
["SS",26,"M5",0.151,0,-2.3E-2,-9.1999999999999998E-2]
["SS",26,"M6",8.4000000000000005E-2,0,-1.2999999999999999E-2,-5.0999999999999997E-2]
["SS",26,"M7",7.2999999999999995E-2,0,-1.0999999999999999E-2,-4.4999999999999998E-2]
["SS",26,"M8",2.1999999999999999E-2,0,-3.0000000000000001E-3,-1.4E-2]
["SS",26,"N1",0.35099999999999998,0,-5.2999999999999999E-2,-0.214]
["SS",26,"N2",0.38900000000000001,0,-5.8000000000000003E-2,-0.23699999999999999]
["SS",26,"N3",0.245,0,-3.6999999999999998E-2,-0.15]
["SS",26,"N4",0.38600000000000001,0,-5.8000000000000003E-2,-0.23499999999999999]
["SS",26,"N5",0.19500000000000001,0,-2.9000000000000001E-2,-0.11899999999999999]
["SS",26,"N6",6.6000000000000003E-2,0,-0.01,-0.04]
["SS",26,"N7",9.7000000000000003E-2,0,-1.4999999999999999E-2,-5.8999999999999997E-2]
["SS",26,"P1",0.66300000000000003,0,-9.9000000000000005E-2,-0.40500000000000003]
["SS",26,"P2",0.25800000000000001,0,-3.9E-2,-0.157]
["SS",26,"P3",0.84099999999999997,0,-0.126,-0.51300000000000001]
["SS",26,"P4",9.9000000000000005E-2,0,-1.4999999999999999E-2,-0.06]
["SS",26,"P5",0.09,0,-1.2999999999999999E-2,-5.5E-2]
["SS",26,"P6",0.28999999999999998,0,-4.3999999999999997E-2,-0.17699999999999999]
["SS",26,"P7",0.192,0,-2.9000000000000001E-2,-0.11700000000000001]
["SS",26,"P8",0.54100000000000004,0,-8.1000000000000003E-2,-0.33]
["SS",26,"Q2",0.126,0,-1.9E-2,-7.6999999999999999E-2]
["SS",26,"Q4",0.60499999999999998,0,-9.0999999999999998E-2,-0.36899999999999999]
["SS",26,"Q5",0.186,0,-2.8000000000000001E-2,-0.113]
["SS",26,"Q6",0.14499999999999999,0,-2.1999999999999999E-2,-8.8999999999999996E-2]
["SS",26,"Q7",0.184,0,-2.8000000000000001E-2,-0.112]
["SS",26,"Q8",0.158,0,-2.4E-2,-9.6000000000000002E-2]
["SS",26,"R4",0.22500000000000001,0,-3.4000000000000002E-2,-0.13700000000000001]
["SS",26,"R5",0.11600000000000001,0,-1.7000000000000001E-2,-7.0999999999999994E-2]
["SS",26,"R6",0.05,0,-7.0000000000000001E-3,-0.03]
["SS",26,"S1",0.70799999999999996,0,-0.106,-0.432]
["SS",26,"S2",0.11,0,-1.7000000000000001E-2,-6.7000000000000004E-2]
["SS",26,"S4",3.2000000000000001E-2,0,-5.0000000000000001E-3,-0.02]
["SS",26,"S5",0.27700000000000002,0,-4.2000000000000003E-2,-0.16900000000000001]
["SS",26,"S6",3.3000000000000002E-2,0,-5.0000000000000001E-3,-0.02]
["SS",26,"S7",4.2999999999999997E-2,0,-6.0000000000000001E-3,-2.5999999999999999E-2]
["SS",26,"T1",0.192,0,-2.9000000000000001E-2,-0.11700000000000001]
["SS",26,"T2",0.17699999999999999,0,-2.7E-2,-0.108]
["SS",26,"T3",2.9000000000000001E-2,0,-4.0000000000000001E-3,-1.7999999999999999E-2]
["SS",26,"T4",0.245,0,-3.6999999999999998E-2,-0.15]
["SS",26,"T5",5.0999999999999997E-2,0,-8.0000000000000002E-3,-3.1E-2]
["SS",27,"A1",1.4E-2,0,-1E-3,-0.01]
["SS",27,"A3",3.0000000000000001E-3,0,0,-2E-3]
["SS",27,"A4",8.0000000000000002E-3,0,-1E-3,-6.0000000000000001E-3]
["SS",27,"A6",2.5999999999999999E-2,0,-2E-3,-1.7999999999999999E-2]
["SS",27,"A7",0.01,0,-1E-3,-6.0000000000000001E-3]
["SS",27,"A8",0.03,0,-2E-3,-0.02]
["SS",27,"A9",5.0000000000000001E-3,0,0,-3.0000000000000001E-3]
["SS",27,"B1",4.1000000000000002E-2,0,-3.0000000000000001E-3,-2.8000000000000001E-2]
["SS",27,"B2",5.1999999999999998E-2,0,-4.0000000000000001E-3,-3.5999999999999997E-2]
["SS",27,"B3",1.2999999999999999E-2,0,-1E-3,-8.9999999999999993E-3]
["SS",27,"B4",1.4E-2,0,-1E-3,-0.01]
["SS",27,"C1",5.0000000000000001E-3,0,0,-4.0000000000000001E-3]
["SS",27,"C2",1.0999999999999999E-2,0,-1E-3,-7.0000000000000001E-3]
["SS",27,"C3",6.0000000000000001E-3,0,-1E-3,-4.0000000000000001E-3]
["SS",27,"C4",8.0000000000000002E-3,0,-1E-3,-5.0000000000000001E-3]
["SS",27,"C5",8.9999999999999993E-3,0,-1E-3,-6.0000000000000001E-3]
["SS",27,"C6",3.0000000000000001E-3,0,0,-2E-3]
["SS",27,"C7",1.2999999999999999E-2,0,-1E-3,-8.9999999999999993E-3]
["SS",27,"D4",2.1000000000000001E-2,0,-2E-3,-1.4999999999999999E-2]
["SS",27,"D5",1.7000000000000001E-2,0,-1E-3,-1.0999999999999999E-2]
["SS",27,"D6",0.02,0,-2E-3,-1.4E-2]
["SS",27,"E1",4.2000000000000003E-2,0,-3.0000000000000001E-3,-2.9000000000000001E-2]
["SS",27,"E7",1.4E-2,0,-1E-3,-8.9999999999999993E-3]
["SS",27,"E8",0.01,0,-1E-3,-7.0000000000000001E-3]
["SS",27,"F6",0.11700000000000001,0,-8.9999999999999993E-3,-7.9000000000000001E-2]
["SS",27,"G1",2.4E-2,0,-2E-3,-1.7000000000000001E-2]
["SS",27,"G5",1.4999999999999999E-2,0,-1E-3,-0.01]
["SS",27,"G6",2.9000000000000001E-2,0,-2E-3,-0.02]
["SS",27,"G7",1.9E-2,0,-2E-3,-1.2999999999999999E-2]
["SS",27,"H1",6.0000000000000001E-3,0,-1E-3,-4.0000000000000001E-3]
["SS",27,"H2",3.3000000000000002E-2,0,-3.0000000000000001E-3,-2.3E-2]
["SS",27,"H6",4.5999999999999999E-2,0,-4.0000000000000001E-3,-3.1E-2]
["SS",27,"J1",2.1000000000000001E-2,0,-2E-3,-1.4E-2]
["SS",27,"J3",4.4999999999999998E-2,0,-4.0000000000000001E-3,-3.1E-2]
["SS",27,"J4",1.4999999999999999E-2,0,-1E-3,-0.01]
["SS",27,"J5",3.5000000000000003E-2,0,-3.0000000000000001E-3,-2.4E-2]
["SS",27,"J6",2.5000000000000001E-2,0,-2E-3,-1.7000000000000001E-2]
["SS",27,"J7",2.1999999999999999E-2,0,-2E-3,-1.4999999999999999E-2]
["SS",27,"J8",0.02,0,-2E-3,-1.4E-2]
["SS",27,"K4",0.03,0,-2E-3,-2.1000000000000001E-2]
["SS",27,"K5",0.02,0,-2E-3,-1.4E-2]
["SS",27,"K6",1.7999999999999999E-2,0,-1E-3,-1.2E-2]
["SS",27,"L1",3.0000000000000001E-3,0,0,-2E-3]
["SS",27,"L2",3.6999999999999998E-2,0,-3.0000000000000001E-3,-2.5000000000000001E-2]
["SS",27,"L3",6.6000000000000003E-2,0,-5.0000000000000001E-3,-4.4999999999999998E-2]
["SS",27,"L5",6.2E-2,0,-5.0000000000000001E-3,-4.2000000000000003E-2]
["SS",27,"L7",2.9000000000000001E-2,0,-2E-3,-1.9E-2]
["SS",27,"L8",2.1999999999999999E-2,0,-2E-3,-1.4999999999999999E-2]
["SS",27,"M4",1.4E-2,0,-1E-3,-8.9999999999999993E-3]
["SS",27,"M5",0.01,0,-1E-3,-7.0000000000000001E-3]
["SS",27,"M6",6.0000000000000001E-3,0,0,-4.0000000000000001E-3]
["SS",27,"M7",5.0000000000000001E-3,0,0,-3.0000000000000001E-3]
["SS",27,"M8",1E-3,0,0,-1E-3]
["SS",27,"N1",2.3E-2,0,-2E-3,-1.6E-2]
["SS",27,"N2",2.5000000000000001E-2,0,-2E-3,-1.7000000000000001E-2]
["SS",27,"N3",1.6E-2,0,-1E-3,-1.0999999999999999E-2]
["SS",27,"N4",2.5000000000000001E-2,0,-2E-3,-1.7000000000000001E-2]
["SS",27,"N5",1.2999999999999999E-2,0,-1E-3,-8.9999999999999993E-3]
["SS",27,"N6",4.0000000000000001E-3,0,0,-3.0000000000000001E-3]
["SS",27,"N7",6.0000000000000001E-3,0,-1E-3,-4.0000000000000001E-3]
["SS",27,"P1",4.2999999999999997E-2,0,-3.0000000000000001E-3,-2.9000000000000001E-2]
["SS",27,"P2",1.7000000000000001E-2,0,-1E-3,-1.0999999999999999E-2]
["SS",27,"P3",5.5E-2,0,-4.0000000000000001E-3,-3.6999999999999998E-2]
["SS",27,"P4",6.0000000000000001E-3,0,-1E-3,-4.0000000000000001E-3]
["SS",27,"P5",6.0000000000000001E-3,0,0,-4.0000000000000001E-3]
["SS",27,"P6",1.9E-2,0,-2E-3,-1.2999999999999999E-2]
["SS",27,"P7",1.2999999999999999E-2,0,-1E-3,-8.9999999999999993E-3]
["SS",27,"P8",3.5000000000000003E-2,0,-3.0000000000000001E-3,-2.4E-2]
["SS",27,"Q2",8.0000000000000002E-3,0,-1E-3,-6.0000000000000001E-3]
["SS",27,"Q4",0.04,0,-3.0000000000000001E-3,-2.7E-2]
["SS",27,"Q5",1.2E-2,0,-1E-3,-8.0000000000000002E-3]
["SS",27,"Q6",0.01,0,-1E-3,-6.0000000000000001E-3]
["SS",27,"Q7",1.2E-2,0,-1E-3,-8.0000000000000002E-3]
["SS",27,"Q8",0.01,0,-1E-3,-7.0000000000000001E-3]
["SS",27,"R4",1.4999999999999999E-2,0,-1E-3,-0.01]
["SS",27,"R5",8.0000000000000002E-3,0,-1E-3,-5.0000000000000001E-3]
["SS",27,"R6",3.0000000000000001E-3,0,0,-2E-3]
["SS",27,"S1",4.5999999999999999E-2,0,-4.0000000000000001E-3,-3.1E-2]
["SS",27,"S2",7.0000000000000001E-3,0,-1E-3,-5.0000000000000001E-3]
["SS",27,"S4",2E-3,0,0,-1E-3]
["SS",27,"S5",1.7999999999999999E-2,0,-1E-3,-1.2E-2]
["SS",27,"S6",2E-3,0,0,-1E-3]
["SS",27,"S7",3.0000000000000001E-3,0,0,-2E-3]
["SS",27,"T1",1.2999999999999999E-2,0,-1E-3,-8.9999999999999993E-3]
["SS",27,"T2",1.2E-2,0,-1E-3,-8.0000000000000002E-3]
["SS",27,"T3",2E-3,0,0,-1E-3]
["SS",27,"T4",1.6E-2,0,-1E-3,-1.0999999999999999E-2]
["SS",27,"T5",3.0000000000000001E-3,0,0,-2E-3]
["SS",28,"A1",1.4E-2,0,0,-0.01]
["SS",28,"A3",3.0000000000000001E-3,0,0,-2E-3]
["SS",28,"A4",8.0000000000000002E-3,0,0,-6.0000000000000001E-3]
["SS",28,"A6",2.5000000000000001E-2,0,0,-1.9E-2]
["SS",28,"A7",8.9999999999999993E-3,0,0,-7.0000000000000001E-3]
["SS",28,"A8",2.8000000000000001E-2,0,0,-2.1000000000000001E-2]
["SS",28,"A9",5.0000000000000001E-3,0,0,-4.0000000000000001E-3]
["SS",28,"B1",3.9E-2,0,0,-0.03]
["SS",28,"B2",0.05,0,0,-3.7999999999999999E-2]
["SS",28,"B3",1.2999999999999999E-2,0,0,-0.01]
["SS",28,"B4",1.2999999999999999E-2,0,0,-0.01]
["SS",28,"C1",5.0000000000000001E-3,0,0,-4.0000000000000001E-3]
["SS",28,"C2",0.01,0,0,-8.0000000000000002E-3]
["SS",28,"C3",6.0000000000000001E-3,0,0,-5.0000000000000001E-3]
["SS",28,"C4",8.0000000000000002E-3,0,0,-6.0000000000000001E-3]
["SS",28,"C5",8.9999999999999993E-3,0,0,-7.0000000000000001E-3]
["SS",28,"C6",3.0000000000000001E-3,0,0,-2E-3]
["SS",28,"C7",1.2E-2,0,0,-8.9999999999999993E-3]
["SS",28,"D4",0.02,0,0,-1.6E-2]
["SS",28,"D5",1.6E-2,0,0,-1.2E-2]
["SS",28,"D6",1.9E-2,0,0,-1.4E-2]
["SS",28,"E1",0.04,0,0,-3.1E-2]
["SS",28,"E7",1.2999999999999999E-2,0,0,-0.01]
["SS",28,"E8",8.9999999999999993E-3,0,0,-7.0000000000000001E-3]
["SS",28,"F6",0.111,0,0,-8.5000000000000006E-2]
["SS",28,"G1",2.3E-2,0,0,-1.7999999999999999E-2]
["SS",28,"G5",1.4E-2,0,0,-1.0999999999999999E-2]
["SS",28,"G6",2.8000000000000001E-2,0,0,-2.1000000000000001E-2]
["SS",28,"G7",1.9E-2,0,0,-1.4E-2]
["SS",28,"H1",6.0000000000000001E-3,0,0,-5.0000000000000001E-3]
["SS",28,"H2",3.2000000000000001E-2,0,0,-2.4E-2]
["SS",28,"H6",4.3999999999999997E-2,0,0,-3.4000000000000002E-2]
["SS",28,"J1",0.02,0,0,-1.4999999999999999E-2]
["SS",28,"J3",4.2999999999999997E-2,0,0,-3.3000000000000002E-2]
["SS",28,"J4",1.4999999999999999E-2,0,0,-1.0999999999999999E-2]
["SS",28,"J5",3.3000000000000002E-2,0,0,-2.5000000000000001E-2]
["SS",28,"J6",2.3E-2,0,0,-1.7999999999999999E-2]
["SS",28,"J7",2.1000000000000001E-2,0,0,-1.6E-2]
["SS",28,"J8",1.9E-2,0,0,-1.4999999999999999E-2]
["SS",28,"K4",2.9000000000000001E-2,0,0,-2.1999999999999999E-2]
["SS",28,"K5",1.9E-2,0,0,-1.4999999999999999E-2]
["SS",28,"K6",1.7000000000000001E-2,0,0,-1.2999999999999999E-2]
["SS",28,"L1",3.0000000000000001E-3,0,0,-2E-3]
["SS",28,"L2",3.5000000000000003E-2,0,0,-2.7E-2]
["SS",28,"L3",6.3E-2,0,0,-4.8000000000000001E-2]
["SS",28,"L5",5.8999999999999997E-2,0,0,-4.4999999999999998E-2]
["SS",28,"L7",2.7E-2,0,0,-2.1000000000000001E-2]
["SS",28,"L8",2.1000000000000001E-2,0,0,-1.6E-2]
["SS",28,"M4",1.2999999999999999E-2,0,0,-0.01]
["SS",28,"M5",8.9999999999999993E-3,0,0,-7.0000000000000001E-3]
["SS",28,"M6",5.0000000000000001E-3,0,0,-4.0000000000000001E-3]
["SS",28,"M7",5.0000000000000001E-3,0,0,-3.0000000000000001E-3]
["SS",28,"M8",1E-3,0,0,-1E-3]
["SS",28,"N1",2.1999999999999999E-2,0,0,-1.7000000000000001E-2]
["SS",28,"N2",2.4E-2,0,0,-1.7999999999999999E-2]
["SS",28,"N3",1.4999999999999999E-2,0,0,-1.2E-2]
["SS",28,"N4",2.4E-2,0,0,-1.7999999999999999E-2]
["SS",28,"N5",1.2E-2,0,0,-8.9999999999999993E-3]
["SS",28,"N6",4.0000000000000001E-3,0,0,-3.0000000000000001E-3]
["SS",28,"N7",6.0000000000000001E-3,0,0,-5.0000000000000001E-3]
["SS",28,"P1",4.1000000000000002E-2,0,0,-3.1E-2]
["SS",28,"P2",1.6E-2,0,0,-1.2E-2]
["SS",28,"P3",5.1999999999999998E-2,0,0,-0.04]
["SS",28,"P4",6.0000000000000001E-3,0,0,-5.0000000000000001E-3]
["SS",28,"P5",6.0000000000000001E-3,0,0,-4.0000000000000001E-3]
["SS",28,"P6",1.7999999999999999E-2,0,0,-1.4E-2]
["SS",28,"P7",1.2E-2,0,0,-8.9999999999999993E-3]
["SS",28,"P8",3.4000000000000002E-2,0,0,-2.5999999999999999E-2]
["SS",28,"Q2",8.0000000000000002E-3,0,0,-6.0000000000000001E-3]
["SS",28,"Q4",3.7999999999999999E-2,0,0,-2.9000000000000001E-2]
["SS",28,"Q5",1.2E-2,0,0,-8.9999999999999993E-3]
["SS",28,"Q6",8.9999999999999993E-3,0,0,-7.0000000000000001E-3]
["SS",28,"Q7",1.0999999999999999E-2,0,0,-8.9999999999999993E-3]
["SS",28,"Q8",0.01,0,0,-7.0000000000000001E-3]
["SS",28,"R4",1.4E-2,0,0,-1.0999999999999999E-2]
["SS",28,"R5",7.0000000000000001E-3,0,0,-5.0000000000000001E-3]
["SS",28,"R6",3.0000000000000001E-3,0,0,-2E-3]
["SS",28,"S1",4.3999999999999997E-2,0,0,-3.4000000000000002E-2]
["SS",28,"S2",7.0000000000000001E-3,0,0,-5.0000000000000001E-3]
["SS",28,"S4",2E-3,0,0,-2E-3]
["SS",28,"S5",1.7000000000000001E-2,0,0,-1.2999999999999999E-2]
["SS",28,"S6",2E-3,0,0,-2E-3]
["SS",28,"S7",3.0000000000000001E-3,0,0,-2E-3]
["SS",28,"T1",1.2E-2,0,0,-8.9999999999999993E-3]
["SS",28,"T2",1.0999999999999999E-2,0,0,-8.0000000000000002E-3]
["SS",28,"T3",2E-3,0,0,-1E-3]
["SS",28,"T4",1.4999999999999999E-2,0,0,-1.2E-2]
["SS",28,"T5",3.0000000000000001E-3,0,0,-2E-3]
["SS",29,"A1",1.4E-2,0,0,-0.01]
["SS",29,"A3",3.0000000000000001E-3,0,0,-2E-3]
["SS",29,"A4",8.0000000000000002E-3,0,0,-6.0000000000000001E-3]
["SS",29,"A6",2.5000000000000001E-2,0,0,-1.9E-2]
["SS",29,"A7",8.9999999999999993E-3,0,0,-7.0000000000000001E-3]
["SS",29,"A8",2.8000000000000001E-2,0,0,-2.1000000000000001E-2]
["SS",29,"A9",5.0000000000000001E-3,0,0,-4.0000000000000001E-3]
["SS",29,"B1",3.9E-2,0,0,-0.03]
["SS",29,"B2",0.05,0,0,-3.7999999999999999E-2]
["SS",29,"B3",1.2999999999999999E-2,0,0,-0.01]
["SS",29,"B4",1.2999999999999999E-2,0,0,-0.01]
["SS",29,"C1",5.0000000000000001E-3,0,0,-4.0000000000000001E-3]
["SS",29,"C2",0.01,0,0,-8.0000000000000002E-3]
["SS",29,"C3",6.0000000000000001E-3,0,0,-5.0000000000000001E-3]
["SS",29,"C4",8.0000000000000002E-3,0,0,-6.0000000000000001E-3]
["SS",29,"C5",8.9999999999999993E-3,0,0,-7.0000000000000001E-3]
["SS",29,"C6",3.0000000000000001E-3,0,0,-2E-3]
["SS",29,"C7",1.2E-2,0,0,-8.9999999999999993E-3]
["SS",29,"D4",0.02,0,0,-1.6E-2]
["SS",29,"D5",1.6E-2,0,0,-1.2E-2]
["SS",29,"D6",1.9E-2,0,0,-1.4E-2]
["SS",29,"E1",0.04,0,0,-3.1E-2]
["SS",29,"E7",1.2999999999999999E-2,0,0,-0.01]
["SS",29,"E8",8.9999999999999993E-3,0,0,-7.0000000000000001E-3]
["SS",29,"F6",0.111,0,0,-8.5000000000000006E-2]
["SS",29,"G1",2.3E-2,0,0,-1.7999999999999999E-2]
["SS",29,"G5",1.4E-2,0,0,-1.0999999999999999E-2]
["SS",29,"G6",2.8000000000000001E-2,0,0,-2.1000000000000001E-2]
["SS",29,"G7",1.9E-2,0,0,-1.4E-2]
["SS",29,"H1",6.0000000000000001E-3,0,0,-5.0000000000000001E-3]
["SS",29,"H2",3.2000000000000001E-2,0,0,-2.4E-2]
["SS",29,"H6",4.3999999999999997E-2,0,0,-3.4000000000000002E-2]
["SS",29,"J1",0.02,0,0,-1.4999999999999999E-2]
["SS",29,"J3",4.2999999999999997E-2,0,0,-3.3000000000000002E-2]
["SS",29,"J4",1.4999999999999999E-2,0,0,-1.0999999999999999E-2]
["SS",29,"J5",3.3000000000000002E-2,0,0,-2.5000000000000001E-2]
["SS",29,"J6",2.3E-2,0,0,-1.7999999999999999E-2]
["SS",29,"J7",2.1000000000000001E-2,0,0,-1.6E-2]
["SS",29,"J8",1.9E-2,0,0,-1.4999999999999999E-2]
["SS",29,"K4",2.9000000000000001E-2,0,0,-2.1999999999999999E-2]
["SS",29,"K5",1.9E-2,0,0,-1.4999999999999999E-2]
["SS",29,"K6",1.7000000000000001E-2,0,0,-1.2999999999999999E-2]
["SS",29,"L1",3.0000000000000001E-3,0,0,-2E-3]
["SS",29,"L2",3.5000000000000003E-2,0,0,-2.7E-2]
["SS",29,"L3",6.3E-2,0,0,-4.8000000000000001E-2]
["SS",29,"L5",5.8999999999999997E-2,0,0,-4.4999999999999998E-2]
["SS",29,"L7",2.7E-2,0,0,-2.1000000000000001E-2]
["SS",29,"L8",2.1000000000000001E-2,0,0,-1.6E-2]
["SS",29,"M4",1.2999999999999999E-2,0,0,-0.01]
["SS",29,"M5",8.9999999999999993E-3,0,0,-7.0000000000000001E-3]
["SS",29,"M6",5.0000000000000001E-3,0,0,-4.0000000000000001E-3]
["SS",29,"M7",5.0000000000000001E-3,0,0,-3.0000000000000001E-3]
["SS",29,"M8",1E-3,0,0,-1E-3]
["SS",29,"N1",2.1999999999999999E-2,0,0,-1.7000000000000001E-2]
["SS",29,"N2",2.4E-2,0,0,-1.7999999999999999E-2]
["SS",29,"N3",1.4999999999999999E-2,0,0,-1.2E-2]
["SS",29,"N4",2.4E-2,0,0,-1.7999999999999999E-2]
["SS",29,"N5",1.2E-2,0,0,-8.9999999999999993E-3]
["SS",29,"N6",4.0000000000000001E-3,0,0,-3.0000000000000001E-3]
["SS",29,"N7",6.0000000000000001E-3,0,0,-5.0000000000000001E-3]
["SS",29,"P1",4.1000000000000002E-2,0,0,-3.1E-2]
["SS",29,"P2",1.6E-2,0,0,-1.2E-2]
["SS",29,"P3",5.1999999999999998E-2,0,0,-0.04]
["SS",29,"P4",6.0000000000000001E-3,0,0,-5.0000000000000001E-3]
["SS",29,"P5",6.0000000000000001E-3,0,0,-4.0000000000000001E-3]
["SS",29,"P6",1.7999999999999999E-2,0,0,-1.4E-2]
["SS",29,"P7",1.2E-2,0,0,-8.9999999999999993E-3]
["SS",29,"P8",3.4000000000000002E-2,0,0,-2.5999999999999999E-2]
["SS",29,"Q2",8.0000000000000002E-3,0,0,-6.0000000000000001E-3]
["SS",29,"Q4",3.7999999999999999E-2,0,0,-2.9000000000000001E-2]
["SS",29,"Q5",1.2E-2,0,0,-8.9999999999999993E-3]
["SS",29,"Q6",8.9999999999999993E-3,0,0,-7.0000000000000001E-3]
["SS",29,"Q7",1.0999999999999999E-2,0,0,-8.9999999999999993E-3]
["SS",29,"Q8",0.01,0,0,-7.0000000000000001E-3]
["SS",29,"R4",1.4E-2,0,0,-1.0999999999999999E-2]
["SS",29,"R5",7.0000000000000001E-3,0,0,-5.0000000000000001E-3]
["SS",29,"R6",3.0000000000000001E-3,0,0,-2E-3]
["SS",29,"S1",4.3999999999999997E-2,0,0,-3.4000000000000002E-2]
["SS",29,"S2",7.0000000000000001E-3,0,0,-5.0000000000000001E-3]
["SS",29,"S4",2E-3,0,0,-2E-3]
["SS",29,"S5",1.7000000000000001E-2,0,0,-1.2999999999999999E-2]
["SS",29,"S6",2E-3,0,0,-2E-3]
["SS",29,"S7",3.0000000000000001E-3,0,0,-2E-3]
["SS",29,"T1",1.2E-2,0,0,-8.9999999999999993E-3]
["SS",29,"T2",1.0999999999999999E-2,0,0,-8.0000000000000002E-3]
["SS",29,"T3",2E-3,0,0,-1E-3]
["SS",29,"T4",1.4999999999999999E-2,0,0,-1.2E-2]
["SS",29,"T5",3.0000000000000001E-3,0,0,-2E-3]
["SS",30,"A1",1.4E-2,0,0,-0.01]
["SS",30,"A3",3.0000000000000001E-3,0,0,-2E-3]
["SS",30,"A4",8.0000000000000002E-3,0,0,-6.0000000000000001E-3]
["SS",30,"A6",2.5000000000000001E-2,0,0,-1.9E-2]
["SS",30,"A7",8.9999999999999993E-3,0,0,-7.0000000000000001E-3]
["SS",30,"A8",2.8000000000000001E-2,0,0,-2.1000000000000001E-2]
["SS",30,"A9",5.0000000000000001E-3,0,0,-4.0000000000000001E-3]
["SS",30,"B1",3.9E-2,0,0,-0.03]
["SS",30,"B2",0.05,0,0,-3.7999999999999999E-2]
["SS",30,"B3",1.2999999999999999E-2,0,0,-0.01]
["SS",30,"B4",1.2999999999999999E-2,0,0,-0.01]
["SS",30,"C1",5.0000000000000001E-3,0,0,-4.0000000000000001E-3]
["SS",30,"C2",0.01,0,0,-8.0000000000000002E-3]
["SS",30,"C3",6.0000000000000001E-3,0,0,-5.0000000000000001E-3]
["SS",30,"C4",8.0000000000000002E-3,0,0,-6.0000000000000001E-3]
["SS",30,"C5",8.9999999999999993E-3,0,0,-7.0000000000000001E-3]
["SS",30,"C6",3.0000000000000001E-3,0,0,-2E-3]
["SS",30,"C7",1.2E-2,0,0,-8.9999999999999993E-3]
["SS",30,"D4",0.02,0,0,-1.6E-2]
["SS",30,"D5",1.6E-2,0,0,-1.2E-2]
["SS",30,"D6",1.9E-2,0,0,-1.4E-2]
["SS",30,"E1",0.04,0,0,-3.1E-2]
["SS",30,"E7",1.2999999999999999E-2,0,0,-0.01]
["SS",30,"E8",8.9999999999999993E-3,0,0,-7.0000000000000001E-3]
["SS",30,"F6",0.111,0,0,-8.5000000000000006E-2]
["SS",30,"G1",2.3E-2,0,0,-1.7999999999999999E-2]
["SS",30,"G5",1.4E-2,0,0,-1.0999999999999999E-2]
["SS",30,"G6",2.8000000000000001E-2,0,0,-2.1000000000000001E-2]
["SS",30,"G7",1.9E-2,0,0,-1.4E-2]
["SS",30,"H1",6.0000000000000001E-3,0,0,-5.0000000000000001E-3]
["SS",30,"H2",3.2000000000000001E-2,0,0,-2.4E-2]
["SS",30,"H6",4.3999999999999997E-2,0,0,-3.4000000000000002E-2]
["SS",30,"J1",0.02,0,0,-1.4999999999999999E-2]
["SS",30,"J3",4.2999999999999997E-2,0,0,-3.3000000000000002E-2]
["SS",30,"J4",1.4999999999999999E-2,0,0,-1.0999999999999999E-2]
["SS",30,"J5",3.3000000000000002E-2,0,0,-2.5000000000000001E-2]
["SS",30,"J6",2.3E-2,0,0,-1.7999999999999999E-2]
["SS",30,"J7",2.1000000000000001E-2,0,0,-1.6E-2]
["SS",30,"J8",1.9E-2,0,0,-1.4999999999999999E-2]
["SS",30,"K4",2.9000000000000001E-2,0,0,-2.1999999999999999E-2]
["SS",30,"K5",1.9E-2,0,0,-1.4999999999999999E-2]
["SS",30,"K6",1.7000000000000001E-2,0,0,-1.2999999999999999E-2]
["SS",30,"L1",3.0000000000000001E-3,0,0,-2E-3]
["SS",30,"L2",3.5000000000000003E-2,0,0,-2.7E-2]
["SS",30,"L3",6.3E-2,0,0,-4.8000000000000001E-2]
["SS",30,"L5",5.8999999999999997E-2,0,0,-4.4999999999999998E-2]
["SS",30,"L7",2.7E-2,0,0,-2.1000000000000001E-2]
["SS",30,"L8",2.1000000000000001E-2,0,0,-1.6E-2]
["SS",30,"M4",1.2999999999999999E-2,0,0,-0.01]
["SS",30,"M5",8.9999999999999993E-3,0,0,-7.0000000000000001E-3]
["SS",30,"M6",5.0000000000000001E-3,0,0,-4.0000000000000001E-3]
["SS",30,"M7",5.0000000000000001E-3,0,0,-3.0000000000000001E-3]
["SS",30,"M8",1E-3,0,0,-1E-3]
["SS",30,"N1",2.1999999999999999E-2,0,0,-1.7000000000000001E-2]
["SS",30,"N2",2.4E-2,0,0,-1.7999999999999999E-2]
["SS",30,"N3",1.4999999999999999E-2,0,0,-1.2E-2]
["SS",30,"N4",2.4E-2,0,0,-1.7999999999999999E-2]
["SS",30,"N5",1.2E-2,0,0,-8.9999999999999993E-3]
["SS",30,"N6",4.0000000000000001E-3,0,0,-3.0000000000000001E-3]
["SS",30,"N7",6.0000000000000001E-3,0,0,-5.0000000000000001E-3]
["SS",30,"P1",4.1000000000000002E-2,0,0,-3.1E-2]
["SS",30,"P2",1.6E-2,0,0,-1.2E-2]
["SS",30,"P3",5.1999999999999998E-2,0,0,-0.04]
["SS",30,"P4",6.0000000000000001E-3,0,0,-5.0000000000000001E-3]
["SS",30,"P5",6.0000000000000001E-3,0,0,-4.0000000000000001E-3]
["SS",30,"P6",1.7999999999999999E-2,0,0,-1.4E-2]
["SS",30,"P7",1.2E-2,0,0,-8.9999999999999993E-3]
["SS",30,"P8",3.4000000000000002E-2,0,0,-2.5999999999999999E-2]
["SS",30,"Q2",8.0000000000000002E-3,0,0,-6.0000000000000001E-3]
["SS",30,"Q4",3.7999999999999999E-2,0,0,-2.9000000000000001E-2]
["SS",30,"Q5",1.2E-2,0,0,-8.9999999999999993E-3]
["SS",30,"Q6",8.9999999999999993E-3,0,0,-7.0000000000000001E-3]
["SS",30,"Q7",1.0999999999999999E-2,0,0,-8.9999999999999993E-3]
["SS",30,"Q8",0.01,0,0,-7.0000000000000001E-3]
["SS",30,"R4",1.4E-2,0,0,-1.0999999999999999E-2]
["SS",30,"R5",7.0000000000000001E-3,0,0,-5.0000000000000001E-3]
["SS",30,"R6",3.0000000000000001E-3,0,0,-2E-3]
["SS",30,"S1",4.3999999999999997E-2,0,0,-3.4000000000000002E-2]
["SS",30,"S2",7.0000000000000001E-3,0,0,-5.0000000000000001E-3]
["SS",30,"S4",2E-3,0,0,-2E-3]
["SS",30,"S5",1.7000000000000001E-2,0,0,-1.2999999999999999E-2]
["SS",30,"S6",2E-3,0,0,-2E-3]
["SS",30,"S7",3.0000000000000001E-3,0,0,-2E-3]
["SS",30,"T1",1.2E-2,0,0,-8.9999999999999993E-3]
["SS",30,"T2",1.0999999999999999E-2,0,0,-8.0000000000000002E-3]
["SS",30,"T3",2E-3,0,0,-1E-3]
["SS",30,"T4",1.4999999999999999E-2,0,0,-1.2E-2]
["SS",30,"T5",3.0000000000000001E-3,0,0,-2E-3]
["SS",31,"A1",1.4999999999999999E-2,0,0,-1.0999999999999999E-2]
["SS",31,"A3",3.0000000000000001E-3,0,0,-2E-3]
["SS",31,"A4",8.9999999999999993E-3,0,0,-7.0000000000000001E-3]
["SS",31,"A6",2.7E-2,0,0,-0.02]
["SS",31,"A7",0.01,0,0,-7.0000000000000001E-3]
["SS",31,"A8",0.03,0,0,-2.3E-2]
["SS",31,"A9",5.0000000000000001E-3,0,0,-4.0000000000000001E-3]
["SS",31,"B1",4.2000000000000003E-2,0,0,-3.2000000000000001E-2]
["SS",31,"B2",5.3999999999999999E-2,0,0,-4.1000000000000002E-2]
["SS",31,"B3",1.4E-2,0,0,-0.01]
["SS",31,"B4",1.4999999999999999E-2,0,0,-1.0999999999999999E-2]
["SS",31,"C1",6.0000000000000001E-3,0,0,-4.0000000000000001E-3]
["SS",31,"C2",1.0999999999999999E-2,0,0,-8.0000000000000002E-3]
["SS",31,"C3",6.0000000000000001E-3,0,0,-5.0000000000000001E-3]
["SS",31,"C4",8.0000000000000002E-3,0,0,-6.0000000000000001E-3]
["SS",31,"C5",0.01,0,0,-7.0000000000000001E-3]
["SS",31,"C6",3.0000000000000001E-3,0,0,-3.0000000000000001E-3]
["SS",31,"C7",1.2999999999999999E-2,0,0,-0.01]
["SS",31,"D4",2.1999999999999999E-2,0,0,-1.7000000000000001E-2]
["SS",31,"D5",1.7000000000000001E-2,0,0,-1.2999999999999999E-2]
["SS",31,"D6",2.1000000000000001E-2,0,0,-1.6E-2]
["SS",31,"E1",4.2999999999999997E-2,0,0,-3.3000000000000002E-2]
["SS",31,"E7",1.4E-2,0,0,-1.0999999999999999E-2]
["SS",31,"E8",0.01,0,0,-8.0000000000000002E-3]
["SS",31,"F6",0.12,0,0,-9.0999999999999998E-2]
["SS",31,"G1",2.5000000000000001E-2,0,0,-1.9E-2]
["SS",31,"G5",1.4999999999999999E-2,0,0,-1.2E-2]
["SS",31,"G6",0.03,0,0,-2.3E-2]
["SS",31,"G7",0.02,0,0,-1.4999999999999999E-2]
["SS",31,"H1",7.0000000000000001E-3,0,0,-5.0000000000000001E-3]
["SS",31,"H2",3.4000000000000002E-2,0,0,-2.5999999999999999E-2]
["SS",31,"H6",4.8000000000000001E-2,0,0,-3.5999999999999997E-2]
["SS",31,"J1",2.1999999999999999E-2,0,0,-1.6E-2]
["SS",31,"J3",4.7E-2,0,0,-3.5000000000000003E-2]
["SS",31,"J4",1.6E-2,0,0,-1.2E-2]
["SS",31,"J5",3.5999999999999997E-2,0,0,-2.7E-2]
["SS",31,"J6",2.5000000000000001E-2,0,0,-1.9E-2]
["SS",31,"J7",2.3E-2,0,0,-1.7000000000000001E-2]
["SS",31,"J8",2.1000000000000001E-2,0,0,-1.6E-2]
["SS",31,"K4",3.1E-2,0,0,-2.4E-2]
["SS",31,"K5",2.1000000000000001E-2,0,0,-1.6E-2]
["SS",31,"K6",1.9E-2,0,0,-1.4E-2]
["SS",31,"L1",3.0000000000000001E-3,0,0,-3.0000000000000001E-3]
["SS",31,"L2",3.7999999999999999E-2,0,0,-2.9000000000000001E-2]
["SS",31,"L3",6.8000000000000005E-2,0,0,-5.1999999999999998E-2]
["SS",31,"L5",6.3E-2,0,0,-4.8000000000000001E-2]
["SS",31,"L7",2.9000000000000001E-2,0,0,-2.1999999999999999E-2]
["SS",31,"L8",2.1999999999999999E-2,0,0,-1.7000000000000001E-2]
["SS",31,"M4",1.4E-2,0,0,-1.0999999999999999E-2]
["SS",31,"M5",0.01,0,0,-8.0000000000000002E-3]
["SS",31,"M6",6.0000000000000001E-3,0,0,-4.0000000000000001E-3]
["SS",31,"M7",5.0000000000000001E-3,0,0,-4.0000000000000001E-3]
["SS",31,"M8",2E-3,0,0,-1E-3]
["SS",31,"N1",2.4E-2,0,0,-1.7999999999999999E-2]
["SS",31,"N2",2.5999999999999999E-2,0,0,-0.02]
["SS",31,"N3",1.6E-2,0,0,-1.2999999999999999E-2]
["SS",31,"N4",2.5999999999999999E-2,0,0,-0.02]
["SS",31,"N5",1.2999999999999999E-2,0,0,-0.01]
["SS",31,"N6",4.0000000000000001E-3,0,0,-3.0000000000000001E-3]
["SS",31,"N7",7.0000000000000001E-3,0,0,-5.0000000000000001E-3]
["SS",31,"P1",4.4999999999999998E-2,0,0,-3.4000000000000002E-2]
["SS",31,"P2",1.7000000000000001E-2,0,0,-1.2999999999999999E-2]
["SS",31,"P3",5.7000000000000002E-2,0,0,-4.2999999999999997E-2]
["SS",31,"P4",7.0000000000000001E-3,0,0,-5.0000000000000001E-3]
["SS",31,"P5",6.0000000000000001E-3,0,0,-5.0000000000000001E-3]
["SS",31,"P6",0.02,0,0,-1.4999999999999999E-2]
["SS",31,"P7",1.2999999999999999E-2,0,0,-0.01]
["SS",31,"P8",3.5999999999999997E-2,0,0,-2.8000000000000001E-2]
["SS",31,"Q2",8.0000000000000002E-3,0,0,-6.0000000000000001E-3]
["SS",31,"Q4",4.1000000000000002E-2,0,0,-3.1E-2]
["SS",31,"Q5",1.2E-2,0,0,-8.9999999999999993E-3]
["SS",31,"Q6",0.01,0,0,-7.0000000000000001E-3]
["SS",31,"Q7",1.2E-2,0,0,-8.9999999999999993E-3]
["SS",31,"Q8",1.0999999999999999E-2,0,0,-8.0000000000000002E-3]
["SS",31,"R4",1.4999999999999999E-2,0,0,-1.0999999999999999E-2]
["SS",31,"R5",8.0000000000000002E-3,0,0,-6.0000000000000001E-3]
["SS",31,"R6",3.0000000000000001E-3,0,0,-3.0000000000000001E-3]
["SS",31,"S1",4.8000000000000001E-2,0,0,-3.5999999999999997E-2]
["SS",31,"S2",7.0000000000000001E-3,0,0,-6.0000000000000001E-3]
["SS",31,"S4",2E-3,0,0,-2E-3]
["SS",31,"S5",1.9E-2,0,0,-1.4E-2]
["SS",31,"S6",2E-3,0,0,-2E-3]
["SS",31,"S7",3.0000000000000001E-3,0,0,-2E-3]
["SS",31,"T1",1.2999999999999999E-2,0,0,-0.01]
["SS",31,"T2",1.2E-2,0,0,-8.9999999999999993E-3]
["SS",31,"T3",2E-3,0,0,-1E-3]
["SS",31,"T4",1.6E-2,0,0,-1.2999999999999999E-2]
["SS",31,"T5",3.0000000000000001E-3,0,0,-3.0000000000000001E-3]
["SS",32,"A1",5.0000000000000001E-3,0,0,-4.0000000000000001E-3]
["SS",32,"A3",1E-3,0,0,-1E-3]
["SS",32,"A4",3.0000000000000001E-3,0,0,-2E-3]
["SS",32,"A6",0.01,0,0,-7.0000000000000001E-3]
["SS",32,"A7",4.0000000000000001E-3,0,0,-3.0000000000000001E-3]
["SS",32,"A8",1.0999999999999999E-2,0,0,-8.0000000000000002E-3]
["SS",32,"A9",2E-3,0,0,-1E-3]
["SS",32,"B1",1.4999999999999999E-2,0,0,-1.2E-2]
["SS",32,"B2",0.02,0,0,-1.4999999999999999E-2]
["SS",32,"B3",5.0000000000000001E-3,0,0,-4.0000000000000001E-3]
["SS",32,"B4",5.0000000000000001E-3,0,0,-4.0000000000000001E-3]
["SS",32,"C1",2E-3,0,0,-2E-3]
["SS",32,"C2",4.0000000000000001E-3,0,0,-3.0000000000000001E-3]
["SS",32,"C3",2E-3,0,0,-2E-3]
["SS",32,"C4",3.0000000000000001E-3,0,0,-2E-3]
["SS",32,"C5",4.0000000000000001E-3,0,0,-3.0000000000000001E-3]
["SS",32,"C6",1E-3,0,0,-1E-3]
["SS",32,"C7",5.0000000000000001E-3,0,0,-4.0000000000000001E-3]
["SS",32,"D4",8.0000000000000002E-3,0,0,-6.0000000000000001E-3]
["SS",32,"D5",6.0000000000000001E-3,0,0,-5.0000000000000001E-3]
["SS",32,"D6",7.0000000000000001E-3,0,0,-6.0000000000000001E-3]
["SS",32,"E1",1.6E-2,0,0,-1.2E-2]
["SS",32,"E7",5.0000000000000001E-3,0,0,-4.0000000000000001E-3]
["SS",32,"E8",4.0000000000000001E-3,0,0,-3.0000000000000001E-3]
["SS",32,"F6",4.3999999999999997E-2,0,0,-3.3000000000000002E-2]
["SS",32,"G1",8.9999999999999993E-3,0,0,-7.0000000000000001E-3]
["SS",32,"G5",6.0000000000000001E-3,0,0,-4.0000000000000001E-3]
["SS",32,"G6",1.0999999999999999E-2,0,0,-8.0000000000000002E-3]
["SS",32,"G7",7.0000000000000001E-3,0,0,-6.0000000000000001E-3]
["SS",32,"H1",2E-3,0,0,-2E-3]
["SS",32,"H2",1.2E-2,0,0,-8.9999999999999993E-3]
["SS",32,"H6",1.7000000000000001E-2,0,0,-1.2999999999999999E-2]
["SS",32,"J1",8.0000000000000002E-3,0,0,-6.0000000000000001E-3]
["SS",32,"J3",1.7000000000000001E-2,0,0,-1.2999999999999999E-2]
["SS",32,"J4",6.0000000000000001E-3,0,0,-4.0000000000000001E-3]
["SS",32,"J5",1.2999999999999999E-2,0,0,-0.01]
["SS",32,"J6",8.9999999999999993E-3,0,0,-7.0000000000000001E-3]
["SS",32,"J7",8.0000000000000002E-3,0,0,-6.0000000000000001E-3]
["SS",32,"J8",8.0000000000000002E-3,0,0,-6.0000000000000001E-3]
["SS",32,"K4",1.0999999999999999E-2,0,0,-8.9999999999999993E-3]
["SS",32,"K5",8.0000000000000002E-3,0,0,-6.0000000000000001E-3]
["SS",32,"K6",7.0000000000000001E-3,0,0,-5.0000000000000001E-3]
["SS",32,"L1",1E-3,0,0,-1E-3]
["SS",32,"L2",1.4E-2,0,0,-0.01]
["SS",32,"L3",2.5000000000000001E-2,0,0,-1.9E-2]
["SS",32,"L5",2.3E-2,0,0,-1.7000000000000001E-2]
["SS",32,"L7",1.0999999999999999E-2,0,0,-8.0000000000000002E-3]
["SS",32,"L8",8.0000000000000002E-3,0,0,-6.0000000000000001E-3]
["SS",32,"M4",5.0000000000000001E-3,0,0,-4.0000000000000001E-3]
["SS",32,"M5",4.0000000000000001E-3,0,0,-3.0000000000000001E-3]
["SS",32,"M6",2E-3,0,0,-2E-3]
["SS",32,"M7",2E-3,0,0,-1E-3]
["SS",32,"M8",1E-3,0,0,0]
["SS",32,"N1",8.9999999999999993E-3,0,0,-7.0000000000000001E-3]
["SS",32,"N2",8.9999999999999993E-3,0,0,-7.0000000000000001E-3]
["SS",32,"N3",6.0000000000000001E-3,0,0,-5.0000000000000001E-3]
["SS",32,"N4",8.9999999999999993E-3,0,0,-7.0000000000000001E-3]
["SS",32,"N5",5.0000000000000001E-3,0,0,-4.0000000000000001E-3]
["SS",32,"N6",2E-3,0,0,-1E-3]
["SS",32,"N7",2E-3,0,0,-2E-3]
["SS",32,"P1",1.6E-2,0,0,-1.2E-2]
["SS",32,"P2",6.0000000000000001E-3,0,0,-5.0000000000000001E-3]
["SS",32,"P3",2.1000000000000001E-2,0,0,-1.6E-2]
["SS",32,"P4",2E-3,0,0,-2E-3]
["SS",32,"P5",2E-3,0,0,-2E-3]
["SS",32,"P6",7.0000000000000001E-3,0,0,-5.0000000000000001E-3]
["SS",32,"P7",5.0000000000000001E-3,0,0,-4.0000000000000001E-3]
["SS",32,"P8",1.2999999999999999E-2,0,0,-0.01]
["SS",32,"Q2",3.0000000000000001E-3,0,0,-2E-3]
["SS",32,"Q4",1.4999999999999999E-2,0,0,-1.0999999999999999E-2]
["SS",32,"Q5",5.0000000000000001E-3,0,0,-3.0000000000000001E-3]
["SS",32,"Q6",4.0000000000000001E-3,0,0,-3.0000000000000001E-3]
["SS",32,"Q7",4.0000000000000001E-3,0,0,-3.0000000000000001E-3]
["SS",32,"Q8",4.0000000000000001E-3,0,0,-3.0000000000000001E-3]
["SS",32,"R4",5.0000000000000001E-3,0,0,-4.0000000000000001E-3]
["SS",32,"R5",3.0000000000000001E-3,0,0,-2E-3]
["SS",32,"R6",1E-3,0,0,-1E-3]
["SS",32,"S1",1.7000000000000001E-2,0,0,-1.2999999999999999E-2]
["SS",32,"S2",3.0000000000000001E-3,0,0,-2E-3]
["SS",32,"S4",1E-3,0,0,-1E-3]
["SS",32,"S5",7.0000000000000001E-3,0,0,-5.0000000000000001E-3]
["SS",32,"S6",1E-3,0,0,-1E-3]
["SS",32,"S7",1E-3,0,0,-1E-3]
["SS",32,"T1",5.0000000000000001E-3,0,0,-4.0000000000000001E-3]
["SS",32,"T2",4.0000000000000001E-3,0,0,-3.0000000000000001E-3]
["SS",32,"T3",1E-3,0,0,-1E-3]
["SS",32,"T4",6.0000000000000001E-3,0,0,-5.0000000000000001E-3]
["SS",32,"T5",1E-3,0,0,-1E-3]
["SS",33,"A1",1.4999999999999999E-2,0,0,-1.0999999999999999E-2]
["SS",33,"A3",3.0000000000000001E-3,0,0,-2E-3]
["SS",33,"A4",8.0000000000000002E-3,0,0,-6.0000000000000001E-3]
["SS",33,"A6",2.5999999999999999E-2,0,0,-0.02]
["SS",33,"A7",0.01,0,0,-7.0000000000000001E-3]
["SS",33,"A8",0.03,0,0,-2.3E-2]
["SS",33,"A9",5.0000000000000001E-3,0,0,-4.0000000000000001E-3]
["SS",33,"B1",4.2000000000000003E-2,0,0,-3.2000000000000001E-2]
["SS",33,"B2",5.2999999999999999E-2,0,0,-4.1000000000000002E-2]
["SS",33,"B3",1.4E-2,0,0,-0.01]
["SS",33,"B4",1.4E-2,0,0,-1.0999999999999999E-2]
["SS",33,"C1",6.0000000000000001E-3,0,0,-4.0000000000000001E-3]
["SS",33,"C2",1.0999999999999999E-2,0,0,-8.0000000000000002E-3]
["SS",33,"C3",6.0000000000000001E-3,0,0,-5.0000000000000001E-3]
["SS",33,"C4",8.0000000000000002E-3,0,0,-6.0000000000000001E-3]
["SS",33,"C5",0.01,0,0,-7.0000000000000001E-3]
["SS",33,"C6",3.0000000000000001E-3,0,0,-3.0000000000000001E-3]
["SS",33,"C7",1.2999999999999999E-2,0,0,-0.01]
["SS",33,"D4",2.1999999999999999E-2,0,0,-1.7000000000000001E-2]
["SS",33,"D5",1.7000000000000001E-2,0,0,-1.2999999999999999E-2]
["SS",33,"D6",0.02,0,0,-1.4999999999999999E-2]
["SS",33,"E1",4.2999999999999997E-2,0,0,-3.3000000000000002E-2]
["SS",33,"E7",1.4E-2,0,0,-1.0999999999999999E-2]
["SS",33,"E8",0.01,0,0,-8.0000000000000002E-3]
["SS",33,"F6",0.11899999999999999,0,0,-0.09]
["SS",33,"G1",2.5000000000000001E-2,0,0,-1.9E-2]
["SS",33,"G5",1.4999999999999999E-2,0,0,-1.2E-2]
["SS",33,"G6",0.03,0,0,-2.3E-2]
["SS",33,"G7",0.02,0,0,-1.4999999999999999E-2]
["SS",33,"H1",7.0000000000000001E-3,0,0,-5.0000000000000001E-3]
["SS",33,"H2",3.4000000000000002E-2,0,0,-2.5999999999999999E-2]
["SS",33,"H6",4.7E-2,0,0,-3.5999999999999997E-2]
["SS",33,"J1",2.1000000000000001E-2,0,0,-1.6E-2]
["SS",33,"J3",4.5999999999999999E-2,0,0,-3.5000000000000003E-2]
["SS",33,"J4",1.4999999999999999E-2,0,0,-1.2E-2]
["SS",33,"J5",3.5000000000000003E-2,0,0,-2.7E-2]
["SS",33,"J6",2.5000000000000001E-2,0,0,-1.9E-2]
["SS",33,"J7",2.1999999999999999E-2,0,0,-1.7000000000000001E-2]
["SS",33,"J8",0.02,0,0,-1.6E-2]
["SS",33,"K4",3.1E-2,0,0,-2.3E-2]
["SS",33,"K5",2.1000000000000001E-2,0,0,-1.6E-2]
["SS",33,"K6",1.7999999999999999E-2,0,0,-1.4E-2]
["SS",33,"L1",3.0000000000000001E-3,0,0,-3.0000000000000001E-3]
["SS",33,"L2",3.6999999999999998E-2,0,0,-2.8000000000000001E-2]
["SS",33,"L3",6.8000000000000005E-2,0,0,-5.0999999999999997E-2]
["SS",33,"L5",6.3E-2,0,0,-4.8000000000000001E-2]
["SS",33,"L7",2.9000000000000001E-2,0,0,-2.1999999999999999E-2]
["SS",33,"L8",2.1999999999999999E-2,0,0,-1.7000000000000001E-2]
["SS",33,"M4",1.4E-2,0,0,-1.0999999999999999E-2]
["SS",33,"M5",0.01,0,0,-8.0000000000000002E-3]
["SS",33,"M6",6.0000000000000001E-3,0,0,-4.0000000000000001E-3]
["SS",33,"M7",5.0000000000000001E-3,0,0,-4.0000000000000001E-3]
["SS",33,"M8",1E-3,0,0,-1E-3]
["SS",33,"N1",2.3E-2,0,0,-1.7999999999999999E-2]
["SS",33,"N2",2.5999999999999999E-2,0,0,-0.02]
["SS",33,"N3",1.6E-2,0,0,-1.2E-2]
["SS",33,"N4",2.5999999999999999E-2,0,0,-1.9E-2]
["SS",33,"N5",1.2999999999999999E-2,0,0,-0.01]
["SS",33,"N6",4.0000000000000001E-3,0,0,-3.0000000000000001E-3]
["SS",33,"N7",6.0000000000000001E-3,0,0,-5.0000000000000001E-3]
["SS",33,"P1",4.3999999999999997E-2,0,0,-3.4000000000000002E-2]
["SS",33,"P2",1.7000000000000001E-2,0,0,-1.2999999999999999E-2]
["SS",33,"P3",5.6000000000000001E-2,0,0,-4.2999999999999997E-2]
["SS",33,"P4",7.0000000000000001E-3,0,0,-5.0000000000000001E-3]
["SS",33,"P5",6.0000000000000001E-3,0,0,-5.0000000000000001E-3]
["SS",33,"P6",1.9E-2,0,0,-1.4999999999999999E-2]
["SS",33,"P7",1.2999999999999999E-2,0,0,-0.01]
["SS",33,"P8",3.5999999999999997E-2,0,0,-2.7E-2]
["SS",33,"Q2",8.0000000000000002E-3,0,0,-6.0000000000000001E-3]
["SS",33,"Q4",0.04,0,0,-3.1E-2]
["SS",33,"Q5",1.2E-2,0,0,-8.9999999999999993E-3]
["SS",33,"Q6",0.01,0,0,-7.0000000000000001E-3]
["SS",33,"Q7",1.2E-2,0,0,-8.9999999999999993E-3]
["SS",33,"Q8",0.01,0,0,-8.0000000000000002E-3]
["SS",33,"R4",1.4999999999999999E-2,0,0,-1.0999999999999999E-2]
["SS",33,"R5",8.0000000000000002E-3,0,0,-6.0000000000000001E-3]
["SS",33,"R6",3.0000000000000001E-3,0,0,-3.0000000000000001E-3]
["SS",33,"S1",4.7E-2,0,0,-3.5999999999999997E-2]
["SS",33,"S2",7.0000000000000001E-3,0,0,-6.0000000000000001E-3]
["SS",33,"S4",2E-3,0,0,-2E-3]
["SS",33,"S5",1.7999999999999999E-2,0,0,-1.4E-2]
["SS",33,"S6",2E-3,0,0,-2E-3]
["SS",33,"S7",3.0000000000000001E-3,0,0,-2E-3]
["SS",33,"T1",1.2999999999999999E-2,0,0,-0.01]
["SS",33,"T2",1.2E-2,0,0,-8.9999999999999993E-3]
["SS",33,"T3",2E-3,0,0,-1E-3]
["SS",33,"T4",1.6E-2,0,0,-1.2E-2]
["SS",33,"T5",3.0000000000000001E-3,0,0,-3.0000000000000001E-3]
["SS",34,"A1",0.03,0,0,-2.3E-2]
["SS",34,"A3",6.0000000000000001E-3,0,0,-4.0000000000000001E-3]
["SS",34,"A4",1.7000000000000001E-2,0,0,-1.2999999999999999E-2]
["SS",34,"A6",5.3999999999999999E-2,0,0,-4.1000000000000002E-2]
["SS",34,"A7",0.02,0,0,-1.4999999999999999E-2]
["SS",34,"A8",6.2E-2,0,0,-4.7E-2]
["SS",34,"A9",0.01,0,0,-8.0000000000000002E-3]
["SS",34,"B1",8.5000000000000006E-2,0,0,-6.5000000000000002E-2]
["SS",34,"B2",0.11,0,0,-8.3000000000000004E-2]
["SS",34,"B3",2.8000000000000001E-2,0,0,-2.1000000000000001E-2]
["SS",34,"B4",0.03,0,0,-2.1999999999999999E-2]
["SS",34,"C1",1.0999999999999999E-2,0,0,-8.9999999999999993E-3]
["SS",34,"C2",2.3E-2,0,0,-1.7000000000000001E-2]
["SS",34,"C3",1.2999999999999999E-2,0,0,-0.01]
["SS",34,"C4",1.7000000000000001E-2,0,0,-1.2999999999999999E-2]
["SS",34,"C5",0.02,0,0,-1.4999999999999999E-2]
["SS",34,"C6",7.0000000000000001E-3,0,0,-5.0000000000000001E-3]
["SS",34,"C7",2.5999999999999999E-2,0,0,-0.02]
["SS",34,"D4",4.4999999999999998E-2,0,0,-3.4000000000000002E-2]
["SS",34,"D5",3.5000000000000003E-2,0,0,-2.5999999999999999E-2]
["SS",34,"D6",4.2000000000000003E-2,0,0,-3.2000000000000001E-2]
["SS",34,"E1",8.7999999999999995E-2,0,0,-6.7000000000000004E-2]
["SS",34,"E7",2.9000000000000001E-2,0,0,-2.1999999999999999E-2]
["SS",34,"E8",2.1000000000000001E-2,0,0,-1.6E-2]
["SS",34,"F6",0.24399999999999999,0,0,-0.186]
["SS",34,"G1",5.0999999999999997E-2,0,0,-3.9E-2]
["SS",34,"G5",3.1E-2,0,0,-2.4E-2]
["SS",34,"G6",6.0999999999999999E-2,0,0,-4.5999999999999999E-2]
["SS",34,"G7",4.1000000000000002E-2,0,0,-3.1E-2]
["SS",34,"H1",1.2999999999999999E-2,0,0,-0.01]
["SS",34,"H2",6.9000000000000006E-2,0,0,-5.2999999999999999E-2]
["SS",34,"H6",9.7000000000000003E-2,0,0,-7.2999999999999995E-2]
["SS",34,"J1",4.3999999999999997E-2,0,0,-3.3000000000000002E-2]
["SS",34,"J3",9.5000000000000001E-2,0,0,-7.1999999999999995E-2]
["SS",34,"J4",3.2000000000000001E-2,0,0,-2.4E-2]
["SS",34,"J5",7.2999999999999995E-2,0,0,-5.5E-2]
["SS",34,"J6",5.0999999999999997E-2,0,0,-3.9E-2]
["SS",34,"J7",4.5999999999999999E-2,0,0,-3.5000000000000003E-2]
["SS",34,"J8",4.2000000000000003E-2,0,0,-3.2000000000000001E-2]
["SS",34,"K4",6.3E-2,0,0,-4.8000000000000001E-2]
["SS",34,"K5",4.2000000000000003E-2,0,0,-3.2000000000000001E-2]
["SS",34,"K6",3.7999999999999999E-2,0,0,-2.9000000000000001E-2]
["SS",34,"L1",7.0000000000000001E-3,0,0,-5.0000000000000001E-3]
["SS",34,"L2",7.6999999999999999E-2,0,0,-5.8000000000000003E-2]
["SS",34,"L3",0.13900000000000001,0,0,-0.106]
["SS",34,"L5",0.129,0,0,-9.8000000000000004E-2]
["SS",34,"L7",0.06,0,0,-4.4999999999999998E-2]
["SS",34,"L8",4.4999999999999998E-2,0,0,-3.4000000000000002E-2]
["SS",34,"M4",2.9000000000000001E-2,0,0,-2.1999999999999999E-2]
["SS",34,"M5",2.1000000000000001E-2,0,0,-1.6E-2]
["SS",34,"M6",1.2E-2,0,0,-8.9999999999999993E-3]
["SS",34,"M7",0.01,0,0,-8.0000000000000002E-3]
["SS",34,"M8",3.0000000000000001E-3,0,0,-2E-3]
["SS",34,"N1",4.8000000000000001E-2,0,0,-3.5999999999999997E-2]
["SS",34,"N2",5.2999999999999999E-2,0,0,-0.04]
["SS",34,"N3",3.4000000000000002E-2,0,0,-2.5000000000000001E-2]
["SS",34,"N4",5.2999999999999999E-2,0,0,-0.04]
["SS",34,"N5",2.7E-2,0,0,-0.02]
["SS",34,"N6",8.9999999999999993E-3,0,0,-7.0000000000000001E-3]
["SS",34,"N7",1.2999999999999999E-2,0,0,-0.01]
["SS",34,"P1",9.0999999999999998E-2,0,0,-6.9000000000000006E-2]
["SS",34,"P2",3.5000000000000003E-2,0,0,-2.7E-2]
["SS",34,"P3",0.115,0,0,-8.6999999999999994E-2]
["SS",34,"P4",1.2999999999999999E-2,0,0,-0.01]
["SS",34,"P5",1.2E-2,0,0,-8.9999999999999993E-3]
["SS",34,"P6",0.04,0,0,-0.03]
["SS",34,"P7",2.5999999999999999E-2,0,0,-0.02]
["SS",34,"P8",7.3999999999999996E-2,0,0,-5.6000000000000001E-2]
["SS",34,"Q2",1.7000000000000001E-2,0,0,-1.2999999999999999E-2]
["SS",34,"Q4",8.3000000000000004E-2,0,0,-6.3E-2]
["SS",34,"Q5",2.5000000000000001E-2,0,0,-1.9E-2]
["SS",34,"Q6",0.02,0,0,-1.4999999999999999E-2]
["SS",34,"Q7",2.5000000000000001E-2,0,0,-1.9E-2]
["SS",34,"Q8",2.1999999999999999E-2,0,0,-1.6E-2]
["SS",34,"R4",3.1E-2,0,0,-2.3E-2]
["SS",34,"R5",1.6E-2,0,0,-1.2E-2]
["SS",34,"R6",7.0000000000000001E-3,0,0,-5.0000000000000001E-3]
["SS",34,"S1",9.7000000000000003E-2,0,0,-7.3999999999999996E-2]
["SS",34,"S2",1.4999999999999999E-2,0,0,-1.0999999999999999E-2]
["SS",34,"S4",4.0000000000000001E-3,0,0,-3.0000000000000001E-3]
["SS",34,"S5",3.7999999999999999E-2,0,0,-2.9000000000000001E-2]
["SS",34,"S6",5.0000000000000001E-3,0,0,-3.0000000000000001E-3]
["SS",34,"S7",6.0000000000000001E-3,0,0,-4.0000000000000001E-3]
["SS",34,"T1",2.5999999999999999E-2,0,0,-0.02]
["SS",34,"T2",2.4E-2,0,0,-1.7999999999999999E-2]
["SS",34,"T3",4.0000000000000001E-3,0,0,-3.0000000000000001E-3]
["SS",34,"T4",3.4000000000000002E-2,0,0,-2.5000000000000001E-2]
["SS",34,"T5",7.0000000000000001E-3,0,0,-5.0000000000000001E-3]
["SS",35,"A1",5.3999999999999999E-2,0,0,-4.1000000000000002E-2]
["SS",35,"A3",0.01,0,0,-8.0000000000000002E-3]
["SS",35,"A4",3.1E-2,0,0,-2.4E-2]
["SS",35,"A6",9.7000000000000003E-2,0,0,-7.3999999999999996E-2]
["SS",35,"A7",3.5999999999999997E-2,0,0,-2.7E-2]
["SS",35,"A8",0.111,0,0,-8.4000000000000005E-2]
["SS",35,"A9",1.9E-2,0,0,-1.4E-2]
["SS",35,"B1",0.154,0,0,-0.11700000000000001]
["SS",35,"B2",0.19700000000000001,0,0,-0.15]
["SS",35,"B3",0.05,0,0,-3.7999999999999999E-2]
["SS",35,"B4",5.2999999999999999E-2,0,0,-0.04]
["SS",35,"C1",2.1000000000000001E-2,0,0,-1.6E-2]
["SS",35,"C2",4.1000000000000002E-2,0,0,-3.1E-2]
["SS",35,"C3",2.4E-2,0,0,-1.7999999999999999E-2]
["SS",35,"C4",0.03,0,0,-2.3E-2]
["SS",35,"C5",3.5000000000000003E-2,0,0,-2.7E-2]
["SS",35,"C6",1.2E-2,0,0,-8.9999999999999993E-3]
["SS",35,"C7",4.7E-2,0,0,-3.5999999999999997E-2]
["SS",35,"D4",0.08,0,0,-6.0999999999999999E-2]
["SS",35,"D5",6.2E-2,0,0,-4.7E-2]
["SS",35,"D6",7.4999999999999997E-2,0,0,-5.7000000000000002E-2]
["SS",35,"E1",0.158,0,0,-0.12]
["SS",35,"E7",5.1999999999999998E-2,0,0,-0.04]
["SS",35,"E8",3.6999999999999998E-2,0,0,-2.8000000000000001E-2]
["SS",35,"F6",0.439,0,0,-0.33400000000000002]
["SS",35,"G1",9.1999999999999998E-2,0,0,-7.0000000000000007E-2]
["SS",35,"G5",5.6000000000000001E-2,0,0,-4.2999999999999997E-2]
["SS",35,"G6",0.11,0,0,-8.3000000000000004E-2]
["SS",35,"G7",7.2999999999999995E-2,0,0,-5.5E-2]
["SS",35,"H1",2.4E-2,0,0,-1.7999999999999999E-2]
["SS",35,"H2",0.125,0,0,-9.5000000000000001E-2]
["SS",35,"H6",0.17399999999999999,0,0,-0.13200000000000001]
["SS",35,"J1",7.9000000000000001E-2,0,0,-0.06]
["SS",35,"J3",0.17,0,0,-0.129]
["SS",35,"J4",5.7000000000000002E-2,0,0,-4.2999999999999997E-2]
["SS",35,"J5",0.13100000000000001,0,0,-0.1]
["SS",35,"J6",9.1999999999999998E-2,0,0,-7.0000000000000007E-2]
["SS",35,"J7",8.3000000000000004E-2,0,0,-6.3E-2]
["SS",35,"J8",7.5999999999999998E-2,0,0,-5.7000000000000002E-2]
["SS",35,"K4",0.114,0,0,-8.5999999999999993E-2]
["SS",35,"K5",7.5999999999999998E-2,0,0,-5.8000000000000003E-2]
["SS",35,"K6",6.8000000000000005E-2,0,0,-5.1999999999999998E-2]
["SS",35,"L1",1.2E-2,0,0,-8.9999999999999993E-3]
["SS",35,"L2",0.13700000000000001,0,0,-0.104]
["SS",35,"L3",0.25,0,0,-0.19]
["SS",35,"L5",0.23200000000000001,0,0,-0.17599999999999999]
["SS",35,"L7",0.108,0,0,-8.2000000000000003E-2]
["SS",35,"L8",8.1000000000000003E-2,0,0,-6.2E-2]
["SS",35,"M4",5.0999999999999997E-2,0,0,-3.9E-2]
["SS",35,"M5",3.6999999999999998E-2,0,0,-2.8000000000000001E-2]
["SS",35,"M6",2.1000000000000001E-2,0,0,-1.6E-2]
["SS",35,"M7",1.7999999999999999E-2,0,0,-1.4E-2]
["SS",35,"M8",5.0000000000000001E-3,0,0,-4.0000000000000001E-3]
["SS",35,"N1",8.5999999999999993E-2,0,0,-6.5000000000000002E-2]
["SS",35,"N2",9.5000000000000001E-2,0,0,-7.2999999999999995E-2]
["SS",35,"N3",0.06,0,0,-4.5999999999999999E-2]
["SS",35,"N4",9.5000000000000001E-2,0,0,-7.1999999999999995E-2]
["SS",35,"N5",4.8000000000000001E-2,0,0,-3.5999999999999997E-2]
["SS",35,"N6",1.6E-2,0,0,-1.2E-2]
["SS",35,"N7",2.4E-2,0,0,-1.7999999999999999E-2]
["SS",35,"P1",0.16300000000000001,0,0,-0.124]
["SS",35,"P2",6.3E-2,0,0,-4.8000000000000001E-2]
["SS",35,"P3",0.20699999999999999,0,0,-0.157]
["SS",35,"P4",2.4E-2,0,0,-1.7999999999999999E-2]
["SS",35,"P5",2.1999999999999999E-2,0,0,-1.7000000000000001E-2]
["SS",35,"P6",7.0999999999999994E-2,0,0,-5.3999999999999999E-2]
["SS",35,"P7",4.7E-2,0,0,-3.5999999999999997E-2]
["SS",35,"P8",0.13300000000000001,0,0,-0.10100000000000001]
["SS",35,"Q2",3.1E-2,0,0,-2.4E-2]
["SS",35,"Q4",0.14899999999999999,0,0,-0.113]
["SS",35,"Q5",4.5999999999999999E-2,0,0,-3.5000000000000003E-2]
["SS",35,"Q6",3.5999999999999997E-2,0,0,-2.7E-2]
["SS",35,"Q7",4.4999999999999998E-2,0,0,-3.4000000000000002E-2]
["SS",35,"Q8",3.9E-2,0,0,-2.9000000000000001E-2]
["SS",35,"R4",5.5E-2,0,0,-4.2000000000000003E-2]
["SS",35,"R5",2.8000000000000001E-2,0,0,-2.1999999999999999E-2]
["SS",35,"R6",1.2E-2,0,0,-8.9999999999999993E-3]
["SS",35,"S1",0.17399999999999999,0,0,-0.13200000000000001]
["SS",35,"S2",2.7E-2,0,0,-2.1000000000000001E-2]
["SS",35,"S4",8.0000000000000002E-3,0,0,-6.0000000000000001E-3]
["SS",35,"S5",6.8000000000000005E-2,0,0,-5.1999999999999998E-2]
["SS",35,"S6",8.0000000000000002E-3,0,0,-6.0000000000000001E-3]
["SS",35,"S7",0.01,0,0,-8.0000000000000002E-3]
["SS",35,"T1",4.7E-2,0,0,-3.5999999999999997E-2]
["SS",35,"T2",4.2999999999999997E-2,0,0,-3.3000000000000002E-2]
["SS",35,"T3",7.0000000000000001E-3,0,0,-5.0000000000000001E-3]
["SS",35,"T4",0.06,0,0,-4.5999999999999999E-2]
["SS",35,"T5",1.2999999999999999E-2,0,0,-0.01]
["SS",36,"A1",0.08,0,0,-6.0999999999999999E-2]
["SS",36,"A3",1.4999999999999999E-2,0,0,-1.0999999999999999E-2]
["SS",36,"A4",4.5999999999999999E-2,0,0,-3.5000000000000003E-2]
["SS",36,"A6",0.14299999999999999,0,0,-0.109]
["SS",36,"A7",5.2999999999999999E-2,0,0,-0.04]
["SS",36,"A8",0.16500000000000001,0,0,-0.125]
["SS",36,"A9",2.7E-2,0,0,-2.1000000000000001E-2]
["SS",36,"B1",0.22700000000000001,0,0,-0.17299999999999999]
["SS",36,"B2",0.29199999999999998,0,0,-0.222]
["SS",36,"B3",7.4999999999999997E-2,0,0,-5.7000000000000002E-2]
["SS",36,"B4",7.9000000000000001E-2,0,0,-0.06]
["SS",36,"C1",0.03,0,0,-2.3E-2]
["SS",36,"C2",0.06,0,0,-4.5999999999999999E-2]
["SS",36,"C3",3.5000000000000003E-2,0,0,-2.5999999999999999E-2]
["SS",36,"C4",4.4999999999999998E-2,0,0,-3.4000000000000002E-2]
["SS",36,"C5",5.1999999999999998E-2,0,0,-0.04]
["SS",36,"C6",1.7999999999999999E-2,0,0,-1.4E-2]
["SS",36,"C7",7.0000000000000007E-2,0,0,-5.2999999999999999E-2]
["SS",36,"D4",0.11899999999999999,0,0,-9.0999999999999998E-2]
["SS",36,"D5",9.1999999999999998E-2,0,0,-7.0000000000000007E-2]
["SS",36,"D6",0.111,0,0,-8.5000000000000006E-2]
["SS",36,"E1",0.23400000000000001,0,0,-0.17799999999999999]
["SS",36,"E7",7.8E-2,0,0,-5.8999999999999997E-2]
["SS",36,"E8",5.5E-2,0,0,-4.2000000000000003E-2]
["SS",36,"F6",0.65100000000000002,0,0,-0.49399999999999999]
["SS",36,"G1",0.13600000000000001,0,0,-0.10299999999999999]
["SS",36,"G5",8.3000000000000004E-2,0,0,-6.3E-2]
["SS",36,"G6",0.16300000000000001,0,0,-0.124]
["SS",36,"G7",0.108,0,0,-8.2000000000000003E-2]
["SS",36,"H1",3.5999999999999997E-2,0,0,-2.7E-2]
["SS",36,"H2",0.185,0,0,-0.14000000000000001]
["SS",36,"H6",0.25700000000000001,0,0,-0.19600000000000001]
["SS",36,"J1",0.11700000000000001,0,0,-8.8999999999999996E-2]
["SS",36,"J3",0.252,0,0,-0.192]
["SS",36,"J4",8.5000000000000006E-2,0,0,-6.4000000000000001E-2]
["SS",36,"J5",0.19400000000000001,0,0,-0.14799999999999999]
["SS",36,"J6",0.13600000000000001,0,0,-0.104]
["SS",36,"J7",0.123,0,0,-9.2999999999999999E-2]
["SS",36,"J8",0.112,0,0,-8.5000000000000006E-2]
["SS",36,"K4",0.16900000000000001,0,0,-0.128]
["SS",36,"K5",0.113,0,0,-8.5999999999999993E-2]
["SS",36,"K6",0.10100000000000001,0,0,-7.6999999999999999E-2]
["SS",36,"L1",1.7999999999999999E-2,0,0,-1.4E-2]
["SS",36,"L2",0.20399999999999999,0,0,-0.155]
["SS",36,"L3",0.37,0,0,-0.28100000000000003]
["SS",36,"L5",0.34300000000000003,0,0,-0.26100000000000001]
["SS",36,"L7",0.159,0,0,-0.121]
["SS",36,"L8",0.121,0,0,-9.1999999999999998E-2]
["SS",36,"M4",7.5999999999999998E-2,0,0,-5.8000000000000003E-2]
["SS",36,"M5",5.5E-2,0,0,-4.2000000000000003E-2]
["SS",36,"M6",3.1E-2,0,0,-2.3E-2]
["SS",36,"M7",2.7E-2,0,0,-0.02]
["SS",36,"M8",8.0000000000000002E-3,0,0,-6.0000000000000001E-3]
["SS",36,"N1",0.128,0,0,-9.7000000000000003E-2]
["SS",36,"N2",0.14099999999999999,0,0,-0.107]
["SS",36,"N3",8.8999999999999996E-2,0,0,-6.8000000000000005E-2]
["SS",36,"N4",0.14000000000000001,0,0,-0.107]
["SS",36,"N5",7.0999999999999994E-2,0,0,-5.3999999999999999E-2]
["SS",36,"N6",2.4E-2,0,0,-1.7999999999999999E-2]
["SS",36,"N7",3.5000000000000003E-2,0,0,-2.7E-2]
["SS",36,"P1",0.24099999999999999,0,0,-0.183]
["SS",36,"P2",9.4E-2,0,0,-7.0999999999999994E-2]
["SS",36,"P3",0.30599999999999999,0,0,-0.23300000000000001]
["SS",36,"P4",3.5999999999999997E-2,0,0,-2.7E-2]
["SS",36,"P5",3.3000000000000002E-2,0,0,-2.5000000000000001E-2]
["SS",36,"P6",0.106,0,0,-0.08]
["SS",36,"P7",7.0000000000000007E-2,0,0,-5.2999999999999999E-2]
["SS",36,"P8",0.19700000000000001,0,0,-0.15]
["SS",36,"Q2",4.5999999999999999E-2,0,0,-3.5000000000000003E-2]
["SS",36,"Q4",0.22,0,0,-0.16700000000000001]
["SS",36,"Q5",6.8000000000000005E-2,0,0,-5.0999999999999997E-2]
["SS",36,"Q6",5.2999999999999999E-2,0,0,-0.04]
["SS",36,"Q7",6.7000000000000004E-2,0,0,-5.0999999999999997E-2]
["SS",36,"Q8",5.7000000000000002E-2,0,0,-4.3999999999999997E-2]
["SS",36,"R4",8.2000000000000003E-2,0,0,-6.2E-2]
["SS",36,"R5",4.2000000000000003E-2,0,0,-3.2000000000000001E-2]
["SS",36,"R6",1.7999999999999999E-2,0,0,-1.4E-2]
["SS",36,"S1",0.25800000000000001,0,0,-0.19600000000000001]
["SS",36,"S2",0.04,0,0,-0.03]
["SS",36,"S4",1.2E-2,0,0,-8.9999999999999993E-3]
["SS",36,"S5",0.10100000000000001,0,0,-7.6999999999999999E-2]
["SS",36,"S6",1.2E-2,0,0,-8.9999999999999993E-3]
["SS",36,"S7",1.6E-2,0,0,-1.2E-2]
["SS",36,"T1",7.0000000000000007E-2,0,0,-5.2999999999999999E-2]
["SS",36,"T2",6.4000000000000001E-2,0,0,-4.9000000000000002E-2]
["SS",36,"T3",1.0999999999999999E-2,0,0,-8.0000000000000002E-3]
["SS",36,"T4",8.8999999999999996E-2,0,0,-6.8000000000000005E-2]
["SS",36,"T5",1.9E-2,0,0,-1.4E-2]
["SS",37,"A1",0.114,0,0,-8.6999999999999994E-2]
["SS",37,"A3",2.1000000000000001E-2,0,0,-1.6E-2]
["SS",37,"A4",6.6000000000000003E-2,0,0,-0.05]
["SS",37,"A6",0.20399999999999999,0,0,-0.155]
["SS",37,"A7",7.5999999999999998E-2,0,0,-5.7000000000000002E-2]
["SS",37,"A8",0.23400000000000001,0,0,-0.17799999999999999]
["SS",37,"A9",3.9E-2,0,0,-0.03]
["SS",37,"B1",0.32400000000000001,0,0,-0.246]
["SS",37,"B2",0.41599999999999998,0,0,-0.316]
["SS",37,"B3",0.106,0,0,-8.1000000000000003E-2]
["SS",37,"B4",0.112,0,0,-8.5000000000000006E-2]
["SS",37,"C1",4.2999999999999997E-2,0,0,-3.3000000000000002E-2]
["SS",37,"C2",8.5999999999999993E-2,0,0,-6.5000000000000002E-2]
["SS",37,"C3",0.05,0,0,-3.7999999999999999E-2]
["SS",37,"C4",6.4000000000000001E-2,0,0,-4.9000000000000002E-2]
["SS",37,"C5",7.4999999999999997E-2,0,0,-5.7000000000000002E-2]
["SS",37,"C6",2.5999999999999999E-2,0,0,-0.02]
["SS",37,"C7",9.9000000000000005E-2,0,0,-7.4999999999999997E-2]
["SS",37,"D4",0.17,0,0,-0.129]
["SS",37,"D5",0.13100000000000001,0,0,-0.1]
["SS",37,"D6",0.158,0,0,-0.12]
["SS",37,"E1",0.33400000000000002,0,0,-0.254]
["SS",37,"E7",0.11,0,0,-8.4000000000000005E-2]
["SS",37,"E8",7.8E-2,0,0,-5.8999999999999997E-2]
["SS",37,"F6",0.92600000000000005,0,0,-0.70399999999999996]
["SS",37,"G1",0.19400000000000001,0,0,-0.14699999999999999]
["SS",37,"G5",0.11799999999999999,0,0,-0.09]
["SS",37,"G6",0.23100000000000001,0,0,-0.17599999999999999]
["SS",37,"G7",0.154,0,0,-0.11700000000000001]
["SS",37,"H1",5.0999999999999997E-2,0,0,-3.9E-2]
["SS",37,"H2",0.26300000000000001,0,0,-0.2]
["SS",37,"H6",0.36599999999999999,0,0,-0.27800000000000002]
["SS",37,"J1",0.16700000000000001,0,0,-0.127]
["SS",37,"J3",0.35899999999999999,0,0,-0.27300000000000002]
["SS",37,"J4",0.12,0,0,-9.1999999999999998E-2]
["SS",37,"J5",0.27600000000000002,0,0,-0.21]
["SS",37,"J6",0.19400000000000001,0,0,-0.14799999999999999]
["SS",37,"J7",0.17399999999999999,0,0,-0.13200000000000001]
["SS",37,"J8",0.16,0,0,-0.121]
["SS",37,"K4",0.24,0,0,-0.182]
["SS",37,"K5",0.16,0,0,-0.122]
["SS",37,"K6",0.14299999999999999,0,0,-0.109]
["SS",37,"L1",2.5999999999999999E-2,0,0,-0.02]
["SS",37,"L2",0.28999999999999998,0,0,-0.22]
["SS",37,"L3",0.52700000000000002,0,0,-0.4]
["SS",37,"L5",0.48799999999999999,0,0,-0.371]
["SS",37,"L7",0.22700000000000001,0,0,-0.17199999999999999]
["SS",37,"L8",0.17199999999999999,0,0,-0.13]
["SS",37,"M4",0.108,0,0,-8.2000000000000003E-2]
["SS",37,"M5",7.8E-2,0,0,-0.06]
["SS",37,"M6",4.3999999999999997E-2,0,0,-3.3000000000000002E-2]
["SS",37,"M7",3.7999999999999999E-2,0,0,-2.9000000000000001E-2]
["SS",37,"M8",1.2E-2,0,0,-8.9999999999999993E-3]
["SS",37,"N1",0.182,0,0,-0.13800000000000001]
["SS",37,"N2",0.20100000000000001,0,0,-0.153]
["SS",37,"N3",0.127,0,0,-9.7000000000000003E-2]
["SS",37,"N4",0.2,0,0,-0.152]
["SS",37,"N5",0.10100000000000001,0,0,-7.6999999999999999E-2]
["SS",37,"N6",3.4000000000000002E-2,0,0,-2.5999999999999999E-2]
["SS",37,"N7",0.05,0,0,-3.7999999999999999E-2]
["SS",37,"P1",0.34300000000000003,0,0,-0.26100000000000001]
["SS",37,"P2",0.13400000000000001,0,0,-0.10100000000000001]
["SS",37,"P3",0.436,0,0,-0.33100000000000002]
["SS",37,"P4",5.0999999999999997E-2,0,0,-3.9E-2]
["SS",37,"P5",4.7E-2,0,0,-3.5000000000000003E-2]
["SS",37,"P6",0.15,0,0,-0.114]
["SS",37,"P7",9.9000000000000005E-2,0,0,-7.4999999999999997E-2]
["SS",37,"P8",0.28000000000000003,0,0,-0.21299999999999999]
["SS",37,"Q2",6.5000000000000002E-2,0,0,-0.05]
["SS",37,"Q4",0.313,0,0,-0.23799999999999999]
["SS",37,"Q5",9.6000000000000002E-2,0,0,-7.2999999999999995E-2]
["SS",37,"Q6",7.4999999999999997E-2,0,0,-5.7000000000000002E-2]
["SS",37,"Q7",9.5000000000000001E-2,0,0,-7.1999999999999995E-2]
["SS",37,"Q8",8.2000000000000003E-2,0,0,-6.2E-2]
["SS",37,"R4",0.11700000000000001,0,0,-8.8999999999999996E-2]
["SS",37,"R5",0.06,0,0,-4.5999999999999999E-2]
["SS",37,"R6",2.5999999999999999E-2,0,0,-0.02]
["SS",37,"S1",0.36699999999999999,0,0,-0.27900000000000003]
["SS",37,"S2",5.7000000000000002E-2,0,0,-4.2999999999999997E-2]
["SS",37,"S4",1.7000000000000001E-2,0,0,-1.2999999999999999E-2]
["SS",37,"S5",0.14299999999999999,0,0,-0.109]
["SS",37,"S6",1.7000000000000001E-2,0,0,-1.2999999999999999E-2]
["SS",37,"S7",2.1999999999999999E-2,0,0,-1.7000000000000001E-2]
["SS",37,"T1",0.1,0,0,-7.5999999999999998E-2]
["SS",37,"T2",9.1999999999999998E-2,0,0,-7.0000000000000007E-2]
["SS",37,"T3",1.4999999999999999E-2,0,0,-1.2E-2]
["SS",37,"T4",0.127,0,0,-9.7000000000000003E-2]
["SS",37,"T5",2.7E-2,0,0,-0.02]
["SS",38,"A1",0.16,0,0,-0.122]
["SS",38,"A3",2.9000000000000001E-2,0,0,-2.1999999999999999E-2]
["SS",38,"A4",9.1999999999999998E-2,0,0,-7.0000000000000007E-2]
["SS",38,"A6",0.28599999999999998,0,0,-0.217]
["SS",38,"A7",0.106,0,0,-0.08]
["SS",38,"A8",0.32800000000000001,0,0,-0.249]
["SS",38,"A9",5.5E-2,0,0,-4.2000000000000003E-2]
["SS",38,"B1",0.45300000000000001,0,0,-0.34399999999999997]
["SS",38,"B2",0.58199999999999996,0,0,-0.442]
["SS",38,"B3",0.14799999999999999,0,0,-0.113]
["SS",38,"B4",0.157,0,0,-0.11899999999999999]
["SS",38,"C1",6.0999999999999999E-2,0,0,-4.5999999999999999E-2]
["SS",38,"C2",0.12,0,0,-9.0999999999999998E-2]
["SS",38,"C3",6.9000000000000006E-2,0,0,-5.2999999999999999E-2]
["SS",38,"C4",8.8999999999999996E-2,0,0,-6.8000000000000005E-2]
["SS",38,"C5",0.104,0,0,-7.9000000000000001E-2]
["SS",38,"C6",3.5999999999999997E-2,0,0,-2.8000000000000001E-2]
["SS",38,"C7",0.13900000000000001,0,0,-0.106]
["SS",38,"D4",0.23799999999999999,0,0,-0.18099999999999999]
["SS",38,"D5",0.184,0,0,-0.14000000000000001]
["SS",38,"D6",0.222,0,0,-0.16900000000000001]
["SS",38,"E1",0.46700000000000003,0,0,-0.35499999999999998]
["SS",38,"E7",0.155,0,0,-0.11700000000000001]
["SS",38,"E8",0.109,0,0,-8.3000000000000004E-2]
["SS",38,"F6",1.2969999999999999,0,0,-0.98499999999999999]
["SS",38,"G1",0.27100000000000002,0,0,-0.20599999999999999]
["SS",38,"G5",0.16500000000000001,0,0,-0.126]
["SS",38,"G6",0.32400000000000001,0,0,-0.246]
["SS",38,"G7",0.215,0,0,-0.16400000000000001]
["SS",38,"H1",7.0999999999999994E-2,0,0,-5.3999999999999999E-2]
["SS",38,"H2",0.36799999999999999,0,0,-0.28000000000000003]
["SS",38,"H6",0.51300000000000001,0,0,-0.39]
["SS",38,"J1",0.23400000000000001,0,0,-0.17799999999999999]
["SS",38,"J3",0.503,0,0,-0.38200000000000001]
["SS",38,"J4",0.16900000000000001,0,0,-0.128]
["SS",38,"J5",0.38700000000000001,0,0,-0.29399999999999998]
["SS",38,"J6",0.27200000000000002,0,0,-0.20699999999999999]
["SS",38,"J7",0.24399999999999999,0,0,-0.186]
["SS",38,"J8",0.223,0,0,-0.17]
["SS",38,"K4",0.33600000000000002,0,0,-0.255]
["SS",38,"K5",0.224,0,0,-0.17100000000000001]
["SS",38,"K6",0.20100000000000001,0,0,-0.153]
["SS",38,"L1",3.5999999999999997E-2,0,0,-2.7E-2]
["SS",38,"L2",0.40600000000000003,0,0,-0.309]
["SS",38,"L3",0.73699999999999999,0,0,-0.56000000000000005]
["SS",38,"L5",0.68400000000000005,0,0,-0.52]
["SS",38,"L7",0.318,0,0,-0.24099999999999999]
["SS",38,"L8",0.24,0,0,-0.183]
["SS",38,"M4",0.151,0,0,-0.115]
["SS",38,"M5",0.11,0,0,-8.3000000000000004E-2]
["SS",38,"M6",6.0999999999999999E-2,0,0,-4.5999999999999999E-2]
["SS",38,"M7",5.2999999999999999E-2,0,0,-0.04]
["SS",38,"M8",1.6E-2,0,0,-1.2E-2]
["SS",38,"N1",0.254,0,0,-0.193]
["SS",38,"N2",0.28199999999999997,0,0,-0.214]
["SS",38,"N3",0.17799999999999999,0,0,-0.13500000000000001]
["SS",38,"N4",0.28000000000000003,0,0,-0.21299999999999999]
["SS",38,"N5",0.14099999999999999,0,0,-0.108]
["SS",38,"N6",4.8000000000000001E-2,0,0,-3.6999999999999998E-2]
["SS",38,"N7",7.0999999999999994E-2,0,0,-5.3999999999999999E-2]
["SS",38,"P1",0.48099999999999998,0,0,-0.36499999999999999]
["SS",38,"P2",0.187,0,0,-0.14199999999999999]
["SS",38,"P3",0.61,0,0,-0.46400000000000002]
["SS",38,"P4",7.1999999999999995E-2,0,0,-5.3999999999999999E-2]
["SS",38,"P5",6.5000000000000002E-2,0,0,-0.05]
["SS",38,"P6",0.21099999999999999,0,0,-0.16]
["SS",38,"P7",0.13900000000000001,0,0,-0.106]
["SS",38,"P8",0.39200000000000002,0,0,-0.29799999999999999]
["SS",38,"Q2",9.0999999999999998E-2,0,0,-7.0000000000000007E-2]
["SS",38,"Q4",0.439,0,0,-0.33400000000000002]
["SS",38,"Q5",0.13500000000000001,0,0,-0.10199999999999999]
["SS",38,"Q6",0.105,0,0,-0.08]
["SS",38,"Q7",0.13300000000000001,0,0,-0.10100000000000001]
["SS",38,"Q8",0.114,0,0,-8.6999999999999994E-2]
["SS",38,"R4",0.16300000000000001,0,0,-0.124]
["SS",38,"R5",8.4000000000000005E-2,0,0,-6.4000000000000001E-2]
["SS",38,"R6",3.5999999999999997E-2,0,0,-2.7E-2]
["SS",38,"S1",0.51300000000000001,0,0,-0.39]
["SS",38,"S2",0.08,0,0,-6.0999999999999999E-2]
["SS",38,"S4",2.3E-2,0,0,-1.7999999999999999E-2]
["SS",38,"S5",0.20100000000000001,0,0,-0.153]
["SS",38,"S6",2.4E-2,0,0,-1.7999999999999999E-2]
["SS",38,"S7",3.1E-2,0,0,-2.4E-2]
["SS",38,"T1",0.13900000000000001,0,0,-0.106]
["SS",38,"T2",0.128,0,0,-9.7000000000000003E-2]
["SS",38,"T3",2.1000000000000001E-2,0,0,-1.6E-2]
["SS",38,"T4",0.17799999999999999,0,0,-0.13500000000000001]
["SS",38,"T5",3.6999999999999998E-2,0,0,-2.8000000000000001E-2]
["SS",39,"A1",0.219,0,0,-0.16700000000000001]
["SS",39,"A3",0.04,0,0,-0.03]
["SS",39,"A4",0.127,0,0,-9.6000000000000002E-2]
["SS",39,"A6",0.39100000000000001,0,0,-0.29699999999999999]
["SS",39,"A7",0.14499999999999999,0,0,-0.11]
["SS",39,"A8",0.44900000000000001,0,0,-0.34100000000000003]
["SS",39,"A9",7.4999999999999997E-2,0,0,-5.7000000000000002E-2]
["SS",39,"B1",0.62,0,0,-0.47099999999999997]
["SS",39,"B2",0.79700000000000004,0,0,-0.60599999999999998]
["SS",39,"B3",0.20300000000000001,0,0,-0.154]
["SS",39,"B4",0.215,0,0,-0.16300000000000001]
["SS",39,"C1",8.3000000000000004E-2,0,0,-6.3E-2]
["SS",39,"C2",0.16400000000000001,0,0,-0.125]
["SS",39,"C3",9.5000000000000001E-2,0,0,-7.1999999999999995E-2]
["SS",39,"C4",0.122,0,0,-9.2999999999999999E-2]
["SS",39,"C5",0.14299999999999999,0,0,-0.109]
["SS",39,"C6",0.05,0,0,-3.7999999999999999E-2]
["SS",39,"C7",0.19,0,0,-0.14499999999999999]
["SS",39,"D4",0.32500000000000001,0,0,-0.247]
["SS",39,"D5",0.252,0,0,-0.191]
["SS",39,"D6",0.30399999999999999,0,0,-0.23100000000000001]
["SS",39,"E1",0.63900000000000001,0,0,-0.48599999999999999]
["SS",39,"E7",0.21099999999999999,0,0,-0.161]
["SS",39,"E8",0.14899999999999999,0,0,-0.113]
["SS",39,"F6",1.7749999999999999,0,0,-1.349]
["SS",39,"G1",0.371,0,0,-0.28199999999999997]
["SS",39,"G5",0.22600000000000001,0,0,-0.17199999999999999]
["SS",39,"G6",0.443,0,0,-0.33700000000000002]
["SS",39,"G7",0.29499999999999998,0,0,-0.224]
["SS",39,"H1",9.8000000000000004E-2,0,0,-7.3999999999999996E-2]
["SS",39,"H2",0.504,0,0,-0.38300000000000001]
["SS",39,"H6",0.70199999999999996,0,0,-0.53300000000000003]
["SS",39,"J1",0.32,0,0,-0.24299999999999999]
["SS",39,"J3",0.68799999999999994,0,0,-0.52300000000000002]
["SS",39,"J4",0.23100000000000001,0,0,-0.17599999999999999]
["SS",39,"J5",0.53,0,0,-0.40300000000000002]
["SS",39,"J6",0.372,0,0,-0.28299999999999997]
["SS",39,"J7",0.33400000000000002,0,0,-0.254]
["SS",39,"J8",0.30599999999999999,0,0,-0.23200000000000001]
["SS",39,"K4",0.46,0,0,-0.35]
["SS",39,"K5",0.307,0,0,-0.23400000000000001]
["SS",39,"K6",0.27500000000000002,0,0,-0.20899999999999999]
["SS",39,"L1",4.9000000000000002E-2,0,0,-3.6999999999999998E-2]
["SS",39,"L2",0.55600000000000005,0,0,-0.42199999999999999]
["SS",39,"L3",1.0089999999999999,0,0,-0.76700000000000002]
["SS",39,"L5",0.93600000000000005,0,0,-0.71099999999999997]
["SS",39,"L7",0.435,0,0,-0.33]
["SS",39,"L8",0.32900000000000001,0,0,-0.25]
["SS",39,"M4",0.20699999999999999,0,0,-0.158]
["SS",39,"M5",0.15,0,0,-0.114]
["SS",39,"M6",8.4000000000000005E-2,0,0,-6.4000000000000001E-2]
["SS",39,"M7",7.2999999999999995E-2,0,0,-5.5E-2]
["SS",39,"M8",2.1999999999999999E-2,0,0,-1.7000000000000001E-2]
["SS",39,"N1",0.34799999999999998,0,0,-0.26500000000000001]
["SS",39,"N2",0.38600000000000001,0,0,-0.29299999999999998]
["SS",39,"N3",0.24399999999999999,0,0,-0.185]
["SS",39,"N4",0.38300000000000001,0,0,-0.29099999999999998]
["SS",39,"N5",0.19400000000000001,0,0,-0.14699999999999999]
["SS",39,"N6",6.6000000000000003E-2,0,0,-0.05]
["SS",39,"N7",9.7000000000000003E-2,0,0,-7.2999999999999995E-2]
["SS",39,"P1",0.65800000000000003,0,0,-0.5]
["SS",39,"P2",0.25600000000000001,0,0,-0.19400000000000001]
["SS",39,"P3",0.83499999999999996,0,0,-0.63500000000000001]
["SS",39,"P4",9.8000000000000004E-2,0,0,-7.3999999999999996E-2]
["SS",39,"P5",8.8999999999999996E-2,0,0,-6.8000000000000005E-2]
["SS",39,"P6",0.28799999999999998,0,0,-0.219]
["SS",39,"P7",0.19,0,0,-0.14499999999999999]
["SS",39,"P8",0.53700000000000003,0,0,-0.40799999999999997]
["SS",39,"Q2",0.125,0,0,-9.5000000000000001E-2]
["SS",39,"Q4",0.60099999999999998,0,0,-0.45700000000000002]
["SS",39,"Q5",0.185,0,0,-0.14000000000000001]
["SS",39,"Q6",0.14399999999999999,0,0,-0.11]
["SS",39,"Q7",0.182,0,0,-0.13900000000000001]
["SS",39,"Q8",0.157,0,0,-0.11899999999999999]
["SS",39,"R4",0.223,0,0,-0.17]
["SS",39,"R5",0.115,0,0,-8.6999999999999994E-2]
["SS",39,"R6",4.9000000000000002E-2,0,0,-3.7999999999999999E-2]
["SS",39,"S1",0.70299999999999996,0,0,-0.53400000000000003]
["SS",39,"S2",0.109,0,0,-8.3000000000000004E-2]
["SS",39,"S4",3.2000000000000001E-2,0,0,-2.4E-2]
["SS",39,"S5",0.27500000000000002,0,0,-0.20899999999999999]
["SS",39,"S6",3.3000000000000002E-2,0,0,-2.5000000000000001E-2]
["SS",39,"S7",4.2000000000000003E-2,0,0,-3.2000000000000001E-2]
["SS",39,"T1",0.191,0,0,-0.14499999999999999]
["SS",39,"T2",0.17499999999999999,0,0,-0.13300000000000001]
["SS",39,"T3",2.9000000000000001E-2,0,0,-2.1999999999999999E-2]
["SS",39,"T4",0.24299999999999999,0,0,-0.185]
["SS",39,"T5",5.0999999999999997E-2,0,0,-3.9E-2]
["SS",40,"A1",0.29299999999999998,0,0,-0.223]
["SS",40,"A3",5.3999999999999999E-2,0,0,-4.1000000000000002E-2]
["SS",40,"A4",0.16900000000000001,0,0,-0.129]
["SS",40,"A6",0.52300000000000002,0,0,-0.39800000000000002]
["SS",40,"A7",0.193,0,0,-0.14699999999999999]
["SS",40,"A8",0.6,0,0,-0.45600000000000002]
["SS",40,"A9",0.1,0,0,-7.5999999999999998E-2]
["SS",40,"B1",0.82899999999999996,0,0,-0.63]
["SS",40,"B2",1.0649999999999999,0,0,-0.80900000000000005]
["SS",40,"B3",0.27200000000000002,0,0,-0.20599999999999999]
["SS",40,"B4",0.28699999999999998,0,0,-0.218]
["SS",40,"C1",0.111,0,0,-8.4000000000000005E-2]
["SS",40,"C2",0.22,0,0,-0.16700000000000001]
["SS",40,"C3",0.127,0,0,-9.7000000000000003E-2]
["SS",40,"C4",0.16400000000000001,0,0,-0.124]
["SS",40,"C5",0.191,0,0,-0.14499999999999999]
["SS",40,"C6",6.7000000000000004E-2,0,0,-5.0999999999999997E-2]
["SS",40,"C7",0.254,0,0,-0.193]
["SS",40,"D4",0.435,0,0,-0.33]
["SS",40,"D5",0.33600000000000002,0,0,-0.25600000000000001]
["SS",40,"D6",0.40600000000000003,0,0,-0.309]
["SS",40,"E1",0.85499999999999998,0,0,-0.65]
["SS",40,"E7",0.28299999999999997,0,0,-0.215]
["SS",40,"E8",0.2,0,0,-0.152]
["SS",40,"F6",2.3719999999999999,0,0,-1.8029999999999999]
["SS",40,"G1",0.496,0,0,-0.377]
["SS",40,"G5",0.30199999999999999,0,0,-0.23]
["SS",40,"G6",0.59299999999999997,0,0,-0.45]
["SS",40,"G7",0.39400000000000002,0,0,-0.29899999999999999]
["SS",40,"H1",0.13100000000000001,0,0,-9.9000000000000005E-2]
["SS",40,"H2",0.67400000000000004,0,0,-0.51200000000000001]
["SS",40,"H6",0.93799999999999994,0,0,-0.71299999999999997]
["SS",40,"J1",0.42799999999999999,0,0,-0.32500000000000001]
["SS",40,"J3",0.92,0,0,-0.69899999999999995]
["SS",40,"J4",0.309,0,0,-0.23499999999999999]
["SS",40,"J5",0.70799999999999996,0,0,-0.53800000000000003]
["SS",40,"J6",0.498,0,0,-0.378]
["SS",40,"J7",0.44700000000000001,0,0,-0.33900000000000002]
["SS",40,"J8",0.40899999999999997,0,0,-0.311]
["SS",40,"K4",0.61499999999999999,0,0,-0.46700000000000003]
["SS",40,"K5",0.41099999999999998,0,0,-0.312]
["SS",40,"K6",0.36799999999999999,0,0,-0.27900000000000003]
["SS",40,"L1",6.6000000000000003E-2,0,0,-0.05]
["SS",40,"L2",0.74299999999999999,0,0,-0.56399999999999995]
["SS",40,"L3",1.349,0,0,-1.0249999999999999]
["SS",40,"L5",1.2509999999999999,0,0,-0.95099999999999996]
["SS",40,"L7",0.58099999999999996,0,0,-0.442]
["SS",40,"L8",0.44,0,0,-0.33400000000000002]
["SS",40,"M4",0.27700000000000002,0,0,-0.21099999999999999]
["SS",40,"M5",0.20100000000000001,0,0,-0.153]
["SS",40,"M6",0.112,0,0,-8.5000000000000006E-2]
["SS",40,"M7",9.7000000000000003E-2,0,0,-7.3999999999999996E-2]
["SS",40,"M8",0.03,0,0,-2.3E-2]
["SS",40,"N1",0.46500000000000002,0,0,-0.35399999999999998]
["SS",40,"N2",0.51500000000000001,0,0,-0.39200000000000002]
["SS",40,"N3",0.32600000000000001,0,0,-0.247]
["SS",40,"N4",0.51200000000000001,0,0,-0.38900000000000001]
["SS",40,"N5",0.25900000000000001,0,0,-0.19700000000000001]
["SS",40,"N6",8.7999999999999995E-2,0,0,-6.7000000000000004E-2]
["SS",40,"N7",0.129,0,0,-9.8000000000000004E-2]
["SS",40,"P1",0.88,0,0,-0.66900000000000004]
["SS",40,"P2",0.34200000000000003,0,0,-0.26]
["SS",40,"P3",1.1160000000000001,0,0,-0.84799999999999998]
["SS",40,"P4",0.13100000000000001,0,0,-9.9000000000000005E-2]
["SS",40,"P5",0.11899999999999999,0,0,-9.0999999999999998E-2]
["SS",40,"P6",0.38500000000000001,0,0,-0.29299999999999998]
["SS",40,"P7",0.254,0,0,-0.193]
["SS",40,"P8",0.71799999999999997,0,0,-0.54600000000000004]
["SS",40,"Q2",0.16700000000000001,0,0,-0.127]
["SS",40,"Q4",0.80300000000000005,0,0,-0.61]
["SS",40,"Q5",0.247,0,0,-0.187]
["SS",40,"Q6",0.193,0,0,-0.14699999999999999]
["SS",40,"Q7",0.24399999999999999,0,0,-0.185]
["SS",40,"Q8",0.20899999999999999,0,0,-0.159]
["SS",40,"R4",0.29899999999999999,0,0,-0.22700000000000001]
["SS",40,"R5",0.153,0,0,-0.11700000000000001]
["SS",40,"R6",6.6000000000000003E-2,0,0,-0.05]
["SS",40,"S1",0.93899999999999995,0,0,-0.71399999999999997]
["SS",40,"S2",0.14599999999999999,0,0,-0.111]
["SS",40,"S4",4.2999999999999997E-2,0,0,-3.2000000000000001E-2]
["SS",40,"S5",0.36799999999999999,0,0,-0.27900000000000003]
["SS",40,"S6",4.3999999999999997E-2,0,0,-3.4000000000000002E-2]
["SS",40,"S7",5.7000000000000002E-2,0,0,-4.2999999999999997E-2]
["SS",40,"T1",0.255,0,0,-0.19400000000000001]
["SS",40,"T2",0.23400000000000001,0,0,-0.17799999999999999]
["SS",40,"T3",3.9E-2,0,0,-0.03]
["SS",40,"T4",0.32500000000000001,0,0,-0.247]
["SS",40,"T5",6.8000000000000005E-2,0,0,-5.1999999999999998E-2]
["SP",16,"A1",0.224,0,-0.17,0]
["SP",16,"A3",4.1000000000000002E-2,0,-3.1E-2,0]
["SP",16,"A4",0.129,0,-9.8000000000000004E-2,0]
["SP",16,"A6",0.39900000000000002,0,-0.30299999999999999,0]
["SP",16,"A7",0.14799999999999999,0,-0.112,0]
["SP",16,"A8",0.45800000000000002,0,-0.34799999999999998,0]
["SP",16,"A9",7.5999999999999998E-2,0,-5.8000000000000003E-2,0]
["SP",16,"B1",0.63300000000000001,0,-0.48099999999999998,0]
["SP",16,"B2",0.81299999999999994,0,-0.61799999999999999,0]
["SP",16,"B3",0.20699999999999999,0,-0.158,0]
["SP",16,"B4",0.219,0,-0.16600000000000001,0]
["SP",16,"C1",8.5000000000000006E-2,0,-6.4000000000000001E-2,0]
["SP",16,"C2",0.16800000000000001,0,-0.127,0]
["SP",16,"C3",9.7000000000000003E-2,0,-7.3999999999999996E-2,0]
["SP",16,"C4",0.125,0,-9.5000000000000001E-2,0]
["SP",16,"C5",0.14599999999999999,0,-0.111,0]
["SP",16,"C6",5.0999999999999997E-2,0,-3.9E-2,0]
["SP",16,"C7",0.19400000000000001,0,-0.14699999999999999,0]
["SP",16,"D4",0.33200000000000002,0,-0.252,0]
["SP",16,"D5",0.25700000000000001,0,-0.19500000000000001,0]
["SP",16,"D6",0.31,0,-0.23499999999999999,0]
["SP",16,"E1",0.65200000000000002,0,-0.496,0]
["SP",16,"E7",0.216,0,-0.16400000000000001,0]
["SP",16,"E8",0.152,0,-0.11600000000000001,0]
["SP",16,"F6",1.81,0,-1.3759999999999999,0]
["SP",16,"G1",0.378,0,-0.28799999999999998,0]
["SP",16,"G5",0.23100000000000001,0,-0.17499999999999999,0]
["SP",16,"G6",0.45200000000000001,0,-0.34399999999999997,0]
["SP",16,"G7",0.30099999999999999,0,-0.22900000000000001,0]
["SP",16,"H1",0.1,0,-7.5999999999999998E-2,0]
["SP",16,"H2",0.51400000000000001,0,-0.39100000000000001,0]
["SP",16,"H6",0.71599999999999997,0,-0.54400000000000004,0]
["SP",16,"J1",0.32600000000000001,0,-0.248,0]
["SP",16,"J3",0.70199999999999996,0,-0.53300000000000003,0]
["SP",16,"J4",0.23599999999999999,0,-0.17899999999999999,0]
["SP",16,"J5",0.54,0,-0.41099999999999998,0]
["SP",16,"J6",0.38,0,-0.28899999999999998,0]
["SP",16,"J7",0.34100000000000003,0,-0.25900000000000001,0]
["SP",16,"J8",0.312,0,-0.23699999999999999,0]
["SP",16,"K4",0.46899999999999997,0,-0.35699999999999998,0]
["SP",16,"K5",0.313,0,-0.23799999999999999,0]
["SP",16,"K6",0.28000000000000003,0,-0.21299999999999999,0]
["SP",16,"L1",0.05,0,-3.7999999999999999E-2,0]
["SP",16,"L2",0.56699999999999995,0,-0.43099999999999999,0]
["SP",16,"L3",1.0289999999999999,0,-0.78200000000000003,0]
["SP",16,"L5",0.95499999999999996,0,-0.72599999999999998,0]
["SP",16,"L7",0.443,0,-0.33700000000000002,0]
["SP",16,"L8",0.33600000000000002,0,-0.255,0]
["SP",16,"M4",0.21099999999999999,0,-0.161,0]
["SP",16,"M5",0.153,0,-0.11700000000000001,0]
["SP",16,"M6",8.5000000000000006E-2,0,-6.5000000000000002E-2,0]
["SP",16,"M7",7.3999999999999996E-2,0,-5.6000000000000001E-2,0]
["SP",16,"M8",2.3E-2,0,-1.7000000000000001E-2,0]
["SP",16,"N1",0.35499999999999998,0,-0.27,0]
["SP",16,"N2",0.39300000000000002,0,-0.29899999999999999,0]
["SP",16,"N3",0.248,0,-0.189,0]
["SP",16,"N4",0.39,0,-0.29699999999999999,0]
["SP",16,"N5",0.19800000000000001,0,-0.15,0]
["SP",16,"N6",6.7000000000000004E-2,0,-5.0999999999999997E-2,0]
["SP",16,"N7",9.9000000000000005E-2,0,-7.4999999999999997E-2,0]
["SP",16,"P1",0.67100000000000004,0,-0.51,0]
["SP",16,"P2",0.26100000000000001,0,-0.19800000000000001,0]
["SP",16,"P3",0.85199999999999998,0,-0.64700000000000002,0]
["SP",16,"P4",0.1,0,-7.5999999999999998E-2,0]
["SP",16,"P5",9.0999999999999998E-2,0,-6.9000000000000006E-2,0]
["SP",16,"P6",0.29399999999999998,0,-0.224,0]
["SP",16,"P7",0.19400000000000001,0,-0.14799999999999999,0]
["SP",16,"P8",0.54800000000000004,0,-0.41599999999999998,0]
["SP",16,"Q2",0.128,0,-9.7000000000000003E-2,0]
["SP",16,"Q4",0.61299999999999999,0,-0.46600000000000003,0]
["SP",16,"Q5",0.188,0,-0.14299999999999999,0]
["SP",16,"Q6",0.14699999999999999,0,-0.112,0]
["SP",16,"Q7",0.186,0,-0.14099999999999999,0]
["SP",16,"Q8",0.16,0,-0.121,0]
["SP",16,"R4",0.22800000000000001,0,-0.17299999999999999,0]
["SP",16,"R5",0.11700000000000001,0,-8.8999999999999996E-2,0]
["SP",16,"R6",0.05,0,-3.7999999999999999E-2,0]
["SP",16,"S1",0.71699999999999997,0,-0.54500000000000004,0]
["SP",16,"S2",0.112,0,-8.5000000000000006E-2,0]
["SP",16,"S4",3.3000000000000002E-2,0,-2.5000000000000001E-2,0]
["SP",16,"S5",0.28000000000000003,0,-0.21299999999999999,0]
["SP",16,"S6",3.4000000000000002E-2,0,-2.5999999999999999E-2,0]
["SP",16,"S7",4.2999999999999997E-2,0,-3.3000000000000002E-2,0]
["SP",16,"T1",0.19500000000000001,0,-0.14799999999999999,0]
["SP",16,"T2",0.17899999999999999,0,-0.13600000000000001,0]
["SP",16,"T3",0.03,0,-2.3E-2,0]
["SP",16,"T4",0.248,0,-0.189,0]
["SP",16,"T5",5.1999999999999998E-2,0,-3.9E-2,0]
["SP",17,"A1",0.224,0,-0.17,0]
["SP",17,"A3",4.1000000000000002E-2,0,-3.1E-2,0]
["SP",17,"A4",0.129,0,-9.8000000000000004E-2,0]
["SP",17,"A6",0.39900000000000002,0,-0.30299999999999999,0]
["SP",17,"A7",0.14799999999999999,0,-0.112,0]
["SP",17,"A8",0.45800000000000002,0,-0.34799999999999998,0]
["SP",17,"A9",7.5999999999999998E-2,0,-5.8000000000000003E-2,0]
["SP",17,"B1",0.63300000000000001,0,-0.48099999999999998,0]
["SP",17,"B2",0.81299999999999994,0,-0.61799999999999999,0]
["SP",17,"B3",0.20699999999999999,0,-0.158,0]
["SP",17,"B4",0.219,0,-0.16600000000000001,0]
["SP",17,"C1",8.5000000000000006E-2,0,-6.4000000000000001E-2,0]
["SP",17,"C2",0.16800000000000001,0,-0.127,0]
["SP",17,"C3",9.7000000000000003E-2,0,-7.3999999999999996E-2,0]
["SP",17,"C4",0.125,0,-9.5000000000000001E-2,0]
["SP",17,"C5",0.14599999999999999,0,-0.111,0]
["SP",17,"C6",5.0999999999999997E-2,0,-3.9E-2,0]
["SP",17,"C7",0.19400000000000001,0,-0.14699999999999999,0]
["SP",17,"D4",0.33200000000000002,0,-0.252,0]
["SP",17,"D5",0.25700000000000001,0,-0.19500000000000001,0]
["SP",17,"D6",0.31,0,-0.23499999999999999,0]
["SP",17,"E1",0.65200000000000002,0,-0.496,0]
["SP",17,"E7",0.216,0,-0.16400000000000001,0]
["SP",17,"E8",0.152,0,-0.11600000000000001,0]
["SP",17,"F6",1.81,0,-1.3759999999999999,0]
["SP",17,"G1",0.378,0,-0.28799999999999998,0]
["SP",17,"G5",0.23100000000000001,0,-0.17499999999999999,0]
["SP",17,"G6",0.45200000000000001,0,-0.34399999999999997,0]
["SP",17,"G7",0.30099999999999999,0,-0.22900000000000001,0]
["SP",17,"H1",0.1,0,-7.5999999999999998E-2,0]
["SP",17,"H2",0.51400000000000001,0,-0.39100000000000001,0]
["SP",17,"H6",0.71599999999999997,0,-0.54400000000000004,0]
["SP",17,"J1",0.32600000000000001,0,-0.248,0]
["SP",17,"J3",0.70199999999999996,0,-0.53300000000000003,0]
["SP",17,"J4",0.23599999999999999,0,-0.17899999999999999,0]
["SP",17,"J5",0.54,0,-0.41099999999999998,0]
["SP",17,"J6",0.38,0,-0.28899999999999998,0]
["SP",17,"J7",0.34100000000000003,0,-0.25900000000000001,0]
["SP",17,"J8",0.312,0,-0.23699999999999999,0]
["SP",17,"K4",0.46899999999999997,0,-0.35699999999999998,0]
["SP",17,"K5",0.313,0,-0.23799999999999999,0]
["SP",17,"K6",0.28000000000000003,0,-0.21299999999999999,0]
["SP",17,"L1",0.05,0,-3.7999999999999999E-2,0]
["SP",17,"L2",0.56699999999999995,0,-0.43099999999999999,0]
["SP",17,"L3",1.0289999999999999,0,-0.78200000000000003,0]
["SP",17,"L5",0.95499999999999996,0,-0.72599999999999998,0]
["SP",17,"L7",0.443,0,-0.33700000000000002,0]
["SP",17,"L8",0.33600000000000002,0,-0.255,0]
["SP",17,"M4",0.21099999999999999,0,-0.161,0]
["SP",17,"M5",0.153,0,-0.11700000000000001,0]
["SP",17,"M6",8.5000000000000006E-2,0,-6.5000000000000002E-2,0]
["SP",17,"M7",7.3999999999999996E-2,0,-5.6000000000000001E-2,0]
["SP",17,"M8",2.3E-2,0,-1.7000000000000001E-2,0]
["SP",17,"N1",0.35499999999999998,0,-0.27,0]
["SP",17,"N2",0.39300000000000002,0,-0.29899999999999999,0]
["SP",17,"N3",0.248,0,-0.189,0]
["SP",17,"N4",0.39,0,-0.29699999999999999,0]
["SP",17,"N5",0.19800000000000001,0,-0.15,0]
["SP",17,"N6",6.7000000000000004E-2,0,-5.0999999999999997E-2,0]
["SP",17,"N7",9.9000000000000005E-2,0,-7.4999999999999997E-2,0]
["SP",17,"P1",0.67100000000000004,0,-0.51,0]
["SP",17,"P2",0.26100000000000001,0,-0.19800000000000001,0]
["SP",17,"P3",0.85199999999999998,0,-0.64700000000000002,0]
["SP",17,"P4",0.1,0,-7.5999999999999998E-2,0]
["SP",17,"P5",9.0999999999999998E-2,0,-6.9000000000000006E-2,0]
["SP",17,"P6",0.29399999999999998,0,-0.224,0]
["SP",17,"P7",0.19400000000000001,0,-0.14799999999999999,0]
["SP",17,"P8",0.54800000000000004,0,-0.41599999999999998,0]
["SP",17,"Q2",0.128,0,-9.7000000000000003E-2,0]
["SP",17,"Q4",0.61299999999999999,0,-0.46600000000000003,0]
["SP",17,"Q5",0.188,0,-0.14299999999999999,0]
["SP",17,"Q6",0.14699999999999999,0,-0.112,0]
["SP",17,"Q7",0.186,0,-0.14099999999999999,0]
["SP",17,"Q8",0.16,0,-0.121,0]
["SP",17,"R4",0.22800000000000001,0,-0.17299999999999999,0]
["SP",17,"R5",0.11700000000000001,0,-8.8999999999999996E-2,0]
["SP",17,"R6",0.05,0,-3.7999999999999999E-2,0]
["SP",17,"S1",0.71699999999999997,0,-0.54500000000000004,0]
["SP",17,"S2",0.112,0,-8.5000000000000006E-2,0]
["SP",17,"S4",3.3000000000000002E-2,0,-2.5000000000000001E-2,0]
["SP",17,"S5",0.28000000000000003,0,-0.21299999999999999,0]
["SP",17,"S6",3.4000000000000002E-2,0,-2.5999999999999999E-2,0]
["SP",17,"S7",4.2999999999999997E-2,0,-3.3000000000000002E-2,0]
["SP",17,"T1",0.19500000000000001,0,-0.14799999999999999,0]
["SP",17,"T2",0.17899999999999999,0,-0.13600000000000001,0]
["SP",17,"T3",0.03,0,-2.3E-2,0]
["SP",17,"T4",0.248,0,-0.189,0]
["SP",17,"T5",5.1999999999999998E-2,0,-3.9E-2,0]
["SP",18,"A1",0.224,0,-0.17,0]
["SP",18,"A3",4.1000000000000002E-2,0,-3.1E-2,0]
["SP",18,"A4",0.129,0,-9.8000000000000004E-2,0]
["SP",18,"A6",0.39900000000000002,0,-0.30299999999999999,0]
["SP",18,"A7",0.14799999999999999,0,-0.112,0]
["SP",18,"A8",0.45800000000000002,0,-0.34799999999999998,0]
["SP",18,"A9",7.5999999999999998E-2,0,-5.8000000000000003E-2,0]
["SP",18,"B1",0.63300000000000001,0,-0.48099999999999998,0]
["SP",18,"B2",0.81299999999999994,0,-0.61799999999999999,0]
["SP",18,"B3",0.20699999999999999,0,-0.158,0]
["SP",18,"B4",0.219,0,-0.16600000000000001,0]
["SP",18,"C1",8.5000000000000006E-2,0,-6.4000000000000001E-2,0]
["SP",18,"C2",0.16800000000000001,0,-0.127,0]
["SP",18,"C3",9.7000000000000003E-2,0,-7.3999999999999996E-2,0]
["SP",18,"C4",0.125,0,-9.5000000000000001E-2,0]
["SP",18,"C5",0.14599999999999999,0,-0.111,0]
["SP",18,"C6",5.0999999999999997E-2,0,-3.9E-2,0]
["SP",18,"C7",0.19400000000000001,0,-0.14699999999999999,0]
["SP",18,"D4",0.33200000000000002,0,-0.252,0]
["SP",18,"D5",0.25700000000000001,0,-0.19500000000000001,0]
["SP",18,"D6",0.31,0,-0.23499999999999999,0]
["SP",18,"E1",0.65200000000000002,0,-0.496,0]
["SP",18,"E7",0.216,0,-0.16400000000000001,0]
["SP",18,"E8",0.152,0,-0.11600000000000001,0]
["SP",18,"F6",1.81,0,-1.3759999999999999,0]
["SP",18,"G1",0.378,0,-0.28799999999999998,0]
["SP",18,"G5",0.23100000000000001,0,-0.17499999999999999,0]
["SP",18,"G6",0.45200000000000001,0,-0.34399999999999997,0]
["SP",18,"G7",0.30099999999999999,0,-0.22900000000000001,0]
["SP",18,"H1",0.1,0,-7.5999999999999998E-2,0]
["SP",18,"H2",0.51400000000000001,0,-0.39100000000000001,0]
["SP",18,"H6",0.71599999999999997,0,-0.54400000000000004,0]
["SP",18,"J1",0.32600000000000001,0,-0.248,0]
["SP",18,"J3",0.70199999999999996,0,-0.53300000000000003,0]
["SP",18,"J4",0.23599999999999999,0,-0.17899999999999999,0]
["SP",18,"J5",0.54,0,-0.41099999999999998,0]
["SP",18,"J6",0.38,0,-0.28899999999999998,0]
["SP",18,"J7",0.34100000000000003,0,-0.25900000000000001,0]
["SP",18,"J8",0.312,0,-0.23699999999999999,0]
["SP",18,"K4",0.46899999999999997,0,-0.35699999999999998,0]
["SP",18,"K5",0.313,0,-0.23799999999999999,0]
["SP",18,"K6",0.28000000000000003,0,-0.21299999999999999,0]
["SP",18,"L1",0.05,0,-3.7999999999999999E-2,0]
["SP",18,"L2",0.56699999999999995,0,-0.43099999999999999,0]
["SP",18,"L3",1.0289999999999999,0,-0.78200000000000003,0]
["SP",18,"L5",0.95499999999999996,0,-0.72599999999999998,0]
["SP",18,"L7",0.443,0,-0.33700000000000002,0]
["SP",18,"L8",0.33600000000000002,0,-0.255,0]
["SP",18,"M4",0.21099999999999999,0,-0.161,0]
["SP",18,"M5",0.153,0,-0.11700000000000001,0]
["SP",18,"M6",8.5000000000000006E-2,0,-6.5000000000000002E-2,0]
["SP",18,"M7",7.3999999999999996E-2,0,-5.6000000000000001E-2,0]
["SP",18,"M8",2.3E-2,0,-1.7000000000000001E-2,0]
["SP",18,"N1",0.35499999999999998,0,-0.27,0]
["SP",18,"N2",0.39300000000000002,0,-0.29899999999999999,0]
["SP",18,"N3",0.248,0,-0.189,0]
["SP",18,"N4",0.39,0,-0.29699999999999999,0]
["SP",18,"N5",0.19800000000000001,0,-0.15,0]
["SP",18,"N6",6.7000000000000004E-2,0,-5.0999999999999997E-2,0]
["SP",18,"N7",9.9000000000000005E-2,0,-7.4999999999999997E-2,0]
["SP",18,"P1",0.67100000000000004,0,-0.51,0]
["SP",18,"P2",0.26100000000000001,0,-0.19800000000000001,0]
["SP",18,"P3",0.85199999999999998,0,-0.64700000000000002,0]
["SP",18,"P4",0.1,0,-7.5999999999999998E-2,0]
["SP",18,"P5",9.0999999999999998E-2,0,-6.9000000000000006E-2,0]
["SP",18,"P6",0.29399999999999998,0,-0.224,0]
["SP",18,"P7",0.19400000000000001,0,-0.14799999999999999,0]
["SP",18,"P8",0.54800000000000004,0,-0.41599999999999998,0]
["SP",18,"Q2",0.128,0,-9.7000000000000003E-2,0]
["SP",18,"Q4",0.61299999999999999,0,-0.46600000000000003,0]
["SP",18,"Q5",0.188,0,-0.14299999999999999,0]
["SP",18,"Q6",0.14699999999999999,0,-0.112,0]
["SP",18,"Q7",0.186,0,-0.14099999999999999,0]
["SP",18,"Q8",0.16,0,-0.121,0]
["SP",18,"R4",0.22800000000000001,0,-0.17299999999999999,0]
["SP",18,"R5",0.11700000000000001,0,-8.8999999999999996E-2,0]
["SP",18,"R6",0.05,0,-3.7999999999999999E-2,0]
["SP",18,"S1",0.71699999999999997,0,-0.54500000000000004,0]
["SP",18,"S2",0.112,0,-8.5000000000000006E-2,0]
["SP",18,"S4",3.3000000000000002E-2,0,-2.5000000000000001E-2,0]
["SP",18,"S5",0.28000000000000003,0,-0.21299999999999999,0]
["SP",18,"S6",3.4000000000000002E-2,0,-2.5999999999999999E-2,0]
["SP",18,"S7",4.2999999999999997E-2,0,-3.3000000000000002E-2,0]
["SP",18,"T1",0.19500000000000001,0,-0.14799999999999999,0]
["SP",18,"T2",0.17899999999999999,0,-0.13600000000000001,0]
["SP",18,"T3",0.03,0,-2.3E-2,0]
["SP",18,"T4",0.248,0,-0.189,0]
["SP",18,"T5",5.1999999999999998E-2,0,-3.9E-2,0]
["SP",19,"A1",0.224,0,-8.5000000000000006E-2,-8.5000000000000006E-2]
["SP",19,"A3",4.1000000000000002E-2,0,-1.6E-2,-1.6E-2]
["SP",19,"A4",0.129,0,-4.9000000000000002E-2,-4.9000000000000002E-2]
["SP",19,"A6",0.39900000000000002,0,-0.152,-0.152]
["SP",19,"A7",0.14799999999999999,0,-5.6000000000000001E-2,-5.6000000000000001E-2]
["SP",19,"A8",0.45800000000000002,0,-0.17399999999999999,-0.17399999999999999]
["SP",19,"A9",7.5999999999999998E-2,0,-2.9000000000000001E-2,-2.9000000000000001E-2]
["SP",19,"B1",0.63200000000000001,0,-0.24,-0.24]
["SP",19,"B2",0.81200000000000006,0,-0.309,-0.309]
["SP",19,"B3",0.20699999999999999,0,-7.9000000000000001E-2,-7.9000000000000001E-2]
["SP",19,"B4",0.219,0,-8.3000000000000004E-2,-8.3000000000000004E-2]
["SP",19,"C1",8.5000000000000006E-2,0,-3.2000000000000001E-2,-3.2000000000000001E-2]
["SP",19,"C2",0.16800000000000001,0,-6.4000000000000001E-2,-6.4000000000000001E-2]
["SP",19,"C3",9.7000000000000003E-2,0,-3.6999999999999998E-2,-3.6999999999999998E-2]
["SP",19,"C4",0.125,0,-4.7E-2,-4.7E-2]
["SP",19,"C5",0.14599999999999999,0,-5.5E-2,-5.5E-2]
["SP",19,"C6",5.0999999999999997E-2,0,-1.9E-2,-1.9E-2]
["SP",19,"C7",0.19400000000000001,0,-7.3999999999999996E-2,-7.3999999999999996E-2]
["SP",19,"D4",0.33200000000000002,0,-0.126,-0.126]
["SP",19,"D5",0.25600000000000001,0,-9.7000000000000003E-2,-9.7000000000000003E-2]
["SP",19,"D6",0.31,0,-0.11799999999999999,-0.11799999999999999]
["SP",19,"E1",0.65200000000000002,0,-0.248,-0.248]
["SP",19,"E7",0.216,0,-8.2000000000000003E-2,-8.2000000000000003E-2]
["SP",19,"E8",0.152,0,-5.8000000000000003E-2,-5.8000000000000003E-2]
["SP",19,"F6",1.8089999999999999,0,-0.68700000000000006,-0.68700000000000006]
["SP",19,"G1",0.378,0,-0.14399999999999999,-0.14399999999999999]
["SP",19,"G5",0.23100000000000001,0,-8.7999999999999995E-2,-8.7999999999999995E-2]
["SP",19,"G6",0.45200000000000001,0,-0.17199999999999999,-0.17199999999999999]
["SP",19,"G7",0.3,0,-0.114,-0.114]
["SP",19,"H1",0.1,0,-3.7999999999999999E-2,-3.7999999999999999E-2]
["SP",19,"H2",0.51400000000000001,0,-0.19500000000000001,-0.19500000000000001]
["SP",19,"H6",0.71499999999999997,0,-0.27200000000000002,-0.27200000000000002]
["SP",19,"J1",0.32600000000000001,0,-0.124,-0.124]
["SP",19,"J3",0.70099999999999996,0,-0.26600000000000001,-0.26600000000000001]
["SP",19,"J4",0.23499999999999999,0,-8.8999999999999996E-2,-8.8999999999999996E-2]
["SP",19,"J5",0.54,0,-0.20499999999999999,-0.20499999999999999]
["SP",19,"J6",0.379,0,-0.14399999999999999,-0.14399999999999999]
["SP",19,"J7",0.34100000000000003,0,-0.129,-0.129]
["SP",19,"J8",0.312,0,-0.11799999999999999,-0.11799999999999999]
["SP",19,"K4",0.46899999999999997,0,-0.17799999999999999,-0.17799999999999999]
["SP",19,"K5",0.313,0,-0.11899999999999999,-0.11899999999999999]
["SP",19,"K6",0.28000000000000003,0,-0.106,-0.106]
["SP",19,"L1",0.05,0,-1.9E-2,-1.9E-2]
["SP",19,"L2",0.56599999999999995,0,-0.215,-0.215]
["SP",19,"L3",1.0289999999999999,0,-0.39100000000000001,-0.39100000000000001]
["SP",19,"L5",0.95399999999999996,0,-0.36299999999999999,-0.36299999999999999]
["SP",19,"L7",0.443,0,-0.16800000000000001,-0.16800000000000001]
["SP",19,"L8",0.33500000000000002,0,-0.127,-0.127]
["SP",19,"M4",0.21099999999999999,0,-0.08,-0.08]
["SP",19,"M5",0.153,0,-5.8000000000000003E-2,-5.8000000000000003E-2]
["SP",19,"M6",8.5000000000000006E-2,0,-3.2000000000000001E-2,-3.2000000000000001E-2]
["SP",19,"M7",7.3999999999999996E-2,0,-2.8000000000000001E-2,-2.8000000000000001E-2]
["SP",19,"M8",2.3E-2,0,-8.9999999999999993E-3,-8.9999999999999993E-3]
["SP",19,"N1",0.35499999999999998,0,-0.13500000000000001,-0.13500000000000001]
["SP",19,"N2",0.39300000000000002,0,-0.14899999999999999,-0.14899999999999999]
["SP",19,"N3",0.248,0,-9.4E-2,-9.4E-2]
["SP",19,"N4",0.39,0,-0.14799999999999999,-0.14799999999999999]
["SP",19,"N5",0.19700000000000001,0,-7.4999999999999997E-2,-7.4999999999999997E-2]
["SP",19,"N6",6.7000000000000004E-2,0,-2.5999999999999999E-2,-2.5999999999999999E-2]
["SP",19,"N7",9.9000000000000005E-2,0,-3.6999999999999998E-2,-3.6999999999999998E-2]
["SP",19,"P1",0.67100000000000004,0,-0.255,-0.255]
["SP",19,"P2",0.26100000000000001,0,-9.9000000000000005E-2,-9.9000000000000005E-2]
["SP",19,"P3",0.85099999999999998,0,-0.32300000000000001,-0.32300000000000001]
["SP",19,"P4",0.1,0,-3.7999999999999999E-2,-3.7999999999999999E-2]
["SP",19,"P5",9.0999999999999998E-2,0,-3.5000000000000003E-2,-3.5000000000000003E-2]
["SP",19,"P6",0.29399999999999998,0,-0.112,-0.112]
["SP",19,"P7",0.19400000000000001,0,-7.3999999999999996E-2,-7.3999999999999996E-2]
["SP",19,"P8",0.54700000000000004,0,-0.20799999999999999,-0.20799999999999999]
["SP",19,"Q2",0.128,0,-4.9000000000000002E-2,-4.9000000000000002E-2]
["SP",19,"Q4",0.61199999999999999,0,-0.23300000000000001,-0.23300000000000001]
["SP",19,"Q5",0.188,0,-7.0999999999999994E-2,-7.0999999999999994E-2]
["SP",19,"Q6",0.14699999999999999,0,-5.6000000000000001E-2,-5.6000000000000001E-2]
["SP",19,"Q7",0.186,0,-7.0999999999999994E-2,-7.0999999999999994E-2]
["SP",19,"Q8",0.16,0,-6.0999999999999999E-2,-6.0999999999999999E-2]
["SP",19,"R4",0.22800000000000001,0,-8.6999999999999994E-2,-8.6999999999999994E-2]
["SP",19,"R5",0.11700000000000001,0,-4.3999999999999997E-2,-4.3999999999999997E-2]
["SP",19,"R6",0.05,0,-1.9E-2,-1.9E-2]
["SP",19,"S1",0.71599999999999997,0,-0.27200000000000002,-0.27200000000000002]
["SP",19,"S2",0.111,0,-4.2000000000000003E-2,-4.2000000000000003E-2]
["SP",19,"S4",3.3000000000000002E-2,0,-1.2E-2,-1.2E-2]
["SP",19,"S5",0.28000000000000003,0,-0.106,-0.106]
["SP",19,"S6",3.4000000000000002E-2,0,-1.2999999999999999E-2,-1.2999999999999999E-2]
["SP",19,"S7",4.2999999999999997E-2,0,-1.6E-2,-1.6E-2]
["SP",19,"T1",0.19500000000000001,0,-7.3999999999999996E-2,-7.3999999999999996E-2]
["SP",19,"T2",0.17899999999999999,0,-6.8000000000000005E-2,-6.8000000000000005E-2]
["SP",19,"T3",0.03,0,-1.0999999999999999E-2,-1.0999999999999999E-2]
["SP",19,"T4",0.248,0,-9.4E-2,-9.4E-2]
["SP",19,"T5",5.1999999999999998E-2,0,-0.02,-0.02]
["SP",20,"A1",0.224,0,-5.0999999999999997E-2,-0.11799999999999999]
["SP",20,"A3",4.1000000000000002E-2,0,-8.9999999999999993E-3,-2.1999999999999999E-2]
["SP",20,"A4",0.129,0,-0.03,-6.8000000000000005E-2]
["SP",20,"A6",0.39900000000000002,0,-9.1999999999999998E-2,-0.21099999999999999]
["SP",20,"A7",0.14699999999999999,0,-3.4000000000000002E-2,-7.8E-2]
["SP",20,"A8",0.45700000000000002,0,-0.105,-0.24199999999999999]
["SP",20,"A9",7.5999999999999998E-2,0,-1.7999999999999999E-2,-0.04]
["SP",20,"B1",0.63200000000000001,0,-0.14499999999999999,-0.33500000000000002]
["SP",20,"B2",0.81200000000000006,0,-0.187,-0.43]
["SP",20,"B3",0.20699999999999999,0,-4.8000000000000001E-2,-0.11]
["SP",20,"B4",0.219,0,-0.05,-0.11600000000000001]
["SP",20,"C1",8.5000000000000006E-2,0,-1.9E-2,-4.4999999999999998E-2]
["SP",20,"C2",0.16800000000000001,0,-3.9E-2,-8.8999999999999996E-2]
["SP",20,"C3",9.7000000000000003E-2,0,-2.1999999999999999E-2,-5.0999999999999997E-2]
["SP",20,"C4",0.125,0,-2.9000000000000001E-2,-6.6000000000000003E-2]
["SP",20,"C5",0.14599999999999999,0,-3.3000000000000002E-2,-7.6999999999999999E-2]
["SP",20,"C6",5.0999999999999997E-2,0,-1.2E-2,-2.7E-2]
["SP",20,"C7",0.19400000000000001,0,-4.4999999999999998E-2,-0.10299999999999999]
["SP",20,"D4",0.33100000000000002,0,-7.5999999999999998E-2,-0.17599999999999999]
["SP",20,"D5",0.25600000000000001,0,-5.8999999999999997E-2,-0.13600000000000001]
["SP",20,"D6",0.309,0,-7.0999999999999994E-2,-0.16400000000000001]
["SP",20,"E1",0.65100000000000002,0,-0.15,-0.34499999999999997]
["SP",20,"E7",0.215,0,-0.05,-0.114]
["SP",20,"E8",0.152,0,-3.5000000000000003E-2,-8.1000000000000003E-2]
["SP",20,"F6",1.8080000000000001,0,-0.41599999999999998,-0.95799999999999996]
["SP",20,"G1",0.378,0,-8.6999999999999994E-2,-0.2]
["SP",20,"G5",0.23,0,-5.2999999999999999E-2,-0.122]
["SP",20,"G6",0.45200000000000001,0,-0.104,-0.23899999999999999]
["SP",20,"G7",0.3,0,-6.9000000000000006E-2,-0.159]
["SP",20,"H1",0.1,0,-2.3E-2,-5.2999999999999999E-2]
["SP",20,"H2",0.51300000000000001,0,-0.11799999999999999,-0.27200000000000002]
["SP",20,"H6",0.71499999999999997,0,-0.16400000000000001,-0.379]
["SP",20,"J1",0.32600000000000001,0,-7.4999999999999997E-2,-0.17299999999999999]
["SP",20,"J3",0.70099999999999996,0,-0.161,-0.371]
["SP",20,"J4",0.23499999999999999,0,-5.3999999999999999E-2,-0.125]
["SP",20,"J5",0.54,0,-0.124,-0.28599999999999998]
["SP",20,"J6",0.379,0,-8.6999999999999994E-2,-0.20100000000000001]
["SP",20,"J7",0.34,0,-7.8E-2,-0.18]
["SP",20,"J8",0.311,0,-7.1999999999999995E-2,-0.16500000000000001]
["SP",20,"K4",0.46800000000000003,0,-0.108,-0.248]
["SP",20,"K5",0.313,0,-7.1999999999999995E-2,-0.16600000000000001]
["SP",20,"K6",0.28000000000000003,0,-6.4000000000000001E-2,-0.14799999999999999]
["SP",20,"L1",0.05,0,-1.2E-2,-2.7E-2]
["SP",20,"L2",0.56599999999999995,0,-0.13,-0.3]
["SP",20,"L3",1.028,0,-0.23599999999999999,-0.54500000000000004]
["SP",20,"L5",0.95299999999999996,0,-0.219,-0.505]
["SP",20,"L7",0.443,0,-0.10199999999999999,-0.23499999999999999]
["SP",20,"L8",0.33500000000000002,0,-7.6999999999999999E-2,-0.17799999999999999]
["SP",20,"M4",0.21099999999999999,0,-4.9000000000000002E-2,-0.112]
["SP",20,"M5",0.153,0,-3.5000000000000003E-2,-8.1000000000000003E-2]
["SP",20,"M6",8.5000000000000006E-2,0,-0.02,-4.4999999999999998E-2]
["SP",20,"M7",7.3999999999999996E-2,0,-1.7000000000000001E-2,-3.9E-2]
["SP",20,"M8",2.3E-2,0,-5.0000000000000001E-3,-1.2E-2]
["SP",20,"N1",0.35499999999999998,0,-8.2000000000000003E-2,-0.188]
["SP",20,"N2",0.39300000000000002,0,-0.09,-0.20799999999999999]
["SP",20,"N3",0.248,0,-5.7000000000000002E-2,-0.13100000000000001]
["SP",20,"N4",0.39,0,-0.09,-0.20699999999999999]
["SP",20,"N5",0.19700000000000001,0,-4.4999999999999998E-2,-0.105]
["SP",20,"N6",6.7000000000000004E-2,0,-1.4999999999999999E-2,-3.5999999999999997E-2]
["SP",20,"N7",9.8000000000000004E-2,0,-2.3E-2,-5.1999999999999998E-2]
["SP",20,"P1",0.67,0,-0.154,-0.35499999999999998]
["SP",20,"P2",0.26100000000000001,0,-0.06,-0.13800000000000001]
["SP",20,"P3",0.85099999999999998,0,-0.19600000000000001,-0.45100000000000001]
["SP",20,"P4",0.1,0,-2.3E-2,-5.2999999999999999E-2]
["SP",20,"P5",9.0999999999999998E-2,0,-2.1000000000000001E-2,-4.8000000000000001E-2]
["SP",20,"P6",0.29399999999999998,0,-6.8000000000000005E-2,-0.156]
["SP",20,"P7",0.19400000000000001,0,-4.4999999999999998E-2,-0.10299999999999999]
["SP",20,"P8",0.54700000000000004,0,-0.126,-0.28999999999999998]
["SP",20,"Q2",0.128,0,-2.9000000000000001E-2,-6.8000000000000005E-2]
["SP",20,"Q4",0.61199999999999999,0,-0.14099999999999999,-0.32400000000000001]
["SP",20,"Q5",0.188,0,-4.2999999999999997E-2,-0.1]
["SP",20,"Q6",0.14699999999999999,0,-3.4000000000000002E-2,-7.8E-2]
["SP",20,"Q7",0.186,0,-4.2999999999999997E-2,-9.8000000000000004E-2]
["SP",20,"Q8",0.159,0,-3.6999999999999998E-2,-8.4000000000000005E-2]
["SP",20,"R4",0.22800000000000001,0,-5.1999999999999998E-2,-0.121]
["SP",20,"R5",0.11700000000000001,0,-2.7E-2,-6.2E-2]
["SP",20,"R6",0.05,0,-1.2E-2,-2.7E-2]
["SP",20,"S1",0.71599999999999997,0,-0.16500000000000001,-0.379]
["SP",20,"S2",0.111,0,-2.5999999999999999E-2,-5.8999999999999997E-2]
["SP",20,"S4",3.3000000000000002E-2,0,-7.0000000000000001E-3,-1.7000000000000001E-2]
["SP",20,"S5",0.28000000000000003,0,-6.4000000000000001E-2,-0.14799999999999999]
["SP",20,"S6",3.4000000000000002E-2,0,-8.0000000000000002E-3,-1.7999999999999999E-2]
["SP",20,"S7",4.2999999999999997E-2,0,-0.01,-2.3E-2]
["SP",20,"T1",0.19400000000000001,0,-4.4999999999999998E-2,-0.10299999999999999]
["SP",20,"T2",0.17899999999999999,0,-4.1000000000000002E-2,-9.5000000000000001E-2]
["SP",20,"T3",0.03,0,-7.0000000000000001E-3,-1.6E-2]
["SP",20,"T4",0.248,0,-5.7000000000000002E-2,-0.13100000000000001]
["SP",20,"T5",5.1999999999999998E-2,0,-1.2E-2,-2.7E-2]
["SP",21,"A1",0.224,0,-1.7999999999999999E-2,-0.152]
["SP",21,"A3",4.1000000000000002E-2,0,-3.0000000000000001E-3,-2.8000000000000001E-2]
["SP",21,"A4",0.129,0,-0.01,-8.7999999999999995E-2]
["SP",21,"A6",0.39900000000000002,0,-3.2000000000000001E-2,-0.27200000000000002]
["SP",21,"A7",0.14799999999999999,0,-1.2E-2,-0.1]
["SP",21,"A8",0.45800000000000002,0,-3.6999999999999998E-2,-0.312]
["SP",21,"A9",7.5999999999999998E-2,0,-6.0000000000000001E-3,-5.1999999999999998E-2]
["SP",21,"B1",0.63300000000000001,0,-5.0999999999999997E-2,-0.43]
["SP",21,"B2",0.81299999999999994,0,-6.5000000000000002E-2,-0.55300000000000005]
["SP",21,"B3",0.20699999999999999,0,-1.7000000000000001E-2,-0.14099999999999999]
["SP",21,"B4",0.219,0,-1.7999999999999999E-2,-0.14899999999999999]
["SP",21,"C1",8.5000000000000006E-2,0,-7.0000000000000001E-3,-5.8000000000000003E-2]
["SP",21,"C2",0.16800000000000001,0,-1.2999999999999999E-2,-0.114]
["SP",21,"C3",9.7000000000000003E-2,0,-8.0000000000000002E-3,-6.6000000000000003E-2]
["SP",21,"C4",0.125,0,-0.01,-8.5000000000000006E-2]
["SP",21,"C5",0.14599999999999999,0,-1.2E-2,-9.9000000000000005E-2]
["SP",21,"C6",5.0999999999999997E-2,0,-4.0000000000000001E-3,-3.5000000000000003E-2]
["SP",21,"C7",0.19400000000000001,0,-1.6E-2,-0.13200000000000001]
["SP",21,"D4",0.33200000000000002,0,-2.7E-2,-0.22600000000000001]
["SP",21,"D5",0.25700000000000001,0,-2.1000000000000001E-2,-0.17499999999999999]
["SP",21,"D6",0.31,0,-2.5000000000000001E-2,-0.21099999999999999]
["SP",21,"E1",0.65300000000000002,0,-5.1999999999999998E-2,-0.44400000000000001]
["SP",21,"E7",0.216,0,-1.7000000000000001E-2,-0.14699999999999999]
["SP",21,"E8",0.152,0,-1.2E-2,-0.104]
["SP",21,"F6",1.8109999999999999,0,-0.14499999999999999,-1.2310000000000001]
["SP",21,"G1",0.379,0,-0.03,-0.25700000000000001]
["SP",21,"G5",0.23100000000000001,0,-1.7999999999999999E-2,-0.157]
["SP",21,"G6",0.45200000000000001,0,-3.5999999999999997E-2,-0.308]
["SP",21,"G7",0.30099999999999999,0,-2.4E-2,-0.20499999999999999]
["SP",21,"H1",0.1,0,-8.0000000000000002E-3,-6.8000000000000005E-2]
["SP",21,"H2",0.51400000000000001,0,-4.1000000000000002E-2,-0.35]
["SP",21,"H6",0.71599999999999997,0,-5.7000000000000002E-2,-0.48699999999999999]
["SP",21,"J1",0.32600000000000001,0,-2.5999999999999999E-2,-0.222]
["SP",21,"J3",0.70199999999999996,0,-5.6000000000000001E-2,-0.47699999999999998]
["SP",21,"J4",0.23599999999999999,0,-1.9E-2,-0.16]
["SP",21,"J5",0.54100000000000004,0,-4.2999999999999997E-2,-0.36799999999999999]
["SP",21,"J6",0.38,0,-0.03,-0.25800000000000001]
["SP",21,"J7",0.34100000000000003,0,-2.7E-2,-0.23200000000000001]
["SP",21,"J8",0.312,0,-2.5000000000000001E-2,-0.21199999999999999]
["SP",21,"K4",0.46899999999999997,0,-3.7999999999999999E-2,-0.31900000000000001]
["SP",21,"K5",0.314,0,-2.5000000000000001E-2,-0.21299999999999999]
["SP",21,"K6",0.28100000000000003,0,-2.1999999999999999E-2,-0.191]
["SP",21,"L1",0.05,0,-4.0000000000000001E-3,-3.4000000000000002E-2]
["SP",21,"L2",0.56699999999999995,0,-4.4999999999999998E-2,-0.38600000000000001]
["SP",21,"L3",1.03,0,-8.2000000000000003E-2,-0.7]
["SP",21,"L5",0.95499999999999996,0,-7.5999999999999998E-2,-0.65]
["SP",21,"L7",0.44400000000000001,0,-3.5000000000000003E-2,-0.30199999999999999]
["SP",21,"L8",0.33600000000000002,0,-2.7E-2,-0.22800000000000001]
["SP",21,"M4",0.21199999999999999,0,-1.7000000000000001E-2,-0.14399999999999999]
["SP",21,"M5",0.153,0,-1.2E-2,-0.104]
["SP",21,"M6",8.5000000000000006E-2,0,-7.0000000000000001E-3,-5.8000000000000003E-2]
["SP",21,"M7",7.3999999999999996E-2,0,-6.0000000000000001E-3,-0.05]
["SP",21,"M8",2.3E-2,0,-2E-3,-1.4999999999999999E-2]
["SP",21,"N1",0.35499999999999998,0,-2.8000000000000001E-2,-0.24199999999999999]
["SP",21,"N2",0.39400000000000002,0,-3.1E-2,-0.26800000000000002]
["SP",21,"N3",0.249,0,-0.02,-0.16900000000000001]
["SP",21,"N4",0.39100000000000001,0,-3.1E-2,-0.26600000000000001]
["SP",21,"N5",0.19800000000000001,0,-1.6E-2,-0.13400000000000001]
["SP",21,"N6",6.7000000000000004E-2,0,-5.0000000000000001E-3,-4.5999999999999999E-2]
["SP",21,"N7",9.9000000000000005E-2,0,-8.0000000000000002E-3,-6.7000000000000004E-2]
["SP",21,"P1",0.67200000000000004,0,-5.3999999999999999E-2,-0.45700000000000002]
["SP",21,"P2",0.26100000000000001,0,-2.1000000000000001E-2,-0.17799999999999999]
["SP",21,"P3",0.85199999999999998,0,-6.8000000000000005E-2,-0.57899999999999996]
["SP",21,"P4",0.1,0,-8.0000000000000002E-3,-6.8000000000000005E-2]
["SP",21,"P5",9.0999999999999998E-2,0,-7.0000000000000001E-3,-6.2E-2]
["SP",21,"P6",0.29399999999999998,0,-2.4E-2,-0.2]
["SP",21,"P7",0.19400000000000001,0,-1.6E-2,-0.13200000000000001]
["SP",21,"P8",0.54800000000000004,0,-4.3999999999999997E-2,-0.373]
["SP",21,"Q2",0.128,0,-0.01,-8.6999999999999994E-2]
["SP",21,"Q4",0.61299999999999999,0,-4.9000000000000002E-2,-0.41699999999999998]
["SP",21,"Q5",0.188,0,-1.4999999999999999E-2,-0.128]
["SP",21,"Q6",0.14699999999999999,0,-1.2E-2,-0.1]
["SP",21,"Q7",0.186,0,-1.4999999999999999E-2,-0.127]
["SP",21,"Q8",0.16,0,-1.2999999999999999E-2,-0.109]
["SP",21,"R4",0.22800000000000001,0,-1.7999999999999999E-2,-0.155]
["SP",21,"R5",0.11700000000000001,0,-8.9999999999999993E-3,-0.08]
["SP",21,"R6",0.05,0,-4.0000000000000001E-3,-3.4000000000000002E-2]
["SP",21,"S1",0.71699999999999997,0,-5.7000000000000002E-2,-0.48799999999999999]
["SP",21,"S2",0.112,0,-8.9999999999999993E-3,-7.5999999999999998E-2]
["SP",21,"S4",3.3000000000000002E-2,0,-3.0000000000000001E-3,-2.1999999999999999E-2]
["SP",21,"S5",0.28100000000000003,0,-2.1999999999999999E-2,-0.191]
["SP",21,"S6",3.4000000000000002E-2,0,-3.0000000000000001E-3,-2.3E-2]
["SP",21,"S7",4.2999999999999997E-2,0,-3.0000000000000001E-3,-2.9000000000000001E-2]
["SP",21,"T1",0.19500000000000001,0,-1.6E-2,-0.13200000000000001]
["SP",21,"T2",0.17899999999999999,0,-1.4E-2,-0.122]
["SP",21,"T3",0.03,0,-2E-3,-0.02]
["SP",21,"T4",0.248,0,-0.02,-0.16900000000000001]
["SP",21,"T5",5.1999999999999998E-2,0,-4.0000000000000001E-3,-3.5000000000000003E-2]
["SP",22,"A1",0.23200000000000001,0,0,-0.17599999999999999]
["SP",22,"A3",4.2000000000000003E-2,0,0,-3.2000000000000001E-2]
["SP",22,"A4",0.13400000000000001,0,0,-0.10199999999999999]
["SP",22,"A6",0.41399999999999998,0,0,-0.315]
["SP",22,"A7",0.153,0,0,-0.11600000000000001]
["SP",22,"A8",0.47499999999999998,0,0,-0.36099999999999999]
["SP",22,"A9",7.9000000000000001E-2,0,0,-0.06]
["SP",22,"B1",0.65600000000000003,0,0,-0.499]
["SP",22,"B2",0.84299999999999997,0,0,-0.64100000000000001]
["SP",22,"B3",0.215,0,0,-0.16300000000000001]
["SP",22,"B4",0.22700000000000001,0,0,-0.17299999999999999]
["SP",22,"C1",8.7999999999999995E-2,0,0,-6.7000000000000004E-2]
["SP",22,"C2",0.17399999999999999,0,0,-0.13200000000000001]
["SP",22,"C3",0.10100000000000001,0,0,-7.5999999999999998E-2]
["SP",22,"C4",0.129,0,0,-9.8000000000000004E-2]
["SP",22,"C5",0.151,0,0,-0.115]
["SP",22,"C6",5.2999999999999999E-2,0,0,-0.04]
["SP",22,"C7",0.20100000000000001,0,0,-0.153]
["SP",22,"D4",0.34399999999999997,0,0,-0.26200000000000001]
["SP",22,"D5",0.26600000000000001,0,0,-0.20200000000000001]
["SP",22,"D6",0.32100000000000001,0,0,-0.24399999999999999]
["SP",22,"E1",0.67700000000000005,0,0,-0.51400000000000001]
["SP",22,"E7",0.224,0,0,-0.17]
["SP",22,"E8",0.158,0,0,-0.12]
["SP",22,"F6",1.8779999999999999,0,0,-1.427]
["SP",22,"G1",0.39300000000000002,0,0,-0.29799999999999999]
["SP",22,"G5",0.23899999999999999,0,0,-0.182]
["SP",22,"G6",0.46899999999999997,0,0,-0.35699999999999998]
["SP",22,"G7",0.312,0,0,-0.23699999999999999]
["SP",22,"H1",0.104,0,0,-7.9000000000000001E-2]
["SP",22,"H2",0.53300000000000003,0,0,-0.40500000000000003]
["SP",22,"H6",0.74299999999999999,0,0,-0.56499999999999995]
["SP",22,"J1",0.33800000000000002,0,0,-0.25700000000000001]
["SP",22,"J3",0.72799999999999998,0,0,-0.55300000000000005]
["SP",22,"J4",0.24399999999999999,0,0,-0.186]
["SP",22,"J5",0.56100000000000005,0,0,-0.42599999999999999]
["SP",22,"J6",0.39400000000000002,0,0,-0.29899999999999999]
["SP",22,"J7",0.35399999999999998,0,0,-0.26900000000000002]
["SP",22,"J8",0.32400000000000001,0,0,-0.246]
["SP",22,"K4",0.48699999999999999,0,0,-0.37]
["SP",22,"K5",0.32500000000000001,0,0,-0.247]
["SP",22,"K6",0.29099999999999998,0,0,-0.221]
["SP",22,"L1",5.1999999999999998E-2,0,0,-0.04]
["SP",22,"L2",0.58799999999999997,0,0,-0.44700000000000001]
["SP",22,"L3",1.0680000000000001,0,0,-0.81200000000000006]
["SP",22,"L5",0.99099999999999999,0,0,-0.753]
["SP",22,"L7",0.46,0,0,-0.35]
["SP",22,"L8",0.34799999999999998,0,0,-0.26500000000000001]
["SP",22,"M4",0.219,0,0,-0.16700000000000001]
["SP",22,"M5",0.159,0,0,-0.121]
["SP",22,"M6",8.8999999999999996E-2,0,0,-6.7000000000000004E-2]
["SP",22,"M7",7.6999999999999999E-2,0,0,-5.8000000000000003E-2]
["SP",22,"M8",2.3E-2,0,0,-1.7999999999999999E-2]
["SP",22,"N1",0.36799999999999999,0,0,-0.28000000000000003]
["SP",22,"N2",0.40799999999999997,0,0,-0.31]
["SP",22,"N3",0.25800000000000001,0,0,-0.19600000000000001]
["SP",22,"N4",0.40500000000000003,0,0,-0.308]
["SP",22,"N5",0.20499999999999999,0,0,-0.156]
["SP",22,"N6",7.0000000000000007E-2,0,0,-5.2999999999999999E-2]
["SP",22,"N7",0.10199999999999999,0,0,-7.8E-2]
["SP",22,"P1",0.69699999999999995,0,0,-0.52900000000000003]
["SP",22,"P2",0.27100000000000002,0,0,-0.20599999999999999]
["SP",22,"P3",0.88400000000000001,0,0,-0.67200000000000004]
["SP",22,"P4",0.104,0,0,-7.9000000000000001E-2]
["SP",22,"P5",9.5000000000000001E-2,0,0,-7.1999999999999995E-2]
["SP",22,"P6",0.30499999999999999,0,0,-0.23200000000000001]
["SP",22,"P7",0.20100000000000001,0,0,-0.153]
["SP",22,"P8",0.56799999999999995,0,0,-0.432]
["SP",22,"Q2",0.13300000000000001,0,0,-0.10100000000000001]
["SP",22,"Q4",0.63600000000000001,0,0,-0.48299999999999998]
["SP",22,"Q5",0.19500000000000001,0,0,-0.14799999999999999]
["SP",22,"Q6",0.153,0,0,-0.11600000000000001]
["SP",22,"Q7",0.193,0,0,-0.14699999999999999]
["SP",22,"Q8",0.16600000000000001,0,0,-0.126]
["SP",22,"R4",0.23599999999999999,0,0,-0.18]
["SP",22,"R5",0.121,0,0,-9.1999999999999998E-2]
["SP",22,"R6",5.1999999999999998E-2,0,0,-0.04]
["SP",22,"S1",0.74399999999999999,0,0,-0.56499999999999995]
["SP",22,"S2",0.11600000000000001,0,0,-8.7999999999999995E-2]
["SP",22,"S4",3.4000000000000002E-2,0,0,-2.5999999999999999E-2]
["SP",22,"S5",0.29099999999999998,0,0,-0.221]
["SP",22,"S6",3.5000000000000003E-2,0,0,-2.7E-2]
["SP",22,"S7",4.4999999999999998E-2,0,0,-3.4000000000000002E-2]
["SP",22,"T1",0.20200000000000001,0,0,-0.153]
["SP",22,"T2",0.186,0,0,-0.14099999999999999]
["SP",22,"T3",3.1E-2,0,0,-2.3E-2]
["SP",22,"T4",0.25800000000000001,0,0,-0.19600000000000001]
["SP",22,"T5",5.3999999999999999E-2,0,0,-4.1000000000000002E-2]
["SP",23,"A1",0.254,0,0,-0.193]
["SP",23,"A3",4.5999999999999999E-2,0,0,-3.5000000000000003E-2]
["SP",23,"A4",0.14699999999999999,0,0,-0.111]
["SP",23,"A6",0.45300000000000001,0,0,-0.34499999999999997]
["SP",23,"A7",0.16800000000000001,0,0,-0.127]
["SP",23,"A8",0.52,0,0,-0.39500000000000002]
["SP",23,"A9",8.6999999999999994E-2,0,0,-6.6000000000000003E-2]
["SP",23,"B1",0.71799999999999997,0,0,-0.54600000000000004]
["SP",23,"B2",0.92300000000000004,0,0,-0.70099999999999996]
["SP",23,"B3",0.23499999999999999,0,0,-0.17899999999999999]
["SP",23,"B4",0.249,0,0,-0.189]
["SP",23,"C1",9.6000000000000002E-2,0,0,-7.2999999999999995E-2]
["SP",23,"C2",0.19,0,0,-0.14499999999999999]
["SP",23,"C3",0.11,0,0,-8.4000000000000005E-2]
["SP",23,"C4",0.14199999999999999,0,0,-0.108]
["SP",23,"C5",0.16600000000000001,0,0,-0.126]
["SP",23,"C6",5.8000000000000003E-2,0,0,-4.3999999999999997E-2]
["SP",23,"C7",0.22,0,0,-0.16700000000000001]
["SP",23,"D4",0.377,0,0,-0.28599999999999998]
["SP",23,"D5",0.29099999999999998,0,0,-0.221]
["SP",23,"D6",0.35199999999999998,0,0,-0.26700000000000002]
["SP",23,"E1",0.74099999999999999,0,0,-0.56299999999999994]
["SP",23,"E7",0.245,0,0,-0.186]
["SP",23,"E8",0.17299999999999999,0,0,-0.13100000000000001]
["SP",23,"F6",2.0550000000000002,0,0,-1.5620000000000001]
["SP",23,"G1",0.43,0,0,-0.32700000000000001]
["SP",23,"G5",0.26200000000000001,0,0,-0.19900000000000001]
["SP",23,"G6",0.51400000000000001,0,0,-0.39]
["SP",23,"G7",0.34100000000000003,0,0,-0.25900000000000001]
["SP",23,"H1",0.113,0,0,-8.5999999999999993E-2]
["SP",23,"H2",0.58399999999999996,0,0,-0.44400000000000001]
["SP",23,"H6",0.81299999999999994,0,0,-0.61799999999999999]
["SP",23,"J1",0.37,0,0,-0.28199999999999997]
["SP",23,"J3",0.79700000000000004,0,0,-0.60599999999999998]
["SP",23,"J4",0.26700000000000002,0,0,-0.20300000000000001]
["SP",23,"J5",0.61399999999999999,0,0,-0.46600000000000003]
["SP",23,"J6",0.43099999999999999,0,0,-0.32800000000000001]
["SP",23,"J7",0.38700000000000001,0,0,-0.29399999999999998]
["SP",23,"J8",0.35399999999999998,0,0,-0.26900000000000002]
["SP",23,"K4",0.53300000000000003,0,0,-0.40500000000000003]
["SP",23,"K5",0.35599999999999998,0,0,-0.27]
["SP",23,"K6",0.318,0,0,-0.24199999999999999]
["SP",23,"L1",5.7000000000000002E-2,0,0,-4.2999999999999997E-2]
["SP",23,"L2",0.64300000000000002,0,0,-0.48899999999999999]
["SP",23,"L3",1.169,0,0,-0.88800000000000001]
["SP",23,"L5",1.0840000000000001,0,0,-0.82399999999999995]
["SP",23,"L7",0.503,0,0,-0.38300000000000001]
["SP",23,"L8",0.38100000000000001,0,0,-0.28999999999999998]
["SP",23,"M4",0.24,0,0,-0.182]
["SP",23,"M5",0.17399999999999999,0,0,-0.13200000000000001]
["SP",23,"M6",9.7000000000000003E-2,0,0,-7.3999999999999996E-2]
["SP",23,"M7",8.4000000000000005E-2,0,0,-6.4000000000000001E-2]
["SP",23,"M8",2.5999999999999999E-2,0,0,-0.02]
["SP",23,"N1",0.40300000000000002,0,0,-0.30599999999999999]
["SP",23,"N2",0.44700000000000001,0,0,-0.33900000000000002]
["SP",23,"N3",0.28199999999999997,0,0,-0.214]
["SP",23,"N4",0.443,0,0,-0.33700000000000002]
["SP",23,"N5",0.224,0,0,-0.17]
["SP",23,"N6",7.5999999999999998E-2,0,0,-5.8000000000000003E-2]
["SP",23,"N7",0.112,0,0,-8.5000000000000006E-2]
["SP",23,"P1",0.76200000000000001,0,0,-0.57899999999999996]
["SP",23,"P2",0.29599999999999999,0,0,-0.22500000000000001]
["SP",23,"P3",0.96699999999999997,0,0,-0.73499999999999999]
["SP",23,"P4",0.113,0,0,-8.5999999999999993E-2]
["SP",23,"P5",0.10299999999999999,0,0,-7.9000000000000001E-2]
["SP",23,"P6",0.33400000000000002,0,0,-0.254]
["SP",23,"P7",0.22,0,0,-0.16800000000000001]
["SP",23,"P8",0.622,0,0,-0.47299999999999998]
["SP",23,"Q2",0.14499999999999999,0,0,-0.11]
["SP",23,"Q4",0.69599999999999995,0,0,-0.52900000000000003]
["SP",23,"Q5",0.214,0,0,-0.16200000000000001]
["SP",23,"Q6",0.16700000000000001,0,0,-0.127]
["SP",23,"Q7",0.21099999999999999,0,0,-0.161]
["SP",23,"Q8",0.18099999999999999,0,0,-0.13800000000000001]
["SP",23,"R4",0.25900000000000001,0,0,-0.19700000000000001]
["SP",23,"R5",0.13300000000000001,0,0,-0.10100000000000001]
["SP",23,"R6",5.7000000000000002E-2,0,0,-4.3999999999999997E-2]
["SP",23,"S1",0.81399999999999995,0,0,-0.61899999999999999]
["SP",23,"S2",0.127,0,0,-9.6000000000000002E-2]
["SP",23,"S4",3.6999999999999998E-2,0,0,-2.8000000000000001E-2]
["SP",23,"S5",0.318,0,0,-0.24199999999999999]
["SP",23,"S6",3.7999999999999999E-2,0,0,-2.9000000000000001E-2]
["SP",23,"S7",4.9000000000000002E-2,0,0,-3.6999999999999998E-2]
["SP",23,"T1",0.221,0,0,-0.16800000000000001]
["SP",23,"T2",0.20300000000000001,0,0,-0.154]
["SP",23,"T3",3.4000000000000002E-2,0,0,-2.5999999999999999E-2]
["SP",23,"T4",0.28199999999999997,0,0,-0.214]
["SP",23,"T5",5.8999999999999997E-2,0,0,-4.4999999999999998E-2]
["SP",24,"A1",0.29499999999999998,0,0,-0.22500000000000001]
["SP",24,"A3",5.3999999999999999E-2,0,0,-4.1000000000000002E-2]
["SP",24,"A4",0.17,0,0,-0.13]
["SP",24,"A6",0.52700000000000002,0,0,-0.40100000000000002]
["SP",24,"A7",0.19500000000000001,0,0,-0.14799999999999999]
["SP",24,"A8",0.60499999999999998,0,0,-0.45900000000000002]
["SP",24,"A9",0.10100000000000001,0,0,-7.6999999999999999E-2]
["SP",24,"B1",0.83499999999999996,0,0,-0.63500000000000001]
["SP",24,"B2",1.073,0,0,-0.81499999999999995]
["SP",24,"B3",0.27400000000000002,0,0,-0.20799999999999999]
["SP",24,"B4",0.28899999999999998,0,0,-0.22]
["SP",24,"C1",0.112,0,0,-8.5000000000000006E-2]
["SP",24,"C2",0.221,0,0,-0.16800000000000001]
["SP",24,"C3",0.128,0,0,-9.7000000000000003E-2]
["SP",24,"C4",0.16500000000000001,0,0,-0.125]
["SP",24,"C5",0.192,0,0,-0.14599999999999999]
["SP",24,"C6",6.7000000000000004E-2,0,0,-5.0999999999999997E-2]
["SP",24,"C7",0.25600000000000001,0,0,-0.19500000000000001]
["SP",24,"D4",0.438,0,0,-0.33300000000000002]
["SP",24,"D5",0.33900000000000002,0,0,-0.25700000000000001]
["SP",24,"D6",0.40899999999999997,0,0,-0.311]
["SP",24,"E1",0.86099999999999999,0,0,-0.65400000000000003]
["SP",24,"E7",0.28499999999999998,0,0,-0.216]
["SP",24,"E8",0.20100000000000001,0,0,-0.153]
["SP",24,"F6",2.39,0,0,-1.8160000000000001]
["SP",24,"G1",0.499,0,0,-0.38]
["SP",24,"G5",0.30499999999999999,0,0,-0.23100000000000001]
["SP",24,"G6",0.59699999999999998,0,0,-0.45400000000000001]
["SP",24,"G7",0.39700000000000002,0,0,-0.30199999999999999]
["SP",24,"H1",0.13200000000000001,0,0,-0.1]
["SP",24,"H2",0.67800000000000005,0,0,-0.51600000000000001]
["SP",24,"H6",0.94499999999999995,0,0,-0.71799999999999997]
["SP",24,"J1",0.43099999999999999,0,0,-0.32700000000000001]
["SP",24,"J3",0.92600000000000005,0,0,-0.70399999999999996]
["SP",24,"J4",0.311,0,0,-0.23599999999999999]
["SP",24,"J5",0.71299999999999997,0,0,-0.54200000000000004]
["SP",24,"J6",0.501,0,0,-0.38100000000000001]
["SP",24,"J7",0.45,0,0,-0.34200000000000003]
["SP",24,"J8",0.41199999999999998,0,0,-0.313]
["SP",24,"K4",0.61899999999999999,0,0,-0.47099999999999997]
["SP",24,"K5",0.41399999999999998,0,0,-0.314]
["SP",24,"K6",0.37,0,0,-0.28100000000000003]
["SP",24,"L1",6.6000000000000003E-2,0,0,-0.05]
["SP",24,"L2",0.748,0,0,-0.56899999999999995]
["SP",24,"L3",1.359,0,0,-1.0329999999999999]
["SP",24,"L5",1.2609999999999999,0,0,-0.95799999999999996]
["SP",24,"L7",0.58499999999999996,0,0,-0.44500000000000001]
["SP",24,"L8",0.443,0,0,-0.33700000000000002]
["SP",24,"M4",0.27900000000000003,0,0,-0.21199999999999999]
["SP",24,"M5",0.20200000000000001,0,0,-0.154]
["SP",24,"M6",0.113,0,0,-8.5999999999999993E-2]
["SP",24,"M7",9.8000000000000004E-2,0,0,-7.3999999999999996E-2]
["SP",24,"M8",0.03,0,0,-2.3E-2]
["SP",24,"N1",0.46899999999999997,0,0,-0.35599999999999998]
["SP",24,"N2",0.51900000000000002,0,0,-0.39500000000000002]
["SP",24,"N3",0.32800000000000001,0,0,-0.249]
["SP",24,"N4",0.51500000000000001,0,0,-0.39200000000000002]
["SP",24,"N5",0.26100000000000001,0,0,-0.19800000000000001]
["SP",24,"N6",8.8999999999999996E-2,0,0,-6.7000000000000004E-2]
["SP",24,"N7",0.13,0,0,-9.9000000000000005E-2]
["SP",24,"P1",0.88600000000000001,0,0,-0.67400000000000004]
["SP",24,"P2",0.34499999999999997,0,0,-0.26200000000000001]
["SP",24,"P3",1.1240000000000001,0,0,-0.85499999999999998]
["SP",24,"P4",0.13200000000000001,0,0,-0.1]
["SP",24,"P5",0.12,0,0,-9.0999999999999998E-2]
["SP",24,"P6",0.38800000000000001,0,0,-0.29499999999999998]
["SP",24,"P7",0.25600000000000001,0,0,-0.19500000000000001]
["SP",24,"P8",0.72299999999999998,0,0,-0.55000000000000004]
["SP",24,"Q2",0.16900000000000001,0,0,-0.128]
["SP",24,"Q4",0.80900000000000005,0,0,-0.61499999999999999]
["SP",24,"Q5",0.248,0,0,-0.189]
["SP",24,"Q6",0.19400000000000001,0,0,-0.14799999999999999]
["SP",24,"Q7",0.246,0,0,-0.187]
["SP",24,"Q8",0.21099999999999999,0,0,-0.16]
["SP",24,"R4",0.30099999999999999,0,0,-0.22900000000000001]
["SP",24,"R5",0.155,0,0,-0.11700000000000001]
["SP",24,"R6",6.7000000000000004E-2,0,0,-5.0999999999999997E-2]
["SP",24,"S1",0.94599999999999995,0,0,-0.71899999999999997]
["SP",24,"S2",0.14699999999999999,0,0,-0.112]
["SP",24,"S4",4.2999999999999997E-2,0,0,-3.3000000000000002E-2]
["SP",24,"S5",0.37,0,0,-0.28100000000000003]
["SP",24,"S6",4.4999999999999998E-2,0,0,-3.4000000000000002E-2]
["SP",24,"S7",5.7000000000000002E-2,0,0,-4.2999999999999997E-2]
["SP",24,"T1",0.25700000000000001,0,0,-0.19500000000000001]
["SP",24,"T2",0.23599999999999999,0,0,-0.17899999999999999]
["SP",24,"T3",3.9E-2,0,0,-0.03]
["SP",24,"T4",0.32800000000000001,0,0,-0.249]
["SP",24,"T5",6.9000000000000006E-2,0,0,-5.1999999999999998E-2]
["SP",25,"A1",0.36399999999999999,0,0,-0.27600000000000002]
["SP",25,"A3",6.6000000000000003E-2,0,0,-0.05]
["SP",25,"A4",0.21,0,0,-0.159]
["SP",25,"A6",0.64800000000000002,0,0,-0.49299999999999999]
["SP",25,"A7",0.24,0,0,-0.182]
["SP",25,"A8",0.74399999999999999,0,0,-0.56499999999999995]
["SP",25,"A9",0.124,0,0,-9.4E-2]
["SP",25,"B1",1.028,0,0,-0.78100000000000003]
["SP",25,"B2",1.32,0,0,-1.0029999999999999]
["SP",25,"B3",0.33700000000000002,0,0,-0.25600000000000001]
["SP",25,"B4",0.35599999999999998,0,0,-0.27]
["SP",25,"C1",0.13800000000000001,0,0,-0.105]
["SP",25,"C2",0.27200000000000002,0,0,-0.20699999999999999]
["SP",25,"C3",0.158,0,0,-0.12]
["SP",25,"C4",0.20300000000000001,0,0,-0.154]
["SP",25,"C5",0.23699999999999999,0,0,-0.18]
["SP",25,"C6",8.2000000000000003E-2,0,0,-6.3E-2]
["SP",25,"C7",0.315,0,0,-0.23899999999999999]
["SP",25,"D4",0.53900000000000003,0,0,-0.41]
["SP",25,"D5",0.41699999999999998,0,0,-0.317]
["SP",25,"D6",0.503,0,0,-0.38200000000000001]
["SP",25,"E1",1.06,0,0,-0.80500000000000005]
["SP",25,"E7",0.35,0,0,-0.26600000000000001]
["SP",25,"E8",0.247,0,0,-0.188]
["SP",25,"F6",2.94,0,0,-2.2349999999999999]
["SP",25,"G1",0.61499999999999999,0,0,-0.46700000000000003]
["SP",25,"G5",0.375,0,0,-0.28499999999999998]
["SP",25,"G6",0.73499999999999999,0,0,-0.55800000000000005]
["SP",25,"G7",0.48799999999999999,0,0,-0.371]
["SP",25,"H1",0.16200000000000001,0,0,-0.123]
["SP",25,"H2",0.83499999999999996,0,0,-0.63400000000000001]
["SP",25,"H6",1.163,0,0,-0.88400000000000001]
["SP",25,"J1",0.53,0,0,-0.40300000000000002]
["SP",25,"J3",1.1399999999999999,0,0,-0.86599999999999999]
["SP",25,"J4",0.38300000000000001,0,0,-0.29099999999999998]
["SP",25,"J5",0.878,0,0,-0.66700000000000004]
["SP",25,"J6",0.61699999999999999,0,0,-0.46899999999999997]
["SP",25,"J7",0.55400000000000005,0,0,-0.42099999999999999]
["SP",25,"J8",0.50700000000000001,0,0,-0.38500000000000001]
["SP",25,"K4",0.76200000000000001,0,0,-0.57899999999999996]
["SP",25,"K5",0.50900000000000001,0,0,-0.38700000000000001]
["SP",25,"K6",0.45600000000000002,0,0,-0.34599999999999997]
["SP",25,"L1",8.2000000000000003E-2,0,0,-6.2E-2]
["SP",25,"L2",0.92100000000000004,0,0,-0.7]
["SP",25,"L3",1.6719999999999999,0,0,-1.2709999999999999]
["SP",25,"L5",1.5509999999999999,0,0,-1.179]
["SP",25,"L7",0.72,0,0,-0.54700000000000004]
["SP",25,"L8",0.54500000000000004,0,0,-0.41399999999999998]
["SP",25,"M4",0.34399999999999997,0,0,-0.26100000000000001]
["SP",25,"M5",0.249,0,0,-0.189]
["SP",25,"M6",0.13900000000000001,0,0,-0.105]
["SP",25,"M7",0.12,0,0,-9.1999999999999998E-2]
["SP",25,"M8",3.6999999999999998E-2,0,0,-2.8000000000000001E-2]
["SP",25,"N1",0.57699999999999996,0,0,-0.438]
["SP",25,"N2",0.63900000000000001,0,0,-0.48599999999999999]
["SP",25,"N3",0.40300000000000002,0,0,-0.307]
["SP",25,"N4",0.63400000000000001,0,0,-0.48199999999999998]
["SP",25,"N5",0.32100000000000001,0,0,-0.24399999999999999]
["SP",25,"N6",0.109,0,0,-8.3000000000000004E-2]
["SP",25,"N7",0.16,0,0,-0.122]
["SP",25,"P1",1.091,0,0,-0.82899999999999996]
["SP",25,"P2",0.42399999999999999,0,0,-0.32200000000000001]
["SP",25,"P3",1.3839999999999999,0,0,-1.0509999999999999]
["SP",25,"P4",0.16200000000000001,0,0,-0.123]
["SP",25,"P5",0.14799999999999999,0,0,-0.112]
["SP",25,"P6",0.47799999999999998,0,0,-0.36299999999999999]
["SP",25,"P7",0.315,0,0,-0.24]
["SP",25,"P8",0.89,0,0,-0.67600000000000005]
["SP",25,"Q2",0.20699999999999999,0,0,-0.158]
["SP",25,"Q4",0.995,0,0,-0.75700000000000001]
["SP",25,"Q5",0.30599999999999999,0,0,-0.23200000000000001]
["SP",25,"Q6",0.23899999999999999,0,0,-0.182]
["SP",25,"Q7",0.30199999999999999,0,0,-0.23]
["SP",25,"Q8",0.25900000000000001,0,0,-0.19700000000000001]
["SP",25,"R4",0.37,0,0,-0.28100000000000003]
["SP",25,"R5",0.19,0,0,-0.14499999999999999]
["SP",25,"R6",8.2000000000000003E-2,0,0,-6.2E-2]
["SP",25,"S1",1.1639999999999999,0,0,-0.88500000000000001]
["SP",25,"S2",0.18099999999999999,0,0,-0.13800000000000001]
["SP",25,"S4",5.2999999999999999E-2,0,0,-0.04]
["SP",25,"S5",0.45600000000000002,0,0,-0.34599999999999997]
["SP",25,"S6",5.5E-2,0,0,-4.2000000000000003E-2]
["SP",25,"S7",7.0000000000000007E-2,0,0,-5.2999999999999999E-2]
["SP",25,"T1",0.316,0,0,-0.24]
["SP",25,"T2",0.29099999999999998,0,0,-0.221]
["SP",25,"T3",4.8000000000000001E-2,0,0,-3.6999999999999998E-2]
["SP",25,"T4",0.40300000000000002,0,0,-0.307]
["SP",25,"T5",8.4000000000000005E-2,0,0,-6.4000000000000001E-2]
["SP",26,"A1",0.44600000000000001,0,0,-0.33900000000000002]
["SP",26,"A3",8.1000000000000003E-2,0,0,-6.2E-2]
["SP",26,"A4",0.25700000000000001,0,0,-0.19600000000000001]
["SP",26,"A6",0.79600000000000004,0,0,-0.60499999999999998]
["SP",26,"A7",0.29399999999999998,0,0,-0.224]
["SP",26,"A8",0.91300000000000003,0,0,-0.69399999999999995]
["SP",26,"A9",0.152,0,0,-0.11600000000000001]
["SP",26,"B1",1.2609999999999999,0,0,-0.95799999999999996]
["SP",26,"B2",1.62,0,0,-1.2310000000000001]
["SP",26,"B3",0.41299999999999998,0,0,-0.314]
["SP",26,"B4",0.436,0,0,-0.33200000000000002]
["SP",26,"C1",0.16900000000000001,0,0,-0.128]
["SP",26,"C2",0.33400000000000002,0,0,-0.254]
["SP",26,"C3",0.193,0,0,-0.14699999999999999]
["SP",26,"C4",0.249,0,0,-0.189]
["SP",26,"C5",0.29099999999999998,0,0,-0.221]
["SP",26,"C6",0.10100000000000001,0,0,-7.6999999999999999E-2]
["SP",26,"C7",0.38700000000000001,0,0,-0.29399999999999998]
["SP",26,"D4",0.66100000000000003,0,0,-0.502]
["SP",26,"D5",0.51100000000000001,0,0,-0.38900000000000001]
["SP",26,"D6",0.61699999999999999,0,0,-0.46899999999999997]
["SP",26,"E1",1.3,0,0,-0.98799999999999999]
["SP",26,"E7",0.43,0,0,-0.32700000000000001]
["SP",26,"E8",0.30299999999999999,0,0,-0.23100000000000001]
["SP",26,"F6",3.6070000000000002,0,0,-2.7410000000000001]
["SP",26,"G1",0.754,0,0,-0.57299999999999995]
["SP",26,"G5",0.46,0,0,-0.34899999999999998]
["SP",26,"G6",0.90100000000000002,0,0,-0.68500000000000005]
["SP",26,"G7",0.59899999999999998,0,0,-0.45500000000000002]
["SP",26,"H1",0.19900000000000001,0,0,-0.151]
["SP",26,"H2",1.024,0,0,-0.77800000000000002]
["SP",26,"H6",1.427,0,0,-1.0840000000000001]
["SP",26,"J1",0.65,0,0,-0.49399999999999999]
["SP",26,"J3",1.3979999999999999,0,0,-1.0629999999999999]
["SP",26,"J4",0.46899999999999997,0,0,-0.35699999999999998]
["SP",26,"J5",1.077,0,0,-0.81799999999999995]
["SP",26,"J6",0.75700000000000001,0,0,-0.57499999999999996]
["SP",26,"J7",0.67900000000000005,0,0,-0.51600000000000001]
["SP",26,"J8",0.621,0,0,-0.47199999999999998]
["SP",26,"K4",0.93500000000000005,0,0,-0.71]
["SP",26,"K5",0.625,0,0,-0.47499999999999998]
["SP",26,"K6",0.55900000000000005,0,0,-0.42499999999999999]
["SP",26,"L1",0.1,0,0,-7.5999999999999998E-2]
["SP",26,"L2",1.129,0,0,-0.85799999999999998]
["SP",26,"L3",2.0510000000000002,0,0,-1.5589999999999999]
["SP",26,"L5",1.903,0,0,-1.446]
["SP",26,"L7",0.88400000000000001,0,0,-0.67100000000000004]
["SP",26,"L8",0.66900000000000004,0,0,-0.50800000000000001]
["SP",26,"M4",0.42099999999999999,0,0,-0.32]
["SP",26,"M5",0.30599999999999999,0,0,-0.23200000000000001]
["SP",26,"M6",0.17,0,0,-0.129]
["SP",26,"M7",0.14799999999999999,0,0,-0.112]
["SP",26,"M8",4.4999999999999998E-2,0,0,-3.4000000000000002E-2]
["SP",26,"N1",0.70799999999999996,0,0,-0.53800000000000003]
["SP",26,"N2",0.78400000000000003,0,0,-0.59599999999999997]
["SP",26,"N3",0.495,0,0,-0.376]
["SP",26,"N4",0.77800000000000002,0,0,-0.59099999999999997]
["SP",26,"N5",0.39400000000000002,0,0,-0.29899999999999999]
["SP",26,"N6",0.13400000000000001,0,0,-0.10199999999999999]
["SP",26,"N7",0.19600000000000001,0,0,-0.14899999999999999]
["SP",26,"P1",1.3380000000000001,0,0,-1.0169999999999999]
["SP",26,"P2",0.52,0,0,-0.39500000000000002]
["SP",26,"P3",1.6970000000000001,0,0,-1.29]
["SP",26,"P4",0.19900000000000001,0,0,-0.151]
["SP",26,"P5",0.182,0,0,-0.13800000000000001]
["SP",26,"P6",0.58599999999999997,0,0,-0.44500000000000001]
["SP",26,"P7",0.38700000000000001,0,0,-0.29399999999999998]
["SP",26,"P8",1.091,0,0,-0.82899999999999996]
["SP",26,"Q2",0.255,0,0,-0.193]
["SP",26,"Q4",1.2210000000000001,0,0,-0.92800000000000005]
["SP",26,"Q5",0.375,0,0,-0.28499999999999998]
["SP",26,"Q6",0.29299999999999998,0,0,-0.223]
["SP",26,"Q7",0.371,0,0,-0.28199999999999997]
["SP",26,"Q8",0.318,0,0,-0.24199999999999999]
["SP",26,"R4",0.45400000000000001,0,0,-0.34499999999999997]
["SP",26,"R5",0.23300000000000001,0,0,-0.17699999999999999]
["SP",26,"R6",0.10100000000000001,0,0,-7.5999999999999998E-2]
["SP",26,"S1",1.4279999999999999,0,0,-1.0860000000000001]
["SP",26,"S2",0.222,0,0,-0.16900000000000001]
["SP",26,"S4",6.5000000000000002E-2,0,0,-4.9000000000000002E-2]
["SP",26,"S5",0.55900000000000005,0,0,-0.42499999999999999]
["SP",26,"S6",6.7000000000000004E-2,0,0,-5.0999999999999997E-2]
["SP",26,"S7",8.5999999999999993E-2,0,0,-6.5000000000000002E-2]
["SP",26,"T1",0.38800000000000001,0,0,-0.29499999999999998]
["SP",26,"T2",0.35599999999999998,0,0,-0.27100000000000002]
["SP",26,"T3",5.8999999999999997E-2,0,0,-4.4999999999999998E-2]
["SP",26,"T4",0.495,0,0,-0.376]
["SP",26,"T5",0.104,0,0,-7.9000000000000001E-2]
["SP",27,"A1",0.36,0,0,-0.27400000000000002]
["SP",27,"A3",6.6000000000000003E-2,0,0,-0.05]
["SP",27,"A4",0.20799999999999999,0,0,-0.158]
["SP",27,"A6",0.64200000000000002,0,0,-0.48799999999999999]
["SP",27,"A7",0.23799999999999999,0,0,-0.18099999999999999]
["SP",27,"A8",0.73699999999999999,0,0,-0.56000000000000005]
["SP",27,"A9",0.123,0,0,-9.2999999999999999E-2]
["SP",27,"B1",1.018,0,0,-0.77400000000000002]
["SP",27,"B2",1.3080000000000001,0,0,-0.99399999999999999]
["SP",27,"B3",0.33400000000000002,0,0,-0.253]
["SP",27,"B4",0.35199999999999998,0,0,-0.26800000000000002]
["SP",27,"C1",0.13600000000000001,0,0,-0.104]
["SP",27,"C2",0.27,0,0,-0.20499999999999999]
["SP",27,"C3",0.156,0,0,-0.11899999999999999]
["SP",27,"C4",0.20100000000000001,0,0,-0.153]
["SP",27,"C5",0.23499999999999999,0,0,-0.17799999999999999]
["SP",27,"C6",8.2000000000000003E-2,0,0,-6.2E-2]
["SP",27,"C7",0.312,0,0,-0.23699999999999999]
["SP",27,"D4",0.53400000000000003,0,0,-0.40600000000000003]
["SP",27,"D5",0.41299999999999998,0,0,-0.314]
["SP",27,"D6",0.499,0,0,-0.379]
["SP",27,"E1",1.05,0,0,-0.79800000000000004]
["SP",27,"E7",0.34699999999999998,0,0,-0.26400000000000001]
["SP",27,"E8",0.245,0,0,-0.186]
["SP",27,"F6",2.9129999999999998,0,0,-2.214]
["SP",27,"G1",0.60899999999999999,0,0,-0.46300000000000002]
["SP",27,"G5",0.371,0,0,-0.28199999999999997]
["SP",27,"G6",0.72799999999999998,0,0,-0.55300000000000005]
["SP",27,"G7",0.48399999999999999,0,0,-0.36799999999999999]
["SP",27,"H1",0.161,0,0,-0.122]
["SP",27,"H2",0.82699999999999996,0,0,-0.629]
["SP",27,"H6",1.1519999999999999,0,0,-0.876]
["SP",27,"J1",0.52500000000000002,0,0,-0.39900000000000002]
["SP",27,"J3",1.129,0,0,-0.85799999999999998]
["SP",27,"J4",0.379,0,0,-0.28799999999999998]
["SP",27,"J5",0.87,0,0,-0.66100000000000003]
["SP",27,"J6",0.61099999999999999,0,0,-0.46400000000000002]
["SP",27,"J7",0.54800000000000004,0,0,-0.41699999999999998]
["SP",27,"J8",0.502,0,0,-0.38100000000000001]
["SP",27,"K4",0.755,0,0,-0.57399999999999995]
["SP",27,"K5",0.504,0,0,-0.38300000000000001]
["SP",27,"K6",0.45100000000000001,0,0,-0.34300000000000003]
["SP",27,"L1",8.1000000000000003E-2,0,0,-6.0999999999999999E-2]
["SP",27,"L2",0.91200000000000003,0,0,-0.69299999999999995]
["SP",27,"L3",1.6559999999999999,0,0,-1.2589999999999999]
["SP",27,"L5",1.536,0,0,-1.1679999999999999]
["SP",27,"L7",0.71299999999999997,0,0,-0.54200000000000004]
["SP",27,"L8",0.54,0,0,-0.41]
["SP",27,"M4",0.34,0,0,-0.25900000000000001]
["SP",27,"M5",0.247,0,0,-0.188]
["SP",27,"M6",0.13700000000000001,0,0,-0.104]
["SP",27,"M7",0.11899999999999999,0,0,-9.0999999999999998E-2]
["SP",27,"M8",3.5999999999999997E-2,0,0,-2.8000000000000001E-2]
["SP",27,"N1",0.57099999999999995,0,0,-0.434]
["SP",27,"N2",0.63300000000000001,0,0,-0.48099999999999998]
["SP",27,"N3",0.4,0,0,-0.30399999999999999]
["SP",27,"N4",0.628,0,0,-0.47699999999999998]
["SP",27,"N5",0.318,0,0,-0.24199999999999999]
["SP",27,"N6",0.108,0,0,-8.2000000000000003E-2]
["SP",27,"N7",0.159,0,0,-0.121]
["SP",27,"P1",1.08,0,0,-0.82099999999999995]
["SP",27,"P2",0.42,0,0,-0.31900000000000001]
["SP",27,"P3",1.371,0,0,-1.042]
["SP",27,"P4",0.161,0,0,-0.122]
["SP",27,"P5",0.14699999999999999,0,0,-0.111]
["SP",27,"P6",0.47299999999999998,0,0,-0.36]
["SP",27,"P7",0.312,0,0,-0.23699999999999999]
["SP",27,"P8",0.88100000000000001,0,0,-0.67]
["SP",27,"Q2",0.20599999999999999,0,0,-0.156]
["SP",27,"Q4",0.98599999999999999,0,0,-0.749]
["SP",27,"Q5",0.30299999999999999,0,0,-0.23]
["SP",27,"Q6",0.23699999999999999,0,0,-0.18]
["SP",27,"Q7",0.29899999999999999,0,0,-0.22700000000000001]
["SP",27,"Q8",0.25700000000000001,0,0,-0.19500000000000001]
["SP",27,"R4",0.36699999999999999,0,0,-0.27900000000000003]
["SP",27,"R5",0.188,0,0,-0.14299999999999999]
["SP",27,"R6",8.1000000000000003E-2,0,0,-6.2E-2]
["SP",27,"S1",1.1539999999999999,0,0,-0.877]
["SP",27,"S2",0.17899999999999999,0,0,-0.13600000000000001]
["SP",27,"S4",5.1999999999999998E-2,0,0,-0.04]
["SP",27,"S5",0.45100000000000001,0,0,-0.34300000000000003]
["SP",27,"S6",5.3999999999999999E-2,0,0,-4.1000000000000002E-2]
["SP",27,"S7",6.9000000000000006E-2,0,0,-5.2999999999999999E-2]
["SP",27,"T1",0.313,0,0,-0.23799999999999999]
["SP",27,"T2",0.28799999999999998,0,0,-0.219]
["SP",27,"T3",4.8000000000000001E-2,0,0,-3.5999999999999997E-2]
["SP",27,"T4",0.4,0,0,-0.30399999999999999]
["SP",27,"T5",8.4000000000000005E-2,0,0,-6.4000000000000001E-2]
["SP",28,"A1",0.54600000000000004,0,0,-0.41499999999999998]
["SP",28,"A3",0.1,0,0,-7.5999999999999998E-2]
["SP",28,"A4",0.315,0,0,-0.23899999999999999]
["SP",28,"A6",0.97299999999999998,0,0,-0.74]
["SP",28,"A7",0.36,0,0,-0.27300000000000002]
["SP",28,"A8",1.1160000000000001,0,0,-0.84799999999999998]
["SP",28,"A9",0.186,0,0,-0.14099999999999999]
["SP",28,"B1",1.542,0,0,-1.1719999999999999]
["SP",28,"B2",1.9810000000000001,0,0,-1.506]
["SP",28,"B3",0.505,0,0,-0.38400000000000001]
["SP",28,"B4",0.53400000000000003,0,0,-0.40600000000000003]
["SP",28,"C1",0.20599999999999999,0,0,-0.157]
["SP",28,"C2",0.40899999999999997,0,0,-0.311]
["SP",28,"C3",0.23599999999999999,0,0,-0.18]
["SP",28,"C4",0.30399999999999999,0,0,-0.23100000000000001]
["SP",28,"C5",0.35499999999999998,0,0,-0.27]
["SP",28,"C6",0.124,0,0,-9.4E-2]
["SP",28,"C7",0.47299999999999998,0,0,-0.35899999999999999]
["SP",28,"D4",0.80900000000000005,0,0,-0.61499999999999999]
["SP",28,"D5",0.625,0,0,-0.47499999999999998]
["SP",28,"D6",0.755,0,0,-0.57399999999999995]
["SP",28,"E1",1.59,0,0,-1.208]
["SP",28,"E7",0.52600000000000002,0,0,-0.4]
["SP",28,"E8",0.371,0,0,-0.28199999999999997]
["SP",28,"F6",4.4119999999999999,0,0,-3.3530000000000002]
["SP",28,"G1",0.92200000000000004,0,0,-0.70099999999999996]
["SP",28,"G5",0.56200000000000006,0,0,-0.42699999999999999]
["SP",28,"G6",1.1020000000000001,0,0,-0.83799999999999997]
["SP",28,"G7",0.73299999999999998,0,0,-0.55700000000000005]
["SP",28,"H1",0.24299999999999999,0,0,-0.185]
["SP",28,"H2",1.2529999999999999,0,0,-0.95199999999999996]
["SP",28,"H6",1.7450000000000001,0,0,-1.3260000000000001]
["SP",28,"J1",0.79500000000000004,0,0,-0.60399999999999998]
["SP",28,"J3",1.71,0,0,-1.3]
["SP",28,"J4",0.57399999999999995,0,0,-0.436]
["SP",28,"J5",1.3169999999999999,0,0,-1.0009999999999999]
["SP",28,"J6",0.92500000000000004,0,0,-0.70299999999999996]
["SP",28,"J7",0.83099999999999996,0,0,-0.63100000000000001]
["SP",28,"J8",0.76,0,0,-0.57799999999999996]
["SP",28,"K4",1.143,0,0,-0.86899999999999999]
["SP",28,"K5",0.76400000000000001,0,0,-0.58099999999999996]
["SP",28,"K6",0.68400000000000005,0,0,-0.51900000000000002]
["SP",28,"L1",0.122,0,0,-9.2999999999999999E-2]
["SP",28,"L2",1.381,0,0,-1.05]
["SP",28,"L3",2.5089999999999999,0,0,-1.907]
["SP",28,"L5",2.327,0,0,-1.7689999999999999]
["SP",28,"L7",1.081,0,0,-0.82099999999999995]
["SP",28,"L8",0.81799999999999995,0,0,-0.622]
["SP",28,"M4",0.51500000000000001,0,0,-0.39200000000000002]
["SP",28,"M5",0.374,0,0,-0.28399999999999997]
["SP",28,"M6",0.20799999999999999,0,0,-0.158]
["SP",28,"M7",0.18099999999999999,0,0,-0.13700000000000001]
["SP",28,"M8",5.5E-2,0,0,-4.2000000000000003E-2]
["SP",28,"N1",0.86599999999999999,0,0,-0.65800000000000003]
["SP",28,"N2",0.95899999999999996,0,0,-0.72899999999999998]
["SP",28,"N3",0.60499999999999998,0,0,-0.46]
["SP",28,"N4",0.95099999999999996,0,0,-0.72299999999999998]
["SP",28,"N5",0.48099999999999998,0,0,-0.36599999999999999]
["SP",28,"N6",0.16400000000000001,0,0,-0.124]
["SP",28,"N7",0.24,0,0,-0.183]
["SP",28,"P1",1.6359999999999999,0,0,-1.244]
["SP",28,"P2",0.63600000000000001,0,0,-0.48399999999999999]
["SP",28,"P3",2.0760000000000001,0,0,-1.5780000000000001]
["SP",28,"P4",0.24299999999999999,0,0,-0.185]
["SP",28,"P5",0.222,0,0,-0.16900000000000001]
["SP",28,"P6",0.71699999999999997,0,0,-0.54500000000000004]
["SP",28,"P7",0.47299999999999998,0,0,-0.36]
["SP",28,"P8",1.335,0,0,-1.0149999999999999]
["SP",28,"Q2",0.311,0,0,-0.23699999999999999]
["SP",28,"Q4",1.494,0,0,-1.135]
["SP",28,"Q5",0.45900000000000002,0,0,-0.34899999999999998]
["SP",28,"Q6",0.35899999999999999,0,0,-0.27300000000000002]
["SP",28,"Q7",0.45300000000000001,0,0,-0.34499999999999997]
["SP",28,"Q8",0.38900000000000001,0,0,-0.29599999999999999]
["SP",28,"R4",0.55500000000000005,0,0,-0.42199999999999999]
["SP",28,"R5",0.28499999999999998,0,0,-0.217]
["SP",28,"R6",0.123,0,0,-9.2999999999999999E-2]
["SP",28,"S1",1.7470000000000001,0,0,-1.3280000000000001]
["SP",28,"S2",0.27200000000000002,0,0,-0.20699999999999999]
["SP",28,"S4",7.9000000000000001E-2,0,0,-0.06]
["SP",28,"S5",0.68400000000000005,0,0,-0.51900000000000002]
["SP",28,"S6",8.2000000000000003E-2,0,0,-6.3E-2]
["SP",28,"S7",0.105,0,0,-0.08]
["SP",28,"T1",0.47399999999999998,0,0,-0.36099999999999999]
["SP",28,"T2",0.436,0,0,-0.33100000000000002]
["SP",28,"T3",7.1999999999999995E-2,0,0,-5.5E-2]
["SP",28,"T4",0.60499999999999998,0,0,-0.46]
["SP",28,"T5",0.127,0,0,-9.6000000000000002E-2]
["SP",29,"A1",0.82499999999999996,0,0,-0.627]
["SP",29,"A3",0.151,0,0,-0.115]
["SP",29,"A4",0.47599999999999998,0,0,-0.36199999999999999]
["SP",29,"A6",1.472,0,0,-1.119]
["SP",29,"A7",0.54400000000000004,0,0,-0.41399999999999998]
["SP",29,"A8",1.6879999999999999,0,0,-1.2829999999999999]
["SP",29,"A9",0.28100000000000003,0,0,-0.214]
["SP",29,"B1",2.3330000000000002,0,0,-1.7729999999999999]
["SP",29,"B2",2.996,0,0,-2.2770000000000001]
["SP",29,"B3",0.76400000000000001,0,0,-0.58099999999999996]
["SP",29,"B4",0.80700000000000005,0,0,-0.61299999999999999]
["SP",29,"C1",0.312,0,0,-0.23699999999999999]
["SP",29,"C2",0.61799999999999999,0,0,-0.47]
["SP",29,"C3",0.35799999999999998,0,0,-0.27200000000000002]
["SP",29,"C4",0.46,0,0,-0.35]
["SP",29,"C5",0.53700000000000003,0,0,-0.40799999999999997]
["SP",29,"C6",0.187,0,0,-0.14199999999999999]
["SP",29,"C7",0.71499999999999997,0,0,-0.54300000000000004]
["SP",29,"D4",1.2230000000000001,0,0,-0.93]
["SP",29,"D5",0.94599999999999995,0,0,-0.71899999999999997]
["SP",29,"D6",1.1419999999999999,0,0,-0.86799999999999999]
["SP",29,"E1",2.4049999999999998,0,0,-1.827]
["SP",29,"E7",0.79500000000000004,0,0,-0.60399999999999998]
["SP",29,"E8",0.56100000000000005,0,0,-0.42699999999999999]
["SP",29,"F6",6.673,0,0,-5.0709999999999997]
["SP",29,"G1",1.395,0,0,-1.06]
["SP",29,"G5",0.85,0,0,-0.64600000000000002]
["SP",29,"G6",1.667,0,0,-1.2669999999999999]
["SP",29,"G7",1.1080000000000001,0,0,-0.84199999999999997]
["SP",29,"H1",0.36799999999999999,0,0,-0.28000000000000003]
["SP",29,"H2",1.895,0,0,-1.44]
["SP",29,"H6",2.6389999999999998,0,0,-2.0059999999999998]
["SP",29,"J1",1.2030000000000001,0,0,-0.91400000000000003]
["SP",29,"J3",2.5870000000000002,0,0,-1.966]
["SP",29,"J4",0.86799999999999999,0,0,-0.66]
["SP",29,"J5",1.992,0,0,-1.514]
["SP",29,"J6",1.4,0,0,-1.0640000000000001]
["SP",29,"J7",1.256,0,0,-0.95499999999999996]
["SP",29,"J8",1.1499999999999999,0,0,-0.874]
["SP",29,"K4",1.7290000000000001,0,0,-1.3140000000000001]
["SP",29,"K5",1.155,0,0,-0.878]
["SP",29,"K6",1.034,0,0,-0.78600000000000003]
["SP",29,"L1",0.185,0,0,-0.14099999999999999]
["SP",29,"L2",2.089,0,0,-1.5880000000000001]
["SP",29,"L3",3.794,0,0,-2.8839999999999999]
["SP",29,"L5",3.52,0,0,-2.6749999999999998]
["SP",29,"L7",1.635,0,0,-1.242]
["SP",29,"L8",1.2370000000000001,0,0,-0.94]
["SP",29,"M4",0.78,0,0,-0.59199999999999997]
["SP",29,"M5",0.56499999999999995,0,0,-0.43]
["SP",29,"M6",0.315,0,0,-0.23899999999999999]
["SP",29,"M7",0.27300000000000002,0,0,-0.20799999999999999]
["SP",29,"M8",8.3000000000000004E-2,0,0,-6.3E-2]
["SP",29,"N1",1.3089999999999999,0,0,-0.995]
["SP",29,"N2",1.45,0,0,-1.1020000000000001]
["SP",29,"N3",0.91600000000000004,0,0,-0.69599999999999995]
["SP",29,"N4",1.4390000000000001,0,0,-1.0940000000000001]
["SP",29,"N5",0.72799999999999998,0,0,-0.55300000000000005]
["SP",29,"N6",0.248,0,0,-0.188]
["SP",29,"N7",0.36299999999999999,0,0,-0.27600000000000002]
["SP",29,"P1",2.4750000000000001,0,0,-1.881]
["SP",29,"P2",0.96199999999999997,0,0,-0.73099999999999998]
["SP",29,"P3",3.14,0,0,-2.3860000000000001]
["SP",29,"P4",0.36799999999999999,0,0,-0.28000000000000003]
["SP",29,"P5",0.33600000000000002,0,0,-0.255]
["SP",29,"P6",1.0840000000000001,0,0,-0.82399999999999995]
["SP",29,"P7",0.71599999999999997,0,0,-0.54400000000000004]
["SP",29,"P8",2.0190000000000001,0,0,-1.5349999999999999]
["SP",29,"Q2",0.47099999999999997,0,0,-0.35799999999999998]
["SP",29,"Q4",2.2589999999999999,0,0,-1.7170000000000001]
["SP",29,"Q5",0.69399999999999995,0,0,-0.52700000000000002]
["SP",29,"Q6",0.54300000000000004,0,0,-0.41299999999999998]
["SP",29,"Q7",0.68600000000000005,0,0,-0.52100000000000002]
["SP",29,"Q8",0.58899999999999997,0,0,-0.44700000000000001]
["SP",29,"R4",0.84,0,0,-0.63800000000000001]
["SP",29,"R5",0.432,0,0,-0.32800000000000001]
["SP",29,"R6",0.186,0,0,-0.14099999999999999]
["SP",29,"S1",2.6429999999999998,0,0,-2.008]
["SP",29,"S2",0.41099999999999998,0,0,-0.312]
["SP",29,"S4",0.12,0,0,-9.0999999999999998E-2]
["SP",29,"S5",1.034,0,0,-0.78600000000000003]
["SP",29,"S6",0.125,0,0,-9.5000000000000001E-2]
["SP",29,"S7",0.159,0,0,-0.121]
["SP",29,"T1",0.71799999999999997,0,0,-0.54500000000000004]
["SP",29,"T2",0.65900000000000003,0,0,-0.501]
["SP",29,"T3",0.11,0,0,-8.3000000000000004E-2]
["SP",29,"T4",0.91500000000000004,0,0,-0.69599999999999995]
["SP",29,"T5",0.191,0,0,-0.14599999999999999]
["SP",30,"A1",1.2290000000000001,0,0,-0.93400000000000005]
["SP",30,"A3",0.224,0,0,-0.17100000000000001]
["SP",30,"A4",0.70899999999999996,0,0,-0.53900000000000003]
["SP",30,"A6",2.1909999999999998,0,0,-1.665]
["SP",30,"A7",0.81,0,0,-0.61599999999999999]
["SP",30,"A8",2.5139999999999998,0,0,-1.91]
["SP",30,"A9",0.41899999999999998,0,0,-0.318]
["SP",30,"B1",3.4729999999999999,0,0,-2.64]
["SP",30,"B2",4.4610000000000003,0,0,-3.391]
["SP",30,"B3",1.1379999999999999,0,0,-0.86499999999999999]
["SP",30,"B4",1.202,0,0,-0.91300000000000003]
["SP",30,"C1",0.46500000000000002,0,0,-0.35299999999999998]
["SP",30,"C2",0.92100000000000004,0,0,-0.7]
["SP",30,"C3",0.53200000000000003,0,0,-0.40500000000000003]
["SP",30,"C4",0.68500000000000005,0,0,-0.52100000000000002]
["SP",30,"C5",0.8,0,0,-0.60799999999999998]
["SP",30,"C6",0.27900000000000003,0,0,-0.21199999999999999]
["SP",30,"C7",1.0649999999999999,0,0,-0.80900000000000005]
["SP",30,"D4",1.821,0,0,-1.3839999999999999]
["SP",30,"D5",1.409,0,0,-1.07]
["SP",30,"D6",1.7010000000000001,0,0,-1.2929999999999999]
["SP",30,"E1",3.58,0,0,-2.7210000000000001]
["SP",30,"E7",1.1839999999999999,0,0,-0.9]
["SP",30,"E8",0.83599999999999997,0,0,-0.63500000000000001]
["SP",30,"F6",9.9359999999999999,0,0,-7.5510000000000002]
["SP",30,"G1",2.077,0,0,-1.5780000000000001]
["SP",30,"G5",1.266,0,0,-0.96199999999999997]
["SP",30,"G6",2.4830000000000001,0,0,-1.887]
["SP",30,"G7",1.65,0,0,-1.254]
["SP",30,"H1",0.54800000000000004,0,0,-0.41599999999999998]
["SP",30,"H2",2.8210000000000002,0,0,-2.1440000000000001]
["SP",30,"H6",3.93,0,0,-2.9870000000000001]
["SP",30,"J1",1.7909999999999999,0,0,-1.361]
["SP",30,"J3",3.8519999999999999,0,0,-2.927]
["SP",30,"J4",1.2929999999999999,0,0,-0.98299999999999998]
["SP",30,"J5",2.9660000000000002,0,0,-2.254]
["SP",30,"J6",2.0840000000000001,0,0,-1.5840000000000001]
["SP",30,"J7",1.871,0,0,-1.4219999999999999]
["SP",30,"J8",1.712,0,0,-1.3009999999999999]
["SP",30,"K4",2.5750000000000002,0,0,-1.9570000000000001]
["SP",30,"K5",1.72,0,0,-1.3069999999999999]
["SP",30,"K6",1.5389999999999999,0,0,-1.17]
["SP",30,"L1",0.27500000000000002,0,0,-0.20899999999999999]
["SP",30,"L2",3.1110000000000002,0,0,-2.3639999999999999]
["SP",30,"L3",5.65,0,0,-4.2939999999999996]
["SP",30,"L5",5.2409999999999997,0,0,-3.9830000000000001]
["SP",30,"L7",2.4340000000000002,0,0,-1.85]
["SP",30,"L8",1.8420000000000001,0,0,-1.4]
["SP",30,"M4",1.161,0,0,-0.88200000000000001]
["SP",30,"M5",0.84199999999999997,0,0,-0.64]
["SP",30,"M6",0.46899999999999997,0,0,-0.35599999999999998]
["SP",30,"M7",0.40699999999999997,0,0,-0.309]
["SP",30,"M8",0.124,0,0,-9.4E-2]
["SP",30,"N1",1.9490000000000001,0,0,-1.482]
["SP",30,"N2",2.1589999999999998,0,0,-1.641]
["SP",30,"N3",1.3640000000000001,0,0,-1.036]
["SP",30,"N4",2.1429999999999998,0,0,-1.629]
["SP",30,"N5",1.0840000000000001,0,0,-0.82399999999999995]
["SP",30,"N6",0.36899999999999999,0,0,-0.28000000000000003]
["SP",30,"N7",0.54100000000000004,0,0,-0.41099999999999998]
["SP",30,"P1",3.6850000000000001,0,0,-2.8010000000000002]
["SP",30,"P2",1.4330000000000001,0,0,-1.089]
["SP",30,"P3",4.6749999999999998,0,0,-3.5529999999999999]
["SP",30,"P4",0.54800000000000004,0,0,-0.41699999999999998]
["SP",30,"P5",0.5,0,0,-0.38]
["SP",30,"P6",1.6140000000000001,0,0,-1.2270000000000001]
["SP",30,"P7",1.0660000000000001,0,0,-0.81]
["SP",30,"P8",3.0070000000000001,0,0,-2.2850000000000001]
["SP",30,"Q2",0.70099999999999996,0,0,-0.53300000000000003]
["SP",30,"Q4",3.3639999999999999,0,0,-2.556]
["SP",30,"Q5",1.0329999999999999,0,0,-0.78500000000000003]
["SP",30,"Q6",0.80800000000000005,0,0,-0.61399999999999999]
["SP",30,"Q7",1.0209999999999999,0,0,-0.77600000000000002]
["SP",30,"Q8",0.876,0,0,-0.66600000000000004]
["SP",30,"R4",1.2509999999999999,0,0,-0.95099999999999996]
["SP",30,"R5",0.64300000000000002,0,0,-0.48899999999999999]
["SP",30,"R6",0.27700000000000002,0,0,-0.21]
["SP",30,"S1",3.9350000000000001,0,0,-2.9910000000000001]
["SP",30,"S2",0.61199999999999999,0,0,-0.46500000000000002]
["SP",30,"S4",0.17899999999999999,0,0,-0.13600000000000001]
["SP",30,"S5",1.5389999999999999,0,0,-1.17]
["SP",30,"S6",0.185,0,0,-0.14099999999999999]
["SP",30,"S7",0.23699999999999999,0,0,-0.18]
["SP",30,"T1",1.069,0,0,-0.81200000000000006]
["SP",30,"T2",0.98199999999999998,0,0,-0.746]
["SP",30,"T3",0.16300000000000001,0,0,-0.124]
["SP",30,"T4",1.363,0,0,-1.036]
["SP",30,"T5",0.28499999999999998,0,0,-0.217]
["SP",31,"A1",1.643,0,0,-1.2490000000000001]
["SP",31,"A3",0.3,0,0,-0.22800000000000001]
["SP",31,"A4",0.94799999999999995,0,0,-0.72]
["SP",31,"A6",2.93,0,0,-2.2269999999999999]
["SP",31,"A7",1.0840000000000001,0,0,-0.82399999999999995]
["SP",31,"A8",3.3610000000000002,0,0,-2.5550000000000002]
["SP",31,"A9",0.56000000000000005,0,0,-0.42599999999999999]
["SP",31,"B1",4.6449999999999996,0,0,-3.53]
["SP",31,"B2",5.9660000000000002,0,0,-4.5339999999999998]
["SP",31,"B3",1.5209999999999999,0,0,-1.1559999999999999]
["SP",31,"B4",1.607,0,0,-1.2210000000000001]
["SP",31,"C1",0.622,0,0,-0.47199999999999998]
["SP",31,"C2",1.2310000000000001,0,0,-0.93600000000000005]
["SP",31,"C3",0.71199999999999997,0,0,-0.54100000000000004]
["SP",31,"C4",0.91600000000000004,0,0,-0.69599999999999995]
["SP",31,"C5",1.07,0,0,-0.81299999999999994]
["SP",31,"C6",0.373,0,0,-0.28299999999999997]
["SP",31,"C7",1.4239999999999999,0,0,-1.0820000000000001]
["SP",31,"D4",2.4350000000000001,0,0,-1.851]
["SP",31,"D5",1.8839999999999999,0,0,-1.431]
["SP",31,"D6",2.274,0,0,-1.728]
["SP",31,"E1",4.7880000000000003,0,0,-3.6389999999999998]
["SP",31,"E7",1.583,0,0,-1.2030000000000001]
["SP",31,"E8",1.1180000000000001,0,0,-0.85]
["SP",31,"F6",13.286,0,0,-10.098000000000001]
["SP",31,"G1",2.7770000000000001,0,0,-2.1110000000000002]
["SP",31,"G5",1.6930000000000001,0,0,-1.2869999999999999]
["SP",31,"G6",3.32,0,0,-2.5230000000000001]
["SP",31,"G7",2.2069999999999999,0,0,-1.677]
["SP",31,"H1",0.73199999999999998,0,0,-0.55700000000000005]
["SP",31,"H2",3.7719999999999998,0,0,-2.867]
["SP",31,"H6",5.2549999999999999,0,0,-3.9940000000000002]
["SP",31,"J1",2.3940000000000001,0,0,-1.82]
["SP",31,"J3",5.1509999999999998,0,0,-3.915]
["SP",31,"J4",1.7290000000000001,0,0,-1.3140000000000001]
["SP",31,"J5",3.9660000000000002,0,0,-3.0139999999999998]
["SP",31,"J6",2.7869999999999999,0,0,-2.1179999999999999]
["SP",31,"J7",2.5019999999999998,0,0,-1.901]
["SP",31,"J8",2.2890000000000001,0,0,-1.74]
["SP",31,"K4",3.4430000000000001,0,0,-2.617]
["SP",31,"K5",2.2999999999999998,0,0,-1.748]
["SP",31,"K6",2.0579999999999998,0,0,-1.5640000000000001]
["SP",31,"L1",0.36799999999999999,0,0,-0.28000000000000003]
["SP",31,"L2",4.16,0,0,-3.161]
["SP",31,"L3",7.5549999999999997,0,0,-5.742]
["SP",31,"L5",7.0090000000000003,0,0,-5.327]
["SP",31,"L7",3.2549999999999999,0,0,-2.4729999999999999]
["SP",31,"L8",2.4630000000000001,0,0,-1.8720000000000001]
["SP",31,"M4",1.552,0,0,-1.18]
["SP",31,"M5",1.125,0,0,-0.85499999999999998]
["SP",31,"M6",0.627,0,0,-0.47599999999999998]
["SP",31,"M7",0.54500000000000004,0,0,-0.41399999999999998]
["SP",31,"M8",0.16600000000000001,0,0,-0.126]
["SP",31,"N1",2.6070000000000002,0,0,-1.9810000000000001]
["SP",31,"N2",2.887,0,0,-2.194]
["SP",31,"N3",1.823,0,0,-1.3859999999999999]
["SP",31,"N4",2.8650000000000002,0,0,-2.1779999999999999]
["SP",31,"N5",1.45,0,0,-1.1020000000000001]
["SP",31,"N6",0.49299999999999999,0,0,-0.375]
["SP",31,"N7",0.72399999999999998,0,0,-0.55000000000000004]
["SP",31,"P1",4.9279999999999999,0,0,-3.7450000000000001]
["SP",31,"P2",1.9159999999999999,0,0,-1.456]
["SP",31,"P3",6.2519999999999998,0,0,-4.7510000000000003]
["SP",31,"P4",0.73299999999999998,0,0,-0.55700000000000005]
["SP",31,"P5",0.66900000000000004,0,0,-0.50800000000000001]
["SP",31,"P6",2.1589999999999998,0,0,-1.641]
["SP",31,"P7",1.425,0,0,-1.083]
["SP",31,"P8",4.0199999999999996,0,0,-3.0550000000000002]
["SP",31,"Q2",0.93799999999999994,0,0,-0.71299999999999997]
["SP",31,"Q4",4.4980000000000002,0,0,-3.419]
["SP",31,"Q5",1.381,0,0,-1.05]
["SP",31,"Q6",1.081,0,0,-0.82199999999999995]
["SP",31,"Q7",1.365,0,0,-1.038]
["SP",31,"Q8",1.1719999999999999,0,0,-0.89100000000000001]
["SP",31,"R4",1.673,0,0,-1.2709999999999999]
["SP",31,"R5",0.86,0,0,-0.65300000000000002]
["SP",31,"R6",0.37,0,0,-0.28100000000000003]
["SP",31,"S1",5.2619999999999996,0,0,-3.9990000000000001]
["SP",31,"S2",0.81899999999999995,0,0,-0.622]
["SP",31,"S4",0.23899999999999999,0,0,-0.182]
["SP",31,"S5",2.0579999999999998,0,0,-1.5640000000000001]
["SP",31,"S6",0.248,0,0,-0.188]
["SP",31,"S7",0.317,0,0,-0.24099999999999999]
["SP",31,"T1",1.429,0,0,-1.0860000000000001]
["SP",31,"T2",1.3129999999999999,0,0,-0.998]
["SP",31,"T3",0.218,0,0,-0.16600000000000001]
["SP",31,"T4",1.823,0,0,-1.385]
["SP",31,"T5",0.38100000000000001,0,0,-0.28999999999999998]
["SP",32,"A1",2.0529999999999999,0,0,-1.56]
["SP",32,"A3",0.375,0,0,-0.28499999999999998]
["SP",32,"A4",1.1839999999999999,0,0,-0.9]
["SP",32,"A6",3.661,0,0,-2.7829999999999999]
["SP",32,"A7",1.3540000000000001,0,0,-1.0289999999999999]
["SP",32,"A8",4.2,0,0,-3.1920000000000002]
["SP",32,"A9",0.7,0,0,-0.53200000000000003]
["SP",32,"B1",5.8029999999999999,0,0,-4.41]
["SP",32,"B2",7.4530000000000003,0,0,-5.665]
["SP",32,"B3",1.901,0,0,-1.4450000000000001]
["SP",32,"B4",2.008,0,0,-1.526]
["SP",32,"C1",0.77700000000000002,0,0,-0.59]
["SP",32,"C2",1.538,0,0,-1.169]
["SP",32,"C3",0.88900000000000001,0,0,-0.67600000000000005]
["SP",32,"C4",1.145,0,0,-0.87]
["SP",32,"C5",1.337,0,0,-1.016]
["SP",32,"C6",0.46600000000000003,0,0,-0.35399999999999998]
["SP",32,"C7",1.7789999999999999,0,0,-1.3520000000000001]
["SP",32,"D4",3.0430000000000001,0,0,-2.3119999999999998]
["SP",32,"D5",2.3530000000000002,0,0,-1.788]
["SP",32,"D6",2.8410000000000002,0,0,-2.1589999999999998]
["SP",32,"E1",5.9820000000000002,0,0,-4.5460000000000003]
["SP",32,"E7",1.978,0,0,-1.5029999999999999]
["SP",32,"E8",1.397,0,0,-1.0620000000000001]
["SP",32,"F6",16.600000000000001,0,0,-12.616]
["SP",32,"G1",3.47,0,0,-2.637]
["SP",32,"G5",2.1160000000000001,0,0,-1.6080000000000001]
["SP",32,"G6",4.1479999999999997,0,0,-3.1520000000000001]
["SP",32,"G7",2.7570000000000001,0,0,-2.0960000000000001]
["SP",32,"H1",0.91500000000000004,0,0,-0.69599999999999995]
["SP",32,"H2",4.7130000000000001,0,0,-3.5819999999999999]
["SP",32,"H6",6.5659999999999998,0,0,-4.99]
["SP",32,"J1",2.992,0,0,-2.274]
["SP",32,"J3",6.4349999999999996,0,0,-4.891]
["SP",32,"J4",2.16,0,0,-1.6419999999999999]
["SP",32,"J5",4.9550000000000001,0,0,-3.766]
["SP",32,"J6",3.4820000000000002,0,0,-2.6459999999999999]
["SP",32,"J7",3.1259999999999999,0,0,-2.375]
["SP",32,"J8",2.86,0,0,-2.1739999999999999]
["SP",32,"K4",4.3019999999999996,0,0,-3.2690000000000001]
["SP",32,"K5",2.8740000000000001,0,0,-2.1840000000000002]
["SP",32,"K6",2.5720000000000001,0,0,-1.9550000000000001]
["SP",32,"L1",0.46,0,0,-0.35]
["SP",32,"L2",5.1970000000000001,0,0,-3.95]
["SP",32,"L3",9.4390000000000001,0,0,-7.1740000000000004]
["SP",32,"L5",8.7569999999999997,0,0,-6.6550000000000002]
["SP",32,"L7",4.0659999999999998,0,0,-3.09]
["SP",32,"L8",3.077,0,0,-2.339]
["SP",32,"M4",1.9390000000000001,0,0,-1.474]
["SP",32,"M5",1.4059999999999999,0,0,-1.069]
["SP",32,"M6",0.78300000000000003,0,0,-0.59499999999999997]
["SP",32,"M7",0.68,0,0,-0.51700000000000002]
["SP",32,"M8",0.20799999999999999,0,0,-0.158]
["SP",32,"N1",3.2570000000000001,0,0,-2.4750000000000001]
["SP",32,"N2",3.6070000000000002,0,0,-2.742]
["SP",32,"N3",2.278,0,0,-1.7310000000000001]
["SP",32,"N4",3.58,0,0,-2.7210000000000001]
["SP",32,"N5",1.8120000000000001,0,0,-1.377]
["SP",32,"N6",0.61599999999999999,0,0,-0.46800000000000003]
["SP",32,"N7",0.90400000000000003,0,0,-0.68700000000000006]
["SP",32,"P1",6.157,0,0,-4.6790000000000003]
["SP",32,"P2",2.3940000000000001,0,0,-1.819]
["SP",32,"P3",7.8109999999999999,0,0,-5.9359999999999999]
["SP",32,"P4",0.91600000000000004,0,0,-0.69599999999999995]
["SP",32,"P5",0.83499999999999996,0,0,-0.63500000000000001]
["SP",32,"P6",2.6970000000000001,0,0,-2.0499999999999998]
["SP",32,"P7",1.7809999999999999,0,0,-1.353]
["SP",32,"P8",5.0229999999999997,0,0,-3.8180000000000001]
["SP",32,"Q2",1.171,0,0,-0.89]
["SP",32,"Q4",5.62,0,0,-4.2709999999999999]
["SP",32,"Q5",1.726,0,0,-1.3120000000000001]
["SP",32,"Q6",1.351,0,0,-1.0269999999999999]
["SP",32,"Q7",1.706,0,0,-1.296]
["SP",32,"Q8",1.464,0,0,-1.113]
["SP",32,"R4",2.09,0,0,-1.5880000000000001]
["SP",32,"R5",1.0740000000000001,0,0,-0.81599999999999995]
["SP",32,"R6",0.46300000000000002,0,0,-0.35199999999999998]
["SP",32,"S1",6.5739999999999998,0,0,-4.9960000000000004]
["SP",32,"S2",1.0229999999999999,0,0,-0.77700000000000002]
["SP",32,"S4",0.29899999999999999,0,0,-0.22700000000000001]
["SP",32,"S5",2.5720000000000001,0,0,-1.954]
["SP",32,"S6",0.31,0,0,-0.23499999999999999]
["SP",32,"S7",0.39600000000000002,0,0,-0.30099999999999999]
["SP",32,"T1",1.7849999999999999,0,0,-1.357]
["SP",32,"T2",1.641,0,0,-1.2470000000000001]
["SP",32,"T3",0.27300000000000002,0,0,-0.20699999999999999]
["SP",32,"T4",2.2770000000000001,0,0,-1.7310000000000001]
["SP",32,"T5",0.47599999999999998,0,0,-0.36199999999999999]
["SP",33,"A1",2.4860000000000002,0,0,-1.889]
["SP",33,"A3",0.45400000000000001,0,0,-0.34499999999999997]
["SP",33,"A4",1.4339999999999999,0,0,-1.0900000000000001]
["SP",33,"A6",4.4340000000000002,0,0,-3.37]
["SP",33,"A7",1.64,0,0,-1.246]
["SP",33,"A8",5.0869999999999997,0,0,-3.8660000000000001]
["SP",33,"A9",0.84799999999999998,0,0,-0.64400000000000002]
["SP",33,"B1",7.0279999999999996,0,0,-5.3410000000000002]
["SP",33,"B2",9.0269999999999992,0,0,-6.8609999999999998]
["SP",33,"B3",2.302,0,0,-1.75]
["SP",33,"B4",2.4319999999999999,0,0,-1.8480000000000001]
["SP",33,"C1",0.94099999999999995,0,0,-0.71499999999999997]
["SP",33,"C2",1.863,0,0,-1.4159999999999999]
["SP",33,"C3",1.077,0,0,-0.81899999999999995]
["SP",33,"C4",1.3859999999999999,0,0,-1.054]
["SP",33,"C5",1.619,0,0,-1.2310000000000001]
["SP",33,"C6",0.56399999999999995,0,0,-0.42899999999999999]
["SP",33,"C7",2.1549999999999998,0,0,-1.637]
["SP",33,"D4",3.6850000000000001,0,0,-2.8010000000000002]
["SP",33,"D5",2.85,0,0,-2.1659999999999999]
["SP",33,"D6",3.4409999999999998,0,0,-2.6150000000000002]
["SP",33,"E1",7.2450000000000001,0,0,-5.5060000000000002]
["SP",33,"E7",2.3959999999999999,0,0,-1.821]
["SP",33,"E8",1.6919999999999999,0,0,-1.286]
["SP",33,"F6",20.105,0,0,-15.28]
["SP",33,"G1",4.202,0,0,-3.194]
["SP",33,"G5",2.5619999999999998,0,0,-1.9470000000000001]
["SP",33,"G6",5.0229999999999997,0,0,-3.8180000000000001]
["SP",33,"G7",3.34,0,0,-2.5379999999999998]
["SP",33,"H1",1.1080000000000001,0,0,-0.84199999999999997]
["SP",33,"H2",5.7080000000000002,0,0,-4.3380000000000001]
["SP",33,"H6",7.952,0,0,-6.0439999999999996]
["SP",33,"J1",3.6230000000000002,0,0,-2.754]
["SP",33,"J3",7.7939999999999996,0,0,-5.9240000000000004]
["SP",33,"J4",2.6160000000000001,0,0,-1.988]
["SP",33,"J5",6.0019999999999998,0,0,-4.5609999999999999]
["SP",33,"J6",4.2169999999999996,0,0,-3.2050000000000001]
["SP",33,"J7",3.7850000000000001,0,0,-2.8769999999999998]
["SP",33,"J8",3.464,0,0,-2.6320000000000001]
["SP",33,"K4",5.21,0,0,-3.96]
["SP",33,"K5",3.4809999999999999,0,0,-2.6459999999999999]
["SP",33,"K6",3.1150000000000002,0,0,-2.367]
["SP",33,"L1",0.55700000000000005,0,0,-0.42399999999999999]
["SP",33,"L2",6.2939999999999996,0,0,-4.7839999999999998]
["SP",33,"L3",11.432,0,0,-8.6890000000000001]
["SP",33,"L5",10.605,0,0,-8.06]
["SP",33,"L7",4.9249999999999998,0,0,-3.7429999999999999]
["SP",33,"L8",3.7269999999999999,0,0,-2.8319999999999999]
["SP",33,"M4",2.3490000000000002,0,0,-1.7849999999999999]
["SP",33,"M5",1.7030000000000001,0,0,-1.294]
["SP",33,"M6",0.94799999999999995,0,0,-0.72099999999999997]
["SP",33,"M7",0.82399999999999995,0,0,-0.626]
["SP",33,"M8",0.252,0,0,-0.191]
["SP",33,"N1",3.9449999999999998,0,0,-2.9980000000000002]
["SP",33,"N2",4.3689999999999998,0,0,-3.32]
["SP",33,"N3",2.7589999999999999,0,0,-2.097]
["SP",33,"N4",4.3360000000000003,0,0,-3.2949999999999999]
["SP",33,"N5",2.194,0,0,-1.667]
["SP",33,"N6",0.746,0,0,-0.56699999999999995]
["SP",33,"N7",1.095,0,0,-0.83199999999999996]
["SP",33,"P1",7.4569999999999999,0,0,-5.6680000000000001]
["SP",33,"P2",2.899,0,0,-2.2029999999999998]
["SP",33,"P3",9.4600000000000009,0,0,-7.19]
["SP",33,"P4",1.109,0,0,-0.84299999999999997]
["SP",33,"P5",1.012,0,0,-0.76900000000000002]
["SP",33,"P6",3.266,0,0,-2.4820000000000002]
["SP",33,"P7",2.157,0,0,-1.639]
["SP",33,"P8",6.0839999999999996,0,0,-4.6239999999999997]
["SP",33,"Q2",1.419,0,0,-1.0780000000000001]
["SP",33,"Q4",6.8070000000000004,0,0,-5.173]
["SP",33,"Q5",2.09,0,0,-1.589]
["SP",33,"Q6",1.6359999999999999,0,0,-1.2430000000000001]
["SP",33,"Q7",2.0659999999999998,0,0,-1.57]
["SP",33,"Q8",1.7729999999999999,0,0,-1.3480000000000001]
["SP",33,"R4",2.5310000000000001,0,0,-1.923]
["SP",33,"R5",1.3009999999999999,0,0,-0.98899999999999999]
["SP",33,"R6",0.56000000000000005,0,0,-0.42599999999999999]
["SP",33,"S1",7.9619999999999997,0,0,-6.0510000000000002]
["SP",33,"S2",1.2390000000000001,0,0,-0.94099999999999995]
["SP",33,"S4",0.36199999999999999,0,0,-0.27500000000000002]
["SP",33,"S5",3.1150000000000002,0,0,-2.367]
["SP",33,"S6",0.375,0,0,-0.28499999999999998]
["SP",33,"S7",0.48,0,0,-0.36399999999999999]
["SP",33,"T1",2.1619999999999999,0,0,-1.643]
["SP",33,"T2",1.9870000000000001,0,0,-1.51]
["SP",33,"T3",0.33,0,0,-0.251]
["SP",33,"T4",2.758,0,0,-2.0960000000000001]
["SP",33,"T5",0.57699999999999996,0,0,-0.438]
["SP",34,"A1",2.927,0,0,-2.2240000000000002]
["SP",34,"A3",0.53500000000000003,0,0,-0.40600000000000003]
["SP",34,"A4",1.6879999999999999,0,0,-1.2829999999999999]
["SP",34,"A6",5.2210000000000001,0,0,-3.968]
["SP",34,"A7",1.93,0,0,-1.4670000000000001]
["SP",34,"A8",5.9889999999999999,0,0,-4.5510000000000002]
["SP",34,"A9",0.998,0,0,-0.75900000000000001]
["SP",34,"B1",8.2739999999999991,0,0,-6.2889999999999997]
["SP",34,"B2",10.628,0,0,-8.077]
["SP",34,"B3",2.7109999999999999,0,0,-2.06]
["SP",34,"B4",2.863,0,0,-2.1760000000000002]
["SP",34,"C1",1.107,0,0,-0.84199999999999997]
["SP",34,"C2",2.194,0,0,-1.667]
["SP",34,"C3",1.268,0,0,-0.96399999999999997]
["SP",34,"C4",1.6319999999999999,0,0,-1.24]
["SP",34,"C5",1.9059999999999999,0,0,-1.4490000000000001]
["SP",34,"C6",0.66400000000000003,0,0,-0.505]
["SP",34,"C7",2.5369999999999999,0,0,-1.9279999999999999]
["SP",34,"D4",4.3390000000000004,0,0,-3.2970000000000002]
["SP",34,"D5",3.3559999999999999,0,0,-2.5499999999999998]
["SP",34,"D6",4.0510000000000002,0,0,-3.0790000000000002]
["SP",34,"E1",8.5299999999999994,0,0,-6.4829999999999997]
["SP",34,"E7",2.8210000000000002,0,0,-2.1440000000000001]
["SP",34,"E8",1.992,0,0,-1.514]
["SP",34,"F6",23.67,0,0,-17.989000000000001]
["SP",34,"G1",4.9480000000000004,0,0,-3.76]
["SP",34,"G5",3.0169999999999999,0,0,-2.2930000000000001]
["SP",34,"G6",5.9139999999999997,0,0,-4.4950000000000001]
["SP",34,"G7",3.9319999999999999,0,0,-2.988]
["SP",34,"H1",1.3049999999999999,0,0,-0.99199999999999999]
["SP",34,"H2",6.7210000000000001,0,0,-5.1079999999999997]
["SP",34,"H6",9.3629999999999995,0,0,-7.1159999999999997]
["SP",34,"J1",4.266,0,0,-3.242]
["SP",34,"J3",9.1760000000000002,0,0,-6.9740000000000002]
["SP",34,"J4",3.08,0,0,-2.3410000000000002]
["SP",34,"J5",7.0659999999999998,0,0,-5.37]
["SP",34,"J6",4.9649999999999999,0,0,-3.7730000000000001]
["SP",34,"J7",4.4569999999999999,0,0,-3.387]
["SP",34,"J8",4.0780000000000003,0,0,-3.0990000000000002]
["SP",34,"K4",6.1340000000000003,0,0,-4.6619999999999999]
["SP",34,"K5",4.0979999999999999,0,0,-3.1150000000000002]
["SP",34,"K6",3.6669999999999998,0,0,-2.7869999999999999]
["SP",34,"L1",0.65600000000000003,0,0,-0.499]
["SP",34,"L2",7.4109999999999996,0,0,-5.6319999999999997]
["SP",34,"L3",13.46,0,0,-10.228999999999999]
["SP",34,"L5",12.486000000000001,0,0,-9.49]
["SP",34,"L7",5.798,0,0,-4.407]
["SP",34,"L8",4.3879999999999999,0,0,-3.335]
["SP",34,"M4",2.7650000000000001,0,0,-2.1019999999999999]
["SP",34,"M5",2.0049999999999999,0,0,-1.524]
["SP",34,"M6",1.117,0,0,-0.84899999999999998]
["SP",34,"M7",0.97,0,0,-0.73699999999999999]
["SP",34,"M8",0.29599999999999999,0,0,-0.22500000000000001]
["SP",34,"N1",4.6440000000000001,0,0,-3.5289999999999999]
["SP",34,"N2",5.1440000000000001,0,0,-3.9089999999999998]
["SP",34,"N3",3.2480000000000002,0,0,-2.4689999999999999]
["SP",34,"N4",5.1050000000000004,0,0,-3.88]
["SP",34,"N5",2.5830000000000002,0,0,-1.9630000000000001]
["SP",34,"N6",0.879,0,0,-0.66800000000000004]
["SP",34,"N7",1.2889999999999999,0,0,-0.98]
["SP",34,"P1",8.7799999999999994,0,0,-6.673]
["SP",34,"P2",3.4129999999999998,0,0,-2.5939999999999999]
["SP",34,"P3",11.138,0,0,-8.4649999999999999]
["SP",34,"P4",1.306,0,0,-0.99299999999999999]
["SP",34,"P5",1.1910000000000001,0,0,-0.90500000000000003]
["SP",34,"P6",3.8460000000000001,0,0,-2.923]
["SP",34,"P7",2.5390000000000001,0,0,-1.93]
["SP",34,"P8",7.1619999999999999,0,0,-5.4429999999999996]
["SP",34,"Q2",1.67,0,0,-1.27]
["SP",34,"Q4",8.0139999999999993,0,0,-6.09]
["SP",34,"Q5",2.4609999999999999,0,0,-1.87]
["SP",34,"Q6",1.9259999999999999,0,0,-1.464]
["SP",34,"Q7",2.4319999999999999,0,0,-1.849]
["SP",34,"Q8",2.0880000000000001,0,0,-1.587]
["SP",34,"R4",2.98,0,0,-2.2650000000000001]
["SP",34,"R5",1.5309999999999999,0,0,-1.1639999999999999]
["SP",34,"R6",0.66,0,0,-0.501]
["SP",34,"S1",9.3740000000000006,0,0,-7.1239999999999997]
["SP",34,"S2",1.458,0,0,-1.1080000000000001]
["SP",34,"S4",0.42599999999999999,0,0,-0.32400000000000001]
["SP",34,"S5",3.6669999999999998,0,0,-2.7869999999999999]
["SP",34,"S6",0.442,0,0,-0.33600000000000002]
["SP",34,"S7",0.56499999999999995,0,0,-0.42899999999999999]
["SP",34,"T1",2.5459999999999998,0,0,-1.9350000000000001]
["SP",34,"T2",2.339,0,0,-1.778]
["SP",34,"T3",0.38900000000000001,0,0,-0.29499999999999998]
["SP",34,"T4",3.2469999999999999,0,0,-2.468]
["SP",34,"T5",0.67900000000000005,0,0,-0.51600000000000001]
["SP",35,"A1",3.3769999999999998,0,0,-2.5659999999999998]
["SP",35,"A3",0.61699999999999999,0,0,-0.46899999999999997]
["SP",35,"A4",1.948,0,0,-1.48]
["SP",35,"A6",6.0229999999999997,0,0,-4.5780000000000003]
["SP",35,"A7",2.2269999999999999,0,0,-1.6930000000000001]
["SP",35,"A8",6.9089999999999998,0,0,-5.2510000000000003]
["SP",35,"A9",1.1519999999999999,0,0,-0.875]
["SP",35,"B1",9.5470000000000006,0,0,-7.2549999999999999]
["SP",35,"B2",12.262,0,0,-9.3190000000000008]
["SP",35,"B3",3.1269999999999998,0,0,-2.3769999999999998]
["SP",35,"B4",3.3029999999999999,0,0,-2.5099999999999998]
["SP",35,"C1",1.278,0,0,-0.97099999999999997]
["SP",35,"C2",2.5310000000000001,0,0,-1.923]
["SP",35,"C3",1.4630000000000001,0,0,-1.1120000000000001]
["SP",35,"C4",1.883,0,0,-1.431]
["SP",35,"C5",2.2000000000000002,0,0,-1.6719999999999999]
["SP",35,"C6",0.76600000000000001,0,0,-0.58199999999999996]
["SP",35,"C7",2.927,0,0,-2.2240000000000002]
["SP",35,"D4",5.0060000000000002,0,0,-3.8039999999999998]
["SP",35,"D5",3.871,0,0,-2.9420000000000002]
["SP",35,"D6",4.6740000000000004,0,0,-3.5529999999999999]
["SP",35,"E1",9.8409999999999993,0,0,-7.4790000000000001]
["SP",35,"E7",3.254,0,0,-2.4729999999999999]
["SP",35,"E8",2.298,0,0,-1.746]
["SP",35,"F6",27.309000000000001,0,0,-20.754999999999999]
["SP",35,"G1",5.7080000000000002,0,0,-4.3380000000000001]
["SP",35,"G5",3.4809999999999999,0,0,-2.645]
["SP",35,"G6",6.8239999999999998,0,0,-5.1859999999999999]
["SP",35,"G7",4.5359999999999996,0,0,-3.448]
["SP",35,"H1",1.506,0,0,-1.1439999999999999]
["SP",35,"H2",7.7539999999999996,0,0,-5.8929999999999998]
["SP",35,"H6",10.802,0,0,-8.2100000000000009]
["SP",35,"J1",4.9219999999999997,0,0,-3.74]
["SP",35,"J3",10.587,0,0,-8.0459999999999994]
["SP",35,"J4",3.5539999999999998,0,0,-2.7010000000000001]
["SP",35,"J5",8.1519999999999992,0,0,-6.1959999999999997]
["SP",35,"J6",5.7279999999999998,0,0,-4.3529999999999998]
["SP",35,"J7",5.1420000000000003,0,0,-3.9079999999999999]
["SP",35,"J8",4.7050000000000001,0,0,-3.5760000000000001]
["SP",35,"K4",7.077,0,0,-5.3789999999999996]
["SP",35,"K5",4.7279999999999998,0,0,-3.5939999999999999]
["SP",35,"K6",4.2309999999999999,0,0,-3.2149999999999999]
["SP",35,"L1",0.75700000000000001,0,0,-0.57499999999999996]
["SP",35,"L2",8.5500000000000007,0,0,-6.4980000000000002]
["SP",35,"L3",15.529,0,0,-11.802]
["SP",35,"L5",14.406000000000001,0,0,-10.949]
["SP",35,"L7",6.69,0,0,-5.0839999999999996]
["SP",35,"L8",5.0620000000000003,0,0,-3.847]
["SP",35,"M4",3.1909999999999998,0,0,-2.4249999999999998]
["SP",35,"M5",2.3130000000000002,0,0,-1.758]
["SP",35,"M6",1.288,0,0,-0.97899999999999998]
["SP",35,"M7",1.119,0,0,-0.85099999999999998]
["SP",35,"M8",0.34200000000000003,0,0,-0.26]
["SP",35,"N1",5.3579999999999997,0,0,-4.0720000000000001]
["SP",35,"N2",5.9349999999999996,0,0,-4.51]
["SP",35,"N3",3.7480000000000002,0,0,-2.8479999999999999]
["SP",35,"N4",5.89,0,0,-4.476]
["SP",35,"N5",2.98,0,0,-2.2650000000000001]
["SP",35,"N6",1.014,0,0,-0.77]
["SP",35,"N7",1.4870000000000001,0,0,-1.1299999999999999]
["SP",35,"P1",10.130000000000001,0,0,-7.6980000000000004]
["SP",35,"P2",3.9380000000000002,0,0,-2.9929999999999999]
["SP",35,"P3",12.851000000000001,0,0,-9.766]
["SP",35,"P4",1.5069999999999999,0,0,-1.145]
["SP",35,"P5",1.3740000000000001,0,0,-1.0449999999999999]
["SP",35,"P6",4.4370000000000003,0,0,-3.3719999999999999]
["SP",35,"P7",2.93,0,0,-2.226]
["SP",35,"P8",8.2639999999999993,0,0,-6.28]
["SP",35,"Q2",1.927,0,0,-1.4650000000000001]
["SP",35,"Q4",9.2460000000000004,0,0,-7.0270000000000001]
["SP",35,"Q5",2.839,0,0,-2.1579999999999999]
["SP",35,"Q6",2.222,0,0,-1.6890000000000001]
["SP",35,"Q7",2.806,0,0,-2.133]
["SP",35,"Q8",2.4089999999999998,0,0,-1.831]
["SP",35,"R4",3.4380000000000002,0,0,-2.613]
["SP",35,"R5",1.7669999999999999,0,0,-1.343]
["SP",35,"R6",0.76100000000000001,0,0,-0.57799999999999996]
["SP",35,"S1",10.815,0,0,-8.2200000000000006]
["SP",35,"S2",1.6830000000000001,0,0,-1.2789999999999999]
["SP",35,"S4",0.49199999999999999,0,0,-0.374]
["SP",35,"S5",4.2309999999999999,0,0,-3.2149999999999999]
["SP",35,"S6",0.51,0,0,-0.38700000000000001]
["SP",35,"S7",0.65100000000000002,0,0,-0.495]
["SP",35,"T1",2.9369999999999998,0,0,-2.2320000000000002]
["SP",35,"T2",2.6989999999999998,0,0,-2.0510000000000002]
["SP",35,"T3",0.44800000000000001,0,0,-0.34100000000000003]
["SP",35,"T4",3.7469999999999999,0,0,-2.8479999999999999]
["SP",35,"T5",0.78400000000000003,0,0,-0.59599999999999997]
["SP",36,"A1",3.7280000000000002,0,0,-2.8330000000000002]
["SP",36,"A3",0.68100000000000005,0,0,-0.51800000000000002]
["SP",36,"A4",2.1509999999999998,0,0,-1.6339999999999999]
["SP",36,"A6",6.65,0,0,-5.0540000000000003]
["SP",36,"A7",2.4590000000000001,0,0,-1.869]
["SP",36,"A8",7.6280000000000001,0,0,-5.7969999999999997]
["SP",36,"A9",1.272,0,0,-0.96599999999999997]
["SP",36,"B1",10.539,0,0,-8.01]
["SP",36,"B2",13.537000000000001,0,0,-10.288]
["SP",36,"B3",3.4529999999999998,0,0,-2.6240000000000001]
["SP",36,"B4",3.6469999999999998,0,0,-2.7709999999999999]
["SP",36,"C1",1.41,0,0,-1.0720000000000001]
["SP",36,"C2",2.794,0,0,-2.1230000000000002]
["SP",36,"C3",1.615,0,0,-1.228]
["SP",36,"C4",2.0790000000000002,0,0,-1.58]
["SP",36,"C5",2.4279999999999999,0,0,-1.8460000000000001]
["SP",36,"C6",0.84599999999999997,0,0,-0.64300000000000002]
["SP",36,"C7",3.2309999999999999,0,0,-2.456]
["SP",36,"D4",5.5259999999999998,0,0,-4.2]
["SP",36,"D5",4.274,0,0,-3.2480000000000002]
["SP",36,"D6",5.1609999999999996,0,0,-3.9220000000000002]
["SP",36,"E1",10.865,0,0,-8.2569999999999997]
["SP",36,"E7",3.593,0,0,-2.7309999999999999]
["SP",36,"E8",2.5369999999999999,0,0,-1.9279999999999999]
["SP",36,"F6",30.15,0,0,-22.914000000000001]
["SP",36,"G1",6.3019999999999996,0,0,-4.79]
["SP",36,"G5",3.8420000000000001,0,0,-2.92]
["SP",36,"G6",7.5330000000000004,0,0,-5.7249999999999996]
["SP",36,"G7",5.008,0,0,-3.806]
["SP",36,"H1",1.6619999999999999,0,0,-1.2629999999999999]
["SP",36,"H2",8.56,0,0,-6.5060000000000002]
["SP",36,"H6",11.926,0,0,-9.0630000000000006]
["SP",36,"J1",5.4340000000000002,0,0,-4.13]
["SP",36,"J3",11.688000000000001,0,0,-8.8829999999999991]
["SP",36,"J4",3.9239999999999999,0,0,-2.9820000000000002]
["SP",36,"J5",9,0,0,-6.84]
["SP",36,"J6",6.3239999999999998,0,0,-4.806]
["SP",36,"J7",5.6769999999999996,0,0,-4.3140000000000001]
["SP",36,"J8",5.194,0,0,-3.948]
["SP",36,"K4",7.8129999999999997,0,0,-5.9379999999999997]
["SP",36,"K5",5.22,0,0,-3.9670000000000001]
["SP",36,"K6",4.6710000000000003,0,0,-3.55]
["SP",36,"L1",0.83599999999999997,0,0,-0.63500000000000001]
["SP",36,"L2",9.4390000000000001,0,0,-7.1740000000000004]
["SP",36,"L3",17.143999999999998,0,0,-13.029]
["SP",36,"L5",15.904,0,0,-12.087]
["SP",36,"L7",7.3849999999999998,0,0,-5.6130000000000004]
["SP",36,"L8",5.5890000000000004,0,0,-4.2480000000000002]
["SP",36,"M4",3.5219999999999998,0,0,-2.677]
["SP",36,"M5",2.5539999999999998,0,0,-1.9410000000000001]
["SP",36,"M6",1.4219999999999999,0,0,-1.081]
["SP",36,"M7",1.236,0,0,-0.93899999999999995]
["SP",36,"M8",0.377,0,0,-0.28699999999999998]
["SP",36,"N1",5.915,0,0,-4.4960000000000004]
["SP",36,"N2",6.5519999999999996,0,0,-4.9790000000000001]
["SP",36,"N3",4.1369999999999996,0,0,-3.1440000000000001]
["SP",36,"N4",6.5019999999999998,0,0,-4.9420000000000002]
["SP",36,"N5",3.29,0,0,-2.5009999999999999]
["SP",36,"N6",1.119,0,0,-0.85099999999999998]
["SP",36,"N7",1.6419999999999999,0,0,-1.248]
["SP",36,"P1",11.183,0,0,-8.4990000000000006]
["SP",36,"P2",4.3479999999999999,0,0,-3.3039999999999998]
["SP",36,"P3",14.186999999999999,0,0,-10.782]
["SP",36,"P4",1.6639999999999999,0,0,-1.264]
["SP",36,"P5",1.5169999999999999,0,0,-1.153]
["SP",36,"P6",4.8979999999999997,0,0,-3.7229999999999999]
["SP",36,"P7",3.234,0,0,-2.4580000000000002]
["SP",36,"P8",9.1229999999999993,0,0,-6.9340000000000002]
["SP",36,"Q2",2.1280000000000001,0,0,-1.617]
["SP",36,"Q4",10.207000000000001,0,0,-7.7569999999999997]
["SP",36,"Q5",3.1349999999999998,0,0,-2.3820000000000001]
["SP",36,"Q6",2.4529999999999998,0,0,-1.8640000000000001]
["SP",36,"Q7",3.0979999999999999,0,0,-2.355]
["SP",36,"Q8",2.6589999999999998,0,0,-2.0209999999999999]
["SP",36,"R4",3.7949999999999999,0,0,-2.8839999999999999]
["SP",36,"R5",1.95,0,0,-1.482]
["SP",36,"R6",0.84,0,0,-0.63800000000000001]
["SP",36,"S1",11.94,0,0,-9.0739999999999998]
["SP",36,"S2",1.8580000000000001,0,0,-1.4119999999999999]
["SP",36,"S4",0.54300000000000004,0,0,-0.41199999999999998]
["SP",36,"S5",4.6710000000000003,0,0,-3.55]
["SP",36,"S6",0.56299999999999994,0,0,-0.42799999999999999]
["SP",36,"S7",0.71899999999999997,0,0,-0.54700000000000004]
["SP",36,"T1",3.242,0,0,-2.464]
["SP",36,"T2",2.98,0,0,-2.2650000000000001]
["SP",36,"T3",0.495,0,0,-0.376]
["SP",36,"T4",4.1360000000000001,0,0,-3.1440000000000001]
["SP",36,"T5",0.86499999999999999,0,0,-0.65800000000000003]
["SP",37,"A1",4.0449999999999999,0,0,-3.0739999999999998]
["SP",37,"A3",0.73899999999999999,0,0,-0.56200000000000006]
["SP",37,"A4",2.3340000000000001,0,0,-1.774]
["SP",37,"A6",7.2149999999999999,0,0,-5.484]
["SP",37,"A7",2.6680000000000001,0,0,-2.028]
["SP",37,"A8",8.2769999999999992,0,0,-6.29]
["SP",37,"A9",1.38,0,0,-1.0489999999999999]
["SP",37,"B1",11.436,0,0,-8.6910000000000007]
["SP",37,"B2",14.689,0,0,-11.164]
["SP",37,"B3",3.746,0,0,-2.847]
["SP",37,"B4",3.9569999999999999,0,0,-3.0070000000000001]
["SP",37,"C1",1.53,0,0,-1.163]
["SP",37,"C2",3.032,0,0,-2.3039999999999998]
["SP",37,"C3",1.7529999999999999,0,0,-1.3320000000000001]
["SP",37,"C4",2.2559999999999998,0,0,-1.714]
["SP",37,"C5",2.6349999999999998,0,0,-2.0030000000000001]
["SP",37,"C6",0.91800000000000004,0,0,-0.69699999999999995]
["SP",37,"C7",3.5059999999999998,0,0,-2.6640000000000001]
["SP",37,"D4",5.9960000000000004,0,0,-4.5570000000000004]
["SP",37,"D5",4.6379999999999999,0,0,-3.5249999999999999]
["SP",37,"D6",5.6,0,0,-4.2560000000000002]
["SP",37,"E1",11.789,0,0,-8.9600000000000009]
["SP",37,"E7",3.899,0,0,-2.9630000000000001]
["SP",37,"E8",2.7530000000000001,0,0,-2.0920000000000001]
["SP",37,"F6",32.715000000000003,0,0,-24.863]
["SP",37,"G1",6.8380000000000001,0,0,-5.1970000000000001]
["SP",37,"G5",4.1689999999999996,0,0,-3.169]
["SP",37,"G6",8.1739999999999995,0,0,-6.2119999999999997]
["SP",37,"G7",5.4340000000000002,0,0,-4.13]
["SP",37,"H1",1.804,0,0,-1.371]
["SP",37,"H2",9.2889999999999997,0,0,-7.0590000000000002]
["SP",37,"H6",12.94,0,0,-9.8350000000000009]
["SP",37,"J1",5.8959999999999999,0,0,-4.4809999999999999]
["SP",37,"J3",12.683,0,0,-9.6389999999999993]
["SP",37,"J4",4.2569999999999997,0,0,-3.2360000000000002]
["SP",37,"J5",9.766,0,0,-7.4219999999999997]
["SP",37,"J6",6.8620000000000001,0,0,-5.2149999999999999]
["SP",37,"J7",6.16,0,0,-4.681]
["SP",37,"J8",5.6360000000000001,0,0,-4.2830000000000004]
["SP",37,"K4",8.4779999999999998,0,0,-6.4429999999999996]
["SP",37,"K5",5.6639999999999997,0,0,-4.3049999999999997]
["SP",37,"K6",5.0679999999999996,0,0,-3.8519999999999999]
["SP",37,"L1",0.90700000000000003,0,0,-0.68899999999999995]
["SP",37,"L2",10.242000000000001,0,0,-7.7839999999999998]
["SP",37,"L3",18.603000000000002,0,0,-14.138]
["SP",37,"L5",17.257000000000001,0,0,-13.115]
["SP",37,"L7",8.0139999999999993,0,0,-6.09]
["SP",37,"L8",6.0640000000000001,0,0,-4.609]
["SP",37,"M4",3.8220000000000001,0,0,-2.9049999999999998]
["SP",37,"M5",2.7709999999999999,0,0,-2.1059999999999999]
["SP",37,"M6",1.5429999999999999,0,0,-1.173]
["SP",37,"M7",1.341,0,0,-1.0189999999999999]
["SP",37,"M8",0.40899999999999997,0,0,-0.311]
["SP",37,"N1",6.4180000000000001,0,0,-4.8780000000000001]
["SP",37,"N2",7.109,0,0,-5.4029999999999996]
["SP",37,"N3",4.4889999999999999,0,0,-3.4119999999999999]
["SP",37,"N4",7.0549999999999997,0,0,-5.3620000000000001]
["SP",37,"N5",3.57,0,0,-2.7130000000000001]
["SP",37,"N6",1.214,0,0,-0.92300000000000004]
["SP",37,"N7",1.7809999999999999,0,0,-1.3540000000000001]
["SP",37,"P1",12.134,0,0,-9.2219999999999995]
["SP",37,"P2",4.718,0,0,-3.585]
["SP",37,"P3",15.394,0,0,-11.699]
["SP",37,"P4",1.8049999999999999,0,0,-1.3720000000000001]
["SP",37,"P5",1.6459999999999999,0,0,-1.2509999999999999]
["SP",37,"P6",5.3150000000000004,0,0,-4.0389999999999997]
["SP",37,"P7",3.5089999999999999,0,0,-2.6669999999999998]
["SP",37,"P8",9.8989999999999991,0,0,-7.5229999999999997]
["SP",37,"Q2",2.3090000000000002,0,0,-1.7549999999999999]
["SP",37,"Q4",11.074999999999999,0,0,-8.4169999999999998]
["SP",37,"Q5",3.4009999999999998,0,0,-2.585]
["SP",37,"Q6",2.6619999999999999,0,0,-2.0230000000000001]
["SP",37,"Q7",3.3620000000000001,0,0,-2.5550000000000002]
["SP",37,"Q8",2.8849999999999998,0,0,-2.1930000000000001]
["SP",37,"R4",4.1180000000000003,0,0,-3.13]
["SP",37,"R5",2.1160000000000001,0,0,-1.6080000000000001]
["SP",37,"R6",0.91200000000000003,0,0,-0.69299999999999995]
["SP",37,"S1",12.956,0,0,-9.8460000000000001]
["SP",37,"S2",2.016,0,0,-1.532]
["SP",37,"S4",0.58899999999999997,0,0,-0.44800000000000001]
["SP",37,"S5",5.0679999999999996,0,0,-3.8519999999999999]
["SP",37,"S6",0.61099999999999999,0,0,-0.46400000000000002]
["SP",37,"S7",0.78,0,0,-0.59299999999999997]
["SP",37,"T1",3.5179999999999998,0,0,-2.6739999999999999]
["SP",37,"T2",3.2330000000000001,0,0,-2.4569999999999999]
["SP",37,"T3",0.53700000000000003,0,0,-0.40799999999999997]
["SP",37,"T4",4.4880000000000004,0,0,-3.411]
["SP",37,"T5",0.93899999999999995,0,0,-0.71299999999999997]
["SP",38,"A1",4.3339999999999996,0,0,-3.294]
["SP",38,"A3",0.79200000000000004,0,0,-0.60199999999999998]
["SP",38,"A4",2.5,0,0,-1.9]
["SP",38,"A6",7.7309999999999999,0,0,-5.875]
["SP",38,"A7",2.859,0,0,-2.1720000000000002]
["SP",38,"A8",8.8680000000000003,0,0,-6.74]
["SP",38,"A9",1.478,0,0,-1.1240000000000001]
["SP",38,"B1",12.253,0,0,-9.3119999999999994]
["SP",38,"B2",15.738,0,0,-11.961]
["SP",38,"B3",4.0140000000000002,0,0,-3.05]
["SP",38,"B4",4.24,0,0,-3.222]
["SP",38,"C1",1.64,0,0,-1.246]
["SP",38,"C2",3.2480000000000002,0,0,-2.4689999999999999]
["SP",38,"C3",1.8779999999999999,0,0,-1.427]
["SP",38,"C4",2.4169999999999998,0,0,-1.837]
["SP",38,"C5",2.823,0,0,-2.1459999999999999]
["SP",38,"C6",0.98299999999999998,0,0,-0.747]
["SP",38,"C7",3.7559999999999998,0,0,-2.855]
["SP",38,"D4",6.4249999999999998,0,0,-4.883]
["SP",38,"D5",4.9690000000000003,0,0,-3.7759999999999998]
["SP",38,"D6",5.9989999999999997,0,0,-4.5599999999999996]
["SP",38,"E1",12.631,0,0,-9.6]
["SP",38,"E7",4.1769999999999996,0,0,-3.1749999999999998]
["SP",38,"E8",2.9489999999999998,0,0,-2.2410000000000001]
["SP",38,"F6",35.051000000000002,0,0,-26.638999999999999]
["SP",38,"G1",7.327,0,0,-5.5679999999999996]
["SP",38,"G5",4.4669999999999996,0,0,-3.395]
["SP",38,"G6",8.7579999999999991,0,0,-6.6559999999999997]
["SP",38,"G7",5.8220000000000001,0,0,-4.4249999999999998]
["SP",38,"H1",1.9319999999999999,0,0,-1.4690000000000001]
["SP",38,"H2",9.952,0,0,-7.5640000000000001]
["SP",38,"H6",13.864000000000001,0,0,-10.537000000000001]
["SP",38,"J1",6.3170000000000002,0,0,-4.8010000000000002]
["SP",38,"J3",13.587999999999999,0,0,-10.327]
["SP",38,"J4",4.5620000000000003,0,0,-3.4670000000000001]
["SP",38,"J5",10.462999999999999,0,0,-7.952]
["SP",38,"J6",7.3520000000000003,0,0,-5.5880000000000001]
["SP",38,"J7",6.6,0,0,-5.016]
["SP",38,"J8",6.0389999999999997,0,0,-4.5890000000000004]
["SP",38,"K4",9.0830000000000002,0,0,-6.9029999999999996]
["SP",38,"K5",6.069,0,0,-4.6120000000000001]
["SP",38,"K6",5.43,0,0,-4.1269999999999998]
["SP",38,"L1",0.97199999999999998,0,0,-0.73799999999999999]
["SP",38,"L2",10.974,0,0,-8.34]
["SP",38,"L3",19.931000000000001,0,0,-15.148]
["SP",38,"L5",18.489999999999998,0,0,-14.052]
["SP",38,"L7",8.5860000000000003,0,0,-6.5250000000000004]
["SP",38,"L8",6.4980000000000002,0,0,-4.9379999999999997]
["SP",38,"M4",4.0949999999999998,0,0,-3.1120000000000001]
["SP",38,"M5",2.9689999999999999,0,0,-2.2570000000000001]
["SP",38,"M6",1.6539999999999999,0,0,-1.2569999999999999]
["SP",38,"M7",1.4359999999999999,0,0,-1.0920000000000001]
["SP",38,"M8",0.439,0,0,-0.33300000000000002]
["SP",38,"N1",6.8769999999999998,0,0,-5.226]
["SP",38,"N2",7.617,0,0,-5.7889999999999997]
["SP",38,"N3",4.8099999999999996,0,0,-3.6560000000000001]
["SP",38,"N4",7.5590000000000002,0,0,-5.7450000000000001]
["SP",38,"N5",3.8250000000000002,0,0,-2.907]
["SP",38,"N6",1.3009999999999999,0,0,-0.98899999999999999]
["SP",38,"N7",1.909,0,0,-1.4510000000000001]
["SP",38,"P1",13.000999999999999,0,0,-9.8810000000000002]
["SP",38,"P2",5.0549999999999997,0,0,-3.8410000000000002]
["SP",38,"P3",16.492999999999999,0,0,-12.535]
["SP",38,"P4",1.9339999999999999,0,0,-1.47]
["SP",38,"P5",1.764,0,0,-1.341]
["SP",38,"P6",5.6950000000000003,0,0,-4.3280000000000003]
["SP",38,"P7",3.76,0,0,-2.8580000000000001]
["SP",38,"P8",10.606,0,0,-8.0609999999999999]
["SP",38,"Q2",2.4740000000000002,0,0,-1.88]
["SP",38,"Q4",11.867000000000001,0,0,-9.0190000000000001]
["SP",38,"Q5",3.6440000000000001,0,0,-2.77]
["SP",38,"Q6",2.8519999999999999,0,0,-2.1680000000000001]
["SP",38,"Q7",3.6019999999999999,0,0,-2.7370000000000001]
["SP",38,"Q8",3.0910000000000002,0,0,-2.3490000000000002]
["SP",38,"R4",4.4119999999999999,0,0,-3.3530000000000002]
["SP",38,"R5",2.2679999999999998,0,0,-1.7230000000000001]
["SP",38,"R6",0.97699999999999998,0,0,-0.74199999999999999]
["SP",38,"S1",13.881,0,0,-10.55]
["SP",38,"S2",2.16,0,0,-1.641]
["SP",38,"S4",0.63100000000000001,0,0,-0.47899999999999998]
["SP",38,"S5",5.43,0,0,-4.1269999999999998]
["SP",38,"S6",0.65400000000000003,0,0,-0.497]
["SP",38,"S7",0.83599999999999997,0,0,-0.63500000000000001]
["SP",38,"T1",3.77,0,0,-2.8650000000000002]
["SP",38,"T2",3.464,0,0,-2.633]
["SP",38,"T3",0.57499999999999996,0,0,-0.437]
["SP",38,"T4",4.8090000000000002,0,0,-3.6549999999999998]
["SP",38,"T5",1.006,0,0,-0.76400000000000001]
["SP",39,"A1",4.5910000000000002,0,0,-3.4889999999999999]
["SP",39,"A3",0.83899999999999997,0,0,-0.63700000000000001]
["SP",39,"A4",2.6480000000000001,0,0,-2.0129999999999999]
["SP",39,"A6",8.1880000000000006,0,0,-6.2229999999999999]
["SP",39,"A7",3.028,0,0,-2.3010000000000002]
["SP",39,"A8",9.3930000000000007,0,0,-7.1390000000000002]
["SP",39,"A9",1.5660000000000001,0,0,-1.19]
["SP",39,"B1",12.978,0,0,-9.8629999999999995]
["SP",39,"B2",16.670000000000002,0,0,-12.669]
["SP",39,"B3",4.2510000000000003,0,0,-3.2309999999999999]
["SP",39,"B4",4.4909999999999997,0,0,-3.4129999999999998]
["SP",39,"C1",1.7370000000000001,0,0,-1.32]
["SP",39,"C2",3.44,0,0,-2.6150000000000002]
["SP",39,"C3",1.9890000000000001,0,0,-1.512]
["SP",39,"C4",2.56,0,0,-1.946]
["SP",39,"C5",2.99,0,0,-2.2730000000000001]
["SP",39,"C6",1.0409999999999999,0,0,-0.79100000000000004]
["SP",39,"C7",3.9790000000000001,0,0,-3.024]
["SP",39,"D4",6.8049999999999997,0,0,-5.1719999999999997]
["SP",39,"D5",5.2629999999999999,0,0,-4]
["SP",39,"D6",6.3550000000000004,0,0,-4.8289999999999997]
["SP",39,"E1",13.379,0,0,-10.167999999999999]
["SP",39,"E7",4.4240000000000004,0,0,-3.3620000000000001]
["SP",39,"E8",3.1240000000000001,0,0,-2.3740000000000001]
["SP",39,"F6",37.125999999999998,0,0,-28.216000000000001]
["SP",39,"G1",7.76,0,0,-5.8979999999999997]
["SP",39,"G5",4.7320000000000002,0,0,-3.5960000000000001]
["SP",39,"G6",9.2759999999999998,0,0,-7.05]
["SP",39,"G7",6.1669999999999998,0,0,-4.6870000000000003]
["SP",39,"H1",2.0470000000000002,0,0,-1.556]
["SP",39,"H2",10.541,0,0,-8.0109999999999992]
["SP",39,"H6",14.685,0,0,-11.161]
["SP",39,"J1",6.6909999999999998,0,0,-5.085]
["SP",39,"J3",14.393000000000001,0,0,-10.939]
["SP",39,"J4",4.8319999999999999,0,0,-3.6720000000000002]
["SP",39,"J5",11.083,0,0,-8.423]
["SP",39,"J6",7.7869999999999999,0,0,-5.9180000000000001]
["SP",39,"J7",6.99,0,0,-5.3129999999999997]
["SP",39,"J8",6.3959999999999999,0,0,-4.8609999999999998]
["SP",39,"K4",9.6210000000000004,0,0,-7.3120000000000003]
["SP",39,"K5",6.4279999999999999,0,0,-4.8849999999999998]
["SP",39,"K6",5.7519999999999998,0,0,-4.3710000000000004]
["SP",39,"L1",1.0289999999999999,0,0,-0.78200000000000003]
["SP",39,"L2",11.622999999999999,0,0,-8.8339999999999996]
["SP",39,"L3",21.111000000000001,0,0,-16.044]
["SP",39,"L5",19.584,0,0,-14.884]
["SP",39,"L7",9.0939999999999994,0,0,-6.9119999999999999]
["SP",39,"L8",6.8819999999999997,0,0,-5.23]
["SP",39,"M4",4.3369999999999997,0,0,-3.2959999999999998]
["SP",39,"M5",3.145,0,0,-2.39]
["SP",39,"M6",1.7509999999999999,0,0,-1.331]
["SP",39,"M7",1.5209999999999999,0,0,-1.1559999999999999]
["SP",39,"M8",0.46500000000000002,0,0,-0.35299999999999998]
["SP",39,"N1",7.2839999999999998,0,0,-5.5359999999999996]
["SP",39,"N2",8.0679999999999996,0,0,-6.1310000000000002]
["SP",39,"N3",5.0949999999999998,0,0,-3.8719999999999999]
["SP",39,"N4",8.0069999999999997,0,0,-6.085]
["SP",39,"N5",4.0510000000000002,0,0,-3.0790000000000002]
["SP",39,"N6",1.3779999999999999,0,0,-1.0469999999999999]
["SP",39,"N7",2.0219999999999998,0,0,-1.536]
["SP",39,"P1",13.771000000000001,0,0,-10.465999999999999]
["SP",39,"P2",5.3540000000000001,0,0,-4.069]
["SP",39,"P3",17.47,0,0,-13.276999999999999]
["SP",39,"P4",2.0489999999999999,0,0,-1.5569999999999999]
["SP",39,"P5",1.8680000000000001,0,0,-1.42]
["SP",39,"P6",6.032,0,0,-4.5839999999999996]
["SP",39,"P7",3.9830000000000001,0,0,-3.0270000000000001]
["SP",39,"P8",11.234,0,0,-8.5380000000000003]
["SP",39,"Q2",2.62,0,0,-1.9910000000000001]
["SP",39,"Q4",12.569000000000001,0,0,-9.5519999999999996]
["SP",39,"Q5",3.86,0,0,-2.9340000000000002]
["SP",39,"Q6",3.0209999999999999,0,0,-2.2959999999999998]
["SP",39,"Q7",3.8149999999999999,0,0,-2.899]
["SP",39,"Q8",3.274,0,0,-2.488]
["SP",39,"R4",4.6740000000000004,0,0,-3.552]
["SP",39,"R5",2.4020000000000001,0,0,-1.825]
["SP",39,"R6",1.0349999999999999,0,0,-0.78600000000000003]
["SP",39,"S1",14.702999999999999,0,0,-11.173999999999999]
["SP",39,"S2",2.2879999999999998,0,0,-1.7390000000000001]
["SP",39,"S4",0.66800000000000004,0,0,-0.50800000000000001]
["SP",39,"S5",5.7519999999999998,0,0,-4.3710000000000004]
["SP",39,"S6",0.69299999999999995,0,0,-0.52700000000000002]
["SP",39,"S7",0.88500000000000001,0,0,-0.67300000000000004]
["SP",39,"T1",3.9929999999999999,0,0,-3.0339999999999998]
["SP",39,"T2",3.669,0,0,-2.7890000000000001]
["SP",39,"T3",0.60899999999999999,0,0,-0.46300000000000002]
["SP",39,"T4",5.0940000000000003,0,0,-3.871]
["SP",39,"T5",1.0649999999999999,0,0,-0.81]
["SP",40,"A1",4.827,0,0,-3.669]
["SP",40,"A3",0.88200000000000001,0,0,-0.67]
["SP",40,"A4",2.7850000000000001,0,0,-2.1160000000000001]
["SP",40,"A6",8.61,0,0,-6.5439999999999996]
["SP",40,"A7",3.1840000000000002,0,0,-2.42]
["SP",40,"A8",9.8770000000000007,0,0,-7.5060000000000002]
["SP",40,"A9",1.647,0,0,-1.2509999999999999]
["SP",40,"B1",13.647,0,0,-10.372]
["SP",40,"B2",17.529,0,0,-13.321999999999999]
["SP",40,"B3",4.4710000000000001,0,0,-3.3980000000000001]
["SP",40,"B4",4.7220000000000004,0,0,-3.589]
["SP",40,"C1",1.8260000000000001,0,0,-1.3879999999999999]
["SP",40,"C2",3.6179999999999999,0,0,-2.75]
["SP",40,"C3",2.0920000000000001,0,0,-1.59]
["SP",40,"C4",2.6920000000000002,0,0,-2.0459999999999998]
["SP",40,"C5",3.1440000000000001,0,0,-2.39]
["SP",40,"C6",1.095,0,0,-0.83199999999999996]
["SP",40,"C7",4.1840000000000002,0,0,-3.18]
["SP",40,"D4",7.1559999999999997,0,0,-5.4379999999999997]
["SP",40,"D5",5.5339999999999998,0,0,-4.2060000000000004]
["SP",40,"D6",6.6820000000000004,0,0,-5.0780000000000003]
["SP",40,"E1",14.068,0,0,-10.692]
["SP",40,"E7",4.6520000000000001,0,0,-3.536]
["SP",40,"E8",3.2850000000000001,0,0,-2.496]
["SP",40,"F6",39.04,0,0,-29.67]
["SP",40,"G1",8.16,0,0,-6.202]
["SP",40,"G5",4.9749999999999996,0,0,-3.7810000000000001]
["SP",40,"G6",9.7539999999999996,0,0,-7.4130000000000003]
["SP",40,"G7",6.4850000000000003,0,0,-4.9279999999999999]
["SP",40,"H1",2.1520000000000001,0,0,-1.6359999999999999]
["SP",40,"H2",11.085000000000001,0,0,-8.4239999999999995]
["SP",40,"H6",15.442,0,0,-11.736000000000001]
["SP",40,"J1",7.0359999999999996,0,0,-5.3470000000000004]
["SP",40,"J3",15.135,0,0,-11.502000000000001]
["SP",40,"J4",5.0810000000000004,0,0,-3.8610000000000002]
["SP",40,"J5",11.654,0,0,-8.8569999999999993]
["SP",40,"J6",8.1890000000000001,0,0,-6.2229999999999999]
["SP",40,"J7",7.351,0,0,-5.5860000000000003]
["SP",40,"J8",6.726,0,0,-5.1120000000000001]
["SP",40,"K4",10.117000000000001,0,0,-7.6890000000000001]
["SP",40,"K5",6.7590000000000003,0,0,-5.1369999999999996]
["SP",40,"K6",6.048,0,0,-4.5970000000000004]
["SP",40,"L1",1.0820000000000001,0,0,-0.82199999999999995]
["SP",40,"L2",12.223000000000001,0,0,-9.2889999999999997]
["SP",40,"L3",22.199000000000002,0,0,-16.870999999999999]
["SP",40,"L5",20.594000000000001,0,0,-15.651]
["SP",40,"L7",9.5630000000000006,0,0,-7.2679999999999998]
["SP",40,"L8",7.2370000000000001,0,0,-5.5]
["SP",40,"M4",4.5609999999999999,0,0,-3.4660000000000002]
["SP",40,"M5",3.3069999999999999,0,0,-2.5129999999999999]
["SP",40,"M6",1.8420000000000001,0,0,-1.4]
["SP",40,"M7",1.6,0,0,-1.216]
["SP",40,"M8",0.48799999999999999,0,0,-0.371]
["SP",40,"N1",7.6589999999999998,0,0,-5.8209999999999997]
["SP",40,"N2",8.484,0,0,-6.4470000000000001]
["SP",40,"N3",5.3570000000000002,0,0,-4.0720000000000001]
["SP",40,"N4",8.4190000000000005,0,0,-6.399]
["SP",40,"N5",4.26,0,0,-3.238]
["SP",40,"N6",1.4490000000000001,0,0,-1.101]
["SP",40,"N7",2.1259999999999999,0,0,-1.6160000000000001]
["SP",40,"P1",14.48,0,0,-11.005000000000001]
["SP",40,"P2",5.63,0,0,-4.2789999999999999]
["SP",40,"P3",18.37,0,0,-13.961]
["SP",40,"P4",2.1539999999999999,0,0,-1.637]
["SP",40,"P5",1.9650000000000001,0,0,-1.4930000000000001]
["SP",40,"P6",6.343,0,0,-4.82]
["SP",40,"P7",4.1879999999999997,0,0,-3.1829999999999998]
["SP",40,"P8",11.813000000000001,0,0,-8.9779999999999998]
["SP",40,"Q2",2.7549999999999999,0,0,-2.0939999999999999]
["SP",40,"Q4",13.217000000000001,0,0,-10.045]
["SP",40,"Q5",4.0590000000000002,0,0,-3.085]
["SP",40,"Q6",3.177,0,0,-2.4140000000000001]
["SP",40,"Q7",4.0119999999999996,0,0,-3.0489999999999999]
["SP",40,"Q8",3.4430000000000001,0,0,-2.617]
["SP",40,"R4",4.9139999999999997,0,0,-3.7349999999999999]
["SP",40,"R5",2.5259999999999998,0,0,-1.919]
["SP",40,"R6",1.0880000000000001,0,0,-0.82699999999999996]
["SP",40,"S1",15.461,0,0,-11.75]
["SP",40,"S2",2.4049999999999998,0,0,-1.8280000000000001]
["SP",40,"S4",0.70299999999999996,0,0,-0.53400000000000003]
["SP",40,"S5",6.048,0,0,-4.5960000000000001]
["SP",40,"S6",0.72899999999999998,0,0,-0.55400000000000005]
["SP",40,"S7",0.93100000000000005,0,0,-0.70799999999999996]
["SP",40,"T1",4.1980000000000004,0,0,-3.1909999999999998]
["SP",40,"T2",3.8580000000000001,0,0,-2.9319999999999999]
["SP",40,"T3",0.64100000000000001,0,0,-0.48699999999999999]
["SP",40,"T4",5.3559999999999999,0,0,-4.0709999999999997]
["SP",40,"T5",1.1200000000000001,0,0,-0.85099999999999998]

{"sheet":"DxStorage","index":9,"n_rows":8922,"n_cols":8,"rows_kept":8922,"cut":false,"hidden":false,"merged":[]}
["Created by CalcDxStorage.sas",null,null,"For use in ETYS spatial model"]
[]
["scenario","tech","year","location","Capacity","wintpk","summam","summpm"]
["CP","Battery",16,"S1",3.54,0,-2.089,0]
["CP","Battery",16,"L7",0.4,0,-0.23599999999999999,0]
["CP","Battery",16,"T4",0.24,0,-0.14199999999999999,0]
["CP","Battery",16,"A8",36.01,0,-21.245999999999999,0]
["CP","Battery",16,"J4",1.92,0,-1.133,0]
["CP","Battery",16,"N5",0.31,0,-0.183,0]
["CP","Battery",16,"T5",2.52,0,-1.4870000000000001,0]
["CP","Battery",16,"M6",0.82,0,-0.48399999999999999,0]
["CP","Battery",16,"K5",0.93,0,-0.54900000000000004,0]
["CP","Battery",16,"Q2",0.42,0,-0.248,0]
["CP","Battery",16,"A4",7.0000000000000007E-2,0,-4.1000000000000002E-2,0]
["CP","Battery",16,"N7",0.02,0,-1.2E-2,0]
["CP","Battery",16,"J1",1.91,0,-1.127,0]
["CP","Battery",16,"P1",0.25,0,-0.14799999999999999,0]
["CP","Battery",16,"B1",41.52,0,-24.497,0]
["CP","Battery",16,"J5",0.76,0,-0.44800000000000001,0]
["CP","Battery",16,"C2",236.04,0,-139.26400000000001,0]
["CP","Battery",16,"L3",2.99,0,-1.764,0]
["CP","Battery",16,"R6",0.43,0,-0.254,0]
["CP","Battery",16,"T2",0.74,0,-0.437,0]
["CP","Battery",16,"P3",2.2999999999999998,0,-1.357,0]
["CP","Battery",16,"N1",0.09,0,-5.2999999999999999E-2,0]
["CP","Battery",16,"N3",0.99,0,-0.58399999999999996,0]
["CP","Battery",16,"K6",0.42,0,-0.248,0]
["CP","Battery",16,"M7",0.72,0,-0.42499999999999999,0]
["CP","Battery",16,"H1",0.67,0,-0.39500000000000002,0]
["CP","Battery",16,"M5",0.17,0,-0.1,0]
["CP","Battery",16,"A1",20.079999999999998,0,-11.847,0]
["CP","Battery",16,"C7",2.0299999999999998,0,-1.198,0]
["CP","Battery",16,"P6",0.36,0,-0.21199999999999999,0]
["CP","Battery",16,"B2",9.1199999999999992,0,-5.3810000000000002,0]
["CP","Battery",16,"R5",0.38,0,-0.224,0]
["CP","Battery",16,"C4",0.33,0,-0.19500000000000001,0]
["CP","Battery",16,"G6",4.01,0,-2.3660000000000001,0]
["CP","Battery",16,"T1",0.55000000000000004,0,-0.32500000000000001,0]
["CP","Battery",16,"K4",2.1800000000000002,0,-1.286,0]
["CP","Battery",16,"P8",1.77,0,-1.044,0]
["CP","Battery",16,"Q7",2.83,0,-1.67,0]
["CP","Battery",16,"C5",21.61,0,-12.75,0]
["CP","Battery",16,"Q6",0.84,0,-0.496,0]
["CP","Battery",16,"F6",54.72,0,-32.284999999999997,0]
["CP","Battery",16,"N2",0.01,0,-6.0000000000000001E-3,0]
["CP","Battery",16,"Q8",0.65,0,-0.38400000000000001,0]
["CP","Battery",16,"C6",10.08,0,-5.9470000000000001,0]
["CP","Battery",16,"J6",2.13,0,-1.2569999999999999,0]
["CP","Battery",16,"J8",72.349999999999994,0,-42.686999999999998,0]
["CP","Battery",16,"E7",1.26,0,-0.74299999999999999,0]
["CP","Battery",16,"B3",0.21,0,-0.124,0]
["CP","Battery",16,"L5",1.44,0,-0.85,0]
["CP","Battery",16,"B4",1.26,0,-0.74299999999999999,0]
["CP","Battery",16,"E1",7.25,0,-4.2779999999999996,0]
["CP","Battery",16,"D4",2.1800000000000002,0,-1.286,0]
["CP","Battery",16,"G1",0.08,0,-4.7E-2,0]
["CP","Battery",16,"J7",2.61,0,-1.54,0]
["CP","Battery",16,"L2",2.36,0,-1.3919999999999999,0]
["CP","Battery",16,"M8",0.21,0,-0.124,0]
["CP","Battery",16,"N4",0.66,0,-0.38900000000000001,0]
["CP","Battery",16,"S2",0.65,0,-0.38400000000000001,0]
["CP","Battery",16,"D5",120.77,0,-71.254000000000005,0]
["CP","Battery",16,"H2",0.79,0,-0.46600000000000003,0]
["CP","Battery",16,"H6",3.35,0,-1.9770000000000001,0]
["CP","Battery",16,"T3",0.13,0,-7.6999999999999999E-2,0]
["CP","Battery",16,"D6",1.75,0,-1.0329999999999999,0]
["CP","Battery",16,"S5",1.5,0,-0.88500000000000001,0]
["CP","Battery",16,"P2",0.01,0,-6.0000000000000001E-3,0]
["CP","Battery",16,"J3",2.5099999999999998,0,-1.4810000000000001,0]
["CP","Battery",16,"P4",0.33,0,-0.19500000000000001,0]
["CP","Battery",16,"Q5",0.16,0,-9.4E-2,0]
["CP","Battery",16,"E8",0.45,0,-0.26600000000000001,0]
["CP","Battery",16,"C1",0.05,0,-0.03,0]
["CP","Battery",16,"A6",115.02,0,-67.861999999999995,0]
["CP","Battery",16,"G5",0.31,0,-0.183,0]
["CP","Battery",16,"L8",0.21,0,-0.124,0]
["CP","Battery",16,"P7",0.33,0,-0.19500000000000001,0]
["CP","Battery",16,"Q4",0.61,0,-0.36,0]
["CP","Battery",16,"C3",0.55000000000000004,0,-0.32500000000000001,0]
["CP","Battery",16,"G7",0.33,0,-0.19500000000000001,0]
["CP","Battery",16,"M4",0.24,0,-0.14199999999999999,0]
["CP","Battery",17,"H1",22.71,0,-13.398999999999999,0]
["CP","Battery",17,"T2",0.74,0,-0.437,0]
["CP","Battery",17,"S1",3.54,0,-2.089,0]
["CP","Battery",17,"F6",54.98,0,-32.438000000000002,0]
["CP","Battery",17,"Q8",10.69,0,-6.3070000000000004,0]
["CP","Battery",17,"C3",0.59,0,-0.34799999999999998,0]
["CP","Battery",17,"B1",41.56,0,-24.52,0]
["CP","Battery",17,"K4",2.21,0,-1.304,0]
["CP","Battery",17,"J8",72.36,0,-42.692,0]
["CP","Battery",17,"G1",0.08,0,-4.7E-2,0]
["CP","Battery",17,"P6",0.38,0,-0.224,0]
["CP","Battery",17,"L5",1.54,0,-0.90900000000000003,0]
["CP","Battery",17,"E8",0.48,0,-0.28299999999999997,0]
["CP","Battery",17,"Q7",2.84,0,-1.6759999999999999,0]
["CP","Battery",17,"P1",0.27,0,-0.159,0]
["CP","Battery",17,"C1",0.05,0,-0.03,0]
["CP","Battery",17,"P8",1.87,0,-1.103,0]
["CP","Battery",17,"A6",125.02,0,-73.762,0]
["CP","Battery",17,"K6",0.45,0,-0.26600000000000001,0]
["CP","Battery",17,"N2",0.01,0,-6.0000000000000001E-3,0]
["CP","Battery",17,"D6",1.88,0,-1.109,0]
["CP","Battery",17,"A1",20.079999999999998,0,-11.847,0]
["CP","Battery",17,"C7",2.09,0,-1.2330000000000001,0]
["CP","Battery",17,"Q6",0.88,0,-0.51900000000000002,0]
["CP","Battery",17,"J5",0.81,0,-0.47799999999999998,0]
["CP","Battery",17,"B4",1.29,0,-0.76100000000000001,0]
["CP","Battery",17,"Q2",0.41,0,-0.24199999999999999,0]
["CP","Battery",17,"T5",2.5,0,-1.4750000000000001,0]
["CP","Battery",17,"S5",1.5,0,-0.88500000000000001,0]
["CP","Battery",17,"A8",36.01,0,-21.245999999999999,0]
["CP","Battery",17,"L2",2.39,0,-1.41,0]
["CP","Battery",17,"R6",0.45,0,-0.26600000000000001,0]
["CP","Battery",17,"T4",0.25,0,-0.14799999999999999,0]
["CP","Battery",17,"L8",0.22,0,-0.13,0]
["CP","Battery",17,"R5",0.4,0,-0.23599999999999999,0]
["CP","Battery",17,"D5",120.83,0,-71.290000000000006,0]
["CP","Battery",17,"P4",0.35,0,-0.20699999999999999,0]
["CP","Battery",17,"C5",21.66,0,-12.779,0]
["CP","Battery",17,"T3",0.12,0,-7.0999999999999994E-2,0]
["CP","Battery",17,"N1",0.1,0,-5.8999999999999997E-2,0]
["CP","Battery",17,"M8",0.22,0,-0.13,0]
["CP","Battery",17,"N7",0.02,0,-1.2E-2,0]
["CP","Battery",17,"C6",10.08,0,-5.9470000000000001,0]
["CP","Battery",17,"P3",12.34,0,-7.2809999999999997,0]
["CP","Battery",17,"P2",0.01,0,-6.0000000000000001E-3,0]
["CP","Battery",17,"T1",0.49,0,-0.28899999999999998,0]
["CP","Battery",17,"J7",2.8,0,-1.6519999999999999,0]
["CP","Battery",17,"G5",0.33,0,-0.19500000000000001,0]
["CP","Battery",17,"N5",0.32,0,-0.189,0]
["CP","Battery",17,"Q4",0.64,0,-0.378,0]
["CP","Battery",17,"P7",0.35,0,-0.20699999999999999,0]
["CP","Battery",17,"M7",0.76,0,-0.44800000000000001,0]
["CP","Battery",17,"Q5",0.17,0,-0.1,0]
["CP","Battery",17,"M6",0.84,0,-0.496,0]
["CP","Battery",17,"M4",0.25,0,-0.14799999999999999,0]
["CP","Battery",17,"G6",4.3099999999999996,0,-2.5430000000000001,0]
["CP","Battery",17,"B2",16.78,0,-9.9,0]
["CP","Battery",17,"N4",0.7,0,-0.41299999999999998,0]
["CP","Battery",17,"H6",3.58,0,-2.1120000000000001,0]
["CP","Battery",17,"D4",2.27,0,-1.339,0]
["CP","Battery",17,"L7",0.43,0,-0.254,0]
["CP","Battery",17,"E7",1.35,0,-0.79700000000000004,0]
["CP","Battery",17,"A4",0.08,0,-4.7E-2,0]
["CP","Battery",17,"L3",3.06,0,-1.8049999999999999,0]
["CP","Battery",17,"S2",0.65,0,-0.38400000000000001,0]
["CP","Battery",17,"J1",2.0299999999999998,0,-1.198,0]
["CP","Battery",17,"J3",2.66,0,-1.569,0]
["CP","Battery",17,"E1",15.18,0,-8.9559999999999995,0]
["CP","Battery",17,"J6",2.27,0,-1.339,0]
["CP","Battery",17,"J4",2.0499999999999998,0,-1.21,0]
["CP","Battery",17,"K5",1,0,-0.59,0]
["CP","Battery",17,"H2",0.83,0,-0.49,0]
["CP","Battery",17,"G7",0.35,0,-0.20699999999999999,0]
["CP","Battery",17,"M5",0.18,0,-0.106,0]
["CP","Battery",17,"N3",0.94,0,-0.55500000000000005,0]
["CP","Battery",17,"B3",0.23,0,-0.13600000000000001,0]
["CP","Battery",17,"C4",0.35,0,-0.20699999999999999,0]
["CP","Battery",17,"C2",236.06,0,-139.27500000000001,0]
["CP","Battery",18,"L7",0.48,0,-0.28299999999999997,0]
["CP","Battery",18,"P4",0.38,0,-0.224,0]
["CP","Battery",18,"P1",0.28999999999999998,0,-0.17100000000000001,0]
["CP","Battery",18,"E8",0.54,0,-0.31900000000000001,0]
["CP","Battery",18,"Q5",0.19,0,-0.112,0]
["CP","Battery",18,"Q7",2.86,0,-1.6870000000000001,0]
["CP","Battery",18,"C7",2.31,0,-1.363,0]
["CP","Battery",18,"A8",36.020000000000003,0,-21.251999999999999,0]
["CP","Battery",18,"M7",0.84,0,-0.496,0]
["CP","Battery",18,"P7",0.38,0,-0.224,0]
["CP","Battery",18,"S2",0.71,0,-0.41899999999999998,0]
["CP","Battery",18,"E7",1.52,0,-0.89700000000000002,0]
["CP","Battery",18,"J7",3.15,0,-1.859,0]
["CP","Battery",18,"M5",0.2,0,-0.11799999999999999,0]
["CP","Battery",18,"N1",0.11,0,-6.5000000000000002E-2,0]
["CP","Battery",18,"N3",1.01,0,-0.59599999999999997,0]
["CP","Battery",18,"P6",0.42,0,-0.248,0]
["CP","Battery",18,"Q8",10.77,0,-6.3540000000000001,0]
["CP","Battery",18,"T5",2.54,0,-1.4990000000000001,0]
["CP","Battery",18,"G5",0.37,0,-0.218,0]
["CP","Battery",18,"H1",22.79,0,-13.446,0]
["CP","Battery",18,"K5",1.1200000000000001,0,-0.66100000000000003,0]
["CP","Battery",18,"N4",0.77,0,-0.45400000000000001,0]
["CP","Battery",18,"L8",0.25,0,-0.14799999999999999,0]
["CP","Battery",18,"P8",2.08,0,-1.2270000000000001,0]
["CP","Battery",18,"T2",1.79,0,-1.056,0]
["CP","Battery",18,"D6",2.11,0,-1.2450000000000001,0]
["CP","Battery",18,"H2",0.93,0,-0.54900000000000004,0]
["CP","Battery",18,"B3",0.25,0,-0.14799999999999999,0]
["CP","Battery",18,"N7",0.02,0,-1.2E-2,0]
["CP","Battery",18,"J3",2.96,0,-1.746,0]
["CP","Battery",18,"J6",2.54,0,-1.4990000000000001,0]
["CP","Battery",18,"E1",15.92,0,-9.3930000000000007,0]
["CP","Battery",18,"T4",0.28000000000000003,0,-0.16500000000000001,0]
["CP","Battery",18,"C3",0.66,0,-0.38900000000000001,0]
["CP","Battery",18,"C1",0.06,0,-3.5000000000000003E-2,0]
["CP","Battery",18,"D4",2.4300000000000002,0,-1.4339999999999999,0]
["CP","Battery",18,"C6",10.09,0,-5.9530000000000003,0]
["CP","Battery",18,"A6",160.03,0,-94.418000000000006,0]
["CP","Battery",18,"A1",20.09,0,-11.853,0]
["CP","Battery",18,"L2",2.44,0,-1.44,0]
["CP","Battery",18,"G1",0.1,0,-5.8999999999999997E-2,0]
["CP","Battery",18,"F6",55.46,0,-32.720999999999997,0]
["CP","Battery",18,"J4",2.2999999999999998,0,-1.357,0]
["CP","Battery",18,"H6",4.01,0,-2.3660000000000001,0]
["CP","Battery",18,"P2",0.01,0,-6.0000000000000001E-3,0]
["CP","Battery",18,"C4",0.38,0,-0.224,0]
["CP","Battery",18,"M4",0.28000000000000003,0,-0.16500000000000001,0]
["CP","Battery",18,"G7",0.39,0,-0.23,0]
["CP","Battery",18,"B4",1.35,0,-0.79700000000000004,0]
["CP","Battery",18,"S5",1.65,0,-0.97399999999999998,0]
["CP","Battery",18,"G6",199.64,0,-117.788,0]
["CP","Battery",18,"P3",12.42,0,-7.3280000000000003,0]
["CP","Battery",18,"B1",41.63,0,-24.562000000000001,0]
["CP","Battery",18,"C2",276.08999999999997,0,-162.893,0]
["CP","Battery",18,"Q4",0.69,0,-0.40699999999999997,0]
["CP","Battery",18,"B2",121.57,0,-71.725999999999999,0]
["CP","Battery",18,"T1",0.52,0,-0.307,0]
["CP","Battery",18,"D5",120.93,0,-71.349000000000004,0]
["CP","Battery",18,"M8",0.24,0,-0.14199999999999999,0]
["CP","Battery",18,"J1",2.27,0,-1.339,0]
["CP","Battery",18,"J8",72.39,0,-42.71,0]
["CP","Battery",18,"C5",21.76,0,-12.837999999999999,0]
["CP","Battery",18,"Q2",0.44,0,-0.26,0]
["CP","Battery",18,"L3",3.19,0,-1.8819999999999999,0]
["CP","Battery",18,"R5",0.44,0,-0.26,0]
["CP","Battery",18,"R6",0.5,0,-0.29499999999999998,0]
["CP","Battery",18,"N5",0.36,0,-0.21199999999999999,0]
["CP","Battery",18,"Q6",0.98,0,-0.57799999999999996,0]
["CP","Battery",18,"K6",1.1399999999999999,0,-0.67300000000000004,0]
["CP","Battery",18,"S1",3.85,0,-2.2719999999999998,0]
["CP","Battery",18,"N2",0.01,0,-6.0000000000000001E-3,0]
["CP","Battery",18,"L5",1.73,0,-1.0209999999999999,0]
["CP","Battery",18,"A4",0.09,0,-5.2999999999999999E-2,0]
["CP","Battery",18,"T3",0.14000000000000001,0,-8.3000000000000004E-2,0]
["CP","Battery",18,"K4",2.42,0,-1.4279999999999999,0]
["CP","Battery",18,"J5",0.9,0,-0.53100000000000003,0]
["CP","Battery",18,"M6",0.92,0,-0.54300000000000004,0]
["CP","Battery",19,"N4",1.1100000000000001,0,-6.5000000000000002E-2,-0.58899999999999997]
["CP","Battery",19,"Q2",0.62,0,-3.6999999999999998E-2,-0.32900000000000001]
["CP","Battery",19,"T2",2.11,0,-0.124,-1.1200000000000001]
["CP","Battery",19,"D4",3.05,0,-0.18,-1.62]
["CP","Battery",19,"G6",306.97000000000003,0,-18.111000000000001,-163.001]
["CP","Battery",19,"A4",0.13,0,-8.0000000000000002E-3,-6.9000000000000006E-2]
["CP","Battery",19,"Q4",0.92,0,-5.3999999999999999E-2,-0.48899999999999999]
["CP","Battery",19,"P8",2.98,0,-0.17599999999999999,-1.5820000000000001]
["CP","Battery",19,"N3",1.4,0,-8.3000000000000004E-2,-0.74299999999999999]
["CP","Battery",19,"B3",0.36,0,-2.1000000000000001E-2,-0.191]
["CP","Battery",19,"R5",0.64,0,-3.7999999999999999E-2,-0.34]
["CP","Battery",19,"M5",0.28999999999999998,0,-1.7000000000000001E-2,-0.154]
["CP","Battery",19,"R6",0.72,0,-4.2000000000000003E-2,-0.38200000000000001]
["CP","Battery",19,"P3",55.75,0,-3.2890000000000001,-29.603000000000002]
["CP","Battery",19,"A6",160.04,0,-9.4420000000000002,-84.980999999999995]
["CP","Battery",19,"C4",0.55000000000000004,0,-3.2000000000000001E-2,-0.29199999999999998]
["CP","Battery",19,"B4",1.56,0,-9.1999999999999998E-2,-0.82799999999999996]
["CP","Battery",19,"A8",36.020000000000003,0,-2.125,-19.126999999999999]
["CP","Battery",19,"T3",0.18,0,-1.0999999999999999E-2,-9.6000000000000002E-2]
["CP","Battery",19,"B1",41.9,0,-2.472,-22.248999999999999]
["CP","Battery",19,"N7",0.03,0,-2E-3,-1.6E-2]
["CP","Battery",19,"T1",0.66,0,-3.9E-2,-0.35]
["CP","Battery",19,"M7",1.21,0,-7.0999999999999994E-2,-0.64300000000000002]
["CP","Battery",19,"J3",4.25,0,-0.251,-2.2570000000000001]
["CP","Battery",19,"P7",0.55000000000000004,0,-3.2000000000000001E-2,-0.29199999999999998]
["CP","Battery",19,"J8",72.5,0,-4.2779999999999996,-38.497999999999998]
["CP","Battery",19,"T4",0.39,0,-2.3E-2,-0.20699999999999999]
["CP","Battery",19,"L8",23.35,0,-1.3779999999999999,-12.398999999999999]
["CP","Battery",19,"J6",7.88,0,-0.46500000000000002,-4.1840000000000002]
["CP","Battery",19,"J7",4.54,0,-0.26800000000000002,-2.411]
["CP","Battery",19,"M4",0.41,0,-2.4E-2,-0.218]
["CP","Battery",19,"P4",0.55000000000000004,0,-3.2000000000000001E-2,-0.29199999999999998]
["CP","Battery",19,"T5",2.74,0,-0.16200000000000001,-1.4550000000000001]
["CP","Battery",19,"L3",166.31,0,-9.8119999999999994,-88.311000000000007]
["CP","Battery",19,"E7",2.19,0,-0.129,-1.163]
["CP","Battery",19,"L2",260.52999999999997,0,-15.371,-138.34100000000001]
["CP","Battery",19,"P6",0.61,0,-3.5999999999999997E-2,-0.32400000000000001]
["CP","Battery",19,"B2",170.7,0,-10.071,-90.641999999999996]
["CP","Battery",19,"P1",0.42,0,-2.5000000000000001E-2,-0.223]
["CP","Battery",19,"H2",62.33,0,-3.677,-33.097000000000001]
["CP","Battery",19,"S5",2.2999999999999998,0,-0.13600000000000001,-1.2210000000000001]
["CP","Battery",19,"N5",0.51,0,-0.03,-0.27100000000000002]
["CP","Battery",19,"P2",0.01,0,-1E-3,-5.0000000000000001E-3]
["CP","Battery",19,"Q5",0.27,0,-1.6E-2,-0.14299999999999999]
["CP","Battery",19,"Q6",1.4,0,-8.3000000000000004E-2,-0.74299999999999999]
["CP","Battery",19,"S2",0.98,0,-5.8000000000000003E-2,-0.52]
["CP","Battery",19,"K5",11.61,0,-0.68500000000000005,-6.165]
["CP","Battery",19,"J4",3.31,0,-0.19500000000000001,-1.758]
["CP","Battery",19,"L7",4.5999999999999996,0,-0.27100000000000002,-2.4430000000000001]
["CP","Battery",19,"Q8",11.1,0,-0.65500000000000003,-5.8940000000000001]
["CP","Battery",19,"M6",1.31,0,-7.6999999999999999E-2,-0.69599999999999995]
["CP","Battery",19,"K6",1.36,0,-0.08,-0.72199999999999998]
["CP","Battery",19,"G7",39.57,0,-2.335,-21.012]
["CP","Battery",19,"N1",0.16,0,-8.9999999999999993E-3,-8.5000000000000006E-2]
["CP","Battery",19,"H1",23.13,0,-1.365,-12.282]
["CP","Battery",19,"G1",55.04,0,-3.2469999999999999,-29.225999999999999]
["CP","Battery",19,"N2",0.01,0,-1E-3,-5.0000000000000001E-3]
["CP","Battery",19,"Q7",2.94,0,-0.17299999999999999,-1.5609999999999999]
["CP","Battery",19,"L1",54,0,-3.1859999999999999,-28.673999999999999]
["CP","Battery",19,"S1",5.3,0,-0.313,-2.8140000000000001]
["CP","Battery",19,"E1",28.91,0,-1.706,-15.351000000000001]
["CP","Battery",19,"D6",3.04,0,-0.17899999999999999,-1.6140000000000001]
["CP","Battery",19,"J5",1.29,0,-7.5999999999999998E-2,-0.68500000000000005]
["CP","Battery",19,"C7",3.29,0,-0.19400000000000001,-1.7470000000000001]
["CP","Battery",19,"G5",60.54,0,-3.5720000000000001,-32.146999999999998]
["CP","Battery",19,"C2",276.22000000000003,0,-16.297000000000001,-146.673]
["CP","Battery",19,"E8",30.78,0,-1.8160000000000001,-16.344000000000001]
["CP","Battery",19,"K4",3.43,0,-0.20200000000000001,-1.821]
["CP","Battery",19,"C1",0.08,0,-5.0000000000000001E-3,-4.2000000000000003E-2]
["CP","Battery",19,"C3",0.95,0,-5.6000000000000001E-2,-0.504]
["CP","Battery",19,"F6",152.29,0,-8.9849999999999994,-80.866]
["CP","Battery",19,"J1",3.26,0,-0.192,-1.7310000000000001]
["CP","Battery",19,"D5",121.34,0,-7.1589999999999998,-64.432000000000002]
["CP","Battery",19,"L5",75.489999999999995,0,-4.4539999999999997,-40.085000000000001]
["CP","Battery",19,"H6",5.78,0,-0.34100000000000003,-3.069]
["CP","Battery",19,"C6",10.130000000000001,0,-0.59799999999999998,-5.3789999999999996]
["CP","Battery",19,"C5",22.19,0,-1.3089999999999999,-11.782999999999999]
["CP","Battery",19,"M8",0.35,0,-2.1000000000000001E-2,-0.186]
["CP","Battery",19,"A1",20.13,0,-1.1879999999999999,-10.689]
["CP","Battery",20,"M7",1.41,0,0,-0.83199999999999996]
["CP","Battery",20,"T1",0.77,0,0,-0.45400000000000001]
["CP","Battery",20,"Q4",36.07,0,0,-21.280999999999999]
["CP","Battery",20,"M4",0.48,0,0,-0.28299999999999997]
["CP","Battery",20,"P2",0.02,0,0,-1.2E-2]
["CP","Battery",20,"T3",0.22,0,0,-0.13]
["CP","Battery",20,"Q5",0.32,0,0,-0.189]
["CP","Battery",20,"A6",160.06,0,0,-94.435000000000002]
["CP","Battery",20,"N2",10.02,0,0,-5.9119999999999999]
["CP","Battery",20,"Q7",3,0,0,-1.77]
["CP","Battery",20,"Q6",1.64,0,0,-0.96799999999999997]
["CP","Battery",20,"P6",0.72,0,0,-0.42499999999999999]
["CP","Battery",20,"N3",31.62,0,0,-18.655999999999999]
["CP","Battery",20,"L3",166.62,0,0,-98.305999999999997]
["CP","Battery",20,"J4",3.85,0,0,-2.2719999999999998]
["CP","Battery",20,"T2",2.29,0,0,-1.351]
["CP","Battery",20,"B3",25.43,0,0,-15.004]
["CP","Battery",20,"L2",260.64999999999998,0,0,-153.78399999999999]
["CP","Battery",20,"T5",2.87,0,0,-1.6930000000000001]
["CP","Battery",20,"P8",3.49,0,0,-2.0590000000000002]
["CP","Battery",20,"P7",0.66,0,0,-0.38900000000000001]
["CP","Battery",20,"S2",1.1299999999999999,0,0,-0.66700000000000004]
["CP","Battery",20,"K6",1.5,0,0,-0.88500000000000001]
["CP","Battery",20,"C1",0.12,0,0,-7.0999999999999994E-2]
["CP","Battery",20,"A4",0.16,0,0,-9.4E-2]
["CP","Battery",20,"S1",6.13,0,0,-3.617]
["CP","Battery",20,"Q2",56.63,0,0,-33.411999999999999]
["CP","Battery",20,"D5",121.57,0,0,-71.725999999999999]
["CP","Battery",20,"J5",1.52,0,0,-0.89700000000000002]
["CP","Battery",20,"D4",3.42,0,0,-2.0179999999999998]
["CP","Battery",20,"R6",0.86,0,0,-0.50700000000000001]
["CP","Battery",20,"F6",153.47,0,0,-90.546999999999997]
["CP","Battery",20,"L7",24.73,0,0,-14.590999999999999]
["CP","Battery",20,"B1",42.05,0,0,-24.81]
["CP","Battery",20,"L1",103.9,0,0,-61.301000000000002]
["CP","Battery",20,"N5",0.6,0,0,-0.35399999999999998]
["CP","Battery",20,"T4",0.46,0,0,-0.27100000000000002]
["CP","Battery",20,"S5",2.71,0,0,-1.599]
["CP","Battery",20,"K5",21.92,0,0,-12.933]
["CP","Battery",20,"C6",10.18,0,0,-6.0060000000000002]
["CP","Battery",20,"P5",0.01,0,0,-6.0000000000000001E-3]
["CP","Battery",20,"N1",20.18,0,0,-11.906000000000001]
["CP","Battery",20,"L8",23.42,0,0,-13.818]
["CP","Battery",20,"R4",0.02,0,0,-1.2E-2]
["CP","Battery",20,"L5",95.95,0,0,-56.610999999999997]
["CP","Battery",20,"N7",0.04,0,0,-2.4E-2]
["CP","Battery",20,"P1",0.5,0,0,-0.29499999999999998]
["CP","Battery",20,"M8",0.42,0,0,-0.248]
["CP","Battery",20,"C2",276.31,0,0,-163.023]
["CP","Battery",20,"A3",0.01,0,0,-6.0000000000000001E-3]
["CP","Battery",20,"J1",3.82,0,0,-2.254]
["CP","Battery",20,"J7",5.37,0,0,-3.1680000000000001]
["CP","Battery",20,"G5",60.66,0,0,-35.789000000000001]
["CP","Battery",20,"M6",1.54,0,0,-0.90900000000000003]
["CP","Battery",20,"E7",2.57,0,0,-1.516]
["CP","Battery",20,"N4",1.29,0,0,-0.76100000000000001]
["CP","Battery",20,"H6",6.82,0,0,-4.024]
["CP","Battery",20,"H2",82.56,0,0,-48.71]
["CP","Battery",20,"E8",30.91,0,0,-18.236999999999998]
["CP","Battery",20,"K4",4.04,0,0,-2.3839999999999999]
["CP","Battery",20,"J8",129.27000000000001,0,0,-76.269000000000005]
["CP","Battery",20,"A9",0.01,0,0,-6.0000000000000001E-3]
["CP","Battery",20,"E1",30.55,0,0,-18.024999999999999]
["CP","Battery",20,"J3",4.99,0,0,-2.944]
["CP","Battery",20,"A8",36.04,0,0,-21.263999999999999]
["CP","Battery",20,"G1",75.09,0,0,-44.302999999999997]
["CP","Battery",20,"A7",0.01,0,0,-6.0000000000000001E-3]
["CP","Battery",20,"M5",0.34,0,0,-0.20100000000000001]
["CP","Battery",20,"A1",20.16,0,0,-11.894]
["CP","Battery",20,"C4",0.67,0,0,-0.39500000000000002]
["CP","Battery",20,"G7",39.69,0,0,-23.417000000000002]
["CP","Battery",20,"G6",308.14999999999998,0,0,-181.809]
["CP","Battery",20,"D6",3.56,0,0,-2.1]
["CP","Battery",20,"C7",3.82,0,0,-2.254]
["CP","Battery",20,"C5",22.43,0,0,-13.234]
["CP","Battery",20,"C3",1.1299999999999999,0,0,-0.66700000000000004]
["CP","Battery",20,"N6",0.01,0,0,-6.0000000000000001E-3]
["CP","Battery",20,"B2",181.37,0,0,-107.008]
["CP","Battery",20,"Q8",11.3,0,0,-6.6669999999999998]
["CP","Battery",20,"H1",23.33,0,0,-13.765000000000001]
["CP","Battery",20,"J6",8.52,0,0,-5.0270000000000001]
["CP","Battery",20,"P3",55.95,0,0,-33.011000000000003]
["CP","Battery",20,"B4",1.69,0,0,-0.997]
["CP","Battery",20,"P4",0.65,0,0,-0.38400000000000001]
["CP","Battery",20,"R5",0.76,0,0,-0.44800000000000001]
["CP","Battery",21,"H2",82.74,0,0,-48.817]
["CP","Battery",21,"C1",0.17,0,0,-0.1]
["CP","Battery",21,"P3",56.11,0,0,-33.104999999999997]
["CP","Battery",21,"Q8",11.45,0,0,-6.7560000000000002]
["CP","Battery",21,"T5",2.98,0,0,-1.758]
["CP","Battery",21,"N3",31.8,0,0,-18.762]
["CP","Battery",21,"M7",1.57,0,0,-0.92600000000000005]
["CP","Battery",21,"N1",20.2,0,0,-11.917999999999999]
["CP","Battery",21,"R5",0.86,0,0,-0.50700000000000001]
["CP","Battery",21,"P8",3.89,0,0,-2.2949999999999999]
["CP","Battery",21,"M8",0.49,0,0,-0.28899999999999998]
["CP","Battery",21,"D6",3.97,0,0,-2.3420000000000001]
["CP","Battery",21,"P6",0.82,0,0,-0.48399999999999999]
["CP","Battery",21,"N7",0.05,0,0,-0.03]
["CP","Battery",21,"T4",0.51,0,0,-0.30099999999999999]
["CP","Battery",21,"L7",24.84,0,0,-14.656000000000001]
["CP","Battery",21,"K4",4.55,0,0,-2.6850000000000001]
["CP","Battery",21,"A3",0.02,0,0,-1.2E-2]
["CP","Battery",21,"J1",4.2699999999999996,0,0,-2.5190000000000001]
["CP","Battery",21,"C6",10.23,0,0,-6.0359999999999996]
["CP","Battery",21,"M4",0.54,0,0,-0.31900000000000001]
["CP","Battery",21,"M6",1.73,0,0,-1.0209999999999999]
["CP","Battery",21,"G6",309.08999999999997,0,0,-182.363]
["CP","Battery",21,"B3",25.49,0,0,-15.039]
["CP","Battery",21,"P7",0.75,0,0,-0.443]
["CP","Battery",21,"Q5",0.37,0,0,-0.218]
["CP","Battery",21,"P1",0.56000000000000005,0,0,-0.33]
["CP","Battery",21,"D5",121.76,0,0,-71.837999999999994]
["CP","Battery",21,"P5",0.02,0,0,-1.2E-2]
["CP","Battery",21,"A8",36.049999999999997,0,0,-21.27]
["CP","Battery",21,"N4",1.44,0,0,-0.85]
["CP","Battery",21,"Q4",36.18,0,0,-21.346]
["CP","Battery",21,"A1",20.190000000000001,0,0,-11.912000000000001]
["CP","Battery",21,"L8",23.48,0,0,-13.853]
["CP","Battery",21,"C5",22.63,0,0,-13.352]
["CP","Battery",21,"C4",0.77,0,0,-0.45400000000000001]
["CP","Battery",21,"J7",6.05,0,0,-3.57]
["CP","Battery",21,"J8",129.33000000000001,0,0,-76.305000000000007]
["CP","Battery",21,"A9",0.02,0,0,-1.2E-2]
["CP","Battery",21,"Q2",56.73,0,0,-33.470999999999997]
["CP","Battery",21,"J5",1.7,0,0,-1.0029999999999999]
["CP","Battery",21,"P2",0.03,0,0,-1.7999999999999999E-2]
["CP","Battery",21,"A6",160.07,0,0,-94.441000000000003]
["CP","Battery",21,"C3",1.27,0,0,-0.749]
["CP","Battery",21,"N5",0.67,0,0,-0.39500000000000002]
["CP","Battery",21,"J3",5.6,0,0,-3.3039999999999998]
["CP","Battery",21,"D4",3.72,0,0,-2.1949999999999998]
["CP","Battery",21,"B1",42.17,0,0,-24.88]
["CP","Battery",21,"E1",31.86,0,0,-18.797000000000001]
["CP","Battery",21,"B2",181.93,0,0,-107.339]
["CP","Battery",21,"E7",2.88,0,0,-1.6990000000000001]
["CP","Battery",21,"P4",0.73,0,0,-0.43099999999999999]
["CP","Battery",21,"H1",23.48,0,0,-13.853]
["CP","Battery",21,"J6",9.0500000000000007,0,0,-5.34]
["CP","Battery",21,"B4",1.78,0,0,-1.05]
["CP","Battery",21,"H6",7.68,0,0,-4.5309999999999997]
["CP","Battery",21,"M5",0.38,0,0,-0.224]
["CP","Battery",21,"N6",0.01,0,0,-6.0000000000000001E-3]
["CP","Battery",21,"G5",60.77,0,0,-35.853999999999999]
["CP","Battery",21,"G7",39.799999999999997,0,0,-23.481999999999999]
["CP","Battery",21,"A4",0.18,0,0,-0.106]
["CP","Battery",21,"F6",154.44,0,0,-91.12]
["CP","Battery",21,"T3",0.24,0,0,-0.14199999999999999]
["CP","Battery",21,"L1",103.9,0,0,-61.301000000000002]
["CP","Battery",21,"C7",4.25,0,0,-2.508]
["CP","Battery",21,"L3",166.88,0,0,-98.459000000000003]
["CP","Battery",21,"K5",22.18,0,0,-13.086]
["CP","Battery",21,"S2",1.26,0,0,-0.74299999999999999]
["CP","Battery",21,"C2",276.39,0,0,-163.07]
["CP","Battery",21,"T2",2.4500000000000002,0,0,-1.446]
["CP","Battery",21,"R6",0.98,0,0,-0.57799999999999996]
["CP","Battery",21,"N2",10.029999999999999,0,0,-5.9180000000000001]
["CP","Battery",21,"T1",0.86,0,0,-0.50700000000000001]
["CP","Battery",21,"G1",75.14,0,0,-44.332999999999998]
["CP","Battery",21,"S5",2.99,0,0,-1.764]
["CP","Battery",21,"L2",260.75,0,0,-153.84299999999999]
["CP","Battery",21,"L5",96.33,0,0,-56.835000000000001]
["CP","Battery",21,"A7",0.02,0,0,-1.2E-2]
["CP","Battery",21,"J4",4.28,0,0,-2.5249999999999999]
["CP","Battery",21,"S1",6.77,0,0,-3.9940000000000002]
["CP","Battery",21,"Q6",1.83,0,0,-1.08]
["CP","Battery",21,"E8",31.02,0,0,-18.302]
["CP","Battery",21,"Q7",3.05,0,0,-1.8]
["CP","Battery",21,"R4",0.04,0,0,-2.4E-2]
["CP","Battery",21,"K6",1.61,0,0,-0.95]
["CP","Battery",22,"N6",0.03,0,0,-1.7999999999999999E-2]
["CP","Battery",22,"A6",160.11000000000001,0,0,-94.465000000000003]
["CP","Battery",22,"A1",20.25,0,0,-11.948]
["CP","Battery",22,"K6",1.82,0,0,-1.0740000000000001]
["CP","Battery",22,"E7",3.46,0,0,-2.0409999999999999]
["CP","Battery",22,"N3",32.1,0,0,-18.939]
["CP","Battery",22,"S1",7.91,0,0,-4.6669999999999998]
["CP","Battery",22,"T1",1.02,0,0,-0.60199999999999998]
["CP","Battery",22,"C5",23,0,0,-13.57]
["CP","Battery",22,"S2",1.46,0,0,-0.86099999999999999]
["CP","Battery",22,"Q4",36.4,0,0,-21.475999999999999]
["CP","Battery",22,"P1",0.66,0,0,-0.38900000000000001]
["CP","Battery",22,"T4",0.6,0,0,-0.35399999999999998]
["CP","Battery",22,"T3",0.28999999999999998,0,0,-0.17100000000000001]
["CP","Battery",22,"T2",2.69,0,0,-1.587]
["CP","Battery",22,"J5",2.02,0,0,-1.1919999999999999]
["CP","Battery",22,"S5",3.51,0,0,-2.0710000000000002]
["CP","Battery",22,"P8",4.59,0,0,-2.7080000000000002]
["CP","Battery",22,"J4",5.03,0,0,-2.968]
["CP","Battery",22,"B2",182.97,0,0,-107.952]
["CP","Battery",22,"P7",0.91,0,0,-0.53700000000000003]
["CP","Battery",22,"B3",25.6,0,0,-15.103999999999999]
["CP","Battery",22,"K4",5.48,0,0,-3.2330000000000001]
["CP","Battery",22,"R4",0.08,0,0,-4.7E-2]
["CP","Battery",22,"N4",1.69,0,0,-0.997]
["CP","Battery",22,"R5",1.04,0,0,-0.61399999999999999]
["CP","Battery",22,"N7",0.08,0,0,-4.7E-2]
["CP","Battery",22,"M6",2.08,0,0,-1.2270000000000001]
["CP","Battery",22,"L8",23.59,0,0,-13.917999999999999]
["CP","Battery",22,"P5",0.06,0,0,-3.5000000000000003E-2]
["CP","Battery",22,"F6",156.22,0,0,-92.17]
["CP","Battery",22,"Q8",11.74,0,0,-6.9269999999999996]
["CP","Battery",22,"L7",25.05,0,0,-14.78]
["CP","Battery",22,"Q6",2.16,0,0,-1.274]
["CP","Battery",22,"N5",0.8,0,0,-0.47199999999999998]
["CP","Battery",22,"Q5",0.46,0,0,-0.27100000000000002]
["CP","Battery",22,"C1",0.26,0,0,-0.153]
["CP","Battery",22,"J7",7.33,0,0,-4.3250000000000002]
["CP","Battery",22,"R6",1.2,0,0,-0.70799999999999996]
["CP","Battery",22,"P2",0.04,0,0,-2.4E-2]
["CP","Battery",22,"P4",0.88,0,0,-0.51900000000000002]
["CP","Battery",22,"N2",10.039999999999999,0,0,-5.9240000000000004]
["CP","Battery",22,"D5",122.09,0,0,-72.033000000000001]
["CP","Battery",22,"N1",20.23,0,0,-11.936]
["CP","Battery",22,"C6",10.33,0,0,-6.0949999999999998]
["CP","Battery",22,"M5",0.46,0,0,-0.27100000000000002]
["CP","Battery",22,"M7",1.84,0,0,-1.0860000000000001]
["CP","Battery",22,"J6",10.01,0,0,-5.9059999999999997]
["CP","Battery",22,"M4",0.66,0,0,-0.38900000000000001]
["CP","Battery",22,"T5",3.14,0,0,-1.853]
["CP","Battery",22,"P6",0.99,0,0,-0.58399999999999996]
["CP","Battery",22,"Q2",56.9,0,0,-33.570999999999998]
["CP","Battery",22,"Q7",3.15,0,0,-1.859]
["CP","Battery",22,"J3",6.69,0,0,-3.9470000000000001]
["CP","Battery",22,"H6",9.25,0,0,-5.4580000000000002]
["CP","Battery",22,"A3",0.06,0,0,-3.5000000000000003E-2]
["CP","Battery",22,"E1",34.200000000000003,0,0,-20.178000000000001]
["CP","Battery",22,"J1",5.08,0,0,-2.9969999999999999]
["CP","Battery",22,"J8",129.43,0,0,-76.364000000000004]
["CP","Battery",22,"A8",36.090000000000003,0,0,-21.292999999999999]
["CP","Battery",22,"L1",103.9,0,0,-61.301000000000002]
["CP","Battery",22,"G7",40.01,0,0,-23.606000000000002]
["CP","Battery",22,"A4",0.24,0,0,-0.14199999999999999]
["CP","Battery",22,"C3",1.54,0,0,-0.90900000000000003]
["CP","Battery",22,"M8",0.61,0,0,-0.36]
["CP","Battery",22,"G6",310.76,0,0,-183.34800000000001]
["CP","Battery",22,"L2",260.94,0,0,-153.95500000000001]
["CP","Battery",22,"G5",60.99,0,0,-35.984000000000002]
["CP","Battery",22,"L3",167.36,0,0,-98.742000000000004]
["CP","Battery",22,"P3",56.41,0,0,-33.281999999999996]
["CP","Battery",22,"A9",0.06,0,0,-3.5000000000000003E-2]
["CP","Battery",22,"K5",22.67,0,0,-13.375]
["CP","Battery",22,"L5",97.03,0,0,-57.247999999999998]
["CP","Battery",22,"C4",0.96,0,0,-0.56599999999999995]
["CP","Battery",22,"A7",0.06,0,0,-3.5000000000000003E-2]
["CP","Battery",22,"B4",1.96,0,0,-1.1559999999999999]
["CP","Battery",22,"H2",83.05,0,0,-49]
["CP","Battery",22,"H1",23.76,0,0,-14.018000000000001]
["CP","Battery",22,"D6",4.72,0,0,-2.7850000000000001]
["CP","Battery",22,"G1",75.239999999999995,0,0,-44.392000000000003]
["CP","Battery",22,"C7",4.99,0,0,-2.944]
["CP","Battery",22,"D4",4.26,0,0,-2.5129999999999999]
["CP","Battery",22,"E8",31.21,0,0,-18.414000000000001]
["CP","Battery",22,"B1",42.39,0,0,-25.01]
["CP","Battery",22,"C2",276.55,0,0,-163.16499999999999]
["CP","Battery",23,"G6",313.49,0,0,-184.959]
["CP","Battery",23,"S7",0.01,0,0,-6.0000000000000001E-3]
["CP","Battery",23,"K4",7.37,0,0,-4.3479999999999999]
["CP","Battery",23,"P3",56.89,0,0,-33.564999999999998]
["CP","Battery",23,"P4",1.1299999999999999,0,0,-0.66700000000000004]
["CP","Battery",23,"T5",3.41,0,0,-2.012]
["CP","Battery",23,"N6",0.06,0,0,-3.5000000000000003E-2]
["CP","Battery",23,"Q2",57.31,0,0,-33.813000000000002]
["CP","Battery",23,"N2",10.08,0,0,-5.9470000000000001]
["CP","Battery",23,"Q8",12.2,0,0,-7.1980000000000004]
["CP","Battery",23,"T3",0.36,0,0,-0.21199999999999999]
["CP","Battery",23,"T4",0.74,0,0,-0.437]
["CP","Battery",23,"N3",32.909999999999997,0,0,-19.417000000000002]
["CP","Battery",23,"F6",159.16999999999999,0,0,-93.91]
["CP","Battery",23,"Q7",3.31,0,0,-1.9530000000000001]
["CP","Battery",23,"S5",4.3899999999999997,0,0,-2.59]
["CP","Battery",23,"T2",3.09,0,0,-1.823]
["CP","Battery",23,"P5",0.12,0,0,-7.0999999999999994E-2]
["CP","Battery",23,"P2",0.08,0,0,-4.7E-2]
["CP","Battery",23,"T1",1.25,0,0,-0.73799999999999999]
["CP","Battery",23,"G7",40.380000000000003,0,0,-23.824000000000002]
["CP","Battery",23,"S4",0.01,0,0,-6.0000000000000001E-3]
["CP","Battery",23,"N7",0.12,0,0,-7.0999999999999994E-2]
["CP","Battery",23,"H1",24.2,0,0,-14.278]
["CP","Battery",23,"R6",1.56,0,0,-0.92]
["CP","Battery",23,"M7",2.2799999999999998,0,0,-1.345]
["CP","Battery",23,"P1",0.84,0,0,-0.496]
["CP","Battery",23,"K6",2.17,0,0,-1.28]
["CP","Battery",23,"B3",25.77,0,0,-15.204000000000001]
["CP","Battery",23,"D6",5.94,0,0,-3.5049999999999999]
["CP","Battery",23,"R4",0.17,0,0,-0.1]
["CP","Battery",23,"L1",103.9,0,0,-61.301000000000002]
["CP","Battery",23,"B2",184.7,0,0,-108.973]
["CP","Battery",23,"S1",9.6999999999999993,0,0,-5.7229999999999999]
["CP","Battery",23,"N5",1,0,0,-0.59]
["CP","Battery",23,"B1",42.74,0,0,-25.216999999999999]
["CP","Battery",23,"S2",1.84,0,0,-1.0860000000000001]
["CP","Battery",23,"N4",2.1,0,0,-1.2390000000000001]
["CP","Battery",23,"R5",1.34,0,0,-0.79100000000000004]
["CP","Battery",23,"S6",0.02,0,0,-1.2E-2]
["CP","Battery",23,"P6",1.28,0,0,-0.755]
["CP","Battery",23,"E1",38,0,0,-22.42]
["CP","Battery",23,"Q6",2.7,0,0,-1.593]
["CP","Battery",23,"Q5",0.61,0,0,-0.36]
["CP","Battery",23,"Q4",36.75,0,0,-21.683]
["CP","Battery",23,"L2",261.26,0,0,-154.143]
["CP","Battery",23,"C1",0.44,0,0,-0.26]
["CP","Battery",23,"J4",6.23,0,0,-3.6760000000000002]
["CP","Battery",23,"C3",2,0,0,-1.18]
["CP","Battery",23,"J6",11.58,0,0,-6.8319999999999999]
["CP","Battery",23,"P7",1.19,0,0,-0.70199999999999996]
["CP","Battery",23,"M8",0.82,0,0,-0.48399999999999999]
["CP","Battery",23,"L3",168.16,0,0,-99.213999999999999]
["CP","Battery",23,"E8",31.52,0,0,-18.597000000000001]
["CP","Battery",23,"J5",2.57,0,0,-1.516]
["CP","Battery",23,"C6",10.52,0,0,-6.2069999999999999]
["CP","Battery",23,"L7",25.39,0,0,-14.98]
["CP","Battery",23,"J3",8.59,0,0,-5.0679999999999996]
["CP","Battery",23,"E7",4.4000000000000004,0,0,-2.5960000000000001]
["CP","Battery",23,"J1",6.4,0,0,-3.7759999999999998]
["CP","Battery",23,"P8",5.71,0,0,-3.3690000000000002]
["CP","Battery",23,"M4",0.85,0,0,-0.502]
["CP","Battery",23,"L8",23.77,0,0,-14.023999999999999]
["CP","Battery",23,"M5",0.59,0,0,-0.34799999999999998]
["CP","Battery",23,"A9",0.12,0,0,-7.0999999999999994E-2]
["CP","Battery",23,"H6",11.85,0,0,-6.992]
["CP","Battery",23,"K5",23.49,0,0,-13.859]
["CP","Battery",23,"C5",23.6,0,0,-13.923999999999999]
["CP","Battery",23,"C7",6.46,0,0,-3.8109999999999999]
["CP","Battery",23,"C4",1.3,0,0,-0.76700000000000002]
["CP","Battery",23,"J8",129.61000000000001,0,0,-76.47]
["CP","Battery",23,"C2",276.83,0,0,-163.33000000000001]
["CP","Battery",23,"D4",5.16,0,0,-3.044]
["CP","Battery",23,"G1",75.44,0,0,-44.51]
["CP","Battery",23,"G5",61.37,0,0,-36.207999999999998]
["CP","Battery",23,"J7",9.4499999999999993,0,0,-5.5759999999999996]
["CP","Battery",23,"N1",20.29,0,0,-11.971]
["CP","Battery",23,"D5",122.64,0,0,-72.358000000000004]
["CP","Battery",23,"M6",2.77,0,0,-1.6339999999999999]
["CP","Battery",23,"A3",0.12,0,0,-7.0999999999999994E-2]
["CP","Battery",23,"A7",0.12,0,0,-7.0999999999999994E-2]
["CP","Battery",23,"A8",36.159999999999997,0,0,-21.334]
["CP","Battery",23,"A6",160.19,0,0,-94.512]
["CP","Battery",23,"H2",83.55,0,0,-49.295000000000002]
["CP","Battery",23,"B4",2.25,0,0,-1.3280000000000001]
["CP","Battery",23,"A1",20.36,0,0,-12.012]
["CP","Battery",23,"L5",98.2,0,0,-57.938000000000002]
["CP","Battery",23,"A4",0.34,0,0,-0.20100000000000001]
["CP","Battery",24,"P8",7.61,0,0,-4.49]
["CP","Battery",24,"P5",0.24,0,0,-0.14199999999999999]
["CP","Battery",24,"G5",62.09,0,0,-36.633000000000003]
["CP","Battery",24,"T3",0.47,0,0,-0.27700000000000002]
["CP","Battery",24,"N6",0.12,0,0,-7.0999999999999994E-2]
["CP","Battery",24,"H2",84.4,0,0,-49.795999999999999]
["CP","Battery",24,"B3",26.09,0,0,-15.393000000000001]
["CP","Battery",24,"K4",10.16,0,0,-5.9939999999999998]
["CP","Battery",24,"Q8",12.99,0,0,-7.6639999999999997]
["CP","Battery",24,"L7",26.01,0,0,-15.346]
["CP","Battery",24,"D4",6.74,0,0,-3.9769999999999999]
["CP","Battery",24,"P7",1.68,0,0,-0.99099999999999999]
["CP","Battery",24,"N3",33.81,0,0,-19.948]
["CP","Battery",24,"L3",169.56,0,0,-100.04]
["CP","Battery",24,"Q7",3.6,0,0,-2.1240000000000001]
["CP","Battery",24,"C1",0.78,0,0,-0.46]
["CP","Battery",24,"Q5",0.88,0,0,-0.51900000000000002]
["CP","Battery",24,"P6",1.79,0,0,-1.056]
["CP","Battery",24,"P3",57.74,0,0,-34.067]
["CP","Battery",24,"Q4",37.369999999999997,0,0,-22.047999999999998]
["CP","Battery",24,"N4",2.77,0,0,-1.6339999999999999]
["CP","Battery",24,"K6",2.8,0,0,-1.6519999999999999]
["CP","Battery",24,"N5",1.35,0,0,-0.79700000000000004]
["CP","Battery",24,"T5",3.83,0,0,-2.2599999999999998]
["CP","Battery",24,"N7",0.2,0,0,-0.11799999999999999]
["CP","Battery",24,"T2",3.7,0,0,-2.1829999999999998]
["CP","Battery",24,"S4",0.01,0,0,-6.0000000000000001E-3]
["CP","Battery",24,"P1",1.1299999999999999,0,0,-0.66700000000000004]
["CP","Battery",24,"S6",0.02,0,0,-1.2E-2]
["CP","Battery",24,"N2",10.15,0,0,-5.9889999999999999]
["CP","Battery",24,"S5",5.77,0,0,-3.4039999999999999]
["CP","Battery",24,"R6",2.21,0,0,-1.304]
["CP","Battery",24,"H1",24.95,0,0,-14.721]
["CP","Battery",24,"E7",6.04,0,0,-3.5640000000000001]
["CP","Battery",24,"R5",1.88,0,0,-1.109]
["CP","Battery",24,"S2",2.4,0,0,-1.4159999999999999]
["CP","Battery",24,"E1",44.49,0,0,-26.248999999999999]
["CP","Battery",24,"S1",12.65,0,0,-7.4640000000000004]
["CP","Battery",24,"P2",0.15,0,0,-8.8999999999999996E-2]
["CP","Battery",24,"Q2",57.86,0,0,-34.137]
["CP","Battery",24,"N1",20.37,0,0,-12.018000000000001]
["CP","Battery",24,"A8",36.29,0,0,-21.411000000000001]
["CP","Battery",24,"T4",0.95,0,0,-0.56100000000000005]
["CP","Battery",24,"L1",103.9,0,0,-61.301000000000002]
["CP","Battery",24,"M8",1.2,0,0,-0.70799999999999996]
["CP","Battery",24,"Q6",3.61,0,0,-2.13]
["CP","Battery",24,"F6",164.34,0,0,-96.960999999999999]
["CP","Battery",24,"B2",187.76,0,0,-110.77800000000001]
["CP","Battery",24,"R4",0.36,0,0,-0.21199999999999999]
["CP","Battery",24,"P4",1.56,0,0,-0.92]
["CP","Battery",24,"J8",129.93,0,0,-76.659000000000006]
["CP","Battery",24,"D5",123.6,0,0,-72.924000000000007]
["CP","Battery",24,"M4",1.19,0,0,-0.70199999999999996]
["CP","Battery",24,"J5",3.48,0,0,-2.0529999999999999]
["CP","Battery",24,"J4",8.25,0,0,-4.8680000000000003]
["CP","Battery",24,"J3",11.73,0,0,-6.9210000000000003]
["CP","Battery",24,"B1",43.34,0,0,-25.571000000000002]
["CP","Battery",24,"M7",3.02,0,0,-1.782]
["CP","Battery",24,"J1",8.67,0,0,-5.1150000000000002]
["CP","Battery",24,"L5",100.26,0,0,-59.152999999999999]
["CP","Battery",24,"G1",75.819999999999993,0,0,-44.734000000000002]
["CP","Battery",24,"M5",0.81,0,0,-0.47799999999999998]
["CP","Battery",24,"H6",16.41,0,0,-9.6820000000000004]
["CP","Battery",24,"M6",3.8,0,0,-2.242]
["CP","Battery",24,"L8",24.09,0,0,-14.212999999999999]
["CP","Battery",24,"J7",13.2,0,0,-7.7880000000000003]
["CP","Battery",24,"C5",24.64,0,0,-14.538]
["CP","Battery",24,"D6",8.0299999999999994,0,0,-4.7380000000000004]
["CP","Battery",24,"K5",24.96,0,0,-14.726000000000001]
["CP","Battery",24,"C6",10.89,0,0,-6.4249999999999998]
["CP","Battery",24,"C3",2.79,0,0,-1.6459999999999999]
["CP","Battery",24,"B4",2.75,0,0,-1.623]
["CP","Battery",24,"C2",277.33999999999997,0,0,-163.631]
["CP","Battery",24,"E8",32.049999999999997,0,0,-18.91]
["CP","Battery",24,"G7",41.06,0,0,-24.225000000000001]
["CP","Battery",24,"G6",318.14999999999998,0,0,-187.709]
["CP","Battery",24,"A3",0.24,0,0,-0.14199999999999999]
["CP","Battery",24,"C4",1.9,0,0,-1.121]
["CP","Battery",24,"L2",261.83999999999997,0,0,-154.48599999999999]
["CP","Battery",24,"A7",0.24,0,0,-0.14199999999999999]
["CP","Battery",24,"A4",0.53,0,0,-0.313]
["CP","Battery",24,"A6",160.33000000000001,0,0,-94.594999999999999]
["CP","Battery",24,"A9",0.24,0,0,-0.14199999999999999]
["CP","Battery",24,"J6",14.31,0,0,-8.4429999999999996]
["CP","Battery",24,"A1",20.55,0,0,-12.125]
["CP","Battery",24,"C7",8.57,0,0,-5.056]
["CP","Battery",24,"T1",1.64,0,0,-0.96799999999999997]
["CP","Battery",24,"S7",0.01,0,0,-6.0000000000000001E-3]
["CP","Battery",25,"M5",1.1100000000000001,0,0,-0.65500000000000003]
["CP","Battery",25,"N5",1.83,0,0,-1.08]
["CP","Battery",25,"S4",0.03,0,0,-1.7999999999999999E-2]
["CP","Battery",25,"L8",24.55,0,0,-14.484999999999999]
["CP","Battery",25,"H1",25.97,0,0,-15.321999999999999]
["CP","Battery",25,"C1",1.32,0,0,-0.77900000000000003]
["CP","Battery",25,"G7",42.06,0,0,-24.815000000000001]
["CP","Battery",25,"D5",124.91,0,0,-73.697000000000003]
["CP","Battery",25,"S7",0.03,0,0,-1.7999999999999999E-2]
["CP","Battery",25,"J6",18.11,0,0,-10.685]
["CP","Battery",25,"H6",22.82,0,0,-13.464]
["CP","Battery",25,"T3",0.63,0,0,-0.372]
["CP","Battery",25,"N3",34.99,0,0,-20.643999999999998]
["CP","Battery",25,"P5",0.44,0,0,-0.26]
["CP","Battery",25,"J1",11.78,0,0,-6.95]
["CP","Battery",25,"M4",1.68,0,0,-0.99099999999999999]
["CP","Battery",25,"E7",8.33,0,0,-4.915]
["CP","Battery",25,"J7",18.52,0,0,-10.927]
["CP","Battery",25,"C3",3.93,0,0,-2.319]
["CP","Battery",25,"S6",0.06,0,0,-3.5000000000000003E-2]
["CP","Battery",25,"Q7",4.0199999999999996,0,0,-2.3719999999999999]
["CP","Battery",25,"T2",4.55,0,0,-2.6850000000000001]
["CP","Battery",25,"P7",2.39,0,0,-1.41]
["CP","Battery",25,"P1",1.54,0,0,-0.90900000000000003]
["CP","Battery",25,"J8",130.38,0,0,-76.924000000000007]
["CP","Battery",25,"T4",1.26,0,0,-0.74299999999999999]
["CP","Battery",25,"J5",4.74,0,0,-2.7970000000000002]
["CP","Battery",25,"A3",0.44,0,0,-0.26]
["CP","Battery",25,"C2",278.11,0,0,-164.08500000000001]
["CP","Battery",25,"S2",3.09,0,0,-1.823]
["CP","Battery",25,"M8",1.75,0,0,-1.0329999999999999]
["CP","Battery",25,"T1",2.17,0,0,-1.28]
["CP","Battery",25,"C6",11.46,0,0,-6.7610000000000001]
["CP","Battery",25,"K5",27.07,0,0,-15.971]
["CP","Battery",25,"P8",10.17,0,0,-6]
["CP","Battery",25,"M7",4.01,0,0,-2.3660000000000001]
["CP","Battery",25,"Q6",4.83,0,0,-2.85]
["CP","Battery",25,"C7",11.38,0,0,-6.7140000000000004]
["CP","Battery",25,"Q2",58.63,0,0,-34.591999999999999]
["CP","Battery",25,"L2",262.67,0,0,-154.97499999999999]
["CP","Battery",25,"Q5",1.27,0,0,-0.749]
["CP","Battery",25,"H2",85.56,0,0,-50.48]
["CP","Battery",25,"P6",2.52,0,0,-1.4870000000000001]
["CP","Battery",25,"P4",2.16,0,0,-1.274]
["CP","Battery",25,"P3",58.92,0,0,-34.762999999999998]
["CP","Battery",25,"G6",324.51,0,0,-191.46100000000001]
["CP","Battery",25,"L1",103.9,0,0,-61.301000000000002]
["CP","Battery",25,"K6",3.7,0,0,-2.1829999999999998]
["CP","Battery",25,"T5",4.41,0,0,-2.6019999999999999]
["CP","Battery",25,"L3",171.53,0,0,-101.203]
["CP","Battery",25,"R5",2.64,0,0,-1.5580000000000001]
["CP","Battery",25,"S5",7.55,0,0,-4.4550000000000001]
["CP","Battery",25,"R4",0.66,0,0,-0.38900000000000001]
["CP","Battery",25,"B3",26.54,0,0,-15.659000000000001]
["CP","Battery",25,"G1",76.41,0,0,-45.082000000000001]
["CP","Battery",25,"N4",3.68,0,0,-2.1709999999999998]
["CP","Battery",25,"G5",63.16,0,0,-37.264000000000003]
["CP","Battery",25,"B4",3.43,0,0,-2.024]
["CP","Battery",25,"E8",32.78,0,0,-19.34]
["CP","Battery",25,"N2",10.25,0,0,-6.048]
["CP","Battery",25,"C4",2.78,0,0,-1.64]
["CP","Battery",25,"F6",171.62,0,0,-101.256]
["CP","Battery",25,"B2",192.08,0,0,-113.327]
["CP","Battery",25,"E1",53.34,0,0,-31.471]
["CP","Battery",25,"K4",14.06,0,0,-8.2949999999999999]
["CP","Battery",25,"M6",5.25,0,0,-3.0979999999999999]
["CP","Battery",25,"J3",16.09,0,0,-9.4930000000000003]
["CP","Battery",25,"L5",103.18,0,0,-60.875999999999998]
["CP","Battery",25,"N7",0.32,0,0,-0.189]
["CP","Battery",25,"D6",10.9,0,0,-6.431]
["CP","Battery",25,"C5",26.09,0,0,-15.393000000000001]
["CP","Battery",25,"Q4",38.229999999999997,0,0,-22.556000000000001]
["CP","Battery",25,"R6",3.15,0,0,-1.859]
["CP","Battery",25,"S1",16.260000000000002,0,0,-9.593]
["CP","Battery",25,"L7",26.89,0,0,-15.865]
["CP","Battery",25,"Q8",14.09,0,0,-8.3130000000000006]
["CP","Battery",25,"J4",10.95,0,0,-6.4610000000000003]
["CP","Battery",25,"N6",0.22,0,0,-0.13]
["CP","Battery",25,"D4",8.94,0,0,-5.2750000000000004]
["CP","Battery",25,"N1",20.49,0,0,-12.089]
["CP","Battery",25,"A6",160.56,0,0,-94.73]
["CP","Battery",25,"P2",0.25,0,0,-0.14799999999999999]
["CP","Battery",25,"A1",20.85,0,0,-12.302]
["CP","Battery",25,"A8",36.51,0,0,-21.541]
["CP","Battery",25,"B1",44.15,0,0,-26.048999999999999]
["CP","Battery",25,"A9",0.44,0,0,-0.26]
["CP","Battery",25,"A7",0.44,0,0,-0.26]
["CP","Battery",25,"A4",0.82,0,0,-0.48399999999999999]
["CP","Battery",26,"A7",0.7,0,0,-0.41299999999999998]
["CP","Battery",26,"L8",25.04,0,0,-14.773999999999999]
["CP","Battery",26,"E7",10.74,0,0,-6.3369999999999997]
["CP","Battery",26,"M8",2.37,0,0,-1.3979999999999999]
["CP","Battery",26,"M4",2.19,0,0,-1.292]
["CP","Battery",26,"M7",4.96,0,0,-2.9260000000000002]
["CP","Battery",26,"F6",179.34,0,0,-105.81100000000001]
["CP","Battery",26,"C3",5.15,0,0,-3.0390000000000001]
["CP","Battery",26,"M5",1.44,0,0,-0.85]
["CP","Battery",26,"J4",13.61,0,0,-8.0299999999999994]
["CP","Battery",26,"Q2",59.45,0,0,-35.076000000000001]
["CP","Battery",26,"P8",12.69,0,0,-7.4870000000000001]
["CP","Battery",26,"N3",36.119999999999997,0,0,-21.311]
["CP","Battery",26,"Q7",4.47,0,0,-2.637]
["CP","Battery",26,"Q6",6.05,0,0,-3.57]
["CP","Battery",26,"Q5",1.71,0,0,-1.0089999999999999]
["CP","Battery",26,"Q4",39.14,0,0,-23.093]
["CP","Battery",26,"A4",1.1499999999999999,0,0,-0.67900000000000005]
["CP","Battery",26,"L3",173.65,0,0,-102.45399999999999]
["CP","Battery",26,"P6",3.29,0,0,-1.9410000000000001]
["CP","Battery",26,"L7",27.85,0,0,-16.431999999999999]
["CP","Battery",26,"L5",106.3,0,0,-62.716999999999999]
["CP","Battery",26,"D6",13.85,0,0,-8.1720000000000006]
["CP","Battery",26,"S7",0.09,0,0,-5.2999999999999999E-2]
["CP","Battery",26,"P2",0.39,0,0,-0.23]
["CP","Battery",26,"N6",0.35,0,0,-0.20699999999999999]
["CP","Battery",26,"B4",4.1399999999999997,0,0,-2.4430000000000001]
["CP","Battery",26,"P3",60.16,0,0,-35.494]
["CP","Battery",26,"E8",33.53,0,0,-19.783000000000001]
["CP","Battery",26,"R5",3.46,0,0,-2.0409999999999999]
["CP","Battery",26,"H6",29.61,0,0,-17.47]
["CP","Battery",26,"J1",14.95,0,0,-8.8209999999999997]
["CP","Battery",26,"H1",26.99,0,0,-15.923999999999999]
["CP","Battery",26,"M6",6.77,0,0,-3.9940000000000002]
["CP","Battery",26,"P7",3.15,0,0,-1.859]
["CP","Battery",26,"C2",278.98,0,0,-164.59800000000001]
["CP","Battery",26,"G6",330.98,0,0,-195.27799999999999]
["CP","Battery",26,"J5",6.03,0,0,-3.5579999999999998]
["CP","Battery",26,"C5",27.61,0,0,-16.29]
["CP","Battery",26,"S2",3.82,0,0,-2.254]
["CP","Battery",26,"A6",160.84,0,0,-94.896000000000001]
["CP","Battery",26,"A1",21.19,0,0,-12.502000000000001]
["CP","Battery",26,"J7",24.21,0,0,-14.284000000000001]
["CP","Battery",26,"D4",11.27,0,0,-6.649]
["CP","Battery",26,"R4",1.04,0,0,-0.61399999999999999]
["CP","Battery",26,"L1",103.9,0,0,-61.301000000000002]
["CP","Battery",26,"S6",0.16,0,0,-9.4E-2]
["CP","Battery",26,"G5",64.39,0,0,-37.99]
["CP","Battery",26,"N1",20.59,0,0,-12.148]
["CP","Battery",26,"A9",0.7,0,0,-0.41299999999999998]
["CP","Battery",26,"N5",2.2999999999999998,0,0,-1.357]
["CP","Battery",26,"T4",1.56,0,0,-0.92]
["CP","Battery",26,"T5",4.96,0,0,-2.9260000000000002]
["CP","Battery",26,"S4",0.1,0,0,-5.8999999999999997E-2]
["CP","Battery",26,"T3",0.79,0,0,-0.46600000000000003]
["CP","Battery",26,"K5",29.38,0,0,-17.334]
["CP","Battery",26,"G1",77.14,0,0,-45.512999999999998]
["CP","Battery",26,"J8",130.87,0,0,-77.212999999999994]
["CP","Battery",26,"S3",0.01,0,0,-6.0000000000000001E-3]
["CP","Battery",26,"K4",18.170000000000002,0,0,-10.72]
["CP","Battery",26,"R6",4.1500000000000004,0,0,-2.4489999999999998]
["CP","Battery",26,"N4",4.5599999999999996,0,0,-2.69]
["CP","Battery",26,"C6",12.16,0,0,-7.1740000000000004]
["CP","Battery",26,"D5",126.27,0,0,-74.498999999999995]
["CP","Battery",26,"B2",196.72,0,0,-116.065]
["CP","Battery",26,"J6",22.08,0,0,-13.026999999999999]
["CP","Battery",26,"B1",44.98,0,0,-26.538]
["CP","Battery",26,"T2",5.35,0,0,-3.157]
["CP","Battery",26,"G7",43.2,0,0,-25.488]
["CP","Battery",26,"H2",86.7,0,0,-51.152999999999999]
["CP","Battery",26,"T1",2.7,0,0,-1.593]
["CP","Battery",26,"N2",10.39,0,0,-6.13]
["CP","Battery",26,"L2",263.58,0,0,-155.512]
["CP","Battery",26,"C7",14.17,0,0,-8.36]
["CP","Battery",26,"C1",1.99,0,0,-1.1739999999999999]
["CP","Battery",26,"S1",20.07,0,0,-11.840999999999999]
["CP","Battery",26,"E1",62.34,0,0,-36.780999999999999]
["CP","Battery",26,"P1",1.96,0,0,-1.1559999999999999]
["CP","Battery",26,"P5",0.7,0,0,-0.41299999999999998]
["CP","Battery",26,"P4",2.79,0,0,-1.6459999999999999]
["CP","Battery",26,"N7",0.47,0,0,-0.27700000000000002]
["CP","Battery",26,"C4",3.77,0,0,-2.2240000000000002]
["CP","Battery",26,"A8",36.78,0,0,-21.7]
["CP","Battery",26,"B3",27.02,0,0,-15.942]
["CP","Battery",26,"K6",4.66,0,0,-2.7490000000000001]
["CP","Battery",26,"J3",20.62,0,0,-12.166]
["CP","Battery",26,"Q8",15.21,0,0,-8.9740000000000002]
["CP","Battery",26,"A3",0.7,0,0,-0.41299999999999998]
["CP","Battery",26,"S5",9.8800000000000008,0,0,-5.8289999999999997]
["CP","Battery",27,"H2",87.8,0,0,-51.802]
["CP","Battery",27,"J1",18.07,0,0,-10.661]
["CP","Battery",27,"N7",0.63,0,0,-0.372]
["CP","Battery",27,"J3",25.14,0,0,-14.833]
["CP","Battery",27,"P3",61.4,0,0,-36.225999999999999]
["CP","Battery",27,"G7",44.41,0,0,-26.202000000000002]
["CP","Battery",27,"T3",0.95,0,0,-0.56100000000000005]
["CP","Battery",27,"P7",3.93,0,0,-2.319]
["CP","Battery",27,"M5",1.76,0,0,-1.038]
["CP","Battery",27,"D6",16.75,0,0,-9.8829999999999991]
["CP","Battery",27,"S5",12.1,0,0,-7.1390000000000002]
["CP","Battery",27,"P4",3.43,0,0,-2.024]
["CP","Battery",27,"E7",13.15,0,0,-7.7590000000000003]
["CP","Battery",27,"E1",71.13,0,0,-41.966999999999999]
["CP","Battery",27,"G5",65.709999999999994,0,0,-38.768999999999998]
["CP","Battery",27,"L3",175.8,0,0,-103.72199999999999]
["CP","Battery",27,"L5",109.49,0,0,-64.599000000000004]
["CP","Battery",27,"K6",5.66,0,0,-3.339]
["CP","Battery",27,"D5",127.62,0,0,-75.296000000000006]
["CP","Battery",27,"C7",16.84,0,0,-9.9359999999999999]
["CP","Battery",27,"E8",34.270000000000003,0,0,-20.219000000000001]
["CP","Battery",27,"F6",187.16,0,0,-110.42400000000001]
["CP","Battery",27,"G1",77.94,0,0,-45.984999999999999]
["CP","Battery",27,"J8",131.37,0,0,-77.507999999999996]
["CP","Battery",27,"J4",16.13,0,0,-9.5169999999999995]
["CP","Battery",27,"J7",30.01,0,0,-17.706]
["CP","Battery",27,"G6",337.3,0,0,-199.00700000000001]
["CP","Battery",27,"B1",45.79,0,0,-27.015999999999998]
["CP","Battery",27,"L1",103.9,0,0,-61.301000000000002]
["CP","Battery",27,"C1",2.74,0,0,-1.617]
["CP","Battery",27,"A7",0.99,0,0,-0.58399999999999996]
["CP","Battery",27,"A1",21.56,0,0,-12.72]
["CP","Battery",27,"C4",4.8099999999999996,0,0,-2.8380000000000001]
["CP","Battery",27,"B2",201.45,0,0,-118.85599999999999]
["CP","Battery",27,"A9",0.99,0,0,-0.58399999999999996]
["CP","Battery",27,"B4",4.84,0,0,-2.8559999999999999]
["CP","Battery",27,"C3",6.4,0,0,-3.7759999999999998]
["CP","Battery",27,"C2",279.92,0,0,-165.15299999999999]
["CP","Battery",27,"A3",0.99,0,0,-0.58399999999999996]
["CP","Battery",27,"A4",1.52,0,0,-0.89700000000000002]
["CP","Battery",27,"A8",37.08,0,0,-21.876999999999999]
["CP","Battery",27,"C6",12.93,0,0,-7.6289999999999996]
["CP","Battery",27,"A6",161.15,0,0,-95.078999999999994]
["CP","Battery",27,"B3",27.52,0,0,-16.236999999999998]
["CP","Battery",27,"C5",29.13,0,0,-17.187000000000001]
["CP","Battery",27,"D4",13.61,0,0,-8.0299999999999994]
["CP","Battery",27,"Q7",4.95,0,0,-2.9209999999999998]
["CP","Battery",27,"S4",0.15,0,0,-8.8999999999999996E-2]
["CP","Battery",27,"Q2",60.28,0,0,-35.564999999999998]
["CP","Battery",27,"H1",27.98,0,0,-16.507999999999999]
["CP","Battery",27,"K5",31.76,0,0,-18.738]
["CP","Battery",27,"L7",28.83,0,0,-17.010000000000002]
["CP","Battery",27,"S3",0.01,0,0,-6.0000000000000001E-3]
["CP","Battery",27,"P8",15.11,0,0,-8.9149999999999991]
["CP","Battery",27,"T5",5.5,0,0,-3.2450000000000001]
["CP","Battery",27,"P5",0.99,0,0,-0.58399999999999996]
["CP","Battery",27,"K4",22.3,0,0,-13.157]
["CP","Battery",27,"J5",7.3,0,0,-4.3070000000000004]
["CP","Battery",27,"H6",36.47,0,0,-21.516999999999999]
["CP","Battery",27,"R4",1.48,0,0,-0.873]
["CP","Battery",27,"L8",25.55,0,0,-15.074999999999999]
["CP","Battery",27,"Q4",40.06,0,0,-23.635000000000002]
["CP","Battery",27,"P1",2.37,0,0,-1.3979999999999999]
["CP","Battery",27,"N6",0.49,0,0,-0.28899999999999998]
["CP","Battery",27,"N5",2.77,0,0,-1.6339999999999999]
["CP","Battery",27,"N4",5.4,0,0,-3.1859999999999999]
["CP","Battery",27,"M6",8.2799999999999994,0,0,-4.8849999999999998]
["CP","Battery",27,"N3",37.18,0,0,-21.936]
["CP","Battery",27,"P2",0.54,0,0,-0.31900000000000001]
["CP","Battery",27,"M8",3.03,0,0,-1.788]
["CP","Battery",27,"R5",4.28,0,0,-2.5249999999999999]
["CP","Battery",27,"M7",5.86,0,0,-3.4569999999999999]
["CP","Battery",27,"P6",4.08,0,0,-2.407]
["CP","Battery",27,"R6",5.18,0,0,-3.056]
["CP","Battery",27,"L2",264.52,0,0,-156.06700000000001]
["CP","Battery",27,"J6",26.04,0,0,-15.364000000000001]
["CP","Battery",27,"N1",20.69,0,0,-12.207000000000001]
["CP","Battery",27,"S1",23.53,0,0,-13.882999999999999]
["CP","Battery",27,"M4",2.72,0,0,-1.605]
["CP","Battery",27,"T2",6.14,0,0,-3.6230000000000002]
["CP","Battery",27,"T1",3.21,0,0,-1.8939999999999999]
["CP","Battery",27,"T4",1.82,0,0,-1.0740000000000001]
["CP","Battery",27,"Q5",2.17,0,0,-1.28]
["CP","Battery",27,"Q8",16.32,0,0,-9.6289999999999996]
["CP","Battery",27,"S7",0.14000000000000001,0,0,-8.3000000000000004E-2]
["CP","Battery",27,"Q6",7.21,0,0,-4.2539999999999996]
["CP","Battery",27,"S6",0.26,0,0,-0.153]
["CP","Battery",27,"N2",10.54,0,0,-6.2190000000000003]
["CP","Battery",27,"S2",4.46,0,0,-2.6309999999999998]
["CP","Battery",28,"D6",19.420000000000002,0,0,-11.458]
["CP","Battery",28,"S5",14.32,0,0,-8.4489999999999998]
["CP","Battery",28,"E8",34.94,0,0,-20.614999999999998]
["CP","Battery",28,"M7",6.67,0,0,-3.9350000000000001]
["CP","Battery",28,"K4",26.16,0,0,-15.433999999999999]
["CP","Battery",28,"Q2",61.07,0,0,-36.030999999999999]
["CP","Battery",28,"R5",5.07,0,0,-2.9910000000000001]
["CP","Battery",28,"M5",2.06,0,0,-1.2150000000000001]
["CP","Battery",28,"S1",26.79,0,0,-15.805999999999999]
["CP","Battery",28,"R4",1.91,0,0,-1.127]
["CP","Battery",28,"M6",9.6999999999999993,0,0,-5.7229999999999999]
["CP","Battery",28,"A8",37.380000000000003,0,0,-22.053999999999998]
["CP","Battery",28,"S2",5.07,0,0,-2.9910000000000001]
["CP","Battery",28,"Q6",8.27,0,0,-4.8789999999999996]
["CP","Battery",28,"Q7",5.4,0,0,-3.1859999999999999]
["CP","Battery",28,"P6",4.8099999999999996,0,0,-2.8380000000000001]
["CP","Battery",28,"H2",88.8,0,0,-52.392000000000003]
["CP","Battery",28,"S7",0.21,0,0,-0.124]
["CP","Battery",28,"G7",45.58,0,0,-26.891999999999999]
["CP","Battery",28,"T1",3.65,0,0,-2.1539999999999999]
["CP","Battery",28,"P4",4.0199999999999996,0,0,-2.3719999999999999]
["CP","Battery",28,"P3",62.56,0,0,-36.909999999999997]
["CP","Battery",28,"T3",1.08,0,0,-0.63700000000000001]
["CP","Battery",28,"R6",6.16,0,0,-3.6339999999999999]
["CP","Battery",28,"T5",5.97,0,0,-3.5219999999999998]
["CP","Battery",28,"S3",0.02,0,0,-1.2E-2]
["CP","Battery",28,"S6",0.38,0,0,-0.224]
["CP","Battery",28,"N3",38.11,0,0,-22.484999999999999]
["CP","Battery",28,"T4",2.06,0,0,-1.2150000000000001]
["CP","Battery",28,"N1",20.78,0,0,-12.26]
["CP","Battery",28,"J8",131.84,0,0,-77.786000000000001]
["CP","Battery",28,"N2",10.69,0,0,-6.3070000000000004]
["CP","Battery",28,"N4",6.15,0,0,-3.629]
["CP","Battery",28,"N5",3.19,0,0,-1.8819999999999999]
["CP","Battery",28,"N7",0.79,0,0,-0.46600000000000003]
["CP","Battery",28,"T2",6.81,0,0,-4.0179999999999998]
["CP","Battery",28,"P1",2.74,0,0,-1.617]
["CP","Battery",28,"H1",28.89,0,0,-17.045000000000002]
["CP","Battery",28,"M8",3.65,0,0,-2.1539999999999999]
["CP","Battery",28,"L7",29.76,0,0,-17.558]
["CP","Battery",28,"P5",1.28,0,0,-0.755]
["CP","Battery",28,"L1",103.9,0,0,-61.301000000000002]
["CP","Battery",28,"P7",4.67,0,0,-2.7549999999999999]
["CP","Battery",28,"P8",17.309999999999999,0,0,-10.212999999999999]
["CP","Battery",28,"Q4",40.92,0,0,-24.143000000000001]
["CP","Battery",28,"C7",19.239999999999998,0,0,-11.352]
["CP","Battery",28,"A9",1.28,0,0,-0.755]
["CP","Battery",28,"H6",42.89,0,0,-25.305]
["CP","Battery",28,"S4",0.23,0,0,-0.13600000000000001]
["CP","Battery",28,"J1",20.94,0,0,-12.355]
["CP","Battery",28,"Q8",17.350000000000001,0,0,-10.237]
["CP","Battery",28,"J4",18.41,0,0,-10.862]
["CP","Battery",28,"J6",29.73,0,0,-17.541]
["CP","Battery",28,"J7",35.47,0,0,-20.927]
["CP","Battery",28,"L5",112.48,0,0,-66.363]
["CP","Battery",28,"B2",205.9,0,0,-121.48099999999999]
["CP","Battery",28,"K5",34.03,0,0,-20.077999999999999]
["CP","Battery",28,"B3",28,0,0,-16.52]
["CP","Battery",28,"L2",265.41000000000003,0,0,-156.59200000000001]
["CP","Battery",28,"B4",5.48,0,0,-3.2330000000000001]
["CP","Battery",28,"B1",46.53,0,0,-27.452999999999999]
["CP","Battery",28,"L3",177.82,0,0,-104.914]
["CP","Battery",28,"K6",6.6,0,0,-3.8940000000000001]
["CP","Battery",28,"P2",0.69,0,0,-0.40699999999999997]
["CP","Battery",28,"C2",280.82,0,0,-165.684]
["CP","Battery",28,"M4",3.22,0,0,-1.9]
["CP","Battery",28,"J5",8.48,0,0,-5.0030000000000001]
["CP","Battery",28,"N6",0.64,0,0,-0.378]
["CP","Battery",28,"L8",26.04,0,0,-15.364000000000001]
["CP","Battery",28,"C1",3.49,0,0,-2.0590000000000002]
["CP","Battery",28,"C4",5.81,0,0,-3.4279999999999999]
["CP","Battery",28,"C5",30.55,0,0,-18.024999999999999]
["CP","Battery",28,"C3",7.57,0,0,-4.4660000000000002]
["CP","Battery",28,"D4",15.79,0,0,-9.3160000000000007]
["CP","Battery",28,"C6",13.69,0,0,-8.077]
["CP","Battery",28,"Q5",2.61,0,0,-1.54]
["CP","Battery",28,"E1",79.17,0,0,-46.71]
["CP","Battery",28,"E7",15.4,0,0,-9.0860000000000003]
["CP","Battery",28,"J3",29.33,0,0,-17.305]
["CP","Battery",28,"F6",194.48,0,0,-114.74299999999999]
["CP","Battery",28,"G1",78.739999999999995,0,0,-46.457000000000001]
["CP","Battery",28,"G6",343.09,0,0,-202.423]
["CP","Battery",28,"G5",66.989999999999995,0,0,-39.524000000000001]
["CP","Battery",28,"D5",128.86000000000001,0,0,-76.027000000000001]
["CP","Battery",28,"A1",21.92,0,0,-12.933]
["CP","Battery",28,"A3",1.28,0,0,-0.755]
["CP","Battery",28,"A4",1.87,0,0,-1.103]
["CP","Battery",28,"A6",161.46,0,0,-95.260999999999996]
["CP","Battery",28,"A7",1.28,0,0,-0.755]
["CP","Battery",29,"S2",5.5,0,0,-3.2450000000000001]
["CP","Battery",29,"F6",200.22,0,0,-118.13]
["CP","Battery",29,"M6",10.8,0,0,-6.3719999999999999]
["CP","Battery",29,"G1",79.37,0,0,-46.828000000000003]
["CP","Battery",29,"Q7",3.11,0,0,-1.835]
["CP","Battery",29,"T5",4.34,0,0,-2.5609999999999999]
["CP","Battery",29,"S1",29.1,0,0,-17.169]
["CP","Battery",29,"H6",47.92,0,0,-28.273]
["CP","Battery",29,"M7",7.31,0,0,-4.3129999999999997]
["CP","Battery",29,"J1",23.2,0,0,-13.688000000000001]
["CP","Battery",29,"A9",1.51,0,0,-0.89100000000000001]
["CP","Battery",29,"Q4",41.46,0,0,-24.460999999999999]
["CP","Battery",29,"P3",63.42,0,0,-37.417999999999999]
["CP","Battery",29,"T3",1.2,0,0,-0.70799999999999996]
["CP","Battery",29,"P5",1.51,0,0,-0.89100000000000001]
["CP","Battery",29,"R4",2.2599999999999998,0,0,-1.333]
["CP","Battery",29,"S7",0.28999999999999998,0,0,-0.17100000000000001]
["CP","Battery",29,"P8",19.05,0,0,-11.24]
["CP","Battery",29,"P4",4.49,0,0,-2.649]
["CP","Battery",29,"H1",29.6,0,0,-17.463999999999999]
["CP","Battery",29,"J3",32.58,0,0,-19.222000000000001]
["CP","Battery",29,"G7",46.5,0,0,-27.434999999999999]
["CP","Battery",29,"P1",3.04,0,0,-1.794]
["CP","Battery",29,"Q8",18.170000000000002,0,0,-10.72]
["CP","Battery",29,"S3",0.03,0,0,-1.7999999999999999E-2]
["CP","Battery",29,"Q5",2.95,0,0,-1.7410000000000001]
["CP","Battery",29,"S5",16.22,0,0,-9.57]
["CP","Battery",29,"R6",6.94,0,0,-4.0949999999999998]
["CP","Battery",29,"T2",7.36,0,0,-4.3419999999999996]
["CP","Battery",29,"N3",38.82,0,0,-22.904]
["CP","Battery",29,"N4",6.75,0,0,-3.9830000000000001]
["CP","Battery",29,"T4",2.2599999999999998,0,0,-1.333]
["CP","Battery",29,"N1",20.84,0,0,-12.295999999999999]
["CP","Battery",29,"R5",5.69,0,0,-3.3570000000000002]
["CP","Battery",29,"N2",10.81,0,0,-6.3780000000000001]
["CP","Battery",29,"M8",4.1500000000000004,0,0,-2.4489999999999998]
["CP","Battery",29,"L1",103.9,0,0,-61.301000000000002]
["CP","Battery",29,"N6",0.75,0,0,-0.443]
["CP","Battery",29,"N5",3.53,0,0,-2.0830000000000002]
["CP","Battery",29,"P2",0.81,0,0,-0.47799999999999998]
["CP","Battery",29,"N7",0.92,0,0,-0.54300000000000004]
["CP","Battery",29,"H2",89.59,0,0,-52.857999999999997]
["CP","Battery",29,"E1",85.37,0,0,-50.368000000000002]
["CP","Battery",29,"P6",5.4,0,0,-3.1859999999999999]
["CP","Battery",29,"P7",5.26,0,0,-3.1030000000000002]
["CP","Battery",29,"S6",0.52,0,0,-0.307]
["CP","Battery",29,"E8",35.47,0,0,-20.927]
["CP","Battery",29,"T1",4.04,0,0,-2.3839999999999999]
["CP","Battery",29,"D4",17.489999999999998,0,0,-10.319000000000001]
["CP","Battery",29,"Q6",9.1199999999999992,0,0,-5.3810000000000002]
["CP","Battery",29,"S4",0.32,0,0,-0.189]
["CP","Battery",29,"C4",6.61,0,0,-3.9]
["CP","Battery",29,"J5",9.39,0,0,-5.54]
["CP","Battery",29,"C5",31.66,0,0,-18.678999999999998]
["CP","Battery",29,"K5",35.799999999999997,0,0,-21.122]
["CP","Battery",29,"Q2",61.68,0,0,-36.390999999999998]
["CP","Battery",29,"B4",5.98,0,0,-3.528]
["CP","Battery",29,"K6",7.33,0,0,-4.3250000000000002]
["CP","Battery",29,"L5",114.82,0,0,-67.744]
["CP","Battery",29,"L3",179.4,0,0,-105.846]
["CP","Battery",29,"B2",209.37,0,0,-123.52800000000001]
["CP","Battery",29,"L7",30.49,0,0,-17.989000000000001]
["CP","Battery",29,"G6",347.56,0,0,-205.06]
["CP","Battery",29,"L8",26.42,0,0,-15.587999999999999]
["CP","Battery",29,"M5",2.2999999999999998,0,0,-1.357]
["CP","Battery",29,"L2",266.11,0,0,-157.005]
["CP","Battery",29,"M4",3.61,0,0,-2.13]
["CP","Battery",29,"J4",20.18,0,0,-11.906000000000001]
["CP","Battery",29,"C1",4.08,0,0,-2.407]
["CP","Battery",29,"C2",281.52999999999997,0,0,-166.10300000000001]
["CP","Battery",29,"B3",28.36,0,0,-16.731999999999999]
["CP","Battery",29,"C6",14.3,0,0,-8.4369999999999994]
["CP","Battery",29,"C7",21.08,0,0,-12.436999999999999]
["CP","Battery",29,"B1",47.1,0,0,-27.789000000000001]
["CP","Battery",29,"D5",129.83000000000001,0,0,-76.599999999999994]
["CP","Battery",29,"E7",17.149999999999999,0,0,-10.119]
["CP","Battery",29,"J8",132.21,0,0,-78.004000000000005]
["CP","Battery",29,"K4",29.17,0,0,-17.21]
["CP","Battery",29,"G5",68.010000000000005,0,0,-40.125999999999998]
["CP","Battery",29,"J6",32.630000000000003,0,0,-19.251999999999999]
["CP","Battery",29,"J7",39.729999999999997,0,0,-23.440999999999999]
["CP","Battery",29,"A8",37.619999999999997,0,0,-22.196000000000002]
["CP","Battery",29,"A1",22.21,0,0,-13.103999999999999]
["CP","Battery",29,"A4",2.15,0,0,-1.2689999999999999]
["CP","Battery",29,"A3",1.51,0,0,-0.89100000000000001]
["CP","Battery",29,"A7",1.51,0,0,-0.89100000000000001]
["CP","Battery",29,"D6",21.49,0,0,-12.679]
["CP","Battery",29,"C3",8.49,0,0,-5.0090000000000003]
["CP","Battery",29,"A6",161.71,0,0,-95.409000000000006]
["CP","Battery",30,"E7",18.920000000000002,0,0,-11.163]
["CP","Battery",30,"Q4",42.14,0,0,-24.863]
["CP","Battery",30,"M5",2.54,0,0,-1.4990000000000001]
["CP","Battery",30,"Q7",3.47,0,0,-2.0470000000000002]
["CP","Battery",30,"S3",0.03,0,0,-1.7999999999999999E-2]
["CP","Battery",30,"S5",17.920000000000002,0,0,-10.573]
["CP","Battery",30,"S2",5.96,0,0,-3.516]
["CP","Battery",30,"R6",7.72,0,0,-4.5549999999999997]
["CP","Battery",30,"T1",4.75,0,0,-2.8029999999999999]
["CP","Battery",30,"H1",30.32,0,0,-17.888999999999999]
["CP","Battery",30,"M6",11.92,0,0,-7.0330000000000004]
["CP","Battery",30,"Q5",3.3,0,0,-1.9470000000000001]
["CP","Battery",30,"S4",0.36,0,0,-0.21199999999999999]
["CP","Battery",30,"H2",90.38,0,0,-53.323999999999998]
["CP","Battery",30,"A8",37.86,0,0,-22.337]
["CP","Battery",30,"A7",1.74,0,0,-1.0269999999999999]
["CP","Battery",30,"P8",20.79,0,0,-12.266]
["CP","Battery",30,"R4",2.61,0,0,-1.54]
["CP","Battery",30,"P4",4.96,0,0,-2.9260000000000002]
["CP","Battery",30,"P6",5.99,0,0,-3.5339999999999998]
["CP","Battery",30,"M8",4.6500000000000004,0,0,-2.7440000000000002]
["CP","Battery",30,"S6",0.6,0,0,-0.35399999999999998]
["CP","Battery",30,"P3",64.34,0,0,-37.960999999999999]
["CP","Battery",30,"N2",10.93,0,0,-6.4489999999999998]
["CP","Battery",30,"S7",0.33,0,0,-0.19500000000000001]
["CP","Battery",30,"S1",31.56,0,0,-18.62]
["CP","Battery",30,"R5",6.31,0,0,-3.7229999999999999]
["CP","Battery",30,"T5",4.99,0,0,-2.944]
["CP","Battery",30,"T4",2.6,0,0,-1.534]
["CP","Battery",30,"G6",352.12,0,0,-207.751]
["CP","Battery",30,"N1",20.91,0,0,-12.337]
["CP","Battery",30,"N3",39.549999999999997,0,0,-23.335000000000001]
["CP","Battery",30,"J8",132.58000000000001,0,0,-78.221999999999994]
["CP","Battery",30,"N5",3.87,0,0,-2.2829999999999999]
["CP","Battery",30,"M7",7.96,0,0,-4.6959999999999997]
["CP","Battery",30,"N6",0.87,0,0,-0.51300000000000001]
["CP","Battery",30,"P1",3.34,0,0,-1.9710000000000001]
["CP","Battery",30,"N4",7.34,0,0,-4.3310000000000004]
["CP","Battery",30,"P2",0.93,0,0,-0.54900000000000004]
["CP","Battery",30,"T3",1.46,0,0,-0.86099999999999999]
["CP","Battery",30,"Q8",18.989999999999998,0,0,-11.204000000000001]
["CP","Battery",30,"Q6",9.9700000000000006,0,0,-5.8819999999999997]
["CP","Battery",30,"P5",1.74,0,0,-1.0269999999999999]
["CP","Battery",30,"K6",8.08,0,0,-4.7670000000000003]
["CP","Battery",30,"D6",23.59,0,0,-13.917999999999999]
["CP","Battery",30,"Q2",62.3,0,0,-36.756999999999998]
["CP","Battery",30,"K5",37.590000000000003,0,0,-22.178000000000001]
["CP","Battery",30,"P7",5.85,0,0,-3.452]
["CP","Battery",30,"H6",53,0,0,-31.27]
["CP","Battery",30,"J3",35.880000000000003,0,0,-21.169]
["CP","Battery",30,"C5",32.78,0,0,-19.34]
["CP","Battery",30,"J4",21.97,0,0,-12.962]
["CP","Battery",30,"J1",25.48,0,0,-15.032999999999999]
["CP","Battery",30,"J6",35.549999999999997,0,0,-20.975000000000001]
["CP","Battery",30,"C2",282.25,0,0,-166.52799999999999]
["CP","Battery",30,"L3",181,0,0,-106.79]
["CP","Battery",30,"B2",212.89,0,0,-125.605]
["CP","Battery",30,"L1",103.9,0,0,-61.301000000000002]
["CP","Battery",30,"B1",47.68,0,0,-28.131]
["CP","Battery",30,"L8",26.81,0,0,-15.818]
["CP","Battery",30,"J5",10.32,0,0,-6.0890000000000004]
["CP","Battery",30,"N7",1.05,0,0,-0.62]
["CP","Battery",30,"L2",266.82,0,0,-157.42400000000001]
["CP","Battery",30,"B4",6.49,0,0,-3.8290000000000002]
["CP","Battery",30,"C1",4.67,0,0,-2.7549999999999999]
["CP","Battery",30,"C4",7.41,0,0,-4.3719999999999999]
["CP","Battery",30,"M4",4.01,0,0,-2.3660000000000001]
["CP","Battery",30,"C6",14.91,0,0,-8.7970000000000006]
["CP","Battery",30,"C7",22.97,0,0,-13.552]
["CP","Battery",30,"L5",117.2,0,0,-69.147999999999996]
["CP","Battery",30,"D5",130.81,0,0,-77.177999999999997]
["CP","Battery",30,"D4",19.22,0,0,-11.34]
["CP","Battery",30,"J7",44.05,0,0,-25.99]
["CP","Battery",30,"F6",206.02,0,0,-121.55200000000001]
["CP","Battery",30,"G1",80,0,0,-47.2]
["CP","Battery",30,"G5",69.03,0,0,-40.728000000000002]
["CP","Battery",30,"E1",91.1,0,0,-53.749000000000002]
["CP","Battery",30,"G7",47.43,0,0,-27.984000000000002]
["CP","Battery",30,"E8",36,0,0,-21.24]
["CP","Battery",30,"K4",32.22,0,0,-19.010000000000002]
["CP","Battery",30,"T2",8.23,0,0,-4.8559999999999999]
["CP","Battery",30,"B3",28.74,0,0,-16.957000000000001]
["CP","Battery",30,"A4",2.4300000000000002,0,0,-1.4339999999999999]
["CP","Battery",30,"A3",1.74,0,0,-1.0269999999999999]
["CP","Battery",30,"A6",161.94999999999999,0,0,-95.551000000000002]
["CP","Battery",30,"A9",1.74,0,0,-1.0269999999999999]
["CP","Battery",30,"C3",9.42,0,0,-5.5579999999999998]
["CP","Battery",30,"A1",22.5,0,0,-13.275]
["CP","Battery",30,"L7",31.23,0,0,-18.425999999999998]
["CP","Battery",31,"M5",2.75,0,0,-1.623]
["CP","Battery",31,"K5",39.24,0,0,-23.152000000000001]
["CP","Battery",31,"J4",23.5,0,0,-13.865]
["CP","Battery",31,"J8",132.93,0,0,-78.429000000000002]
["CP","Battery",31,"S2",6.42,0,0,-3.7879999999999998]
["CP","Battery",31,"G6",356.14,0,0,-210.12299999999999]
["CP","Battery",31,"G7",48.29,0,0,-28.491]
["CP","Battery",31,"P2",1.05,0,0,-0.62]
["CP","Battery",31,"R6",8.42,0,0,-4.968]
["CP","Battery",31,"P8",22.27,0,0,-13.138999999999999]
["CP","Battery",31,"Q6",10.69,0,0,-6.3070000000000004]
["CP","Battery",31,"A8",38.090000000000003,0,0,-22.472999999999999]
["CP","Battery",31,"Q7",3.8,0,0,-2.242]
["CP","Battery",31,"J1",27.48,0,0,-16.213000000000001]
["CP","Battery",31,"M6",12.92,0,0,-7.6230000000000002]
["CP","Battery",31,"S7",0.41,0,0,-0.24199999999999999]
["CP","Battery",31,"R4",2.95,0,0,-1.7410000000000001]
["CP","Battery",31,"H6",57.58,0,0,-33.972000000000001]
["CP","Battery",31,"Q8",19.71,0,0,-11.629]
["CP","Battery",31,"Q2",62.86,0,0,-37.087000000000003]
["CP","Battery",31,"J5",11.14,0,0,-6.5730000000000004]
["CP","Battery",31,"T3",1.7,0,0,-1.0029999999999999]
["CP","Battery",31,"T2",9.06,0,0,-5.3449999999999998]
["CP","Battery",31,"S1",34.119999999999997,0,0,-20.131]
["CP","Battery",31,"R5",6.87,0,0,-4.0529999999999999]
["CP","Battery",31,"N5",4.17,0,0,-2.46]
["CP","Battery",31,"S3",0.04,0,0,-2.4E-2]
["CP","Battery",31,"N7",1.17,0,0,-0.69]
["CP","Battery",31,"S5",19.850000000000001,0,0,-11.712]
["CP","Battery",31,"N3",40.17,0,0,-23.7]
["CP","Battery",31,"T5",5.59,0,0,-3.298]
["CP","Battery",31,"M8",5.1100000000000003,0,0,-3.0150000000000001]
["CP","Battery",31,"N1",20.97,0,0,-12.372]
["CP","Battery",31,"T4",2.94,0,0,-1.7350000000000001]
["CP","Battery",31,"M7",8.5,0,0,-5.0149999999999997]
["CP","Battery",31,"N2",11.05,0,0,-6.52]
["CP","Battery",31,"N4",7.84,0,0,-4.6260000000000003]
["CP","Battery",31,"T1",5.4,0,0,-3.1859999999999999]
["CP","Battery",31,"J7",47.97,0,0,-28.302]
["CP","Battery",31,"E8",36.47,0,0,-21.516999999999999]
["CP","Battery",31,"P1",3.6,0,0,-2.1240000000000001]
["CP","Battery",31,"P3",65.16,0,0,-38.444000000000003]
["CP","Battery",31,"P4",5.38,0,0,-3.1739999999999999]
["CP","Battery",31,"E1",96.68,0,0,-57.040999999999997]
["CP","Battery",31,"H1",30.94,0,0,-18.254999999999999]
["CP","Battery",31,"D5",131.69,0,0,-77.697000000000003]
["CP","Battery",31,"P6",6.52,0,0,-3.847]
["CP","Battery",31,"Q4",42.75,0,0,-25.222999999999999]
["CP","Battery",31,"H2",91.06,0,0,-53.725000000000001]
["CP","Battery",31,"S6",0.74,0,0,-0.437]
["CP","Battery",31,"S4",0.45,0,0,-0.26600000000000001]
["CP","Battery",31,"B3",29.08,0,0,-17.157]
["CP","Battery",31,"J3",38.840000000000003,0,0,-22.916]
["CP","Battery",31,"C6",15.49,0,0,-9.1389999999999993]
["CP","Battery",31,"A9",1.96,0,0,-1.1559999999999999]
["CP","Battery",31,"J6",38.15,0,0,-22.509]
["CP","Battery",31,"C7",24.6,0,0,-14.513999999999999]
["CP","Battery",31,"C2",282.92,0,0,-166.923]
["CP","Battery",31,"C1",5.24,0,0,-3.0920000000000001]
["CP","Battery",31,"G1",80.61,0,0,-47.56]
["CP","Battery",31,"L1",103.9,0,0,-61.301000000000002]
["CP","Battery",31,"P7",6.37,0,0,-3.758]
["CP","Battery",31,"L5",119.34,0,0,-70.411000000000001]
["CP","Battery",31,"L7",31.91,0,0,-18.827000000000002]
["CP","Battery",31,"L8",27.15,0,0,-16.018999999999998]
["CP","Battery",31,"L2",267.47000000000003,0,0,-157.80699999999999]
["CP","Battery",31,"B2",216.08,0,0,-127.48699999999999]
["CP","Battery",31,"M4",4.3600000000000003,0,0,-2.5720000000000001]
["CP","Battery",31,"L3",182.45,0,0,-107.646]
["CP","Battery",31,"N6",0.98,0,0,-0.57799999999999996]
["CP","Battery",31,"B4",6.09,0,0,-3.593]
["CP","Battery",31,"K6",8.76,0,0,-5.1680000000000001]
["CP","Battery",31,"C4",8.14,0,0,-4.8029999999999999]
["CP","Battery",31,"D6",25.46,0,0,-15.021000000000001]
["CP","Battery",31,"K4",34.96,0,0,-20.626000000000001]
["CP","Battery",31,"F6",211.24,0,0,-124.63200000000001]
["CP","Battery",31,"E7",20.51,0,0,-12.101000000000001]
["CP","Battery",31,"G5",69.98,0,0,-41.287999999999997]
["CP","Battery",31,"Q5",3.62,0,0,-2.1360000000000001]
["CP","Battery",31,"P5",1.96,0,0,-1.1559999999999999]
["CP","Battery",31,"C5",33.770000000000003,0,0,-19.923999999999999]
["CP","Battery",31,"B1",48.19,0,0,-28.431999999999999]
["CP","Battery",31,"C3",10.27,0,0,-6.0590000000000002]
["CP","Battery",31,"A7",1.96,0,0,-1.1559999999999999]
["CP","Battery",31,"D4",20.77,0,0,-12.254]
["CP","Battery",31,"A4",2.69,0,0,-1.587]
["CP","Battery",31,"A1",22.77,0,0,-13.433999999999999]
["CP","Battery",31,"A6",162.19,0,0,-95.691999999999993]
["CP","Battery",31,"A3",1.96,0,0,-1.1559999999999999]
["CP","Battery",32,"G5",70.92,0,0,-41.843000000000004]
["CP","Battery",32,"N7",1.29,0,0,-0.76100000000000001]
["CP","Battery",32,"S2",6.75,0,0,-3.9830000000000001]
["CP","Battery",32,"N2",11.16,0,0,-6.5839999999999996]
["CP","Battery",32,"S3",0.05,0,0,-0.03]
["CP","Battery",32,"P1",3.87,0,0,-2.2829999999999999]
["CP","Battery",32,"T1",6.05,0,0,-3.57]
["CP","Battery",32,"R5",7.44,0,0,-4.3899999999999997]
["CP","Battery",32,"M5",2.96,0,0,-1.746]
["CP","Battery",32,"R4",3.28,0,0,-1.9350000000000001]
["CP","Battery",32,"Q7",4.13,0,0,-2.4369999999999998]
["CP","Battery",32,"Q6",11.44,0,0,-6.75]
["CP","Battery",32,"M6",13.91,0,0,-8.2070000000000007]
["CP","Battery",32,"Q4",43.38,0,0,-25.594000000000001]
["CP","Battery",32,"Q5",3.94,0,0,-2.3250000000000002]
["CP","Battery",32,"J1",29.49,0,0,-17.399000000000001]
["CP","Battery",32,"H6",62.09,0,0,-36.633000000000003]
["CP","Battery",32,"S7",0.47,0,0,-0.27700000000000002]
["CP","Battery",32,"G7",49.15,0,0,-28.998999999999999]
["CP","Battery",32,"P3",64.39,0,0,-37.99]
["CP","Battery",32,"J3",41.71,0,0,-24.609000000000002]
["CP","Battery",32,"T3",1.92,0,0,-1.133]
["CP","Battery",32,"N6",1.0900000000000001,0,0,-0.64300000000000002]
["CP","Battery",32,"R6",9.14,0,0,-5.3929999999999998]
["CP","Battery",32,"S1",35.799999999999997,0,0,-21.122]
["CP","Battery",32,"S4",0.52,0,0,-0.307]
["CP","Battery",32,"S5",21.23,0,0,-12.526]
["CP","Battery",32,"N4",8.3699999999999992,0,0,-4.9379999999999997]
["CP","Battery",32,"H1",31.58,0,0,-18.632000000000001]
["CP","Battery",32,"S6",0.84,0,0,-0.496]
["CP","Battery",32,"T5",6.19,0,0,-3.6520000000000001]
["CP","Battery",32,"T4",3.26,0,0,-1.923]
["CP","Battery",32,"Q2",63.4,0,0,-37.405999999999999]
["CP","Battery",32,"M8",5.58,0,0,-3.2919999999999998]
["CP","Battery",32,"N3",40.75,0,0,-24.042999999999999]
["CP","Battery",32,"Q8",20.45,0,0,-12.066000000000001]
["CP","Battery",32,"J6",40.74,0,0,-24.036999999999999]
["CP","Battery",32,"A9",2.19,0,0,-1.292]
["CP","Battery",32,"N1",21.03,0,0,-12.407999999999999]
["CP","Battery",32,"N5",4.47,0,0,-2.637]
["CP","Battery",32,"E8",36.93,0,0,-21.789000000000001]
["CP","Battery",32,"F6",215.35,0,0,-127.057]
["CP","Battery",32,"P2",1.1599999999999999,0,0,-0.68400000000000005]
["CP","Battery",32,"C6",16.059999999999999,0,0,-9.4749999999999996]
["CP","Battery",32,"P4",5.81,0,0,-3.4279999999999999]
["CP","Battery",32,"M7",9.07,0,0,-5.351]
["CP","Battery",32,"P7",6.92,0,0,-4.0830000000000002]
["CP","Battery",32,"D5",132.54,0,0,-78.198999999999998]
["CP","Battery",32,"P8",23.82,0,0,-14.054]
["CP","Battery",32,"E1",101.02,0,0,-59.601999999999997]
["CP","Battery",32,"D4",21.28,0,0,-12.555]
["CP","Battery",32,"T2",9.84,0,0,-5.806]
["CP","Battery",32,"L1",103.9,0,0,-61.301000000000002]
["CP","Battery",32,"G6",360.03,0,0,-212.41800000000001]
["CP","Battery",32,"J5",11.95,0,0,-7.0510000000000002]
["CP","Battery",32,"J4",25.03,0,0,-14.768000000000001]
["CP","Battery",32,"H2",91.76,0,0,-54.137999999999998]
["CP","Battery",32,"P5",2.19,0,0,-1.292]
["CP","Battery",32,"C2",283.58,0,0,-167.31200000000001]
["CP","Battery",32,"C1",5.81,0,0,-3.4279999999999999]
["CP","Battery",32,"B4",6.53,0,0,-3.8530000000000002]
["CP","Battery",32,"J7",51.81,0,0,-30.568000000000001]
["CP","Battery",32,"E7",22.06,0,0,-13.015000000000001]
["CP","Battery",32,"L5",121.45,0,0,-71.656000000000006]
["CP","Battery",32,"B3",29.41,0,0,-17.352]
["CP","Battery",32,"B2",219.2,0,0,-129.328]
["CP","Battery",32,"M4",4.72,0,0,-2.7850000000000001]
["CP","Battery",32,"L3",182.87,0,0,-107.893]
["CP","Battery",32,"L7",32.57,0,0,-19.216000000000001]
["CP","Battery",32,"L8",27.51,0,0,-16.231000000000002]
["CP","Battery",32,"C4",8.89,0,0,-5.2450000000000001]
["CP","Battery",32,"K5",40.85,0,0,-24.102]
["CP","Battery",32,"C5",34.770000000000003,0,0,-20.513999999999999]
["CP","Battery",32,"L2",266.10000000000002,0,0,-156.999]
["CP","Battery",32,"C7",26.17,0,0,-15.44]
["CP","Battery",32,"A8",38.32,0,0,-22.609000000000002]
["CP","Battery",32,"D6",27.26,0,0,-16.082999999999998]
["CP","Battery",32,"K6",9.42,0,0,-5.5579999999999998]
["CP","Battery",32,"G1",81.2,0,0,-47.908000000000001]
["CP","Battery",32,"J8",133.26,0,0,-78.623000000000005]
["CP","Battery",32,"P6",7.06,0,0,-4.165]
["CP","Battery",32,"A4",2.95,0,0,-1.7410000000000001]
["CP","Battery",32,"A3",2.19,0,0,-1.292]
["CP","Battery",32,"A6",162.43,0,0,-95.834000000000003]
["CP","Battery",32,"A1",23.04,0,0,-13.593999999999999]
["CP","Battery",32,"A7",2.19,0,0,-1.292]
["CP","Battery",32,"C3",11.1,0,0,-6.5490000000000004]
["CP","Battery",32,"K4",37.64,0,0,-22.207999999999998]
["CP","Battery",32,"B1",47.69,0,0,-28.137]
["CP","Battery",33,"Q7",4.43,0,0,-2.6139999999999999]
["CP","Battery",33,"M5",3.16,0,0,-1.8640000000000001]
["CP","Battery",33,"J4",26.38,0,0,-15.564]
["CP","Battery",33,"J1",31.28,0,0,-18.454999999999998]
["CP","Battery",33,"M6",14.8,0,0,-8.7319999999999993]
["CP","Battery",33,"A7",2.39,0,0,-1.41]
["CP","Battery",33,"Q8",11.1,0,0,-6.5490000000000004]
["CP","Battery",33,"R4",3.59,0,0,-2.1179999999999999]
["CP","Battery",33,"N1",21.07,0,0,-12.430999999999999]
["CP","Battery",33,"Q4",43.93,0,0,-25.919]
["CP","Battery",33,"Q5",4.2300000000000004,0,0,-2.496]
["CP","Battery",33,"T5",6.88,0,0,-4.0590000000000002]
["CP","Battery",33,"Q2",63.91,0,0,-37.707000000000001]
["CP","Battery",33,"T3",2.2000000000000002,0,0,-1.298]
["CP","Battery",33,"P7",7.4,0,0,-4.3659999999999997]
["CP","Battery",33,"M7",9.5500000000000007,0,0,-5.6349999999999998]
["CP","Battery",33,"P8",25.15,0,0,-14.839]
["CP","Battery",33,"P5",2.39,0,0,-1.41]
["CP","Battery",33,"J3",44.34,0,0,-26.161000000000001]
["CP","Battery",33,"P2",1.27,0,0,-0.749]
["CP","Battery",33,"P1",4.1100000000000003,0,0,-2.4249999999999998]
["CP","Battery",33,"N4",8.83,0,0,-5.21]
["CP","Battery",33,"R5",7.94,0,0,-4.6849999999999996]
["CP","Battery",33,"G6",363.58,0,0,-214.512]
["CP","Battery",33,"N3",41.29,0,0,-24.361000000000001]
["CP","Battery",33,"N7",1.41,0,0,-0.83199999999999996]
["CP","Battery",33,"N2",11.27,0,0,-6.649]
["CP","Battery",33,"A8",38.53,0,0,-22.733000000000001]
["CP","Battery",33,"S1",37.82,0,0,-22.314]
["CP","Battery",33,"G7",49.93,0,0,-29.459]
["CP","Battery",33,"S3",0.06,0,0,-3.5000000000000003E-2]
["CP","Battery",33,"S4",0.63,0,0,-0.372]
["CP","Battery",33,"S2",7.11,0,0,-4.1950000000000003]
["CP","Battery",33,"S6",1.02,0,0,-0.60199999999999998]
["CP","Battery",33,"S7",0.56999999999999995,0,0,-0.33600000000000002]
["CP","Battery",33,"M8",6,0,0,-3.54]
["CP","Battery",33,"T2",10.77,0,0,-6.3540000000000001]
["CP","Battery",33,"S5",23.27,0,0,-13.728999999999999]
["CP","Battery",33,"T4",3.57,0,0,-2.1059999999999999]
["CP","Battery",33,"G5",71.790000000000006,0,0,-42.356000000000002]
["CP","Battery",33,"G1",81.760000000000005,0,0,-48.238]
["CP","Battery",33,"N6",1.2,0,0,-0.70799999999999996]
["CP","Battery",33,"F6",220.04,0,0,-129.82400000000001]
["CP","Battery",33,"N5",4.7300000000000004,0,0,-2.7909999999999999]
["CP","Battery",33,"J8",133.56,0,0,-78.8]
["CP","Battery",33,"P3",55.12,0,0,-32.521000000000001]
["CP","Battery",33,"E1",105.95,0,0,-62.511000000000003]
["CP","Battery",33,"H1",10.14,0,0,-5.9829999999999997]
["CP","Battery",33,"P6",7.54,0,0,-4.4489999999999998]
["CP","Battery",33,"C7",27.6,0,0,-16.283999999999999]
["CP","Battery",33,"D5",133.31,0,0,-78.653000000000006]
["CP","Battery",33,"D6",28.91,0,0,-17.056999999999999]
["CP","Battery",33,"K4",40.090000000000003,0,0,-23.652999999999999]
["CP","Battery",33,"T1",6.82,0,0,-4.024]
["CP","Battery",33,"Q6",12.09,0,0,-7.133]
["CP","Battery",33,"P4",6.19,0,0,-3.6520000000000001]
["CP","Battery",33,"L2",266.68,0,0,-157.34100000000001]
["CP","Battery",33,"R6",9.7899999999999991,0,0,-5.7759999999999998]
["CP","Battery",33,"J5",12.68,0,0,-7.4809999999999999]
["CP","Battery",33,"J6",43.08,0,0,-25.417000000000002]
["CP","Battery",33,"H6",66.19,0,0,-39.052]
["CP","Battery",33,"C1",6.33,0,0,-3.7349999999999999]
["CP","Battery",33,"K5",42.33,0,0,-24.975000000000001]
["CP","Battery",33,"K6",10.029999999999999,0,0,-5.9180000000000001]
["CP","Battery",33,"B1",48.14,0,0,-28.402999999999999]
["CP","Battery",33,"L5",123.38,0,0,-72.793999999999997]
["CP","Battery",33,"B3",29.72,0,0,-17.535]
["CP","Battery",33,"L7",33.18,0,0,-19.576000000000001]
["CP","Battery",33,"L8",27.83,0,0,-16.420000000000002]
["CP","Battery",33,"L1",103.9,0,0,-61.301000000000002]
["CP","Battery",33,"B2",222.06,0,0,-131.01499999999999]
["CP","Battery",33,"M4",5.04,0,0,-2.9740000000000002]
["CP","Battery",33,"B4",6.93,0,0,-4.0890000000000004]
["CP","Battery",33,"L3",184.17,0,0,-108.66]
["CP","Battery",33,"C2",284.19,0,0,-167.672]
["CP","Battery",33,"C5",35.67,0,0,-21.045000000000002]
["CP","Battery",33,"C4",9.56,0,0,-5.64]
["CP","Battery",33,"E7",23.48,0,0,-13.853]
["CP","Battery",33,"E8",37.35,0,0,-22.036999999999999]
["CP","Battery",33,"J7",55.32,0,0,-32.639000000000003]
["CP","Battery",33,"H2",92.36,0,0,-54.491999999999997]
["CP","Battery",33,"C3",11.86,0,0,-6.9969999999999999]
["CP","Battery",33,"A1",23.28,0,0,-13.734999999999999]
["CP","Battery",33,"C6",16.59,0,0,-9.7880000000000003]
["CP","Battery",33,"A6",152.63999999999999,0,0,-90.058000000000007]
["CP","Battery",33,"A9",2.39,0,0,-1.41]
["CP","Battery",33,"A3",2.39,0,0,-1.41]
["CP","Battery",33,"A4",3.19,0,0,-1.8819999999999999]
["CP","Battery",33,"D4",22.67,0,0,-13.375]
["CP","Battery",34,"G1",82.46,0,0,-48.651000000000003]
["CP","Battery",34,"P1",4.43,0,0,-2.6139999999999999]
["CP","Battery",34,"N6",1.33,0,0,-0.78500000000000003]
["CP","Battery",34,"P3",56.11,0,0,-33.104999999999997]
["CP","Battery",34,"N4",9.4499999999999993,0,0,-5.5759999999999996]
["CP","Battery",34,"B3",30.12,0,0,-17.771000000000001]
["CP","Battery",34,"T4",3.97,0,0,-2.3420000000000001]
["CP","Battery",34,"D5",134.37,0,0,-79.278000000000006]
["CP","Battery",34,"N2",11.4,0,0,-6.726]
["CP","Battery",34,"N3",42.06,0,0,-24.815000000000001]
["CP","Battery",34,"P5",2.65,0,0,-1.5640000000000001]
["CP","Battery",34,"T5",7.63,0,0,-4.5019999999999998]
["CP","Battery",34,"P4",6.7,0,0,-3.9529999999999998]
["CP","Battery",34,"L3",185.9,0,0,-109.681]
["CP","Battery",34,"M8",6.54,0,0,-3.859]
["CP","Battery",34,"M5",3.41,0,0,-2.012]
["CP","Battery",34,"M6",16.010000000000002,0,0,-9.4459999999999997]
["CP","Battery",34,"L7",33.979999999999997,0,0,-20.047999999999998]
["CP","Battery",34,"N1",21.14,0,0,-12.473000000000001]
["CP","Battery",34,"T3",2.5099999999999998,0,0,-1.4810000000000001]
["CP","Battery",34,"P2",1.4,0,0,-0.82599999999999996]
["CP","Battery",34,"S2",7.79,0,0,-4.5960000000000001]
["CP","Battery",34,"A8",38.799999999999997,0,0,-22.891999999999999]
["CP","Battery",34,"E8",37.92,0,0,-22.373000000000001]
["CP","Battery",34,"R6",10.62,0,0,-6.266]
["CP","Battery",34,"A9",2.65,0,0,-1.5640000000000001]
["CP","Battery",34,"C1",6.99,0,0,-4.1239999999999997]
["CP","Battery",34,"C2",244.98,0,0,-144.53800000000001]
["CP","Battery",34,"R4",3.98,0,0,-2.3479999999999999]
["CP","Battery",34,"L5",125.95,0,0,-74.311000000000007]
["CP","Battery",34,"Q7",4.82,0,0,-2.8439999999999999]
["CP","Battery",34,"Q6",12.98,0,0,-7.6580000000000004]
["CP","Battery",34,"S7",0.76,0,0,-0.44800000000000001]
["CP","Battery",34,"Q8",11.97,0,0,-7.0620000000000003]
["CP","Battery",34,"Q2",64.569999999999993,0,0,-38.095999999999997]
["CP","Battery",34,"A4",3.5,0,0,-2.0649999999999999]
["CP","Battery",34,"A6",117.92,0,0,-69.572999999999993]
["CP","Battery",34,"P7",8.0399999999999991,0,0,-4.7439999999999998]
["CP","Battery",34,"L2",267.45,0,0,-157.79599999999999]
["CP","Battery",34,"P8",26.98,0,0,-15.917999999999999]
["CP","Battery",34,"K4",43.39,0,0,-25.6]
["CP","Battery",34,"T2",10.76,0,0,-6.3479999999999999]
["CP","Battery",34,"J1",33.71,0,0,-19.888999999999999]
["CP","Battery",34,"J8",133.97,0,0,-79.042000000000002]
["CP","Battery",34,"H6",71.680000000000007,0,0,-42.290999999999997]
["CP","Battery",34,"P6",8.17,0,0,-4.82]
["CP","Battery",34,"A7",2.65,0,0,-1.5640000000000001]
["CP","Battery",34,"R5",8.61,0,0,-5.08]
["CP","Battery",34,"Q5",4.6100000000000003,0,0,-2.72]
["CP","Battery",34,"S1",41.57,0,0,-24.526]
["CP","Battery",34,"S3",0.08,0,0,-4.7E-2]
["CP","Battery",34,"Q4",44.67,0,0,-26.355]
["CP","Battery",34,"L8",28.24,0,0,-16.661999999999999]
["CP","Battery",34,"M7",10.220000000000001,0,0,-6.03]
["CP","Battery",34,"N5",5.09,0,0,-3.0030000000000001]
["CP","Battery",34,"H1",10.89,0,0,-6.4249999999999998]
["CP","Battery",34,"N7",1.55,0,0,-0.91500000000000004]
["CP","Battery",34,"J4",28.28,0,0,-16.684999999999999]
["CP","Battery",34,"J5",13.67,0,0,-8.0649999999999995]
["CP","Battery",34,"J3",47.91,0,0,-28.266999999999999]
["CP","Battery",34,"C4",10.42,0,0,-6.1479999999999997]
["CP","Battery",34,"J7",60,0,0,-35.4]
["CP","Battery",34,"S5",27.13,0,0,-16.007000000000001]
["CP","Battery",34,"B1",48.76,0,0,-28.768000000000001]
["CP","Battery",34,"B4",7.48,0,0,-4.4130000000000003]
["CP","Battery",34,"C6",17.27,0,0,-10.189]
["CP","Battery",34,"B2",225.88,0,0,-133.26900000000001]
["CP","Battery",34,"C3",12.87,0,0,-7.593]
["CP","Battery",34,"C5",36.869999999999997,0,0,-21.753]
["CP","Battery",34,"D6",31.18,0,0,-18.396000000000001]
["CP","Battery",34,"D4",24.53,0,0,-14.473000000000001]
["CP","Battery",34,"E1",112.73,0,0,-66.510999999999996]
["CP","Battery",34,"A1",23.6,0,0,-13.923999999999999]
["CP","Battery",34,"A3",2.65,0,0,-1.5640000000000001]
["CP","Battery",34,"K6",10.199999999999999,0,0,-6.0179999999999998]
["CP","Battery",34,"K5",44.28,0,0,-26.125]
["CP","Battery",34,"J6",46.22,0,0,-27.27]
["CP","Battery",34,"H2",93.2,0,0,-54.988]
["CP","Battery",34,"G7",50.95,0,0,-30.061]
["CP","Battery",34,"G6",368.47,0,0,-217.39699999999999]
["CP","Battery",34,"G5",72.91,0,0,-43.017000000000003]
["CP","Battery",34,"F6",226.3,0,0,-133.517]
["CP","Battery",34,"E7",25.4,0,0,-14.986000000000001]
["CP","Battery",34,"S4",0.84,0,0,-0.496]
["CP","Battery",34,"C7",29.61,0,0,-17.47]
["CP","Battery",34,"L1",103.9,0,0,-61.301000000000002]
["CP","Battery",34,"M4",5.47,0,0,-3.2269999999999999]
["CP","Battery",34,"S6",1.36,0,0,-0.80200000000000005]
["CP","Battery",34,"T1",7.67,0,0,-4.5250000000000004]
["CP","Battery",35,"J5",14.47,0,0,-8.5370000000000008]
["CP","Battery",35,"R6",11.34,0,0,-6.6909999999999998]
["CP","Battery",35,"J4",29.83,0,0,-17.600000000000001]
["CP","Battery",35,"B4",7.9,0,0,-4.6609999999999996]
["CP","Battery",35,"N4",10.01,0,0,-5.9059999999999997]
["CP","Battery",35,"N1",1.21,0,0,-0.71399999999999997]
["CP","Battery",35,"M6",16.97,0,0,-10.012]
["CP","Battery",35,"M4",5.81,0,0,-3.4279999999999999]
["CP","Battery",35,"L8",28.59,0,0,-16.867999999999999]
["CP","Battery",35,"T3",2.94,0,0,-1.7350000000000001]
["CP","Battery",35,"L7",14.62,0,0,-8.6259999999999994]
["CP","Battery",35,"C6",17.8,0,0,-10.502000000000001]
["CP","Battery",35,"B1",49.25,0,0,-29.058]
["CP","Battery",35,"A8",39.01,0,0,-23.015999999999998]
["CP","Battery",35,"T4",4.5199999999999996,0,0,-2.6669999999999998]
["CP","Battery",35,"A6",118.13,0,0,-69.697000000000003]
["CP","Battery",35,"T2",12,0,0,-7.08]
["CP","Battery",35,"T5",8.56,0,0,-5.05]
["CP","Battery",35,"B2",218.87,0,0,-129.13300000000001]
["CP","Battery",35,"A3",2.85,0,0,-1.6819999999999999]
["CP","Battery",35,"A4",3.75,0,0,-2.2130000000000001]
["CP","Battery",35,"A1",23.86,0,0,-14.077]
["CP","Battery",35,"R4",4.28,0,0,-2.5249999999999999]
["CP","Battery",35,"K4",45.99,0,0,-27.134]
["CP","Battery",35,"L3",186.28,0,0,-109.905]
["CP","Battery",35,"L2",268.06,0,0,-158.155]
["CP","Battery",35,"N6",1.43,0,0,-0.84399999999999997]
["CP","Battery",35,"J3",50.71,0,0,-29.919]
["CP","Battery",35,"J1",35.729999999999997,0,0,-21.081]
["CP","Battery",35,"J8",77.59,0,0,-45.777999999999999]
["CP","Battery",35,"R5",9.17,0,0,-5.41]
["CP","Battery",35,"C5",37.85,0,0,-22.332000000000001]
["CP","Battery",35,"N3",12.66,0,0,-7.4690000000000003]
["CP","Battery",35,"K6",10.83,0,0,-6.39]
["CP","Battery",35,"B3",5.44,0,0,-3.21]
["CP","Battery",35,"M8",6.99,0,0,-4.1239999999999997]
["CP","Battery",35,"G7",51.77,0,0,-30.544]
["CP","Battery",35,"H1",11.55,0,0,-6.8150000000000004]
["CP","Battery",35,"T1",8.82,0,0,-5.2039999999999997]
["CP","Battery",35,"S7",0.94,0,0,-0.55500000000000005]
["CP","Battery",35,"G6",372.3,0,0,-219.65700000000001]
["CP","Battery",35,"G5",73.790000000000006,0,0,-43.536000000000001]
["CP","Battery",35,"F6",231.33,0,0,-136.48500000000001]
["CP","Battery",35,"G1",63.01,0,0,-37.176000000000002]
["CP","Battery",35,"S2",8.17,0,0,-4.82]
["CP","Battery",35,"E8",38.369999999999997,0,0,-22.638000000000002]
["CP","Battery",35,"P3",56.93,0,0,-33.588999999999999]
["CP","Battery",35,"Q4",10.3,0,0,-6.077]
["CP","Battery",35,"P7",8.57,0,0,-5.056]
["CP","Battery",35,"Q7",5.15,0,0,-3.0390000000000001]
["CP","Battery",35,"E7",26.9,0,0,-15.871]
["CP","Battery",35,"P2",1.51,0,0,-0.89100000000000001]
["CP","Battery",35,"E1",118.04,0,0,-69.644000000000005]
["CP","Battery",35,"J7",63.69,0,0,-37.576999999999998]
["CP","Battery",35,"Q8",12.71,0,0,-7.4989999999999997]
["CP","Battery",35,"Q6",13.77,0,0,-8.1240000000000006]
["CP","Battery",35,"S3",0.1,0,0,-5.8999999999999997E-2]
["CP","Battery",35,"K5",35.82,0,0,-21.134]
["CP","Battery",35,"L1",54,0,0,-31.86]
["CP","Battery",35,"M7",10.83,0,0,-6.39]
["CP","Battery",35,"P8",28.59,0,0,-16.867999999999999]
["CP","Battery",35,"C7",31.18,0,0,-18.396000000000001]
["CP","Battery",35,"Q2",9.2100000000000009,0,0,-5.4340000000000002]
["CP","Battery",35,"D6",32.950000000000003,0,0,-19.440999999999999]
["CP","Battery",35,"A7",2.85,0,0,-1.6819999999999999]
["CP","Battery",35,"H6",76.08,0,0,-44.887]
["CP","Battery",35,"Q5",4.93,0,0,-2.9089999999999998]
["CP","Battery",35,"H2",73.92,0,0,-43.613]
["CP","Battery",35,"D4",26,0,0,-15.34]
["CP","Battery",35,"A9",2.85,0,0,-1.6819999999999999]
["CP","Battery",35,"C1",7.51,0,0,-4.431]
["CP","Battery",35,"S4",1.04,0,0,-0.61399999999999999]
["CP","Battery",35,"P1",4.7,0,0,-2.7730000000000001]
["CP","Battery",35,"C4",11.14,0,0,-6.5730000000000004]
["CP","Battery",35,"M5",3.63,0,0,-2.1419999999999999]
["CP","Battery",35,"P5",2.85,0,0,-1.6819999999999999]
["CP","Battery",35,"P6",8.6999999999999993,0,0,-5.133]
["CP","Battery",35,"S5",30.06,0,0,-17.734999999999999]
["CP","Battery",35,"S6",1.68,0,0,-0.99099999999999999]
["CP","Battery",35,"L5",107.98,0,0,-63.707999999999998]
["CP","Battery",35,"S1",43.53,0,0,-25.683]
["CP","Battery",35,"N5",5.41,0,0,-3.1920000000000002]
["CP","Battery",35,"J6",48.77,0,0,-28.774000000000001]
["CP","Battery",35,"C3",13.67,0,0,-8.0649999999999995]
["CP","Battery",35,"P4",7.13,0,0,-4.2069999999999999]
["CP","Battery",35,"N2",1.5,0,0,-0.88500000000000001]
["CP","Battery",35,"D5",135.19999999999999,0,0,-79.768000000000001]
["CP","Battery",35,"N7",1.66,0,0,-0.97899999999999998]
["CP","Battery",35,"C2",245.6,0,0,-144.904]
["CP","Battery",36,"K6",11.55,0,0,-6.8150000000000004]
["CP","Battery",36,"M4",6.19,0,0,-3.6520000000000001]
["CP","Battery",36,"M8",7.48,0,0,-4.4130000000000003]
["CP","Battery",36,"L7",15.33,0,0,-9.0449999999999999]
["CP","Battery",36,"B3",5.8,0,0,-3.4220000000000002]
["CP","Battery",36,"T5",9.4,0,0,-5.5460000000000003]
["CP","Battery",36,"S3",0.12,0,0,-7.0999999999999994E-2]
["CP","Battery",36,"T4",5.04,0,0,-2.9740000000000002]
["CP","Battery",36,"T2",13.1,0,0,-7.7290000000000001]
["CP","Battery",36,"T1",9.86,0,0,-5.8170000000000002]
["CP","Battery",36,"S4",1.26,0,0,-0.74299999999999999]
["CP","Battery",36,"S6",2.04,0,0,-1.204]
["CP","Battery",36,"B4",8.39,0,0,-4.95]
["CP","Battery",36,"S2",8.76,0,0,-5.1680000000000001]
["CP","Battery",36,"S1",46.92,0,0,-27.683]
["CP","Battery",36,"R5",9.7799999999999994,0,0,-5.77]
["CP","Battery",36,"R6",12.1,0,0,-7.1390000000000002]
["CP","Battery",36,"S5",33.86,0,0,-19.977]
["CP","Battery",36,"L5",110.27,0,0,-65.058999999999997]
["CP","Battery",36,"J4",31.53,0,0,-18.603000000000002]
["CP","Battery",36,"L1",54,0,0,-31.86]
["CP","Battery",36,"J8",77.95,0,0,-45.991]
["CP","Battery",36,"J6",51.58,0,0,-30.431999999999999]
["CP","Battery",36,"J7",67.849999999999994,0,0,-40.031999999999996]
["CP","Battery",36,"J5",15.35,0,0,-9.0570000000000004]
["CP","Battery",36,"J3",53.87,0,0,-31.783000000000001]
["CP","Battery",36,"R4",4.63,0,0,-2.7320000000000002]
["CP","Battery",36,"N2",1.62,0,0,-0.95599999999999996]
["CP","Battery",36,"B2",222.26,0,0,-131.13300000000001]
["CP","Battery",36,"P6",9.2799999999999994,0,0,-5.4749999999999996]
["CP","Battery",36,"P4",7.59,0,0,-4.4779999999999998]
["CP","Battery",36,"P5",3.08,0,0,-1.8169999999999999]
["CP","Battery",36,"P1",4.99,0,0,-2.944]
["CP","Battery",36,"N7",1.79,0,0,-1.056]
["CP","Battery",36,"N6",1.54,0,0,-0.90900000000000003]
["CP","Battery",36,"N5",5.74,0,0,-3.387]
["CP","Battery",36,"N4",10.58,0,0,-6.242]
["CP","Battery",36,"P3",57.82,0,0,-34.113999999999997]
["CP","Battery",36,"A9",3.08,0,0,-1.8169999999999999]
["CP","Battery",36,"S7",1.1399999999999999,0,0,-0.67300000000000004]
["CP","Battery",36,"T3",3.32,0,0,-1.9590000000000001]
["CP","Battery",36,"L2",268.74,0,0,-158.55699999999999]
["CP","Battery",36,"A3",3.08,0,0,-1.8169999999999999]
["CP","Battery",36,"Q2",9.8000000000000007,0,0,-5.782]
["CP","Battery",36,"J1",37.92,0,0,-22.373000000000001]
["CP","Battery",36,"K4",48.92,0,0,-28.863]
["CP","Battery",36,"P8",30.27,0,0,-17.859000000000002]
["CP","Battery",36,"L3",187.82,0,0,-110.81399999999999]
["CP","Battery",36,"C3",14.56,0,0,-8.59]
["CP","Battery",36,"D6",34.950000000000003,0,0,-20.620999999999999]
["CP","Battery",36,"G1",63.63,0,0,-37.542000000000002]
["CP","Battery",36,"K5",37.56,0,0,-22.16]
["CP","Battery",36,"C2",246.3,0,0,-145.31700000000001]
["CP","Battery",36,"Q4",10.96,0,0,-6.4660000000000002]
["CP","Battery",36,"A1",24.14,0,0,-14.243]
["CP","Battery",36,"A4",4.0199999999999996,0,0,-2.3719999999999999]
["CP","Battery",36,"A6",118.38,0,0,-69.843999999999994]
["CP","Battery",36,"N1",1.27,0,0,-0.749]
["CP","Battery",36,"A7",3.08,0,0,-1.8169999999999999]
["CP","Battery",36,"H1",12.25,0,0,-7.2279999999999998]
["CP","Battery",36,"G5",74.790000000000006,0,0,-44.125999999999998]
["CP","Battery",36,"A8",39.25,0,0,-23.158000000000001]
["CP","Battery",36,"G6",376.62,0,0,-222.20599999999999]
["CP","Battery",36,"M5",3.86,0,0,-2.2770000000000001]
["CP","Battery",36,"Q7",5.5,0,0,-3.2450000000000001]
["CP","Battery",36,"M6",18.04,0,0,-10.644]
["CP","Battery",36,"Q5",5.27,0,0,-3.109]
["CP","Battery",36,"Q8",13.51,0,0,-7.9710000000000001]
["CP","Battery",36,"G7",52.67,0,0,-31.074999999999999]
["CP","Battery",36,"H2",74.680000000000007,0,0,-44.061]
["CP","Battery",36,"E8",38.869999999999997,0,0,-22.933]
["CP","Battery",36,"F6",236.92,0,0,-139.78299999999999]
["CP","Battery",36,"E7",28.6,0,0,-16.873999999999999]
["CP","Battery",36,"P7",9.15,0,0,-5.399]
["CP","Battery",36,"E1",124.04,0,0,-73.183999999999997]
["CP","Battery",36,"C7",32.950000000000003,0,0,-19.440999999999999]
["CP","Battery",36,"D5",136.13999999999999,0,0,-80.322999999999993]
["CP","Battery",36,"Q6",14.59,0,0,-8.6080000000000005]
["CP","Battery",36,"H6",80.97,0,0,-47.771999999999998]
["CP","Battery",36,"C6",18.399999999999999,0,0,-10.856]
["CP","Battery",36,"C5",38.93,0,0,-22.969000000000001]
["CP","Battery",36,"N3",13.34,0,0,-7.8710000000000004]
["CP","Battery",36,"C4",11.92,0,0,-7.0330000000000004]
["CP","Battery",36,"D4",27.65,0,0,-16.314]
["CP","Battery",36,"P2",1.63,0,0,-0.96199999999999997]
["CP","Battery",36,"M7",11.45,0,0,-6.7560000000000002]
["CP","Battery",36,"C1",8.1,0,0,-4.7789999999999999]
["CP","Battery",36,"L8",28.97,0,0,-17.091999999999999]
["CP","Battery",36,"B1",49.8,0,0,-29.382000000000001]
["CP","Battery",37,"L7",15.75,0,0,-9.2929999999999993]
["CP","Battery",37,"R4",4.84,0,0,-2.8559999999999999]
["CP","Battery",37,"P1",5.16,0,0,-3.044]
["CP","Battery",37,"Q4",11.36,0,0,-6.702]
["CP","Battery",37,"Q5",5.47,0,0,-3.2269999999999999]
["CP","Battery",37,"Q6",15.07,0,0,-8.891]
["CP","Battery",37,"R5",10.14,0,0,-5.9829999999999997]
["CP","Battery",37,"A3",3.23,0,0,-1.9059999999999999]
["CP","Battery",37,"Q8",13.97,0,0,-8.2420000000000009]
["CP","Battery",37,"S2",9.08,0,0,-5.3570000000000002]
["CP","Battery",37,"S3",0.13,0,0,-7.6999999999999999E-2]
["CP","Battery",37,"S5",36.53,0,0,-21.553000000000001]
["CP","Battery",37,"S6",2.3199999999999998,0,0,-1.369]
["CP","Battery",37,"S7",1.29,0,0,-0.76100000000000001]
["CP","Battery",37,"T4",5.36,0,0,-3.1619999999999999]
["CP","Battery",37,"T5",9.9499999999999993,0,0,-5.8710000000000004]
["CP","Battery",37,"T1",10.56,0,0,-6.23]
["CP","Battery",37,"S4",1.42,0,0,-0.83799999999999997]
["CP","Battery",37,"S1",48.73,0,0,-28.751000000000001]
["CP","Battery",37,"T3",3.6,0,0,-2.1240000000000001]
["CP","Battery",37,"R6",12.56,0,0,-7.41]
["CP","Battery",37,"Q7",5.72,0,0,-3.375]
["CP","Battery",37,"Q2",10.15,0,0,-5.9889999999999999]
["CP","Battery",37,"P8",31.24,0,0,-18.431999999999999]
["CP","Battery",37,"P7",9.5,0,0,-5.6050000000000004]
["CP","Battery",37,"A1",24.31,0,0,-14.343]
["CP","Battery",37,"L1",54,0,0,-31.86]
["CP","Battery",37,"G7",53.22,0,0,-31.4]
["CP","Battery",37,"B1",50.11,0,0,-29.565000000000001]
["CP","Battery",37,"F6",240.16,0,0,-141.69399999999999]
["CP","Battery",37,"B2",224.21,0,0,-132.28399999999999]
["CP","Battery",37,"A6",118.52,0,0,-69.927000000000007]
["CP","Battery",37,"M7",11.82,0,0,-6.9740000000000002]
["CP","Battery",37,"N2",1.7,0,0,-1.0029999999999999]
["CP","Battery",37,"L2",269.14,0,0,-158.79300000000001]
["CP","Battery",37,"G6",379.04,0,0,-223.63399999999999]
["CP","Battery",37,"C7",33.92,0,0,-20.013000000000002]
["CP","Battery",37,"C6",18.760000000000002,0,0,-11.068]
["CP","Battery",37,"A9",3.23,0,0,-1.9059999999999999]
["CP","Battery",37,"L8",29.19,0,0,-17.222000000000001]
["CP","Battery",37,"H2",75.11,0,0,-44.314999999999998]
["CP","Battery",37,"A7",3.23,0,0,-1.9059999999999999]
["CP","Battery",37,"B3",6.01,0,0,-3.5459999999999998]
["CP","Battery",37,"N7",1.86,0,0,-1.097]
["CP","Battery",37,"K6",11.96,0,0,-7.056]
["CP","Battery",37,"P2",1.7,0,0,-1.0029999999999999]
["CP","Battery",37,"M6",18.649999999999999,0,0,-11.004]
["CP","Battery",37,"J1",39.19,0,0,-23.122]
["CP","Battery",37,"D5",136.66999999999999,0,0,-80.635000000000005]
["CP","Battery",37,"E1",127.38,0,0,-75.153999999999996]
["CP","Battery",37,"D6",36.07,0,0,-21.280999999999999]
["CP","Battery",37,"J4",32.479999999999997,0,0,-19.163]
["CP","Battery",37,"E7",29.56,0,0,-17.440000000000001]
["CP","Battery",37,"K4",50.6,0,0,-29.853999999999999]
["CP","Battery",37,"A4",4.1900000000000004,0,0,-2.472]
["CP","Battery",37,"H6",83.81,0,0,-49.448]
["CP","Battery",37,"C1",8.4600000000000009,0,0,-4.9909999999999997]
["CP","Battery",37,"C3",15.08,0,0,-8.8970000000000002]
["CP","Battery",37,"C2",246.71,0,0,-145.559]
["CP","Battery",37,"C4",12.4,0,0,-7.3159999999999998]
["CP","Battery",37,"C5",39.56,0,0,-23.34]
["CP","Battery",37,"P5",3.23,0,0,-1.9059999999999999]
["CP","Battery",37,"N1",1.31,0,0,-0.77300000000000002]
["CP","Battery",37,"M8",7.78,0,0,-4.59]
["CP","Battery",37,"P6",9.6199999999999992,0,0,-5.6760000000000002]
["CP","Battery",37,"N3",13.7,0,0,-8.0830000000000002]
["CP","Battery",37,"P4",7.87,0,0,-4.6429999999999998]
["CP","Battery",37,"P3",58.34,0,0,-34.420999999999999]
["CP","Battery",37,"N4",10.92,0,0,-6.4429999999999996]
["CP","Battery",37,"M5",4,0,0,-2.36]
["CP","Battery",37,"N6",1.61,0,0,-0.95]
["CP","Battery",37,"N5",5.93,0,0,-3.4990000000000001]
["CP","Battery",37,"M4",6.42,0,0,-3.7879999999999998]
["CP","Battery",37,"H1",12.65,0,0,-7.4640000000000004]
["CP","Battery",37,"L5",111.59,0,0,-65.837999999999994]
["CP","Battery",37,"G5",75.38,0,0,-44.473999999999997]
["CP","Battery",37,"K5",38.57,0,0,-22.756]
["CP","Battery",37,"G1",64.010000000000005,0,0,-37.765999999999998]
["CP","Battery",37,"J8",78.16,0,0,-46.113999999999997]
["CP","Battery",37,"J7",70.25,0,0,-41.448]
["CP","Battery",37,"J6",53.21,0,0,-31.393999999999998]
["CP","Battery",37,"J5",15.85,0,0,-9.3520000000000003]
["CP","Battery",37,"E8",39.159999999999997,0,0,-23.103999999999999]
["CP","Battery",37,"J3",55.66,0,0,-32.838999999999999]
["CP","Battery",37,"D4",28.6,0,0,-16.873999999999999]
["CP","Battery",37,"L3",188.71,0,0,-111.339]
["CP","Battery",37,"B4",8.66,0,0,-5.109]
["CP","Battery",37,"A8",39.39,0,0,-23.24]
["CP","Battery",37,"T2",13.82,0,0,-8.1539999999999999]
["CP","Battery",38,"L7",16.04,0,0,-9.4640000000000004]
["CP","Battery",38,"M5",4.0999999999999996,0,0,-2.419]
["CP","Battery",38,"L3",189.34,0,0,-111.711]
["CP","Battery",38,"M6",19.09,0,0,-11.263]
["CP","Battery",38,"M8",7.99,0,0,-4.7140000000000004]
["CP","Battery",38,"N1",1.34,0,0,-0.79100000000000004]
["CP","Battery",38,"N2",1.75,0,0,-1.0329999999999999]
["CP","Battery",38,"N4",11.18,0,0,-6.5960000000000001]
["CP","Battery",38,"N6",1.66,0,0,-0.97899999999999998]
["CP","Battery",38,"N5",6.08,0,0,-3.5870000000000002]
["CP","Battery",38,"P3",58.71,0,0,-34.639000000000003]
["CP","Battery",38,"P6",9.8699999999999992,0,0,-5.8230000000000004]
["CP","Battery",38,"P7",9.75,0,0,-5.7530000000000001]
["CP","Battery",38,"P5",3.32,0,0,-1.9590000000000001]
["CP","Battery",38,"Q7",5.87,0,0,-3.4630000000000001]
["CP","Battery",38,"A4",4.3,0,0,-2.5369999999999999]
["CP","Battery",38,"R4",4.9800000000000004,0,0,-2.9380000000000002]
["CP","Battery",38,"Q5",5.62,0,0,-3.3159999999999998]
["CP","Battery",38,"R6",12.89,0,0,-7.6050000000000004]
["CP","Battery",38,"A3",3.32,0,0,-1.9590000000000001]
["CP","Battery",38,"A7",3.32,0,0,-1.9590000000000001]
["CP","Battery",38,"A8",39.49,0,0,-23.298999999999999]
["CP","Battery",38,"B2",225.59,0,0,-133.09800000000001]
["CP","Battery",38,"B3",6.15,0,0,-3.629]
["CP","Battery",38,"B4",8.86,0,0,-5.2270000000000003]
["CP","Battery",38,"A9",3.32,0,0,-1.9590000000000001]
["CP","Battery",38,"C2",247,0,0,-145.72999999999999]
["CP","Battery",38,"C4",12.74,0,0,-7.5170000000000003]
["CP","Battery",38,"A1",24.43,0,0,-14.414]
["CP","Battery",38,"T4",5.64,0,0,-3.3279999999999998]
["CP","Battery",38,"C6",19.010000000000002,0,0,-11.215999999999999]
["CP","Battery",38,"T1",11.19,0,0,-6.6020000000000003]
["CP","Battery",38,"Q4",11.66,0,0,-6.8789999999999996]
["CP","Battery",38,"S7",1.45,0,0,-0.85599999999999998]
["CP","Battery",38,"E1",129.79,0,0,-76.575999999999993]
["CP","Battery",38,"E7",30.25,0,0,-17.847999999999999]
["CP","Battery",38,"S3",0.15,0,0,-8.8999999999999996E-2]
["CP","Battery",38,"F6",242.48,0,0,-143.06299999999999]
["CP","Battery",38,"G1",64.27,0,0,-37.918999999999997]
["CP","Battery",38,"R5",10.4,0,0,-6.1360000000000001]
["CP","Battery",38,"G5",75.790000000000006,0,0,-44.716000000000001]
["CP","Battery",38,"G7",53.6,0,0,-31.623999999999999]
["CP","Battery",38,"Q6",15.44,0,0,-9.11]
["CP","Battery",38,"H1",12.95,0,0,-7.641]
["CP","Battery",38,"H2",75.44,0,0,-44.51]
["CP","Battery",38,"Q2",10.39,0,0,-6.13]
["CP","Battery",38,"P8",31.98,0,0,-18.867999999999999]
["CP","Battery",38,"J4",33.18,0,0,-19.576000000000001]
["CP","Battery",38,"P4",8.07,0,0,-4.7610000000000001]
["CP","Battery",38,"P2",1.75,0,0,-1.0329999999999999]
["CP","Battery",38,"P1",5.29,0,0,-3.121]
["CP","Battery",38,"J1",40.119999999999997,0,0,-23.670999999999999]
["CP","Battery",38,"K6",12.26,0,0,-7.2329999999999997]
["CP","Battery",38,"N7",1.92,0,0,-1.133]
["CP","Battery",38,"N3",13.97,0,0,-8.2420000000000009]
["CP","Battery",38,"M7",12.1,0,0,-7.1390000000000002]
["CP","Battery",38,"L1",54,0,0,-31.86]
["CP","Battery",38,"J3",56.95,0,0,-33.600999999999999]
["CP","Battery",38,"L8",29.35,0,0,-17.317]
["CP","Battery",38,"L2",269.42,0,0,-158.958]
["CP","Battery",38,"K4",51.8,0,0,-30.562000000000001]
["CP","Battery",38,"J6",54.39,0,0,-32.090000000000003]
["CP","Battery",38,"J5",16.21,0,0,-9.5640000000000001]
["CP","Battery",38,"H6",85.83,0,0,-50.64]
["CP","Battery",38,"G6",380.77,0,0,-224.654]
["CP","Battery",38,"E8",39.36,0,0,-23.222000000000001]
["CP","Battery",38,"D6",36.869999999999997,0,0,-21.753]
["CP","Battery",38,"D5",137.04,0,0,-80.853999999999999]
["CP","Battery",38,"C3",15.45,0,0,-9.1159999999999997]
["CP","Battery",38,"D4",29.27,0,0,-17.268999999999998]
["CP","Battery",38,"C7",34.619999999999997,0,0,-20.425999999999998]
["CP","Battery",38,"C5",40.01,0,0,-23.606000000000002]
["CP","Battery",38,"C1",8.7100000000000009,0,0,-5.1390000000000002]
["CP","Battery",38,"B1",50.33,0,0,-29.695]
["CP","Battery",38,"A6",118.63,0,0,-69.992000000000004]
["CP","Battery",38,"T3",3.86,0,0,-2.2770000000000001]
["CP","Battery",38,"J8",78.31,0,0,-46.203000000000003]
["CP","Battery",38,"J7",71.95,0,0,-42.451000000000001]
["CP","Battery",38,"T5",10.47,0,0,-6.1769999999999996]
["CP","Battery",38,"S4",1.6,0,0,-0.94399999999999995]
["CP","Battery",38,"S6",2.6,0,0,-1.534]
["CP","Battery",38,"S5",39.01,0,0,-23.015999999999998]
["CP","Battery",38,"M4",6.58,0,0,-3.8820000000000001]
["CP","Battery",38,"Q8",14.32,0,0,-8.4489999999999998]
["CP","Battery",38,"L5",112.53,0,0,-66.393000000000001]
["CP","Battery",38,"K5",39.29,0,0,-23.181000000000001]
["CP","Battery",38,"S2",9.3800000000000008,0,0,-5.5339999999999998]
["CP","Battery",38,"S1",50.42,0,0,-29.748000000000001]
["CP","Battery",38,"T2",14.49,0,0,-8.5489999999999995]
["CP","Battery",39,"N2",1.77,0,0,-1.044]
["CP","Battery",39,"M6",19.21,0,0,-11.334]
["CP","Battery",39,"L7",16.13,0,0,-9.5169999999999995]
["CP","Battery",39,"L2",269.51,0,0,-159.011]
["CP","Battery",39,"L1",54,0,0,-31.86]
["CP","Battery",39,"J8",78.349999999999994,0,0,-46.226999999999997]
["CP","Battery",39,"J4",33.33,0,0,-19.664999999999999]
["CP","Battery",39,"H2",75.53,0,0,-44.563000000000002]
["CP","Battery",39,"G6",381.18,0,0,-224.89599999999999]
["CP","Battery",39,"G5",75.94,0,0,-44.805]
["CP","Battery",39,"E7",30.44,0,0,-17.96]
["CP","Battery",39,"D4",29.46,0,0,-17.381]
["CP","Battery",39,"C7",34.75,0,0,-20.503]
["CP","Battery",39,"C6",19.11,0,0,-11.275]
["CP","Battery",39,"C5",40.14,0,0,-23.683]
["CP","Battery",39,"C4",12.86,0,0,-7.5869999999999997]
["CP","Battery",39,"B4",8.91,0,0,-5.2569999999999997]
["CP","Battery",39,"A9",3.36,0,0,-1.982]
["CP","Battery",39,"A4",4.34,0,0,-2.5609999999999999]
["CP","Battery",39,"C2",247.1,0,0,-145.78899999999999]
["CP","Battery",39,"T5",10.81,0,0,-6.3780000000000001]
["CP","Battery",39,"S3",0.16,0,0,-9.4E-2]
["CP","Battery",39,"T4",5.86,0,0,-3.4569999999999999]
["CP","Battery",39,"Q7",5.93,0,0,-3.4990000000000001]
["CP","Battery",39,"A1",24.48,0,0,-14.443]
["CP","Battery",39,"L8",29.41,0,0,-17.352]
["CP","Battery",39,"L5",112.81,0,0,-66.558000000000007]
["CP","Battery",39,"M5",4.13,0,0,-2.4369999999999998]
["CP","Battery",39,"M7",12.18,0,0,-7.1859999999999999]
["CP","Battery",39,"M8",8.07,0,0,-4.7610000000000001]
["CP","Battery",39,"N1",1.35,0,0,-0.79700000000000004]
["CP","Battery",39,"N3",14,0,0,-8.26]
["CP","Battery",39,"N4",11.25,0,0,-6.6379999999999999]
["CP","Battery",39,"A3",3.36,0,0,-1.982]
["CP","Battery",39,"N5",6.12,0,0,-3.6110000000000002]
["CP","Battery",39,"P2",1.77,0,0,-1.044]
["CP","Battery",39,"P4",8.14,0,0,-4.8029999999999999]
["CP","Battery",39,"P5",3.36,0,0,-1.982]
["CP","Battery",39,"P6",9.9600000000000009,0,0,-5.8760000000000003]
["CP","Battery",39,"M4",6.63,0,0,-3.9119999999999999]
["CP","Battery",39,"P8",32.200000000000003,0,0,-18.998000000000001]
["CP","Battery",39,"Q2",10.47,0,0,-6.1769999999999996]
["CP","Battery",39,"Q4",11.76,0,0,-6.9379999999999997]
["CP","Battery",39,"A6",118.67,0,0,-70.015000000000001]
["CP","Battery",39,"Q8",14.43,0,0,-8.5139999999999993]
["CP","Battery",39,"A8",39.53,0,0,-23.323]
["CP","Battery",39,"R6",13.01,0,0,-7.6760000000000002]
["CP","Battery",39,"S1",51.19,0,0,-30.202000000000002]
["CP","Battery",39,"S4",1.73,0,0,-1.0209999999999999]
["CP","Battery",39,"Q6",15.55,0,0,-9.1750000000000007]
["CP","Battery",39,"S5",40.869999999999997,0,0,-24.113]
["CP","Battery",39,"S7",1.57,0,0,-0.92600000000000005]
["CP","Battery",39,"B2",226,0,0,-133.34]
["CP","Battery",39,"T2",14.93,0,0,-8.8089999999999993]
["CP","Battery",39,"B3",6.2,0,0,-3.6579999999999999]
["CP","Battery",39,"C3",15.57,0,0,-9.1859999999999999]
["CP","Battery",39,"B1",50.38,0,0,-29.724]
["CP","Battery",39,"C1",8.81,0,0,-5.1980000000000004]
["CP","Battery",39,"A7",3.36,0,0,-1.982]
["CP","Battery",39,"T1",11.68,0,0,-6.891]
["CP","Battery",39,"D5",137.13999999999999,0,0,-80.912999999999997]
["CP","Battery",39,"D6",37.07,0,0,-21.870999999999999]
["CP","Battery",39,"T3",4.05,0,0,-2.39]
["CP","Battery",39,"E8",39.409999999999997,0,0,-23.251999999999999]
["CP","Battery",39,"E1",130.34,0,0,-76.900999999999996]
["CP","Battery",39,"S6",2.82,0,0,-1.6639999999999999]
["CP","Battery",39,"G1",64.38,0,0,-37.984000000000002]
["CP","Battery",39,"S2",9.51,0,0,-5.6109999999999998]
["CP","Battery",39,"G7",53.74,0,0,-31.707000000000001]
["CP","Battery",39,"H1",13.05,0,0,-7.7]
["CP","Battery",39,"F6",243.19,0,0,-143.482]
["CP","Battery",39,"R5",10.49,0,0,-6.1890000000000001]
["CP","Battery",39,"R4",5.05,0,0,-2.98]
["CP","Battery",39,"J1",40.39,0,0,-23.83]
["CP","Battery",39,"J3",57.29,0,0,-33.801000000000002]
["CP","Battery",39,"H6",86.44,0,0,-51]
["CP","Battery",39,"Q5",5.68,0,0,-3.351]
["CP","Battery",39,"J5",16.309999999999999,0,0,-9.6229999999999993]
["CP","Battery",39,"J6",54.74,0,0,-32.296999999999997]
["CP","Battery",39,"P7",9.84,0,0,-5.806]
["CP","Battery",39,"K4",52.14,0,0,-30.763000000000002]
["CP","Battery",39,"K5",39.520000000000003,0,0,-23.317]
["CP","Battery",39,"P3",58.83,0,0,-34.71]
["CP","Battery",39,"L3",189.53,0,0,-111.82299999999999]
["CP","Battery",39,"K6",12.35,0,0,-7.2869999999999999]
["CP","Battery",39,"P1",5.33,0,0,-3.145]
["CP","Battery",39,"J7",72.459999999999994,0,0,-42.750999999999998]
["CP","Battery",39,"N7",1.94,0,0,-1.145]
["CP","Battery",39,"N6",1.68,0,0,-0.99099999999999999]
["CP","Battery",40,"T3",4.0599999999999996,0,0,-2.395]
["CP","Battery",40,"T4",5.85,0,0,-3.452]
["CP","Battery",40,"L1",54,0,0,-31.86]
["CP","Battery",40,"T5",10.8,0,0,-6.3719999999999999]
["CP","Battery",40,"L3",189.13,0,0,-111.587]
["CP","Battery",40,"L2",269.33999999999997,0,0,-158.911]
["CP","Battery",40,"P8",31.75,0,0,-18.733000000000001]
["CP","Battery",40,"L7",15.95,0,0,-9.4109999999999996]
["CP","Battery",40,"N2",1.74,0,0,-1.0269999999999999]
["CP","Battery",40,"L8",29.33,0,0,-17.305]
["CP","Battery",40,"A1",24.42,0,0,-14.407999999999999]
["CP","Battery",40,"M6",18.920000000000002,0,0,-11.163]
["CP","Battery",40,"M7",12.01,0,0,-7.0860000000000003]
["CP","Battery",40,"M8",7.97,0,0,-4.702]
["CP","Battery",40,"N3",13.76,0,0,-8.1180000000000003]
["CP","Battery",40,"N4",11.1,0,0,-6.5490000000000004]
["CP","Battery",40,"N5",6.04,0,0,-3.5640000000000001]
["CP","Battery",40,"A4",4.28,0,0,-2.5249999999999999]
["CP","Battery",40,"P3",58.6,0,0,-34.573999999999998]
["CP","Battery",40,"P4",8.0299999999999994,0,0,-4.7380000000000004]
["CP","Battery",40,"P5",3.32,0,0,-1.9590000000000001]
["CP","Battery",40,"Q2",10.31,0,0,-6.0830000000000002]
["CP","Battery",40,"A7",3.32,0,0,-1.9590000000000001]
["CP","Battery",40,"Q5",5.6,0,0,-3.3039999999999998]
["CP","Battery",40,"Q6",15.34,0,0,-9.0510000000000002]
["CP","Battery",40,"Q7",5.85,0,0,-3.452]
["CP","Battery",40,"R4",4.9800000000000004,0,0,-2.9380000000000002]
["CP","Battery",40,"R5",10.35,0,0,-6.1070000000000002]
["CP","Battery",40,"R6",12.84,0,0,-7.5759999999999996]
["CP","Battery",40,"A6",118.62,0,0,-69.986000000000004]
["CP","Battery",40,"S2",9.41,0,0,-5.5519999999999996]
["CP","Battery",40,"S4",1.77,0,0,-1.044]
["CP","Battery",40,"A9",3.32,0,0,-1.9590000000000001]
["CP","Battery",40,"S7",1.61,0,0,-0.95]
["CP","Battery",40,"T1",11.71,0,0,-6.9089999999999998]
["CP","Battery",40,"S3",0.16,0,0,-9.4E-2]
["CP","Battery",40,"B1",50.21,0,0,-29.623999999999999]
["CP","Battery",40,"B2",225.1,0,0,-132.809]
["CP","Battery",40,"M4",6.53,0,0,-3.8530000000000002]
["CP","Battery",40,"C2",246.94,0,0,-145.69499999999999]
["CP","Battery",40,"C6",18.989999999999998,0,0,-11.204000000000001]
["CP","Battery",40,"D6",36.47,0,0,-21.516999999999999]
["CP","Battery",40,"C1",8.6999999999999993,0,0,-5.133]
["CP","Battery",40,"T2",14.91,0,0,-8.7970000000000006]
["CP","Battery",40,"E7",29.96,0,0,-17.675999999999998]
["CP","Battery",40,"E8",39.26,0,0,-23.163]
["CP","Battery",40,"S6",2.9,0,0,-1.7110000000000001]
["CP","Battery",40,"S5",41.1,0,0,-24.248999999999999]
["CP","Battery",40,"G5",75.72,0,0,-44.674999999999997]
["CP","Battery",40,"G6",379.86,0,0,-224.11699999999999]
["CP","Battery",40,"S1",50.68,0,0,-29.901]
["CP","Battery",40,"H2",75.319999999999993,0,0,-44.439]
["CP","Battery",40,"G7",53.54,0,0,-31.588999999999999]
["CP","Battery",40,"Q8",14.23,0,0,-8.3960000000000008]
["CP","Battery",40,"J1",39.799999999999997,0,0,-23.481999999999999]
["CP","Battery",40,"H6",85.14,0,0,-50.232999999999997]
["CP","Battery",40,"Q4",11.6,0,0,-6.8440000000000003]
["CP","Battery",40,"J5",16.05,0,0,-9.4700000000000006]
["CP","Battery",40,"J6",53.99,0,0,-31.853999999999999]
["CP","Battery",40,"F6",241.73,0,0,-142.62100000000001]
["CP","Battery",40,"P7",9.7100000000000009,0,0,-5.7290000000000001]
["CP","Battery",40,"P6",9.82,0,0,-5.7939999999999996]
["CP","Battery",40,"K4",51.35,0,0,-30.297000000000001]
["CP","Battery",40,"K5",39.090000000000003,0,0,-23.062999999999999]
["CP","Battery",40,"J8",78.260000000000005,0,0,-46.173000000000002]
["CP","Battery",40,"P2",1.75,0,0,-1.0329999999999999]
["CP","Battery",40,"P1",5.26,0,0,-3.1030000000000002]
["CP","Battery",40,"N7",1.91,0,0,-1.127]
["CP","Battery",40,"N6",1.66,0,0,-0.97899999999999998]
["CP","Battery",40,"N1",1.33,0,0,-0.78500000000000003]
["CP","Battery",40,"M5",4.08,0,0,-2.407]
["CP","Battery",40,"L5",112.22,0,0,-66.209999999999994]
["CP","Battery",40,"K6",12.16,0,0,-7.1740000000000004]
["CP","Battery",40,"J7",71.37,0,0,-42.107999999999997]
["CP","Battery",40,"J4",32.81,0,0,-19.358000000000001]
["CP","Battery",40,"B4",8.76,0,0,-5.1680000000000001]
["CP","Battery",40,"J3",56.39,0,0,-33.270000000000003]
["CP","Battery",40,"D5",136.87,0,0,-80.753]
["CP","Battery",40,"H1",12.86,0,0,-7.5869999999999997]
["CP","Battery",40,"G1",64.25,0,0,-37.908000000000001]
["CP","Battery",40,"E1",128.5,0,0,-75.814999999999998]
["CP","Battery",40,"D4",29,0,0,-17.11]
["CP","Battery",40,"C7",34.17,0,0,-20.16]
["CP","Battery",40,"C5",39.86,0,0,-23.516999999999999]
["CP","Battery",40,"C4",12.7,0,0,-7.4930000000000003]
["CP","Battery",40,"C3",15.33,0,0,-9.0449999999999999]
["CP","Battery",40,"B3",6.11,0,0,-3.605]
["CP","Battery",40,"A8",39.49,0,0,-23.298999999999999]
["CP","Battery",40,"A3",3.32,0,0,-1.9590000000000001]
["SP","Battery",16,"Q8",0.65,0,-0.38400000000000001,0]
["SP","Battery",16,"H2",0.79,0,-0.46600000000000003,0]
["SP","Battery",16,"T1",0.55000000000000004,0,-0.32500000000000001,0]
["SP","Battery",16,"C6",10.08,0,-5.9470000000000001,0]
["SP","Battery",16,"T5",2.52,0,-1.4870000000000001,0]
["SP","Battery",16,"B3",0.21,0,-0.124,0]
["SP","Battery",16,"Q6",0.84,0,-0.496,0]
["SP","Battery",16,"H6",3.35,0,-1.9770000000000001,0]
["SP","Battery",16,"J7",2.61,0,-1.54,0]
["SP","Battery",16,"S2",0.65,0,-0.38400000000000001,0]
["SP","Battery",16,"T2",0.74,0,-0.437,0]
["SP","Battery",16,"J4",1.92,0,-1.133,0]
["SP","Battery",16,"N5",0.31,0,-0.183,0]
["SP","Battery",16,"M6",0.82,0,-0.48399999999999999,0]
["SP","Battery",16,"J8",72.349999999999994,0,-42.686999999999998,0]
["SP","Battery",16,"K5",0.93,0,-0.54900000000000004,0]
["SP","Battery",16,"L5",1.44,0,-0.85,0]
["SP","Battery",16,"L7",0.4,0,-0.23599999999999999,0]
["SP","Battery",16,"L8",0.21,0,-0.124,0]
["SP","Battery",16,"L2",2.36,0,-1.3919999999999999,0]
["SP","Battery",16,"M7",0.72,0,-0.42499999999999999,0]
["SP","Battery",16,"N2",0.01,0,-6.0000000000000001E-3,0]
["SP","Battery",16,"N3",0.99,0,-0.58399999999999996,0]
["SP","Battery",16,"N7",0.02,0,-1.2E-2,0]
["SP","Battery",16,"M5",0.17,0,-0.1,0]
["SP","Battery",16,"P1",0.25,0,-0.14799999999999999,0]
["SP","Battery",16,"P3",2.2999999999999998,0,-1.357,0]
["SP","Battery",16,"P8",1.77,0,-1.044,0]
["SP","Battery",16,"P6",0.36,0,-0.21199999999999999,0]
["SP","Battery",16,"Q2",0.42,0,-0.248,0]
["SP","Battery",16,"Q4",0.61,0,-0.36,0]
["SP","Battery",16,"Q7",2.83,0,-1.67,0]
["SP","Battery",16,"T3",0.13,0,-7.6999999999999999E-2,0]
["SP","Battery",16,"P4",0.33,0,-0.19500000000000001,0]
["SP","Battery",16,"A6",115.02,0,-67.861999999999995,0]
["SP","Battery",16,"A8",36.01,0,-21.245999999999999,0]
["SP","Battery",16,"B2",9.1199999999999992,0,-5.3810000000000002,0]
["SP","Battery",16,"B4",1.26,0,-0.74299999999999999,0]
["SP","Battery",16,"C3",0.55000000000000004,0,-0.32500000000000001,0]
["SP","Battery",16,"C2",236.04,0,-139.26400000000001,0]
["SP","Battery",16,"C4",0.33,0,-0.19500000000000001,0]
["SP","Battery",16,"C7",2.0299999999999998,0,-1.198,0]
["SP","Battery",16,"D4",2.1800000000000002,0,-1.286,0]
["SP","Battery",16,"D6",1.75,0,-1.0329999999999999,0]
["SP","Battery",16,"E1",7.25,0,-4.2779999999999996,0]
["SP","Battery",16,"F6",54.72,0,-32.284999999999997,0]
["SP","Battery",16,"E7",1.26,0,-0.74299999999999999,0]
["SP","Battery",16,"G1",0.08,0,-4.7E-2,0]
["SP","Battery",16,"G5",0.31,0,-0.183,0]
["SP","Battery",16,"H1",0.67,0,-0.39500000000000002,0]
["SP","Battery",16,"G7",0.33,0,-0.19500000000000001,0]
["SP","Battery",16,"K6",0.42,0,-0.248,0]
["SP","Battery",16,"T4",0.24,0,-0.14199999999999999,0]
["SP","Battery",16,"S5",1.5,0,-0.88500000000000001,0]
["SP","Battery",16,"S1",3.54,0,-2.089,0]
["SP","Battery",16,"R6",0.43,0,-0.254,0]
["SP","Battery",16,"R5",0.38,0,-0.224,0]
["SP","Battery",16,"Q5",0.16,0,-9.4E-2,0]
["SP","Battery",16,"P7",0.33,0,-0.19500000000000001,0]
["SP","Battery",16,"P2",0.01,0,-6.0000000000000001E-3,0]
["SP","Battery",16,"N4",0.66,0,-0.38900000000000001,0]
["SP","Battery",16,"N1",0.09,0,-5.2999999999999999E-2,0]
["SP","Battery",16,"M8",0.21,0,-0.124,0]
["SP","Battery",16,"M4",0.24,0,-0.14199999999999999,0]
["SP","Battery",16,"L3",2.99,0,-1.764,0]
["SP","Battery",16,"K4",2.1800000000000002,0,-1.286,0]
["SP","Battery",16,"J6",2.13,0,-1.2569999999999999,0]
["SP","Battery",16,"J5",0.76,0,-0.44800000000000001,0]
["SP","Battery",16,"J3",2.5099999999999998,0,-1.4810000000000001,0]
["SP","Battery",16,"J1",1.91,0,-1.127,0]
["SP","Battery",16,"G6",4.01,0,-2.3660000000000001,0]
["SP","Battery",16,"E8",0.45,0,-0.26600000000000001,0]
["SP","Battery",16,"D5",120.77,0,-71.254000000000005,0]
["SP","Battery",16,"C5",21.61,0,-12.75,0]
["SP","Battery",16,"C1",0.05,0,-0.03,0]
["SP","Battery",16,"B1",41.52,0,-24.497,0]
["SP","Battery",16,"A4",7.0000000000000007E-2,0,-4.1000000000000002E-2,0]
["SP","Battery",16,"A1",20.079999999999998,0,-11.847,0]
["SP","Battery",17,"T3",0.12,0,-7.0999999999999994E-2,0]
["SP","Battery",17,"G5",0.31,0,-0.183,0]
["SP","Battery",17,"D5",120.78,0,-71.260000000000005,0]
["SP","Battery",17,"K4",2.11,0,-1.2450000000000001,0]
["SP","Battery",17,"T5",2.4700000000000002,0,-1.4570000000000001,0]
["SP","Battery",17,"L2",2.36,0,-1.3919999999999999,0]
["SP","Battery",17,"Q5",0.16,0,-9.4E-2,0]
["SP","Battery",17,"K5",0.94,0,-0.55500000000000005,0]
["SP","Battery",17,"M8",0.21,0,-0.124,0]
["SP","Battery",17,"L8",0.21,0,-0.124,0]
["SP","Battery",17,"M5",0.17,0,-0.1,0]
["SP","Battery",17,"L5",1.46,0,-0.86099999999999999,0]
["SP","Battery",17,"N1",0.09,0,-5.2999999999999999E-2,0]
["SP","Battery",17,"M7",0.73,0,-0.43099999999999999,0]
["SP","Battery",17,"N4",0.67,0,-0.39500000000000002,0]
["SP","Battery",17,"P1",0.26,0,-0.153,0]
["SP","Battery",17,"P2",0.01,0,-6.0000000000000001E-3,0]
["SP","Battery",17,"P3",12.3,0,-7.2569999999999997,0]
["SP","Battery",17,"P6",0.37,0,-0.218,0]
["SP","Battery",17,"P8",1.79,0,-1.056,0]
["SP","Battery",17,"N5",0.31,0,-0.183,0]
["SP","Battery",17,"Q4",0.62,0,-0.36599999999999999,0]
["SP","Battery",17,"Q6",0.85,0,-0.502,0]
["SP","Battery",17,"L3",3,0,-1.77,0]
["SP","Battery",17,"P7",0.33,0,-0.19500000000000001,0]
["SP","Battery",17,"Q8",10.66,0,-6.2889999999999997,0]
["SP","Battery",17,"S2",0.62,0,-0.36599999999999999,0]
["SP","Battery",17,"S5",1.45,0,-0.85599999999999998,0]
["SP","Battery",17,"A4",7.0000000000000007E-2,0,-4.1000000000000002E-2,0]
["SP","Battery",17,"A1",20.079999999999998,0,-11.847,0]
["SP","Battery",17,"B1",41.52,0,-24.497,0]
["SP","Battery",17,"B2",16.649999999999999,0,-9.8239999999999998,0]
["SP","Battery",17,"B4",1.27,0,-0.749,0]
["SP","Battery",17,"C1",0.05,0,-0.03,0]
["SP","Battery",17,"C4",0.33,0,-0.19500000000000001,0]
["SP","Battery",17,"C5",21.62,0,-12.756,0]
["SP","Battery",17,"C2",236.04,0,-139.26400000000001,0]
["SP","Battery",17,"C6",10.08,0,-5.9470000000000001,0]
["SP","Battery",17,"D6",1.77,0,-1.044,0]
["SP","Battery",17,"E8",0.45,0,-0.26600000000000001,0]
["SP","Battery",17,"F6",54.76,0,-32.308,0]
["SP","Battery",17,"E7",1.27,0,-0.749,0]
["SP","Battery",17,"G6",4.05,0,-2.39,0]
["SP","Battery",17,"G7",0.34,0,-0.20100000000000001,0]
["SP","Battery",17,"H2",0.8,0,-0.47199999999999998,0]
["SP","Battery",17,"D4",2.19,0,-1.292,0]
["SP","Battery",17,"J5",0.76,0,-0.44800000000000001,0]
["SP","Battery",17,"H6",3.39,0,-2,0]
["SP","Battery",17,"T2",0.72,0,-0.42499999999999999,0]
["SP","Battery",17,"S1",3.41,0,-2.012,0]
["SP","Battery",17,"R6",0.44,0,-0.26,0]
["SP","Battery",17,"R5",0.38,0,-0.224,0]
["SP","Battery",17,"Q7",2.83,0,-1.67,0]
["SP","Battery",17,"Q2",0.4,0,-0.23599999999999999,0]
["SP","Battery",17,"P4",0.33,0,-0.19500000000000001,0]
["SP","Battery",17,"N7",0.02,0,-1.2E-2,0]
["SP","Battery",17,"N3",0.91,0,-0.53700000000000003,0]
["SP","Battery",17,"N2",0.01,0,-6.0000000000000001E-3,0]
["SP","Battery",17,"M6",0.8,0,-0.47199999999999998,0]
["SP","Battery",17,"L7",0.41,0,-0.24199999999999999,0]
["SP","Battery",17,"K6",0.42,0,-0.248,0]
["SP","Battery",17,"J8",72.349999999999994,0,-42.686999999999998,0]
["SP","Battery",17,"J7",2.64,0,-1.5580000000000001,0]
["SP","Battery",17,"J4",1.95,0,-1.151,0]
["SP","Battery",17,"J3",2.5099999999999998,0,-1.4810000000000001,0]
["SP","Battery",17,"J1",1.93,0,-1.139,0]
["SP","Battery",17,"H1",22.68,0,-13.381,0]
["SP","Battery",17,"G1",0.08,0,-4.7E-2,0]
["SP","Battery",17,"E1",14.82,0,-8.7439999999999998,0]
["SP","Battery",17,"C7",1.98,0,-1.1679999999999999,0]
["SP","Battery",17,"C3",0.55000000000000004,0,-0.32500000000000001,0]
["SP","Battery",17,"M4",0.24,0,-0.14199999999999999,0]
["SP","Battery",17,"B3",0.21,0,-0.124,0]
["SP","Battery",17,"A8",36.01,0,-21.245999999999999,0]
["SP","Battery",17,"A6",125.02,0,-73.762,0]
["SP","Battery",17,"T4",0.24,0,-0.14199999999999999,0]
["SP","Battery",17,"T1",0.47,0,-0.27700000000000002,0]
["SP","Battery",17,"J6",2.15,0,-1.2689999999999999,0]
["SP","Battery",18,"L7",0.41,0,-0.24199999999999999,0]
["SP","Battery",18,"L2",2.37,0,-1.3979999999999999,0]
["SP","Battery",18,"C7",1.96,0,-1.1559999999999999,0]
["SP","Battery",18,"D6",1.78,0,-1.05,0]
["SP","Battery",18,"L5",1.46,0,-0.86099999999999999,0]
["SP","Battery",18,"M5",0.17,0,-0.1,0]
["SP","Battery",18,"C3",0.56000000000000005,0,-0.33,0]
["SP","Battery",18,"L8",0.21,0,-0.124,0]
["SP","Battery",18,"A4",7.0000000000000007E-2,0,-4.1000000000000002E-2,0]
["SP","Battery",18,"K6",1.06,0,-0.625,0]
["SP","Battery",18,"N2",0.01,0,-6.0000000000000001E-3,0]
["SP","Battery",18,"A8",36.01,0,-21.245999999999999,0]
["SP","Battery",18,"M7",0.73,0,-0.43099999999999999,0]
["SP","Battery",18,"N7",0.02,0,-1.2E-2,0]
["SP","Battery",18,"P1",0.26,0,-0.153,0]
["SP","Battery",18,"N3",0.87,0,-0.51300000000000001,0]
["SP","Battery",18,"P3",12.31,0,-7.2629999999999999,0]
["SP","Battery",18,"P4",0.33,0,-0.19500000000000001,0]
["SP","Battery",18,"P6",0.37,0,-0.218,0]
["SP","Battery",18,"Q2",0.38,0,-0.224,0]
["SP","Battery",18,"Q7",2.83,0,-1.67,0]
["SP","Battery",18,"Q8",10.66,0,-6.2889999999999997,0]
["SP","Battery",18,"R6",0.44,0,-0.26,0]
["SP","Battery",18,"S1",3.34,0,-1.9710000000000001,0]
["SP","Battery",18,"S2",0.61,0,-0.36,0]
["SP","Battery",18,"T3",0.12,0,-7.0999999999999994E-2,0]
["SP","Battery",18,"T5",2.46,0,-1.4510000000000001,0]
["SP","Battery",18,"B3",0.21,0,-0.124,0]
["SP","Battery",18,"C2",276.04000000000002,0,-162.864,0]
["SP","Battery",18,"B4",1.27,0,-0.749,0]
["SP","Battery",18,"C4",0.33,0,-0.19500000000000001,0]
["SP","Battery",18,"Q4",0.62,0,-0.36599999999999999,0]
["SP","Battery",18,"D4",2.2000000000000002,0,-1.298,0]
["SP","Battery",18,"E1",14.85,0,-8.7620000000000005,0]
["SP","Battery",18,"C6",10.08,0,-5.9470000000000001,0]
["SP","Battery",18,"E7",1.28,0,-0.755,0]
["SP","Battery",18,"F6",54.78,0,-32.32,0]
["SP","Battery",18,"G1",0.08,0,-4.7E-2,0]
["SP","Battery",18,"G5",0.31,0,-0.183,0]
["SP","Battery",18,"G7",0.34,0,-0.20100000000000001,0]
["SP","Battery",18,"H2",0.8,0,-0.47199999999999998,0]
["SP","Battery",18,"J1",1.94,0,-1.145,0]
["SP","Battery",18,"H1",22.68,0,-13.381,0]
["SP","Battery",18,"J7",2.66,0,-1.569,0]
["SP","Battery",18,"J8",72.349999999999994,0,-42.686999999999998,0]
["SP","Battery",18,"J6",2.16,0,-1.274,0]
["SP","Battery",18,"M6",0.79,0,-0.46600000000000003,0]
["SP","Battery",18,"T4",0.23,0,-0.13600000000000001,0]
["SP","Battery",18,"T2",1.69,0,-0.997,0]
["SP","Battery",18,"T1",0.46,0,-0.27100000000000002,0]
["SP","Battery",18,"A6",160.02000000000001,0,-94.412000000000006,0]
["SP","Battery",18,"S5",1.43,0,-0.84399999999999997,0]
["SP","Battery",18,"R5",0.38,0,-0.224,0]
["SP","Battery",18,"Q5",0.16,0,-9.4E-2,0]
["SP","Battery",18,"P7",0.33,0,-0.19500000000000001,0]
["SP","Battery",18,"P2",0.01,0,-6.0000000000000001E-3,0]
["SP","Battery",18,"N5",0.31,0,-0.183,0]
["SP","Battery",18,"N4",0.67,0,-0.39500000000000002,0]
["SP","Battery",18,"M8",0.21,0,-0.124,0]
["SP","Battery",18,"M4",0.24,0,-0.14199999999999999,0]
["SP","Battery",18,"L3",3,0,-1.77,0]
["SP","Battery",18,"K5",0.95,0,-0.56100000000000005,0]
["SP","Battery",18,"K4",2.0699999999999998,0,-1.2210000000000001,0]
["SP","Battery",18,"J5",0.76,0,-0.44800000000000001,0]
["SP","Battery",18,"J4",1.95,0,-1.151,0]
["SP","Battery",18,"J3",2.5099999999999998,0,-1.4810000000000001,0]
["SP","Battery",18,"H6",3.4,0,-2.0059999999999998,0]
["SP","Battery",18,"G6",198.88,0,-117.339,0]
["SP","Battery",18,"E8",0.45,0,-0.26600000000000001,0]
["SP","Battery",18,"D5",120.78,0,-71.260000000000005,0]
["SP","Battery",18,"C5",21.62,0,-12.756,0]
["SP","Battery",18,"C1",0.05,0,-0.03,0]
["SP","Battery",18,"B2",121.16,0,-71.483999999999995,0]
["SP","Battery",18,"B1",41.53,0,-24.503,0]
["SP","Battery",18,"A1",20.079999999999998,0,-11.847,0]
["SP","Battery",18,"Q6",0.85,0,-0.502,0]
["SP","Battery",18,"P8",1.8,0,-1.0620000000000001,0]
["SP","Battery",18,"N1",0.09,0,-5.2999999999999999E-2,0]
["SP","Battery",19,"N2",0.01,0,-3.0000000000000001E-3,-3.0000000000000001E-3]
["SP","Battery",19,"A8",36.020000000000003,0,-10.625999999999999,-10.625999999999999]
["SP","Battery",19,"M8",0.28999999999999998,0,-8.5999999999999993E-2,-8.5999999999999993E-2]
["SP","Battery",19,"M7",1.01,0,-0.29799999999999999,-0.29799999999999999]
["SP","Battery",19,"B1",41.72,0,-12.307,-12.307]
["SP","Battery",19,"M6",1.07,0,-0.316,-0.316]
["SP","Battery",19,"L2",260.39999999999998,0,-76.817999999999998,-76.817999999999998]
["SP","Battery",19,"N3",1.1599999999999999,0,-0.34200000000000003,-0.34200000000000003]
["SP","Battery",19,"B2",169.96,0,-50.137999999999998,-50.137999999999998]
["SP","Battery",19,"H2",62.1,0,-18.32,-18.32]
["SP","Battery",19,"G6",305.58999999999997,0,-90.149000000000001,-90.149000000000001]
["SP","Battery",19,"M4",0.33,0,-9.7000000000000003E-2,-9.7000000000000003E-2]
["SP","Battery",19,"E7",1.75,0,-0.51600000000000001,-0.51600000000000001]
["SP","Battery",19,"N4",0.92,0,-0.27100000000000002,-0.27100000000000002]
["SP","Battery",19,"P2",0.01,0,-3.0000000000000001E-3,-3.0000000000000001E-3]
["SP","Battery",19,"P4",0.46,0,-0.13600000000000001,-0.13600000000000001]
["SP","Battery",19,"P7",0.46,0,-0.13600000000000001,-0.13600000000000001]
["SP","Battery",19,"P1",0.35,0,-0.10299999999999999,-0.10299999999999999]
["SP","Battery",19,"Q4",0.79,0,-0.23300000000000001,-0.23300000000000001]
["SP","Battery",19,"Q2",0.51,0,-0.15,-0.15]
["SP","Battery",19,"Q7",2.9,0,-0.85599999999999998,-0.85599999999999998]
["SP","Battery",19,"Q8",10.91,0,-3.218,-3.218]
["SP","Battery",19,"S1",4.43,0,-1.3069999999999999,-1.3069999999999999]
["SP","Battery",19,"S2",0.82,0,-0.24199999999999999,-0.24199999999999999]
["SP","Battery",19,"S5",1.94,0,-0.57199999999999995,-0.57199999999999995]
["SP","Battery",19,"R5",0.53,0,-0.156,-0.156]
["SP","Battery",19,"T4",0.32,0,-9.4E-2,-9.4E-2]
["SP","Battery",19,"T5",2.62,0,-0.77300000000000002,-0.77300000000000002]
["SP","Battery",19,"T2",1.92,0,-0.56599999999999995,-0.56599999999999995]
["SP","Battery",19,"C5",21.93,0,-6.4690000000000003,-6.4690000000000003]
["SP","Battery",19,"C6",10.11,0,-2.9820000000000002,-2.9820000000000002]
["SP","Battery",19,"D4",2.65,0,-0.78200000000000003,-0.78200000000000003]
["SP","Battery",19,"C4",0.46,0,-0.13600000000000001,-0.13600000000000001]
["SP","Battery",19,"D5",121.07,0,-35.716000000000001,-35.716000000000001]
["SP","Battery",19,"D6",2.4300000000000002,0,-0.71699999999999997,-0.71699999999999997]
["SP","Battery",19,"E8",30.62,0,-9.0329999999999995,-9.0329999999999995]
["SP","Battery",19,"F6",151.05000000000001,0,-44.56,-44.56]
["SP","Battery",19,"G7",39.46,0,-11.641,-11.641]
["SP","Battery",19,"H6",4.67,0,-1.3779999999999999,-1.3779999999999999]
["SP","Battery",19,"J1",2.66,0,-0.78500000000000003,-0.78500000000000003]
["SP","Battery",19,"J4",2.68,0,-0.79100000000000004,-0.79100000000000004]
["SP","Battery",19,"J5",1.04,0,-0.307,-0.307]
["SP","Battery",19,"J6",7.2,0,-2.1240000000000001,-2.1240000000000001]
["SP","Battery",19,"L3",165.98,0,-48.963999999999999,-48.963999999999999]
["SP","Battery",19,"K4",2.81,0,-0.82899999999999996,-0.82899999999999996]
["SP","Battery",19,"L7",4.46,0,-1.3160000000000001,-1.3160000000000001]
["SP","Battery",19,"J8",72.430000000000007,0,-21.367000000000001,-21.367000000000001]
["SP","Battery",19,"A1",20.11,0,-5.9320000000000004,-5.9320000000000004]
["SP","Battery",19,"A4",0.1,0,-0.03,-0.03]
["SP","Battery",19,"C2",276.13,0,-81.457999999999998,-81.457999999999998]
["SP","Battery",19,"T1",0.55000000000000004,0,-0.16200000000000001,-0.16200000000000001]
["SP","Battery",19,"R6",0.6,0,-0.17699999999999999,-0.17699999999999999]
["SP","Battery",19,"Q6",1.17,0,-0.34499999999999997,-0.34499999999999997]
["SP","Battery",19,"P8",2.4700000000000002,0,-0.72899999999999998,-0.72899999999999998]
["SP","Battery",19,"P3",55.55,0,-16.387,-16.387]
["SP","Battery",19,"N7",0.03,0,-8.9999999999999993E-3,-8.9999999999999993E-3]
["SP","Battery",19,"N5",0.43,0,-0.127,-0.127]
["SP","Battery",19,"N1",0.13,0,-3.7999999999999999E-2,-3.7999999999999999E-2]
["SP","Battery",19,"M5",0.24,0,-7.0999999999999994E-2,-7.0999999999999994E-2]
["SP","Battery",19,"L5",75.010000000000005,0,-22.128,-22.128]
["SP","Battery",19,"L1",54,0,-15.93,-15.93]
["SP","Battery",19,"K6",1.22,0,-0.36,-0.36]
["SP","Battery",19,"K5",11.3,0,-3.3340000000000001,-3.3340000000000001]
["SP","Battery",19,"J7",3.64,0,-1.0740000000000001,-1.0740000000000001]
["SP","Battery",19,"J3",3.43,0,-1.012,-1.012]
["SP","Battery",19,"H1",22.94,0,-6.7670000000000003,-6.7670000000000003]
["SP","Battery",19,"G5",60.43,0,-17.827000000000002,-17.827000000000002]
["SP","Battery",19,"G1",55.01,0,-16.228000000000002,-16.228000000000002]
["SP","Battery",19,"E1",26.97,0,-7.9560000000000004,-7.9560000000000004]
["SP","Battery",19,"C7",2.67,0,-0.78800000000000003,-0.78800000000000003]
["SP","Battery",19,"C3",0.77,0,-0.22700000000000001,-0.22700000000000001]
["SP","Battery",19,"B4",1.42,0,-0.41899999999999998,-0.41899999999999998]
["SP","Battery",19,"B3",0.28999999999999998,0,-8.5999999999999993E-2,-8.5999999999999993E-2]
["SP","Battery",19,"A6",160.03,0,-47.209000000000003,-47.209000000000003]
["SP","Battery",19,"C1",7.0000000000000007E-2,0,-2.1000000000000001E-2,-2.1000000000000001E-2]
["SP","Battery",19,"L8",23.29,0,-6.8710000000000004,-6.8710000000000004]
["SP","Battery",19,"T3",0.15,0,-4.3999999999999997E-2,-4.3999999999999997E-2]
["SP","Battery",19,"P6",0.51,0,-0.15,-0.15]
["SP","Battery",19,"Q5",0.22,0,-6.5000000000000002E-2,-6.5000000000000002E-2]
["SP","Battery",20,"K5",21.31,0,-3.7719999999999998,-8.8010000000000002]
["SP","Battery",20,"J1",2.66,0,-0.47099999999999997,-1.099]
["SP","Battery",20,"H1",22.93,0,-4.0590000000000002,-9.4700000000000006]
["SP","Battery",20,"G1",75.02,0,-13.279,-30.983000000000001]
["SP","Battery",20,"Q5",0.23,0,-4.1000000000000002E-2,-9.5000000000000001E-2]
["SP","Battery",20,"P2",0.01,0,-2E-3,-4.0000000000000001E-3]
["SP","Battery",20,"P3",55.55,0,-9.8320000000000007,-22.942]
["SP","Battery",20,"P4",0.46,0,-8.1000000000000003E-2,-0.19]
["SP","Battery",20,"P6",0.51,0,-0.09,-0.21099999999999999]
["SP","Battery",20,"P8",2.4500000000000002,0,-0.434,-1.012]
["SP","Battery",20,"Q4",35.799999999999997,0,-6.3369999999999997,-14.785]
["SP","Battery",20,"Q6",1.1599999999999999,0,-0.20499999999999999,-0.47899999999999998]
["SP","Battery",20,"N7",0.03,0,-5.0000000000000001E-3,-1.2E-2]
["SP","Battery",20,"P7",0.46,0,-8.1000000000000003E-2,-0.19]
["SP","Battery",20,"R4",0.01,0,-2E-3,-4.0000000000000001E-3]
["SP","Battery",20,"R5",0.53,0,-9.4E-2,-0.219]
["SP","Battery",20,"S1",4.38,0,-0.77500000000000002,-1.8089999999999999]
["SP","Battery",20,"S2",0.8,0,-0.14199999999999999,-0.33]
["SP","Battery",20,"T2",1.91,0,-0.33800000000000002,-0.78900000000000003]
["SP","Battery",20,"T3",0.15,0,-2.7E-2,-6.2E-2]
["SP","Battery",20,"T4",0.32,0,-5.7000000000000002E-2,-0.13200000000000001]
["SP","Battery",20,"S5",1.91,0,-0.33800000000000002,-0.78900000000000003]
["SP","Battery",20,"C2",276.14,0,-48.877000000000002,-114.04600000000001]
["SP","Battery",20,"C4",0.47,0,-8.3000000000000004E-2,-0.19400000000000001]
["SP","Battery",20,"C3",0.77,0,-0.13600000000000001,-0.318]
["SP","Battery",20,"C6",10.119999999999999,0,-1.7909999999999999,-4.18]
["SP","Battery",20,"C7",2.64,0,-0.46700000000000003,-1.0900000000000001]
["SP","Battery",20,"D6",2.42,0,-0.42799999999999999,-0.999]
["SP","Battery",20,"E1",26.92,0,-4.7649999999999997,-11.118]
["SP","Battery",20,"E7",1.75,0,-0.31,-0.72299999999999998]
["SP","Battery",20,"D4",2.65,0,-0.46899999999999997,-1.0940000000000001]
["SP","Battery",20,"G5",60.45,0,-10.7,-24.966000000000001]
["SP","Battery",20,"G7",39.479999999999997,0,-6.9880000000000004,-16.305]
["SP","Battery",20,"N5",0.43,0,-7.5999999999999998E-2,-0.17799999999999999]
["SP","Battery",20,"J3",3.42,0,-0.60499999999999998,-1.4119999999999999]
["SP","Battery",20,"J4",2.66,0,-0.47099999999999997,-1.099]
["SP","Battery",20,"J6",7.2,0,-1.274,-2.9740000000000002]
["SP","Battery",20,"J7",3.66,0,-0.64800000000000002,-1.512]
["SP","Battery",20,"J8",129.13,0,-22.856000000000002,-53.331000000000003]
["SP","Battery",20,"K6",1.22,0,-0.216,-0.504]
["SP","Battery",20,"L1",103.9,0,-18.39,-42.911000000000001]
["SP","Battery",20,"L5",95.01,0,-16.817,-39.238999999999997]
["SP","Battery",20,"N2",10.01,0,-1.772,-4.1340000000000003]
["SP","Battery",20,"H2",82.09,0,-14.53,-33.902999999999999]
["SP","Battery",20,"A1",20.11,0,-3.5590000000000002,-8.3049999999999997]
["SP","Battery",20,"A8",36.020000000000003,0,-6.3760000000000003,-14.875999999999999]
["SP","Battery",20,"A9",0.01,0,-2E-3,-4.0000000000000001E-3]
["SP","Battery",20,"B4",1.42,0,-0.251,-0.58599999999999997]
["SP","Battery",20,"T5",2.62,0,-0.46400000000000002,-1.0820000000000001]
["SP","Battery",20,"T1",0.55000000000000004,0,-9.7000000000000003E-2,-0.22700000000000001]
["SP","Battery",20,"R6",0.61,0,-0.108,-0.252]
["SP","Battery",20,"Q8",10.91,0,-1.931,-4.5060000000000002]
["SP","Battery",20,"Q7",2.9,0,-0.51300000000000001,-1.198]
["SP","Battery",20,"Q2",56.42,0,-9.9860000000000007,-23.300999999999998]
["SP","Battery",20,"P5",0.01,0,-2E-3,-4.0000000000000001E-3]
["SP","Battery",20,"P1",0.35,0,-6.2E-2,-0.14499999999999999]
["SP","Battery",20,"N4",0.91,0,-0.161,-0.376]
["SP","Battery",20,"N3",31.15,0,-5.5140000000000002,-12.865]
["SP","Battery",20,"M7",1,0,-0.17699999999999999,-0.41299999999999998]
["SP","Battery",20,"L8",23.3,0,-4.1239999999999997,-9.6229999999999993]
["SP","Battery",20,"L3",165.98,0,-29.378,-68.55]
["SP","Battery",20,"L2",260.41000000000003,0,-46.093000000000004,-107.54900000000001]
["SP","Battery",20,"K4",2.81,0,-0.497,-1.161]
["SP","Battery",20,"J5",1.04,0,-0.184,-0.43]
["SP","Battery",20,"H6",4.68,0,-0.82799999999999996,-1.9330000000000001]
["SP","Battery",20,"G6",305.56,0,-54.084000000000003,-126.196]
["SP","Battery",20,"F6",151.07,0,-26.739000000000001,-62.392000000000003]
["SP","Battery",20,"E8",30.62,0,-5.42,-12.646000000000001]
["SP","Battery",20,"D5",121.07,0,-21.428999999999998,-50.002000000000002]
["SP","Battery",20,"C5",21.93,0,-3.8820000000000001,-9.0570000000000004]
["SP","Battery",20,"C1",0.08,0,-1.4E-2,-3.3000000000000002E-2]
["SP","Battery",20,"B2",179.97,0,-31.855,-74.328000000000003]
["SP","Battery",20,"B1",41.72,0,-7.3840000000000003,-17.23]
["SP","Battery",20,"A6",160.04,0,-28.327000000000002,-66.096999999999994]
["SP","Battery",20,"A4",0.11,0,-1.9E-2,-4.4999999999999998E-2]
["SP","Battery",20,"A3",0.01,0,-2E-3,-4.0000000000000001E-3]
["SP","Battery",20,"M6",1.07,0,-0.189,-0.442]
["SP","Battery",20,"N1",20.13,0,-3.5630000000000002,-8.3140000000000001]
["SP","Battery",20,"A7",0.01,0,-2E-3,-4.0000000000000001E-3]
["SP","Battery",20,"L7",24.47,0,-4.3310000000000004,-10.106]
["SP","Battery",20,"M5",0.24,0,-4.2000000000000003E-2,-9.9000000000000005E-2]
["SP","Battery",20,"B3",25.29,0,-4.476,-10.445]
["SP","Battery",20,"M4",0.33,0,-5.8000000000000003E-2,-0.13600000000000001]
["SP","Battery",20,"M8",0.3,0,-5.2999999999999999E-2,-0.124]
["SP","Battery",21,"G1",75.040000000000006,0,-4.4269999999999996,-39.845999999999997]
["SP","Battery",21,"J3",3.42,0,-0.20200000000000001,-1.8160000000000001]
["SP","Battery",21,"D4",2.65,0,-0.156,-1.407]
["SP","Battery",21,"C7",2.62,0,-0.155,-1.391]
["SP","Battery",21,"E1",26.88,0,-1.5860000000000001,-14.273]
["SP","Battery",21,"E7",1.75,0,-0.10299999999999999,-0.92900000000000005]
["SP","Battery",21,"F6",151.09,0,-8.9139999999999997,-80.228999999999999]
["SP","Battery",21,"C6",10.130000000000001,0,-0.59799999999999998,-5.3789999999999996]
["SP","Battery",21,"G5",60.46,0,-3.5670000000000002,-32.103999999999999]
["SP","Battery",21,"G7",39.49,0,-2.33,-20.969000000000001]
["SP","Battery",21,"H1",22.93,0,-1.353,-12.176]
["SP","Battery",21,"H2",82.09,0,-4.843,-43.59]
["SP","Battery",21,"J4",2.64,0,-0.156,-1.4019999999999999]
["SP","Battery",21,"J1",2.66,0,-0.157,-1.4119999999999999]
["SP","Battery",21,"J6",7.2,0,-0.42499999999999999,-3.823]
["SP","Battery",21,"J7",3.68,0,-0.217,-1.954]
["SP","Battery",21,"K5",21.32,0,-1.258,-11.321]
["SP","Battery",21,"K6",1.23,0,-7.2999999999999995E-2,-0.65300000000000002]
["SP","Battery",21,"L3",165.99,0,-9.7929999999999993,-88.141000000000005]
["SP","Battery",21,"L1",103.9,0,-6.13,-55.170999999999999]
["SP","Battery",21,"J8",129.13,0,-7.6189999999999998,-68.567999999999998]
["SP","Battery",21,"A8",36.03,0,-2.1259999999999999,-19.132000000000001]
["SP","Battery",21,"C4",0.48,0,-2.8000000000000001E-2,-0.255]
["SP","Battery",21,"A1",20.12,0,-1.1870000000000001,-10.683999999999999]
["SP","Battery",21,"T4",0.32,0,-1.9E-2,-0.17]
["SP","Battery",21,"S5",1.91,0,-0.113,-1.014]
["SP","Battery",21,"R5",0.54,0,-3.2000000000000001E-2,-0.28699999999999998]
["SP","Battery",21,"Q6",1.1599999999999999,0,-6.8000000000000005E-2,-0.61599999999999999]
["SP","Battery",21,"Q2",56.42,0,-3.3290000000000002,-29.959]
["SP","Battery",21,"P8",2.4500000000000002,0,-0.14499999999999999,-1.3009999999999999]
["SP","Battery",21,"P4",0.46,0,-2.7E-2,-0.24399999999999999]
["SP","Battery",21,"N7",0.03,0,-2E-3,-1.6E-2]
["SP","Battery",21,"N3",31.14,0,-1.837,-16.535]
["SP","Battery",21,"M8",0.3,0,-1.7999999999999999E-2,-0.159]
["SP","Battery",21,"M7",1,0,-5.8999999999999997E-2,-0.53100000000000003]
["SP","Battery",21,"L8",23.3,0,-1.375,-12.372]
["SP","Battery",21,"L7",24.47,0,-1.444,-12.994]
["SP","Battery",21,"L5",95.03,0,-5.6070000000000002,-50.460999999999999]
["SP","Battery",21,"L2",260.41000000000003,0,-15.364000000000001,-138.27799999999999]
["SP","Battery",21,"K4",2.82,0,-0.16600000000000001,-1.4970000000000001]
["SP","Battery",21,"J5",1.04,0,-6.0999999999999999E-2,-0.55200000000000005]
["SP","Battery",21,"H6",4.7,0,-0.27700000000000002,-2.496]
["SP","Battery",21,"G6",305.52999999999997,0,-18.026,-162.23599999999999]
["SP","Battery",21,"E8",30.62,0,-1.8069999999999999,-16.259]
["SP","Battery",21,"D6",2.42,0,-0.14299999999999999,-1.2849999999999999]
["SP","Battery",21,"D5",121.07,0,-7.1429999999999998,-64.287999999999997]
["SP","Battery",21,"C5",21.93,0,-1.294,-11.645]
["SP","Battery",21,"C1",0.1,0,-6.0000000000000001E-3,-5.2999999999999999E-2]
["SP","Battery",21,"B1",41.72,0,-2.4609999999999999,-22.152999999999999]
["SP","Battery",21,"A7",0.01,0,-1E-3,-5.0000000000000001E-3]
["SP","Battery",21,"A6",160.04,0,-9.4420000000000002,-84.980999999999995]
["SP","Battery",21,"A4",0.11,0,-6.0000000000000001E-3,-5.8000000000000003E-2]
["SP","Battery",21,"A3",0.01,0,-1E-3,-5.0000000000000001E-3]
["SP","Battery",21,"M5",0.24,0,-1.4E-2,-0.127]
["SP","Battery",21,"S1",4.33,0,-0.255,-2.2989999999999999]
["SP","Battery",21,"N4",0.91,0,-5.3999999999999999E-2,-0.48299999999999998]
["SP","Battery",21,"M6",1.07,0,-6.3E-2,-0.56799999999999995]
["SP","Battery",21,"C2",276.14999999999998,0,-16.292999999999999,-146.636]
["SP","Battery",21,"A9",0.01,0,-1E-3,-5.0000000000000001E-3]
["SP","Battery",21,"Q4",35.799999999999997,0,-2.1120000000000001,-19.010000000000002]
["SP","Battery",21,"B2",179.99,0,-10.619,-95.575000000000003]
["SP","Battery",21,"P1",0.35,0,-2.1000000000000001E-2,-0.186]
["SP","Battery",21,"P2",0.01,0,-1E-3,-5.0000000000000001E-3]
["SP","Battery",21,"B3",25.3,0,-1.4930000000000001,-13.433999999999999]
["SP","Battery",21,"B4",1.42,0,-8.4000000000000005E-2,-0.754]
["SP","Battery",21,"C3",0.77,0,-4.4999999999999998E-2,-0.40899999999999997]
["SP","Battery",21,"P3",55.56,0,-3.278,-29.501999999999999]
["SP","Battery",21,"M4",0.33,0,-1.9E-2,-0.17499999999999999]
["SP","Battery",21,"T5",2.62,0,-0.155,-1.391]
["SP","Battery",21,"T3",0.15,0,-8.9999999999999993E-3,-0.08]
["SP","Battery",21,"T2",1.92,0,-0.113,-1.02]
["SP","Battery",21,"T1",0.55000000000000004,0,-3.2000000000000001E-2,-0.29199999999999998]
["SP","Battery",21,"S2",0.8,0,-4.7E-2,-0.42499999999999999]
["SP","Battery",21,"R6",0.62,0,-3.6999999999999998E-2,-0.32900000000000001]
["SP","Battery",21,"R4",0.02,0,-1E-3,-1.0999999999999999E-2]
["SP","Battery",21,"Q8",10.91,0,-0.64400000000000002,-5.7930000000000001]
["SP","Battery",21,"Q7",2.9,0,-0.17100000000000001,-1.54]
["SP","Battery",21,"Q5",0.23,0,-1.4E-2,-0.122]
["SP","Battery",21,"P7",0.47,0,-2.8000000000000001E-2,-0.25]
["SP","Battery",21,"P6",0.51,0,-0.03,-0.27100000000000002]
["SP","Battery",21,"P5",0.01,0,-1E-3,-5.0000000000000001E-3]
["SP","Battery",21,"N6",0.01,0,-1E-3,-5.0000000000000001E-3]
["SP","Battery",21,"N2",10.01,0,-0.59099999999999997,-5.3150000000000004]
["SP","Battery",21,"N5",0.43,0,-2.5000000000000001E-2,-0.22800000000000001]
["SP","Battery",21,"N1",20.13,0,-1.1879999999999999,-10.689]
["SP","Battery",22,"T3",0.15,0,0,-8.8999999999999996E-2]
["SP","Battery",22,"S5",1.91,0,0,-1.127]
["SP","Battery",22,"S2",0.8,0,0,-0.47199999999999998]
["SP","Battery",22,"R4",0.03,0,0,-1.7999999999999999E-2]
["SP","Battery",22,"Q5",0.24,0,0,-0.14199999999999999]
["SP","Battery",22,"P7",0.48,0,0,-0.28299999999999997]
["SP","Battery",22,"P4",0.47,0,0,-0.27700000000000002]
["SP","Battery",22,"P3",55.57,0,0,-32.786000000000001]
["SP","Battery",22,"N6",0.01,0,0,-6.0000000000000001E-3]
["SP","Battery",22,"N2",10.02,0,0,-5.9119999999999999]
["SP","Battery",22,"M8",0.32,0,0,-0.189]
["SP","Battery",22,"M7",0.99,0,0,-0.58399999999999996]
["SP","Battery",22,"M6",1.08,0,0,-0.63700000000000001]
["SP","Battery",22,"M5",0.24,0,0,-0.14199999999999999]
["SP","Battery",22,"M4",0.34,0,0,-0.20100000000000001]
["SP","Battery",22,"L7",24.48,0,0,-14.443]
["SP","Battery",22,"L1",103.9,0,0,-61.301000000000002]
["SP","Battery",22,"J8",129.13999999999999,0,0,-76.192999999999998]
["SP","Battery",22,"J4",2.63,0,0,-1.552]
["SP","Battery",22,"H6",4.76,0,0,-2.8079999999999998]
["SP","Battery",22,"H2",82.09,0,0,-48.433]
["SP","Battery",22,"G5",60.49,0,0,-35.689]
["SP","Battery",22,"E7",1.77,0,0,-1.044]
["SP","Battery",22,"D4",2.67,0,0,-1.575]
["SP","Battery",22,"C5",21.94,0,0,-12.945]
["SP","Battery",22,"C4",0.5,0,0,-0.29499999999999998]
["SP","Battery",22,"B4",1.42,0,0,-0.83799999999999997]
["SP","Battery",22,"B1",41.72,0,0,-24.614999999999998]
["SP","Battery",22,"A9",0.02,0,0,-1.2E-2]
["SP","Battery",22,"A8",36.04,0,0,-21.263999999999999]
["SP","Battery",22,"A7",0.02,0,0,-1.2E-2]
["SP","Battery",22,"A4",0.12,0,0,-7.0999999999999994E-2]
["SP","Battery",22,"N5",0.43,0,0,-0.254]
["SP","Battery",22,"A1",20.13,0,0,-11.877000000000001]
["SP","Battery",22,"Q2",56.43,0,0,-33.293999999999997]
["SP","Battery",22,"P8",2.4500000000000002,0,0,-1.446]
["SP","Battery",22,"P2",0.02,0,0,-1.2E-2]
["SP","Battery",22,"P5",0.02,0,0,-1.2E-2]
["SP","Battery",22,"P6",0.52,0,0,-0.307]
["SP","Battery",22,"T4",0.32,0,0,-0.189]
["SP","Battery",22,"P1",0.35,0,0,-0.20699999999999999]
["SP","Battery",22,"T5",2.62,0,0,-1.546]
["SP","Battery",22,"T2",1.91,0,0,-1.127]
["SP","Battery",22,"N7",0.04,0,0,-2.4E-2]
["SP","Battery",22,"T1",0.55000000000000004,0,0,-0.32500000000000001]
["SP","Battery",22,"R5",0.55000000000000004,0,0,-0.32500000000000001]
["SP","Battery",22,"S1",4.33,0,0,-2.5550000000000002]
["SP","Battery",22,"N4",0.91,0,0,-0.53700000000000003]
["SP","Battery",22,"R6",0.63,0,0,-0.372]
["SP","Battery",22,"D5",121.08,0,0,-71.436999999999998]
["SP","Battery",22,"Q6",1.1599999999999999,0,0,-0.68400000000000005]
["SP","Battery",22,"K5",21.36,0,0,-12.602]
["SP","Battery",22,"Q8",10.92,0,0,-6.4429999999999996]
["SP","Battery",22,"Q7",2.91,0,0,-1.7170000000000001]
["SP","Battery",22,"C7",2.62,0,0,-1.546]
["SP","Battery",22,"K6",1.24,0,0,-0.73199999999999998]
["SP","Battery",22,"Q4",35.81,0,0,-21.128]
["SP","Battery",22,"N3",31.13,0,0,-18.367000000000001]
["SP","Battery",22,"N1",20.13,0,0,-11.877000000000001]
["SP","Battery",22,"C6",10.15,0,0,-5.9889999999999999]
["SP","Battery",22,"C3",0.79,0,0,-0.46600000000000003]
["SP","Battery",22,"L8",23.31,0,0,-13.753]
["SP","Battery",22,"B3",25.3,0,0,-14.927]
["SP","Battery",22,"L5",95.06,0,0,-56.085000000000001]
["SP","Battery",22,"C2",276.17,0,0,-162.94]
["SP","Battery",22,"L3",166.01,0,0,-97.945999999999998]
["SP","Battery",22,"C1",0.12,0,0,-7.0999999999999994E-2]
["SP","Battery",22,"L2",260.43,0,0,-153.654]
["SP","Battery",22,"D6",2.4300000000000002,0,0,-1.4339999999999999]
["SP","Battery",22,"G1",75.06,0,0,-44.284999999999997]
["SP","Battery",22,"K4",2.86,0,0,-1.6870000000000001]
["SP","Battery",22,"J7",3.74,0,0,-2.2069999999999999]
["SP","Battery",22,"B2",180.04,0,0,-106.224]
["SP","Battery",22,"J6",7.23,0,0,-4.266]
["SP","Battery",22,"J5",1.05,0,0,-0.62]
["SP","Battery",22,"J3",3.45,0,0,-2.036]
["SP","Battery",22,"J1",2.67,0,0,-1.575]
["SP","Battery",22,"H1",22.94,0,0,-13.535]
["SP","Battery",22,"G7",39.51,0,0,-23.311]
["SP","Battery",22,"A6",160.05000000000001,0,0,-94.43]
["SP","Battery",22,"G6",305.55,0,0,-180.27500000000001]
["SP","Battery",22,"A3",0.02,0,0,-1.2E-2]
["SP","Battery",22,"E1",26.9,0,0,-15.871]
["SP","Battery",22,"F6",151.16999999999999,0,0,-89.19]
["SP","Battery",22,"E8",30.62,0,0,-18.065999999999999]
["SP","Battery",23,"M8",0.33,0,0,-0.19500000000000001]
["SP","Battery",23,"N4",0.92,0,0,-0.54300000000000004]
["SP","Battery",23,"P5",0.03,0,0,-1.7999999999999999E-2]
["SP","Battery",23,"Q2",56.49,0,0,-33.329000000000001]
["SP","Battery",23,"Q7",2.92,0,0,-1.7230000000000001]
["SP","Battery",23,"M4",0.35,0,0,-0.20699999999999999]
["SP","Battery",23,"T1",0.55000000000000004,0,0,-0.32500000000000001]
["SP","Battery",23,"T5",2.62,0,0,-1.546]
["SP","Battery",23,"C6",10.18,0,0,-6.0060000000000002]
["SP","Battery",23,"D6",2.46,0,0,-1.4510000000000001]
["SP","Battery",23,"F6",151.29,0,0,-89.260999999999996]
["SP","Battery",23,"J6",7.29,0,0,-4.3010000000000002]
["SP","Battery",23,"J1",2.71,0,0,-1.599]
["SP","Battery",23,"K5",21.4,0,0,-12.625999999999999]
["SP","Battery",23,"T4",0.32,0,0,-0.189]
["SP","Battery",23,"T3",0.16,0,0,-9.4E-2]
["SP","Battery",23,"T2",1.92,0,0,-1.133]
["SP","Battery",23,"S5",1.93,0,0,-1.139]
["SP","Battery",23,"S2",0.82,0,0,-0.48399999999999999]
["SP","Battery",23,"S1",4.3600000000000003,0,0,-2.5720000000000001]
["SP","Battery",23,"R6",0.65,0,0,-0.38400000000000001]
["SP","Battery",23,"R5",0.56000000000000005,0,0,-0.33]
["SP","Battery",23,"R4",0.05,0,0,-0.03]
["SP","Battery",23,"Q8",10.94,0,0,-6.4550000000000001]
["SP","Battery",23,"Q6",1.18,0,0,-0.69599999999999995]
["SP","Battery",23,"Q5",0.25,0,0,-0.14799999999999999]
["SP","Battery",23,"Q4",35.83,0,0,-21.14]
["SP","Battery",23,"P8",2.48,0,0,-1.4630000000000001]
["SP","Battery",23,"P7",0.5,0,0,-0.29499999999999998]
["SP","Battery",23,"P6",0.54,0,0,-0.31900000000000001]
["SP","Battery",23,"P4",0.48,0,0,-0.28299999999999997]
["SP","Battery",23,"P3",55.59,0,0,-32.798000000000002]
["SP","Battery",23,"P2",0.02,0,0,-1.2E-2]
["SP","Battery",23,"P1",0.36,0,0,-0.21199999999999999]
["SP","Battery",23,"N7",0.04,0,0,-2.4E-2]
["SP","Battery",23,"N6",0.02,0,0,-1.2E-2]
["SP","Battery",23,"N5",0.43,0,0,-0.254]
["SP","Battery",23,"N3",31.28,0,0,-18.454999999999998]
["SP","Battery",23,"N2",10.02,0,0,-5.9119999999999999]
["SP","Battery",23,"N1",20.13,0,0,-11.877000000000001]
["SP","Battery",23,"M7",1,0,0,-0.59]
["SP","Battery",23,"M6",1.1499999999999999,0,0,-0.67900000000000005]
["SP","Battery",23,"M5",0.25,0,0,-0.14799999999999999]
["SP","Battery",23,"L8",23.32,0,0,-13.759]
["SP","Battery",23,"L7",24.5,0,0,-14.455]
["SP","Battery",23,"L5",95.11,0,0,-56.115000000000002]
["SP","Battery",23,"L3",166.05,0,0,-97.97]
["SP","Battery",23,"L2",260.44,0,0,-153.66]
["SP","Battery",23,"L1",103.9,0,0,-61.301000000000002]
["SP","Battery",23,"K6",1.26,0,0,-0.74299999999999999]
["SP","Battery",23,"K4",3.07,0,0,-1.8109999999999999]
["SP","Battery",23,"J8",129.15,0,0,-76.198999999999998]
["SP","Battery",23,"J7",3.83,0,0,-2.2599999999999998]
["SP","Battery",23,"J5",1.07,0,0,-0.63100000000000001]
["SP","Battery",23,"J4",2.65,0,0,-1.5640000000000001]
["SP","Battery",23,"J3",3.55,0,0,-2.0950000000000002]
["SP","Battery",23,"H6",4.87,0,0,-2.8730000000000002]
["SP","Battery",23,"H2",82.1,0,0,-48.439]
["SP","Battery",23,"H1",22.95,0,0,-13.541]
["SP","Battery",23,"G7",39.54,0,0,-23.329000000000001]
["SP","Battery",23,"G6",305.60000000000002,0,0,-180.304]
["SP","Battery",23,"G5",60.52,0,0,-35.707000000000001]
["SP","Battery",23,"G1",75.08,0,0,-44.296999999999997]
["SP","Battery",23,"E8",30.63,0,0,-18.071999999999999]
["SP","Battery",23,"E7",1.8,0,0,-1.0620000000000001]
["SP","Battery",23,"E1",26.98,0,0,-15.917999999999999]
["SP","Battery",23,"D5",121.09,0,0,-71.442999999999998]
["SP","Battery",23,"D4",2.7,0,0,-1.593]
["SP","Battery",23,"C7",2.75,0,0,-1.623]
["SP","Battery",23,"C5",21.96,0,0,-12.956]
["SP","Battery",23,"C4",0.52,0,0,-0.307]
["SP","Battery",23,"C3",0.81,0,0,-0.47799999999999998]
["SP","Battery",23,"C2",276.19,0,0,-162.952]
["SP","Battery",23,"C1",0.14000000000000001,0,0,-8.3000000000000004E-2]
["SP","Battery",23,"B4",1.43,0,0,-0.84399999999999997]
["SP","Battery",23,"B3",25.31,0,0,-14.933]
["SP","Battery",23,"B2",180.11,0,0,-106.265]
["SP","Battery",23,"B1",41.72,0,0,-24.614999999999998]
["SP","Battery",23,"A9",0.03,0,0,-1.7999999999999999E-2]
["SP","Battery",23,"A8",36.049999999999997,0,0,-21.27]
["SP","Battery",23,"A7",0.03,0,0,-1.7999999999999999E-2]
["SP","Battery",23,"A6",160.06,0,0,-94.435000000000002]
["SP","Battery",23,"A3",0.03,0,0,-1.7999999999999999E-2]
["SP","Battery",23,"A4",0.13,0,0,-7.6999999999999999E-2]
["SP","Battery",23,"A1",20.14,0,0,-11.882999999999999]
["SP","Battery",24,"N7",0.05,0,0,-0.03]
["SP","Battery",24,"P4",0.52,0,0,-0.307]
["SP","Battery",24,"P8",2.61,0,0,-1.54]
["SP","Battery",24,"R5",0.61,0,0,-0.36]
["SP","Battery",24,"T4",0.32,0,0,-0.189]
["SP","Battery",24,"S5",2.02,0,0,-1.1919999999999999]
["SP","Battery",24,"M7",1.05,0,0,-0.62]
["SP","Battery",24,"C1",0.19,0,0,-0.112]
["SP","Battery",24,"C5",22.05,0,0,-13.01]
["SP","Battery",24,"D5",121.16,0,0,-71.483999999999995]
["SP","Battery",24,"G6",305.92,0,0,-180.49299999999999]
["SP","Battery",24,"H6",5.23,0,0,-3.0859999999999999]
["SP","Battery",24,"J5",1.1299999999999999,0,0,-0.66700000000000004]
["SP","Battery",24,"T5",2.65,0,0,-1.5640000000000001]
["SP","Battery",24,"T3",0.17,0,0,-0.1]
["SP","Battery",24,"T2",1.96,0,0,-1.1559999999999999]
["SP","Battery",24,"T1",0.57999999999999996,0,0,-0.34200000000000003]
["SP","Battery",24,"S2",0.85,0,0,-0.502]
["SP","Battery",24,"S1",4.53,0,0,-2.673]
["SP","Battery",24,"R6",0.71,0,0,-0.41899999999999998]
["SP","Battery",24,"R4",7.0000000000000007E-2,0,0,-4.1000000000000002E-2]
["SP","Battery",24,"Q8",11,0,0,-6.49]
["SP","Battery",24,"Q7",2.95,0,0,-1.7410000000000001]
["SP","Battery",24,"Q6",1.24,0,0,-0.73199999999999998]
["SP","Battery",24,"Q5",0.27,0,0,-0.159]
["SP","Battery",24,"Q4",35.880000000000003,0,0,-21.169]
["SP","Battery",24,"Q2",56.54,0,0,-33.359000000000002]
["SP","Battery",24,"P7",0.54,0,0,-0.31900000000000001]
["SP","Battery",24,"P6",0.57999999999999996,0,0,-0.34200000000000003]
["SP","Battery",24,"P5",0.05,0,0,-0.03]
["SP","Battery",24,"P3",55.65,0,0,-32.834000000000003]
["SP","Battery",24,"P2",0.03,0,0,-1.7999999999999999E-2]
["SP","Battery",24,"P1",0.38,0,0,-0.224]
["SP","Battery",24,"N6",0.02,0,0,-1.2E-2]
["SP","Battery",24,"N5",0.46,0,0,-0.27100000000000002]
["SP","Battery",24,"N4",0.96,0,0,-0.56599999999999995]
["SP","Battery",24,"N3",31.33,0,0,-18.484999999999999]
["SP","Battery",24,"N2",10.029999999999999,0,0,-5.9180000000000001]
["SP","Battery",24,"N1",20.13,0,0,-11.877000000000001]
["SP","Battery",24,"M8",0.37,0,0,-0.218]
["SP","Battery",24,"M6",1.23,0,0,-0.72599999999999998]
["SP","Battery",24,"M5",0.27,0,0,-0.159]
["SP","Battery",24,"M4",0.38,0,0,-0.224]
["SP","Battery",24,"L7",24.55,0,0,-14.484999999999999]
["SP","Battery",24,"L5",95.28,0,0,-56.215000000000003]
["SP","Battery",24,"L3",166.16,0,0,-98.034000000000006]
["SP","Battery",24,"L1",103.9,0,0,-61.301000000000002]
["SP","Battery",24,"K6",1.31,0,0,-0.77300000000000002]
["SP","Battery",24,"K5",21.53,0,0,-12.702999999999999]
["SP","Battery",24,"K4",3.29,0,0,-1.9410000000000001]
["SP","Battery",24,"J8",129.16999999999999,0,0,-76.209999999999994]
["SP","Battery",24,"J7",4.13,0,0,-2.4369999999999998]
["SP","Battery",24,"J6",7.5,0,0,-4.4249999999999998]
["SP","Battery",24,"J4",2.78,0,0,-1.64]
["SP","Battery",24,"J3",3.79,0,0,-2.2360000000000002]
["SP","Battery",24,"J1",2.88,0,0,-1.6990000000000001]
["SP","Battery",24,"H2",82.16,0,0,-48.473999999999997]
["SP","Battery",24,"H1",23,0,0,-13.57]
["SP","Battery",24,"G7",39.61,0,0,-23.37]
["SP","Battery",24,"G5",60.59,0,0,-35.747999999999998]
["SP","Battery",24,"G1",75.13,0,0,-44.326999999999998]
["SP","Battery",24,"F6",151.71,0,0,-89.509]
["SP","Battery",24,"E8",30.67,0,0,-18.094999999999999]
["SP","Battery",24,"E7",1.92,0,0,-1.133]
["SP","Battery",24,"E1",27.42,0,0,-16.178000000000001]
["SP","Battery",24,"D6",2.6,0,0,-1.534]
["SP","Battery",24,"D4",2.82,0,0,-1.6639999999999999]
["SP","Battery",24,"C7",2.88,0,0,-1.6990000000000001]
["SP","Battery",24,"C6",10.220000000000001,0,0,-6.03]
["SP","Battery",24,"C4",0.57999999999999996,0,0,-0.34200000000000003]
["SP","Battery",24,"C3",0.87,0,0,-0.51300000000000001]
["SP","Battery",24,"C2",276.24,0,0,-162.982]
["SP","Battery",24,"B4",1.47,0,0,-0.86699999999999999]
["SP","Battery",24,"B3",25.34,0,0,-14.951000000000001]
["SP","Battery",24,"B2",180.36,0,0,-106.41200000000001]
["SP","Battery",24,"B1",41.76,0,0,-24.638000000000002]
["SP","Battery",24,"A9",0.05,0,0,-0.03]
["SP","Battery",24,"A8",36.06,0,0,-21.274999999999999]
["SP","Battery",24,"A7",0.05,0,0,-0.03]
["SP","Battery",24,"A6",160.08000000000001,0,0,-94.447000000000003]
["SP","Battery",24,"A4",0.15,0,0,-8.8999999999999996E-2]
["SP","Battery",24,"A3",0.05,0,0,-0.03]
["SP","Battery",24,"A1",20.16,0,0,-11.894]
["SP","Battery",24,"L2",260.49,0,0,-153.68899999999999]
["SP","Battery",24,"L8",23.35,0,0,-13.776999999999999]
["SP","Battery",25,"B4",1.54,0,0,-0.90900000000000003]
["SP","Battery",25,"C4",0.7,0,0,-0.41299999999999998]
["SP","Battery",25,"E7",2.19,0,0,-1.292]
["SP","Battery",25,"G5",60.73,0,0,-35.831000000000003]
["SP","Battery",25,"H2",82.29,0,0,-48.551000000000002]
["SP","Battery",25,"T5",2.71,0,0,-1.599]
["SP","Battery",25,"T3",0.18,0,0,-0.106]
["SP","Battery",25,"T2",2.04,0,0,-1.204]
["SP","Battery",25,"T1",0.62,0,0,-0.36599999999999999]
["SP","Battery",25,"S6",0.02,0,0,-1.2E-2]
["SP","Battery",25,"S5",2.25,0,0,-1.3280000000000001]
["SP","Battery",25,"S4",0.01,0,0,-6.0000000000000001E-3]
["SP","Battery",25,"S1",4.95,0,0,-2.9209999999999998]
["SP","Battery",25,"R6",0.83,0,0,-0.49]
["SP","Battery",25,"R5",0.7,0,0,-0.41299999999999998]
["SP","Battery",25,"Q8",11.13,0,0,-6.5670000000000002]
["SP","Battery",25,"Q7",3,0,0,-1.77]
["SP","Battery",25,"Q6",1.39,0,0,-0.82]
["SP","Battery",25,"Q4",35.99,0,0,-21.234000000000002]
["SP","Battery",25,"Q2",56.63,0,0,-33.411999999999999]
["SP","Battery",25,"P8",2.91,0,0,-1.7170000000000001]
["SP","Battery",25,"P7",0.63,0,0,-0.372]
["SP","Battery",25,"P6",0.67,0,0,-0.39500000000000002]
["SP","Battery",25,"P5",0.08,0,0,-4.7E-2]
["SP","Battery",25,"P4",0.59,0,0,-0.34799999999999998]
["SP","Battery",25,"P2",0.05,0,0,-0.03]
["SP","Battery",25,"P1",0.43,0,0,-0.254]
["SP","Battery",25,"N7",7.0000000000000007E-2,0,0,-4.1000000000000002E-2]
["SP","Battery",25,"N5",0.52,0,0,-0.307]
["SP","Battery",25,"N4",1.07,0,0,-0.63100000000000001]
["SP","Battery",25,"N3",31.46,0,0,-18.561]
["SP","Battery",25,"N1",20.149999999999999,0,0,-11.888999999999999]
["SP","Battery",25,"M8",0.44,0,0,-0.26]
["SP","Battery",25,"M7",1.17,0,0,-0.69]
["SP","Battery",25,"M6",1.41,0,0,-0.83199999999999996]
["SP","Battery",25,"M5",0.3,0,0,-0.17699999999999999]
["SP","Battery",25,"M4",0.44,0,0,-0.26]
["SP","Battery",25,"L8",23.41,0,0,-13.811999999999999]
["SP","Battery",25,"L5",95.63,0,0,-56.421999999999997]
["SP","Battery",25,"L3",166.4,0,0,-98.176000000000002]
["SP","Battery",25,"L2",260.58999999999997,0,0,-153.74799999999999]
["SP","Battery",25,"K6",1.42,0,0,-0.83799999999999997]
["SP","Battery",25,"K5",21.79,0,0,-12.856]
["SP","Battery",25,"K4",3.76,0,0,-2.218]
["SP","Battery",25,"J7",4.7699999999999996,0,0,-2.8140000000000001]
["SP","Battery",25,"J6",7.95,0,0,-4.6909999999999998]
["SP","Battery",25,"J5",1.28,0,0,-0.755]
["SP","Battery",25,"J4",3.09,0,0,-1.823]
["SP","Battery",25,"J3",4.3,0,0,-2.5369999999999999]
["SP","Battery",25,"J1",3.25,0,0,-1.9179999999999999]
["SP","Battery",25,"H6",6,0,0,-3.54]
["SP","Battery",25,"H1",23.13,0,0,-13.647]
["SP","Battery",25,"G7",39.74,0,0,-23.446999999999999]
["SP","Battery",25,"G6",306.64999999999998,0,0,-180.92400000000001]
["SP","Battery",25,"G1",75.209999999999994,0,0,-44.374000000000002]
["SP","Battery",25,"F6",152.58000000000001,0,0,-90.022000000000006]
["SP","Battery",25,"E8",30.75,0,0,-18.143000000000001]
["SP","Battery",25,"E1",28.43,0,0,-16.774000000000001]
["SP","Battery",25,"D6",2.93,0,0,-1.7290000000000001]
["SP","Battery",25,"D5",121.31,0,0,-71.572999999999993]
["SP","Battery",25,"D4",3.08,0,0,-1.8169999999999999]
["SP","Battery",25,"C7",3.2,0,0,-1.8879999999999999]
["SP","Battery",25,"C6",10.3,0,0,-6.077]
["SP","Battery",25,"C5",22.22,0,0,-13.11]
["SP","Battery",25,"C3",1.01,0,0,-0.59599999999999997]
["SP","Battery",25,"C2",276.33999999999997,0,0,-163.041]
["SP","Battery",25,"C1",0.26,0,0,-0.153]
["SP","Battery",25,"B3",25.39,0,0,-14.98]
["SP","Battery",25,"B2",180.88,0,0,-106.71899999999999]
["SP","Battery",25,"B1",41.86,0,0,-24.696999999999999]
["SP","Battery",25,"A9",0.08,0,0,-4.7E-2]
["SP","Battery",25,"A8",36.090000000000003,0,0,-21.292999999999999]
["SP","Battery",25,"A7",0.08,0,0,-4.7E-2]
["SP","Battery",25,"A6",160.11000000000001,0,0,-94.465000000000003]
["SP","Battery",25,"A4",0.18,0,0,-0.106]
["SP","Battery",25,"A3",0.08,0,0,-4.7E-2]
["SP","Battery",25,"A1",20.2,0,0,-11.917999999999999]
["SP","Battery",25,"J8",129.22999999999999,0,0,-76.245999999999995]
["SP","Battery",25,"N6",0.04,0,0,-2.4E-2]
["SP","Battery",25,"L1",103.9,0,0,-61.301000000000002]
["SP","Battery",25,"P3",55.8,0,0,-32.921999999999997]
["SP","Battery",25,"Q5",0.32,0,0,-0.189]
["SP","Battery",25,"R4",0.11,0,0,-6.5000000000000002E-2]
["SP","Battery",25,"S2",0.93,0,0,-0.54900000000000004]
["SP","Battery",25,"S7",0.01,0,0,-6.0000000000000001E-3]
["SP","Battery",25,"T4",0.36,0,0,-0.21199999999999999]
["SP","Battery",25,"L7",24.66,0,0,-14.548999999999999]
["SP","Battery",25,"N2",10.050000000000001,0,0,-5.93]
["SP","Battery",26,"T3",0.21,0,0,-0.124]
["SP","Battery",26,"T2",2.17,0,0,-1.28]
["SP","Battery",26,"T1",0.71,0,0,-0.41899999999999998]
["SP","Battery",26,"S6",0.04,0,0,-2.4E-2]
["SP","Battery",26,"S5",2.65,0,0,-1.5640000000000001]
["SP","Battery",26,"S4",0.02,0,0,-1.2E-2]
["SP","Battery",26,"S1",5.5,0,0,-3.2450000000000001]
["SP","Battery",26,"R6",0.98,0,0,-0.57799999999999996]
["SP","Battery",26,"R5",0.83,0,0,-0.49]
["SP","Battery",26,"R4",0.17,0,0,-0.1]
["SP","Battery",26,"Q8",11.3,0,0,-6.6669999999999998]
["SP","Battery",26,"Q7",3.07,0,0,-1.8109999999999999]
["SP","Battery",26,"Q6",1.58,0,0,-0.93200000000000005]
["SP","Battery",26,"Q4",36.130000000000003,0,0,-21.317]
["SP","Battery",26,"Q2",56.75,0,0,-33.482999999999997]
["SP","Battery",26,"P8",3.3,0,0,-1.9470000000000001]
["SP","Battery",26,"P6",0.79,0,0,-0.46600000000000003]
["SP","Battery",26,"P5",0.11,0,0,-6.5000000000000002E-2]
["SP","Battery",26,"P4",0.69,0,0,-0.40699999999999997]
["SP","Battery",26,"P2",7.0000000000000007E-2,0,0,-4.1000000000000002E-2]
["SP","Battery",26,"P1",0.5,0,0,-0.29499999999999998]
["SP","Battery",26,"N7",0.09,0,0,-5.2999999999999999E-2]
["SP","Battery",26,"N6",0.06,0,0,-3.5000000000000003E-2]
["SP","Battery",26,"N5",0.59,0,0,-0.34799999999999998]
["SP","Battery",26,"N4",1.21,0,0,-0.71399999999999997]
["SP","Battery",26,"N3",31.64,0,0,-18.667999999999999]
["SP","Battery",26,"N1",20.16,0,0,-11.894]
["SP","Battery",26,"M8",0.53,0,0,-0.313]
["SP","Battery",26,"M7",1.32,0,0,-0.77900000000000003]
["SP","Battery",26,"M5",0.35,0,0,-0.20699999999999999]
["SP","Battery",26,"M4",0.51,0,0,-0.30099999999999999]
["SP","Battery",26,"L8",23.48,0,0,-13.853]
["SP","Battery",26,"L5",96.09,0,0,-56.692999999999998]
["SP","Battery",26,"L3",166.71,0,0,-98.358999999999995]
["SP","Battery",26,"L2",260.73,0,0,-153.83099999999999]
["SP","Battery",26,"L1",103.9,0,0,-61.301000000000002]
["SP","Battery",26,"K6",1.56,0,0,-0.92]
["SP","Battery",26,"K5",22.12,0,0,-13.051]
["SP","Battery",26,"K4",4.37,0,0,-2.5779999999999998]
["SP","Battery",26,"J7",5.6,0,0,-3.3039999999999998]
["SP","Battery",26,"J6",8.5399999999999991,0,0,-5.0389999999999997]
["SP","Battery",26,"J5",1.47,0,0,-0.86699999999999999]
["SP","Battery",26,"J3",4.96,0,0,-2.9260000000000002]
["SP","Battery",26,"J1",3.72,0,0,-2.1949999999999998]
["SP","Battery",26,"H6",7,0,0,-4.13]
["SP","Battery",26,"H1",23.28,0,0,-13.734999999999999]
["SP","Battery",26,"G7",39.9,0,0,-23.541]
["SP","Battery",26,"G6",307.58999999999997,0,0,-181.47800000000001]
["SP","Battery",26,"G5",60.91,0,0,-35.936999999999998]
["SP","Battery",26,"G1",75.31,0,0,-44.433]
["SP","Battery",26,"F6",153.72,0,0,-90.694999999999993]
["SP","Battery",26,"E8",30.86,0,0,-18.207000000000001]
["SP","Battery",26,"E1",29.74,0,0,-17.547000000000001]
["SP","Battery",26,"D6",3.36,0,0,-1.982]
["SP","Battery",26,"D5",121.51,0,0,-71.691000000000003]
["SP","Battery",26,"C7",3.61,0,0,-2.13]
["SP","Battery",26,"C6",10.4,0,0,-6.1360000000000001]
["SP","Battery",26,"C5",22.45,0,0,-13.246]
["SP","Battery",26,"C3",1.19,0,0,-0.70199999999999996]
["SP","Battery",26,"C2",276.47000000000003,0,0,-163.11699999999999]
["SP","Battery",26,"C1",0.36,0,0,-0.21199999999999999]
["SP","Battery",26,"B4",1.65,0,0,-0.97399999999999998]
["SP","Battery",26,"B3",25.46,0,0,-15.021000000000001]
["SP","Battery",26,"B2",181.55,0,0,-107.11499999999999]
["SP","Battery",26,"B1",41.98,0,0,-24.768000000000001]
["SP","Battery",26,"A9",0.11,0,0,-6.5000000000000002E-2]
["SP","Battery",26,"A8",36.130000000000003,0,0,-21.317]
["SP","Battery",26,"A7",0.11,0,0,-6.5000000000000002E-2]
["SP","Battery",26,"A6",160.15,0,0,-94.489000000000004]
["SP","Battery",26,"A4",0.23,0,0,-0.13600000000000001]
["SP","Battery",26,"A3",0.11,0,0,-6.5000000000000002E-2]
["SP","Battery",26,"A1",20.25,0,0,-11.948]
["SP","Battery",26,"N2",10.07,0,0,-5.9409999999999998]
["SP","Battery",26,"P3",55.98,0,0,-33.027999999999999]
["SP","Battery",26,"P7",0.74,0,0,-0.437]
["SP","Battery",26,"Q5",0.39,0,0,-0.23]
["SP","Battery",26,"S2",1.03,0,0,-0.60799999999999998]
["SP","Battery",26,"S7",0.02,0,0,-1.2E-2]
["SP","Battery",26,"T4",0.4,0,0,-0.23599999999999999]
["SP","Battery",26,"C4",0.85,0,0,-0.502]
["SP","Battery",26,"D4",3.42,0,0,-2.0179999999999998]
["SP","Battery",26,"E7",2.54,0,0,-1.4990000000000001]
["SP","Battery",26,"H2",82.47,0,0,-48.656999999999996]
["SP","Battery",26,"J4",3.48,0,0,-2.0529999999999999]
["SP","Battery",26,"J8",129.30000000000001,0,0,-76.287000000000006]
["SP","Battery",26,"L7",24.8,0,0,-14.632]
["SP","Battery",26,"M6",1.63,0,0,-0.96199999999999997]
["SP","Battery",26,"T5",2.79,0,0,-1.6459999999999999]
["SP","Battery",27,"N2",10.1,0,0,-5.9589999999999996]
["SP","Battery",27,"N6",0.08,0,0,-4.7E-2]
["SP","Battery",27,"P3",56.27,0,0,-33.198999999999998]
["SP","Battery",27,"Q5",0.49,0,0,-0.28899999999999998]
["SP","Battery",27,"R4",0.25,0,0,-0.14799999999999999]
["SP","Battery",27,"S2",1.21,0,0,-0.71399999999999997]
["SP","Battery",27,"T4",0.46,0,0,-0.27100000000000002]
["SP","Battery",27,"S7",0.03,0,0,-1.7999999999999999E-2]
["SP","Battery",27,"B4",1.81,0,0,-1.0680000000000001]
["SP","Battery",27,"C4",1.08,0,0,-0.63700000000000001]
["SP","Battery",27,"E7",3.1,0,0,-1.829]
["SP","Battery",27,"H2",82.74,0,0,-48.817]
["SP","Battery",27,"G5",61.19,0,0,-36.101999999999997]
["SP","Battery",27,"J8",129.41,0,0,-76.352000000000004]
["SP","Battery",27,"L1",103.9,0,0,-61.301000000000002]
["SP","Battery",27,"L7",25.02,0,0,-14.762]
["SP","Battery",27,"T5",2.94,0,0,-1.7350000000000001]
["SP","Battery",27,"T3",0.24,0,0,-0.14199999999999999]
["SP","Battery",27,"T2",2.37,0,0,-1.3979999999999999]
["SP","Battery",27,"T1",0.85,0,0,-0.502]
["SP","Battery",27,"S6",0.06,0,0,-3.5000000000000003E-2]
["SP","Battery",27,"S5",3.21,0,0,-1.8939999999999999]
["SP","Battery",27,"S4",0.03,0,0,-1.7999999999999999E-2]
["SP","Battery",27,"S1",6.45,0,0,-3.806]
["SP","Battery",27,"R6",1.22,0,0,-0.72]
["SP","Battery",27,"R5",1.02,0,0,-0.60199999999999998]
["SP","Battery",27,"Q8",11.57,0,0,-6.8259999999999996]
["SP","Battery",27,"Q7",3.18,0,0,-1.8759999999999999]
["SP","Battery",27,"Q6",1.87,0,0,-1.103]
["SP","Battery",27,"Q4",36.340000000000003,0,0,-21.440999999999999]
["SP","Battery",27,"Q2",56.95,0,0,-33.600999999999999]
["SP","Battery",27,"P8",3.91,0,0,-2.3069999999999999]
["SP","Battery",27,"P7",0.92,0,0,-0.54300000000000004]
["SP","Battery",27,"P6",0.97,0,0,-0.57199999999999995]
["SP","Battery",27,"P5",0.17,0,0,-0.1]
["SP","Battery",27,"P4",0.84,0,0,-0.496]
["SP","Battery",27,"P2",0.1,0,0,-5.8999999999999997E-2]
["SP","Battery",27,"P1",0.6,0,0,-0.35399999999999998]
["SP","Battery",27,"N7",0.12,0,0,-7.0999999999999994E-2]
["SP","Battery",27,"N5",0.71,0,0,-0.41899999999999998]
["SP","Battery",27,"N4",1.42,0,0,-0.83799999999999997]
["SP","Battery",27,"N3",31.91,0,0,-18.827000000000002]
["SP","Battery",27,"N1",20.190000000000001,0,0,-11.912000000000001]
["SP","Battery",27,"M8",0.68,0,0,-0.40100000000000002]
["SP","Battery",27,"M7",1.55,0,0,-0.91500000000000004]
["SP","Battery",27,"M6",1.99,0,0,-1.1739999999999999]
["SP","Battery",27,"M5",0.43,0,0,-0.254]
["SP","Battery",27,"M4",0.63,0,0,-0.372]
["SP","Battery",27,"L8",23.6,0,0,-13.923999999999999]
["SP","Battery",27,"L5",96.81,0,0,-57.118000000000002]
["SP","Battery",27,"L3",167.2,0,0,-98.647999999999996]
["SP","Battery",27,"L2",260.94,0,0,-153.95500000000001]
["SP","Battery",27,"K6",1.78,0,0,-1.05]
["SP","Battery",27,"K5",22.65,0,0,-13.364000000000001]
["SP","Battery",27,"K4",5.33,0,0,-3.145]
["SP","Battery",27,"J7",6.92,0,0,-4.0830000000000002]
["SP","Battery",27,"J6",9.48,0,0,-5.593]
["SP","Battery",27,"J5",1.77,0,0,-1.044]
["SP","Battery",27,"J4",4.1100000000000003,0,0,-2.4249999999999998]
["SP","Battery",27,"J3",6.02,0,0,-3.552]
["SP","Battery",27,"J1",4.4800000000000004,0,0,-2.6429999999999998]
["SP","Battery",27,"H6",8.58,0,0,-5.0620000000000003]
["SP","Battery",27,"H1",23.53,0,0,-13.882999999999999]
["SP","Battery",27,"G7",40.159999999999997,0,0,-23.693999999999999]
["SP","Battery",27,"G6",309.10000000000002,0,0,-182.369]
["SP","Battery",27,"G1",75.47,0,0,-44.527000000000001]
["SP","Battery",27,"F6",155.52000000000001,0,0,-91.757000000000005]
["SP","Battery",27,"E8",31.03,0,0,-18.308]
["SP","Battery",27,"E1",31.84,0,0,-18.786000000000001]
["SP","Battery",27,"D6",4.05,0,0,-2.39]
["SP","Battery",27,"D5",121.83,0,0,-71.88]
["SP","Battery",27,"D4",3.96,0,0,-2.3359999999999999]
["SP","Battery",27,"C7",4.2699999999999996,0,0,-2.5190000000000001]
["SP","Battery",27,"C6",10.55,0,0,-6.2249999999999996]
["SP","Battery",27,"C5",22.8,0,0,-13.452]
["SP","Battery",27,"C3",1.47,0,0,-0.86699999999999999]
["SP","Battery",27,"C2",276.67,0,0,-163.23500000000001]
["SP","Battery",27,"C1",0.51,0,0,-0.30099999999999999]
["SP","Battery",27,"B3",25.57,0,0,-15.086]
["SP","Battery",27,"B2",182.62,0,0,-107.746]
["SP","Battery",27,"B1",42.17,0,0,-24.88]
["SP","Battery",27,"A9",0.17,0,0,-0.1]
["SP","Battery",27,"A8",36.19,0,0,-21.352]
["SP","Battery",27,"A7",0.17,0,0,-0.1]
["SP","Battery",27,"A6",160.21,0,0,-94.524000000000001]
["SP","Battery",27,"A4",0.31,0,0,-0.183]
["SP","Battery",27,"A3",0.17,0,0,-0.1]
["SP","Battery",27,"A1",20.329999999999998,0,0,-11.994999999999999]
["SP","Battery",28,"P7",1.1599999999999999,0,0,-0.68400000000000005]
["SP","Battery",28,"S6",0.08,0,0,-4.7E-2]
["SP","Battery",28,"T3",0.28999999999999998,0,0,-0.17100000000000001]
["SP","Battery",28,"Q5",0.63,0,0,-0.372]
["SP","Battery",28,"S2",1.48,0,0,-0.873]
["SP","Battery",28,"C4",1.38,0,0,-0.81399999999999995]
["SP","Battery",28,"D4",4.67,0,0,-2.7549999999999999]
["SP","Battery",28,"E7",3.84,0,0,-2.266]
["SP","Battery",28,"H2",83.11,0,0,-49.034999999999997]
["SP","Battery",28,"J4",4.97,0,0,-2.9319999999999999]
["SP","Battery",28,"J8",129.56,0,0,-76.44]
["SP","Battery",28,"M6",2.46,0,0,-1.4510000000000001]
["SP","Battery",28,"N2",10.130000000000001,0,0,-5.9770000000000003]
["SP","Battery",28,"P3",56.66,0,0,-33.429000000000002]
["SP","Battery",28,"T5",3.13,0,0,-1.847]
["SP","Battery",28,"T4",0.56999999999999995,0,0,-0.33600000000000002]
["SP","Battery",28,"T2",2.65,0,0,-1.5640000000000001]
["SP","Battery",28,"T1",1.02,0,0,-0.60199999999999998]
["SP","Battery",28,"S7",0.05,0,0,-0.03]
["SP","Battery",28,"S5",3.98,0,0,-2.3479999999999999]
["SP","Battery",28,"S4",0.06,0,0,-3.5000000000000003E-2]
["SP","Battery",28,"S3",0.01,0,0,-6.0000000000000001E-3]
["SP","Battery",28,"S1",7.87,0,0,-4.6429999999999998]
["SP","Battery",28,"R6",1.53,0,0,-0.90300000000000002]
["SP","Battery",28,"R5",1.27,0,0,-0.749]
["SP","Battery",28,"R4",0.36,0,0,-0.21199999999999999]
["SP","Battery",28,"Q8",11.93,0,0,-7.0389999999999997]
["SP","Battery",28,"Q7",3.32,0,0,-1.9590000000000001]
["SP","Battery",28,"Q6",2.27,0,0,-1.339]
["SP","Battery",28,"Q4",36.630000000000003,0,0,-21.611999999999998]
["SP","Battery",28,"Q2",57.21,0,0,-33.753999999999998]
["SP","Battery",28,"P8",4.74,0,0,-2.7970000000000002]
["SP","Battery",28,"P6",1.21,0,0,-0.71399999999999997]
["SP","Battery",28,"P5",0.24,0,0,-0.14199999999999999]
["SP","Battery",28,"P4",1.04,0,0,-0.61399999999999999]
["SP","Battery",28,"P2",0.14000000000000001,0,0,-8.3000000000000004E-2]
["SP","Battery",28,"P1",0.73,0,0,-0.43099999999999999]
["SP","Battery",28,"N7",0.16,0,0,-9.4E-2]
["SP","Battery",28,"N6",0.12,0,0,-7.0999999999999994E-2]
["SP","Battery",28,"N5",0.86,0,0,-0.50700000000000001]
["SP","Battery",28,"N4",1.72,0,0,-1.0149999999999999]
["SP","Battery",28,"N3",32.29,0,0,-19.050999999999998]
["SP","Battery",28,"N1",20.23,0,0,-11.936]
["SP","Battery",28,"M8",0.87,0,0,-0.51300000000000001]
["SP","Battery",28,"M7",1.87,0,0,-1.103]
["SP","Battery",28,"M5",0.53,0,0,-0.313]
["SP","Battery",28,"M4",0.79,0,0,-0.46600000000000003]
["SP","Battery",28,"L8",23.75,0,0,-14.013]
["SP","Battery",28,"L5",97.77,0,0,-57.683999999999997]
["SP","Battery",28,"L3",167.84,0,0,-99.025999999999996]
["SP","Battery",28,"L2",261.20999999999998,0,0,-154.114]
["SP","Battery",28,"L7",25.31,0,0,-14.933]
["SP","Battery",28,"L1",103.9,0,0,-61.301000000000002]
["SP","Battery",28,"K6",2.0699999999999998,0,0,-1.2210000000000001]
["SP","Battery",28,"K5",23.35,0,0,-13.776999999999999]
["SP","Battery",28,"K4",6.61,0,0,-3.9]
["SP","Battery",28,"J7",8.65,0,0,-5.1040000000000001]
["SP","Battery",28,"J6",10.71,0,0,-6.319]
["SP","Battery",28,"J5",2.1800000000000002,0,0,-1.286]
["SP","Battery",28,"J3",7.43,0,0,-4.3840000000000003]
["SP","Battery",28,"J1",5.49,0,0,-3.2389999999999999]
["SP","Battery",28,"H6",10.67,0,0,-6.2949999999999999]
["SP","Battery",28,"H1",23.86,0,0,-14.077]
["SP","Battery",28,"G7",40.5,0,0,-23.895]
["SP","Battery",28,"G6",311.12,0,0,-183.56100000000001]
["SP","Battery",28,"G5",61.55,0,0,-36.314999999999998]
["SP","Battery",28,"G1",75.680000000000007,0,0,-44.651000000000003]
["SP","Battery",28,"F6",157.9,0,0,-93.161000000000001]
["SP","Battery",28,"E8",31.27,0,0,-18.449000000000002]
["SP","Battery",28,"E1",34.65,0,0,-20.443999999999999]
["SP","Battery",28,"D6",4.96,0,0,-2.9260000000000002]
["SP","Battery",28,"D5",122.25,0,0,-72.128]
["SP","Battery",28,"C7",5.16,0,0,-3.044]
["SP","Battery",28,"C6",10.75,0,0,-6.343]
["SP","Battery",28,"C5",23.28,0,0,-13.734999999999999]
["SP","Battery",28,"C3",1.85,0,0,-1.0920000000000001]
["SP","Battery",28,"C2",276.93,0,0,-163.38900000000001]
["SP","Battery",28,"C1",0.7,0,0,-0.41299999999999998]
["SP","Battery",28,"B4",2.0299999999999998,0,0,-1.198]
["SP","Battery",28,"B3",25.72,0,0,-15.175000000000001]
["SP","Battery",28,"B2",184.03,0,0,-108.578]
["SP","Battery",28,"B1",42.43,0,0,-25.033999999999999]
["SP","Battery",28,"A9",0.24,0,0,-0.14199999999999999]
["SP","Battery",28,"A8",36.270000000000003,0,0,-21.399000000000001]
["SP","Battery",28,"A7",0.24,0,0,-0.14199999999999999]
["SP","Battery",28,"A6",160.29,0,0,-94.570999999999998]
["SP","Battery",28,"A4",0.41,0,0,-0.24199999999999999]
["SP","Battery",28,"A3",0.24,0,0,-0.14199999999999999]
["SP","Battery",28,"A1",20.43,0,0,-12.054]
["SP","Battery",29,"P2",0.17,0,0,-0.1]
["SP","Battery",29,"N5",1.01,0,0,-0.59599999999999997]
["SP","Battery",29,"Q4",36.75,0,0,-21.683]
["SP","Battery",29,"Q8",12.27,0,0,-7.2389999999999999]
["SP","Battery",29,"S1",9.0299999999999994,0,0,-5.3280000000000003]
["SP","Battery",29,"S5",4.74,0,0,-2.7970000000000002]
["SP","Battery",29,"T2",2.92,0,0,-1.7230000000000001]
["SP","Battery",29,"B3",25.86,0,0,-15.257]
["SP","Battery",29,"C3",2.19,0,0,-1.292]
["SP","Battery",29,"E1",37.25,0,0,-21.978000000000002]
["SP","Battery",29,"G1",75.87,0,0,-44.762999999999998]
["SP","Battery",29,"H1",24.18,0,0,-14.266]
["SP","Battery",29,"J7",10.25,0,0,-6.048]
["SP","Battery",29,"L5",98.65,0,0,-58.204000000000001]
["SP","Battery",29,"N1",20.260000000000002,0,0,-11.952999999999999]
["SP","Battery",29,"T5",1.3,0,0,-0.76700000000000002]
["SP","Battery",29,"T4",0.66,0,0,-0.38900000000000001]
["SP","Battery",29,"T3",0.35,0,0,-0.20699999999999999]
["SP","Battery",29,"T1",1.18,0,0,-0.69599999999999995]
["SP","Battery",29,"S7",7.0000000000000007E-2,0,0,-4.1000000000000002E-2]
["SP","Battery",29,"S6",0.12,0,0,-7.0999999999999994E-2]
["SP","Battery",29,"K6",2.34,0,0,-1.381]
["SP","Battery",29,"S4",0.08,0,0,-4.7E-2]
["SP","Battery",29,"S3",0.01,0,0,-6.0000000000000001E-3]
["SP","Battery",29,"S2",1.7,0,0,-1.0029999999999999]
["SP","Battery",29,"R6",1.82,0,0,-1.0740000000000001]
["SP","Battery",29,"R5",1.51,0,0,-0.89100000000000001]
["SP","Battery",29,"R4",0.46,0,0,-0.27100000000000002]
["SP","Battery",29,"Q7",0.8,0,0,-0.47199999999999998]
["SP","Battery",29,"Q6",2.66,0,0,-1.569]
["SP","Battery",29,"Q5",0.75,0,0,-0.443]
["SP","Battery",29,"Q2",57.44,0,0,-33.89]
["SP","Battery",29,"P8",5.53,0,0,-3.2629999999999999]
["SP","Battery",29,"P7",1.38,0,0,-0.81399999999999995]
["SP","Battery",29,"P6",1.44,0,0,-0.85]
["SP","Battery",29,"P5",0.31,0,0,-0.183]
["SP","Battery",29,"P4",1.23,0,0,-0.72599999999999998]
["SP","Battery",29,"P3",56.97,0,0,-33.612000000000002]
["SP","Battery",29,"P1",0.86,0,0,-0.50700000000000001]
["SP","Battery",29,"N7",0.2,0,0,-0.11799999999999999]
["SP","Battery",29,"N6",0.15,0,0,-8.8999999999999996E-2]
["SP","Battery",29,"N4",2,0,0,-1.18]
["SP","Battery",29,"N3",32.64,0,0,-19.257999999999999]
["SP","Battery",29,"N2",10.17,0,0,-6]
["SP","Battery",29,"M8",1.04,0,0,-0.61399999999999999]
["SP","Battery",29,"M7",2.1800000000000002,0,0,-1.286]
["SP","Battery",29,"M6",2.89,0,0,-1.7050000000000001]
["SP","Battery",29,"M5",0.63,0,0,-0.372]
["SP","Battery",29,"M4",0.94,0,0,-0.55500000000000005]
["SP","Battery",29,"L8",23.89,0,0,-14.095000000000001]
["SP","Battery",29,"L7",25.58,0,0,-15.092000000000001]
["SP","Battery",29,"L3",168.44,0,0,-99.38]
["SP","Battery",29,"L2",261.45999999999998,0,0,-154.261]
["SP","Battery",29,"L1",103.9,0,0,-61.301000000000002]
["SP","Battery",29,"K5",23.99,0,0,-14.154]
["SP","Battery",29,"K4",7.79,0,0,-4.5960000000000001]
["SP","Battery",29,"J8",129.69,0,0,-76.516999999999996]
["SP","Battery",29,"J6",11.87,0,0,-7.0030000000000001]
["SP","Battery",29,"J5",2.5499999999999998,0,0,-1.5049999999999999]
["SP","Battery",29,"J4",5.77,0,0,-3.4039999999999999]
["SP","Battery",29,"J3",8.73,0,0,-5.1509999999999998]
["SP","Battery",29,"J1",6.44,0,0,-3.8]
["SP","Battery",29,"H6",12.61,0,0,-7.44]
["SP","Battery",29,"H2",83.47,0,0,-49.247]
["SP","Battery",29,"G7",40.82,0,0,-24.084]
["SP","Battery",29,"G6",312.99,0,0,-184.66399999999999]
["SP","Battery",29,"G5",61.88,0,0,-36.509]
["SP","Battery",29,"F6",160.11000000000001,0,0,-94.465000000000003]
["SP","Battery",29,"E8",31.48,0,0,-18.573]
["SP","Battery",29,"E7",4.5199999999999996,0,0,-2.6669999999999998]
["SP","Battery",29,"D6",5.81,0,0,-3.4279999999999999]
["SP","Battery",29,"D5",122.64,0,0,-72.358000000000004]
["SP","Battery",29,"D4",5.33,0,0,-3.145]
["SP","Battery",29,"C7",6,0,0,-3.54]
["SP","Battery",29,"C6",10.93,0,0,-6.4489999999999998]
["SP","Battery",29,"C5",23.72,0,0,-13.994999999999999]
["SP","Battery",29,"C4",1.66,0,0,-0.97899999999999998]
["SP","Battery",29,"C2",277.16000000000003,0,0,-163.524]
["SP","Battery",29,"C1",0.87,0,0,-0.51300000000000001]
["SP","Battery",29,"B4",2.23,0,0,-1.3160000000000001]
["SP","Battery",29,"B2",185.33,0,0,-109.345]
["SP","Battery",29,"B1",42.67,0,0,-25.175000000000001]
["SP","Battery",29,"A9",0.31,0,0,-0.183]
["SP","Battery",29,"A8",36.340000000000003,0,0,-21.440999999999999]
["SP","Battery",29,"A7",0.31,0,0,-0.183]
["SP","Battery",29,"A6",160.36000000000001,0,0,-94.611999999999995]
["SP","Battery",29,"A4",0.5,0,0,-0.29499999999999998]
["SP","Battery",29,"A3",0.31,0,0,-0.183]
["SP","Battery",29,"A1",20.52,0,0,-12.106999999999999]
["SP","Battery",30,"P1",1.01,0,0,-0.59599999999999997]
["SP","Battery",30,"R6",2.1800000000000002,0,0,-1.286]
["SP","Battery",30,"T1",1.5,0,0,-0.88500000000000001]
["SP","Battery",30,"P5",0.38,0,0,-0.224]
["SP","Battery",30,"Q2",57.74,0,0,-34.067]
["SP","Battery",30,"S4",0.1,0,0,-5.8999999999999997E-2]
["SP","Battery",30,"T5",1.62,0,0,-0.95599999999999996]
["SP","Battery",30,"C2",277.45,0,0,-163.696]
["SP","Battery",30,"C6",11.15,0,0,-6.5789999999999997]
["SP","Battery",30,"D6",6.87,0,0,-4.0529999999999999]
["SP","Battery",30,"G7",41.19,0,0,-24.302]
["SP","Battery",30,"J1",7.61,0,0,-4.49]
["SP","Battery",30,"L3",169.17,0,0,-99.81]
["SP","Battery",30,"M4",1.1200000000000001,0,0,-0.66100000000000003]
["SP","Battery",30,"M8",1.26,0,0,-0.74299999999999999]
["SP","Battery",30,"J6",13.29,0,0,-7.8410000000000002]
["SP","Battery",30,"T4",0.83,0,0,-0.49]
["SP","Battery",30,"T3",0.45,0,0,-0.26600000000000001]
["SP","Battery",30,"T2",3.35,0,0,-1.9770000000000001]
["SP","Battery",30,"S7",0.09,0,0,-5.2999999999999999E-2]
["SP","Battery",30,"S6",0.16,0,0,-9.4E-2]
["SP","Battery",30,"S5",5.68,0,0,-3.351]
["SP","Battery",30,"S3",0.01,0,0,-6.0000000000000001E-3]
["SP","Battery",30,"S2",1.99,0,0,-1.1739999999999999]
["SP","Battery",30,"S1",10.57,0,0,-6.2359999999999998]
["SP","Battery",30,"R5",1.8,0,0,-1.0620000000000001]
["SP","Battery",30,"R4",0.56999999999999995,0,0,-0.33600000000000002]
["SP","Battery",30,"Q8",12.69,0,0,-7.4870000000000001]
["SP","Battery",30,"Q7",0.96,0,0,-0.56599999999999995]
["SP","Battery",30,"Q6",3.13,0,0,-1.847]
["SP","Battery",30,"Q5",0.9,0,0,-0.53100000000000003]
["SP","Battery",30,"Q4",37.090000000000003,0,0,-21.882999999999999]
["SP","Battery",30,"P8",6.51,0,0,-3.8410000000000002]
["SP","Battery",30,"P7",1.65,0,0,-0.97399999999999998]
["SP","Battery",30,"P6",1.72,0,0,-1.0149999999999999]
["SP","Battery",30,"P4",1.46,0,0,-0.86099999999999999]
["SP","Battery",30,"P3",57.42,0,0,-33.878]
["SP","Battery",30,"P2",0.21,0,0,-0.124]
["SP","Battery",30,"N7",0.25,0,0,-0.14799999999999999]
["SP","Battery",30,"N6",0.19,0,0,-0.112]
["SP","Battery",30,"N5",1.19,0,0,-0.70199999999999996]
["SP","Battery",30,"N4",2.35,0,0,-1.387]
["SP","Battery",30,"N3",33.090000000000003,0,0,-19.523]
["SP","Battery",30,"N2",10.210000000000001,0,0,-6.024]
["SP","Battery",30,"N1",20.3,0,0,-11.977]
["SP","Battery",30,"M7",2.56,0,0,-1.51]
["SP","Battery",30,"M6",3.43,0,0,-2.024]
["SP","Battery",30,"M5",0.74,0,0,-0.437]
["SP","Battery",30,"L8",24.07,0,0,-14.201000000000001]
["SP","Battery",30,"L7",25.91,0,0,-15.287000000000001]
["SP","Battery",30,"L5",99.73,0,0,-58.841000000000001]
["SP","Battery",30,"L2",261.77,0,0,-154.44399999999999]
["SP","Battery",30,"L1",103.9,0,0,-61.301000000000002]
["SP","Battery",30,"K6",2.67,0,0,-1.575]
["SP","Battery",30,"K5",24.78,0,0,-14.62]
["SP","Battery",30,"K4",9.26,0,0,-5.4630000000000001]
["SP","Battery",30,"J8",129.86000000000001,0,0,-76.617000000000004]
["SP","Battery",30,"J7",12.22,0,0,-7.21]
["SP","Battery",30,"J5",3.02,0,0,-1.782]
["SP","Battery",30,"J4",6.78,0,0,-4]
["SP","Battery",30,"J3",10.34,0,0,-6.101]
["SP","Battery",30,"H6",15,0,0,-8.85]
["SP","Battery",30,"H2",83.91,0,0,-49.506999999999998]
["SP","Battery",30,"H1",24.57,0,0,-14.496]
["SP","Battery",30,"G6",315.33999999999997,0,0,-186.05099999999999]
["SP","Battery",30,"G5",62.28,0,0,-36.744999999999997]
["SP","Battery",30,"G1",76.09,0,0,-44.893000000000001]
["SP","Battery",30,"F6",162.83000000000001,0,0,-96.07]
["SP","Battery",30,"E8",31.75,0,0,-18.733000000000001]
["SP","Battery",30,"E7",5.37,0,0,-3.1680000000000001]
["SP","Battery",30,"E1",39.92,0,0,-23.553000000000001]
["SP","Battery",30,"D5",123.12,0,0,-72.641000000000005]
["SP","Battery",30,"D4",6.15,0,0,-3.629]
["SP","Battery",30,"C7",7.04,0,0,-4.1539999999999999]
["SP","Battery",30,"C5",24.26,0,0,-14.313000000000001]
["SP","Battery",30,"C4",2,0,0,-1.18]
["SP","Battery",30,"C3",2.61,0,0,-1.54]
["SP","Battery",30,"C1",1.08,0,0,-0.63700000000000001]
["SP","Battery",30,"B4",2.4900000000000002,0,0,-1.4690000000000001]
["SP","Battery",30,"B3",26.02,0,0,-15.352]
["SP","Battery",30,"B2",186.93,0,0,-110.289]
["SP","Battery",30,"B1",42.97,0,0,-25.352]
["SP","Battery",30,"A9",0.38,0,0,-0.224]
["SP","Battery",30,"A8",36.42,0,0,-21.488]
["SP","Battery",30,"A7",0.38,0,0,-0.224]
["SP","Battery",30,"A6",160.44999999999999,0,0,-94.665999999999997]
["SP","Battery",30,"A4",0.6,0,0,-0.35399999999999998]
["SP","Battery",30,"A3",0.38,0,0,-0.224]
["SP","Battery",30,"A1",20.63,0,0,-12.172000000000001]
["SP","Battery",31,"N7",0.28000000000000003,0,0,-0.16500000000000001]
["SP","Battery",31,"P8",7.1,0,0,-4.1890000000000001]
["SP","Battery",31,"R5",1.98,0,0,-1.1679999999999999]
["SP","Battery",31,"S7",0.11,0,0,-6.5000000000000002E-2]
["SP","Battery",31,"Q6",3.41,0,0,-2.012]
["SP","Battery",31,"T4",0.92,0,0,-0.54300000000000004]
["SP","Battery",31,"N3",33.35,0,0,-19.677]
["SP","Battery",31,"B1",43.15,0,0,-25.459]
["SP","Battery",31,"C1",1.22,0,0,-0.72]
["SP","Battery",31,"D5",123.42,0,0,-72.817999999999998]
["SP","Battery",31,"E8",31.91,0,0,-18.827000000000002]
["SP","Battery",31,"G6",316.76,0,0,-186.88800000000001]
["SP","Battery",31,"J5",3.3,0,0,-1.9470000000000001]
["SP","Battery",31,"K4",10.16,0,0,-5.9939999999999998]
["SP","Battery",31,"L2",261.95999999999998,0,0,-154.55600000000001]
["SP","Battery",31,"M7",2.78,0,0,-1.64]
["SP","Battery",31,"T5",1.85,0,0,-1.0920000000000001]
["SP","Battery",31,"T3",0.54,0,0,-0.31900000000000001]
["SP","Battery",31,"T2",3.65,0,0,-2.1539999999999999]
["SP","Battery",31,"T1",1.75,0,0,-1.0329999999999999]
["SP","Battery",31,"S6",0.2,0,0,-0.11799999999999999]
["SP","Battery",31,"S5",6.38,0,0,-3.7639999999999998]
["SP","Battery",31,"S4",0.12,0,0,-7.0999999999999994E-2]
["SP","Battery",31,"S3",0.01,0,0,-6.0000000000000001E-3]
["SP","Battery",31,"S2",2.17,0,0,-1.28]
["SP","Battery",31,"S1",11.57,0,0,-6.8259999999999996]
["SP","Battery",31,"R6",2.4,0,0,-1.4159999999999999]
["SP","Battery",31,"R4",0.65,0,0,-0.38400000000000001]
["SP","Battery",31,"Q8",12.94,0,0,-7.6349999999999998]
["SP","Battery",31,"Q7",1.06,0,0,-0.625]
["SP","Battery",31,"Q5",1,0,0,-0.59]
["SP","Battery",31,"Q4",37.29,0,0,-22.001000000000001]
["SP","Battery",31,"Q2",57.92,0,0,-34.173000000000002]
["SP","Battery",31,"P7",1.82,0,0,-1.0740000000000001]
["SP","Battery",31,"P6",1.89,0,0,-1.115]
["SP","Battery",31,"P5",0.43,0,0,-0.254]
["SP","Battery",31,"P4",1.6,0,0,-0.94399999999999995]
["SP","Battery",31,"P3",57.69,0,0,-34.036999999999999]
["SP","Battery",31,"P2",0.24,0,0,-0.14199999999999999]
["SP","Battery",31,"P1",1.1100000000000001,0,0,-0.65500000000000003]
["SP","Battery",31,"N6",0.22,0,0,-0.13]
["SP","Battery",31,"N5",1.3,0,0,-0.76700000000000002]
["SP","Battery",31,"N4",2.56,0,0,-1.51]
["SP","Battery",31,"N2",10.24,0,0,-6.0419999999999998]
["SP","Battery",31,"N1",20.329999999999998,0,0,-11.994999999999999]
["SP","Battery",31,"M8",1.39,0,0,-0.82]
["SP","Battery",31,"M6",3.77,0,0,-2.2240000000000002]
["SP","Battery",31,"M5",0.82,0,0,-0.48399999999999999]
["SP","Battery",31,"M4",1.23,0,0,-0.72599999999999998]
["SP","Battery",31,"L8",24.18,0,0,-14.266]
["SP","Battery",31,"L7",26.11,0,0,-15.404999999999999]
["SP","Battery",31,"L5",100.41,0,0,-59.241999999999997]
["SP","Battery",31,"L3",169.63,0,0,-100.08199999999999]
["SP","Battery",31,"L1",103.9,0,0,-61.301000000000002]
["SP","Battery",31,"K6",2.88,0,0,-1.6990000000000001]
["SP","Battery",31,"K5",25.27,0,0,-14.909000000000001]
["SP","Battery",31,"J8",129.97,0,0,-76.682000000000002]
["SP","Battery",31,"J7",13.45,0,0,-7.9359999999999999]
["SP","Battery",31,"J6",14.17,0,0,-8.36]
["SP","Battery",31,"J4",7.38,0,0,-4.3540000000000001]
["SP","Battery",31,"J3",11.34,0,0,-6.6909999999999998]
["SP","Battery",31,"J1",8.33,0,0,-4.915]
["SP","Battery",31,"H6",16.48,0,0,-9.7230000000000008]
["SP","Battery",31,"H2",84.17,0,0,-49.66]
["SP","Battery",31,"H1",24.8,0,0,-14.632]
["SP","Battery",31,"G7",41.44,0,0,-24.45]
["SP","Battery",31,"G5",62.54,0,0,-36.899000000000001]
["SP","Battery",31,"G1",76.239999999999995,0,0,-44.981999999999999]
["SP","Battery",31,"F6",164.51,0,0,-97.061000000000007]
["SP","Battery",31,"E7",5.89,0,0,-3.4750000000000001]
["SP","Battery",31,"E1",41.9,0,0,-24.721]
["SP","Battery",31,"D6",7.52,0,0,-4.4370000000000003]
["SP","Battery",31,"D4",6.65,0,0,-3.9239999999999999]
["SP","Battery",31,"C7",7.67,0,0,-4.5250000000000004]
["SP","Battery",31,"C6",11.29,0,0,-6.6609999999999996]
["SP","Battery",31,"C5",24.6,0,0,-14.513999999999999]
["SP","Battery",31,"C4",2.21,0,0,-1.304]
["SP","Battery",31,"C3",2.87,0,0,-1.6930000000000001]
["SP","Battery",31,"C2",277.63,0,0,-163.80199999999999]
["SP","Battery",31,"B4",1.79,0,0,-1.056]
["SP","Battery",31,"B3",26.13,0,0,-15.417]
["SP","Battery",31,"B2",187.93,0,0,-110.879]
["SP","Battery",31,"A9",0.43,0,0,-0.254]
["SP","Battery",31,"A8",36.47,0,0,-21.516999999999999]
["SP","Battery",31,"A7",0.43,0,0,-0.254]
["SP","Battery",31,"A6",160.51,0,0,-94.700999999999993]
["SP","Battery",31,"A4",0.67,0,0,-0.39500000000000002]
["SP","Battery",31,"A3",0.43,0,0,-0.254]
["SP","Battery",31,"A1",20.7,0,0,-12.212999999999999]
["SP","Battery",32,"P3",56.31,0,0,-33.222999999999999]
["SP","Battery",32,"N6",0.24,0,0,-0.14199999999999999]
["SP","Battery",32,"R4",0.71,0,0,-0.41899999999999998]
["SP","Battery",32,"S2",2.2799999999999998,0,0,-1.345]
["SP","Battery",32,"T3",0.6,0,0,-0.35399999999999998]
["SP","Battery",32,"S6",0.22,0,0,-0.13]
["SP","Battery",32,"P7",1.96,0,0,-1.1559999999999999]
["SP","Battery",32,"B4",1.91,0,0,-1.127]
["SP","Battery",32,"C4",2.38,0,0,-1.4039999999999999]
["SP","Battery",32,"D4",6.04,0,0,-3.5640000000000001]
["SP","Battery",32,"G5",62.73,0,0,-37.011000000000003]
["SP","Battery",32,"H2",84.38,0,0,-49.783999999999999]
["SP","Battery",32,"J4",7.86,0,0,-4.6369999999999996]
["SP","Battery",32,"L1",103.9,0,0,-61.301000000000002]
["SP","Battery",32,"L7",26.27,0,0,-15.499000000000001]
["SP","Battery",32,"T5",2.0299999999999998,0,0,-1.198]
["SP","Battery",32,"T4",1.03,0,0,-0.60799999999999998]
["SP","Battery",32,"T2",3.91,0,0,-2.3069999999999999]
["SP","Battery",32,"T1",1.95,0,0,-1.151]
["SP","Battery",32,"S7",0.12,0,0,-7.0999999999999994E-2]
["SP","Battery",32,"S5",6.8,0,0,-4.0119999999999996]
["SP","Battery",32,"S4",0.13,0,0,-7.6999999999999999E-2]
["SP","Battery",32,"S3",0.01,0,0,-6.0000000000000001E-3]
["SP","Battery",32,"S1",12.18,0,0,-7.1859999999999999]
["SP","Battery",32,"R6",2.58,0,0,-1.522]
["SP","Battery",32,"R5",2.13,0,0,-1.2569999999999999]
["SP","Battery",32,"Q8",13.15,0,0,-7.7590000000000003]
["SP","Battery",32,"Q7",1.1399999999999999,0,0,-0.67300000000000004]
["SP","Battery",32,"Q6",3.65,0,0,-2.1539999999999999]
["SP","Battery",32,"M6",4.0199999999999996,0,0,-2.3719999999999999]
["SP","Battery",32,"Q5",1.08,0,0,-0.63700000000000001]
["SP","Battery",32,"Q4",37.46,0,0,-22.100999999999999]
["SP","Battery",32,"Q2",58.06,0,0,-34.255000000000003]
["SP","Battery",32,"P8",7.59,0,0,-4.4779999999999998]
["SP","Battery",32,"P6",2.0299999999999998,0,0,-1.198]
["SP","Battery",32,"P5",0.47,0,0,-0.27700000000000002]
["SP","Battery",32,"P4",1.72,0,0,-1.0149999999999999]
["SP","Battery",32,"P2",0.26,0,0,-0.153]
["SP","Battery",32,"P1",1.19,0,0,-0.70199999999999996]
["SP","Battery",32,"N7",0.3,0,0,-0.17699999999999999]
["SP","Battery",32,"N5",1.39,0,0,-0.82]
["SP","Battery",32,"N4",2.73,0,0,-1.611]
["SP","Battery",32,"N3",33.56,0,0,-19.8]
["SP","Battery",32,"N2",10.26,0,0,-6.0529999999999999]
["SP","Battery",32,"N1",20.350000000000001,0,0,-12.007]
["SP","Battery",32,"M8",1.5,0,0,-0.88500000000000001]
["SP","Battery",32,"M7",2.98,0,0,-1.758]
["SP","Battery",32,"M5",0.88,0,0,-0.51900000000000002]
["SP","Battery",32,"M4",1.32,0,0,-0.77900000000000003]
["SP","Battery",32,"L8",24.27,0,0,-14.319000000000001]
["SP","Battery",32,"L5",100.92,0,0,-59.542999999999999]
["SP","Battery",32,"L3",168.98,0,0,-99.697999999999993]
["SP","Battery",32,"L2",260.11,0,0,-153.465]
["SP","Battery",32,"K6",3.04,0,0,-1.794]
["SP","Battery",32,"K5",25.65,0,0,-15.134]
["SP","Battery",32,"K4",10.86,0,0,-6.407]
["SP","Battery",32,"J8",130.05000000000001,0,0,-76.73]
["SP","Battery",32,"J7",14.39,0,0,-8.49]
["SP","Battery",32,"J6",14.86,0,0,-8.7669999999999995]
["SP","Battery",32,"J5",3.52,0,0,-2.077]
["SP","Battery",32,"J3",12.1,0,0,-7.1390000000000002]
["SP","Battery",32,"J1",8.9,0,0,-5.2510000000000003]
["SP","Battery",32,"H6",17.63,0,0,-10.401999999999999]
["SP","Battery",32,"H1",25,0,0,-14.75]
["SP","Battery",32,"G7",41.62,0,0,-24.556000000000001]
["SP","Battery",32,"G6",317.85000000000002,0,0,-187.53200000000001]
["SP","Battery",32,"G1",76.36,0,0,-45.052]
["SP","Battery",32,"F6",164.77,0,0,-97.213999999999999]
["SP","Battery",32,"E8",32.04,0,0,-18.904]
["SP","Battery",32,"E7",6.29,0,0,-3.7109999999999999]
["SP","Battery",32,"E1",42.35,0,0,-24.986999999999998]
["SP","Battery",32,"D6",8.01,0,0,-4.726]
["SP","Battery",32,"D5",123.64,0,0,-72.947999999999993]
["SP","Battery",32,"C7",8.15,0,0,-4.8090000000000002]
["SP","Battery",32,"C6",11.4,0,0,-6.726]
["SP","Battery",32,"C5",24.86,0,0,-14.667]
["SP","Battery",32,"C3",3.08,0,0,-1.8169999999999999]
["SP","Battery",32,"C2",277.77,0,0,-163.88399999999999]
["SP","Battery",32,"C1",1.32,0,0,-0.77900000000000003]
["SP","Battery",32,"B3",26.21,0,0,-15.464]
["SP","Battery",32,"B2",188.69,0,0,-111.327]
["SP","Battery",32,"B1",42.29,0,0,-24.951000000000001]
["SP","Battery",32,"A9",0.47,0,0,-0.27700000000000002]
["SP","Battery",32,"A8",36.520000000000003,0,0,-21.547000000000001]
["SP","Battery",32,"A7",0.47,0,0,-0.27700000000000002]
["SP","Battery",32,"A6",160.55000000000001,0,0,-94.724999999999994]
["SP","Battery",32,"A4",0.73,0,0,-0.43099999999999999]
["SP","Battery",32,"A3",0.47,0,0,-0.27700000000000002]
["SP","Battery",32,"A1",20.76,0,0,-12.247999999999999]
["SP","Battery",33,"P6",2.13,0,0,-1.2569999999999999]
["SP","Battery",33,"Q4",37.58,0,0,-22.172000000000001]
["SP","Battery",33,"Q8",3.31,0,0,-1.9530000000000001]
["SP","Battery",33,"N5",1.46,0,0,-0.86099999999999999]
["SP","Battery",33,"S5",7.34,0,0,-4.3310000000000004]
["SP","Battery",33,"T2",4.2,0,0,-2.4780000000000002]
["SP","Battery",33,"B3",26.27,0,0,-15.499000000000001]
["SP","Battery",33,"C7",8.52,0,0,-5.0270000000000001]
["SP","Battery",33,"E1",43.5,0,0,-25.664999999999999]
["SP","Battery",33,"G1",76.44,0,0,-45.1]
["SP","Battery",33,"J7",15.09,0,0,-8.9030000000000005]
["SP","Battery",33,"J3",12.67,0,0,-7.4749999999999996]
["SP","Battery",33,"K6",3.16,0,0,-1.8640000000000001]
["SP","Battery",33,"M5",0.92,0,0,-0.54300000000000004]
["SP","Battery",33,"N1",20.37,0,0,-12.018000000000001]
["SP","Battery",33,"T5",2.23,0,0,-1.3160000000000001]
["SP","Battery",33,"T4",1.1299999999999999,0,0,-0.66700000000000004]
["SP","Battery",33,"T3",0.68,0,0,-0.40100000000000002]
["SP","Battery",33,"T1",2.16,0,0,-1.274]
["SP","Battery",33,"S7",0.15,0,0,-8.8999999999999996E-2]
["SP","Battery",33,"S6",0.26,0,0,-0.153]
["SP","Battery",33,"S4",0.17,0,0,-0.1]
["SP","Battery",33,"S3",0.02,0,0,-1.2E-2]
["SP","Battery",33,"S2",2.4300000000000002,0,0,-1.4339999999999999]
["SP","Battery",33,"S1",12.87,0,0,-7.593]
["SP","Battery",33,"R6",2.72,0,0,-1.605]
["SP","Battery",33,"R5",2.2400000000000002,0,0,-1.3220000000000001]
["SP","Battery",33,"R4",0.75,0,0,-0.443]
["SP","Battery",33,"Q7",1.2,0,0,-0.70799999999999996]
["SP","Battery",33,"Q6",3.83,0,0,-2.2599999999999998]
["SP","Battery",33,"Q5",1.1299999999999999,0,0,-0.66700000000000004]
["SP","Battery",33,"Q2",58.16,0,0,-34.314]
["SP","Battery",33,"P8",7.94,0,0,-4.6849999999999996]
["SP","Battery",33,"P7",2.06,0,0,-1.2150000000000001]
["SP","Battery",33,"P5",0.5,0,0,-0.29499999999999998]
["SP","Battery",33,"P4",1.8,0,0,-1.0620000000000001]
["SP","Battery",33,"P3",46.47,0,0,-27.417000000000002]
["SP","Battery",33,"P2",0.27,0,0,-0.159]
["SP","Battery",33,"P1",1.25,0,0,-0.73799999999999999]
["SP","Battery",33,"N7",0.32,0,0,-0.189]
["SP","Battery",33,"N6",0.25,0,0,-0.14799999999999999]
["SP","Battery",33,"N4",2.86,0,0,-1.6870000000000001]
["SP","Battery",33,"N3",33.71,0,0,-19.888999999999999]
["SP","Battery",33,"N2",10.27,0,0,-6.0590000000000002]
["SP","Battery",33,"M8",1.58,0,0,-0.93200000000000005]
["SP","Battery",33,"M7",3.12,0,0,-1.841]
["SP","Battery",33,"M6",4.22,0,0,-2.4900000000000002]
["SP","Battery",33,"M4",1.38,0,0,-0.81399999999999995]
["SP","Battery",33,"L8",24.33,0,0,-14.355]
["SP","Battery",33,"L7",26.39,0,0,-15.57]
["SP","Battery",33,"L5",101.31,0,0,-59.773000000000003]
["SP","Battery",33,"L3",169.25,0,0,-99.858000000000004]
["SP","Battery",33,"L2",260.22000000000003,0,0,-153.53]
["SP","Battery",33,"L1",103.9,0,0,-61.301000000000002]
["SP","Battery",33,"K5",25.94,0,0,-15.305]
["SP","Battery",33,"K4",11.38,0,0,-6.7140000000000004]
["SP","Battery",33,"J8",130.11000000000001,0,0,-76.765000000000001]
["SP","Battery",33,"J6",15.37,0,0,-9.0679999999999996]
["SP","Battery",33,"J5",3.69,0,0,-2.177]
["SP","Battery",33,"J4",8.2100000000000009,0,0,-4.8440000000000003]
["SP","Battery",33,"J1",9.32,0,0,-5.4989999999999997]
["SP","Battery",33,"H6",18.489999999999998,0,0,-10.909000000000001]
["SP","Battery",33,"H2",84.54,0,0,-49.878999999999998]
["SP","Battery",33,"H1",3.14,0,0,-1.853]
["SP","Battery",33,"G7",41.76,0,0,-24.638000000000002]
["SP","Battery",33,"G6",318.67,0,0,-188.01499999999999]
["SP","Battery",33,"G5",62.88,0,0,-37.098999999999997]
["SP","Battery",33,"F6",165.75,0,0,-97.793000000000006]
["SP","Battery",33,"E8",32.130000000000003,0,0,-18.957000000000001]
["SP","Battery",33,"E7",6.59,0,0,-3.8879999999999999]
["SP","Battery",33,"D6",8.3800000000000008,0,0,-4.944]
["SP","Battery",33,"D5",123.81,0,0,-73.048000000000002]
["SP","Battery",33,"D4",6.33,0,0,-3.7349999999999999]
["SP","Battery",33,"C6",11.48,0,0,-6.7729999999999997]
["SP","Battery",33,"C5",25.06,0,0,-14.785]
["SP","Battery",33,"C4",2.5099999999999998,0,0,-1.4810000000000001]
["SP","Battery",33,"C3",3.23,0,0,-1.9059999999999999]
["SP","Battery",33,"C2",277.87,0,0,-163.94300000000001]
["SP","Battery",33,"C1",1.4,0,0,-0.82599999999999996]
["SP","Battery",33,"B4",2,0,0,-1.18]
["SP","Battery",33,"B2",189.27,0,0,-111.669]
["SP","Battery",33,"B1",42.4,0,0,-25.015999999999998]
["SP","Battery",33,"A9",0.5,0,0,-0.29499999999999998]
["SP","Battery",33,"A8",36.549999999999997,0,0,-21.565000000000001]
["SP","Battery",33,"A7",0.5,0,0,-0.29499999999999998]
["SP","Battery",33,"A6",150.58000000000001,0,0,-88.841999999999999]
["SP","Battery",33,"A4",0.77,0,0,-0.45400000000000001]
["SP","Battery",33,"A3",0.5,0,0,-0.29499999999999998]
["SP","Battery",33,"A1",20.8,0,0,-12.272]
["SP","Battery",34,"N4",3.05,0,0,-1.8]
["SP","Battery",34,"P1",1.33,0,0,-0.78500000000000003]
["SP","Battery",34,"Q7",1.29,0,0,-0.76100000000000001]
["SP","Battery",34,"R6",2.92,0,0,-1.7230000000000001]
["SP","Battery",34,"S4",0.22,0,0,-0.13]
["SP","Battery",34,"T1",2.4,0,0,-1.4159999999999999]
["SP","Battery",34,"T5",2.4500000000000002,0,0,-1.446]
["SP","Battery",34,"B2",190.17,0,0,-112.2]
["SP","Battery",34,"P5",0.55000000000000004,0,0,-0.32500000000000001]
["SP","Battery",34,"C6",11.61,0,0,-6.85]
["SP","Battery",34,"F6",167.27,0,0,-98.688999999999993]
["SP","Battery",34,"C2",238.04,0,0,-140.44399999999999]
["SP","Battery",34,"G7",41.98,0,0,-24.768000000000001]
["SP","Battery",34,"J1",9.9700000000000006,0,0,-5.8819999999999997]
["SP","Battery",34,"K5",26.39,0,0,-15.57]
["SP","Battery",34,"L3",169.66,0,0,-100.099]
["SP","Battery",34,"M4",1.49,0,0,-0.879]
["SP","Battery",34,"T4",1.23,0,0,-0.72599999999999998]
["SP","Battery",34,"T3",0.77,0,0,-0.45400000000000001]
["SP","Battery",34,"T2",3.47,0,0,-2.0470000000000002]
["SP","Battery",34,"S7",0.2,0,0,-0.11799999999999999]
["SP","Battery",34,"S6",0.36,0,0,-0.21199999999999999]
["SP","Battery",34,"S5",8.4700000000000006,0,0,-4.9969999999999999]
["SP","Battery",34,"S3",0.02,0,0,-1.2E-2]
["SP","Battery",34,"S2",2.61,0,0,-1.54]
["SP","Battery",34,"S1",14.04,0,0,-8.2840000000000007]
["SP","Battery",34,"R5",2.4,0,0,-1.4159999999999999]
["SP","Battery",34,"R4",0.82,0,0,-0.48399999999999999]
["SP","Battery",34,"Q8",3.54,0,0,-2.089]
["SP","Battery",34,"Q6",4.08,0,0,-2.407]
["SP","Battery",34,"Q5",1.22,0,0,-0.72]
["SP","Battery",34,"Q4",37.770000000000003,0,0,-22.283999999999999]
["SP","Battery",34,"Q2",58.33,0,0,-34.414999999999999]
["SP","Battery",34,"P8",8.4700000000000006,0,0,-4.9969999999999999]
["SP","Battery",34,"P7",2.21,0,0,-1.304]
["SP","Battery",34,"P6",2.29,0,0,-1.351]
["SP","Battery",34,"P4",1.93,0,0,-1.139]
["SP","Battery",34,"P3",46.72,0,0,-27.565000000000001]
["SP","Battery",34,"P2",0.3,0,0,-0.17699999999999999]
["SP","Battery",34,"N7",0.35,0,0,-0.20699999999999999]
["SP","Battery",34,"N6",0.27,0,0,-0.159]
["SP","Battery",34,"N5",1.56,0,0,-0.92]
["SP","Battery",34,"N3",33.950000000000003,0,0,-20.030999999999999]
["SP","Battery",34,"N2",10.3,0,0,-6.077]
["SP","Battery",34,"N1",20.39,0,0,-12.03]
["SP","Battery",34,"M8",1.7,0,0,-1.0029999999999999]
["SP","Battery",34,"M7",3.32,0,0,-1.9590000000000001]
["SP","Battery",34,"M6",4.5199999999999996,0,0,-2.6669999999999998]
["SP","Battery",34,"M5",0.98,0,0,-0.57799999999999996]
["SP","Battery",34,"L8",24.43,0,0,-14.414]
["SP","Battery",34,"L7",26.58,0,0,-15.682]
["SP","Battery",34,"L5",101.92,0,0,-60.133000000000003]
["SP","Battery",34,"L2",260.39999999999998,0,0,-153.636]
["SP","Battery",34,"L1",103.9,0,0,-61.301000000000002]
["SP","Battery",34,"K6",2.71,0,0,-1.599]
["SP","Battery",34,"K4",12.2,0,0,-7.1980000000000004]
["SP","Battery",34,"J8",130.19999999999999,0,0,-76.817999999999998]
["SP","Battery",34,"J7",16.2,0,0,-9.5579999999999998]
["SP","Battery",34,"J6",16.16,0,0,-9.5340000000000007]
["SP","Battery",34,"J5",3.95,0,0,-2.331]
["SP","Battery",34,"J4",8.76,0,0,-5.1680000000000001]
["SP","Battery",34,"J3",13.56,0,0,-8]
["SP","Battery",34,"H6",19.82,0,0,-11.694000000000001]
["SP","Battery",34,"H2",84.78,0,0,-50.02]
["SP","Battery",34,"H1",3.35,0,0,-1.9770000000000001]
["SP","Battery",34,"G6",319.95,0,0,-188.77099999999999]
["SP","Battery",34,"G5",63.11,0,0,-37.234999999999999]
["SP","Battery",34,"G1",76.569999999999993,0,0,-45.176000000000002]
["SP","Battery",34,"E8",32.28,0,0,-19.045000000000002]
["SP","Battery",34,"E7",7.06,0,0,-4.165]
["SP","Battery",34,"E1",45.28,0,0,-26.715]
["SP","Battery",34,"D6",8.9600000000000009,0,0,-5.2859999999999996]
["SP","Battery",34,"D5",124.08,0,0,-73.206999999999994]
["SP","Battery",34,"D4",6.78,0,0,-4]
["SP","Battery",34,"C7",9.08,0,0,-5.3570000000000002]
["SP","Battery",34,"C5",25.36,0,0,-14.962]
["SP","Battery",34,"C4",2.7,0,0,-1.593]
["SP","Battery",34,"C3",3.47,0,0,-2.0470000000000002]
["SP","Battery",34,"C1",1.53,0,0,-0.90300000000000002]
["SP","Battery",34,"B4",2.14,0,0,-1.2629999999999999]
["SP","Battery",34,"B3",26.36,0,0,-15.552]
["SP","Battery",34,"B1",42.56,0,0,-25.11]
["SP","Battery",34,"A9",0.55000000000000004,0,0,-0.32500000000000001]
["SP","Battery",34,"A8",36.6,0,0,-21.594000000000001]
["SP","Battery",34,"A7",0.55000000000000004,0,0,-0.32500000000000001]
["SP","Battery",34,"A6",115.63,0,0,-68.221999999999994]
["SP","Battery",34,"A4",0.83,0,0,-0.49]
["SP","Battery",34,"A3",0.55000000000000004,0,0,-0.32500000000000001]
["SP","Battery",34,"A1",20.87,0,0,-12.313000000000001]
["SP","Battery",35,"N3",4.05,0,0,-2.39]
["SP","Battery",35,"P8",8.76,0,0,-5.1680000000000001]
["SP","Battery",35,"Q6",4.2300000000000004,0,0,-2.496]
["SP","Battery",35,"S3",0.02,0,0,-1.2E-2]
["SP","Battery",35,"S7",0.23,0,0,-0.13600000000000001]
["SP","Battery",35,"T4",1.34,0,0,-0.79100000000000004]
["SP","Battery",35,"C5",25.5,0,0,-15.045]
["SP","Battery",35,"D5",124.19,0,0,-73.272000000000006]
["SP","Battery",35,"E8",32.340000000000003,0,0,-19.081]
["SP","Battery",35,"H6",20.39,0,0,-12.03]
["SP","Battery",35,"J5",4.0599999999999996,0,0,-2.395]
["SP","Battery",35,"K4",12.54,0,0,-7.399]
["SP","Battery",35,"M7",3.44,0,0,-2.0299999999999998]
["SP","Battery",35,"L8",24.48,0,0,-14.443]
["SP","Battery",35,"P4",2,0,0,-1.18]
["SP","Battery",35,"T5",2.67,0,0,-1.575]
["SP","Battery",35,"T3",0.86,0,0,-0.50700000000000001]
["SP","Battery",35,"T2",3.76,0,0,-2.218]
["SP","Battery",35,"T1",2.67,0,0,-1.575]
["SP","Battery",35,"S6",0.42,0,0,-0.248]
["SP","Battery",35,"S5",9.0299999999999994,0,0,-5.3280000000000003]
["SP","Battery",35,"S4",0.25,0,0,-0.14799999999999999]
["SP","Battery",35,"S2",2.67,0,0,-1.575]
["SP","Battery",35,"S1",14.27,0,0,-8.4190000000000005]
["SP","Battery",35,"R6",3.02,0,0,-1.782]
["SP","Battery",35,"R5",2.48,0,0,-1.4630000000000001]
["SP","Battery",35,"R4",0.85,0,0,-0.502]
["SP","Battery",35,"Q8",3.66,0,0,-2.1589999999999998]
["SP","Battery",35,"Q7",1.33,0,0,-0.78500000000000003]
["SP","Battery",35,"Q5",1.26,0,0,-0.74299999999999999]
["SP","Battery",35,"Q4",2.86,0,0,-1.6870000000000001]
["SP","Battery",35,"Q2",2.5,0,0,-1.4750000000000001]
["SP","Battery",35,"P7",2.29,0,0,-1.351]
["SP","Battery",35,"P6",2.36,0,0,-1.3919999999999999]
["SP","Battery",35,"P5",0.56000000000000005,0,0,-0.33]
["SP","Battery",35,"P3",46.84,0,0,-27.635999999999999]
["SP","Battery",35,"P2",0.31,0,0,-0.183]
["SP","Battery",35,"P1",1.38,0,0,-0.81399999999999995]
["SP","Battery",35,"N7",0.36,0,0,-0.21199999999999999]
["SP","Battery",35,"N6",0.28000000000000003,0,0,-0.16500000000000001]
["SP","Battery",35,"N5",1.61,0,0,-0.95]
["SP","Battery",35,"N4",3.16,0,0,-1.8640000000000001]
["SP","Battery",35,"N2",0.31,0,0,-0.183]
["SP","Battery",35,"N1",0.41,0,0,-0.24199999999999999]
["SP","Battery",35,"M8",1.76,0,0,-1.038]
["SP","Battery",35,"M6",4.6399999999999997,0,0,-2.738]
["SP","Battery",35,"M5",1.02,0,0,-0.60199999999999998]
["SP","Battery",35,"M4",1.53,0,0,-0.90300000000000002]
["SP","Battery",35,"L7",6.65,0,0,-3.9239999999999999]
["SP","Battery",35,"L5",82.17,0,0,-48.48]
["SP","Battery",35,"L3",168.83,0,0,-99.61]
["SP","Battery",35,"L2",260.45999999999998,0,0,-153.67099999999999]
["SP","Battery",35,"L1",54,0,0,-31.86]
["SP","Battery",35,"K6",2.78,0,0,-1.64]
["SP","Battery",35,"K5",16.57,0,0,-9.7759999999999998]
["SP","Battery",35,"J8",73.540000000000006,0,0,-43.389000000000003]
["SP","Battery",35,"J7",16.649999999999999,0,0,-9.8239999999999998]
["SP","Battery",35,"J6",16.52,0,0,-9.7469999999999999]
["SP","Battery",35,"J4",9.01,0,0,-5.3159999999999998]
["SP","Battery",35,"J3",13.94,0,0,-8.2249999999999996]
["SP","Battery",35,"J1",10.28,0,0,-6.0650000000000004]
["SP","Battery",35,"H2",64.900000000000006,0,0,-38.290999999999997]
["SP","Battery",35,"H1",3.46,0,0,-2.0409999999999999]
["SP","Battery",35,"G7",42.07,0,0,-24.821000000000002]
["SP","Battery",35,"G6",320.48,0,0,-189.083]
["SP","Battery",35,"G5",63.2,0,0,-37.287999999999997]
["SP","Battery",35,"G1",56.62,0,0,-33.405999999999999]
["SP","Battery",35,"F6",167.93,0,0,-99.078999999999994]
["SP","Battery",35,"E7",7.25,0,0,-4.2779999999999996]
["SP","Battery",35,"E1",46.02,0,0,-27.152000000000001]
["SP","Battery",35,"D6",9.1999999999999993,0,0,-5.4279999999999999]
["SP","Battery",35,"D4",6.97,0,0,-4.1120000000000001]
["SP","Battery",35,"C7",9.32,0,0,-5.4989999999999997]
["SP","Battery",35,"C6",11.66,0,0,-6.8789999999999996]
["SP","Battery",35,"C4",2.79,0,0,-1.6459999999999999]
["SP","Battery",35,"C3",3.56,0,0,-2.1]
["SP","Battery",35,"C2",238.1,0,0,-140.47900000000001]
["SP","Battery",35,"C1",1.57,0,0,-0.92600000000000005]
["SP","Battery",35,"B4",2.2000000000000002,0,0,-1.298]
["SP","Battery",35,"B3",1.4,0,0,-0.82599999999999996]
["SP","Battery",35,"B2",180.53,0,0,-106.51300000000001]
["SP","Battery",35,"B1",42.63,0,0,-25.152000000000001]
["SP","Battery",35,"A9",0.56000000000000005,0,0,-0.33]
["SP","Battery",35,"A8",36.61,0,0,-21.6]
["SP","Battery",35,"A7",0.56000000000000005,0,0,-0.33]
["SP","Battery",35,"A6",115.65,0,0,-68.233999999999995]
["SP","Battery",35,"A4",0.85,0,0,-0.502]
["SP","Battery",35,"A3",0.56000000000000005,0,0,-0.33]
["SP","Battery",35,"A1",20.9,0,0,-12.331]
["SP","Battery",36,"P3",46.94,0,0,-27.695]
["SP","Battery",36,"N6",0.28999999999999998,0,0,-0.17100000000000001]
["SP","Battery",36,"N2",0.32,0,0,-0.189]
["SP","Battery",36,"Q5",1.3,0,0,-0.76700000000000002]
["SP","Battery",36,"R4",0.87,0,0,-0.51300000000000001]
["SP","Battery",36,"S2",2.79,0,0,-1.6459999999999999]
["SP","Battery",36,"S6",0.5,0,0,-0.29499999999999998]
["SP","Battery",36,"T3",0.94,0,0,-0.55500000000000005]
["SP","Battery",36,"B4",2.2599999999999998,0,0,-1.333]
["SP","Battery",36,"C4",2.87,0,0,-1.6930000000000001]
["SP","Battery",36,"E7",7.44,0,0,-4.3899999999999997]
["SP","Battery",36,"H2",65.010000000000005,0,0,-38.356000000000002]
["SP","Battery",36,"J8",73.58,0,0,-43.411999999999999]
["SP","Battery",36,"G5",63.29,0,0,-37.341000000000001]
["SP","Battery",36,"L1",54,0,0,-31.86]
["SP","Battery",36,"L7",6.73,0,0,-3.9710000000000001]
["SP","Battery",36,"T5",2.82,0,0,-1.6639999999999999]
["SP","Battery",36,"T4",1.47,0,0,-0.86699999999999999]
["SP","Battery",36,"T2",3.96,0,0,-2.3359999999999999]
["SP","Battery",36,"T1",2.85,0,0,-1.6819999999999999]
["SP","Battery",36,"S7",0.28000000000000003,0,0,-0.16500000000000001]
["SP","Battery",36,"S5",9.82,0,0,-5.7939999999999996]
["SP","Battery",36,"S4",0.31,0,0,-0.183]
["SP","Battery",36,"S3",0.03,0,0,-1.7999999999999999E-2]
["SP","Battery",36,"S1",15.02,0,0,-8.8620000000000001]
["SP","Battery",36,"R6",3.1,0,0,-1.829]
["SP","Battery",36,"R5",2.5499999999999998,0,0,-1.5049999999999999]
["SP","Battery",36,"Q8",3.76,0,0,-2.218]
["SP","Battery",36,"Q7",1.37,0,0,-0.80800000000000005]
["SP","Battery",36,"Q6",4.3499999999999996,0,0,-2.5670000000000002]
["SP","Battery",36,"Q4",2.94,0,0,-1.7350000000000001]
["SP","Battery",36,"Q2",2.56,0,0,-1.51]
["SP","Battery",36,"P8",9,0,0,-5.31]
["SP","Battery",36,"P7",2.35,0,0,-1.387]
["SP","Battery",36,"P6",2.4300000000000002,0,0,-1.4339999999999999]
["SP","Battery",36,"P5",0.57999999999999996,0,0,-0.34200000000000003]
["SP","Battery",36,"P4",2.06,0,0,-1.2150000000000001]
["SP","Battery",36,"P2",0.32,0,0,-0.189]
["SP","Battery",36,"P1",1.42,0,0,-0.83799999999999997]
["SP","Battery",36,"N7",0.37,0,0,-0.218]
["SP","Battery",36,"N5",1.66,0,0,-0.97899999999999998]
["SP","Battery",36,"N4",3.24,0,0,-1.9119999999999999]
["SP","Battery",36,"N3",4.1500000000000004,0,0,-2.4489999999999998]
["SP","Battery",36,"N1",0.42,0,0,-0.248]
["SP","Battery",36,"M8",1.81,0,0,-1.0680000000000001]
["SP","Battery",36,"M7",3.53,0,0,-2.0830000000000002]
["SP","Battery",36,"M6",4.7699999999999996,0,0,-2.8140000000000001]
["SP","Battery",36,"M5",1.05,0,0,-0.62]
["SP","Battery",36,"M4",1.57,0,0,-0.92600000000000005]
["SP","Battery",36,"L8",24.52,0,0,-14.467000000000001]
["SP","Battery",36,"L5",82.42,0,0,-48.628]
["SP","Battery",36,"L3",169,0,0,-99.71]
["SP","Battery",36,"L2",260.52999999999997,0,0,-153.71299999999999]
["SP","Battery",36,"K6",2.85,0,0,-1.6819999999999999]
["SP","Battery",36,"K5",16.739999999999998,0,0,-9.8770000000000007]
["SP","Battery",36,"K4",12.87,0,0,-7.593]
["SP","Battery",36,"J7",17.09,0,0,-10.083]
["SP","Battery",36,"J6",16.850000000000001,0,0,-9.9420000000000002]
["SP","Battery",36,"J5",4.16,0,0,-2.4540000000000002]
["SP","Battery",36,"J4",9.25,0,0,-5.4580000000000002]
["SP","Battery",36,"J3",14.3,0,0,-8.4369999999999994]
["SP","Battery",36,"J1",10.56,0,0,-6.23]
["SP","Battery",36,"H6",20.94,0,0,-12.355]
["SP","Battery",36,"H1",3.56,0,0,-2.1]
["SP","Battery",36,"G7",42.16,0,0,-24.873999999999999]
["SP","Battery",36,"G6",321.01,0,0,-189.39599999999999]
["SP","Battery",36,"G1",56.67,0,0,-33.435000000000002]
["SP","Battery",36,"F6",168.55,0,0,-99.444999999999993]
["SP","Battery",36,"E8",32.4,0,0,-19.116]
["SP","Battery",36,"E1",46.75,0,0,-27.582999999999998]
["SP","Battery",36,"D6",9.44,0,0,-5.57]
["SP","Battery",36,"D5",124.3,0,0,-73.337000000000003]
["SP","Battery",36,"D4",7.15,0,0,-4.2190000000000003]
["SP","Battery",36,"C7",9.5500000000000007,0,0,-5.6349999999999998]
["SP","Battery",36,"C6",11.71,0,0,-6.9089999999999998]
["SP","Battery",36,"C5",25.63,0,0,-15.122]
["SP","Battery",36,"C3",3.66,0,0,-2.1589999999999998]
["SP","Battery",36,"C2",238.17,0,0,-140.52000000000001]
["SP","Battery",36,"C1",1.62,0,0,-0.95599999999999996]
["SP","Battery",36,"B3",1.44,0,0,-0.85]
["SP","Battery",36,"B2",180.88,0,0,-106.71899999999999]
["SP","Battery",36,"B1",42.69,0,0,-25.187000000000001]
["SP","Battery",36,"A9",0.57999999999999996,0,0,-0.34200000000000003]
["SP","Battery",36,"A8",36.630000000000003,0,0,-21.611999999999998]
["SP","Battery",36,"A7",0.57999999999999996,0,0,-0.34200000000000003]
["SP","Battery",36,"A6",115.67,0,0,-68.245000000000005]
["SP","Battery",36,"A4",0.88,0,0,-0.51900000000000002]
["SP","Battery",36,"A3",0.57999999999999996,0,0,-0.34200000000000003]
["SP","Battery",36,"A1",20.92,0,0,-12.343]
["SP","Battery",37,"P2",0.32,0,0,-0.189]
["SP","Battery",37,"P6",2.4700000000000002,0,0,-1.4570000000000001]
["SP","Battery",37,"Q4",2.99,0,0,-1.764]
["SP","Battery",37,"S5",10.34,0,0,-6.101]
["SP","Battery",37,"T2",4.07,0,0,-2.4009999999999998]
["SP","Battery",37,"C3",3.71,0,0,-2.1890000000000001]
["SP","Battery",37,"S1",15.34,0,0,-9.0510000000000002]
["SP","Battery",37,"H1",3.62,0,0,-2.1360000000000001]
["SP","Battery",37,"J3",14.48,0,0,-8.5429999999999993]
["SP","Battery",37,"E1",47.11,0,0,-27.795000000000002]
["SP","Battery",37,"J7",17.309999999999999,0,0,-10.212999999999999]
["SP","Battery",37,"L5",82.54,0,0,-48.698999999999998]
["SP","Battery",37,"M5",1.06,0,0,-0.625]
["SP","Battery",37,"N1",0.42,0,0,-0.248]
["SP","Battery",37,"T5",2.89,0,0,-1.7050000000000001]
["SP","Battery",37,"T4",1.5,0,0,-0.88500000000000001]
["SP","Battery",37,"T3",0.97,0,0,-0.57199999999999995]
["SP","Battery",37,"T1",2.94,0,0,-1.7350000000000001]
["SP","Battery",37,"S7",0.31,0,0,-0.183]
["SP","Battery",37,"S6",0.56000000000000005,0,0,-0.33]
["SP","Battery",37,"S4",0.34,0,0,-0.20100000000000001]
["SP","Battery",37,"S3",0.03,0,0,-1.7999999999999999E-2]
["SP","Battery",37,"S2",2.86,0,0,-1.6870000000000001]
["SP","Battery",37,"R6",3.15,0,0,-1.859]
["SP","Battery",37,"R5",2.59,0,0,-1.528]
["SP","Battery",37,"R4",0.88,0,0,-0.51900000000000002]
["SP","Battery",37,"Q8",3.82,0,0,-2.254]
["SP","Battery",37,"Q7",1.39,0,0,-0.82]
["SP","Battery",37,"Q6",4.42,0,0,-2.6080000000000001]
["SP","Battery",37,"Q5",1.32,0,0,-0.77900000000000003]
["SP","Battery",37,"Q2",2.6,0,0,-1.534]
["SP","Battery",37,"P8",9.14,0,0,-5.3929999999999998]
["SP","Battery",37,"P7",2.39,0,0,-1.41]
["SP","Battery",37,"P5",0.59,0,0,-0.34799999999999998]
["SP","Battery",37,"P4",2.09,0,0,-1.2330000000000001]
["SP","Battery",37,"P3",47,0,0,-27.73]
["SP","Battery",37,"P1",1.44,0,0,-0.85]
["SP","Battery",37,"N7",0.37,0,0,-0.218]
["SP","Battery",37,"N6",0.28999999999999998,0,0,-0.17100000000000001]
["SP","Battery",37,"N5",1.69,0,0,-0.997]
["SP","Battery",37,"N4",3.3,0,0,-1.9470000000000001]
["SP","Battery",37,"N3",4.2,0,0,-2.4780000000000002]
["SP","Battery",37,"N2",0.32,0,0,-0.189]
["SP","Battery",37,"M8",1.83,0,0,-1.08]
["SP","Battery",37,"M7",3.59,0,0,-2.1179999999999999]
["SP","Battery",37,"M6",4.83,0,0,-2.85]
["SP","Battery",37,"M4",1.59,0,0,-0.93799999999999994]
["SP","Battery",37,"L8",24.54,0,0,-14.478999999999999]
["SP","Battery",37,"L7",6.76,0,0,-3.988]
["SP","Battery",37,"L3",169.08,0,0,-99.757000000000005]
["SP","Battery",37,"L2",260.57,0,0,-153.73599999999999]
["SP","Battery",37,"L1",54,0,0,-31.86]
["SP","Battery",37,"K6",2.89,0,0,-1.7050000000000001]
["SP","Battery",37,"K5",16.829999999999998,0,0,-9.93]
["SP","Battery",37,"K4",13.03,0,0,-7.6879999999999997]
["SP","Battery",37,"J8",73.59,0,0,-43.417999999999999]
["SP","Battery",37,"J6",17.02,0,0,-10.042]
["SP","Battery",37,"J5",4.22,0,0,-2.4900000000000002]
["SP","Battery",37,"J4",9.3699999999999992,0,0,-5.5279999999999996]
["SP","Battery",37,"J1",10.71,0,0,-6.319]
["SP","Battery",37,"H6",21.22,0,0,-12.52]
["SP","Battery",37,"H2",65.069999999999993,0,0,-38.390999999999998]
["SP","Battery",37,"G7",42.2,0,0,-24.898]
["SP","Battery",37,"G6",321.27,0,0,-189.54900000000001]
["SP","Battery",37,"G5",63.33,0,0,-37.365000000000002]
["SP","Battery",37,"G1",56.7,0,0,-33.453000000000003]
["SP","Battery",37,"F6",168.87,0,0,-99.632999999999996]
["SP","Battery",37,"E8",32.43,0,0,-19.134]
["SP","Battery",37,"E7",7.53,0,0,-4.4429999999999996]
["SP","Battery",37,"D6",9.56,0,0,-5.64]
["SP","Battery",37,"D5",124.35,0,0,-73.367000000000004]
["SP","Battery",37,"D4",7.24,0,0,-4.2720000000000002]
["SP","Battery",37,"C6",11.73,0,0,-6.9210000000000003]
["SP","Battery",37,"C5",25.69,0,0,-15.157]
["SP","Battery",37,"C4",2.92,0,0,-1.7230000000000001]
["SP","Battery",37,"C2",238.2,0,0,-140.53800000000001]
["SP","Battery",37,"C1",1.64,0,0,-0.96799999999999997]
["SP","Battery",37,"B4",2.2799999999999998,0,0,-1.345]
["SP","Battery",37,"B3",1.45,0,0,-0.85599999999999998]
["SP","Battery",37,"B2",181.06,0,0,-106.825]
["SP","Battery",37,"B1",42.73,0,0,-25.210999999999999]
["SP","Battery",37,"A9",0.59,0,0,-0.34799999999999998]
["SP","Battery",37,"C7",9.67,0,0,-5.7050000000000001]
["SP","Battery",37,"A8",36.64,0,0,-21.617999999999999]
["SP","Battery",37,"A7",0.59,0,0,-0.34799999999999998]
["SP","Battery",37,"A6",115.68,0,0,-68.251000000000005]
["SP","Battery",37,"A4",0.89,0,0,-0.52500000000000002]
["SP","Battery",37,"A3",0.59,0,0,-0.34799999999999998]
["SP","Battery",37,"A1",20.94,0,0,-12.355]
["SP","Battery",38,"P1",1.46,0,0,-0.86099999999999999]
["SP","Battery",38,"Q7",1.41,0,0,-0.83199999999999996]
["SP","Battery",38,"Q2",2.63,0,0,-1.552]
["SP","Battery",38,"R6",3.19,0,0,-1.8819999999999999]
["SP","Battery",38,"S4",0.37,0,0,-0.218]
["SP","Battery",38,"T1",3.03,0,0,-1.788]
["SP","Battery",38,"T5",2.97,0,0,-1.752]
["SP","Battery",38,"C2",238.23,0,0,-140.55600000000001]
["SP","Battery",38,"D6",9.66,0,0,-5.6989999999999998]
["SP","Battery",38,"F6",169.16,0,0,-99.804000000000002]
["SP","Battery",38,"G7",42.24,0,0,-24.922000000000001]
["SP","Battery",38,"J6",17.18,0,0,-10.135999999999999]
["SP","Battery",38,"K5",16.91,0,0,-9.9770000000000003]
["SP","Battery",38,"L3",169.15,0,0,-99.799000000000007]
["SP","Battery",38,"M8",1.86,0,0,-1.097]
["SP","Battery",38,"N4",3.35,0,0,-1.9770000000000001]
["SP","Battery",38,"T4",1.54,0,0,-0.90900000000000003]
["SP","Battery",38,"T3",1,0,0,-0.59]
["SP","Battery",38,"T2",4.17,0,0,-2.46]
["SP","Battery",38,"S7",0.34,0,0,-0.20100000000000001]
["SP","Battery",38,"S6",0.62,0,0,-0.36599999999999999]
["SP","Battery",38,"S5",10.89,0,0,-6.4249999999999998]
["SP","Battery",38,"S3",0.03,0,0,-1.7999999999999999E-2]
["SP","Battery",38,"S2",2.91,0,0,-1.7170000000000001]
["SP","Battery",38,"S1",15.65,0,0,-9.234]
["SP","Battery",38,"R5",2.62,0,0,-1.546]
["SP","Battery",38,"R4",0.89,0,0,-0.52500000000000002]
["SP","Battery",38,"Q8",3.87,0,0,-2.2829999999999999]
["SP","Battery",38,"Q6",4.4800000000000004,0,0,-2.6429999999999998]
["SP","Battery",38,"Q5",1.33,0,0,-0.78500000000000003]
["SP","Battery",38,"Q4",3.03,0,0,-1.788]
["SP","Battery",38,"P8",9.27,0,0,-5.4690000000000003]
["SP","Battery",38,"P7",2.42,0,0,-1.4279999999999999]
["SP","Battery",38,"P6",2.5,0,0,-1.4750000000000001]
["SP","Battery",38,"P5",0.6,0,0,-0.35399999999999998]
["SP","Battery",38,"P4",2.12,0,0,-1.2509999999999999]
["SP","Battery",38,"P3",47.05,0,0,-27.76]
["SP","Battery",38,"P2",0.32,0,0,-0.189]
["SP","Battery",38,"N7",0.38,0,0,-0.224]
["SP","Battery",38,"N6",0.3,0,0,-0.17699999999999999]
["SP","Battery",38,"N5",1.71,0,0,-1.0089999999999999]
["SP","Battery",38,"N3",4.24,0,0,-2.5019999999999998]
["SP","Battery",38,"N2",0.32,0,0,-0.189]
["SP","Battery",38,"N1",0.43,0,0,-0.254]
["SP","Battery",38,"M7",3.65,0,0,-2.1539999999999999]
["SP","Battery",38,"M6",4.88,0,0,-2.879]
["SP","Battery",38,"M5",1.08,0,0,-0.63700000000000001]
["SP","Battery",38,"M4",1.61,0,0,-0.95]
["SP","Battery",38,"L8",24.56,0,0,-14.49]
["SP","Battery",38,"L7",6.8,0,0,-4.0119999999999996]
["SP","Battery",38,"L5",82.65,0,0,-48.764000000000003]
["SP","Battery",38,"L2",260.60000000000002,0,0,-153.75399999999999]
["SP","Battery",38,"L1",54,0,0,-31.86]
["SP","Battery",38,"K6",2.92,0,0,-1.7230000000000001]
["SP","Battery",38,"K4",13.18,0,0,-7.7759999999999998]
["SP","Battery",38,"J8",73.61,0,0,-43.43]
["SP","Battery",38,"J7",17.5,0,0,-10.324999999999999]
["SP","Battery",38,"J5",4.26,0,0,-2.5129999999999999]
["SP","Battery",38,"J4",9.49,0,0,-5.5990000000000002]
["SP","Battery",38,"J3",14.64,0,0,-8.6379999999999999]
["SP","Battery",38,"J1",10.85,0,0,-6.4020000000000001]
["SP","Battery",38,"H6",21.47,0,0,-12.667]
["SP","Battery",38,"H2",65.12,0,0,-38.420999999999999]
["SP","Battery",38,"H1",3.67,0,0,-2.165]
["SP","Battery",38,"G6",321.5,0,0,-189.685]
["SP","Battery",38,"G5",63.37,0,0,-37.387999999999998]
["SP","Battery",38,"G1",56.72,0,0,-33.465000000000003]
["SP","Battery",38,"E8",32.46,0,0,-19.151]
["SP","Battery",38,"E7",7.62,0,0,-4.4960000000000004]
["SP","Battery",38,"E1",47.43,0,0,-27.984000000000002]
["SP","Battery",38,"D5",124.4,0,0,-73.396000000000001]
["SP","Battery",38,"D4",7.32,0,0,-4.319]
["SP","Battery",38,"C7",9.77,0,0,-5.7640000000000002]
["SP","Battery",38,"C6",11.75,0,0,-6.9329999999999998]
["SP","Battery",38,"C5",25.75,0,0,-15.193]
["SP","Battery",38,"C4",2.96,0,0,-1.746]
["SP","Battery",38,"C3",3.75,0,0,-2.2130000000000001]
["SP","Battery",38,"C1",1.66,0,0,-0.97899999999999998]
["SP","Battery",38,"B4",2.31,0,0,-1.363]
["SP","Battery",38,"B3",1.47,0,0,-0.86699999999999999]
["SP","Battery",38,"B2",181.21,0,0,-106.914]
["SP","Battery",38,"B1",42.76,0,0,-25.228000000000002]
["SP","Battery",38,"A9",0.6,0,0,-0.35399999999999998]
["SP","Battery",38,"A8",36.65,0,0,-21.623999999999999]
["SP","Battery",38,"A7",0.6,0,0,-0.35399999999999998]
["SP","Battery",38,"A6",115.69,0,0,-68.257000000000005]
["SP","Battery",38,"A4",0.9,0,0,-0.53100000000000003]
["SP","Battery",38,"A3",0.6,0,0,-0.35399999999999998]
["SP","Battery",38,"A1",20.95,0,0,-12.361000000000001]
["SP","Battery",39,"P4",2.14,0,0,-1.2629999999999999]
["SP","Battery",39,"P8",9.39,0,0,-5.54]
["SP","Battery",39,"S3",0.04,0,0,-2.4E-2]
["SP","Battery",39,"R5",2.65,0,0,-1.5640000000000001]
["SP","Battery",39,"S7",0.36,0,0,-0.21199999999999999]
["SP","Battery",39,"T4",1.57,0,0,-0.92600000000000005]
["SP","Battery",39,"N7",0.38,0,0,-0.224]
["SP","Battery",39,"C5",25.8,0,0,-15.222]
["SP","Battery",39,"C1",1.68,0,0,-0.99099999999999999]
["SP","Battery",39,"D5",124.44,0,0,-73.42]
["SP","Battery",39,"G6",321.69,0,0,-189.797]
["SP","Battery",39,"H6",21.67,0,0,-12.785]
["SP","Battery",39,"J5",4.3,0,0,-2.5369999999999999]
["SP","Battery",39,"L2",260.62,0,0,-153.76599999999999]
["SP","Battery",39,"L8",24.58,0,0,-14.502000000000001]
["SP","Battery",39,"M7",3.69,0,0,-2.177]
["SP","Battery",39,"T5",3.05,0,0,-1.8]
["SP","Battery",39,"T3",1.02,0,0,-0.60199999999999998]
["SP","Battery",39,"T2",4.2699999999999996,0,0,-2.5190000000000001]
["SP","Battery",39,"T1",3.11,0,0,-1.835]
["SP","Battery",39,"S6",0.64,0,0,-0.378]
["SP","Battery",39,"S5",11.09,0,0,-6.5430000000000001]
["SP","Battery",39,"S4",0.4,0,0,-0.23599999999999999]
["SP","Battery",39,"S2",2.98,0,0,-1.758]
["SP","Battery",39,"S1",16,0,0,-9.44]
["SP","Battery",39,"R6",3.23,0,0,-1.9059999999999999]
["SP","Battery",39,"R4",0.9,0,0,-0.53100000000000003]
["SP","Battery",39,"Q8",3.91,0,0,-2.3069999999999999]
["SP","Battery",39,"Q7",1.43,0,0,-0.84399999999999997]
["SP","Battery",39,"Q6",4.54,0,0,-2.6789999999999998]
["SP","Battery",39,"Q5",1.35,0,0,-0.79700000000000004]
["SP","Battery",39,"Q4",3.07,0,0,-1.8109999999999999]
["SP","Battery",39,"Q2",2.65,0,0,-1.5640000000000001]
["SP","Battery",39,"P7",2.4500000000000002,0,0,-1.446]
["SP","Battery",39,"P6",2.5299999999999998,0,0,-1.4930000000000001]
["SP","Battery",39,"P5",0.6,0,0,-0.35399999999999998]
["SP","Battery",39,"P3",47.09,0,0,-27.783000000000001]
["SP","Battery",39,"P2",0.33,0,0,-0.19500000000000001]
["SP","Battery",39,"P1",1.48,0,0,-0.873]
["SP","Battery",39,"N6",0.3,0,0,-0.17699999999999999]
["SP","Battery",39,"N5",1.73,0,0,-1.0209999999999999]
["SP","Battery",39,"N4",3.39,0,0,-2]
["SP","Battery",39,"N3",4.28,0,0,-2.5249999999999999]
["SP","Battery",39,"N2",0.33,0,0,-0.19500000000000001]
["SP","Battery",39,"N1",0.44,0,0,-0.26]
["SP","Battery",39,"M8",1.88,0,0,-1.109]
["SP","Battery",39,"M6",4.93,0,0,-2.9089999999999998]
["SP","Battery",39,"M5",1.0900000000000001,0,0,-0.64300000000000002]
["SP","Battery",39,"M4",1.63,0,0,-0.96199999999999997]
["SP","Battery",39,"L7",6.82,0,0,-4.024]
["SP","Battery",39,"L5",82.74,0,0,-48.817]
["SP","Battery",39,"L3",169.21,0,0,-99.834000000000003]
["SP","Battery",39,"L1",54,0,0,-31.86]
["SP","Battery",39,"K6",2.95,0,0,-1.7410000000000001]
["SP","Battery",39,"K5",16.98,0,0,-10.018000000000001]
["SP","Battery",39,"K4",13.3,0,0,-7.8470000000000004]
["SP","Battery",39,"J8",73.62,0,0,-43.436]
["SP","Battery",39,"J7",17.66,0,0,-10.419]
["SP","Battery",39,"J6",17.309999999999999,0,0,-10.212999999999999]
["SP","Battery",39,"J4",9.58,0,0,-5.6520000000000001]
["SP","Battery",39,"J3",14.77,0,0,-8.7140000000000004]
["SP","Battery",39,"J1",10.97,0,0,-6.4720000000000004]
["SP","Battery",39,"H2",65.17,0,0,-38.450000000000003]
["SP","Battery",39,"H1",3.71,0,0,-2.1890000000000001]
["SP","Battery",39,"G7",42.28,0,0,-24.945]
["SP","Battery",39,"G5",63.4,0,0,-37.405999999999999]
["SP","Battery",39,"G1",56.73,0,0,-33.470999999999997]
["SP","Battery",39,"F6",169.4,0,0,-99.945999999999998]
["SP","Battery",39,"E8",32.479999999999997,0,0,-19.163]
["SP","Battery",39,"E7",7.68,0,0,-4.5309999999999997]
["SP","Battery",39,"E1",47.69,0,0,-28.137]
["SP","Battery",39,"D6",9.75,0,0,-5.7530000000000001]
["SP","Battery",39,"D4",7.39,0,0,-4.3600000000000003]
["SP","Battery",39,"C7",9.86,0,0,-5.8170000000000002]
["SP","Battery",39,"C6",11.77,0,0,-6.944]
["SP","Battery",39,"C4",2.99,0,0,-1.764]
["SP","Battery",39,"C3",3.79,0,0,-2.2360000000000002]
["SP","Battery",39,"C2",238.25,0,0,-140.56800000000001]
["SP","Battery",39,"B4",2.33,0,0,-1.375]
["SP","Battery",39,"B3",1.48,0,0,-0.873]
["SP","Battery",39,"B2",181.34,0,0,-106.991]
["SP","Battery",39,"B1",42.78,0,0,-25.24]
["SP","Battery",39,"A9",0.6,0,0,-0.35399999999999998]
["SP","Battery",39,"A8",36.65,0,0,-21.623999999999999]
["SP","Battery",39,"A7",0.6,0,0,-0.35399999999999998]
["SP","Battery",39,"A6",115.7,0,0,-68.263000000000005]
["SP","Battery",39,"A4",0.91,0,0,-0.53700000000000003]
["SP","Battery",39,"A3",0.6,0,0,-0.35399999999999998]
["SP","Battery",39,"A1",20.96,0,0,-12.366]
["SP","Battery",40,"N6",0.3,0,0,-0.17699999999999999]
["SP","Battery",40,"P7",2.4900000000000002,0,0,-1.4690000000000001]
["SP","Battery",40,"Q5",1.37,0,0,-0.80800000000000005]
["SP","Battery",40,"R4",0.91,0,0,-0.53700000000000003]
["SP","Battery",40,"S6",0.64,0,0,-0.378]
["SP","Battery",40,"B4",2.36,0,0,-1.3919999999999999]
["SP","Battery",40,"D4",7.47,0,0,-4.407]
["SP","Battery",40,"E7",7.78,0,0,-4.59]
["SP","Battery",40,"G5",63.44,0,0,-37.43]
["SP","Battery",40,"T3",1.07,0,0,-0.63100000000000001]
["SP","Battery",40,"J4",9.6999999999999993,0,0,-5.7229999999999999]
["SP","Battery",40,"J8",73.64,0,0,-43.448]
["SP","Battery",40,"L1",54,0,0,-31.86]
["SP","Battery",40,"M6",4.99,0,0,-2.944]
["SP","Battery",40,"N2",0.33,0,0,-0.19500000000000001]
["SP","Battery",40,"T5",3.09,0,0,-1.823]
["SP","Battery",40,"T4",1.61,0,0,-0.95]
["SP","Battery",40,"T2",4.34,0,0,-2.5609999999999999]
["SP","Battery",40,"T1",3.19,0,0,-1.8819999999999999]
["SP","Battery",40,"S7",0.36,0,0,-0.21199999999999999]
["SP","Battery",40,"S5",11.25,0,0,-6.6379999999999999]
["SP","Battery",40,"S4",0.4,0,0,-0.23599999999999999]
["SP","Battery",40,"S3",0.04,0,0,-2.4E-2]
["SP","Battery",40,"S2",3.02,0,0,-1.782]
["SP","Battery",40,"S1",16.22,0,0,-9.57]
["SP","Battery",40,"R6",3.28,0,0,-1.9350000000000001]
["SP","Battery",40,"R5",2.69,0,0,-1.587]
["SP","Battery",40,"Q8",3.97,0,0,-2.3420000000000001]
["SP","Battery",40,"Q7",1.45,0,0,-0.85599999999999998]
["SP","Battery",40,"Q6",4.6100000000000003,0,0,-2.72]
["SP","Battery",40,"Q4",3.12,0,0,-1.841]
["SP","Battery",40,"Q2",2.69,0,0,-1.587]
["SP","Battery",40,"P8",9.5299999999999994,0,0,-5.6230000000000002]
["SP","Battery",40,"P6",2.57,0,0,-1.516]
["SP","Battery",40,"P5",0.61,0,0,-0.36]
["SP","Battery",40,"P4",2.1800000000000002,0,0,-1.286]
["SP","Battery",40,"P3",47.15,0,0,-27.818999999999999]
["SP","Battery",40,"P2",0.33,0,0,-0.19500000000000001]
["SP","Battery",40,"P1",1.5,0,0,-0.88500000000000001]
["SP","Battery",40,"N7",0.39,0,0,-0.23]
["SP","Battery",40,"N5",1.76,0,0,-1.038]
["SP","Battery",40,"N4",3.44,0,0,-2.0299999999999998]
["SP","Battery",40,"N3",4.33,0,0,-2.5550000000000002]
["SP","Battery",40,"N1",0.44,0,0,-0.26]
["SP","Battery",40,"M8",1.91,0,0,-1.127]
["SP","Battery",40,"M7",3.75,0,0,-2.2130000000000001]
["SP","Battery",40,"M5",1.1000000000000001,0,0,-0.64900000000000002]
["SP","Battery",40,"M4",1.65,0,0,-0.97399999999999998]
["SP","Battery",40,"L8",24.61,0,0,-14.52]
["SP","Battery",40,"L7",6.86,0,0,-4.0469999999999997]
["SP","Battery",40,"L5",82.86,0,0,-48.887]
["SP","Battery",40,"L3",169.3,0,0,-99.887]
["SP","Battery",40,"L2",260.64999999999998,0,0,-153.78399999999999]
["SP","Battery",40,"K6",2.99,0,0,-1.764]
["SP","Battery",40,"K5",17.059999999999999,0,0,-10.065]
["SP","Battery",40,"K4",13.47,0,0,-7.9470000000000001]
["SP","Battery",40,"J7",17.88,0,0,-10.548999999999999]
["SP","Battery",40,"J6",17.489999999999998,0,0,-10.319000000000001]
["SP","Battery",40,"J5",4.3600000000000003,0,0,-2.5720000000000001]
["SP","Battery",40,"J3",14.95,0,0,-8.8209999999999997]
["SP","Battery",40,"J1",11.12,0,0,-6.5609999999999999]
["SP","Battery",40,"H6",21.95,0,0,-12.951000000000001]
["SP","Battery",40,"H2",65.23,0,0,-38.485999999999997]
["SP","Battery",40,"H1",3.77,0,0,-2.2240000000000002]
["SP","Battery",40,"G7",42.32,0,0,-24.969000000000001]
["SP","Battery",40,"G6",321.95,0,0,-189.95099999999999]
["SP","Battery",40,"G1",56.76,0,0,-33.488]
["SP","Battery",40,"F6",169.72,0,0,-100.13500000000001]
["SP","Battery",40,"E8",32.51,0,0,-19.181000000000001]
["SP","Battery",40,"E1",48.04,0,0,-28.344000000000001]
["SP","Battery",40,"D6",9.86,0,0,-5.8170000000000002]
["SP","Battery",40,"D5",124.49,0,0,-73.448999999999998]
["SP","Battery",40,"C7",9.9700000000000006,0,0,-5.8819999999999997]
["SP","Battery",40,"C6",11.79,0,0,-6.9560000000000004]
["SP","Battery",40,"C5",25.87,0,0,-15.263]
["SP","Battery",40,"C4",3.04,0,0,-1.794]
["SP","Battery",40,"C3",3.83,0,0,-2.2599999999999998]
["SP","Battery",40,"C2",238.28,0,0,-140.58500000000001]
["SP","Battery",40,"C1",1.7,0,0,-1.0029999999999999]
["SP","Battery",40,"B3",1.5,0,0,-0.88500000000000001]
["SP","Battery",40,"B2",181.51,0,0,-107.09099999999999]
["SP","Battery",40,"B1",42.81,0,0,-25.257999999999999]
["SP","Battery",40,"A9",0.61,0,0,-0.36]
["SP","Battery",40,"A8",36.659999999999997,0,0,-21.629000000000001]
["SP","Battery",40,"A7",0.61,0,0,-0.36]
["SP","Battery",40,"A6",115.71,0,0,-68.269000000000005]
["SP","Battery",40,"A4",0.92,0,0,-0.54300000000000004]
["SP","Battery",40,"A3",0.61,0,0,-0.36]
["SP","Battery",40,"A1",20.97,0,0,-12.372]
["SS","Battery",16,"C4",0.33,0,-0.19500000000000001,0]
["SS","Battery",16,"E7",1.26,0,-0.74299999999999999,0]
["SS","Battery",16,"H2",0.79,0,-0.46600000000000003,0]
["SS","Battery",16,"J4",1.92,0,-1.133,0]
["SS","Battery",16,"J8",72.349999999999994,0,-42.686999999999998,0]
["SS","Battery",16,"M7",0.72,0,-0.42499999999999999,0]
["SS","Battery",16,"N3",0.99,0,-0.58399999999999996,0]
["SS","Battery",16,"L8",0.21,0,-0.124,0]
["SS","Battery",16,"P6",0.36,0,-0.21199999999999999,0]
["SS","Battery",16,"Q4",0.61,0,-0.36,0]
["SS","Battery",16,"Q8",0.65,0,-0.38400000000000001,0]
["SS","Battery",16,"S2",0.65,0,-0.38400000000000001,0]
["SS","Battery",16,"T3",0.13,0,-7.6999999999999999E-2,0]
["SS","Battery",16,"D4",2.1800000000000002,0,-1.286,0]
["SS","Battery",16,"T5",2.52,0,-1.4870000000000001,0]
["SS","Battery",16,"T4",0.24,0,-0.14199999999999999,0]
["SS","Battery",16,"T2",0.74,0,-0.437,0]
["SS","Battery",16,"T1",0.55000000000000004,0,-0.32500000000000001,0]
["SS","Battery",16,"S5",1.5,0,-0.88500000000000001,0]
["SS","Battery",16,"S1",3.54,0,-2.089,0]
["SS","Battery",16,"R6",0.43,0,-0.254,0]
["SS","Battery",16,"R5",0.38,0,-0.224,0]
["SS","Battery",16,"Q7",2.83,0,-1.67,0]
["SS","Battery",16,"Q6",0.84,0,-0.496,0]
["SS","Battery",16,"Q5",0.16,0,-9.4E-2,0]
["SS","Battery",16,"Q2",0.42,0,-0.248,0]
["SS","Battery",16,"P8",1.77,0,-1.044,0]
["SS","Battery",16,"P7",0.33,0,-0.19500000000000001,0]
["SS","Battery",16,"P4",0.33,0,-0.19500000000000001,0]
["SS","Battery",16,"P3",2.2999999999999998,0,-1.357,0]
["SS","Battery",16,"P2",0.01,0,-6.0000000000000001E-3,0]
["SS","Battery",16,"P1",0.25,0,-0.14799999999999999,0]
["SS","Battery",16,"N7",0.02,0,-1.2E-2,0]
["SS","Battery",16,"N5",0.31,0,-0.183,0]
["SS","Battery",16,"N4",0.66,0,-0.38900000000000001,0]
["SS","Battery",16,"N2",0.01,0,-6.0000000000000001E-3,0]
["SS","Battery",16,"N1",0.09,0,-5.2999999999999999E-2,0]
["SS","Battery",16,"M8",0.21,0,-0.124,0]
["SS","Battery",16,"M6",0.82,0,-0.48399999999999999,0]
["SS","Battery",16,"M5",0.17,0,-0.1,0]
["SS","Battery",16,"M4",0.24,0,-0.14199999999999999,0]
["SS","Battery",16,"L7",0.4,0,-0.23599999999999999,0]
["SS","Battery",16,"L5",1.44,0,-0.85,0]
["SS","Battery",16,"L3",2.99,0,-1.764,0]
["SS","Battery",16,"L2",2.36,0,-1.3919999999999999,0]
["SS","Battery",16,"K6",0.42,0,-0.248,0]
["SS","Battery",16,"K5",0.93,0,-0.54900000000000004,0]
["SS","Battery",16,"K4",2.1800000000000002,0,-1.286,0]
["SS","Battery",16,"J7",2.61,0,-1.54,0]
["SS","Battery",16,"J6",2.13,0,-1.2569999999999999,0]
["SS","Battery",16,"J5",0.76,0,-0.44800000000000001,0]
["SS","Battery",16,"J3",2.5099999999999998,0,-1.4810000000000001,0]
["SS","Battery",16,"J1",1.91,0,-1.127,0]
["SS","Battery",16,"H6",3.35,0,-1.9770000000000001,0]
["SS","Battery",16,"H1",0.67,0,-0.39500000000000002,0]
["SS","Battery",16,"G7",0.33,0,-0.19500000000000001,0]
["SS","Battery",16,"G6",4.01,0,-2.3660000000000001,0]
["SS","Battery",16,"G5",0.31,0,-0.183,0]
["SS","Battery",16,"G1",0.08,0,-4.7E-2,0]
["SS","Battery",16,"F6",54.72,0,-32.284999999999997,0]
["SS","Battery",16,"E8",0.45,0,-0.26600000000000001,0]
["SS","Battery",16,"E1",7.25,0,-4.2779999999999996,0]
["SS","Battery",16,"D6",1.75,0,-1.0329999999999999,0]
["SS","Battery",16,"D5",120.77,0,-71.254000000000005,0]
["SS","Battery",16,"C7",2.0299999999999998,0,-1.198,0]
["SS","Battery",16,"C6",10.08,0,-5.9470000000000001,0]
["SS","Battery",16,"C5",21.61,0,-12.75,0]
["SS","Battery",16,"C3",0.55000000000000004,0,-0.32500000000000001,0]
["SS","Battery",16,"C2",236.04,0,-139.26400000000001,0]
["SS","Battery",16,"C1",0.05,0,-0.03,0]
["SS","Battery",16,"B4",1.26,0,-0.74299999999999999,0]
["SS","Battery",16,"B3",0.21,0,-0.124,0]
["SS","Battery",16,"B2",9.1199999999999992,0,-5.3810000000000002,0]
["SS","Battery",16,"B1",41.52,0,-24.497,0]
["SS","Battery",16,"A8",36.01,0,-21.245999999999999,0]
["SS","Battery",16,"A6",115.02,0,-67.861999999999995,0]
["SS","Battery",16,"A4",7.0000000000000007E-2,0,-4.1000000000000002E-2,0]
["SS","Battery",16,"A1",20.079999999999998,0,-11.847,0]
["SS","Battery",17,"T5",2.48,0,-1.4630000000000001,0]
["SS","Battery",17,"D6",1.75,0,-1.0329999999999999,0]
["SS","Battery",17,"F6",54.75,0,-32.302999999999997,0]
["SS","Battery",17,"J1",1.94,0,-1.145,0]
["SS","Battery",17,"K5",0.94,0,-0.55500000000000005,0]
["SS","Battery",17,"J6",2.15,0,-1.2689999999999999,0]
["SS","Battery",17,"M5",0.17,0,-0.1,0]
["SS","Battery",17,"N1",0.1,0,-5.8999999999999997E-2,0]
["SS","Battery",17,"N5",0.31,0,-0.183,0]
["SS","Battery",17,"P8",1.81,0,-1.0680000000000001,0]
["SS","Battery",17,"Q6",0.86,0,-0.50700000000000001,0]
["SS","Battery",17,"R6",0.44,0,-0.26,0]
["SS","Battery",17,"T1",0.49,0,-0.28899999999999998,0]
["SS","Battery",17,"C6",10.08,0,-5.9470000000000001,0]
["SS","Battery",17,"T4",0.24,0,-0.14199999999999999,0]
["SS","Battery",17,"T3",0.12,0,-7.0999999999999994E-2,0]
["SS","Battery",17,"T2",0.73,0,-0.43099999999999999,0]
["SS","Battery",17,"S5",1.46,0,-0.86099999999999999,0]
["SS","Battery",17,"S2",0.63,0,-0.372,0]
["SS","Battery",17,"S1",3.44,0,-2.0299999999999998,0]
["SS","Battery",17,"R5",0.39,0,-0.23,0]
["SS","Battery",17,"Q8",10.67,0,-6.2949999999999999,0]
["SS","Battery",17,"Q7",2.83,0,-1.67,0]
["SS","Battery",17,"Q5",0.16,0,-9.4E-2,0]
["SS","Battery",17,"Q4",0.62,0,-0.36599999999999999,0]
["SS","Battery",17,"Q2",0.4,0,-0.23599999999999999,0]
["SS","Battery",17,"P7",0.34,0,-0.20100000000000001,0]
["SS","Battery",17,"P6",0.37,0,-0.218,0]
["SS","Battery",17,"P4",0.34,0,-0.20100000000000001,0]
["SS","Battery",17,"P3",12.31,0,-7.2629999999999999,0]
["SS","Battery",17,"P2",0.01,0,-6.0000000000000001E-3,0]
["SS","Battery",17,"P1",0.26,0,-0.153,0]
["SS","Battery",17,"N7",0.02,0,-1.2E-2,0]
["SS","Battery",17,"N4",0.68,0,-0.40100000000000002,0]
["SS","Battery",17,"N3",0.92,0,-0.54300000000000004,0]
["SS","Battery",17,"N2",0.01,0,-6.0000000000000001E-3,0]
["SS","Battery",17,"M8",0.21,0,-0.124,0]
["SS","Battery",17,"M7",0.74,0,-0.437,0]
["SS","Battery",17,"M6",0.8,0,-0.47199999999999998,0]
["SS","Battery",17,"M4",0.24,0,-0.14199999999999999,0]
["SS","Battery",17,"L8",0.22,0,-0.13,0]
["SS","Battery",17,"L7",0.4,0,-0.23599999999999999,0]
["SS","Battery",17,"L5",1.45,0,-0.85599999999999998,0]
["SS","Battery",17,"L3",2.99,0,-1.764,0]
["SS","Battery",17,"L2",2.36,0,-1.3919999999999999,0]
["SS","Battery",17,"K6",0.42,0,-0.248,0]
["SS","Battery",17,"K4",2.12,0,-1.2509999999999999,0]
["SS","Battery",17,"J8",72.349999999999994,0,-42.686999999999998,0]
["SS","Battery",17,"J7",2.62,0,-1.546,0]
["SS","Battery",17,"J5",0.76,0,-0.44800000000000001,0]
["SS","Battery",17,"J4",1.94,0,-1.145,0]
["SS","Battery",17,"J3",2.5,0,-1.4750000000000001,0]
["SS","Battery",17,"H6",3.37,0,-1.988,0]
["SS","Battery",17,"H2",0.8,0,-0.47199999999999998,0]
["SS","Battery",17,"H1",22.69,0,-13.387,0]
["SS","Battery",17,"G7",0.34,0,-0.20100000000000001,0]
["SS","Battery",17,"G6",4.0199999999999996,0,-2.3719999999999999,0]
["SS","Battery",17,"G5",0.31,0,-0.183,0]
["SS","Battery",17,"G1",0.08,0,-4.7E-2,0]
["SS","Battery",17,"E8",0.45,0,-0.26600000000000001,0]
["SS","Battery",17,"E7",1.26,0,-0.74299999999999999,0]
["SS","Battery",17,"E1",14.77,0,-8.7140000000000004,0]
["SS","Battery",17,"D5",120.77,0,-71.254000000000005,0]
["SS","Battery",17,"D4",2.1800000000000002,0,-1.286,0]
["SS","Battery",17,"C7",1.98,0,-1.1679999999999999,0]
["SS","Battery",17,"C5",21.62,0,-12.756,0]
["SS","Battery",17,"C4",0.34,0,-0.20100000000000001,0]
["SS","Battery",17,"C3",0.55000000000000004,0,-0.32500000000000001,0]
["SS","Battery",17,"C2",236.04,0,-139.26400000000001,0]
["SS","Battery",17,"C1",0.05,0,-0.03,0]
["SS","Battery",17,"B4",1.26,0,-0.74299999999999999,0]
["SS","Battery",17,"B3",0.21,0,-0.124,0]
["SS","Battery",17,"B2",16.63,0,-9.8119999999999994,0]
["SS","Battery",17,"B1",41.52,0,-24.497,0]
["SS","Battery",17,"A8",36.01,0,-21.245999999999999,0]
["SS","Battery",17,"A6",125.02,0,-73.762,0]
["SS","Battery",17,"A4",7.0000000000000007E-2,0,-4.1000000000000002E-2,0]
["SS","Battery",17,"A1",20.079999999999998,0,-11.847,0]
["SS","Battery",18,"B4",1.26,0,-0.74299999999999999,0]
["SS","Battery",18,"D4",2.19,0,-1.292,0]
["SS","Battery",18,"E7",1.26,0,-0.74299999999999999,0]
["SS","Battery",18,"G5",0.31,0,-0.183,0]
["SS","Battery",18,"J4",1.95,0,-1.151,0]
["SS","Battery",18,"J8",72.349999999999994,0,-42.686999999999998,0]
["SS","Battery",18,"L2",2.36,0,-1.3919999999999999,0]
["SS","Battery",18,"M7",0.75,0,-0.443,0]
["SS","Battery",18,"P1",0.26,0,-0.153,0]
["SS","Battery",18,"N3",0.89,0,-0.52500000000000002,0]
["SS","Battery",18,"Q4",0.63,0,-0.372,0]
["SS","Battery",18,"Q8",10.67,0,-6.2949999999999999,0]
["SS","Battery",18,"S2",0.63,0,-0.372,0]
["SS","Battery",18,"T3",0.12,0,-7.0999999999999994E-2,0]
["SS","Battery",18,"T5",2.46,0,-1.4510000000000001,0]
["SS","Battery",18,"T4",0.23,0,-0.13600000000000001,0]
["SS","Battery",18,"T2",1.7,0,-1.0029999999999999,0]
["SS","Battery",18,"T1",0.47,0,-0.27700000000000002,0]
["SS","Battery",18,"S5",1.46,0,-0.86099999999999999,0]
["SS","Battery",18,"S1",3.42,0,-2.0179999999999998,0]
["SS","Battery",18,"R6",0.45,0,-0.26600000000000001,0]
["SS","Battery",18,"R5",0.39,0,-0.23,0]
["SS","Battery",18,"Q7",2.83,0,-1.67,0]
["SS","Battery",18,"Q6",0.87,0,-0.51300000000000001,0]
["SS","Battery",18,"Q5",0.16,0,-9.4E-2,0]
["SS","Battery",18,"Q2",0.39,0,-0.23,0]
["SS","Battery",18,"P8",1.83,0,-1.08,0]
["SS","Battery",18,"P7",0.34,0,-0.20100000000000001,0]
["SS","Battery",18,"P6",0.38,0,-0.224,0]
["SS","Battery",18,"P4",0.34,0,-0.20100000000000001,0]
["SS","Battery",18,"P3",12.31,0,-7.2629999999999999,0]
["SS","Battery",18,"P2",0.01,0,-6.0000000000000001E-3,0]
["SS","Battery",18,"N7",0.02,0,-1.2E-2,0]
["SS","Battery",18,"N5",0.32,0,-0.189,0]
["SS","Battery",18,"N4",0.68,0,-0.40100000000000002,0]
["SS","Battery",18,"N2",0.01,0,-6.0000000000000001E-3,0]
["SS","Battery",18,"N1",0.1,0,-5.8999999999999997E-2,0]
["SS","Battery",18,"M8",0.22,0,-0.13,0]
["SS","Battery",18,"M6",0.79,0,-0.46600000000000003,0]
["SS","Battery",18,"M5",0.18,0,-0.106,0]
["SS","Battery",18,"M4",0.24,0,-0.14199999999999999,0]
["SS","Battery",18,"L8",0.22,0,-0.13,0]
["SS","Battery",18,"L7",0.41,0,-0.24199999999999999,0]
["SS","Battery",18,"L5",1.45,0,-0.85599999999999998,0]
["SS","Battery",18,"L3",3,0,-1.77,0]
["SS","Battery",18,"K6",1.06,0,-0.625,0]
["SS","Battery",18,"K5",0.94,0,-0.55500000000000005,0]
["SS","Battery",18,"K4",2.09,0,-1.2330000000000001,0]
["SS","Battery",18,"J7",2.63,0,-1.552,0]
["SS","Battery",18,"J6",2.16,0,-1.274,0]
["SS","Battery",18,"J5",0.76,0,-0.44800000000000001,0]
["SS","Battery",18,"J3",2.4900000000000002,0,-1.4690000000000001,0]
["SS","Battery",18,"J1",1.95,0,-1.151,0]
["SS","Battery",18,"H6",3.39,0,-2,0]
["SS","Battery",18,"H2",0.81,0,-0.47799999999999998,0]
["SS","Battery",18,"H1",22.69,0,-13.387,0]
["SS","Battery",18,"G7",0.34,0,-0.20100000000000001,0]
["SS","Battery",18,"G6",198.83,0,-117.31,0]
["SS","Battery",18,"G1",0.08,0,-4.7E-2,0]
["SS","Battery",18,"F6",54.77,0,-32.314,0]
["SS","Battery",18,"E8",0.45,0,-0.26600000000000001,0]
["SS","Battery",18,"E1",14.78,0,-8.7200000000000006,0]
["SS","Battery",18,"D6",1.75,0,-1.0329999999999999,0]
["SS","Battery",18,"D5",120.77,0,-71.254000000000005,0]
["SS","Battery",18,"C7",1.96,0,-1.1559999999999999,0]
["SS","Battery",18,"C6",10.08,0,-5.9470000000000001,0]
["SS","Battery",18,"C5",21.62,0,-12.756,0]
["SS","Battery",18,"C4",0.34,0,-0.20100000000000001,0]
["SS","Battery",18,"C3",0.55000000000000004,0,-0.32500000000000001,0]
["SS","Battery",18,"C2",276.04000000000002,0,-162.864,0]
["SS","Battery",18,"C1",0.05,0,-0.03,0]
["SS","Battery",18,"B3",0.21,0,-0.124,0]
["SS","Battery",18,"B2",121.13,0,-71.466999999999999,0]
["SS","Battery",18,"B1",41.52,0,-24.497,0]
["SS","Battery",18,"A8",36.01,0,-21.245999999999999,0]
["SS","Battery",18,"A6",160.02000000000001,0,-94.412000000000006,0]
["SS","Battery",18,"A4",7.0000000000000007E-2,0,-4.1000000000000002E-2,0]
["SS","Battery",18,"A1",20.079999999999998,0,-11.847,0]
["SS","Battery",19,"C2",276.13,0,-97.75,-65.167000000000002]
["SS","Battery",19,"D6",2.4,0,-0.85,-0.56599999999999995]
["SS","Battery",19,"G7",39.46,0,-13.968999999999999,-9.3130000000000006]
["SS","Battery",19,"J6",7.2,0,-2.5489999999999999,-1.6990000000000001]
["SS","Battery",19,"K5",11.28,0,-3.9929999999999999,-2.6619999999999999]
["SS","Battery",19,"L3",165.96,0,-58.75,-39.167000000000002]
["SS","Battery",19,"N4",0.94,0,-0.33300000000000002,-0.222]
["SS","Battery",19,"M8",0.3,0,-0.106,-7.0999999999999994E-2]
["SS","Battery",19,"P2",0.01,0,-4.0000000000000001E-3,-2E-3]
["SS","Battery",19,"Q5",0.23,0,-8.1000000000000003E-2,-5.3999999999999999E-2]
["SS","Battery",19,"R5",0.54,0,-0.191,-0.127]
["SS","Battery",19,"T4",0.32,0,-0.113,-7.5999999999999998E-2]
["SS","Battery",19,"F6",151.03,0,-53.465000000000003,-35.643000000000001]
["SS","Battery",19,"S5",1.98,0,-0.70099999999999996,-0.46700000000000003]
["SS","Battery",19,"T5",2.62,0,-0.92700000000000005,-0.61799999999999999]
["SS","Battery",19,"T3",0.16,0,-5.7000000000000002E-2,-3.7999999999999999E-2]
["SS","Battery",19,"T2",1.94,0,-0.68700000000000006,-0.45800000000000002]
["SS","Battery",19,"T1",0.56000000000000005,0,-0.19800000000000001,-0.13200000000000001]
["SS","Battery",19,"S2",0.83,0,-0.29399999999999998,-0.19600000000000001]
["SS","Battery",19,"S1",4.53,0,-1.6040000000000001,-1.069]
["SS","Battery",19,"R6",0.62,0,-0.219,-0.14599999999999999]
["SS","Battery",19,"Q8",10.93,0,-3.8690000000000002,-2.5790000000000002]
["SS","Battery",19,"Q7",2.9,0,-1.0269999999999999,-0.68400000000000005]
["SS","Battery",19,"Q6",1.2,0,-0.42499999999999999,-0.28299999999999997]
["SS","Battery",19,"Q4",0.81,0,-0.28699999999999998,-0.191]
["SS","Battery",19,"Q2",0.53,0,-0.188,-0.125]
["SS","Battery",19,"P8",2.5099999999999998,0,-0.88900000000000001,-0.59199999999999997]
["SS","Battery",19,"P7",0.47,0,-0.16600000000000001,-0.111]
["SS","Battery",19,"P6",0.52,0,-0.184,-0.123]
["SS","Battery",19,"P4",0.47,0,-0.16600000000000001,-0.111]
["SS","Battery",19,"P3",55.56,0,-19.667999999999999,-13.112]
["SS","Battery",19,"P1",0.36,0,-0.127,-8.5000000000000006E-2]
["SS","Battery",19,"N7",0.03,0,-1.0999999999999999E-2,-7.0000000000000001E-3]
["SS","Battery",19,"N5",0.44,0,-0.156,-0.104]
["SS","Battery",19,"N3",1.19,0,-0.42099999999999999,-0.28100000000000003]
["SS","Battery",19,"N2",0.01,0,-4.0000000000000001E-3,-2E-3]
["SS","Battery",19,"N1",0.13,0,-4.5999999999999999E-2,-3.1E-2]
["SS","Battery",19,"M7",1.03,0,-0.36499999999999999,-0.24299999999999999]
["SS","Battery",19,"M6",1.07,0,-0.379,-0.253]
["SS","Battery",19,"M5",0.24,0,-8.5000000000000006E-2,-5.7000000000000002E-2]
["SS","Battery",19,"M4",0.33,0,-0.11700000000000001,-7.8E-2]
["SS","Battery",19,"L8",23.3,0,-8.2479999999999993,-5.4989999999999997]
["SS","Battery",19,"L7",4.46,0,-1.579,-1.0529999999999999]
["SS","Battery",19,"L5",74.98,0,-26.542999999999999,-17.695]
["SS","Battery",19,"L2",260.39999999999998,0,-92.182000000000002,-61.454000000000001]
["SS","Battery",19,"L1",54,0,-19.116,-12.744]
["SS","Battery",19,"K6",1.21,0,-0.42799999999999999,-0.28599999999999998]
["SS","Battery",19,"K4",2.83,0,-1.002,-0.66800000000000004]
["SS","Battery",19,"J8",72.42,0,-25.637,-17.091000000000001]
["SS","Battery",19,"J7",3.59,0,-1.2709999999999999,-0.84699999999999998]
["SS","Battery",19,"J5",1.04,0,-0.36799999999999999,-0.245]
["SS","Battery",19,"J4",2.67,0,-0.94499999999999995,-0.63]
["SS","Battery",19,"J3",3.4,0,-1.204,-0.80200000000000005]
["SS","Battery",19,"J1",2.68,0,-0.94899999999999995,-0.63200000000000001]
["SS","Battery",19,"H6",4.6399999999999997,0,-1.643,-1.095]
["SS","Battery",19,"H2",62.11,0,-21.986999999999998,-14.657999999999999]
["SS","Battery",19,"H1",22.96,0,-8.1280000000000001,-5.4189999999999996]
["SS","Battery",19,"G6",305.51,0,-108.151,-72.099999999999994]
["SS","Battery",19,"G5",60.42,0,-21.388999999999999,-14.259]
["SS","Battery",19,"G1",55.01,0,-19.474,-12.981999999999999]
["SS","Battery",19,"E8",30.61,0,-10.836,-7.2240000000000002]
["SS","Battery",19,"E7",1.72,0,-0.60899999999999999,-0.40600000000000003]
["SS","Battery",19,"E1",26.85,0,-9.5050000000000008,-6.3369999999999997]
["SS","Battery",19,"D5",121.06,0,-42.854999999999997,-28.57]
["SS","Battery",19,"D4",2.62,0,-0.92700000000000005,-0.61799999999999999]
["SS","Battery",19,"C7",2.66,0,-0.94199999999999995,-0.628]
["SS","Battery",19,"C6",10.11,0,-3.5790000000000002,-2.3860000000000001]
["SS","Battery",19,"C5",21.93,0,-7.7629999999999999,-5.1749999999999998]
["SS","Battery",19,"C4",0.47,0,-0.16600000000000001,-0.111]
["SS","Battery",19,"C3",0.76,0,-0.26900000000000002,-0.17899999999999999]
["SS","Battery",19,"C1",7.0000000000000007E-2,0,-2.5000000000000001E-2,-1.7000000000000001E-2]
["SS","Battery",19,"B4",1.41,0,-0.499,-0.33300000000000002]
["SS","Battery",19,"B3",0.28999999999999998,0,-0.10299999999999999,-6.8000000000000005E-2]
["SS","Battery",19,"B2",169.92,0,-60.152000000000001,-40.100999999999999]
["SS","Battery",19,"B1",41.71,0,-14.765000000000001,-9.8439999999999994]
["SS","Battery",19,"A8",36.020000000000003,0,-12.750999999999999,-8.5009999999999994]
["SS","Battery",19,"A6",160.03,0,-56.651000000000003,-37.767000000000003]
["SS","Battery",19,"A4",0.1,0,-3.5000000000000003E-2,-2.4E-2]
["SS","Battery",19,"A1",20.11,0,-7.1189999999999998,-4.7460000000000004]
["SS","Battery",20,"C3",0.76,0,-0.224,-0.224]
["SS","Battery",20,"E1",26.83,0,-7.915,-7.915]
["SS","Battery",20,"H1",22.95,0,-6.77,-6.77]
["SS","Battery",20,"J7",3.61,0,-1.0649999999999999,-1.0649999999999999]
["SS","Battery",20,"K6",1.22,0,-0.36,-0.36]
["SS","Battery",20,"L5",95,0,-28.024999999999999,-28.024999999999999]
["SS","Battery",20,"N1",20.13,0,-5.9379999999999997,-5.9379999999999997]
["SS","Battery",20,"N5",0.43,0,-0.127,-0.127]
["SS","Battery",20,"P3",55.56,0,-16.39,-16.39]
["SS","Battery",20,"Q6",1.19,0,-0.35099999999999998,-0.35099999999999998]
["SS","Battery",20,"S5",1.95,0,-0.57499999999999996,-0.57499999999999996]
["SS","Battery",20,"T4",0.32,0,-9.4E-2,-9.4E-2]
["SS","Battery",20,"R5",0.54,0,-0.159,-0.159]
["SS","Battery",20,"B3",25.29,0,-7.4610000000000003,-7.4610000000000003]
["SS","Battery",20,"G1",75.02,0,-22.131,-22.131]
["SS","Battery",20,"T5",2.62,0,-0.77300000000000002,-0.77300000000000002]
["SS","Battery",20,"T3",0.16,0,-4.7E-2,-4.7E-2]
["SS","Battery",20,"T2",1.93,0,-0.56899999999999995,-0.56899999999999995]
["SS","Battery",20,"T1",0.56000000000000005,0,-0.16500000000000001,-0.16500000000000001]
["SS","Battery",20,"S2",0.82,0,-0.24199999999999999,-0.24199999999999999]
["SS","Battery",20,"S1",4.47,0,-1.319,-1.319]
["SS","Battery",20,"R6",0.62,0,-0.183,-0.183]
["SS","Battery",20,"R4",0.01,0,-3.0000000000000001E-3,-3.0000000000000001E-3]
["SS","Battery",20,"Q8",10.92,0,-3.2210000000000001,-3.2210000000000001]
["SS","Battery",20,"Q7",2.9,0,-0.85599999999999998,-0.85599999999999998]
["SS","Battery",20,"Q5",0.23,0,-6.8000000000000005E-2,-6.8000000000000005E-2]
["SS","Battery",20,"Q4",35.81,0,-10.564,-10.564]
["SS","Battery",20,"Q2",56.43,0,-16.646999999999998,-16.646999999999998]
["SS","Battery",20,"P8",2.4900000000000002,0,-0.73499999999999999,-0.73499999999999999]
["SS","Battery",20,"P7",0.47,0,-0.13900000000000001,-0.13900000000000001]
["SS","Battery",20,"P6",0.52,0,-0.153,-0.153]
["SS","Battery",20,"P4",0.47,0,-0.13900000000000001,-0.13900000000000001]
["SS","Battery",20,"P2",0.01,0,-3.0000000000000001E-3,-3.0000000000000001E-3]
["SS","Battery",20,"P1",0.36,0,-0.106,-0.106]
["SS","Battery",20,"N7",0.03,0,-8.9999999999999993E-3,-8.9999999999999993E-3]
["SS","Battery",20,"N4",0.93,0,-0.27400000000000002,-0.27400000000000002]
["SS","Battery",20,"N3",31.19,0,-9.2010000000000005,-9.2010000000000005]
["SS","Battery",20,"N2",10.01,0,-2.9529999999999998,-2.9529999999999998]
["SS","Battery",20,"M8",0.3,0,-8.8999999999999996E-2,-8.8999999999999996E-2]
["SS","Battery",20,"M7",1.02,0,-0.30099999999999999,-0.30099999999999999]
["SS","Battery",20,"M6",1.08,0,-0.31900000000000001,-0.31900000000000001]
["SS","Battery",20,"M5",0.24,0,-7.0999999999999994E-2,-7.0999999999999994E-2]
["SS","Battery",20,"M4",0.33,0,-9.7000000000000003E-2,-9.7000000000000003E-2]
["SS","Battery",20,"L8",23.3,0,-6.8739999999999997,-6.8739999999999997]
["SS","Battery",20,"L7",24.46,0,-7.2160000000000002,-7.2160000000000002]
["SS","Battery",20,"L3",165.97,0,-48.960999999999999,-48.960999999999999]
["SS","Battery",20,"L2",260.39999999999998,0,-76.817999999999998,-76.817999999999998]
["SS","Battery",20,"L1",103.9,0,-30.651,-30.651]
["SS","Battery",20,"K5",21.3,0,-6.2839999999999998,-6.2839999999999998]
["SS","Battery",20,"K4",2.84,0,-0.83799999999999997,-0.83799999999999997]
["SS","Battery",20,"J8",129.13,0,-38.093000000000004,-38.093000000000004]
["SS","Battery",20,"J6",7.19,0,-2.121,-2.121]
["SS","Battery",20,"J5",1.04,0,-0.307,-0.307]
["SS","Battery",20,"J4",2.66,0,-0.78500000000000003,-0.78500000000000003]
["SS","Battery",20,"J3",3.4,0,-1.0029999999999999,-1.0029999999999999]
["SS","Battery",20,"J1",2.67,0,-0.78800000000000003,-0.78800000000000003]
["SS","Battery",20,"H6",4.6500000000000004,0,-1.3720000000000001,-1.3720000000000001]
["SS","Battery",20,"H2",82.1,0,-24.22,-24.22]
["SS","Battery",20,"G7",39.47,0,-11.644,-11.644]
["SS","Battery",20,"G6",305.5,0,-90.123000000000005,-90.123000000000005]
["SS","Battery",20,"G5",60.44,0,-17.829999999999998,-17.829999999999998]
["SS","Battery",20,"F6",151.05000000000001,0,-44.56,-44.56]
["SS","Battery",20,"E8",30.61,0,-9.0299999999999994,-9.0299999999999994]
["SS","Battery",20,"E7",1.73,0,-0.51,-0.51]
["SS","Battery",20,"D6",2.4,0,-0.70799999999999996,-0.70799999999999996]
["SS","Battery",20,"D5",121.06,0,-35.713000000000001,-35.713000000000001]
["SS","Battery",20,"D4",2.63,0,-0.77600000000000002,-0.77600000000000002]
["SS","Battery",20,"C7",2.65,0,-0.78200000000000003,-0.78200000000000003]
["SS","Battery",20,"C6",10.119999999999999,0,-2.9849999999999999,-2.9849999999999999]
["SS","Battery",20,"C5",21.93,0,-6.4690000000000003,-6.4690000000000003]
["SS","Battery",20,"C4",0.48,0,-0.14199999999999999,-0.14199999999999999]
["SS","Battery",20,"C2",276.14,0,-81.460999999999999,-81.460999999999999]
["SS","Battery",20,"C1",0.08,0,-2.4E-2,-2.4E-2]
["SS","Battery",20,"B4",1.41,0,-0.41599999999999998,-0.41599999999999998]
["SS","Battery",20,"B2",179.93,0,-53.079000000000001,-53.079000000000001]
["SS","Battery",20,"B1",41.71,0,-12.304,-12.304]
["SS","Battery",20,"A8",36.020000000000003,0,-10.625999999999999,-10.625999999999999]
["SS","Battery",20,"A6",160.04,0,-47.212000000000003,-47.212000000000003]
["SS","Battery",20,"A4",0.1,0,-0.03,-0.03]
["SS","Battery",20,"A1",20.11,0,-5.9320000000000004,-5.9320000000000004]
["SS","Battery",21,"D4",2.63,0,-0.621,-0.93100000000000005]
["SS","Battery",21,"E7",1.73,0,-0.40799999999999997,-0.61199999999999999]
["SS","Battery",21,"G5",60.45,0,-14.266,-21.399000000000001]
["SS","Battery",21,"J4",2.64,0,-0.623,-0.93500000000000005]
["SS","Battery",21,"J8",129.13,0,-30.475000000000001,-45.712000000000003]
["SS","Battery",21,"L1",103.9,0,-24.52,-36.780999999999999]
["SS","Battery",21,"M6",1.08,0,-0.255,-0.38200000000000001]
["SS","Battery",21,"N7",0.03,0,-7.0000000000000001E-3,-1.0999999999999999E-2]
["SS","Battery",21,"N2",10.01,0,-2.3620000000000001,-3.544]
["SS","Battery",21,"Q6",1.17,0,-0.27600000000000002,-0.41399999999999998]
["SS","Battery",21,"R5",0.54,0,-0.127,-0.191]
["SS","Battery",21,"S5",1.94,0,-0.45800000000000002,-0.68700000000000006]
["SS","Battery",21,"P8",2.4700000000000002,0,-0.58299999999999996,-0.874]
["SS","Battery",21,"T4",0.32,0,-7.5999999999999998E-2,-0.113]
["SS","Battery",21,"B4",1.41,0,-0.33300000000000002,-0.499]
["SS","Battery",21,"T5",2.62,0,-0.61799999999999999,-0.92700000000000005]
["SS","Battery",21,"T3",0.16,0,-3.7999999999999999E-2,-5.7000000000000002E-2]
["SS","Battery",21,"T2",1.92,0,-0.45300000000000001,-0.68]
["SS","Battery",21,"T1",0.55000000000000004,0,-0.13,-0.19500000000000001]
["SS","Battery",21,"S2",0.81,0,-0.191,-0.28699999999999998]
["SS","Battery",21,"S1",4.38,0,-1.034,-1.5509999999999999]
["SS","Battery",21,"R6",0.62,0,-0.14599999999999999,-0.219]
["SS","Battery",21,"R4",0.01,0,-2E-3,-4.0000000000000001E-3]
["SS","Battery",21,"Q8",10.92,0,-2.577,-3.8660000000000001]
["SS","Battery",21,"Q7",2.9,0,-0.68400000000000005,-1.0269999999999999]
["SS","Battery",21,"Q5",0.23,0,-5.3999999999999999E-2,-8.1000000000000003E-2]
["SS","Battery",21,"Q4",35.81,0,-8.4510000000000005,-12.677]
["SS","Battery",21,"Q2",56.43,0,-13.317,-19.975999999999999]
["SS","Battery",21,"P7",0.47,0,-0.111,-0.16600000000000001]
["SS","Battery",21,"P6",0.52,0,-0.123,-0.184]
["SS","Battery",21,"P5",0.01,0,-2E-3,-4.0000000000000001E-3]
["SS","Battery",21,"P4",0.47,0,-0.111,-0.16600000000000001]
["SS","Battery",21,"P3",55.56,0,-13.112,-19.667999999999999]
["SS","Battery",21,"P2",0.01,0,-2E-3,-4.0000000000000001E-3]
["SS","Battery",21,"P1",0.35,0,-8.3000000000000004E-2,-0.124]
["SS","Battery",21,"N5",0.43,0,-0.10100000000000001,-0.152]
["SS","Battery",21,"N4",0.92,0,-0.217,-0.32600000000000001]
["SS","Battery",21,"N3",31.18,0,-7.3579999999999997,-11.038]
["SS","Battery",21,"N1",20.13,0,-4.7510000000000003,-7.1260000000000003]
["SS","Battery",21,"M8",0.3,0,-7.0999999999999994E-2,-0.106]
["SS","Battery",21,"M7",1.01,0,-0.23799999999999999,-0.35799999999999998]
["SS","Battery",21,"M5",0.24,0,-5.7000000000000002E-2,-8.5000000000000006E-2]
["SS","Battery",21,"M4",0.33,0,-7.8E-2,-0.11700000000000001]
["SS","Battery",21,"L8",23.3,0,-5.4989999999999997,-8.2479999999999993]
["SS","Battery",21,"L7",24.47,0,-5.7750000000000004,-8.6620000000000008]
["SS","Battery",21,"L5",95.01,0,-22.422000000000001,-33.634]
["SS","Battery",21,"L3",165.98,0,-39.170999999999999,-58.756999999999998]
["SS","Battery",21,"L2",260.41000000000003,0,-61.457000000000001,-92.185000000000002]
["SS","Battery",21,"K6",1.22,0,-0.28799999999999998,-0.432]
["SS","Battery",21,"K5",21.31,0,-5.0289999999999999,-7.5439999999999996]
["SS","Battery",21,"K4",2.85,0,-0.67300000000000004,-1.0089999999999999]
["SS","Battery",21,"J7",3.64,0,-0.85899999999999999,-1.2889999999999999]
["SS","Battery",21,"J6",7.19,0,-1.6970000000000001,-2.5449999999999999]
["SS","Battery",21,"J5",1.04,0,-0.245,-0.36799999999999999]
["SS","Battery",21,"J3",3.41,0,-0.80500000000000005,-1.2070000000000001]
["SS","Battery",21,"J1",2.66,0,-0.628,-0.94199999999999995]
["SS","Battery",21,"H6",4.67,0,-1.1020000000000001,-1.653]
["SS","Battery",21,"H2",82.09,0,-19.373000000000001,-29.06]
["SS","Battery",21,"H1",22.94,0,-5.4139999999999997,-8.1210000000000004]
["SS","Battery",21,"G7",39.479999999999997,0,-9.3170000000000002,-13.976000000000001]
["SS","Battery",21,"G6",305.49,0,-72.096000000000004,-108.143]
["SS","Battery",21,"G1",75.03,0,-17.707000000000001,-26.561]
["SS","Battery",21,"F6",151.06,0,-35.65,-53.475000000000001]
["SS","Battery",21,"E8",30.61,0,-7.2240000000000002,-10.836]
["SS","Battery",21,"E1",26.83,0,-6.3319999999999999,-9.4979999999999993]
["SS","Battery",21,"D6",2.4,0,-0.56599999999999995,-0.85]
["SS","Battery",21,"D5",121.06,0,-28.57,-42.854999999999997]
["SS","Battery",21,"C7",2.64,0,-0.623,-0.93500000000000005]
["SS","Battery",21,"C6",10.130000000000001,0,-2.391,-3.5859999999999999]
["SS","Battery",21,"C5",21.93,0,-5.1749999999999998,-7.7629999999999999]
["SS","Battery",21,"C4",0.48,0,-0.113,-0.17]
["SS","Battery",21,"C3",0.77,0,-0.182,-0.27300000000000002]
["SS","Battery",21,"C2",276.14999999999998,0,-65.171000000000006,-97.757000000000005]
["SS","Battery",21,"C1",0.09,0,-2.1000000000000001E-2,-3.2000000000000001E-2]
["SS","Battery",21,"B3",25.29,0,-5.968,-8.9529999999999994]
["SS","Battery",21,"B2",179.95,0,-42.468000000000004,-63.701999999999998]
["SS","Battery",21,"B1",41.71,0,-9.8439999999999994,-14.765000000000001]
["SS","Battery",21,"A9",0.01,0,-2E-3,-4.0000000000000001E-3]
["SS","Battery",21,"A8",36.03,0,-8.5030000000000001,-12.755000000000001]
["SS","Battery",21,"A7",0.01,0,-2E-3,-4.0000000000000001E-3]
["SS","Battery",21,"A6",160.04,0,-37.768999999999998,-56.654000000000003]
["SS","Battery",21,"A4",0.11,0,-2.5999999999999999E-2,-3.9E-2]
["SS","Battery",21,"A3",0.01,0,-2E-3,-4.0000000000000001E-3]
["SS","Battery",21,"A1",20.12,0,-4.7480000000000002,-7.1219999999999999]
["SS","Battery",22,"E7",1.74,0,-0.41099999999999998,-0.61599999999999999]
["SS","Battery",22,"D4",2.64,0,-0.623,-0.93500000000000005]
["SS","Battery",22,"J4",2.62,0,-0.61799999999999999,-0.92700000000000005]
["SS","Battery",22,"J8",129.13,0,-30.475000000000001,-45.712000000000003]
["SS","Battery",22,"L7",24.47,0,-5.7750000000000004,-8.6620000000000008]
["SS","Battery",22,"M6",1.08,0,-0.255,-0.38200000000000001]
["SS","Battery",22,"N2",10.02,0,-2.3650000000000002,-3.5470000000000002]
["SS","Battery",22,"P3",55.56,0,-13.112,-19.667999999999999]
["SS","Battery",22,"P7",0.47,0,-0.111,-0.16600000000000001]
["SS","Battery",22,"Q5",0.23,0,-5.3999999999999999E-2,-8.1000000000000003E-2]
["SS","Battery",22,"S2",0.8,0,-0.189,-0.28299999999999997]
["SS","Battery",22,"T3",0.15,0,-3.5000000000000003E-2,-5.2999999999999999E-2]
["SS","Battery",22,"H2",82.08,0,-19.370999999999999,-29.056000000000001]
["SS","Battery",22,"A9",0.01,0,-2E-3,-4.0000000000000001E-3]
["SS","Battery",22,"C4",0.49,0,-0.11600000000000001,-0.17299999999999999]
["SS","Battery",22,"T5",2.62,0,-0.61799999999999999,-0.92700000000000005]
["SS","Battery",22,"T4",0.32,0,-7.5999999999999998E-2,-0.113]
["SS","Battery",22,"T2",1.92,0,-0.45300000000000001,-0.68]
["SS","Battery",22,"T1",0.55000000000000004,0,-0.13,-0.19500000000000001]
["SS","Battery",22,"S5",1.92,0,-0.45300000000000001,-0.68]
["SS","Battery",22,"S1",4.3600000000000003,0,-1.0289999999999999,-1.5429999999999999]
["SS","Battery",22,"R6",0.62,0,-0.14599999999999999,-0.219]
["SS","Battery",22,"R5",0.54,0,-0.127,-0.191]
["SS","Battery",22,"R4",0.02,0,-5.0000000000000001E-3,-7.0000000000000001E-3]
["SS","Battery",22,"Q8",10.91,0,-2.5750000000000002,-3.8620000000000001]
["SS","Battery",22,"Q7",2.91,0,-0.68700000000000006,-1.03]
["SS","Battery",22,"Q6",1.1599999999999999,0,-0.27400000000000002,-0.41099999999999998]
["SS","Battery",22,"Q4",35.799999999999997,0,-8.4489999999999998,-12.673]
["SS","Battery",22,"Q2",56.43,0,-13.317,-19.975999999999999]
["SS","Battery",22,"P8",2.4500000000000002,0,-0.57799999999999996,-0.86699999999999999]
["SS","Battery",22,"P6",0.52,0,-0.123,-0.184]
["SS","Battery",22,"P5",0.01,0,-2E-3,-4.0000000000000001E-3]
["SS","Battery",22,"P4",0.46,0,-0.109,-0.16300000000000001]
["SS","Battery",22,"P2",0.02,0,-5.0000000000000001E-3,-7.0000000000000001E-3]
["SS","Battery",22,"P1",0.35,0,-8.3000000000000004E-2,-0.124]
["SS","Battery",22,"N7",0.03,0,-7.0000000000000001E-3,-1.0999999999999999E-2]
["SS","Battery",22,"N6",0.01,0,-2E-3,-4.0000000000000001E-3]
["SS","Battery",22,"N5",0.43,0,-0.10100000000000001,-0.152]
["SS","Battery",22,"N4",0.91,0,-0.215,-0.32200000000000001]
["SS","Battery",22,"N3",31.17,0,-7.3559999999999999,-11.034000000000001]
["SS","Battery",22,"N1",20.13,0,-4.7510000000000003,-7.1260000000000003]
["SS","Battery",22,"M8",0.31,0,-7.2999999999999995E-2,-0.11]
["SS","Battery",22,"M7",1,0,-0.23599999999999999,-0.35399999999999998]
["SS","Battery",22,"M5",0.24,0,-5.7000000000000002E-2,-8.5000000000000006E-2]
["SS","Battery",22,"M4",0.33,0,-7.8E-2,-0.11700000000000001]
["SS","Battery",22,"L8",23.3,0,-5.4989999999999997,-8.2479999999999993]
["SS","Battery",22,"L5",95.02,0,-22.425000000000001,-33.637]
["SS","Battery",22,"L3",165.98,0,-39.170999999999999,-58.756999999999998]
["SS","Battery",22,"L2",260.41000000000003,0,-61.457000000000001,-92.185000000000002]
["SS","Battery",22,"L1",103.9,0,-24.52,-36.780999999999999]
["SS","Battery",22,"K6",1.22,0,-0.28799999999999998,-0.432]
["SS","Battery",22,"K5",21.32,0,-5.032,-7.5469999999999997]
["SS","Battery",22,"K4",2.85,0,-0.67300000000000004,-1.0089999999999999]
["SS","Battery",22,"J7",3.65,0,-0.86099999999999999,-1.292]
["SS","Battery",22,"J6",7.19,0,-1.6970000000000001,-2.5449999999999999]
["SS","Battery",22,"J5",1.03,0,-0.24299999999999999,-0.36499999999999999]
["SS","Battery",22,"J3",3.41,0,-0.80500000000000005,-1.2070000000000001]
["SS","Battery",22,"J1",2.65,0,-0.625,-0.93799999999999994]
["SS","Battery",22,"H6",4.68,0,-1.1040000000000001,-1.657]
["SS","Battery",22,"H1",22.93,0,-5.4109999999999996,-8.1170000000000009]
["SS","Battery",22,"G7",39.49,0,-9.32,-13.978999999999999]
["SS","Battery",22,"G6",305.48,0,-72.093000000000004,-108.14]
["SS","Battery",22,"G5",60.46,0,-14.269,-21.402999999999999]
["SS","Battery",22,"G1",75.040000000000006,0,-17.709,-26.564]
["SS","Battery",22,"F6",151.07,0,-35.652999999999999,-53.478999999999999]
["SS","Battery",22,"E8",30.61,0,-7.2240000000000002,-10.836]
["SS","Battery",22,"E1",26.81,0,-6.327,-9.4909999999999997]
["SS","Battery",22,"D6",2.39,0,-0.56399999999999995,-0.84599999999999997]
["SS","Battery",22,"D5",121.06,0,-28.57,-42.854999999999997]
["SS","Battery",22,"C7",2.63,0,-0.621,-0.93100000000000005]
["SS","Battery",22,"C6",10.14,0,-2.3929999999999998,-3.59]
["SS","Battery",22,"C5",21.93,0,-5.1749999999999998,-7.7629999999999999]
["SS","Battery",22,"C3",0.77,0,-0.182,-0.27300000000000002]
["SS","Battery",22,"C2",276.14999999999998,0,-65.171000000000006,-97.757000000000005]
["SS","Battery",22,"C1",0.1,0,-2.4E-2,-3.5000000000000003E-2]
["SS","Battery",22,"B4",1.41,0,-0.33300000000000002,-0.499]
["SS","Battery",22,"B3",25.29,0,-5.968,-8.9529999999999994]
["SS","Battery",22,"B2",179.97,0,-42.472999999999999,-63.709000000000003]
["SS","Battery",22,"B1",41.71,0,-9.8439999999999994,-14.765000000000001]
["SS","Battery",22,"A8",36.03,0,-8.5030000000000001,-12.755000000000001]
["SS","Battery",22,"A7",0.01,0,-2E-3,-4.0000000000000001E-3]
["SS","Battery",22,"A6",160.04,0,-37.768999999999998,-56.654000000000003]
["SS","Battery",22,"A4",0.11,0,-2.5999999999999999E-2,-3.9E-2]
["SS","Battery",22,"A3",0.01,0,-2E-3,-4.0000000000000001E-3]
["SS","Battery",22,"A1",20.12,0,-4.7480000000000002,-7.1219999999999999]
["SS","Battery",23,"C7",2.61,0,-0.46200000000000002,-1.0780000000000001]
["SS","Battery",23,"G1",75.05,0,-13.284000000000001,-30.995999999999999]
["SS","Battery",23,"H1",22.93,0,-4.0590000000000002,-9.4700000000000006]
["SS","Battery",23,"J3",3.41,0,-0.60399999999999998,-1.4079999999999999]
["SS","Battery",23,"K6",1.23,0,-0.218,-0.50800000000000001]
["SS","Battery",23,"L5",95.03,0,-16.82,-39.247]
["SS","Battery",23,"N5",0.42,0,-7.3999999999999996E-2,-0.17299999999999999]
["SS","Battery",23,"P2",0.02,0,-4.0000000000000001E-3,-8.0000000000000002E-3]
["SS","Battery",23,"P6",0.52,0,-9.1999999999999998E-2,-0.215]
["SS","Battery",23,"Q8",10.91,0,-1.931,-4.5060000000000002]
["SS","Battery",23,"S1",4.3,0,-0.76100000000000001,-1.776]
["SS","Battery",23,"T2",1.9,0,-0.33600000000000002,-0.78500000000000003]
["SS","Battery",23,"M5",0.24,0,-4.2000000000000003E-2,-9.9000000000000005E-2]
["SS","Battery",23,"B3",25.3,0,-4.4779999999999998,-10.449]
["SS","Battery",23,"T5",2.62,0,-0.46400000000000002,-1.0820000000000001]
["SS","Battery",23,"T4",0.32,0,-5.7000000000000002E-2,-0.13200000000000001]
["SS","Battery",23,"T3",0.15,0,-2.7E-2,-6.2E-2]
["SS","Battery",23,"T1",0.54,0,-9.6000000000000002E-2,-0.223]
["SS","Battery",23,"S5",1.92,0,-0.34,-0.79300000000000004]
["SS","Battery",23,"S2",0.8,0,-0.14199999999999999,-0.33]
["SS","Battery",23,"R6",0.63,0,-0.112,-0.26]
["SS","Battery",23,"R5",0.54,0,-9.6000000000000002E-2,-0.223]
["SS","Battery",23,"R4",0.03,0,-5.0000000000000001E-3,-1.2E-2]
["SS","Battery",23,"Q7",2.91,0,-0.51500000000000001,-1.202]
["SS","Battery",23,"Q6",1.1599999999999999,0,-0.20499999999999999,-0.47899999999999998]
["SS","Battery",23,"Q5",0.24,0,-4.2000000000000003E-2,-9.9000000000000005E-2]
["SS","Battery",23,"Q4",35.81,0,-6.3380000000000001,-14.79]
["SS","Battery",23,"Q2",56.44,0,-9.99,-23.31]
["SS","Battery",23,"P8",2.4300000000000002,0,-0.43,-1.004]
["SS","Battery",23,"P7",0.48,0,-8.5000000000000006E-2,-0.19800000000000001]
["SS","Battery",23,"P5",0.02,0,-4.0000000000000001E-3,-8.0000000000000002E-3]
["SS","Battery",23,"P4",0.46,0,-8.1000000000000003E-2,-0.19]
["SS","Battery",23,"P3",55.56,0,-9.8339999999999996,-22.946000000000002]
["SS","Battery",23,"P1",0.35,0,-6.2E-2,-0.14499999999999999]
["SS","Battery",23,"N7",0.03,0,-5.0000000000000001E-3,-1.2E-2]
["SS","Battery",23,"N6",0.01,0,-2E-3,-4.0000000000000001E-3]
["SS","Battery",23,"N4",0.9,0,-0.159,-0.372]
["SS","Battery",23,"N3",31.16,0,-5.5149999999999997,-12.869]
["SS","Battery",23,"N2",10.02,0,-1.774,-4.1379999999999999]
["SS","Battery",23,"N1",20.13,0,-3.5630000000000002,-8.3140000000000001]
["SS","Battery",23,"M8",0.31,0,-5.5E-2,-0.128]
["SS","Battery",23,"M7",0.99,0,-0.17499999999999999,-0.40899999999999997]
["SS","Battery",23,"M6",1.08,0,-0.191,-0.44600000000000001]
["SS","Battery",23,"M4",0.33,0,-5.8000000000000003E-2,-0.13600000000000001]
["SS","Battery",23,"L8",23.31,0,-4.1260000000000003,-9.6270000000000007]
["SS","Battery",23,"L7",24.47,0,-4.3310000000000004,-10.106]
["SS","Battery",23,"L3",165.99,0,-29.38,-68.554000000000002]
["SS","Battery",23,"L2",260.42,0,-46.094000000000001,-107.553]
["SS","Battery",23,"L1",103.9,0,-18.39,-42.911000000000001]
["SS","Battery",23,"K5",21.33,0,-3.7749999999999999,-8.8089999999999993]
["SS","Battery",23,"K4",2.86,0,-0.50600000000000001,-1.181]
["SS","Battery",23,"J8",129.13,0,-22.856000000000002,-53.331000000000003]
["SS","Battery",23,"J7",3.67,0,-0.65,-1.516]
["SS","Battery",23,"J6",7.19,0,-1.2729999999999999,-2.9689999999999999]
["SS","Battery",23,"J5",1.03,0,-0.182,-0.42499999999999999]
["SS","Battery",23,"J4",2.6,0,-0.46,-1.0740000000000001]
["SS","Battery",23,"J1",2.64,0,-0.46700000000000003,-1.0900000000000001]
["SS","Battery",23,"H6",4.6900000000000004,0,-0.83,-1.9370000000000001]
["SS","Battery",23,"H2",82.08,0,-14.528,-33.899000000000001]
["SS","Battery",23,"G7",39.5,0,-6.992,-16.314]
["SS","Battery",23,"G6",305.45,0,-54.064999999999998,-126.151]
["SS","Battery",23,"G5",60.48,0,-10.705,-24.978000000000002]
["SS","Battery",23,"F6",151.09,0,-26.742999999999999,-62.4]
["SS","Battery",23,"E8",30.61,0,-5.4180000000000001,-12.641999999999999]
["SS","Battery",23,"E7",1.74,0,-0.308,-0.71899999999999997]
["SS","Battery",23,"E1",26.77,0,-4.7380000000000004,-11.055999999999999]
["SS","Battery",23,"D6",2.38,0,-0.42099999999999999,-0.98299999999999998]
["SS","Battery",23,"D5",121.06,0,-21.428000000000001,-49.997999999999998]
["SS","Battery",23,"D4",2.64,0,-0.46700000000000003,-1.0900000000000001]
["SS","Battery",23,"C6",10.15,0,-1.7969999999999999,-4.1920000000000002]
["SS","Battery",23,"C5",21.93,0,-3.8820000000000001,-9.0570000000000004]
["SS","Battery",23,"C4",0.49,0,-8.6999999999999994E-2,-0.20200000000000001]
["SS","Battery",23,"C2",276.16000000000003,0,-48.88,-114.054]
["SS","Battery",23,"C1",0.12,0,-2.1000000000000001E-2,-0.05]
["SS","Battery",23,"B4",1.41,0,-0.25,-0.58199999999999996]
["SS","Battery",23,"B2",179.98,0,-31.856000000000002,-74.331999999999994]
["SS","Battery",23,"B1",41.7,0,-7.3810000000000002,-17.222000000000001]
["SS","Battery",23,"A9",0.02,0,-4.0000000000000001E-3,-8.0000000000000002E-3]
["SS","Battery",23,"A8",36.04,0,-6.3789999999999996,-14.885]
["SS","Battery",23,"A7",0.02,0,-4.0000000000000001E-3,-8.0000000000000002E-3]
["SS","Battery",23,"A6",160.05000000000001,0,-28.329000000000001,-66.100999999999999]
["SS","Battery",23,"A4",0.12,0,-2.1000000000000001E-2,-0.05]
["SS","Battery",23,"A3",0.02,0,-4.0000000000000001E-3,-8.0000000000000002E-3]
["SS","Battery",23,"A1",20.12,0,-3.5609999999999999,-8.31]
["SS","Battery",23,"C3",0.77,0,-0.13600000000000001,-0.318]
["SS","Battery",24,"F6",151.1,0,-26.745000000000001,-62.404000000000003]
["SS","Battery",24,"G7",39.520000000000003,0,-6.9950000000000001,-16.321999999999999]
["SS","Battery",24,"J6",7.19,0,-1.2729999999999999,-2.9689999999999999]
["SS","Battery",24,"K5",21.35,0,-3.7789999999999999,-8.8179999999999996]
["SS","Battery",24,"L3",165.99,0,-29.38,-68.554000000000002]
["SS","Battery",24,"M8",0.32,0,-5.7000000000000002E-2,-0.13200000000000001]
["SS","Battery",24,"N4",0.9,0,-0.159,-0.372]
["SS","Battery",24,"Q2",56.44,0,-9.99,-23.31]
["SS","Battery",24,"Q7",2.91,0,-0.51500000000000001,-1.202]
["SS","Battery",24,"P1",0.35,0,-6.2E-2,-0.14499999999999999]
["SS","Battery",24,"R6",0.63,0,-0.112,-0.26]
["SS","Battery",24,"T1",0.54,0,-9.6000000000000002E-2,-0.223]
["SS","Battery",24,"T5",2.6,0,-0.46,-1.0740000000000001]
["SS","Battery",24,"B2",180,0,-31.86,-74.34]
["SS","Battery",24,"D6",2.38,0,-0.42099999999999999,-0.98299999999999998]
["SS","Battery",24,"T4",0.31,0,-5.5E-2,-0.128]
["SS","Battery",24,"T3",0.15,0,-2.7E-2,-6.2E-2]
["SS","Battery",24,"T2",1.88,0,-0.33300000000000002,-0.77600000000000002]
["SS","Battery",24,"S5",1.9,0,-0.33600000000000002,-0.78500000000000003]
["SS","Battery",24,"S2",0.78,0,-0.13800000000000001,-0.32200000000000001]
["SS","Battery",24,"S1",4.26,0,-0.754,-1.7589999999999999]
["SS","Battery",24,"R5",0.54,0,-9.6000000000000002E-2,-0.223]
["SS","Battery",24,"R4",0.04,0,-7.0000000000000001E-3,-1.7000000000000001E-2]
["SS","Battery",24,"Q8",10.91,0,-1.931,-4.5060000000000002]
["SS","Battery",24,"Q6",1.1499999999999999,0,-0.20399999999999999,-0.47499999999999998]
["SS","Battery",24,"Q5",0.24,0,-4.2000000000000003E-2,-9.9000000000000005E-2]
["SS","Battery",24,"Q4",35.81,0,-6.3380000000000001,-14.79]
["SS","Battery",24,"P8",2.41,0,-0.42699999999999999,-0.995]
["SS","Battery",24,"P7",0.48,0,-8.5000000000000006E-2,-0.19800000000000001]
["SS","Battery",24,"P6",0.52,0,-9.1999999999999998E-2,-0.215]
["SS","Battery",24,"P5",0.03,0,-5.0000000000000001E-3,-1.2E-2]
["SS","Battery",24,"P4",0.47,0,-8.3000000000000004E-2,-0.19400000000000001]
["SS","Battery",24,"P3",55.56,0,-9.8339999999999996,-22.946000000000002]
["SS","Battery",24,"P2",0.02,0,-4.0000000000000001E-3,-8.0000000000000002E-3]
["SS","Battery",24,"N7",0.04,0,-7.0000000000000001E-3,-1.7000000000000001E-2]
["SS","Battery",24,"N6",0.01,0,-2E-3,-4.0000000000000001E-3]
["SS","Battery",24,"N5",0.42,0,-7.3999999999999996E-2,-0.17299999999999999]
["SS","Battery",24,"N3",31.14,0,-5.5119999999999996,-12.861000000000001]
["SS","Battery",24,"N2",10.02,0,-1.774,-4.1379999999999999]
["SS","Battery",24,"N1",20.12,0,-3.5609999999999999,-8.31]
["SS","Battery",24,"M7",0.98,0,-0.17299999999999999,-0.40500000000000003]
["SS","Battery",24,"M6",1.08,0,-0.191,-0.44600000000000001]
["SS","Battery",24,"M5",0.24,0,-4.2000000000000003E-2,-9.9000000000000005E-2]
["SS","Battery",24,"M4",0.34,0,-0.06,-0.14000000000000001]
["SS","Battery",24,"L8",23.31,0,-4.1260000000000003,-9.6270000000000007]
["SS","Battery",24,"L7",24.48,0,-4.3330000000000002,-10.11]
["SS","Battery",24,"L5",95.04,0,-16.821999999999999,-39.252000000000002]
["SS","Battery",24,"L2",260.42,0,-46.094000000000001,-107.553]
["SS","Battery",24,"L1",103.9,0,-18.39,-42.911000000000001]
["SS","Battery",24,"K6",1.23,0,-0.218,-0.50800000000000001]
["SS","Battery",24,"K4",2.86,0,-0.50600000000000001,-1.181]
["SS","Battery",24,"J8",129.13,0,-22.856000000000002,-53.331000000000003]
["SS","Battery",24,"J7",3.69,0,-0.65300000000000002,-1.524]
["SS","Battery",24,"J5",1.03,0,-0.182,-0.42499999999999999]
["SS","Battery",24,"J4",2.57,0,-0.45500000000000002,-1.0609999999999999]
["SS","Battery",24,"J3",3.4,0,-0.60199999999999998,-1.4039999999999999]
["SS","Battery",24,"J1",2.63,0,-0.46600000000000003,-1.0860000000000001]
["SS","Battery",24,"H6",4.7,0,-0.83199999999999996,-1.9410000000000001]
["SS","Battery",24,"H2",82.07,0,-14.526,-33.895000000000003]
["SS","Battery",24,"H1",22.92,0,-4.0570000000000004,-9.4659999999999993]
["SS","Battery",24,"G6",305.42,0,-54.058999999999997,-126.13800000000001]
["SS","Battery",24,"G5",60.49,0,-10.707000000000001,-24.981999999999999]
["SS","Battery",24,"G1",75.069999999999993,0,-13.287000000000001,-31.004000000000001]
["SS","Battery",24,"E8",30.61,0,-5.4180000000000001,-12.641999999999999]
["SS","Battery",24,"E7",1.74,0,-0.308,-0.71899999999999997]
["SS","Battery",24,"E1",26.73,0,-4.7309999999999999,-11.039]
["SS","Battery",24,"D5",121.05,0,-21.425999999999998,-49.994]
["SS","Battery",24,"D4",2.64,0,-0.46700000000000003,-1.0900000000000001]
["SS","Battery",24,"C7",2.58,0,-0.45700000000000002,-1.0660000000000001]
["SS","Battery",24,"C6",10.16,0,-1.798,-4.1959999999999997]
["SS","Battery",24,"C5",21.93,0,-3.8820000000000001,-9.0570000000000004]
["SS","Battery",24,"C4",0.5,0,-8.8999999999999996E-2,-0.20699999999999999]
["SS","Battery",24,"C3",0.78,0,-0.13800000000000001,-0.32200000000000001]
["SS","Battery",24,"C1",0.13,0,-2.3E-2,-5.3999999999999999E-2]
["SS","Battery",24,"B4",1.41,0,-0.25,-0.58199999999999996]
["SS","Battery",24,"B3",25.3,0,-4.4779999999999998,-10.449]
["SS","Battery",24,"B1",41.7,0,-7.3810000000000002,-17.222000000000001]
["SS","Battery",24,"A9",0.03,0,-5.0000000000000001E-3,-1.2E-2]
["SS","Battery",24,"A8",36.04,0,-6.3789999999999996,-14.885]
["SS","Battery",24,"A7",0.03,0,-5.0000000000000001E-3,-1.2E-2]
["SS","Battery",24,"A6",160.06,0,-28.331,-66.105000000000004]
["SS","Battery",24,"A4",0.12,0,-2.1000000000000001E-2,-0.05]
["SS","Battery",24,"A3",0.03,0,-5.0000000000000001E-3,-1.2E-2]
["SS","Battery",24,"A1",20.13,0,-3.5630000000000002,-8.3140000000000001]
["SS","Battery",24,"C2",276.17,0,-48.881999999999998,-114.05800000000001]
["SS","Battery",25,"E8",30.61,0,-3.6120000000000001,-14.448]
["SS","Battery",25,"J5",1.03,0,-0.122,-0.48599999999999999]
["SS","Battery",25,"H6",4.72,0,-0.55700000000000005,-2.2280000000000002]
["SS","Battery",25,"K4",2.87,0,-0.33900000000000002,-1.355]
["SS","Battery",25,"L8",23.31,0,-2.7509999999999999,-11.002000000000001]
["SS","Battery",25,"M7",0.97,0,-0.114,-0.45800000000000002]
["SS","Battery",25,"N3",31.13,0,-3.673,-14.693]
["SS","Battery",25,"P4",0.47,0,-5.5E-2,-0.222]
["SS","Battery",25,"P8",2.4,0,-0.28299999999999997,-1.133]
["SS","Battery",25,"Q6",1.1399999999999999,0,-0.13500000000000001,-0.53800000000000003]
["SS","Battery",25,"S5",1.86,0,-0.219,-0.878]
["SS","Battery",25,"T4",0.3,0,-3.5000000000000003E-2,-0.14199999999999999]
["SS","Battery",25,"T5",2.6,0,-0.307,-1.2270000000000001]
["SS","Battery",25,"T3",0.15,0,-1.7999999999999999E-2,-7.0999999999999994E-2]
["SS","Battery",25,"T2",1.87,0,-0.221,-0.88300000000000001]
["SS","Battery",25,"T1",0.54,0,-6.4000000000000001E-2,-0.255]
["SS","Battery",25,"S2",0.77,0,-9.0999999999999998E-2,-0.36299999999999999]
["SS","Battery",25,"S1",4.17,0,-0.49199999999999999,-1.968]
["SS","Battery",25,"R6",0.64,0,-7.5999999999999998E-2,-0.30199999999999999]
["SS","Battery",25,"R5",0.55000000000000004,0,-6.5000000000000002E-2,-0.26]
["SS","Battery",25,"R4",0.05,0,-6.0000000000000001E-3,-2.4E-2]
["SS","Battery",25,"Q8",10.91,0,-1.2869999999999999,-5.15]
["SS","Battery",25,"Q7",2.92,0,-0.34499999999999997,-1.3779999999999999]
["SS","Battery",25,"Q5",0.24,0,-2.8000000000000001E-2,-0.113]
["SS","Battery",25,"Q4",35.81,0,-4.226,-16.902000000000001]
["SS","Battery",25,"Q2",56.44,0,-6.66,-26.64]
["SS","Battery",25,"P7",0.48,0,-5.7000000000000002E-2,-0.22700000000000001]
["SS","Battery",25,"P6",0.52,0,-6.0999999999999999E-2,-0.245]
["SS","Battery",25,"P5",0.03,0,-4.0000000000000001E-3,-1.4E-2]
["SS","Battery",25,"P3",55.56,0,-6.556,-26.224]
["SS","Battery",25,"P2",0.02,0,-2E-3,-8.9999999999999993E-3]
["SS","Battery",25,"P1",0.35,0,-4.1000000000000002E-2,-0.16500000000000001]
["SS","Battery",25,"N7",0.04,0,-5.0000000000000001E-3,-1.9E-2]
["SS","Battery",25,"N6",0.02,0,-2E-3,-8.9999999999999993E-3]
["SS","Battery",25,"N5",0.42,0,-0.05,-0.19800000000000001]
["SS","Battery",25,"N4",0.89,0,-0.105,-0.42]
["SS","Battery",25,"N2",10.02,0,-1.1819999999999999,-4.7290000000000001]
["SS","Battery",25,"N1",20.12,0,-2.3740000000000001,-9.4969999999999999]
["SS","Battery",25,"M8",0.32,0,-3.7999999999999999E-2,-0.151]
["SS","Battery",25,"M6",1.08,0,-0.127,-0.51]
["SS","Battery",25,"M5",0.24,0,-2.8000000000000001E-2,-0.113]
["SS","Battery",25,"M4",0.34,0,-0.04,-0.16]
["SS","Battery",25,"L7",24.48,0,-2.8889999999999998,-11.555]
["SS","Battery",25,"L5",95.05,0,-11.215999999999999,-44.863999999999997]
["SS","Battery",25,"L3",166,0,-19.588000000000001,-78.352000000000004]
["SS","Battery",25,"L2",260.43,0,-30.731000000000002,-122.923]
["SS","Battery",25,"L1",103.9,0,-12.26,-49.040999999999997]
["SS","Battery",25,"K6",1.24,0,-0.14599999999999999,-0.58499999999999996]
["SS","Battery",25,"K5",21.36,0,-2.52,-10.082000000000001]
["SS","Battery",25,"J8",129.13999999999999,0,-15.239000000000001,-60.954000000000001]
["SS","Battery",25,"J7",3.71,0,-0.438,-1.7509999999999999]
["SS","Battery",25,"J6",7.19,0,-0.84799999999999998,-3.3940000000000001]
["SS","Battery",25,"J4",2.56,0,-0.30199999999999999,-1.208]
["SS","Battery",25,"J3",3.4,0,-0.40100000000000002,-1.605]
["SS","Battery",25,"J1",2.63,0,-0.31,-1.2410000000000001]
["SS","Battery",25,"H2",82.06,0,-9.6829999999999998,-38.731999999999999]
["SS","Battery",25,"H1",22.92,0,-2.7050000000000001,-10.818]
["SS","Battery",25,"G7",39.53,0,-4.665,-18.658000000000001]
["SS","Battery",25,"G6",305.39999999999998,0,-36.036999999999999,-144.149]
["SS","Battery",25,"G5",60.51,0,-7.14,-28.561]
["SS","Battery",25,"G1",75.08,0,-8.859,-35.438000000000002]
["SS","Battery",25,"F6",151.12,0,-17.832000000000001,-71.328999999999994]
["SS","Battery",25,"E7",1.74,0,-0.20499999999999999,-0.82099999999999995]
["SS","Battery",25,"E1",26.7,0,-3.1509999999999998,-12.602]
["SS","Battery",25,"D6",2.37,0,-0.28000000000000003,-1.119]
["SS","Battery",25,"D4",2.65,0,-0.313,-1.2509999999999999]
["SS","Battery",25,"C7",2.57,0,-0.30299999999999999,-1.2130000000000001]
["SS","Battery",25,"C6",10.18,0,-1.2010000000000001,-4.8049999999999997]
["SS","Battery",25,"C4",0.51,0,-0.06,-0.24099999999999999]
["SS","Battery",25,"C3",0.78,0,-9.1999999999999998E-2,-0.36799999999999999]
["SS","Battery",25,"C2",276.18,0,-32.588999999999999,-130.357]
["SS","Battery",25,"C1",0.14000000000000001,0,-1.7000000000000001E-2,-6.6000000000000003E-2]
["SS","Battery",25,"B4",1.41,0,-0.16600000000000001,-0.66600000000000004]
["SS","Battery",25,"B3",25.3,0,-2.9849999999999999,-11.942]
["SS","Battery",25,"B2",180.02,0,-21.242000000000001,-84.968999999999994]
["SS","Battery",25,"A9",0.03,0,-4.0000000000000001E-3,-1.4E-2]
["SS","Battery",25,"A8",36.049999999999997,0,-4.2539999999999996,-17.015999999999998]
["SS","Battery",25,"A7",0.03,0,-4.0000000000000001E-3,-1.4E-2]
["SS","Battery",25,"A6",160.06,0,-18.887,-75.548000000000002]
["SS","Battery",25,"A4",0.13,0,-1.4999999999999999E-2,-6.0999999999999999E-2]
["SS","Battery",25,"A3",0.03,0,-4.0000000000000001E-3,-1.4E-2]
["SS","Battery",25,"A1",20.13,0,-2.375,-9.5009999999999994]
["SS","Battery",25,"B1",41.7,0,-4.9210000000000003,-19.681999999999999]
["SS","Battery",25,"C5",21.93,0,-2.5880000000000001,-10.351000000000001]
["SS","Battery",25,"D5",121.05,0,-14.284000000000001,-57.136000000000003]
["SS","Battery",26,"H2",82.06,0,-9.6829999999999998,-38.731999999999999]
["SS","Battery",26,"J4",2.54,0,-0.3,-1.1990000000000001]
["SS","Battery",26,"L1",103.9,0,-12.26,-49.040999999999997]
["SS","Battery",26,"M6",1.08,0,-0.127,-0.51]
["SS","Battery",26,"N6",0.02,0,-2E-3,-8.9999999999999993E-3]
["SS","Battery",26,"P3",55.56,0,-6.556,-26.224]
["SS","Battery",26,"P7",0.49,0,-5.8000000000000003E-2,-0.23100000000000001]
["SS","Battery",26,"S2",0.77,0,-9.0999999999999998E-2,-0.36299999999999999]
["SS","Battery",26,"R4",0.05,0,-6.0000000000000001E-3,-2.4E-2]
["SS","Battery",26,"S7",0.01,0,-1E-3,-5.0000000000000001E-3]
["SS","Battery",26,"T4",0.3,0,-3.5000000000000003E-2,-0.14199999999999999]
["SS","Battery",26,"G5",60.52,0,-7.141,-28.565000000000001]
["SS","Battery",26,"L7",24.49,0,-2.89,-11.558999999999999]
["SS","Battery",26,"T5",2.6,0,-0.307,-1.2270000000000001]
["SS","Battery",26,"T3",0.15,0,-1.7999999999999999E-2,-7.0999999999999994E-2]
["SS","Battery",26,"T2",1.87,0,-0.221,-0.88300000000000001]
["SS","Battery",26,"T1",0.53,0,-6.3E-2,-0.25]
["SS","Battery",26,"S6",0.02,0,-2E-3,-8.9999999999999993E-3]
["SS","Battery",26,"S5",1.93,0,-0.22800000000000001,-0.91100000000000003]
["SS","Battery",26,"S4",0.01,0,-1E-3,-5.0000000000000001E-3]
["SS","Battery",26,"S1",4.1399999999999997,0,-0.48899999999999999,-1.954]
["SS","Battery",26,"R6",0.64,0,-7.5999999999999998E-2,-0.30199999999999999]
["SS","Battery",26,"R5",0.55000000000000004,0,-6.5000000000000002E-2,-0.26]
["SS","Battery",26,"Q8",10.91,0,-1.2869999999999999,-5.15]
["SS","Battery",26,"Q7",2.92,0,-0.34499999999999997,-1.3779999999999999]
["SS","Battery",26,"Q6",1.1399999999999999,0,-0.13500000000000001,-0.53800000000000003]
["SS","Battery",26,"Q5",0.24,0,-2.8000000000000001E-2,-0.113]
["SS","Battery",26,"Q4",35.81,0,-4.226,-16.902000000000001]
["SS","Battery",26,"Q2",56.44,0,-6.66,-26.64]
["SS","Battery",26,"P8",2.39,0,-0.28199999999999997,-1.1279999999999999]
["SS","Battery",26,"P6",0.53,0,-6.3E-2,-0.25]
["SS","Battery",26,"P5",0.04,0,-5.0000000000000001E-3,-1.9E-2]
["SS","Battery",26,"P4",0.47,0,-5.5E-2,-0.222]
["SS","Battery",26,"P2",0.03,0,-4.0000000000000001E-3,-1.4E-2]
["SS","Battery",26,"P1",0.35,0,-4.1000000000000002E-2,-0.16500000000000001]
["SS","Battery",26,"N7",0.04,0,-5.0000000000000001E-3,-1.9E-2]
["SS","Battery",26,"N5",0.42,0,-0.05,-0.19800000000000001]
["SS","Battery",26,"N4",0.88,0,-0.104,-0.41499999999999998]
["SS","Battery",26,"N3",31.12,0,-3.6720000000000002,-14.689]
["SS","Battery",26,"N2",10.029999999999999,0,-1.1839999999999999,-4.734]
["SS","Battery",26,"N1",20.12,0,-2.3740000000000001,-9.4969999999999999]
["SS","Battery",26,"M8",0.33,0,-3.9E-2,-0.156]
["SS","Battery",26,"M7",0.97,0,-0.114,-0.45800000000000002]
["SS","Battery",26,"M5",0.24,0,-2.8000000000000001E-2,-0.113]
["SS","Battery",26,"M4",0.34,0,-0.04,-0.16]
["SS","Battery",26,"L8",23.31,0,-2.7509999999999999,-11.002000000000001]
["SS","Battery",26,"L5",95.05,0,-11.215999999999999,-44.863999999999997]
["SS","Battery",26,"L3",166,0,-19.588000000000001,-78.352000000000004]
["SS","Battery",26,"L2",260.43,0,-30.731000000000002,-122.923]
["SS","Battery",26,"K6",1.24,0,-0.14599999999999999,-0.58499999999999996]
["SS","Battery",26,"K5",21.37,0,-2.5219999999999998,-10.087]
["SS","Battery",26,"K4",2.87,0,-0.33900000000000002,-1.355]
["SS","Battery",26,"J8",129.13999999999999,0,-15.239000000000001,-60.954000000000001]
["SS","Battery",26,"J7",3.72,0,-0.439,-1.756]
["SS","Battery",26,"J6",7.19,0,-0.84799999999999998,-3.3940000000000001]
["SS","Battery",26,"J5",1.02,0,-0.12,-0.48099999999999998]
["SS","Battery",26,"J3",3.39,0,-0.4,-1.6]
["SS","Battery",26,"J1",2.62,0,-0.309,-1.2370000000000001]
["SS","Battery",26,"H6",4.71,0,-0.55600000000000005,-2.2229999999999999]
["SS","Battery",26,"H1",22.92,0,-2.7050000000000001,-10.818]
["SS","Battery",26,"G7",39.54,0,-4.6660000000000004,-18.663]
["SS","Battery",26,"G6",305.38,0,-36.034999999999997,-144.13900000000001]
["SS","Battery",26,"G1",75.09,0,-8.8610000000000007,-35.442]
["SS","Battery",26,"F6",151.12,0,-17.832000000000001,-71.328999999999994]
["SS","Battery",26,"E8",30.6,0,-3.6110000000000002,-14.443]
["SS","Battery",26,"E7",1.74,0,-0.20499999999999999,-0.82099999999999995]
["SS","Battery",26,"E1",26.66,0,-3.1459999999999999,-12.584]
["SS","Battery",26,"D6",2.36,0,-0.27800000000000002,-1.1140000000000001]
["SS","Battery",26,"D5",121.05,0,-14.284000000000001,-57.136000000000003]
["SS","Battery",26,"C7",2.5499999999999998,0,-0.30099999999999999,-1.204]
["SS","Battery",26,"C6",10.18,0,-1.2010000000000001,-4.8049999999999997]
["SS","Battery",26,"C5",21.93,0,-2.5880000000000001,-10.351000000000001]
["SS","Battery",26,"C3",0.79,0,-9.2999999999999999E-2,-0.373]
["SS","Battery",26,"C2",276.19,0,-32.590000000000003,-130.36199999999999]
["SS","Battery",26,"C1",0.15,0,-1.7999999999999999E-2,-7.0999999999999994E-2]
["SS","Battery",26,"B3",25.3,0,-2.9849999999999999,-11.942]
["SS","Battery",26,"B2",180.02,0,-21.242000000000001,-84.968999999999994]
["SS","Battery",26,"B1",41.69,0,-4.9189999999999996,-19.678000000000001]
["SS","Battery",26,"A9",0.04,0,-5.0000000000000001E-3,-1.9E-2]
["SS","Battery",26,"A8",36.049999999999997,0,-4.2539999999999996,-17.015999999999998]
["SS","Battery",26,"A7",0.04,0,-5.0000000000000001E-3,-1.9E-2]
["SS","Battery",26,"A6",160.06,0,-18.887,-75.548000000000002]
["SS","Battery",26,"A4",0.13,0,-1.4999999999999999E-2,-6.0999999999999999E-2]
["SS","Battery",26,"A3",0.04,0,-5.0000000000000001E-3,-1.9E-2]
["SS","Battery",26,"A1",20.14,0,-2.3769999999999998,-9.5060000000000002]
["SS","Battery",26,"C4",0.52,0,-6.0999999999999999E-2,-0.245]
["SS","Battery",26,"D4",2.64,0,-0.312,-1.246]
["SS","Battery",26,"B4",1.41,0,-0.16600000000000001,-0.66600000000000004]
["SS","Battery",27,"T5",2.6,0,-0.153,-1.381]
["SS","Battery",27,"T3",0.15,0,-8.9999999999999993E-3,-0.08]
["SS","Battery",27,"T2",1.86,0,-0.11,-0.98799999999999999]
["SS","Battery",27,"T1",0.52,0,-3.1E-2,-0.27600000000000002]
["SS","Battery",27,"S6",0.02,0,-1E-3,-1.0999999999999999E-2]
["SS","Battery",27,"S5",1.99,0,-0.11700000000000001,-1.0569999999999999]
["SS","Battery",27,"S4",0.01,0,-1E-3,-5.0000000000000001E-3]
["SS","Battery",27,"S2",0.76,0,-4.4999999999999998E-2,-0.40400000000000003]
["SS","Battery",27,"S1",4.1399999999999997,0,-0.24399999999999999,-2.198]
["SS","Battery",27,"R6",0.64,0,-3.7999999999999999E-2,-0.34]
["SS","Battery",27,"R5",0.55000000000000004,0,-3.2000000000000001E-2,-0.29199999999999998]
["SS","Battery",27,"Q8",10.9,0,-0.64300000000000002,-5.7880000000000003]
["SS","Battery",27,"Q7",2.92,0,-0.17199999999999999,-1.5509999999999999]
["SS","Battery",27,"Q6",1.1299999999999999,0,-6.7000000000000004E-2,-0.6]
["SS","Battery",27,"Q4",35.81,0,-2.113,-19.015000000000001]
["SS","Battery",27,"Q2",56.44,0,-3.33,-29.97]
["SS","Battery",27,"P8",2.37,0,-0.14000000000000001,-1.258]
["SS","Battery",27,"P6",0.53,0,-3.1E-2,-0.28100000000000003]
["SS","Battery",27,"P5",0.04,0,-2E-3,-2.1000000000000001E-2]
["SS","Battery",27,"P4",0.47,0,-2.8000000000000001E-2,-0.25]
["SS","Battery",27,"P3",55.56,0,-3.278,-29.501999999999999]
["SS","Battery",27,"P2",0.03,0,-2E-3,-1.6E-2]
["SS","Battery",27,"P1",0.35,0,-2.1000000000000001E-2,-0.186]
["SS","Battery",27,"N7",0.04,0,-2E-3,-2.1000000000000001E-2]
["SS","Battery",27,"N5",0.42,0,-2.5000000000000001E-2,-0.223]
["SS","Battery",27,"N4",0.88,0,-5.1999999999999998E-2,-0.46700000000000003]
["SS","Battery",27,"N3",31.12,0,-1.8360000000000001,-16.524999999999999]
["SS","Battery",27,"N1",20.12,0,-1.1870000000000001,-10.683999999999999]
["SS","Battery",27,"M8",0.33,0,-1.9E-2,-0.17499999999999999]
["SS","Battery",27,"M7",0.96,0,-5.7000000000000002E-2,-0.51]
["SS","Battery",27,"M5",0.24,0,-1.4E-2,-0.127]
["SS","Battery",27,"M4",0.34,0,-0.02,-0.18099999999999999]
["SS","Battery",27,"L8",23.31,0,-1.375,-12.378]
["SS","Battery",27,"L7",24.49,0,-1.4450000000000001,-13.004]
["SS","Battery",27,"L5",95.05,0,-5.6079999999999997,-50.472000000000001]
["SS","Battery",27,"L3",166,0,-9.7940000000000005,-88.146000000000001]
["SS","Battery",27,"L2",260.43,0,-15.365,-138.28800000000001]
["SS","Battery",27,"K6",1.24,0,-7.2999999999999995E-2,-0.65800000000000003]
["SS","Battery",27,"K5",21.37,0,-1.2609999999999999,-11.347]
["SS","Battery",27,"K4",2.86,0,-0.16900000000000001,-1.5189999999999999]
["SS","Battery",27,"J7",3.72,0,-0.219,-1.9750000000000001]
["SS","Battery",27,"J6",7.19,0,-0.42399999999999999,-3.8180000000000001]
["SS","Battery",27,"J5",1.02,0,-0.06,-0.54200000000000004]
["SS","Battery",27,"J3",3.39,0,-0.2,-1.8]
["SS","Battery",27,"J1",2.61,0,-0.154,-1.3859999999999999]
["SS","Battery",27,"H6",4.71,0,-0.27800000000000002,-2.5009999999999999]
["SS","Battery",27,"H2",82.05,0,-4.8410000000000002,-43.569000000000003]
["SS","Battery",27,"H1",22.91,0,-1.3520000000000001,-12.164999999999999]
["SS","Battery",27,"G7",39.54,0,-2.3330000000000002,-20.995999999999999]
["SS","Battery",27,"G6",305.37,0,-18.016999999999999,-162.15100000000001]
["SS","Battery",27,"G1",75.09,0,-4.43,-39.872999999999998]
["SS","Battery",27,"F6",151.12,0,-8.9160000000000004,-80.245000000000005]
["SS","Battery",27,"E8",30.6,0,-1.8049999999999999,-16.248999999999999]
["SS","Battery",27,"E1",26.64,0,-1.5720000000000001,-14.146000000000001]
["SS","Battery",27,"D6",2.36,0,-0.13900000000000001,-1.2529999999999999]
["SS","Battery",27,"D5",121.05,0,-7.1420000000000003,-64.278000000000006]
["SS","Battery",27,"C7",2.54,0,-0.15,-1.349]
["SS","Battery",27,"C6",10.19,0,-0.60099999999999998,-5.4109999999999996]
["SS","Battery",27,"C5",21.93,0,-1.294,-11.645]
["SS","Battery",27,"C4",0.52,0,-3.1E-2,-0.27600000000000002]
["SS","Battery",27,"C3",0.79,0,-4.7E-2,-0.41899999999999998]
["SS","Battery",27,"C2",276.19,0,-16.295000000000002,-146.65700000000001]
["SS","Battery",27,"C1",0.16,0,-8.9999999999999993E-3,-8.5000000000000006E-2]
["SS","Battery",27,"B3",25.3,0,-1.4930000000000001,-13.433999999999999]
["SS","Battery",27,"B2",180.02,0,-10.621,-95.590999999999994]
["SS","Battery",27,"B1",41.69,0,-2.46,-22.137]
["SS","Battery",27,"A9",0.04,0,-2E-3,-2.1000000000000001E-2]
["SS","Battery",27,"A8",36.049999999999997,0,-2.1269999999999998,-19.143000000000001]
["SS","Battery",27,"A7",0.04,0,-2E-3,-2.1000000000000001E-2]
["SS","Battery",27,"A6",160.07,0,-9.4440000000000008,-84.997]
["SS","Battery",27,"A4",0.13,0,-8.0000000000000002E-3,-6.9000000000000006E-2]
["SS","Battery",27,"A3",0.04,0,-2E-3,-2.1000000000000001E-2]
["SS","Battery",27,"A1",20.14,0,-1.1879999999999999,-10.694000000000001]
["SS","Battery",27,"B4",1.41,0,-8.3000000000000004E-2,-0.749]
["SS","Battery",27,"T4",0.3,0,-1.7999999999999999E-2,-0.159]
["SS","Battery",27,"S7",0.01,0,-1E-3,-5.0000000000000001E-3]
["SS","Battery",27,"P7",0.49,0,-2.9000000000000001E-2,-0.26]
["SS","Battery",27,"R4",0.06,0,-4.0000000000000001E-3,-3.2000000000000001E-2]
["SS","Battery",27,"Q5",0.25,0,-1.4999999999999999E-2,-0.13300000000000001]
["SS","Battery",27,"N6",0.02,0,-1E-3,-1.0999999999999999E-2]
["SS","Battery",27,"N2",10.029999999999999,0,-0.59199999999999997,-5.3259999999999996]
["SS","Battery",27,"M6",1.08,0,-6.4000000000000001E-2,-0.57299999999999995]
["SS","Battery",27,"J4",2.5299999999999998,0,-0.14899999999999999,-1.343]
["SS","Battery",27,"L1",103.9,0,-6.13,-55.170999999999999]
["SS","Battery",27,"J8",129.13999999999999,0,-7.6189999999999998,-68.572999999999993]
["SS","Battery",27,"D4",2.64,0,-0.156,-1.4019999999999999]
["SS","Battery",27,"E7",1.74,0,-0.10299999999999999,-0.92400000000000004]
["SS","Battery",27,"G5",60.52,0,-3.5710000000000002,-32.136000000000003]
["SS","Battery",28,"T5",2.6,0,0,-1.534]
["SS","Battery",28,"T3",0.15,0,0,-8.8999999999999996E-2]
["SS","Battery",28,"T2",1.86,0,0,-1.097]
["SS","Battery",28,"T1",0.52,0,0,-0.307]
["SS","Battery",28,"S6",0.04,0,0,-2.4E-2]
["SS","Battery",28,"S5",2.06,0,0,-1.2150000000000001]
["SS","Battery",28,"S4",0.02,0,0,-1.2E-2]
["SS","Battery",28,"S1",4.1399999999999997,0,0,-2.4430000000000001]
["SS","Battery",28,"R6",0.64,0,0,-0.378]
["SS","Battery",28,"R5",0.55000000000000004,0,0,-0.32500000000000001]
["SS","Battery",28,"Q8",10.9,0,0,-6.431]
["SS","Battery",28,"Q7",2.92,0,0,-1.7230000000000001]
["SS","Battery",28,"Q6",1.1299999999999999,0,0,-0.66700000000000004]
["SS","Battery",28,"Q5",0.25,0,0,-0.14799999999999999]
["SS","Battery",28,"Q4",35.81,0,0,-21.128]
["SS","Battery",28,"Q2",56.44,0,0,-33.299999999999997]
["SS","Battery",28,"P8",2.36,0,0,-1.3919999999999999]
["SS","Battery",28,"P6",0.53,0,0,-0.313]
["SS","Battery",28,"P5",0.04,0,0,-2.4E-2]
["SS","Battery",28,"P4",0.47,0,0,-0.27700000000000002]
["SS","Battery",28,"P2",0.03,0,0,-1.7999999999999999E-2]
["SS","Battery",28,"P1",0.35,0,0,-0.20699999999999999]
["SS","Battery",28,"N7",0.04,0,0,-2.4E-2]
["SS","Battery",28,"N5",0.42,0,0,-0.248]
["SS","Battery",28,"N4",0.87,0,0,-0.51300000000000001]
["SS","Battery",28,"N3",31.11,0,0,-18.355]
["SS","Battery",28,"N2",10.029999999999999,0,0,-5.9180000000000001]
["SS","Battery",28,"N1",20.12,0,0,-11.871]
["SS","Battery",28,"M8",0.33,0,0,-0.19500000000000001]
["SS","Battery",28,"M7",0.96,0,0,-0.56599999999999995]
["SS","Battery",28,"M5",0.24,0,0,-0.14199999999999999]
["SS","Battery",28,"M4",0.34,0,0,-0.20100000000000001]
["SS","Battery",28,"L8",23.31,0,0,-13.753]
["SS","Battery",28,"L5",95.05,0,0,-56.08]
["SS","Battery",28,"L3",166,0,0,-97.94]
["SS","Battery",28,"L2",260.43,0,0,-153.654]
["SS","Battery",28,"K6",1.24,0,0,-0.73199999999999998]
["SS","Battery",28,"K5",21.37,0,0,-12.608000000000001]
["SS","Battery",28,"K4",2.86,0,0,-1.6870000000000001]
["SS","Battery",28,"J8",129.13999999999999,0,0,-76.192999999999998]
["SS","Battery",28,"J7",3.72,0,0,-2.1949999999999998]
["SS","Battery",28,"J6",7.18,0,0,-4.2359999999999998]
["SS","Battery",28,"J5",1.02,0,0,-0.60199999999999998]
["SS","Battery",28,"J3",3.38,0,0,-1.994]
["SS","Battery",28,"J1",2.6,0,0,-1.534]
["SS","Battery",28,"H6",4.71,0,0,-2.7789999999999999]
["SS","Battery",28,"H1",22.91,0,0,-13.516999999999999]
["SS","Battery",28,"G7",39.54,0,0,-23.329000000000001]
["SS","Battery",28,"G6",305.35000000000002,0,0,-180.15700000000001]
["SS","Battery",28,"G1",75.099999999999994,0,0,-44.308999999999997]
["SS","Battery",28,"F6",151.12,0,0,-89.161000000000001]
["SS","Battery",28,"E8",30.6,0,0,-18.053999999999998]
["SS","Battery",28,"E7",1.74,0,0,-1.0269999999999999]
["SS","Battery",28,"E1",26.62,0,0,-15.706]
["SS","Battery",28,"D6",2.35,0,0,-1.387]
["SS","Battery",28,"D5",121.05,0,0,-71.42]
["SS","Battery",28,"C7",2.5299999999999998,0,0,-1.4930000000000001]
["SS","Battery",28,"C6",10.19,0,0,-6.0119999999999996]
["SS","Battery",28,"C5",21.92,0,0,-12.933]
["SS","Battery",28,"C3",0.79,0,0,-0.46600000000000003]
["SS","Battery",28,"C2",276.2,0,0,-162.958]
["SS","Battery",28,"C1",0.16,0,0,-9.4E-2]
["SS","Battery",28,"B3",25.3,0,0,-14.927]
["SS","Battery",28,"B2",180.02,0,0,-106.212]
["SS","Battery",28,"B1",41.69,0,0,-24.597000000000001]
["SS","Battery",28,"A9",0.04,0,0,-2.4E-2]
["SS","Battery",28,"A8",36.06,0,0,-21.274999999999999]
["SS","Battery",28,"A7",0.04,0,0,-2.4E-2]
["SS","Battery",28,"A6",160.07,0,0,-94.441000000000003]
["SS","Battery",28,"A4",0.13,0,0,-7.6999999999999999E-2]
["SS","Battery",28,"A3",0.04,0,0,-2.4E-2]
["SS","Battery",28,"A1",20.14,0,0,-11.882999999999999]
["SS","Battery",28,"H2",82.05,0,0,-48.41]
["SS","Battery",28,"B4",1.41,0,0,-0.83199999999999996]
["SS","Battery",28,"G5",60.53,0,0,-35.713000000000001]
["SS","Battery",28,"R4",0.06,0,0,-3.5000000000000003E-2]
["SS","Battery",28,"D4",2.64,0,0,-1.5580000000000001]
["SS","Battery",28,"T4",0.3,0,0,-0.17699999999999999]
["SS","Battery",28,"S7",0.02,0,0,-1.2E-2]
["SS","Battery",28,"C4",0.52,0,0,-0.307]
["SS","Battery",28,"S2",0.76,0,0,-0.44800000000000001]
["SS","Battery",28,"N6",0.02,0,0,-1.2E-2]
["SS","Battery",28,"P7",0.49,0,0,-0.28899999999999998]
["SS","Battery",28,"P3",55.56,0,0,-32.78]
["SS","Battery",28,"L1",103.9,0,0,-61.301000000000002]
["SS","Battery",28,"M6",1.08,0,0,-0.63700000000000001]
["SS","Battery",28,"L7",24.49,0,0,-14.449]
["SS","Battery",28,"J4",2.52,0,0,-1.4870000000000001]
["SS","Battery",29,"S4",0.02,0,0,-1.2E-2]
["SS","Battery",29,"S2",0.75,0,0,-0.443]
["SS","Battery",29,"S1",4.13,0,0,-2.4369999999999998]
["SS","Battery",29,"R6",0.64,0,0,-0.378]
["SS","Battery",29,"R5",0.55000000000000004,0,0,-0.32500000000000001]
["SS","Battery",29,"Q8",10.9,0,0,-6.431]
["SS","Battery",29,"Q7",0.27,0,0,-0.159]
["SS","Battery",29,"Q6",1.1299999999999999,0,0,-0.66700000000000004]
["SS","Battery",29,"Q4",35.659999999999997,0,0,-21.039000000000001]
["SS","Battery",29,"Q2",56.44,0,0,-33.299999999999997]
["SS","Battery",29,"P8",2.36,0,0,-1.3919999999999999]
["SS","Battery",29,"P6",0.53,0,0,-0.313]
["SS","Battery",29,"P5",0.04,0,0,-2.4E-2]
["SS","Battery",29,"P4",0.47,0,0,-0.27700000000000002]
["SS","Battery",29,"P3",55.51,0,0,-32.750999999999998]
["SS","Battery",29,"P2",0.03,0,0,-1.7999999999999999E-2]
["SS","Battery",29,"P1",0.35,0,0,-0.20699999999999999]
["SS","Battery",29,"N7",0.04,0,0,-2.4E-2]
["SS","Battery",29,"N5",0.42,0,0,-0.248]
["SS","Battery",29,"N4",0.87,0,0,-0.51300000000000001]
["SS","Battery",29,"N3",31.11,0,0,-18.355]
["SS","Battery",29,"N1",20.12,0,0,-11.871]
["SS","Battery",29,"M8",0.33,0,0,-0.19500000000000001]
["SS","Battery",29,"M7",0.96,0,0,-0.56599999999999995]
["SS","Battery",29,"M5",0.24,0,0,-0.14199999999999999]
["SS","Battery",29,"M4",0.34,0,0,-0.20100000000000001]
["SS","Battery",29,"L8",23.31,0,0,-13.753]
["SS","Battery",29,"L7",24.49,0,0,-14.449]
["SS","Battery",29,"L5",95.05,0,0,-56.08]
["SS","Battery",29,"L3",166,0,0,-97.94]
["SS","Battery",29,"L2",260.43,0,0,-153.654]
["SS","Battery",29,"K6",1.24,0,0,-0.73199999999999998]
["SS","Battery",29,"K5",21.37,0,0,-12.608000000000001]
["SS","Battery",29,"K4",2.86,0,0,-1.6870000000000001]
["SS","Battery",29,"J7",3.72,0,0,-2.1949999999999998]
["SS","Battery",29,"J6",7.18,0,0,-4.2359999999999998]
["SS","Battery",29,"J5",1.02,0,0,-0.60199999999999998]
["SS","Battery",29,"J3",3.38,0,0,-1.994]
["SS","Battery",29,"J1",2.6,0,0,-1.534]
["SS","Battery",29,"H6",4.71,0,0,-2.7789999999999999]
["SS","Battery",29,"H2",82.05,0,0,-48.41]
["SS","Battery",29,"H1",22.91,0,0,-13.516999999999999]
["SS","Battery",29,"G7",39.54,0,0,-23.329000000000001]
["SS","Battery",29,"G6",305.35000000000002,0,0,-180.15700000000001]
["SS","Battery",29,"G1",75.099999999999994,0,0,-44.308999999999997]
["SS","Battery",29,"F6",151.12,0,0,-89.161000000000001]
["SS","Battery",29,"E8",30.6,0,0,-18.053999999999998]
["SS","Battery",29,"E1",26.61,0,0,-15.7]
["SS","Battery",29,"D6",2.35,0,0,-1.387]
["SS","Battery",29,"D5",121.04,0,0,-71.414000000000001]
["SS","Battery",29,"C7",2.5299999999999998,0,0,-1.4930000000000001]
["SS","Battery",29,"C6",10.19,0,0,-6.0119999999999996]
["SS","Battery",29,"C5",21.92,0,0,-12.933]
["SS","Battery",29,"C4",0.52,0,0,-0.307]
["SS","Battery",29,"C3",0.79,0,0,-0.46600000000000003]
["SS","Battery",29,"C2",276.2,0,0,-162.958]
["SS","Battery",29,"C1",0.16,0,0,-9.4E-2]
["SS","Battery",29,"B3",25.3,0,0,-14.927]
["SS","Battery",29,"B2",180.02,0,0,-106.212]
["SS","Battery",29,"B1",41.69,0,0,-24.597000000000001]
["SS","Battery",29,"A9",0.04,0,0,-2.4E-2]
["SS","Battery",29,"A8",36.06,0,0,-21.274999999999999]
["SS","Battery",29,"A7",0.04,0,0,-2.4E-2]
["SS","Battery",29,"A6",160.07,0,0,-94.441000000000003]
["SS","Battery",29,"A4",0.13,0,0,-7.6999999999999999E-2]
["SS","Battery",29,"A3",0.04,0,0,-2.4E-2]
["SS","Battery",29,"A1",20.14,0,0,-11.882999999999999]
["SS","Battery",29,"R4",0.06,0,0,-3.5000000000000003E-2]
["SS","Battery",29,"J4",2.5099999999999998,0,0,-1.4810000000000001]
["SS","Battery",29,"J8",129.13999999999999,0,0,-76.192999999999998]
["SS","Battery",29,"G5",60.53,0,0,-35.713000000000001]
["SS","Battery",29,"Q5",0.25,0,0,-0.14799999999999999]
["SS","Battery",29,"D4",2.64,0,0,-1.5580000000000001]
["SS","Battery",29,"E7",1.73,0,0,-1.0209999999999999]
["SS","Battery",29,"P7",0.49,0,0,-0.28899999999999998]
["SS","Battery",29,"N6",0.02,0,0,-1.2E-2]
["SS","Battery",29,"N2",10.029999999999999,0,0,-5.9180000000000001]
["SS","Battery",29,"M6",1.08,0,0,-0.63700000000000001]
["SS","Battery",29,"L1",103.9,0,0,-61.301000000000002]
["SS","Battery",29,"B4",1.41,0,0,-0.83199999999999996]
["SS","Battery",29,"T5",0.6,0,0,-0.35399999999999998]
["SS","Battery",29,"T4",0.3,0,0,-0.17699999999999999]
["SS","Battery",29,"T2",1.86,0,0,-1.097]
["SS","Battery",29,"S7",0.02,0,0,-1.2E-2]
["SS","Battery",29,"S5",2.08,0,0,-1.2270000000000001]
["SS","Battery",29,"T1",0.52,0,0,-0.307]
["SS","Battery",29,"S6",0.04,0,0,-2.4E-2]
["SS","Battery",29,"T3",0.15,0,0,-8.8999999999999996E-2]
["SS","Battery",30,"G1",75.099999999999994,0,0,-44.308999999999997]
["SS","Battery",30,"R5",0.54,0,0,-0.31900000000000001]
["SS","Battery",30,"R4",0.06,0,0,-3.5000000000000003E-2]
["SS","Battery",30,"B4",1.41,0,0,-0.83199999999999996]
["SS","Battery",30,"P6",0.52,0,0,-0.307]
["SS","Battery",30,"L3",166,0,0,-97.94]
["SS","Battery",30,"P2",0.03,0,0,-1.7999999999999999E-2]
["SS","Battery",30,"B1",41.69,0,0,-24.597000000000001]
["SS","Battery",30,"Q4",35.65,0,0,-21.033999999999999]
["SS","Battery",30,"M6",1.08,0,0,-0.63700000000000001]
["SS","Battery",30,"B3",25.3,0,0,-14.927]
["SS","Battery",30,"P5",0.04,0,0,-2.4E-2]
["SS","Battery",30,"S6",0.04,0,0,-2.4E-2]
["SS","Battery",30,"J6",7.17,0,0,-4.2300000000000004]
["SS","Battery",30,"T1",0.55000000000000004,0,0,-0.32500000000000001]
["SS","Battery",30,"A3",0.04,0,0,-2.4E-2]
["SS","Battery",30,"D4",2.64,0,0,-1.5580000000000001]
["SS","Battery",30,"Q5",0.24,0,0,-0.14199999999999999]
["SS","Battery",30,"D6",2.35,0,0,-1.387]
["SS","Battery",30,"T5",0.61,0,0,-0.36]
["SS","Battery",30,"M5",0.24,0,0,-0.14199999999999999]
["SS","Battery",30,"Q2",56.44,0,0,-33.299999999999997]
["SS","Battery",30,"L2",260.43,0,0,-153.654]
["SS","Battery",30,"M7",0.95,0,0,-0.56100000000000005]
["SS","Battery",30,"H1",22.9,0,0,-13.510999999999999]
["SS","Battery",30,"N4",0.87,0,0,-0.51300000000000001]
["SS","Battery",30,"T2",1.89,0,0,-1.115]
["SS","Battery",30,"N3",31.11,0,0,-18.355]
["SS","Battery",30,"J1",2.59,0,0,-1.528]
["SS","Battery",30,"J3",3.39,0,0,-2]
["SS","Battery",30,"A1",20.14,0,0,-11.882999999999999]
["SS","Battery",30,"N1",20.12,0,0,-11.871]
["SS","Battery",30,"G5",60.52,0,0,-35.707000000000001]
["SS","Battery",30,"A8",36.049999999999997,0,0,-21.27]
["SS","Battery",30,"L1",103.9,0,0,-61.301000000000002]
["SS","Battery",30,"P8",2.35,0,0,-1.387]
["SS","Battery",30,"J5",1.02,0,0,-0.60199999999999998]
["SS","Battery",30,"C1",0.16,0,0,-9.4E-2]
["SS","Battery",30,"N6",0.02,0,0,-1.2E-2]
["SS","Battery",30,"C4",0.52,0,0,-0.307]
["SS","Battery",30,"H6",4.7,0,0,-2.7730000000000001]
["SS","Battery",30,"A9",0.04,0,0,-2.4E-2]
["SS","Battery",30,"R6",0.63,0,0,-0.372]
["SS","Battery",30,"C3",0.79,0,0,-0.46600000000000003]
["SS","Battery",30,"C6",10.19,0,0,-6.0119999999999996]
["SS","Battery",30,"S4",0.02,0,0,-1.2E-2]
["SS","Battery",30,"J8",129.13999999999999,0,0,-76.192999999999998]
["SS","Battery",30,"S1",4.13,0,0,-2.4369999999999998]
["SS","Battery",30,"G7",39.54,0,0,-23.329000000000001]
["SS","Battery",30,"P3",55.5,0,0,-32.744999999999997]
["SS","Battery",30,"Q6",1.1200000000000001,0,0,-0.66100000000000003]
["SS","Battery",30,"N5",0.41,0,0,-0.24199999999999999]
["SS","Battery",30,"J4",2.52,0,0,-1.4870000000000001]
["SS","Battery",30,"P7",0.48,0,0,-0.28299999999999997]
["SS","Battery",30,"L5",95.05,0,0,-56.08]
["SS","Battery",30,"E8",30.6,0,0,-18.053999999999998]
["SS","Battery",30,"T3",0.15,0,0,-8.8999999999999996E-2]
["SS","Battery",30,"K4",2.86,0,0,-1.6870000000000001]
["SS","Battery",30,"S7",0.02,0,0,-1.2E-2]
["SS","Battery",30,"M8",0.33,0,0,-0.19500000000000001]
["SS","Battery",30,"S5",2.09,0,0,-1.2330000000000001]
["SS","Battery",30,"F6",151.11000000000001,0,0,-89.155000000000001]
["SS","Battery",30,"Q8",10.9,0,0,-6.431]
["SS","Battery",30,"N2",10.029999999999999,0,0,-5.9180000000000001]
["SS","Battery",30,"J7",3.72,0,0,-2.1949999999999998]
["SS","Battery",30,"K6",1.24,0,0,-0.73199999999999998]
["SS","Battery",30,"L7",24.49,0,0,-14.449]
["SS","Battery",30,"T4",0.3,0,0,-0.17699999999999999]
["SS","Battery",30,"P1",0.34,0,0,-0.20100000000000001]
["SS","Battery",30,"P4",0.46,0,0,-0.27100000000000002]
["SS","Battery",30,"B2",180.02,0,0,-106.212]
["SS","Battery",30,"E1",26.04,0,0,-15.364000000000001]
["SS","Battery",30,"A6",160.07,0,0,-94.441000000000003]
["SS","Battery",30,"C2",276.19,0,0,-162.952]
["SS","Battery",30,"A7",0.04,0,0,-2.4E-2]
["SS","Battery",30,"E7",1.74,0,0,-1.0269999999999999]
["SS","Battery",30,"C7",2.54,0,0,-1.4990000000000001]
["SS","Battery",30,"K5",21.37,0,0,-12.608000000000001]
["SS","Battery",30,"N7",0.04,0,0,-2.4E-2]
["SS","Battery",30,"H2",82.04,0,0,-48.404000000000003]
["SS","Battery",30,"Q7",0.27,0,0,-0.159]
["SS","Battery",30,"L8",23.31,0,0,-13.753]
["SS","Battery",30,"S2",0.75,0,0,-0.443]
["SS","Battery",30,"A4",0.13,0,0,-7.6999999999999999E-2]
["SS","Battery",30,"M4",0.34,0,0,-0.20100000000000001]
["SS","Battery",30,"C5",21.92,0,0,-12.933]
["SS","Battery",30,"G6",305.36,0,0,-180.16200000000001]
["SS","Battery",30,"D5",121.05,0,0,-71.42]
["SS","Battery",31,"Q8",10.89,0,0,-6.4249999999999998]
["SS","Battery",31,"Q5",0.24,0,0,-0.14199999999999999]
["SS","Battery",31,"S4",0.03,0,0,-1.7999999999999999E-2]
["SS","Battery",31,"B3",25.3,0,0,-14.927]
["SS","Battery",31,"S6",0.06,0,0,-3.5000000000000003E-2]
["SS","Battery",31,"C6",10.18,0,0,-6.0060000000000002]
["SS","Battery",31,"N6",0.02,0,0,-1.2E-2]
["SS","Battery",31,"F6",151.1,0,0,-89.149000000000001]
["SS","Battery",31,"T1",0.57999999999999996,0,0,-0.34200000000000003]
["SS","Battery",31,"P8",2.33,0,0,-1.375]
["SS","Battery",31,"A7",0.04,0,0,-2.4E-2]
["SS","Battery",31,"A9",0.04,0,0,-2.4E-2]
["SS","Battery",31,"R6",0.62,0,0,-0.36599999999999999]
["SS","Battery",31,"Q7",0.26,0,0,-0.153]
["SS","Battery",31,"N1",20.12,0,0,-11.871]
["SS","Battery",31,"S7",0.03,0,0,-1.7999999999999999E-2]
["SS","Battery",31,"L7",24.48,0,0,-14.443]
["SS","Battery",31,"A6",160.06,0,0,-94.435000000000002]
["SS","Battery",31,"S5",2.15,0,0,-1.2689999999999999]
["SS","Battery",31,"T2",1.91,0,0,-1.127]
["SS","Battery",31,"A4",0.13,0,0,-7.6999999999999999E-2]
["SS","Battery",31,"K4",2.86,0,0,-1.6870000000000001]
["SS","Battery",31,"G6",305.38,0,0,-180.17400000000001]
["SS","Battery",31,"T3",0.17,0,0,-0.1]
["SS","Battery",31,"P3",55.5,0,0,-32.744999999999997]
["SS","Battery",31,"R4",0.05,0,0,-0.03]
["SS","Battery",31,"T4",0.31,0,0,-0.183]
["SS","Battery",31,"T5",0.62,0,0,-0.36599999999999999]
["SS","Battery",31,"P1",0.34,0,0,-0.20100000000000001]
["SS","Battery",31,"S1",4.13,0,0,-2.4369999999999998]
["SS","Battery",31,"L2",260.43,0,0,-153.654]
["SS","Battery",31,"N5",0.41,0,0,-0.24199999999999999]
["SS","Battery",31,"K6",1.24,0,0,-0.73199999999999998]
["SS","Battery",31,"P5",0.04,0,0,-2.4E-2]
["SS","Battery",31,"D6",2.36,0,0,-1.3919999999999999]
["SS","Battery",31,"P7",0.48,0,0,-0.28299999999999997]
["SS","Battery",31,"M6",1.08,0,0,-0.63700000000000001]
["SS","Battery",31,"N4",0.86,0,0,-0.50700000000000001]
["SS","Battery",31,"M8",0.32,0,0,-0.189]
["SS","Battery",31,"Q2",56.44,0,0,-33.299999999999997]
["SS","Battery",31,"P6",0.51,0,0,-0.30099999999999999]
["SS","Battery",31,"M7",0.94,0,0,-0.55500000000000005]
["SS","Battery",31,"C4",0.51,0,0,-0.30099999999999999]
["SS","Battery",31,"G1",75.09,0,0,-44.302999999999997]
["SS","Battery",31,"Q6",1.1100000000000001,0,0,-0.65500000000000003]
["SS","Battery",31,"L1",103.9,0,0,-61.301000000000002]
["SS","Battery",31,"J1",2.58,0,0,-1.522]
["SS","Battery",31,"M4",0.34,0,0,-0.20100000000000001]
["SS","Battery",31,"L3",166,0,0,-97.94]
["SS","Battery",31,"A3",0.04,0,0,-2.4E-2]
["SS","Battery",31,"J8",129.13999999999999,0,0,-76.192999999999998]
["SS","Battery",31,"N3",31.12,0,0,-18.361000000000001]
["SS","Battery",31,"N2",10.029999999999999,0,0,-5.9180000000000001]
["SS","Battery",31,"N7",0.04,0,0,-2.4E-2]
["SS","Battery",31,"B1",41.69,0,0,-24.597000000000001]
["SS","Battery",31,"B2",180.02,0,0,-106.212]
["SS","Battery",31,"K5",21.36,0,0,-12.602]
["SS","Battery",31,"P2",0.03,0,0,-1.7999999999999999E-2]
["SS","Battery",31,"H6",4.6900000000000004,0,0,-2.7669999999999999]
["SS","Battery",31,"C5",21.92,0,0,-12.933]
["SS","Battery",31,"H1",22.9,0,0,-13.510999999999999]
["SS","Battery",31,"E8",30.6,0,0,-18.053999999999998]
["SS","Battery",31,"R5",0.54,0,0,-0.31900000000000001]
["SS","Battery",31,"A8",36.049999999999997,0,0,-21.27]
["SS","Battery",31,"C2",276.19,0,0,-162.952]
["SS","Battery",31,"P4",0.46,0,0,-0.27100000000000002]
["SS","Battery",31,"J3",3.39,0,0,-2]
["SS","Battery",31,"S2",0.76,0,0,-0.44800000000000001]
["SS","Battery",31,"D4",2.64,0,0,-1.5580000000000001]
["SS","Battery",31,"C1",0.15,0,0,-8.8999999999999996E-2]
["SS","Battery",31,"G7",39.53,0,0,-23.323]
["SS","Battery",31,"E7",1.74,0,0,-1.0269999999999999]
["SS","Battery",31,"D5",121.05,0,0,-71.42]
["SS","Battery",31,"C7",2.5499999999999998,0,0,-1.5049999999999999]
["SS","Battery",31,"M5",0.24,0,0,-0.14199999999999999]
["SS","Battery",31,"J6",7.16,0,0,-4.2240000000000002]
["SS","Battery",31,"Q4",35.64,0,0,-21.027999999999999]
["SS","Battery",31,"L5",95.05,0,0,-56.08]
["SS","Battery",31,"H2",82.04,0,0,-48.404000000000003]
["SS","Battery",31,"J7",3.72,0,0,-2.1949999999999998]
["SS","Battery",31,"J4",2.52,0,0,-1.4870000000000001]
["SS","Battery",31,"G5",60.52,0,0,-35.707000000000001]
["SS","Battery",31,"C3",0.78,0,0,-0.46]
["SS","Battery",31,"J5",1.02,0,0,-0.60199999999999998]
["SS","Battery",31,"A1",20.14,0,0,-11.882999999999999]
["SS","Battery",31,"E1",26.07,0,0,-15.381]
["SS","Battery",31,"B4",0.56000000000000005,0,0,-0.33]
["SS","Battery",31,"L8",23.31,0,0,-13.753]
["SS","Battery",32,"T5",0.64,0,0,-0.378]
["SS","Battery",32,"M6",1.08,0,0,-0.63700000000000001]
["SS","Battery",32,"J1",2.58,0,0,-1.522]
["SS","Battery",32,"C7",2.5499999999999998,0,0,-1.5049999999999999]
["SS","Battery",32,"T4",0.32,0,0,-0.189]
["SS","Battery",32,"Q7",0.26,0,0,-0.153]
["SS","Battery",32,"G5",60.52,0,0,-35.707000000000001]
["SS","Battery",32,"B1",40.69,0,0,-24.007000000000001]
["SS","Battery",32,"T2",1.94,0,0,-1.145]
["SS","Battery",32,"J7",3.7,0,0,-2.1829999999999998]
["SS","Battery",32,"K4",2.87,0,0,-1.6930000000000001]
["SS","Battery",32,"G1",75.09,0,0,-44.302999999999997]
["SS","Battery",32,"J8",129.13999999999999,0,0,-76.192999999999998]
["SS","Battery",32,"A9",0.04,0,0,-2.4E-2]
["SS","Battery",32,"N6",0.02,0,0,-1.2E-2]
["SS","Battery",32,"C3",0.78,0,0,-0.46]
["SS","Battery",32,"P2",0.03,0,0,-1.7999999999999999E-2]
["SS","Battery",32,"S4",0.03,0,0,-1.7999999999999999E-2]
["SS","Battery",32,"C4",0.51,0,0,-0.30099999999999999]
["SS","Battery",32,"C5",21.92,0,0,-12.933]
["SS","Battery",32,"T3",0.17,0,0,-0.1]
["SS","Battery",32,"A8",36.049999999999997,0,0,-21.27]
["SS","Battery",32,"H6",4.68,0,0,-2.7610000000000001]
["SS","Battery",32,"J3",3.4,0,0,-2.0059999999999998]
["SS","Battery",32,"A4",0.13,0,0,-7.6999999999999999E-2]
["SS","Battery",32,"L2",258.43,0,0,-152.47399999999999]
["SS","Battery",32,"S5",2.14,0,0,-1.2629999999999999]
["SS","Battery",32,"P4",0.46,0,0,-0.27100000000000002]
["SS","Battery",32,"D4",1.63,0,0,-0.96199999999999997]
["SS","Battery",32,"A1",20.14,0,0,-11.882999999999999]
["SS","Battery",32,"B3",25.3,0,0,-14.927]
["SS","Battery",32,"C1",0.15,0,0,-8.8999999999999996E-2]
["SS","Battery",32,"B2",180.01,0,0,-106.206]
["SS","Battery",32,"A6",160.07,0,0,-94.441000000000003]
["SS","Battery",32,"E8",30.61,0,0,-18.059999999999999]
["SS","Battery",32,"E1",25.05,0,0,-14.78]
["SS","Battery",32,"C6",10.19,0,0,-6.0119999999999996]
["SS","Battery",32,"C2",276.19,0,0,-162.952]
["SS","Battery",32,"A7",0.04,0,0,-2.4E-2]
["SS","Battery",32,"A3",0.04,0,0,-2.4E-2]
["SS","Battery",32,"Q8",10.89,0,0,-6.4249999999999998]
["SS","Battery",32,"S2",0.76,0,0,-0.44800000000000001]
["SS","Battery",32,"J5",1.02,0,0,-0.60199999999999998]
["SS","Battery",32,"M8",0.32,0,0,-0.189]
["SS","Battery",32,"P6",0.51,0,0,-0.30099999999999999]
["SS","Battery",32,"J4",2.5299999999999998,0,0,-1.4930000000000001]
["SS","Battery",32,"H2",82.04,0,0,-48.404000000000003]
["SS","Battery",32,"P3",53.9,0,0,-31.800999999999998]
["SS","Battery",32,"N3",31.13,0,0,-18.367000000000001]
["SS","Battery",32,"J6",7.16,0,0,-4.2240000000000002]
["SS","Battery",32,"D5",121.05,0,0,-71.42]
["SS","Battery",32,"S7",0.03,0,0,-1.7999999999999999E-2]
["SS","Battery",32,"P7",0.48,0,0,-0.28299999999999997]
["SS","Battery",32,"G6",305.39,0,0,-180.18]
["SS","Battery",32,"L5",95.03,0,0,-56.067999999999998]
["SS","Battery",32,"K6",1.24,0,0,-0.73199999999999998]
["SS","Battery",32,"R4",0.05,0,0,-0.03]
["SS","Battery",32,"P8",2.33,0,0,-1.375]
["SS","Battery",32,"M7",0.94,0,0,-0.55500000000000005]
["SS","Battery",32,"R6",0.62,0,0,-0.36599999999999999]
["SS","Battery",32,"S1",4.08,0,0,-2.407]
["SS","Battery",32,"T1",0.59,0,0,-0.34799999999999998]
["SS","Battery",32,"L3",164.99,0,0,-97.343999999999994]
["SS","Battery",32,"F6",150.04,0,0,-88.524000000000001]
["SS","Battery",32,"D6",2.37,0,0,-1.3979999999999999]
["SS","Battery",32,"R5",0.54,0,0,-0.31900000000000001]
["SS","Battery",32,"K5",21.36,0,0,-12.602]
["SS","Battery",32,"M4",0.34,0,0,-0.20100000000000001]
["SS","Battery",32,"L1",103.9,0,0,-61.301000000000002]
["SS","Battery",32,"H1",22.9,0,0,-13.510999999999999]
["SS","Battery",32,"Q2",56.44,0,0,-33.299999999999997]
["SS","Battery",32,"N4",0.86,0,0,-0.50700000000000001]
["SS","Battery",32,"S6",0.06,0,0,-3.5000000000000003E-2]
["SS","Battery",32,"P5",0.04,0,0,-2.4E-2]
["SS","Battery",32,"N2",10.029999999999999,0,0,-5.9180000000000001]
["SS","Battery",32,"N5",0.41,0,0,-0.24199999999999999]
["SS","Battery",32,"Q5",0.24,0,0,-0.14199999999999999]
["SS","Battery",32,"M5",0.24,0,0,-0.14199999999999999]
["SS","Battery",32,"Q4",35.64,0,0,-21.027999999999999]
["SS","Battery",32,"P1",0.34,0,0,-0.20100000000000001]
["SS","Battery",32,"N7",0.04,0,0,-2.4E-2]
["SS","Battery",32,"E7",1.74,0,0,-1.0269999999999999]
["SS","Battery",32,"Q6",1.1100000000000001,0,0,-0.65500000000000003]
["SS","Battery",32,"N1",20.12,0,0,-11.871]
["SS","Battery",32,"B4",0.56000000000000005,0,0,-0.33]
["SS","Battery",32,"G7",39.53,0,0,-23.323]
["SS","Battery",32,"L8",23.31,0,0,-13.753]
["SS","Battery",32,"L7",24.48,0,0,-14.443]
["SS","Battery",33,"P5",0.04,0,0,-2.4E-2]
["SS","Battery",33,"M7",0.93,0,0,-0.54900000000000004]
["SS","Battery",33,"G5",60.53,0,0,-35.713000000000001]
["SS","Battery",33,"T1",0.62,0,0,-0.36599999999999999]
["SS","Battery",33,"C5",21.91,0,0,-12.927]
["SS","Battery",33,"S1",4.04,0,0,-2.3839999999999999]
["SS","Battery",33,"P3",43.89,0,0,-25.895]
["SS","Battery",33,"D6",2.39,0,0,-1.41]
["SS","Battery",33,"K4",2.87,0,0,-1.6930000000000001]
["SS","Battery",33,"J7",3.68,0,0,-2.1709999999999998]
["SS","Battery",33,"D4",1.62,0,0,-0.95599999999999996]
["SS","Battery",33,"R4",0.06,0,0,-3.5000000000000003E-2]
["SS","Battery",33,"L7",24.48,0,0,-14.443]
["SS","Battery",33,"P7",0.47,0,0,-0.27700000000000002]
["SS","Battery",33,"S7",0.03,0,0,-1.7999999999999999E-2]
["SS","Battery",33,"Q5",0.24,0,0,-0.14199999999999999]
["SS","Battery",33,"Q8",0.88,0,0,-0.51900000000000002]
["SS","Battery",33,"P8",2.2999999999999998,0,0,-1.357]
["SS","Battery",33,"T2",1.99,0,0,-1.1739999999999999]
["SS","Battery",33,"Q2",56.45,0,0,-33.305999999999997]
["SS","Battery",33,"Q6",1.0900000000000001,0,0,-0.64300000000000002]
["SS","Battery",33,"T3",0.2,0,0,-0.11799999999999999]
["SS","Battery",33,"Q4",35.64,0,0,-21.027999999999999]
["SS","Battery",33,"S2",0.75,0,0,-0.443]
["SS","Battery",33,"T4",0.34,0,0,-0.20100000000000001]
["SS","Battery",33,"S6",0.06,0,0,-3.5000000000000003E-2]
["SS","Battery",33,"G6",305.41000000000003,0,0,-180.19200000000001]
["SS","Battery",33,"R5",0.53,0,0,-0.313]
["SS","Battery",33,"S5",2.1800000000000002,0,0,-1.286]
["SS","Battery",33,"S4",0.03,0,0,-1.7999999999999999E-2]
["SS","Battery",33,"M4",0.33,0,0,-0.19500000000000001]
["SS","Battery",33,"N3",31.15,0,0,-18.379000000000001]
["SS","Battery",33,"Q7",0.26,0,0,-0.153]
["SS","Battery",33,"L2",258.43,0,0,-152.47399999999999]
["SS","Battery",33,"R6",0.62,0,0,-0.36599999999999999]
["SS","Battery",33,"A6",150.07,0,0,-88.540999999999997]
["SS","Battery",33,"C7",2.5499999999999998,0,0,-1.5049999999999999]
["SS","Battery",33,"J4",2.5299999999999998,0,0,-1.4930000000000001]
["SS","Battery",33,"N4",0.85,0,0,-0.502]
["SS","Battery",33,"F6",150.01,0,0,-88.506]
["SS","Battery",33,"J3",3.41,0,0,-2.012]
["SS","Battery",33,"E7",1.75,0,0,-1.0329999999999999]
["SS","Battery",33,"H6",4.6500000000000004,0,0,-2.7440000000000002]
["SS","Battery",33,"J8",129.13999999999999,0,0,-76.192999999999998]
["SS","Battery",33,"A1",20.14,0,0,-11.882999999999999]
["SS","Battery",33,"N2",10.029999999999999,0,0,-5.9180000000000001]
["SS","Battery",33,"P6",0.51,0,0,-0.30099999999999999]
["SS","Battery",33,"K6",1.24,0,0,-0.73199999999999998]
["SS","Battery",33,"J1",2.56,0,0,-1.51]
["SS","Battery",33,"C6",10.19,0,0,-6.0119999999999996]
["SS","Battery",33,"L8",23.3,0,0,-13.747]
["SS","Battery",33,"D5",121.04,0,0,-71.414000000000001]
["SS","Battery",33,"N1",20.12,0,0,-11.871]
["SS","Battery",33,"E8",30.61,0,0,-18.059999999999999]
["SS","Battery",33,"G1",75.09,0,0,-44.302999999999997]
["SS","Battery",33,"N7",0.04,0,0,-2.4E-2]
["SS","Battery",33,"N6",0.02,0,0,-1.2E-2]
["SS","Battery",33,"C2",276.2,0,0,-162.958]
["SS","Battery",33,"H1",0.89,0,0,-0.52500000000000002]
["SS","Battery",33,"B3",25.3,0,0,-14.927]
["SS","Battery",33,"N5",0.4,0,0,-0.23599999999999999]
["SS","Battery",33,"E1",25.11,0,0,-14.815]
["SS","Battery",33,"K5",21.36,0,0,-12.602]
["SS","Battery",33,"B2",179.99,0,0,-106.194]
["SS","Battery",33,"L1",103.9,0,0,-61.301000000000002]
["SS","Battery",33,"J6",7.14,0,0,-4.2130000000000001]
["SS","Battery",33,"M6",1.08,0,0,-0.63700000000000001]
["SS","Battery",33,"C3",0.78,0,0,-0.46]
["SS","Battery",33,"B4",0.56999999999999995,0,0,-0.33600000000000002]
["SS","Battery",33,"P2",0.03,0,0,-1.7999999999999999E-2]
["SS","Battery",33,"H2",82.03,0,0,-48.398000000000003]
["SS","Battery",33,"B1",40.69,0,0,-24.007000000000001]
["SS","Battery",33,"J5",1.02,0,0,-0.60199999999999998]
["SS","Battery",33,"A3",0.04,0,0,-2.4E-2]
["SS","Battery",33,"L3",164.99,0,0,-97.343999999999994]
["SS","Battery",33,"M5",0.23,0,0,-0.13600000000000001]
["SS","Battery",33,"A9",0.04,0,0,-2.4E-2]
["SS","Battery",33,"A7",0.04,0,0,-2.4E-2]
["SS","Battery",33,"G7",39.54,0,0,-23.329000000000001]
["SS","Battery",33,"A8",36.049999999999997,0,0,-21.27]
["SS","Battery",33,"L5",95.02,0,0,-56.061999999999998]
["SS","Battery",33,"T5",0.68,0,0,-0.40100000000000002]
["SS","Battery",33,"M8",0.32,0,0,-0.189]
["SS","Battery",33,"C4",0.5,0,0,-0.29499999999999998]
["SS","Battery",33,"C1",0.15,0,0,-8.8999999999999996E-2]
["SS","Battery",33,"P1",0.34,0,0,-0.20100000000000001]
["SS","Battery",33,"A4",0.13,0,0,-7.6999999999999999E-2]
["SS","Battery",33,"P4",0.45,0,0,-0.26600000000000001]
["SS","Battery",34,"P6",0.5,0,0,-0.29499999999999998]
["SS","Battery",34,"N5",0.4,0,0,-0.23599999999999999]
["SS","Battery",34,"L3",164.97,0,0,-97.331999999999994]
["SS","Battery",34,"T4",0.38,0,0,-0.224]
["SS","Battery",34,"S6",0.08,0,0,-4.7E-2]
["SS","Battery",34,"M4",0.33,0,0,-0.19500000000000001]
["SS","Battery",34,"P3",43.88,0,0,-25.888999999999999]
["SS","Battery",34,"S2",0.75,0,0,-0.443]
["SS","Battery",34,"S5",2.2999999999999998,0,0,-1.357]
["SS","Battery",34,"Q4",35.630000000000003,0,0,-21.021999999999998]
["SS","Battery",34,"S4",0.04,0,0,-2.4E-2]
["SS","Battery",34,"H2",82.02,0,0,-48.392000000000003]
["SS","Battery",34,"N3",31.16,0,0,-18.384]
["SS","Battery",34,"Q6",1.08,0,0,-0.63700000000000001]
["SS","Battery",34,"T5",0.71,0,0,-0.41899999999999998]
["SS","Battery",34,"Q2",56.45,0,0,-33.305999999999997]
["SS","Battery",34,"T3",0.21,0,0,-0.124]
["SS","Battery",34,"S7",0.04,0,0,-2.4E-2]
["SS","Battery",34,"P2",0.03,0,0,-1.7999999999999999E-2]
["SS","Battery",34,"N7",0.04,0,0,-2.4E-2]
["SS","Battery",34,"G6",305.41000000000003,0,0,-180.19200000000001]
["SS","Battery",34,"T1",0.68,0,0,-0.40100000000000002]
["SS","Battery",34,"J5",1.01,0,0,-0.59599999999999997]
["SS","Battery",34,"P5",0.04,0,0,-2.4E-2]
["SS","Battery",34,"K4",2.87,0,0,-1.6930000000000001]
["SS","Battery",34,"J4",2.54,0,0,-1.4990000000000001]
["SS","Battery",34,"A6",115.07,0,0,-67.891000000000005]
["SS","Battery",34,"T2",1.02,0,0,-0.60199999999999998]
["SS","Battery",34,"M5",0.23,0,0,-0.13600000000000001]
["SS","Battery",34,"Q7",0.26,0,0,-0.153]
["SS","Battery",34,"P4",0.44,0,0,-0.26]
["SS","Battery",34,"E8",30.61,0,0,-18.059999999999999]
["SS","Battery",34,"A7",0.04,0,0,-2.4E-2]
["SS","Battery",34,"G5",60.54,0,0,-35.719000000000001]
["SS","Battery",34,"L5",94.99,0,0,-56.043999999999997]
["SS","Battery",34,"R6",0.61,0,0,-0.36]
["SS","Battery",34,"B1",40.69,0,0,-24.007000000000001]
["SS","Battery",34,"L8",23.3,0,0,-13.747]
["SS","Battery",34,"P1",0.33,0,0,-0.19500000000000001]
["SS","Battery",34,"L2",258.43,0,0,-152.47399999999999]
["SS","Battery",34,"C1",0.15,0,0,-8.8999999999999996E-2]
["SS","Battery",34,"M7",0.91,0,0,-0.53700000000000003]
["SS","Battery",34,"P7",0.46,0,0,-0.27100000000000002]
["SS","Battery",34,"N1",20.12,0,0,-11.871]
["SS","Battery",34,"M8",0.31,0,0,-0.183]
["SS","Battery",34,"G1",75.099999999999994,0,0,-44.308999999999997]
["SS","Battery",34,"L7",24.48,0,0,-14.443]
["SS","Battery",34,"M6",1.08,0,0,-0.63700000000000001]
["SS","Battery",34,"E7",1.76,0,0,-1.038]
["SS","Battery",34,"A4",0.13,0,0,-7.6999999999999999E-2]
["SS","Battery",34,"N2",10.029999999999999,0,0,-5.9180000000000001]
["SS","Battery",34,"N6",0.02,0,0,-1.2E-2]
["SS","Battery",34,"J7",3.63,0,0,-2.1419999999999999]
["SS","Battery",34,"C2",236.2,0,0,-139.358]
["SS","Battery",34,"R4",0.06,0,0,-3.5000000000000003E-2]
["SS","Battery",34,"K5",21.35,0,0,-12.597]
["SS","Battery",34,"J8",129.13999999999999,0,0,-76.192999999999998]
["SS","Battery",34,"L1",103.9,0,0,-61.301000000000002]
["SS","Battery",34,"G7",39.54,0,0,-23.329000000000001]
["SS","Battery",34,"D6",2.4,0,0,-1.4159999999999999]
["SS","Battery",34,"D5",121.03,0,0,-71.408000000000001]
["SS","Battery",34,"J1",2.54,0,0,-1.4990000000000001]
["SS","Battery",34,"A1",20.14,0,0,-11.882999999999999]
["SS","Battery",34,"N4",0.84,0,0,-0.496]
["SS","Battery",34,"E1",25.16,0,0,-14.843999999999999]
["SS","Battery",34,"R5",0.53,0,0,-0.313]
["SS","Battery",34,"C3",0.78,0,0,-0.46]
["SS","Battery",34,"C5",21.9,0,0,-12.920999999999999]
["SS","Battery",34,"B4",0.56999999999999995,0,0,-0.33600000000000002]
["SS","Battery",34,"H1",0.88,0,0,-0.51900000000000002]
["SS","Battery",34,"H6",4.5999999999999996,0,0,-2.714]
["SS","Battery",34,"K6",0.6,0,0,-0.35399999999999998]
["SS","Battery",34,"C4",0.5,0,0,-0.29499999999999998]
["SS","Battery",34,"B3",25.3,0,0,-14.927]
["SS","Battery",34,"A8",36.049999999999997,0,0,-21.27]
["SS","Battery",34,"C6",10.19,0,0,-6.0119999999999996]
["SS","Battery",34,"J6",7.11,0,0,-4.1950000000000003]
["SS","Battery",34,"C7",2.5499999999999998,0,0,-1.5049999999999999]
["SS","Battery",34,"B2",179.95,0,0,-106.17100000000001]
["SS","Battery",34,"A9",0.04,0,0,-2.4E-2]
["SS","Battery",34,"D4",1.6,0,0,-0.94399999999999995]
["SS","Battery",34,"A3",0.04,0,0,-2.4E-2]
["SS","Battery",34,"S1",4.0599999999999996,0,0,-2.395]
["SS","Battery",34,"Q8",0.88,0,0,-0.51900000000000002]
["SS","Battery",34,"F6",149.97,0,0,-88.481999999999999]
["SS","Battery",34,"J3",3.42,0,0,-2.0179999999999998]
["SS","Battery",34,"P8",2.27,0,0,-1.339]
["SS","Battery",34,"Q5",0.23,0,0,-0.13600000000000001]
["SS","Battery",35,"L5",74.959999999999994,0,0,-44.225999999999999]
["SS","Battery",35,"C7",2.54,0,0,-1.4990000000000001]
["SS","Battery",35,"A6",115.07,0,0,-67.891000000000005]
["SS","Battery",35,"R4",0.06,0,0,-3.5000000000000003E-2]
["SS","Battery",35,"D5",121.02,0,0,-71.402000000000001]
["SS","Battery",35,"C4",0.5,0,0,-0.29499999999999998]
["SS","Battery",35,"G5",60.54,0,0,-35.719000000000001]
["SS","Battery",35,"C6",10.19,0,0,-6.0119999999999996]
["SS","Battery",35,"B4",0.56999999999999995,0,0,-0.33600000000000002]
["SS","Battery",35,"D6",2.41,0,0,-1.4219999999999999]
["SS","Battery",35,"L2",258.42,0,0,-152.46799999999999]
["SS","Battery",35,"R6",0.61,0,0,-0.36]
["SS","Battery",35,"A3",0.04,0,0,-2.4E-2]
["SS","Battery",35,"C1",0.15,0,0,-8.8999999999999996E-2]
["SS","Battery",35,"B1",40.68,0,0,-24.001000000000001]
["SS","Battery",35,"S4",0.06,0,0,-3.5000000000000003E-2]
["SS","Battery",35,"T3",0.24,0,0,-0.14199999999999999]
["SS","Battery",35,"A8",36.049999999999997,0,0,-21.27]
["SS","Battery",35,"B3",0.3,0,0,-0.17699999999999999]
["SS","Battery",35,"E7",1.76,0,0,-1.038]
["SS","Battery",35,"G6",305.39999999999998,0,0,-180.18600000000001]
["SS","Battery",35,"A9",0.04,0,0,-2.4E-2]
["SS","Battery",35,"P4",0.45,0,0,-0.26600000000000001]
["SS","Battery",35,"B2",169.9,0,0,-100.241]
["SS","Battery",35,"J3",3.43,0,0,-2.024]
["SS","Battery",35,"S5",2.35,0,0,-1.387]
["SS","Battery",35,"P8",2.27,0,0,-1.339]
["SS","Battery",35,"P6",0.51,0,0,-0.30099999999999999]
["SS","Battery",35,"Q5",0.24,0,0,-0.14199999999999999]
["SS","Battery",35,"Q6",1.08,0,0,-0.63700000000000001]
["SS","Battery",35,"M7",0.92,0,0,-0.54300000000000004]
["SS","Battery",35,"P5",0.04,0,0,-2.4E-2]
["SS","Battery",35,"K5",11.33,0,0,-6.6849999999999996]
["SS","Battery",35,"N1",0.12,0,0,-7.0999999999999994E-2]
["SS","Battery",35,"S6",0.08,0,0,-4.7E-2]
["SS","Battery",35,"S2",0.78,0,0,-0.46]
["SS","Battery",35,"A1",20.14,0,0,-11.882999999999999]
["SS","Battery",35,"S3",0.01,0,0,-6.0000000000000001E-3]
["SS","Battery",35,"P3",43.87,0,0,-25.882999999999999]
["SS","Battery",35,"N3",1.18,0,0,-0.69599999999999995]
["SS","Battery",35,"T2",1.06,0,0,-0.625]
["SS","Battery",35,"S7",0.05,0,0,-0.03]
["SS","Battery",35,"K6",0.6,0,0,-0.35399999999999998]
["SS","Battery",35,"M4",0.33,0,0,-0.19500000000000001]
["SS","Battery",35,"T5",0.74,0,0,-0.437]
["SS","Battery",35,"A4",0.13,0,0,-7.6999999999999999E-2]
["SS","Battery",35,"H1",0.89,0,0,-0.52500000000000002]
["SS","Battery",35,"D4",1.57,0,0,-0.92600000000000005]
["SS","Battery",35,"R5",0.53,0,0,-0.313]
["SS","Battery",35,"A7",0.04,0,0,-2.4E-2]
["SS","Battery",35,"G7",39.54,0,0,-23.329000000000001]
["SS","Battery",35,"N5",0.4,0,0,-0.23599999999999999]
["SS","Battery",35,"Q8",0.88,0,0,-0.51900000000000002]
["SS","Battery",35,"G1",55.1,0,0,-32.509]
["SS","Battery",35,"J4",2.5499999999999998,0,0,-1.5049999999999999]
["SS","Battery",35,"Q4",0.63,0,0,-0.372]
["SS","Battery",35,"L8",23.3,0,0,-13.747]
["SS","Battery",35,"T4",0.4,0,0,-0.23599999999999999]
["SS","Battery",35,"Q2",0.56000000000000005,0,0,-0.33]
["SS","Battery",35,"L7",4.47,0,0,-2.637]
["SS","Battery",35,"N4",0.84,0,0,-0.496]
["SS","Battery",35,"S1",4.13,0,0,-2.4369999999999998]
["SS","Battery",35,"Q7",0.26,0,0,-0.153]
["SS","Battery",35,"N2",0.03,0,0,-1.7999999999999999E-2]
["SS","Battery",35,"J5",1.01,0,0,-0.59599999999999997]
["SS","Battery",35,"M5",0.23,0,0,-0.13600000000000001]
["SS","Battery",35,"E8",30.62,0,0,-18.065999999999999]
["SS","Battery",35,"L3",163.96,0,0,-96.736000000000004]
["SS","Battery",35,"N7",0.04,0,0,-2.4E-2]
["SS","Battery",35,"P2",0.03,0,0,-1.7999999999999999E-2]
["SS","Battery",35,"L1",54,0,0,-31.86]
["SS","Battery",35,"P1",0.33,0,0,-0.19500000000000001]
["SS","Battery",35,"T1",0.74,0,0,-0.437]
["SS","Battery",35,"F6",149.94,0,0,-88.465000000000003]
["SS","Battery",35,"J8",72.44,0,0,-42.74]
["SS","Battery",35,"M8",0.32,0,0,-0.189]
["SS","Battery",35,"C2",236.21,0,0,-139.364]
["SS","Battery",35,"C5",21.9,0,0,-12.920999999999999]
["SS","Battery",35,"N6",0.02,0,0,-1.2E-2]
["SS","Battery",35,"H2",62.02,0,0,-36.591999999999999]
["SS","Battery",35,"J7",3.58,0,0,-2.1120000000000001]
["SS","Battery",35,"J6",7.09,0,0,-4.1829999999999998]
["SS","Battery",35,"C3",0.78,0,0,-0.46]
["SS","Battery",35,"P7",0.47,0,0,-0.27700000000000002]
["SS","Battery",35,"J1",2.54,0,0,-1.4990000000000001]
["SS","Battery",35,"H6",4.54,0,0,-2.6789999999999998]
["SS","Battery",35,"M6",1.08,0,0,-0.63700000000000001]
["SS","Battery",35,"E1",25.21,0,0,-14.874000000000001]
["SS","Battery",35,"K4",2.87,0,0,-1.6930000000000001]
["SS","Battery",36,"B1",40.659999999999997,0,0,-23.989000000000001]
["SS","Battery",36,"S6",0.12,0,0,-7.0999999999999994E-2]
["SS","Battery",36,"A4",0.14000000000000001,0,0,-8.3000000000000004E-2]
["SS","Battery",36,"C4",0.5,0,0,-0.29499999999999998]
["SS","Battery",36,"S3",0.01,0,0,-6.0000000000000001E-3]
["SS","Battery",36,"D6",2.42,0,0,-1.4279999999999999]
["SS","Battery",36,"A8",36.06,0,0,-21.274999999999999]
["SS","Battery",36,"E1",25.24,0,0,-14.891999999999999]
["SS","Battery",36,"C7",2.5099999999999998,0,0,-1.4810000000000001]
["SS","Battery",36,"B3",0.3,0,0,-0.17699999999999999]
["SS","Battery",36,"S1",4.21,0,0,-2.484]
["SS","Battery",36,"B2",169.81,0,0,-100.188]
["SS","Battery",36,"J6",7.06,0,0,-4.165]
["SS","Battery",36,"N1",0.12,0,0,-7.0999999999999994E-2]
["SS","Battery",36,"P7",0.47,0,0,-0.27700000000000002]
["SS","Battery",36,"P1",0.34,0,0,-0.20100000000000001]
["SS","Battery",36,"N7",0.04,0,0,-2.4E-2]
["SS","Battery",36,"Q6",1.08,0,0,-0.63700000000000001]
["SS","Battery",36,"E8",30.62,0,0,-18.065999999999999]
["SS","Battery",36,"J5",1,0,0,-0.59]
["SS","Battery",36,"Q5",0.24,0,0,-0.14199999999999999]
["SS","Battery",36,"N3",1.2,0,0,-0.70799999999999996]
["SS","Battery",36,"Q4",0.63,0,0,-0.372]
["SS","Battery",36,"J7",3.48,0,0,-2.0529999999999999]
["SS","Battery",36,"N4",0.85,0,0,-0.502]
["SS","Battery",36,"N5",0.4,0,0,-0.23599999999999999]
["SS","Battery",36,"K4",2.87,0,0,-1.6930000000000001]
["SS","Battery",36,"Q7",0.26,0,0,-0.153]
["SS","Battery",36,"T5",0.78,0,0,-0.46]
["SS","Battery",36,"L7",4.46,0,0,-2.6309999999999998]
["SS","Battery",36,"P3",43.86,0,0,-25.876999999999999]
["SS","Battery",36,"S2",0.79,0,0,-0.46600000000000003]
["SS","Battery",36,"L5",74.900000000000006,0,0,-44.191000000000003]
["SS","Battery",36,"F6",149.87,0,0,-88.423000000000002]
["SS","Battery",36,"P8",2.27,0,0,-1.339]
["SS","Battery",36,"R6",0.62,0,0,-0.36599999999999999]
["SS","Battery",36,"C6",10.199999999999999,0,0,-6.0179999999999998]
["SS","Battery",36,"R4",0.06,0,0,-3.5000000000000003E-2]
["SS","Battery",36,"B4",0.56999999999999995,0,0,-0.33600000000000002]
["SS","Battery",36,"P2",0.03,0,0,-1.7999999999999999E-2]
["SS","Battery",36,"Q8",0.89,0,0,-0.52500000000000002]
["SS","Battery",36,"M7",0.92,0,0,-0.54300000000000004]
["SS","Battery",36,"R5",0.53,0,0,-0.313]
["SS","Battery",36,"M8",0.32,0,0,-0.189]
["SS","Battery",36,"J4",2.57,0,0,-1.516]
["SS","Battery",36,"C5",21.89,0,0,-12.914999999999999]
["SS","Battery",36,"N2",0.03,0,0,-1.7999999999999999E-2]
["SS","Battery",36,"M4",0.32,0,0,-0.189]
["SS","Battery",36,"G7",39.549999999999997,0,0,-23.335000000000001]
["SS","Battery",36,"L8",23.3,0,0,-13.747]
["SS","Battery",36,"J3",3.42,0,0,-2.0179999999999998]
["SS","Battery",36,"C2",236.22,0,0,-139.37]
["SS","Battery",36,"P5",0.04,0,0,-2.4E-2]
["SS","Battery",36,"H2",62.02,0,0,-36.591999999999999]
["SS","Battery",36,"S4",0.08,0,0,-4.7E-2]
["SS","Battery",36,"H1",0.89,0,0,-0.52500000000000002]
["SS","Battery",36,"J8",72.430000000000007,0,0,-42.734000000000002]
["SS","Battery",36,"C3",0.77,0,0,-0.45400000000000001]
["SS","Battery",36,"L3",163.92,0,0,-96.712999999999994]
["SS","Battery",36,"C1",0.16,0,0,-9.4E-2]
["SS","Battery",36,"N6",0.02,0,0,-1.2E-2]
["SS","Battery",36,"G5",60.55,0,0,-35.725000000000001]
["SS","Battery",36,"G1",55.1,0,0,-32.509]
["SS","Battery",36,"L2",258.41000000000003,0,0,-152.46199999999999]
["SS","Battery",36,"L1",54,0,0,-31.86]
["SS","Battery",36,"P6",0.51,0,0,-0.30099999999999999]
["SS","Battery",36,"A9",0.04,0,0,-2.4E-2]
["SS","Battery",36,"A7",0.04,0,0,-2.4E-2]
["SS","Battery",36,"A6",115.07,0,0,-67.891000000000005]
["SS","Battery",36,"E7",1.75,0,0,-1.0329999999999999]
["SS","Battery",36,"H6",4.45,0,0,-2.6259999999999999]
["SS","Battery",36,"D5",120.99,0,0,-71.384]
["SS","Battery",36,"J1",2.5299999999999998,0,0,-1.4930000000000001]
["SS","Battery",36,"A1",20.14,0,0,-11.882999999999999]
["SS","Battery",36,"G6",305.37,0,0,-180.16800000000001]
["SS","Battery",36,"P4",0.45,0,0,-0.26600000000000001]
["SS","Battery",36,"T2",1.1100000000000001,0,0,-0.65500000000000003]
["SS","Battery",36,"M6",1.08,0,0,-0.63700000000000001]
["SS","Battery",36,"S7",7.0000000000000007E-2,0,0,-4.1000000000000002E-2]
["SS","Battery",36,"K6",0.59,0,0,-0.34799999999999998]
["SS","Battery",36,"D4",1.52,0,0,-0.89700000000000002]
["SS","Battery",36,"A3",0.04,0,0,-2.4E-2]
["SS","Battery",36,"K5",11.31,0,0,-6.673]
["SS","Battery",36,"Q2",0.56999999999999995,0,0,-0.33600000000000002]
["SS","Battery",36,"M5",0.23,0,0,-0.13600000000000001]
["SS","Battery",36,"S5",2.54,0,0,-1.4990000000000001]
["SS","Battery",36,"T1",0.8,0,0,-0.47199999999999998]
["SS","Battery",36,"T4",0.43,0,0,-0.254]
["SS","Battery",36,"T3",0.27,0,0,-0.159]
["SS","Battery",37,"Q8",0.89,0,0,-0.52500000000000002]
["SS","Battery",37,"T1",0.87,0,0,-0.51300000000000001]
["SS","Battery",37,"M8",0.32,0,0,-0.189]
["SS","Battery",37,"T5",0.83,0,0,-0.49]
["SS","Battery",37,"T3",0.28999999999999998,0,0,-0.17100000000000001]
["SS","Battery",37,"R5",0.53,0,0,-0.313]
["SS","Battery",37,"Q4",0.63,0,0,-0.372]
["SS","Battery",37,"S5",2.67,0,0,-1.575]
["SS","Battery",37,"S4",0.09,0,0,-5.2999999999999999E-2]
["SS","Battery",37,"S2",0.78,0,0,-0.46]
["SS","Battery",37,"S3",0.01,0,0,-6.0000000000000001E-3]
["SS","Battery",37,"G7",39.56,0,0,-23.34]
["SS","Battery",37,"S6",0.14000000000000001,0,0,-8.3000000000000004E-2]
["SS","Battery",37,"S7",0.08,0,0,-4.7E-2]
["SS","Battery",37,"M7",0.91,0,0,-0.53700000000000003]
["SS","Battery",37,"T2",1.1499999999999999,0,0,-0.67900000000000005]
["SS","Battery",37,"T4",0.47,0,0,-0.27700000000000002]
["SS","Battery",37,"N5",0.4,0,0,-0.23599999999999999]
["SS","Battery",37,"R6",0.61,0,0,-0.36]
["SS","Battery",37,"R4",0.06,0,0,-3.5000000000000003E-2]
["SS","Battery",37,"N2",0.03,0,0,-1.7999999999999999E-2]
["SS","Battery",37,"P8",2.23,0,0,-1.3160000000000001]
["SS","Battery",37,"H1",0.89,0,0,-0.52500000000000002]
["SS","Battery",37,"N3",1.24,0,0,-0.73199999999999998]
["SS","Battery",37,"N4",0.84,0,0,-0.496]
["SS","Battery",37,"N6",0.02,0,0,-1.2E-2]
["SS","Battery",37,"N7",0.05,0,0,-0.03]
["SS","Battery",37,"H2",62.01,0,0,-36.585999999999999]
["SS","Battery",37,"P4",0.44,0,0,-0.26]
["SS","Battery",37,"H6",4.34,0,0,-2.5609999999999999]
["SS","Battery",37,"P1",0.33,0,0,-0.19500000000000001]
["SS","Battery",37,"K6",0.57999999999999996,0,0,-0.34200000000000003]
["SS","Battery",37,"P7",0.47,0,0,-0.27700000000000002]
["SS","Battery",37,"J6",7.01,0,0,-4.1360000000000001]
["SS","Battery",37,"Q7",0.26,0,0,-0.153]
["SS","Battery",37,"D4",1.46,0,0,-0.86099999999999999]
["SS","Battery",37,"N1",0.11,0,0,-6.5000000000000002E-2]
["SS","Battery",37,"K5",11.29,0,0,-6.6609999999999996]
["SS","Battery",37,"S1",4.1100000000000003,0,0,-2.4249999999999998]
["SS","Battery",37,"A6",115.07,0,0,-67.891000000000005]
["SS","Battery",37,"A4",0.14000000000000001,0,0,-8.3000000000000004E-2]
["SS","Battery",37,"J3",3.45,0,0,-2.036]
["SS","Battery",37,"J4",2.6,0,0,-1.534]
["SS","Battery",37,"J5",0.99,0,0,-0.58399999999999996]
["SS","Battery",37,"J7",3.37,0,0,-1.988]
["SS","Battery",37,"J1",2.5,0,0,-1.4750000000000001]
["SS","Battery",37,"Q6",1.07,0,0,-0.63100000000000001]
["SS","Battery",37,"J8",72.430000000000007,0,0,-42.734000000000002]
["SS","Battery",37,"K4",2.88,0,0,-1.6990000000000001]
["SS","Battery",37,"A9",0.04,0,0,-2.4E-2]
["SS","Battery",37,"L3",163.89,0,0,-96.694999999999993]
["SS","Battery",37,"L2",258.41000000000003,0,0,-152.46199999999999]
["SS","Battery",37,"Q5",0.24,0,0,-0.14199999999999999]
["SS","Battery",37,"L5",74.84,0,0,-44.155999999999999]
["SS","Battery",37,"Q2",0.57999999999999996,0,0,-0.34200000000000003]
["SS","Battery",37,"L7",4.46,0,0,-2.6309999999999998]
["SS","Battery",37,"P6",0.51,0,0,-0.30099999999999999]
["SS","Battery",37,"L8",23.3,0,0,-13.747]
["SS","Battery",37,"M6",1.08,0,0,-0.63700000000000001]
["SS","Battery",37,"M4",0.32,0,0,-0.189]
["SS","Battery",37,"P5",0.04,0,0,-2.4E-2]
["SS","Battery",37,"D5",120.96,0,0,-71.366]
["SS","Battery",37,"P3",43.85,0,0,-25.872]
["SS","Battery",37,"A7",0.04,0,0,-2.4E-2]
["SS","Battery",37,"M5",0.23,0,0,-0.13600000000000001]
["SS","Battery",37,"C5",21.88,0,0,-12.909000000000001]
["SS","Battery",37,"C4",0.5,0,0,-0.29499999999999998]
["SS","Battery",37,"L1",54,0,0,-31.86]
["SS","Battery",37,"E1",25.38,0,0,-14.974]
["SS","Battery",37,"G1",55.11,0,0,-32.515000000000001]
["SS","Battery",37,"E7",1.77,0,0,-1.044]
["SS","Battery",37,"G5",60.57,0,0,-35.735999999999997]
["SS","Battery",37,"G6",305.39,0,0,-180.18]
["SS","Battery",37,"C6",10.199999999999999,0,0,-6.0179999999999998]
["SS","Battery",37,"A8",36.06,0,0,-21.274999999999999]
["SS","Battery",37,"F6",149.80000000000001,0,0,-88.382000000000005]
["SS","Battery",37,"C3",0.76,0,0,-0.44800000000000001]
["SS","Battery",37,"P2",0.03,0,0,-1.7999999999999999E-2]
["SS","Battery",37,"A3",0.04,0,0,-2.4E-2]
["SS","Battery",37,"D6",2.46,0,0,-1.4510000000000001]
["SS","Battery",37,"C2",236.23,0,0,-139.376]
["SS","Battery",37,"B4",0.57999999999999996,0,0,-0.34200000000000003]
["SS","Battery",37,"E8",30.63,0,0,-18.071999999999999]
["SS","Battery",37,"A1",20.14,0,0,-11.882999999999999]
["SS","Battery",37,"B1",40.65,0,0,-23.984000000000002]
["SS","Battery",37,"B3",0.3,0,0,-0.17699999999999999]
["SS","Battery",37,"B2",169.71,0,0,-100.129]
["SS","Battery",37,"C7",2.5099999999999998,0,0,-1.4810000000000001]
["SS","Battery",37,"C1",0.16,0,0,-9.4E-2]
["SS","Battery",38,"T4",0.49,0,0,-0.28899999999999998]
["SS","Battery",38,"Q8",0.87,0,0,-0.51300000000000001]
["SS","Battery",38,"A8",36.06,0,0,-21.274999999999999]
["SS","Battery",38,"N2",0.03,0,0,-1.7999999999999999E-2]
["SS","Battery",38,"R6",0.6,0,0,-0.35399999999999998]
["SS","Battery",38,"N3",1.31,0,0,-0.77300000000000002]
["SS","Battery",38,"R4",0.06,0,0,-3.5000000000000003E-2]
["SS","Battery",38,"R5",0.53,0,0,-0.313]
["SS","Battery",38,"T2",1.1499999999999999,0,0,-0.67900000000000005]
["SS","Battery",38,"P4",0.43,0,0,-0.254]
["SS","Battery",38,"S7",0.09,0,0,-5.2999999999999999E-2]
["SS","Battery",38,"S6",0.16,0,0,-9.4E-2]
["SS","Battery",38,"S5",2.85,0,0,-1.6819999999999999]
["SS","Battery",38,"S3",0.01,0,0,-6.0000000000000001E-3]
["SS","Battery",38,"S4",0.1,0,0,-5.8999999999999997E-2]
["SS","Battery",38,"N5",0.39,0,0,-0.23]
["SS","Battery",38,"P2",0.03,0,0,-1.7999999999999999E-2]
["SS","Battery",38,"L2",258.41000000000003,0,0,-152.46199999999999]
["SS","Battery",38,"P7",0.45,0,0,-0.26600000000000001]
["SS","Battery",38,"T1",0.88,0,0,-0.51900000000000002]
["SS","Battery",38,"T3",0.3,0,0,-0.17699999999999999]
["SS","Battery",38,"M6",1.0900000000000001,0,0,-0.64300000000000002]
["SS","Battery",38,"T5",0.82,0,0,-0.48399999999999999]
["SS","Battery",38,"N6",0.02,0,0,-1.2E-2]
["SS","Battery",38,"B3",0.3,0,0,-0.17699999999999999]
["SS","Battery",38,"S2",0.79,0,0,-0.46600000000000003]
["SS","Battery",38,"P6",0.5,0,0,-0.29499999999999998]
["SS","Battery",38,"N4",0.81,0,0,-0.47799999999999998]
["SS","Battery",38,"G7",39.57,0,0,-23.346]
["SS","Battery",38,"M5",0.23,0,0,-0.13600000000000001]
["SS","Battery",38,"N7",0.05,0,0,-0.03]
["SS","Battery",38,"P1",0.33,0,0,-0.19500000000000001]
["SS","Battery",38,"P3",43.83,0,0,-25.86]
["SS","Battery",38,"S1",4.16,0,0,-2.4540000000000002]
["SS","Battery",38,"Q7",0.25,0,0,-0.14799999999999999]
["SS","Battery",38,"Q6",1.04,0,0,-0.61399999999999999]
["SS","Battery",38,"K4",2.92,0,0,-1.7230000000000001]
["SS","Battery",38,"J7",3.27,0,0,-1.929]
["SS","Battery",38,"K6",0.59,0,0,-0.34799999999999998]
["SS","Battery",38,"P8",2.16,0,0,-1.274]
["SS","Battery",38,"J5",0.99,0,0,-0.58399999999999996]
["SS","Battery",38,"J4",2.64,0,0,-1.5580000000000001]
["SS","Battery",38,"J1",2.46,0,0,-1.4510000000000001]
["SS","Battery",38,"A9",0.04,0,0,-2.4E-2]
["SS","Battery",38,"J8",72.430000000000007,0,0,-42.734000000000002]
["SS","Battery",38,"P5",0.04,0,0,-2.4E-2]
["SS","Battery",38,"B2",169.62,0,0,-100.07599999999999]
["SS","Battery",38,"L1",54,0,0,-31.86]
["SS","Battery",38,"Q4",0.61,0,0,-0.36]
["SS","Battery",38,"K5",11.27,0,0,-6.649]
["SS","Battery",38,"L3",163.86,0,0,-96.677000000000007]
["SS","Battery",38,"C7",2.52,0,0,-1.4870000000000001]
["SS","Battery",38,"J3",3.51,0,0,-2.0710000000000002]
["SS","Battery",38,"Q2",0.6,0,0,-0.35399999999999998]
["SS","Battery",38,"H6",4.2300000000000004,0,0,-2.496]
["SS","Battery",38,"L5",74.77,0,0,-44.113999999999997]
["SS","Battery",38,"L7",4.45,0,0,-2.6259999999999999]
["SS","Battery",38,"L8",23.3,0,0,-13.747]
["SS","Battery",38,"Q5",0.23,0,0,-0.13600000000000001]
["SS","Battery",38,"M4",0.31,0,0,-0.183]
["SS","Battery",38,"G6",305.45999999999998,0,0,-180.221]
["SS","Battery",38,"C3",0.76,0,0,-0.44800000000000001]
["SS","Battery",38,"H2",61.99,0,0,-36.573999999999998]
["SS","Battery",38,"M8",0.31,0,0,-0.183]
["SS","Battery",38,"M7",0.88,0,0,-0.51900000000000002]
["SS","Battery",38,"C1",0.16,0,0,-9.4E-2]
["SS","Battery",38,"B4",0.59,0,0,-0.34799999999999998]
["SS","Battery",38,"C2",236.25,0,0,-139.38800000000001]
["SS","Battery",38,"C4",0.49,0,0,-0.28899999999999998]
["SS","Battery",38,"C5",21.87,0,0,-12.903]
["SS","Battery",38,"E1",25.63,0,0,-15.122]
["SS","Battery",38,"J6",6.95,0,0,-4.101]
["SS","Battery",38,"H1",0.87,0,0,-0.51300000000000001]
["SS","Battery",38,"E7",1.8,0,0,-1.0620000000000001]
["SS","Battery",38,"D6",2.52,0,0,-1.4870000000000001]
["SS","Battery",38,"F6",149.72999999999999,0,0,-88.340999999999994]
["SS","Battery",38,"E8",30.65,0,0,-18.084]
["SS","Battery",38,"D5",120.94,0,0,-71.355000000000004]
["SS","Battery",38,"G1",55.12,0,0,-32.521000000000001]
["SS","Battery",38,"A1",20.14,0,0,-11.882999999999999]
["SS","Battery",38,"A3",0.04,0,0,-2.4E-2]
["SS","Battery",38,"A4",0.15,0,0,-8.8999999999999996E-2]
["SS","Battery",38,"A6",115.08,0,0,-67.897000000000006]
["SS","Battery",38,"A7",0.04,0,0,-2.4E-2]
["SS","Battery",38,"C6",10.210000000000001,0,0,-6.024]
["SS","Battery",38,"B1",40.64,0,0,-23.978000000000002]
["SS","Battery",38,"D4",1.4,0,0,-0.82599999999999996]
["SS","Battery",38,"G5",60.6,0,0,-35.753999999999998]
["SS","Battery",38,"N1",0.11,0,0,-6.5000000000000002E-2]
["SS","Battery",39,"Q8",0.88,0,0,-0.51900000000000002]
["SS","Battery",39,"Q7",0.25,0,0,-0.14799999999999999]
["SS","Battery",39,"C2",236.28,0,0,-139.405]
["SS","Battery",39,"P1",0.32,0,0,-0.189]
["SS","Battery",39,"N4",0.81,0,0,-0.47799999999999998]
["SS","Battery",39,"N3",1.37,0,0,-0.80800000000000005]
["SS","Battery",39,"N1",0.11,0,0,-6.5000000000000002E-2]
["SS","Battery",39,"T3",0.32,0,0,-0.189]
["SS","Battery",39,"R6",0.6,0,0,-0.35399999999999998]
["SS","Battery",39,"S6",0.18,0,0,-0.106]
["SS","Battery",39,"S4",0.11,0,0,-6.5000000000000002E-2]
["SS","Battery",39,"Q4",0.61,0,0,-0.36]
["SS","Battery",39,"S2",0.81,0,0,-0.47799999999999998]
["SS","Battery",39,"C3",0.75,0,0,-0.443]
["SS","Battery",39,"S1",4.1500000000000004,0,0,-2.4489999999999998]
["SS","Battery",39,"M8",0.31,0,0,-0.183]
["SS","Battery",39,"S5",2.97,0,0,-1.752]
["SS","Battery",39,"S3",0.01,0,0,-6.0000000000000001E-3]
["SS","Battery",39,"S7",0.1,0,0,-5.8999999999999997E-2]
["SS","Battery",39,"B4",0.6,0,0,-0.35399999999999998]
["SS","Battery",39,"T1",0.97,0,0,-0.57199999999999995]
["SS","Battery",39,"T2",1.24,0,0,-0.73199999999999998]
["SS","Battery",39,"T4",0.54,0,0,-0.31900000000000001]
["SS","Battery",39,"N6",0.02,0,0,-1.2E-2]
["SS","Battery",39,"T5",0.88,0,0,-0.51900000000000002]
["SS","Battery",39,"M6",1.1000000000000001,0,0,-0.64900000000000002]
["SS","Battery",39,"N2",0.03,0,0,-1.7999999999999999E-2]
["SS","Battery",39,"N5",0.39,0,0,-0.23]
["SS","Battery",39,"B3",0.28999999999999998,0,0,-0.17100000000000001]
["SS","Battery",39,"H2",61.99,0,0,-36.573999999999998]
["SS","Battery",39,"P7",0.45,0,0,-0.26600000000000001]
["SS","Battery",39,"P2",0.03,0,0,-1.7999999999999999E-2]
["SS","Battery",39,"P4",0.43,0,0,-0.254]
["SS","Battery",39,"J5",0.98,0,0,-0.57799999999999996]
["SS","Battery",39,"B2",169.47,0,0,-99.986999999999995]
["SS","Battery",39,"Q2",0.63,0,0,-0.372]
["SS","Battery",39,"J8",72.430000000000007,0,0,-42.734000000000002]
["SS","Battery",39,"Q6",1.03,0,0,-0.60799999999999998]
["SS","Battery",39,"Q5",0.23,0,0,-0.13600000000000001]
["SS","Battery",39,"R5",0.53,0,0,-0.313]
["SS","Battery",39,"J1",2.44,0,0,-1.44]
["SS","Battery",39,"J3",3.56,0,0,-2.1]
["SS","Battery",39,"R4",7.0000000000000007E-2,0,0,-4.1000000000000002E-2]
["SS","Battery",39,"J6",6.89,0,0,-4.0650000000000004]
["SS","Battery",39,"J4",2.7,0,0,-1.593]
["SS","Battery",39,"K5",11.24,0,0,-6.6319999999999997]
["SS","Battery",39,"K6",0.57999999999999996,0,0,-0.34200000000000003]
["SS","Battery",39,"L1",54,0,0,-31.86]
["SS","Battery",39,"A9",0.04,0,0,-2.4E-2]
["SS","Battery",39,"J7",3.11,0,0,-1.835]
["SS","Battery",39,"N7",0.05,0,0,-0.03]
["SS","Battery",39,"L5",74.67,0,0,-44.055]
["SS","Battery",39,"P8",2.13,0,0,-1.2569999999999999]
["SS","Battery",39,"L7",4.4400000000000004,0,0,-2.62]
["SS","Battery",39,"L3",163.81,0,0,-96.647999999999996]
["SS","Battery",39,"L8",23.3,0,0,-13.747]
["SS","Battery",39,"M4",0.31,0,0,-0.183]
["SS","Battery",39,"P5",0.04,0,0,-2.4E-2]
["SS","Battery",39,"P3",43.81,0,0,-25.847999999999999]
["SS","Battery",39,"P6",0.5,0,0,-0.29499999999999998]
["SS","Battery",39,"M5",0.23,0,0,-0.13600000000000001]
["SS","Battery",39,"M7",0.87,0,0,-0.51300000000000001]
["SS","Battery",39,"A8",36.06,0,0,-21.274999999999999]
["SS","Battery",39,"E7",1.82,0,0,-1.0740000000000001]
["SS","Battery",39,"C4",0.49,0,0,-0.28899999999999998]
["SS","Battery",39,"C5",21.86,0,0,-12.897]
["SS","Battery",39,"C6",10.23,0,0,-6.0359999999999996]
["SS","Battery",39,"L2",258.39999999999998,0,0,-152.45599999999999]
["SS","Battery",39,"D5",120.9,0,0,-71.331000000000003]
["SS","Battery",39,"G7",39.590000000000003,0,0,-23.358000000000001]
["SS","Battery",39,"G6",305.49,0,0,-180.239]
["SS","Battery",39,"H1",0.88,0,0,-0.51900000000000002]
["SS","Battery",39,"G5",60.63,0,0,-35.771999999999998]
["SS","Battery",39,"G1",55.13,0,0,-32.527000000000001]
["SS","Battery",39,"F6",149.63,0,0,-88.281999999999996]
["SS","Battery",39,"K4",2.94,0,0,-1.7350000000000001]
["SS","Battery",39,"H6",4.07,0,0,-2.4009999999999998]
["SS","Battery",39,"A1",20.14,0,0,-11.882999999999999]
["SS","Battery",39,"D6",2.58,0,0,-1.522]
["SS","Battery",39,"E1",25.85,0,0,-15.252000000000001]
["SS","Battery",39,"A3",0.04,0,0,-2.4E-2]
["SS","Battery",39,"C1",0.17,0,0,-0.1]
["SS","Battery",39,"A6",115.08,0,0,-67.897000000000006]
["SS","Battery",39,"D4",1.31,0,0,-0.77300000000000002]
["SS","Battery",39,"A7",0.04,0,0,-2.4E-2]
["SS","Battery",39,"C7",2.5,0,0,-1.4750000000000001]
["SS","Battery",39,"B1",40.619999999999997,0,0,-23.966000000000001]
["SS","Battery",39,"A4",0.16,0,0,-9.4E-2]
["SS","Battery",39,"E8",30.66,0,0,-18.088999999999999]
["SS","Battery",40,"C3",0.73,0,0,-0.43099999999999999]
["SS","Battery",40,"C1",0.17,0,0,-0.1]
["SS","Battery",40,"Q8",0.92,0,0,-0.54300000000000004]
["SS","Battery",40,"M5",0.24,0,0,-0.14199999999999999]
["SS","Battery",40,"R4",7.0000000000000007E-2,0,0,-4.1000000000000002E-2]
["SS","Battery",40,"C5",21.85,0,0,-12.891999999999999]
["SS","Battery",40,"L7",4.42,0,0,-2.6080000000000001]
["SS","Battery",40,"S4",0.11,0,0,-6.5000000000000002E-2]
["SS","Battery",40,"S3",0.01,0,0,-6.0000000000000001E-3]
["SS","Battery",40,"L5",74.540000000000006,0,0,-43.978999999999999]
["SS","Battery",40,"S1",4.18,0,0,-2.4660000000000002]
["SS","Battery",40,"S7",0.1,0,0,-5.8999999999999997E-2]
["SS","Battery",40,"T1",0.99,0,0,-0.58399999999999996]
["SS","Battery",40,"M8",0.32,0,0,-0.189]
["SS","Battery",40,"T3",0.33,0,0,-0.19500000000000001]
["SS","Battery",40,"T5",0.91,0,0,-0.53700000000000003]
["SS","Battery",40,"Q7",0.26,0,0,-0.153]
["SS","Battery",40,"N2",0.03,0,0,-1.7999999999999999E-2]
["SS","Battery",40,"N4",0.84,0,0,-0.496]
["SS","Battery",40,"N7",0.05,0,0,-0.03]
["SS","Battery",40,"H2",62.01,0,0,-36.585999999999999]
["SS","Battery",40,"P1",0.34,0,0,-0.20100000000000001]
["SS","Battery",40,"P3",43.8,0,0,-25.841999999999999]
["SS","Battery",40,"P4",0.45,0,0,-0.26600000000000001]
["SS","Battery",40,"P5",0.05,0,0,-0.03]
["SS","Battery",40,"S6",0.18,0,0,-0.106]
["SS","Battery",40,"Q4",0.64,0,0,-0.378]
["SS","Battery",40,"Q5",0.24,0,0,-0.14199999999999999]
["SS","Battery",40,"Q2",0.66,0,0,-0.38900000000000001]
["SS","Battery",40,"J1",2.46,0,0,-1.4510000000000001]
["SS","Battery",40,"N1",0.11,0,0,-6.5000000000000002E-2]
["SS","Battery",40,"D5",120.84,0,0,-71.296000000000006]
["SS","Battery",40,"K6",0.56999999999999995,0,0,-0.33600000000000002]
["SS","Battery",40,"L2",258.38,0,0,-152.44399999999999]
["SS","Battery",40,"J8",72.42,0,0,-42.728000000000002]
["SS","Battery",40,"L3",163.74,0,0,-96.606999999999999]
["SS","Battery",40,"L8",23.31,0,0,-13.753]
["SS","Battery",40,"M4",0.3,0,0,-0.17699999999999999]
["SS","Battery",40,"B4",0.61,0,0,-0.36]
["SS","Battery",40,"C7",2.4700000000000002,0,0,-1.4570000000000001]
["SS","Battery",40,"A1",20.149999999999999,0,0,-11.888999999999999]
["SS","Battery",40,"C2",236.3,0,0,-139.417]
["SS","Battery",40,"D6",2.64,0,0,-1.5580000000000001]
["SS","Battery",40,"C6",10.24,0,0,-6.0419999999999998]
["SS","Battery",40,"D4",1.18,0,0,-0.69599999999999995]
["SS","Battery",40,"E7",1.83,0,0,-1.08]
["SS","Battery",40,"E8",30.68,0,0,-18.100999999999999]
["SS","Battery",40,"J4",2.79,0,0,-1.6459999999999999]
["SS","Battery",40,"G6",305.48,0,0,-180.233]
["SS","Battery",40,"H1",0.91,0,0,-0.53700000000000003]
["SS","Battery",40,"F6",149.53,0,0,-88.222999999999999]
["SS","Battery",40,"G1",55.15,0,0,-32.539000000000001]
["SS","Battery",40,"A3",0.05,0,0,-0.03]
["SS","Battery",40,"E1",26.08,0,0,-15.387]
["SS","Battery",40,"A4",0.17,0,0,-0.1]
["SS","Battery",40,"A6",115.08,0,0,-67.897000000000006]
["SS","Battery",40,"B1",40.590000000000003,0,0,-23.948]
["SS","Battery",40,"A7",0.05,0,0,-0.03]
["SS","Battery",40,"A8",36.07,0,0,-21.280999999999999]
["SS","Battery",40,"G5",60.67,0,0,-35.795000000000002]
["SS","Battery",40,"C4",0.51,0,0,-0.30099999999999999]
["SS","Battery",40,"L1",54,0,0,-31.86]
["SS","Battery",40,"Q6",1.07,0,0,-0.63100000000000001]
["SS","Battery",40,"K5",11.19,0,0,-6.6020000000000003]
["SS","Battery",40,"S5",3,0,0,-1.77]
["SS","Battery",40,"N6",0.02,0,0,-1.2E-2]
["SS","Battery",40,"B3",0.28999999999999998,0,0,-0.17100000000000001]
["SS","Battery",40,"G7",39.619999999999997,0,0,-23.376000000000001]
["SS","Battery",40,"H6",3.87,0,0,-2.2829999999999999]
["SS","Battery",40,"K4",2.97,0,0,-1.752]
["SS","Battery",40,"N3",1.45,0,0,-0.85599999999999998]
["SS","Battery",40,"J7",2.88,0,0,-1.6990000000000001]
["SS","Battery",40,"B2",169.25,0,0,-99.858000000000004]
["SS","Battery",40,"J5",0.97,0,0,-0.57199999999999995]
["SS","Battery",40,"T2",1.26,0,0,-0.74299999999999999]
["SS","Battery",40,"J3",3.6,0,0,-2.1240000000000001]
["SS","Battery",40,"A9",0.05,0,0,-0.03]
["SS","Battery",40,"M7",0.9,0,0,-0.53100000000000003]
["SS","Battery",40,"T4",0.56000000000000005,0,0,-0.33]
["SS","Battery",40,"M6",1.1000000000000001,0,0,-0.64900000000000002]
["SS","Battery",40,"S2",0.82,0,0,-0.48399999999999999]
["SS","Battery",40,"R5",0.55000000000000004,0,0,-0.32500000000000001]
["SS","Battery",40,"P6",0.52,0,0,-0.307]
["SS","Battery",40,"J6",6.84,0,0,-4.0359999999999996]
["SS","Battery",40,"P7",0.47,0,0,-0.27700000000000002]
["SS","Battery",40,"P8",2.16,0,0,-1.274]
["SS","Battery",40,"N5",0.4,0,0,-0.23599999999999999]
["SS","Battery",40,"P2",0.03,0,0,-1.7999999999999999E-2]
["SS","Battery",40,"R6",0.62,0,0,-0.36599999999999999]
["TD","Battery",16,"C5",21.61,0,-12.75,0]
["TD","Battery",16,"C6",10.08,0,-5.9470000000000001,0]
["TD","Battery",16,"T3",0.13,0,-7.6999999999999999E-2,0]
["TD","Battery",16,"C7",2.0299999999999998,0,-1.198,0]
["TD","Battery",16,"S2",0.65,0,-0.38400000000000001,0]
["TD","Battery",16,"E1",7.25,0,-4.2779999999999996,0]
["TD","Battery",16,"Q8",0.65,0,-0.38400000000000001,0]
["TD","Battery",16,"F6",54.72,0,-32.284999999999997,0]
["TD","Battery",16,"Q5",0.16,0,-9.4E-2,0]
["TD","Battery",16,"G1",0.08,0,-4.7E-2,0]
["TD","Battery",16,"Q4",0.61,0,-0.36,0]
["TD","Battery",16,"G7",0.33,0,-0.19500000000000001,0]
["TD","Battery",16,"H1",0.67,0,-0.39500000000000002,0]
["TD","Battery",16,"P6",0.36,0,-0.21199999999999999,0]
["TD","Battery",16,"P3",2.2999999999999998,0,-1.357,0]
["TD","Battery",16,"P2",0.01,0,-6.0000000000000001E-3,0]
["TD","Battery",16,"P1",0.25,0,-0.14799999999999999,0]
["TD","Battery",16,"N3",0.99,0,-0.58399999999999996,0]
["TD","Battery",16,"C2",236.04,0,-139.26400000000001,0]
["TD","Battery",16,"M7",0.72,0,-0.42499999999999999,0]
["TD","Battery",16,"L8",0.21,0,-0.124,0]
["TD","Battery",16,"L2",2.36,0,-1.3919999999999999,0]
["TD","Battery",16,"J8",72.349999999999994,0,-42.686999999999998,0]
["TD","Battery",16,"J5",0.76,0,-0.44800000000000001,0]
["TD","Battery",16,"J4",1.92,0,-1.133,0]
["TD","Battery",16,"H2",0.79,0,-0.46600000000000003,0]
["TD","Battery",16,"G5",0.31,0,-0.183,0]
["TD","Battery",16,"E7",1.26,0,-0.74299999999999999,0]
["TD","Battery",16,"D5",120.77,0,-71.254000000000005,0]
["TD","Battery",16,"D4",2.1800000000000002,0,-1.286,0]
["TD","Battery",16,"C1",0.05,0,-0.03,0]
["TD","Battery",16,"A4",7.0000000000000007E-2,0,-4.1000000000000002E-2,0]
["TD","Battery",16,"C4",0.33,0,-0.19500000000000001,0]
["TD","Battery",16,"C3",0.55000000000000004,0,-0.32500000000000001,0]
["TD","Battery",16,"B4",1.26,0,-0.74299999999999999,0]
["TD","Battery",16,"A8",36.01,0,-21.245999999999999,0]
["TD","Battery",16,"A1",20.079999999999998,0,-11.847,0]
["TD","Battery",16,"J1",1.91,0,-1.127,0]
["TD","Battery",16,"E8",0.45,0,-0.26600000000000001,0]
["TD","Battery",16,"P7",0.33,0,-0.19500000000000001,0]
["TD","Battery",16,"N4",0.66,0,-0.38900000000000001,0]
["TD","Battery",16,"B1",41.52,0,-24.497,0]
["TD","Battery",16,"L3",2.99,0,-1.764,0]
["TD","Battery",16,"N5",0.31,0,-0.183,0]
["TD","Battery",16,"D6",1.75,0,-1.0329999999999999,0]
["TD","Battery",16,"K5",0.93,0,-0.54900000000000004,0]
["TD","Battery",16,"T4",0.24,0,-0.14199999999999999,0]
["TD","Battery",16,"T5",2.52,0,-1.4870000000000001,0]
["TD","Battery",16,"N7",0.02,0,-1.2E-2,0]
["TD","Battery",16,"A6",115.02,0,-67.861999999999995,0]
["TD","Battery",16,"J3",2.5099999999999998,0,-1.4810000000000001,0]
["TD","Battery",16,"P8",1.77,0,-1.044,0]
["TD","Battery",16,"Q6",0.84,0,-0.496,0]
["TD","Battery",16,"Q7",2.83,0,-1.67,0]
["TD","Battery",16,"R5",0.38,0,-0.224,0]
["TD","Battery",16,"R6",0.43,0,-0.254,0]
["TD","Battery",16,"S5",1.5,0,-0.88500000000000001,0]
["TD","Battery",16,"T1",0.55000000000000004,0,-0.32500000000000001,0]
["TD","Battery",16,"T2",0.74,0,-0.437,0]
["TD","Battery",16,"J6",2.13,0,-1.2569999999999999,0]
["TD","Battery",16,"S1",3.54,0,-2.089,0]
["TD","Battery",16,"J7",2.61,0,-1.54,0]
["TD","Battery",16,"K6",0.42,0,-0.248,0]
["TD","Battery",16,"P4",0.33,0,-0.19500000000000001,0]
["TD","Battery",16,"L5",1.44,0,-0.85,0]
["TD","Battery",16,"G6",4.01,0,-2.3660000000000001,0]
["TD","Battery",16,"B3",0.21,0,-0.124,0]
["TD","Battery",16,"M4",0.24,0,-0.14199999999999999,0]
["TD","Battery",16,"H6",3.35,0,-1.9770000000000001,0]
["TD","Battery",16,"M5",0.17,0,-0.1,0]
["TD","Battery",16,"M6",0.82,0,-0.48399999999999999,0]
["TD","Battery",16,"L7",0.4,0,-0.23599999999999999,0]
["TD","Battery",16,"M8",0.21,0,-0.124,0]
["TD","Battery",16,"N1",0.09,0,-5.2999999999999999E-2,0]
["TD","Battery",16,"N2",0.01,0,-6.0000000000000001E-3,0]
["TD","Battery",16,"Q2",0.42,0,-0.248,0]
["TD","Battery",16,"B2",9.1199999999999992,0,-5.3810000000000002,0]
["TD","Battery",16,"K4",2.1800000000000002,0,-1.286,0]
["TD","Battery",17,"Q5",0.17,0,-0.1,0]
["TD","Battery",17,"Q4",0.65,0,-0.38400000000000001,0]
["TD","Battery",17,"G6",4.45,0,-2.6259999999999999,0]
["TD","Battery",17,"S1",3.65,0,-2.1539999999999999,0]
["TD","Battery",17,"S2",0.66,0,-0.38900000000000001,0]
["TD","Battery",17,"M7",0.78,0,-0.46,0]
["TD","Battery",17,"T3",0.13,0,-7.6999999999999999E-2,0]
["TD","Battery",17,"H6",3.7,0,-2.1829999999999998,0]
["TD","Battery",17,"R5",0.41,0,-0.24199999999999999,0]
["TD","Battery",17,"E8",0.5,0,-0.29499999999999998,0]
["TD","Battery",17,"E7",1.39,0,-0.82,0]
["TD","Battery",17,"T2",0.75,0,-0.443,0]
["TD","Battery",17,"T4",0.26,0,-0.153,0]
["TD","Battery",17,"S5",1.55,0,-0.91500000000000004,0]
["TD","Battery",17,"C7",2.16,0,-1.274,0]
["TD","Battery",17,"B3",0.23,0,-0.13600000000000001,0]
["TD","Battery",17,"H1",22.73,0,-13.411,0]
["TD","Battery",17,"H2",0.86,0,-0.50700000000000001,0]
["TD","Battery",17,"J4",2.12,0,-1.2509999999999999,0]
["TD","Battery",17,"J5",0.83,0,-0.49,0]
["TD","Battery",17,"J3",2.74,0,-1.617,0]
["TD","Battery",17,"J8",72.37,0,-42.698,0]
["TD","Battery",17,"K4",2.2799999999999998,0,-1.345,0]
["TD","Battery",17,"K6",0.46,0,-0.27100000000000002,0]
["TD","Battery",17,"L3",3.09,0,-1.823,0]
["TD","Battery",17,"L7",0.45,0,-0.26600000000000001,0]
["TD","Battery",17,"L8",0.23,0,-0.13600000000000001,0]
["TD","Battery",17,"M4",0.26,0,-0.153,0]
["TD","Battery",17,"M8",0.23,0,-0.13600000000000001,0]
["TD","Battery",17,"L2",2.4,0,-1.4159999999999999,0]
["TD","Battery",17,"M6",0.87,0,-0.51300000000000001,0]
["TD","Battery",17,"N3",0.98,0,-0.57799999999999996,0]
["TD","Battery",17,"N7",0.02,0,-1.2E-2,0]
["TD","Battery",17,"P1",0.27,0,-0.159,0]
["TD","Battery",17,"T5",2.52,0,-1.4870000000000001,0]
["TD","Battery",17,"P2",0.01,0,-6.0000000000000001E-3,0]
["TD","Battery",17,"P4",0.36,0,-0.21199999999999999,0]
["TD","Battery",17,"T1",0.51,0,-0.30099999999999999,0]
["TD","Battery",17,"P7",0.36,0,-0.21199999999999999,0]
["TD","Battery",17,"Q2",0.42,0,-0.248,0]
["TD","Battery",17,"R6",0.47,0,-0.27700000000000002,0]
["TD","Battery",17,"Q8",10.71,0,-6.319,0]
["TD","Battery",17,"Q7",2.84,0,-1.6759999999999999,0]
["TD","Battery",17,"N4",0.72,0,-0.42499999999999999,0]
["TD","Battery",17,"P6",0.4,0,-0.23599999999999999,0]
["TD","Battery",17,"Q6",0.91,0,-0.53700000000000003,0]
["TD","Battery",17,"P8",1.93,0,-1.139,0]
["TD","Battery",17,"P3",12.36,0,-7.2919999999999998,0]
["TD","Battery",17,"N5",0.33,0,-0.19500000000000001,0]
["TD","Battery",17,"N2",0.01,0,-6.0000000000000001E-3,0]
["TD","Battery",17,"N1",0.1,0,-5.8999999999999997E-2,0]
["TD","Battery",17,"A1",20.09,0,-11.853,0]
["TD","Battery",17,"M5",0.19,0,-0.112,0]
["TD","Battery",17,"A8",36.01,0,-21.245999999999999,0]
["TD","Battery",17,"B1",41.58,0,-24.532,0]
["TD","Battery",17,"L5",1.59,0,-0.93799999999999994,0]
["TD","Battery",17,"B4",1.31,0,-0.77300000000000002,0]
["TD","Battery",17,"C1",0.06,0,-3.5000000000000003E-2,0]
["TD","Battery",17,"K5",1.03,0,-0.60799999999999998,0]
["TD","Battery",17,"C3",0.61,0,-0.36,0]
["TD","Battery",17,"J7",2.9,0,-1.7110000000000001,0]
["TD","Battery",17,"J6",2.34,0,-1.381,0]
["TD","Battery",17,"C5",21.69,0,-12.797000000000001,0]
["TD","Battery",17,"J1",2.1,0,-1.2390000000000001,0]
["TD","Battery",17,"D4",2.31,0,-1.363,0]
["TD","Battery",17,"D5",120.85,0,-71.302000000000007,0]
["TD","Battery",17,"G7",0.37,0,-0.218,0]
["TD","Battery",17,"G5",0.34,0,-0.20100000000000001,0]
["TD","Battery",17,"G1",0.09,0,-5.2999999999999999E-2,0]
["TD","Battery",17,"F6",55.11,0,-32.515000000000001,0]
["TD","Battery",17,"E1",15.37,0,-9.0679999999999996,0]
["TD","Battery",17,"C4",0.36,0,-0.21199999999999999,0]
["TD","Battery",17,"D6",1.94,0,-1.145,0]
["TD","Battery",17,"C6",10.09,0,-5.9530000000000003,0]
["TD","Battery",17,"C2",236.07,0,-139.28100000000001,0]
["TD","Battery",17,"B2",16.86,0,-9.9469999999999992,0]
["TD","Battery",17,"A6",125.03,0,-73.768000000000001,0]
["TD","Battery",17,"A4",0.08,0,-4.7E-2,0]
["TD","Battery",18,"S5",1.87,0,-1.103,0]
["TD","Battery",18,"J3",3.37,0,-1.988,0]
["TD","Battery",18,"T3",0.15,0,-8.8999999999999996E-2,0]
["TD","Battery",18,"N1",0.12,0,-7.0999999999999994E-2,0]
["TD","Battery",18,"L5",1.97,0,-1.1619999999999999,0]
["TD","Battery",18,"T4",0.32,0,-0.189,0]
["TD","Battery",18,"J7",3.58,0,-2.1120000000000001,0]
["TD","Battery",18,"D5",121.06,0,-71.424999999999997,0]
["TD","Battery",18,"G6",200.3,0,-118.17700000000001,0]
["TD","Battery",18,"K5",1.27,0,-0.749,0]
["TD","Battery",18,"K6",1.21,0,-0.71399999999999997,0]
["TD","Battery",18,"L3",3.35,0,-1.9770000000000001,0]
["TD","Battery",18,"D6",2.4,0,-1.4159999999999999,0]
["TD","Battery",18,"L7",0.55000000000000004,0,-0.32500000000000001,0]
["TD","Battery",18,"M6",1.05,0,-0.62,0]
["TD","Battery",18,"M8",0.28000000000000003,0,-0.16500000000000001,0]
["TD","Battery",18,"C3",0.75,0,-0.443,0]
["TD","Battery",18,"N2",0.01,0,-6.0000000000000001E-3,0]
["TD","Battery",18,"M5",0.23,0,-0.13600000000000001,0]
["TD","Battery",18,"N5",0.41,0,-0.24199999999999999,0]
["TD","Battery",18,"N7",0.03,0,-1.7999999999999999E-2,0]
["TD","Battery",18,"P2",0.01,0,-6.0000000000000001E-3,0]
["TD","Battery",18,"P3",12.52,0,-7.3869999999999996,0]
["TD","Battery",18,"P7",0.44,0,-0.26,0]
["TD","Battery",18,"P8",2.36,0,-1.3919999999999999,0]
["TD","Battery",18,"Q2",0.5,0,-0.29499999999999998,0]
["TD","Battery",18,"P4",0.44,0,-0.26,0]
["TD","Battery",18,"Q5",0.21,0,-0.124,0]
["TD","Battery",18,"Q6",1.1100000000000001,0,-0.65500000000000003,0]
["TD","Battery",18,"Q7",2.88,0,-1.6990000000000001,0]
["TD","Battery",18,"R6",0.56999999999999995,0,-0.33600000000000002,0]
["TD","Battery",18,"M4",0.32,0,-0.189,0]
["TD","Battery",18,"R5",0.5,0,-0.29499999999999998,0]
["TD","Battery",18,"T1",0.59,0,-0.34799999999999998,0]
["TD","Battery",18,"T2",1.9,0,-1.121,0]
["TD","Battery",18,"T5",2.6,0,-1.534,0]
["TD","Battery",18,"S2",0.8,0,-0.47199999999999998,0]
["TD","Battery",18,"A4",0.1,0,-5.8999999999999997E-2,0]
["TD","Battery",18,"A6",160.03,0,-94.418000000000006,0]
["TD","Battery",18,"A1",20.100000000000001,0,-11.859,0]
["TD","Battery",18,"Q8",10.87,0,-6.4130000000000003,0]
["TD","Battery",18,"B2",121.92,0,-71.933000000000007,0]
["TD","Battery",18,"B3",0.28999999999999998,0,-0.17100000000000001,0]
["TD","Battery",18,"Q4",0.76,0,-0.44800000000000001,0]
["TD","Battery",18,"C1",7.0000000000000007E-2,0,-4.1000000000000002E-2,0]
["TD","Battery",18,"C2",276.13,0,-162.917,0]
["TD","Battery",18,"P6",0.48,0,-0.28299999999999997,0]
["TD","Battery",18,"C5",21.9,0,-12.920999999999999,0]
["TD","Battery",18,"C6",10.11,0,-5.9649999999999999,0]
["TD","Battery",18,"P1",0.34,0,-0.20100000000000001,0]
["TD","Battery",18,"C7",2.62,0,-1.546,0]
["TD","Battery",18,"J4",2.61,0,-1.54,0]
["TD","Battery",18,"N4",0.88,0,-0.51900000000000002,0]
["TD","Battery",18,"S1",4.3600000000000003,0,-2.5720000000000001,0]
["TD","Battery",18,"N3",1.1399999999999999,0,-0.67300000000000004,0]
["TD","Battery",18,"E1",16.850000000000001,0,-9.9420000000000002,0]
["TD","Battery",18,"M7",0.96,0,-0.56599999999999995,0]
["TD","Battery",18,"F6",56.08,0,-33.087000000000003,0]
["TD","Battery",18,"G1",0.11,0,-6.5000000000000002E-2,0]
["TD","Battery",18,"J1",2.58,0,-1.522,0]
["TD","Battery",18,"L8",0.28000000000000003,0,-0.16500000000000001,0]
["TD","Battery",18,"G7",0.45,0,-0.26600000000000001,0]
["TD","Battery",18,"H1",22.9,0,-13.510999999999999,0]
["TD","Battery",18,"L2",2.5,0,-1.4750000000000001,0]
["TD","Battery",18,"H6",4.5599999999999996,0,-2.69,0]
["TD","Battery",18,"K4",2.75,0,-1.623,0]
["TD","Battery",18,"J8",72.42,0,-42.728000000000002,0]
["TD","Battery",18,"J6",2.88,0,-1.6990000000000001,0]
["TD","Battery",18,"J5",1.02,0,-0.60199999999999998,0]
["TD","Battery",18,"H2",1.05,0,-0.62,0]
["TD","Battery",18,"G5",0.42,0,-0.248,0]
["TD","Battery",18,"E8",0.61,0,-0.36,0]
["TD","Battery",18,"E7",1.72,0,-1.0149999999999999,0]
["TD","Battery",18,"D4",2.62,0,-1.546,0]
["TD","Battery",18,"C4",0.44,0,-0.26,0]
["TD","Battery",18,"B4",1.41,0,-0.83199999999999996,0]
["TD","Battery",18,"B1",41.71,0,-24.609000000000002,0]
["TD","Battery",18,"A8",36.020000000000003,0,-21.251999999999999,0]
["TD","Battery",19,"M6",1.48,0,-0.52400000000000002,-0.34899999999999998]
["TD","Battery",19,"E7",2.35,0,-0.83199999999999996,-0.55500000000000005]
["TD","Battery",19,"M5",0.31,0,-0.11,-7.2999999999999995E-2]
["TD","Battery",19,"B1",41.97,0,-14.856999999999999,-9.9049999999999994]
["TD","Battery",19,"S1",5.69,0,-2.0139999999999998,-1.343]
["TD","Battery",19,"T2",2.19,0,-0.77500000000000002,-0.51700000000000002]
["TD","Battery",19,"Q6",1.51,0,-0.53500000000000003,-0.35599999999999998]
["TD","Battery",19,"P3",55.84,0,-19.766999999999999,-13.178000000000001]
["TD","Battery",19,"N3",1.71,0,-0.60499999999999998,-0.40400000000000003]
["TD","Battery",19,"L5",75.680000000000007,0,-26.791,-17.86]
["TD","Battery",19,"M7",1.3,0,-0.46,-0.307]
["TD","Battery",19,"T1",0.72,0,-0.255,-0.17]
["TD","Battery",19,"J8",72.53,0,-25.675999999999998,-17.117000000000001]
["TD","Battery",19,"N7",0.04,0,-1.4E-2,-8.9999999999999993E-3]
["TD","Battery",19,"N2",0.01,0,-4.0000000000000001E-3,-2E-3]
["TD","Battery",19,"P1",0.46,0,-0.16300000000000001,-0.109]
["TD","Battery",19,"P4",0.59,0,-0.20899999999999999,-0.13900000000000001]
["TD","Battery",19,"P6",0.66,0,-0.23400000000000001,-0.156]
["TD","Battery",19,"P8",3.21,0,-1.1359999999999999,-0.75800000000000001]
["TD","Battery",19,"Q4",0.98,0,-0.34699999999999998,-0.23100000000000001]
["TD","Battery",19,"Q7",2.97,0,-1.0509999999999999,-0.70099999999999996]
["TD","Battery",19,"Q8",11.18,0,-3.9580000000000002,-2.6379999999999999]
["TD","Battery",19,"S2",1.08,0,-0.38200000000000001,-0.255]
["TD","Battery",19,"Q2",0.73,0,-0.25800000000000001,-0.17199999999999999]
["TD","Battery",19,"N1",0.17,0,-0.06,-0.04]
["TD","Battery",19,"T5",2.8,0,-0.99099999999999999,-0.66100000000000003]
["TD","Battery",19,"C1",0.09,0,-3.2000000000000001E-2,-2.1000000000000001E-2]
["TD","Battery",19,"B4",1.62,0,-0.57299999999999995,-0.38200000000000001]
["TD","Battery",19,"T3",0.2,0,-7.0999999999999994E-2,-4.7E-2]
["TD","Battery",19,"C3",1.02,0,-0.36099999999999999,-0.24099999999999999]
["TD","Battery",19,"C4",0.59,0,-0.20899999999999999,-0.13900000000000001]
["TD","Battery",19,"C5",22.29,0,-7.891,-5.26]
["TD","Battery",19,"C7",3.69,0,-1.306,-0.871]
["TD","Battery",19,"T4",0.41,0,-0.14499999999999999,-9.7000000000000003E-2]
["TD","Battery",19,"D5",121.44,0,-42.99,-28.66]
["TD","Battery",19,"E1",29.64,0,-10.493,-6.9950000000000001]
["TD","Battery",19,"S5",2.5099999999999998,0,-0.88900000000000001,-0.59199999999999997]
["TD","Battery",19,"E8",30.84,0,-10.917,-7.2779999999999996]
["TD","Battery",19,"D4",3.21,0,-1.1359999999999999,-0.75800000000000001]
["TD","Battery",19,"R6",0.78,0,-0.27600000000000002,-0.184]
["TD","Battery",19,"R5",0.68,0,-0.24099999999999999,-0.16]
["TD","Battery",19,"G5",60.58,0,-21.445,-14.297000000000001]
["TD","Battery",19,"G6",307.5,0,-108.855,-72.569999999999993]
["TD","Battery",19,"Q5",0.28999999999999998,0,-0.10299999999999999,-6.8000000000000005E-2]
["TD","Battery",19,"H1",23.22,0,-8.2200000000000006,-5.48]
["TD","Battery",19,"H2",62.43,0,-22.1,-14.733000000000001]
["TD","Battery",19,"P7",0.59,0,-0.20899999999999999,-0.13900000000000001]
["TD","Battery",19,"J3",4.6399999999999997,0,-1.643,-1.095]
["TD","Battery",19,"J4",3.56,0,-1.26,-0.84]
["TD","Battery",19,"P2",0.01,0,-4.0000000000000001E-3,-2E-3]
["TD","Battery",19,"J5",1.41,0,-0.499,-0.33300000000000002]
["TD","Battery",19,"H6",6.21,0,-2.198,-1.466]
["TD","Battery",19,"N5",0.55000000000000004,0,-0.19500000000000001,-0.13]
["TD","Battery",19,"N4",1.19,0,-0.42099999999999999,-0.28100000000000003]
["TD","Battery",19,"K4",3.91,0,-1.3839999999999999,-0.92300000000000004]
["TD","Battery",19,"M8",0.37,0,-0.13100000000000001,-8.6999999999999994E-2]
["TD","Battery",19,"L1",54,0,-19.116,-12.744]
["TD","Battery",19,"L2",260.58,0,-92.245000000000005,-61.497]
["TD","Battery",19,"K6",1.42,0,-0.503,-0.33500000000000002]
["TD","Battery",19,"M4",0.44,0,-0.156,-0.104]
["TD","Battery",19,"L8",23.38,0,-8.2769999999999992,-5.5179999999999998]
["TD","Battery",19,"L7",4.6500000000000004,0,-1.6459999999999999,-1.097]
["TD","Battery",19,"L3",166.44,0,-58.92,-39.28]
["TD","Battery",19,"J7",4.88,0,-1.728,-1.1519999999999999]
["TD","Battery",19,"A8",36.020000000000003,0,-12.750999999999999,-8.5009999999999994]
["TD","Battery",19,"K5",11.73,0,-4.1520000000000001,-2.7679999999999998]
["TD","Battery",19,"J6",8.15,0,-2.8849999999999998,-1.923]
["TD","Battery",19,"J1",3.5,0,-1.2390000000000001,-0.82599999999999996]
["TD","Battery",19,"G7",39.61,0,-14.022,-9.3480000000000008]
["TD","Battery",19,"G1",55.05,0,-19.488,-12.992000000000001]
["TD","Battery",19,"F6",152.78,0,-54.084000000000003,-36.055999999999997]
["TD","Battery",19,"D6",3.27,0,-1.1579999999999999,-0.77200000000000002]
["TD","Battery",19,"C6",10.14,0,-3.59,-2.3929999999999998]
["TD","Battery",19,"C2",276.25,0,-97.793000000000006,-65.194999999999993]
["TD","Battery",19,"B3",0.39,0,-0.13800000000000001,-9.1999999999999998E-2]
["TD","Battery",19,"B2",170.98,0,-60.527000000000001,-40.350999999999999]
["TD","Battery",19,"A4",0.14000000000000001,0,-0.05,-3.3000000000000002E-2]
["TD","Battery",19,"A1",20.14,0,-7.13,-4.7530000000000001]
["TD","Battery",19,"A6",160.04,0,-56.654000000000003,-37.768999999999998]
["TD","Battery",20,"H1",23.38,0,-6.8970000000000002,-6.8970000000000002]
["TD","Battery",20,"C3",1.17,0,-0.34499999999999997,-0.34499999999999997]
["TD","Battery",20,"T4",0.48,0,-0.14199999999999999,-0.14199999999999999]
["TD","Battery",20,"B1",42.09,0,-12.417,-12.417]
["TD","Battery",20,"Q2",56.74,0,-16.738,-16.738]
["TD","Battery",20,"P1",0.52,0,-0.153,-0.153]
["TD","Battery",20,"R5",0.78,0,-0.23,-0.23]
["TD","Battery",20,"N5",0.63,0,-0.186,-0.186]
["TD","Battery",20,"N4",1.34,0,-0.39500000000000002,-0.39500000000000002]
["TD","Battery",20,"P4",0.67,0,-0.19800000000000001,-0.19800000000000001]
["TD","Battery",20,"P5",0.01,0,-3.0000000000000001E-3,-3.0000000000000001E-3]
["TD","Battery",20,"P6",0.75,0,-0.221,-0.221]
["TD","Battery",20,"P2",0.02,0,-6.0000000000000001E-3,-6.0000000000000001E-3]
["TD","Battery",20,"Q4",36.1,0,-10.65,-10.65]
["TD","Battery",20,"L8",23.44,0,-6.915,-6.915]
["TD","Battery",20,"Q7",3.02,0,-0.89100000000000001,-0.89100000000000001]
["TD","Battery",20,"Q8",11.34,0,-3.3450000000000002,-3.3450000000000002]
["TD","Battery",20,"R6",0.89,0,-0.26300000000000001,-0.26300000000000001]
["TD","Battery",20,"P8",3.62,0,-1.0680000000000001,-1.0680000000000001]
["TD","Battery",20,"S1",6.37,0,-1.879,-1.879]
["TD","Battery",20,"S5",2.81,0,-0.82899999999999996,-0.82899999999999996]
["TD","Battery",20,"C2",276.32,0,-81.513999999999996,-81.513999999999996]
["TD","Battery",20,"T2",2.36,0,-0.69599999999999995,-0.69599999999999995]
["TD","Battery",20,"T5",2.89,0,-0.85299999999999998,-0.85299999999999998]
["TD","Battery",20,"K5",21.99,0,-6.4870000000000001,-6.4870000000000001]
["TD","Battery",20,"T1",0.8,0,-0.23599999999999999,-0.23599999999999999]
["TD","Battery",20,"C5",22.49,0,-6.6349999999999998,-6.6349999999999998]
["TD","Battery",20,"C6",10.19,0,-3.0059999999999998,-3.0059999999999998]
["TD","Battery",20,"D5",121.63,0,-35.881,-35.881]
["TD","Battery",20,"C7",4.1399999999999997,0,-1.2210000000000001,-1.2210000000000001]
["TD","Battery",20,"E1",30.96,0,-9.1329999999999991,-9.1329999999999991]
["TD","Battery",20,"D6",3.68,0,-1.0860000000000001,-1.0860000000000001]
["TD","Battery",20,"G1",75.09,0,-22.152000000000001,-22.152000000000001]
["TD","Battery",20,"N7",0.04,0,-1.2E-2,-1.2E-2]
["TD","Battery",20,"G7",39.72,0,-11.717000000000001,-11.717000000000001]
["TD","Battery",20,"G6",308.44,0,-90.99,-90.99]
["TD","Battery",20,"T3",0.23,0,-6.8000000000000005E-2,-6.8000000000000005E-2]
["TD","Battery",20,"H6",7.06,0,-2.0830000000000002,-2.0830000000000002]
["TD","Battery",20,"J1",3.96,0,-1.1679999999999999,-1.1679999999999999]
["TD","Battery",20,"S2",1.21,0,-0.35699999999999998,-0.35699999999999998]
["TD","Battery",20,"J5",1.59,0,-0.46899999999999997,-0.46899999999999997]
["TD","Battery",20,"J6",8.68,0,-2.5609999999999999,-2.5609999999999999]
["TD","Battery",20,"R4",0.02,0,-6.0000000000000001E-3,-6.0000000000000001E-3]
["TD","Battery",20,"J7",5.56,0,-1.64,-1.64]
["TD","Battery",20,"J3",5.25,0,-1.5489999999999999,-1.5489999999999999]
["TD","Battery",20,"Q6",1.7,0,-0.502,-0.502]
["TD","Battery",20,"Q5",0.33,0,-9.7000000000000003E-2,-9.7000000000000003E-2]
["TD","Battery",20,"K6",1.53,0,-0.45100000000000001,-0.45100000000000001]
["TD","Battery",20,"P7",0.68,0,-0.20100000000000001,-0.20100000000000001]
["TD","Battery",20,"L3",166.7,0,-49.177,-49.177]
["TD","Battery",20,"L5",96.06,0,-28.338000000000001,-28.338000000000001]
["TD","Battery",20,"L2",260.67,0,-76.897999999999996,-76.897999999999996]
["TD","Battery",20,"P3",56,0,-16.52,-16.52]
["TD","Battery",20,"M4",0.5,0,-0.14799999999999999,-0.14799999999999999]
["TD","Battery",20,"M5",0.35,0,-0.10299999999999999,-0.10299999999999999]
["TD","Battery",20,"N6",0.01,0,-3.0000000000000001E-3,-3.0000000000000001E-3]
["TD","Battery",20,"M7",1.46,0,-0.43099999999999999,-0.43099999999999999]
["TD","Battery",20,"M8",0.44,0,-0.13,-0.13]
["TD","Battery",20,"N3",31.9,0,-9.4109999999999996,-9.4109999999999996]
["TD","Battery",20,"N2",10.02,0,-2.956,-2.956]
["TD","Battery",20,"N1",20.190000000000001,0,-5.9560000000000004,-5.9560000000000004]
["TD","Battery",20,"M6",1.67,0,-0.49299999999999999,-0.49299999999999999]
["TD","Battery",20,"L7",24.76,0,-7.3040000000000003,-7.3040000000000003]
["TD","Battery",20,"L1",103.9,0,-30.651,-30.651]
["TD","Battery",20,"K4",4.43,0,-1.3069999999999999,-1.3069999999999999]
["TD","Battery",20,"J8",129.28,0,-38.137999999999998,-38.137999999999998]
["TD","Battery",20,"J4",3.99,0,-1.177,-1.177]
["TD","Battery",20,"H2",82.61,0,-24.37,-24.37]
["TD","Battery",20,"G5",60.68,0,-17.901,-17.901]
["TD","Battery",20,"F6",153.75,0,-45.356000000000002,-45.356000000000002]
["TD","Battery",20,"E8",30.94,0,-9.1270000000000007,-9.1270000000000007]
["TD","Battery",20,"E7",2.66,0,-0.78500000000000003,-0.78500000000000003]
["TD","Battery",20,"A1",20.170000000000002,0,-5.95,-5.95]
["TD","Battery",20,"D4",3.5,0,-1.0329999999999999,-1.0329999999999999]
["TD","Battery",20,"A6",160.06,0,-47.218000000000004,-47.218000000000004]
["TD","Battery",20,"A3",0.01,0,-3.0000000000000001E-3,-3.0000000000000001E-3]
["TD","Battery",20,"C4",0.69,0,-0.20399999999999999,-0.20399999999999999]
["TD","Battery",20,"A8",36.04,0,-10.632,-10.632]
["TD","Battery",20,"C1",0.13,0,-3.7999999999999999E-2,-3.7999999999999999E-2]
["TD","Battery",20,"B4",1.71,0,-0.504,-0.504]
["TD","Battery",20,"B3",25.45,0,-7.508,-7.508]
["TD","Battery",20,"B2",181.53,0,-53.551000000000002,-53.551000000000002]
["TD","Battery",20,"A7",0.01,0,-3.0000000000000001E-3,-3.0000000000000001E-3]
["TD","Battery",20,"A9",0.01,0,-3.0000000000000001E-3,-3.0000000000000001E-3]
["TD","Battery",20,"A4",0.16,0,-4.7E-2,-4.7E-2]
["TD","Battery",21,"N2",10.029999999999999,0,-2.9590000000000001,-2.9590000000000001]
["TD","Battery",21,"K5",22.22,0,-6.5549999999999997,-6.5549999999999997]
["TD","Battery",21,"B4",1.8,0,-0.53100000000000003,-0.53100000000000003]
["TD","Battery",21,"N3",32.07,0,-9.4610000000000003,-9.4610000000000003]
["TD","Battery",21,"N4",1.47,0,-0.434,-0.434]
["TD","Battery",21,"J5",1.74,0,-0.51300000000000001,-0.51300000000000001]
["TD","Battery",21,"C6",10.23,0,-3.0179999999999998,-3.0179999999999998]
["TD","Battery",21,"E7",2.93,0,-0.86399999999999999,-0.86399999999999999]
["TD","Battery",21,"S2",1.32,0,-0.38900000000000001,-0.38900000000000001]
["TD","Battery",21,"A9",0.02,0,-6.0000000000000001E-3,-6.0000000000000001E-3]
["TD","Battery",21,"S5",3.1,0,-0.91500000000000004,-0.91500000000000004]
["TD","Battery",21,"P4",0.75,0,-0.221,-0.221]
["TD","Battery",21,"C2",276.39999999999998,0,-81.537999999999997,-81.537999999999997]
["TD","Battery",21,"P5",0.02,0,-6.0000000000000001E-3,-6.0000000000000001E-3]
["TD","Battery",21,"P3",56.14,0,-16.561,-16.561]
["TD","Battery",21,"Q2",56.83,0,-16.765000000000001,-16.765000000000001]
["TD","Battery",21,"Q5",0.38,0,-0.112,-0.112]
["TD","Battery",21,"C5",22.67,0,-6.6879999999999997,-6.6879999999999997]
["TD","Battery",21,"Q6",1.87,0,-0.55200000000000005,-0.55200000000000005]
["TD","Battery",21,"R4",0.04,0,-1.2E-2,-1.2E-2]
["TD","Battery",21,"R5",0.87,0,-0.25700000000000001,-0.25700000000000001]
["TD","Battery",21,"R6",1,0,-0.29499999999999998,-0.29499999999999998]
["TD","Battery",21,"Q7",3.06,0,-0.90300000000000002,-0.90300000000000002]
["TD","Battery",21,"T1",0.87,0,-0.25700000000000001,-0.25700000000000001]
["TD","Battery",21,"P1",0.56999999999999995,0,-0.16800000000000001,-0.16800000000000001]
["TD","Battery",21,"T4",0.52,0,-0.153,-0.153]
["TD","Battery",21,"T5",2.99,0,-0.88200000000000001,-0.88200000000000001]
["TD","Battery",21,"M7",1.6,0,-0.47199999999999998,-0.47199999999999998]
["TD","Battery",21,"D6",4.04,0,-1.1919999999999999,-1.1919999999999999]
["TD","Battery",21,"L8",23.49,0,-6.93,-6.93]
["TD","Battery",21,"E8",31.03,0,-9.1539999999999999,-9.1539999999999999]
["TD","Battery",21,"D5",121.79,0,-35.927999999999997,-35.927999999999997]
["TD","Battery",21,"G5",60.78,0,-17.93,-17.93]
["TD","Battery",21,"G6",309.25,0,-91.228999999999999,-91.228999999999999]
["TD","Battery",21,"H2",82.77,0,-24.417000000000002,-24.417000000000002]
["TD","Battery",21,"G7",39.82,0,-11.747,-11.747]
["TD","Battery",21,"J1",4.3600000000000003,0,-1.286,-1.286]
["TD","Battery",21,"F6",154.6,0,-45.606999999999999,-45.606999999999999]
["TD","Battery",21,"J6",9.14,0,-2.6960000000000002,-2.6960000000000002]
["TD","Battery",21,"H6",7.82,0,-2.3069999999999999,-2.3069999999999999]
["TD","Battery",21,"T3",0.25,0,-7.3999999999999996E-2,-7.3999999999999996E-2]
["TD","Battery",21,"T2",2.4700000000000002,0,-0.72899999999999998,-0.72899999999999998]
["TD","Battery",21,"K4",4.8899999999999997,0,-1.4430000000000001,-1.4430000000000001]
["TD","Battery",21,"J8",129.33000000000001,0,-38.152000000000001,-38.152000000000001]
["TD","Battery",21,"S1",6.96,0,-2.0529999999999999,-2.0529999999999999]
["TD","Battery",21,"L1",103.9,0,-30.651,-30.651]
["TD","Battery",21,"L2",260.76,0,-76.924000000000007,-76.924000000000007]
["TD","Battery",21,"Q8",11.48,0,-3.387,-3.387]
["TD","Battery",21,"L7",24.86,0,-7.3339999999999996,-7.3339999999999996]
["TD","Battery",21,"L3",166.92,0,-49.241,-49.241]
["TD","Battery",21,"Q4",36.21,0,-10.682,-10.682]
["TD","Battery",21,"M4",0.55000000000000004,0,-0.16200000000000001,-0.16200000000000001]
["TD","Battery",21,"P8",3.97,0,-1.171,-1.171]
["TD","Battery",21,"P7",0.76,0,-0.224,-0.224]
["TD","Battery",21,"P6",0.84,0,-0.248,-0.248]
["TD","Battery",21,"M8",0.5,0,-0.14799999999999999,-0.14799999999999999]
["TD","Battery",21,"P2",0.03,0,-8.9999999999999993E-3,-8.9999999999999993E-3]
["TD","Battery",21,"N7",0.05,0,-1.4999999999999999E-2,-1.4999999999999999E-2]
["TD","Battery",21,"N6",0.01,0,-3.0000000000000001E-3,-3.0000000000000001E-3]
["TD","Battery",21,"N5",0.69,0,-0.20399999999999999,-0.20399999999999999]
["TD","Battery",21,"N1",20.2,0,-5.9589999999999996,-5.9589999999999996]
["TD","Battery",21,"M6",1.85,0,-0.54600000000000004,-0.54600000000000004]
["TD","Battery",21,"M5",0.39,0,-0.115,-0.115]
["TD","Battery",21,"L5",96.39,0,-28.434999999999999,-28.434999999999999]
["TD","Battery",21,"K6",1.63,0,-0.48099999999999998,-0.48099999999999998]
["TD","Battery",21,"J7",6.16,0,-1.8169999999999999,-1.8169999999999999]
["TD","Battery",21,"J4",4.3600000000000003,0,-1.286,-1.286]
["TD","Battery",21,"J3",5.77,0,-1.702,-1.702]
["TD","Battery",21,"H1",23.52,0,-6.9379999999999997,-6.9379999999999997]
["TD","Battery",21,"A1",20.2,0,-5.9589999999999996,-5.9589999999999996]
["TD","Battery",21,"G1",75.14,0,-22.166,-22.166]
["TD","Battery",21,"A7",0.02,0,-6.0000000000000001E-3,-6.0000000000000001E-3]
["TD","Battery",21,"E1",32.08,0,-9.4640000000000004,-9.4640000000000004]
["TD","Battery",21,"B1",42.2,0,-12.449,-12.449]
["TD","Battery",21,"B2",182.02,0,-53.695999999999998,-53.695999999999998]
["TD","Battery",21,"D4",3.76,0,-1.109,-1.109]
["TD","Battery",21,"C7",4.51,0,-1.33,-1.33]
["TD","Battery",21,"A6",160.08000000000001,0,-47.223999999999997,-47.223999999999997]
["TD","Battery",21,"C1",0.17,0,-0.05,-0.05]
["TD","Battery",21,"C4",0.79,0,-0.23300000000000001,-0.23300000000000001]
["TD","Battery",21,"C3",1.29,0,-0.38100000000000001,-0.38100000000000001]
["TD","Battery",21,"B3",25.5,0,-7.5229999999999997,-7.5229999999999997]
["TD","Battery",21,"A8",36.049999999999997,0,-10.635,-10.635]
["TD","Battery",21,"A4",0.19,0,-5.6000000000000001E-2,-5.6000000000000001E-2]
["TD","Battery",21,"A3",0.02,0,-6.0000000000000001E-3,-6.0000000000000001E-3]
["TD","Battery",22,"G5",60.94,0,-10.786,-25.167999999999999]
["TD","Battery",22,"C5",22.9,0,-4.0529999999999999,-9.4580000000000002]
["TD","Battery",22,"J4",4.79,0,-0.84799999999999998,-1.978]
["TD","Battery",22,"J8",129.4,0,-22.904,-53.442]
["TD","Battery",22,"L1",103.9,0,-18.39,-42.911000000000001]
["TD","Battery",22,"L8",23.56,0,-4.17,-9.73]
["TD","Battery",22,"T5",3.08,0,-0.54500000000000004,-1.272]
["TD","Battery",22,"L2",260.89,0,-46.177999999999997,-107.748]
["TD","Battery",22,"K4",5.5,0,-0.97399999999999998,-2.2719999999999998]
["TD","Battery",22,"K6",1.76,0,-0.312,-0.72699999999999998]
["TD","Battery",22,"J7",6.98,0,-1.2350000000000001,-2.883]
["TD","Battery",22,"J5",1.94,0,-0.34300000000000003,-0.80100000000000005]
["TD","Battery",22,"H6",8.81,0,-1.5589999999999999,-3.6389999999999998]
["TD","Battery",22,"J3",6.45,0,-1.1419999999999999,-2.6640000000000001]
["TD","Battery",22,"E1",33.47,0,-5.9240000000000004,-13.823]
["TD","Battery",22,"H2",82.96,0,-14.683999999999999,-34.262]
["TD","Battery",22,"G6",310.24,0,-54.911999999999999,-128.12899999999999]
["TD","Battery",22,"C4",0.92,0,-0.16300000000000001,-0.38]
["TD","Battery",22,"G1",75.23,0,-13.316000000000001,-31.07]
["TD","Battery",22,"E7",3.29,0,-0.58199999999999996,-1.359]
["TD","Battery",22,"E8",31.15,0,-5.5140000000000002,-12.865]
["TD","Battery",22,"M6",2.0699999999999998,0,-0.36599999999999999,-0.85499999999999998]
["TD","Battery",22,"T4",0.56999999999999995,0,-0.10100000000000001,-0.23499999999999999]
["TD","Battery",22,"N6",0.03,0,-5.0000000000000001E-3,-1.2E-2]
["TD","Battery",22,"Q4",36.340000000000003,0,-6.4320000000000004,-15.007999999999999]
["TD","Battery",22,"P1",0.63,0,-0.112,-0.26]
["TD","Battery",22,"M5",0.44,0,-7.8E-2,-0.182]
["TD","Battery",22,"D5",121.99,0,-21.591999999999999,-50.381999999999998]
["TD","Battery",22,"B3",25.57,0,-4.5259999999999998,-10.56]
["TD","Battery",22,"A3",0.05,0,-8.9999999999999993E-3,-2.1000000000000001E-2]
["TD","Battery",22,"S5",3.39,0,-0.6,-1.4]
["TD","Battery",22,"R5",0.99,0,-0.17499999999999999,-0.40899999999999997]
["TD","Battery",22,"Q2",56.94,0,-10.077999999999999,-23.515999999999998]
["TD","Battery",22,"T3",0.27,0,-4.8000000000000001E-2,-0.112]
["TD","Battery",22,"T1",0.95,0,-0.16800000000000001,-0.39200000000000002]
["TD","Battery",22,"T2",2.6,0,-0.46,-1.0740000000000001]
["TD","Battery",22,"S1",7.61,0,-1.347,-3.1429999999999998]
["TD","Battery",22,"S2",1.44,0,-0.255,-0.59499999999999997]
["TD","Battery",22,"R6",1.1499999999999999,0,-0.20399999999999999,-0.47499999999999998]
["TD","Battery",22,"Q8",11.66,0,-2.0640000000000001,-4.8159999999999998]
["TD","Battery",22,"P8",4.3899999999999997,0,-0.77700000000000002,-1.8129999999999999]
["TD","Battery",22,"Q7",3.13,0,-0.55400000000000005,-1.2929999999999999]
["TD","Battery",22,"P3",56.33,0,-9.9700000000000006,-23.263999999999999]
["TD","Battery",22,"P7",0.87,0,-0.154,-0.35899999999999999]
["TD","Battery",22,"Q5",0.44,0,-7.8E-2,-0.182]
["TD","Battery",22,"R4",0.08,0,-1.4E-2,-3.3000000000000002E-2]
["TD","Battery",22,"P5",0.05,0,-8.9999999999999993E-3,-2.1000000000000001E-2]
["TD","Battery",22,"P6",0.95,0,-0.16800000000000001,-0.39200000000000002]
["TD","Battery",22,"Q6",2.0699999999999998,0,-0.36599999999999999,-0.85499999999999998]
["TD","Battery",22,"N1",20.22,0,-3.5790000000000002,-8.3510000000000009]
["TD","Battery",22,"N3",32.26,0,-5.71,-13.323]
["TD","Battery",22,"P2",0.04,0,-7.0000000000000001E-3,-1.7000000000000001E-2]
["TD","Battery",22,"N7",7.0000000000000007E-2,0,-1.2E-2,-2.9000000000000001E-2]
["TD","Battery",22,"N5",0.77,0,-0.13600000000000001,-0.318]
["TD","Battery",22,"P4",0.84,0,-0.14899999999999999,-0.34699999999999998]
["TD","Battery",22,"N2",10.039999999999999,0,-1.7769999999999999,-4.1470000000000002]
["TD","Battery",22,"N4",1.62,0,-0.28699999999999998,-0.66900000000000004]
["TD","Battery",22,"M8",0.57999999999999996,0,-0.10299999999999999,-0.24]
["TD","Battery",22,"M4",0.63,0,-0.112,-0.26]
["TD","Battery",22,"L7",24.99,0,-4.423,-10.321]
["TD","Battery",22,"L5",96.84,0,-17.140999999999998,-39.994999999999997]
["TD","Battery",22,"M7",1.77,0,-0.313,-0.73099999999999998]
["TD","Battery",22,"L3",167.23,0,-29.6,-69.066000000000003]
["TD","Battery",22,"K5",22.54,0,-3.99,-9.3089999999999993]
["TD","Battery",22,"J6",9.74,0,-1.724,-4.0229999999999997]
["TD","Battery",22,"A4",0.23,0,-4.1000000000000002E-2,-9.5000000000000001E-2]
["TD","Battery",22,"A6",160.11000000000001,0,-28.338999999999999,-66.125]
["TD","Battery",22,"J1",4.8499999999999996,0,-0.85799999999999998,-2.0030000000000001]
["TD","Battery",22,"A8",36.08,0,-6.3860000000000001,-14.901]
["TD","Battery",22,"H1",23.68,0,-4.1909999999999998,-9.7799999999999994]
["TD","Battery",22,"G7",39.97,0,-7.0750000000000002,-16.507999999999999]
["TD","Battery",22,"B1",42.32,0,-7.4909999999999997,-17.478000000000002]
["TD","Battery",22,"F6",155.72999999999999,0,-27.564,-64.316000000000003]
["TD","Battery",22,"B4",1.91,0,-0.33800000000000002,-0.78900000000000003]
["TD","Battery",22,"C1",0.25,0,-4.3999999999999997E-2,-0.10299999999999999]
["TD","Battery",22,"D6",4.49,0,-0.79500000000000004,-1.8540000000000001]
["TD","Battery",22,"D4",4.0999999999999996,0,-0.72599999999999998,-1.6930000000000001]
["TD","Battery",22,"C7",4.96,0,-0.878,-2.048]
["TD","Battery",22,"C6",10.32,0,-1.827,-4.2619999999999996]
["TD","Battery",22,"C3",1.47,0,-0.26,-0.60699999999999998]
["TD","Battery",22,"A9",0.05,0,-8.9999999999999993E-3,-2.1000000000000001E-2]
["TD","Battery",22,"C2",276.51,0,-48.942,-114.199]
["TD","Battery",22,"B2",182.68,0,-32.334000000000003,-75.447000000000003]
["TD","Battery",22,"A7",0.05,0,-8.9999999999999993E-3,-2.1000000000000001E-2]
["TD","Battery",22,"A1",20.239999999999998,0,-3.5819999999999999,-8.359]
["TD","Battery",23,"A3",0.12,0,-1.4E-2,-5.7000000000000002E-2]
["TD","Battery",23,"A7",0.12,0,-1.4E-2,-5.7000000000000002E-2]
["TD","Battery",23,"A6",160.19,0,-18.902000000000001,-75.61]
["TD","Battery",23,"A1",20.37,0,-2.4039999999999999,-9.6150000000000002]
["TD","Battery",23,"T4",0.74,0,-8.6999999999999994E-2,-0.34899999999999998]
["TD","Battery",23,"C4",1.33,0,-0.157,-0.628]
["TD","Battery",23,"D4",5.23,0,-0.61699999999999999,-2.4689999999999999]
["TD","Battery",23,"E7",4.47,0,-0.52700000000000002,-2.11]
["TD","Battery",23,"H2",83.61,0,-9.8659999999999997,-39.463999999999999]
["TD","Battery",23,"J8",129.62,0,-15.295,-61.180999999999997]
["TD","Battery",23,"L7",25.42,0,-3,-11.997999999999999]
["TD","Battery",23,"J4",6.35,0,-0.749,-2.9969999999999999]
["TD","Battery",23,"M6",2.81,0,-0.33200000000000002,-1.3260000000000001]
["TD","Battery",23,"N2",10.08,0,-1.1890000000000001,-4.758]
["TD","Battery",23,"P3",56.94,0,-6.7190000000000003,-26.876000000000001]
["TD","Battery",23,"P7",1.22,0,-0.14399999999999999,-0.57599999999999996]
["TD","Battery",23,"Q5",0.62,0,-7.2999999999999995E-2,-0.29299999999999998]
["TD","Battery",23,"S2",1.89,0,-0.223,-0.89200000000000002]
["TD","Battery",23,"S7",0.01,0,-1E-3,-5.0000000000000001E-3]
["TD","Battery",23,"T5",3.43,0,-0.40500000000000003,-1.619]
["TD","Battery",23,"T3",0.36,0,-4.2000000000000003E-2,-0.17]
["TD","Battery",23,"T2",3.09,0,-0.36499999999999999,-1.458]
["TD","Battery",23,"T1",1.28,0,-0.151,-0.60399999999999998]
["TD","Battery",23,"S6",0.02,0,-2E-3,-8.9999999999999993E-3]
["TD","Battery",23,"S5",4.51,0,-0.53200000000000003,-2.129]
["TD","Battery",23,"S4",0.01,0,-1E-3,-5.0000000000000001E-3]
["TD","Battery",23,"S1",9.99,0,-1.179,-4.7149999999999999]
["TD","Battery",23,"R6",1.61,0,-0.19,-0.76]
["TD","Battery",23,"R5",1.38,0,-0.16300000000000001,-0.65100000000000002]
["TD","Battery",23,"R4",0.18,0,-2.1000000000000001E-2,-8.5000000000000006E-2]
["TD","Battery",23,"Q8",12.25,0,-1.446,-5.782]
["TD","Battery",23,"Q7",3.33,0,-0.39300000000000002,-1.5720000000000001]
["TD","Battery",23,"Q6",2.78,0,-0.32800000000000001,-1.3120000000000001]
["TD","Battery",23,"Q4",36.79,0,-4.3410000000000002,-17.364999999999998]
["TD","Battery",23,"Q2",57.33,0,-6.7649999999999997,-27.06]
["TD","Battery",23,"P8",5.86,0,-0.69099999999999995,-2.766]
["TD","Battery",23,"P6",1.32,0,-0.156,-0.623]
["TD","Battery",23,"P5",0.12,0,-1.4E-2,-5.7000000000000002E-2]
["TD","Battery",23,"P4",1.1599999999999999,0,-0.13700000000000001,-0.54800000000000004]
["TD","Battery",23,"P2",0.08,0,-8.9999999999999993E-3,-3.7999999999999999E-2]
["TD","Battery",23,"P1",0.86,0,-0.10100000000000001,-0.40600000000000003]
["TD","Battery",23,"N7",0.12,0,-1.4E-2,-5.7000000000000002E-2]
["TD","Battery",23,"N6",0.06,0,-7.0000000000000001E-3,-2.8000000000000001E-2]
["TD","Battery",23,"N5",1.03,0,-0.122,-0.48599999999999999]
["TD","Battery",23,"N4",2.15,0,-0.254,-1.0149999999999999]
["TD","Battery",23,"N3",32.96,0,-3.8889999999999998,-15.557]
["TD","Battery",23,"N1",20.29,0,-2.3940000000000001,-9.577]
["TD","Battery",23,"M8",0.84,0,-9.9000000000000005E-2,-0.39600000000000002]
["TD","Battery",23,"M7",2.35,0,-0.27700000000000002,-1.109]
["TD","Battery",23,"M5",0.6,0,-7.0999999999999994E-2,-0.28299999999999997]
["TD","Battery",23,"M4",0.87,0,-0.10299999999999999,-0.41099999999999998]
["TD","Battery",23,"L8",23.79,0,-2.8069999999999999,-11.228999999999999]
["TD","Battery",23,"L5",98.28,0,-11.597,-46.387999999999998]
["TD","Battery",23,"L3",168.21,0,-19.849,-79.394999999999996]
["TD","Battery",23,"L2",261.27999999999997,0,-30.831,-123.324]
["TD","Battery",23,"L1",103.9,0,-12.26,-49.040999999999997]
["TD","Battery",23,"K6",2.2000000000000002,0,-0.26,-1.038]
["TD","Battery",23,"K5",23.55,0,-2.7789999999999999,-11.116]
["TD","Battery",23,"K4",7.49,0,-0.88400000000000001,-3.5350000000000001]
["TD","Battery",23,"J7",9.6,0,-1.133,-4.5309999999999997]
["TD","Battery",23,"J6",11.72,0,-1.383,-5.532]
["TD","Battery",23,"J5",2.61,0,-0.308,-1.232]
["TD","Battery",23,"J3",8.73,0,-1.03,-4.1210000000000004]
["TD","Battery",23,"J1",6.54,0,-0.77200000000000002,-3.0870000000000002]
["TD","Battery",23,"H6",12.06,0,-1.423,-5.6920000000000002]
["TD","Battery",23,"H1",24.26,0,-2.863,-11.451000000000001]
["TD","Battery",23,"G7",40.409999999999997,0,-4.7679999999999998,-19.074000000000002]
["TD","Battery",23,"G6",313.69,0,-37.015000000000001,-148.06200000000001]
["TD","Battery",23,"G5",61.39,0,-7.2439999999999998,-28.975999999999999]
["TD","Battery",23,"G1",75.45,0,-8.9030000000000005,-35.612000000000002]
["TD","Battery",23,"F6",159.41,0,-18.809999999999999,-75.242000000000004]
["TD","Battery",23,"E8",31.54,0,-3.722,-14.887]
["TD","Battery",23,"E1",38.28,0,-4.5170000000000003,-18.068000000000001]
["TD","Battery",23,"D6",6.02,0,-0.71,-2.8410000000000002]
["TD","Battery",23,"D5",122.68,0,-14.476000000000001,-57.905000000000001]
["TD","Battery",23,"C7",6.56,0,-0.77400000000000002,-3.0960000000000001]
["TD","Battery",23,"C6",10.53,0,-1.2430000000000001,-4.97]
["TD","Battery",23,"C5",23.65,0,-2.7909999999999999,-11.163]
["TD","Battery",23,"C3",2.0299999999999998,0,-0.24,-0.95799999999999996]
["TD","Battery",23,"C2",276.83999999999997,0,-32.667000000000002,-130.66800000000001]
["TD","Battery",23,"C1",0.44,0,-5.1999999999999998E-2,-0.20799999999999999]
["TD","Battery",23,"B4",2.27,0,-0.26800000000000002,-1.071]
["TD","Battery",23,"B3",25.78,0,-3.0419999999999998,-12.167999999999999]
["TD","Battery",23,"B2",184.82,0,-21.809000000000001,-87.234999999999999]
["TD","Battery",23,"B1",42.77,0,-5.0469999999999997,-20.187000000000001]
["TD","Battery",23,"A9",0.12,0,-1.4E-2,-5.7000000000000002E-2]
["TD","Battery",23,"A8",36.159999999999997,0,-4.2670000000000003,-17.068000000000001]
["TD","Battery",23,"A4",0.35,0,-4.1000000000000002E-2,-0.16500000000000001]
["TD","Battery",24,"T4",0.84,0,0,-0.496]
["TD","Battery",24,"C4",1.7,0,0,-1.0029999999999999]
["TD","Battery",24,"E7",5.33,0,0,-3.145]
["TD","Battery",24,"G5",61.84,0,0,-36.485999999999997]
["TD","Battery",24,"H2",84.05,0,0,-49.59]
["TD","Battery",24,"J8",129.80000000000001,0,0,-76.581999999999994]
["TD","Battery",24,"L1",103.9,0,0,-61.301000000000002]
["TD","Battery",24,"L7",25.77,0,0,-15.204000000000001]
["TD","Battery",24,"N6",0.11,0,0,-6.5000000000000002E-2]
["TD","Battery",24,"N2",10.130000000000001,0,0,-5.9770000000000003]
["TD","Battery",24,"P3",57.4,0,0,-33.866]
["TD","Battery",24,"Q5",0.79,0,0,-0.46600000000000003]
["TD","Battery",24,"R4",0.32,0,0,-0.189]
["TD","Battery",24,"S2",2.15,0,0,-1.2689999999999999]
["TD","Battery",24,"S7",0.01,0,0,-6.0000000000000001E-3]
["TD","Battery",24,"T5",3.65,0,0,-2.1539999999999999]
["TD","Battery",24,"T3",0.42,0,0,-0.248]
["TD","Battery",24,"T2",3.42,0,0,-2.0179999999999998]
["TD","Battery",24,"T1",1.48,0,0,-0.873]
["TD","Battery",24,"S6",0.02,0,0,-1.2E-2]
["TD","Battery",24,"S5",5.2,0,0,-3.0680000000000001]
["TD","Battery",24,"S4",0.01,0,0,-6.0000000000000001E-3]
["TD","Battery",24,"S1",11.42,0,0,-6.7380000000000004]
["TD","Battery",24,"R6",1.99,0,0,-1.1739999999999999]
["TD","Battery",24,"R5",1.69,0,0,-0.997]
["TD","Battery",24,"Q8",12.68,0,0,-7.4809999999999999]
["TD","Battery",24,"Q7",3.5,0,0,-2.0649999999999999]
["TD","Battery",24,"Q6",3.25,0,0,-1.9179999999999999]
["TD","Battery",24,"Q4",37.14,0,0,-21.913]
["TD","Battery",24,"B4",2.5299999999999998,0,0,-1.4930000000000001]
["TD","Battery",24,"Q2",57.63,0,0,-34.002000000000002]
["TD","Battery",24,"P8",6.83,0,0,-4.03]
["TD","Battery",24,"P7",1.51,0,0,-0.89100000000000001]
["TD","Battery",24,"P6",1.61,0,0,-0.95]
["TD","Battery",24,"P5",0.21,0,0,-0.124]
["TD","Battery",24,"P4",1.4,0,0,-0.82599999999999996]
["TD","Battery",24,"P2",0.13,0,0,-7.6999999999999999E-2]
["TD","Battery",24,"P1",1.02,0,0,-0.60199999999999998]
["TD","Battery",24,"N7",0.17,0,0,-0.1]
["TD","Battery",24,"N5",1.22,0,0,-0.72]
["TD","Battery",24,"N4",2.5,0,0,-1.4750000000000001]
["TD","Battery",24,"N3",33.36,0,0,-19.681999999999999]
["TD","Battery",24,"N1",20.34,0,0,-12.000999999999999]
["TD","Battery",24,"M8",1.07,0,0,-0.63100000000000001]
["TD","Battery",24,"M7",2.72,0,0,-1.605]
["TD","Battery",24,"M6",3.37,0,0,-1.988]
["TD","Battery",24,"M5",0.72,0,0,-0.42499999999999999]
["TD","Battery",24,"M4",1.06,0,0,-0.625]
["TD","Battery",24,"L8",23.98,0,0,-14.148]
["TD","Battery",24,"L5",99.42,0,0,-58.658000000000001]
["TD","Battery",24,"L3",168.98,0,0,-99.697999999999993]
["TD","Battery",24,"L2",261.61,0,0,-154.35]
["TD","Battery",24,"K6",2.5499999999999998,0,0,-1.5049999999999999]
["TD","Battery",24,"K5",24.39,0,0,-14.39]
["TD","Battery",24,"K4",8.99,0,0,-5.3040000000000003]
["TD","Battery",24,"J7",11.67,0,0,-6.8849999999999998]
["TD","Battery",24,"J6",13.19,0,0,-7.782]
["TD","Battery",24,"J5",3.08,0,0,-1.8169999999999999]
["TD","Battery",24,"J4",7.33,0,0,-4.3250000000000002]
["TD","Battery",24,"J3",10.37,0,0,-6.1180000000000003]
["TD","Battery",24,"J1",7.73,0,0,-4.5609999999999999]
["TD","Battery",24,"H6",14.55,0,0,-8.5850000000000009]
["TD","Battery",24,"H1",24.65,0,0,-14.544]
["TD","Battery",24,"G7",40.83,0,0,-24.09]
["TD","Battery",24,"G6",316.02999999999997,0,0,-186.458]
["TD","Battery",24,"G1",75.709999999999994,0,0,-44.668999999999997]
["TD","Battery",24,"F6",162.24,0,0,-95.721999999999994]
["TD","Battery",24,"E8",31.81,0,0,-18.768000000000001]
["TD","Battery",24,"E1",41.52,0,0,-24.497]
["TD","Battery",24,"D6",7.09,0,0,-4.1829999999999998]
["TD","Battery",24,"D5",123.18,0,0,-72.676000000000002]
["TD","Battery",24,"D4",6.07,0,0,-3.581]
["TD","Battery",24,"C7",7.56,0,0,-4.46]
["TD","Battery",24,"C6",10.78,0,0,-6.36]
["TD","Battery",24,"C5",24.22,0,0,-14.29]
["TD","Battery",24,"C3",2.4700000000000002,0,0,-1.4570000000000001]
["TD","Battery",24,"C2",277.16000000000003,0,0,-163.524]
["TD","Battery",24,"C1",0.69,0,0,-0.40699999999999997]
["TD","Battery",24,"B3",25.96,0,0,-15.316000000000001]
["TD","Battery",24,"B2",186.49,0,0,-110.029]
["TD","Battery",24,"B1",43.07,0,0,-25.411000000000001]
["TD","Battery",24,"A9",0.21,0,0,-0.124]
["TD","Battery",24,"A8",36.26,0,0,-21.393000000000001]
["TD","Battery",24,"A7",0.21,0,0,-0.124]
["TD","Battery",24,"A6",160.29,0,0,-94.570999999999998]
["TD","Battery",24,"A4",0.47,0,0,-0.27700000000000002]
["TD","Battery",24,"A3",0.21,0,0,-0.124]
["TD","Battery",24,"A1",20.49,0,0,-12.089]
["TD","Battery",25,"S7",0.02,0,0,-1.2E-2]
["TD","Battery",25,"T4",1.03,0,0,-0.60799999999999998]
["TD","Battery",25,"C4",2.2999999999999998,0,0,-1.357]
["TD","Battery",25,"D4",7.45,0,0,-4.3959999999999999]
["TD","Battery",25,"H2",84.77,0,0,-50.014000000000003]
["TD","Battery",25,"J4",8.9600000000000009,0,0,-5.2859999999999996]
["TD","Battery",25,"E7",6.77,0,0,-3.9940000000000002]
["TD","Battery",25,"J8",130.09,0,0,-76.753]
["TD","Battery",25,"L7",26.33,0,0,-15.535]
["TD","Battery",25,"M6",4.2699999999999996,0,0,-2.5190000000000001]
["TD","Battery",25,"N2",10.210000000000001,0,0,-6.024]
["TD","Battery",25,"P7",1.98,0,0,-1.1679999999999999]
["TD","Battery",25,"P3",58.16,0,0,-34.314]
["TD","Battery",25,"Q5",1.05,0,0,-0.62]
["TD","Battery",25,"S2",2.6,0,0,-1.534]
["TD","Battery",25,"T5",4.01,0,0,-2.3660000000000001]
["TD","Battery",25,"T3",0.53,0,0,-0.313]
["TD","Battery",25,"T2",3.95,0,0,-2.331]
["TD","Battery",25,"T1",1.81,0,0,-1.0680000000000001]
["TD","Battery",25,"S6",0.04,0,0,-2.4E-2]
["TD","Battery",25,"S5",6.33,0,0,-3.7349999999999999]
["TD","Battery",25,"S4",0.02,0,0,-1.2E-2]
["TD","Battery",25,"S1",13.8,0,0,-8.1419999999999995]
["TD","Battery",25,"R6",2.61,0,0,-1.54]
["TD","Battery",25,"R5",2.19,0,0,-1.292]
["TD","Battery",25,"R4",0.54,0,0,-0.31900000000000001]
["TD","Battery",25,"Q8",13.38,0,0,-7.8940000000000001]
["TD","Battery",25,"Q7",3.78,0,0,-2.23]
["TD","Battery",25,"Q6",4.03,0,0,-2.3780000000000001]
["TD","Battery",25,"Q4",37.71,0,0,-22.248999999999999]
["TD","Battery",25,"Q2",58.13,0,0,-34.296999999999997]
["TD","Battery",25,"P8",8.43,0,0,-4.9740000000000002]
["TD","Battery",25,"P6",2.09,0,0,-1.2330000000000001]
["TD","Battery",25,"P5",0.36,0,0,-0.21199999999999999]
["TD","Battery",25,"P4",1.8,0,0,-1.0620000000000001]
["TD","Battery",25,"P2",0.21,0,0,-0.124]
["TD","Battery",25,"P1",1.28,0,0,-0.755]
["TD","Battery",25,"N7",0.26,0,0,-0.153]
["TD","Battery",25,"N6",0.18,0,0,-0.106]
["TD","Battery",25,"N5",1.52,0,0,-0.89700000000000002]
["TD","Battery",25,"N4",3.07,0,0,-1.8109999999999999]
["TD","Battery",25,"N3",34.049999999999997,0,0,-20.09]
["TD","Battery",25,"N1",20.41,0,0,-12.042]
["TD","Battery",25,"M8",1.45,0,0,-0.85599999999999998]
["TD","Battery",25,"M7",3.34,0,0,-1.9710000000000001]
["TD","Battery",25,"M5",0.92,0,0,-0.54300000000000004]
["TD","Battery",25,"M4",1.37,0,0,-0.80800000000000005]
["TD","Battery",25,"L8",24.28,0,0,-14.324999999999999]
["TD","Battery",25,"L5",101.28,0,0,-59.755000000000003]
["TD","Battery",25,"L3",170.24,0,0,-100.44199999999999]
["TD","Battery",25,"L2",262.14999999999998,0,0,-154.66900000000001]
["TD","Battery",25,"L1",103.9,0,0,-61.301000000000002]
["TD","Battery",25,"K6",3.12,0,0,-1.841]
["TD","Battery",25,"K5",25.76,0,0,-15.198]
["TD","Battery",25,"K4",11.44,0,0,-6.75]
["TD","Battery",25,"J7",15.05,0,0,-8.8800000000000008]
["TD","Battery",25,"J6",15.6,0,0,-9.2040000000000006]
["TD","Battery",25,"J5",3.86,0,0,-2.2770000000000001]
["TD","Battery",25,"J3",13.08,0,0,-7.7169999999999996]
["TD","Battery",25,"J1",9.69,0,0,-5.7169999999999996]
["TD","Battery",25,"H6",18.62,0,0,-10.986000000000001]
["TD","Battery",25,"H1",25.29,0,0,-14.920999999999999]
["TD","Battery",25,"G7",41.5,0,0,-24.484999999999999]
["TD","Battery",25,"G6",319.89999999999998,0,0,-188.74100000000001]
["TD","Battery",25,"G5",62.56,0,0,-36.909999999999997]
["TD","Battery",25,"G1",76.13,0,0,-44.917000000000002]
["TD","Battery",25,"F6",166.89,0,0,-98.465000000000003]
["TD","Battery",25,"E8",32.26,0,0,-19.033000000000001]
["TD","Battery",25,"E1",46.91,0,0,-27.677]
["TD","Battery",25,"D6",8.85,0,0,-5.2220000000000004]
["TD","Battery",25,"D5",123.99,0,0,-73.153999999999996]
["TD","Battery",25,"C7",9.24,0,0,-5.452]
["TD","Battery",25,"C6",11.19,0,0,-6.6020000000000003]
["TD","Battery",25,"C5",25.14,0,0,-14.833]
["TD","Battery",25,"C3",3.2,0,0,-1.8879999999999999]
["TD","Battery",25,"C2",277.67,0,0,-163.82499999999999]
["TD","Battery",25,"C1",1.08,0,0,-0.63700000000000001]
["TD","Battery",25,"B4",2.95,0,0,-1.7410000000000001]
["TD","Battery",25,"B3",26.25,0,0,-15.488]
["TD","Battery",25,"B2",189.24,0,0,-111.652]
["TD","Battery",25,"B1",43.56,0,0,-25.7]
["TD","Battery",25,"A9",0.36,0,0,-0.21199999999999999]
["TD","Battery",25,"A8",36.409999999999997,0,0,-21.481999999999999]
["TD","Battery",25,"A7",0.36,0,0,-0.21199999999999999]
["TD","Battery",25,"A6",160.44999999999999,0,0,-94.665999999999997]
["TD","Battery",25,"A4",0.67,0,0,-0.39500000000000002]
["TD","Battery",25,"A3",0.36,0,0,-0.21199999999999999]
["TD","Battery",25,"A1",20.7,0,0,-12.212999999999999]
["TD","Battery",26,"T3",0.69,0,0,-0.40699999999999997]
["TD","Battery",26,"B4",3.63,0,0,-2.1419999999999999]
["TD","Battery",26,"C4",3.26,0,0,-1.923]
["TD","Battery",26,"E7",9.08,0,0,-5.3570000000000002]
["TD","Battery",26,"G5",63.71,0,0,-37.588999999999999]
["TD","Battery",26,"H2",85.93,0,0,-50.698999999999998]
["TD","Battery",26,"J8",130.55000000000001,0,0,-77.025000000000006]
["TD","Battery",26,"L7",27.25,0,0,-16.077999999999999]
["TD","Battery",26,"N2",10.33,0,0,-6.0949999999999998]
["TD","Battery",26,"N6",0.28999999999999998,0,0,-0.17100000000000001]
["TD","Battery",26,"P3",59.38,0,0,-35.033999999999999]
["TD","Battery",26,"R4",0.88,0,0,-0.51900000000000002]
["TD","Battery",26,"Q5",1.48,0,0,-0.873]
["TD","Battery",26,"S2",3.36,0,0,-1.982]
["TD","Battery",26,"T5",4.59,0,0,-2.7080000000000002]
["TD","Battery",26,"T4",1.32,0,0,-0.77900000000000003]
["TD","Battery",26,"T2",4.8,0,0,-2.8319999999999999]
["TD","Battery",26,"T1",2.37,0,0,-1.3979999999999999]
["TD","Battery",26,"S7",7.0000000000000007E-2,0,0,-4.1000000000000002E-2]
["TD","Battery",26,"L1",103.9,0,0,-61.301000000000002]
["TD","Battery",26,"S6",0.12,0,0,-7.0999999999999994E-2]
["TD","Battery",26,"S5",8.69,0,0,-5.1269999999999998]
["TD","Battery",26,"S4",0.08,0,0,-4.7E-2]
["TD","Battery",26,"S3",0.01,0,0,-6.0000000000000001E-3]
["TD","Battery",26,"S1",17.89,0,0,-10.555]
["TD","Battery",26,"R6",3.6,0,0,-2.1240000000000001]
["TD","Battery",26,"R5",2.99,0,0,-1.764]
["TD","Battery",26,"Q8",14.52,0,0,-8.5670000000000002]
["TD","Battery",26,"Q7",4.2300000000000004,0,0,-2.496]
["TD","Battery",26,"Q6",5.29,0,0,-3.121]
["TD","Battery",26,"Q4",38.619999999999997,0,0,-22.786000000000001]
["TD","Battery",26,"Q2",58.92,0,0,-34.762999999999998]
["TD","Battery",26,"P8",11.05,0,0,-6.52]
["TD","Battery",26,"P7",2.73,0,0,-1.611]
["TD","Battery",26,"P6",2.85,0,0,-1.6819999999999999]
["TD","Battery",26,"P5",0.59,0,0,-0.34799999999999998]
["TD","Battery",26,"P4",2.4300000000000002,0,0,-1.4339999999999999]
["TD","Battery",26,"P2",0.33,0,0,-0.19500000000000001]
["TD","Battery",26,"P1",1.7,0,0,-1.0029999999999999]
["TD","Battery",26,"N7",0.4,0,0,-0.23599999999999999]
["TD","Battery",26,"N5",2.0099999999999998,0,0,-1.1859999999999999]
["TD","Battery",26,"N4",3.99,0,0,-2.3540000000000001]
["TD","Battery",26,"N3",35.18,0,0,-20.756]
["TD","Battery",26,"N1",20.52,0,0,-12.106999999999999]
["TD","Battery",26,"M8",2.0499999999999998,0,0,-1.21]
["TD","Battery",26,"M7",4.3499999999999996,0,0,-2.5670000000000002]
["TD","Battery",26,"M6",5.74,0,0,-3.387]
["TD","Battery",26,"M5",1.24,0,0,-0.73199999999999998]
["TD","Battery",26,"M4",1.87,0,0,-1.103]
["TD","Battery",26,"L8",24.77,0,0,-14.614000000000001]
["TD","Battery",26,"L5",104.28,0,0,-61.524999999999999]
["TD","Battery",26,"L3",172.28,0,0,-101.645]
["TD","Battery",26,"L2",263.01,0,0,-155.17599999999999]
["TD","Battery",26,"K6",4.04,0,0,-2.3839999999999999]
["TD","Battery",26,"K5",27.96,0,0,-16.495999999999999]
["TD","Battery",26,"K4",15.41,0,0,-9.0920000000000005]
["TD","Battery",26,"J7",20.5,0,0,-12.095000000000001]
["TD","Battery",26,"J6",19.489999999999998,0,0,-11.499000000000001]
["TD","Battery",26,"J5",5.12,0,0,-3.0209999999999999]
["TD","Battery",26,"J4",11.63,0,0,-6.8620000000000001]
["TD","Battery",26,"J3",17.47,0,0,-10.307]
["TD","Battery",26,"J1",12.87,0,0,-7.593]
["TD","Battery",26,"H6",25.2,0,0,-14.868]
["TD","Battery",26,"H1",26.34,0,0,-15.541]
["TD","Battery",26,"G7",42.58,0,0,-25.122]
["TD","Battery",26,"G6",326.20999999999998,0,0,-192.464]
["TD","Battery",26,"G1",76.790000000000006,0,0,-45.305999999999997]
["TD","Battery",26,"F6",174.38,0,0,-102.884]
["TD","Battery",26,"E8",32.979999999999997,0,0,-19.457999999999998]
["TD","Battery",26,"E1",55.67,0,0,-32.844999999999999]
["TD","Battery",26,"D6",11.71,0,0,-6.9089999999999998]
["TD","Battery",26,"D5",125.3,0,0,-73.927000000000007]
["TD","Battery",26,"D4",9.69,0,0,-5.7169999999999996]
["TD","Battery",26,"C7",11.99,0,0,-7.0739999999999998]
["TD","Battery",26,"C6",11.82,0,0,-6.9740000000000002]
["TD","Battery",26,"C5",26.63,0,0,-15.712]
["TD","Battery",26,"C3",4.37,0,0,-2.5779999999999998]
["TD","Battery",26,"C2",278.49,0,0,-164.309]
["TD","Battery",26,"C1",1.7,0,0,-1.0029999999999999]
["TD","Battery",26,"B3",26.71,0,0,-15.759]
["TD","Battery",26,"B2",193.68,0,0,-114.271]
["TD","Battery",26,"B1",44.37,0,0,-26.178000000000001]
["TD","Battery",26,"A9",0.59,0,0,-0.34799999999999998]
["TD","Battery",26,"A8",36.659999999999997,0,0,-21.629000000000001]
["TD","Battery",26,"A7",0.59,0,0,-0.34799999999999998]
["TD","Battery",26,"A6",160.71,0,0,-94.819000000000003]
["TD","Battery",26,"A4",0.98,0,0,-0.57799999999999996]
["TD","Battery",26,"A3",0.59,0,0,-0.34799999999999998]
["TD","Battery",26,"A1",21.02,0,0,-12.401999999999999]
["TD","Battery",27,"T2",5.46,0,0,-3.2210000000000001]
["TD","Battery",27,"C7",14.07,0,0,-8.3010000000000002]
["TD","Battery",27,"E1",62.59,0,0,-36.927999999999997]
["TD","Battery",27,"H1",27.17,0,0,-16.03]
["TD","Battery",27,"J3",21.05,0,0,-12.42]
["TD","Battery",27,"L5",106.83,0,0,-63.03]
["TD","Battery",27,"M5",1.51,0,0,-0.89100000000000001]
["TD","Battery",27,"C3",5.37,0,0,-3.1680000000000001]
["TD","Battery",27,"J7",25.13,0,0,-14.827]
["TD","Battery",27,"N1",20.61,0,0,-12.16]
["TD","Battery",27,"P2",0.45,0,0,-0.26600000000000001]
["TD","Battery",27,"P6",3.51,0,0,-2.0710000000000002]
["TD","Battery",27,"Q4",39.4,0,0,-23.245999999999999]
["TD","Battery",27,"S5",10.61,0,0,-6.26]
["TD","Battery",27,"S1",20.87,0,0,-12.313000000000001]
["TD","Battery",27,"T5",5.05,0,0,-2.98]
["TD","Battery",27,"T4",1.54,0,0,-0.90900000000000003]
["TD","Battery",27,"T3",0.82,0,0,-0.48399999999999999]
["TD","Battery",27,"T1",2.78,0,0,-1.64]
["TD","Battery",27,"S7",0.12,0,0,-7.0999999999999994E-2]
["TD","Battery",27,"S6",0.22,0,0,-0.13]
["TD","Battery",27,"S4",0.13,0,0,-7.6999999999999999E-2]
["TD","Battery",27,"S3",0.01,0,0,-6.0000000000000001E-3]
["TD","Battery",27,"S2",3.9,0,0,-2.3010000000000002]
["TD","Battery",27,"R6",4.46,0,0,-2.6309999999999998]
["TD","Battery",27,"R5",3.68,0,0,-2.1709999999999998]
["TD","Battery",27,"R4",1.24,0,0,-0.73199999999999998]
["TD","Battery",27,"Q8",15.45,0,0,-9.1159999999999997]
["TD","Battery",27,"Q7",4.62,0,0,-2.726]
["TD","Battery",27,"Q6",6.29,0,0,-3.7109999999999999]
["TD","Battery",27,"Q5",1.86,0,0,-1.097]
["TD","Battery",27,"Q2",59.59,0,0,-35.158000000000001]
["TD","Battery",27,"P8",13.09,0,0,-7.7229999999999999]
["TD","Battery",27,"P7",3.38,0,0,-1.994]
["TD","Battery",27,"P5",0.82,0,0,-0.48399999999999999]
["TD","Battery",27,"P4",2.96,0,0,-1.746]
["TD","Battery",27,"P3",60.4,0,0,-35.636000000000003]
["TD","Battery",27,"P1",2.0499999999999998,0,0,-1.21]
["TD","Battery",27,"N7",0.53,0,0,-0.313]
["TD","Battery",27,"N6",0.41,0,0,-0.24199999999999999]
["TD","Battery",27,"N5",2.4,0,0,-1.4159999999999999]
["TD","Battery",27,"N4",4.7,0,0,-2.7730000000000001]
["TD","Battery",27,"N3",36,0,0,-21.24]
["TD","Battery",27,"N2",10.45,0,0,-6.1660000000000004]
["TD","Battery",27,"M8",2.59,0,0,-1.528]
["TD","Battery",27,"M7",5.12,0,0,-3.0209999999999999]
["TD","Battery",27,"M6",6.95,0,0,-4.101]
["TD","Battery",27,"M4",2.2999999999999998,0,0,-1.357]
["TD","Battery",27,"L8",25.19,0,0,-14.862]
["TD","Battery",27,"L7",28.04,0,0,-16.544]
["TD","Battery",27,"L3",174,0,0,-102.66]
["TD","Battery",27,"L2",263.76,0,0,-155.61799999999999]
["TD","Battery",27,"L1",103.9,0,0,-61.301000000000002]
["TD","Battery",27,"K6",4.83,0,0,-2.85]
["TD","Battery",27,"K5",29.87,0,0,-17.623000000000001]
["TD","Battery",27,"K4",18.71,0,0,-11.039]
["TD","Battery",27,"J8",130.94999999999999,0,0,-77.260999999999996]
["TD","Battery",27,"J6",22.71,0,0,-13.398999999999999]
["TD","Battery",27,"J5",6.13,0,0,-3.617]
["TD","Battery",27,"J4",13.67,0,0,-8.0649999999999995]
["TD","Battery",27,"J1",15.43,0,0,-9.1039999999999992]
["TD","Battery",27,"H6",30.72,0,0,-18.125]
["TD","Battery",27,"H2",86.85,0,0,-51.241999999999997]
["TD","Battery",27,"G7",43.57,0,0,-25.706]
["TD","Battery",27,"G6",331.19,0,0,-195.40199999999999]
["TD","Battery",27,"G5",64.77,0,0,-38.213999999999999]
["TD","Battery",27,"G1",77.44,0,0,-45.69]
["TD","Battery",27,"F6",180.68,0,0,-106.601]
["TD","Battery",27,"E8",33.57,0,0,-19.806000000000001]
["TD","Battery",27,"E7",11,0,0,-6.49]
["TD","Battery",27,"D6",14,0,0,-8.26]
["TD","Battery",27,"D5",126.37,0,0,-74.558000000000007]
["TD","Battery",27,"D4",11.55,0,0,-6.8150000000000004]
["TD","Battery",27,"C6",12.45,0,0,-7.3460000000000001]
["TD","Battery",27,"C5",27.86,0,0,-16.437000000000001]
["TD","Battery",27,"C4",4.13,0,0,-2.4369999999999998]
["TD","Battery",27,"C2",279.24,0,0,-164.75200000000001]
["TD","Battery",27,"C1",2.31,0,0,-1.363]
["TD","Battery",27,"B4",4.1900000000000004,0,0,-2.472]
["TD","Battery",27,"B3",27.11,0,0,-15.994999999999999]
["TD","Battery",27,"B2",197.44,0,0,-116.49]
["TD","Battery",27,"B1",45,0,0,-26.55]
["TD","Battery",27,"A9",0.82,0,0,-0.48399999999999999]
["TD","Battery",27,"A8",36.9,0,0,-21.771000000000001]
["TD","Battery",27,"A7",0.82,0,0,-0.48399999999999999]
["TD","Battery",27,"A6",160.96,0,0,-94.965999999999994]
["TD","Battery",27,"A4",1.27,0,0,-0.749]
["TD","Battery",27,"A3",0.82,0,0,-0.48399999999999999]
["TD","Battery",27,"A1",21.32,0,0,-12.579000000000001]
["TD","Battery",28,"T5",5.51,0,0,-3.2509999999999999]
["TD","Battery",28,"C2",280.02,0,0,-165.21199999999999]
["TD","Battery",28,"F6",187.15,0,0,-110.419]
["TD","Battery",28,"D6",16.329999999999998,0,0,-9.6349999999999998]
["TD","Battery",28,"G7",44.59,0,0,-26.308]
["TD","Battery",28,"J6",26.01,0,0,-15.346]
["TD","Battery",28,"K5",31.84,0,0,-18.786000000000001]
["TD","Battery",28,"L3",175.76,0,0,-103.69799999999999]
["TD","Battery",28,"M8",3.16,0,0,-1.8640000000000001]
["TD","Battery",28,"N4",5.44,0,0,-3.21]
["TD","Battery",28,"P1",2.41,0,0,-1.4219999999999999]
["TD","Battery",28,"Q2",60.28,0,0,-35.564999999999998]
["TD","Battery",28,"R6",5.36,0,0,-3.1619999999999999]
["TD","Battery",28,"Q7",5.04,0,0,-2.9740000000000002]
["TD","Battery",28,"T1",3.22,0,0,-1.9]
["TD","Battery",28,"T4",1.75,0,0,-1.0329999999999999]
["TD","Battery",28,"T3",0.96,0,0,-0.56599999999999995]
["TD","Battery",28,"T2",6.13,0,0,-3.617]
["TD","Battery",28,"S7",0.18,0,0,-0.106]
["TD","Battery",28,"S6",0.32,0,0,-0.189]
["TD","Battery",28,"S5",12.64,0,0,-7.4580000000000002]
["TD","Battery",28,"S4",0.2,0,0,-0.11799999999999999]
["TD","Battery",28,"S3",0.02,0,0,-1.2E-2]
["TD","Battery",28,"S2",4.49,0,0,-2.649]
["TD","Battery",28,"S1",24.02,0,0,-14.172000000000001]
["TD","Battery",28,"R5",4.4000000000000004,0,0,-2.5960000000000001]
["TD","Battery",28,"R4",1.61,0,0,-0.95]
["TD","Battery",28,"Q8",16.41,0,0,-9.6820000000000004]
["TD","Battery",28,"Q6",7.31,0,0,-4.3129999999999997]
["TD","Battery",28,"Q5",2.2599999999999998,0,0,-1.333]
["TD","Battery",28,"Q4",40.19,0,0,-23.712]
["TD","Battery",28,"P8",15.18,0,0,-8.9559999999999995]
["TD","Battery",28,"P7",4.0599999999999996,0,0,-2.395]
["TD","Battery",28,"P6",4.1900000000000004,0,0,-2.472]
["TD","Battery",28,"P5",1.07,0,0,-0.63100000000000001]
["TD","Battery",28,"P4",3.52,0,0,-2.077]
["TD","Battery",28,"P3",61.45,0,0,-36.256]
["TD","Battery",28,"P2",0.57999999999999996,0,0,-0.34200000000000003]
["TD","Battery",28,"N7",0.67,0,0,-0.39500000000000002]
["TD","Battery",28,"N6",0.54,0,0,-0.31900000000000001]
["TD","Battery",28,"N5",2.81,0,0,-1.6579999999999999]
["TD","Battery",28,"N3",36.82,0,0,-21.724]
["TD","Battery",28,"N2",10.58,0,0,-6.242]
["TD","Battery",28,"N1",20.69,0,0,-12.207000000000001]
["TD","Battery",28,"M7",5.91,0,0,-3.4870000000000001]
["TD","Battery",28,"M6",8.19,0,0,-4.8319999999999999]
["TD","Battery",28,"M5",1.79,0,0,-1.056]
["TD","Battery",28,"M4",2.74,0,0,-1.617]
["TD","Battery",28,"L8",25.63,0,0,-15.122]
["TD","Battery",28,"L7",28.85,0,0,-17.021999999999998]
["TD","Battery",28,"L5",109.45,0,0,-64.575999999999993]
["TD","Battery",28,"L2",264.52999999999997,0,0,-156.07300000000001]
["TD","Battery",28,"L1",103.9,0,0,-61.301000000000002]
["TD","Battery",28,"K6",5.65,0,0,-3.3340000000000001]
["TD","Battery",28,"K4",22.09,0,0,-13.032999999999999]
["TD","Battery",28,"J8",131.36000000000001,0,0,-77.501999999999995]
["TD","Battery",28,"J7",29.88,0,0,-17.629000000000001]
["TD","Battery",28,"J5",7.17,0,0,-4.2300000000000004]
["TD","Battery",28,"J4",15.73,0,0,-9.2810000000000006]
["TD","Battery",28,"J3",24.71,0,0,-14.579000000000001]
["TD","Battery",28,"J1",18.059999999999999,0,0,-10.654999999999999]
["TD","Battery",28,"H6",36.380000000000003,0,0,-21.463999999999999]
["TD","Battery",28,"H2",87.78,0,0,-51.79]
["TD","Battery",28,"H1",28.03,0,0,-16.538]
["TD","Battery",28,"G6",336.25,0,0,-198.38800000000001]
["TD","Battery",28,"G5",65.88,0,0,-38.869]
["TD","Battery",28,"G1",78.13,0,0,-46.097000000000001]
["TD","Battery",28,"E8",34.159999999999997,0,0,-20.154]
["TD","Battery",28,"E7",12.95,0,0,-7.641]
["TD","Battery",28,"E1",69.61,0,0,-41.07]
["TD","Battery",28,"D5",127.45,0,0,-75.195999999999998]
["TD","Battery",28,"D4",13.45,0,0,-7.9359999999999999]
["TD","Battery",28,"C7",16.170000000000002,0,0,-9.5399999999999991]
["TD","Battery",28,"C6",13.1,0,0,-7.7290000000000001]
["TD","Battery",28,"C5",29.13,0,0,-17.187000000000001]
["TD","Battery",28,"C4",5.03,0,0,-2.968]
["TD","Battery",28,"C3",6.4,0,0,-3.7759999999999998]
["TD","Battery",28,"C1",2.95,0,0,-1.7410000000000001]
["TD","Battery",28,"B4",4.75,0,0,-2.8029999999999999]
["TD","Battery",28,"B3",27.52,0,0,-16.236999999999998]
["TD","Battery",28,"B2",201.3,0,0,-118.767]
["TD","Battery",28,"B1",45.65,0,0,-26.934000000000001]
["TD","Battery",28,"A9",1.07,0,0,-0.63100000000000001]
["TD","Battery",28,"A8",37.159999999999997,0,0,-21.923999999999999]
["TD","Battery",28,"A7",1.07,0,0,-0.63100000000000001]
["TD","Battery",28,"A6",161.22999999999999,0,0,-95.126000000000005]
["TD","Battery",28,"A4",1.57,0,0,-0.92600000000000005]
["TD","Battery",28,"A3",1.07,0,0,-0.63100000000000001]
["TD","Battery",28,"A1",21.64,0,0,-12.768000000000001]
["TD","Battery",29,"T4",1.94,0,0,-1.145]
["TD","Battery",29,"C1",3.44,0,0,-2.0299999999999998]
["TD","Battery",29,"C5",30.04,0,0,-17.724]
["TD","Battery",29,"D5",128.22,0,0,-75.650000000000006]
["TD","Battery",29,"G6",339.78,0,0,-200.47]
["TD","Battery",29,"H6",40.450000000000003,0,0,-23.866]
["TD","Battery",29,"J5",7.9,0,0,-4.6609999999999996]
["TD","Battery",29,"L2",265.08999999999997,0,0,-156.40299999999999]
["TD","Battery",29,"L8",25.96,0,0,-15.316000000000001]
["TD","Battery",29,"N7",0.77,0,0,-0.45400000000000001]
["TD","Battery",29,"P4",3.92,0,0,-2.3130000000000002]
["TD","Battery",29,"M7",6.49,0,0,-3.8290000000000002]
["TD","Battery",29,"P8",16.690000000000001,0,0,-9.8469999999999995]
["TD","Battery",29,"R5",4.92,0,0,-2.903]
["TD","Battery",29,"S3",0.02,0,0,-1.2E-2]
["TD","Battery",29,"S7",0.23,0,0,-0.13600000000000001]
["TD","Battery",29,"T5",3.84,0,0,-2.266]
["TD","Battery",29,"T3",1.05,0,0,-0.62]
["TD","Battery",29,"T2",6.59,0,0,-3.8879999999999999]
["TD","Battery",29,"T1",3.54,0,0,-2.089]
["TD","Battery",29,"S6",0.42,0,0,-0.248]
["TD","Battery",29,"S5",14.34,0,0,-8.4610000000000003]
["TD","Battery",29,"S4",0.25,0,0,-0.14799999999999999]
["TD","Battery",29,"S2",4.9000000000000004,0,0,-2.891]
["TD","Battery",29,"S1",26.3,0,0,-15.516999999999999]
["TD","Battery",29,"R6",6.03,0,0,-3.5579999999999998]
["TD","Battery",29,"R4",1.89,0,0,-1.115]
["TD","Battery",29,"Q8",17.11,0,0,-10.095000000000001]
["TD","Battery",29,"Q7",2.69,0,0,-1.587]
["TD","Battery",29,"Q6",8.06,0,0,-4.7549999999999999]
["TD","Battery",29,"Q5",2.5499999999999998,0,0,-1.5049999999999999]
["TD","Battery",29,"Q4",40.630000000000003,0,0,-23.972000000000001]
["TD","Battery",29,"Q2",60.77,0,0,-35.853999999999999]
["TD","Battery",29,"P7",4.5599999999999996,0,0,-2.69]
["TD","Battery",29,"P6",4.6900000000000004,0,0,-2.7669999999999999]
["TD","Battery",29,"P5",1.26,0,0,-0.74299999999999999]
["TD","Battery",29,"P3",62.16,0,0,-36.673999999999999]
["TD","Battery",29,"P2",0.68,0,0,-0.40100000000000002]
["TD","Battery",29,"P1",2.67,0,0,-1.575]
["TD","Battery",29,"N6",0.63,0,0,-0.372]
["TD","Battery",29,"N5",3.1,0,0,-1.829]
["TD","Battery",29,"N4",5.97,0,0,-3.5219999999999998]
["TD","Battery",29,"N3",37.369999999999997,0,0,-22.047999999999998]
["TD","Battery",29,"N2",10.68,0,0,-6.3010000000000002]
["TD","Battery",29,"N1",20.75,0,0,-12.243]
["TD","Battery",29,"M8",3.58,0,0,-2.1120000000000001]
["TD","Battery",29,"M6",9.08,0,0,-5.3570000000000002]
["TD","Battery",29,"M5",1.99,0,0,-1.1739999999999999]
["TD","Battery",29,"M4",3.06,0,0,-1.8049999999999999]
["TD","Battery",29,"L7",29.44,0,0,-17.37]
["TD","Battery",29,"L5",111.33,0,0,-65.685000000000002]
["TD","Battery",29,"L3",177.03,0,0,-104.44799999999999]
["TD","Battery",29,"L1",103.9,0,0,-61.301000000000002]
["TD","Battery",29,"K6",6.23,0,0,-3.6760000000000002]
["TD","Battery",29,"K5",33.270000000000003,0,0,-19.629000000000001]
["TD","Battery",29,"K4",24.51,0,0,-14.461]
["TD","Battery",29,"J8",131.66,0,0,-77.679000000000002]
["TD","Battery",29,"J7",33.29,0,0,-19.640999999999998]
["TD","Battery",29,"J6",28.39,0,0,-16.75]
["TD","Battery",29,"J4",17.170000000000002,0,0,-10.130000000000001]
["TD","Battery",29,"J3",27.31,0,0,-16.113]
["TD","Battery",29,"J1",19.95,0,0,-11.771000000000001]
["TD","Battery",29,"H2",88.46,0,0,-52.191000000000003]
["TD","Battery",29,"H1",28.65,0,0,-16.904]
["TD","Battery",29,"G7",45.35,0,0,-26.757000000000001]
["TD","Battery",29,"G5",66.69,0,0,-39.347000000000001]
["TD","Battery",29,"G1",78.64,0,0,-46.398000000000003]
["TD","Battery",29,"F6",191.81,0,0,-113.16800000000001]
["TD","Battery",29,"E8",34.57,0,0,-20.396000000000001]
["TD","Battery",29,"E7",14.33,0,0,-8.4550000000000001]
["TD","Battery",29,"E1",74.510000000000005,0,0,-43.960999999999999]
["TD","Battery",29,"D6",17.96,0,0,-10.596]
["TD","Battery",29,"D4",14.8,0,0,-8.7319999999999993]
["TD","Battery",29,"C7",17.62,0,0,-10.396000000000001]
["TD","Battery",29,"C6",13.59,0,0,-8.0180000000000007]
["TD","Battery",29,"C4",5.7,0,0,-3.363]
["TD","Battery",29,"C3",7.14,0,0,-4.2130000000000001]
["TD","Battery",29,"C2",280.58999999999997,0,0,-165.548]
["TD","Battery",29,"B4",5.14,0,0,-3.0329999999999999]
["TD","Battery",29,"B3",27.81,0,0,-16.408000000000001]
["TD","Battery",29,"B2",204.06,0,0,-120.395]
["TD","Battery",29,"B1",46.1,0,0,-27.199000000000002]
["TD","Battery",29,"A9",1.26,0,0,-0.74299999999999999]
["TD","Battery",29,"A8",37.35,0,0,-22.036999999999999]
["TD","Battery",29,"A7",1.26,0,0,-0.74299999999999999]
["TD","Battery",29,"A6",161.43,0,0,-95.244]
["TD","Battery",29,"A4",1.8,0,0,-1.0620000000000001]
["TD","Battery",29,"A3",1.26,0,0,-0.74299999999999999]
["TD","Battery",29,"A1",21.88,0,0,-12.909000000000001]
["TD","Battery",30,"B4",5.52,0,0,-3.2570000000000001]
["TD","Battery",30,"G5",67.47,0,0,-39.807000000000002]
["TD","Battery",30,"E7",15.66,0,0,-9.2390000000000008]
["TD","Battery",30,"J4",18.57,0,0,-10.956]
["TD","Battery",30,"J8",131.94,0,0,-77.844999999999999]
["TD","Battery",30,"L1",103.9,0,0,-61.301000000000002]
["TD","Battery",30,"M6",9.92,0,0,-5.8529999999999998]
["TD","Battery",30,"N2",10.77,0,0,-6.3540000000000001]
["TD","Battery",30,"N6",0.72,0,0,-0.42499999999999999]
["TD","Battery",30,"P7",5.05,0,0,-2.98]
["TD","Battery",30,"Q5",2.84,0,0,-1.6759999999999999]
["TD","Battery",30,"R4",2.16,0,0,-1.274]
["TD","Battery",30,"S6",0.5,0,0,-0.29499999999999998]
["TD","Battery",30,"T3",1.27,0,0,-0.749]
["TD","Battery",30,"T5",4.3600000000000003,0,0,-2.5720000000000001]
["TD","Battery",30,"T4",2.2000000000000002,0,0,-1.298]
["TD","Battery",30,"T2",7.29,0,0,-4.3010000000000002]
["TD","Battery",30,"T1",4.09,0,0,-2.4129999999999998]
["TD","Battery",30,"S7",0.28000000000000003,0,0,-0.16500000000000001]
["TD","Battery",30,"S5",15.8,0,0,-9.3219999999999992]
["TD","Battery",30,"S4",0.31,0,0,-0.183]
["TD","Battery",30,"S3",0.03,0,0,-1.7999999999999999E-2]
["TD","Battery",30,"S2",5.32,0,0,-3.1389999999999998]
["TD","Battery",30,"S1",28.62,0,0,-16.885999999999999]
["TD","Battery",30,"R6",6.67,0,0,-3.9350000000000001]
["TD","Battery",30,"R5",5.43,0,0,-3.2040000000000002]
["TD","Battery",30,"Q8",17.79,0,0,-10.496]
["TD","Battery",30,"Q7",2.99,0,0,-1.764]
["TD","Battery",30,"Q6",8.7899999999999991,0,0,-5.1859999999999999]
["TD","Battery",30,"Q4",41.21,0,0,-24.314]
["TD","Battery",30,"Q2",61.24,0,0,-36.131999999999998]
["TD","Battery",30,"P8",18.170000000000002,0,0,-10.72]
["TD","Battery",30,"P6",5.18,0,0,-3.056]
["TD","Battery",30,"P5",1.44,0,0,-0.85]
["TD","Battery",30,"P4",4.32,0,0,-2.5489999999999999]
["TD","Battery",30,"P3",62.89,0,0,-37.104999999999997]
["TD","Battery",30,"P2",0.77,0,0,-0.45400000000000001]
["TD","Battery",30,"P1",2.92,0,0,-1.7230000000000001]
["TD","Battery",30,"N7",0.87,0,0,-0.51300000000000001]
["TD","Battery",30,"N5",3.39,0,0,-2]
["TD","Battery",30,"N4",6.49,0,0,-3.8290000000000002]
["TD","Battery",30,"N3",37.9,0,0,-22.361000000000001]
["TD","Battery",30,"N1",20.81,0,0,-12.278]
["TD","Battery",30,"M8",3.99,0,0,-2.3540000000000001]
["TD","Battery",30,"M7",7.06,0,0,-4.165]
["TD","Battery",30,"M5",2.19,0,0,-1.292]
["TD","Battery",30,"M4",3.36,0,0,-1.982]
["TD","Battery",30,"L8",26.27,0,0,-15.499000000000001]
["TD","Battery",30,"L7",30.01,0,0,-17.706]
["TD","Battery",30,"L5",113.14,0,0,-66.753]
["TD","Battery",30,"L3",178.25,0,0,-105.16800000000001]
["TD","Battery",30,"L2",265.63,0,0,-156.72200000000001]
["TD","Battery",30,"K6",6.8,0,0,-4.0119999999999996]
["TD","Battery",30,"K5",34.64,0,0,-20.437999999999999]
["TD","Battery",30,"K4",26.83,0,0,-15.83]
["TD","Battery",30,"J7",36.56,0,0,-21.57]
["TD","Battery",30,"J6",30.68,0,0,-18.100999999999999]
["TD","Battery",30,"J5",8.6,0,0,-5.0739999999999998]
["TD","Battery",30,"J3",29.79,0,0,-17.576000000000001]
["TD","Battery",30,"J1",21.78,0,0,-12.85]
["TD","Battery",30,"H6",44.37,0,0,-26.178000000000001]
["TD","Battery",30,"H2",89.11,0,0,-52.575000000000003]
["TD","Battery",30,"H1",29.25,0,0,-17.257999999999999]
["TD","Battery",30,"G7",46.08,0,0,-27.187000000000001]
["TD","Battery",30,"G6",343.17,0,0,-202.47]
["TD","Battery",30,"G1",79.12,0,0,-46.680999999999997]
["TD","Battery",30,"F6",196.3,0,0,-115.81699999999999]
["TD","Battery",30,"E8",34.97,0,0,-20.632000000000001]
["TD","Battery",30,"E1",78.599999999999994,0,0,-46.374000000000002]
["TD","Battery",30,"D6",19.53,0,0,-11.523]
["TD","Battery",30,"D5",128.94999999999999,0,0,-76.081000000000003]
["TD","Battery",30,"C7",19.010000000000002,0,0,-11.215999999999999]
["TD","Battery",30,"C6",14.06,0,0,-8.2949999999999999]
["TD","Battery",30,"C5",30.92,0,0,-18.242999999999999]
["TD","Battery",30,"C4",6.35,0,0,-3.7469999999999999]
["TD","Battery",30,"C3",7.85,0,0,-4.6319999999999997]
["TD","Battery",30,"C2",281.14,0,0,-165.87299999999999]
["TD","Battery",30,"C1",3.9,0,0,-2.3010000000000002]
["TD","Battery",30,"B3",28.09,0,0,-16.573]
["TD","Battery",30,"B2",206.71,0,0,-121.959]
["TD","Battery",30,"B1",46.53,0,0,-27.452999999999999]
["TD","Battery",30,"D4",16.100000000000001,0,0,-9.4990000000000006]
["TD","Battery",30,"A9",1.44,0,0,-0.85]
["TD","Battery",30,"A8",37.54,0,0,-22.149000000000001]
["TD","Battery",30,"A7",1.44,0,0,-0.85]
["TD","Battery",30,"A6",161.62,0,0,-95.355999999999995]
["TD","Battery",30,"A4",2.0099999999999998,0,0,-1.1859999999999999]
["TD","Battery",30,"A3",1.44,0,0,-0.85]
["TD","Battery",30,"A1",22.11,0,0,-13.045]
["TD","Battery",31,"T2",7.71,0,0,-4.5490000000000004]
["TD","Battery",31,"C3",8.27,0,0,-4.8789999999999996]
["TD","Battery",31,"C7",19.670000000000002,0,0,-11.605]
["TD","Battery",31,"G1",79.459999999999994,0,0,-46.881]
["TD","Battery",31,"H1",29.59,0,0,-17.457999999999998]
["TD","Battery",31,"J3",31.17,0,0,-18.39]
["TD","Battery",31,"L5",114.2,0,0,-67.378]
["TD","Battery",31,"M5",2.31,0,0,-1.363]
["TD","Battery",31,"K6",7.13,0,0,-4.2069999999999999]
["TD","Battery",31,"N5",3.56,0,0,-2.1]
["TD","Battery",31,"P2",0.84,0,0,-0.496]
["TD","Battery",31,"P6",5.47,0,0,-3.2269999999999999]
["TD","Battery",31,"Q8",18.18,0,0,-10.726000000000001]
["TD","Battery",31,"S1",29.78,0,0,-17.57]
["TD","Battery",31,"T5",4.67,0,0,-2.7549999999999999]
["TD","Battery",31,"B3",28.26,0,0,-16.672999999999998]
["TD","Battery",31,"T4",2.38,0,0,-1.4039999999999999]
["TD","Battery",31,"T3",1.4,0,0,-0.82599999999999996]
["TD","Battery",31,"S5",16.86,0,0,-9.9469999999999992]
["TD","Battery",31,"T1",4.49,0,0,-2.649]
["TD","Battery",31,"S7",0.32,0,0,-0.189]
["TD","Battery",31,"S6",0.57999999999999996,0,0,-0.34200000000000003]
["TD","Battery",31,"S4",0.35,0,0,-0.20699999999999999]
["TD","Battery",31,"S3",0.03,0,0,-1.7999999999999999E-2]
["TD","Battery",31,"S2",5.51,0,0,-3.2509999999999999]
["TD","Battery",31,"R6",7.08,0,0,-4.1769999999999996]
["TD","Battery",31,"R5",5.75,0,0,-3.3929999999999998]
["TD","Battery",31,"R4",2.36,0,0,-1.3919999999999999]
["TD","Battery",31,"Q7",3.18,0,0,-1.8759999999999999]
["TD","Battery",31,"Q6",9.1999999999999993,0,0,-5.4279999999999999]
["TD","Battery",31,"Q5",3.02,0,0,-1.782]
["TD","Battery",31,"Q4",41.56,0,0,-24.52]
["TD","Battery",31,"Q2",61.52,0,0,-36.296999999999997]
["TD","Battery",31,"P8",18.98,0,0,-11.198]
["TD","Battery",31,"P7",5.36,0,0,-3.1619999999999999]
["TD","Battery",31,"P5",1.57,0,0,-0.92600000000000005]
["TD","Battery",31,"P4",4.5599999999999996,0,0,-2.69]
["TD","Battery",31,"P3",63.32,0,0,-37.359000000000002]
["TD","Battery",31,"P1",3.07,0,0,-1.8109999999999999]
["TD","Battery",31,"N7",0.94,0,0,-0.55500000000000005]
["TD","Battery",31,"N6",0.79,0,0,-0.46600000000000003]
["TD","Battery",31,"N4",6.77,0,0,-3.9940000000000002]
["TD","Battery",31,"N3",38.130000000000003,0,0,-22.497]
["TD","Battery",31,"N2",10.84,0,0,-6.3959999999999999]
["TD","Battery",31,"N1",20.85,0,0,-12.302]
["TD","Battery",31,"M8",4.25,0,0,-2.508]
["TD","Battery",31,"M7",7.36,0,0,-4.3419999999999996]
["TD","Battery",31,"M6",10.4,0,0,-6.1360000000000001]
["TD","Battery",31,"M4",3.55,0,0,-2.0950000000000002]
["TD","Battery",31,"L8",26.47,0,0,-15.617000000000001]
["TD","Battery",31,"L7",30.35,0,0,-17.907]
["TD","Battery",31,"L3",178.96,0,0,-105.586]
["TD","Battery",31,"L2",265.95,0,0,-156.911]
["TD","Battery",31,"L1",103.9,0,0,-61.301000000000002]
["TD","Battery",31,"K5",35.479999999999997,0,0,-20.933]
["TD","Battery",31,"K4",28.15,0,0,-16.609000000000002]
["TD","Battery",31,"J8",132.11000000000001,0,0,-77.944999999999993]
["TD","Battery",31,"J7",38.479999999999997,0,0,-22.702999999999999]
["TD","Battery",31,"J6",31.99,0,0,-18.873999999999999]
["TD","Battery",31,"J5",8.99,0,0,-5.3040000000000003]
["TD","Battery",31,"J4",19.260000000000002,0,0,-11.363]
["TD","Battery",31,"J1",22.81,0,0,-13.458]
["TD","Battery",31,"H6",46.65,0,0,-27.524000000000001]
["TD","Battery",31,"H2",89.46,0,0,-52.780999999999999]
["TD","Battery",31,"G7",46.55,0,0,-27.465]
["TD","Battery",31,"G6",344.93,0,0,-203.50899999999999]
["TD","Battery",31,"G5",67.98,0,0,-40.107999999999997]
["TD","Battery",31,"F6",198.93,0,0,-117.369]
["TD","Battery",31,"E8",35.18,0,0,-20.756]
["TD","Battery",31,"E7",16.41,0,0,-9.6820000000000004]
["TD","Battery",31,"E1",81.03,0,0,-47.808]
["TD","Battery",31,"D6",20.36,0,0,-12.012]
["TD","Battery",31,"D5",129.35,0,0,-76.316999999999993]
["TD","Battery",31,"D4",16.829999999999998,0,0,-9.93]
["TD","Battery",31,"C6",14.39,0,0,-8.49]
["TD","Battery",31,"C5",31.43,0,0,-18.544]
["TD","Battery",31,"C4",6.77,0,0,-3.9940000000000002]
["TD","Battery",31,"C2",281.5,0,0,-166.08500000000001]
["TD","Battery",31,"C1",4.2300000000000004,0,0,-2.496]
["TD","Battery",31,"B4",4.88,0,0,-2.879]
["TD","Battery",31,"B2",208.26,0,0,-122.873]
["TD","Battery",31,"B1",46.75,0,0,-27.582999999999998]
["TD","Battery",31,"A9",1.57,0,0,-0.92600000000000005]
["TD","Battery",31,"A8",37.67,0,0,-22.225000000000001]
["TD","Battery",31,"A7",1.57,0,0,-0.92600000000000005]
["TD","Battery",31,"A6",161.75,0,0,-95.433000000000007]
["TD","Battery",31,"A4",2.15,0,0,-1.2689999999999999]
["TD","Battery",31,"A3",1.57,0,0,-0.92600000000000005]
["TD","Battery",31,"A1",22.26,0,0,-13.132999999999999]
["TD","Battery",32,"T5",4.92,0,0,-2.903]
["TD","Battery",32,"T1",4.8,0,0,-2.8319999999999999]
["TD","Battery",32,"B2",209.21,0,0,-123.434]
["TD","Battery",32,"C6",14.63,0,0,-8.6319999999999997]
["TD","Battery",32,"D6",20.81,0,0,-12.278]
["TD","Battery",32,"F6",199.49,0,0,-117.699]
["TD","Battery",32,"J1",23.41,0,0,-13.811999999999999]
["TD","Battery",32,"J6",32.79,0,0,-19.346]
["TD","Battery",32,"K5",36.01,0,0,-21.245999999999999]
["TD","Battery",32,"M8",4.4400000000000004,0,0,-2.62]
["TD","Battery",32,"M4",3.66,0,0,-2.1589999999999998]
["TD","Battery",32,"N4",6.93,0,0,-4.0890000000000004]
["TD","Battery",32,"P5",1.67,0,0,-0.98499999999999999]
["TD","Battery",32,"Q2",61.69,0,0,-36.396999999999998]
["TD","Battery",32,"Q7",3.31,0,0,-1.9530000000000001]
["TD","Battery",32,"S4",0.4,0,0,-0.23599999999999999]
["TD","Battery",32,"T4",2.52,0,0,-1.4870000000000001]
["TD","Battery",32,"T3",1.52,0,0,-0.89700000000000002]
["TD","Battery",32,"T2",8.0299999999999994,0,0,-4.7380000000000004]
["TD","Battery",32,"S7",0.36,0,0,-0.21199999999999999]
["TD","Battery",32,"S6",0.64,0,0,-0.378]
["TD","Battery",32,"S5",17.48,0,0,-10.313000000000001]
["TD","Battery",32,"S3",0.04,0,0,-2.4E-2]
["TD","Battery",32,"S2",5.65,0,0,-3.3340000000000001]
["TD","Battery",32,"S1",30.53,0,0,-18.013000000000002]
["TD","Battery",32,"R6",7.35,0,0,-4.3369999999999997]
["TD","Battery",32,"R5",5.95,0,0,-3.5110000000000001]
["TD","Battery",32,"R4",2.5,0,0,-1.4750000000000001]
["TD","Battery",32,"Q8",18.43,0,0,-10.874000000000001]
["TD","Battery",32,"Q6",9.4499999999999993,0,0,-5.5759999999999996]
["TD","Battery",32,"Q5",3.15,0,0,-1.859]
["TD","Battery",32,"Q4",41.78,0,0,-24.65]
["TD","Battery",32,"P8",19.440000000000001,0,0,-11.47]
["TD","Battery",32,"P7",5.56,0,0,-3.28]
["TD","Battery",32,"P6",5.67,0,0,-3.3450000000000002]
["TD","Battery",32,"P4",4.72,0,0,-2.7850000000000001]
["TD","Battery",32,"P3",61.99,0,0,-36.573999999999998]
["TD","Battery",32,"P2",0.89,0,0,-0.52500000000000002]
["TD","Battery",32,"P1",3.16,0,0,-1.8640000000000001]
["TD","Battery",32,"N7",0.99,0,0,-0.58399999999999996]
["TD","Battery",32,"N6",0.83,0,0,-0.49]
["TD","Battery",32,"N5",3.66,0,0,-2.1589999999999998]
["TD","Battery",32,"N3",38.21,0,0,-22.544]
["TD","Battery",32,"N2",10.89,0,0,-6.4249999999999998]
["TD","Battery",32,"N1",20.86,0,0,-12.307]
["TD","Battery",32,"M7",7.54,0,0,-4.4489999999999998]
["TD","Battery",32,"M6",10.69,0,0,-6.3070000000000004]
["TD","Battery",32,"M5",2.39,0,0,-1.41]
["TD","Battery",32,"L8",26.6,0,0,-15.694000000000001]
["TD","Battery",32,"L7",30.57,0,0,-18.036000000000001]
["TD","Battery",32,"L5",114.86,0,0,-67.766999999999996]
["TD","Battery",32,"L3",178.4,0,0,-105.256]
["TD","Battery",32,"L2",264.16000000000003,0,0,-155.85400000000001]
["TD","Battery",32,"L1",103.9,0,0,-61.301000000000002]
["TD","Battery",32,"K6",7.34,0,0,-4.3310000000000004]
["TD","Battery",32,"K4",28.94,0,0,-17.074999999999999]
["TD","Battery",32,"J8",132.21,0,0,-78.004000000000005]
["TD","Battery",32,"J7",39.659999999999997,0,0,-23.399000000000001]
["TD","Battery",32,"J5",9.1999999999999993,0,0,-5.4279999999999999]
["TD","Battery",32,"J4",19.600000000000001,0,0,-11.564]
["TD","Battery",32,"J3",31.95,0,0,-18.850999999999999]
["TD","Battery",32,"H6",48.04,0,0,-28.344000000000001]
["TD","Battery",32,"H2",89.66,0,0,-52.899000000000001]
["TD","Battery",32,"H1",29.79,0,0,-17.576000000000001]
["TD","Battery",32,"G7",46.88,0,0,-27.658999999999999]
["TD","Battery",32,"G6",345.85,0,0,-204.05199999999999]
["TD","Battery",32,"G5",68.34,0,0,-40.320999999999998]
["TD","Battery",32,"G1",79.709999999999994,0,0,-47.029000000000003]
["TD","Battery",32,"E8",35.29,0,0,-20.821000000000002]
["TD","Battery",32,"E7",16.84,0,0,-9.9359999999999999]
["TD","Battery",32,"E1",81.239999999999995,0,0,-47.932000000000002]
["TD","Battery",32,"D5",129.57,0,0,-76.445999999999998]
["TD","Battery",32,"D4",16.27,0,0,-9.5990000000000002]
["TD","Battery",32,"C7",19.97,0,0,-11.782]
["TD","Battery",32,"C5",31.74,0,0,-18.727]
["TD","Battery",32,"C4",7.06,0,0,-4.165]
["TD","Battery",32,"C3",8.5299999999999994,0,0,-5.0330000000000004]
["TD","Battery",32,"C2",281.74,0,0,-166.227]
["TD","Battery",32,"C1",4.4800000000000004,0,0,-2.6429999999999998]
["TD","Battery",32,"B4",4.99,0,0,-2.944]
["TD","Battery",32,"B3",28.37,0,0,-16.738]
["TD","Battery",32,"B1",45.87,0,0,-27.062999999999999]
["TD","Battery",32,"A9",1.67,0,0,-0.98499999999999999]
["TD","Battery",32,"A8",37.770000000000003,0,0,-22.283999999999999]
["TD","Battery",32,"A7",1.67,0,0,-0.98499999999999999]
["TD","Battery",32,"A6",161.85,0,0,-95.492000000000004]
["TD","Battery",32,"A4",2.25,0,0,-1.3280000000000001]
["TD","Battery",32,"A3",1.67,0,0,-0.98499999999999999]
["TD","Battery",32,"A1",22.37,0,0,-13.198]
["TD","Battery",33,"T4",2.63,0,0,-1.552]
["TD","Battery",33,"C1",4.6500000000000004,0,0,-2.7440000000000002]
["TD","Battery",33,"C5",31.93,0,0,-18.838999999999999]
["TD","Battery",33,"E8",35.35,0,0,-20.856999999999999]
["TD","Battery",33,"H6",48.91,0,0,-28.856999999999999]
["TD","Battery",33,"K4",29.41,0,0,-17.352]
["TD","Battery",33,"L2",264.29000000000002,0,0,-155.93100000000001]
["TD","Battery",33,"L8",26.69,0,0,-15.747]
["TD","Battery",33,"N7",1.02,0,0,-0.60199999999999998]
["TD","Battery",33,"P4",4.82,0,0,-2.8439999999999999]
["TD","Battery",33,"N3",38.22,0,0,-22.55]
["TD","Battery",33,"Q6",9.6,0,0,-5.6639999999999997]
["TD","Battery",33,"R5",6.1,0,0,-3.5990000000000002]
["TD","Battery",33,"S3",0.04,0,0,-2.4E-2]
["TD","Battery",33,"S7",0.41,0,0,-0.24199999999999999]
["TD","Battery",33,"T5",5.14,0,0,-3.0329999999999999]
["TD","Battery",33,"T3",1.63,0,0,-0.96199999999999997]
["TD","Battery",33,"T2",8.3000000000000007,0,0,-4.8970000000000002]
["TD","Battery",33,"T1",5.07,0,0,-2.9910000000000001]
["TD","Battery",33,"S6",0.74,0,0,-0.437]
["TD","Battery",33,"S5",18.34,0,0,-10.821]
["TD","Battery",33,"S4",0.45,0,0,-0.26600000000000001]
["TD","Battery",33,"S2",5.7,0,0,-3.363]
["TD","Battery",33,"S1",31.01,0,0,-18.295999999999999]
["TD","Battery",33,"R6",7.54,0,0,-4.4489999999999998]
["TD","Battery",33,"R4",2.61,0,0,-1.54]
["TD","Battery",33,"Q8",8.59,0,0,-5.0679999999999996]
["TD","Battery",33,"Q7",3.4,0,0,-2.0059999999999998]
["TD","Battery",33,"Q5",3.23,0,0,-1.9059999999999999]
["TD","Battery",33,"Q4",41.94,0,0,-24.745000000000001]
["TD","Battery",33,"Q2",61.8,0,0,-36.462000000000003]
["TD","Battery",33,"P8",19.73,0,0,-11.641]
["TD","Battery",33,"P7",5.7,0,0,-3.363]
["TD","Battery",33,"P6",5.8,0,0,-3.4220000000000002]
["TD","Battery",33,"P5",1.74,0,0,-1.0269999999999999]
["TD","Battery",33,"P3",52.16,0,0,-30.774000000000001]
["TD","Battery",33,"P2",0.92,0,0,-0.54300000000000004]
["TD","Battery",33,"P1",3.22,0,0,-1.9]
["TD","Battery",33,"N6",0.87,0,0,-0.51300000000000001]
["TD","Battery",33,"N5",3.72,0,0,-2.1949999999999998]
["TD","Battery",33,"N4",7.03,0,0,-4.1479999999999997]
["TD","Battery",33,"N2",10.92,0,0,-6.4429999999999996]
["TD","Battery",33,"N1",20.87,0,0,-12.313000000000001]
["TD","Battery",33,"M8",4.57,0,0,-2.6960000000000002]
["TD","Battery",33,"M7",7.65,0,0,-4.5140000000000002]
["TD","Battery",33,"M6",10.86,0,0,-6.407]
["TD","Battery",33,"M5",2.44,0,0,-1.44]
["TD","Battery",33,"M4",3.74,0,0,-2.2069999999999999]
["TD","Battery",33,"L7",30.71,0,0,-18.119]
["TD","Battery",33,"L5",115.27,0,0,-68.009]
["TD","Battery",33,"L3",178.68,0,0,-105.42100000000001]
["TD","Battery",33,"L1",103.9,0,0,-61.301000000000002]
["TD","Battery",33,"K6",7.47,0,0,-4.407]
["TD","Battery",33,"K5",36.36,0,0,-21.452000000000002]
["TD","Battery",33,"J8",132.28,0,0,-78.045000000000002]
["TD","Battery",33,"G6",346.32,0,0,-204.32900000000001]
["TD","Battery",33,"J7",40.4,0,0,-23.835999999999999]
["TD","Battery",33,"J6",33.28,0,0,-19.635000000000002]
["TD","Battery",33,"J5",9.32,0,0,-5.4989999999999997]
["TD","Battery",33,"J4",19.77,0,0,-11.664]
["TD","Battery",33,"J3",32.4,0,0,-19.116]
["TD","Battery",33,"J1",23.78,0,0,-14.03]
["TD","Battery",33,"H2",89.78,0,0,-52.97]
["TD","Battery",33,"H1",7.92,0,0,-4.673]
["TD","Battery",33,"G7",47.11,0,0,-27.795000000000002]
["TD","Battery",33,"G5",68.58,0,0,-40.462000000000003]
["TD","Battery",33,"G1",79.89,0,0,-47.134999999999998]
["TD","Battery",33,"F6",200.51,0,0,-118.301]
["TD","Battery",33,"E7",17.09,0,0,-10.083]
["TD","Battery",33,"E1",81.87,0,0,-48.302999999999997]
["TD","Battery",33,"D6",21.04,0,0,-12.414]
["TD","Battery",33,"D5",129.69,0,0,-76.516999999999996]
["TD","Battery",33,"D4",16.53,0,0,-9.7530000000000001]
["TD","Battery",33,"C7",20.09,0,0,-11.853]
["TD","Battery",33,"C6",14.8,0,0,-8.7319999999999993]
["TD","Battery",33,"C4",7.27,0,0,-4.2889999999999997]
["TD","Battery",33,"C3",8.6999999999999993,0,0,-5.133]
["TD","Battery",33,"C2",281.89999999999998,0,0,-166.321]
["TD","Battery",33,"B4",5.0599999999999996,0,0,-2.9849999999999999]
["TD","Battery",33,"B3",28.43,0,0,-16.774000000000001]
["TD","Battery",33,"B2",209.79,0,0,-123.776]
["TD","Battery",33,"B1",45.92,0,0,-27.093]
["TD","Battery",33,"A9",1.74,0,0,-1.0269999999999999]
["TD","Battery",33,"A8",37.840000000000003,0,0,-22.326000000000001]
["TD","Battery",33,"A7",1.74,0,0,-1.0269999999999999]
["TD","Battery",33,"A6",151.91999999999999,0,0,-89.632999999999996]
["TD","Battery",33,"A4",2.33,0,0,-1.375]
["TD","Battery",33,"A3",1.74,0,0,-1.0269999999999999]
["TD","Battery",33,"A1",22.45,0,0,-13.246]
["TD","Battery",34,"T3",1.81,0,0,-1.0680000000000001]
["TD","Battery",34,"C4",7.73,0,0,-4.5609999999999999]
["TD","Battery",34,"D4",17.37,0,0,-10.247999999999999]
["TD","Battery",34,"E7",17.95,0,0,-10.590999999999999]
["TD","Battery",34,"H2",90.22,0,0,-53.23]
["TD","Battery",34,"J4",20.65,0,0,-12.183999999999999]
["TD","Battery",34,"J8",132.46,0,0,-78.150999999999996]
["TD","Battery",34,"L7",31.09,0,0,-18.343]
["TD","Battery",34,"N2",10.99,0,0,-6.484]
["TD","Battery",34,"P3",52.66,0,0,-31.068999999999999]
["TD","Battery",34,"M6",11.41,0,0,-6.7320000000000002]
["TD","Battery",34,"P7",6.05,0,0,-3.57]
["TD","Battery",34,"Q5",3.44,0,0,-2.0299999999999998]
["TD","Battery",34,"S2",6.04,0,0,-3.5640000000000001]
["TD","Battery",34,"S6",0.96,0,0,-0.56599999999999995]
["TD","Battery",34,"T5",5.55,0,0,-3.2749999999999999]
["TD","Battery",34,"T4",2.85,0,0,-1.6819999999999999]
["TD","Battery",34,"T2",7.86,0,0,-4.6369999999999996]
["TD","Battery",34,"T1",5.56,0,0,-3.28]
["TD","Battery",34,"S7",0.53,0,0,-0.313]
["TD","Battery",34,"S5",20.63,0,0,-12.172000000000001]
["TD","Battery",34,"S4",0.57999999999999996,0,0,-0.34200000000000003]
["TD","Battery",34,"S3",0.05,0,0,-0.03]
["TD","Battery",34,"S1",32.92,0,0,-19.422999999999998]
["TD","Battery",34,"R6",7.99,0,0,-4.7140000000000004]
["TD","Battery",34,"R5",6.45,0,0,-3.806]
["TD","Battery",34,"R4",2.81,0,0,-1.6579999999999999]
["TD","Battery",34,"Q8",9.06,0,0,-5.3449999999999998]
["TD","Battery",34,"Q7",3.61,0,0,-2.13]
["TD","Battery",34,"Q6",10.11,0,0,-5.9649999999999999]
["TD","Battery",34,"Q4",42.34,0,0,-24.981000000000002]
["TD","Battery",34,"Q2",62.12,0,0,-36.651000000000003]
["TD","Battery",34,"P8",20.74,0,0,-12.237]
["TD","Battery",34,"P6",6.15,0,0,-3.629]
["TD","Battery",34,"P5",1.87,0,0,-1.103]
["TD","Battery",34,"P4",5.0999999999999996,0,0,-3.0089999999999999]
["TD","Battery",34,"P2",0.99,0,0,-0.58399999999999996]
["TD","Battery",34,"P1",3.39,0,0,-2]
["TD","Battery",34,"N7",1.0900000000000001,0,0,-0.64300000000000002]
["TD","Battery",34,"N6",0.94,0,0,-0.55500000000000005]
["TD","Battery",34,"N5",3.92,0,0,-2.3130000000000002]
["TD","Battery",34,"N4",7.39,0,0,-4.3600000000000003]
["TD","Battery",34,"N3",38.520000000000003,0,0,-22.727]
["TD","Battery",34,"N1",20.91,0,0,-12.337]
["TD","Battery",34,"M8",4.8600000000000003,0,0,-2.867]
["TD","Battery",34,"M7",8.0399999999999991,0,0,-4.7439999999999998]
["TD","Battery",34,"M5",2.57,0,0,-1.516]
["TD","Battery",34,"M4",3.95,0,0,-2.331]
["TD","Battery",34,"L8",26.91,0,0,-15.877000000000001]
["TD","Battery",34,"L5",116.47,0,0,-68.716999999999999]
["TD","Battery",34,"L3",179.49,0,0,-105.899]
["TD","Battery",34,"L2",264.64999999999998,0,0,-156.14400000000001]
["TD","Battery",34,"L1",103.9,0,0,-61.301000000000002]
["TD","Battery",34,"K6",7.21,0,0,-4.2539999999999996]
["TD","Battery",34,"K5",37.29,0,0,-22.001000000000001]
["TD","Battery",34,"K4",30.94,0,0,-18.254999999999999]
["TD","Battery",34,"J7",42.56,0,0,-25.11]
["TD","Battery",34,"J6",34.81,0,0,-20.538]
["TD","Battery",34,"J5",9.77,0,0,-5.7640000000000002]
["TD","Battery",34,"J3",34.01,0,0,-20.065999999999999]
["TD","Battery",34,"J1",25.01,0,0,-14.756]
["TD","Battery",34,"H6",51.52,0,0,-30.396999999999998]
["TD","Battery",34,"H1",8.33,0,0,-4.915]
["TD","Battery",34,"G7",47.62,0,0,-28.096]
["TD","Battery",34,"G6",348.44,0,0,-205.58]
["TD","Battery",34,"G5",69.12,0,0,-40.780999999999999]
["TD","Battery",34,"G1",80.239999999999995,0,0,-47.341999999999999]
["TD","Battery",34,"F6",203.52,0,0,-120.077]
["TD","Battery",34,"E8",35.6,0,0,-21.004000000000001]
["TD","Battery",34,"E1",84.8,0,0,-50.031999999999996]
["TD","Battery",34,"D6",22.03,0,0,-12.997999999999999]
["TD","Battery",34,"D5",130.16,0,0,-76.793999999999997]
["TD","Battery",34,"C7",20.92,0,0,-12.343]
["TD","Battery",34,"C6",15.14,0,0,-8.9329999999999998]
["TD","Battery",34,"C5",32.520000000000003,0,0,-19.187000000000001]
["TD","Battery",34,"C3",9.17,0,0,-5.41]
["TD","Battery",34,"C2",242.28,0,0,-142.94499999999999]
["TD","Battery",34,"C1",4.99,0,0,-2.944]
["TD","Battery",34,"B4",5.3,0,0,-3.1269999999999998]
["TD","Battery",34,"B3",28.62,0,0,-16.885999999999999]
["TD","Battery",34,"B2",211.54,0,0,-124.809]
["TD","Battery",34,"B1",46.19,0,0,-27.251999999999999]
["TD","Battery",34,"A9",1.87,0,0,-1.103]
["TD","Battery",34,"A8",37.979999999999997,0,0,-22.408000000000001]
["TD","Battery",34,"A7",1.87,0,0,-1.103]
["TD","Battery",34,"A6",117.06,0,0,-69.064999999999998]
["TD","Battery",34,"A4",2.48,0,0,-1.4630000000000001]
["TD","Battery",34,"A3",1.87,0,0,-1.103]
["TD","Battery",34,"A1",22.61,0,0,-13.34]
["TD","Battery",35,"T2",8.35,0,0,-4.9269999999999996]
["TD","Battery",35,"B3",3.67,0,0,-2.165]
["TD","Battery",35,"C3",9.31,0,0,-5.4930000000000003]
["TD","Battery",35,"E1",85.38,0,0,-50.374000000000002]
["TD","Battery",35,"G1",60.37,0,0,-35.618000000000002]
["TD","Battery",35,"H1",8.4600000000000009,0,0,-4.9909999999999997]
["TD","Battery",35,"J7",43.17,0,0,-25.47]
["TD","Battery",35,"K6",7.31,0,0,-4.3129999999999997]
["TD","Battery",35,"L5",96.81,0,0,-57.118000000000002]
["TD","Battery",35,"N1",0.93,0,0,-0.54900000000000004]
["TD","Battery",35,"N5",3.99,0,0,-2.3540000000000001]
["TD","Battery",35,"P2",1.02,0,0,-0.60199999999999998]
["TD","Battery",35,"Q8",9.2100000000000009,0,0,-5.4340000000000002]
["TD","Battery",35,"S1",33.770000000000003,0,0,-19.923999999999999]
["TD","Battery",35,"T5",5.95,0,0,-3.5110000000000001]
["TD","Battery",35,"T4",3.09,0,0,-1.823]
["TD","Battery",35,"T3",2.02,0,0,-1.1919999999999999]
["TD","Battery",35,"T1",6.11,0,0,-3.605]
["TD","Battery",35,"S7",0.63,0,0,-0.372]
["TD","Battery",35,"S6",1.1399999999999999,0,0,-0.67300000000000004]
["TD","Battery",35,"S5",22.11,0,0,-13.045]
["TD","Battery",35,"S4",0.69,0,0,-0.40699999999999997]
["TD","Battery",35,"S3",0.06,0,0,-3.5000000000000003E-2]
["TD","Battery",35,"S2",6.16,0,0,-3.6339999999999999]
["TD","Battery",35,"R6",8.16,0,0,-4.8140000000000001]
["TD","Battery",35,"R5",6.58,0,0,-3.8820000000000001]
["TD","Battery",35,"R4",2.89,0,0,-1.7050000000000001]
["TD","Battery",35,"Q7",3.69,0,0,-2.177]
["TD","Battery",35,"Q6",10.28,0,0,-6.0650000000000004]
["TD","Battery",35,"Q5",3.51,0,0,-2.0710000000000002]
["TD","Battery",35,"Q2",6.31,0,0,-3.7229999999999999]
["TD","Battery",35,"P8",21.05,0,0,-12.42]
["TD","Battery",35,"P7",6.18,0,0,-3.6459999999999999]
["TD","Battery",35,"P6",6.27,0,0,-3.6989999999999998]
["TD","Battery",35,"P5",1.93,0,0,-1.139]
["TD","Battery",35,"P4",5.2,0,0,-3.0680000000000001]
["TD","Battery",35,"P3",52.81,0,0,-31.158000000000001]
["TD","Battery",35,"P1",3.45,0,0,-2.036]
["TD","Battery",35,"N7",1.1200000000000001,0,0,-0.66100000000000003]
["TD","Battery",35,"N6",0.96,0,0,-0.56599999999999995]
["TD","Battery",35,"N4",7.5,0,0,-4.4249999999999998]
["TD","Battery",35,"N3",8.5500000000000007,0,0,-5.0449999999999999]
["TD","Battery",35,"N2",1.02,0,0,-0.60199999999999998]
["TD","Battery",35,"M8",4.97,0,0,-2.9319999999999999]
["TD","Battery",35,"M7",8.16,0,0,-4.8140000000000001]
["TD","Battery",35,"M6",11.55,0,0,-6.8150000000000004]
["TD","Battery",35,"Q4",7.49,0,0,-4.4189999999999996]
["TD","Battery",35,"M5",2.62,0,0,-1.546]
["TD","Battery",35,"M4",4.01,0,0,-2.3660000000000001]
["TD","Battery",35,"L8",26.99,0,0,-15.923999999999999]
["TD","Battery",35,"L7",11.2,0,0,-6.6079999999999997]
["TD","Battery",35,"L3",178.72,0,0,-105.44499999999999]
["TD","Battery",35,"L2",264.76,0,0,-156.208]
["TD","Battery",35,"L1",54,0,0,-31.86]
["TD","Battery",35,"K5",27.57,0,0,-16.265999999999998]
["TD","Battery",35,"K4",31.34,0,0,-18.491]
["TD","Battery",35,"J8",75.819999999999993,0,0,-44.734000000000002]
["TD","Battery",35,"J6",35.25,0,0,-20.797999999999998]
["TD","Battery",35,"J5",9.8800000000000008,0,0,-5.8289999999999997]
["TD","Battery",35,"J4",20.84,0,0,-12.295999999999999]
["TD","Battery",35,"J3",34.4,0,0,-20.295999999999999]
["TD","Battery",35,"J1",25.38,0,0,-14.974]
["TD","Battery",35,"H6",52.26,0,0,-30.832999999999998]
["TD","Battery",35,"H2",70.349999999999994,0,0,-41.506999999999998]
["TD","Battery",35,"G7",47.8,0,0,-28.202000000000002]
["TD","Battery",35,"G6",348.87,0,0,-205.833]
["TD","Battery",35,"G5",69.31,0,0,-40.893000000000001]
["TD","Battery",35,"F6",204.39,0,0,-120.59]
["TD","Battery",35,"E8",35.65,0,0,-21.033999999999999]
["TD","Battery",35,"E7",18.16,0,0,-10.714]
["TD","Battery",35,"D6",22.24,0,0,-13.122]
["TD","Battery",35,"D5",130.26,0,0,-76.852999999999994]
["TD","Battery",35,"D4",17.59,0,0,-10.378]
["TD","Battery",35,"C7",21.05,0,0,-12.42]
["TD","Battery",35,"C6",15.26,0,0,-9.0030000000000001]
["TD","Battery",35,"C5",32.69,0,0,-19.286999999999999]
["TD","Battery",35,"C4",7.91,0,0,-4.6669999999999998]
["TD","Battery",35,"C2",242.41,0,0,-143.02199999999999]
["TD","Battery",35,"C1",5.13,0,0,-3.0270000000000001]
["TD","Battery",35,"B4",5.35,0,0,-3.157]
["TD","Battery",35,"B2",202.02,0,0,-119.19199999999999]
["TD","Battery",35,"B1",46.24,0,0,-27.282]
["TD","Battery",35,"A9",1.93,0,0,-1.139]
["TD","Battery",35,"A8",38.03,0,0,-22.437999999999999]
["TD","Battery",35,"A7",1.93,0,0,-1.139]
["TD","Battery",35,"A6",117.11,0,0,-69.094999999999999]
["TD","Battery",35,"A4",2.5299999999999998,0,0,-1.4930000000000001]
["TD","Battery",35,"A3",1.93,0,0,-1.139]
["TD","Battery",35,"A1",22.67,0,0,-13.375]
["TD","Battery",36,"T5",6.38,0,0,-3.7639999999999998]
["TD","Battery",36,"C2",242.62,0,0,-143.14599999999999]
["TD","Battery",36,"C6",15.45,0,0,-9.1159999999999997]
["TD","Battery",36,"D6",22.7,0,0,-13.393000000000001]
["TD","Battery",36,"G7",48.09,0,0,-28.373000000000001]
["TD","Battery",36,"J1",26.02,0,0,-15.352]
["TD","Battery",36,"L3",179.13,0,0,-105.687]
["TD","Battery",36,"M4",4.12,0,0,-2.431]
["TD","Battery",36,"M8",5.13,0,0,-3.0270000000000001]
["TD","Battery",36,"P1",3.55,0,0,-2.0950000000000002]
["TD","Battery",36,"Q2",6.47,0,0,-3.8170000000000002]
["TD","Battery",36,"R6",8.42,0,0,-4.968]
["TD","Battery",36,"S4",0.82,0,0,-0.48399999999999999]
["TD","Battery",36,"T1",6.62,0,0,-3.9060000000000001]
["TD","Battery",36,"P5",2,0,0,-1.18]
["TD","Battery",36,"T4",3.31,0,0,-1.9530000000000001]
["TD","Battery",36,"T3",2.2400000000000002,0,0,-1.3220000000000001]
["TD","Battery",36,"T2",8.8800000000000008,0,0,-5.2389999999999999]
["TD","Battery",36,"S7",0.74,0,0,-0.437]
["TD","Battery",36,"S6",1.32,0,0,-0.77900000000000003]
["TD","Battery",36,"S5",23.86,0,0,-14.077]
["TD","Battery",36,"S3",0.08,0,0,-4.7E-2]
["TD","Battery",36,"S2",6.4,0,0,-3.7759999999999998]
["TD","Battery",36,"S1",35.11,0,0,-20.715]
["TD","Battery",36,"R5",6.78,0,0,-4]
["TD","Battery",36,"R4",3.01,0,0,-1.776]
["TD","Battery",36,"Q8",9.4700000000000006,0,0,-5.5869999999999997]
["TD","Battery",36,"Q7",3.81,0,0,-2.2480000000000002]
["TD","Battery",36,"Q6",10.57,0,0,-6.2359999999999998]
["TD","Battery",36,"Q5",3.63,0,0,-2.1419999999999999]
["TD","Battery",36,"Q4",7.71,0,0,-4.5490000000000004]
["TD","Battery",36,"P8",21.6,0,0,-12.744]
["TD","Battery",36,"P7",6.37,0,0,-3.758]
["TD","Battery",36,"P6",6.46,0,0,-3.8109999999999999]
["TD","Battery",36,"P4",5.36,0,0,-3.1619999999999999]
["TD","Battery",36,"P3",53.08,0,0,-31.317]
["TD","Battery",36,"P2",1.06,0,0,-0.625]
["TD","Battery",36,"N7",1.1599999999999999,0,0,-0.68400000000000005]
["TD","Battery",36,"N6",1,0,0,-0.59]
["TD","Battery",36,"N5",4.0999999999999996,0,0,-2.419]
["TD","Battery",36,"N4",7.7,0,0,-4.5430000000000001]
["TD","Battery",36,"N3",8.67,0,0,-5.1150000000000002]
["TD","Battery",36,"N2",1.05,0,0,-0.62]
["TD","Battery",36,"N1",0.95,0,0,-0.56100000000000005]
["TD","Battery",36,"M7",8.3800000000000008,0,0,-4.944]
["TD","Battery",36,"M6",11.83,0,0,-6.98]
["TD","Battery",36,"M5",2.7,0,0,-1.593]
["TD","Battery",36,"L8",27.12,0,0,-16.001000000000001]
["TD","Battery",36,"L7",11.4,0,0,-6.726]
["TD","Battery",36,"L5",97.43,0,0,-57.484000000000002]
["TD","Battery",36,"L2",264.94,0,0,-156.315]
["TD","Battery",36,"L1",54,0,0,-31.86]
["TD","Battery",36,"K6",7.5,0,0,-4.4249999999999998]
["TD","Battery",36,"K5",28.06,0,0,-16.555]
["TD","Battery",36,"K4",32.1,0,0,-18.939]
["TD","Battery",36,"J8",75.91,0,0,-44.786999999999999]
["TD","Battery",36,"J7",44.26,0,0,-26.113]
["TD","Battery",36,"J5",10.09,0,0,-5.9530000000000003]
["TD","Battery",36,"J4",21.25,0,0,-12.538]
["TD","Battery",36,"J3",35.17,0,0,-20.75]
["TD","Battery",36,"H6",53.6,0,0,-31.623999999999999]
["TD","Battery",36,"H2",70.58,0,0,-41.642000000000003]
["TD","Battery",36,"H1",8.69,0,0,-5.1269999999999998]
["TD","Battery",36,"G6",349.84,0,0,-206.40600000000001]
["TD","Battery",36,"J6",36.049999999999997,0,0,-21.27]
["TD","Battery",36,"G5",69.61,0,0,-41.07]
["TD","Battery",36,"G1",60.57,0,0,-35.735999999999997]
["TD","Battery",36,"F6",205.95,0,0,-121.511]
["TD","Battery",36,"E8",35.76,0,0,-21.097999999999999]
["TD","Battery",36,"E7",18.579999999999998,0,0,-10.962]
["TD","Battery",36,"E1",86.71,0,0,-51.158999999999999]
["TD","Battery",36,"D5",130.47999999999999,0,0,-76.983000000000004]
["TD","Battery",36,"D4",18.010000000000002,0,0,-10.625999999999999]
["TD","Battery",36,"C7",21.4,0,0,-12.625999999999999]
["TD","Battery",36,"C5",33,0,0,-19.47]
["TD","Battery",36,"C4",8.18,0,0,-4.8259999999999996]
["TD","Battery",36,"C3",9.5500000000000007,0,0,-5.6349999999999998]
["TD","Battery",36,"C1",5.33,0,0,-3.145]
["TD","Battery",36,"B4",5.47,0,0,-3.2269999999999999]
["TD","Battery",36,"B3",3.77,0,0,-2.2240000000000002]
["TD","Battery",36,"B2",202.9,0,0,-119.711]
["TD","Battery",36,"B1",46.37,0,0,-27.358000000000001]
["TD","Battery",36,"A9",2,0,0,-1.18]
["TD","Battery",36,"A8",38.11,0,0,-22.484999999999999]
["TD","Battery",36,"A7",2,0,0,-1.18]
["TD","Battery",36,"A6",117.19,0,0,-69.141999999999996]
["TD","Battery",36,"A4",2.61,0,0,-1.54]
["TD","Battery",36,"A3",2,0,0,-1.18]
["TD","Battery",36,"A1",22.77,0,0,-13.433999999999999]
["TD","Battery",37,"T4",3.47,0,0,-2.0470000000000002]
["TD","Battery",37,"D5",130.58000000000001,0,0,-77.042000000000002]
["TD","Battery",37,"E8",35.82,0,0,-21.134]
["TD","Battery",37,"G6",350.25,0,0,-206.648]
["TD","Battery",37,"J5",10.199999999999999,0,0,-6.0179999999999998]
["TD","Battery",37,"C1",5.44,0,0,-3.21]
["TD","Battery",37,"K4",32.479999999999997,0,0,-19.163]
["TD","Battery",37,"L2",265.04000000000002,0,0,-156.374]
["TD","Battery",37,"M7",8.52,0,0,-5.0270000000000001]
["TD","Battery",37,"N7",1.18,0,0,-0.69599999999999995]
["TD","Battery",37,"P8",21.93,0,0,-12.939]
["TD","Battery",37,"Q6",10.75,0,0,-6.343]
["TD","Battery",37,"R5",6.9,0,0,-4.0709999999999997]
["TD","Battery",37,"S7",0.82,0,0,-0.48399999999999999]
["TD","Battery",37,"T5",6.62,0,0,-3.9060000000000001]
["TD","Battery",37,"T3",2.37,0,0,-1.3979999999999999]
["TD","Battery",37,"T2",9.2100000000000009,0,0,-5.4340000000000002]
["TD","Battery",37,"T1",6.96,0,0,-4.1059999999999999]
["TD","Battery",37,"S6",1.48,0,0,-0.873]
["TD","Battery",37,"S5",25.21,0,0,-14.874000000000001]
["TD","Battery",37,"S4",0.9,0,0,-0.53100000000000003]
["TD","Battery",37,"S3",0.08,0,0,-4.7E-2]
["TD","Battery",37,"S2",6.52,0,0,-3.847]
["TD","Battery",37,"S1",35.840000000000003,0,0,-21.146000000000001]
["TD","Battery",37,"R6",8.58,0,0,-5.0620000000000003]
["TD","Battery",37,"R4",3.07,0,0,-1.8109999999999999]
["TD","Battery",37,"Q8",9.6300000000000008,0,0,-5.6820000000000004]
["TD","Battery",37,"Q7",3.88,0,0,-2.2890000000000001]
["TD","Battery",37,"Q5",3.7,0,0,-2.1829999999999998]
["TD","Battery",37,"Q4",7.86,0,0,-4.6369999999999996]
["TD","Battery",37,"Q2",6.55,0,0,-3.8650000000000002]
["TD","Battery",37,"P7",6.49,0,0,-3.8290000000000002]
["TD","Battery",37,"P6",6.58,0,0,-3.8820000000000001]
["TD","Battery",37,"P5",2.0499999999999998,0,0,-1.21]
["TD","Battery",37,"N3",8.6999999999999993,0,0,-5.133]
["TD","Battery",37,"P4",5.46,0,0,-3.2210000000000001]
["TD","Battery",37,"P3",53.23,0,0,-31.405999999999999]
["TD","Battery",37,"P2",1.08,0,0,-0.63700000000000001]
["TD","Battery",37,"P1",3.61,0,0,-2.13]
["TD","Battery",37,"N6",1.02,0,0,-0.60199999999999998]
["TD","Battery",37,"N5",4.17,0,0,-2.46]
["TD","Battery",37,"N4",7.83,0,0,-4.62]
["TD","Battery",37,"N2",1.08,0,0,-0.63700000000000001]
["TD","Battery",37,"N1",0.96,0,0,-0.56599999999999995]
["TD","Battery",37,"M8",5.24,0,0,-3.0920000000000001]
["TD","Battery",37,"M6",11.96,0,0,-7.056]
["TD","Battery",37,"M5",2.74,0,0,-1.617]
["TD","Battery",37,"M4",4.18,0,0,-2.4660000000000002]
["TD","Battery",37,"L8",27.2,0,0,-16.047999999999998]
["TD","Battery",37,"L7",11.5,0,0,-6.7850000000000001]
["TD","Battery",37,"L5",97.74,0,0,-57.667000000000002]
["TD","Battery",37,"L3",179.34,0,0,-105.81100000000001]
["TD","Battery",37,"L1",54,0,0,-31.86]
["TD","Battery",37,"K6",7.6,0,0,-4.484]
["TD","Battery",37,"K5",28.31,0,0,-16.702999999999999]
["TD","Battery",37,"J8",75.959999999999994,0,0,-44.816000000000003]
["TD","Battery",37,"J7",44.81,0,0,-26.437999999999999]
["TD","Battery",37,"J6",36.479999999999997,0,0,-21.523]
["TD","Battery",37,"J4",21.46,0,0,-12.661]
["TD","Battery",37,"J3",35.54,0,0,-20.969000000000001]
["TD","Battery",37,"J1",26.38,0,0,-15.564]
["TD","Battery",37,"H6",54.3,0,0,-32.036999999999999]
["TD","Battery",37,"H2",70.72,0,0,-41.725000000000001]
["TD","Battery",37,"H1",8.83,0,0,-5.21]
["TD","Battery",37,"G7",48.25,0,0,-28.468]
["TD","Battery",37,"G5",69.77,0,0,-41.164000000000001]
["TD","Battery",37,"G1",60.69,0,0,-35.807000000000002]
["TD","Battery",37,"F6",206.77,0,0,-121.994]
["TD","Battery",37,"E7",18.77,0,0,-11.074]
["TD","Battery",37,"E1",87.27,0,0,-51.488999999999997]
["TD","Battery",37,"D6",22.9,0,0,-13.510999999999999]
["TD","Battery",37,"D4",18.2,0,0,-10.738]
["TD","Battery",37,"C7",21.54,0,0,-12.709]
["TD","Battery",37,"C6",15.56,0,0,-9.18]
["TD","Battery",37,"C5",33.17,0,0,-19.57]
["TD","Battery",37,"C4",8.34,0,0,-4.9210000000000003]
["TD","Battery",37,"C3",9.68,0,0,-5.7110000000000003]
["TD","Battery",37,"C2",242.73,0,0,-143.21100000000001]
["TD","Battery",37,"B4",5.52,0,0,-3.2570000000000001]
["TD","Battery",37,"B3",3.81,0,0,-2.2480000000000002]
["TD","Battery",37,"B2",203.33,0,0,-119.965]
["TD","Battery",37,"B1",46.42,0,0,-27.388000000000002]
["TD","Battery",37,"A9",2.0499999999999998,0,0,-1.21]
["TD","Battery",37,"A8",38.15,0,0,-22.509]
["TD","Battery",37,"A7",2.0499999999999998,0,0,-1.21]
["TD","Battery",37,"A6",117.24,0,0,-69.171999999999997]
["TD","Battery",37,"A4",2.66,0,0,-1.569]
["TD","Battery",37,"A3",2.0499999999999998,0,0,-1.21]
["TD","Battery",37,"A1",22.82,0,0,-13.464]
["TD","Battery",38,"B4",5.37,0,0,-3.1680000000000001]
["TD","Battery",38,"C4",8.18,0,0,-4.8259999999999996]
["TD","Battery",38,"D4",17.73,0,0,-10.461]
["TD","Battery",38,"G5",69.540000000000006,0,0,-41.029000000000003]
["TD","Battery",38,"H2",70.510000000000005,0,0,-41.600999999999999]
["TD","Battery",38,"J4",20.91,0,0,-12.337]
["TD","Battery",38,"L1",54,0,0,-31.86]
["TD","Battery",38,"L7",11.32,0,0,-6.6790000000000003]
["TD","Battery",38,"M6",11.66,0,0,-6.8789999999999996]
["TD","Battery",38,"N6",1,0,0,-0.59]
["TD","Battery",38,"P3",53,0,0,-31.27]
["TD","Battery",38,"P7",6.37,0,0,-3.758]
["TD","Battery",38,"T3",2.41,0,0,-1.4219999999999999]
["TD","Battery",38,"T5",6.68,0,0,-3.9409999999999998]
["TD","Battery",38,"T4",3.5,0,0,-2.0649999999999999]
["TD","Battery",38,"T2",9.24,0,0,-5.452]
["TD","Battery",38,"T1",7.06,0,0,-4.165]
["TD","Battery",38,"S7",0.87,0,0,-0.51300000000000001]
["TD","Battery",38,"S5",25.62,0,0,-15.116]
["TD","Battery",38,"S4",0.96,0,0,-0.56599999999999995]
["TD","Battery",38,"S3",0.09,0,0,-5.2999999999999999E-2]
["TD","Battery",38,"S1",35.549999999999997,0,0,-20.975000000000001]
["TD","Battery",38,"R6",8.42,0,0,-4.968]
["TD","Battery",38,"R5",6.77,0,0,-3.9940000000000002]
["TD","Battery",38,"Q8",9.43,0,0,-5.5640000000000001]
["TD","Battery",38,"Q7",3.81,0,0,-2.2480000000000002]
["TD","Battery",38,"Q6",10.55,0,0,-6.2249999999999996]
["TD","Battery",38,"Q5",3.63,0,0,-2.1419999999999999]
["TD","Battery",38,"Q4",7.71,0,0,-4.5490000000000004]
["TD","Battery",38,"Q2",6.39,0,0,-3.77]
["TD","Battery",38,"P8",21.5,0,0,-12.685]
["TD","Battery",38,"P6",6.45,0,0,-3.806]
["TD","Battery",38,"P5",2.0099999999999998,0,0,-1.1859999999999999]
["TD","Battery",38,"P4",5.36,0,0,-3.1619999999999999]
["TD","Battery",38,"P2",1.06,0,0,-0.625]
["TD","Battery",38,"P1",3.54,0,0,-2.089]
["TD","Battery",38,"N7",1.1599999999999999,0,0,-0.68400000000000005]
["TD","Battery",38,"N5",4.0999999999999996,0,0,-2.419]
["TD","Battery",38,"N4",7.68,0,0,-4.5309999999999997]
["TD","Battery",38,"N3",8.44,0,0,-4.9800000000000004]
["TD","Battery",38,"N2",1.06,0,0,-0.625]
["TD","Battery",38,"N1",0.95,0,0,-0.56100000000000005]
["TD","Battery",38,"M8",5.14,0,0,-3.0329999999999999]
["TD","Battery",38,"M7",8.3699999999999992,0,0,-4.9379999999999997]
["TD","Battery",38,"M5",2.69,0,0,-1.587]
["TD","Battery",38,"M4",4.08,0,0,-2.407]
["TD","Battery",38,"L8",27.11,0,0,-15.994999999999999]
["TD","Battery",38,"L5",97.12,0,0,-57.301000000000002]
["TD","Battery",38,"L3",178.92,0,0,-105.563]
["TD","Battery",38,"L2",264.86,0,0,-156.267]
["TD","Battery",38,"K6",7.4,0,0,-4.3659999999999997]
["TD","Battery",38,"K5",27.87,0,0,-16.443000000000001]
["TD","Battery",38,"K4",31.65,0,0,-18.673999999999999]
["TD","Battery",38,"J8",75.86,0,0,-44.756999999999998]
["TD","Battery",38,"J7",43.68,0,0,-25.771000000000001]
["TD","Battery",38,"J6",35.72,0,0,-21.074999999999999]
["TD","Battery",38,"J5",9.93,0,0,-5.859]
["TD","Battery",38,"J3",34.6,0,0,-20.414000000000001]
["TD","Battery",38,"J1",25.8,0,0,-15.222]
["TD","Battery",38,"H6",52.97,0,0,-31.251999999999999]
["TD","Battery",38,"H1",8.65,0,0,-5.1040000000000001]
["TD","Battery",38,"G7",48.05,0,0,-28.35]
["TD","Battery",38,"G6",348.87,0,0,-205.833]
["TD","Battery",38,"G1",60.56,0,0,-35.729999999999997]
["TD","Battery",38,"F6",205.28,0,0,-121.11499999999999]
["TD","Battery",38,"E8",35.659999999999997,0,0,-21.039000000000001]
["TD","Battery",38,"E7",18.27,0,0,-10.779]
["TD","Battery",38,"E1",85.33,0,0,-50.344999999999999]
["TD","Battery",38,"D6",22.28,0,0,-13.145]
["TD","Battery",38,"D5",130.30000000000001,0,0,-76.876999999999995]
["TD","Battery",38,"C7",20.92,0,0,-12.343]
["TD","Battery",38,"C6",15.44,0,0,-9.11]
["TD","Battery",38,"C5",32.880000000000003,0,0,-19.399000000000001]
["TD","Battery",38,"C3",9.44,0,0,-5.57]
["TD","Battery",38,"C2",242.57,0,0,-143.11600000000001]
["TD","Battery",38,"C1",5.33,0,0,-3.145]
["TD","Battery",38,"B3",3.72,0,0,-2.1949999999999998]
["TD","Battery",38,"B2",202.39,0,0,-119.41]
["TD","Battery",38,"B1",46.24,0,0,-27.282]
["TD","Battery",38,"A9",2.0099999999999998,0,0,-1.1859999999999999]
["TD","Battery",38,"A8",38.11,0,0,-22.484999999999999]
["TD","Battery",38,"A7",2.0099999999999998,0,0,-1.1859999999999999]
["TD","Battery",38,"A6",117.19,0,0,-69.141999999999996]
["TD","Battery",38,"A4",2.6,0,0,-1.534]
["TD","Battery",38,"A3",2.0099999999999998,0,0,-1.1859999999999999]
["TD","Battery",38,"A1",22.76,0,0,-13.428000000000001]
["TD","Battery",38,"R4",3.01,0,0,-1.776]
["TD","Battery",38,"S2",6.44,0,0,-3.8]
["TD","Battery",38,"S6",1.56,0,0,-0.92]
["TD","Battery",39,"B3",3.82,0,0,-2.254]
["TD","Battery",39,"C7",21.42,0,0,-12.638]
["TD","Battery",39,"E1",87.05,0,0,-51.36]
["TD","Battery",39,"J3",35.520000000000003,0,0,-20.957000000000001]
["TD","Battery",39,"T5",7.03,0,0,-4.1479999999999997]
["TD","Battery",39,"T4",3.71,0,0,-2.1890000000000001]
["TD","Battery",39,"T3",2.58,0,0,-1.522]
["TD","Battery",39,"T1",7.5,0,0,-4.4249999999999998]
["TD","Battery",39,"S7",0.97,0,0,-0.57199999999999995]
["TD","Battery",39,"S6",1.74,0,0,-1.0269999999999999]
["TD","Battery",39,"S4",1.07,0,0,-0.63100000000000001]
["TD","Battery",39,"S3",0.1,0,0,-5.8999999999999997E-2]
["TD","Battery",39,"S2",6.69,0,0,-3.9470000000000001]
["TD","Battery",39,"G1",60.74,0,0,-35.837000000000003]
["TD","Battery",39,"S1",36.99,0,0,-21.824000000000002]
["TD","Battery",39,"R6",8.69,0,0,-5.1269999999999998]
["TD","Battery",39,"R5",6.98,0,0,-4.1180000000000003]
["TD","Battery",39,"R4",3.11,0,0,-1.835]
["TD","Battery",39,"Q7",3.93,0,0,-2.319]
["TD","Battery",39,"Q6",10.89,0,0,-6.4249999999999998]
["TD","Battery",39,"Q5",3.75,0,0,-2.2130000000000001]
["TD","Battery",39,"Q2",6.57,0,0,-3.8759999999999999]
["TD","Battery",39,"P8",22.17,0,0,-13.08]
["TD","Battery",39,"P7",6.58,0,0,-3.8820000000000001]
["TD","Battery",39,"P5",2.0699999999999998,0,0,-1.2210000000000001]
["TD","Battery",39,"P4",5.53,0,0,-3.2629999999999999]
["TD","Battery",39,"P3",53.3,0,0,-31.446999999999999]
["TD","Battery",39,"P2",1.0900000000000001,0,0,-0.64300000000000002]
["TD","Battery",39,"P1",3.66,0,0,-2.1589999999999998]
["TD","Battery",39,"N7",1.19,0,0,-0.70199999999999996]
["TD","Battery",39,"N6",1.04,0,0,-0.61399999999999999]
["TD","Battery",39,"N4",7.92,0,0,-4.673]
["TD","Battery",39,"N3",8.6300000000000008,0,0,-5.0919999999999996]
["TD","Battery",39,"N2",1.0900000000000001,0,0,-0.64300000000000002]
["TD","Battery",39,"M8",5.3,0,0,-3.1269999999999998]
["TD","Battery",39,"M7",8.64,0,0,-5.0979999999999999]
["TD","Battery",39,"M6",11.98,0,0,-7.0679999999999996]
["TD","Battery",39,"M4",4.2,0,0,-2.4780000000000002]
["TD","Battery",39,"L8",27.24,0,0,-16.071999999999999]
["TD","Battery",39,"L7",11.53,0,0,-6.8029999999999999]
["TD","Battery",39,"L5",97.8,0,0,-57.701999999999998]
["TD","Battery",39,"L3",179.37,0,0,-105.828]
["TD","Battery",39,"L2",265.06,0,0,-156.38499999999999]
["TD","Battery",39,"L1",54,0,0,-31.86]
["TD","Battery",39,"K5",28.38,0,0,-16.744]
["TD","Battery",39,"K4",32.520000000000003,0,0,-19.187000000000001]
["TD","Battery",39,"J8",75.97,0,0,-44.822000000000003]
["TD","Battery",39,"J6",36.630000000000003,0,0,-21.611999999999998]
["TD","Battery",39,"J5",10.199999999999999,0,0,-6.0179999999999998]
["TD","Battery",39,"J4",21.47,0,0,-12.667]
["TD","Battery",39,"J1",26.56,0,0,-15.67]
["TD","Battery",39,"H6",54.47,0,0,-32.137]
["TD","Battery",39,"H2",70.790000000000006,0,0,-41.765999999999998]
["TD","Battery",39,"H1",8.92,0,0,-5.2629999999999999]
["TD","Battery",39,"G7",48.33,0,0,-28.515000000000001]
["TD","Battery",39,"G6",350.11,0,0,-206.565]
["TD","Battery",39,"G5",69.83,0,0,-41.2]
["TD","Battery",39,"F6",207,0,0,-122.13]
["TD","Battery",39,"E8",35.799999999999997,0,0,-21.122]
["TD","Battery",39,"E7",18.760000000000002,0,0,-11.068]
["TD","Battery",39,"D6",22.85,0,0,-13.481999999999999]
["TD","Battery",39,"D5",130.56,0,0,-77.03]
["TD","Battery",39,"D4",18.21,0,0,-10.744]
["TD","Battery",39,"C6",15.62,0,0,-9.2159999999999993]
["TD","Battery",39,"C5",33.229999999999997,0,0,-19.606000000000002]
["TD","Battery",39,"C4",8.44,0,0,-4.9800000000000004]
["TD","Battery",39,"C3",9.7100000000000009,0,0,-5.7290000000000001]
["TD","Battery",39,"C2",242.77,0,0,-143.23400000000001]
["TD","Battery",39,"C1",5.51,0,0,-3.2509999999999999]
["TD","Battery",39,"B4",5.51,0,0,-3.2509999999999999]
["TD","Battery",39,"B2",203.36,0,0,-119.982]
["TD","Battery",39,"B1",46.4,0,0,-27.376000000000001]
["TD","Battery",39,"A9",2.0699999999999998,0,0,-1.2210000000000001]
["TD","Battery",39,"A8",38.18,0,0,-22.526]
["TD","Battery",39,"A7",2.0699999999999998,0,0,-1.2210000000000001]
["TD","Battery",39,"A6",117.26,0,0,-69.183000000000007]
["TD","Battery",39,"A4",2.68,0,0,-1.581]
["TD","Battery",39,"A3",2.0699999999999998,0,0,-1.2210000000000001]
["TD","Battery",39,"A1",22.85,0,0,-13.481999999999999]
["TD","Battery",39,"M5",2.77,0,0,-1.6339999999999999]
["TD","Battery",39,"N1",0.98,0,0,-0.57799999999999996]
["TD","Battery",39,"N5",4.2300000000000004,0,0,-2.496]
["TD","Battery",39,"J7",44.89,0,0,-26.484999999999999]
["TD","Battery",39,"K6",7.61,0,0,-4.49]
["TD","Battery",39,"P6",6.66,0,0,-3.9289999999999998]
["TD","Battery",39,"Q4",7.96,0,0,-4.6959999999999997]
["TD","Battery",39,"Q8",9.73,0,0,-5.7409999999999997]
["TD","Battery",39,"S5",27.38,0,0,-16.154]
["TD","Battery",39,"T2",9.73,0,0,-5.7409999999999997]
["TD","Battery",40,"L8",27.2,0,0,-16.047999999999998]
["TD","Battery",40,"L7",11.42,0,0,-6.7380000000000004]
["TD","Battery",40,"L5",97.44,0,0,-57.49]
["TD","Battery",40,"L2",264.95,0,0,-156.321]
["TD","Battery",40,"L1",54,0,0,-31.86]
["TD","Battery",40,"K6",7.49,0,0,-4.4189999999999996]
["TD","Battery",40,"K4",32.04,0,0,-18.904]
["TD","Battery",40,"J8",75.91,0,0,-44.786999999999999]
["TD","Battery",40,"J7",44.22,0,0,-26.09]
["TD","Battery",40,"J6",36.200000000000003,0,0,-21.358000000000001]
["TD","Battery",40,"J5",10.039999999999999,0,0,-5.9240000000000004]
["TD","Battery",40,"J4",21.17,0,0,-12.49]
["TD","Battery",40,"J3",34.979999999999997,0,0,-20.638000000000002]
["TD","Battery",40,"H6",53.7,0,0,-31.683]
["TD","Battery",40,"H2",70.680000000000007,0,0,-41.701000000000001]
["TD","Battery",40,"H1",8.83,0,0,-5.21]
["TD","Battery",40,"G6",349.3,0,0,-206.08699999999999]
["TD","Battery",40,"G5",69.69,0,0,-41.116999999999997]
["TD","Battery",40,"G1",60.66,0,0,-35.789000000000001]
["TD","Battery",40,"E8",35.71,0,0,-21.068999999999999]
["TD","Battery",40,"E7",18.47,0,0,-10.897]
["TD","Battery",40,"E1",85.92,0,0,-50.692999999999998]
["TD","Battery",40,"D6",22.48,0,0,-13.263]
["TD","Battery",40,"D5",130.4,0,0,-76.936000000000007]
["TD","Battery",40,"D4",17.93,0,0,-10.579000000000001]
["TD","Battery",40,"C7",21.06,0,0,-12.425000000000001]
["TD","Battery",40,"C5",33.06,0,0,-19.504999999999999]
["TD","Battery",40,"C4",8.35,0,0,-4.9269999999999996]
["TD","Battery",40,"C3",9.56,0,0,-5.64]
["TD","Battery",40,"C1",5.44,0,0,-3.21]
["TD","Battery",40,"B4",5.42,0,0,-3.198]
["TD","Battery",40,"B3",3.76,0,0,-2.218]
["TD","Battery",40,"B2",202.81,0,0,-119.658]
["TD","Battery",40,"B1",46.29,0,0,-27.311]
["TD","Battery",40,"A9",2.0499999999999998,0,0,-1.21]
["TD","Battery",40,"A8",38.15,0,0,-22.509]
["TD","Battery",40,"A7",2.0499999999999998,0,0,-1.21]
["TD","Battery",40,"A6",117.23,0,0,-69.165999999999997]
["TD","Battery",40,"A4",2.64,0,0,-1.5580000000000001]
["TD","Battery",40,"A3",2.0499999999999998,0,0,-1.21]
["TD","Battery",40,"A1",22.82,0,0,-13.464]
["TD","Battery",40,"T5",7.06,0,0,-4.165]
["TD","Battery",40,"C2",242.67,0,0,-143.17500000000001]
["TD","Battery",40,"F6",206.14,0,0,-121.623]
["TD","Battery",40,"G7",48.21,0,0,-28.443999999999999]
["TD","Battery",40,"J1",26.23,0,0,-15.476000000000001]
["TD","Battery",40,"K5",28.12,0,0,-16.591000000000001]
["TD","Battery",40,"M4",4.1399999999999997,0,0,-2.4430000000000001]
["TD","Battery",40,"L3",179.13,0,0,-105.687]
["TD","Battery",40,"N4",7.85,0,0,-4.6319999999999997]
["TD","Battery",40,"C6",15.54,0,0,-9.1690000000000005]
["TD","Battery",40,"P1",3.62,0,0,-2.1360000000000001]
["TD","Battery",40,"P5",2.0499999999999998,0,0,-1.21]
["TD","Battery",40,"Q7",3.89,0,0,-2.2949999999999999]
["TD","Battery",40,"R6",8.6,0,0,-5.0739999999999998]
["TD","Battery",40,"S4",1.0900000000000001,0,0,-0.64300000000000002]
["TD","Battery",40,"T1",7.56,0,0,-4.46]
["TD","Battery",40,"T4",3.7,0,0,-2.1829999999999998]
["TD","Battery",40,"T3",2.61,0,0,-1.54]
["TD","Battery",40,"T2",9.7200000000000006,0,0,-5.7350000000000003]
["TD","Battery",40,"S7",0.99,0,0,-0.58399999999999996]
["TD","Battery",40,"S6",1.78,0,0,-1.05]
["TD","Battery",40,"S5",27.55,0,0,-16.254999999999999]
["TD","Battery",40,"S3",0.1,0,0,-5.8999999999999997E-2]
["TD","Battery",40,"S2",6.64,0,0,-3.9180000000000001]
["TD","Battery",40,"S1",36.79,0,0,-21.706]
["TD","Battery",40,"R5",6.91,0,0,-4.077]
["TD","Battery",40,"R4",3.07,0,0,-1.8109999999999999]
["TD","Battery",40,"Q8",9.6199999999999992,0,0,-5.6760000000000002]
["TD","Battery",40,"Q6",10.79,0,0,-6.3659999999999997]
["TD","Battery",40,"Q5",3.71,0,0,-2.1890000000000001]
["TD","Battery",40,"Q4",7.88,0,0,-4.649]
["TD","Battery",40,"Q2",6.48,0,0,-3.823]
["TD","Battery",40,"P8",21.94,0,0,-12.945]
["TD","Battery",40,"P7",6.51,0,0,-3.8410000000000002]
["TD","Battery",40,"P6",6.59,0,0,-3.8879999999999999]
["TD","Battery",40,"P4",5.47,0,0,-3.2269999999999999]
["TD","Battery",40,"P3",53.17,0,0,-31.37]
["TD","Battery",40,"P2",1.08,0,0,-0.63700000000000001]
["TD","Battery",40,"N7",1.18,0,0,-0.69599999999999995]
["TD","Battery",40,"N6",1.02,0,0,-0.60199999999999998]
["TD","Battery",40,"N5",4.18,0,0,-2.4660000000000002]
["TD","Battery",40,"N3",8.48,0,0,-5.0030000000000001]
["TD","Battery",40,"N2",1.08,0,0,-0.63700000000000001]
["TD","Battery",40,"N1",0.97,0,0,-0.57199999999999995]
["TD","Battery",40,"M8",5.24,0,0,-3.0920000000000001]
["TD","Battery",40,"M7",8.56,0,0,-5.05]
["TD","Battery",40,"M6",11.8,0,0,-6.9619999999999997]
["TD","Battery",40,"M5",2.74,0,0,-1.617]
["CP","CAES",36,"R6",25,0,0,-19.25]
["CP","CAES",36,"R4",25,0,0,-19.25]
["CP","CAES",37,"R6",27.5,0,0,-21.175000000000001]
["CP","CAES",37,"R4",27.5,0,0,-21.175000000000001]
["CP","CAES",38,"R6",30,0,0,-23.1]
["CP","CAES",38,"R4",30,0,0,-23.1]
["CP","CAES",39,"R6",32.5,0,0,-25.024999999999999]
["CP","CAES",39,"R4",32.5,0,0,-25.024999999999999]
["CP","CAES",40,"R6",37.5,0,0,-28.875]
["CP","CAES",40,"R4",37.5,0,0,-28.875]
["CP","LAES",16,"N4",5,0,-3.85,0]
["CP","LAES",16,"L2",0.35,0,-0.27,0]
["CP","LAES",17,"N4",5,0,-3.85,0]
["CP","LAES",17,"L2",0.35,0,-0.27,0]
["CP","LAES",18,"N4",5,0,-3.85,0]
["CP","LAES",18,"L2",0.35,0,-0.27,0]
["CP","LAES",19,"N4",5,0,-0.38500000000000001,-3.4649999999999999]
["CP","LAES",19,"L2",0.35,0,-2.7E-2,-0.24299999999999999]
["CP","LAES",20,"N4",5,0,0,-3.85]
["CP","LAES",20,"L2",0.35,0,0,-0.27]
["CP","LAES",21,"N4",5,0,0,-3.85]
["CP","LAES",21,"L2",0.35,0,0,-0.27]
["CP","LAES",22,"N4",5,0,0,-3.85]
["CP","LAES",22,"L2",0.35,0,0,-0.27]
["CP","LAES",23,"N4",5,0,0,-3.85]
["CP","LAES",23,"L2",0.35,0,0,-0.27]
["CP","LAES",24,"N4",5,0,0,-3.85]
["CP","LAES",24,"L2",0.35,0,0,-0.27]
["CP","LAES",25,"N4",33.04,0,0,-25.440999999999999]
["CP","LAES",25,"L2",2.31,0,0,-1.7789999999999999]
["CP","LAES",26,"N4",33.04,0,0,-25.440999999999999]
["CP","LAES",26,"L2",2.31,0,0,-1.7789999999999999]
["CP","LAES",27,"N4",33.04,0,0,-25.440999999999999]
["CP","LAES",27,"L2",2.31,0,0,-1.7789999999999999]
["CP","LAES",28,"N4",42.38,0,0,-32.633000000000003]
["CP","LAES",28,"L2",2.97,0,0,-2.2869999999999999]
["CP","LAES",29,"N4",51.73,0,0,-39.832000000000001]
["CP","LAES",29,"L2",3.62,0,0,-2.7869999999999999]
["CP","LAES",30,"N4",79.77,0,0,-61.423000000000002]
["CP","LAES",30,"L2",5.58,0,0,-4.2969999999999997]
["CP","LAES",31,"N4",79.77,0,0,-61.423000000000002]
["CP","LAES",31,"L2",5.58,0,0,-4.2969999999999997]
["CP","LAES",32,"N4",79.77,0,0,-61.423000000000002]
["CP","LAES",32,"L2",5.58,0,0,-4.2969999999999997]
["CP","LAES",33,"N4",126.5,0,0,-97.405000000000001]
["CP","LAES",33,"L2",8.85,0,0,-6.8150000000000004]
["CP","LAES",34,"N4",126.5,0,0,-97.405000000000001]
["CP","LAES",34,"L2",8.85,0,0,-6.8150000000000004]
["CP","LAES",35,"N4",126.5,0,0,-97.405000000000001]
["CP","LAES",35,"L2",8.85,0,0,-6.8150000000000004]
["CP","LAES",36,"N4",173.22,0,0,-133.37899999999999]
["CP","LAES",36,"L2",12.13,0,0,-9.34]
["CP","LAES",37,"N4",173.22,0,0,-133.37899999999999]
["CP","LAES",37,"L2",12.13,0,0,-9.34]
["CP","LAES",38,"N4",173.22,0,0,-133.37899999999999]
["CP","LAES",38,"L2",12.13,0,0,-9.34]
["CP","LAES",39,"N4",173.22,0,0,-133.37899999999999]
["CP","LAES",39,"L2",12.13,0,0,-9.34]
["CP","LAES",40,"N4",266.68,0,0,-205.34399999999999]
["CP","LAES",40,"L2",18.670000000000002,0,0,-14.375999999999999]
["SP","LAES",16,"N4",5,0,-3.85,0]
["SP","LAES",16,"L2",0.35,0,-0.27,0]
["SP","LAES",17,"N4",5,0,-3.85,0]
["SP","LAES",17,"L2",0.35,0,-0.27,0]
["SP","LAES",18,"N4",5,0,-3.85,0]
["SP","LAES",18,"L2",0.35,0,-0.27,0]
["SP","LAES",19,"N4",5,0,-1.925,-1.925]
["SP","LAES",19,"L2",0.35,0,-0.13500000000000001,-0.13500000000000001]
["SP","LAES",20,"N4",5,0,-1.155,-2.6949999999999998]
["SP","LAES",20,"L2",0.35,0,-8.1000000000000003E-2,-0.189]
["SP","LAES",21,"N4",5,0,-0.38500000000000001,-3.4649999999999999]
["SP","LAES",21,"L2",0.35,0,-2.7E-2,-0.24299999999999999]
["SP","LAES",22,"N4",5,0,0,-3.85]
["SP","LAES",22,"L2",0.35,0,0,-0.27]
["SP","LAES",23,"N4",23.69,0,0,-18.241]
["SP","LAES",23,"L2",1.66,0,0,-1.278]
["SP","LAES",24,"N4",23.69,0,0,-18.241]
["SP","LAES",24,"L2",1.66,0,0,-1.278]
["SP","LAES",25,"N4",23.69,0,0,-18.241]
["SP","LAES",25,"L2",1.66,0,0,-1.278]
["SP","LAES",26,"N4",42.38,0,0,-32.633000000000003]
["SP","LAES",26,"L2",2.97,0,0,-2.2869999999999999]
["SP","LAES",27,"N4",42.38,0,0,-32.633000000000003]
["SP","LAES",27,"L2",2.97,0,0,-2.2869999999999999]
["SP","LAES",28,"N4",42.38,0,0,-32.633000000000003]
["SP","LAES",28,"L2",2.97,0,0,-2.2869999999999999]
["SP","LAES",29,"N4",42.38,0,0,-32.633000000000003]
["SP","LAES",29,"L2",2.97,0,0,-2.2869999999999999]
["SP","LAES",30,"N4",42.38,0,0,-32.633000000000003]
["SP","LAES",30,"L2",2.97,0,0,-2.2869999999999999]
["SP","LAES",31,"N4",70.42,0,0,-54.222999999999999]
["SP","LAES",31,"L2",4.93,0,0,-3.7959999999999998]
["SP","LAES",32,"N4",70.42,0,0,-54.222999999999999]
["SP","LAES",32,"L2",4.93,0,0,-3.7959999999999998]
["SP","LAES",33,"N4",70.42,0,0,-54.222999999999999]
["SP","LAES",33,"L2",4.93,0,0,-3.7959999999999998]
["SP","LAES",34,"N4",79.77,0,0,-61.423000000000002]
["SP","LAES",34,"L2",5.58,0,0,-4.2969999999999997]
["SP","LAES",35,"N4",89.11,0,0,-68.614999999999995]
["SP","LAES",35,"L2",6.24,0,0,-4.8049999999999997]
["SP","LAES",36,"N4",117.15,0,0,-90.206000000000003]
["SP","LAES",36,"L2",8.1999999999999993,0,0,-6.3140000000000001]
["SP","LAES",37,"N4",117.15,0,0,-90.206000000000003]
["SP","LAES",37,"L2",8.1999999999999993,0,0,-6.3140000000000001]
["SP","LAES",38,"N4",117.15,0,0,-90.206000000000003]
["SP","LAES",38,"L2",8.1999999999999993,0,0,-6.3140000000000001]
["SP","LAES",39,"N4",163.88,0,0,-126.188]
["SP","LAES",39,"L2",11.47,0,0,-8.8320000000000007]
["SP","LAES",40,"N4",163.88,0,0,-126.188]
["SP","LAES",40,"L2",11.47,0,0,-8.8320000000000007]
["SS","LAES",16,"N4",5,0,-3.85,0]
["SS","LAES",16,"L2",0.35,0,-0.27,0]
["SS","LAES",17,"N4",5,0,-3.85,0]
["SS","LAES",17,"L2",0.35,0,-0.27,0]
["SS","LAES",18,"N4",5,0,-3.85,0]
["SS","LAES",18,"L2",0.35,0,-0.27,0]
["SS","LAES",19,"N4",5,0,-2.31,-1.54]
["SS","LAES",19,"L2",0.35,0,-0.16200000000000001,-0.108]
["SS","LAES",20,"N4",5,0,-1.925,-1.925]
["SS","LAES",20,"L2",0.35,0,-0.13500000000000001,-0.13500000000000001]
["SS","LAES",21,"N4",5,0,-1.54,-2.31]
["SS","LAES",21,"L2",0.35,0,-0.108,-0.16200000000000001]
["SS","LAES",22,"N4",5,0,-1.54,-2.31]
["SS","LAES",22,"L2",0.35,0,-0.108,-0.16200000000000001]
["SS","LAES",23,"N4",5,0,-1.155,-2.6949999999999998]
["SS","LAES",23,"L2",0.35,0,-8.1000000000000003E-2,-0.189]
["SS","LAES",24,"N4",5,0,-1.155,-2.6949999999999998]
["SS","LAES",24,"L2",0.35,0,-8.1000000000000003E-2,-0.189]
["SS","LAES",25,"N4",5,0,-0.77,-3.08]
["SS","LAES",25,"L2",0.35,0,-5.3999999999999999E-2,-0.216]
["SS","LAES",26,"N4",5,0,-0.77,-3.08]
["SS","LAES",26,"L2",0.35,0,-5.3999999999999999E-2,-0.216]
["SS","LAES",27,"N4",5,0,-0.38500000000000001,-3.4649999999999999]
["SS","LAES",27,"L2",0.35,0,-2.7E-2,-0.24299999999999999]
["SS","LAES",28,"N4",5,0,0,-3.85]
["SS","LAES",28,"L2",0.35,0,0,-0.27]
["SS","LAES",29,"N4",5,0,0,-3.85]
["SS","LAES",29,"L2",0.35,0,0,-0.27]
["SS","LAES",30,"N4",5,0,0,-3.85]
["SS","LAES",30,"L2",0.35,0,0,-0.27]
["SS","LAES",31,"N4",5,0,0,-3.85]
["SS","LAES",31,"L2",0.35,0,0,-0.27]
["SS","LAES",32,"N4",5,0,0,-3.85]
["SS","LAES",32,"L2",0.35,0,0,-0.27]
["SS","LAES",33,"N4",5,0,0,-3.85]
["SS","LAES",33,"L2",0.35,0,0,-0.27]
["SS","LAES",34,"N4",5,0,0,-3.85]
["SS","LAES",34,"L2",0.35,0,0,-0.27]
["SS","LAES",35,"N4",5,0,0,-3.85]
["SS","LAES",35,"L2",0.35,0,0,-0.27]
["SS","LAES",36,"N4",5,0,0,-3.85]
["SS","LAES",36,"L2",0.35,0,0,-0.27]
["SS","LAES",37,"N4",5,0,0,-3.85]
["SS","LAES",37,"L2",0.35,0,0,-0.27]
["SS","LAES",38,"N4",5,0,0,-3.85]
["SS","LAES",38,"L2",0.35,0,0,-0.27]
["SS","LAES",39,"N4",5,0,0,-3.85]
["SS","LAES",39,"L2",0.35,0,0,-0.27]
["SS","LAES",40,"N4",5,0,0,-3.85]
["SS","LAES",40,"L2",0.35,0,0,-0.27]
["TD","LAES",16,"N4",5,0,-3.85,0]
["TD","LAES",16,"L2",0.35,0,-0.27,0]
["TD","LAES",17,"N4",5,0,-3.85,0]
["TD","LAES",17,"L2",0.35,0,-0.27,0]
["TD","LAES",18,"N4",5,0,-3.85,0]
["TD","LAES",18,"L2",0.35,0,-0.27,0]
["TD","LAES",19,"N4",5,0,-2.31,-1.54]
["TD","LAES",19,"L2",0.35,0,-0.16200000000000001,-0.108]
["TD","LAES",20,"N4",5,0,-1.925,-1.925]
["TD","LAES",20,"L2",0.35,0,-0.13500000000000001,-0.13500000000000001]
["TD","LAES",21,"N4",5,0,-1.925,-1.925]
["TD","LAES",21,"L2",0.35,0,-0.13500000000000001,-0.13500000000000001]
["TD","LAES",22,"N4",5,0,-1.155,-2.6949999999999998]
["TD","LAES",22,"L2",0.35,0,-8.1000000000000003E-2,-0.189]
["TD","LAES",23,"N4",5,0,-0.77,-3.08]
["TD","LAES",23,"L2",0.35,0,-5.3999999999999999E-2,-0.216]
["TD","LAES",24,"N4",5,0,0,-3.85]
["TD","LAES",24,"L2",0.35,0,0,-0.27]
["TD","LAES",25,"N4",5,0,0,-3.85]
["TD","LAES",25,"L2",0.35,0,0,-0.27]
["TD","LAES",26,"N4",5,0,0,-3.85]
["TD","LAES",26,"L2",0.35,0,0,-0.27]
["TD","LAES",27,"N4",5,0,0,-3.85]
["TD","LAES",27,"L2",0.35,0,0,-0.27]
["TD","LAES",28,"N4",5,0,0,-3.85]
["TD","LAES",28,"L2",0.35,0,0,-0.27]
["TD","LAES",29,"N4",5,0,0,-3.85]
["TD","LAES",29,"L2",0.35,0,0,-0.27]
["TD","LAES",30,"N4",5,0,0,-3.85]
["TD","LAES",30,"L2",0.35,0,0,-0.27]
["TD","LAES",31,"N4",5,0,0,-3.85]
["TD","LAES",31,"L2",0.35,0,0,-0.27]
["TD","LAES",32,"N4",5,0,0,-3.85]
["TD","LAES",32,"L2",0.35,0,0,-0.27]
["TD","LAES",33,"N4",5,0,0,-3.85]
["TD","LAES",33,"L2",0.35,0,0,-0.27]
["TD","LAES",34,"N4",5,0,0,-3.85]
["TD","LAES",34,"L2",0.35,0,0,-0.27]
["TD","LAES",35,"N4",5,0,0,-3.85]
["TD","LAES",35,"L2",0.35,0,0,-0.27]
["TD","LAES",36,"N4",5,0,0,-3.85]
["TD","LAES",36,"L2",0.35,0,0,-0.27]
["TD","LAES",37,"N4",5,0,0,-3.85]
["TD","LAES",37,"L2",0.35,0,0,-0.27]
["TD","LAES",38,"N4",5,0,0,-3.85]
["TD","LAES",38,"L2",0.35,0,0,-0.27]
["TD","LAES",39,"N4",5,0,0,-3.85]
["TD","LAES",39,"L2",0.35,0,0,-0.27]
["TD","LAES",40,"N4",5,0,0,-3.85]
["TD","LAES",40,"L2",0.35,0,0,-0.27]
["CP","PHES",25,"M6",49.9,0,0,-41.417000000000002]
["CP","PHES",26,"M6",49.9,0,0,-41.417000000000002]
["CP","PHES",27,"M6",49.9,0,0,-41.417000000000002]
["CP","PHES",28,"M6",49.9,0,0,-41.417000000000002]
["CP","PHES",29,"M6",49.9,0,0,-41.417000000000002]
["CP","PHES",30,"M6",49.9,0,0,-41.417000000000002]
["CP","PHES",31,"M6",49.9,0,0,-41.417000000000002]
["CP","PHES",32,"M6",49.9,0,0,-41.417000000000002]
["CP","PHES",33,"M6",49.9,0,0,-41.417000000000002]
["CP","PHES",34,"M6",49.9,0,0,-41.417000000000002]
["CP","PHES",35,"M6",49.9,0,0,-41.417000000000002]
["CP","PHES",36,"M6",49.9,0,0,-41.417000000000002]
["CP","PHES",37,"M6",49.9,0,0,-41.417000000000002]
["CP","PHES",38,"M6",49.9,0,0,-41.417000000000002]
["CP","PHES",39,"M6",49.9,0,0,-41.417000000000002]
["CP","PHES",40,"M6",49.9,0,0,-41.417000000000002]
["SP","PHES",25,"M6",49.9,0,0,-41.417000000000002]
["SP","PHES",26,"M6",49.9,0,0,-41.417000000000002]
["SP","PHES",27,"M6",49.9,0,0,-41.417000000000002]
["SP","PHES",28,"M6",49.9,0,0,-41.417000000000002]
["SP","PHES",29,"M6",49.9,0,0,-41.417000000000002]
["SP","PHES",30,"M6",49.9,0,0,-41.417000000000002]
["SP","PHES",31,"M6",49.9,0,0,-41.417000000000002]
["SP","PHES",31,"F6",50,0,0,-41.5]
["SP","PHES",32,"M6",49.9,0,0,-41.417000000000002]
["SP","PHES",32,"F6",50,0,0,-41.5]
["SP","PHES",33,"M6",49.9,0,0,-41.417000000000002]
["SP","PHES",33,"F6",50,0,0,-41.5]
["SP","PHES",34,"M6",49.9,0,0,-41.417000000000002]
["SP","PHES",34,"F6",50,0,0,-41.5]
["SP","PHES",35,"M6",49.9,0,0,-41.417000000000002]
["SP","PHES",35,"F6",50,0,0,-41.5]
["SP","PHES",36,"M6",49.9,0,0,-41.417000000000002]
["SP","PHES",36,"F6",50,0,0,-41.5]
["SP","PHES",37,"M6",49.9,0,0,-41.417000000000002]
["SP","PHES",37,"F6",50,0,0,-41.5]
["SP","PHES",38,"M6",49.9,0,0,-41.417000000000002]
["SP","PHES",38,"F6",50,0,0,-41.5]
["SP","PHES",39,"M6",49.9,0,0,-41.417000000000002]
["SP","PHES",39,"F6",50,0,0,-41.5]
["SP","PHES",40,"M6",49.9,0,0,-41.417000000000002]
["SP","PHES",40,"F6",50,0,0,-41.5]
["SS","PHES",25,"M6",49.9,0,-8.2829999999999995,-33.134]
["SS","PHES",26,"M6",49.9,0,-8.2829999999999995,-33.134]
["SS","PHES",27,"M6",49.9,0,-4.1420000000000003,-37.274999999999999]
["SS","PHES",28,"M6",49.9,0,0,-41.417000000000002]
["SS","PHES",29,"M6",49.9,0,0,-41.417000000000002]
["SS","PHES",30,"M6",49.9,0,0,-41.417000000000002]
["SS","PHES",31,"M6",49.9,0,0,-41.417000000000002]
["SS","PHES",32,"M6",49.9,0,0,-41.417000000000002]
["SS","PHES",33,"M6",49.9,0,0,-41.417000000000002]
["SS","PHES",34,"M6",49.9,0,0,-41.417000000000002]
["SS","PHES",35,"M6",49.9,0,0,-41.417000000000002]
["SS","PHES",36,"M6",49.9,0,0,-41.417000000000002]
["SS","PHES",37,"M6",49.9,0,0,-41.417000000000002]
["SS","PHES",38,"M6",49.9,0,0,-41.417000000000002]
["SS","PHES",39,"M6",49.9,0,0,-41.417000000000002]
["SS","PHES",40,"M6",49.9,0,0,-41.417000000000002]
["TD","PHES",25,"M6",49.9,0,0,-41.417000000000002]
["TD","PHES",26,"M6",49.9,0,0,-41.417000000000002]
["TD","PHES",27,"M6",49.9,0,0,-41.417000000000002]
["TD","PHES",28,"M6",49.9,0,0,-41.417000000000002]
["TD","PHES",29,"M6",49.9,0,0,-41.417000000000002]
["TD","PHES",30,"M6",49.9,0,0,-41.417000000000002]
["TD","PHES",31,"M6",49.9,0,0,-41.417000000000002]
["TD","PHES",32,"M6",49.9,0,0,-41.417000000000002]
["TD","PHES",33,"M6",49.9,0,0,-41.417000000000002]
["TD","PHES",34,"M6",49.9,0,0,-41.417000000000002]
["TD","PHES",35,"M6",49.9,0,0,-41.417000000000002]
["TD","PHES",36,"M6",49.9,0,0,-41.417000000000002]
["TD","PHES",37,"M6",49.9,0,0,-41.417000000000002]
["TD","PHES",38,"M6",49.9,0,0,-41.417000000000002]
["TD","PHES",39,"M6",49.9,0,0,-41.417000000000002]
["TD","PHES",40,"M6",49.9,0,0,-41.417000000000002]

{"sheet":"TxStorage","index":10,"n_rows":722,"n_cols":8,"rows_kept":722,"cut":false,"hidden":false,"merged":[]}
["Created by txstorage.sas",null,null,"Source:","T:\\ESP\\PS\\Distributed Generation\\2017\\SAS\\TxStorage\\TxStorageDemand_for_ETYSspatial.xlsb"]
[]
["scenario","tech","year","location","Capacity","wintpk","summam","summpm"]
["CP","Battery",17,"K6",49,0,-28.91,0]
["CP","Battery",18,"K6",49,0,-28.91,0]
["CP","Battery",18,"Q2",25,0,-14.75,0]
["CP","Battery",19,"Q2",25,0,-14.75,0]
["CP","Battery",19,"K6",49,0,-28.91,0]
["CP","Battery",20,"R5",49.9,0,-29.440999999999999,0]
["CP","Battery",20,"K6",49,0,-28.91,0]
["CP","Battery",20,"Q2",25,0,-14.75,0]
["CP","Battery",21,"R5",49.9,0,0,-29.440999999999999]
["CP","Battery",21,"Q2",25,0,0,-14.75]
["CP","Battery",21,"K6",49,0,0,-28.91]
["CP","Battery",22,"K6",49,0,0,-28.91]
["CP","Battery",22,"R5",49.9,0,0,-29.440999999999999]
["CP","Battery",22,"Q2",25,0,0,-14.75]
["CP","Battery",23,"K6",49,0,0,-28.91]
["CP","Battery",23,"L5",51,0,0,-30.09]
["CP","Battery",23,"Q2",25,0,0,-14.75]
["CP","Battery",23,"R5",49.9,0,0,-29.440999999999999]
["CP","Battery",24,"L5",111,0,0,-65.489999999999995]
["CP","Battery",24,"R5",49.9,0,0,-29.440999999999999]
["CP","Battery",24,"K6",49,0,0,-28.91]
["CP","Battery",24,"Q2",25,0,0,-14.75]
["CP","Battery",25,"Q2",25,0,0,-14.75]
["CP","Battery",25,"K6",49,0,0,-28.91]
["CP","Battery",25,"R5",49.9,0,0,-29.440999999999999]
["CP","Battery",25,"L5",111,0,0,-65.489999999999995]
["CP","Battery",26,"Q2",25,0,0,-14.75]
["CP","Battery",26,"D6",100,0,0,-59]
["CP","Battery",26,"K6",49,0,0,-28.91]
["CP","Battery",26,"L5",111,0,0,-65.489999999999995]
["CP","Battery",26,"R5",49.9,0,0,-29.440999999999999]
["CP","Battery",27,"Q2",25,0,0,-14.75]
["CP","Battery",27,"L5",111,0,0,-65.489999999999995]
["CP","Battery",27,"K6",49,0,0,-28.91]
["CP","Battery",27,"R5",49.9,0,0,-29.440999999999999]
["CP","Battery",27,"D6",100,0,0,-59]
["CP","Battery",28,"Q2",25,0,0,-14.75]
["CP","Battery",28,"D6",100,0,0,-59]
["CP","Battery",28,"L5",111,0,0,-65.489999999999995]
["CP","Battery",28,"R5",49.9,0,0,-29.440999999999999]
["CP","Battery",28,"K6",49,0,0,-28.91]
["CP","Battery",29,"R5",49.9,0,0,-29.440999999999999]
["CP","Battery",29,"L5",111,0,0,-65.489999999999995]
["CP","Battery",29,"D6",100,0,0,-59]
["CP","Battery",29,"Q2",25,0,0,-14.75]
["CP","Battery",29,"K6",49,0,0,-28.91]
["CP","Battery",30,"Q2",25,0,0,-14.75]
["CP","Battery",30,"L5",111,0,0,-65.489999999999995]
["CP","Battery",30,"R5",49.9,0,0,-29.440999999999999]
["CP","Battery",30,"K6",49,0,0,-28.91]
["CP","Battery",30,"D6",100,0,0,-59]
["CP","Battery",31,"Q2",25,0,0,-14.75]
["CP","Battery",31,"R5",49.9,0,0,-29.440999999999999]
["CP","Battery",31,"L5",111,0,0,-65.489999999999995]
["CP","Battery",31,"D6",100,0,0,-59]
["CP","Battery",31,"K6",49,0,0,-28.91]
["CP","Battery",32,"R5",49.9,0,0,-29.440999999999999]
["CP","Battery",32,"Q2",25,0,0,-14.75]
["CP","Battery",32,"L5",111,0,0,-65.489999999999995]
["CP","Battery",32,"D6",100,0,0,-59]
["CP","Battery",32,"K6",49,0,0,-28.91]
["CP","Battery",33,"R5",49.9,0,0,-29.440999999999999]
["CP","Battery",33,"Q2",25,0,0,-14.75]
["CP","Battery",33,"D6",100,0,0,-59]
["CP","Battery",33,"L5",111,0,0,-65.489999999999995]
["CP","Battery",34,"R5",49.9,0,0,-29.440999999999999]
["CP","Battery",34,"D6",100,0,0,-59]
["CP","Battery",34,"L5",111,0,0,-65.489999999999995]
["CP","Battery",35,"L5",111,0,0,-65.489999999999995]
["CP","Battery",35,"D6",100,0,0,-59]
["CP","Battery",36,"L5",111,0,0,-65.489999999999995]
["CP","Battery",36,"D6",100,0,0,-59]
["CP","Battery",37,"L5",111,0,0,-65.489999999999995]
["CP","Battery",37,"D6",100,0,0,-59]
["CP","Battery",38,"D6",100,0,0,-59]
["CP","Battery",38,"L5",111,0,0,-65.489999999999995]
["CP","Battery",39,"L5",111,0,0,-65.489999999999995]
["CP","Battery",39,"D6",100,0,0,-59]
["CP","Battery",40,"L5",111,0,0,-65.489999999999995]
["CP","Battery",40,"D6",100,0,0,-59]
["SP","Battery",17,"K6",49,0,-28.91,0]
["SP","Battery",18,"Q2",25,0,-14.75,0]
["SP","Battery",18,"K6",49,0,-28.91,0]
["SP","Battery",19,"Q2",25,0,-14.75,0]
["SP","Battery",19,"K6",49,0,-28.91,0]
["SP","Battery",20,"R5",49.9,0,-29.440999999999999,0]
["SP","Battery",20,"Q2",25,0,-14.75,0]
["SP","Battery",20,"K6",49,0,-28.91,0]
["SP","Battery",21,"Q2",25,0,-14.75,0]
["SP","Battery",21,"R5",49.9,0,-29.440999999999999,0]
["SP","Battery",21,"K6",49,0,-28.91,0]
["SP","Battery",22,"R5",49.9,0,0,-29.440999999999999]
["SP","Battery",22,"Q2",25,0,0,-14.75]
["SP","Battery",22,"K6",49,0,0,-28.91]
["SP","Battery",23,"R5",49.9,0,0,-29.440999999999999]
["SP","Battery",23,"Q2",25,0,0,-14.75]
["SP","Battery",23,"K6",49,0,0,-28.91]
["SP","Battery",24,"R5",49.9,0,0,-29.440999999999999]
["SP","Battery",24,"Q2",25,0,0,-14.75]
["SP","Battery",24,"K6",49,0,0,-28.91]
["SP","Battery",25,"Q2",25,0,0,-14.75]
["SP","Battery",25,"R5",49.9,0,0,-29.440999999999999]
["SP","Battery",25,"K6",49,0,0,-28.91]
["SP","Battery",26,"R5",49.9,0,0,-29.440999999999999]
["SP","Battery",26,"Q2",25,0,0,-14.75]
["SP","Battery",26,"K6",49,0,0,-28.91]
["SP","Battery",27,"R5",49.9,0,0,-29.440999999999999]
["SP","Battery",27,"Q2",25,0,0,-14.75]
["SP","Battery",27,"K6",49,0,0,-28.91]
["SP","Battery",28,"R5",49.9,0,0,-29.440999999999999]
["SP","Battery",28,"Q2",25,0,0,-14.75]
["SP","Battery",28,"K6",49,0,0,-28.91]
["SP","Battery",29,"Q2",25,0,0,-14.75]
["SP","Battery",29,"R5",49.9,0,0,-29.440999999999999]
["SP","Battery",29,"K6",49,0,0,-28.91]
["SP","Battery",30,"R5",49.9,0,0,-29.440999999999999]
["SP","Battery",30,"Q2",25,0,0,-14.75]
["SP","Battery",30,"K6",49,0,0,-28.91]
["SP","Battery",31,"Q2",25,0,0,-14.75]
["SP","Battery",31,"R5",49.9,0,0,-29.440999999999999]
["SP","Battery",31,"K6",49,0,0,-28.91]
["SP","Battery",32,"R5",49.9,0,0,-29.440999999999999]
["SP","Battery",32,"Q2",25,0,0,-14.75]
["SP","Battery",32,"K6",49,0,0,-28.91]
["SP","Battery",33,"Q2",25,0,0,-14.75]
["SP","Battery",33,"R5",49.9,0,0,-29.440999999999999]
["SP","Battery",33,"K6",49,0,0,-28.91]
["SP","Battery",34,"R5",49.9,0,0,-29.440999999999999]
["SP","Battery",34,"Q2",25,0,0,-14.75]
["SP","Battery",34,"K6",49,0,0,-28.91]
["SP","Battery",35,"Q2",25,0,0,-14.75]
["SP","Battery",35,"R5",49.9,0,0,-29.440999999999999]
["SP","Battery",35,"K6",49,0,0,-28.91]
["SP","Battery",36,"R5",49.9,0,0,-29.440999999999999]
["SP","Battery",36,"Q2",25,0,0,-14.75]
["SP","Battery",36,"K6",49,0,0,-28.91]
["SP","Battery",37,"Q2",25,0,0,-14.75]
["SP","Battery",37,"R5",49.9,0,0,-29.440999999999999]
["SP","Battery",37,"K6",49,0,0,-28.91]
["SP","Battery",38,"Q2",25,0,0,-14.75]
["SP","Battery",38,"R5",49.9,0,0,-29.440999999999999]
["SP","Battery",38,"K6",49,0,0,-28.91]
["SP","Battery",39,"R5",49.9,0,0,-29.440999999999999]
["SP","Battery",39,"Q2",25,0,0,-14.75]
["SP","Battery",39,"K6",49,0,0,-28.91]
["SP","Battery",40,"R5",49.9,0,0,-29.440999999999999]
["SP","Battery",40,"Q2",25,0,0,-14.75]
["SP","Battery",40,"K6",49,0,0,-28.91]
["SS","Battery",17,"K6",49,0,-28.91,0]
["SS","Battery",18,"Q2",25,0,-14.75,0]
["SS","Battery",18,"K6",49,0,-28.91,0]
["SS","Battery",19,"Q2",25,0,-14.75,0]
["SS","Battery",19,"K6",49,0,-28.91,0]
["SS","Battery",20,"R5",49.9,0,-29.440999999999999,0]
["SS","Battery",20,"K6",49,0,-28.91,0]
["SS","Battery",20,"Q2",25,0,-14.75,0]
["SS","Battery",21,"K6",49,0,-28.91,0]
["SS","Battery",21,"Q2",25,0,-14.75,0]
["SS","Battery",21,"R5",49.9,0,-29.440999999999999,0]
["SS","Battery",22,"K6",49,0,-28.91,0]
["SS","Battery",22,"Q2",25,0,-14.75,0]
["SS","Battery",22,"R5",49.9,0,-29.440999999999999,0]
["SS","Battery",23,"R5",49.9,0,-29.440999999999999,0]
["SS","Battery",23,"Q2",25,0,-14.75,0]
["SS","Battery",23,"K6",49,0,-28.91,0]
["SS","Battery",24,"R5",49.9,0,-29.440999999999999,0]
["SS","Battery",24,"K6",49,0,-28.91,0]
["SS","Battery",24,"Q2",25,0,-14.75,0]
["SS","Battery",25,"R5",49.9,0,-29.440999999999999,0]
["SS","Battery",25,"Q2",25,0,-14.75,0]
["SS","Battery",25,"K6",49,0,-28.91,0]
["SS","Battery",26,"Q2",25,0,-14.75,0]
["SS","Battery",26,"K6",49,0,-28.91,0]
["SS","Battery",26,"R5",49.9,0,-29.440999999999999,0]
["SS","Battery",27,"Q2",25,0,-14.75,0]
["SS","Battery",27,"R5",49.9,0,-29.440999999999999,0]
["SS","Battery",27,"K6",49,0,-28.91,0]
["SS","Battery",28,"K6",49,0,-28.91,0]
["SS","Battery",28,"Q2",25,0,-14.75,0]
["SS","Battery",28,"R5",49.9,0,-29.440999999999999,0]
["SS","Battery",29,"K6",49,0,-28.91,0]
["SS","Battery",29,"R5",49.9,0,-29.440999999999999,0]
["SS","Battery",29,"Q2",25,0,-14.75,0]
["SS","Battery",30,"R5",49.9,0,-29.440999999999999,0]
["SS","Battery",30,"Q2",25,0,-14.75,0]
["SS","Battery",30,"K6",49,0,-28.91,0]
["SS","Battery",31,"K6",49,0,-28.91,0]
["SS","Battery",31,"R5",49.9,0,-29.440999999999999,0]
["SS","Battery",31,"Q2",25,0,-14.75,0]
["SS","Battery",32,"R5",49.9,0,-29.440999999999999,0]
["SS","Battery",32,"K6",49,0,-28.91,0]
["SS","Battery",32,"Q2",25,0,-14.75,0]
["SS","Battery",33,"R5",49.9,0,-29.440999999999999,0]
["SS","Battery",33,"Q2",25,0,-14.75,0]
["SS","Battery",34,"R5",49.9,0,-29.440999999999999,0]
["TD","Battery",17,"K6",49,0,-28.91,0]
["TD","Battery",18,"K6",49,0,-28.91,0]
["TD","Battery",18,"Q2",25,0,-14.75,0]
["TD","Battery",19,"Q2",25,0,-14.75,0]
["TD","Battery",19,"K6",49,0,-28.91,0]
["TD","Battery",20,"K6",49,0,-28.91,0]
["TD","Battery",20,"Q2",25,0,-14.75,0]
["TD","Battery",20,"R5",49.9,0,-29.440999999999999,0]
["TD","Battery",21,"R5",49.9,0,-29.440999999999999,0]
["TD","Battery",21,"K6",49,0,-28.91,0]
["TD","Battery",21,"Q2",25,0,-14.75,0]
["TD","Battery",22,"Q2",25,0,-14.75,0]
["TD","Battery",22,"K6",49,0,-28.91,0]
["TD","Battery",22,"L5",51,0,-30.09,0]
["TD","Battery",22,"R5",49.9,0,-29.440999999999999,0]
["TD","Battery",23,"L5",51,0,-30.09,0]
["TD","Battery",23,"Q2",25,0,-14.75,0]
["TD","Battery",23,"R5",49.9,0,-29.440999999999999,0]
["TD","Battery",23,"K6",49,0,-28.91,0]
["TD","Battery",24,"L5",102,0,-60.18,0]
["TD","Battery",24,"K6",49,0,-28.91,0]
["TD","Battery",24,"R5",49.9,0,-29.440999999999999,0]
["TD","Battery",24,"Q2",25,0,-14.75,0]
["TD","Battery",25,"K6",49,0,0,-28.91]
["TD","Battery",25,"Q2",25,0,0,-14.75]
["TD","Battery",25,"L5",102,0,0,-60.18]
["TD","Battery",25,"R5",49.9,0,0,-29.440999999999999]
["TD","Battery",25,"D6",107,0,0,-63.13]
["TD","Battery",26,"D6",107,0,0,-63.13]
["TD","Battery",26,"L5",102,0,0,-60.18]
["TD","Battery",26,"Q2",25,0,0,-14.75]
["TD","Battery",26,"K6",49,0,0,-28.91]
["TD","Battery",26,"R5",49.9,0,0,-29.440999999999999]
["TD","Battery",27,"L5",102,0,0,-60.18]
["TD","Battery",27,"Q2",25,0,0,-14.75]
["TD","Battery",27,"R5",49.9,0,0,-29.440999999999999]
["TD","Battery",27,"K6",49,0,0,-28.91]
["TD","Battery",27,"D6",107,0,0,-63.13]
["TD","Battery",28,"D6",107,0,0,-63.13]
["TD","Battery",28,"R5",49.9,0,0,-29.440999999999999]
["TD","Battery",28,"K6",49,0,0,-28.91]
["TD","Battery",28,"Q2",25,0,0,-14.75]
["TD","Battery",28,"L5",102,0,0,-60.18]
["TD","Battery",29,"Q2",25,0,0,-14.75]
["TD","Battery",29,"R5",49.9,0,0,-29.440999999999999]
["TD","Battery",29,"K6",49,0,0,-28.91]
["TD","Battery",29,"L5",102,0,0,-60.18]
["TD","Battery",29,"D6",107,0,0,-63.13]
["TD","Battery",30,"D6",107,0,0,-63.13]
["TD","Battery",30,"K6",49,0,0,-28.91]
["TD","Battery",30,"Q2",25,0,0,-14.75]
["TD","Battery",30,"R5",49.9,0,0,-29.440999999999999]
["TD","Battery",30,"L5",102,0,0,-60.18]
["TD","Battery",31,"R5",49.9,0,0,-29.440999999999999]
["TD","Battery",31,"Q2",25,0,0,-14.75]
["TD","Battery",31,"L5",102,0,0,-60.18]
["TD","Battery",31,"K6",49,0,0,-28.91]
["TD","Battery",31,"D6",107,0,0,-63.13]
["TD","Battery",32,"D6",107,0,0,-63.13]
["TD","Battery",32,"K6",49,0,0,-28.91]
["TD","Battery",32,"Q2",25,0,0,-14.75]
["TD","Battery",32,"L5",102,0,0,-60.18]
["TD","Battery",32,"R5",49.9,0,0,-29.440999999999999]
["TD","Battery",33,"K6",49,0,0,-28.91]
["TD","Battery",33,"L5",102,0,0,-60.18]
["TD","Battery",33,"R5",49.9,0,0,-29.440999999999999]
["TD","Battery",33,"Q2",25,0,0,-14.75]
["TD","Battery",33,"D6",107,0,0,-63.13]
["TD","Battery",34,"D6",107,0,0,-63.13]
["TD","Battery",34,"F6",49,0,0,-28.91]
["TD","Battery",34,"K6",49,0,0,-28.91]
["TD","Battery",34,"Q2",25,0,0,-14.75]
["TD","Battery",34,"R5",49.9,0,0,-29.440999999999999]
["TD","Battery",34,"L5",102,0,0,-60.18]
["TD","Battery",35,"K6",49,0,0,-28.91]
["TD","Battery",35,"Q2",25,0,0,-14.75]
["TD","Battery",35,"R5",49.9,0,0,-29.440999999999999]
["TD","Battery",35,"L5",102,0,0,-60.18]
["TD","Battery",35,"F6",73.099999999999994,0,0,-43.128999999999998]
["TD","Battery",35,"D6",107,0,0,-63.13]
["TD","Battery",36,"H1",100,0,0,-59]
["TD","Battery",36,"D6",107,0,0,-63.13]
["TD","Battery",36,"F6",97,0,0,-57.23]
["TD","Battery",36,"L5",102,0,0,-60.18]
["TD","Battery",36,"R5",49.9,0,0,-29.440999999999999]
["TD","Battery",36,"Q2",25,0,0,-14.75]
["TD","Battery",36,"K6",49,0,0,-28.91]
["TD","Battery",37,"K6",49,0,0,-28.91]
["TD","Battery",37,"Q2",25,0,0,-14.75]
["TD","Battery",37,"L5",102,0,0,-60.18]
["TD","Battery",37,"R5",49.9,0,0,-29.440999999999999]
["TD","Battery",37,"F6",97,0,0,-57.23]
["TD","Battery",37,"H1",100,0,0,-59]
["TD","Battery",37,"D6",107,0,0,-63.13]
["TD","Battery",37,"H6",72.900000000000006,0,0,-43.011000000000003]
["TD","Battery",38,"H6",72.900000000000006,0,0,-43.011000000000003]
["TD","Battery",38,"H1",100,0,0,-59]
["TD","Battery",38,"D6",107,0,0,-63.13]
["TD","Battery",38,"A6",174.9,0,0,-103.191]
["TD","Battery",38,"F6",97,0,0,-57.23]
["TD","Battery",38,"Q2",25,0,0,-14.75]
["TD","Battery",38,"L5",102,0,0,-60.18]
["TD","Battery",38,"R5",49.9,0,0,-29.440999999999999]
["TD","Battery",38,"K6",49,0,0,-28.91]
["TD","Battery",39,"Q2",25,0,0,-14.75]
["TD","Battery",39,"L5",102,0,0,-60.18]
["TD","Battery",39,"R5",49.9,0,0,-29.440999999999999]
["TD","Battery",39,"K6",49,0,0,-28.91]
["TD","Battery",39,"F6",97,0,0,-57.23]
["TD","Battery",39,"A7",72.900000000000006,0,0,-43.011000000000003]
["TD","Battery",39,"H1",100,0,0,-59]
["TD","Battery",39,"D6",107,0,0,-63.13]
["TD","Battery",39,"H6",72.900000000000006,0,0,-43.011000000000003]
["TD","Battery",39,"A6",174.9,0,0,-103.191]
["TD","Battery",40,"H6",72.900000000000006,0,0,-43.011000000000003]
["TD","Battery",40,"H1",100,0,0,-59]
["TD","Battery",40,"F6",97,0,0,-57.23]
["TD","Battery",40,"D6",107,0,0,-63.13]
["TD","Battery",40,"A7",140.80000000000001,0,0,-83.072000000000003]
["TD","Battery",40,"A6",174.9,0,0,-103.191]
["TD","Battery",40,"Q2",25,0,0,-14.75]
["TD","Battery",40,"L5",102,0,0,-60.18]
["TD","Battery",40,"R5",49.9,0,0,-29.440999999999999]
["TD","Battery",40,"K6",49,0,0,-28.91]
["CP","PHES",16,"M7",360,0,-298.8,0]
["CP","PHES",16,"M6",1644,0,-1364.52,0]
["CP","PHES",16,"T1",300,0,-249,0]
["CP","PHES",16,"S6",440,0,-365.2,0]
["CP","PHES",17,"M7",360,0,-298.8,0]
["CP","PHES",17,"M6",1644,0,-1364.52,0]
["CP","PHES",17,"T1",300,0,-249,0]
["CP","PHES",17,"S6",440,0,-365.2,0]
["CP","PHES",18,"M7",360,0,-298.8,0]
["CP","PHES",18,"M6",1644,0,-1364.52,0]
["CP","PHES",18,"T1",300,0,-249,0]
["CP","PHES",18,"S6",440,0,-365.2,0]
["CP","PHES",19,"M7",360,0,-298.8,0]
["CP","PHES",19,"M6",1644,0,-1364.52,0]
["CP","PHES",19,"T1",300,0,-249,0]
["CP","PHES",19,"S6",440,0,-365.2,0]
["CP","PHES",20,"M7",360,0,-298.8,0]
["CP","PHES",20,"M6",1644,0,-1364.52,0]
["CP","PHES",20,"T1",300,0,-249,0]
["CP","PHES",20,"S6",440,0,-365.2,0]
["CP","PHES",21,"M7",360,0,-298.8,0]
["CP","PHES",21,"M6",1644,0,-1364.52,0]
["CP","PHES",21,"T1",300,0,-249,0]
["CP","PHES",21,"S6",440,0,-365.2,0]
["CP","PHES",22,"M7",360,0,-298.8,0]
["CP","PHES",22,"M6",1644,0,-1364.52,0]
["CP","PHES",22,"T1",300,0,-249,0]
["CP","PHES",22,"S6",440,0,-365.2,0]
["CP","PHES",23,"M7",360,0,-298.8,0]
["CP","PHES",23,"M6",1644,0,-1364.52,0]
["CP","PHES",23,"T1",300,0,-249,0]
["CP","PHES",23,"S6",440,0,-365.2,0]
["CP","PHES",24,"M7",360,0,-298.8,0]
["CP","PHES",24,"M6",1644,0,-1364.52,0]
["CP","PHES",24,"T1",300,0,-249,0]
["CP","PHES",24,"S6",440,0,-365.2,0]
["CP","PHES",25,"M7",360,0,-298.8,0]
["CP","PHES",25,"M6",1644,0,-1364.52,0]
["CP","PHES",25,"T1",300,0,-249,0]
["CP","PHES",25,"S6",540,0,-448.2,0]
["CP","PHES",26,"M7",360,0,-298.8,0]
["CP","PHES",26,"M6",1644,0,-1364.52,0]
["CP","PHES",26,"T1",300,0,-249,0]
["CP","PHES",26,"S6",540,0,-448.2,0]
["CP","PHES",27,"M7",360,0,-298.8,0]
["CP","PHES",27,"M6",1644,0,-1364.52,0]
["CP","PHES",27,"T1",912,0,-756.96,0]
["CP","PHES",27,"S6",540,0,-448.2,0]
["CP","PHES",28,"M7",360,0,-298.8,0]
["CP","PHES",28,"M6",1644,0,-1364.52,0]
["CP","PHES",28,"T1",912,0,-756.96,0]
["CP","PHES",28,"S6",540,0,-448.2,0]
["CP","PHES",29,"M7",360,0,-298.8,0]
["CP","PHES",29,"M6",1644,0,-1364.52,0]
["CP","PHES",29,"T1",912,0,-756.96,0]
["CP","PHES",29,"S6",940,0,-780.2,0]
["CP","PHES",30,"M7",360,0,-298.8,0]
["CP","PHES",30,"M6",1644,0,-1364.52,0]
["CP","PHES",30,"T1",912,0,-756.96,0]
["CP","PHES",30,"S6",940,0,-780.2,0]
["CP","PHES",31,"M7",360,0,-298.8,0]
["CP","PHES",31,"M6",1644,0,-1364.52,0]
["CP","PHES",31,"T1",912,0,-756.96,0]
["CP","PHES",31,"S6",940,0,-780.2,0]
["CP","PHES",32,"M7",360,0,-298.8,0]
["CP","PHES",32,"M6",1644,0,-1364.52,0]
["CP","PHES",32,"T1",912,0,-756.96,0]
["CP","PHES",32,"S6",940,0,-780.2,0]
["CP","PHES",33,"M7",360,0,-298.8,0]
["CP","PHES",33,"M6",1644,0,-1364.52,0]
["CP","PHES",33,"T1",912,0,-756.96,0]
["CP","PHES",33,"S6",940,0,-780.2,0]
["CP","PHES",34,"M7",360,0,-298.8,0]
["CP","PHES",34,"M6",1644,0,-1364.52,0]
["CP","PHES",34,"T1",912,0,-756.96,0]
["CP","PHES",34,"S6",940,0,-780.2,0]
["CP","PHES",35,"M7",360,0,-298.8,0]
["CP","PHES",35,"M6",1644,0,-1364.52,0]
["CP","PHES",35,"T1",912,0,-756.96,0]
["CP","PHES",35,"S6",940,0,-780.2,0]
["CP","PHES",36,"M7",360,0,-298.8,0]
["CP","PHES",36,"M6",1644,0,-1364.52,0]
["CP","PHES",36,"T1",912,0,-756.96,0]
["CP","PHES",36,"S6",940,0,-780.2,0]
["CP","PHES",37,"M7",360,0,-298.8,0]
["CP","PHES",37,"M6",1644,0,-1364.52,0]
["CP","PHES",37,"T1",912,0,-756.96,0]
["CP","PHES",37,"S6",940,0,-780.2,0]
["CP","PHES",38,"M7",360,0,-298.8,0]
["CP","PHES",38,"M6",1644,0,-1364.52,0]
["CP","PHES",38,"T1",912,0,-756.96,0]
["CP","PHES",38,"S6",940,0,-780.2,0]
["CP","PHES",39,"M7",360,0,-298.8,0]
["CP","PHES",39,"M6",1644,0,-1364.52,0]
["CP","PHES",39,"T1",912,0,-756.96,0]
["CP","PHES",39,"S6",940,0,-780.2,0]
["CP","PHES",40,"M7",360,0,-298.8,0]
["CP","PHES",40,"M6",1644,0,-1364.52,0]
["CP","PHES",40,"T1",912,0,-756.96,0]
["CP","PHES",40,"S6",940,0,-780.2,0]
["SP","PHES",16,"M7",360,0,-298.8,0]
["SP","PHES",16,"M6",1644,0,-1364.52,0]
["SP","PHES",16,"T1",300,0,-249,0]
["SP","PHES",16,"S6",440,0,-365.2,0]
["SP","PHES",17,"M7",360,0,-298.8,0]
["SP","PHES",17,"M6",1644,0,-1364.52,0]
["SP","PHES",17,"T1",300,0,-249,0]
["SP","PHES",17,"S6",440,0,-365.2,0]
["SP","PHES",18,"M7",360,0,-298.8,0]
["SP","PHES",18,"M6",1644,0,-1364.52,0]
["SP","PHES",18,"T1",300,0,-249,0]
["SP","PHES",18,"S6",440,0,-365.2,0]
["SP","PHES",19,"M7",360,0,-298.8,0]
["SP","PHES",19,"M6",1644,0,-1364.52,0]
["SP","PHES",19,"T1",300,0,-249,0]
["SP","PHES",19,"S6",440,0,-365.2,0]
["SP","PHES",20,"M7",360,0,-298.8,0]
["SP","PHES",20,"M6",1644,0,-1364.52,0]
["SP","PHES",20,"T1",300,0,-249,0]
["SP","PHES",20,"S6",440,0,-365.2,0]
["SP","PHES",21,"M7",360,0,-298.8,0]
["SP","PHES",21,"M6",1644,0,-1364.52,0]
["SP","PHES",21,"T1",300,0,-249,0]
["SP","PHES",21,"S6",440,0,-365.2,0]
["SP","PHES",22,"M7",360,0,-298.8,0]
["SP","PHES",22,"M6",1644,0,-1364.52,0]
["SP","PHES",22,"T1",300,0,-249,0]
["SP","PHES",22,"S6",440,0,-365.2,0]
["SP","PHES",23,"M7",360,0,-298.8,0]
["SP","PHES",23,"M6",1644,0,-1364.52,0]
["SP","PHES",23,"T1",300,0,-249,0]
["SP","PHES",23,"S6",440,0,-365.2,0]
["SP","PHES",24,"M7",360,0,-298.8,0]
["SP","PHES",24,"M6",1644,0,-1364.52,0]
["SP","PHES",24,"T1",300,0,-249,0]
["SP","PHES",24,"S6",440,0,-365.2,0]
["SP","PHES",25,"M7",360,0,-298.8,0]
["SP","PHES",25,"M6",1644,0,-1364.52,0]
["SP","PHES",25,"T1",300,0,-249,0]
["SP","PHES",25,"S6",540,0,-448.2,0]
["SP","PHES",26,"M7",360,0,-298.8,0]
["SP","PHES",26,"M6",1644,0,-1364.52,0]
["SP","PHES",26,"T1",300,0,-249,0]
["SP","PHES",26,"S6",540,0,-448.2,0]
["SP","PHES",27,"M7",360,0,-298.8,0]
["SP","PHES",27,"M6",1644,0,-1364.52,0]
["SP","PHES",27,"T1",300,0,-249,0]
["SP","PHES",27,"S6",540,0,-448.2,0]
["SP","PHES",28,"M7",360,0,-298.8,0]
["SP","PHES",28,"M6",1644,0,-1364.52,0]
["SP","PHES",28,"T1",300,0,-249,0]
["SP","PHES",28,"S6",540,0,-448.2,0]
["SP","PHES",29,"M7",360,0,-298.8,0]
["SP","PHES",29,"M6",1644,0,-1364.52,0]
["SP","PHES",29,"T1",912,0,-756.96,0]
["SP","PHES",29,"S6",540,0,-448.2,0]
["SP","PHES",30,"M7",360,0,-298.8,0]
["SP","PHES",30,"M6",1644,0,-1364.52,0]
["SP","PHES",30,"T1",912,0,-756.96,0]
["SP","PHES",30,"S6",540,0,-448.2,0]
["SP","PHES",31,"M7",360,0,-298.8,0]
["SP","PHES",31,"M6",1644,0,-1364.52,0]
["SP","PHES",31,"T1",912,0,-756.96,0]
["SP","PHES",31,"S6",540,0,-448.2,0]
["SP","PHES",32,"M7",360,0,-298.8,0]
["SP","PHES",32,"M6",1644,0,-1364.52,0]
["SP","PHES",32,"T1",912,0,-756.96,0]
["SP","PHES",32,"S6",940,0,-780.2,0]
["SP","PHES",33,"M7",360,0,-298.8,0]
["SP","PHES",33,"M6",1644,0,-1364.52,0]
["SP","PHES",33,"T1",912,0,-756.96,0]
["SP","PHES",33,"S6",940,0,-780.2,0]
["SP","PHES",34,"M7",360,0,-298.8,0]
["SP","PHES",34,"M6",1644,0,-1364.52,0]
["SP","PHES",34,"T1",912,0,-756.96,0]
["SP","PHES",34,"S6",940,0,-780.2,0]
["SP","PHES",35,"M7",360,0,-298.8,0]
["SP","PHES",35,"M6",1644,0,-1364.52,0]
["SP","PHES",35,"T1",912,0,-756.96,0]
["SP","PHES",35,"S6",940,0,-780.2,0]
["SP","PHES",36,"M7",360,0,-298.8,0]
["SP","PHES",36,"M6",1644,0,-1364.52,0]
["SP","PHES",36,"T1",912,0,-756.96,0]
["SP","PHES",36,"S6",940,0,-780.2,0]
["SP","PHES",37,"M7",360,0,-298.8,0]
["SP","PHES",37,"M6",1644,0,-1364.52,0]
["SP","PHES",37,"T1",912,0,-756.96,0]
["SP","PHES",37,"S6",940,0,-780.2,0]
["SP","PHES",38,"M7",360,0,-298.8,0]
["SP","PHES",38,"M6",1644,0,-1364.52,0]
["SP","PHES",38,"T1",912,0,-756.96,0]
["SP","PHES",38,"S6",940,0,-780.2,0]
["SP","PHES",39,"M7",360,0,-298.8,0]
["SP","PHES",39,"M6",1644,0,-1364.52,0]
["SP","PHES",39,"T1",912,0,-756.96,0]
["SP","PHES",39,"S6",940,0,-780.2,0]
["SP","PHES",40,"M7",360,0,-298.8,0]
["SP","PHES",40,"M6",1644,0,-1364.52,0]
["SP","PHES",40,"T1",912,0,-756.96,0]
["SP","PHES",40,"S6",940,0,-780.2,0]
["SS","PHES",16,"T1",300,0,-249,0]
["SS","PHES",16,"M7",360,0,-298.8,0]
["SS","PHES",16,"M6",1644,0,-1364.52,0]
["SS","PHES",16,"S6",440,0,-365.2,0]
["SS","PHES",17,"T1",300,0,-249,0]
["SS","PHES",17,"S6",440,0,-365.2,0]
["SS","PHES",17,"M7",360,0,-298.8,0]
["SS","PHES",17,"M6",1644,0,-1364.52,0]
["SS","PHES",18,"T1",300,0,-249,0]
["SS","PHES",18,"S6",440,0,-365.2,0]
["SS","PHES",18,"M7",360,0,-298.8,0]
["SS","PHES",18,"M6",1644,0,-1364.52,0]
["SS","PHES",19,"S6",440,0,-365.2,0]
["SS","PHES",19,"T1",300,0,-249,0]
["SS","PHES",19,"M7",360,0,-298.8,0]
["SS","PHES",19,"M6",1644,0,-1364.52,0]
["SS","PHES",20,"T1",300,0,-249,0]
["SS","PHES",20,"S6",440,0,-365.2,0]
["SS","PHES",20,"M7",360,0,-298.8,0]
["SS","PHES",20,"M6",1644,0,-1364.52,0]
["SS","PHES",21,"T1",300,0,-249,0]
["SS","PHES",21,"S6",440,0,-365.2,0]
["SS","PHES",21,"M7",360,0,-298.8,0]
["SS","PHES",21,"M6",1644,0,-1364.52,0]
["SS","PHES",22,"T1",300,0,-249,0]
["SS","PHES",22,"S6",440,0,-365.2,0]
["SS","PHES",22,"M7",360,0,-298.8,0]
["SS","PHES",22,"M6",1644,0,-1364.52,0]
["SS","PHES",23,"S6",440,0,-365.2,0]
["SS","PHES",23,"M7",360,0,-298.8,0]
["SS","PHES",23,"M6",1644,0,-1364.52,0]
["SS","PHES",23,"T1",300,0,-249,0]
["SS","PHES",24,"T1",300,0,-249,0]
["SS","PHES",24,"S6",440,0,-365.2,0]
["SS","PHES",24,"M7",360,0,-298.8,0]
["SS","PHES",24,"M6",1644,0,-1364.52,0]
["SS","PHES",25,"T1",300,0,-249,0]
["SS","PHES",25,"S6",540,0,-448.2,0]
["SS","PHES",25,"M7",360,0,-298.8,0]
["SS","PHES",25,"M6",1644,0,-1364.52,0]
["SS","PHES",26,"T1",300,0,-249,0]
["SS","PHES",26,"S6",540,0,-448.2,0]
["SS","PHES",26,"M7",360,0,-298.8,0]
["SS","PHES",26,"M6",1644,0,-1364.52,0]
["SS","PHES",27,"T1",300,0,-249,0]
["SS","PHES",27,"S6",540,0,-448.2,0]
["SS","PHES",27,"M7",360,0,-298.8,0]
["SS","PHES",27,"M6",1644,0,-1364.52,0]
["SS","PHES",28,"T1",300,0,-249,0]
["SS","PHES",28,"S6",540,0,-448.2,0]
["SS","PHES",28,"M7",360,0,-298.8,0]
["SS","PHES",28,"M6",1644,0,-1364.52,0]
["SS","PHES",29,"T1",300,0,-249,0]
["SS","PHES",29,"S6",540,0,-448.2,0]
["SS","PHES",29,"M7",360,0,-298.8,0]
["SS","PHES",29,"M6",1644,0,-1364.52,0]
["SS","PHES",30,"T1",300,0,-249,0]
["SS","PHES",30,"S6",540,0,-448.2,0]
["SS","PHES",30,"M7",360,0,-298.8,0]
["SS","PHES",30,"M6",1644,0,-1364.52,0]
["SS","PHES",31,"T1",300,0,-249,0]
["SS","PHES",31,"S6",540,0,-448.2,0]
["SS","PHES",31,"M7",360,0,-298.8,0]
["SS","PHES",31,"M6",1644,0,-1364.52,0]
["SS","PHES",32,"T1",300,0,-249,0]
["SS","PHES",32,"S6",540,0,-448.2,0]
["SS","PHES",32,"M7",360,0,-298.8,0]
["SS","PHES",32,"M6",1644,0,-1364.52,0]
["SS","PHES",33,"T1",300,0,-249,0]
["SS","PHES",33,"S6",540,0,-448.2,0]
["SS","PHES",33,"M7",360,0,-298.8,0]
["SS","PHES",33,"M6",1644,0,-1364.52,0]
["SS","PHES",34,"T1",300,0,-249,0]
["SS","PHES",34,"S6",540,0,-448.2,0]
["SS","PHES",34,"M7",360,0,-298.8,0]
["SS","PHES",34,"M6",1644,0,-1364.52,0]
["SS","PHES",35,"T1",300,0,-249,0]
["SS","PHES",35,"S6",540,0,-448.2,0]
["SS","PHES",35,"M7",360,0,-298.8,0]
["SS","PHES",35,"M6",1644,0,-1364.52,0]
["SS","PHES",36,"T1",300,0,-249,0]
["SS","PHES",36,"S6",540,0,-448.2,0]
["SS","PHES",36,"M7",360,0,-298.8,0]
["SS","PHES",36,"M6",1644,0,-1364.52,0]
["SS","PHES",37,"T1",300,0,-249,0]
["SS","PHES",37,"S6",540,0,-448.2,0]
["SS","PHES",37,"M7",360,0,-298.8,0]
["SS","PHES",37,"M6",1644,0,-1364.52,0]
["SS","PHES",38,"T1",300,0,-249,0]
["SS","PHES",38,"S6",540,0,-448.2,0]
["SS","PHES",38,"M7",360,0,-298.8,0]
["SS","PHES",38,"M6",1644,0,-1364.52,0]
["SS","PHES",39,"T1",300,0,-249,0]
["SS","PHES",39,"S6",540,0,-448.2,0]
["SS","PHES",39,"M7",360,0,-298.8,0]
["SS","PHES",39,"M6",1644,0,-1364.52,0]
["SS","PHES",40,"T1",300,0,-249,0]
["SS","PHES",40,"S6",540,0,-448.2,0]
["SS","PHES",40,"M7",360,0,-298.8,0]
["SS","PHES",40,"M6",1644,0,-1364.52,0]
["TD","PHES",16,"T1",300,0,-249,0]
["TD","PHES",16,"M7",360,0,-298.8,0]
["TD","PHES",16,"M6",1644,0,-1364.52,0]
["TD","PHES",16,"S6",440,0,-365.2,0]
["TD","PHES",17,"T1",300,0,-249,0]
["TD","PHES",17,"M6",1644,0,-1364.52,0]
["TD","PHES",17,"S6",440,0,-365.2,0]
["TD","PHES",17,"M7",360,0,-298.8,0]
["TD","PHES",18,"S6",440,0,-365.2,0]
["TD","PHES",18,"M7",360,0,-298.8,0]
["TD","PHES",18,"T1",300,0,-249,0]
["TD","PHES",18,"M6",1644,0,-1364.52,0]
["TD","PHES",19,"S6",440,0,-365.2,0]
["TD","PHES",19,"M7",360,0,-298.8,0]
["TD","PHES",19,"M6",1644,0,-1364.52,0]
["TD","PHES",19,"T1",300,0,-249,0]
["TD","PHES",20,"S6",440,0,-365.2,0]
["TD","PHES",20,"M7",360,0,-298.8,0]
["TD","PHES",20,"M6",1644,0,-1364.52,0]
["TD","PHES",20,"T1",300,0,-249,0]
["TD","PHES",21,"T1",300,0,-249,0]
["TD","PHES",21,"S6",440,0,-365.2,0]
["TD","PHES",21,"M6",1644,0,-1364.52,0]
["TD","PHES",21,"M7",360,0,-298.8,0]
["TD","PHES",22,"S6",440,0,-365.2,0]
["TD","PHES",22,"M7",360,0,-298.8,0]
["TD","PHES",22,"T1",300,0,-249,0]
["TD","PHES",22,"M6",1644,0,-1364.52,0]
["TD","PHES",23,"T1",300,0,-249,0]
["TD","PHES",23,"S6",440,0,-365.2,0]
["TD","PHES",23,"M7",360,0,-298.8,0]
["TD","PHES",23,"M6",1644,0,-1364.52,0]
["TD","PHES",24,"S6",440,0,-365.2,0]
["TD","PHES",24,"M7",360,0,-298.8,0]
["TD","PHES",24,"M6",1644,0,-1364.52,0]
["TD","PHES",24,"T1",300,0,-249,0]
["TD","PHES",25,"T1",300,0,-249,0]
["TD","PHES",25,"S6",540,0,-448.2,0]
["TD","PHES",25,"M6",1644,0,-1364.52,0]
["TD","PHES",25,"M7",360,0,-298.8,0]
["TD","PHES",26,"S6",540,0,-448.2,0]
["TD","PHES",26,"M7",360,0,-298.8,0]
["TD","PHES",26,"M6",1644,0,-1364.52,0]
["TD","PHES",26,"T1",300,0,-249,0]
["TD","PHES",27,"M7",360,0,-298.8,0]
["TD","PHES",27,"M6",1644,0,-1364.52,0]
["TD","PHES",27,"T1",912,0,-756.96,0]
["TD","PHES",27,"S6",540,0,-448.2,0]
["TD","PHES",28,"S6",540,0,-448.2,0]
["TD","PHES",28,"M7",360,0,-298.8,0]
["TD","PHES",28,"M6",1644,0,-1364.52,0]
["TD","PHES",28,"T1",912,0,-756.96,0]
["TD","PHES",29,"T1",912,0,-756.96,0]
["TD","PHES",29,"S6",940,0,-780.2,0]
["TD","PHES",29,"M7",360,0,-298.8,0]
["TD","PHES",29,"M6",1644,0,-1364.52,0]
["TD","PHES",30,"S6",940,0,-780.2,0]
["TD","PHES",30,"M7",360,0,-298.8,0]
["TD","PHES",30,"M6",1644,0,-1364.52,0]
["TD","PHES",30,"T1",912,0,-756.96,0]
["TD","PHES",31,"T1",912,0,-756.96,0]
["TD","PHES",31,"S6",940,0,-780.2,0]
["TD","PHES",31,"M7",360,0,-298.8,0]
["TD","PHES",31,"M6",1644,0,-1364.52,0]
["TD","PHES",32,"T1",912,0,-756.96,0]
["TD","PHES",32,"S6",940,0,-780.2,0]
["TD","PHES",32,"M7",360,0,-298.8,0]
["TD","PHES",32,"M6",1644,0,-1364.52,0]
["TD","PHES",33,"T1",912,0,-756.96,0]
["TD","PHES",33,"S6",940,0,-780.2,0]
["TD","PHES",33,"M7",360,0,-298.8,0]
["TD","PHES",33,"M6",1644,0,-1364.52,0]
["TD","PHES",34,"S6",940,0,-780.2,0]
["TD","PHES",34,"M7",360,0,-298.8,0]
["TD","PHES",34,"M6",1644,0,-1364.52,0]
["TD","PHES",34,"T1",912,0,-756.96,0]
["TD","PHES",35,"T1",912,0,-756.96,0]
["TD","PHES",35,"S6",940,0,-780.2,0]
["TD","PHES",35,"M7",360,0,-298.8,0]
["TD","PHES",35,"M6",1644,0,-1364.52,0]
["TD","PHES",36,"T1",912,0,-756.96,0]
["TD","PHES",36,"S6",940,0,-780.2,0]
["TD","PHES",36,"M7",360,0,-298.8,0]
["TD","PHES",36,"M6",1644,0,-1364.52,0]
["TD","PHES",37,"T1",912,0,-756.96,0]
["TD","PHES",37,"S6",940,0,-780.2,0]
["TD","PHES",37,"M7",360,0,-298.8,0]
["TD","PHES",37,"M6",1644,0,-1364.52,0]
["TD","PHES",38,"T1",912,0,-756.96,0]
["TD","PHES",38,"S6",940,0,-780.2,0]
["TD","PHES",38,"M7",360,0,-298.8,0]
["TD","PHES",38,"M6",1644,0,-1364.52,0]
["TD","PHES",39,"T1",912,0,-756.96,0]
["TD","PHES",39,"S6",940,0,-780.2,0]
["TD","PHES",39,"M7",360,0,-298.8,0]
["TD","PHES",39,"M6",1644,0,-1364.52,0]
["TD","PHES",40,"T1",912,0,-756.96,0]
["TD","PHES",40,"S6",940,0,-780.2,0]
["TD","PHES",40,"M7",360,0,-298.8,0]
["TD","PHES",40,"M6",1644,0,-1364.52,0]

{"sheet":"Active","index":11,"n_rows":1525,"n_cols":33,"rows_kept":1525,"cut":false,"hidden":false,"merged":[]}
["Updated by Kein, 13/10/17",null,null,"Scenario",{"$f":"'MAIN DATA'!A4","v":"Two Degrees"}]
[null,"Active Power GW",null,"Time Zone",{"$f":"'MAIN DATA'!A5","v":"Winter Peak"}]
[]
[null,"DO NOT OVERWRITE THE PURPLE AREA BELOW",null,"Vlookup Column",null,3,4,{"$f":"HLOOKUP(H$22,Controls!$C$10:$AB$12,3,FALSE)","v":5},{"$f":"HLOOKUP(I$22,Controls!$C$10:$AB$12,3,FALSE)","v":6},{"$f":"HLOOKUP(J$22,Controls!$C$10:$AB$12,3,FALSE)","v":7},{"$f":"HLOOKUP(K$22,Controls!$C$10:$AB$12,3,FALSE)","v":8},{"$f":"HLOOKUP(L$22,Controls!$C$10:$AB$12,3,FALSE)","v":9},{"$f":"HLOOKUP(M$22,Controls!$C$10:$AB$12,3,FALSE)","v":10},{"$f":"HLOOKUP(N$22,Controls!$C$10:$AB$12,3,FALSE)","v":11},{"$f":"HLOOKUP(O$22,Controls!$C$10:$AB$12,3,FALSE)","v":12},{"$f":"HLOOKUP(P$22,Controls!$C$10:$AB$12,3,FALSE)","v":13},{"$f":"HLOOKUP(Q$22,Controls!$C$10:$AB$12,3,FALSE)","v":14},{"$f":"HLOOKUP(R$22,Controls!$C$10:$AB$12,3,FALSE)","v":15},{"$f":"HLOOKUP(S$22,Controls!$C$10:$AB$12,3,FALSE)","v":16},{"$f":"HLOOKUP(T$22,Controls!$C$10:$AB$12,3,FALSE)","v":17},{"$f":"HLOOKUP(U$22,Controls!$C$10:$AB$12,3,FALSE)","v":18},{"$f":"HLOOKUP(V$22,Controls!$C$10:$AB$12,3,FALSE)","v":19},{"$f":"HLOOKUP(W$22,Controls!$C$10:$AB$12,3,FALSE)","v":20},{"$f":"HLOOKUP(X$22,Controls!$C$10:$AB$12,3,FALSE)","v":21},{"$f":"HLOOKUP(Y$22,Controls!$C$10:$AB$12,3,FALSE)","v":22},{"$f":"HLOOKUP(Z$22,Controls!$C$10:$AB$12,3,FALSE)","v":23},{"$f":"HLOOKUP(AA$22,Controls!$C$10:$AB$12,3,FALSE)","v":24},{"$f":"HLOOKUP(AB$22,Controls!$C$10:$AB$12,3,FALSE)","v":25},{"$f":"HLOOKUP(AC$22,Controls!$C$10:$AB$12,3,FALSE)","v":26},{"$f":"HLOOKUP(AD$22,Controls!$C$10:$AB$12,3,FALSE)","v":27},{"$f":"HLOOKUP(AE$22,Controls!$C$10:$AB$12,3,FALSE)","v":28},{"$f":"HLOOKUP(AF$22,Controls!$C$10:$AB$12,3,FALSE)","v":29},{"$f":"HLOOKUP(AG$22,Controls!$C$10:$AB$12,3,FALSE)","v":30}]
[null," (ROWS 23:114)"]
[]
[]
[]
[]
[]
[]
[]
[]
[]
[]
[]
[]
[]
[]
[]
[1,2,3,4,5,6,7,8,9,10,11,12,13,14,15,16,17,18,19,20,21,22,23,24,25,26,27,28,29,30,31,32,33]
[null,"Scenario","FLOP","FLOP Zone",null,"2013/14","2014/15",{"$f":"Controls!C10","v":"2015/16"},{"$f":"Controls!D10","v":"2016/17"},{"$f":"Controls!E10","v":"2017/18"},{"$f":"Controls!F10","v":"2018/19"},{"$f":"Controls!G10","v":"2019/20"},{"$f":"Controls!H10","v":"2020/21"},{"$f":"Controls!I10","v":"2021/22"},{"$f":"Controls!J10","v":"2022/23"},{"$f":"Controls!K10","v":"2023/24"},{"$f":"Controls!L10","v":"2024/25"},{"$f":"Controls!M10","v":"2025/26"},{"$f":"Controls!N10","v":"2026/27"},{"$f":"Controls!O10","v":"2027/28"},{"$f":"Controls!P10","v":"2028/29"},{"$f":"Controls!Q10","v":"2029/30"},{"$f":"Controls!R10","v":"2030/31"},{"$f":"Controls!S10","v":"2031/32"},{"$f":"Controls!T10","v":"2032/33"},{"$f":"Controls!U10","v":"2033/34"},{"$f":"Controls!V10","v":"2034/35"},{"$f":"Controls!W10","v":"2035/36"},{"$f":"Controls!X10","v":"2036/37"},{"$f":"Controls!Y10","v":"2037/38"},{"$f":"Controls!Z10","v":"2038/39"},{"$f":"Controls!AA10","v":"2039/40"},{"$f":"Controls!AB10","v":"2040/41"}]
[1,{"$f":"INDEX(INDIRECT(Controls!$F$41),Active!$A23,Active!B$21)","v":"Two Degrees Winter Peak"},{"$f":"INDEX(INDIRECT(Controls!$F$41),Active!$A23,Active!C$21)","v":"A"},{"$f":"INDEX(INDIRECT(Controls!$F$41),Active!$A23,Active!D$21)","v":"A1"},{"$f":"INDEX(INDIRECT(Controls!$F$41),Active!$A23,Active!E$21)","v":0},{"$f":"INDEX(INDIRECT(Controls!$F$41),Active!$A23,Active!F$21)","v":0},{"$f":"INDEX(INDIRECT(Controls!$F$41),Active!$A23,Active!G$21)","v":0},{"$f":"INDEX(INDIRECT(Controls!$F$41),Active!$A23,Active!H$21)","v":0},{"$f":"INDEX(INDIRECT(Controls!$F$41),Active!$A23,Active!I$21)","v":1920.5899165049771},{"$f":"INDEX(INDIRECT(Controls!$F$41),Active!$A23,Active!J$21)","v":1962.999338050889},{"$f":"INDEX(INDIRECT(Controls!$F$41),Active!$A23,Active!K$21)","v":1951.9554324873411},{"$f":"INDEX(INDIRECT(Controls!$F$41),Active!$A23,Active!L$21)","v":1942.618874996441},{"$f":"INDEX(INDIRECT(Controls!$F$41),Active!$A23,Active!M$21)","v":1931.5127070838978},{"$f":"INDEX(INDIRECT(Controls!$F$41),Active!$A23,Active!N$21)","v":1922.988486672067},{"$f":"INDEX(INDIRECT(Controls!$F$41),Active!$A23,Active!O$21)","v":1922.7108267557307},{"$f":"INDEX(INDIRECT(Controls!$F$41),Active!$A23,Active!P$21)","v":1913.3805653570109},{"$f":"INDEX(INDIRECT(Controls!$F$41),Active!$A23,Active!Q$21)","v":1909.1690709321647},{"$f":"INDEX(INDIRECT(Controls!$F$41),Active!$A23,Active!R$21)","v":1910.3128293502291},{"$f":"INDEX(INDIRECT(Controls!$F$41),Active!$A23,Active!S$21)","v":1917.8266997991027},{"$f":"INDEX(INDIRECT(Controls!$F$41),Active!$A23,Active!T$21)","v":1929.5520872168217},{"$f":"INDEX(INDIRECT(Controls!$F$41),Active!$A23,Active!U$21)","v":1939.8595366655816},{"$f":"INDEX(INDIRECT(Controls!$F$41),Active!$A23,Active!V$21)","v":1948.6707738523837},{"$f":"INDEX(INDIRECT(Controls!$F$41),Active!$A23,Active!W$21)","v":1961.0069477844395},{"$f":"INDEX(INDIRECT(Controls!$F$41),Active!$A23,Active!X$21)","v":1959.1906628557911},{"$f":"INDEX(INDIRECT(Controls!$F$41),Active!$A23,Active!Y$21)","v":1962.4429202626391},{"$f":"INDEX(INDIRECT(Controls!$F$41),Active!$A23,Active!Z$21)","v":1963.8235445756732},{"$f":"INDEX(INDIRECT(Controls!$F$41),Active!$A23,Active!AA$21)","v":1964.7567990090442},{"$f":"INDEX(INDIRECT(Controls!$F$41),Active!$A23,Active!AB$21)","v":1962.8775219806689},{"$f":"INDEX(INDIRECT(Controls!$F$41),Active!$A23,Active!AC$21)","v":1965.1408296572884},{"$f":"INDEX(INDIRECT(Controls!$F$41),Active!$A23,Active!AD$21)","v":1968.9470053738301},{"$f":"INDEX(INDIRECT(Controls!$F$41),Active!$A23,Active!AE$21)","v":1975.2062036123177},{"$f":"INDEX(INDIRECT(Controls!$F$41),Active!$A23,Active!AF$21)","v":1991.4766220873021},{"$f":"INDEX(INDIRECT(Controls!$F$41),Active!$A23,Active!AG$21)","v":2006.5125494151118}]
[2,{"$f":"INDEX(INDIRECT(Controls!$F$41),Active!$A24,Active!B$21)","v":"Two Degrees Winter Peak"},{"$f":"INDEX(INDIRECT(Controls!$F$41),Active!$A24,Active!C$21)","v":"A"},{"$f":"INDEX(INDIRECT(Controls!$F$41),Active!$A24,Active!D$21)","v":"A3"},{"$f":"INDEX(INDIRECT(Controls!$F$41),Active!$A24,Active!E$21)","v":0},{"$f":"INDEX(INDIRECT(Controls!$F$41),Active!$A24,Active!F$21)","v":0},{"$f":"INDEX(INDIRECT(Controls!$F$41),Active!$A24,Active!G$21)","v":0},{"$f":"INDEX(INDIRECT(Controls!$F$41),Active!$A24,Active!H$21)","v":0},{"$f":"INDEX(INDIRECT(Controls!$F$41),Active!$A24,Active!I$21)","v":426.24725497309248},{"$f":"INDEX(INDIRECT(Controls!$F$41),Active!$A24,Active!J$21)","v":435.75707455411356},{"$f":"INDEX(INDIRECT(Controls!$F$41),Active!$A24,Active!K$21)","v":433.44408923793247},{"$f":"INDEX(INDIRECT(Controls!$F$41),Active!$A24,Active!L$21)","v":431.52034264434934},{"$f":"INDEX(INDIRECT(Controls!$F$41),Active!$A24,Active!M$21)","v":429.20477340334702},{"$f":"INDEX(INDIRECT(Controls!$F$41),Active!$A24,Active!N$21)","v":427.41285118260521},{"$f":"INDEX(INDIRECT(Controls!$F$41),Active!$A24,Active!O$21)","v":427.44476137342161},{"$f":"INDEX(INDIRECT(Controls!$F$41),Active!$A24,Active!P$21)","v":425.41980699754134},{"$f":"INDEX(INDIRECT(Controls!$F$41),Active!$A24,Active!Q$21)","v":424.50888402404144},{"$f":"INDEX(INDIRECT(Controls!$F$41),Active!$A24,Active!R$21)","v":424.82239259050419},{"$f":"INDEX(INDIRECT(Controls!$F$41),Active!$A24,Active!S$21)","v":426.57464690168808},{"$f":"INDEX(INDIRECT(Controls!$F$41),Active!$A24,Active!T$21)","v":429.27671738837631},{"$f":"INDEX(INDIRECT(Controls!$F$41),Active!$A24,Active!U$21)","v":431.67297781471672},{"$f":"INDEX(INDIRECT(Controls!$F$41),Active!$A24,Active!V$21)","v":433.74271151679261},{"$f":"INDEX(INDIRECT(Controls!$F$41),Active!$A24,Active!W$21)","v":436.59605738389024},{"$f":"INDEX(INDIRECT(Controls!$F$41),Active!$A24,Active!X$21)","v":436.28916534617889},{"$f":"INDEX(INDIRECT(Controls!$F$41),Active!$A24,Active!Y$21)","v":437.08686383325715},{"$f":"INDEX(INDIRECT(Controls!$F$41),Active!$A24,Active!Z$21)","v":437.44922072976857},{"$f":"INDEX(INDIRECT(Controls!$F$41),Active!$A24,Active!AA$21)","v":437.69294870298285},{"$f":"INDEX(INDIRECT(Controls!$F$41),Active!$A24,Active!AB$21)","v":437.29413384065231},{"$f":"INDEX(INDIRECT(Controls!$F$41),Active!$A24,Active!AC$21)","v":437.82171980096155},{"$f":"INDEX(INDIRECT(Controls!$F$41),Active!$A24,Active!AD$21)","v":438.70067072505844},{"$f":"INDEX(INDIRECT(Controls!$F$41),Active!$A24,Active!AE$21)","v":440.13522462774887},{"$f":"INDEX(INDIRECT(Controls!$F$41),Active!$A24,Active!AF$21)","v":443.80430085295592},{"$f":"INDEX(INDIRECT(Controls!$F$41),Active!$A24,Active!AG$21)","v":447.2128301943556}]
[3,{"$f":"INDEX(INDIRECT(Controls!$F$41),Active!$A25,Active!B$21)","v":"Two Degrees Winter Peak"},{"$f":"INDEX(INDIRECT(Controls!$F$41),Active!$A25,Active!C$21)","v":"A"},{"$f":"INDEX(INDIRECT(Controls!$F$41),Active!$A25,Active!D$21)","v":"A4"},{"$f":"INDEX(INDIRECT(Controls!$F$41),Active!$A25,Active!E$21)","v":0},{"$f":"INDEX(INDIRECT(Controls!$F$41),Active!$A25,Active!F$21)","v":0},{"$f":"INDEX(INDIRECT(Controls!$F$41),Active!$A25,Active!G$21)","v":0},{"$f":"INDEX(INDIRECT(Controls!$F$41),Active!$A25,Active!H$21)","v":0},{"$f":"INDEX(INDIRECT(Controls!$F$41),Active!$A25,Active!I$21)","v":1305.7708921735914},{"$f":"INDEX(INDIRECT(Controls!$F$41),Active!$A25,Active!J$21)","v":1336.8261416689263},{"$f":"INDEX(INDIRECT(Controls!$F$41),Active!$A25,Active!K$21)","v":1332.4584973715669},{"$f":"INDEX(INDIRECT(Controls!$F$41),Active!$A25,Active!L$21)","v":1329.4863844732733},{"$f":"INDEX(INDIRECT(Controls!$F$41),Active!$A25,Active!M$21)","v":1325.3320093626671},{"$f":"INDEX(INDIRECT(Controls!$F$41),Active!$A25,Active!N$21)","v":1321.8095899354119},{"$f":"INDEX(INDIRECT(Controls!$F$41),Active!$A25,Active!O$21)","v":1323.7488494724855},{"$f":"INDEX(INDIRECT(Controls!$F$41),Active!$A25,Active!P$21)","v":1318.4465714463613},{"$f":"INDEX(INDIRECT(Controls!$F$41),Active!$A25,Active!Q$21)","v":1316.1237853549142},{"$f":"INDEX(INDIRECT(Controls!$F$41),Active!$A25,Active!R$21)","v":1318.2589523271829},{"$f":"INDEX(INDIRECT(Controls!$F$41),Active!$A25,Active!S$21)","v":1325.2936247901296},{"$f":"INDEX(INDIRECT(Controls!$F$41),Active!$A25,Active!T$21)","v":1335.5358732166469},{"$f":"INDEX(INDIRECT(Controls!$F$41),Active!$A25,Active!U$21)","v":1345.0161484233781},{"$f":"INDEX(INDIRECT(Controls!$F$41),Active!$A25,Active!V$21)","v":1353.6051329381764},{"$f":"INDEX(INDIRECT(Controls!$F$41),Active!$A25,Active!W$21)","v":1364.6203030934744},{"$f":"INDEX(INDIRECT(Controls!$F$41),Active!$A25,Active!X$21)","v":1365.574307070129},{"$f":"INDEX(INDIRECT(Controls!$F$41),Active!$A25,Active!Y$21)","v":1369.5124652069715},{"$f":"INDEX(INDIRECT(Controls!$F$41),Active!$A25,Active!Z$21)","v":1371.7240214785249},{"$f":"INDEX(INDIRECT(Controls!$F$41),Active!$A25,Active!AA$21)","v":1373.191364053971},{"$f":"INDEX(INDIRECT(Controls!$F$41),Active!$A25,Active!AB$21)","v":1372.3292096489513},{"$f":"INDEX(INDIRECT(Controls!$F$41),Active!$A25,Active!AC$21)","v":1374.4430934453053},{"$f":"INDEX(INDIRECT(Controls!$F$41),Active!$A25,Active!AD$21)","v":1377.8095169138824},{"$f":"INDEX(INDIRECT(Controls!$F$41),Active!$A25,Active!AE$21)","v":1383.0982932241709},{"$f":"INDEX(INDIRECT(Controls!$F$41),Active!$A25,Active!AF$21)","v":1395.4819061707205},{"$f":"INDEX(INDIRECT(Controls!$F$41),Active!$A25,Active!AG$21)","v":1407.3317836077074}]
[4,{"$f":"INDEX(INDIRECT(Controls!$F$41),Active!$A26,Active!B$21)","v":"Two Degrees Winter Peak"},{"$f":"INDEX(INDIRECT(Controls!$F$41),Active!$A26,Active!C$21)","v":"A"},{"$f":"INDEX(INDIRECT(Controls!$F$41),Active!$A26,Active!D$21)","v":"A6"},{"$f":"INDEX(INDIRECT(Controls!$F$41),Active!$A26,Active!E$21)","v":0},{"$f":"INDEX(INDIRECT(Controls!$F$41),Active!$A26,Active!F$21)","v":0},{"$f":"INDEX(INDIRECT(Controls!$F$41),Active!$A26,Active!G$21)","v":0},{"$f":"INDEX(INDIRECT(Controls!$F$41),Active!$A26,Active!H$21)","v":0},{"$f":"INDEX(INDIRECT(Controls!$F$41),Active!$A26,Active!I$21)","v":2195.8097935656206},{"$f":"INDEX(INDIRECT(Controls!$F$41),Active!$A26,Active!J$21)","v":2256.6146319443569},{"$f":"INDEX(INDIRECT(Controls!$F$41),Active!$A26,Active!K$21)","v":2261.4009321380195},{"$f":"INDEX(INDIRECT(Controls!$F$41),Active!$A26,Active!L$21)","v":2269.44061659419},{"$f":"INDEX(INDIRECT(Controls!$F$41),Active!$A26,Active!M$21)","v":2275.5727560101127},{"$f":"INDEX(INDIRECT(Controls!$F$41),Active!$A26,Active!N$21)","v":2278.4284804824092},{"$f":"INDEX(INDIRECT(Controls!$F$41),Active!$A26,Active!O$21)","v":2289.9086638481958},{"$f":"INDEX(INDIRECT(Controls!$F$41),Active!$A26,Active!P$21)","v":2285.0135925548498},{"$f":"INDEX(INDIRECT(Controls!$F$41),Active!$A26,Active!Q$21)","v":2283.1952149275357},{"$f":"INDEX(INDIRECT(Controls!$F$41),Active!$A26,Active!R$21)","v":2292.0289978349024},{"$f":"INDEX(INDIRECT(Controls!$F$41),Active!$A26,Active!S$21)","v":2311.2979553310256},{"$f":"INDEX(INDIRECT(Controls!$F$41),Active!$A26,Active!T$21)","v":2337.2904255854046},{"$f":"INDEX(INDIRECT(Controls!$F$41),Active!$A26,Active!U$21)","v":2362.7819401626889},{"$f":"INDEX(INDIRECT(Controls!$F$41),Active!$A26,Active!V$21)","v":2387.2611147657713},{"$f":"INDEX(INDIRECT(Controls!$F$41),Active!$A26,Active!W$21)","v":2415.934732127223},{"$f":"INDEX(INDIRECT(Controls!$F$41),Active!$A26,Active!X$21)","v":2425.993014233271},{"$f":"INDEX(INDIRECT(Controls!$F$41),Active!$A26,Active!Y$21)","v":2439.2857215182025},{"$f":"INDEX(INDIRECT(Controls!$F$41),Active!$A26,Active!Z$21)","v":2447.9210150774761},{"$f":"INDEX(INDIRECT(Controls!$F$41),Active!$A26,Active!AA$21)","v":2453.6052015372279},{"$f":"INDEX(INDIRECT(Controls!$F$41),Active!$A26,Active!AB$21)","v":2453.7602778246091},{"$f":"INDEX(INDIRECT(Controls!$F$41),Active!$A26,Active!AC$21)","v":2459.5362514357575},{"$f":"INDEX(INDIRECT(Controls!$F$41),Active!$A26,Active!AD$21)","v":2468.2047832980365},{"$f":"INDEX(INDIRECT(Controls!$F$41),Active!$A26,Active!AE$21)","v":2481.0892876215116},{"$f":"INDEX(INDIRECT(Controls!$F$41),Active!$A26,Active!AF$21)","v":2507.0185191313017},{"$f":"INDEX(INDIRECT(Controls!$F$41),Active!$A26,Active!AG$21)","v":2533.2304121586785}]
[5,{"$f":"INDEX(INDIRECT(Controls!$F$41),Active!$A27,Active!B$21)","v":"Two Degrees Winter Peak"},{"$f":"INDEX(INDIRECT(Controls!$F$41),Active!$A27,Active!C$21)","v":"A"},{"$f":"INDEX(INDIRECT(Controls!$F$41),Active!$A27,Active!D$21)","v":"A7"},{"$f":"INDEX(INDIRECT(Controls!$F$41),Active!$A27,Active!E$21)","v":0},{"$f":"INDEX(INDIRECT(Controls!$F$41),Active!$A27,Active!F$21)","v":0},{"$f":"INDEX(INDIRECT(Controls!$F$41),Active!$A27,Active!G$21)","v":0},{"$f":"INDEX(INDIRECT(Controls!$F$41),Active!$A27,Active!H$21)","v":0},{"$f":"INDEX(INDIRECT(Controls!$F$41),Active!$A27,Active!I$21)","v":3139.0633577214535},{"$f":"INDEX(INDIRECT(Controls!$F$41),Active!$A27,Active!J$21)","v":3216.9528822949601},{"$f":"INDEX(INDIRECT(Controls!$F$41),Active!$A27,Active!K$21)","v":3211.0231398646024},{"$f":"INDEX(INDIRECT(Controls!$F$41),Active!$A27,Active!L$21)","v":3208.7897939432496},{"$f":"INDEX(INDIRECT(Controls!$F$41),Active!$A27,Active!M$21)","v":3203.7446512833594},{"$f":"INDEX(INDIRECT(Controls!$F$41),Active!$A27,Active!N$21)","v":3198.5840744052557},{"$f":"INDEX(INDIRECT(Controls!$F$41),Active!$A27,Active!O$21)","v":3206.3423645856064},{"$f":"INDEX(INDIRECT(Controls!$F$41),Active!$A27,Active!P$21)","v":3195.1106634985604},{"$f":"INDEX(INDIRECT(Controls!$F$41),Active!$A27,Active!Q$21)","v":3190.313176116153},{"$f":"INDEX(INDIRECT(Controls!$F$41),Active!$A27,Active!R$21)","v":3197.4213559439163},{"$f":"INDEX(INDIRECT(Controls!$F$41),Active!$A27,Active!S$21)","v":3217.135221837495},{"$f":"INDEX(INDIRECT(Controls!$F$41),Active!$A27,Active!T$21)","v":3245.0609643761904},{"$f":"INDEX(INDIRECT(Controls!$F$41),Active!$A27,Active!U$21)","v":3271.4489217357277},{"$f":"INDEX(INDIRECT(Controls!$F$41),Active!$A27,Active!V$21)","v":3295.8774884844993},{"$f":"INDEX(INDIRECT(Controls!$F$41),Active!$A27,Active!W$21)","v":3326.1817302115219},{"$f":"INDEX(INDIRECT(Controls!$F$41),Active!$A27,Active!X$21)","v":3331.6599748003005},{"$f":"INDEX(INDIRECT(Controls!$F$41),Active!$A27,Active!Y$21)","v":3343.6401087030108},{"$f":"INDEX(INDIRECT(Controls!$F$41),Active!$A27,Active!Z$21)","v":3350.8087591081494},{"$f":"INDEX(INDIRECT(Controls!$F$41),Active!$A27,Active!AA$21)","v":3355.5480371769368},{"$f":"INDEX(INDIRECT(Controls!$F$41),Active!$A27,Active!AB$21)","v":3354.0800253633579},{"$f":"INDEX(INDIRECT(Controls!$F$41),Active!$A27,Active!AC$21)","v":3359.9985743280345},{"$f":"INDEX(INDIRECT(Controls!$F$41),Active!$A27,Active!AD$21)","v":3369.2244231640711},{"$f":"INDEX(INDIRECT(Controls!$F$41),Active!$A27,Active!AE$21)","v":3383.4420285629594},{"$f":"INDEX(INDIRECT(Controls!$F$41),Active!$A27,Active!AF$21)","v":3415.1352045264557},{"$f":"INDEX(INDIRECT(Controls!$F$41),Active!$A27,Active!AG$21)","v":3445.9898942772097}]
[6,{"$f":"INDEX(INDIRECT(Controls!$F$41),Active!$A28,Active!B$21)","v":"Two Degrees Winter Peak"},{"$f":"INDEX(INDIRECT(Controls!$F$41),Active!$A28,Active!C$21)","v":"A"},{"$f":"INDEX(INDIRECT(Controls!$F$41),Active!$A28,Active!D$21)","v":"A8"},{"$f":"INDEX(INDIRECT(Controls!$F$41),Active!$A28,Active!E$21)","v":0},{"$f":"INDEX(INDIRECT(Controls!$F$41),Active!$A28,Active!F$21)","v":0},{"$f":"INDEX(INDIRECT(Controls!$F$41),Active!$A28,Active!G$21)","v":0},{"$f":"INDEX(INDIRECT(Controls!$F$41),Active!$A28,Active!H$21)","v":0},{"$f":"INDEX(INDIRECT(Controls!$F$41),Active!$A28,Active!I$21)","v":2024.2687514315626},{"$f":"INDEX(INDIRECT(Controls!$F$41),Active!$A28,Active!J$21)","v":2073.148793867259},{"$f":"INDEX(INDIRECT(Controls!$F$41),Active!$A28,Active!K$21)","v":2067.4192559302091},{"$f":"INDEX(INDIRECT(Controls!$F$41),Active!$A28,Active!L$21)","v":2063.9309680901233},{"$f":"INDEX(INDIRECT(Controls!$F$41),Active!$A28,Active!M$21)","v":2058.6167971767113},{"$f":"INDEX(INDIRECT(Controls!$F$41),Active!$A28,Active!N$21)","v":2053.9098197328226},{"$f":"INDEX(INDIRECT(Controls!$F$41),Active!$A28,Active!O$21)","v":2057.621725218637},{"$f":"INDEX(INDIRECT(Controls!$F$41),Active!$A28,Active!P$21)","v":2049.7470936418522},{"$f":"INDEX(INDIRECT(Controls!$F$41),Active!$A28,Active!Q$21)","v":2046.3254158606303},{"$f":"INDEX(INDIRECT(Controls!$F$41),Active!$A28,Active!R$21)","v":2050.0855635799335},{"$f":"INDEX(INDIRECT(Controls!$F$41),Active!$A28,Active!S$21)","v":2061.6296829689095},{"$f":"INDEX(INDIRECT(Controls!$F$41),Active!$A28,Active!T$21)","v":2078.2604801285884},{"$f":"INDEX(INDIRECT(Controls!$F$41),Active!$A28,Active!U$21)","v":2093.7770231207473},{"$f":"INDEX(INDIRECT(Controls!$F$41),Active!$A28,Active!V$21)","v":2107.9536059281995},{"$f":"INDEX(INDIRECT(Controls!$F$41),Active!$A28,Active!W$21)","v":2125.9012094209452},{"$f":"INDEX(INDIRECT(Controls!$F$41),Active!$A28,Active!X$21)","v":2128.1058915764361},{"$f":"INDEX(INDIRECT(Controls!$F$41),Active!$A28,Active!Y$21)","v":2134.7836226485915},{"$f":"INDEX(INDIRECT(Controls!$F$41),Active!$A28,Active!Z$21)","v":2138.6341257686968},{"$f":"INDEX(INDIRECT(Controls!$F$41),Active!$A28,Active!AA$21)","v":2141.18500797663},{"$f":"INDEX(INDIRECT(Controls!$F$41),Active!$A28,Active!AB$21)","v":2139.9862276791582},{"$f":"INDEX(INDIRECT(Controls!$F$41),Active!$A28,Active!AC$21)","v":2143.4539542352604},{"$f":"INDEX(INDIRECT(Controls!$F$41),Active!$A28,Active!AD$21)","v":2148.9309251569193},{"$f":"INDEX(INDIRECT(Controls!$F$41),Active!$A28,Active!AE$21)","v":2157.4724322867683},{"$f":"INDEX(INDIRECT(Controls!$F$41),Active!$A28,Active!AF$21)","v":2177.1083203016283},{"$f":"INDEX(INDIRECT(Controls!$F$41),Active!$A28,Active!AG$21)","v":2196.0181009743856}]
[7,{"$f":"INDEX(INDIRECT(Controls!$F$41),Active!$A29,Active!B$21)","v":"Two Degrees Winter Peak"},{"$f":"INDEX(INDIRECT(Controls!$F$41),Active!$A29,Active!C$21)","v":"A"},{"$f":"INDEX(INDIRECT(Controls!$F$41),Active!$A29,Active!D$21)","v":"A9"},{"$f":"INDEX(INDIRECT(Controls!$F$41),Active!$A29,Active!E$21)","v":0},{"$f":"INDEX(INDIRECT(Controls!$F$41),Active!$A29,Active!F$21)","v":0},{"$f":"INDEX(INDIRECT(Controls!$F$41),Active!$A29,Active!G$21)","v":0},{"$f":"INDEX(INDIRECT(Controls!$F$41),Active!$A29,Active!H$21)","v":0},{"$f":"INDEX(INDIRECT(Controls!$F$41),Active!$A29,Active!I$21)","v":420.06668386289851},{"$f":"INDEX(INDIRECT(Controls!$F$41),Active!$A29,Active!J$21)","v":429.00266591363743},{"$f":"INDEX(INDIRECT(Controls!$F$41),Active!$A29,Active!K$21)","v":426.10697193584548},{"$f":"INDEX(INDIRECT(Controls!$F$41),Active!$A29,Active!L$21)","v":423.54881650763519},{"$f":"INDEX(INDIRECT(Controls!$F$41),Active!$A29,Active!M$21)","v":420.60042694193163},{"$f":"INDEX(INDIRECT(Controls!$F$41),Active!$A29,Active!N$21)","v":418.38851590176398},{"$f":"INDEX(INDIRECT(Controls!$F$41),Active!$A29,Active!O$21)","v":418.00243971303217},{"$f":"INDEX(INDIRECT(Controls!$F$41),Active!$A29,Active!P$21)","v":415.80256579076132},{"$f":"INDEX(INDIRECT(Controls!$F$41),Active!$A29,Active!Q$21)","v":414.79879930492524},{"$f":"INDEX(INDIRECT(Controls!$F$41),Active!$A29,Active!R$21)","v":414.84140896530641},{"$f":"INDEX(INDIRECT(Controls!$F$41),Active!$A29,Active!S$21)","v":416.19034379954383},{"$f":"INDEX(INDIRECT(Controls!$F$41),Active!$A29,Active!T$21)","v":418.40778026812654},{"$f":"INDEX(INDIRECT(Controls!$F$41),Active!$A29,Active!U$21)","v":420.28419749241215},{"$f":"INDEX(INDIRECT(Controls!$F$41),Active!$A29,Active!V$21)","v":421.81411020057135},{"$f":"INDEX(INDIRECT(Controls!$F$41),Active!$A29,Active!W$21)","v":424.11045510458393},{"$f":"INDEX(INDIRECT(Controls!$F$41),Active!$A29,Active!X$21)","v":423.37855535364326},{"$f":"INDEX(INDIRECT(Controls!$F$41),Active!$A29,Active!Y$21)","v":423.82584467764923},{"$f":"INDEX(INDIRECT(Controls!$F$41),Active!$A29,Active!Z$21)","v":423.93320304515697},{"$f":"INDEX(INDIRECT(Controls!$F$41),Active!$A29,Active!AA$21)","v":424.00999222027559},{"$f":"INDEX(INDIRECT(Controls!$F$41),Active!$A29,Active!AB$21)","v":423.53543280581397},{"$f":"INDEX(INDIRECT(Controls!$F$41),Active!$A29,Active!AC$21)","v":423.94253213729405},{"$f":"INDEX(INDIRECT(Controls!$F$41),Active!$A29,Active!AD$21)","v":424.65596005249927},{"$f":"INDEX(INDIRECT(Controls!$F$41),Active!$A29,Active!AE$21)","v":425.86698346291456},{"$f":"INDEX(INDIRECT(Controls!$F$41),Active!$A29,Active!AF$21)","v":429.22354279159026},{"$f":"INDEX(INDIRECT(Controls!$F$41),Active!$A29,Active!AG$21)","v":432.26337976892097}]
[8,{"$f":"INDEX(INDIRECT(Controls!$F$41),Active!$A30,Active!B$21)","v":"Two Degrees Winter Peak"},{"$f":"INDEX(INDIRECT(Controls!$F$41),Active!$A30,Active!C$21)","v":"B"},{"$f":"INDEX(INDIRECT(Controls!$F$41),Active!$A30,Active!D$21)","v":"B1"},{"$f":"INDEX(INDIRECT(Controls!$F$41),Active!$A30,Active!E$21)","v":0},{"$f":"INDEX(INDIRECT(Controls!$F$41),Active!$A30,Active!F$21)","v":0},{"$f":"INDEX(INDIRECT(Controls!$F$41),Active!$A30,Active!G$21)","v":0},{"$f":"INDEX(INDIRECT(Controls!$F$41),Active!$A30,Active!H$21)","v":0},{"$f":"INDEX(INDIRECT(Controls!$F$41),Active!$A30,Active!I$21)","v":1565.4943866562996},{"$f":"INDEX(INDIRECT(Controls!$F$41),Active!$A30,Active!J$21)","v":1602.2730807055732},{"$f":"INDEX(INDIRECT(Controls!$F$41),Active!$A30,Active!K$21)","v":1596.3955192022511},{"$f":"INDEX(INDIRECT(Controls!$F$41),Active!$A30,Active!L$21)","v":1592.1431471665444},{"$f":"INDEX(INDIRECT(Controls!$F$41),Active!$A30,Active!M$21)","v":1586.4690973743195},{"$f":"INDEX(INDIRECT(Controls!$F$41),Active!$A30,Active!N$21)","v":1581.7820424387241},{"$f":"INDEX(INDIRECT(Controls!$F$41),Active!$A30,Active!O$21)","v":1583.6726167621912},{"$f":"INDEX(INDIRECT(Controls!$F$41),Active!$A30,Active!P$21)","v":1577.1031482221817},{"$f":"INDEX(INDIRECT(Controls!$F$41),Active!$A30,Active!Q$21)","v":1574.2080082810853},{"$f":"INDEX(INDIRECT(Controls!$F$41),Active!$A30,Active!R$21)","v":1576.4907423104526},{"$f":"INDEX(INDIRECT(Controls!$F$41),Active!$A30,Active!S$21)","v":1584.5314434113347},{"$f":"INDEX(INDIRECT(Controls!$F$41),Active!$A30,Active!T$21)","v":1596.3474469541172},{"$f":"INDEX(INDIRECT(Controls!$F$41),Active!$A30,Active!U$21)","v":1607.2086705184356},{"$f":"INDEX(INDIRECT(Controls!$F$41),Active!$A30,Active!V$21)","v":1616.9756097801148},{"$f":"INDEX(INDIRECT(Controls!$F$41),Active!$A30,Active!W$21)","v":1629.6452605912277},{"$f":"INDEX(INDIRECT(Controls!$F$41),Active!$A30,Active!X$21)","v":1630.3421910711181},{"$f":"INDEX(INDIRECT(Controls!$F$41),Active!$A30,Active!Y$21)","v":1634.7111173375486},{"$f":"INDEX(INDIRECT(Controls!$F$41),Active!$A30,Active!Z$21)","v":1637.1027153196874},{"$f":"INDEX(INDIRECT(Controls!$F$41),Active!$A30,Active!AA$21)","v":1638.6919042914631},{"$f":"INDEX(INDIRECT(Controls!$F$41),Active!$A30,Active!AB$21)","v":1637.5734385324606},{"$f":"INDEX(INDIRECT(Controls!$F$41),Active!$A30,Active!AC$21)","v":1639.9903821384573},{"$f":"INDEX(INDIRECT(Controls!$F$41),Active!$A30,Active!AD$21)","v":1643.8674437693107},{"$f":"INDEX(INDIRECT(Controls!$F$41),Active!$A30,Active!AE$21)","v":1649.9972507938414},{"$f":"INDEX(INDIRECT(Controls!$F$41),Active!$A30,Active!AF$21)","v":1664.5742134553443},{"$f":"INDEX(INDIRECT(Controls!$F$41),Active!$A30,Active!AG$21)","v":1678.4488998201132}]
[9,{"$f":"INDEX(INDIRECT(Controls!$F$41),Active!$A31,Active!B$21)","v":"Two Degrees Winter Peak"},{"$f":"INDEX(INDIRECT(Controls!$F$41),Active!$A31,Active!C$21)","v":"B"},{"$f":"INDEX(INDIRECT(Controls!$F$41),Active!$A31,Active!D$21)","v":"B2"},{"$f":"INDEX(INDIRECT(Controls!$F$41),Active!$A31,Active!E$21)","v":0},{"$f":"INDEX(INDIRECT(Controls!$F$41),Active!$A31,Active!F$21)","v":0},{"$f":"INDEX(INDIRECT(Controls!$F$41),Active!$A31,Active!G$21)","v":0},{"$f":"INDEX(INDIRECT(Controls!$F$41),Active!$A31,Active!H$21)","v":0},{"$f":"INDEX(INDIRECT(Controls!$F$41),Active!$A31,Active!I$21)","v":1370.1658734695666},{"$f":"INDEX(INDIRECT(Controls!$F$41),Active!$A31,Active!J$21)","v":1404.0512747066246},{"$f":"INDEX(INDIRECT(Controls!$F$41),Active!$A31,Active!K$21)","v":1401.3039791302897},{"$f":"INDEX(INDIRECT(Controls!$F$41),Active!$A31,Active!L$21)","v":1400.1582337407162},{"$f":"INDEX(INDIRECT(Controls!$F$41),Active!$A31,Active!M$21)","v":1397.7841144568174},{"$f":"INDEX(INDIRECT(Controls!$F$41),Active!$A31,Active!N$21)","v":1395.4164924997438},{"$f":"INDEX(INDIRECT(Controls!$F$41),Active!$A31,Active!O$21)","v":1398.695152132703},{"$f":"INDEX(INDIRECT(Controls!$F$41),Active!$A31,Active!P$21)","v":1393.7399236854867},{"$f":"INDEX(INDIRECT(Controls!$F$41),Active!$A31,Active!Q$21)","v":1391.6185064513572},{"$f":"INDEX(INDIRECT(Controls!$F$41),Active!$A31,Active!R$21)","v":1394.652411559915},{"$f":"INDEX(INDIRECT(Controls!$F$41),Active!$A31,Active!S$21)","v":1403.1597679081028},{"$f":"INDEX(INDIRECT(Controls!$F$41),Active!$A31,Active!T$21)","v":1415.2340860547008},{"$f":"INDEX(INDIRECT(Controls!$F$41),Active!$A31,Active!U$21)","v":1426.6269478105251},{"$f":"INDEX(INDIRECT(Controls!$F$41),Active!$A31,Active!V$21)","v":1437.1581802614548},{"$f":"INDEX(INDIRECT(Controls!$F$41),Active!$A31,Active!W$21)","v":1450.2525774954966},{"$f":"INDEX(INDIRECT(Controls!$F$41),Active!$A31,Active!X$21)","v":1452.5329431593216},{"$f":"INDEX(INDIRECT(Controls!$F$41),Active!$A31,Active!Y$21)","v":1457.6746947008985},{"$f":"INDEX(INDIRECT(Controls!$F$41),Active!$A31,Active!Z$21)","v":1460.7392805983825},{"$f":"INDEX(INDIRECT(Controls!$F$41),Active!$A31,Active!AA$21)","v":1462.7657537158389},{"$f":"INDEX(INDIRECT(Controls!$F$41),Active!$A31,Active!AB$21)","v":1462.103943979678},{"$f":"INDEX(INDIRECT(Controls!$F$41),Active!$A31,Active!AC$21)","v":1464.6582052735171},{"$f":"INDEX(INDIRECT(Controls!$F$41),Active!$A31,Active!AD$21)","v":1468.6457583949577},{"$f":"INDEX(INDIRECT(Controls!$F$41),Active!$A31,Active!AE$21)","v":1474.7992666484399},{"$f":"INDEX(INDIRECT(Controls!$F$41),Active!$A31,Active!AF$21)","v":1488.566062383893},{"$f":"INDEX(INDIRECT(Controls!$F$41),Active!$A31,Active!AG$21)","v":1501.9513966443817}]
[10,{"$f":"INDEX(INDIRECT(Controls!$F$41),Active!$A32,Active!B$21)","v":"Two Degrees Winter Peak"},{"$f":"INDEX(INDIRECT(Controls!$F$41),Active!$A32,Active!C$21)","v":"B"},{"$f":"INDEX(INDIRECT(Controls!$F$41),Active!$A32,Active!D$21)","v":"B3"},{"$f":"INDEX(INDIRECT(Controls!$F$41),Active!$A32,Active!E$21)","v":0},{"$f":"INDEX(INDIRECT(Controls!$F$41),Active!$A32,Active!F$21)","v":0},{"$f":"INDEX(INDIRECT(Controls!$F$41),Active!$A32,Active!G$21)","v":0},{"$f":"INDEX(INDIRECT(Controls!$F$41),Active!$A32,Active!H$21)","v":0},{"$f":"INDEX(INDIRECT(Controls!$F$41),Active!$A32,Active!I$21)","v":1213.5212351235407},{"$f":"INDEX(INDIRECT(Controls!$F$41),Active!$A32,Active!J$21)","v":1240.5549218226981},{"$f":"INDEX(INDIRECT(Controls!$F$41),Active!$A32,Active!K$21)","v":1233.9123949040979},{"$f":"INDEX(INDIRECT(Controls!$F$41),Active!$A32,Active!L$21)","v":1228.3737302334616},{"$f":"INDEX(INDIRECT(Controls!$F$41),Active!$A32,Active!M$21)","v":1221.7191690214895},{"$f":"INDEX(INDIRECT(Controls!$F$41),Active!$A32,Active!N$21)","v":1216.5759861868573},{"$f":"INDEX(INDIRECT(Controls!$F$41),Active!$A32,Active!O$21)","v":1216.6278877301509},{"$f":"INDEX(INDIRECT(Controls!$F$41),Active!$A32,Active!P$21)","v":1210.843809681206},{"$f":"INDEX(INDIRECT(Controls!$F$41),Active!$A32,Active!Q$21)","v":1208.24052954997},{"$f":"INDEX(INDIRECT(Controls!$F$41),Active!$A32,Active!R$21)","v":1209.1082396920326},{"$f":"INDEX(INDIRECT(Controls!$F$41),Active!$A32,Active!S$21)","v":1214.0616369514605},{"$f":"INDEX(INDIRECT(Controls!$F$41),Active!$A32,Active!T$21)","v":1221.712850080854},{"$f":"INDEX(INDIRECT(Controls!$F$41),Active!$A32,Active!U$21)","v":1228.4897274202319},{"$f":"INDEX(INDIRECT(Controls!$F$41),Active!$A32,Active!V$21)","v":1234.3346816128005},{"$f":"INDEX(INDIRECT(Controls!$F$41),Active!$A32,Active!W$21)","v":1242.4100283343021},{"$f":"INDEX(INDIRECT(Controls!$F$41),Active!$A32,Active!X$21)","v":1241.4962504747525},{"$f":"INDEX(INDIRECT(Controls!$F$41),Active!$A32,Active!Y$21)","v":1243.7356821929668},{"$f":"INDEX(INDIRECT(Controls!$F$41),Active!$A32,Active!Z$21)","v":1244.7440122418004},{"$f":"INDEX(INDIRECT(Controls!$F$41),Active!$A32,Active!AA$21)","v":1245.4226607738331},{"$f":"INDEX(INDIRECT(Controls!$F$41),Active!$A32,Active!AB$21)","v":1244.2796344237693},{"$f":"INDEX(INDIRECT(Controls!$F$41),Active!$A32,Active!AC$21)","v":1245.7711404845534},{"$f":"INDEX(INDIRECT(Controls!$F$41),Active!$A32,Active!AD$21)","v":1248.259252988958},{"$f":"INDEX(INDIRECT(Controls!$F$41),Active!$A32,Active!AE$21)","v":1252.3245016168169},{"$f":"INDEX(INDIRECT(Controls!$F$41),Active!$A32,Active!AF$21)","v":1262.7461323518517},{"$f":"INDEX(INDIRECT(Controls!$F$41),Active!$A32,Active!AG$21)","v":1272.4203965567924}]
[11,{"$f":"INDEX(INDIRECT(Controls!$F$41),Active!$A33,Active!B$21)","v":"Two Degrees Winter Peak"},{"$f":"INDEX(INDIRECT(Controls!$F$41),Active!$A33,Active!C$21)","v":"B"},{"$f":"INDEX(INDIRECT(Controls!$F$41),Active!$A33,Active!D$21)","v":"B4"},{"$f":"INDEX(INDIRECT(Controls!$F$41),Active!$A33,Active!E$21)","v":0},{"$f":"INDEX(INDIRECT(Controls!$F$41),Active!$A33,Active!F$21)","v":0},{"$f":"INDEX(INDIRECT(Controls!$F$41),Active!$A33,Active!G$21)","v":0},{"$f":"INDEX(INDIRECT(Controls!$F$41),Active!$A33,Active!H$21)","v":0},{"$f":"INDEX(INDIRECT(Controls!$F$41),Active!$A33,Active!I$21)","v":383.41889575253606},{"$f":"INDEX(INDIRECT(Controls!$F$41),Active!$A33,Active!J$21)","v":394.9406206691317},{"$f":"INDEX(INDIRECT(Controls!$F$41),Active!$A33,Active!K$21)","v":397.05476027640458},{"$f":"INDEX(INDIRECT(Controls!$F$41),Active!$A33,Active!L$21)","v":399.83252818900593},{"$f":"INDEX(INDIRECT(Controls!$F$41),Active!$A33,Active!M$21)","v":402.28570284261144},{"$f":"INDEX(INDIRECT(Controls!$F$41),Active!$A33,Active!N$21)","v":403.7095063832391},{"$f":"INDEX(INDIRECT(Controls!$F$41),Active!$A33,Active!O$21)","v":406.58024587142637},{"$f":"INDEX(INDIRECT(Controls!$F$41),Active!$A33,Active!P$21)","v":406.14927370082302},{"$f":"INDEX(INDIRECT(Controls!$F$41),Active!$A33,Active!Q$21)","v":406.05176102324657},{"$f":"INDEX(INDIRECT(Controls!$F$41),Active!$A33,Active!R$21)","v":408.146803401863},{"$f":"INDEX(INDIRECT(Controls!$F$41),Active!$A33,Active!S$21)","v":412.29539753156189},{"$f":"INDEX(INDIRECT(Controls!$F$41),Active!$A33,Active!T$21)","v":417.75812468295692},{"$f":"INDEX(INDIRECT(Controls!$F$41),Active!$A33,Active!U$21)","v":423.21561706298223},{"$f":"INDEX(INDIRECT(Controls!$F$41),Active!$A33,Active!V$21)","v":428.54760596822797},{"$f":"INDEX(INDIRECT(Controls!$F$41),Active!$A33,Active!W$21)","v":434.62407132156454},{"$f":"INDEX(INDIRECT(Controls!$F$41),Active!$A33,Active!X$21)","v":437.2712837162594},{"$f":"INDEX(INDIRECT(Controls!$F$41),Active!$A33,Active!Y$21)","v":440.29529350587075},{"$f":"INDEX(INDIRECT(Controls!$F$41),Active!$A33,Active!Z$21)","v":442.32122270096619},{"$f":"INDEX(INDIRECT(Controls!$F$41),Active!$A33,Active!AA$21)","v":443.65273873261856},{"$f":"INDEX(INDIRECT(Controls!$F$41),Active!$A33,Active!AB$21)","v":443.84894318500659},{"$f":"INDEX(INDIRECT(Controls!$F$41),Active!$A33,Active!AC$21)","v":445.09158456577728},{"$f":"INDEX(INDIRECT(Controls!$F$41),Active!$A33,Active!AD$21)","v":446.92216441738515},{"$f":"INDEX(INDIRECT(Controls!$F$41),Active!$A33,Active!AE$21)","v":449.59253397481325},{"$f":"INDEX(INDIRECT(Controls!$F$41),Active!$A33,Active!AF$21)","v":454.65807983648244},{"$f":"INDEX(INDIRECT(Controls!$F$41),Active!$A33,Active!AG$21)","v":459.89735377885853}]
[12,{"$f":"INDEX(INDIRECT(Controls!$F$41),Active!$A34,Active!B$21)","v":"Two Degrees Winter Peak"},{"$f":"INDEX(INDIRECT(Controls!$F$41),Active!$A34,Active!C$21)","v":"C"},{"$f":"INDEX(INDIRECT(Controls!$F$41),Active!$A34,Active!D$21)","v":"C1"},{"$f":"INDEX(INDIRECT(Controls!$F$41),Active!$A34,Active!E$21)","v":0},{"$f":"INDEX(INDIRECT(Controls!$F$41),Active!$A34,Active!F$21)","v":0},{"$f":"INDEX(INDIRECT(Controls!$F$41),Active!$A34,Active!G$21)","v":0},{"$f":"INDEX(INDIRECT(Controls!$F$41),Active!$A34,Active!H$21)","v":0},{"$f":"INDEX(INDIRECT(Controls!$F$41),Active!$A34,Active!I$21)","v":259.37312041305057},{"$f":"INDEX(INDIRECT(Controls!$F$41),Active!$A34,Active!J$21)","v":264.71568858808763},{"$f":"INDEX(INDIRECT(Controls!$F$41),Active!$A34,Active!K$21)","v":262.68032079463484},{"$f":"INDEX(INDIRECT(Controls!$F$41),Active!$A34,Active!L$21)","v":260.83487860761232},{"$f":"INDEX(INDIRECT(Controls!$F$41),Active!$A34,Active!M$21)","v":258.74684045896612},{"$f":"INDEX(INDIRECT(Controls!$F$41),Active!$A34,Active!N$21)","v":257.20203869874746},{"$f":"INDEX(INDIRECT(Controls!$F$41),Active!$A34,Active!O$21)","v":256.79603231598776},{"$f":"INDEX(INDIRECT(Controls!$F$41),Active!$A34,Active!P$21)","v":255.35569303725305},{"$f":"INDEX(INDIRECT(Controls!$F$41),Active!$A34,Active!Q$21)","v":254.69333432195131},{"$f":"INDEX(INDIRECT(Controls!$F$41),Active!$A34,Active!R$21)","v":254.61271266763165},{"$f":"INDEX(INDIRECT(Controls!$F$41),Active!$A34,Active!S$21)","v":255.29390375613815},{"$f":"INDEX(INDIRECT(Controls!$F$41),Active!$A34,Active!T$21)","v":256.48424146060984},{"$f":"INDEX(INDIRECT(Controls!$F$41),Active!$A34,Active!U$21)","v":257.44809901544858},{"$f":"INDEX(INDIRECT(Controls!$F$41),Active!$A34,Active!V$21)","v":258.18808376783358},{"$f":"INDEX(INDIRECT(Controls!$F$41),Active!$A34,Active!W$21)","v":259.39897188820407},{"$f":"INDEX(INDIRECT(Controls!$F$41),Active!$A34,Active!X$21)","v":258.77464326219308},{"$f":"INDEX(INDIRECT(Controls!$F$41),Active!$A34,Active!Y$21)","v":258.91479193694937},{"$f":"INDEX(INDIRECT(Controls!$F$41),Active!$A34,Active!Z$21)","v":258.88081761973382},{"$f":"INDEX(INDIRECT(Controls!$F$41),Active!$A34,Active!AA$21)","v":258.86263042985223},{"$f":"INDEX(INDIRECT(Controls!$F$41),Active!$A34,Active!AB$21)","v":258.53688005300683},{"$f":"INDEX(INDIRECT(Controls!$F$41),Active!$A34,Active!AC$21)","v":258.74294648276339},{"$f":"INDEX(INDIRECT(Controls!$F$41),Active!$A34,Active!AD$21)","v":259.12212251129887},{"$f":"INDEX(INDIRECT(Controls!$F$41),Active!$A34,Active!AE$21)","v":259.78848871212978},{"$f":"INDEX(INDIRECT(Controls!$F$41),Active!$A34,Active!AF$21)","v":261.75691388385582},{"$f":"INDEX(INDIRECT(Controls!$F$41),Active!$A34,Active!AG$21)","v":263.50570746159082}]
[13,{"$f":"INDEX(INDIRECT(Controls!$F$41),Active!$A35,Active!B$21)","v":"Two Degrees Winter Peak"},{"$f":"INDEX(INDIRECT(Controls!$F$41),Active!$A35,Active!C$21)","v":"C"},{"$f":"INDEX(INDIRECT(Controls!$F$41),Active!$A35,Active!D$21)","v":"C2"},{"$f":"INDEX(INDIRECT(Controls!$F$41),Active!$A35,Active!E$21)","v":0},{"$f":"INDEX(INDIRECT(Controls!$F$41),Active!$A35,Active!F$21)","v":0},{"$f":"INDEX(INDIRECT(Controls!$F$41),Active!$A35,Active!G$21)","v":0},{"$f":"INDEX(INDIRECT(Controls!$F$41),Active!$A35,Active!H$21)","v":0},{"$f":"INDEX(INDIRECT(Controls!$F$41),Active!$A35,Active!I$21)","v":755.83605518183504},{"$f":"INDEX(INDIRECT(Controls!$F$41),Active!$A35,Active!J$21)","v":773.35351120127211},{"$f":"INDEX(INDIRECT(Controls!$F$41),Active!$A35,Active!K$21)","v":770.1769887300876},{"$f":"INDEX(INDIRECT(Controls!$F$41),Active!$A35,Active!L$21)","v":767.7598045469191},{"$f":"INDEX(INDIRECT(Controls!$F$41),Active!$A35,Active!M$21)","v":764.65397033845329},{"$f":"INDEX(INDIRECT(Controls!$F$41),Active!$A35,Active!N$21)","v":762.14584393339862},{"$f":"INDEX(INDIRECT(Controls!$F$41),Active!$A35,Active!O$21)","v":762.82910058671087},{"$f":"INDEX(INDIRECT(Controls!$F$41),Active!$A35,Active!P$21)","v":759.54499424475955},{"$f":"INDEX(INDIRECT(Controls!$F$41),Active!$A35,Active!Q$21)","v":758.08889087696321},{"$f":"INDEX(INDIRECT(Controls!$F$41),Active!$A35,Active!R$21)","v":759.04459125481867},{"$f":"INDEX(INDIRECT(Controls!$F$41),Active!$A35,Active!S$21)","v":762.71896585297395},{"$f":"INDEX(INDIRECT(Controls!$F$41),Active!$A35,Active!T$21)","v":768.17896257700147},{"$f":"INDEX(INDIRECT(Controls!$F$41),Active!$A35,Active!U$21)","v":773.15618841972878},{"$f":"INDEX(INDIRECT(Controls!$F$41),Active!$A35,Active!V$21)","v":777.59149755416865},{"$f":"INDEX(INDIRECT(Controls!$F$41),Active!$A35,Active!W$21)","v":783.42506611313797},{"$f":"INDEX(INDIRECT(Controls!$F$41),Active!$A35,Active!X$21)","v":783.52545918179885},{"$f":"INDEX(INDIRECT(Controls!$F$41),Active!$A35,Active!Y$21)","v":785.44854296136555},{"$f":"INDEX(INDIRECT(Controls!$F$41),Active!$A35,Active!Z$21)","v":786.46593444608379},{"$f":"INDEX(INDIRECT(Controls!$F$41),Active!$A35,Active!AA$21)","v":787.14337968013672},{"$f":"INDEX(INDIRECT(Controls!$F$41),Active!$A35,Active!AB$21)","v":786.55855425093466},{"$f":"INDEX(INDIRECT(Controls!$F$41),Active!$A35,Active!AC$21)","v":787.66344706237351},{"$f":"INDEX(INDIRECT(Controls!$F$41),Active!$A35,Active!AD$21)","v":789.45134152801415},{"$f":"INDEX(INDIRECT(Controls!$F$41),Active!$A35,Active!AE$21)","v":792.29942317013592},{"$f":"INDEX(INDIRECT(Controls!$F$41),Active!$A35,Active!AF$21)","v":799.1947666947467},{"$f":"INDEX(INDIRECT(Controls!$F$41),Active!$A35,Active!AG$21)","v":805.71808530804242}]
[14,{"$f":"INDEX(INDIRECT(Controls!$F$41),Active!$A36,Active!B$21)","v":"Two Degrees Winter Peak"},{"$f":"INDEX(INDIRECT(Controls!$F$41),Active!$A36,Active!C$21)","v":"C"},{"$f":"INDEX(INDIRECT(Controls!$F$41),Active!$A36,Active!D$21)","v":"C3"},{"$f":"INDEX(INDIRECT(Controls!$F$41),Active!$A36,Active!E$21)","v":0},{"$f":"INDEX(INDIRECT(Controls!$F$41),Active!$A36,Active!F$21)","v":0},{"$f":"INDEX(INDIRECT(Controls!$F$41),Active!$A36,Active!G$21)","v":0},{"$f":"INDEX(INDIRECT(Controls!$F$41),Active!$A36,Active!H$21)","v":0},{"$f":"INDEX(INDIRECT(Controls!$F$41),Active!$A36,Active!I$21)","v":228.23766250867294},{"$f":"INDEX(INDIRECT(Controls!$F$41),Active!$A36,Active!J$21)","v":233.83005922003159},{"$f":"INDEX(INDIRECT(Controls!$F$41),Active!$A36,Active!K$21)","v":233.29874710430406},{"$f":"INDEX(INDIRECT(Controls!$F$41),Active!$A36,Active!L$21)","v":233.02870952308822},{"$f":"INDEX(INDIRECT(Controls!$F$41),Active!$A36,Active!M$21)","v":232.55356417794366},{"$f":"INDEX(INDIRECT(Controls!$F$41),Active!$A36,Active!N$21)","v":232.10585446655401},{"$f":"INDEX(INDIRECT(Controls!$F$41),Active!$A36,Active!O$21)","v":232.60208467393795},{"$f":"INDEX(INDIRECT(Controls!$F$41),Active!$A36,Active!P$21)","v":231.75223593007271},{"$f":"INDEX(INDIRECT(Controls!$F$41),Active!$A36,Active!Q$21)","v":231.38617805187454},{"$f":"INDEX(INDIRECT(Controls!$F$41),Active!$A36,Active!R$21)","v":231.85971141224272},{"$f":"INDEX(INDIRECT(Controls!$F$41),Active!$A36,Active!S$21)","v":233.2316563658157},{"$f":"INDEX(INDIRECT(Controls!$F$41),Active!$A36,Active!T$21)","v":235.18969875805681},{"$f":"INDEX(INDIRECT(Controls!$F$41),Active!$A36,Active!U$21)","v":237.02948675887285},{"$f":"INDEX(INDIRECT(Controls!$F$41),Active!$A36,Active!V$21)","v":238.72279287438477},{"$f":"INDEX(INDIRECT(Controls!$F$41),Active!$A36,Active!W$21)","v":240.84236689435701},{"$f":"INDEX(INDIRECT(Controls!$F$41),Active!$A36,Active!X$21)","v":241.17087783030749},{"$f":"INDEX(INDIRECT(Controls!$F$41),Active!$A36,Active!Y$21)","v":241.986862573754},{"$f":"INDEX(INDIRECT(Controls!$F$41),Active!$A36,Active!Z$21)","v":242.46749232524002},{"$f":"INDEX(INDIRECT(Controls!$F$41),Active!$A36,Active!AA$21)","v":242.78551923801058},{"$f":"INDEX(INDIRECT(Controls!$F$41),Active!$A36,Active!AB$21)","v":242.66552999288999},{"$f":"INDEX(INDIRECT(Controls!$F$41),Active!$A36,Active!AC$21)","v":243.07751988310235},{"$f":"INDEX(INDIRECT(Controls!$F$41),Active!$A36,Active!AD$21)","v":243.72348743909279},{"$f":"INDEX(INDIRECT(Controls!$F$41),Active!$A36,Active!AE$21)","v":244.72428054386396},{"$f":"INDEX(INDIRECT(Controls!$F$41),Active!$A36,Active!AF$21)","v":246.98650443663917},{"$f":"INDEX(INDIRECT(Controls!$F$41),Active!$A36,Active!AG$21)","v":249.17801788678537}]
[15,{"$f":"INDEX(INDIRECT(Controls!$F$41),Active!$A37,Active!B$21)","v":"Two Degrees Winter Peak"},{"$f":"INDEX(INDIRECT(Controls!$F$41),Active!$A37,Active!C$21)","v":"C"},{"$f":"INDEX(INDIRECT(Controls!$F$41),Active!$A37,Active!D$21)","v":"C4"},{"$f":"INDEX(INDIRECT(Controls!$F$41),Active!$A37,Active!E$21)","v":0},{"$f":"INDEX(INDIRECT(Controls!$F$41),Active!$A37,Active!F$21)","v":0},{"$f":"INDEX(INDIRECT(Controls!$F$41),Active!$A37,Active!G$21)","v":0},{"$f":"INDEX(INDIRECT(Controls!$F$41),Active!$A37,Active!H$21)","v":0},{"$f":"INDEX(INDIRECT(Controls!$F$41),Active!$A37,Active!I$21)","v":146.6856685185428},{"$f":"INDEX(INDIRECT(Controls!$F$41),Active!$A37,Active!J$21)","v":149.78416034126153},{"$f":"INDEX(INDIRECT(Controls!$F$41),Active!$A37,Active!K$21)","v":148.7420111616257},{"$f":"INDEX(INDIRECT(Controls!$F$41),Active!$A37,Active!L$21)","v":147.81541350410646},{"$f":"INDEX(INDIRECT(Controls!$F$41),Active!$A37,Active!M$21)","v":146.75234180307856},{"$f":"INDEX(INDIRECT(Controls!$F$41),Active!$A37,Active!N$21)","v":145.95752818266445},{"$f":"INDEX(INDIRECT(Controls!$F$41),Active!$A37,Active!O$21)","v":145.80171938326041},{"$f":"INDEX(INDIRECT(Controls!$F$41),Active!$A37,Active!P$21)","v":145.02326091404592},{"$f":"INDEX(INDIRECT(Controls!$F$41),Active!$A37,Active!Q$21)","v":144.66741738936017},{"$f":"INDEX(INDIRECT(Controls!$F$41),Active!$A37,Active!R$21)","v":144.66890467678883},{"$f":"INDEX(INDIRECT(Controls!$F$41),Active!$A37,Active!S$21)","v":145.12094667109284},{"$f":"INDEX(INDIRECT(Controls!$F$41),Active!$A37,Active!T$21)","v":145.87287016683507},{"$f":"INDEX(INDIRECT(Controls!$F$41),Active!$A37,Active!U$21)","v":146.5037178423423},{"$f":"INDEX(INDIRECT(Controls!$F$41),Active!$A37,Active!V$21)","v":147.01232497074122},{"$f":"INDEX(INDIRECT(Controls!$F$41),Active!$A37,Active!W$21)","v":147.78827476937997},{"$f":"INDEX(INDIRECT(Controls!$F$41),Active!$A37,Active!X$21)","v":147.51110569184684},{"$f":"INDEX(INDIRECT(Controls!$F$41),Active!$A37,Active!Y$21)","v":147.65026089243696},{"$f":"INDEX(INDIRECT(Controls!$F$41),Active!$A37,Active!Z$21)","v":147.6751932390581},{"$f":"INDEX(INDIRECT(Controls!$F$41),Active!$A37,Active!AA$21)","v":147.69379197115464},{"$f":"INDEX(INDIRECT(Controls!$F$41),Active!$A37,Active!AB$21)","v":147.52397857464146},{"$f":"INDEX(INDIRECT(Controls!$F$41),Active!$A37,Active!AC$21)","v":147.66046283170385},{"$f":"INDEX(INDIRECT(Controls!$F$41),Active!$A37,Active!AD$21)","v":147.90190764537971},{"$f":"INDEX(INDIRECT(Controls!$F$41),Active!$A37,Active!AE$21)","v":148.31459941365094},{"$f":"INDEX(INDIRECT(Controls!$F$41),Active!$A37,Active!AF$21)","v":149.47365900647193},{"$f":"INDEX(INDIRECT(Controls!$F$41),Active!$A37,Active!AG$21)","v":150.51910600494438}]
[16,{"$f":"INDEX(INDIRECT(Controls!$F$41),Active!$A38,Active!B$21)","v":"Two Degrees Winter Peak"},{"$f":"INDEX(INDIRECT(Controls!$F$41),Active!$A38,Active!C$21)","v":"C"},{"$f":"INDEX(INDIRECT(Controls!$F$41),Active!$A38,Active!D$21)","v":"C5"},{"$f":"INDEX(INDIRECT(Controls!$F$41),Active!$A38,Active!E$21)","v":0},{"$f":"INDEX(INDIRECT(Controls!$F$41),Active!$A38,Active!F$21)","v":0},{"$f":"INDEX(INDIRECT(Controls!$F$41),Active!$A38,Active!G$21)","v":0},{"$f":"INDEX(INDIRECT(Controls!$F$41),Active!$A38,Active!H$21)","v":0},{"$f":"INDEX(INDIRECT(Controls!$F$41),Active!$A38,Active!I$21)","v":447.74556205689686},{"$f":"INDEX(INDIRECT(Controls!$F$41),Active!$A38,Active!J$21)","v":459.05209205498466},{"$f":"INDEX(INDIRECT(Controls!$F$41),Active!$A38,Active!K$21)","v":458.48424289753467},{"$f":"INDEX(INDIRECT(Controls!$F$41),Active!$A38,Active!L$21)","v":458.46440847025065},{"$f":"INDEX(INDIRECT(Controls!$F$41),Active!$A38,Active!M$21)","v":458.04535475169718},{"$f":"INDEX(INDIRECT(Controls!$F$41),Active!$A38,Active!N$21)","v":457.51041653031189},{"$f":"INDEX(INDIRECT(Controls!$F$41),Active!$A38,Active!O$21)","v":458.80535150710847},{"$f":"INDEX(INDIRECT(Controls!$F$41),Active!$A38,Active!P$21)","v":457.29543725237841},{"$f":"INDEX(INDIRECT(Controls!$F$41),Active!$A38,Active!Q$21)","v":456.65897282110791},{"$f":"INDEX(INDIRECT(Controls!$F$41),Active!$A38,Active!R$21)","v":457.7929948011199},{"$f":"INDEX(INDIRECT(Controls!$F$41),Active!$A38,Active!S$21)","v":460.77536698526694},{"$f":"INDEX(INDIRECT(Controls!$F$41),Active!$A38,Active!T$21)","v":464.95951794317631},{"$f":"INDEX(INDIRECT(Controls!$F$41),Active!$A38,Active!U$21)","v":468.94220494894756},{"$f":"INDEX(INDIRECT(Controls!$F$41),Active!$A38,Active!V$21)","v":472.65655718473835},{"$f":"INDEX(INDIRECT(Controls!$F$41),Active!$A38,Active!W$21)","v":477.21162012281292},{"$f":"INDEX(INDIRECT(Controls!$F$41),Active!$A38,Active!X$21)","v":478.18671962057238},{"$f":"INDEX(INDIRECT(Controls!$F$41),Active!$A38,Active!Y$21)","v":480.04835632437528},{"$f":"INDEX(INDIRECT(Controls!$F$41),Active!$A38,Active!Z$21)","v":481.18351251383729},{"$f":"INDEX(INDIRECT(Controls!$F$41),Active!$A38,Active!AA$21)","v":481.93320882522971},{"$f":"INDEX(INDIRECT(Controls!$F$41),Active!$A38,Active!AB$21)","v":481.76058828088912},{"$f":"INDEX(INDIRECT(Controls!$F$41),Active!$A38,Active!AC$21)","v":482.65568383329196},{"$f":"INDEX(INDIRECT(Controls!$F$41),Active!$A38,Active!AD$21)","v":484.0405367484301},{"$f":"INDEX(INDIRECT(Controls!$F$41),Active!$A38,Active!AE$21)","v":486.15992704665047},{"$f":"INDEX(INDIRECT(Controls!$F$41),Active!$A38,Active!AF$21)","v":490.79749692166951},{"$f":"INDEX(INDIRECT(Controls!$F$41),Active!$A38,Active!AG$21)","v":495.34250905378599}]
[17,{"$f":"INDEX(INDIRECT(Controls!$F$41),Active!$A39,Active!B$21)","v":"Two Degrees Winter Peak"},{"$f":"INDEX(INDIRECT(Controls!$F$41),Active!$A39,Active!C$21)","v":"C"},{"$f":"INDEX(INDIRECT(Controls!$F$41),Active!$A39,Active!D$21)","v":"C6"},{"$f":"INDEX(INDIRECT(Controls!$F$41),Active!$A39,Active!E$21)","v":0},{"$f":"INDEX(INDIRECT(Controls!$F$41),Active!$A39,Active!F$21)","v":0},{"$f":"INDEX(INDIRECT(Controls!$F$41),Active!$A39,Active!G$21)","v":0},{"$f":"INDEX(INDIRECT(Controls!$F$41),Active!$A39,Active!H$21)","v":0},{"$f":"INDEX(INDIRECT(Controls!$F$41),Active!$A39,Active!I$21)","v":262.36329675254518},{"$f":"INDEX(INDIRECT(Controls!$F$41),Active!$A39,Active!J$21)","v":268.80522469765106},{"$f":"INDEX(INDIRECT(Controls!$F$41),Active!$A39,Active!K$21)","v":268.21336781553697},{"$f":"INDEX(INDIRECT(Controls!$F$41),Active!$A39,Active!L$21)","v":267.92326292831274},{"$f":"INDEX(INDIRECT(Controls!$F$41),Active!$A39,Active!M$21)","v":267.39750847919038},{"$f":"INDEX(INDIRECT(Controls!$F$41),Active!$A39,Active!N$21)","v":266.8965329226304},{"$f":"INDEX(INDIRECT(Controls!$F$41),Active!$A39,Active!O$21)","v":267.47976097658704},{"$f":"INDEX(INDIRECT(Controls!$F$41),Active!$A39,Active!P$21)","v":266.50910843340318},{"$f":"INDEX(INDIRECT(Controls!$F$41),Active!$A39,Active!Q$21)","v":266.09157018390613},{"$f":"INDEX(INDIRECT(Controls!$F$41),Active!$A39,Active!R$21)","v":266.64407246612933},{"$f":"INDEX(INDIRECT(Controls!$F$41),Active!$A39,Active!S$21)","v":268.23273575034113},{"$f":"INDEX(INDIRECT(Controls!$F$41),Active!$A39,Active!T$21)","v":270.49719962265607},{"$f":"INDEX(INDIRECT(Controls!$F$41),Active!$A39,Active!U$21)","v":272.6269435300722},{"$f":"INDEX(INDIRECT(Controls!$F$41),Active!$A39,Active!V$21)","v":274.58906163228488},{"$f":"INDEX(INDIRECT(Controls!$F$41),Active!$A39,Active!W$21)","v":277.04136074030333},{"$f":"INDEX(INDIRECT(Controls!$F$41),Active!$A39,Active!X$21)","v":277.43215840644075},{"$f":"INDEX(INDIRECT(Controls!$F$41),Active!$A39,Active!Y$21)","v":278.38053745336686},{"$f":"INDEX(INDIRECT(Controls!$F$41),Active!$A39,Active!Z$21)","v":278.94068789374063},{"$f":"INDEX(INDIRECT(Controls!$F$41),Active!$A39,Active!AA$21)","v":279.31127601999299},{"$f":"INDEX(INDIRECT(Controls!$F$41),Active!$A39,Active!AB$21)","v":279.17584609463239},{"$f":"INDEX(INDIRECT(Controls!$F$41),Active!$A39,Active!AC$21)","v":279.65289578569019},{"$f":"INDEX(INDIRECT(Controls!$F$41),Active!$A39,Active!AD$21)","v":280.40013173779261},{"$f":"INDEX(INDIRECT(Controls!$F$41),Active!$A39,Active!AE$21)","v":281.55677769097133},{"$f":"INDEX(INDIRECT(Controls!$F$41),Active!$A39,Active!AF$21)","v":284.16519610624243},{"$f":"INDEX(INDIRECT(Controls!$F$41),Active!$A39,Active!AG$21)","v":286.69416994418532}]
[18,{"$f":"INDEX(INDIRECT(Controls!$F$41),Active!$A40,Active!B$21)","v":"Two Degrees Winter Peak"},{"$f":"INDEX(INDIRECT(Controls!$F$41),Active!$A40,Active!C$21)","v":"C"},{"$f":"INDEX(INDIRECT(Controls!$F$41),Active!$A40,Active!D$21)","v":"C7"},{"$f":"INDEX(INDIRECT(Controls!$F$41),Active!$A40,Active!E$21)","v":0},{"$f":"INDEX(INDIRECT(Controls!$F$41),Active!$A40,Active!F$21)","v":0},{"$f":"INDEX(INDIRECT(Controls!$F$41),Active!$A40,Active!G$21)","v":0},{"$f":"INDEX(INDIRECT(Controls!$F$41),Active!$A40,Active!H$21)","v":0},{"$f":"INDEX(INDIRECT(Controls!$F$41),Active!$A40,Active!I$21)","v":229.55376888815402},{"$f":"INDEX(INDIRECT(Controls!$F$41),Active!$A40,Active!J$21)","v":235.59443024763357},{"$f":"INDEX(INDIRECT(Controls!$F$41),Active!$A40,Active!K$21)","v":235.64813026025308},{"$f":"INDEX(INDIRECT(Controls!$F$41),Active!$A40,Active!L$21)","v":236.00856223594997},{"$f":"INDEX(INDIRECT(Controls!$F$41),Active!$A40,Active!M$21)","v":236.16660952045504},{"$f":"INDEX(INDIRECT(Controls!$F$41),Active!$A40,Active!N$21)","v":236.14190271148468},{"$f":"INDEX(INDIRECT(Controls!$F$41),Active!$A40,Active!O$21)","v":237.03943145751413},{"$f":"INDEX(INDIRECT(Controls!$F$41),Active!$A40,Active!P$21)","v":236.37962499831588},{"$f":"INDEX(INDIRECT(Controls!$F$41),Active!$A40,Active!Q$21)","v":236.11266011959145},{"$f":"INDEX(INDIRECT(Controls!$F$41),Active!$A40,Active!R$21)","v":236.84310108539393},{"$f":"INDEX(INDIRECT(Controls!$F$41),Active!$A40,Active!S$21)","v":238.58359325903785},{"$f":"INDEX(INDIRECT(Controls!$F$41),Active!$A40,Active!T$21)","v":240.97801716007191},{"$f":"INDEX(INDIRECT(Controls!$F$41),Active!$A40,Active!U$21)","v":243.2913359371581},{"$f":"INDEX(INDIRECT(Controls!$F$41),Active!$A40,Active!V$21)","v":245.48091087762847},{"$f":"INDEX(INDIRECT(Controls!$F$41),Active!$A40,Active!W$21)","v":248.10476342083163},{"$f":"INDEX(INDIRECT(Controls!$F$41),Active!$A40,Active!X$21)","v":248.84499416966707},{"$f":"INDEX(INDIRECT(Controls!$F$41),Active!$A40,Active!Y$21)","v":249.98903697221556},{"$f":"INDEX(INDIRECT(Controls!$F$41),Active!$A40,Active!Z$21)","v":250.71076581930959},{"$f":"INDEX(INDIRECT(Controls!$F$41),Active!$A40,Active!AA$21)","v":251.18656149447816},{"$f":"INDEX(INDIRECT(Controls!$F$41),Active!$A40,Active!AB$21)","v":251.14368077343897},{"$f":"INDEX(INDIRECT(Controls!$F$41),Active!$A40,Active!AC$21)","v":251.66572481273792},{"$f":"INDEX(INDIRECT(Controls!$F$41),Active!$A40,Active!AD$21)","v":252.46121144020705},{"$f":"INDEX(INDIRECT(Controls!$F$41),Active!$A40,Active!AE$21)","v":253.66123747354425},{"$f":"INDEX(INDIRECT(Controls!$F$41),Active!$A40,Active!AF$21)","v":256.183967338326},{"$f":"INDEX(INDIRECT(Controls!$F$41),Active!$A40,Active!AG$21)","v":258.69279170762849}]
[19,{"$f":"INDEX(INDIRECT(Controls!$F$41),Active!$A41,Active!B$21)","v":"Two Degrees Winter Peak"},{"$f":"INDEX(INDIRECT(Controls!$F$41),Active!$A41,Active!C$21)","v":"D"},{"$f":"INDEX(INDIRECT(Controls!$F$41),Active!$A41,Active!D$21)","v":"D4"},{"$f":"INDEX(INDIRECT(Controls!$F$41),Active!$A41,Active!E$21)","v":0},{"$f":"INDEX(INDIRECT(Controls!$F$41),Active!$A41,Active!F$21)","v":0},{"$f":"INDEX(INDIRECT(Controls!$F$41),Active!$A41,Active!G$21)","v":0},{"$f":"INDEX(INDIRECT(Controls!$F$41),Active!$A41,Active!H$21)","v":0},{"$f":"INDEX(INDIRECT(Controls!$F$41),Active!$A41,Active!I$21)","v":1124.3427669114994},{"$f":"INDEX(INDIRECT(Controls!$F$41),Active!$A41,Active!J$21)","v":1153.7235822663722},{"$f":"INDEX(INDIRECT(Controls!$F$41),Active!$A41,Active!K$21)","v":1153.6953482691063},{"$f":"INDEX(INDIRECT(Controls!$F$41),Active!$A41,Active!L$21)","v":1155.1477045930094},{"$f":"INDEX(INDIRECT(Controls!$F$41),Active!$A41,Active!M$21)","v":1155.6068565091889},{"$f":"INDEX(INDIRECT(Controls!$F$41),Active!$A41,Active!N$21)","v":1155.2750662691203},{"$f":"INDEX(INDIRECT(Controls!$F$41),Active!$A41,Active!O$21)","v":1159.4737844265717},{"$f":"INDEX(INDIRECT(Controls!$F$41),Active!$A41,Active!P$21)","v":1156.1455371643981},{"$f":"INDEX(INDIRECT(Controls!$F$41),Active!$A41,Active!Q$21)","v":1154.7878338617074},{"$f":"INDEX(INDIRECT(Controls!$F$41),Active!$A41,Active!R$21)","v":1158.2396116000277},{"$f":"INDEX(INDIRECT(Controls!$F$41),Active!$A41,Active!S$21)","v":1166.5858436149863},{"$f":"INDEX(INDIRECT(Controls!$F$41),Active!$A41,Active!T$21)","v":1178.1030780256058},{"$f":"INDEX(INDIRECT(Controls!$F$41),Active!$A41,Active!U$21)","v":1189.2043271466089},{"$f":"INDEX(INDIRECT(Controls!$F$41),Active!$A41,Active!V$21)","v":1199.6878054876563},{"$f":"INDEX(INDIRECT(Controls!$F$41),Active!$A41,Active!W$21)","v":1212.2956040400991},{"$f":"INDEX(INDIRECT(Controls!$F$41),Active!$A41,Active!X$21)","v":1215.7182442606825},{"$f":"INDEX(INDIRECT(Controls!$F$41),Active!$A41,Active!Y$21)","v":1221.1615625167065},{"$f":"INDEX(INDIRECT(Controls!$F$41),Active!$A41,Active!Z$21)","v":1224.5785184204433},{"$f":"INDEX(INDIRECT(Controls!$F$41),Active!$A41,Active!AA$21)","v":1226.8317123668442},{"$f":"INDEX(INDIRECT(Controls!$F$41),Active!$A41,Active!AB$21)","v":1226.5831528592921},{"$f":"INDEX(INDIRECT(Controls!$F$41),Active!$A41,Active!AC$21)","v":1229.0867687282052},{"$f":"INDEX(INDIRECT(Controls!$F$41),Active!$A41,Active!AD$21)","v":1232.9108151683681},{"$f":"INDEX(INDIRECT(Controls!$F$41),Active!$A41,Active!AE$21)","v":1238.6926669527234},{"$f":"INDEX(INDIRECT(Controls!$F$41),Active!$A41,Active!AF$21)","v":1250.9263113654908},{"$f":"INDEX(INDIRECT(Controls!$F$41),Active!$A41,Active!AG$21)","v":1263.0635118671344}]
[20,{"$f":"INDEX(INDIRECT(Controls!$F$41),Active!$A42,Active!B$21)","v":"Two Degrees Winter Peak"},{"$f":"INDEX(INDIRECT(Controls!$F$41),Active!$A42,Active!C$21)","v":"D"},{"$f":"INDEX(INDIRECT(Controls!$F$41),Active!$A42,Active!D$21)","v":"D5"},{"$f":"INDEX(INDIRECT(Controls!$F$41),Active!$A42,Active!E$21)","v":0},{"$f":"INDEX(INDIRECT(Controls!$F$41),Active!$A42,Active!F$21)","v":0},{"$f":"INDEX(INDIRECT(Controls!$F$41),Active!$A42,Active!G$21)","v":0},{"$f":"INDEX(INDIRECT(Controls!$F$41),Active!$A42,Active!H$21)","v":0},{"$f":"INDEX(INDIRECT(Controls!$F$41),Active!$A42,Active!I$21)","v":586.22287818816881},{"$f":"INDEX(INDIRECT(Controls!$F$41),Active!$A42,Active!J$21)","v":599.81432473949724},{"$f":"INDEX(INDIRECT(Controls!$F$41),Active!$A42,Active!K$21)","v":597.35768314197173},{"$f":"INDEX(INDIRECT(Controls!$F$41),Active!$A42,Active!L$21)","v":595.4905079483998},{"$f":"INDEX(INDIRECT(Controls!$F$41),Active!$A42,Active!M$21)","v":593.08926589634405},{"$f":"INDEX(INDIRECT(Controls!$F$41),Active!$A42,Active!N$21)","v":591.14907997526245},{"$f":"INDEX(INDIRECT(Controls!$F$41),Active!$A42,Active!O$21)","v":591.68379004985309},{"$f":"INDEX(INDIRECT(Controls!$F$41),Active!$A42,Active!P$21)","v":589.13899109620922},{"$f":"INDEX(INDIRECT(Controls!$F$41),Active!$A42,Active!Q$21)","v":588.01085818137449},{"$f":"INDEX(INDIRECT(Controls!$F$41),Active!$A42,Active!R$21)","v":588.75514385685153},{"$f":"INDEX(INDIRECT(Controls!$F$41),Active!$A42,Active!S$21)","v":591.60929745577232},{"$f":"INDEX(INDIRECT(Controls!$F$41),Active!$A42,Active!T$21)","v":595.84914431372658},{"$f":"INDEX(INDIRECT(Controls!$F$41),Active!$A42,Active!U$21)","v":599.71501015641593},{"$f":"INDEX(INDIRECT(Controls!$F$41),Active!$A42,Active!V$21)","v":603.16085084273323},{"$f":"INDEX(INDIRECT(Controls!$F$41),Active!$A42,Active!W$21)","v":607.69124153630162},{"$f":"INDEX(INDIRECT(Controls!$F$41),Active!$A42,Active!X$21)","v":607.77402197397407},{"$f":"INDEX(INDIRECT(Controls!$F$41),Active!$A42,Active!Y$21)","v":609.26943544672042},{"$f":"INDEX(INDIRECT(Controls!$F$41),Active!$A42,Active!Z$21)","v":610.06137833232208},{"$f":"INDEX(INDIRECT(Controls!$F$41),Active!$A42,Active!AA$21)","v":610.588672171084},{"$f":"INDEX(INDIRECT(Controls!$F$41),Active!$A42,Active!AB$21)","v":610.13601757984338},{"$f":"INDEX(INDIRECT(Controls!$F$41),Active!$A42,Active!AC$21)","v":610.99425888439623},{"$f":"INDEX(INDIRECT(Controls!$F$41),Active!$A42,Active!AD$21)","v":612.38269026513092},{"$f":"INDEX(INDIRECT(Controls!$F$41),Active!$A42,Active!AE$21)","v":614.59396961510811},{"$f":"INDEX(INDIRECT(Controls!$F$41),Active!$A42,Active!AF$21)","v":619.94493393008997},{"$f":"INDEX(INDIRECT(Controls!$F$41),Active!$A42,Active!AG$21)","v":625.00804377197949}]
[21,{"$f":"INDEX(INDIRECT(Controls!$F$41),Active!$A43,Active!B$21)","v":"Two Degrees Winter Peak"},{"$f":"INDEX(INDIRECT(Controls!$F$41),Active!$A43,Active!C$21)","v":"D"},{"$f":"INDEX(INDIRECT(Controls!$F$41),Active!$A43,Active!D$21)","v":"D6"},{"$f":"INDEX(INDIRECT(Controls!$F$41),Active!$A43,Active!E$21)","v":0},{"$f":"INDEX(INDIRECT(Controls!$F$41),Active!$A43,Active!F$21)","v":0},{"$f":"INDEX(INDIRECT(Controls!$F$41),Active!$A43,Active!G$21)","v":0},{"$f":"INDEX(INDIRECT(Controls!$F$41),Active!$A43,Active!H$21)","v":0},{"$f":"INDEX(INDIRECT(Controls!$F$41),Active!$A43,Active!I$21)","v":695.66018269058839},{"$f":"INDEX(INDIRECT(Controls!$F$41),Active!$A43,Active!J$21)","v":712.85507148566114},{"$f":"INDEX(INDIRECT(Controls!$F$41),Active!$A43,Active!K$21)","v":711.44693285512778},{"$f":"INDEX(INDIRECT(Controls!$F$41),Active!$A43,Active!L$21)","v":710.85094008106955},{"$f":"INDEX(INDIRECT(Controls!$F$41),Active!$A43,Active!M$21)","v":709.63118948446731},{"$f":"INDEX(INDIRECT(Controls!$F$41),Active!$A43,Active!N$21)","v":708.41948873788397},{"$f":"INDEX(INDIRECT(Controls!$F$41),Active!$A43,Active!O$21)","v":710.0751294567317},{"$f":"INDEX(INDIRECT(Controls!$F$41),Active!$A43,Active!P$21)","v":707.55485935941795},{"$f":"INDEX(INDIRECT(Controls!$F$41),Active!$A43,Active!Q$21)","v":706.47548823109548},{"$f":"INDEX(INDIRECT(Controls!$F$41),Active!$A43,Active!R$21)","v":708.01012059410448},{"$f":"INDEX(INDIRECT(Controls!$F$41),Active!$A43,Active!S$21)","v":712.32132734471725},{"$f":"INDEX(INDIRECT(Controls!$F$41),Active!$A43,Active!T$21)","v":718.44209500210968},{"$f":"INDEX(INDIRECT(Controls!$F$41),Active!$A43,Active!U$21)","v":724.21601936221487},{"$f":"INDEX(INDIRECT(Controls!$F$41),Active!$A43,Active!V$21)","v":729.55194491318628},{"$f":"INDEX(INDIRECT(Controls!$F$41),Active!$A43,Active!W$21)","v":736.18911428184094},{"$f":"INDEX(INDIRECT(Controls!$F$41),Active!$A43,Active!X$21)","v":737.33764427872359},{"$f":"INDEX(INDIRECT(Controls!$F$41),Active!$A43,Active!Y$21)","v":739.94090932424388},{"$f":"INDEX(INDIRECT(Controls!$F$41),Active!$A43,Active!Z$21)","v":741.49147691126677},{"$f":"INDEX(INDIRECT(Controls!$F$41),Active!$A43,Active!AA$21)","v":742.51683517190725},{"$f":"INDEX(INDIRECT(Controls!$F$41),Active!$A43,Active!AB$21)","v":742.17906410107616},{"$f":"INDEX(INDIRECT(Controls!$F$41),Active!$A43,Active!AC$21)","v":743.47348075262846},{"$f":"INDEX(INDIRECT(Controls!$F$41),Active!$A43,Active!AD$21)","v":745.49474697459914},{"$f":"INDEX(INDIRECT(Controls!$F$41),Active!$A43,Active!AE$21)","v":748.61463459923596},{"$f":"INDEX(INDIRECT(Controls!$F$41),Active!$A43,Active!AF$21)","v":755.59871847623685},{"$f":"INDEX(INDIRECT(Controls!$F$41),Active!$A43,Active!AG$21)","v":762.38783461815626}]
[22,{"$f":"INDEX(INDIRECT(Controls!$F$41),Active!$A44,Active!B$21)","v":"Two Degrees Winter Peak"},{"$f":"INDEX(INDIRECT(Controls!$F$41),Active!$A44,Active!C$21)","v":"E"},{"$f":"INDEX(INDIRECT(Controls!$F$41),Active!$A44,Active!D$21)","v":"E1"},{"$f":"INDEX(INDIRECT(Controls!$F$41),Active!$A44,Active!E$21)","v":0},{"$f":"INDEX(INDIRECT(Controls!$F$41),Active!$A44,Active!F$21)","v":0},{"$f":"INDEX(INDIRECT(Controls!$F$41),Active!$A44,Active!G$21)","v":0},{"$f":"INDEX(INDIRECT(Controls!$F$41),Active!$A44,Active!H$21)","v":0},{"$f":"INDEX(INDIRECT(Controls!$F$41),Active!$A44,Active!I$21)","v":1107.1537776293014},{"$f":"INDEX(INDIRECT(Controls!$F$41),Active!$A44,Active!J$21)","v":1133.4477229476227},{"$f":"INDEX(INDIRECT(Controls!$F$41),Active!$A44,Active!K$21)","v":1129.6913087802532},{"$f":"INDEX(INDIRECT(Controls!$F$41),Active!$A44,Active!L$21)","v":1127.1141856789484},{"$f":"INDEX(INDIRECT(Controls!$F$41),Active!$A44,Active!M$21)","v":1123.5342781196819},{"$f":"INDEX(INDIRECT(Controls!$F$41),Active!$A44,Active!N$21)","v":1120.5092016200533},{"$f":"INDEX(INDIRECT(Controls!$F$41),Active!$A44,Active!O$21)","v":1122.1174957418921},{"$f":"INDEX(INDIRECT(Controls!$F$41),Active!$A44,Active!P$21)","v":1117.604123367513},{"$f":"INDEX(INDIRECT(Controls!$F$41),Active!$A44,Active!Q$21)","v":1115.6255081262123},{"$f":"INDEX(INDIRECT(Controls!$F$41),Active!$A44,Active!R$21)","v":1117.4129415201746},{"$f":"INDEX(INDIRECT(Controls!$F$41),Active!$A44,Active!S$21)","v":1123.3450142315755},{"$f":"INDEX(INDIRECT(Controls!$F$41),Active!$A44,Active!T$21)","v":1131.9909455301604},{"$f":"INDEX(INDIRECT(Controls!$F$41),Active!$A44,Active!U$21)","v":1139.9873879744493},{"$f":"INDEX(INDIRECT(Controls!$F$41),Active!$A44,Active!V$21)","v":1147.2259812447596},{"$f":"INDEX(INDIRECT(Controls!$F$41),Active!$A44,Active!W$21)","v":1156.5212184518091},{"$f":"INDEX(INDIRECT(Controls!$F$41),Active!$A44,Active!X$21)","v":1157.293092752536},{"$f":"INDEX(INDIRECT(Controls!$F$41),Active!$A44,Active!Y$21)","v":1160.6030209020832},{"$f":"INDEX(INDIRECT(Controls!$F$41),Active!$A44,Active!Z$21)","v":1162.4566558869906},{"$f":"INDEX(INDIRECT(Controls!$F$41),Active!$A44,Active!AA$21)","v":1163.6867198056716},{"$f":"INDEX(INDIRECT(Controls!$F$41),Active!$A44,Active!AB$21)","v":1162.9486776881793},{"$f":"INDEX(INDIRECT(Controls!$F$41),Active!$A44,Active!AC$21)","v":1164.731298193798},{"$f":"INDEX(INDIRECT(Controls!$F$41),Active!$A44,Active!AD$21)","v":1167.5724951801949},{"$f":"INDEX(INDIRECT(Controls!$F$41),Active!$A44,Active!AE$21)","v":1172.0393356086201},{"$f":"INDEX(INDIRECT(Controls!$F$41),Active!$A44,Active!AF$21)","v":1182.5169595038431},{"$f":"INDEX(INDIRECT(Controls!$F$41),Active!$A44,Active!AG$21)","v":1192.5368649632926}]
[23,{"$f":"INDEX(INDIRECT(Controls!$F$41),Active!$A45,Active!B$21)","v":"Two Degrees Winter Peak"},{"$f":"INDEX(INDIRECT(Controls!$F$41),Active!$A45,Active!C$21)","v":"E"},{"$f":"INDEX(INDIRECT(Controls!$F$41),Active!$A45,Active!D$21)","v":"E7"},{"$f":"INDEX(INDIRECT(Controls!$F$41),Active!$A45,Active!E$21)","v":0},{"$f":"INDEX(INDIRECT(Controls!$F$41),Active!$A45,Active!F$21)","v":0},{"$f":"INDEX(INDIRECT(Controls!$F$41),Active!$A45,Active!G$21)","v":0},{"$f":"INDEX(INDIRECT(Controls!$F$41),Active!$A45,Active!H$21)","v":0},{"$f":"INDEX(INDIRECT(Controls!$F$41),Active!$A45,Active!I$21)","v":381.52197750704011},{"$f":"INDEX(INDIRECT(Controls!$F$41),Active!$A45,Active!J$21)","v":390.01726601155679},{"$f":"INDEX(INDIRECT(Controls!$F$41),Active!$A45,Active!K$21)","v":387.92339250650178},{"$f":"INDEX(INDIRECT(Controls!$F$41),Active!$A45,Active!L$21)","v":386.17615300393339},{"$f":"INDEX(INDIRECT(Controls!$F$41),Active!$A45,Active!M$21)","v":384.07804738112594},{"$f":"INDEX(INDIRECT(Controls!$F$41),Active!$A45,Active!N$21)","v":382.45707966943473},{"$f":"INDEX(INDIRECT(Controls!$F$41),Active!$A45,Active!O$21)","v":382.46966202496981},{"$f":"INDEX(INDIRECT(Controls!$F$41),Active!$A45,Active!P$21)","v":380.64936378639396},{"$f":"INDEX(INDIRECT(Controls!$F$41),Active!$A45,Active!Q$21)","v":379.8299633090341},{"$f":"INDEX(INDIRECT(Controls!$F$41),Active!$A45,Active!R$21)","v":380.10038211973239},{"$f":"INDEX(INDIRECT(Controls!$F$41),Active!$A45,Active!S$21)","v":381.65431233886375},{"$f":"INDEX(INDIRECT(Controls!$F$41),Active!$A45,Active!T$21)","v":384.05581141752958},{"$f":"INDEX(INDIRECT(Controls!$F$41),Active!$A45,Active!U$21)","v":386.18207123573052},{"$f":"INDEX(INDIRECT(Controls!$F$41),Active!$A45,Active!V$21)","v":388.01512033063665},{"$f":"INDEX(INDIRECT(Controls!$F$41),Active!$A45,Active!W$21)","v":390.54933606996963},{"$f":"INDEX(INDIRECT(Controls!$F$41),Active!$A45,Active!X$21)","v":390.25820930251922},{"$f":"INDEX(INDIRECT(Controls!$F$41),Active!$A45,Active!Y$21)","v":390.95923861205898},{"$f":"INDEX(INDIRECT(Controls!$F$41),Active!$A45,Active!Z$21)","v":391.27401584567599},{"$f":"INDEX(INDIRECT(Controls!$F$41),Active!$A45,Active!AA$21)","v":391.48591606279876},{"$f":"INDEX(INDIRECT(Controls!$F$41),Active!$A45,Active!AB$21)","v":391.12582781783453},{"$f":"INDEX(INDIRECT(Controls!$F$41),Active!$A45,Active!AC$21)","v":391.59373672149644},{"$f":"INDEX(INDIRECT(Controls!$F$41),Active!$A45,Active!AD$21)","v":392.3746139074097},{"$f":"INDEX(INDIRECT(Controls!$F$41),Active!$A45,Active!AE$21)","v":393.6508840093644},{"$f":"INDEX(INDIRECT(Controls!$F$41),Active!$A45,Active!AF$21)","v":396.92504677802378},{"$f":"INDEX(INDIRECT(Controls!$F$41),Active!$A45,Active!AG$21)","v":399.96370677978382}]
[24,{"$f":"INDEX(INDIRECT(Controls!$F$41),Active!$A46,Active!B$21)","v":"Two Degrees Winter Peak"},{"$f":"INDEX(INDIRECT(Controls!$F$41),Active!$A46,Active!C$21)","v":"E"},{"$f":"INDEX(INDIRECT(Controls!$F$41),Active!$A46,Active!D$21)","v":"E8"},{"$f":"INDEX(INDIRECT(Controls!$F$41),Active!$A46,Active!E$21)","v":0},{"$f":"INDEX(INDIRECT(Controls!$F$41),Active!$A46,Active!F$21)","v":0},{"$f":"INDEX(INDIRECT(Controls!$F$41),Active!$A46,Active!G$21)","v":0},{"$f":"INDEX(INDIRECT(Controls!$F$41),Active!$A46,Active!H$21)","v":0},{"$f":"INDEX(INDIRECT(Controls!$F$41),Active!$A46,Active!I$21)","v":101.19874845889272},{"$f":"INDEX(INDIRECT(Controls!$F$41),Active!$A46,Active!J$21)","v":103.6419493421777},{"$f":"INDEX(INDIRECT(Controls!$F$41),Active!$A46,Active!K$21)","v":103.35488279811385},{"$f":"INDEX(INDIRECT(Controls!$F$41),Active!$A46,Active!L$21)","v":103.17981531972322},{"$f":"INDEX(INDIRECT(Controls!$F$41),Active!$A46,Active!M$21)","v":102.91346274481663},{"$f":"INDEX(INDIRECT(Controls!$F$41),Active!$A46,Active!N$21)","v":102.67769121866444},{"$f":"INDEX(INDIRECT(Controls!$F$41),Active!$A46,Active!O$21)","v":102.86283188667123},{"$f":"INDEX(INDIRECT(Controls!$F$41),Active!$A46,Active!P$21)","v":102.46894820412074},{"$f":"INDEX(INDIRECT(Controls!$F$41),Active!$A46,Active!Q$21)","v":102.2977805152141},{"$f":"INDEX(INDIRECT(Controls!$F$41),Active!$A46,Active!R$21)","v":102.48548778939106},{"$f":"INDEX(INDIRECT(Controls!$F$41),Active!$A46,Active!S$21)","v":103.0622228925991},{"$f":"INDEX(INDIRECT(Controls!$F$41),Active!$A46,Active!T$21)","v":103.89318578912055},{"$f":"INDEX(INDIRECT(Controls!$F$41),Active!$A46,Active!U$21)","v":104.66840345597467},{"$f":"INDEX(INDIRECT(Controls!$F$41),Active!$A46,Active!V$21)","v":105.37660752401027},{"$f":"INDEX(INDIRECT(Controls!$F$41),Active!$A46,Active!W$21)","v":106.27332930288159},{"$f":"INDEX(INDIRECT(Controls!$F$41),Active!$A46,Active!X$21)","v":106.38310751755549},{"$f":"INDEX(INDIRECT(Controls!$F$41),Active!$A46,Active!Y$21)","v":106.71659853667819},{"$f":"INDEX(INDIRECT(Controls!$F$41),Active!$A46,Active!Z$21)","v":106.90883993755068},{"$f":"INDEX(INDIRECT(Controls!$F$41),Active!$A46,Active!AA$21)","v":107.03619816145924},{"$f":"INDEX(INDIRECT(Controls!$F$41),Active!$A46,Active!AB$21)","v":106.97618433681149},{"$f":"INDEX(INDIRECT(Controls!$F$41),Active!$A46,Active!AC$21)","v":107.14942992211016},{"$f":"INDEX(INDIRECT(Controls!$F$41),Active!$A46,Active!AD$21)","v":107.42308223329148},{"$f":"INDEX(INDIRECT(Controls!$F$41),Active!$A46,Active!AE$21)","v":107.84988795183321},{"$f":"INDEX(INDIRECT(Controls!$F$41),Active!$A46,Active!AF$21)","v":108.83127424709407},{"$f":"INDEX(INDIRECT(Controls!$F$41),Active!$A46,Active!AG$21)","v":109.77629903380415}]
[25,{"$f":"INDEX(INDIRECT(Controls!$F$41),Active!$A47,Active!B$21)","v":"Two Degrees Winter Peak"},{"$f":"INDEX(INDIRECT(Controls!$F$41),Active!$A47,Active!C$21)","v":"F"},{"$f":"INDEX(INDIRECT(Controls!$F$41),Active!$A47,Active!D$21)","v":"F6"},{"$f":"INDEX(INDIRECT(Controls!$F$41),Active!$A47,Active!E$21)","v":0},{"$f":"INDEX(INDIRECT(Controls!$F$41),Active!$A47,Active!F$21)","v":0},{"$f":"INDEX(INDIRECT(Controls!$F$41),Active!$A47,Active!G$21)","v":0},{"$f":"INDEX(INDIRECT(Controls!$F$41),Active!$A47,Active!H$21)","v":0},{"$f":"INDEX(INDIRECT(Controls!$F$41),Active!$A47,Active!I$21)","v":1497.1836463823506},{"$f":"INDEX(INDIRECT(Controls!$F$41),Active!$A47,Active!J$21)","v":1534.2104687386852},{"$f":"INDEX(INDIRECT(Controls!$F$41),Active!$A47,Active!K$21)","v":1531.2087188306805},{"$f":"INDEX(INDIRECT(Controls!$F$41),Active!$A47,Active!L$21)","v":1529.9570037304175},{"$f":"INDEX(INDIRECT(Controls!$F$41),Active!$A47,Active!M$21)","v":1527.363042937051},{"$f":"INDEX(INDIRECT(Controls!$F$41),Active!$A47,Active!N$21)","v":1524.776100672804},{"$f":"INDEX(INDIRECT(Controls!$F$41),Active!$A47,Active!O$21)","v":1528.3588538294723},{"$f":"INDEX(INDIRECT(Controls!$F$41),Active!$A47,Active!P$21)","v":1522.9443385972847},{"$f":"INDEX(INDIRECT(Controls!$F$41),Active!$A47,Active!Q$21)","v":1520.6262997538761},{"$f":"INDEX(INDIRECT(Controls!$F$41),Active!$A47,Active!R$21)","v":1523.9415534043342},{"$f":"INDEX(INDIRECT(Controls!$F$41),Active!$A47,Active!S$21)","v":1533.2377018457858},{"$f":"INDEX(INDIRECT(Controls!$F$41),Active!$A47,Active!T$21)","v":1546.431503141835},{"$f":"INDEX(INDIRECT(Controls!$F$41),Active!$A47,Active!U$21)","v":1558.8806899392043},{"$f":"INDEX(INDIRECT(Controls!$F$41),Active!$A47,Active!V$21)","v":1570.3883813534135},{"$f":"INDEX(INDIRECT(Controls!$F$41),Active!$A47,Active!W$21)","v":1584.6968514207222},{"$f":"INDEX(INDIRECT(Controls!$F$41),Active!$A47,Active!X$21)","v":1587.1887706743787},{"$f":"INDEX(INDIRECT(Controls!$F$41),Active!$A47,Active!Y$21)","v":1592.8073000233323},{"$f":"INDEX(INDIRECT(Controls!$F$41),Active!$A47,Active!Z$21)","v":1596.1560725359222},{"$f":"INDEX(INDIRECT(Controls!$F$41),Active!$A47,Active!AA$21)","v":1598.3704648675291},{"$f":"INDEX(INDIRECT(Controls!$F$41),Active!$A47,Active!AB$21)","v":1597.6473337303037},{"$f":"INDEX(INDIRECT(Controls!$F$41),Active!$A47,Active!AC$21)","v":1600.43842290153},{"$f":"INDEX(INDIRECT(Controls!$F$41),Active!$A47,Active!AD$21)","v":1604.7956883041784},{"$f":"INDEX(INDIRECT(Controls!$F$41),Active!$A47,Active!AE$21)","v":1611.5197166307235},{"$f":"INDEX(INDIRECT(Controls!$F$41),Active!$A47,Active!AF$21)","v":1626.5628238846241},{"$f":"INDEX(INDIRECT(Controls!$F$41),Active!$A47,Active!AG$21)","v":1641.1891293020471}]
[26,{"$f":"INDEX(INDIRECT(Controls!$F$41),Active!$A48,Active!B$21)","v":"Two Degrees Winter Peak"},{"$f":"INDEX(INDIRECT(Controls!$F$41),Active!$A48,Active!C$21)","v":"G"},{"$f":"INDEX(INDIRECT(Controls!$F$41),Active!$A48,Active!D$21)","v":"G1"},{"$f":"INDEX(INDIRECT(Controls!$F$41),Active!$A48,Active!E$21)","v":0},{"$f":"INDEX(INDIRECT(Controls!$F$41),Active!$A48,Active!F$21)","v":0},{"$f":"INDEX(INDIRECT(Controls!$F$41),Active!$A48,Active!G$21)","v":0},{"$f":"INDEX(INDIRECT(Controls!$F$41),Active!$A48,Active!H$21)","v":0},{"$f":"INDEX(INDIRECT(Controls!$F$41),Active!$A48,Active!I$21)","v":372.79581495214092},{"$f":"INDEX(INDIRECT(Controls!$F$41),Active!$A48,Active!J$21)","v":383.4510911103701},{"$f":"INDEX(INDIRECT(Controls!$F$41),Active!$A48,Active!K$21)","v":384.7331049899135},{"$f":"INDEX(INDIRECT(Controls!$F$41),Active!$A48,Active!L$21)","v":386.6025479521694},{"$f":"INDEX(INDIRECT(Controls!$F$41),Active!$A48,Active!M$21)","v":388.15125323477253},{"$f":"INDEX(INDIRECT(Controls!$F$41),Active!$A48,Active!N$21)","v":388.97579758423075},{"$f":"INDEX(INDIRECT(Controls!$F$41),Active!$A48,Active!O$21)","v":391.24289839864173},{"$f":"INDEX(INDIRECT(Controls!$F$41),Active!$A48,Active!P$21)","v":390.56744036292957},{"$f":"INDEX(INDIRECT(Controls!$F$41),Active!$A48,Active!Q$21)","v":390.33950657124944},{"$f":"INDEX(INDIRECT(Controls!$F$41),Active!$A48,Active!R$21)","v":392.04216057558068},{"$f":"INDEX(INDIRECT(Controls!$F$41),Active!$A48,Active!S$21)","v":395.6014347452637},{"$f":"INDEX(INDIRECT(Controls!$F$41),Active!$A48,Active!T$21)","v":400.35364913501155},{"$f":"INDEX(INDIRECT(Controls!$F$41),Active!$A48,Active!U$21)","v":405.05101093188813},{"$f":"INDEX(INDIRECT(Controls!$F$41),Active!$A48,Active!V$21)","v":409.5953259316708},{"$f":"INDEX(INDIRECT(Controls!$F$41),Active!$A48,Active!W$21)","v":414.8561881332671},{"$f":"INDEX(INDIRECT(Controls!$F$41),Active!$A48,Active!X$21)","v":416.8909747070677},{"$f":"INDEX(INDIRECT(Controls!$F$41),Active!$A48,Active!Y$21)","v":419.40586466502543},{"$f":"INDEX(INDIRECT(Controls!$F$41),Active!$A48,Active!Z$21)","v":421.06216858084184},{"$f":"INDEX(INDIRECT(Controls!$F$41),Active!$A48,Active!AA$21)","v":422.15167767574673},{"$f":"INDEX(INDIRECT(Controls!$F$41),Active!$A48,Active!AB$21)","v":422.2401079018187},{"$f":"INDEX(INDIRECT(Controls!$F$41),Active!$A48,Active!AC$21)","v":423.30668091292137},{"$f":"INDEX(INDIRECT(Controls!$F$41),Active!$A48,Active!AD$21)","v":424.89476570273996},{"$f":"INDEX(INDIRECT(Controls!$F$41),Active!$A48,Active!AE$21)","v":427.2366709264017},{"$f":"INDEX(INDIRECT(Controls!$F$41),Active!$A48,Active!AF$21)","v":431.83636111408077},{"$f":"INDEX(INDIRECT(Controls!$F$41),Active!$A48,Active!AG$21)","v":436.5297088588249}]
[27,{"$f":"INDEX(INDIRECT(Controls!$F$41),Active!$A49,Active!B$21)","v":"Two Degrees Winter Peak"},{"$f":"INDEX(INDIRECT(Controls!$F$41),Active!$A49,Active!C$21)","v":"G"},{"$f":"INDEX(INDIRECT(Controls!$F$41),Active!$A49,Active!D$21)","v":"G5"},{"$f":"INDEX(INDIRECT(Controls!$F$41),Active!$A49,Active!E$21)","v":0},{"$f":"INDEX(INDIRECT(Controls!$F$41),Active!$A49,Active!F$21)","v":0},{"$f":"INDEX(INDIRECT(Controls!$F$41),Active!$A49,Active!G$21)","v":0},{"$f":"INDEX(INDIRECT(Controls!$F$41),Active!$A49,Active!H$21)","v":0},{"$f":"INDEX(INDIRECT(Controls!$F$41),Active!$A49,Active!I$21)","v":587.42337212989889},{"$f":"INDEX(INDIRECT(Controls!$F$41),Active!$A49,Active!J$21)","v":600.63613636082493},{"$f":"INDEX(INDIRECT(Controls!$F$41),Active!$A49,Active!K$21)","v":597.59981887434344},{"$f":"INDEX(INDIRECT(Controls!$F$41),Active!$A49,Active!L$21)","v":595.1112278830459},{"$f":"INDEX(INDIRECT(Controls!$F$41),Active!$A49,Active!M$21)","v":592.0836597465601},{"$f":"INDEX(INDIRECT(Controls!$F$41),Active!$A49,Active!N$21)","v":589.72363579834951},{"$f":"INDEX(INDIRECT(Controls!$F$41),Active!$A49,Active!O$21)","v":589.8701035262842},{"$f":"INDEX(INDIRECT(Controls!$F$41),Active!$A49,Active!P$21)","v":587.12960259291185},{"$f":"INDEX(INDIRECT(Controls!$F$41),Active!$A49,Active!Q$21)","v":585.9002669565366},{"$f":"INDEX(INDIRECT(Controls!$F$41),Active!$A49,Active!R$21)","v":586.39770482479264},{"$f":"INDEX(INDIRECT(Controls!$F$41),Active!$A49,Active!S$21)","v":588.90530364533913},{"$f":"INDEX(INDIRECT(Controls!$F$41),Active!$A49,Active!T$21)","v":592.73845083741139},{"$f":"INDEX(INDIRECT(Controls!$F$41),Active!$A49,Active!U$21)","v":596.15988400074946},{"$f":"INDEX(INDIRECT(Controls!$F$41),Active!$A49,Active!V$21)","v":599.13738773693456},{"$f":"INDEX(INDIRECT(Controls!$F$41),Active!$A49,Active!W$21)","v":603.19623759046203},{"$f":"INDEX(INDIRECT(Controls!$F$41),Active!$A49,Active!X$21)","v":602.87872188609083},{"$f":"INDEX(INDIRECT(Controls!$F$41),Active!$A49,Active!Y$21)","v":604.06122987363904},{"$f":"INDEX(INDIRECT(Controls!$F$41),Active!$A49,Active!Z$21)","v":604.62190999864367},{"$f":"INDEX(INDIRECT(Controls!$F$41),Active!$A49,Active!AA$21)","v":604.99791008738293},{"$f":"INDEX(INDIRECT(Controls!$F$41),Active!$A49,Active!AB$21)","v":604.46830495168365},{"$f":"INDEX(INDIRECT(Controls!$F$41),Active!$A49,Active!AC$21)","v":605.22308456747464},{"$f":"INDEX(INDIRECT(Controls!$F$41),Active!$A49,Active!AD$21)","v":606.47189479842416},{"$f":"INDEX(INDIRECT(Controls!$F$41),Active!$A49,Active!AE$21)","v":608.49865893241122},{"$f":"INDEX(INDIRECT(Controls!$F$41),Active!$A49,Active!AF$21)","v":613.61877173773098},{"$f":"INDEX(INDIRECT(Controls!$F$41),Active!$A49,Active!AG$21)","v":618.3945345537054}]
[28,{"$f":"INDEX(INDIRECT(Controls!$F$41),Active!$A50,Active!B$21)","v":"Two Degrees Winter Peak"},{"$f":"INDEX(INDIRECT(Controls!$F$41),Active!$A50,Active!C$21)","v":"G"},{"$f":"INDEX(INDIRECT(Controls!$F$41),Active!$A50,Active!D$21)","v":"G6"},{"$f":"INDEX(INDIRECT(Controls!$F$41),Active!$A50,Active!E$21)","v":0},{"$f":"INDEX(INDIRECT(Controls!$F$41),Active!$A50,Active!F$21)","v":0},{"$f":"INDEX(INDIRECT(Controls!$F$41),Active!$A50,Active!G$21)","v":0},{"$f":"INDEX(INDIRECT(Controls!$F$41),Active!$A50,Active!H$21)","v":0},{"$f":"INDEX(INDIRECT(Controls!$F$41),Active!$A50,Active!I$21)","v":861.11233664418421},{"$f":"INDEX(INDIRECT(Controls!$F$41),Active!$A50,Active!J$21)","v":882.6809648993584},{"$f":"INDEX(INDIRECT(Controls!$F$41),Active!$A50,Active!K$21)","v":881.33966015016301},{"$f":"INDEX(INDIRECT(Controls!$F$41),Active!$A50,Active!L$21)","v":881.03368231299692},{"$f":"INDEX(INDIRECT(Controls!$F$41),Active!$A50,Active!M$21)","v":879.95826358838133},{"$f":"INDEX(INDIRECT(Controls!$F$41),Active!$A50,Active!N$21)","v":878.74911216133614},{"$f":"INDEX(INDIRECT(Controls!$F$41),Active!$A50,Active!O$21)","v":881.07071005897251},{"$f":"INDEX(INDIRECT(Controls!$F$41),Active!$A50,Active!P$21)","v":878.08420544765818},{"$f":"INDEX(INDIRECT(Controls!$F$41),Active!$A50,Active!Q$21)","v":876.81725875983614},{"$f":"INDEX(INDIRECT(Controls!$F$41),Active!$A50,Active!R$21)","v":878.89051849778809},{"$f":"INDEX(INDIRECT(Controls!$F$41),Active!$A50,Active!S$21)","v":884.47344487187615},{"$f":"INDEX(INDIRECT(Controls!$F$41),Active!$A50,Active!T$21)","v":892.34034012076688},{"$f":"INDEX(INDIRECT(Controls!$F$41),Active!$A50,Active!U$21)","v":899.80374467339561},{"$f":"INDEX(INDIRECT(Controls!$F$41),Active!$A50,Active!V$21)","v":906.74108938616757},{"$f":"INDEX(INDIRECT(Controls!$F$41),Active!$A50,Active!W$21)","v":915.29295146284426},{"$f":"INDEX(INDIRECT(Controls!$F$41),Active!$A50,Active!X$21)","v":916.99460997247206},{"$f":"INDEX(INDIRECT(Controls!$F$41),Active!$A50,Active!Y$21)","v":920.43791708174558},{"$f":"INDEX(INDIRECT(Controls!$F$41),Active!$A50,Active!Z$21)","v":922.52007461358585},{"$f":"INDEX(INDIRECT(Controls!$F$41),Active!$A50,Active!AA$21)","v":923.89582404808334},{"$f":"INDEX(INDIRECT(Controls!$F$41),Active!$A50,Active!AB$21)","v":923.53086786947699},{"$f":"INDEX(INDIRECT(Controls!$F$41),Active!$A50,Active!AC$21)","v":925.20670122095623},{"$f":"INDEX(INDIRECT(Controls!$F$41),Active!$A50,Active!AD$21)","v":927.80829258744825},{"$f":"INDEX(INDIRECT(Controls!$F$41),Active!$A50,Active!AE$21)","v":931.80235946313564},{"$f":"INDEX(INDIRECT(Controls!$F$41),Active!$A50,Active!AF$21)","v":940.61655165333968},{"$f":"INDEX(INDIRECT(Controls!$F$41),Active!$A50,Active!AG$21)","v":949.22849028691007}]
[29,{"$f":"INDEX(INDIRECT(Controls!$F$41),Active!$A51,Active!B$21)","v":"Two Degrees Winter Peak"},{"$f":"INDEX(INDIRECT(Controls!$F$41),Active!$A51,Active!C$21)","v":"G"},{"$f":"INDEX(INDIRECT(Controls!$F$41),Active!$A51,Active!D$21)","v":"G7"},{"$f":"INDEX(INDIRECT(Controls!$F$41),Active!$A51,Active!E$21)","v":0},{"$f":"INDEX(INDIRECT(Controls!$F$41),Active!$A51,Active!F$21)","v":0},{"$f":"INDEX(INDIRECT(Controls!$F$41),Active!$A51,Active!G$21)","v":0},{"$f":"INDEX(INDIRECT(Controls!$F$41),Active!$A51,Active!H$21)","v":0},{"$f":"INDEX(INDIRECT(Controls!$F$41),Active!$A51,Active!I$21)","v":263.26713245841887},{"$f":"INDEX(INDIRECT(Controls!$F$41),Active!$A51,Active!J$21)","v":270.38934948665565},{"$f":"INDEX(INDIRECT(Controls!$F$41),Active!$A51,Active!K$21)","v":270.72573078576335},{"$f":"INDEX(INDIRECT(Controls!$F$41),Active!$A51,Active!L$21)","v":271.43442940017144},{"$f":"INDEX(INDIRECT(Controls!$F$41),Active!$A51,Active!M$21)","v":271.91284523449775},{"$f":"INDEX(INDIRECT(Controls!$F$41),Active!$A51,Active!N$21)","v":272.08337597315716},{"$f":"INDEX(INDIRECT(Controls!$F$41),Active!$A51,Active!O$21)","v":273.29890077793056},{"$f":"INDEX(INDIRECT(Controls!$F$41),Active!$A51,Active!P$21)","v":272.63328439832247},{"$f":"INDEX(INDIRECT(Controls!$F$41),Active!$A51,Active!Q$21)","v":272.37440205784213},{"$f":"INDEX(INDIRECT(Controls!$F$41),Active!$A51,Active!R$21)","v":273.330890290078},{"$f":"INDEX(INDIRECT(Controls!$F$41),Active!$A51,Active!S$21)","v":275.4955165892062},{"$f":"INDEX(INDIRECT(Controls!$F$41),Active!$A51,Active!T$21)","v":278.44023235255361},{"$f":"INDEX(INDIRECT(Controls!$F$41),Active!$A51,Active!U$21)","v":281.30960916064987},{"$f":"INDEX(INDIRECT(Controls!$F$41),Active!$A51,Active!V$21)","v":284.04808819599418},{"$f":"INDEX(INDIRECT(Controls!$F$41),Active!$A51,Active!W$21)","v":287.28721909041968},{"$f":"INDEX(INDIRECT(Controls!$F$41),Active!$A51,Active!X$21)","v":288.32766590968862},{"$f":"INDEX(INDIRECT(Controls!$F$41),Active!$A51,Active!Y$21)","v":289.79082379345812},{"$f":"INDEX(INDIRECT(Controls!$F$41),Active!$A51,Active!Z$21)","v":290.72991432087792},{"$f":"INDEX(INDIRECT(Controls!$F$41),Active!$A51,Active!AA$21)","v":291.34845249660236},{"$f":"INDEX(INDIRECT(Controls!$F$41),Active!$A51,Active!AB$21)","v":291.33562850017086},{"$f":"INDEX(INDIRECT(Controls!$F$41),Active!$A51,Active!AC$21)","v":291.98465814553293},{"$f":"INDEX(INDIRECT(Controls!$F$41),Active!$A51,Active!AD$21)","v":292.96510008257218},{"$f":"INDEX(INDIRECT(Controls!$F$41),Active!$A51,Active!AE$21)","v":294.4317681061687},{"$f":"INDEX(INDIRECT(Controls!$F$41),Active!$A51,Active!AF$21)","v":297.44063115552251},{"$f":"INDEX(INDIRECT(Controls!$F$41),Active!$A51,Active!AG$21)","v":300.46028068691032}]
[30,{"$f":"INDEX(INDIRECT(Controls!$F$41),Active!$A52,Active!B$21)","v":"Two Degrees Winter Peak"},{"$f":"INDEX(INDIRECT(Controls!$F$41),Active!$A52,Active!C$21)","v":"H"},{"$f":"INDEX(INDIRECT(Controls!$F$41),Active!$A52,Active!D$21)","v":"H1"},{"$f":"INDEX(INDIRECT(Controls!$F$41),Active!$A52,Active!E$21)","v":0},{"$f":"INDEX(INDIRECT(Controls!$F$41),Active!$A52,Active!F$21)","v":0},{"$f":"INDEX(INDIRECT(Controls!$F$41),Active!$A52,Active!G$21)","v":0},{"$f":"INDEX(INDIRECT(Controls!$F$41),Active!$A52,Active!H$21)","v":0},{"$f":"INDEX(INDIRECT(Controls!$F$41),Active!$A52,Active!I$21)","v":277.44503953234459},{"$f":"INDEX(INDIRECT(Controls!$F$41),Active!$A52,Active!J$21)","v":283.87409311027733},{"$f":"INDEX(INDIRECT(Controls!$F$41),Active!$A52,Active!K$21)","v":282.70655069856093},{"$f":"INDEX(INDIRECT(Controls!$F$41),Active!$A52,Active!L$21)","v":281.81762416768129},{"$f":"INDEX(INDIRECT(Controls!$F$41),Active!$A52,Active!M$21)","v":280.67590440450942},{"$f":"INDEX(INDIRECT(Controls!$F$41),Active!$A52,Active!N$21)","v":279.75413455154421},{"$f":"INDEX(INDIRECT(Controls!$F$41),Active!$A52,Active!O$21)","v":280.00389780225788},{"$f":"INDEX(INDIRECT(Controls!$F$41),Active!$A52,Active!P$21)","v":278.79789073052808},{"$f":"INDEX(INDIRECT(Controls!$F$41),Active!$A52,Active!Q$21)","v":278.26313411971705},{"$f":"INDEX(INDIRECT(Controls!$F$41),Active!$A52,Active!R$21)","v":278.61327995766004},{"$f":"INDEX(INDIRECT(Controls!$F$41),Active!$A52,Active!S$21)","v":279.9610927265814},{"$f":"INDEX(INDIRECT(Controls!$F$41),Active!$A52,Active!T$21)","v":281.96418626933558},{"$f":"INDEX(INDIRECT(Controls!$F$41),Active!$A52,Active!U$21)","v":283.78997016328748},{"$f":"INDEX(INDIRECT(Controls!$F$41),Active!$A52,Active!V$21)","v":285.41677091902636},{"$f":"INDEX(INDIRECT(Controls!$F$41),Active!$A52,Active!W$21)","v":287.5568168228973},{"$f":"INDEX(INDIRECT(Controls!$F$41),Active!$A52,Active!X$21)","v":287.59259838007966},{"$f":"INDEX(INDIRECT(Controls!$F$41),Active!$A52,Active!Y$21)","v":288.2976614564252},{"$f":"INDEX(INDIRECT(Controls!$F$41),Active!$A52,Active!Z$21)","v":288.67049364506772},{"$f":"INDEX(INDIRECT(Controls!$F$41),Active!$A52,Active!AA$21)","v":288.91875669852539},{"$f":"INDEX(INDIRECT(Controls!$F$41),Active!$A52,Active!AB$21)","v":288.70388151484906},{"$f":"INDEX(INDIRECT(Controls!$F$41),Active!$A52,Active!AC$21)","v":289.10917388312959},{"$f":"INDEX(INDIRECT(Controls!$F$41),Active!$A52,Active!AD$21)","v":289.76507644524787},{"$f":"INDEX(INDIRECT(Controls!$F$41),Active!$A52,Active!AE$21)","v":290.81001790619302},{"$f":"INDEX(INDIRECT(Controls!$F$41),Active!$A52,Active!AF$21)","v":293.34044843228452},{"$f":"INDEX(INDIRECT(Controls!$F$41),Active!$A52,Active!AG$21)","v":295.73417028502087}]
[31,{"$f":"INDEX(INDIRECT(Controls!$F$41),Active!$A53,Active!B$21)","v":"Two Degrees Winter Peak"},{"$f":"INDEX(INDIRECT(Controls!$F$41),Active!$A53,Active!C$21)","v":"H"},{"$f":"INDEX(INDIRECT(Controls!$F$41),Active!$A53,Active!D$21)","v":"H2"},{"$f":"INDEX(INDIRECT(Controls!$F$41),Active!$A53,Active!E$21)","v":0},{"$f":"INDEX(INDIRECT(Controls!$F$41),Active!$A53,Active!F$21)","v":0},{"$f":"INDEX(INDIRECT(Controls!$F$41),Active!$A53,Active!G$21)","v":0},{"$f":"INDEX(INDIRECT(Controls!$F$41),Active!$A53,Active!H$21)","v":0},{"$f":"INDEX(INDIRECT(Controls!$F$41),Active!$A53,Active!I$21)","v":867.32356543623121},{"$f":"INDEX(INDIRECT(Controls!$F$41),Active!$A53,Active!J$21)","v":886.58018638329941},{"$f":"INDEX(INDIRECT(Controls!$F$41),Active!$A53,Active!K$21)","v":881.74106406672274},{"$f":"INDEX(INDIRECT(Controls!$F$41),Active!$A53,Active!L$21)","v":877.68404441960308},{"$f":"INDEX(INDIRECT(Controls!$F$41),Active!$A53,Active!M$21)","v":872.82886680855825},{"$f":"INDEX(INDIRECT(Controls!$F$41),Active!$A53,Active!N$21)","v":869.08666012526612},{"$f":"INDEX(INDIRECT(Controls!$F$41),Active!$A53,Active!O$21)","v":869.06169411933115},{"$f":"INDEX(INDIRECT(Controls!$F$41),Active!$A53,Active!P$21)","v":864.89735404378314},{"$f":"INDEX(INDIRECT(Controls!$F$41),Active!$A53,Active!Q$21)","v":863.02098336811832},{"$f":"INDEX(INDIRECT(Controls!$F$41),Active!$A53,Active!R$21)","v":863.60155923792672},{"$f":"INDEX(INDIRECT(Controls!$F$41),Active!$A53,Active!S$21)","v":867.08566067356287},{"$f":"INDEX(INDIRECT(Controls!$F$41),Active!$A53,Active!T$21)","v":872.48789593178117},{"$f":"INDEX(INDIRECT(Controls!$F$41),Active!$A53,Active!U$21)","v":877.2593364209614},{"$f":"INDEX(INDIRECT(Controls!$F$41),Active!$A53,Active!V$21)","v":881.36104286115949},{"$f":"INDEX(INDIRECT(Controls!$F$41),Active!$A53,Active!W$21)","v":887.05598275489785},{"$f":"INDEX(INDIRECT(Controls!$F$41),Active!$A53,Active!X$21)","v":886.33905594526664},{"$f":"INDEX(INDIRECT(Controls!$F$41),Active!$A53,Active!Y$21)","v":887.88924889164923},{"$f":"INDEX(INDIRECT(Controls!$F$41),Active!$A53,Active!Z$21)","v":888.5727968397332},{"$f":"INDEX(INDIRECT(Controls!$F$41),Active!$A53,Active!AA$21)","v":889.03354954684426},{"$f":"INDEX(INDIRECT(Controls!$F$41),Active!$A53,Active!AB$21)","v":888.20449157457335},{"$f":"INDEX(INDIRECT(Controls!$F$41),Active!$A53,Active!AC$21)","v":889.2537233763494},{"$f":"INDEX(INDIRECT(Controls!$F$41),Active!$A53,Active!AD$21)","v":891.00930924228487},{"$f":"INDEX(INDIRECT(Controls!$F$41),Active!$A53,Active!AE$21)","v":893.88467543311447},{"$f":"INDEX(INDIRECT(Controls!$F$41),Active!$A53,Active!AF$21)","v":901.29464140205278},{"$f":"INDEX(INDIRECT(Controls!$F$41),Active!$A53,Active!AG$21)","v":908.16154073604321}]
[32,{"$f":"INDEX(INDIRECT(Controls!$F$41),Active!$A54,Active!B$21)","v":"Two Degrees Winter Peak"},{"$f":"INDEX(INDIRECT(Controls!$F$41),Active!$A54,Active!C$21)","v":"H"},{"$f":"INDEX(INDIRECT(Controls!$F$41),Active!$A54,Active!D$21)","v":"H6"},{"$f":"INDEX(INDIRECT(Controls!$F$41),Active!$A54,Active!E$21)","v":0},{"$f":"INDEX(INDIRECT(Controls!$F$41),Active!$A54,Active!F$21)","v":0},{"$f":"INDEX(INDIRECT(Controls!$F$41),Active!$A54,Active!G$21)","v":0},{"$f":"INDEX(INDIRECT(Controls!$F$41),Active!$A54,Active!H$21)","v":0},{"$f":"INDEX(INDIRECT(Controls!$F$41),Active!$A54,Active!I$21)","v":940.28238211466521},{"$f":"INDEX(INDIRECT(Controls!$F$41),Active!$A54,Active!J$21)","v":962.71102752107527},{"$f":"INDEX(INDIRECT(Controls!$F$41),Active!$A54,Active!K$21)","v":959.65896436130902},{"$f":"INDEX(INDIRECT(Controls!$F$41),Active!$A54,Active!L$21)","v":957.61877539292993},{"$f":"INDEX(INDIRECT(Controls!$F$41),Active!$A54,Active!M$21)","v":954.72786045427586},{"$f":"INDEX(INDIRECT(Controls!$F$41),Active!$A54,Active!N$21)","v":952.25872636623023},{"$f":"INDEX(INDIRECT(Controls!$F$41),Active!$A54,Active!O$21)","v":953.71823750087242},{"$f":"INDEX(INDIRECT(Controls!$F$41),Active!$A54,Active!P$21)","v":949.93093115849854},{"$f":"INDEX(INDIRECT(Controls!$F$41),Active!$A54,Active!Q$21)","v":948.27431478926007},{"$f":"INDEX(INDIRECT(Controls!$F$41),Active!$A54,Active!R$21)","v":949.85206833024381},{"$f":"INDEX(INDIRECT(Controls!$F$41),Active!$A54,Active!S$21)","v":954.97479143195619},{"$f":"INDEX(INDIRECT(Controls!$F$41),Active!$A54,Active!T$21)","v":962.41748237843194},{"$f":"INDEX(INDIRECT(Controls!$F$41),Active!$A54,Active!U$21)","v":969.31746531639146},{"$f":"INDEX(INDIRECT(Controls!$F$41),Active!$A54,Active!V$21)","v":975.57936414909261},{"$f":"INDEX(INDIRECT(Controls!$F$41),Active!$A54,Active!W$21)","v":983.58923183323452},{"$f":"INDEX(INDIRECT(Controls!$F$41),Active!$A54,Active!X$21)","v":984.34106516804741},{"$f":"INDEX(INDIRECT(Controls!$F$41),Active!$A54,Active!Y$21)","v":987.2280956693296},{"$f":"INDEX(INDIRECT(Controls!$F$41),Active!$A54,Active!Z$21)","v":988.85834868427924},{"$f":"INDEX(INDIRECT(Controls!$F$41),Active!$A54,Active!AA$21)","v":989.93965610345572},{"$f":"INDEX(INDIRECT(Controls!$F$41),Active!$A54,Active!AB$21)","v":989.33113325621275},{"$f":"INDEX(INDIRECT(Controls!$F$41),Active!$A54,Active!AC$21)","v":990.87037652345055},{"$f":"INDEX(INDIRECT(Controls!$F$41),Active!$A54,Active!AD$21)","v":993.31760255287361},{"$f":"INDEX(INDIRECT(Controls!$F$41),Active!$A54,Active!AE$21)","v":997.15665382321379},{"$f":"INDEX(INDIRECT(Controls!$F$41),Active!$A54,Active!AF$21)","v":1006.1132250667318},{"$f":"INDEX(INDIRECT(Controls!$F$41),Active!$A54,Active!AG$21)","v":1014.6945089577137}]
[33,{"$f":"INDEX(INDIRECT(Controls!$F$41),Active!$A55,Active!B$21)","v":"Two Degrees Winter Peak"},{"$f":"INDEX(INDIRECT(Controls!$F$41),Active!$A55,Active!C$21)","v":"J"},{"$f":"INDEX(INDIRECT(Controls!$F$41),Active!$A55,Active!D$21)","v":"J1"},{"$f":"INDEX(INDIRECT(Controls!$F$41),Active!$A55,Active!E$21)","v":0},{"$f":"INDEX(INDIRECT(Controls!$F$41),Active!$A55,Active!F$21)","v":0},{"$f":"INDEX(INDIRECT(Controls!$F$41),Active!$A55,Active!G$21)","v":0},{"$f":"INDEX(INDIRECT(Controls!$F$41),Active!$A55,Active!H$21)","v":0},{"$f":"INDEX(INDIRECT(Controls!$F$41),Active!$A55,Active!I$21)","v":659.50431197532612},{"$f":"INDEX(INDIRECT(Controls!$F$41),Active!$A55,Active!J$21)","v":673.17113563192027},{"$f":"INDEX(INDIRECT(Controls!$F$41),Active!$A55,Active!K$21)","v":668.11224716479262},{"$f":"INDEX(INDIRECT(Controls!$F$41),Active!$A55,Active!L$21)","v":663.54498005610731},{"$f":"INDEX(INDIRECT(Controls!$F$41),Active!$A55,Active!M$21)","v":658.36164084607105},{"$f":"INDEX(INDIRECT(Controls!$F$41),Active!$A55,Active!N$21)","v":654.51794177573231},{"$f":"INDEX(INDIRECT(Controls!$F$41),Active!$A55,Active!O$21)","v":653.56446741756497},{"$f":"INDEX(INDIRECT(Controls!$F$41),Active!$A55,Active!P$21)","v":649.94072712897935},{"$f":"INDEX(INDIRECT(Controls!$F$41),Active!$A55,Active!Q$21)","v":648.27659083771118},{"$f":"INDEX(INDIRECT(Controls!$F$41),Active!$A55,Active!R$21)","v":648.12191069387541},{"$f":"INDEX(INDIRECT(Controls!$F$41),Active!$A55,Active!S$21)","v":649.92535487996372},{"$f":"INDEX(INDIRECT(Controls!$F$41),Active!$A55,Active!T$21)","v":653.03615791753373},{"$f":"INDEX(INDIRECT(Controls!$F$41),Active!$A55,Active!U$21)","v":655.57858196202505},{"$f":"INDEX(INDIRECT(Controls!$F$41),Active!$A55,Active!V$21)","v":657.55643613925952},{"$f":"INDEX(INDIRECT(Controls!$F$41),Active!$A55,Active!W$21)","v":660.73274853043586},{"$f":"INDEX(INDIRECT(Controls!$F$41),Active!$A55,Active!X$21)","v":659.2264037185538},{"$f":"INDEX(INDIRECT(Controls!$F$41),Active!$A55,Active!Y$21)","v":659.64676674431382},{"$f":"INDEX(INDIRECT(Controls!$F$41),Active!$A55,Active!Z$21)","v":659.60755865587362},{"$f":"INDEX(INDIRECT(Controls!$F$41),Active!$A55,Active!AA$21)","v":659.592182298014},{"$f":"INDEX(INDIRECT(Controls!$F$41),Active!$A55,Active!AB$21)","v":658.77930240061937},{"$f":"INDEX(INDIRECT(Controls!$F$41),Active!$A55,Active!AC$21)","v":659.32457994480831},{"$f":"INDEX(INDIRECT(Controls!$F$41),Active!$A55,Active!AD$21)","v":660.31756594382239},{"$f":"INDEX(INDIRECT(Controls!$F$41),Active!$A55,Active!AE$21)","v":662.05022230824113},{"$f":"INDEX(INDIRECT(Controls!$F$41),Active!$A55,Active!AF$21)","v":667.10429468840016},{"$f":"INDEX(INDIRECT(Controls!$F$41),Active!$A55,Active!AG$21)","v":671.61123845118402}]
[34,{"$f":"INDEX(INDIRECT(Controls!$F$41),Active!$A56,Active!B$21)","v":"Two Degrees Winter Peak"},{"$f":"INDEX(INDIRECT(Controls!$F$41),Active!$A56,Active!C$21)","v":"J"},{"$f":"INDEX(INDIRECT(Controls!$F$41),Active!$A56,Active!D$21)","v":"J2"},{"$f":"INDEX(INDIRECT(Controls!$F$41),Active!$A56,Active!E$21)","v":0},{"$f":"INDEX(INDIRECT(Controls!$F$41),Active!$A56,Active!F$21)","v":0},{"$f":"INDEX(INDIRECT(Controls!$F$41),Active!$A56,Active!G$21)","v":0},{"$f":"INDEX(INDIRECT(Controls!$F$41),Active!$A56,Active!H$21)","v":0},{"$f":"INDEX(INDIRECT(Controls!$F$41),Active!$A56,Active!I$21)","v":0},{"$f":"INDEX(INDIRECT(Controls!$F$41),Active!$A56,Active!J$21)","v":0},{"$f":"INDEX(INDIRECT(Controls!$F$41),Active!$A56,Active!K$21)","v":0},{"$f":"INDEX(INDIRECT(Controls!$F$41),Active!$A56,Active!L$21)","v":0},{"$f":"INDEX(INDIRECT(Controls!$F$41),Active!$A56,Active!M$21)","v":0},{"$f":"INDEX(INDIRECT(Controls!$F$41),Active!$A56,Active!N$21)","v":0},{"$f":"INDEX(INDIRECT(Controls!$F$41),Active!$A56,Active!O$21)","v":0},{"$f":"INDEX(INDIRECT(Controls!$F$41),Active!$A56,Active!P$21)","v":0},{"$f":"INDEX(INDIRECT(Controls!$F$41),Active!$A56,Active!Q$21)","v":0},{"$f":"INDEX(INDIRECT(Controls!$F$41),Active!$A56,Active!R$21)","v":0},{"$f":"INDEX(INDIRECT(Controls!$F$41),Active!$A56,Active!S$21)","v":0},{"$f":"INDEX(INDIRECT(Controls!$F$41),Active!$A56,Active!T$21)","v":0},{"$f":"INDEX(INDIRECT(Controls!$F$41),Active!$A56,Active!U$21)","v":0},{"$f":"INDEX(INDIRECT(Controls!$F$41),Active!$A56,Active!V$21)","v":0},{"$f":"INDEX(INDIRECT(Controls!$F$41),Active!$A56,Active!W$21)","v":0},{"$f":"INDEX(INDIRECT(Controls!$F$41),Active!$A56,Active!X$21)","v":0},{"$f":"INDEX(INDIRECT(Controls!$F$41),Active!$A56,Active!Y$21)","v":0},{"$f":"INDEX(INDIRECT(Controls!$F$41),Active!$A56,Active!Z$21)","v":0},{"$f":"INDEX(INDIRECT(Controls!$F$41),Active!$A56,Active!AA$21)","v":0},{"$f":"INDEX(INDIRECT(Controls!$F$41),Active!$A56,Active!AB$21)","v":0},{"$f":"INDEX(INDIRECT(Controls!$F$41),Active!$A56,Active!AC$21)","v":0},{"$f":"INDEX(INDIRECT(Controls!$F$41),Active!$A56,Active!AD$21)","v":0},{"$f":"INDEX(INDIRECT(Controls!$F$41),Active!$A56,Active!AE$21)","v":0},{"$f":"INDEX(INDIRECT(Controls!$F$41),Active!$A56,Active!AF$21)","v":0},{"$f":"INDEX(INDIRECT(Controls!$F$41),Active!$A56,Active!AG$21)","v":0}]
[35,{"$f":"INDEX(INDIRECT(Controls!$F$41),Active!$A57,Active!B$21)","v":"Two Degrees Winter Peak"},{"$f":"INDEX(INDIRECT(Controls!$F$41),Active!$A57,Active!C$21)","v":"J"},{"$f":"INDEX(INDIRECT(Controls!$F$41),Active!$A57,Active!D$21)","v":"J3"},{"$f":"INDEX(INDIRECT(Controls!$F$41),Active!$A57,Active!E$21)","v":0},{"$f":"INDEX(INDIRECT(Controls!$F$41),Active!$A57,Active!F$21)","v":0},{"$f":"INDEX(INDIRECT(Controls!$F$41),Active!$A57,Active!G$21)","v":0},{"$f":"INDEX(INDIRECT(Controls!$F$41),Active!$A57,Active!H$21)","v":0},{"$f":"INDEX(INDIRECT(Controls!$F$41),Active!$A57,Active!I$21)","v":571.660404108688},{"$f":"INDEX(INDIRECT(Controls!$F$41),Active!$A57,Active!J$21)","v":585.30869981939145},{"$f":"INDEX(INDIRECT(Controls!$F$41),Active!$A57,Active!K$21)","v":583.47071153104184},{"$f":"INDEX(INDIRECT(Controls!$F$41),Active!$A57,Active!L$21)","v":582.24922180175372},{"$f":"INDEX(INDIRECT(Controls!$F$41),Active!$A57,Active!M$21)","v":580.51063564509468},{"$f":"INDEX(INDIRECT(Controls!$F$41),Active!$A57,Active!N$21)","v":579.02219557017099},{"$f":"INDEX(INDIRECT(Controls!$F$41),Active!$A57,Active!O$21)","v":579.92143024308382},{"$f":"INDEX(INDIRECT(Controls!$F$41),Active!$A57,Active!P$21)","v":577.62469651995127},{"$f":"INDEX(INDIRECT(Controls!$F$41),Active!$A57,Active!Q$21)","v":576.62055162659965},{"$f":"INDEX(INDIRECT(Controls!$F$41),Active!$A57,Active!R$21)","v":577.58736500957468},{"$f":"INDEX(INDIRECT(Controls!$F$41),Active!$A57,Active!S$21)","v":580.71258164366873},{"$f":"INDEX(INDIRECT(Controls!$F$41),Active!$A57,Active!T$21)","v":585.25018666116273},{"$f":"INDEX(INDIRECT(Controls!$F$41),Active!$A57,Active!U$21)","v":589.45897320194626},{"$f":"INDEX(INDIRECT(Controls!$F$41),Active!$A57,Active!V$21)","v":593.28053020182824},{"$f":"INDEX(INDIRECT(Controls!$F$41),Active!$A57,Active!W$21)","v":598.16495992315197},{"$f":"INDEX(INDIRECT(Controls!$F$41),Active!$A57,Active!X$21)","v":598.63429018634781},{"$f":"INDEX(INDIRECT(Controls!$F$41),Active!$A57,Active!Y$21)","v":600.39916653156001},{"$f":"INDEX(INDIRECT(Controls!$F$41),Active!$A57,Active!Z$21)","v":601.39742445944341},{"$f":"INDEX(INDIRECT(Controls!$F$41),Active!$A57,Active!AA$21)","v":602.05948083550606},{"$f":"INDEX(INDIRECT(Controls!$F$41),Active!$A57,Active!AB$21)","v":601.6918429228092},{"$f":"INDEX(INDIRECT(Controls!$F$41),Active!$A57,Active!AC$21)","v":602.63086774193016},{"$f":"INDEX(INDIRECT(Controls!$F$41),Active!$A57,Active!AD$21)","v":604.12305430573872},{"$f":"INDEX(INDIRECT(Controls!$F$41),Active!$A57,Active!AE$21)","v":606.46284804349159},{"$f":"INDEX(INDIRECT(Controls!$F$41),Active!$A57,Active!AF$21)","v":611.91553649838488},{"$f":"INDEX(INDIRECT(Controls!$F$41),Active!$A57,Active!AG$21)","v":617.14177154972708}]
[36,{"$f":"INDEX(INDIRECT(Controls!$F$41),Active!$A58,Active!B$21)","v":"Two Degrees Winter Peak"},{"$f":"INDEX(INDIRECT(Controls!$F$41),Active!$A58,Active!C$21)","v":"J"},{"$f":"INDEX(INDIRECT(Controls!$F$41),Active!$A58,Active!D$21)","v":"J4"},{"$f":"INDEX(INDIRECT(Controls!$F$41),Active!$A58,Active!E$21)","v":0},{"$f":"INDEX(INDIRECT(Controls!$F$41),Active!$A58,Active!F$21)","v":0},{"$f":"INDEX(INDIRECT(Controls!$F$41),Active!$A58,Active!G$21)","v":0},{"$f":"INDEX(INDIRECT(Controls!$F$41),Active!$A58,Active!H$21)","v":0},{"$f":"INDEX(INDIRECT(Controls!$F$41),Active!$A58,Active!I$21)","v":244.54895964402374},{"$f":"INDEX(INDIRECT(Controls!$F$41),Active!$A58,Active!J$21)","v":251.81210890185992},{"$f":"INDEX(INDIRECT(Controls!$F$41),Active!$A58,Active!K$21)","v":253.03961486422952},{"$f":"INDEX(INDIRECT(Controls!$F$41),Active!$A58,Active!L$21)","v":254.68135366273745},{"$f":"INDEX(INDIRECT(Controls!$F$41),Active!$A58,Active!M$21)","v":256.1152600791815},{"$f":"INDEX(INDIRECT(Controls!$F$41),Active!$A58,Active!N$21)","v":256.93587224183267},{"$f":"INDEX(INDIRECT(Controls!$F$41),Active!$A58,Active!O$21)","v":258.68493860657503},{"$f":"INDEX(INDIRECT(Controls!$F$41),Active!$A58,Active!P$21)","v":258.36997669987613},{"$f":"INDEX(INDIRECT(Controls!$F$41),Active!$A58,Active!Q$21)","v":258.28697310130508},{"$f":"INDEX(INDIRECT(Controls!$F$41),Active!$A58,Active!R$21)","v":259.57095281991235},{"$f":"INDEX(INDIRECT(Controls!$F$41),Active!$A58,Active!S$21)","v":262.14282190926116},{"$f":"INDEX(INDIRECT(Controls!$F$41),Active!$A58,Active!T$21)","v":265.53960732337498},{"$f":"INDEX(INDIRECT(Controls!$F$41),Active!$A58,Active!U$21)","v":268.92527533293213},{"$f":"INDEX(INDIRECT(Controls!$F$41),Active!$A58,Active!V$21)","v":272.22604685906344},{"$f":"INDEX(INDIRECT(Controls!$F$41),Active!$A58,Active!W$21)","v":276.00051248353168},{"$f":"INDEX(INDIRECT(Controls!$F$41),Active!$A58,Active!X$21)","v":277.60466909687517},{"$f":"INDEX(INDIRECT(Controls!$F$41),Active!$A58,Active!Y$21)","v":279.4669313783117},{"$f":"INDEX(INDIRECT(Controls!$F$41),Active!$A58,Active!Z$21)","v":280.71008877798511},{"$f":"INDEX(INDIRECT(Controls!$F$41),Active!$A58,Active!AA$21)","v":281.52728258572563},{"$f":"INDEX(INDIRECT(Controls!$F$41),Active!$A58,Active!AB$21)","v":281.63642719475109},{"$f":"INDEX(INDIRECT(Controls!$F$41),Active!$A58,Active!AC$21)","v":282.40685791960442},{"$f":"INDEX(INDIRECT(Controls!$F$41),Active!$A58,Active!AD$21)","v":283.54444541500158},{"$f":"INDEX(INDIRECT(Controls!$F$41),Active!$A58,Active!AE$21)","v":285.20785924224276},{"$f":"INDEX(INDIRECT(Controls!$F$41),Active!$A58,Active!AF$21)","v":288.38784096133242},{"$f":"INDEX(INDIRECT(Controls!$F$41),Active!$A58,Active!AG$21)","v":291.66686472382651}]
[37,{"$f":"INDEX(INDIRECT(Controls!$F$41),Active!$A59,Active!B$21)","v":"Two Degrees Winter Peak"},{"$f":"INDEX(INDIRECT(Controls!$F$41),Active!$A59,Active!C$21)","v":"J"},{"$f":"INDEX(INDIRECT(Controls!$F$41),Active!$A59,Active!D$21)","v":"J5"},{"$f":"INDEX(INDIRECT(Controls!$F$41),Active!$A59,Active!E$21)","v":0},{"$f":"INDEX(INDIRECT(Controls!$F$41),Active!$A59,Active!F$21)","v":0},{"$f":"INDEX(INDIRECT(Controls!$F$41),Active!$A59,Active!G$21)","v":0},{"$f":"INDEX(INDIRECT(Controls!$F$41),Active!$A59,Active!H$21)","v":0},{"$f":"INDEX(INDIRECT(Controls!$F$41),Active!$A59,Active!I$21)","v":512.14883605287218},{"$f":"INDEX(INDIRECT(Controls!$F$41),Active!$A59,Active!J$21)","v":524.15471964408243},{"$f":"INDEX(INDIRECT(Controls!$F$41),Active!$A59,Active!K$21)","v":522.19484393327741},{"$f":"INDEX(INDIRECT(Controls!$F$41),Active!$A59,Active!L$21)","v":520.76387785133238},{"$f":"INDEX(INDIRECT(Controls!$F$41),Active!$A59,Active!M$21)","v":518.86756628346222},{"$f":"INDEX(INDIRECT(Controls!$F$41),Active!$A59,Active!N$21)","v":517.30739769893466},{"$f":"INDEX(INDIRECT(Controls!$F$41),Active!$A59,Active!O$21)","v":517.9007993334842},{"$f":"INDEX(INDIRECT(Controls!$F$41),Active!$A59,Active!P$21)","v":515.73932987150204},{"$f":"INDEX(INDIRECT(Controls!$F$41),Active!$A59,Active!Q$21)","v":514.78581516993847},{"$f":"INDEX(INDIRECT(Controls!$F$41),Active!$A59,Active!R$21)","v":515.51659776660881},{"$f":"INDEX(INDIRECT(Controls!$F$41),Active!$A59,Active!S$21)","v":518.12438394760022},{"$f":"INDEX(INDIRECT(Controls!$F$41),Active!$A59,Active!T$21)","v":521.9631940905947},{"$f":"INDEX(INDIRECT(Controls!$F$41),Active!$A59,Active!U$21)","v":525.48726669106713},{"$f":"INDEX(INDIRECT(Controls!$F$41),Active!$A59,Active!V$21)","v":528.65186061973009},{"$f":"INDEX(INDIRECT(Controls!$F$41),Active!$A59,Active!W$21)","v":532.7657220275355},{"$f":"INDEX(INDIRECT(Controls!$F$41),Active!$A59,Active!X$21)","v":532.96790777388946},{"$f":"INDEX(INDIRECT(Controls!$F$41),Active!$A59,Active!Y$21)","v":534.37682741941353},{"$f":"INDEX(INDIRECT(Controls!$F$41),Active!$A59,Active!Z$21)","v":535.14422298961961},{"$f":"INDEX(INDIRECT(Controls!$F$41),Active!$A59,Active!AA$21)","v":535.65430152123588},{"$f":"INDEX(INDIRECT(Controls!$F$41),Active!$A59,Active!AB$21)","v":535.28349688954575},{"$f":"INDEX(INDIRECT(Controls!$F$41),Active!$A59,Active!AC$21)","v":536.06741349927574},{"$f":"INDEX(INDIRECT(Controls!$F$41),Active!$A59,Active!AD$21)","v":537.3266044334863},{"$f":"INDEX(INDIRECT(Controls!$F$41),Active!$A59,Active!AE$21)","v":539.31977473137795},{"$f":"INDEX(INDIRECT(Controls!$F$41),Active!$A59,Active!AF$21)","v":544.0730164124567},{"$f":"INDEX(INDIRECT(Controls!$F$41),Active!$A59,Active!AG$21)","v":548.59290590916339}]
[38,{"$f":"INDEX(INDIRECT(Controls!$F$41),Active!$A60,Active!B$21)","v":"Two Degrees Winter Peak"},{"$f":"INDEX(INDIRECT(Controls!$F$41),Active!$A60,Active!C$21)","v":"J"},{"$f":"INDEX(INDIRECT(Controls!$F$41),Active!$A60,Active!D$21)","v":"J6"},{"$f":"INDEX(INDIRECT(Controls!$F$41),Active!$A60,Active!E$21)","v":0},{"$f":"INDEX(INDIRECT(Controls!$F$41),Active!$A60,Active!F$21)","v":0},{"$f":"INDEX(INDIRECT(Controls!$F$41),Active!$A60,Active!G$21)","v":0},{"$f":"INDEX(INDIRECT(Controls!$F$41),Active!$A60,Active!H$21)","v":0},{"$f":"INDEX(INDIRECT(Controls!$F$41),Active!$A60,Active!I$21)","v":772.96345380806531},{"$f":"INDEX(INDIRECT(Controls!$F$41),Active!$A60,Active!J$21)","v":792.21908466050263},{"$f":"INDEX(INDIRECT(Controls!$F$41),Active!$A60,Active!K$21)","v":790.86652089739914},{"$f":"INDEX(INDIRECT(Controls!$F$41),Active!$A60,Active!L$21)","v":790.43219833068986},{"$f":"INDEX(INDIRECT(Controls!$F$41),Active!$A60,Active!M$21)","v":789.30621298389769},{"$f":"INDEX(INDIRECT(Controls!$F$41),Active!$A60,Active!N$21)","v":788.11332407020814},{"$f":"INDEX(INDIRECT(Controls!$F$41),Active!$A60,Active!O$21)","v":790.09661290851682},{"$f":"INDEX(INDIRECT(Controls!$F$41),Active!$A60,Active!P$21)","v":787.36657803796595},{"$f":"INDEX(INDIRECT(Controls!$F$41),Active!$A60,Active!Q$21)","v":786.20375724712608},{"$f":"INDEX(INDIRECT(Controls!$F$41),Active!$A60,Active!R$21)","v":788.00057326374269},{"$f":"INDEX(INDIRECT(Controls!$F$41),Active!$A60,Active!S$21)","v":792.92088998553129},{"$f":"INDEX(INDIRECT(Controls!$F$41),Active!$A60,Active!T$21)","v":799.87509121003927},{"$f":"INDEX(INDIRECT(Controls!$F$41),Active!$A60,Active!U$21)","v":806.45754844059877},{"$f":"INDEX(INDIRECT(Controls!$F$41),Active!$A60,Active!V$21)","v":812.5618390155438},{"$f":"INDEX(INDIRECT(Controls!$F$41),Active!$A60,Active!W$21)","v":820.11397228885733},{"$f":"INDEX(INDIRECT(Controls!$F$41),Active!$A60,Active!X$21)","v":821.53790562873382},{"$f":"INDEX(INDIRECT(Controls!$F$41),Active!$A60,Active!Y$21)","v":824.54704672691719},{"$f":"INDEX(INDIRECT(Controls!$F$41),Active!$A60,Active!Z$21)","v":826.35585368569264},{"$f":"INDEX(INDIRECT(Controls!$F$41),Active!$A60,Active!AA$21)","v":827.55137949081939},{"$f":"INDEX(INDIRECT(Controls!$F$41),Active!$A60,Active!AB$21)","v":827.20412809332618},{"$f":"INDEX(INDIRECT(Controls!$F$41),Active!$A60,Active!AC$21)","v":828.68121018003751},{"$f":"INDEX(INDIRECT(Controls!$F$41),Active!$A60,Active!AD$21)","v":830.97965482862674},{"$f":"INDEX(INDIRECT(Controls!$F$41),Active!$A60,Active!AE$21)","v":834.51599028461192},{"$f":"INDEX(INDIRECT(Controls!$F$41),Active!$A60,Active!AF$21)","v":842.36539106325324},{"$f":"INDEX(INDIRECT(Controls!$F$41),Active!$A60,Active!AG$21)","v":850.0187888045125}]
[39,{"$f":"INDEX(INDIRECT(Controls!$F$41),Active!$A61,Active!B$21)","v":"Two Degrees Winter Peak"},{"$f":"INDEX(INDIRECT(Controls!$F$41),Active!$A61,Active!C$21)","v":"J"},{"$f":"INDEX(INDIRECT(Controls!$F$41),Active!$A61,Active!D$21)","v":"J7"},{"$f":"INDEX(INDIRECT(Controls!$F$41),Active!$A61,Active!E$21)","v":0},{"$f":"INDEX(INDIRECT(Controls!$F$41),Active!$A61,Active!F$21)","v":0},{"$f":"INDEX(INDIRECT(Controls!$F$41),Active!$A61,Active!G$21)","v":0},{"$f":"INDEX(INDIRECT(Controls!$F$41),Active!$A61,Active!H$21)","v":0},{"$f":"INDEX(INDIRECT(Controls!$F$41),Active!$A61,Active!I$21)","v":362.80203730936864},{"$f":"INDEX(INDIRECT(Controls!$F$41),Active!$A61,Active!J$21)","v":371.86088113750293},{"$f":"INDEX(INDIRECT(Controls!$F$41),Active!$A61,Active!K$21)","v":371.25561217271598},{"$f":"INDEX(INDIRECT(Controls!$F$41),Active!$A61,Active!L$21)","v":371.0835440426788},{"$f":"INDEX(INDIRECT(Controls!$F$41),Active!$A61,Active!M$21)","v":370.58703001277911},{"$f":"INDEX(INDIRECT(Controls!$F$41),Active!$A61,Active!N$21)","v":370.04853436215285},{"$f":"INDEX(INDIRECT(Controls!$F$41),Active!$A61,Active!O$21)","v":370.99946019081},{"$f":"INDEX(INDIRECT(Controls!$F$41),Active!$A61,Active!P$21)","v":369.72788183884029},{"$f":"INDEX(INDIRECT(Controls!$F$41),Active!$A61,Active!Q$21)","v":369.18718442398171},{"$f":"INDEX(INDIRECT(Controls!$F$41),Active!$A61,Active!R$21)","v":370.04333088343623},{"$f":"INDEX(INDIRECT(Controls!$F$41),Active!$A61,Active!S$21)","v":372.37089378053645},{"$f":"INDEX(INDIRECT(Controls!$F$41),Active!$A61,Active!T$21)","v":375.65633273545649},{"$f":"INDEX(INDIRECT(Controls!$F$41),Active!$A61,Active!U$21)","v":378.76919076269246},{"$f":"INDEX(INDIRECT(Controls!$F$41),Active!$A61,Active!V$21)","v":381.65880015934567},{"$f":"INDEX(INDIRECT(Controls!$F$41),Active!$A61,Active!W$21)","v":385.22825555066839},{"$f":"INDEX(INDIRECT(Controls!$F$41),Active!$A61,Active!X$21)","v":385.91721223128275},{"$f":"INDEX(INDIRECT(Controls!$F$41),Active!$A61,Active!Y$21)","v":387.34586091042451},{"$f":"INDEX(INDIRECT(Controls!$F$41),Active!$A61,Active!Z$21)","v":388.20683835395062},{"$f":"INDEX(INDIRECT(Controls!$F$41),Active!$A61,Active!AA$21)","v":388.77581912131865},{"$f":"INDEX(INDIRECT(Controls!$F$41),Active!$A61,Active!AB$21)","v":388.61674441179827},{"$f":"INDEX(INDIRECT(Controls!$F$41),Active!$A61,Active!AC$21)","v":389.31545080807354},{"$f":"INDEX(INDIRECT(Controls!$F$41),Active!$A61,Active!AD$21)","v":390.40159311731401},{"$f":"INDEX(INDIRECT(Controls!$F$41),Active!$A61,Active!AE$21)","v":392.07115556484638},{"$f":"INDEX(INDIRECT(Controls!$F$41),Active!$A61,Active!AF$21)","v":395.76783605382593},{"$f":"INDEX(INDIRECT(Controls!$F$41),Active!$A61,Active!AG$21)","v":399.37539707099552}]
[40,{"$f":"INDEX(INDIRECT(Controls!$F$41),Active!$A62,Active!B$21)","v":"Two Degrees Winter Peak"},{"$f":"INDEX(INDIRECT(Controls!$F$41),Active!$A62,Active!C$21)","v":"J"},{"$f":"INDEX(INDIRECT(Controls!$F$41),Active!$A62,Active!D$21)","v":"J8"},{"$f":"INDEX(INDIRECT(Controls!$F$41),Active!$A62,Active!E$21)","v":0},{"$f":"INDEX(INDIRECT(Controls!$F$41),Active!$A62,Active!F$21)","v":0},{"$f":"INDEX(INDIRECT(Controls!$F$41),Active!$A62,Active!G$21)","v":0},{"$f":"INDEX(INDIRECT(Controls!$F$41),Active!$A62,Active!H$21)","v":0},{"$f":"INDEX(INDIRECT(Controls!$F$41),Active!$A62,Active!I$21)","v":204.35457978527143},{"$f":"INDEX(INDIRECT(Controls!$F$41),Active!$A62,Active!J$21)","v":209.91820062625916},{"$f":"INDEX(INDIRECT(Controls!$F$41),Active!$A62,Active!K$21)","v":210.22903342089666},{"$f":"INDEX(INDIRECT(Controls!$F$41),Active!$A62,Active!L$21)","v":210.83258458562258},{"$f":"INDEX(INDIRECT(Controls!$F$41),Active!$A62,Active!M$21)","v":211.25771471359116},{"$f":"INDEX(INDIRECT(Controls!$F$41),Active!$A62,Active!N$21)","v":211.4260705620141},{"$f":"INDEX(INDIRECT(Controls!$F$41),Active!$A62,Active!O$21)","v":212.40328165330834},{"$f":"INDEX(INDIRECT(Controls!$F$41),Active!$A62,Active!P$21)","v":211.90309697770633},{"$f":"INDEX(INDIRECT(Controls!$F$41),Active!$A62,Active!Q$21)","v":211.71070334279943},{"$f":"INDEX(INDIRECT(Controls!$F$41),Active!$A62,Active!R$21)","v":212.4746457142011},{"$f":"INDEX(INDIRECT(Controls!$F$41),Active!$A62,Active!S$21)","v":214.18537700115843},{"$f":"INDEX(INDIRECT(Controls!$F$41),Active!$A62,Active!T$21)","v":216.50708338507854},{"$f":"INDEX(INDIRECT(Controls!$F$41),Active!$A62,Active!U$21)","v":218.77350861438265},{"$f":"INDEX(INDIRECT(Controls!$F$41),Active!$A62,Active!V$21)","v":220.94032174817471},{"$f":"INDEX(INDIRECT(Controls!$F$41),Active!$A62,Active!W$21)","v":223.49622289167161},{"$f":"INDEX(INDIRECT(Controls!$F$41),Active!$A62,Active!X$21)","v":224.33849699511302},{"$f":"INDEX(INDIRECT(Controls!$F$41),Active!$A62,Active!Y$21)","v":225.50157831525451},{"$f":"INDEX(INDIRECT(Controls!$F$41),Active!$A62,Active!Z$21)","v":226.25067599054586},{"$f":"INDEX(INDIRECT(Controls!$F$41),Active!$A62,Active!AA$21)","v":226.74398608474132},{"$f":"INDEX(INDIRECT(Controls!$F$41),Active!$A62,Active!AB$21)","v":226.7406102439567},{"$f":"INDEX(INDIRECT(Controls!$F$41),Active!$A62,Active!AC$21)","v":227.25350822875041},{"$f":"INDEX(INDIRECT(Controls!$F$41),Active!$A62,Active!AD$21)","v":228.02687968289794},{"$f":"INDEX(INDIRECT(Controls!$F$41),Active!$A62,Active!AE$21)","v":229.18170265624025},{"$f":"INDEX(INDIRECT(Controls!$F$41),Active!$A62,Active!AF$21)","v":231.53818219042336},{"$f":"INDEX(INDIRECT(Controls!$F$41),Active!$A62,Active!AG$21)","v":233.90787212175783}]
[41,{"$f":"INDEX(INDIRECT(Controls!$F$41),Active!$A63,Active!B$21)","v":"Two Degrees Winter Peak"},{"$f":"INDEX(INDIRECT(Controls!$F$41),Active!$A63,Active!C$21)","v":"K"},{"$f":"INDEX(INDIRECT(Controls!$F$41),Active!$A63,Active!D$21)","v":"K4"},{"$f":"INDEX(INDIRECT(Controls!$F$41),Active!$A63,Active!E$21)","v":0},{"$f":"INDEX(INDIRECT(Controls!$F$41),Active!$A63,Active!F$21)","v":0},{"$f":"INDEX(INDIRECT(Controls!$F$41),Active!$A63,Active!G$21)","v":0},{"$f":"INDEX(INDIRECT(Controls!$F$41),Active!$A63,Active!H$21)","v":0},{"$f":"INDEX(INDIRECT(Controls!$F$41),Active!$A63,Active!I$21)","v":205.5224236938455},{"$f":"INDEX(INDIRECT(Controls!$F$41),Active!$A63,Active!J$21)","v":210.62769343774301},{"$f":"INDEX(INDIRECT(Controls!$F$41),Active!$A63,Active!K$21)","v":210.24743847628707},{"$f":"INDEX(INDIRECT(Controls!$F$41),Active!$A63,Active!L$21)","v":210.10979237040505},{"$f":"INDEX(INDIRECT(Controls!$F$41),Active!$A63,Active!M$21)","v":209.7881038171536},{"$f":"INDEX(INDIRECT(Controls!$F$41),Active!$A63,Active!N$21)","v":209.45600303793532},{"$f":"INDEX(INDIRECT(Controls!$F$41),Active!$A63,Active!O$21)","v":209.96936478977017},{"$f":"INDEX(INDIRECT(Controls!$F$41),Active!$A63,Active!P$21)","v":209.23664229560558},{"$f":"INDEX(INDIRECT(Controls!$F$41),Active!$A63,Active!Q$21)","v":208.92391200555127},{"$f":"INDEX(INDIRECT(Controls!$F$41),Active!$A63,Active!R$21)","v":209.39275175471914},{"$f":"INDEX(INDIRECT(Controls!$F$41),Active!$A63,Active!S$21)","v":210.68836234463873},{"$f":"INDEX(INDIRECT(Controls!$F$41),Active!$A63,Active!T$21)","v":212.52249994429224},{"$f":"INDEX(INDIRECT(Controls!$F$41),Active!$A63,Active!U$21)","v":214.2564682308691},{"$f":"INDEX(INDIRECT(Controls!$F$41),Active!$A63,Active!V$21)","v":215.86247027583536},{"$f":"INDEX(INDIRECT(Controls!$F$41),Active!$A63,Active!W$21)","v":217.85324297136501},{"$f":"INDEX(INDIRECT(Controls!$F$41),Active!$A63,Active!X$21)","v":218.21747890956459},{"$f":"INDEX(INDIRECT(Controls!$F$41),Active!$A63,Active!Y$21)","v":219.00623655010568},{"$f":"INDEX(INDIRECT(Controls!$F$41),Active!$A63,Active!Z$21)","v":219.4788203817011},{"$f":"INDEX(INDIRECT(Controls!$F$41),Active!$A63,Active!AA$21)","v":219.79122897483504},{"$f":"INDEX(INDIRECT(Controls!$F$41),Active!$A63,Active!AB$21)","v":219.69617028995418},{"$f":"INDEX(INDIRECT(Controls!$F$41),Active!$A63,Active!AC$21)","v":220.08513388592783},{"$f":"INDEX(INDIRECT(Controls!$F$41),Active!$A63,Active!AD$21)","v":220.69115201244097},{"$f":"INDEX(INDIRECT(Controls!$F$41),Active!$A63,Active!AE$21)","v":221.6246399360804},{"$f":"INDEX(INDIRECT(Controls!$F$41),Active!$A63,Active!AF$21)","v":223.70303047629378},{"$f":"INDEX(INDIRECT(Controls!$F$41),Active!$A63,Active!AG$21)","v":225.72729958724832}]
[42,{"$f":"INDEX(INDIRECT(Controls!$F$41),Active!$A64,Active!B$21)","v":"Two Degrees Winter Peak"},{"$f":"INDEX(INDIRECT(Controls!$F$41),Active!$A64,Active!C$21)","v":"K"},{"$f":"INDEX(INDIRECT(Controls!$F$41),Active!$A64,Active!D$21)","v":"K5"},{"$f":"INDEX(INDIRECT(Controls!$F$41),Active!$A64,Active!E$21)","v":0},{"$f":"INDEX(INDIRECT(Controls!$F$41),Active!$A64,Active!F$21)","v":0},{"$f":"INDEX(INDIRECT(Controls!$F$41),Active!$A64,Active!G$21)","v":0},{"$f":"INDEX(INDIRECT(Controls!$F$41),Active!$A64,Active!H$21)","v":0},{"$f":"INDEX(INDIRECT(Controls!$F$41),Active!$A64,Active!I$21)","v":251.86190478487643},{"$f":"INDEX(INDIRECT(Controls!$F$41),Active!$A64,Active!J$21)","v":258.93058877510538},{"$f":"INDEX(INDIRECT(Controls!$F$41),Active!$A64,Active!K$21)","v":259.61288304246006},{"$f":"INDEX(INDIRECT(Controls!$F$41),Active!$A64,Active!L$21)","v":260.67830662592081},{"$f":"INDEX(INDIRECT(Controls!$F$41),Active!$A64,Active!M$21)","v":261.52581793773589},{"$f":"INDEX(INDIRECT(Controls!$F$41),Active!$A64,Active!N$21)","v":261.94984077714849},{"$f":"INDEX(INDIRECT(Controls!$F$41),Active!$A64,Active!O$21)","v":263.35694538944142},{"$f":"INDEX(INDIRECT(Controls!$F$41),Active!$A64,Active!P$21)","v":262.8396631093608},{"$f":"INDEX(INDIRECT(Controls!$F$41),Active!$A64,Active!Q$21)","v":262.65403314825249},{"$f":"INDEX(INDIRECT(Controls!$F$41),Active!$A64,Active!R$21)","v":263.72489292225856},{"$f":"INDEX(INDIRECT(Controls!$F$41),Active!$A64,Active!S$21)","v":266.01681044933247},{"$f":"INDEX(INDIRECT(Controls!$F$41),Active!$A64,Active!T$21)","v":269.09453264761044},{"$f":"INDEX(INDIRECT(Controls!$F$41),Active!$A64,Active!U$21)","v":272.12336990831693},{"$f":"INDEX(INDIRECT(Controls!$F$41),Active!$A64,Active!V$21)","v":275.04143614586712},{"$f":"INDEX(INDIRECT(Controls!$F$41),Active!$A64,Active!W$21)","v":278.44186819130857},{"$f":"INDEX(INDIRECT(Controls!$F$41),Active!$A64,Active!X$21)","v":279.68846052579534},{"$f":"INDEX(INDIRECT(Controls!$F$41),Active!$A64,Active!Y$21)","v":281.28644422789989},{"$f":"INDEX(INDIRECT(Controls!$F$41),Active!$A64,Active!Z$21)","v":282.3309444289751},{"$f":"INDEX(INDIRECT(Controls!$F$41),Active!$A64,Active!AA$21)","v":283.0182731658378},{"$f":"INDEX(INDIRECT(Controls!$F$41),Active!$A64,Active!AB$21)","v":283.0536957467562},{"$f":"INDEX(INDIRECT(Controls!$F$41),Active!$A64,Active!AC$21)","v":283.7406142076336},{"$f":"INDEX(INDIRECT(Controls!$F$41),Active!$A64,Active!AD$21)","v":284.76795217450569},{"$f":"INDEX(INDIRECT(Controls!$F$41),Active!$A64,Active!AE$21)","v":286.28967196265484},{"$f":"INDEX(INDIRECT(Controls!$F$41),Active!$A64,Active!AF$21)","v":289.31987701502857},{"$f":"INDEX(INDIRECT(Controls!$F$41),Active!$A64,Active!AG$21)","v":292.39547216397875}]
[43,{"$f":"INDEX(INDIRECT(Controls!$F$41),Active!$A65,Active!B$21)","v":"Two Degrees Winter Peak"},{"$f":"INDEX(INDIRECT(Controls!$F$41),Active!$A65,Active!C$21)","v":"K"},{"$f":"INDEX(INDIRECT(Controls!$F$41),Active!$A65,Active!D$21)","v":"K6"},{"$f":"INDEX(INDIRECT(Controls!$F$41),Active!$A65,Active!E$21)","v":0},{"$f":"INDEX(INDIRECT(Controls!$F$41),Active!$A65,Active!F$21)","v":0},{"$f":"INDEX(INDIRECT(Controls!$F$41),Active!$A65,Active!G$21)","v":0},{"$f":"INDEX(INDIRECT(Controls!$F$41),Active!$A65,Active!H$21)","v":0},{"$f":"INDEX(INDIRECT(Controls!$F$41),Active!$A65,Active!I$21)","v":188.30917351321068},{"$f":"INDEX(INDIRECT(Controls!$F$41),Active!$A65,Active!J$21)","v":193.33724714838024},{"$f":"INDEX(INDIRECT(Controls!$F$41),Active!$A65,Active!K$21)","v":193.48414499439136},{"$f":"INDEX(INDIRECT(Controls!$F$41),Active!$A65,Active!L$21)","v":193.89034976217201},{"$f":"INDEX(INDIRECT(Controls!$F$41),Active!$A65,Active!M$21)","v":194.13121595719971},{"$f":"INDEX(INDIRECT(Controls!$F$41),Active!$A65,Active!N$21)","v":194.18537709966495},{"$f":"INDEX(INDIRECT(Controls!$F$41),Active!$A65,Active!O$21)","v":194.9913253277013},{"$f":"INDEX(INDIRECT(Controls!$F$41),Active!$A65,Active!P$21)","v":194.48416100455742},{"$f":"INDEX(INDIRECT(Controls!$F$41),Active!$A65,Active!Q$21)","v":194.28286162324417},{"$f":"INDEX(INDIRECT(Controls!$F$41),Active!$A65,Active!R$21)","v":194.9265141479849},{"$f":"INDEX(INDIRECT(Controls!$F$41),Active!$A65,Active!S$21)","v":196.41735723263676},{"$f":"INDEX(INDIRECT(Controls!$F$41),Active!$A65,Active!T$21)","v":198.45591043854537},{"$f":"INDEX(INDIRECT(Controls!$F$41),Active!$A65,Active!U$21)","v":200.43454705851195},{"$f":"INDEX(INDIRECT(Controls!$F$41),Active!$A65,Active!V$21)","v":202.31579754686035},{"$f":"INDEX(INDIRECT(Controls!$F$41),Active!$A65,Active!W$21)","v":204.55426862428538},{"$f":"INDEX(INDIRECT(Controls!$F$41),Active!$A65,Active!X$21)","v":205.23317271900297},{"$f":"INDEX(INDIRECT(Controls!$F$41),Active!$A65,Active!Y$21)","v":206.22821190538539},{"$f":"INDEX(INDIRECT(Controls!$F$41),Active!$A65,Active!Z$21)","v":206.86194579883264},{"$f":"INDEX(INDIRECT(Controls!$F$41),Active!$A65,Active!AA$21)","v":207.27952471603663},{"$f":"INDEX(INDIRECT(Controls!$F$41),Active!$A65,Active!AB$21)","v":207.25795470934941},{"$f":"INDEX(INDIRECT(Controls!$F$41),Active!$A65,Active!AC$21)","v":207.7050330336709},{"$f":"INDEX(INDIRECT(Controls!$F$41),Active!$A65,Active!AD$21)","v":208.3830896260051},{"$f":"INDEX(INDIRECT(Controls!$F$41),Active!$A65,Active!AE$21)","v":209.40133728180302},{"$f":"INDEX(INDIRECT(Controls!$F$41),Active!$A65,Active!AF$21)","v":211.51407841056479},{"$f":"INDEX(INDIRECT(Controls!$F$41),Active!$A65,Active!AG$21)","v":213.62541818666463}]
[44,{"$f":"INDEX(INDIRECT(Controls!$F$41),Active!$A66,Active!B$21)","v":"Two Degrees Winter Peak"},{"$f":"INDEX(INDIRECT(Controls!$F$41),Active!$A66,Active!C$21)","v":"L"},{"$f":"INDEX(INDIRECT(Controls!$F$41),Active!$A66,Active!D$21)","v":"L1"},{"$f":"INDEX(INDIRECT(Controls!$F$41),Active!$A66,Active!E$21)","v":0},{"$f":"INDEX(INDIRECT(Controls!$F$41),Active!$A66,Active!F$21)","v":0},{"$f":"INDEX(INDIRECT(Controls!$F$41),Active!$A66,Active!G$21)","v":0},{"$f":"INDEX(INDIRECT(Controls!$F$41),Active!$A66,Active!H$21)","v":0},{"$f":"INDEX(INDIRECT(Controls!$F$41),Active!$A66,Active!I$21)","v":354.80009559980635},{"$f":"INDEX(INDIRECT(Controls!$F$41),Active!$A66,Active!J$21)","v":362.15693970557192},{"$f":"INDEX(INDIRECT(Controls!$F$41),Active!$A66,Active!K$21)","v":359.44153231707884},{"$f":"INDEX(INDIRECT(Controls!$F$41),Active!$A66,Active!L$21)","v":356.99106872333954},{"$f":"INDEX(INDIRECT(Controls!$F$41),Active!$A66,Active!M$21)","v":354.20921169253268},{"$f":"INDEX(INDIRECT(Controls!$F$41),Active!$A66,Active!N$21)","v":352.14584612433453},{"$f":"INDEX(INDIRECT(Controls!$F$41),Active!$A66,Active!O$21)","v":351.63707852373653},{"$f":"INDEX(INDIRECT(Controls!$F$41),Active!$A66,Active!P$21)","v":349.68962527055658},{"$f":"INDEX(INDIRECT(Controls!$F$41),Active!$A66,Active!Q$21)","v":348.79541567452969},{"$f":"INDEX(INDIRECT(Controls!$F$41),Active!$A66,Active!R$21)","v":348.71486901319088},{"$f":"INDEX(INDIRECT(Controls!$F$41),Active!$A66,Active!S$21)","v":349.68887150221263},{"$f":"INDEX(INDIRECT(Controls!$F$41),Active!$A66,Active!T$21)","v":351.36688343338807},{"$f":"INDEX(INDIRECT(Controls!$F$41),Active!$A66,Active!U$21)","v":352.73951598572904},{"$f":"INDEX(INDIRECT(Controls!$F$41),Active!$A66,Active!V$21)","v":353.80866882332742},{"$f":"INDEX(INDIRECT(Controls!$F$41),Active!$A66,Active!W$21)","v":355.52262642597566},{"$f":"INDEX(INDIRECT(Controls!$F$41),Active!$A66,Active!X$21)","v":354.71654515404896},{"$f":"INDEX(INDIRECT(Controls!$F$41),Active!$A66,Active!Y$21)","v":354.94608634094891},{"$f":"INDEX(INDIRECT(Controls!$F$41),Active!$A66,Active!Z$21)","v":354.92749495489477},{"$f":"INDEX(INDIRECT(Controls!$F$41),Active!$A66,Active!AA$21)","v":354.9208596669751},{"$f":"INDEX(INDIRECT(Controls!$F$41),Active!$A66,Active!AB$21)","v":354.48436327077098},{"$f":"INDEX(INDIRECT(Controls!$F$41),Active!$A66,Active!AC$21)","v":354.77884198114646},{"$f":"INDEX(INDIRECT(Controls!$F$41),Active!$A66,Active!AD$21)","v":355.31457897226232},{"$f":"INDEX(INDIRECT(Controls!$F$41),Active!$A66,Active!AE$21)","v":356.24874416801185},{"$f":"INDEX(INDIRECT(Controls!$F$41),Active!$A66,Active!AF$21)","v":358.97033142128942},{"$f":"INDEX(INDIRECT(Controls!$F$41),Active!$A66,Active!AG$21)","v":361.39817502403332}]
[45,{"$f":"INDEX(INDIRECT(Controls!$F$41),Active!$A67,Active!B$21)","v":"Two Degrees Winter Peak"},{"$f":"INDEX(INDIRECT(Controls!$F$41),Active!$A67,Active!C$21)","v":"L"},{"$f":"INDEX(INDIRECT(Controls!$F$41),Active!$A67,Active!D$21)","v":"L2"},{"$f":"INDEX(INDIRECT(Controls!$F$41),Active!$A67,Active!E$21)","v":0},{"$f":"INDEX(INDIRECT(Controls!$F$41),Active!$A67,Active!F$21)","v":0},{"$f":"INDEX(INDIRECT(Controls!$F$41),Active!$A67,Active!G$21)","v":0},{"$f":"INDEX(INDIRECT(Controls!$F$41),Active!$A67,Active!H$21)","v":0},{"$f":"INDEX(INDIRECT(Controls!$F$41),Active!$A67,Active!I$21)","v":1606.7535783899564},{"$f":"INDEX(INDIRECT(Controls!$F$41),Active!$A67,Active!J$21)","v":1644.5515257493862},{"$f":"INDEX(INDIRECT(Controls!$F$41),Active!$A67,Active!K$21)","v":1638.5896492541337},{"$f":"INDEX(INDIRECT(Controls!$F$41),Active!$A67,Active!L$21)","v":1634.3010703901859},{"$f":"INDEX(INDIRECT(Controls!$F$41),Active!$A67,Active!M$21)","v":1628.5538137566718},{"$f":"INDEX(INDIRECT(Controls!$F$41),Active!$A67,Active!N$21)","v":1623.794315250135},{"$f":"INDEX(INDIRECT(Controls!$F$41),Active!$A67,Active!O$21)","v":1625.7825432100933},{"$f":"INDEX(INDIRECT(Controls!$F$41),Active!$A67,Active!P$21)","v":1619.0633340445986},{"$f":"INDEX(INDIRECT(Controls!$F$41),Active!$A67,Active!Q$21)","v":1616.1040397194622},{"$f":"INDEX(INDIRECT(Controls!$F$41),Active!$A67,Active!R$21)","v":1618.4774464844409},{"$f":"INDEX(INDIRECT(Controls!$F$41),Active!$A67,Active!S$21)","v":1626.773352631149},{"$f":"INDEX(INDIRECT(Controls!$F$41),Active!$A67,Active!T$21)","v":1638.9517976146253},{"$f":"INDEX(INDIRECT(Controls!$F$41),Active!$A67,Active!U$21)","v":1650.1548401417549},{"$f":"INDEX(INDIRECT(Controls!$F$41),Active!$A67,Active!V$21)","v":1660.2375888711574},{"$f":"INDEX(INDIRECT(Controls!$F$41),Active!$A67,Active!W$21)","v":1673.3002176029026},{"$f":"INDEX(INDIRECT(Controls!$F$41),Active!$A67,Active!X$21)","v":1674.0647098084071},{"$f":"INDEX(INDIRECT(Controls!$F$41),Active!$A67,Active!Y$21)","v":1678.5875947774985},{"$f":"INDEX(INDIRECT(Controls!$F$41),Active!$A67,Active!Z$21)","v":1681.0708321414527},{"$f":"INDEX(INDIRECT(Controls!$F$41),Active!$A67,Active!AA$21)","v":1682.7206226043932},{"$f":"INDEX(INDIRECT(Controls!$F$41),Active!$A67,Active!AB$21)","v":1681.5820181222575},{"$f":"INDEX(INDIRECT(Controls!$F$41),Active!$A67,Active!AC$21)","v":1684.0755864875034},{"$f":"INDEX(INDIRECT(Controls!$F$41),Active!$A67,Active!AD$21)","v":1688.0723300985233},{"$f":"INDEX(INDIRECT(Controls!$F$41),Active!$A67,Active!AE$21)","v":1694.3869129102477},{"$f":"INDEX(INDIRECT(Controls!$F$41),Active!$A67,Active!AF$21)","v":1709.3777611620753},{"$f":"INDEX(INDIRECT(Controls!$F$41),Active!$A67,Active!AG$21)","v":1723.6546919513114}]
[46,{"$f":"INDEX(INDIRECT(Controls!$F$41),Active!$A68,Active!B$21)","v":"Two Degrees Winter Peak"},{"$f":"INDEX(INDIRECT(Controls!$F$41),Active!$A68,Active!C$21)","v":"L"},{"$f":"INDEX(INDIRECT(Controls!$F$41),Active!$A68,Active!D$21)","v":"L3"},{"$f":"INDEX(INDIRECT(Controls!$F$41),Active!$A68,Active!E$21)","v":0},{"$f":"INDEX(INDIRECT(Controls!$F$41),Active!$A68,Active!F$21)","v":0},{"$f":"INDEX(INDIRECT(Controls!$F$41),Active!$A68,Active!G$21)","v":0},{"$f":"INDEX(INDIRECT(Controls!$F$41),Active!$A68,Active!H$21)","v":0},{"$f":"INDEX(INDIRECT(Controls!$F$41),Active!$A68,Active!I$21)","v":3179.5516333136011},{"$f":"INDEX(INDIRECT(Controls!$F$41),Active!$A68,Active!J$21)","v":3251.2808519179871},{"$f":"INDEX(INDIRECT(Controls!$F$41),Active!$A68,Active!K$21)","v":3235.1463586309674},{"$f":"INDEX(INDIRECT(Controls!$F$41),Active!$A68,Active!L$21)","v":3221.9989859556031},{"$f":"INDEX(INDIRECT(Controls!$F$41),Active!$A68,Active!M$21)","v":3205.9362808515375},{"$f":"INDEX(INDIRECT(Controls!$F$41),Active!$A68,Active!N$21)","v":3193.3794167501387},{"$f":"INDEX(INDIRECT(Controls!$F$41),Active!$A68,Active!O$21)","v":3194.3756034883118},{"$f":"INDEX(INDIRECT(Controls!$F$41),Active!$A68,Active!P$21)","v":3179.6415871476001},{"$f":"INDEX(INDIRECT(Controls!$F$41),Active!$A68,Active!Q$21)","v":3173.0392152855215},{"$f":"INDEX(INDIRECT(Controls!$F$41),Active!$A68,Active!R$21)","v":3175.8614573419704},{"$f":"INDEX(INDIRECT(Controls!$F$41),Active!$A68,Active!S$21)","v":3189.6184618504285},{"$f":"INDEX(INDIRECT(Controls!$F$41),Active!$A68,Active!T$21)","v":3210.5831773177492},{"$f":"INDEX(INDIRECT(Controls!$F$41),Active!$A68,Active!U$21)","v":3229.3387172236467},{"$f":"INDEX(INDIRECT(Controls!$F$41),Active!$A68,Active!V$21)","v":3245.7034352571359},{"$f":"INDEX(INDIRECT(Controls!$F$41),Active!$A68,Active!W$21)","v":3267.9239989883336},{"$f":"INDEX(INDIRECT(Controls!$F$41),Active!$A68,Active!X$21)","v":3266.4145922466469},{"$f":"INDEX(INDIRECT(Controls!$F$41),Active!$A68,Active!Y$21)","v":3272.980233116868},{"$f":"INDEX(INDIRECT(Controls!$F$41),Active!$A68,Active!Z$21)","v":3276.1366960576879},{"$f":"INDEX(INDIRECT(Controls!$F$41),Active!$A68,Active!AA$21)","v":3278.2514788002049},{"$f":"INDEX(INDIRECT(Controls!$F$41),Active!$A68,Active!AB$21)","v":3275.424597063055},{"$f":"INDEX(INDIRECT(Controls!$F$41),Active!$A68,Active!AC$21)","v":3279.5649684663804},{"$f":"INDEX(INDIRECT(Controls!$F$41),Active!$A68,Active!AD$21)","v":3286.3988415388517},{"$f":"INDEX(INDIRECT(Controls!$F$41),Active!$A68,Active!AE$21)","v":3297.4678866238569},{"$f":"INDEX(INDIRECT(Controls!$F$41),Active!$A68,Active!AF$21)","v":3325.3078933853317},{"$f":"INDEX(INDIRECT(Controls!$F$41),Active!$A68,Active!AG$21)","v":3351.3132406551595}]
[47,{"$f":"INDEX(INDIRECT(Controls!$F$41),Active!$A69,Active!B$21)","v":"Two Degrees Winter Peak"},{"$f":"INDEX(INDIRECT(Controls!$F$41),Active!$A69,Active!C$21)","v":"L"},{"$f":"INDEX(INDIRECT(Controls!$F$41),Active!$A69,Active!D$21)","v":"L5"},{"$f":"INDEX(INDIRECT(Controls!$F$41),Active!$A69,Active!E$21)","v":0},{"$f":"INDEX(INDIRECT(Controls!$F$41),Active!$A69,Active!F$21)","v":0},{"$f":"INDEX(INDIRECT(Controls!$F$41),Active!$A69,Active!G$21)","v":0},{"$f":"INDEX(INDIRECT(Controls!$F$41),Active!$A69,Active!H$21)","v":0},{"$f":"INDEX(INDIRECT(Controls!$F$41),Active!$A69,Active!I$21)","v":1362.6096657938899},{"$f":"INDEX(INDIRECT(Controls!$F$41),Active!$A69,Active!J$21)","v":1396.8119400661294},{"$f":"INDEX(INDIRECT(Controls!$F$41),Active!$A69,Active!K$21)","v":1394.79188226015},{"$f":"INDEX(INDIRECT(Controls!$F$41),Active!$A69,Active!L$21)","v":1394.4177613826232},{"$f":"INDEX(INDIRECT(Controls!$F$41),Active!$A69,Active!M$21)","v":1392.8267703055326},{"$f":"INDEX(INDIRECT(Controls!$F$41),Active!$A69,Active!N$21)","v":1390.9875354677486},{"$f":"INDEX(INDIRECT(Controls!$F$41),Active!$A69,Active!O$21)","v":1394.7305717988745},{"$f":"INDEX(INDIRECT(Controls!$F$41),Active!$A69,Active!P$21)","v":1390.0387221076357},{"$f":"INDEX(INDIRECT(Controls!$F$41),Active!$A69,Active!Q$21)","v":1388.0515493778078},{"$f":"INDEX(INDIRECT(Controls!$F$41),Active!$A69,Active!R$21)","v":1391.376499926334},{"$f":"INDEX(INDIRECT(Controls!$F$41),Active!$A69,Active!S$21)","v":1400.2736253356011},{"$f":"INDEX(INDIRECT(Controls!$F$41),Active!$A69,Active!T$21)","v":1412.7960879747759},{"$f":"INDEX(INDIRECT(Controls!$F$41),Active!$A69,Active!U$21)","v":1424.6866611794555},{"$f":"INDEX(INDIRECT(Controls!$F$41),Active!$A69,Active!V$21)","v":1435.748912551815},{"$f":"INDEX(INDIRECT(Controls!$F$41),Active!$A69,Active!W$21)","v":1449.3669157221095},{"$f":"INDEX(INDIRECT(Controls!$F$41),Active!$A69,Active!X$21)","v":1452.1309534378888},{"$f":"INDEX(INDIRECT(Controls!$F$41),Active!$A69,Active!Y$21)","v":1457.6358892916237},{"$f":"INDEX(INDIRECT(Controls!$F$41),Active!$A69,Active!Z$21)","v":1460.9721597359148},{"$f":"INDEX(INDIRECT(Controls!$F$41),Active!$A69,Active!AA$21)","v":1463.1762750536816},{"$f":"INDEX(INDIRECT(Controls!$F$41),Active!$A69,Active!AB$21)","v":1462.6123217432244},{"$f":"INDEX(INDIRECT(Controls!$F$41),Active!$A69,Active!AC$21)","v":1465.2828820208972},{"$f":"INDEX(INDIRECT(Controls!$F$41),Active!$A69,Active!AD$21)","v":1469.4249831964592},{"$f":"INDEX(INDIRECT(Controls!$F$41),Active!$A69,Active!AE$21)","v":1475.7788144568849},{"$f":"INDEX(INDIRECT(Controls!$F$41),Active!$A69,Active!AF$21)","v":1489.7693336170992},{"$f":"INDEX(INDIRECT(Controls!$F$41),Active!$A69,Active!AG$21)","v":1503.449772463355}]
[48,{"$f":"INDEX(INDIRECT(Controls!$F$41),Active!$A70,Active!B$21)","v":"Two Degrees Winter Peak"},{"$f":"INDEX(INDIRECT(Controls!$F$41),Active!$A70,Active!C$21)","v":"L"},{"$f":"INDEX(INDIRECT(Controls!$F$41),Active!$A70,Active!D$21)","v":"L7"},{"$f":"INDEX(INDIRECT(Controls!$F$41),Active!$A70,Active!E$21)","v":0},{"$f":"INDEX(INDIRECT(Controls!$F$41),Active!$A70,Active!F$21)","v":0},{"$f":"INDEX(INDIRECT(Controls!$F$41),Active!$A70,Active!G$21)","v":0},{"$f":"INDEX(INDIRECT(Controls!$F$41),Active!$A70,Active!H$21)","v":0},{"$f":"INDEX(INDIRECT(Controls!$F$41),Active!$A70,Active!I$21)","v":696.00243269240343},{"$f":"INDEX(INDIRECT(Controls!$F$41),Active!$A70,Active!J$21)","v":712.95657130626967},{"$f":"INDEX(INDIRECT(Controls!$F$41),Active!$A70,Active!K$21)","v":711.19546028784009},{"$f":"INDEX(INDIRECT(Controls!$F$41),Active!$A70,Active!L$21)","v":710.22056648754426},{"$f":"INDEX(INDIRECT(Controls!$F$41),Active!$A70,Active!M$21)","v":708.61926826582192},{"$f":"INDEX(INDIRECT(Controls!$F$41),Active!$A70,Active!N$21)","v":707.1520301927095},{"$f":"INDEX(INDIRECT(Controls!$F$41),Active!$A70,Active!O$21)","v":708.56980662280705},{"$f":"INDEX(INDIRECT(Controls!$F$41),Active!$A70,Active!P$21)","v":705.93151849833009},{"$f":"INDEX(INDIRECT(Controls!$F$41),Active!$A70,Active!Q$21)","v":704.79099143403596},{"$f":"INDEX(INDIRECT(Controls!$F$41),Active!$A70,Active!R$21)","v":706.17411718394658},{"$f":"INDEX(INDIRECT(Controls!$F$41),Active!$A70,Active!S$21)","v":710.27141036781666},{"$f":"INDEX(INDIRECT(Controls!$F$41),Active!$A70,Active!T$21)","v":716.14054397458335},{"$f":"INDEX(INDIRECT(Controls!$F$41),Active!$A70,Active!U$21)","v":721.64000134926664},{"$f":"INDEX(INDIRECT(Controls!$F$41),Active!$A70,Active!V$21)","v":726.68711749087083},{"$f":"INDEX(INDIRECT(Controls!$F$41),Active!$A70,Active!W$21)","v":733.03279197298116},{"$f":"INDEX(INDIRECT(Controls!$F$41),Active!$A70,Active!X$21)","v":733.93638610771552},{"$f":"INDEX(INDIRECT(Controls!$F$41),Active!$A70,Active!Y$21)","v":736.34723140530457},{"$f":"INDEX(INDIRECT(Controls!$F$41),Active!$A70,Active!Z$21)","v":737.75579462510314},{"$f":"INDEX(INDIRECT(Controls!$F$41),Active!$A70,Active!AA$21)","v":738.68824646057737},{"$f":"INDEX(INDIRECT(Controls!$F$41),Active!$A70,Active!AB$21)","v":738.30370382500928},{"$f":"INDEX(INDIRECT(Controls!$F$41),Active!$A70,Active!AC$21)","v":739.53425384859133},{"$f":"INDEX(INDIRECT(Controls!$F$41),Active!$A70,Active!AD$21)","v":741.46917828623441},{"$f":"INDEX(INDIRECT(Controls!$F$41),Active!$A70,Active!AE$21)","v":744.47470981859431},{"$f":"INDEX(INDIRECT(Controls!$F$41),Active!$A70,Active!AF$21)","v":751.31399118152183},{"$f":"INDEX(INDIRECT(Controls!$F$41),Active!$A70,Active!AG$21)","v":757.9239363314698}]
[49,{"$f":"INDEX(INDIRECT(Controls!$F$41),Active!$A71,Active!B$21)","v":"Two Degrees Winter Peak"},{"$f":"INDEX(INDIRECT(Controls!$F$41),Active!$A71,Active!C$21)","v":"L"},{"$f":"INDEX(INDIRECT(Controls!$F$41),Active!$A71,Active!D$21)","v":"L8"},{"$f":"INDEX(INDIRECT(Controls!$F$41),Active!$A71,Active!E$21)","v":0},{"$f":"INDEX(INDIRECT(Controls!$F$41),Active!$A71,Active!F$21)","v":0},{"$f":"INDEX(INDIRECT(Controls!$F$41),Active!$A71,Active!G$21)","v":0},{"$f":"INDEX(INDIRECT(Controls!$F$41),Active!$A71,Active!H$21)","v":0},{"$f":"INDEX(INDIRECT(Controls!$F$41),Active!$A71,Active!I$21)","v":601.46737923662693},{"$f":"INDEX(INDIRECT(Controls!$F$41),Active!$A71,Active!J$21)","v":615.85025290801445},{"$f":"INDEX(INDIRECT(Controls!$F$41),Active!$A71,Active!K$21)","v":613.94885972436964},{"$f":"INDEX(INDIRECT(Controls!$F$41),Active!$A71,Active!L$21)","v":612.69853367414078},{"$f":"INDEX(INDIRECT(Controls!$F$41),Active!$A71,Active!M$21)","v":610.90436463212518},{"$f":"INDEX(INDIRECT(Controls!$F$41),Active!$A71,Active!N$21)","v":609.36178480633487},{"$f":"INDEX(INDIRECT(Controls!$F$41),Active!$A71,Active!O$21)","v":610.32987854057751},{"$f":"INDEX(INDIRECT(Controls!$F$41),Active!$A71,Active!P$21)","v":607.92414092761874},{"$f":"INDEX(INDIRECT(Controls!$F$41),Active!$A71,Active!Q$21)","v":606.87321980025945},{"$f":"INDEX(INDIRECT(Controls!$F$41),Active!$A71,Active!R$21)","v":607.90446057431882},{"$f":"INDEX(INDIRECT(Controls!$F$41),Active!$A71,Active!S$21)","v":611.2125167547739},{"$f":"INDEX(INDIRECT(Controls!$F$41),Active!$A71,Active!T$21)","v":616.01015911906597},{"$f":"INDEX(INDIRECT(Controls!$F$41),Active!$A71,Active!U$21)","v":620.46392428451929},{"$f":"INDEX(INDIRECT(Controls!$F$41),Active!$A71,Active!V$21)","v":624.51156983453563},{"$f":"INDEX(INDIRECT(Controls!$F$41),Active!$A71,Active!W$21)","v":629.67781355822285},{"$f":"INDEX(INDIRECT(Controls!$F$41),Active!$A71,Active!X$21)","v":630.19421523402502},{"$f":"INDEX(INDIRECT(Controls!$F$41),Active!$A71,Active!Y$21)","v":632.06894554545511},{"$f":"INDEX(INDIRECT(Controls!$F$41),Active!$A71,Active!Z$21)","v":633.13239639105461},{"$f":"INDEX(INDIRECT(Controls!$F$41),Active!$A71,Active!AA$21)","v":633.83757219388349},{"$f":"INDEX(INDIRECT(Controls!$F$41),Active!$A71,Active!AB$21)","v":633.45505559834828},{"$f":"INDEX(INDIRECT(Controls!$F$41),Active!$A71,Active!AC$21)","v":634.44898014401247},{"$f":"INDEX(INDIRECT(Controls!$F$41),Active!$A71,Active!AD$21)","v":636.02701078084442},{"$f":"INDEX(INDIRECT(Controls!$F$41),Active!$A71,Active!AE$21)","v":638.49947238702669},{"$f":"INDEX(INDIRECT(Controls!$F$41),Active!$A71,Active!AF$21)","v":644.25011612803462},{"$f":"INDEX(INDIRECT(Controls!$F$41),Active!$A71,Active!AG$21)","v":649.76565397012007}]
[50,{"$f":"INDEX(INDIRECT(Controls!$F$41),Active!$A72,Active!B$21)","v":"Two Degrees Winter Peak"},{"$f":"INDEX(INDIRECT(Controls!$F$41),Active!$A72,Active!C$21)","v":"M"},{"$f":"INDEX(INDIRECT(Controls!$F$41),Active!$A72,Active!D$21)","v":"M4"},{"$f":"INDEX(INDIRECT(Controls!$F$41),Active!$A72,Active!E$21)","v":0},{"$f":"INDEX(INDIRECT(Controls!$F$41),Active!$A72,Active!F$21)","v":0},{"$f":"INDEX(INDIRECT(Controls!$F$41),Active!$A72,Active!G$21)","v":0},{"$f":"INDEX(INDIRECT(Controls!$F$41),Active!$A72,Active!H$21)","v":0},{"$f":"INDEX(INDIRECT(Controls!$F$41),Active!$A72,Active!I$21)","v":341.94691186411194},{"$f":"INDEX(INDIRECT(Controls!$F$41),Active!$A72,Active!J$21)","v":349.30108391044331},{"$f":"INDEX(INDIRECT(Controls!$F$41),Active!$A72,Active!K$21)","v":347.05700863571076},{"$f":"INDEX(INDIRECT(Controls!$F$41),Active!$A72,Active!L$21)","v":345.09615310501437},{"$f":"INDEX(INDIRECT(Controls!$F$41),Active!$A72,Active!M$21)","v":342.81838646907039},{"$f":"INDEX(INDIRECT(Controls!$F$41),Active!$A72,Active!N$21)","v":341.09967854338697},{"$f":"INDEX(INDIRECT(Controls!$F$41),Active!$A72,Active!O$21)","v":340.86203371770733},{"$f":"INDEX(INDIRECT(Controls!$F$41),Active!$A72,Active!P$21)","v":339.10876423568607},{"$f":"INDEX(INDIRECT(Controls!$F$41),Active!$A72,Active!Q$21)","v":338.31113302091302},{"$f":"INDEX(INDIRECT(Controls!$F$41),Active!$A72,Active!R$21)","v":338.39470532481056},{"$f":"INDEX(INDIRECT(Controls!$F$41),Active!$A72,Active!S$21)","v":339.5621412386277},{"$f":"INDEX(INDIRECT(Controls!$F$41),Active!$A72,Active!T$21)","v":341.44896038216808},{"$f":"INDEX(INDIRECT(Controls!$F$41),Active!$A72,Active!U$21)","v":343.06545580770864},{"$f":"INDEX(INDIRECT(Controls!$F$41),Active!$A72,Active!V$21)","v":344.40442188505563},{"$f":"INDEX(INDIRECT(Controls!$F$41),Active!$A72,Active!W$21)","v":346.36835458882678},{"$f":"INDEX(INDIRECT(Controls!$F$41),Active!$A72,Active!X$21)","v":345.85138935724217},{"$f":"INDEX(INDIRECT(Controls!$F$41),Active!$A72,Active!Y$21)","v":346.27768788975277},{"$f":"INDEX(INDIRECT(Controls!$F$41),Active!$A72,Active!Z$21)","v":346.41091921171318},{"$f":"INDEX(INDIRECT(Controls!$F$41),Active!$A72,Active!AA$21)","v":346.50341941456145},{"$f":"INDEX(INDIRECT(Controls!$F$41),Active!$A72,Active!AB$21)","v":346.13207741053282},{"$f":"INDEX(INDIRECT(Controls!$F$41),Active!$A72,Active!AC$21)","v":346.48417868264136},{"$f":"INDEX(INDIRECT(Controls!$F$41),Active!$A72,Active!AD$21)","v":347.0929715625067},{"$f":"INDEX(INDIRECT(Controls!$F$41),Active!$A72,Active!AE$21)","v":348.11599025225712},{"$f":"INDEX(INDIRECT(Controls!$F$41),Active!$A72,Active!AF$21)","v":350.89592553993538},{"$f":"INDEX(INDIRECT(Controls!$F$41),Active!$A72,Active!AG$21)","v":353.42904322731931}]
[51,{"$f":"INDEX(INDIRECT(Controls!$F$41),Active!$A73,Active!B$21)","v":"Two Degrees Winter Peak"},{"$f":"INDEX(INDIRECT(Controls!$F$41),Active!$A73,Active!C$21)","v":"M"},{"$f":"INDEX(INDIRECT(Controls!$F$41),Active!$A73,Active!D$21)","v":"M5"},{"$f":"INDEX(INDIRECT(Controls!$F$41),Active!$A73,Active!E$21)","v":0},{"$f":"INDEX(INDIRECT(Controls!$F$41),Active!$A73,Active!F$21)","v":0},{"$f":"INDEX(INDIRECT(Controls!$F$41),Active!$A73,Active!G$21)","v":0},{"$f":"INDEX(INDIRECT(Controls!$F$41),Active!$A73,Active!H$21)","v":0},{"$f":"INDEX(INDIRECT(Controls!$F$41),Active!$A73,Active!I$21)","v":256.41555051924212},{"$f":"INDEX(INDIRECT(Controls!$F$41),Active!$A73,Active!J$21)","v":262.39420349085265},{"$f":"INDEX(INDIRECT(Controls!$F$41),Active!$A73,Active!K$21)","v":261.36732153414385},{"$f":"INDEX(INDIRECT(Controls!$F$41),Active!$A73,Active!L$21)","v":260.60183580758689},{"$f":"INDEX(INDIRECT(Controls!$F$41),Active!$A73,Active!M$21)","v":259.60306426364008},{"$f":"INDEX(INDIRECT(Controls!$F$41),Active!$A73,Active!N$21)","v":258.78891253197315},{"$f":"INDEX(INDIRECT(Controls!$F$41),Active!$A73,Active!O$21)","v":259.05508719004393},{"$f":"INDEX(INDIRECT(Controls!$F$41),Active!$A73,Active!P$21)","v":257.95778386286111},{"$f":"INDEX(INDIRECT(Controls!$F$41),Active!$A73,Active!Q$21)","v":257.4725372925198},{"$f":"INDEX(INDIRECT(Controls!$F$41),Active!$A73,Active!R$21)","v":257.81868949442605},{"$f":"INDEX(INDIRECT(Controls!$F$41),Active!$A73,Active!S$21)","v":259.09633178394438},{"$f":"INDEX(INDIRECT(Controls!$F$41),Active!$A73,Active!T$21)","v":260.98530390101484},{"$f":"INDEX(INDIRECT(Controls!$F$41),Active!$A73,Active!U$21)","v":262.71376165169028},{"$f":"INDEX(INDIRECT(Controls!$F$41),Active!$A73,Active!V$21)","v":264.26041044607166},{"$f":"INDEX(INDIRECT(Controls!$F$41),Active!$A73,Active!W$21)","v":266.28189442145469},{"$f":"INDEX(INDIRECT(Controls!$F$41),Active!$A73,Active!X$21)","v":266.35131673653922},{"$f":"INDEX(INDIRECT(Controls!$F$41),Active!$A73,Active!Y$21)","v":267.0316206510758},{"$f":"INDEX(INDIRECT(Controls!$F$41),Active!$A73,Active!Z$21)","v":267.3973337499441},{"$f":"INDEX(INDIRECT(Controls!$F$41),Active!$A73,Active!AA$21)","v":267.64061116658246},{"$f":"INDEX(INDIRECT(Controls!$F$41),Active!$A73,Active!AB$21)","v":267.44892402544269},{"$f":"INDEX(INDIRECT(Controls!$F$41),Active!$A73,Active!AC$21)","v":267.83304790555923},{"$f":"INDEX(INDIRECT(Controls!$F$41),Active!$A73,Active!AD$21)","v":268.45216748156741},{"$f":"INDEX(INDIRECT(Controls!$F$41),Active!$A73,Active!AE$21)","v":269.43506628556685},{"$f":"INDEX(INDIRECT(Controls!$F$41),Active!$A73,Active!AF$21)","v":271.79564851259499},{"$f":"INDEX(INDIRECT(Controls!$F$41),Active!$A73,Active!AG$21)","v":274.03495912425524}]
[52,{"$f":"INDEX(INDIRECT(Controls!$F$41),Active!$A74,Active!B$21)","v":"Two Degrees Winter Peak"},{"$f":"INDEX(INDIRECT(Controls!$F$41),Active!$A74,Active!C$21)","v":"M"},{"$f":"INDEX(INDIRECT(Controls!$F$41),Active!$A74,Active!D$21)","v":"M6"},{"$f":"INDEX(INDIRECT(Controls!$F$41),Active!$A74,Active!E$21)","v":0},{"$f":"INDEX(INDIRECT(Controls!$F$41),Active!$A74,Active!F$21)","v":0},{"$f":"INDEX(INDIRECT(Controls!$F$41),Active!$A74,Active!G$21)","v":0},{"$f":"INDEX(INDIRECT(Controls!$F$41),Active!$A74,Active!H$21)","v":0},{"$f":"INDEX(INDIRECT(Controls!$F$41),Active!$A74,Active!I$21)","v":145.05882587590759},{"$f":"INDEX(INDIRECT(Controls!$F$41),Active!$A74,Active!J$21)","v":148.64404591248132},{"$f":"INDEX(INDIRECT(Controls!$F$41),Active!$A74,Active!K$21)","v":148.35006459452813},{"$f":"INDEX(INDIRECT(Controls!$F$41),Active!$A74,Active!L$21)","v":148.22540499513067},{"$f":"INDEX(INDIRECT(Controls!$F$41),Active!$A74,Active!M$21)","v":147.97067725639963},{"$f":"INDEX(INDIRECT(Controls!$F$41),Active!$A74,Active!N$21)","v":147.71775566687415},{"$f":"INDEX(INDIRECT(Controls!$F$41),Active!$A74,Active!O$21)","v":148.06274761706564},{"$f":"INDEX(INDIRECT(Controls!$F$41),Active!$A74,Active!P$21)","v":147.5371034967952},{"$f":"INDEX(INDIRECT(Controls!$F$41),Active!$A74,Active!Q$21)","v":147.311972004073},{"$f":"INDEX(INDIRECT(Controls!$F$41),Active!$A74,Active!R$21)","v":147.63181884110639},{"$f":"INDEX(INDIRECT(Controls!$F$41),Active!$A74,Active!S$21)","v":148.53057145169996},{"$f":"INDEX(INDIRECT(Controls!$F$41),Active!$A74,Active!T$21)","v":149.80661399197984},{"$f":"INDEX(INDIRECT(Controls!$F$41),Active!$A74,Active!U$21)","v":151.01030993687161},{"$f":"INDEX(INDIRECT(Controls!$F$41),Active!$A74,Active!V$21)","v":152.12266021301181},{"$f":"INDEX(INDIRECT(Controls!$F$41),Active!$A74,Active!W$21)","v":153.50634204201182},{"$f":"INDEX(INDIRECT(Controls!$F$41),Active!$A74,Active!X$21)","v":153.74558452785431},{"$f":"INDEX(INDIRECT(Controls!$F$41),Active!$A74,Active!Y$21)","v":154.2882203281514},{"$f":"INDEX(INDIRECT(Controls!$F$41),Active!$A74,Active!Z$21)","v":154.61139958697916},{"$f":"INDEX(INDIRECT(Controls!$F$41),Active!$A74,Active!AA$21)","v":154.82511235427754},{"$f":"INDEX(INDIRECT(Controls!$F$41),Active!$A74,Active!AB$21)","v":154.75463325109834},{"$f":"INDEX(INDIRECT(Controls!$F$41),Active!$A74,Active!AC$21)","v":155.02447925540804},{"$f":"INDEX(INDIRECT(Controls!$F$41),Active!$A74,Active!AD$21)","v":155.44586456514708},{"$f":"INDEX(INDIRECT(Controls!$F$41),Active!$A74,Active!AE$21)","v":156.09630512266617},{"$f":"INDEX(INDIRECT(Controls!$F$41),Active!$A74,Active!AF$21)","v":157.55247381912278},{"$f":"INDEX(INDIRECT(Controls!$F$41),Active!$A74,Active!AG$21)","v":158.9679532041807}]
[53,{"$f":"INDEX(INDIRECT(Controls!$F$41),Active!$A75,Active!B$21)","v":"Two Degrees Winter Peak"},{"$f":"INDEX(INDIRECT(Controls!$F$41),Active!$A75,Active!C$21)","v":"M"},{"$f":"INDEX(INDIRECT(Controls!$F$41),Active!$A75,Active!D$21)","v":"M7"},{"$f":"INDEX(INDIRECT(Controls!$F$41),Active!$A75,Active!E$21)","v":0},{"$f":"INDEX(INDIRECT(Controls!$F$41),Active!$A75,Active!F$21)","v":0},{"$f":"INDEX(INDIRECT(Controls!$F$41),Active!$A75,Active!G$21)","v":0},{"$f":"INDEX(INDIRECT(Controls!$F$41),Active!$A75,Active!H$21)","v":0},{"$f":"INDEX(INDIRECT(Controls!$F$41),Active!$A75,Active!I$21)","v":29.397096104342253},{"$f":"INDEX(INDIRECT(Controls!$F$41),Active!$A75,Active!J$21)","v":30.329873528305693},{"$f":"INDEX(INDIRECT(Controls!$F$41),Active!$A75,Active!K$21)","v":30.561791737013166},{"$f":"INDEX(INDIRECT(Controls!$F$41),Active!$A75,Active!L$21)","v":30.849809460114852},{"$f":"INDEX(INDIRECT(Controls!$F$41),Active!$A75,Active!M$21)","v":31.113404060223576},{"$f":"INDEX(INDIRECT(Controls!$F$41),Active!$A75,Active!N$21)","v":31.273100159957334},{"$f":"INDEX(INDIRECT(Controls!$F$41),Active!$A75,Active!O$21)","v":31.540510880690945},{"$f":"INDEX(INDIRECT(Controls!$F$41),Active!$A75,Active!P$21)","v":31.530614333810256},{"$f":"INDEX(INDIRECT(Controls!$F$41),Active!$A75,Active!Q$21)","v":31.535154362277602},{"$f":"INDEX(INDIRECT(Controls!$F$41),Active!$A75,Active!R$21)","v":31.725962945594148},{"$f":"INDEX(INDIRECT(Controls!$F$41),Active!$A75,Active!S$21)","v":32.08685971421356},{"$f":"INDEX(INDIRECT(Controls!$F$41),Active!$A75,Active!T$21)","v":32.556165336378342},{"$f":"INDEX(INDIRECT(Controls!$F$41),Active!$A75,Active!U$21)","v":33.029561480794861},{"$f":"INDEX(INDIRECT(Controls!$F$41),Active!$A75,Active!V$21)","v":33.496135243067911},{"$f":"INDEX(INDIRECT(Controls!$F$41),Active!$A75,Active!W$21)","v":34.020447908765036},{"$f":"INDEX(INDIRECT(Controls!$F$41),Active!$A75,Active!X$21)","v":34.272072792599353},{"$f":"INDEX(INDIRECT(Controls!$F$41),Active!$A75,Active!Y$21)","v":34.542319772655297},{"$f":"INDEX(INDIRECT(Controls!$F$41),Active!$A75,Active!Z$21)","v":34.72594750222332},{"$f":"INDEX(INDIRECT(Controls!$F$41),Active!$A75,Active!AA$21)","v":34.846551022218677},{"$f":"INDEX(INDIRECT(Controls!$F$41),Active!$A75,Active!AB$21)","v":34.870831827078028},{"$f":"INDEX(INDIRECT(Controls!$F$41),Active!$A75,Active!AC$21)","v":34.978891521858372},{"$f":"INDEX(INDIRECT(Controls!$F$41),Active!$A75,Active!AD$21)","v":35.136554688685685},{"$f":"INDEX(INDIRECT(Controls!$F$41),Active!$A75,Active!AE$21)","v":35.364265168848327},{"$f":"INDEX(INDIRECT(Controls!$F$41),Active!$A75,Active!AF$21)","v":35.782027703093469},{"$f":"INDEX(INDIRECT(Controls!$F$41),Active!$A75,Active!AG$21)","v":36.219903275655341}]
[54,{"$f":"INDEX(INDIRECT(Controls!$F$41),Active!$A76,Active!B$21)","v":"Two Degrees Winter Peak"},{"$f":"INDEX(INDIRECT(Controls!$F$41),Active!$A76,Active!C$21)","v":"M"},{"$f":"INDEX(INDIRECT(Controls!$F$41),Active!$A76,Active!D$21)","v":"M8"},{"$f":"INDEX(INDIRECT(Controls!$F$41),Active!$A76,Active!E$21)","v":0},{"$f":"INDEX(INDIRECT(Controls!$F$41),Active!$A76,Active!F$21)","v":0},{"$f":"INDEX(INDIRECT(Controls!$F$41),Active!$A76,Active!G$21)","v":0},{"$f":"INDEX(INDIRECT(Controls!$F$41),Active!$A76,Active!H$21)","v":0},{"$f":"INDEX(INDIRECT(Controls!$F$41),Active!$A76,Active!I$21)","v":48.408000868629259},{"$f":"INDEX(INDIRECT(Controls!$F$41),Active!$A76,Active!J$21)","v":49.349863745295828},{"$f":"INDEX(INDIRECT(Controls!$F$41),Active!$A76,Active!K$21)","v":48.89189970885235},{"$f":"INDEX(INDIRECT(Controls!$F$41),Active!$A76,Active!L$21)","v":48.463545882684407},{"$f":"INDEX(INDIRECT(Controls!$F$41),Active!$A76,Active!M$21)","v":47.989396580135946},{"$f":"INDEX(INDIRECT(Controls!$F$41),Active!$A76,Active!N$21)","v":47.64456729517488},{"$f":"INDEX(INDIRECT(Controls!$F$41),Active!$A76,Active!O$21)","v":47.515881710104459},{"$f":"INDEX(INDIRECT(Controls!$F$41),Active!$A76,Active!P$21)","v":47.221176975836975},{"$f":"INDEX(INDIRECT(Controls!$F$41),Active!$A76,Active!Q$21)","v":47.084118479767447},{"$f":"INDEX(INDIRECT(Controls!$F$41),Active!$A76,Active!R$21)","v":47.035318065166805},{"$f":"INDEX(INDIRECT(Controls!$F$41),Active!$A76,Active!S$21)","v":47.11456096983401},{"$f":"INDEX(INDIRECT(Controls!$F$41),Active!$A76,Active!T$21)","v":47.280268955171515},{"$f":"INDEX(INDIRECT(Controls!$F$41),Active!$A76,Active!U$21)","v":47.398684088890278},{"$f":"INDEX(INDIRECT(Controls!$F$41),Active!$A76,Active!V$21)","v":47.47218512526009},{"$f":"INDEX(INDIRECT(Controls!$F$41),Active!$A76,Active!W$21)","v":47.632835789031525},{"$f":"INDEX(INDIRECT(Controls!$F$41),Active!$A76,Active!X$21)","v":47.461891385530215},{"$f":"INDEX(INDIRECT(Controls!$F$41),Active!$A76,Active!Y$21)","v":47.445108111259763},{"$f":"INDEX(INDIRECT(Controls!$F$41),Active!$A76,Active!Z$21)","v":47.407118440815587},{"$f":"INDEX(INDIRECT(Controls!$F$41),Active!$A76,Active!AA$21)","v":47.383016593625875},{"$f":"INDEX(INDIRECT(Controls!$F$41),Active!$A76,Active!AB$21)","v":47.311888734943082},{"$f":"INDEX(INDIRECT(Controls!$F$41),Active!$A76,Active!AC$21)","v":47.336048623425974},{"$f":"INDEX(INDIRECT(Controls!$F$41),Active!$A76,Active!AD$21)","v":47.387455149779676},{"$f":"INDEX(INDIRECT(Controls!$F$41),Active!$A76,Active!AE$21)","v":47.486131221905666},{"$f":"INDEX(INDIRECT(Controls!$F$41),Active!$A76,Active!AF$21)","v":47.820645704686548},{"$f":"INDEX(INDIRECT(Controls!$F$41),Active!$A76,Active!AG$21)","v":48.106571729903713}]
[55,{"$f":"INDEX(INDIRECT(Controls!$F$41),Active!$A77,Active!B$21)","v":"Two Degrees Winter Peak"},{"$f":"INDEX(INDIRECT(Controls!$F$41),Active!$A77,Active!C$21)","v":"N"},{"$f":"INDEX(INDIRECT(Controls!$F$41),Active!$A77,Active!D$21)","v":"N1"},{"$f":"INDEX(INDIRECT(Controls!$F$41),Active!$A77,Active!E$21)","v":0},{"$f":"INDEX(INDIRECT(Controls!$F$41),Active!$A77,Active!F$21)","v":0},{"$f":"INDEX(INDIRECT(Controls!$F$41),Active!$A77,Active!G$21)","v":0},{"$f":"INDEX(INDIRECT(Controls!$F$41),Active!$A77,Active!H$21)","v":0},{"$f":"INDEX(INDIRECT(Controls!$F$41),Active!$A77,Active!I$21)","v":1449.9012253401072},{"$f":"INDEX(INDIRECT(Controls!$F$41),Active!$A77,Active!J$21)","v":1481.9670670842384},{"$f":"INDEX(INDIRECT(Controls!$F$41),Active!$A77,Active!K$21)","v":1473.7003019927138},{"$f":"INDEX(INDIRECT(Controls!$F$41),Active!$A77,Active!L$21)","v":1466.7277295578288},{"$f":"INDEX(INDIRECT(Controls!$F$41),Active!$A77,Active!M$21)","v":1458.4197026838524},{"$f":"INDEX(INDIRECT(Controls!$F$41),Active!$A77,Active!N$21)","v":1452.0356157909955},{"$f":"INDEX(INDIRECT(Controls!$F$41),Active!$A77,Active!O$21)","v":1451.8738060456881},{"$f":"INDEX(INDIRECT(Controls!$F$41),Active!$A77,Active!P$21)","v":1444.8535473754755},{"$f":"INDEX(INDIRECT(Controls!$F$41),Active!$A77,Active!Q$21)","v":1441.6863271746079},{"$f":"INDEX(INDIRECT(Controls!$F$41),Active!$A77,Active!R$21)","v":1442.5802739202318},{"$f":"INDEX(INDIRECT(Controls!$F$41),Active!$A77,Active!S$21)","v":1448.2959495661557},{"$f":"INDEX(INDIRECT(Controls!$F$41),Active!$A77,Active!T$21)","v":1457.1987373720478},{"$f":"INDEX(INDIRECT(Controls!$F$41),Active!$A77,Active!U$21)","v":1465.0356272530298},{"$f":"INDEX(INDIRECT(Controls!$F$41),Active!$A77,Active!V$21)","v":1471.7458185299188},{"$f":"INDEX(INDIRECT(Controls!$F$41),Active!$A77,Active!W$21)","v":1481.1177385280189},{"$f":"INDEX(INDIRECT(Controls!$F$41),Active!$A77,Active!X$21)","v":1479.7957487182032},{"$f":"INDEX(INDIRECT(Controls!$F$41),Active!$A77,Active!Y$21)","v":1482.2897533222499},{"$f":"INDEX(INDIRECT(Controls!$F$41),Active!$A77,Active!Z$21)","v":1483.3606144973498},{"$f":"INDEX(INDIRECT(Controls!$F$41),Active!$A77,Active!AA$21)","v":1484.0838598956225},{"$f":"INDEX(INDIRECT(Controls!$F$41),Active!$A77,Active!AB$21)","v":1482.6744809376414},{"$f":"INDEX(INDIRECT(Controls!$F$41),Active!$A77,Active!AC$21)","v":1484.3960271133988},{"$f":"INDEX(INDIRECT(Controls!$F$41),Active!$A77,Active!AD$21)","v":1487.2868957984358},{"$f":"INDEX(INDIRECT(Controls!$F$41),Active!$A77,Active!AE$21)","v":1492.0353313240296},{"$f":"INDEX(INDIRECT(Controls!$F$41),Active!$A77,Active!AF$21)","v":1504.3479652442998},{"$f":"INDEX(INDIRECT(Controls!$F$41),Active!$A77,Active!AG$21)","v":1515.7355151264251}]
[56,{"$f":"INDEX(INDIRECT(Controls!$F$41),Active!$A78,Active!B$21)","v":"Two Degrees Winter Peak"},{"$f":"INDEX(INDIRECT(Controls!$F$41),Active!$A78,Active!C$21)","v":"N"},{"$f":"INDEX(INDIRECT(Controls!$F$41),Active!$A78,Active!D$21)","v":"N2"},{"$f":"INDEX(INDIRECT(Controls!$F$41),Active!$A78,Active!E$21)","v":0},{"$f":"INDEX(INDIRECT(Controls!$F$41),Active!$A78,Active!F$21)","v":0},{"$f":"INDEX(INDIRECT(Controls!$F$41),Active!$A78,Active!G$21)","v":0},{"$f":"INDEX(INDIRECT(Controls!$F$41),Active!$A78,Active!H$21)","v":0},{"$f":"INDEX(INDIRECT(Controls!$F$41),Active!$A78,Active!I$21)","v":1123.421229492033},{"$f":"INDEX(INDIRECT(Controls!$F$41),Active!$A78,Active!J$21)","v":1148.8358753130719},{"$f":"INDEX(INDIRECT(Controls!$F$41),Active!$A78,Active!K$21)","v":1143.2351793036717},{"$f":"INDEX(INDIRECT(Controls!$F$41),Active!$A78,Active!L$21)","v":1138.6973912384497},{"$f":"INDEX(INDIRECT(Controls!$F$41),Active!$A78,Active!M$21)","v":1133.1302022371988},{"$f":"INDEX(INDIRECT(Controls!$F$41),Active!$A78,Active!N$21)","v":1128.7659327614836},{"$f":"INDEX(INDIRECT(Controls!$F$41),Active!$A78,Active!O$21)","v":1129.1857023186651},{"$f":"INDEX(INDIRECT(Controls!$F$41),Active!$A78,Active!P$21)","v":1124.0129450115742},{"$f":"INDEX(INDIRECT(Controls!$F$41),Active!$A78,Active!Q$21)","v":1121.6973679913353},{"$f":"INDEX(INDIRECT(Controls!$F$41),Active!$A78,Active!R$21)","v":1122.7377877179379},{"$f":"INDEX(INDIRECT(Controls!$F$41),Active!$A78,Active!S$21)","v":1127.6598664367034},{"$f":"INDEX(INDIRECT(Controls!$F$41),Active!$A78,Active!T$21)","v":1135.1395898565611},{"$f":"INDEX(INDIRECT(Controls!$F$41),Active!$A78,Active!U$21)","v":1141.8451886312371},{"$f":"INDEX(INDIRECT(Controls!$F$41),Active!$A78,Active!V$21)","v":1147.7100580004519},{"$f":"INDEX(INDIRECT(Controls!$F$41),Active!$A78,Active!W$21)","v":1155.6448999347108},{"$f":"INDEX(INDIRECT(Controls!$F$41),Active!$A78,Active!X$21)","v":1155.1813134502252},{"$f":"INDEX(INDIRECT(Controls!$F$41),Active!$A78,Active!Y$21)","v":1157.5561463400516},{"$f":"INDEX(INDIRECT(Controls!$F$41),Active!$A78,Active!Z$21)","v":1158.7119586901936},{"$f":"INDEX(INDIRECT(Controls!$F$41),Active!$A78,Active!AA$21)","v":1159.4856991031531},{"$f":"INDEX(INDIRECT(Controls!$F$41),Active!$A78,Active!AB$21)","v":1158.5001225854371},{"$f":"INDEX(INDIRECT(Controls!$F$41),Active!$A78,Active!AC$21)","v":1159.9813476945942},{"$f":"INDEX(INDIRECT(Controls!$F$41),Active!$A78,Active!AD$21)","v":1162.4207444849887},{"$f":"INDEX(INDIRECT(Controls!$F$41),Active!$A78,Active!AE$21)","v":1166.3646517995398},{"$f":"INDEX(INDIRECT(Controls!$F$41),Active!$A78,Active!AF$21)","v":1176.2433789770209},{"$f":"INDEX(INDIRECT(Controls!$F$41),Active!$A78,Active!AG$21)","v":1185.4836056897113}]
[57,{"$f":"INDEX(INDIRECT(Controls!$F$41),Active!$A79,Active!B$21)","v":"Two Degrees Winter Peak"},{"$f":"INDEX(INDIRECT(Controls!$F$41),Active!$A79,Active!C$21)","v":"N"},{"$f":"INDEX(INDIRECT(Controls!$F$41),Active!$A79,Active!D$21)","v":"N3"},{"$f":"INDEX(INDIRECT(Controls!$F$41),Active!$A79,Active!E$21)","v":0},{"$f":"INDEX(INDIRECT(Controls!$F$41),Active!$A79,Active!F$21)","v":0},{"$f":"INDEX(INDIRECT(Controls!$F$41),Active!$A79,Active!G$21)","v":0},{"$f":"INDEX(INDIRECT(Controls!$F$41),Active!$A79,Active!H$21)","v":0},{"$f":"INDEX(INDIRECT(Controls!$F$41),Active!$A79,Active!I$21)","v":836.62920675063037},{"$f":"INDEX(INDIRECT(Controls!$F$41),Active!$A79,Active!J$21)","v":855.28861491364853},{"$f":"INDEX(INDIRECT(Controls!$F$41),Active!$A79,Active!K$21)","v":850.73987666886705},{"$f":"INDEX(INDIRECT(Controls!$F$41),Active!$A79,Active!L$21)","v":846.95446596549266},{"$f":"INDEX(INDIRECT(Controls!$F$41),Active!$A79,Active!M$21)","v":842.39993511741682},{"$f":"INDEX(INDIRECT(Controls!$F$41),Active!$A79,Active!N$21)","v":838.87637645858274},{"$f":"INDEX(INDIRECT(Controls!$F$41),Active!$A79,Active!O$21)","v":838.93300691263255},{"$f":"INDEX(INDIRECT(Controls!$F$41),Active!$A79,Active!P$21)","v":834.95553207955754},{"$f":"INDEX(INDIRECT(Controls!$F$41),Active!$A79,Active!Q$21)","v":833.16606692702487},{"$f":"INDEX(INDIRECT(Controls!$F$41),Active!$A79,Active!R$21)","v":833.77758597570619},{"$f":"INDEX(INDIRECT(Controls!$F$41),Active!$A79,Active!S$21)","v":837.21144137565602},{"$f":"INDEX(INDIRECT(Controls!$F$41),Active!$A79,Active!T$21)","v":842.50860515296733},{"$f":"INDEX(INDIRECT(Controls!$F$41),Active!$A79,Active!U$21)","v":847.20496143038611},{"$f":"INDEX(INDIRECT(Controls!$F$41),Active!$A79,Active!V$21)","v":851.26006261662576},{"$f":"INDEX(INDIRECT(Controls!$F$41),Active!$A79,Active!W$21)","v":856.85313775643101},{"$f":"INDEX(INDIRECT(Controls!$F$41),Active!$A79,Active!X$21)","v":856.24460271556143},{"$f":"INDEX(INDIRECT(Controls!$F$41),Active!$A79,Active!Y$21)","v":857.80543753583129},{"$f":"INDEX(INDIRECT(Controls!$F$41),Active!$A79,Active!Z$21)","v":858.51307382778486},{"$f":"INDEX(INDIRECT(Controls!$F$41),Active!$A79,Active!AA$21)","v":858.9891089413029},{"$f":"INDEX(INDIRECT(Controls!$F$41),Active!$A79,Active!AB$21)","v":858.20515144762589},{"$f":"INDEX(INDIRECT(Controls!$F$41),Active!$A79,Active!AC$21)","v":859.23906404039531},{"$f":"INDEX(INDIRECT(Controls!$F$41),Active!$A79,Active!AD$21)","v":860.96205425415826},{"$f":"INDEX(INDIRECT(Controls!$F$41),Active!$A79,Active!AE$21)","v":863.77485230135096},{"$f":"INDEX(INDIRECT(Controls!$F$41),Active!$A79,Active!AF$21)","v":870.97271061585684},{"$f":"INDEX(INDIRECT(Controls!$F$41),Active!$A79,Active!AG$21)","v":877.65831107738666}]
[58,{"$f":"INDEX(INDIRECT(Controls!$F$41),Active!$A80,Active!B$21)","v":"Two Degrees Winter Peak"},{"$f":"INDEX(INDIRECT(Controls!$F$41),Active!$A80,Active!C$21)","v":"N"},{"$f":"INDEX(INDIRECT(Controls!$F$41),Active!$A80,Active!D$21)","v":"N4"},{"$f":"INDEX(INDIRECT(Controls!$F$41),Active!$A80,Active!E$21)","v":0},{"$f":"INDEX(INDIRECT(Controls!$F$41),Active!$A80,Active!F$21)","v":0},{"$f":"INDEX(INDIRECT(Controls!$F$41),Active!$A80,Active!G$21)","v":0},{"$f":"INDEX(INDIRECT(Controls!$F$41),Active!$A80,Active!H$21)","v":0},{"$f":"INDEX(INDIRECT(Controls!$F$41),Active!$A80,Active!I$21)","v":1309.6213891405273},{"$f":"INDEX(INDIRECT(Controls!$F$41),Active!$A80,Active!J$21)","v":1339.4629669501144},{"$f":"INDEX(INDIRECT(Controls!$F$41),Active!$A80,Active!K$21)","v":1333.2373610004854},{"$f":"INDEX(INDIRECT(Controls!$F$41),Active!$A80,Active!L$21)","v":1328.2735063792661},{"$f":"INDEX(INDIRECT(Controls!$F$41),Active!$A80,Active!M$21)","v":1322.1116488363011},{"$f":"INDEX(INDIRECT(Controls!$F$41),Active!$A80,Active!N$21)","v":1317.2435750463244},{"$f":"INDEX(INDIRECT(Controls!$F$41),Active!$A80,Active!O$21)","v":1317.9384607507181},{"$f":"INDEX(INDIRECT(Controls!$F$41),Active!$A80,Active!P$21)","v":1312.0089159870249},{"$f":"INDEX(INDIRECT(Controls!$F$41),Active!$A80,Active!Q$21)","v":1309.3617543839646},{"$f":"INDEX(INDIRECT(Controls!$F$41),Active!$A80,Active!R$21)","v":1310.7057397045878},{"$f":"INDEX(INDIRECT(Controls!$F$41),Active!$A80,Active!S$21)","v":1316.6296641907661},{"$f":"INDEX(INDIRECT(Controls!$F$41),Active!$A80,Active!T$21)","v":1325.5683974949629},{"$f":"INDEX(INDIRECT(Controls!$F$41),Active!$A80,Active!U$21)","v":1333.6242157372442},{"$f":"INDEX(INDIRECT(Controls!$F$41),Active!$A80,Active!V$21)","v":1340.7121244743194},{"$f":"INDEX(INDIRECT(Controls!$F$41),Active!$A80,Active!W$21)","v":1350.2159549428034},{"$f":"INDEX(INDIRECT(Controls!$F$41),Active!$A80,Active!X$21)","v":1349.8869487178226},{"$f":"INDEX(INDIRECT(Controls!$F$41),Active!$A80,Active!Y$21)","v":1352.8222037016212},{"$f":"INDEX(INDIRECT(Controls!$F$41),Active!$A80,Active!Z$21)","v":1354.2925310104145},{"$f":"INDEX(INDIRECT(Controls!$F$41),Active!$A80,Active!AA$21)","v":1355.274956346241},{"$f":"INDEX(INDIRECT(Controls!$F$41),Active!$A80,Active!AB$21)","v":1354.1661615254336},{"$f":"INDEX(INDIRECT(Controls!$F$41),Active!$A80,Active!AC$21)","v":1355.9484387224588},{"$f":"INDEX(INDIRECT(Controls!$F$41),Active!$A80,Active!AD$21)","v":1358.8673614367619},{"$f":"INDEX(INDIRECT(Controls!$F$41),Active!$A80,Active!AE$21)","v":1363.5647484500048},{"$f":"INDEX(INDIRECT(Controls!$F$41),Active!$A80,Active!AF$21)","v":1375.2084717840282},{"$f":"INDEX(INDIRECT(Controls!$F$41),Active!$A80,Active!AG$21)","v":1386.1373814656199}]
[59,{"$f":"INDEX(INDIRECT(Controls!$F$41),Active!$A81,Active!B$21)","v":"Two Degrees Winter Peak"},{"$f":"INDEX(INDIRECT(Controls!$F$41),Active!$A81,Active!C$21)","v":"N"},{"$f":"INDEX(INDIRECT(Controls!$F$41),Active!$A81,Active!D$21)","v":"N5"},{"$f":"INDEX(INDIRECT(Controls!$F$41),Active!$A81,Active!E$21)","v":0},{"$f":"INDEX(INDIRECT(Controls!$F$41),Active!$A81,Active!F$21)","v":0},{"$f":"INDEX(INDIRECT(Controls!$F$41),Active!$A81,Active!G$21)","v":0},{"$f":"INDEX(INDIRECT(Controls!$F$41),Active!$A81,Active!H$21)","v":0},{"$f":"INDEX(INDIRECT(Controls!$F$41),Active!$A81,Active!I$21)","v":297.53852427666334},{"$f":"INDEX(INDIRECT(Controls!$F$41),Active!$A81,Active!J$21)","v":304.55439763602305},{"$f":"INDEX(INDIRECT(Controls!$F$41),Active!$A81,Active!K$21)","v":303.47363392218165},{"$f":"INDEX(INDIRECT(Controls!$F$41),Active!$A81,Active!L$21)","v":302.7044694458454},{"$f":"INDEX(INDIRECT(Controls!$F$41),Active!$A81,Active!M$21)","v":301.66534157382921},{"$f":"INDEX(INDIRECT(Controls!$F$41),Active!$A81,Active!N$21)","v":300.8008082176612},{"$f":"INDEX(INDIRECT(Controls!$F$41),Active!$A81,Active!O$21)","v":301.18474483337656},{"$f":"INDEX(INDIRECT(Controls!$F$41),Active!$A81,Active!P$21)","v":299.94819136944682},{"$f":"INDEX(INDIRECT(Controls!$F$41),Active!$A81,Active!Q$21)","v":299.40419166803719},{"$f":"INDEX(INDIRECT(Controls!$F$41),Active!$A81,Active!R$21)","v":299.85375072682325},{"$f":"INDEX(INDIRECT(Controls!$F$41),Active!$A81,Active!S$21)","v":301.40424789471558},{"$f":"INDEX(INDIRECT(Controls!$F$41),Active!$A81,Active!T$21)","v":303.67626229291955},{"$f":"INDEX(INDIRECT(Controls!$F$41),Active!$A81,Active!U$21)","v":305.76914780759279},{"$f":"INDEX(INDIRECT(Controls!$F$41),Active!$A81,Active!V$21)","v":307.65550999685695},{"$f":"INDEX(INDIRECT(Controls!$F$41),Active!$A81,Active!W$21)","v":310.09390572106503},{"$f":"INDEX(INDIRECT(Controls!$F$41),Active!$A81,Active!X$21)","v":310.25168139726605},{"$f":"INDEX(INDIRECT(Controls!$F$41),Active!$A81,Active!Y$21)","v":311.10201633254741},{"$f":"INDEX(INDIRECT(Controls!$F$41),Active!$A81,Active!Z$21)","v":311.57128702915128},{"$f":"INDEX(INDIRECT(Controls!$F$41),Active!$A81,Active!AA$21)","v":311.88296176035482},{"$f":"INDEX(INDIRECT(Controls!$F$41),Active!$A81,Active!AB$21)","v":311.67519177030016},{"$f":"INDEX(INDIRECT(Controls!$F$41),Active!$A81,Active!AC$21)","v":312.1412088782314},{"$f":"INDEX(INDIRECT(Controls!$F$41),Active!$A81,Active!AD$21)","v":312.88709121489831},{"$f":"INDEX(INDIRECT(Controls!$F$41),Active!$A81,Active!AE$21)","v":314.06407594791551},{"$f":"INDEX(INDIRECT(Controls!$F$41),Active!$A81,Active!AF$21)","v":316.84986642037524},{"$f":"INDEX(INDIRECT(Controls!$F$41),Active!$A81,Active!AG$21)","v":319.50571625005352}]
[60,{"$f":"INDEX(INDIRECT(Controls!$F$41),Active!$A82,Active!B$21)","v":"Two Degrees Winter Peak"},{"$f":"INDEX(INDIRECT(Controls!$F$41),Active!$A82,Active!C$21)","v":"N"},{"$f":"INDEX(INDIRECT(Controls!$F$41),Active!$A82,Active!D$21)","v":"N6"},{"$f":"INDEX(INDIRECT(Controls!$F$41),Active!$A82,Active!E$21)","v":0},{"$f":"INDEX(INDIRECT(Controls!$F$41),Active!$A82,Active!F$21)","v":0},{"$f":"INDEX(INDIRECT(Controls!$F$41),Active!$A82,Active!G$21)","v":0},{"$f":"INDEX(INDIRECT(Controls!$F$41),Active!$A82,Active!H$21)","v":0},{"$f":"INDEX(INDIRECT(Controls!$F$41),Active!$A82,Active!I$21)","v":75.582969593292219},{"$f":"INDEX(INDIRECT(Controls!$F$41),Active!$A82,Active!J$21)","v":78.373085366643295},{"$f":"INDEX(INDIRECT(Controls!$F$41),Active!$A82,Active!K$21)","v":79.523283288199224},{"$f":"INDEX(INDIRECT(Controls!$F$41),Active!$A82,Active!L$21)","v":80.859116398531128},{"$f":"INDEX(INDIRECT(Controls!$F$41),Active!$A82,Active!M$21)","v":82.135834037618139},{"$f":"INDEX(INDIRECT(Controls!$F$41),Active!$A82,Active!N$21)","v":82.947289903205416},{"$f":"INDEX(INDIRECT(Controls!$F$41),Active!$A82,Active!O$21)","v":84.010120799718749},{"$f":"INDEX(INDIRECT(Controls!$F$41),Active!$A82,Active!P$21)","v":84.168293606761864},{"$f":"INDEX(INDIRECT(Controls!$F$41),Active!$A82,Active!Q$21)","v":84.275290994219176},{"$f":"INDEX(INDIRECT(Controls!$F$41),Active!$A82,Active!R$21)","v":85.005290459891427},{"$f":"INDEX(INDIRECT(Controls!$F$41),Active!$A82,Active!S$21)","v":86.272878620263768},{"$f":"INDEX(INDIRECT(Controls!$F$41),Active!$A82,Active!T$21)","v":87.879907341800859},{"$f":"INDEX(INDIRECT(Controls!$F$41),Active!$A82,Active!U$21)","v":89.533086626360344},{"$f":"INDEX(INDIRECT(Controls!$F$41),Active!$A82,Active!V$21)","v":91.190937569595548},{"$f":"INDEX(INDIRECT(Controls!$F$41),Active!$A82,Active!W$21)","v":93.002470350405815},{"$f":"INDEX(INDIRECT(Controls!$F$41),Active!$A82,Active!X$21)","v":94.035441041447143},{"$f":"INDEX(INDIRECT(Controls!$F$41),Active!$A82,Active!Y$21)","v":95.034841886064228},{"$f":"INDEX(INDIRECT(Controls!$F$41),Active!$A82,Active!Z$21)","v":95.731449960082827},{"$f":"INDEX(INDIRECT(Controls!$F$41),Active!$A82,Active!AA$21)","v":96.188410094123228},{"$f":"INDEX(INDIRECT(Controls!$F$41),Active!$A82,Active!AB$21)","v":96.324119248895215},{"$f":"INDEX(INDIRECT(Controls!$F$41),Active!$A82,Active!AC$21)","v":96.703374877630949},{"$f":"INDEX(INDIRECT(Controls!$F$41),Active!$A82,Active!AD$21)","v":97.246067581401363},{"$f":"INDEX(INDIRECT(Controls!$F$41),Active!$A82,Active!AE$21)","v":98.013757748858609},{"$f":"INDEX(INDIRECT(Controls!$F$41),Active!$A82,Active!AF$21)","v":99.320953498082829},{"$f":"INDEX(INDIRECT(Controls!$F$41),Active!$A82,Active!AG$21)","v":100.73375092833085}]
[61,{"$f":"INDEX(INDIRECT(Controls!$F$41),Active!$A83,Active!B$21)","v":"Two Degrees Winter Peak"},{"$f":"INDEX(INDIRECT(Controls!$F$41),Active!$A83,Active!C$21)","v":"N"},{"$f":"INDEX(INDIRECT(Controls!$F$41),Active!$A83,Active!D$21)","v":"N7"},{"$f":"INDEX(INDIRECT(Controls!$F$41),Active!$A83,Active!E$21)","v":0},{"$f":"INDEX(INDIRECT(Controls!$F$41),Active!$A83,Active!F$21)","v":0},{"$f":"INDEX(INDIRECT(Controls!$F$41),Active!$A83,Active!G$21)","v":0},{"$f":"INDEX(INDIRECT(Controls!$F$41),Active!$A83,Active!H$21)","v":0},{"$f":"INDEX(INDIRECT(Controls!$F$41),Active!$A83,Active!I$21)","v":396.69505904058246},{"$f":"INDEX(INDIRECT(Controls!$F$41),Active!$A83,Active!J$21)","v":404.91858700930567},{"$f":"INDEX(INDIRECT(Controls!$F$41),Active!$A83,Active!K$21)","v":401.87969355492982},{"$f":"INDEX(INDIRECT(Controls!$F$41),Active!$A83,Active!L$21)","v":399.13681562398961},{"$f":"INDEX(INDIRECT(Controls!$F$41),Active!$A83,Active!M$21)","v":396.02339423661749},{"$f":"INDEX(INDIRECT(Controls!$F$41),Active!$A83,Active!N$21)","v":393.71432334831565},{"$f":"INDEX(INDIRECT(Controls!$F$41),Active!$A83,Active!O$21)","v":393.14354963337109},{"$f":"INDEX(INDIRECT(Controls!$F$41),Active!$A83,Active!P$21)","v":390.96519559718581},{"$f":"INDEX(INDIRECT(Controls!$F$41),Active!$A83,Active!Q$21)","v":389.96490693321647},{"$f":"INDEX(INDIRECT(Controls!$F$41),Active!$A83,Active!R$21)","v":389.87361768951541},{"$f":"INDEX(INDIRECT(Controls!$F$41),Active!$A83,Active!S$21)","v":390.96088342095828},{"$f":"INDEX(INDIRECT(Controls!$F$41),Active!$A83,Active!T$21)","v":392.83497605342228},{"$f":"INDEX(INDIRECT(Controls!$F$41),Active!$A83,Active!U$21)","v":394.36744665737808},{"$f":"INDEX(INDIRECT(Controls!$F$41),Active!$A83,Active!V$21)","v":395.56048824986692},{"$f":"INDEX(INDIRECT(Controls!$F$41),Active!$A83,Active!W$21)","v":397.47444655947146},{"$f":"INDEX(INDIRECT(Controls!$F$41),Active!$A83,Active!X$21)","v":396.57119705236124},{"$f":"INDEX(INDIRECT(Controls!$F$41),Active!$A83,Active!Y$21)","v":396.82627579144508},{"$f":"INDEX(INDIRECT(Controls!$F$41),Active!$A83,Active!Z$21)","v":396.8043343284412},{"$f":"INDEX(INDIRECT(Controls!$F$41),Active!$A83,Active!AA$21)","v":396.79615997254012},{"$f":"INDEX(INDIRECT(Controls!$F$41),Active!$A83,Active!AB$21)","v":396.3077448992633},{"$f":"INDEX(INDIRECT(Controls!$F$41),Active!$A83,Active!AC$21)","v":396.6364740479961},{"$f":"INDEX(INDIRECT(Controls!$F$41),Active!$A83,Active!AD$21)","v":397.2347646829495},{"$f":"INDEX(INDIRECT(Controls!$F$41),Active!$A83,Active!AE$21)","v":398.27829914328453},{"$f":"INDEX(INDIRECT(Controls!$F$41),Active!$A83,Active!AF$21)","v":401.32005365628567},{"$f":"INDEX(INDIRECT(Controls!$F$41),Active!$A83,Active!AG$21)","v":404.03310190977618}]
[62,{"$f":"INDEX(INDIRECT(Controls!$F$41),Active!$A84,Active!B$21)","v":"Two Degrees Winter Peak"},{"$f":"INDEX(INDIRECT(Controls!$F$41),Active!$A84,Active!C$21)","v":"P"},{"$f":"INDEX(INDIRECT(Controls!$F$41),Active!$A84,Active!D$21)","v":"P1"},{"$f":"INDEX(INDIRECT(Controls!$F$41),Active!$A84,Active!E$21)","v":0},{"$f":"INDEX(INDIRECT(Controls!$F$41),Active!$A84,Active!F$21)","v":0},{"$f":"INDEX(INDIRECT(Controls!$F$41),Active!$A84,Active!G$21)","v":0},{"$f":"INDEX(INDIRECT(Controls!$F$41),Active!$A84,Active!H$21)","v":0},{"$f":"INDEX(INDIRECT(Controls!$F$41),Active!$A84,Active!I$21)","v":1810.8337262822718},{"$f":"INDEX(INDIRECT(Controls!$F$41),Active!$A84,Active!J$21)","v":1853.1693917398802},{"$f":"INDEX(INDIRECT(Controls!$F$41),Active!$A84,Active!K$21)","v":1846.0782893637265},{"$f":"INDEX(INDIRECT(Controls!$F$41),Active!$A84,Active!L$21)","v":1840.845215932799},{"$f":"INDEX(INDIRECT(Controls!$F$41),Active!$A84,Active!M$21)","v":1833.96572168531},{"$f":"INDEX(INDIRECT(Controls!$F$41),Active!$A84,Active!N$21)","v":1828.3324991166696},{"$f":"INDEX(INDIRECT(Controls!$F$41),Active!$A84,Active!O$21)","v":1830.3212305276859},{"$f":"INDEX(INDIRECT(Controls!$F$41),Active!$A84,Active!P$21)","v":1822.6252778796036},{"$f":"INDEX(INDIRECT(Controls!$F$41),Active!$A84,Active!Q$21)","v":1819.2260958911288},{"$f":"INDEX(INDIRECT(Controls!$F$41),Active!$A84,Active!R$21)","v":1821.7401801307158},{"$f":"INDEX(INDIRECT(Controls!$F$41),Active!$A84,Active!S$21)","v":1830.8616638052217},{"$f":"INDEX(INDIRECT(Controls!$F$41),Active!$A84,Active!T$21)","v":1844.3180525484631},{"$f":"INDEX(INDIRECT(Controls!$F$41),Active!$A84,Active!U$21)","v":1856.6512191934662},{"$f":"INDEX(INDIRECT(Controls!$F$41),Active!$A84,Active!V$21)","v":1867.7068819552203},{"$f":"INDEX(INDIRECT(Controls!$F$41),Active!$A84,Active!W$21)","v":1882.1173994216281},{"$f":"INDEX(INDIRECT(Controls!$F$41),Active!$A84,Active!X$21)","v":1882.7197598665571},{"$f":"INDEX(INDIRECT(Controls!$F$41),Active!$A84,Active!Y$21)","v":1887.6125793133485},{"$f":"INDEX(INDIRECT(Controls!$F$41),Active!$A84,Active!Z$21)","v":1890.2604696455269},{"$f":"INDEX(INDIRECT(Controls!$F$41),Active!$A84,Active!AA$21)","v":1892.0211707470867},{"$f":"INDEX(INDIRECT(Controls!$F$41),Active!$A84,Active!AB$21)","v":1890.688735341683},{"$f":"INDEX(INDIRECT(Controls!$F$41),Active!$A84,Active!AC$21)","v":1893.4309102813384},{"$f":"INDEX(INDIRECT(Controls!$F$41),Active!$A84,Active!AD$21)","v":1897.8430748242954},{"$f":"INDEX(INDIRECT(Controls!$F$41),Active!$A84,Active!AE$21)","v":1904.8373245099251},{"$f":"INDEX(INDIRECT(Controls!$F$41),Active!$A84,Active!AF$21)","v":1921.5756896631588},{"$f":"INDEX(INDIRECT(Controls!$F$41),Active!$A84,Active!AG$21)","v":1937.4732702786857}]
[63,{"$f":"INDEX(INDIRECT(Controls!$F$41),Active!$A85,Active!B$21)","v":"Two Degrees Winter Peak"},{"$f":"INDEX(INDIRECT(Controls!$F$41),Active!$A85,Active!C$21)","v":"P"},{"$f":"INDEX(INDIRECT(Controls!$F$41),Active!$A85,Active!D$21)","v":"P2"},{"$f":"INDEX(INDIRECT(Controls!$F$41),Active!$A85,Active!E$21)","v":0},{"$f":"INDEX(INDIRECT(Controls!$F$41),Active!$A85,Active!F$21)","v":0},{"$f":"INDEX(INDIRECT(Controls!$F$41),Active!$A85,Active!G$21)","v":0},{"$f":"INDEX(INDIRECT(Controls!$F$41),Active!$A85,Active!H$21)","v":0},{"$f":"INDEX(INDIRECT(Controls!$F$41),Active!$A85,Active!I$21)","v":251.69780242843771},{"$f":"INDEX(INDIRECT(Controls!$F$41),Active!$A85,Active!J$21)","v":257.59497202465428},{"$f":"INDEX(INDIRECT(Controls!$F$41),Active!$A85,Active!K$21)","v":256.62729460992841},{"$f":"INDEX(INDIRECT(Controls!$F$41),Active!$A85,Active!L$21)","v":255.91921675552658},{"$f":"INDEX(INDIRECT(Controls!$F$41),Active!$A85,Active!M$21)","v":254.98241300450763},{"$f":"INDEX(INDIRECT(Controls!$F$41),Active!$A85,Active!N$21)","v":254.21241345946228},{"$f":"INDEX(INDIRECT(Controls!$F$41),Active!$A85,Active!O$21)","v":254.50100266311966},{"$f":"INDEX(INDIRECT(Controls!$F$41),Active!$A85,Active!P$21)","v":253.43725127819908},{"$f":"INDEX(INDIRECT(Controls!$F$41),Active!$A85,Active!Q$21)","v":252.96786994621039},{"$f":"INDEX(INDIRECT(Controls!$F$41),Active!$A85,Active!R$21)","v":253.32507653960283},{"$f":"INDEX(INDIRECT(Controls!$F$41),Active!$A85,Active!S$21)","v":254.60393238153915},{"$f":"INDEX(INDIRECT(Controls!$F$41),Active!$A85,Active!T$21)","v":256.48728849356024},{"$f":"INDEX(INDIRECT(Controls!$F$41),Active!$A85,Active!U$21)","v":258.21567674741118},{"$f":"INDEX(INDIRECT(Controls!$F$41),Active!$A85,Active!V$21)","v":259.76721765397036},{"$f":"INDEX(INDIRECT(Controls!$F$41),Active!$A85,Active!W$21)","v":261.78523787920545},{"$f":"INDEX(INDIRECT(Controls!$F$41),Active!$A85,Active!X$21)","v":261.88147540075056},{"$f":"INDEX(INDIRECT(Controls!$F$41),Active!$A85,Active!Y$21)","v":262.57142752537277},{"$f":"INDEX(INDIRECT(Controls!$F$41),Active!$A85,Active!Z$21)","v":262.94674867977233},{"$f":"INDEX(INDIRECT(Controls!$F$41),Active!$A85,Active!AA$21)","v":263.19623901573613},{"$f":"INDEX(INDIRECT(Controls!$F$41),Active!$A85,Active!AB$21)","v":263.01341171690899},{"$f":"INDEX(INDIRECT(Controls!$F$41),Active!$A85,Active!AC$21)","v":263.39784924875602},{"$f":"INDEX(INDIRECT(Controls!$F$41),Active!$A85,Active!AD$21)","v":264.01557156439929},{"$f":"INDEX(INDIRECT(Controls!$F$41),Active!$A85,Active!AE$21)","v":264.9936474993994},{"$f":"INDEX(INDIRECT(Controls!$F$41),Active!$A85,Active!AF$21)","v":267.32776058811493},{"$f":"INDEX(INDIRECT(Controls!$F$41),Active!$A85,Active!AG$21)","v":269.54675510284153}]
[64,{"$f":"INDEX(INDIRECT(Controls!$F$41),Active!$A86,Active!B$21)","v":"Two Degrees Winter Peak"},{"$f":"INDEX(INDIRECT(Controls!$F$41),Active!$A86,Active!C$21)","v":"P"},{"$f":"INDEX(INDIRECT(Controls!$F$41),Active!$A86,Active!D$21)","v":"P3"},{"$f":"INDEX(INDIRECT(Controls!$F$41),Active!$A86,Active!E$21)","v":0},{"$f":"INDEX(INDIRECT(Controls!$F$41),Active!$A86,Active!F$21)","v":0},{"$f":"INDEX(INDIRECT(Controls!$F$41),Active!$A86,Active!G$21)","v":0},{"$f":"INDEX(INDIRECT(Controls!$F$41),Active!$A86,Active!H$21)","v":0},{"$f":"INDEX(INDIRECT(Controls!$F$41),Active!$A86,Active!I$21)","v":1915.6978831713395},{"$f":"INDEX(INDIRECT(Controls!$F$41),Active!$A86,Active!J$21)","v":1958.9605237503449},{"$f":"INDEX(INDIRECT(Controls!$F$41),Active!$A86,Active!K$21)","v":1949.3035483172073},{"$f":"INDEX(INDIRECT(Controls!$F$41),Active!$A86,Active!L$21)","v":1941.4511242097681},{"$f":"INDEX(INDIRECT(Controls!$F$41),Active!$A86,Active!M$21)","v":1931.8426218388404},{"$f":"INDEX(INDIRECT(Controls!$F$41),Active!$A86,Active!N$21)","v":1924.3234634650596},{"$f":"INDEX(INDIRECT(Controls!$F$41),Active!$A86,Active!O$21)","v":1924.9671337609709},{"$f":"INDEX(INDIRECT(Controls!$F$41),Active!$A86,Active!P$21)","v":1916.1110700614577},{"$f":"INDEX(INDIRECT(Controls!$F$41),Active!$A86,Active!Q$21)","v":1912.1441430591083},{"$f":"INDEX(INDIRECT(Controls!$F$41),Active!$A86,Active!R$21)","v":1913.872285923831},{"$f":"INDEX(INDIRECT(Controls!$F$41),Active!$A86,Active!S$21)","v":1922.2002978692076},{"$f":"INDEX(INDIRECT(Controls!$F$41),Active!$A86,Active!T$21)","v":1934.8780273371347},{"$f":"INDEX(INDIRECT(Controls!$F$41),Active!$A86,Active!U$21)","v":1946.2288426888726},{"$f":"INDEX(INDIRECT(Controls!$F$41),Active!$A86,Active!V$21)","v":1956.1417467493786},{"$f":"INDEX(INDIRECT(Controls!$F$41),Active!$A86,Active!W$21)","v":1969.5834366232825},{"$f":"INDEX(INDIRECT(Controls!$F$41),Active!$A86,Active!X$21)","v":1968.7187149093284},{"$f":"INDEX(INDIRECT(Controls!$F$41),Active!$A86,Active!Y$21)","v":1972.7098225782111},{"$f":"INDEX(INDIRECT(Controls!$F$41),Active!$A86,Active!Z$21)","v":1974.6376065397812},{"$f":"INDEX(INDIRECT(Controls!$F$41),Active!$A86,Active!AA$21)","v":1975.9287847522476},{"$f":"INDEX(INDIRECT(Controls!$F$41),Active!$A86,Active!AB$21)","v":1974.2340590728741},{"$f":"INDEX(INDIRECT(Controls!$F$41),Active!$A86,Active!AC$21)","v":1976.7404020482372},{"$f":"INDEX(INDIRECT(Controls!$F$41),Active!$A86,Active!AD$21)","v":1980.8737527699604},{"$f":"INDEX(INDIRECT(Controls!$F$41),Active!$A86,Active!AE$21)","v":1987.5640183149949},{"$f":"INDEX(INDIRECT(Controls!$F$41),Active!$A86,Active!AF$21)","v":2004.3647736518262},{"$f":"INDEX(INDIRECT(Controls!$F$41),Active!$A86,Active!AG$21)","v":2020.0663770943222}]
[65,{"$f":"INDEX(INDIRECT(Controls!$F$41),Active!$A87,Active!B$21)","v":"Two Degrees Winter Peak"},{"$f":"INDEX(INDIRECT(Controls!$F$41),Active!$A87,Active!C$21)","v":"P"},{"$f":"INDEX(INDIRECT(Controls!$F$41),Active!$A87,Active!D$21)","v":"P4"},{"$f":"INDEX(INDIRECT(Controls!$F$41),Active!$A87,Active!E$21)","v":0},{"$f":"INDEX(INDIRECT(Controls!$F$41),Active!$A87,Active!F$21)","v":0},{"$f":"INDEX(INDIRECT(Controls!$F$41),Active!$A87,Active!G$21)","v":0},{"$f":"INDEX(INDIRECT(Controls!$F$41),Active!$A87,Active!H$21)","v":0},{"$f":"INDEX(INDIRECT(Controls!$F$41),Active!$A87,Active!I$21)","v":119.72509053491954},{"$f":"INDEX(INDIRECT(Controls!$F$41),Active!$A87,Active!J$21)","v":122.27103604138729},{"$f":"INDEX(INDIRECT(Controls!$F$41),Active!$A87,Active!K$21)","v":121.44439418006782},{"$f":"INDEX(INDIRECT(Controls!$F$41),Active!$A87,Active!L$21)","v":120.71385651039328},{"$f":"INDEX(INDIRECT(Controls!$F$41),Active!$A87,Active!M$21)","v":119.87208764375994},{"$f":"INDEX(INDIRECT(Controls!$F$41),Active!$A87,Active!N$21)","v":119.24070052439785},{"$f":"INDEX(INDIRECT(Controls!$F$41),Active!$A87,Active!O$21)","v":119.12976405359001},{"$f":"INDEX(INDIRECT(Controls!$F$41),Active!$A87,Active!P$21)","v":118.50232818268368},{"$f":"INDEX(INDIRECT(Controls!$F$41),Active!$A87,Active!Q$21)","v":118.21601180291002},{"$f":"INDEX(INDIRECT(Controls!$F$41),Active!$A87,Active!R$21)","v":118.22758256519461},{"$f":"INDEX(INDIRECT(Controls!$F$41),Active!$A87,Active!S$21)","v":118.61123467817416},{"$f":"INDEX(INDIRECT(Controls!$F$41),Active!$A87,Active!T$21)","v":119.24227688268289},{"$f":"INDEX(INDIRECT(Controls!$F$41),Active!$A87,Active!U$21)","v":119.77603828749061},{"$f":"INDEX(INDIRECT(Controls!$F$41),Active!$A87,Active!V$21)","v":120.21098766552014},{"$f":"INDEX(INDIRECT(Controls!$F$41),Active!$A87,Active!W$21)","v":120.86436879429255},{"$f":"INDEX(INDIRECT(Controls!$F$41),Active!$A87,Active!X$21)","v":120.65484189767292},{"$f":"INDEX(INDIRECT(Controls!$F$41),Active!$A87,Active!Y$21)","v":120.78159611601649},{"$f":"INDEX(INDIRECT(Controls!$F$41),Active!$A87,Active!Z$21)","v":120.81165696570744},{"$f":"INDEX(INDIRECT(Controls!$F$41),Active!$A87,Active!AA$21)","v":120.83319109055749},{"$f":"INDEX(INDIRECT(Controls!$F$41),Active!$A87,Active!AB$21)","v":120.69775920800414},{"$f":"INDEX(INDIRECT(Controls!$F$41),Active!$A87,Active!AC$21)","v":120.81354541434331},{"$f":"INDEX(INDIRECT(Controls!$F$41),Active!$A87,Active!AD$21)","v":121.01655368814339},{"$f":"INDEX(INDIRECT(Controls!$F$41),Active!$A87,Active!AE$21)","v":121.36127631368238},{"$f":"INDEX(INDIRECT(Controls!$F$41),Active!$A87,Active!AF$21)","v":122.31738589761245},{"$f":"INDEX(INDIRECT(Controls!$F$41),Active!$A87,Active!AG$21)","v":123.18309590951887}]
[66,{"$f":"INDEX(INDIRECT(Controls!$F$41),Active!$A88,Active!B$21)","v":"Two Degrees Winter Peak"},{"$f":"INDEX(INDIRECT(Controls!$F$41),Active!$A88,Active!C$21)","v":"P"},{"$f":"INDEX(INDIRECT(Controls!$F$41),Active!$A88,Active!D$21)","v":"P5"},{"$f":"INDEX(INDIRECT(Controls!$F$41),Active!$A88,Active!E$21)","v":0},{"$f":"INDEX(INDIRECT(Controls!$F$41),Active!$A88,Active!F$21)","v":0},{"$f":"INDEX(INDIRECT(Controls!$F$41),Active!$A88,Active!G$21)","v":0},{"$f":"INDEX(INDIRECT(Controls!$F$41),Active!$A88,Active!H$21)","v":0},{"$f":"INDEX(INDIRECT(Controls!$F$41),Active!$A88,Active!I$21)","v":361.9168387705754},{"$f":"INDEX(INDIRECT(Controls!$F$41),Active!$A88,Active!J$21)","v":369.47400395776066},{"$f":"INDEX(INDIRECT(Controls!$F$41),Active!$A88,Active!K$21)","v":366.77870223198067},{"$f":"INDEX(INDIRECT(Controls!$F$41),Active!$A88,Active!L$21)","v":364.35923196751315},{"$f":"INDEX(INDIRECT(Controls!$F$41),Active!$A88,Active!M$21)","v":361.60221631023398},{"$f":"INDEX(INDIRECT(Controls!$F$41),Active!$A88,Active!N$21)","v":359.55143020938715},{"$f":"INDEX(INDIRECT(Controls!$F$41),Active!$A88,Active!O$21)","v":359.08298240551545},{"$f":"INDEX(INDIRECT(Controls!$F$41),Active!$A88,Active!P$21)","v":357.12118649459029},{"$f":"INDEX(INDIRECT(Controls!$F$41),Active!$A88,Active!Q$21)","v":356.22187385715102},{"$f":"INDEX(INDIRECT(Controls!$F$41),Active!$A88,Active!R$21)","v":356.17194315877668},{"$f":"INDEX(INDIRECT(Controls!$F$41),Active!$A88,Active!S$21)","v":357.21121406616248},{"$f":"INDEX(INDIRECT(Controls!$F$41),Active!$A88,Active!T$21)","v":358.97678910306053},{"$f":"INDEX(INDIRECT(Controls!$F$41),Active!$A88,Active!U$21)","v":360.43565660481926},{"$f":"INDEX(INDIRECT(Controls!$F$41),Active!$A88,Active!V$21)","v":361.58794752690267},{"$f":"INDEX(INDIRECT(Controls!$F$41),Active!$A88,Active!W$21)","v":363.39868099888992},{"$f":"INDEX(INDIRECT(Controls!$F$41),Active!$A88,Active!X$21)","v":362.62840000747497},{"$f":"INDEX(INDIRECT(Controls!$F$41),Active!$A88,Active!Y$21)","v":362.90354905919423},{"$f":"INDEX(INDIRECT(Controls!$F$41),Active!$A88,Active!Z$21)","v":362.91480653362117},{"$f":"INDEX(INDIRECT(Controls!$F$41),Active!$A88,Active!AA$21)","v":362.92781189786183},{"$f":"INDEX(INDIRECT(Controls!$F$41),Active!$A88,Active!AB$21)","v":362.49242575008077},{"$f":"INDEX(INDIRECT(Controls!$F$41),Active!$A88,Active!AC$21)","v":362.80646570715948},{"$f":"INDEX(INDIRECT(Controls!$F$41),Active!$A88,Active!AD$21)","v":363.37143658076559},{"$f":"INDEX(INDIRECT(Controls!$F$41),Active!$A88,Active!AE$21)","v":364.34887215847402},{"$f":"INDEX(INDIRECT(Controls!$F$41),Active!$A88,Active!AF$21)","v":367.15643023348605},{"$f":"INDEX(INDIRECT(Controls!$F$41),Active!$A88,Active!AG$21)","v":369.67160762281191}]
[67,{"$f":"INDEX(INDIRECT(Controls!$F$41),Active!$A89,Active!B$21)","v":"Two Degrees Winter Peak"},{"$f":"INDEX(INDIRECT(Controls!$F$41),Active!$A89,Active!C$21)","v":"P"},{"$f":"INDEX(INDIRECT(Controls!$F$41),Active!$A89,Active!D$21)","v":"P6"},{"$f":"INDEX(INDIRECT(Controls!$F$41),Active!$A89,Active!E$21)","v":0},{"$f":"INDEX(INDIRECT(Controls!$F$41),Active!$A89,Active!F$21)","v":0},{"$f":"INDEX(INDIRECT(Controls!$F$41),Active!$A89,Active!G$21)","v":0},{"$f":"INDEX(INDIRECT(Controls!$F$41),Active!$A89,Active!H$21)","v":0},{"$f":"INDEX(INDIRECT(Controls!$F$41),Active!$A89,Active!I$21)","v":418.49152867790076},{"$f":"INDEX(INDIRECT(Controls!$F$41),Active!$A89,Active!J$21)","v":428.98440604719468},{"$f":"INDEX(INDIRECT(Controls!$F$41),Active!$A89,Active!K$21)","v":428.34774373526938},{"$f":"INDEX(INDIRECT(Controls!$F$41),Active!$A89,Active!L$21)","v":428.21537522441719},{"$f":"INDEX(INDIRECT(Controls!$F$41),Active!$A89,Active!M$21)","v":427.70916748181673},{"$f":"INDEX(INDIRECT(Controls!$F$41),Active!$A89,Active!N$21)","v":427.13253102226105},{"$f":"INDEX(INDIRECT(Controls!$F$41),Active!$A89,Active!O$21)","v":428.27109998432877},{"$f":"INDEX(INDIRECT(Controls!$F$41),Active!$A89,Active!P$21)","v":426.82472810627894},{"$f":"INDEX(INDIRECT(Controls!$F$41),Active!$A89,Active!Q$21)","v":426.21162077153349},{"$f":"INDEX(INDIRECT(Controls!$F$41),Active!$A89,Active!R$21)","v":427.22577188332002},{"$f":"INDEX(INDIRECT(Controls!$F$41),Active!$A89,Active!S$21)","v":429.94833525159021},{"$f":"INDEX(INDIRECT(Controls!$F$41),Active!$A89,Active!T$21)","v":433.78254914832775},{"$f":"INDEX(INDIRECT(Controls!$F$41),Active!$A89,Active!U$21)","v":437.42164848785342},{"$f":"INDEX(INDIRECT(Controls!$F$41),Active!$A89,Active!V$21)","v":440.80569773362078},{"$f":"INDEX(INDIRECT(Controls!$F$41),Active!$A89,Active!W$21)","v":444.97452889062419},{"$f":"INDEX(INDIRECT(Controls!$F$41),Active!$A89,Active!X$21)","v":445.81210814884309},{"$f":"INDEX(INDIRECT(Controls!$F$41),Active!$A89,Active!Y$21)","v":447.4938755695652},{"$f":"INDEX(INDIRECT(Controls!$F$41),Active!$A89,Active!Z$21)","v":448.5119413179047},{"$f":"INDEX(INDIRECT(Controls!$F$41),Active!$A89,Active!AA$21)","v":449.18457089037145},{"$f":"INDEX(INDIRECT(Controls!$F$41),Active!$A89,Active!AB$21)","v":449.0092166305127},{"$f":"INDEX(INDIRECT(Controls!$F$41),Active!$A89,Active!AC$21)","v":449.82643673345569},{"$f":"INDEX(INDIRECT(Controls!$F$41),Active!$A89,Active!AD$21)","v":451.09455051038975},{"$f":"INDEX(INDIRECT(Controls!$F$41),Active!$A89,Active!AE$21)","v":453.04062460410876},{"$f":"INDEX(INDIRECT(Controls!$F$41),Active!$A89,Active!AF$21)","v":457.33062435056763},{"$f":"INDEX(INDIRECT(Controls!$F$41),Active!$A89,Active!AG$21)","v":461.52380954840982}]
[68,{"$f":"INDEX(INDIRECT(Controls!$F$41),Active!$A90,Active!B$21)","v":"Two Degrees Winter Peak"},{"$f":"INDEX(INDIRECT(Controls!$F$41),Active!$A90,Active!C$21)","v":"P"},{"$f":"INDEX(INDIRECT(Controls!$F$41),Active!$A90,Active!D$21)","v":"P7"},{"$f":"INDEX(INDIRECT(Controls!$F$41),Active!$A90,Active!E$21)","v":0},{"$f":"INDEX(INDIRECT(Controls!$F$41),Active!$A90,Active!F$21)","v":0},{"$f":"INDEX(INDIRECT(Controls!$F$41),Active!$A90,Active!G$21)","v":0},{"$f":"INDEX(INDIRECT(Controls!$F$41),Active!$A90,Active!H$21)","v":0},{"$f":"INDEX(INDIRECT(Controls!$F$41),Active!$A90,Active!I$21)","v":141.05480830694515},{"$f":"INDEX(INDIRECT(Controls!$F$41),Active!$A90,Active!J$21)","v":144.42810978503476},{"$f":"INDEX(INDIRECT(Controls!$F$41),Active!$A90,Active!K$21)","v":143.98256894974108},{"$f":"INDEX(INDIRECT(Controls!$F$41),Active!$A90,Active!L$21)","v":143.68974257951029},{"$f":"INDEX(INDIRECT(Controls!$F$41),Active!$A90,Active!M$21)","v":143.26937780124604},{"$f":"INDEX(INDIRECT(Controls!$F$41),Active!$A90,Active!N$21)","v":142.90788292985494},{"$f":"INDEX(INDIRECT(Controls!$F$41),Active!$A90,Active!O$21)","v":143.1351686382979},{"$f":"INDEX(INDIRECT(Controls!$F$41),Active!$A90,Active!P$21)","v":142.57110289725205},{"$f":"INDEX(INDIRECT(Controls!$F$41),Active!$A90,Active!Q$21)","v":142.32470680911916},{"$f":"INDEX(INDIRECT(Controls!$F$41),Active!$A90,Active!R$21)","v":142.56671092794386},{"$f":"INDEX(INDIRECT(Controls!$F$41),Active!$A90,Active!S$21)","v":143.34273572311267},{"$f":"INDEX(INDIRECT(Controls!$F$41),Active!$A90,Active!T$21)","v":144.46813551926593},{"$f":"INDEX(INDIRECT(Controls!$F$41),Active!$A90,Active!U$21)","v":145.51291377429843},{"$f":"INDEX(INDIRECT(Controls!$F$41),Active!$A90,Active!V$21)","v":146.46246457558365},{"$f":"INDEX(INDIRECT(Controls!$F$41),Active!$A90,Active!W$21)","v":147.67435005318296},{"$f":"INDEX(INDIRECT(Controls!$F$41),Active!$A90,Active!X$21)","v":147.79571309224664},{"$f":"INDEX(INDIRECT(Controls!$F$41),Active!$A90,Active!Y$21)","v":148.23557401416804},{"$f":"INDEX(INDIRECT(Controls!$F$41),Active!$A90,Active!Z$21)","v":148.48512200384548},{"$f":"INDEX(INDIRECT(Controls!$F$41),Active!$A90,Active!AA$21)","v":148.65059631829519},{"$f":"INDEX(INDIRECT(Controls!$F$41),Active!$A90,Active!AB$21)","v":148.5609382789749},{"$f":"INDEX(INDIRECT(Controls!$F$41),Active!$A90,Active!AC$21)","v":148.79409897591489},{"$f":"INDEX(INDIRECT(Controls!$F$41),Active!$A90,Active!AD$21)","v":149.16426691294623},{"$f":"INDEX(INDIRECT(Controls!$F$41),Active!$A90,Active!AE$21)","v":149.74422480397541},{"$f":"INDEX(INDIRECT(Controls!$F$41),Active!$A90,Active!AF$21)","v":151.09300871548746},{"$f":"INDEX(INDIRECT(Controls!$F$41),Active!$A90,Active!AG$21)","v":152.38669207709918}]
[69,{"$f":"INDEX(INDIRECT(Controls!$F$41),Active!$A91,Active!B$21)","v":"Two Degrees Winter Peak"},{"$f":"INDEX(INDIRECT(Controls!$F$41),Active!$A91,Active!C$21)","v":"P"},{"$f":"INDEX(INDIRECT(Controls!$F$41),Active!$A91,Active!D$21)","v":"P8"},{"$f":"INDEX(INDIRECT(Controls!$F$41),Active!$A91,Active!E$21)","v":0},{"$f":"INDEX(INDIRECT(Controls!$F$41),Active!$A91,Active!F$21)","v":0},{"$f":"INDEX(INDIRECT(Controls!$F$41),Active!$A91,Active!G$21)","v":0},{"$f":"INDEX(INDIRECT(Controls!$F$41),Active!$A91,Active!H$21)","v":0},{"$f":"INDEX(INDIRECT(Controls!$F$41),Active!$A91,Active!I$21)","v":526.33937272437606},{"$f":"INDEX(INDIRECT(Controls!$F$41),Active!$A91,Active!J$21)","v":538.20900942572348},{"$f":"INDEX(INDIRECT(Controls!$F$41),Active!$A91,Active!K$21)","v":535.53199321590137},{"$f":"INDEX(INDIRECT(Controls!$F$41),Active!$A91,Active!L$21)","v":533.34900339391766},{"$f":"INDEX(INDIRECT(Controls!$F$41),Active!$A91,Active!M$21)","v":530.68337203018098},{"$f":"INDEX(INDIRECT(Controls!$F$41),Active!$A91,Active!N$21)","v":528.60028641414226},{"$f":"INDEX(INDIRECT(Controls!$F$41),Active!$A91,Active!O$21)","v":528.76104047192621},{"$f":"INDEX(INDIRECT(Controls!$F$41),Active!$A91,Active!P$21)","v":526.31995590076076},{"$f":"INDEX(INDIRECT(Controls!$F$41),Active!$A91,Active!Q$21)","v":525.22595173372827},{"$f":"INDEX(INDIRECT(Controls!$F$41),Active!$A91,Active!R$21)","v":525.69049277867464},{"$f":"INDEX(INDIRECT(Controls!$F$41),Active!$A91,Active!S$21)","v":527.9640522055488},{"$f":"INDEX(INDIRECT(Controls!$F$41),Active!$A91,Active!T$21)","v":531.43009601654376},{"$f":"INDEX(INDIRECT(Controls!$F$41),Active!$A91,Active!U$21)","v":534.5300410331148},{"$f":"INDEX(INDIRECT(Controls!$F$41),Active!$A91,Active!V$21)","v":537.23396626589908},{"$f":"INDEX(INDIRECT(Controls!$F$41),Active!$A91,Active!W$21)","v":540.90720368248981},{"$f":"INDEX(INDIRECT(Controls!$F$41),Active!$A91,Active!X$21)","v":540.65306591608419},{"$f":"INDEX(INDIRECT(Controls!$F$41),Active!$A91,Active!Y$21)","v":541.73656382411491},{"$f":"INDEX(INDIRECT(Controls!$F$41),Active!$A91,Active!Z$21)","v":542.25659664005184},{"$f":"INDEX(INDIRECT(Controls!$F$41),Active!$A91,Active!AA$21)","v":542.60504981165491},{"$f":"INDEX(INDIRECT(Controls!$F$41),Active!$A91,Active!AB$21)","v":542.13627997181061},{"$f":"INDEX(INDIRECT(Controls!$F$41),Active!$A91,Active!AC$21)","v":542.82054985021193},{"$f":"INDEX(INDIRECT(Controls!$F$41),Active!$A91,Active!AD$21)","v":543.95030159845487},{"$f":"INDEX(INDIRECT(Controls!$F$41),Active!$A91,Active!AE$21)","v":545.78064200035124},{"$f":"INDEX(INDIRECT(Controls!$F$41),Active!$A91,Active!AF$21)","v":550.38666546296645},{"$f":"INDEX(INDIRECT(Controls!$F$41),Active!$A91,Active!AG$21)","v":554.68838505124836}]
[70,{"$f":"INDEX(INDIRECT(Controls!$F$41),Active!$A92,Active!B$21)","v":"Two Degrees Winter Peak"},{"$f":"INDEX(INDIRECT(Controls!$F$41),Active!$A92,Active!C$21)","v":"Q"},{"$f":"INDEX(INDIRECT(Controls!$F$41),Active!$A92,Active!D$21)","v":"Q2"},{"$f":"INDEX(INDIRECT(Controls!$F$41),Active!$A92,Active!E$21)","v":0},{"$f":"INDEX(INDIRECT(Controls!$F$41),Active!$A92,Active!F$21)","v":0},{"$f":"INDEX(INDIRECT(Controls!$F$41),Active!$A92,Active!G$21)","v":0},{"$f":"INDEX(INDIRECT(Controls!$F$41),Active!$A92,Active!H$21)","v":0},{"$f":"INDEX(INDIRECT(Controls!$F$41),Active!$A92,Active!I$21)","v":215.87470777536876},{"$f":"INDEX(INDIRECT(Controls!$F$41),Active!$A92,Active!J$21)","v":220.81715802384736},{"$f":"INDEX(INDIRECT(Controls!$F$41),Active!$A92,Active!K$21)","v":219.82407829996905},{"$f":"INDEX(INDIRECT(Controls!$F$41),Active!$A92,Active!L$21)","v":219.0414587940956},{"$f":"INDEX(INDIRECT(Controls!$F$41),Active!$A92,Active!M$21)","v":218.06158355089943},{"$f":"INDEX(INDIRECT(Controls!$F$41),Active!$A92,Active!N$21)","v":217.28312088886787},{"$f":"INDEX(INDIRECT(Controls!$F$41),Active!$A92,Active!O$21)","v":217.42011297639763},{"$f":"INDEX(INDIRECT(Controls!$F$41),Active!$A92,Active!P$21)","v":216.45368520921579},{"$f":"INDEX(INDIRECT(Controls!$F$41),Active!$A92,Active!Q$21)","v":216.02303578309309},{"$f":"INDEX(INDIRECT(Controls!$F$41),Active!$A92,Active!R$21)","v":216.25889587860118},{"$f":"INDEX(INDIRECT(Controls!$F$41),Active!$A92,Active!S$21)","v":217.25569981698561},{"$f":"INDEX(INDIRECT(Controls!$F$41),Active!$A92,Active!T$21)","v":218.75308880865563},{"$f":"INDEX(INDIRECT(Controls!$F$41),Active!$A92,Active!U$21)","v":220.10707178991791},{"$f":"INDEX(INDIRECT(Controls!$F$41),Active!$A92,Active!V$21)","v":221.30283569912461},{"$f":"INDEX(INDIRECT(Controls!$F$41),Active!$A92,Active!W$21)","v":222.8971468861956},{"$f":"INDEX(INDIRECT(Controls!$F$41),Active!$A92,Active!X$21)","v":222.86600484337282},{"$f":"INDEX(INDIRECT(Controls!$F$41),Active!$A92,Active!Y$21)","v":223.36806336434651},{"$f":"INDEX(INDIRECT(Controls!$F$41),Active!$A92,Active!Z$21)","v":223.62385636289417},{"$f":"INDEX(INDIRECT(Controls!$F$41),Active!$A92,Active!AA$21)","v":223.79458262697239},{"$f":"INDEX(INDIRECT(Controls!$F$41),Active!$A92,Active!AB$21)","v":223.61619512401981},{"$f":"INDEX(INDIRECT(Controls!$F$41),Active!$A92,Active!AC$21)","v":223.91604808464734},{"$f":"INDEX(INDIRECT(Controls!$F$41),Active!$A92,Active!AD$21)","v":224.40541037172218},{"$f":"INDEX(INDIRECT(Controls!$F$41),Active!$A92,Active!AE$21)","v":225.19061597106435},{"$f":"INDEX(INDIRECT(Controls!$F$41),Active!$A92,Active!AF$21)","v":227.12388067867067},{"$f":"INDEX(INDIRECT(Controls!$F$41),Active!$A92,Active!AG$21)","v":228.94254079088961}]
[71,{"$f":"INDEX(INDIRECT(Controls!$F$41),Active!$A93,Active!B$21)","v":"Two Degrees Winter Peak"},{"$f":"INDEX(INDIRECT(Controls!$F$41),Active!$A93,Active!C$21)","v":"Q"},{"$f":"INDEX(INDIRECT(Controls!$F$41),Active!$A93,Active!D$21)","v":"Q4"},{"$f":"INDEX(INDIRECT(Controls!$F$41),Active!$A93,Active!E$21)","v":0},{"$f":"INDEX(INDIRECT(Controls!$F$41),Active!$A93,Active!F$21)","v":0},{"$f":"INDEX(INDIRECT(Controls!$F$41),Active!$A93,Active!G$21)","v":0},{"$f":"INDEX(INDIRECT(Controls!$F$41),Active!$A93,Active!H$21)","v":0},{"$f":"INDEX(INDIRECT(Controls!$F$41),Active!$A93,Active!I$21)","v":1359.8728180174842},{"$f":"INDEX(INDIRECT(Controls!$F$41),Active!$A93,Active!J$21)","v":1394.7125262753573},{"$f":"INDEX(INDIRECT(Controls!$F$41),Active!$A93,Active!K$21)","v":1393.6947026575544},{"$f":"INDEX(INDIRECT(Controls!$F$41),Active!$A93,Active!L$21)","v":1394.3941104367518},{"$f":"INDEX(INDIRECT(Controls!$F$41),Active!$A93,Active!M$21)","v":1393.8857216980066},{"$f":"INDEX(INDIRECT(Controls!$F$41),Active!$A93,Active!N$21)","v":1392.7725515106292},{"$f":"INDEX(INDIRECT(Controls!$F$41),Active!$A93,Active!O$21)","v":1397.1843612386283},{"$f":"INDEX(INDIRECT(Controls!$F$41),Active!$A93,Active!P$21)","v":1392.8328235853628},{"$f":"INDEX(INDIRECT(Controls!$F$41),Active!$A93,Active!Q$21)","v":1391.0214215548378},{"$f":"INDEX(INDIRECT(Controls!$F$41),Active!$A93,Active!R$21)","v":1394.7711239054925},{"$f":"INDEX(INDIRECT(Controls!$F$41),Active!$A93,Active!S$21)","v":1404.2625085735538},{"$f":"INDEX(INDIRECT(Controls!$F$41),Active!$A93,Active!T$21)","v":1417.4813516000988},{"$f":"INDEX(INDIRECT(Controls!$F$41),Active!$A93,Active!U$21)","v":1430.133787497819},{"$f":"INDEX(INDIRECT(Controls!$F$41),Active!$A93,Active!V$21)","v":1441.9995936553239},{"$f":"INDEX(INDIRECT(Controls!$F$41),Active!$A93,Active!W$21)","v":1456.4254414878387},{"$f":"INDEX(INDIRECT(Controls!$F$41),Active!$A93,Active!X$21)","v":1459.8795491880201},{"$f":"INDEX(INDIRECT(Controls!$F$41),Active!$A93,Active!Y$21)","v":1465.922274457502},{"$f":"INDEX(INDIRECT(Controls!$F$41),Active!$A93,Active!Z$21)","v":1469.656371768727},{"$f":"INDEX(INDIRECT(Controls!$F$41),Active!$A93,Active!AA$21)","v":1472.1207377974683},{"$f":"INDEX(INDIRECT(Controls!$F$41),Active!$A93,Active!AB$21)","v":1471.6899725890157},{"$f":"INDEX(INDIRECT(Controls!$F$41),Active!$A93,Active!AC$21)","v":1474.5379381264843},{"$f":"INDEX(INDIRECT(Controls!$F$41),Active!$A93,Active!AD$21)","v":1478.9191850386051},{"$f":"INDEX(INDIRECT(Controls!$F$41),Active!$A93,Active!AE$21)","v":1485.5886291402308},{"$f":"INDEX(INDIRECT(Controls!$F$41),Active!$A93,Active!AF$21)","v":1499.9710786200005},{"$f":"INDEX(INDIRECT(Controls!$F$41),Active!$A93,Active!AG$21)","v":1514.1411811605506}]
[72,{"$f":"INDEX(INDIRECT(Controls!$F$41),Active!$A94,Active!B$21)","v":"Two Degrees Winter Peak"},{"$f":"INDEX(INDIRECT(Controls!$F$41),Active!$A94,Active!C$21)","v":"Q"},{"$f":"INDEX(INDIRECT(Controls!$F$41),Active!$A94,Active!D$21)","v":"Q5"},{"$f":"INDEX(INDIRECT(Controls!$F$41),Active!$A94,Active!E$21)","v":0},{"$f":"INDEX(INDIRECT(Controls!$F$41),Active!$A94,Active!F$21)","v":0},{"$f":"INDEX(INDIRECT(Controls!$F$41),Active!$A94,Active!G$21)","v":0},{"$f":"INDEX(INDIRECT(Controls!$F$41),Active!$A94,Active!H$21)","v":0},{"$f":"INDEX(INDIRECT(Controls!$F$41),Active!$A94,Active!I$21)","v":542.01787439498332},{"$f":"INDEX(INDIRECT(Controls!$F$41),Active!$A94,Active!J$21)","v":555.21312713472764},{"$f":"INDEX(INDIRECT(Controls!$F$41),Active!$A94,Active!K$21)","v":553.83043935241813},{"$f":"INDEX(INDIRECT(Controls!$F$41),Active!$A94,Active!L$21)","v":553.05918737688535},{"$f":"INDEX(INDIRECT(Controls!$F$41),Active!$A94,Active!M$21)","v":551.80004314010239},{"$f":"INDEX(INDIRECT(Controls!$F$41),Active!$A94,Active!N$21)","v":550.64930816935293},{"$f":"INDEX(INDIRECT(Controls!$F$41),Active!$A94,Active!O$21)","v":551.74582040248652},{"$f":"INDEX(INDIRECT(Controls!$F$41),Active!$A94,Active!P$21)","v":549.68751567183426},{"$f":"INDEX(INDIRECT(Controls!$F$41),Active!$A94,Active!Q$21)","v":548.79739169669392},{"$f":"INDEX(INDIRECT(Controls!$F$41),Active!$A94,Active!R$21)","v":549.86966869738671},{"$f":"INDEX(INDIRECT(Controls!$F$41),Active!$A94,Active!S$21)","v":553.05359802973874},{"$f":"INDEX(INDIRECT(Controls!$F$41),Active!$A94,Active!T$21)","v":557.61613494999574},{"$f":"INDEX(INDIRECT(Controls!$F$41),Active!$A94,Active!U$21)","v":561.89006234865053},{"$f":"INDEX(INDIRECT(Controls!$F$41),Active!$A94,Active!V$21)","v":565.81127569032572},{"$f":"INDEX(INDIRECT(Controls!$F$41),Active!$A94,Active!W$21)","v":570.743646693865},{"$f":"INDEX(INDIRECT(Controls!$F$41),Active!$A94,Active!X$21)","v":571.43951800845753},{"$f":"INDEX(INDIRECT(Controls!$F$41),Active!$A94,Active!Y$21)","v":573.31082209781289},{"$f":"INDEX(INDIRECT(Controls!$F$41),Active!$A94,Active!Z$21)","v":574.40321080236072},{"$f":"INDEX(INDIRECT(Controls!$F$41),Active!$A94,Active!AA$21)","v":575.12639390117249},{"$f":"INDEX(INDIRECT(Controls!$F$41),Active!$A94,Active!AB$21)","v":574.82544531306803},{"$f":"INDEX(INDIRECT(Controls!$F$41),Active!$A94,Active!AC$21)","v":575.7816945997331},{"$f":"INDEX(INDIRECT(Controls!$F$41),Active!$A94,Active!AD$21)","v":577.28575511065799},{"$f":"INDEX(INDIRECT(Controls!$F$41),Active!$A94,Active!AE$21)","v":579.62265165068652},{"$f":"INDEX(INDIRECT(Controls!$F$41),Active!$A94,Active!AF$21)","v":584.94408470405938},{"$f":"INDEX(INDIRECT(Controls!$F$41),Active!$A94,Active!AG$21)","v":590.08582986186718}]
[73,{"$f":"INDEX(INDIRECT(Controls!$F$41),Active!$A95,Active!B$21)","v":"Two Degrees Winter Peak"},{"$f":"INDEX(INDIRECT(Controls!$F$41),Active!$A95,Active!C$21)","v":"Q"},{"$f":"INDEX(INDIRECT(Controls!$F$41),Active!$A95,Active!D$21)","v":"Q6"},{"$f":"INDEX(INDIRECT(Controls!$F$41),Active!$A95,Active!E$21)","v":0},{"$f":"INDEX(INDIRECT(Controls!$F$41),Active!$A95,Active!F$21)","v":0},{"$f":"INDEX(INDIRECT(Controls!$F$41),Active!$A95,Active!G$21)","v":0},{"$f":"INDEX(INDIRECT(Controls!$F$41),Active!$A95,Active!H$21)","v":0},{"$f":"INDEX(INDIRECT(Controls!$F$41),Active!$A95,Active!I$21)","v":233.96537868998271},{"$f":"INDEX(INDIRECT(Controls!$F$41),Active!$A95,Active!J$21)","v":240.01235128036834},{"$f":"INDEX(INDIRECT(Controls!$F$41),Active!$A95,Active!K$21)","v":239.91190057472059},{"$f":"INDEX(INDIRECT(Controls!$F$41),Active!$A95,Active!L$21)","v":240.11247883057339},{"$f":"INDEX(INDIRECT(Controls!$F$41),Active!$A95,Active!M$21)","v":240.10575225434707},{"$f":"INDEX(INDIRECT(Controls!$F$41),Active!$A95,Active!N$21)","v":239.96826644776016},{"$f":"INDEX(INDIRECT(Controls!$F$41),Active!$A95,Active!O$21)","v":240.77790363894673},{"$f":"INDEX(INDIRECT(Controls!$F$41),Active!$A95,Active!P$21)","v":240.05397494989836},{"$f":"INDEX(INDIRECT(Controls!$F$41),Active!$A95,Active!Q$21)","v":239.7551736014517},{"$f":"INDEX(INDIRECT(Controls!$F$41),Active!$A95,Active!R$21)","v":240.43257954175274},{"$f":"INDEX(INDIRECT(Controls!$F$41),Active!$A95,Active!S$21)","v":242.11135541564042},{"$f":"INDEX(INDIRECT(Controls!$F$41),Active!$A95,Active!T$21)","v":244.43962198047493},{"$f":"INDEX(INDIRECT(Controls!$F$41),Active!$A95,Active!U$21)","v":246.67524175655666},{"$f":"INDEX(INDIRECT(Controls!$F$41),Active!$A95,Active!V$21)","v":248.77851650333463},{"$f":"INDEX(INDIRECT(Controls!$F$41),Active!$A95,Active!W$21)","v":251.32294989831223},{"$f":"INDEX(INDIRECT(Controls!$F$41),Active!$A95,Active!X$21)","v":251.96926091042161},{"$f":"INDEX(INDIRECT(Controls!$F$41),Active!$A95,Active!Y$21)","v":253.04996312367302},{"$f":"INDEX(INDIRECT(Controls!$F$41),Active!$A95,Active!Z$21)","v":253.72267189602863},{"$f":"INDEX(INDIRECT(Controls!$F$41),Active!$A95,Active!AA$21)","v":254.16646306871957},{"$f":"INDEX(INDIRECT(Controls!$F$41),Active!$A95,Active!AB$21)","v":254.10222811206856},{"$f":"INDEX(INDIRECT(Controls!$F$41),Active!$A95,Active!AC$21)","v":254.6058904729654},{"$f":"INDEX(INDIRECT(Controls!$F$41),Active!$A95,Active!AD$21)","v":255.37819243797372},{"$f":"INDEX(INDIRECT(Controls!$F$41),Active!$A95,Active!AE$21)","v":256.55022964606911},{"$f":"INDEX(INDIRECT(Controls!$F$41),Active!$A95,Active!AF$21)","v":259.05614125804965},{"$f":"INDEX(INDIRECT(Controls!$F$41),Active!$A95,Active!AG$21)","v":261.53278272729756}]
[74,{"$f":"INDEX(INDIRECT(Controls!$F$41),Active!$A96,Active!B$21)","v":"Two Degrees Winter Peak"},{"$f":"INDEX(INDIRECT(Controls!$F$41),Active!$A96,Active!C$21)","v":"Q"},{"$f":"INDEX(INDIRECT(Controls!$F$41),Active!$A96,Active!D$21)","v":"Q7"},{"$f":"INDEX(INDIRECT(Controls!$F$41),Active!$A96,Active!E$21)","v":0},{"$f":"INDEX(INDIRECT(Controls!$F$41),Active!$A96,Active!F$21)","v":0},{"$f":"INDEX(INDIRECT(Controls!$F$41),Active!$A96,Active!G$21)","v":0},{"$f":"INDEX(INDIRECT(Controls!$F$41),Active!$A96,Active!H$21)","v":0},{"$f":"INDEX(INDIRECT(Controls!$F$41),Active!$A96,Active!I$21)","v":238.91223791512448},{"$f":"INDEX(INDIRECT(Controls!$F$41),Active!$A96,Active!J$21)","v":244.23076283540647},{"$f":"INDEX(INDIRECT(Controls!$F$41),Active!$A96,Active!K$21)","v":242.91773058420591},{"$f":"INDEX(INDIRECT(Controls!$F$41),Active!$A96,Active!L$21)","v":241.82162657028746},{"$f":"INDEX(INDIRECT(Controls!$F$41),Active!$A96,Active!M$21)","v":240.50579510899607},{"$f":"INDEX(INDIRECT(Controls!$F$41),Active!$A96,Active!N$21)","v":239.48940639028925},{"$f":"INDEX(INDIRECT(Controls!$F$41),Active!$A96,Active!O$21)","v":239.49604485622743},{"$f":"INDEX(INDIRECT(Controls!$F$41),Active!$A96,Active!P$21)","v":238.35555190734109},{"$f":"INDEX(INDIRECT(Controls!$F$41),Active!$A96,Active!Q$21)","v":237.84212136531241},{"$f":"INDEX(INDIRECT(Controls!$F$41),Active!$A96,Active!R$21)","v":238.01066838296762},{"$f":"INDEX(INDIRECT(Controls!$F$41),Active!$A96,Active!S$21)","v":238.98262942070065},{"$f":"INDEX(INDIRECT(Controls!$F$41),Active!$A96,Active!T$21)","v":240.48514442507769},{"$f":"INDEX(INDIRECT(Controls!$F$41),Active!$A96,Active!U$21)","v":241.81518450954709},{"$f":"INDEX(INDIRECT(Controls!$F$41),Active!$A96,Active!V$21)","v":242.96154016333523},{"$f":"INDEX(INDIRECT(Controls!$F$41),Active!$A96,Active!W$21)","v":244.54695491844163},{"$f":"INDEX(INDIRECT(Controls!$F$41),Active!$A96,Active!X$21)","v":244.36337274080313},{"$f":"INDEX(INDIRECT(Controls!$F$41),Active!$A96,Active!Y$21)","v":244.80135622778272},{"$f":"INDEX(INDIRECT(Controls!$F$41),Active!$A96,Active!Z$21)","v":244.99773021328843},{"$f":"INDEX(INDIRECT(Controls!$F$41),Active!$A96,Active!AA$21)","v":245.12993832083544},{"$f":"INDEX(INDIRECT(Controls!$F$41),Active!$A96,Active!AB$21)","v":244.90420579864886},{"$f":"INDEX(INDIRECT(Controls!$F$41),Active!$A96,Active!AC$21)","v":245.1968789443346},{"$f":"INDEX(INDIRECT(Controls!$F$41),Active!$A96,Active!AD$21)","v":245.68541674324106},{"$f":"INDEX(INDIRECT(Controls!$F$41),Active!$A96,Active!AE$21)","v":246.48402527484296},{"$f":"INDEX(INDIRECT(Controls!$F$41),Active!$A96,Active!AF$21)","v":248.53356267361292},{"$f":"INDEX(INDIRECT(Controls!$F$41),Active!$A96,Active!AG$21)","v":250.43544812256155}]
[75,{"$f":"INDEX(INDIRECT(Controls!$F$41),Active!$A97,Active!B$21)","v":"Two Degrees Winter Peak"},{"$f":"INDEX(INDIRECT(Controls!$F$41),Active!$A97,Active!C$21)","v":"Q"},{"$f":"INDEX(INDIRECT(Controls!$F$41),Active!$A97,Active!D$21)","v":"Q8"},{"$f":"INDEX(INDIRECT(Controls!$F$41),Active!$A97,Active!E$21)","v":0},{"$f":"INDEX(INDIRECT(Controls!$F$41),Active!$A97,Active!F$21)","v":0},{"$f":"INDEX(INDIRECT(Controls!$F$41),Active!$A97,Active!G$21)","v":0},{"$f":"INDEX(INDIRECT(Controls!$F$41),Active!$A97,Active!H$21)","v":0},{"$f":"INDEX(INDIRECT(Controls!$F$41),Active!$A97,Active!I$21)","v":255.85757079815676},{"$f":"INDEX(INDIRECT(Controls!$F$41),Active!$A97,Active!J$21)","v":261.78413241574845},{"$f":"INDEX(INDIRECT(Controls!$F$41),Active!$A97,Active!K$21)","v":260.7042401393976},{"$f":"INDEX(INDIRECT(Controls!$F$41),Active!$A97,Active!L$21)","v":259.88104645713781},{"$f":"INDEX(INDIRECT(Controls!$F$41),Active!$A97,Active!M$21)","v":258.82470768706099},{"$f":"INDEX(INDIRECT(Controls!$F$41),Active!$A97,Active!N$21)","v":257.97234744091787},{"$f":"INDEX(INDIRECT(Controls!$F$41),Active!$A97,Active!O$21)","v":258.20051299520617},{"$f":"INDEX(INDIRECT(Controls!$F$41),Active!$A97,Active!P$21)","v":257.08728420670144},{"$f":"INDEX(INDIRECT(Controls!$F$41),Active!$A97,Active!Q$21)","v":256.59358630215019},{"$f":"INDEX(INDIRECT(Controls!$F$41),Active!$A97,Active!R$21)","v":256.91510740885951},{"$f":"INDEX(INDIRECT(Controls!$F$41),Active!$A97,Active!S$21)","v":258.15609065985473},{"$f":"INDEX(INDIRECT(Controls!$F$41),Active!$A97,Active!T$21)","v":260.00101845628041},{"$f":"INDEX(INDIRECT(Controls!$F$41),Active!$A97,Active!U$21)","v":261.68222725064732},{"$f":"INDEX(INDIRECT(Controls!$F$41),Active!$A97,Active!V$21)","v":263.17980731623646},{"$f":"INDEX(INDIRECT(Controls!$F$41),Active!$A97,Active!W$21)","v":265.15066775135563},{"$f":"INDEX(INDIRECT(Controls!$F$41),Active!$A97,Active!X$21)","v":265.18143926340395},{"$f":"INDEX(INDIRECT(Controls!$F$41),Active!$A97,Active!Y$21)","v":265.82988645066706},{"$f":"INDEX(INDIRECT(Controls!$F$41),Active!$A97,Active!Z$21)","v":266.17241481198494},{"$f":"INDEX(INDIRECT(Controls!$F$41),Active!$A97,Active!AA$21)","v":266.40051403727074},{"$f":"INDEX(INDIRECT(Controls!$F$41),Active!$A97,Active!AB$21)","v":266.201935311461},{"$f":"INDEX(INDIRECT(Controls!$F$41),Active!$A97,Active!AC$21)","v":266.57510780332876},{"$f":"INDEX(INDIRECT(Controls!$F$41),Active!$A97,Active!AD$21)","v":267.1791839644348},{"$f":"INDEX(INDIRECT(Controls!$F$41),Active!$A97,Active!AE$21)","v":268.14176974483803},{"$f":"INDEX(INDIRECT(Controls!$F$41),Active!$A97,Active!AF$21)","v":270.47396822865471},{"$f":"INDEX(INDIRECT(Controls!$F$41),Active!$A97,Active!AG$21)","v":272.67978433153587}]
[76,{"$f":"INDEX(INDIRECT(Controls!$F$41),Active!$A98,Active!B$21)","v":"Two Degrees Winter Peak"},{"$f":"INDEX(INDIRECT(Controls!$F$41),Active!$A98,Active!C$21)","v":"R"},{"$f":"INDEX(INDIRECT(Controls!$F$41),Active!$A98,Active!D$21)","v":"R4"},{"$f":"INDEX(INDIRECT(Controls!$F$41),Active!$A98,Active!E$21)","v":0},{"$f":"INDEX(INDIRECT(Controls!$F$41),Active!$A98,Active!F$21)","v":0},{"$f":"INDEX(INDIRECT(Controls!$F$41),Active!$A98,Active!G$21)","v":0},{"$f":"INDEX(INDIRECT(Controls!$F$41),Active!$A98,Active!H$21)","v":0},{"$f":"INDEX(INDIRECT(Controls!$F$41),Active!$A98,Active!I$21)","v":572.01133343973981},{"$f":"INDEX(INDIRECT(Controls!$F$41),Active!$A98,Active!J$21)","v":585.74892685087343},{"$f":"INDEX(INDIRECT(Controls!$F$41),Active!$A98,Active!K$21)","v":584.02419677145338},{"$f":"INDEX(INDIRECT(Controls!$F$41),Active!$A98,Active!L$21)","v":582.92489256953002},{"$f":"INDEX(INDIRECT(Controls!$F$41),Active!$A98,Active!M$21)","v":581.30893422340057},{"$f":"INDEX(INDIRECT(Controls!$F$41),Active!$A98,Active!N$21)","v":579.90236078868065},{"$f":"INDEX(INDIRECT(Controls!$F$41),Active!$A98,Active!O$21)","v":580.87964738973517},{"$f":"INDEX(INDIRECT(Controls!$F$41),Active!$A98,Active!P$21)","v":578.61942204238562},{"$f":"INDEX(INDIRECT(Controls!$F$41),Active!$A98,Active!Q$21)","v":577.63434586179767},{"$f":"INDEX(INDIRECT(Controls!$F$41),Active!$A98,Active!R$21)","v":578.65119266690374},{"$f":"INDEX(INDIRECT(Controls!$F$41),Active!$A98,Active!S$21)","v":581.84847503944127},{"$f":"INDEX(INDIRECT(Controls!$F$41),Active!$A98,Active!T$21)","v":586.47154988323234},{"$f":"INDEX(INDIRECT(Controls!$F$41),Active!$A98,Active!U$21)","v":590.77296292816163},{"$f":"INDEX(INDIRECT(Controls!$F$41),Active!$A98,Active!V$21)","v":594.69149579033365},{"$f":"INDEX(INDIRECT(Controls!$F$41),Active!$A98,Active!W$21)","v":599.67463370206463},{"$f":"INDEX(INDIRECT(Controls!$F$41),Active!$A98,Active!X$21)","v":600.22396714160345},{"$f":"INDEX(INDIRECT(Controls!$F$41),Active!$A98,Active!Y$21)","v":602.05282218078491},{"$f":"INDEX(INDIRECT(Controls!$F$41),Active!$A98,Active!Z$21)","v":603.09804996472417},{"$f":"INDEX(INDIRECT(Controls!$F$41),Active!$A98,Active!AA$21)","v":603.79084362413869},{"$f":"INDEX(INDIRECT(Controls!$F$41),Active!$A98,Active!AB$21)","v":603.43811297086302},{"$f":"INDEX(INDIRECT(Controls!$F$41),Active!$A98,Active!AC$21)","v":604.39865874856218},{"$f":"INDEX(INDIRECT(Controls!$F$41),Active!$A98,Active!AD$21)","v":605.92011972398257},{"$f":"INDEX(INDIRECT(Controls!$F$41),Active!$A98,Active!AE$21)","v":608.29898005253506},{"$f":"INDEX(INDIRECT(Controls!$F$41),Active!$A98,Active!AF$21)","v":613.80314939561651},{"$f":"INDEX(INDIRECT(Controls!$F$41),Active!$A98,Active!AG$21)","v":619.09185474829394}]
[77,{"$f":"INDEX(INDIRECT(Controls!$F$41),Active!$A99,Active!B$21)","v":"Two Degrees Winter Peak"},{"$f":"INDEX(INDIRECT(Controls!$F$41),Active!$A99,Active!C$21)","v":"R"},{"$f":"INDEX(INDIRECT(Controls!$F$41),Active!$A99,Active!D$21)","v":"R5"},{"$f":"INDEX(INDIRECT(Controls!$F$41),Active!$A99,Active!E$21)","v":0},{"$f":"INDEX(INDIRECT(Controls!$F$41),Active!$A99,Active!F$21)","v":0},{"$f":"INDEX(INDIRECT(Controls!$F$41),Active!$A99,Active!G$21)","v":0},{"$f":"INDEX(INDIRECT(Controls!$F$41),Active!$A99,Active!H$21)","v":0},{"$f":"INDEX(INDIRECT(Controls!$F$41),Active!$A99,Active!I$21)","v":140.65873348779789},{"$f":"INDEX(INDIRECT(Controls!$F$41),Active!$A99,Active!J$21)","v":144.35420764301875},{"$f":"INDEX(INDIRECT(Controls!$F$41),Active!$A99,Active!K$21)","v":144.37872658237757},{"$f":"INDEX(INDIRECT(Controls!$F$41),Active!$A99,Active!L$21)","v":144.59056836352235},{"$f":"INDEX(INDIRECT(Controls!$F$41),Active!$A99,Active!M$21)","v":144.6783435287106},{"$f":"INDEX(INDIRECT(Controls!$F$41),Active!$A99,Active!N$21)","v":144.65713584750847},{"$f":"INDEX(INDIRECT(Controls!$F$41),Active!$A99,Active!O$21)","v":145.20141375250489},{"$f":"INDEX(INDIRECT(Controls!$F$41),Active!$A99,Active!P$21)","v":144.79433853111343},{"$f":"INDEX(INDIRECT(Controls!$F$41),Active!$A99,Active!Q$21)","v":144.62931307985536},{"$f":"INDEX(INDIRECT(Controls!$F$41),Active!$A99,Active!R$21)","v":145.07326526914949},{"$f":"INDEX(INDIRECT(Controls!$F$41),Active!$A99,Active!S$21)","v":146.13460679526438},{"$f":"INDEX(INDIRECT(Controls!$F$41),Active!$A99,Active!T$21)","v":147.59572493303057},{"$f":"INDEX(INDIRECT(Controls!$F$41),Active!$A99,Active!U$21)","v":149.00660657236412},{"$f":"INDEX(INDIRECT(Controls!$F$41),Active!$A99,Active!V$21)","v":150.34132808058902},{"$f":"INDEX(INDIRECT(Controls!$F$41),Active!$A99,Active!W$21)","v":151.94207338564729},{"$f":"INDEX(INDIRECT(Controls!$F$41),Active!$A99,Active!X$21)","v":152.38980478181111},{"$f":"INDEX(INDIRECT(Controls!$F$41),Active!$A99,Active!Y$21)","v":153.08620447573884},{"$f":"INDEX(INDIRECT(Controls!$F$41),Active!$A99,Active!Z$21)","v":153.5250443319876},{"$f":"INDEX(INDIRECT(Controls!$F$41),Active!$A99,Active!AA$21)","v":153.81436387789492},{"$f":"INDEX(INDIRECT(Controls!$F$41),Active!$A99,Active!AB$21)","v":153.7869793845837},{"$f":"INDEX(INDIRECT(Controls!$F$41),Active!$A99,Active!AC$21)","v":154.10532565983135},{"$f":"INDEX(INDIRECT(Controls!$F$41),Active!$A99,Active!AD$21)","v":154.59067996706233},{"$f":"INDEX(INDIRECT(Controls!$F$41),Active!$A99,Active!AE$21)","v":155.32323548025178},{"$f":"INDEX(INDIRECT(Controls!$F$41),Active!$A99,Active!AF$21)","v":156.86550581579507},{"$f":"INDEX(INDIRECT(Controls!$F$41),Active!$A99,Active!AG$21)","v":158.39843975548547}]
[78,{"$f":"INDEX(INDIRECT(Controls!$F$41),Active!$A100,Active!B$21)","v":"Two Degrees Winter Peak"},{"$f":"INDEX(INDIRECT(Controls!$F$41),Active!$A100,Active!C$21)","v":"R"},{"$f":"INDEX(INDIRECT(Controls!$F$41),Active!$A100,Active!D$21)","v":"R6"},{"$f":"INDEX(INDIRECT(Controls!$F$41),Active!$A100,Active!E$21)","v":0},{"$f":"INDEX(INDIRECT(Controls!$F$41),Active!$A100,Active!F$21)","v":0},{"$f":"INDEX(INDIRECT(Controls!$F$41),Active!$A100,Active!G$21)","v":0},{"$f":"INDEX(INDIRECT(Controls!$F$41),Active!$A100,Active!H$21)","v":0},{"$f":"INDEX(INDIRECT(Controls!$F$41),Active!$A100,Active!I$21)","v":327.57030733760394},{"$f":"INDEX(INDIRECT(Controls!$F$41),Active!$A100,Active!J$21)","v":334.3767305379771},{"$f":"INDEX(INDIRECT(Controls!$F$41),Active!$A100,Active!K$21)","v":331.88978609823863},{"$f":"INDEX(INDIRECT(Controls!$F$41),Active!$A100,Active!L$21)","v":329.64895136846087},{"$f":"INDEX(INDIRECT(Controls!$F$41),Active!$A100,Active!M$21)","v":327.10228986101203},{"$f":"INDEX(INDIRECT(Controls!$F$41),Active!$A100,Active!N$21)","v":325.21180120346565},{"$f":"INDEX(INDIRECT(Controls!$F$41),Active!$A100,Active!O$21)","v":324.75567380387264},{"$f":"INDEX(INDIRECT(Controls!$F$41),Active!$A100,Active!P$21)","v":322.96433251303165},{"$f":"INDEX(INDIRECT(Controls!$F$41),Active!$A100,Active!Q$21)","v":322.14220355940495},{"$f":"INDEX(INDIRECT(Controls!$F$41),Active!$A100,Active!R$21)","v":322.07651062232799},{"$f":"INDEX(INDIRECT(Controls!$F$41),Active!$A100,Active!S$21)","v":322.98806568781356},{"$f":"INDEX(INDIRECT(Controls!$F$41),Active!$A100,Active!T$21)","v":324.55179875675287},{"$f":"INDEX(INDIRECT(Controls!$F$41),Active!$A100,Active!U$21)","v":325.83488007628551},{"$f":"INDEX(INDIRECT(Controls!$F$41),Active!$A100,Active!V$21)","v":326.83857738815141},{"$f":"INDEX(INDIRECT(Controls!$F$41),Active!$A100,Active!W$21)","v":328.43778214533506},{"$f":"INDEX(INDIRECT(Controls!$F$41),Active!$A100,Active!X$21)","v":327.70754751109843},{"$f":"INDEX(INDIRECT(Controls!$F$41),Active!$A100,Active!Y$21)","v":327.93050429885642},{"$f":"INDEX(INDIRECT(Controls!$F$41),Active!$A100,Active!Z$21)","v":327.92147101360058},{"$f":"INDEX(INDIRECT(Controls!$F$41),Active!$A100,Active!AA$21)","v":327.92066515613794},{"$f":"INDEX(INDIRECT(Controls!$F$41),Active!$A100,Active!AB$21)","v":327.52032287971468},{"$f":"INDEX(INDIRECT(Controls!$F$41),Active!$A100,Active!AC$21)","v":327.79587505576944},{"$f":"INDEX(INDIRECT(Controls!$F$41),Active!$A100,Active!AD$21)","v":328.29547013402549},{"$f":"INDEX(INDIRECT(Controls!$F$41),Active!$A100,Active!AE$21)","v":329.16454164066698},{"$f":"INDEX(INDIRECT(Controls!$F$41),Active!$A100,Active!AF$21)","v":331.68569854468871},{"$f":"INDEX(INDIRECT(Controls!$F$41),Active!$A100,Active!AG$21)","v":333.93760768173206}]
[79,{"$f":"INDEX(INDIRECT(Controls!$F$41),Active!$A101,Active!B$21)","v":"Two Degrees Winter Peak"},{"$f":"INDEX(INDIRECT(Controls!$F$41),Active!$A101,Active!C$21)","v":"S"},{"$f":"INDEX(INDIRECT(Controls!$F$41),Active!$A101,Active!D$21)","v":"S1"},{"$f":"INDEX(INDIRECT(Controls!$F$41),Active!$A101,Active!E$21)","v":0},{"$f":"INDEX(INDIRECT(Controls!$F$41),Active!$A101,Active!F$21)","v":0},{"$f":"INDEX(INDIRECT(Controls!$F$41),Active!$A101,Active!G$21)","v":0},{"$f":"INDEX(INDIRECT(Controls!$F$41),Active!$A101,Active!H$21)","v":0},{"$f":"INDEX(INDIRECT(Controls!$F$41),Active!$A101,Active!I$21)","v":1749.9764424041778},{"$f":"INDEX(INDIRECT(Controls!$F$41),Active!$A101,Active!J$21)","v":1790.1721358563816},{"$f":"INDEX(INDIRECT(Controls!$F$41),Active!$A101,Active!K$21)","v":1783.865253806189},{"$f":"INDEX(INDIRECT(Controls!$F$41),Active!$A101,Active!L$21)","v":1779.3390151085309},{"$f":"INDEX(INDIRECT(Controls!$F$41),Active!$A101,Active!M$21)","v":1773.2628170903433},{"$f":"INDEX(INDIRECT(Controls!$F$41),Active!$A101,Active!N$21)","v":1768.2257946598129},{"$f":"INDEX(INDIRECT(Controls!$F$41),Active!$A101,Active!O$21)","v":1770.3591797646718},{"$f":"INDEX(INDIRECT(Controls!$F$41),Active!$A101,Active!P$21)","v":1763.2274068748625},{"$f":"INDEX(INDIRECT(Controls!$F$41),Active!$A101,Active!Q$21)","v":1760.0872109292845},{"$f":"INDEX(INDIRECT(Controls!$F$41),Active!$A101,Active!R$21)","v":1762.6228846097172},{"$f":"INDEX(INDIRECT(Controls!$F$41),Active!$A101,Active!S$21)","v":1771.4586308476873},{"$f":"INDEX(INDIRECT(Controls!$F$41),Active!$A101,Active!T$21)","v":1784.4243722929832},{"$f":"INDEX(INDIRECT(Controls!$F$41),Active!$A101,Active!U$21)","v":1796.3552908597399},{"$f":"INDEX(INDIRECT(Controls!$F$41),Active!$A101,Active!V$21)","v":1807.0967108169075},{"$f":"INDEX(INDIRECT(Controls!$F$41),Active!$A101,Active!W$21)","v":1821.0056318032211},{"$f":"INDEX(INDIRECT(Controls!$F$41),Active!$A101,Active!X$21)","v":1821.8390973988755},{"$f":"INDEX(INDIRECT(Controls!$F$41),Active!$A101,Active!Y$21)","v":1826.6625752941713},{"$f":"INDEX(INDIRECT(Controls!$F$41),Active!$A101,Active!Z$21)","v":1829.3140867368609},{"$f":"INDEX(INDIRECT(Controls!$F$41),Active!$A101,Active!AA$21)","v":1831.075596480991},{"$f":"INDEX(INDIRECT(Controls!$F$41),Active!$A101,Active!AB$21)","v":1829.8693825047721},{"$f":"INDEX(INDIRECT(Controls!$F$41),Active!$A101,Active!AC$21)","v":1832.5252284075802},{"$f":"INDEX(INDIRECT(Controls!$F$41),Active!$A101,Active!AD$21)","v":1836.7806320535369},{"$f":"INDEX(INDIRECT(Controls!$F$41),Active!$A101,Active!AE$21)","v":1843.5021290964578},{"$f":"INDEX(INDIRECT(Controls!$F$41),Active!$A101,Active!AF$21)","v":1859.448018051562},{"$f":"INDEX(INDIRECT(Controls!$F$41),Active!$A101,Active!AG$21)","v":1874.6380439318775}]
[80,{"$f":"INDEX(INDIRECT(Controls!$F$41),Active!$A102,Active!B$21)","v":"Two Degrees Winter Peak"},{"$f":"INDEX(INDIRECT(Controls!$F$41),Active!$A102,Active!C$21)","v":"S"},{"$f":"INDEX(INDIRECT(Controls!$F$41),Active!$A102,Active!D$21)","v":"S2"},{"$f":"INDEX(INDIRECT(Controls!$F$41),Active!$A102,Active!E$21)","v":0},{"$f":"INDEX(INDIRECT(Controls!$F$41),Active!$A102,Active!F$21)","v":0},{"$f":"INDEX(INDIRECT(Controls!$F$41),Active!$A102,Active!G$21)","v":0},{"$f":"INDEX(INDIRECT(Controls!$F$41),Active!$A102,Active!H$21)","v":0},{"$f":"INDEX(INDIRECT(Controls!$F$41),Active!$A102,Active!I$21)","v":595.63618299245127},{"$f":"INDEX(INDIRECT(Controls!$F$41),Active!$A102,Active!J$21)","v":608.31609289402809},{"$f":"INDEX(INDIRECT(Controls!$F$41),Active!$A102,Active!K$21)","v":606.14874365146648},{"$f":"INDEX(INDIRECT(Controls!$F$41),Active!$A102,Active!L$21)","v":604.53616192882828},{"$f":"INDEX(INDIRECT(Controls!$F$41),Active!$A102,Active!M$21)","v":602.42920589552477},{"$f":"INDEX(INDIRECT(Controls!$F$41),Active!$A102,Active!N$21)","v":600.71023779313509},{"$f":"INDEX(INDIRECT(Controls!$F$41),Active!$A102,Active!O$21)","v":601.28079605260029},{"$f":"INDEX(INDIRECT(Controls!$F$41),Active!$A102,Active!P$21)","v":598.95790214249462},{"$f":"INDEX(INDIRECT(Controls!$F$41),Active!$A102,Active!Q$21)","v":597.9309240835712},{"$f":"INDEX(INDIRECT(Controls!$F$41),Active!$A102,Active!R$21)","v":598.66877739353924},{"$f":"INDEX(INDIRECT(Controls!$F$41),Active!$A102,Active!S$21)","v":601.38279232988771},{"$f":"INDEX(INDIRECT(Controls!$F$41),Active!$A102,Active!T$21)","v":605.39372299980164},{"$f":"INDEX(INDIRECT(Controls!$F$41),Active!$A102,Active!U$21)","v":609.06500340677303},{"$f":"INDEX(INDIRECT(Controls!$F$41),Active!$A102,Active!V$21)","v":612.35128175729324},{"$f":"INDEX(INDIRECT(Controls!$F$41),Active!$A102,Active!W$21)","v":616.64417404077938},{"$f":"INDEX(INDIRECT(Controls!$F$41),Active!$A102,Active!X$21)","v":616.79790289524465},{"$f":"INDEX(INDIRECT(Controls!$F$41),Active!$A102,Active!Y$21)","v":618.24507716367555},{"$f":"INDEX(INDIRECT(Controls!$F$41),Active!$A102,Active!Z$21)","v":619.02411339174591},{"$f":"INDEX(INDIRECT(Controls!$F$41),Active!$A102,Active!AA$21)","v":619.54231106481257},{"$f":"INDEX(INDIRECT(Controls!$F$41),Active!$A102,Active!AB$21)","v":619.13723325070919},{"$f":"INDEX(INDIRECT(Controls!$F$41),Active!$A102,Active!AC$21)","v":619.95320655894352},{"$f":"INDEX(INDIRECT(Controls!$F$41),Active!$A102,Active!AD$21)","v":621.26790063902899},{"$f":"INDEX(INDIRECT(Controls!$F$41),Active!$A102,Active!AE$21)","v":623.35450652148779},{"$f":"INDEX(INDIRECT(Controls!$F$41),Active!$A102,Active!AF$21)","v":628.36227705537226},{"$f":"INDEX(INDIRECT(Controls!$F$41),Active!$A102,Active!AG$21)","v":633.11390654704894}]
[81,{"$f":"INDEX(INDIRECT(Controls!$F$41),Active!$A103,Active!B$21)","v":"Two Degrees Winter Peak"},{"$f":"INDEX(INDIRECT(Controls!$F$41),Active!$A103,Active!C$21)","v":"S"},{"$f":"INDEX(INDIRECT(Controls!$F$41),Active!$A103,Active!D$21)","v":"S3"},{"$f":"INDEX(INDIRECT(Controls!$F$41),Active!$A103,Active!E$21)","v":0},{"$f":"INDEX(INDIRECT(Controls!$F$41),Active!$A103,Active!F$21)","v":0},{"$f":"INDEX(INDIRECT(Controls!$F$41),Active!$A103,Active!G$21)","v":0},{"$f":"INDEX(INDIRECT(Controls!$F$41),Active!$A103,Active!H$21)","v":0},{"$f":"INDEX(INDIRECT(Controls!$F$41),Active!$A103,Active!I$21)","v":121.50740125247124},{"$f":"INDEX(INDIRECT(Controls!$F$41),Active!$A103,Active!J$21)","v":122.92214389294259},{"$f":"INDEX(INDIRECT(Controls!$F$41),Active!$A103,Active!K$21)","v":122.67799126954677},{"$f":"INDEX(INDIRECT(Controls!$F$41),Active!$A103,Active!L$21)","v":122.49564488946146},{"$f":"INDEX(INDIRECT(Controls!$F$41),Active!$A103,Active!M$21)","v":122.25806810638866},{"$f":"INDEX(INDIRECT(Controls!$F$41),Active!$A103,Active!N$21)","v":122.06457029636508},{"$f":"INDEX(INDIRECT(Controls!$F$41),Active!$A103,Active!O$21)","v":122.12688518645302},{"$f":"INDEX(INDIRECT(Controls!$F$41),Active!$A103,Active!P$21)","v":121.86675165738257},{"$f":"INDEX(INDIRECT(Controls!$F$41),Active!$A103,Active!Q$21)","v":121.75169046679585},{"$f":"INDEX(INDIRECT(Controls!$F$41),Active!$A103,Active!R$21)","v":121.83320118207439},{"$f":"INDEX(INDIRECT(Controls!$F$41),Active!$A103,Active!S$21)","v":122.13505196387902},{"$f":"INDEX(INDIRECT(Controls!$F$41),Active!$A103,Active!T$21)","v":122.5815266850783},{"$f":"INDEX(INDIRECT(Controls!$F$41),Active!$A103,Active!U$21)","v":122.98993203174412},{"$f":"INDEX(INDIRECT(Controls!$F$41),Active!$A103,Active!V$21)","v":123.35525310948243},{"$f":"INDEX(INDIRECT(Controls!$F$41),Active!$A103,Active!W$21)","v":123.83298295899712},{"$f":"INDEX(INDIRECT(Controls!$F$41),Active!$A103,Active!X$21)","v":123.8487019346568},{"$f":"INDEX(INDIRECT(Controls!$F$41),Active!$A103,Active!Y$21)","v":124.00919166772975},{"$f":"INDEX(INDIRECT(Controls!$F$41),Active!$A103,Active!Z$21)","v":124.09535822407454},{"$f":"INDEX(INDIRECT(Controls!$F$41),Active!$A103,Active!AA$21)","v":124.15268349109665},{"$f":"INDEX(INDIRECT(Controls!$F$41),Active!$A103,Active!AB$21)","v":124.10716501688819},{"$f":"INDEX(INDIRECT(Controls!$F$41),Active!$A103,Active!AC$21)","v":124.19791961463875},{"$f":"INDEX(INDIRECT(Controls!$F$41),Active!$A103,Active!AD$21)","v":124.34424126264094},{"$f":"INDEX(INDIRECT(Controls!$F$41),Active!$A103,Active!AE$21)","v":124.57660873623823},{"$f":"INDEX(INDIRECT(Controls!$F$41),Active!$A103,Active!AF$21)","v":125.13504910603494},{"$f":"INDEX(INDIRECT(Controls!$F$41),Active!$A103,Active!AG$21)","v":125.66467859390514}]
[82,{"$f":"INDEX(INDIRECT(Controls!$F$41),Active!$A104,Active!B$21)","v":"Two Degrees Winter Peak"},{"$f":"INDEX(INDIRECT(Controls!$F$41),Active!$A104,Active!C$21)","v":"S"},{"$f":"INDEX(INDIRECT(Controls!$F$41),Active!$A104,Active!D$21)","v":"S4"},{"$f":"INDEX(INDIRECT(Controls!$F$41),Active!$A104,Active!E$21)","v":0},{"$f":"INDEX(INDIRECT(Controls!$F$41),Active!$A104,Active!F$21)","v":0},{"$f":"INDEX(INDIRECT(Controls!$F$41),Active!$A104,Active!G$21)","v":0},{"$f":"INDEX(INDIRECT(Controls!$F$41),Active!$A104,Active!H$21)","v":0},{"$f":"INDEX(INDIRECT(Controls!$F$41),Active!$A104,Active!I$21)","v":170.55462512086984},{"$f":"INDEX(INDIRECT(Controls!$F$41),Active!$A104,Active!J$21)","v":175.63105791011998},{"$f":"INDEX(INDIRECT(Controls!$F$41),Active!$A104,Active!K$21)","v":176.50255361906662},{"$f":"INDEX(INDIRECT(Controls!$F$41),Active!$A104,Active!L$21)","v":177.66407385485428},{"$f":"INDEX(INDIRECT(Controls!$F$41),Active!$A104,Active!M$21)","v":178.68080761955954},{"$f":"INDEX(INDIRECT(Controls!$F$41),Active!$A104,Active!N$21)","v":179.2643020621162},{"$f":"INDEX(INDIRECT(Controls!$F$41),Active!$A104,Active!O$21)","v":180.49456315488158},{"$f":"INDEX(INDIRECT(Controls!$F$41),Active!$A104,Active!P$21)","v":180.28000821914202},{"$f":"INDEX(INDIRECT(Controls!$F$41),Active!$A104,Active!Q$21)","v":180.22477638973655},{"$f":"INDEX(INDIRECT(Controls!$F$41),Active!$A104,Active!R$21)","v":181.12694961442705},{"$f":"INDEX(INDIRECT(Controls!$F$41),Active!$A104,Active!S$21)","v":182.93006731361092},{"$f":"INDEX(INDIRECT(Controls!$F$41),Active!$A104,Active!T$21)","v":185.31020962519625},{"$f":"INDEX(INDIRECT(Controls!$F$41),Active!$A104,Active!U$21)","v":187.68358598208806},{"$f":"INDEX(INDIRECT(Controls!$F$41),Active!$A104,Active!V$21)","v":189.99838005351435},{"$f":"INDEX(INDIRECT(Controls!$F$41),Active!$A104,Active!W$21)","v":192.6436813823924},{"$f":"INDEX(INDIRECT(Controls!$F$41),Active!$A104,Active!X$21)","v":193.77322228318937},{"$f":"INDEX(INDIRECT(Controls!$F$41),Active!$A104,Active!Y$21)","v":195.08043280666698},{"$f":"INDEX(INDIRECT(Controls!$F$41),Active!$A104,Active!Z$21)","v":195.95369667709375},{"$f":"INDEX(INDIRECT(Controls!$F$41),Active!$A104,Active!AA$21)","v":196.52773196077294},{"$f":"INDEX(INDIRECT(Controls!$F$41),Active!$A104,Active!AB$21)","v":196.60589766803042},{"$f":"INDEX(INDIRECT(Controls!$F$41),Active!$A104,Active!AC$21)","v":197.14604406490935},{"$f":"INDEX(INDIRECT(Controls!$F$41),Active!$A104,Active!AD$21)","v":197.94323747465106},{"$f":"INDEX(INDIRECT(Controls!$F$41),Active!$A104,Active!AE$21)","v":199.10843008883595},{"$f":"INDEX(INDIRECT(Controls!$F$41),Active!$A104,Active!AF$21)","v":201.33269839497498},{"$f":"INDEX(INDIRECT(Controls!$F$41),Active!$A104,Active!AG$21)","v":203.62754914571912}]
[83,{"$f":"INDEX(INDIRECT(Controls!$F$41),Active!$A105,Active!B$21)","v":"Two Degrees Winter Peak"},{"$f":"INDEX(INDIRECT(Controls!$F$41),Active!$A105,Active!C$21)","v":"S"},{"$f":"INDEX(INDIRECT(Controls!$F$41),Active!$A105,Active!D$21)","v":"S5"},{"$f":"INDEX(INDIRECT(Controls!$F$41),Active!$A105,Active!E$21)","v":0},{"$f":"INDEX(INDIRECT(Controls!$F$41),Active!$A105,Active!F$21)","v":0},{"$f":"INDEX(INDIRECT(Controls!$F$41),Active!$A105,Active!G$21)","v":0},{"$f":"INDEX(INDIRECT(Controls!$F$41),Active!$A105,Active!H$21)","v":0},{"$f":"INDEX(INDIRECT(Controls!$F$41),Active!$A105,Active!I$21)","v":669.76209913037655},{"$f":"INDEX(INDIRECT(Controls!$F$41),Active!$A105,Active!J$21)","v":684.67792792823229},{"$f":"INDEX(INDIRECT(Controls!$F$41),Active!$A105,Active!K$21)","v":682.30652049606738},{"$f":"INDEX(INDIRECT(Controls!$F$41),Active!$A105,Active!L$21)","v":680.59466214698136},{"$f":"INDEX(INDIRECT(Controls!$F$41),Active!$A105,Active!M$21)","v":678.30669587122986},{"$f":"INDEX(INDIRECT(Controls!$F$41),Active!$A105,Active!N$21)","v":676.41485424272139},{"$f":"INDEX(INDIRECT(Controls!$F$41),Active!$A105,Active!O$21)","v":677.18862671953104},{"$f":"INDEX(INDIRECT(Controls!$F$41),Active!$A105,Active!P$21)","v":674.52939490851224},{"$f":"INDEX(INDIRECT(Controls!$F$41),Active!$A105,Active!Q$21)","v":673.35777629115773},{"$f":"INDEX(INDIRECT(Controls!$F$41),Active!$A105,Active!R$21)","v":674.28788276231285},{"$f":"INDEX(INDIRECT(Controls!$F$41),Active!$A105,Active!S$21)","v":677.55386202535112},{"$f":"INDEX(INDIRECT(Controls!$F$41),Active!$A105,Active!T$21)","v":682.35136916748309},{"$f":"INDEX(INDIRECT(Controls!$F$41),Active!$A105,Active!U$21)","v":686.76256724879249},{"$f":"INDEX(INDIRECT(Controls!$F$41),Active!$A105,Active!V$21)","v":690.73066004404302},{"$f":"INDEX(INDIRECT(Controls!$F$41),Active!$A105,Active!W$21)","v":695.87544411395095},{"$f":"INDEX(INDIRECT(Controls!$F$41),Active!$A105,Active!X$21)","v":696.16566105611321},{"$f":"INDEX(INDIRECT(Controls!$F$41),Active!$A105,Active!Y$21)","v":697.94256540752917},{"$f":"INDEX(INDIRECT(Controls!$F$41),Active!$A105,Active!Z$21)","v":698.91646740819203},{"$f":"INDEX(INDIRECT(Controls!$F$41),Active!$A105,Active!AA$21)","v":699.56358490152115},{"$f":"INDEX(INDIRECT(Controls!$F$41),Active!$A105,Active!AB$21)","v":699.11169218504904},{"$f":"INDEX(INDIRECT(Controls!$F$41),Active!$A105,Active!AC$21)","v":700.09341337419266},{"$f":"INDEX(INDIRECT(Controls!$F$41),Active!$A105,Active!AD$21)","v":701.6676744913259},{"$f":"INDEX(INDIRECT(Controls!$F$41),Active!$A105,Active!AE$21)","v":704.15600162427154},{"$f":"INDEX(INDIRECT(Controls!$F$41),Active!$A105,Active!AF$21)","v":710.06928979924874},{"$f":"INDEX(INDIRECT(Controls!$F$41),Active!$A105,Active!AG$21)","v":715.69900142356835}]
[84,{"$f":"INDEX(INDIRECT(Controls!$F$41),Active!$A106,Active!B$21)","v":"Two Degrees Winter Peak"},{"$f":"INDEX(INDIRECT(Controls!$F$41),Active!$A106,Active!C$21)","v":"S"},{"$f":"INDEX(INDIRECT(Controls!$F$41),Active!$A106,Active!D$21)","v":"S6"},{"$f":"INDEX(INDIRECT(Controls!$F$41),Active!$A106,Active!E$21)","v":0},{"$f":"INDEX(INDIRECT(Controls!$F$41),Active!$A106,Active!F$21)","v":0},{"$f":"INDEX(INDIRECT(Controls!$F$41),Active!$A106,Active!G$21)","v":0},{"$f":"INDEX(INDIRECT(Controls!$F$41),Active!$A106,Active!H$21)","v":0},{"$f":"INDEX(INDIRECT(Controls!$F$41),Active!$A106,Active!I$21)","v":134.68993457043004},{"$f":"INDEX(INDIRECT(Controls!$F$41),Active!$A106,Active!J$21)","v":137.55381817552262},{"$f":"INDEX(INDIRECT(Controls!$F$41),Active!$A106,Active!K$21)","v":136.81564940179794},{"$f":"INDEX(INDIRECT(Controls!$F$41),Active!$A106,Active!L$21)","v":136.1930696489529},{"$f":"INDEX(INDIRECT(Controls!$F$41),Active!$A106,Active!M$21)","v":135.45123353870264},{"$f":"INDEX(INDIRECT(Controls!$F$41),Active!$A106,Active!N$21)","v":134.881175743444},{"$f":"INDEX(INDIRECT(Controls!$F$41),Active!$A106,Active!O$21)","v":134.86681049402844},{"$f":"INDEX(INDIRECT(Controls!$F$41),Active!$A106,Active!P$21)","v":134.2398788289812},{"$f":"INDEX(INDIRECT(Controls!$F$41),Active!$A106,Active!Q$21)","v":133.95703994826607},{"$f":"INDEX(INDIRECT(Controls!$F$41),Active!$A106,Active!R$21)","v":134.03694193787584},{"$f":"INDEX(INDIRECT(Controls!$F$41),Active!$A106,Active!S$21)","v":134.54748405388153},{"$f":"INDEX(INDIRECT(Controls!$F$41),Active!$A106,Active!T$21)","v":135.34268369054737},{"$f":"INDEX(INDIRECT(Controls!$F$41),Active!$A106,Active!U$21)","v":136.04269637774007},{"$f":"INDEX(INDIRECT(Controls!$F$41),Active!$A106,Active!V$21)","v":136.64209124293174},{"$f":"INDEX(INDIRECT(Controls!$F$41),Active!$A106,Active!W$21)","v":137.47920412048637},{"$f":"INDEX(INDIRECT(Controls!$F$41),Active!$A106,Active!X$21)","v":137.36123520453754},{"$f":"INDEX(INDIRECT(Controls!$F$41),Active!$A106,Active!Y$21)","v":137.5840367159625},{"$f":"INDEX(INDIRECT(Controls!$F$41),Active!$A106,Active!Z$21)","v":137.6797306413452},{"$f":"INDEX(INDIRECT(Controls!$F$41),Active!$A106,Active!AA$21)","v":137.74436210816296},{"$f":"INDEX(INDIRECT(Controls!$F$41),Active!$A106,Active!AB$21)","v":137.61851017044495},{"$f":"INDEX(INDIRECT(Controls!$F$41),Active!$A106,Active!AC$21)","v":137.77228634653284},{"$f":"INDEX(INDIRECT(Controls!$F$41),Active!$A106,Active!AD$21)","v":138.03049958690158},{"$f":"INDEX(INDIRECT(Controls!$F$41),Active!$A106,Active!AE$21)","v":138.4546269804427},{"$f":"INDEX(INDIRECT(Controls!$F$41),Active!$A106,Active!AF$21)","v":139.5543150093294},{"$f":"INDEX(INDIRECT(Controls!$F$41),Active!$A106,Active!AG$21)","v":140.57139895620472}]
[85,{"$f":"INDEX(INDIRECT(Controls!$F$41),Active!$A107,Active!B$21)","v":"Two Degrees Winter Peak"},{"$f":"INDEX(INDIRECT(Controls!$F$41),Active!$A107,Active!C$21)","v":"S"},{"$f":"INDEX(INDIRECT(Controls!$F$41),Active!$A107,Active!D$21)","v":"S7"},{"$f":"INDEX(INDIRECT(Controls!$F$41),Active!$A107,Active!E$21)","v":0},{"$f":"INDEX(INDIRECT(Controls!$F$41),Active!$A107,Active!F$21)","v":0},{"$f":"INDEX(INDIRECT(Controls!$F$41),Active!$A107,Active!G$21)","v":0},{"$f":"INDEX(INDIRECT(Controls!$F$41),Active!$A107,Active!H$21)","v":0},{"$f":"INDEX(INDIRECT(Controls!$F$41),Active!$A107,Active!I$21)","v":139.70142185547201},{"$f":"INDEX(INDIRECT(Controls!$F$41),Active!$A107,Active!J$21)","v":142.80666197980972},{"$f":"INDEX(INDIRECT(Controls!$F$41),Active!$A107,Active!K$21)","v":142.03220975633698},{"$f":"INDEX(INDIRECT(Controls!$F$41),Active!$A107,Active!L$21)","v":141.38410044902722},{"$f":"INDEX(INDIRECT(Controls!$F$41),Active!$A107,Active!M$21)","v":140.60747646731167},{"$f":"INDEX(INDIRECT(Controls!$F$41),Active!$A107,Active!N$21)","v":140.00833368819468},{"$f":"INDEX(INDIRECT(Controls!$F$41),Active!$A107,Active!O$21)","v":140.00769227924638},{"$f":"INDEX(INDIRECT(Controls!$F$41),Active!$A107,Active!P$21)","v":139.3385902116303},{"$f":"INDEX(INDIRECT(Controls!$F$41),Active!$A107,Active!Q$21)","v":139.03722057171922},{"$f":"INDEX(INDIRECT(Controls!$F$41),Active!$A107,Active!R$21)","v":139.13290158975815},{"$f":"INDEX(INDIRECT(Controls!$F$41),Active!$A107,Active!S$21)","v":139.69715189322383},{"$f":"INDEX(INDIRECT(Controls!$F$41),Active!$A107,Active!T$21)","v":140.57091115031562},{"$f":"INDEX(INDIRECT(Controls!$F$41),Active!$A107,Active!U$21)","v":141.34338769165885},{"$f":"INDEX(INDIRECT(Controls!$F$41),Active!$A107,Active!V$21)","v":142.00819118511282},{"$f":"INDEX(INDIRECT(Controls!$F$41),Active!$A107,Active!W$21)","v":142.92966594089032},{"$f":"INDEX(INDIRECT(Controls!$F$41),Active!$A107,Active!X$21)","v":142.8176757990779},{"$f":"INDEX(INDIRECT(Controls!$F$41),Active!$A107,Active!Y$21)","v":143.07010397047731},{"$f":"INDEX(INDIRECT(Controls!$F$41),Active!$A107,Active!Z$21)","v":143.18223106631581},{"$f":"INDEX(INDIRECT(Controls!$F$41),Active!$A107,Active!AA$21)","v":143.25777396269953},{"$f":"INDEX(INDIRECT(Controls!$F$41),Active!$A107,Active!AB$21)","v":143.12489850076673},{"$f":"INDEX(INDIRECT(Controls!$F$41),Active!$A107,Active!AC$21)","v":143.2948165229302},{"$f":"INDEX(INDIRECT(Controls!$F$41),Active!$A107,Active!AD$21)","v":143.57882855598118},{"$f":"INDEX(INDIRECT(Controls!$F$41),Active!$A107,Active!AE$21)","v":144.04361627478468},{"$f":"INDEX(INDIRECT(Controls!$F$41),Active!$A107,Active!AF$21)","v":145.2392521071705},{"$f":"INDEX(INDIRECT(Controls!$F$41),Active!$A107,Active!AG$21)","v":146.34790317412171}]
[86,{"$f":"INDEX(INDIRECT(Controls!$F$41),Active!$A108,Active!B$21)","v":"Two Degrees Winter Peak"},{"$f":"INDEX(INDIRECT(Controls!$F$41),Active!$A108,Active!C$21)","v":"S"},{"$f":"INDEX(INDIRECT(Controls!$F$41),Active!$A108,Active!D$21)","v":"S8"},{"$f":"INDEX(INDIRECT(Controls!$F$41),Active!$A108,Active!E$21)","v":0},{"$f":"INDEX(INDIRECT(Controls!$F$41),Active!$A108,Active!F$21)","v":0},{"$f":"INDEX(INDIRECT(Controls!$F$41),Active!$A108,Active!G$21)","v":0},{"$f":"INDEX(INDIRECT(Controls!$F$41),Active!$A108,Active!H$21)","v":0},{"$f":"INDEX(INDIRECT(Controls!$F$41),Active!$A108,Active!I$21)","v":0},{"$f":"INDEX(INDIRECT(Controls!$F$41),Active!$A108,Active!J$21)","v":0},{"$f":"INDEX(INDIRECT(Controls!$F$41),Active!$A108,Active!K$21)","v":0},{"$f":"INDEX(INDIRECT(Controls!$F$41),Active!$A108,Active!L$21)","v":0},{"$f":"INDEX(INDIRECT(Controls!$F$41),Active!$A108,Active!M$21)","v":0},{"$f":"INDEX(INDIRECT(Controls!$F$41),Active!$A108,Active!N$21)","v":0},{"$f":"INDEX(INDIRECT(Controls!$F$41),Active!$A108,Active!O$21)","v":0},{"$f":"INDEX(INDIRECT(Controls!$F$41),Active!$A108,Active!P$21)","v":0},{"$f":"INDEX(INDIRECT(Controls!$F$41),Active!$A108,Active!Q$21)","v":0},{"$f":"INDEX(INDIRECT(Controls!$F$41),Active!$A108,Active!R$21)","v":0},{"$f":"INDEX(INDIRECT(Controls!$F$41),Active!$A108,Active!S$21)","v":0},{"$f":"INDEX(INDIRECT(Controls!$F$41),Active!$A108,Active!T$21)","v":0},{"$f":"INDEX(INDIRECT(Controls!$F$41),Active!$A108,Active!U$21)","v":0},{"$f":"INDEX(INDIRECT(Controls!$F$41),Active!$A108,Active!V$21)","v":0},{"$f":"INDEX(INDIRECT(Controls!$F$41),Active!$A108,Active!W$21)","v":0},{"$f":"INDEX(INDIRECT(Controls!$F$41),Active!$A108,Active!X$21)","v":0},{"$f":"INDEX(INDIRECT(Controls!$F$41),Active!$A108,Active!Y$21)","v":0},{"$f":"INDEX(INDIRECT(Controls!$F$41),Active!$A108,Active!Z$21)","v":0},{"$f":"INDEX(INDIRECT(Controls!$F$41),Active!$A108,Active!AA$21)","v":0},{"$f":"INDEX(INDIRECT(Controls!$F$41),Active!$A108,Active!AB$21)","v":0},{"$f":"INDEX(INDIRECT(Controls!$F$41),Active!$A108,Active!AC$21)","v":0},{"$f":"INDEX(INDIRECT(Controls!$F$41),Active!$A108,Active!AD$21)","v":0},{"$f":"INDEX(INDIRECT(Controls!$F$41),Active!$A108,Active!AE$21)","v":0},{"$f":"INDEX(INDIRECT(Controls!$F$41),Active!$A108,Active!AF$21)","v":0},{"$f":"INDEX(INDIRECT(Controls!$F$41),Active!$A108,Active!AG$21)","v":0}]
[87,{"$f":"INDEX(INDIRECT(Controls!$F$41),Active!$A109,Active!B$21)","v":"Two Degrees Winter Peak"},{"$f":"INDEX(INDIRECT(Controls!$F$41),Active!$A109,Active!C$21)","v":"S"},{"$f":"INDEX(INDIRECT(Controls!$F$41),Active!$A109,Active!D$21)","v":"S9"},{"$f":"INDEX(INDIRECT(Controls!$F$41),Active!$A109,Active!E$21)","v":0},{"$f":"INDEX(INDIRECT(Controls!$F$41),Active!$A109,Active!F$21)","v":0},{"$f":"INDEX(INDIRECT(Controls!$F$41),Active!$A109,Active!G$21)","v":0},{"$f":"INDEX(INDIRECT(Controls!$F$41),Active!$A109,Active!H$21)","v":0},{"$f":"INDEX(INDIRECT(Controls!$F$41),Active!$A109,Active!I$21)","v":0},{"$f":"INDEX(INDIRECT(Controls!$F$41),Active!$A109,Active!J$21)","v":0},{"$f":"INDEX(INDIRECT(Controls!$F$41),Active!$A109,Active!K$21)","v":0},{"$f":"INDEX(INDIRECT(Controls!$F$41),Active!$A109,Active!L$21)","v":0},{"$f":"INDEX(INDIRECT(Controls!$F$41),Active!$A109,Active!M$21)","v":0},{"$f":"INDEX(INDIRECT(Controls!$F$41),Active!$A109,Active!N$21)","v":0},{"$f":"INDEX(INDIRECT(Controls!$F$41),Active!$A109,Active!O$21)","v":0},{"$f":"INDEX(INDIRECT(Controls!$F$41),Active!$A109,Active!P$21)","v":0},{"$f":"INDEX(INDIRECT(Controls!$F$41),Active!$A109,Active!Q$21)","v":0},{"$f":"INDEX(INDIRECT(Controls!$F$41),Active!$A109,Active!R$21)","v":0},{"$f":"INDEX(INDIRECT(Controls!$F$41),Active!$A109,Active!S$21)","v":0},{"$f":"INDEX(INDIRECT(Controls!$F$41),Active!$A109,Active!T$21)","v":0},{"$f":"INDEX(INDIRECT(Controls!$F$41),Active!$A109,Active!U$21)","v":0},{"$f":"INDEX(INDIRECT(Controls!$F$41),Active!$A109,Active!V$21)","v":0},{"$f":"INDEX(INDIRECT(Controls!$F$41),Active!$A109,Active!W$21)","v":0},{"$f":"INDEX(INDIRECT(Controls!$F$41),Active!$A109,Active!X$21)","v":0},{"$f":"INDEX(INDIRECT(Controls!$F$41),Active!$A109,Active!Y$21)","v":0},{"$f":"INDEX(INDIRECT(Controls!$F$41),Active!$A109,Active!Z$21)","v":0},{"$f":"INDEX(INDIRECT(Controls!$F$41),Active!$A109,Active!AA$21)","v":0},{"$f":"INDEX(INDIRECT(Controls!$F$41),Active!$A109,Active!AB$21)","v":0},{"$f":"INDEX(INDIRECT(Controls!$F$41),Active!$A109,Active!AC$21)","v":0},{"$f":"INDEX(INDIRECT(Controls!$F$41),Active!$A109,Active!AD$21)","v":0},{"$f":"INDEX(INDIRECT(Controls!$F$41),Active!$A109,Active!AE$21)","v":0},{"$f":"INDEX(INDIRECT(Controls!$F$41),Active!$A109,Active!AF$21)","v":0},{"$f":"INDEX(INDIRECT(Controls!$F$41),Active!$A109,Active!AG$21)","v":0}]
[88,{"$f":"INDEX(INDIRECT(Controls!$F$41),Active!$A110,Active!B$21)","v":"Two Degrees Winter Peak"},{"$f":"INDEX(INDIRECT(Controls!$F$41),Active!$A110,Active!C$21)","v":"T"},{"$f":"INDEX(INDIRECT(Controls!$F$41),Active!$A110,Active!D$21)","v":"T1"},{"$f":"INDEX(INDIRECT(Controls!$F$41),Active!$A110,Active!E$21)","v":0},{"$f":"INDEX(INDIRECT(Controls!$F$41),Active!$A110,Active!F$21)","v":0},{"$f":"INDEX(INDIRECT(Controls!$F$41),Active!$A110,Active!G$21)","v":0},{"$f":"INDEX(INDIRECT(Controls!$F$41),Active!$A110,Active!H$21)","v":0},{"$f":"INDEX(INDIRECT(Controls!$F$41),Active!$A110,Active!I$21)","v":300.7},{"$f":"INDEX(INDIRECT(Controls!$F$41),Active!$A110,Active!J$21)","v":306.55064786670789},{"$f":"INDEX(INDIRECT(Controls!$F$41),Active!$A110,Active!K$21)","v":303.70587462080834},{"$f":"INDEX(INDIRECT(Controls!$F$41),Active!$A110,Active!L$21)","v":301.04503357764577},{"$f":"INDEX(INDIRECT(Controls!$F$41),Active!$A110,Active!M$21)","v":298.09972096985501},{"$f":"INDEX(INDIRECT(Controls!$F$41),Active!$A110,Active!N$21)","v":295.95771625726235},{"$f":"INDEX(INDIRECT(Controls!$F$41),Active!$A110,Active!O$21)","v":295.15834931922882},{"$f":"INDEX(INDIRECT(Controls!$F$41),Active!$A110,Active!P$21)","v":293.32770744176889},{"$f":"INDEX(INDIRECT(Controls!$F$41),Active!$A110,Active!Q$21)","v":292.4763297969875},{"$f":"INDEX(INDIRECT(Controls!$F$41),Active!$A110,Active!R$21)","v":292.17319220801261},{"$f":"INDEX(INDIRECT(Controls!$F$41),Active!$A110,Active!S$21)","v":292.66543194123551},{"$f":"INDEX(INDIRECT(Controls!$F$41),Active!$A110,Active!T$21)","v":293.69477399826883},{"$f":"INDEX(INDIRECT(Controls!$F$41),Active!$A110,Active!U$21)","v":294.43034312052748},{"$f":"INDEX(INDIRECT(Controls!$F$41),Active!$A110,Active!V$21)","v":294.88691561349987},{"$f":"INDEX(INDIRECT(Controls!$F$41),Active!$A110,Active!W$21)","v":295.88484268607561},{"$f":"INDEX(INDIRECT(Controls!$F$41),Active!$A110,Active!X$21)","v":294.82297313537185},{"$f":"INDEX(INDIRECT(Controls!$F$41),Active!$A110,Active!Y$21)","v":294.71871907648546},{"$f":"INDEX(INDIRECT(Controls!$F$41),Active!$A110,Active!Z$21)","v":294.48273548498037},{"$f":"INDEX(INDIRECT(Controls!$F$41),Active!$A110,Active!AA$21)","v":294.33302003877515},{"$f":"INDEX(INDIRECT(Controls!$F$41),Active!$A110,Active!AB$21)","v":293.89118921076897},{"$f":"INDEX(INDIRECT(Controls!$F$41),Active!$A110,Active!AC$21)","v":294.04126519689606},{"$f":"INDEX(INDIRECT(Controls!$F$41),Active!$A110,Active!AD$21)","v":294.36059138672385},{"$f":"INDEX(INDIRECT(Controls!$F$41),Active!$A110,Active!AE$21)","v":294.9735457404642},{"$f":"INDEX(INDIRECT(Controls!$F$41),Active!$A110,Active!AF$21)","v":297.05147713955631},{"$f":"INDEX(INDIRECT(Controls!$F$41),Active!$A110,Active!AG$21)","v":298.8275875808061}]
[89,{"$f":"INDEX(INDIRECT(Controls!$F$41),Active!$A111,Active!B$21)","v":"Two Degrees Winter Peak"},{"$f":"INDEX(INDIRECT(Controls!$F$41),Active!$A111,Active!C$21)","v":"T"},{"$f":"INDEX(INDIRECT(Controls!$F$41),Active!$A111,Active!D$21)","v":"T2"},{"$f":"INDEX(INDIRECT(Controls!$F$41),Active!$A111,Active!E$21)","v":0},{"$f":"INDEX(INDIRECT(Controls!$F$41),Active!$A111,Active!F$21)","v":0},{"$f":"INDEX(INDIRECT(Controls!$F$41),Active!$A111,Active!G$21)","v":0},{"$f":"INDEX(INDIRECT(Controls!$F$41),Active!$A111,Active!H$21)","v":0},{"$f":"INDEX(INDIRECT(Controls!$F$41),Active!$A111,Active!I$21)","v":471},{"$f":"INDEX(INDIRECT(Controls!$F$41),Active!$A111,Active!J$21)","v":478.78270417919236},{"$f":"INDEX(INDIRECT(Controls!$F$41),Active!$A111,Active!K$21)","v":474.99850298744047},{"$f":"INDEX(INDIRECT(Controls!$F$41),Active!$A111,Active!L$21)","v":471.4589738312547},{"$f":"INDEX(INDIRECT(Controls!$F$41),Active!$A111,Active!M$21)","v":467.54103221796464},{"$f":"INDEX(INDIRECT(Controls!$F$41),Active!$A111,Active!N$21)","v":464.69167443599912},{"$f":"INDEX(INDIRECT(Controls!$F$41),Active!$A111,Active!O$21)","v":463.62833298201383},{"$f":"INDEX(INDIRECT(Controls!$F$41),Active!$A111,Active!P$21)","v":461.19315921751769},{"$f":"INDEX(INDIRECT(Controls!$F$41),Active!$A111,Active!Q$21)","v":460.06063158894256},{"$f":"INDEX(INDIRECT(Controls!$F$41),Active!$A111,Active!R$21)","v":459.65738903626556},{"$f":"INDEX(INDIRECT(Controls!$F$41),Active!$A111,Active!S$21)","v":460.3121808330369},{"$f":"INDEX(INDIRECT(Controls!$F$41),Active!$A111,Active!T$21)","v":461.68144196643686},{"$f":"INDEX(INDIRECT(Controls!$F$41),Active!$A111,Active!U$21)","v":462.65991768610252},{"$f":"INDEX(INDIRECT(Controls!$F$41),Active!$A111,Active!V$21)","v":463.26726386897218},{"$f":"INDEX(INDIRECT(Controls!$F$41),Active!$A111,Active!W$21)","v":464.59473586441715},{"$f":"INDEX(INDIRECT(Controls!$F$41),Active!$A111,Active!X$21)","v":463.18220570052779},{"$f":"INDEX(INDIRECT(Controls!$F$41),Active!$A111,Active!Y$21)","v":463.04352387959489},{"$f":"INDEX(INDIRECT(Controls!$F$41),Active!$A111,Active!Z$21)","v":462.7296115530167},{"$f":"INDEX(INDIRECT(Controls!$F$41),Active!$A111,Active!AA$21)","v":462.53045565517158},{"$f":"INDEX(INDIRECT(Controls!$F$41),Active!$A111,Active!AB$21)","v":461.94271926939666},{"$f":"INDEX(INDIRECT(Controls!$F$41),Active!$A111,Active!AC$21)","v":462.14235476806931},{"$f":"INDEX(INDIRECT(Controls!$F$41),Active!$A111,Active!AD$21)","v":462.5671318745911},{"$f":"INDEX(INDIRECT(Controls!$F$41),Active!$A111,Active!AE$21)","v":463.38250181638057},{"$f":"INDEX(INDIRECT(Controls!$F$41),Active!$A111,Active!AF$21)","v":466.14662738883447},{"$f":"INDEX(INDIRECT(Controls!$F$41),Active!$A111,Active!AG$21)","v":468.50926183013775}]
[90,{"$f":"INDEX(INDIRECT(Controls!$F$41),Active!$A112,Active!B$21)","v":"Two Degrees Winter Peak"},{"$f":"INDEX(INDIRECT(Controls!$F$41),Active!$A112,Active!C$21)","v":"T"},{"$f":"INDEX(INDIRECT(Controls!$F$41),Active!$A112,Active!D$21)","v":"T3"},{"$f":"INDEX(INDIRECT(Controls!$F$41),Active!$A112,Active!E$21)","v":0},{"$f":"INDEX(INDIRECT(Controls!$F$41),Active!$A112,Active!F$21)","v":0},{"$f":"INDEX(INDIRECT(Controls!$F$41),Active!$A112,Active!G$21)","v":0},{"$f":"INDEX(INDIRECT(Controls!$F$41),Active!$A112,Active!H$21)","v":0},{"$f":"INDEX(INDIRECT(Controls!$F$41),Active!$A112,Active!I$21)","v":54},{"$f":"INDEX(INDIRECT(Controls!$F$41),Active!$A112,Active!J$21)","v":55.050665064190973},{"$f":"INDEX(INDIRECT(Controls!$F$41),Active!$A112,Active!K$21)","v":54.539797903304468},{"$f":"INDEX(INDIRECT(Controls!$F$41),Active!$A112,Active!L$21)","v":54.06196146721939},{"$f":"INDEX(INDIRECT(Controls!$F$41),Active!$A112,Active!M$21)","v":53.533039349425231},{"$f":"INDEX(INDIRECT(Controls!$F$41),Active!$A112,Active!N$21)","v":53.148376048859873},{"$f":"INDEX(INDIRECT(Controls!$F$41),Active!$A112,Active!O$21)","v":53.004824952571866},{"$f":"INDEX(INDIRECT(Controls!$F$41),Active!$A112,Active!P$21)","v":52.676076494364885},{"$f":"INDEX(INDIRECT(Controls!$F$41),Active!$A112,Active!Q$21)","v":52.523185264507248},{"$f":"INDEX(INDIRECT(Controls!$F$41),Active!$A112,Active!R$21)","v":52.46874751989585},{"$f":"INDEX(INDIRECT(Controls!$F$41),Active!$A112,Active!S$21)","v":52.557144412459991},{"$f":"INDEX(INDIRECT(Controls!$F$41),Active!$A112,Active!T$21)","v":52.741994665468965},{"$f":"INDEX(INDIRECT(Controls!$F$41),Active!$A112,Active!U$21)","v":52.874088887623827},{"$f":"INDEX(INDIRECT(Controls!$F$41),Active!$A112,Active!V$21)","v":52.956080622311248},{"$f":"INDEX(INDIRECT(Controls!$F$41),Active!$A112,Active!W$21)","v":53.135289341696314},{"$f":"INDEX(INDIRECT(Controls!$F$41),Active!$A112,Active!X$21)","v":52.944597769571246},{"$f":"INDEX(INDIRECT(Controls!$F$41),Active!$A112,Active!Y$21)","v":52.925875723745307},{"$f":"INDEX(INDIRECT(Controls!$F$41),Active!$A112,Active!Z$21)","v":52.883497559657258},{"$f":"INDEX(INDIRECT(Controls!$F$41),Active!$A112,Active!AA$21)","v":52.856611513448158},{"$f":"INDEX(INDIRECT(Controls!$F$41),Active!$A112,Active!AB$21)","v":52.777267101368537},{"$f":"INDEX(INDIRECT(Controls!$F$41),Active!$A112,Active!AC$21)","v":52.804217893689355},{"$f":"INDEX(INDIRECT(Controls!$F$41),Active!$A112,Active!AD$21)","v":52.861562803069795},{"$f":"INDEX(INDIRECT(Controls!$F$41),Active!$A112,Active!AE$21)","v":52.971637745211368},{"$f":"INDEX(INDIRECT(Controls!$F$41),Active!$A112,Active!AF$21)","v":53.344794697492645},{"$f":"INDEX(INDIRECT(Controls!$F$41),Active!$A112,Active!AG$21)","v":53.6637503470686}]
[91,{"$f":"INDEX(INDIRECT(Controls!$F$41),Active!$A113,Active!B$21)","v":"Two Degrees Winter Peak"},{"$f":"INDEX(INDIRECT(Controls!$F$41),Active!$A113,Active!C$21)","v":"T"},{"$f":"INDEX(INDIRECT(Controls!$F$41),Active!$A113,Active!D$21)","v":"T4"},{"$f":"INDEX(INDIRECT(Controls!$F$41),Active!$A113,Active!E$21)","v":0},{"$f":"INDEX(INDIRECT(Controls!$F$41),Active!$A113,Active!F$21)","v":0},{"$f":"INDEX(INDIRECT(Controls!$F$41),Active!$A113,Active!G$21)","v":0},{"$f":"INDEX(INDIRECT(Controls!$F$41),Active!$A113,Active!H$21)","v":0},{"$f":"INDEX(INDIRECT(Controls!$F$41),Active!$A113,Active!I$21)","v":417.4},{"$f":"INDEX(INDIRECT(Controls!$F$41),Active!$A113,Active!J$21)","v":424.90678406993214},{"$f":"INDEX(INDIRECT(Controls!$F$41),Active!$A113,Active!K$21)","v":421.24207071256615},{"$f":"INDEX(INDIRECT(Controls!$F$41),Active!$A113,Active!L$21)","v":417.81430376250728},{"$f":"INDEX(INDIRECT(Controls!$F$41),Active!$A113,Active!M$21)","v":414.02007289684934},{"$f":"INDEX(INDIRECT(Controls!$F$41),Active!$A113,Active!N$21)","v":411.26068485314704},{"$f":"INDEX(INDIRECT(Controls!$F$41),Active!$A113,Active!O$21)","v":410.23091887813649},{"$f":"INDEX(INDIRECT(Controls!$F$41),Active!$A113,Active!P$21)","v":407.87263680748219},{"$f":"INDEX(INDIRECT(Controls!$F$41),Active!$A113,Active!Q$21)","v":406.77586924209174},{"$f":"INDEX(INDIRECT(Controls!$F$41),Active!$A113,Active!R$21)","v":406.38535925222266},{"$f":"INDEX(INDIRECT(Controls!$F$41),Active!$A113,Active!S$21)","v":407.01947570701162},{"$f":"INDEX(INDIRECT(Controls!$F$41),Active!$A113,Active!T$21)","v":408.34550181160387},{"$f":"INDEX(INDIRECT(Controls!$F$41),Active!$A113,Active!U$21)","v":409.29308172557182},{"$f":"INDEX(INDIRECT(Controls!$F$41),Active!$A113,Active!V$21)","v":409.88125068280368},{"$f":"INDEX(INDIRECT(Controls!$F$41),Active!$A113,Active!W$21)","v":411.16680716004367},{"$f":"INDEX(INDIRECT(Controls!$F$41),Active!$A113,Active!X$21)","v":409.79887826382901},{"$f":"INDEX(INDIRECT(Controls!$F$41),Active!$A113,Active!Y$21)","v":409.66457538302416},{"$f":"INDEX(INDIRECT(Controls!$F$41),Active!$A113,Active!Z$21)","v":409.36057497766507},{"$f":"INDEX(INDIRECT(Controls!$F$41),Active!$A113,Active!AA$21)","v":409.16770751580236},{"$f":"INDEX(INDIRECT(Controls!$F$41),Active!$A113,Active!AB$21)","v":408.59852916760724},{"$f":"INDEX(INDIRECT(Controls!$F$41),Active!$A113,Active!AC$21)","v":408.79186108668824},{"$f":"INDEX(INDIRECT(Controls!$F$41),Active!$A113,Active!AD$21)","v":409.2032256672943},{"$f":"INDEX(INDIRECT(Controls!$F$41),Active!$A113,Active!AE$21)","v":409.99284994080892},{"$f":"INDEX(INDIRECT(Controls!$F$41),Active!$A113,Active!AF$21)","v":412.66969701989359},{"$f":"INDEX(INDIRECT(Controls!$F$41),Active!$A113,Active!AG$21)","v":414.95773022872203}]
[92,{"$f":"INDEX(INDIRECT(Controls!$F$41),Active!$A114,Active!B$21)","v":"Two Degrees Winter Peak"},{"$f":"INDEX(INDIRECT(Controls!$F$41),Active!$A114,Active!C$21)","v":"T"},{"$f":"INDEX(INDIRECT(Controls!$F$41),Active!$A114,Active!D$21)","v":"T5"},{"$f":"INDEX(INDIRECT(Controls!$F$41),Active!$A114,Active!E$21)","v":0},{"$f":"INDEX(INDIRECT(Controls!$F$41),Active!$A114,Active!F$21)","v":0},{"$f":"INDEX(INDIRECT(Controls!$F$41),Active!$A114,Active!G$21)","v":0},{"$f":"INDEX(INDIRECT(Controls!$F$41),Active!$A114,Active!H$21)","v":0},{"$f":"INDEX(INDIRECT(Controls!$F$41),Active!$A114,Active!I$21)","v":119},{"$f":"INDEX(INDIRECT(Controls!$F$41),Active!$A114,Active!J$21)","v":121.31535449330973},{"$f":"INDEX(INDIRECT(Controls!$F$41),Active!$A114,Active!K$21)","v":120.18955463876354},{"$f":"INDEX(INDIRECT(Controls!$F$41),Active!$A114,Active!L$21)","v":119.13654471479828},{"$f":"INDEX(INDIRECT(Controls!$F$41),Active!$A114,Active!M$21)","v":117.9709570848445},{"$f":"INDEX(INDIRECT(Controls!$F$41),Active!$A114,Active!N$21)","v":117.12327314470974},{"$f":"INDEX(INDIRECT(Controls!$F$41),Active!$A114,Active!O$21)","v":116.80692906214909},{"$f":"INDEX(INDIRECT(Controls!$F$41),Active!$A114,Active!P$21)","v":116.08246486721151},{"$f":"INDEX(INDIRECT(Controls!$F$41),Active!$A114,Active!Q$21)","v":115.74553789771041},{"$f":"INDEX(INDIRECT(Controls!$F$41),Active!$A114,Active!R$21)","v":115.62557323828901},{"$f":"INDEX(INDIRECT(Controls!$F$41),Active!$A114,Active!S$21)","v":115.82037379782849},{"$f":"INDEX(INDIRECT(Controls!$F$41),Active!$A114,Active!T$21)","v":116.22772898501495},{"$f":"INDEX(INDIRECT(Controls!$F$41),Active!$A114,Active!U$21)","v":116.51882551161549},{"$f":"INDEX(INDIRECT(Controls!$F$41),Active!$A114,Active!V$21)","v":116.69951100101926},{"$f":"INDEX(INDIRECT(Controls!$F$41),Active!$A114,Active!W$21)","v":117.09443391966411},{"$f":"INDEX(INDIRECT(Controls!$F$41),Active!$A114,Active!X$21)","v":116.674206195907},{"$f":"INDEX(INDIRECT(Controls!$F$41),Active!$A114,Active!Y$21)","v":116.63294835417949},{"$f":"INDEX(INDIRECT(Controls!$F$41),Active!$A114,Active!Z$21)","v":116.53955943702249},{"$f":"INDEX(INDIRECT(Controls!$F$41),Active!$A114,Active!AA$21)","v":116.48031055741353},{"$f":"INDEX(INDIRECT(Controls!$F$41),Active!$A114,Active!AB$21)","v":116.30545898264546},{"$f":"INDEX(INDIRECT(Controls!$F$41),Active!$A114,Active!AC$21)","v":116.36485054350061},{"$f":"INDEX(INDIRECT(Controls!$F$41),Active!$A114,Active!AD$21)","v":116.49122173269086},{"$f":"INDEX(INDIRECT(Controls!$F$41),Active!$A114,Active!AE$21)","v":116.73379429037321},{"$f":"INDEX(INDIRECT(Controls!$F$41),Active!$A114,Active!AF$21)","v":117.55612164817825},{"$f":"INDEX(INDIRECT(Controls!$F$41),Active!$A114,Active!AG$21)","v":118.259005394466}]
[]
[]
[]
[]
[]
[]
[]
[]
[]
[]
[]
[]
[]
[]
[]
[]
[]
[]
[]
[]
[]
[]
[]
[]
[]
[]
[]
[]
[]
[]
[]
[]
[]
[]
[]
[]
[]
[]
[]
[]
[]
[]
[]
[]
[]
[]
[]
[]
[]
[]
[]
[]
[]
[]
[]
[]
[]
[]
[]
[]
[]
[]
[]
[]
[]
[]
[]
[]
[]
[]
[]
[]
[]
[]
[]
[]
[]
[]
[]
[]
[]
[]
[]
[]
[]
[]
[]
[]
[]
[]
[]
[]
[]
[]
[]
[]
[]
[]
[]
[]
[]
[]
[]
[]
[]
[]
[]
[]
[]
[]
[]
[]
[]
[]
[]
[]
[]
[]
[]
[]
[]
[]
[]
[]
[]
[]
[]
[]
[]
[]
[]
[]
[]
[]
[]
[]
[]
[]
[]
[]
[]
[]
[]
[]
[]
[]
[]
[]
[]
[]
[]
[]
[]
[]
[]
[]
[]
[]
[]
[]
[]
[]
[]
[]
[]
[]
[]
[]
[]
[]
[]
[]
[]
[]
[]
[]
[]
[]
[]
[]
[]
[]
[]
[]
[]
[]
[]
[]
[]
[]
[]
[]
[]
[]
[]
[]
[]
[]
[]
[]
[]
[]
[]
[]
[]
[]
[]
[]
[]
[]
[]
[]
[]
[]
[]
[]
[]
[]
[]
[]
[]
[]
[]
[]
[]
[]
[]
[]
[]
[]
[]
[]
[]
[]
[]
[]
[]
[]
[]
[]
[]
[]
[]
[]
[]
[]
[]
[]
[]
[]
[]
[]
[]
[]
[]
[]
[]
[]
[]
[]
[]
[]
[]
[]
[]
[]
[]
[]
[]
[]
[]
[]
[]
[]
[]
[]
[]
[]
[]
[]
[]
[]
[]
[]
[]
[null,"Two Degrees Winter Peak","A","A1",0,0,0,0,1920.5899165049771,1962.999338050889,1951.9554324873411,1942.618874996441,1931.5127070838978,1922.988486672067,1922.7108267557307,1913.3805653570109,1909.1690709321647,1910.3128293502291,1917.8266997991027,1929.5520872168217,1939.8595366655816,1948.6707738523837,1961.0069477844395,1959.1906628557911,1962.4429202626391,1963.8235445756732,1964.7567990090442,1962.8775219806689,1965.1408296572884,1968.9470053738301,1975.2062036123177,1991.4766220873021,2006.5125494151118]
[null,"Two Degrees Winter Peak","A","A3",0,0,0,0,426.24725497309248,435.75707455411356,433.44408923793247,431.52034264434934,429.20477340334702,427.41285118260521,427.44476137342161,425.41980699754134,424.50888402404144,424.82239259050419,426.57464690168808,429.27671738837631,431.67297781471672,433.74271151679261,436.59605738389024,436.28916534617889,437.08686383325715,437.44922072976857,437.69294870298285,437.29413384065231,437.82171980096155,438.70067072505844,440.13522462774887,443.80430085295592,447.2128301943556]
[null,"Two Degrees Winter Peak","A","A4",0,0,0,0,1305.7708921735914,1336.8261416689263,1332.4584973715669,1329.4863844732733,1325.3320093626671,1321.8095899354119,1323.7488494724855,1318.4465714463613,1316.1237853549142,1318.2589523271829,1325.2936247901296,1335.5358732166469,1345.0161484233781,1353.6051329381764,1364.6203030934744,1365.574307070129,1369.5124652069715,1371.7240214785249,1373.191364053971,1372.3292096489513,1374.4430934453053,1377.8095169138824,1383.0982932241709,1395.4819061707205,1407.3317836077074]
[null,"Two Degrees Winter Peak","A","A6",0,0,0,0,2195.8097935656206,2256.6146319443569,2261.4009321380195,2269.44061659419,2275.5727560101127,2278.4284804824092,2289.9086638481958,2285.0135925548498,2283.1952149275357,2292.0289978349024,2311.2979553310256,2337.2904255854046,2362.7819401626889,2387.2611147657713,2415.934732127223,2425.993014233271,2439.2857215182025,2447.9210150774761,2453.6052015372279,2453.7602778246091,2459.5362514357575,2468.2047832980365,2481.0892876215116,2507.0185191313017,2533.2304121586785]
[null,"Two Degrees Winter Peak","A","A7",0,0,0,0,3139.0633577214535,3216.9528822949601,3211.0231398646024,3208.7897939432496,3203.7446512833594,3198.5840744052557,3206.3423645856064,3195.1106634985604,3190.313176116153,3197.4213559439163,3217.135221837495,3245.0609643761904,3271.4489217357277,3295.8774884844993,3326.1817302115219,3331.6599748003005,3343.6401087030108,3350.8087591081494,3355.5480371769368,3354.0800253633579,3359.9985743280345,3369.2244231640711,3383.4420285629594,3415.1352045264557,3445.9898942772097]
[null,"Two Degrees Winter Peak","A","A8",0,0,0,0,2024.2687514315626,2073.148793867259,2067.4192559302091,2063.9309680901233,2058.6167971767113,2053.9098197328226,2057.621725218637,2049.7470936418522,2046.3254158606303,2050.0855635799335,2061.6296829689095,2078.2604801285884,2093.7770231207473,2107.9536059281995,2125.9012094209452,2128.1058915764361,2134.7836226485915,2138.6341257686968,2141.18500797663,2139.9862276791582,2143.4539542352604,2148.9309251569193,2157.4724322867683,2177.1083203016283,2196.0181009743856]
[null,"Two Degrees Winter Peak","A","A9",0,0,0,0,420.06668386289851,429.00266591363743,426.10697193584548,423.54881650763519,420.60042694193163,418.38851590176398,418.00243971303217,415.80256579076132,414.79879930492524,414.84140896530641,416.19034379954383,418.40778026812654,420.28419749241215,421.81411020057135,424.11045510458393,423.37855535364326,423.82584467764923,423.93320304515697,424.00999222027559,423.53543280581397,423.94253213729405,424.65596005249927,425.86698346291456,429.22354279159026,432.26337976892097]
[null,"Two Degrees Winter Peak","B","B1",0,0,0,0,1565.4943866562996,1602.2730807055732,1596.3955192022511,1592.1431471665444,1586.4690973743195,1581.7820424387241,1583.6726167621912,1577.1031482221817,1574.2080082810853,1576.4907423104526,1584.5314434113347,1596.3474469541172,1607.2086705184356,1616.9756097801148,1629.6452605912277,1630.3421910711181,1634.7111173375486,1637.1027153196874,1638.6919042914631,1637.5734385324606,1639.9903821384573,1643.8674437693107,1649.9972507938414,1664.5742134553443,1678.4488998201132]
[null,"Two Degrees Winter Peak","B","B2",0,0,0,0,1370.1658734695666,1404.0512747066246,1401.3039791302897,1400.1582337407162,1397.7841144568174,1395.4164924997438,1398.695152132703,1393.7399236854867,1391.6185064513572,1394.652411559915,1403.1597679081028,1415.2340860547008,1426.6269478105251,1437.1581802614548,1450.2525774954966,1452.5329431593216,1457.6746947008985,1460.7392805983825,1462.7657537158389,1462.103943979678,1464.6582052735171,1468.6457583949577,1474.7992666484399,1488.566062383893,1501.9513966443817]
[null,"Two Degrees Winter Peak","B","B3",0,0,0,0,1213.5212351235407,1240.5549218226981,1233.9123949040979,1228.3737302334616,1221.7191690214895,1216.5759861868573,1216.6278877301509,1210.843809681206,1208.24052954997,1209.1082396920326,1214.0616369514605,1221.712850080854,1228.4897274202319,1234.3346816128005,1242.4100283343021,1241.4962504747525,1243.7356821929668,1244.7440122418004,1245.4226607738331,1244.2796344237693,1245.7711404845534,1248.259252988958,1252.3245016168169,1262.7461323518517,1272.4203965567924]
[null,"Two Degrees Winter Peak","B","B4",0,0,0,0,383.41889575253606,394.9406206691317,397.05476027640458,399.83252818900593,402.28570284261144,403.7095063832391,406.58024587142637,406.14927370082302,406.05176102324657,408.146803401863,412.29539753156189,417.75812468295692,423.21561706298223,428.54760596822797,434.62407132156454,437.2712837162594,440.29529350587075,442.32122270096619,443.65273873261856,443.84894318500659,445.09158456577728,446.92216441738515,449.59253397481325,454.65807983648244,459.89735377885853]
[null,"Two Degrees Winter Peak","C","C1",0,0,0,0,259.37312041305057,264.71568858808763,262.68032079463484,260.83487860761232,258.74684045896612,257.20203869874746,256.79603231598776,255.35569303725305,254.69333432195131,254.61271266763165,255.29390375613815,256.48424146060984,257.44809901544858,258.18808376783358,259.39897188820407,258.77464326219308,258.91479193694937,258.88081761973382,258.86263042985223,258.53688005300683,258.74294648276339,259.12212251129887,259.78848871212978,261.75691388385582,263.50570746159082]
[null,"Two Degrees Winter Peak","C","C2",0,0,0,0,755.83605518183504,773.35351120127211,770.1769887300876,767.7598045469191,764.65397033845329,762.14584393339862,762.82910058671087,759.54499424475955,758.08889087696321,759.04459125481867,762.71896585297395,768.17896257700147,773.15618841972878,777.59149755416865,783.42506611313797,783.52545918179885,785.44854296136555,786.46593444608379,787.14337968013672,786.55855425093466,787.66344706237351,789.45134152801415,792.29942317013592,799.1947666947467,805.71808530804242]
[null,"Two Degrees Winter Peak","C","C3",0,0,0,0,228.23766250867294,233.83005922003159,233.29874710430406,233.02870952308822,232.55356417794366,232.10585446655401,232.60208467393795,231.75223593007271,231.38617805187454,231.85971141224272,233.2316563658157,235.18969875805681,237.02948675887285,238.72279287438477,240.84236689435701,241.17087783030749,241.986862573754,242.46749232524002,242.78551923801058,242.66552999288999,243.07751988310235,243.72348743909279,244.72428054386396,246.98650443663917,249.17801788678537]
[null,"Two Degrees Winter Peak","C","C4",0,0,0,0,146.6856685185428,149.78416034126153,148.7420111616257,147.81541350410646,146.75234180307856,145.95752818266445,145.80171938326041,145.02326091404592,144.66741738936017,144.66890467678883,145.12094667109284,145.87287016683507,146.5037178423423,147.01232497074122,147.78827476937997,147.51110569184684,147.65026089243696,147.6751932390581,147.69379197115464,147.52397857464146,147.66046283170385,147.90190764537971,148.31459941365094,149.47365900647193,150.51910600494438]
[null,"Two Degrees Winter Peak","C","C5",0,0,0,0,447.74556205689686,459.05209205498466,458.48424289753467,458.46440847025065,458.04535475169718,457.51041653031189,458.80535150710847,457.29543725237841,456.65897282110791,457.7929948011199,460.77536698526694,464.95951794317631,468.94220494894756,472.65655718473835,477.21162012281292,478.18671962057238,480.04835632437528,481.18351251383729,481.93320882522971,481.76058828088912,482.65568383329196,484.0405367484301,486.15992704665047,490.79749692166951,495.34250905378599]
[null,"Two Degrees Winter Peak","C","C6",0,0,0,0,262.36329675254518,268.80522469765106,268.21336781553697,267.92326292831274,267.39750847919038,266.8965329226304,267.47976097658704,266.50910843340318,266.09157018390613,266.64407246612933,268.23273575034113,270.49719962265607,272.6269435300722,274.58906163228488,277.04136074030333,277.43215840644075,278.38053745336686,278.94068789374063,279.31127601999299,279.17584609463239,279.65289578569019,280.40013173779261,281.55677769097133,284.16519610624243,286.69416994418532]
[null,"Two Degrees Winter Peak","C","C7",0,0,0,0,229.55376888815402,235.59443024763357,235.64813026025308,236.00856223594997,236.16660952045504,236.14190271148468,237.03943145751413,236.37962499831588,236.11266011959145,236.84310108539393,238.58359325903785,240.97801716007191,243.2913359371581,245.48091087762847,248.10476342083163,248.84499416966707,249.98903697221556,250.71076581930959,251.18656149447816,251.14368077343897,251.66572481273792,252.46121144020705,253.66123747354425,256.183967338326,258.69279170762849]
[null,"Two Degrees Winter Peak","D","D4",0,0,0,0,1124.3427669114994,1153.7235822663722,1153.6953482691063,1155.1477045930094,1155.6068565091889,1155.2750662691203,1159.4737844265717,1156.1455371643981,1154.7878338617074,1158.2396116000277,1166.5858436149863,1178.1030780256058,1189.2043271466089,1199.6878054876563,1212.2956040400991,1215.7182442606825,1221.1615625167065,1224.5785184204433,1226.8317123668442,1226.5831528592921,1229.0867687282052,1232.9108151683681,1238.6926669527234,1250.9263113654908,1263.0635118671344]
[null,"Two Degrees Winter Peak","D","D5",0,0,0,0,586.22287818816881,599.81432473949724,597.35768314197173,595.4905079483998,593.08926589634405,591.14907997526245,591.68379004985309,589.13899109620922,588.01085818137449,588.75514385685153,591.60929745577232,595.84914431372658,599.71501015641593,603.16085084273323,607.69124153630162,607.77402197397407,609.26943544672042,610.06137833232208,610.588672171084,610.13601757984338,610.99425888439623,612.38269026513092,614.59396961510811,619.94493393008997,625.00804377197949]
[null,"Two Degrees Winter Peak","D","D6",0,0,0,0,695.66018269058839,712.85507148566114,711.44693285512778,710.85094008106955,709.63118948446731,708.41948873788397,710.0751294567317,707.55485935941795,706.47548823109548,708.01012059410448,712.32132734471725,718.44209500210968,724.21601936221487,729.55194491318628,736.18911428184094,737.33764427872359,739.94090932424388,741.49147691126677,742.51683517190725,742.17906410107616,743.47348075262846,745.49474697459914,748.61463459923596,755.59871847623685,762.38783461815626]
[null,"Two Degrees Winter Peak","E","E1",0,0,0,0,1107.1537776293014,1133.4477229476227,1129.6913087802532,1127.1141856789484,1123.5342781196819,1120.5092016200533,1122.1174957418921,1117.604123367513,1115.6255081262123,1117.4129415201746,1123.3450142315755,1131.9909455301604,1139.9873879744493,1147.2259812447596,1156.5212184518091,1157.293092752536,1160.6030209020832,1162.4566558869906,1163.6867198056716,1162.9486776881793,1164.731298193798,1167.5724951801949,1172.0393356086201,1182.5169595038431,1192.5368649632926]
[null,"Two Degrees Winter Peak","E","E7",0,0,0,0,381.52197750704011,390.01726601155679,387.92339250650178,386.17615300393339,384.07804738112594,382.45707966943473,382.46966202496981,380.64936378639396,379.8299633090341,380.10038211973239,381.65431233886375,384.05581141752958,386.18207123573052,388.01512033063665,390.54933606996963,390.25820930251922,390.95923861205898,391.27401584567599,391.48591606279876,391.12582781783453,391.59373672149644,392.3746139074097,393.6508840093644,396.92504677802378,399.96370677978382]
[null,"Two Degrees Winter Peak","E","E8",0,0,0,0,101.19874845889272,103.6419493421777,103.35488279811385,103.17981531972322,102.91346274481663,102.67769121866444,102.86283188667123,102.46894820412074,102.2977805152141,102.48548778939106,103.0622228925991,103.89318578912055,104.66840345597467,105.37660752401027,106.27332930288159,106.38310751755549,106.71659853667819,106.90883993755068,107.03619816145924,106.97618433681149,107.14942992211016,107.42308223329148,107.84988795183321,108.83127424709407,109.77629903380415]
[null,"Two Degrees Winter Peak","F","F6",0,0,0,0,1497.1836463823506,1534.2104687386852,1531.2087188306805,1529.9570037304175,1527.363042937051,1524.776100672804,1528.3588538294723,1522.9443385972847,1520.6262997538761,1523.9415534043342,1533.2377018457858,1546.431503141835,1558.8806899392043,1570.3883813534135,1584.6968514207222,1587.1887706743787,1592.8073000233323,1596.1560725359222,1598.3704648675291,1597.6473337303037,1600.43842290153,1604.7956883041784,1611.5197166307235,1626.5628238846241,1641.1891293020471]
[null,"Two Degrees Winter Peak","G","G1",0,0,0,0,372.79581495214092,383.4510911103701,384.7331049899135,386.6025479521694,388.15125323477253,388.97579758423075,391.24289839864173,390.56744036292957,390.33950657124944,392.04216057558068,395.6014347452637,400.35364913501155,405.05101093188813,409.5953259316708,414.8561881332671,416.8909747070677,419.40586466502543,421.06216858084184,422.15167767574673,422.2401079018187,423.30668091292137,424.89476570273996,427.2366709264017,431.83636111408077,436.5297088588249]
[null,"Two Degrees Winter Peak","G","G5",0,0,0,0,587.42337212989889,600.63613636082493,597.59981887434344,595.1112278830459,592.0836597465601,589.72363579834951,589.8701035262842,587.12960259291185,585.9002669565366,586.39770482479264,588.90530364533913,592.73845083741139,596.15988400074946,599.13738773693456,603.19623759046203,602.87872188609083,604.06122987363904,604.62190999864367,604.99791008738293,604.46830495168365,605.22308456747464,606.47189479842416,608.49865893241122,613.61877173773098,618.3945345537054]
[null,"Two Degrees Winter Peak","G","G6",0,0,0,0,861.11233664418421,882.6809648993584,881.33966015016301,881.03368231299692,879.95826358838133,878.74911216133614,881.07071005897251,878.08420544765818,876.81725875983614,878.89051849778809,884.47344487187615,892.34034012076688,899.80374467339561,906.74108938616757,915.29295146284426,916.99460997247206,920.43791708174558,922.52007461358585,923.89582404808334,923.53086786947699,925.20670122095623,927.80829258744825,931.80235946313564,940.61655165333968,949.22849028691007]
[null,"Two Degrees Winter Peak","G","G7",0,0,0,0,263.26713245841887,270.38934948665565,270.72573078576335,271.43442940017144,271.91284523449775,272.08337597315716,273.29890077793056,272.63328439832247,272.37440205784213,273.330890290078,275.4955165892062,278.44023235255361,281.30960916064987,284.04808819599418,287.28721909041968,288.32766590968862,289.79082379345812,290.72991432087792,291.34845249660236,291.33562850017086,291.98465814553293,292.96510008257218,294.4317681061687,297.44063115552251,300.46028068691032]
[null,"Two Degrees Winter Peak","H","H1",0,0,0,0,277.44503953234459,283.87409311027733,282.70655069856093,281.81762416768129,280.67590440450942,279.75413455154421,280.00389780225788,278.79789073052808,278.26313411971705,278.61327995766004,279.9610927265814,281.96418626933558,283.78997016328748,285.41677091902636,287.5568168228973,287.59259838007966,288.2976614564252,288.67049364506772,288.91875669852539,288.70388151484906,289.10917388312959,289.76507644524787,290.81001790619302,293.34044843228452,295.73417028502087]
[null,"Two Degrees Winter Peak","H","H2",0,0,0,0,867.32356543623121,886.58018638329941,881.74106406672274,877.68404441960308,872.82886680855825,869.08666012526612,869.06169411933115,864.89735404378314,863.02098336811832,863.60155923792672,867.08566067356287,872.48789593178117,877.2593364209614,881.36104286115949,887.05598275489785,886.33905594526664,887.88924889164923,888.5727968397332,889.03354954684426,888.20449157457335,889.2537233763494,891.00930924228487,893.88467543311447,901.29464140205278,908.16154073604321]
[null,"Two Degrees Winter Peak","H","H6",0,0,0,0,940.28238211466521,962.71102752107527,959.65896436130902,957.61877539292993,954.72786045427586,952.25872636623023,953.71823750087242,949.93093115849854,948.27431478926007,949.85206833024381,954.97479143195619,962.41748237843194,969.31746531639146,975.57936414909261,983.58923183323452,984.34106516804741,987.2280956693296,988.85834868427924,989.93965610345572,989.33113325621275,990.87037652345055,993.31760255287361,997.15665382321379,1006.1132250667318,1014.6945089577137]
[null,"Two Degrees Winter Peak","J","J1",0,0,0,0,659.50431197532612,673.17113563192027,668.11224716479262,663.54498005610731,658.36164084607105,654.51794177573231,653.56446741756497,649.94072712897935,648.27659083771118,648.12191069387541,649.92535487996372,653.03615791753373,655.57858196202505,657.55643613925952,660.73274853043586,659.2264037185538,659.64676674431382,659.60755865587362,659.592182298014,658.77930240061937,659.32457994480831,660.31756594382239,662.05022230824113,667.10429468840016,671.61123845118402]
[null,"Two Degrees Winter Peak","J","J2",0,0,0,0,0,0,0,0,0,0,0,0,0,0,0,0,0,0,0,0,0,0,0,0,0,0,0,0,0]
[null,"Two Degrees Winter Peak","J","J3",0,0,0,0,571.660404108688,585.30869981939145,583.47071153104184,582.24922180175372,580.51063564509468,579.02219557017099,579.92143024308382,577.62469651995127,576.62055162659965,577.58736500957468,580.71258164366873,585.25018666116273,589.45897320194626,593.28053020182824,598.16495992315197,598.63429018634781,600.39916653156001,601.39742445944341,602.05948083550606,601.6918429228092,602.63086774193016,604.12305430573872,606.46284804349159,611.91553649838488,617.14177154972708]
[null,"Two Degrees Winter Peak","J","J4",0,0,0,0,244.54895964402374,251.81210890185992,253.03961486422952,254.68135366273745,256.1152600791815,256.93587224183267,258.68493860657503,258.36997669987613,258.28697310130508,259.57095281991235,262.14282190926116,265.53960732337498,268.92527533293213,272.22604685906344,276.00051248353168,277.60466909687517,279.4669313783117,280.71008877798511,281.52728258572563,281.63642719475109,282.40685791960442,283.54444541500158,285.20785924224276,288.38784096133242,291.66686472382651]
[null,"Two Degrees Winter Peak","J","J5",0,0,0,0,512.14883605287218,524.15471964408243,522.19484393327741,520.76387785133238,518.86756628346222,517.30739769893466,517.9007993334842,515.73932987150204,514.78581516993847,515.51659776660881,518.12438394760022,521.9631940905947,525.48726669106713,528.65186061973009,532.7657220275355,532.96790777388946,534.37682741941353,535.14422298961961,535.65430152123588,535.28349688954575,536.06741349927574,537.3266044334863,539.31977473137795,544.0730164124567,548.59290590916339]
[null,"Two Degrees Winter Peak","J","J6",0,0,0,0,772.96345380806531,792.21908466050263,790.86652089739914,790.43219833068986,789.30621298389769,788.11332407020814,790.09661290851682,787.36657803796595,786.20375724712608,788.00057326374269,792.92088998553129,799.87509121003927,806.45754844059877,812.5618390155438,820.11397228885733,821.53790562873382,824.54704672691719,826.35585368569264,827.55137949081939,827.20412809332618,828.68121018003751,830.97965482862674,834.51599028461192,842.36539106325324,850.0187888045125]
[null,"Two Degrees Winter Peak","J","J7",0,0,0,0,362.80203730936864,371.86088113750293,371.25561217271598,371.0835440426788,370.58703001277911,370.04853436215285,370.99946019081,369.72788183884029,369.18718442398171,370.04333088343623,372.37089378053645,375.65633273545649,378.76919076269246,381.65880015934567,385.22825555066839,385.91721223128275,387.34586091042451,388.20683835395062,388.77581912131865,388.61674441179827,389.31545080807354,390.40159311731401,392.07115556484638,395.76783605382593,399.37539707099552]
[null,"Two Degrees Winter Peak","J","J8",0,0,0,0,204.35457978527143,209.91820062625916,210.22903342089666,210.83258458562258,211.25771471359116,211.4260705620141,212.40328165330834,211.90309697770633,211.71070334279943,212.4746457142011,214.18537700115843,216.50708338507854,218.77350861438265,220.94032174817471,223.49622289167161,224.33849699511302,225.50157831525451,226.25067599054586,226.74398608474132,226.7406102439567,227.25350822875041,228.02687968289794,229.18170265624025,231.53818219042336,233.90787212175783]
[null,"Two Degrees Winter Peak","K","K4",0,0,0,0,205.5224236938455,210.62769343774301,210.24743847628707,210.10979237040505,209.7881038171536,209.45600303793532,209.96936478977017,209.23664229560558,208.92391200555127,209.39275175471914,210.68836234463873,212.52249994429224,214.2564682308691,215.86247027583536,217.85324297136501,218.21747890956459,219.00623655010568,219.4788203817011,219.79122897483504,219.69617028995418,220.08513388592783,220.69115201244097,221.6246399360804,223.70303047629378,225.72729958724832]
[null,"Two Degrees Winter Peak","K","K5",0,0,0,0,251.86190478487643,258.93058877510538,259.61288304246006,260.67830662592081,261.52581793773589,261.94984077714849,263.35694538944142,262.8396631093608,262.65403314825249,263.72489292225856,266.01681044933247,269.09453264761044,272.12336990831693,275.04143614586712,278.44186819130857,279.68846052579534,281.28644422789989,282.3309444289751,283.0182731658378,283.0536957467562,283.7406142076336,284.76795217450569,286.28967196265484,289.31987701502857,292.39547216397875]
[null,"Two Degrees Winter Peak","K","K6",0,0,0,0,188.30917351321068,193.33724714838024,193.48414499439136,193.89034976217201,194.13121595719971,194.18537709966495,194.9913253277013,194.48416100455742,194.28286162324417,194.9265141479849,196.41735723263676,198.45591043854537,200.43454705851195,202.31579754686035,204.55426862428538,205.23317271900297,206.22821190538539,206.86194579883264,207.27952471603663,207.25795470934941,207.7050330336709,208.3830896260051,209.40133728180302,211.51407841056479,213.62541818666463]
[null,"Two Degrees Winter Peak","L","L1",0,0,0,0,354.80009559980635,362.15693970557192,359.44153231707884,356.99106872333954,354.20921169253268,352.14584612433453,351.63707852373653,349.68962527055658,348.79541567452969,348.71486901319088,349.68887150221263,351.36688343338807,352.73951598572904,353.80866882332742,355.52262642597566,354.71654515404896,354.94608634094891,354.92749495489477,354.9208596669751,354.48436327077098,354.77884198114646,355.31457897226232,356.24874416801185,358.97033142128942,361.39817502403332]
[null,"Two Degrees Winter Peak","L","L2",0,0,0,0,1606.7535783899564,1644.5515257493862,1638.5896492541337,1634.3010703901859,1628.5538137566718,1623.794315250135,1625.7825432100933,1619.0633340445986,1616.1040397194622,1618.4774464844409,1626.773352631149,1638.9517976146253,1650.1548401417549,1660.2375888711574,1673.3002176029026,1674.0647098084071,1678.5875947774985,1681.0708321414527,1682.7206226043932,1681.5820181222575,1684.0755864875034,1688.0723300985233,1694.3869129102477,1709.3777611620753,1723.6546919513114]
[null,"Two Degrees Winter Peak","L","L3",0,0,0,0,3179.5516333136011,3251.2808519179871,3235.1463586309674,3221.9989859556031,3205.9362808515375,3193.3794167501387,3194.3756034883118,3179.6415871476001,3173.0392152855215,3175.8614573419704,3189.6184618504285,3210.5831773177492,3229.3387172236467,3245.7034352571359,3267.9239989883336,3266.4145922466469,3272.980233116868,3276.1366960576879,3278.2514788002049,3275.424597063055,3279.5649684663804,3286.3988415388517,3297.4678866238569,3325.3078933853317,3351.3132406551595]
[null,"Two Degrees Winter Peak","L","L5",0,0,0,0,1362.6096657938899,1396.8119400661294,1394.79188226015,1394.4177613826232,1392.8267703055326,1390.9875354677486,1394.7305717988745,1390.0387221076357,1388.0515493778078,1391.376499926334,1400.2736253356011,1412.7960879747759,1424.6866611794555,1435.748912551815,1449.3669157221095,1452.1309534378888,1457.6358892916237,1460.9721597359148,1463.1762750536816,1462.6123217432244,1465.2828820208972,1469.4249831964592,1475.7788144568849,1489.7693336170992,1503.449772463355]
[null,"Two Degrees Winter Peak","L","L7",0,0,0,0,696.00243269240343,712.95657130626967,711.19546028784009,710.22056648754426,708.61926826582192,707.1520301927095,708.56980662280705,705.93151849833009,704.79099143403596,706.17411718394658,710.27141036781666,716.14054397458335,721.64000134926664,726.68711749087083,733.03279197298116,733.93638610771552,736.34723140530457,737.75579462510314,738.68824646057737,738.30370382500928,739.53425384859133,741.46917828623441,744.47470981859431,751.31399118152183,757.9239363314698]
[null,"Two Degrees Winter Peak","L","L8",0,0,0,0,601.46737923662693,615.85025290801445,613.94885972436964,612.69853367414078,610.90436463212518,609.36178480633487,610.32987854057751,607.92414092761874,606.87321980025945,607.90446057431882,611.2125167547739,616.01015911906597,620.46392428451929,624.51156983453563,629.67781355822285,630.19421523402502,632.06894554545511,633.13239639105461,633.83757219388349,633.45505559834828,634.44898014401247,636.02701078084442,638.49947238702669,644.25011612803462,649.76565397012007]
[null,"Two Degrees Winter Peak","M","M4",0,0,0,0,341.94691186411194,349.30108391044331,347.05700863571076,345.09615310501437,342.81838646907039,341.09967854338697,340.86203371770733,339.10876423568607,338.31113302091302,338.39470532481056,339.5621412386277,341.44896038216808,343.06545580770864,344.40442188505563,346.36835458882678,345.85138935724217,346.27768788975277,346.41091921171318,346.50341941456145,346.13207741053282,346.48417868264136,347.0929715625067,348.11599025225712,350.89592553993538,353.42904322731931]
[null,"Two Degrees Winter Peak","M","M5",0,0,0,0,256.41555051924212,262.39420349085265,261.36732153414385,260.60183580758689,259.60306426364008,258.78891253197315,259.05508719004393,257.95778386286111,257.4725372925198,257.81868949442605,259.09633178394438,260.98530390101484,262.71376165169028,264.26041044607166,266.28189442145469,266.35131673653922,267.0316206510758,267.3973337499441,267.64061116658246,267.44892402544269,267.83304790555923,268.45216748156741,269.43506628556685,271.79564851259499,274.03495912425524]
[null,"Two Degrees Winter Peak","M","M6",0,0,0,0,145.05882587590759,148.64404591248132,148.35006459452813,148.22540499513067,147.97067725639963,147.71775566687415,148.06274761706564,147.5371034967952,147.311972004073,147.63181884110639,148.53057145169996,149.80661399197984,151.01030993687161,152.12266021301181,153.50634204201182,153.74558452785431,154.2882203281514,154.61139958697916,154.82511235427754,154.75463325109834,155.02447925540804,155.44586456514708,156.09630512266617,157.55247381912278,158.9679532041807]
[null,"Two Degrees Winter Peak","M","M7",0,0,0,0,29.397096104342253,30.329873528305693,30.561791737013166,30.849809460114852,31.113404060223576,31.273100159957334,31.540510880690945,31.530614333810256,31.535154362277602,31.725962945594148,32.08685971421356,32.556165336378342,33.029561480794861,33.496135243067911,34.020447908765036,34.272072792599353,34.542319772655297,34.72594750222332,34.846551022218677,34.870831827078028,34.978891521858372,35.136554688685685,35.364265168848327,35.782027703093469,36.219903275655341]
[null,"Two Degrees Winter Peak","M","M8",0,0,0,0,48.408000868629259,49.349863745295828,48.89189970885235,48.463545882684407,47.989396580135946,47.64456729517488,47.515881710104459,47.221176975836975,47.084118479767447,47.035318065166805,47.11456096983401,47.280268955171515,47.398684088890278,47.47218512526009,47.632835789031525,47.461891385530215,47.445108111259763,47.407118440815587,47.383016593625875,47.311888734943082,47.336048623425974,47.387455149779676,47.486131221905666,47.820645704686548,48.106571729903713]
[null,"Two Degrees Winter Peak","N","N1",0,0,0,0,1449.9012253401072,1481.9670670842384,1473.7003019927138,1466.7277295578288,1458.4197026838524,1452.0356157909955,1451.8738060456881,1444.8535473754755,1441.6863271746079,1442.5802739202318,1448.2959495661557,1457.1987373720478,1465.0356272530298,1471.7458185299188,1481.1177385280189,1479.7957487182032,1482.2897533222499,1483.3606144973498,1484.0838598956225,1482.6744809376414,1484.3960271133988,1487.2868957984358,1492.0353313240296,1504.3479652442998,1515.7355151264251]
[null,"Two Degrees Winter Peak","N","N2",0,0,0,0,1123.421229492033,1148.8358753130719,1143.2351793036717,1138.6973912384497,1133.1302022371988,1128.7659327614836,1129.1857023186651,1124.0129450115742,1121.6973679913353,1122.7377877179379,1127.6598664367034,1135.1395898565611,1141.8451886312371,1147.7100580004519,1155.6448999347108,1155.1813134502252,1157.5561463400516,1158.7119586901936,1159.4856991031531,1158.5001225854371,1159.9813476945942,1162.4207444849887,1166.3646517995398,1176.2433789770209,1185.4836056897113]
[null,"Two Degrees Winter Peak","N","N3",0,0,0,0,836.62920675063037,855.28861491364853,850.73987666886705,846.95446596549266,842.39993511741682,838.87637645858274,838.93300691263255,834.95553207955754,833.16606692702487,833.77758597570619,837.21144137565602,842.50860515296733,847.20496143038611,851.26006261662576,856.85313775643101,856.24460271556143,857.80543753583129,858.51307382778486,858.9891089413029,858.20515144762589,859.23906404039531,860.96205425415826,863.77485230135096,870.97271061585684,877.65831107738666]
[null,"Two Degrees Winter Peak","N","N4",0,0,0,0,1309.6213891405273,1339.4629669501144,1333.2373610004854,1328.2735063792661,1322.1116488363011,1317.2435750463244,1317.9384607507181,1312.0089159870249,1309.3617543839646,1310.7057397045878,1316.6296641907661,1325.5683974949629,1333.6242157372442,1340.7121244743194,1350.2159549428034,1349.8869487178226,1352.8222037016212,1354.2925310104145,1355.274956346241,1354.1661615254336,1355.9484387224588,1358.8673614367619,1363.5647484500048,1375.2084717840282,1386.1373814656199]
[null,"Two Degrees Winter Peak","N","N5",0,0,0,0,297.53852427666334,304.55439763602305,303.47363392218165,302.7044694458454,301.66534157382921,300.8008082176612,301.18474483337656,299.94819136944682,299.40419166803719,299.85375072682325,301.40424789471558,303.67626229291955,305.76914780759279,307.65550999685695,310.09390572106503,310.25168139726605,311.10201633254741,311.57128702915128,311.88296176035482,311.67519177030016,312.1412088782314,312.88709121489831,314.06407594791551,316.84986642037524,319.50571625005352]
[null,"Two Degrees Winter Peak","N","N6",0,0,0,0,75.582969593292219,78.373085366643295,79.523283288199224,80.859116398531128,82.135834037618139,82.947289903205416,84.010120799718749,84.168293606761864,84.275290994219176,85.005290459891427,86.272878620263768,87.879907341800859,89.533086626360344,91.190937569595548,93.002470350405815,94.035441041447143,95.034841886064228,95.731449960082827,96.188410094123228,96.324119248895215,96.703374877630949,97.246067581401363,98.013757748858609,99.320953498082829,100.73375092833085]
[null,"Two Degrees Winter Peak","N","N7",0,0,0,0,396.69505904058246,404.91858700930567,401.87969355492982,399.13681562398961,396.02339423661749,393.71432334831565,393.14354963337109,390.96519559718581,389.96490693321647,389.87361768951541,390.96088342095828,392.83497605342228,394.36744665737808,395.56048824986692,397.47444655947146,396.57119705236124,396.82627579144508,396.8043343284412,396.79615997254012,396.3077448992633,396.6364740479961,397.2347646829495,398.27829914328453,401.32005365628567,404.03310190977618]
[null,"Two Degrees Winter Peak","P","P1",0,0,0,0,1810.8337262822718,1853.1693917398802,1846.0782893637265,1840.845215932799,1833.96572168531,1828.3324991166696,1830.3212305276859,1822.6252778796036,1819.2260958911288,1821.7401801307158,1830.8616638052217,1844.3180525484631,1856.6512191934662,1867.7068819552203,1882.1173994216281,1882.7197598665571,1887.6125793133485,1890.2604696455269,1892.0211707470867,1890.688735341683,1893.4309102813384,1897.8430748242954,1904.8373245099251,1921.5756896631588,1937.4732702786857]
[null,"Two Degrees Winter Peak","P","P2",0,0,0,0,251.69780242843771,257.59497202465428,256.62729460992841,255.91921675552658,254.98241300450763,254.21241345946228,254.50100266311966,253.43725127819908,252.96786994621039,253.32507653960283,254.60393238153915,256.48728849356024,258.21567674741118,259.76721765397036,261.78523787920545,261.88147540075056,262.57142752537277,262.94674867977233,263.19623901573613,263.01341171690899,263.39784924875602,264.01557156439929,264.9936474993994,267.32776058811493,269.54675510284153]
[null,"Two Degrees Winter Peak","P","P3",0,0,0,0,1915.6978831713395,1958.9605237503449,1949.3035483172073,1941.4511242097681,1931.8426218388404,1924.3234634650596,1924.9671337609709,1916.1110700614577,1912.1441430591083,1913.872285923831,1922.2002978692076,1934.8780273371347,1946.2288426888726,1956.1417467493786,1969.5834366232825,1968.7187149093284,1972.7098225782111,1974.6376065397812,1975.9287847522476,1974.2340590728741,1976.7404020482372,1980.8737527699604,1987.5640183149949,2004.3647736518262,2020.0663770943222]
[null,"Two Degrees Winter Peak","P","P4",0,0,0,0,119.72509053491954,122.27103604138729,121.44439418006782,120.71385651039328,119.87208764375994,119.24070052439785,119.12976405359001,118.50232818268368,118.21601180291002,118.22758256519461,118.61123467817416,119.24227688268289,119.77603828749061,120.21098766552014,120.86436879429255,120.65484189767292,120.78159611601649,120.81165696570744,120.83319109055749,120.69775920800414,120.81354541434331,121.01655368814339,121.36127631368238,122.31738589761245,123.18309590951887]
[null,"Two Degrees Winter Peak","P","P5",0,0,0,0,361.9168387705754,369.47400395776066,366.77870223198067,364.35923196751315,361.60221631023398,359.55143020938715,359.08298240551545,357.12118649459029,356.22187385715102,356.17194315877668,357.21121406616248,358.97678910306053,360.43565660481926,361.58794752690267,363.39868099888992,362.62840000747497,362.90354905919423,362.91480653362117,362.92781189786183,362.49242575008077,362.80646570715948,363.37143658076559,364.34887215847402,367.15643023348605,369.67160762281191]
[null,"Two Degrees Winter Peak","P","P6",0,0,0,0,418.49152867790076,428.98440604719468,428.34774373526938,428.21537522441719,427.70916748181673,427.13253102226105,428.27109998432877,426.82472810627894,426.21162077153349,427.22577188332002,429.94833525159021,433.78254914832775,437.42164848785342,440.80569773362078,444.97452889062419,445.81210814884309,447.4938755695652,448.5119413179047,449.18457089037145,449.0092166305127,449.82643673345569,451.09455051038975,453.04062460410876,457.33062435056763,461.52380954840982]
[null,"Two Degrees Winter Peak","P","P7",0,0,0,0,141.05480830694515,144.42810978503476,143.98256894974108,143.68974257951029,143.26937780124604,142.90788292985494,143.1351686382979,142.57110289725205,142.32470680911916,142.56671092794386,143.34273572311267,144.46813551926593,145.51291377429843,146.46246457558365,147.67435005318296,147.79571309224664,148.23557401416804,148.48512200384548,148.65059631829519,148.5609382789749,148.79409897591489,149.16426691294623,149.74422480397541,151.09300871548746,152.38669207709918]
[null,"Two Degrees Winter Peak","P","P8",0,0,0,0,526.33937272437606,538.20900942572348,535.53199321590137,533.34900339391766,530.68337203018098,528.60028641414226,528.76104047192621,526.31995590076076,525.22595173372827,525.69049277867464,527.9640522055488,531.43009601654376,534.5300410331148,537.23396626589908,540.90720368248981,540.65306591608419,541.73656382411491,542.25659664005184,542.60504981165491,542.13627997181061,542.82054985021193,543.95030159845487,545.78064200035124,550.38666546296645,554.68838505124836]
[null,"Two Degrees Winter Peak","Q","Q2",0,0,0,0,215.87470777536876,220.81715802384736,219.82407829996905,219.0414587940956,218.06158355089943,217.28312088886787,217.42011297639763,216.45368520921579,216.02303578309309,216.25889587860118,217.25569981698561,218.75308880865563,220.10707178991791,221.30283569912461,222.8971468861956,222.86600484337282,223.36806336434651,223.62385636289417,223.79458262697239,223.61619512401981,223.91604808464734,224.40541037172218,225.19061597106435,227.12388067867067,228.94254079088961]
[null,"Two Degrees Winter Peak","Q","Q4",0,0,0,0,1359.8728180174842,1394.7125262753573,1393.6947026575544,1394.3941104367518,1393.8857216980066,1392.7725515106292,1397.1843612386283,1392.8328235853628,1391.0214215548378,1394.7711239054925,1404.2625085735538,1417.4813516000988,1430.133787497819,1441.9995936553239,1456.4254414878387,1459.8795491880201,1465.922274457502,1469.656371768727,1472.1207377974683,1471.6899725890157,1474.5379381264843,1478.9191850386051,1485.5886291402308,1499.9710786200005,1514.1411811605506]
[null,"Two Degrees Winter Peak","Q","Q5",0,0,0,0,542.01787439498332,555.21312713472764,553.83043935241813,553.05918737688535,551.80004314010239,550.64930816935293,551.74582040248652,549.68751567183426,548.79739169669392,549.86966869738671,553.05359802973874,557.61613494999574,561.89006234865053,565.81127569032572,570.743646693865,571.43951800845753,573.31082209781289,574.40321080236072,575.12639390117249,574.82544531306803,575.7816945997331,577.28575511065799,579.62265165068652,584.94408470405938,590.08582986186718]
[null,"Two Degrees Winter Peak","Q","Q6",0,0,0,0,233.96537868998271,240.01235128036834,239.91190057472059,240.11247883057339,240.10575225434707,239.96826644776016,240.77790363894673,240.05397494989836,239.7551736014517,240.43257954175274,242.11135541564042,244.43962198047493,246.67524175655666,248.77851650333463,251.32294989831223,251.96926091042161,253.04996312367302,253.72267189602863,254.16646306871957,254.10222811206856,254.6058904729654,255.37819243797372,256.55022964606911,259.05614125804965,261.53278272729756]
[null,"Two Degrees Winter Peak","Q","Q7",0,0,0,0,238.91223791512448,244.23076283540647,242.91773058420591,241.82162657028746,240.50579510899607,239.48940639028925,239.49604485622743,238.35555190734109,237.84212136531241,238.01066838296762,238.98262942070065,240.48514442507769,241.81518450954709,242.96154016333523,244.54695491844163,244.36337274080313,244.80135622778272,244.99773021328843,245.12993832083544,244.90420579864886,245.1968789443346,245.68541674324106,246.48402527484296,248.53356267361292,250.43544812256155]
[null,"Two Degrees Winter Peak","Q","Q8",0,0,0,0,255.85757079815676,261.78413241574845,260.7042401393976,259.88104645713781,258.82470768706099,257.97234744091787,258.20051299520617,257.08728420670144,256.59358630215019,256.91510740885951,258.15609065985473,260.00101845628041,261.68222725064732,263.17980731623646,265.15066775135563,265.18143926340395,265.82988645066706,266.17241481198494,266.40051403727074,266.201935311461,266.57510780332876,267.1791839644348,268.14176974483803,270.47396822865471,272.67978433153587]
[null,"Two Degrees Winter Peak","R","R4",0,0,0,0,572.01133343973981,585.74892685087343,584.02419677145338,582.92489256953002,581.30893422340057,579.90236078868065,580.87964738973517,578.61942204238562,577.63434586179767,578.65119266690374,581.84847503944127,586.47154988323234,590.77296292816163,594.69149579033365,599.67463370206463,600.22396714160345,602.05282218078491,603.09804996472417,603.79084362413869,603.43811297086302,604.39865874856218,605.92011972398257,608.29898005253506,613.80314939561651,619.09185474829394]
[null,"Two Degrees Winter Peak","R","R5",0,0,0,0,140.65873348779789,144.35420764301875,144.37872658237757,144.59056836352235,144.6783435287106,144.65713584750847,145.20141375250489,144.79433853111343,144.62931307985536,145.07326526914949,146.13460679526438,147.59572493303057,149.00660657236412,150.34132808058902,151.94207338564729,152.38980478181111,153.08620447573884,153.5250443319876,153.81436387789492,153.7869793845837,154.10532565983135,154.59067996706233,155.32323548025178,156.86550581579507,158.39843975548547]
[null,"Two Degrees Winter Peak","R","R6",0,0,0,0,327.57030733760394,334.3767305379771,331.88978609823863,329.64895136846087,327.10228986101203,325.21180120346565,324.75567380387264,322.96433251303165,322.14220355940495,322.07651062232799,322.98806568781356,324.55179875675287,325.83488007628551,326.83857738815141,328.43778214533506,327.70754751109843,327.93050429885642,327.92147101360058,327.92066515613794,327.52032287971468,327.79587505576944,328.29547013402549,329.16454164066698,331.68569854468871,333.93760768173206]
[null,"Two Degrees Winter Peak","S","S1",0,0,0,0,1749.9764424041778,1790.1721358563816,1783.865253806189,1779.3390151085309,1773.2628170903433,1768.2257946598129,1770.3591797646718,1763.2274068748625,1760.0872109292845,1762.6228846097172,1771.4586308476873,1784.4243722929832,1796.3552908597399,1807.0967108169075,1821.0056318032211,1821.8390973988755,1826.6625752941713,1829.3140867368609,1831.075596480991,1829.8693825047721,1832.5252284075802,1836.7806320535369,1843.5021290964578,1859.448018051562,1874.6380439318775]
[null,"Two Degrees Winter Peak","S","S2",0,0,0,0,595.63618299245127,608.31609289402809,606.14874365146648,604.53616192882828,602.42920589552477,600.71023779313509,601.28079605260029,598.95790214249462,597.9309240835712,598.66877739353924,601.38279232988771,605.39372299980164,609.06500340677303,612.35128175729324,616.64417404077938,616.79790289524465,618.24507716367555,619.02411339174591,619.54231106481257,619.13723325070919,619.95320655894352,621.26790063902899,623.35450652148779,628.36227705537226,633.11390654704894]
[null,"Two Degrees Winter Peak","S","S3",0,0,0,0,121.50740125247124,122.92214389294259,122.67799126954677,122.49564488946146,122.25806810638866,122.06457029636508,122.12688518645302,121.86675165738257,121.75169046679585,121.83320118207439,122.13505196387902,122.5815266850783,122.98993203174412,123.35525310948243,123.83298295899712,123.8487019346568,124.00919166772975,124.09535822407454,124.15268349109665,124.10716501688819,124.19791961463875,124.34424126264094,124.57660873623823,125.13504910603494,125.66467859390514]
[null,"Two Degrees Winter Peak","S","S4",0,0,0,0,170.55462512086984,175.63105791011998,176.50255361906662,177.66407385485428,178.68080761955954,179.2643020621162,180.49456315488158,180.28000821914202,180.22477638973655,181.12694961442705,182.93006731361092,185.31020962519625,187.68358598208806,189.99838005351435,192.6436813823924,193.77322228318937,195.08043280666698,195.95369667709375,196.52773196077294,196.60589766803042,197.14604406490935,197.94323747465106,199.10843008883595,201.33269839497498,203.62754914571912]
[null,"Two Degrees Winter Peak","S","S5",0,0,0,0,669.76209913037655,684.67792792823229,682.30652049606738,680.59466214698136,678.30669587122986,676.41485424272139,677.18862671953104,674.52939490851224,673.35777629115773,674.28788276231285,677.55386202535112,682.35136916748309,686.76256724879249,690.73066004404302,695.87544411395095,696.16566105611321,697.94256540752917,698.91646740819203,699.56358490152115,699.11169218504904,700.09341337419266,701.6676744913259,704.15600162427154,710.06928979924874,715.69900142356835]
[null,"Two Degrees Winter Peak","S","S6",0,0,0,0,134.68993457043004,137.55381817552262,136.81564940179794,136.1930696489529,135.45123353870264,134.881175743444,134.86681049402844,134.2398788289812,133.95703994826607,134.03694193787584,134.54748405388153,135.34268369054737,136.04269637774007,136.64209124293174,137.47920412048637,137.36123520453754,137.5840367159625,137.6797306413452,137.74436210816296,137.61851017044495,137.77228634653284,138.03049958690158,138.4546269804427,139.5543150093294,140.57139895620472]
[null,"Two Degrees Winter Peak","S","S7",0,0,0,0,139.70142185547201,142.80666197980972,142.03220975633698,141.38410044902722,140.60747646731167,140.00833368819468,140.00769227924638,139.3385902116303,139.03722057171922,139.13290158975815,139.69715189322383,140.57091115031562,141.34338769165885,142.00819118511282,142.92966594089032,142.8176757990779,143.07010397047731,143.18223106631581,143.25777396269953,143.12489850076673,143.2948165229302,143.57882855598118,144.04361627478468,145.2392521071705,146.34790317412171]
[null,"Two Degrees Winter Peak","S","S8",0,0,0,0,0,0,0,0,0,0,0,0,0,0,0,0,0,0,0,0,0,0,0,0,0,0,0,0,0]
[null,"Two Degrees Winter Peak","S","S9",0,0,0,0,0,0,0,0,0,0,0,0,0,0,0,0,0,0,0,0,0,0,0,0,0,0,0,0,0]
[null,"Two Degrees Winter Peak","T","T1",0,0,0,0,300.7,306.55064786670789,303.70587462080834,301.04503357764577,298.09972096985501,295.95771625726235,295.15834931922882,293.32770744176889,292.4763297969875,292.17319220801261,292.66543194123551,293.69477399826883,294.43034312052748,294.88691561349987,295.88484268607561,294.82297313537185,294.71871907648546,294.48273548498037,294.33302003877515,293.89118921076897,294.04126519689606,294.36059138672385,294.9735457404642,297.05147713955631,298.8275875808061]
[null,"Two Degrees Winter Peak","T","T2",0,0,0,0,471,478.78270417919236,474.99850298744047,471.4589738312547,467.54103221796464,464.69167443599912,463.62833298201383,461.19315921751769,460.06063158894256,459.65738903626556,460.3121808330369,461.68144196643686,462.65991768610252,463.26726386897218,464.59473586441715,463.18220570052779,463.04352387959489,462.7296115530167,462.53045565517158,461.94271926939666,462.14235476806931,462.5671318745911,463.38250181638057,466.14662738883447,468.50926183013775]
[null,"Two Degrees Winter Peak","T","T3",0,0,0,0,54,55.050665064190973,54.539797903304468,54.06196146721939,53.533039349425231,53.148376048859873,53.004824952571866,52.676076494364885,52.523185264507248,52.46874751989585,52.557144412459991,52.741994665468965,52.874088887623827,52.956080622311248,53.135289341696314,52.944597769571246,52.925875723745307,52.883497559657258,52.856611513448158,52.777267101368537,52.804217893689355,52.861562803069795,52.971637745211368,53.344794697492645,53.6637503470686]
[null,"Two Degrees Winter Peak","T","T4",0,0,0,0,417.4,424.90678406993214,421.24207071256615,417.81430376250728,414.02007289684934,411.26068485314704,410.23091887813649,407.87263680748219,406.77586924209174,406.38535925222266,407.01947570701162,408.34550181160387,409.29308172557182,409.88125068280368,411.16680716004367,409.79887826382901,409.66457538302416,409.36057497766507,409.16770751580236,408.59852916760724,408.79186108668824,409.2032256672943,409.99284994080892,412.66969701989359,414.95773022872203]
[null,"Two Degrees Winter Peak","T","T5",0,0,0,0,119,121.31535449330973,120.18955463876354,119.13654471479828,117.9709570848445,117.12327314470974,116.80692906214909,116.08246486721151,115.74553789771041,115.62557323828901,115.82037379782849,116.22772898501495,116.51882551161549,116.69951100101926,117.09443391966411,116.674206195907,116.63294835417949,116.53955943702249,116.48031055741353,116.30545898264546,116.36485054350061,116.49122173269086,116.73379429037321,117.55612164817825,118.259005394466]
[]
[]
[null,"Two Degrees Summer Minimum AM","A","A1",0,0,0,0,671.88485331780623,669.99010313662609,673.9542038435842,672.00189670817088,670.25727273553161,672.03937161757324,675.48508621738165,678.49425872115285,682.44897820290464,686.24113070719079,691.46204552799225,698.0184209159911,704.07717732810158,710.00618757553946,717.71182208362211,721.79980565380936,725.9522750931651,727.75521073617745,729.43626622854913,730.04227605384222,734.56854706167212,739.91871411754937,745.88600501708083,753.77230969008383,762.44930631915292]
[null,"Two Degrees Summer Minimum AM","A","A3",0,0,0,0,133.94295294344036,133.61574219592788,134.45808801398633,134.13356673982278,133.86208417298371,134.3075200166621,135.09622842875777,135.80702574301293,136.71316563650234,137.59235111933788,138.76591802363845,140.2148284081232,141.57320497567639,142.91374613658715,144.61577580904802,145.58224199695289,146.54594570789078,147.02459895383231,147.46132914765516,147.66609188131454,148.66519947741031,149.84459481574237,151.16711094403337,152.89606334664151,154.80875477425982]
[null,"Two Degrees Summer Minimum AM","A","A4",0,0,0,0,395.13057290359325,394.65751131323537,397.64993935065019,397.32281866779761,397.26554191647602,399.4581383863266,402.77664772209312,405.95413719368446,409.77457143462323,413.56863236783738,418.32418700378292,423.98080717642296,429.45481710582874,434.95445495303778,441.59172016276682,445.91906020129886,450.08607357449608,452.65984782674298,454.93820901512089,456.36026446140869,460.25059370716815,464.82906680246595,470.02554181754743,476.65361365506635,484.0781362217416]
[null,"Two Degrees Summer Minimum AM","A","A6",0,0,0,0,790.17947538348926,790.85389296183052,798.50896944860619,799.92958470777171,802.26310187379204,809.54024814404738,819.44186715692661,829.35387925397129,840.77119078527994,852.31071494479818,866.07943578033758,881.94246362170429,897.7183799257441,913.80313547262915,932.39744442299343,945.91141002299503,958.60375767408289,967.57548691538909,975.39104798907113,980.92790467012605,991.81220213439713,1004.5872039030758,1019.2426832214469,1037.5268687357404,1058.2413987097457]
[null,"Two Degrees Summer Minimum AM","A","A7",0,0,0,0,1273.7994950476623,1271.9405563760783,1281.2430816826629,1279.7609961643752,1279.0719019495423,1285.5442586285915,1295.5694333939671,1305.0797434327749,1316.6175031587693,1328.0341910152938,1342.4873490089165,1359.7850665436245,1376.4367960068166,1393.1180643909272,1413.4184230431561,1426.3671640332973,1438.9022889678033,1446.4113532764586,1453.0845890806715,1457.1140010401434,1469.0157198037064,1483.0298072720327,1498.903347207897,1519.2341846428949,1541.9599766955439]
[null,"Two Degrees Summer Minimum AM","A","A8",0,0,0,0,617.49010067032259,616.90991831380745,621.75037595246692,621.44287017430975,621.5937103339312,625.30416458628451,630.81074776680293,636.1256602940158,642.46688904798214,648.78407981763883,656.63392738670984,665.92061865620724,674.94923677400232,684.04319485653389,694.93800594817128,702.17772477755989,709.11770544632361,713.51537850811053,717.39588391992379,719.88260183368016,726.26700477130908,733.77732332549931,742.31671075918689,753.16851214239216,765.34720245475114]
[null,"Two Degrees Summer Minimum AM","A","A9",0,0,0,0,143.91905118362595,143.43749053795773,144.20855290186554,143.69343798131268,143.20537133628201,143.45197725720388,144.03751328141072,144.51588105403692,145.18653056716232,145.81418468414358,146.73356817322704,147.92535178914071,148.99755392877071,150.02993053962825,151.43190694359029,152.08051036544987,152.76633165533272,152.97384675618602,153.18166855178953,153.18566761605794,154.01017497120588,154.98712407800809,156.06614878816995,157.52045410516041,159.10499707940969]
[null,"Two Degrees Summer Minimum AM","B","B1",0,0,0,0,443.87963676833738,443.34178673533711,446.69677980898456,446.32107470540802,446.24702548538937,448.6986648904919,452.41364779539032,455.96905325987603,460.24585609186187,464.49233817026123,469.81772298665425,476.15418276449071,482.28440035260547,488.44238641353371,495.87742425063823,500.7193785344902,505.3832122574853,508.25936071580492,510.80589134057868,512.39271499819199,516.75070355279581,521.87969530323107,527.70037900125976,535.12624591233873,543.44350440137498]
[null,"Two Degrees Summer Minimum AM","B","B2",0,0,0,0,528.29352833450889,527.58303235583742,531.50350461996561,530.96626093949112,530.77183213731598,533.56411550023824,537.84380524859876,541.92087375608935,546.84699709201777,551.72943680039498,557.88265276799996,565.22652809661861,572.31286539417761,579.42106718966647,588.03899772271109,593.59072625007764,598.95221438474925,602.20925516464558,605.09854415006373,606.87020394746173,611.92216560349789,617.86941167844611,624.61190147754246,633.23158463535606,642.87580806989092]
[null,"Two Degrees Summer Minimum AM","B","B3",0,0,0,0,220.03753252633641,219.84016853656354,221.57469684242369,221.47712870048244,221.54504888505608,222.88398026915891,224.8651057176165,226.77962335320134,229.06113108659972,231.33508572590102,234.15696355469805,237.49254106284732,240.73776581522287,244.00776486902518,247.92084061913897,250.52878609350262,253.02702252380061,254.61623494548408,256.01788632549409,256.91959535417561,259.2125937016786,261.90978114557265,264.97739984092209,268.87346083141273,273.24719593810352]
[null,"Two Degrees Summer Minimum AM","B","B4",0,0,0,0,322.35308043059803,321.83648781161935,324.14302677515553,323.70885919883773,323.46473597058105,325.02026156947733,327.46425605147817,329.76962695401573,332.5818186970065,335.35838755236284,338.89464968558491,343.14243951579778,347.21883142948553,351.29536062798417,356.28107090383526,359.41948148139812,362.4674926140795,364.25881310992759,365.85472201774928,366.79770509285646,369.72116768334979,373.16453692308573,377.06010422199552,382.06183837843554,387.64578884069601]
[null,"Two Degrees Summer Minimum AM","C","C1",0,0,0,0,4.0598953525023358,4.1118726582184433,4.201224910053452,4.2706381690174622,4.3559166697418199,4.4798979514930748,4.6285267462372177,4.7859628065773148,4.9577055923636983,5.1353139976045252,5.3335490063300348,5.5512970648932161,5.7769223365061348,6.0118459957362411,6.2666849734278234,6.4816210947541162,6.6773371168401141,6.8379360836811252,6.9756679101035921,7.084739121515554,7.2336015998059331,7.4075830661157411,7.6105241406878825,7.8550357666785153,8.1371103279353836]
[null,"Two Degrees Summer Minimum AM","C","C2",0,0,0,0,226.91558119048051,226.5405184512199,228.15240152756968,227.83216002286392,227.6430678762585,228.71768113828443,230.41509190675586,232.01286087048192,233.96585214474771,235.89253476788474,238.35183351393709,241.3099418953623,244.14543843723612,246.97921704161593,250.45134776292798,252.6263470633308,254.74124030609852,255.97527021647301,257.07572605925787,257.72055369971497,259.75661185551593,262.15502564620704,264.86721655085023,268.35268218590556,272.24208968837542]
[null,"Two Degrees Summer Minimum AM","C","C3",0,0,0,0,64.795171902647937,64.771399877834284,65.317586672553134,65.332832031635348,65.404720988032793,65.860307022171213,66.512905483229687,67.152087418986412,67.903991488394141,68.657379638501453,69.578611049107622,70.657310100329539,71.715296588982824,72.786038215579651,74.051119844621638,74.922104909244212,75.750164603486454,76.299212579355896,76.781044737275792,77.103654758821136,77.844682271620272,78.715639095398771,79.709340788941518,80.963228427524498,82.375531990618256]
[null,"Two Degrees Summer Minimum AM","C","C4",0,0,0,0,51.237091056334222,51.059171634420046,51.327001168569453,51.135319808835661,50.951775911372224,51.028008987267164,51.223415152003149,51.379499163897599,51.603160440768441,51.810815438347035,52.121105147834221,52.527204247351719,52.889619212962074,53.236826095112818,53.714677896691363,53.926161575380895,54.15289796197191,54.211487452136446,54.272446232350802,54.26310498439647,54.544231055710803,54.877571551112368,55.244675630602764,55.742323394634205,56.282989298129692]
[null,"Two Degrees Summer Minimum AM","C","C5",0,0,0,0,93.643864202380655,93.831755189204046,94.850279119347618,95.156873632605212,95.596525822580361,96.651651350606073,98.042646162805156,99.454354772553629,101.05908341745949,102.68995216271054,104.6054173352711,106.78855737443462,108.97990104057128,111.22500761034038,113.78314677942321,115.70850312561423,117.50310963196598,118.82117673819315,119.96455542225188,120.80015659726556,122.29689167848383,124.05197715097357,126.07286545622,128.57481421173296,131.42058982862264]
[null,"Two Degrees Summer Minimum AM","C","C6",0,0,0,0,59.640283601870919,59.684606981563576,60.255604110200181,60.354403363327506,60.520590002562969,61.058102151254097,61.792187301215243,62.525869629152488,63.37227584661467,64.227195919611745,65.249124686654568,66.427938126825396,67.599047594814564,68.792421387234782,70.174256159502761,71.174514151317922,72.114793205047633,72.776421709583985,73.353081976290298,73.760051989657583,74.568959724575222,75.518482640395547,76.607320835765179,77.966933017009325,79.506579046522774]
[null,"Two Degrees Summer Minimum AM","C","C7",0,0,0,0,117.73606856947157,117.5690808629767,118.43388687523633,118.30308622051086,118.24669409658377,118.85355308677393,119.7899075934682,120.67954560381683,121.75723353299885,122.82425262330993,124.17284346226202,125.78522605194438,127.33872980008049,128.89573194072753,130.78794252000185,131.99927548309017,133.17088431748064,133.87634537086939,134.50286554395325,134.88333097246976,135.99265300561001,137.29875368907065,138.77864400852755,140.67280173808771,142.79082060602207]
[null,"Two Degrees Summer Minimum AM","D","D4",0,0,0,0,321.05650762718631,321.36828823919745,324.5175430678417,325.14309706718529,326.14826855433893,329.17243182653016,333.27162899464133,337.38186247132711,342.10882738323022,346.88952503110647,352.58310370778935,359.13442932374176,365.65684033664013,372.3107375712928,379.9897523170784,385.59383980094111,390.85242294784342,394.58683375595797,397.83830892846277,400.15073244194241,404.64545213163581,409.9203708529356,415.97436360813441,423.52057460222545,432.07377251751439]
[null,"Two Degrees Summer Minimum AM","D","D5",0,0,0,0,174.04411962835903,173.76341072236792,175.0069046896636,174.77019623148743,174.63568341551803,175.47234154146466,176.7882874788057,178.02906484032687,179.54324101344483,181.03799034588133,182.94257275249956,185.23099831369333,187.42657570062204,189.62194244091981,192.30793281597226,193.9970430792232,195.63789894845769,196.60083622057988,197.45889238980459,197.9650483957638,199.54004544556281,201.39518042041223,203.49375249253185,206.18871696609659,209.19710431198158]
[null,"Two Degrees Summer Minimum AM","D","D6",0,0,0,0,244.85705770010065,244.60185571353813,246.49535083664497,246.34122641983774,246.36306193718275,247.78951920472036,249.9224215807667,251.97478342829169,254.43071072845595,256.87439195123903,259.9210733083126,263.5329793565619,267.03823624190943,270.56540666545305,274.80304169929246,277.59845232870572,280.28277822964327,281.96727913731542,283.4554758497128,284.39977048143726,286.88325524280657,289.8052234602402,293.12525449548042,297.35036052709546,302.08863154192704]
[null,"Two Degrees Summer Minimum AM","E","E1",0,0,0,0,342.62534126464175,342.18022227903595,344.73901023575144,344.4106489392766,344.30823110675482,346.14714670379334,348.95432805599557,351.63292749624839,354.86430592426251,358.06904555229073,362.100912275285,366.90781033178018,371.55037149979182,376.20960447304594,381.85024221773483,385.49783252460344,389.01719625012288,391.16654863143532,393.07192624974408,394.24698692322829,397.55347028219205,401.44556846243091,405.85965781736218,411.49861034799272,417.81013145956916]
[null,"Two Degrees Summer Minimum AM","E","E7",0,0,0,0,45.785401981791345,45.830310175738127,46.279880302838642,46.369660206520408,46.513679455854202,46.945746383040408,47.531224871962003,48.118357642400397,48.793501959760178,49.476357135954949,50.289481209750747,51.225007726226949,52.156487241413771,53.106788651248536,54.203345075270093,55.003872373190198,55.754990027763149,56.288600703570232,56.753185147093028,57.083697076710564,57.72553622655375,58.478779927665499,59.343303506843725,60.420840754133856,61.642213280898815]
[null,"Two Degrees Summer Minimum AM","E","E8",0,0,0,0,25.174030076566158,25.171188946833638,25.389985421450415,25.404096183923972,25.441686974597438,25.630104144676842,25.896535489385979,26.158908189234662,26.465941737115813,26.774242290803112,27.14896198470835,27.586014284788643,28.016116745241899,28.452191309371575,28.964695815119136,29.322267965494962,29.661185803855915,29.889593666471217,30.089655802695649,30.225622767013324,30.525775576637418,30.878438729717296,31.281334131636918,31.788338301427892,32.360195188315487]
[null,"Two Degrees Summer Minimum AM","F","F6",0,0,0,0,521.80103887273174,521.28053344114471,525.33972090842531,525.04116064137293,525.12295528028005,528.2044604062653,532.79680179682111,537.22171964404072,542.50981534883886,547.77433419047986,554.3282860892175,562.09096761471937,569.6303805146747,577.22020246338502,586.32743365479905,592.35458203093924,598.13778757373098,601.78262399566961,605.00098349019368,607.05210736084746,612.3892382525238,618.66820824056208,625.80475233989205,634.88108143680813,645.06305245485726]
[null,"Two Degrees Summer Minimum AM","G","G1",0,0,0,0,225.40306378587576,225.17602897465201,226.92722182362181,226.79544651300705,226.82746880585009,228.15467896846792,230.13402274400261,232.04064892358994,234.31984624946287,236.58862244806446,239.41398232548326,242.76108331237734,246.01136261411989,249.28306882616511,253.20993508156775,255.80691740939011,258.29920096505077,259.86849326182642,261.25432439861606,262.13670906377399,264.43799803195304,267.14543857644634,270.22245477997092,274.13636675184961,278.52675153995864]
[null,"Two Degrees Summer Minimum AM","G","G5",0,0,0,0,229.68373662488526,229.05038486123476,230.4203272531679,229.77132829317375,229.19663553667402,229.83149244623436,231.03836242658565,232.09859327012612,233.48400587015433,234.81539627065885,236.63792574386753,238.91957455780576,241.03357802823302,243.10551180440561,245.78686390578662,247.22743519715846,248.68560867731946,249.33585529429971,249.93942382847024,250.17046710475137,251.74529895155348,253.60634207984359,255.6840645169886,258.42459187092823,261.44284413303836]
[null,"Two Degrees Summer Minimum AM","G","G6",0,0,0,0,303.65818815111544,303.4075626971196,305.82368093954335,305.71687292508403,305.84345202474049,307.73002562483515,310.50784887400499,313.1976747850822,316.39690344916335,319.58805609804261,323.5394699532518,328.20372711398124,332.74702591712946,337.32797021903644,342.79952594651542,346.46377881816761,349.96990779349147,352.21438588417448,354.19243788949285,355.47295689532291,358.6790156643587,362.44977131642696,366.74038191483771,372.18454232441951,378.29914564488496]
[null,"Two Degrees Summer Minimum AM","G","G7",0,0,0,0,141.49882431880715,141.32389663042386,142.38981157248011,142.26559819861816,142.23674586410181,143.01207373642129,144.18932782233637,145.31508548552753,146.67033780819654,148.01554956610485,149.70403445349697,151.71420060936856,153.65802539199666,155.61015002832383,157.96886729519875,159.50195599988604,160.97933771101822,161.88799121889048,162.69278186193159,163.19285328278238,164.5754278256687,166.20267791761245,168.04904218986007,170.40546127788227,173.04424060273971]
[null,"Two Degrees Summer Minimum AM","H","H1",0,0,0,0,107.66225166523462,107.41192926678734,108.1020814487525,107.85747803667067,107.6584291443416,108.03911234502843,108.69863461854585,109.29782190282059,110.05574282243363,110.79336777196264,111.77001306287617,112.97026618450626,114.09992606530498,115.21726673017068,116.62700514307166,117.44189456021991,118.2506410611107,118.66532343978476,119.04188170321149,119.22755292185546,120.05493305226264,121.03125563103789,122.12766430757186,123.55675888323834,125.14009926478404]
[null,"Two Degrees Summer Minimum AM","H","H2",0,0,0,0,475.28260498090805,473.65934006414028,476.17175048521563,474.42843780165879,472.76686136391714,473.52245586562572,475.3897624760657,476.8972086908704,479.03518847811341,481.02762206280602,483.97724205028544,487.82050051925006,491.26319617308803,494.56913387380695,499.09088084279392,501.13403800573678,503.31029015247907,503.91783562512848,504.53788891053432,504.49634447254635,507.15610723226564,510.30883693811671,513.78555906446616,518.48604982608219,523.5996122942413]
[null,"Two Degrees Summer Minimum AM","H","H6",0,0,0,0,319.62549716167058,319.13872018909672,321.45197826212802,321.05406312400419,320.85044543302718,322.43822611510882,324.91281295076789,327.2545405462389,330.10224783252067,332.91738081177454,336.49059021932879,340.77389747596169,344.89162342359265,349.01353020215265,354.04060773847294,357.22877821359043,360.31944739282113,362.15566705118806,363.7892505232121,364.76654119992259,367.71401354481702,371.18507306325455,375.11462603407801,380.15301092938387,385.78183799764543]
[null,"Two Degrees Summer Minimum AM","J","J1",0,0,0,0,282.017637601177,280.91638969913066,282.26482700459036,281.05363846836775,279.85914883990426,280.06107557134277,280.89088948474023,281.48226225842302,282.42906968641671,283.27460938931858,284.66200868743459,286.55475689479789,288.18613349298676,289.71441693837687,291.9441419269175,292.74242272522991,293.66236046519612,293.69701159715174,293.78725408947702,293.53316892452784,294.8469042704877,296.40931264716988,298.10905092160829,300.46969153563674,303.00407567667105]
[null,"Two Degrees Summer Minimum AM","J","J2",0,0,0,0,0,0,0,0,0,0,0,0,0,0,0,0,0,0,0,0,0,0,0,0,0,0,0,0,0]
[null,"Two Degrees Summer Minimum AM","J","J3",0,0,0,0,94.939027679256384,95.104412969558524,96.111138718976875,96.389830433843855,96.797637307920184,97.822546006942332,99.182192549630884,100.55830937555447,102.1267146258371,103.71891107898277,105.59489317663257,107.73772292245128,109.88456179864761,112.08191652093618,114.5929998483891,116.46968998769134,118.22158352155895,119.49862691940857,120.60732521263051,121.41276202317187,122.88210312912625,124.6053961091887,126.58818182025823,129.04681727727743,131.84105851662162]
[null,"Two Degrees Summer Minimum AM","J","J4",0,0,0,0,70.456073100527519,70.729451458404469,71.631889710842216,72.031592735933557,72.561815229342756,73.591309133116837,74.903882778280021,76.25586233292448,77.770952377098411,79.319962722847123,81.108060732540707,83.121370638765612,85.163506392050905,87.26707738405112,89.625275577823146,91.469824791904728,93.175185327005892,94.478464081976668,95.604248607210451,96.45233429003315,97.831361758860282,99.446687200053702,101.31451186275238,103.606666317437,106.22574756293214]
[null,"Two Degrees Summer Minimum AM","J","J5",0,0,0,0,206.97078664354527,206.50374542501535,207.84512119287163,207.39305020917104,207.03182011035042,207.78896020659349,209.08540589274199,210.26842194752936,211.75851006347807,213.21111207276243,215.12589012136161,217.47309215776923,219.6870185924773,221.87951664046454,224.63617491238733,226.24525666595801,227.83814496641855,228.66880402512743,229.42122509918374,229.80172790723785,231.41945735203257,233.32801790360506,235.47307388982978,238.26438958450535,241.35955862251075]
[null,"Two Degrees Summer Minimum AM","J","J6",0,0,0,0,232.34340933189304,232.27888320638908,234.25876744101987,234.33995879231693,234.62903544902213,236.29965890026776,238.68149912971376,241.01896832133491,243.76344473364762,246.51547941161897,249.87328589184517,253.79947957188656,257.65495675659372,261.55946453140632,266.16383763873495,269.3491608234396,272.37415681932544,274.39183608016481,276.16126376955509,277.35251129731745,280.04938538689032,283.21873994608984,286.83647538707851,291.39697931221201,296.53624128533158]
[null,"Two Degrees Summer Minimum AM","J","J7",0,0,0,0,104.74093528436809,104.73553827115117,105.65250288814853,105.71943836030633,105.88554634986988,106.68095530132399,107.80243403510921,108.90818526049877,110.20062606446274,111.49903204460111,113.07500113042005,114.91147490294486,116.72013502897579,118.55466430373423,120.70812343204925,122.21513207214261,123.64254006910301,124.60803324703247,125.45334763964178,126.02973801808272,127.29088313951381,128.77254657856324,130.46576546022828,132.59518292947871,134.9977519890179]
[null,"Two Degrees Summer Minimum AM","J","J8",0,0,0,0,138.45469469216306,138.1953165840589,139.14734282948015,138.91285429357845,138.75135517816162,139.35254615694174,140.32671768786986,141.23458278360661,142.35505383776521,143.45617619506439,144.8765064408924,146.59568185711601,148.2348054847559,149.86802778647149,151.88632794504656,153.12185599263805,154.33014882675212,155.01104423465819,155.6210906571801,155.96380003955827,157.14763085891994,158.5428618407592,160.11740226681806,162.14933536188232,164.41195644051902]
[null,"Two Degrees Summer Minimum AM","K","K4",0,0,0,0,32.186111059852003,32.301947919252441,32.70487376987834,32.875881654303228,33.104429620047419,33.558575923750752,34.139957867443258,34.737708513239397,35.408746120378311,36.094302357519695,36.887368751667992,37.781684940433543,38.68761663074735,39.620174998435814,40.667743753097007,41.483238962356623,42.23794706542445,42.811958784529395,43.308044123676424,43.680431929282825,44.293069874866724,45.010781169836839,45.840240738062924,46.859268244202468,48.022966582598627]
[null,"Two Degrees Summer Minimum AM","K","K5",0,0,0,0,96.062110179879753,96.136957524118955,97.060221391220566,97.223781591956708,97.496678198060678,98.368613417428122,99.557962409147748,100.74728621070037,102.11864168214595,103.50408348758677,105.15917831152967,107.06758952081967,108.9641850699883,110.89719096123773,113.13424959817868,114.75572253203522,116.27951937105433,117.35335617701341,118.28912946802193,118.9503763476358,120.25989841372143,121.79700562497656,123.55988159300432,125.76052427340929,128.25293241073837]
[null,"Two Degrees Summer Minimum AM","K","K6",0,0,0,0,72.153692954646587,72.146752134357143,72.775105424304826,72.817089179209944,72.92664826286655,73.468834962007833,74.234902228206053,74.989553596103761,75.872374594609781,76.758956900026973,77.836136812638742,79.092191104371295,80.328532133154241,81.58218151679084,83.055068089419649,84.083546181984218,85.058185614416601,85.715685255250875,86.291520956675782,86.683227173886294,87.545827402681653,88.559314360925427,89.717255079147563,91.174160135308881,92.817567288361886]
[null,"Two Degrees Summer Minimum AM","L","L1",0,0,0,0,89.804548660324443,89.49870128159823,89.974315892429061,89.646028939003017,89.333386019463575,89.477705111507362,89.832281752001876,90.119019507689202,90.525014074605451,90.903601452304983,91.463213165022594,92.191834320983332,92.844918199574778,93.472299700275968,94.32953376411136,94.718191828383652,95.131729741608282,95.248574503782024,95.367479687644945,95.361072728929699,95.86529761764244,96.462944193573662,97.122154428630537,98.013005789398235,98.982355728954801]
[null,"Two Degrees Summer Minimum AM","L","L2",0,0,0,0,539.28486069932342,538.35870059641161,542.1536102057712,541.34798290710876,540.84602960418329,543.33784346016785,547.301784805696,551.02264079976487,555.58300037077174,560.07707890474273,565.83038805905926,572.7628852992608,579.39801459162413,586.02353069399203,594.16111143698447,599.22584204557597,604.15848160250778,607.00914679797052,609.55450051198977,611.0291713435156,615.80139128584938,621.42373386323607,627.77795596305486,635.95349185198859,645.07104794907582]
[null,"Two Degrees Summer Minimum AM","L","L3",0,0,0,0,955.98942429455838,953.93669394788128,960.24021655781451,958.28593701086902,956.77532246505609,960.4590722162859,966.6579015620913,972.35166330488903,979.4779379095487,986.4423497292795,995.56129574881197,1006.6964465717691,1017.2339376839129,1027.6890656448186,1040.7651528352067,1048.5109008240288,1056.1495391273004,1060.2330007554926,1063.9186176518717,1065.8498369494969,1073.5222886795609,1082.5712646015411,1092.7541778587813,1105.971530003806,1120.6463911524133]
[null,"Two Degrees Summer Minimum AM","L","L5",0,0,0,0,449.72636168127195,449.48902600469881,453.20537581412958,453.21856656586579,453.60824211536499,456.64122215573485,461.02496778600607,465.3025392539447,470.35268471542162,475.40532045790536,481.60923367509361,488.89303693754226,496.02066598255965,503.22532576204958,511.76837860758525,517.59668891964304,523.14943112929734,526.78948582198007,529.98825396217183,532.10718242452651,537.11187140802929,542.99539471992659,549.70208163262566,558.18046378925328,567.72097678441037]
[null,"Two Degrees Summer Minimum AM","L","L7",0,0,0,0,244.94332343366574,244.62862945095642,246.46154217570182,246.23130598833922,246.1634084287036,247.48433861562296,249.49829380006781,251.42096116755809,253.7392881838841,256.03895136448182,258.93059483946462,262.37694474801793,265.70641440519921,269.04836265218881,273.09242828936328,275.71065963385234,278.23613265435927,279.78102097752395,281.15026245275749,281.99616850736743,284.36672576901771,287.15705830704871,290.32196414976562,294.36419090356998,298.88905847226903]
[null,"Two Degrees Summer Minimum AM","L","L8",0,0,0,0,187.49516723624274,187.27060915613012,188.69047338991297,188.53514296220337,188.50783814116153,189.54810777653051,191.12262011987403,192.63020142895596,194.44285800747718,196.24299105308913,198.49935096357498,201.18326442478008,203.78051235450511,206.38990782528603,209.5391118324286,211.59224672175719,213.56933011315576,214.79042606326308,215.8713733865782,216.54602044598741,218.39187789049291,220.5642430158538,223.02982576022319,226.1746824158152,229.69742328170759]
[null,"Two Degrees Summer Minimum AM","M","M4",0,0,0,0,129.17213217057432,128.74381210297318,129.4398840077065,128.98254041195645,128.55037113049008,128.77866340303314,129.31205335889896,129.74995937893408,130.36097257864336,130.93381668601501,131.76923440950068,132.84984333350633,133.82379257517758,134.76261649491624,136.0337324887947,136.62756271146097,137.25359247723566,137.44904132118694,137.6434058302271,137.65347097501203,138.40095887001684,139.28650564450797,140.26521871485127,141.582600114678,143.01888830452779]
[null,"Two Degrees Summer Minimum AM","M","M5",0,0,0,0,106.89106636749372,106.63445172287393,107.31132358022907,107.05811996742702,106.84828211278236,107.21180662494486,107.85031237619317,108.42745635073048,109.16110152752414,109.87372317091848,110.82212420878668,111.99107261294277,113.08854598146266,114.17250312087042,115.5455933397307,116.33039551185063,117.11159853072884,117.50422688148394,117.86182531620751,118.0327294720235,118.83869325103404,119.78996517765204,120.85724674332072,122.25101012554784,123.79373515175824]
[null,"Two Degrees Summer Minimum AM","M","M6",0,0,0,0,32.262858828285154,32.296266538356029,32.614875657993345,32.680396701047826,32.784543809824662,33.092148250886225,33.508260415081274,33.925856398951453,34.405708910429354,34.89118525106641,35.468789429273272,36.132963036150443,36.794587438780475,37.469755008087375,38.248236896897254,38.817619210433392,39.351639763417339,39.73181170882922,40.062728918658067,40.298555338438298,40.754207267016405,41.288920659338096,41.902749145277205,42.667511698078791,43.534539616009894]
[null,"Two Degrees Summer Minimum AM","M","M7",0,0,0,0,18.398590761670029,18.399913754686338,18.563327642457566,18.57799317826796,18.610602298287791,18.754375957413487,18.955948990164991,19.155169157636909,19.387490541864743,19.621104952060701,19.903904987641337,20.232874514638748,20.557348061952229,20.886726740035535,21.272456716292893,21.543986404212177,21.800831457195649,21.975788394148719,22.128842554999991,22.233864424810637,22.459745567106033,22.725083676977523,23.028486605477369,23.409584603817251,23.83983777604859]
[null,"Two Degrees Summer Minimum AM","M","M8",0,0,0,0,55.926848154892404,55.668908524062623,55.895535308979085,55.604703795876851,55.308073147940839,55.277519939009366,55.362381712394424,55.392821355106229,55.488388602335931,55.559603236659981,55.730795171640608,55.995066809764175,56.200718805131345,56.379639251950614,56.691937946172175,56.731618565781403,56.807653191208423,56.721172066204616,56.659515489934904,56.543396777337229,56.728150717067038,56.949659700408617,57.182669245562529,57.528050479290862,57.887442598590859]
[null,"Two Degrees Summer Minimum AM","N","N1",0,0,0,0,468.92683218095664,467.6849831870843,470.53469169884249,469.27525677670849,468.17932412627971,469.56687554932222,472.13404504017728,474.41107466163015,477.35894044291854,480.20204288853108,484.05754860562598,488.85964155875553,493.32825497770807,497.71911922331901,503.36159638988028,506.45630199995446,509.57111045235609,511.01954752469879,512.35481602965319,512.91163257314804,516.22495676434528,520.13887826766234,524.51554926290135,530.26961933303278,536.61717078880383]
[null,"Two Degrees Summer Minimum AM","N","N2",0,0,0,0,416.75221722141782,415.67959681481756,418.24425721810934,417.16471506701095,416.23763697799302,417.5262367967303,419.87035201989238,421.96221335171919,424.65447853480356,427.25698973199019,430.76513257766516,435.12014479614214,439.18411091697232,443.18391520541115,448.30056793699237,451.14408957824122,453.99587575985953,455.35645442834442,456.6056201972936,457.15209506676672,460.15626238269317,463.70406370732593,467.67548095881739,472.88571918869604,478.6394584503762]
[null,"Two Degrees Summer Minimum AM","N","N3",0,0,0,0,442.0527825946906,440.58277659383918,442.96053312221034,441.39002258723764,439.90469394586597,440.67844212044577,442.49532676451366,443.98468678361473,446.06588377768861,448.01600405977325,450.86390764840246,454.55014493905503,457.87064920351776,461.07027848770298,465.40646824252894,467.42604853702147,469.55712350712145,470.21605310954834,470.87274062602529,470.90018995977016,473.45017824077445,476.47129487676312,479.80957069234762,484.30484772512028,489.20487167492291]
[null,"Two Degrees Summer Minimum AM","N","N4",0,0,0,0,377.5130612412562,376.81347126041987,379.4171556325021,378.78757074735881,378.35875886304876,380.01160514103998,382.68318379808056,385.17534785330849,388.24824155826286,391.26920308737874,395.16196628903248,399.87094362997954,404.3629605110923,408.84010041045093,414.36830557362896,417.76001826489107,421.07511038401276,422.94967293565207,424.62839336169412,425.57551971326086,428.81800131359415,432.63931484469731,436.95257389811388,442.51657628760927,448.71352323550428]
[null,"Two Degrees Summer Minimum AM","N","N5",0,0,0,0,85.520964270152746,85.41954232508219,86.068211383117202,85.998647387620295,85.987710226398931,86.463994322428789,87.184190203751996,87.874038483413472,88.703174846874845,89.526707361365979,90.558525600023174,91.785542283492788,92.973201113359949,94.166560366375123,95.606284368789886,96.545779725249432,97.450275702465177,98.009616748898864,98.504682289195117,98.814073752352385,99.657936844498039,100.65104668777563,101.7782994957881,103.21585976054212,104.82630103524319]
[null,"Two Degrees Summer Minimum AM","N","N6",0,0,0,0,20.57347662915636,20.793758610917322,21.202096933608448,21.498647385262633,21.865663804557638,22.416984127239587,23.083284862354752,23.786436818636695,24.55624694017347,25.351126318010877,26.242378695944161,27.224734846948728,28.239610507913827,29.294752410120793,30.444575121489226,31.404454814840054,32.280266083216418,32.992341797799526,33.603581272051173,34.084649196479525,34.756413410608992,35.541777808576981,36.456744862772879,37.5619956382602,38.835311340156906]
[null,"Two Degrees Summer Minimum AM","N","N7",0,0,0,0,129.01340347238124,128.53903262214951,129.18622352128421,128.66980533866123,128.1678014763462,128.31267550058163,128.75155445256763,129.08666211305652,129.58835382107961,130.0468945653368,130.75887905051971,131.70734994626088,132.54129950115714,133.33276291066207,134.4493687595259,134.90277097378404,135.40273356383517,135.48800682897203,135.58844872286474,135.52109426844521,136.17843125929755,136.95886728859165,137.81382706525181,138.98502703972912,140.25091196361703]
[null,"Two Degrees Summer Minimum AM","P","P1",0,0,0,0,542.7089113704867,541.90238328921157,545.85080358907612,545.20076526365324,544.88524088415159,547.61690905095486,551.85893323806567,555.87897697675896,560.76085933028605,565.58959096915248,571.70928141564661,579.03829199728534,586.08958475097927,593.15115497441479,601.75255626976775,607.22589240001514,612.52749370190884,615.69250400913586,618.50647068298542,620.19909565473461,625.24207218574247,631.18042446781749,637.90523116655163,646.52223179691271,656.15211117947899]
[null,"Two Degrees Summer Minimum AM","P","P2",0,0,0,0,15.436197369012861,15.603843023635227,15.912660274985283,16.138194077063893,16.417143905128313,16.835025818233252,17.339722197232398,17.872495372045769,18.455602856799359,19.057775473473548,19.732704312302396,20.47641535936577,21.244932183664986,22.044037182905512,22.914523685655517,23.641822796976772,24.305313284445891,24.845172286317787,25.308547683758263,25.673428043989585,26.181988509099178,26.776534984084186,27.469264172392769,28.305882030191277,29.269822849270941]
[null,"Two Degrees Summer Minimum AM","P","P3",0,0,0,0,591.82694768931117,590.52795923811732,594.40122181453194,593.15527497993207,592.17749334551615,594.40766821372176,598.18837128186669,601.65131234439298,605.99726249212017,610.23996324235213,615.81114513298633,622.6254166392597,629.06485430957173,635.44882061190071,643.45126981737167,648.16187344112564,652.81488680755581,655.2762882776741,657.50123415198402,658.64993467768147,663.34571613683397,668.88471171909327,675.11447950840295,683.20945886044524,692.19216608667898]
[null,"Two Degrees Summer Minimum AM","P","P4",0,0,0,0,50.882759637608757,50.699791159121418,50.95929375640771,50.760897851192979,50.569136656125458,50.633634025222698,50.815035372970236,50.956253392579178,51.163730583176218,51.354634213772641,51.64627540569478,52.031930467472542,52.373125925898755,52.698220277367028,53.15214721577118,53.343334437459461,53.551610329028286,53.594973298831782,53.642880196766448,53.623167610134296,53.890319358012192,54.207330446057242,54.555373696656531,55.030090229422782,55.544281551731743]
[null,"Two Degrees Summer Minimum AM","P","P5",0,0,0,0,138.3699484495946,137.85488663168752,138.54253095603892,137.98060938031605,137.43269911310239,137.5768565926621,138.03489448099623,138.38050057762791,138.9039201447878,139.38038040478386,140.1274761637317,141.12707478269223,142.00276753998097,142.83189337661659,144.00883216655569,144.47625795708149,144.995564873982,145.07218150565822,145.16726077833428,145.08457175913406,145.77753521545293,146.60052868774699,147.50094941681209,148.73757373592247,150.07249976223417]
[null,"Two Degrees Summer Minimum AM","P","P6",0,0,0,0,169.08002617763171,168.86160820231154,170.12560797875469,169.96515597659877,169.91648925820112,170.82617927011597,172.21397822885825,173.53854804158911,175.13607341663237,176.72058696379108,178.7135089209402,181.08912012137375,183.38384670082658,185.6869978156252,188.47463581739009,190.27838433761781,192.01847144552713,193.08207094952945,194.02483987455872,194.60677561025821,196.24084879842516,198.16430743221514,200.34585386960714,203.13243682146771,206.25156288599905]
[null,"Two Degrees Summer Minimum AM","P","P7",0,0,0,0,84.376291461433937,84.137338033594389,84.634116400991815,84.387652285961892,84.167037157898022,84.389036709696043,84.819723650045205,85.195407116758417,85.689697214404049,86.163463091110458,86.816464464567446,87.636993099802197,88.394857051376732,89.136267069804759,90.100642306531668,90.610994319748073,91.129756180553187,91.353792555858945,91.562874718598763,91.637303275660514,92.203788127726256,92.873419009564898,93.620148277032129,94.60739379899357,95.693414597855366]
[null,"Two Degrees Summer Minimum AM","P","P8",0,0,0,0,302.15035009908411,301.14584199435569,302.77135113369332,301.69822087935336,300.68337493588416,301.21271788209634,302.45512278940612,303.47370707815912,304.89685760480137,306.23044367310428,308.17772954610047,310.69807814238186,312.96848770373225,315.15631938130588,318.12104722177901,319.50225894324694,320.9595971223668,321.41061225596428,321.86000235950894,321.87920514288913,323.62267212620867,325.68824729856794,327.97071147658733,331.04413034642903,334.39433746675542]
[null,"Two Degrees Summer Minimum AM","Q","Q2",0,0,0,0,91.825512544526887,91.579287452099791,92.134178704954238,91.883656007994475,91.664448876596495,91.930723847889155,92.42729147706163,92.866494199415413,93.436647812362892,93.985957794770542,94.732941270770937,95.664736506132172,96.530706974531356,97.380968432894477,98.475880634745621,99.072753164858014,99.674503842357481,99.950949257232409,100.20629658436373,100.31027128937863,100.95325364198735,101.71287820865092,102.56190714480314,103.67921983755753,104.91117414732919]
[null,"Two Degrees Summer Minimum AM","Q","Q4",0,0,0,0,378.56198689605861,378.81783880267051,382.41591805272901,383.0104050496372,384.02675715565817,387.3930796360516,392.00126884404472,396.60230208094896,401.91538820518315,407.2797635824457,413.69939408847284,421.1102392212976,428.46781033843325,435.96265099463631,444.65004394623145,450.92265884307926,456.82244214637245,460.96191954799338,464.57096075443161,467.11181310120764,472.19746258653549,478.16756254778386,485.01181658020926,493.56274202097603,503.24324371972853]
[null,"Two Degrees Summer Minimum AM","Q","Q5",0,0,0,0,182.6289728550957,182.41947133278256,183.81200027720442,183.67251719963264,183.65986276620433,184.68960584177842,186.24184960215692,187.7305646792442,189.51768749100626,191.29360816603017,193.51565992566583,196.15583364334316,198.7131747403011,201.28381507557336,204.38158958843388,206.40911680612231,208.35971315544552,209.57089892849498,210.64235347308127,211.31482783689728,213.13045828359921,215.26705274608187,217.69292575727349,220.78480429345666,224.24952973048687]
[null,"Two Degrees Summer Minimum AM","Q","Q6",0,0,0,0,35.37945252494702,35.573306362987935,36.084801605507749,36.35795257709141,36.709676352840496,37.327623039226111,38.100736911208045,38.903847586512377,39.796529296977056,40.712352500461485,41.758931473372492,42.928808107110449,44.122868363178704,45.356771879036657,46.726724869289882,47.822654888405687,48.83119929511642,49.619177907315667,50.298287122020824,50.818179020813183,51.61904684146505,52.556537097195601,53.64332561824034,54.969928864219185,56.489942847924283]
[null,"Two Degrees Summer Minimum AM","Q","Q7",0,0,0,0,27.586571777541803,27.61938664308682,27.896197024788265,27.957662066849899,28.053133429995029,28.323737575355995,28.688099794268531,29.054497550049962,29.474703883075712,29.900177700008157,30.405229547884705,30.98506983906346,31.563459618377145,32.154105062049915,32.833705132534632,33.333304392633714,33.801353549131044,34.136451861495594,34.427951895814957,34.63665895614762,35.034408124932206,35.501108680858501,36.037147498736488,36.704251716884869,37.460995121666116]
[null,"Two Degrees Summer Minimum AM","Q","Q8",0,0,0,0,68.808960248321611,68.718134664810293,69.230534876982219,69.162755792471714,69.140022527239921,69.506771554954369,70.067646277448816,70.60243950250333,71.248052402502509,71.888160757164329,72.694108911569813,73.655446968832791,74.583535581849659,75.51474458211483,76.642840307488669,77.371082788783113,78.074016744240396,78.502285904422436,78.88205795012729,79.115662238828151,79.776953308465011,80.555397541820128,81.43810249469918,82.566117767640804,83.828463329694515]
[null,"Two Degrees Summer Minimum AM","R","R4",0,0,0,0,120.80117276085178,120.86697756621581,121.99881255973332,122.1682366728285,122.46863171614174,123.5145717377404,124.95315344370451,126.38659355933582,128.04510768634148,129.71827841583931,131.72519178526258,134.04554941493666,136.34618902912268,138.68811430925007,141.40829702578205,143.36241676162746,145.20246089540399,146.48600605574967,147.60581266120229,148.39028940727161,149.98280341572456,151.85252082037815,153.99488488958519,156.67437166765555,159.70612518156705]
[null,"Two Degrees Summer Minimum AM","R","R5",0,0,0,0,59.74210591231644,59.695559728212174,60.173758063338397,60.156281183138198,60.185357459029412,60.561454767586035,61.11353329594872,61.648797542565475,62.284656578431452,62.919224953287824,63.70389040465809,64.629299930820096,65.531385950512174,66.441317477917266,67.526868836982516,68.256063321155892,68.953294308431865,69.401395411777273,69.796115720257305,70.05263722271502,70.688693190992666,71.436725469174903,72.288133465944668,73.367797739579956,74.58079359995655]
[null,"Two Degrees Summer Minimum AM","R","R6",0,0,0,0,123.27690665891951,122.81175725741335,123.41793090010515,122.90927529709428,122.41165856786905,122.52890149213474,122.92434494142837,123.21848911310497,123.67020194116627,124.07940079757452,124.72852948157387,125.60148755722669,126.3629792974676,127.0819869517553,128.10996163659158,128.50759860965113,128.95339592219185,129.00685824972859,129.07895680791427,128.99486838807712,129.60023459698968,130.31945673887139,131.10516671708095,132.18744527201446,133.35406247402241]
[null,"Two Degrees Summer Minimum AM","S","S1",0,0,0,0,714.92635656359596,712.69516097531948,716.56413651808975,714.48775838876679,712.59717378463654,714.21007588791213,717.46626321734652,720.26824214544479,724.00370879773811,727.56599980816509,732.54032336968828,738.83410531815935,744.61336511203183,750.24762544403711,757.64621301146576,761.45097790549175,765.35010512713438,766.92885339099359,768.41920605024325,768.86674831527432,773.21396078492614,778.35540581795635,784.07652831478697,791.67319988858003,800.01174948199082]
[null,"Two Degrees Summer Minimum AM","S","S2",0,0,0,0,229.51070458478688,228.95567606723785,230.01977668479259,229.52666077693527,229.09233041455821,229.59353887162297,230.53787984935582,231.37011403653372,232.4542754579457,233.49735410236451,234.92083456098527,236.69993536594353,238.35064724254482,239.96988221594825,242.0605307741277,243.19137056565637,244.33396036229624,244.85062142854042,245.32914761659657,245.51781481200538,246.74564559170278,248.19641767444915,249.81696630529177,251.95219834793318,254.30503845472111]
[null,"Two Degrees Summer Minimum AM","S","S3",0,0,0,0,87.877668270009309,87.781996776986801,87.930034257282813,87.836890035308642,87.749504454336915,87.801097990982768,87.917118878192724,88.013508912236517,88.146462438244015,88.271639671820878,88.452242758259857,88.684610163812167,88.894985152129266,89.098335789656261,89.371625297605561,89.502378075731201,89.639236665198055,89.685158258677134,89.730126124454159,89.735729166611321,89.896408414406181,90.086686529069311,90.297327121590996,90.579934523972213,90.88854478252938]
[null,"Two Degrees Summer Minimum AM","S","S4",0,0,0,0,80.636370254244042,80.484341152962514,81.099461777601206,81.038889862931384,81.034431491247631,81.490036255906801,82.176383420142244,82.834829023591396,83.625043946673713,84.410360675615308,85.392667314643191,86.559595411767944,87.69009151267781,88.826587892869398,90.195749870771522,91.092476313247175,91.955098166949668,92.491179381429916,92.965412866518292,93.26330490749875,94.065787796960791,95.010103706099557,96.082351131964657,97.448788843233842,98.980082129586961]
[null,"Two Degrees Summer Minimum AM","S","S5",0,0,0,0,273.45253953970035,272.67504200692929,274.06193581837272,273.34729148092026,272.70217239152362,273.30226216042684,274.48805386392206,275.51590440128143,276.87654619908858,278.17760160764908,279.98179457058478,282.25619905654901,284.35115850297677,286.39733817413554,289.07070286385374,290.46669538295782,291.89110899272077,292.48841033631044,293.04876490087037,293.23414725873715,294.80472483006116,296.66171971278209,298.73044558614447,301.47105071547116,304.48275571934477]
[null,"Two Degrees Summer Minimum AM","S","S6",0,0,0,0,62.452955805848568,62.27604071202407,62.597891898422503,62.411737841855299,62.239720038285213,62.363983925758426,62.62645137057352,62.84893050552472,63.149887611409959,63.435322953378716,63.839583548872973,64.354852922169542,64.825066204444482,65.281766139971353,65.887619167285465,66.18960087727271,66.501857030358607,66.619002406937923,66.73115593849117,66.757104323360764,67.113183049205858,67.534559162708874,68.002372510204694,68.626404028039829,69.309821694113495]
[null,"Two Degrees Summer Minimum AM","S","S7",0,0,0,0,37.054305538744366,36.974913103634997,37.22117898991015,37.147859434761415,37.092171400624309,37.238326319049946,37.482398596014406,37.707236797059146,37.987853718078789,38.262400526863466,38.620812075100822,39.057710403573481,39.471768990128297,39.882936754051514,40.395962274874393,40.701853039091134,41.003008852631758,41.165745349044954,41.312403043917428,41.390399945960432,41.691399530564048,42.046351896811089,42.446007276018939,42.964167373437782,43.53979614340075]
[null,"Two Degrees Summer Minimum AM","S","S8",0,0,0,0,0,0,0,0,0,0,0,0,0,0,0,0,0,0,0,0,0,0,0,0,0,0,0,0,0]
[null,"Two Degrees Summer Minimum AM","S","S9",0,0,0,0,0,0,0,0,0,0,0,0,0,0,0,0,0,0,0,0,0,0,0,0,0,0,0,0,0]
[null,"Two Degrees Summer Minimum AM","T","T1",0,0,0,0,137.25264799999999,136.61962649917308,137.1758017059604,136.46205872540526,135.73408382157342,135.65910178755774,135.86736496517892,135.94206829111633,136.17660426403617,136.35137537057622,136.77150536480113,137.42006653569533,137.92476654761904,138.36386343788675,139.1302900140839,139.22767204606544,139.41427211425884,139.20203481141783,139.05072057435956,138.76574830590198,139.21916143918133,139.76277681395121,140.33461624593701,141.18223220254217,142.06423291725511]
[null,"Two Degrees Summer Minimum AM","T","T2",0,0,0,0,214.67420979999997,214.01157148122806,214.5937681419841,213.84663167339252,213.08459742060154,213.00610724468589,213.22411431348328,213.30231274156384,213.54782181603304,213.73076983921445,214.17055621720513,214.84946125177456,215.37777437691869,215.83741504436028,216.63969998610395,216.74163817598625,216.93696859574115,216.71480146658118,216.55640777613058,216.25810267176891,216.73272938816461,217.30177858716576,217.90037234634073,218.78764522998753,219.71091161191862]
[null,"Two Degrees Summer Minimum AM","T","T3",0,0,0,0,29.651000000000003,29.514246933341362,29.634398721279553,29.480207210770836,29.322941145685395,29.306742607274693,29.351734172607884,29.367872501082029,29.418539837810179,29.456296035271802,29.547057668218685,29.687167804951223,29.796199290110991,29.891058384511325,30.056631251351909,30.077668911989864,30.117980546793465,30.072130442199942,30.039441685309693,29.977878481574372,30.075830346334506,30.193268805352801,30.316804571291627,30.499916963624482,30.69045757302645]
[null,"Two Degrees Summer Minimum AM","T","T4",0,0,0,0,174.76887919999999,174.12886470513027,174.71560983967277,173.96263628737501,173.19464856034267,173.11554517151859,173.33525544389744,173.41406480557521,173.66149194599157,173.84586927020445,174.28909152639014,174.97330057927738,175.50574120731318,175.96897286671327,176.77752574551801,176.88026033843005,177.07711679801625,176.85321396435756,176.69358280623061,176.39294716128182,176.87128194974909,177.44477690658314,178.04804724363274,178.94225204174197,179.87273154119708]
[null,"Two Degrees Summer Minimum AM","T","T5",0,0,0,0,34.396999999999998,34.238357956431237,34.377741486487892,34.198869765906181,34.016431371223248,33.997640061462597,34.049833069211601,34.068554531709495,34.127331786488021,34.171131318513503,34.276420444967044,34.438956898145321,34.565440186905917,34.67548262291443,34.867557423113929,34.891962414951102,34.938726412871553,34.885537446303701,34.847616459802268,34.776199323149754,34.889829564698246,35.026065464831539,35.169374619362515,35.38179635755256,35.60283528850259]
[]
[]
[null,"Two Degrees Summer Minimum PM","A","A1",0,0,0,0,1173.0926831993047,1142.2353535765296,1101.7366140294835,1116.8550566298848,1113.1924932915811,1115.2290668313265,1119.741640914757,1122.9242383566652,1128.2353302568506,1133.4663261034252,1141.4181547798819,1152.2774136735729,1162.9448775630869,1173.8993560938386,1188.064939732993,1196.1084793782127,1203.4508908909554,1207.0804962463735,1210.0691684746339,1210.9607343202435,1216.8482126827623,1224.5076606117311,1233.7595622004415,1245.5373944816033,1259.9443012012505]
[null,"Two Degrees Summer Minimum PM","A","A3",0,0,0,0,237.38564743133239,231.25139282994644,223.18791813447837,226.40646192397881,225.85447251480309,226.48999781214789,227.6553624390483,228.57422648035813,229.94071422384829,231.30448357583791,233.2424635955181,235.791310290013,238.32278202356497,240.93220607367505,244.20949134596026,246.21238273305332,248.03477659612912,249.06457185744478,249.92106000685092,250.30946166358319,251.74063360841203,253.57007854769952,255.7715105625943,258.54323678159699,261.9115729054659]
[null,"Two Degrees Summer Minimum PM","A","A4",0,0,0,0,742.72859507784904,724.56846327344851,700.57690867733106,712.14150322946614,712.190250754879,716.27595000623933,722.28975718241429,727.74477895128689,734.75900957127897,741.89137281400644,751.04211315854275,762.31555890119739,773.73588131978499,785.58665585509311,799.69662083196749,809.4856019775832,818.3473099926299,824.34162718927655,829.38431840384919,832.55205084736212,839.28094765560684,847.62864076831045,857.60714646436861,869.92526174049999,884.71642621364003]
[null,"Two Degrees Summer Minimum PM","A","A6",0,0,0,0,1312.1961612038804,1284.6506064673131,1247.7021527088386,1274.7017177576952,1282.5924433694659,1299.0282145437714,1320.0586201942886,1341.0355698464464,1365.4646510941245,1390.6590096542309,1420.3940672318477,1454.8086091898017,1490.3670817007448,1527.5059524590449,1569.3815594654955,1602.1566703166664,1631.7002146108448,1654.4747315403133,1673.768752388457,1687.9464696399318,1709.7279447308165,1736.0073282948922,1767.2201163355803,1805.0067942370408,1849.8277110338404]
[null,"Two Degrees Summer Minimum PM","A","A7",0,0,0,0,2016.4955804618214,1968.0180803092946,1903.8722869187441,1936.466761522129,1938.0212085100316,1950.793353718984,1969.0167846950376,1985.8932663603355,2007.1300562678241,2028.7889883472371,2056.1053983335105,2089.3542389282661,2123.1630034989453,2158.2898360661175,2199.6861486352627,2229.0838459306779,2255.6736870400591,2274.1682766263639,2289.7513739662095,2299.9153200554319,2319.9868603584273,2344.7518593755694,2374.3184257632333,2410.6816731260574,2454.2448124147704]
[null,"Two Degrees Summer Minimum PM","A","A8",0,0,0,0,1120.114343220574,1093.2730074055721,1057.7455087030255,1075.9764797773325,1076.9891009517708,1084.2598842669161,1094.5814336950282,1104.1726318102344,1116.1992049702076,1128.4709051636419,1143.9038273327612,1162.6498307727311,1181.7237620395795,1201.545518384761,1224.8640644037805,1241.4896425514899,1256.5250725857925,1267.031236052668,1275.8857487844166,1281.6955804308209,1293.0339185843036,1307.0106639096357,1323.6937857123526,1344.1989412543207,1368.7543970085494]
[null,"Two Degrees Summer Minimum PM","A","A9",0,0,0,0,250.52248717257066,243.75694228636738,234.89756880429118,237.87188822841483,236.78750745453209,236.8655091117358,237.42626862274687,237.66684428347892,238.33496880208145,238.96443645903878,240.13721169422854,241.894906925383,243.57739520776062,245.28942865886148,247.65835436386283,248.77665998640853,249.80693235407418,250.11025776826727,250.34637815636373,250.2044926675639,251.07871039505676,252.26791989361018,253.71774279764659,255.61249642107788,257.96551086224099]
[null,"Two Degrees Summer Minimum PM","B","B1",0,0,0,0,736.24459445211244,718.64601880057739,695.34681629740828,707.39371689027143,708.13510577451598,713.00366984635934,719.88902450767728,726.30339231509947,734.32529146682475,742.51371662986401,752.78946165906416,765.25190055040412,777.93847423331272,791.12455197337431,806.61628818018471,817.69453294212224,827.71210810677542,834.73608186201909,840.65696094357031,844.5590706335023,852.10777910341687,861.40660497867498,872.50424747543877,886.13779216324724,902.45945857205027]
[null,"Two Degrees Summer Minimum PM","B","B2",0,0,0,0,793.29361207477996,774.56528559945798,749.74097536394868,763.0598592717854,764.26093322257725,769.98179979003203,777.93696906364232,785.43278111765585,794.69663152614453,804.16859622315985,815.93985882330855,830.11514671704572,844.57751953087575,859.62035806275583,877.18592777232061,889.92043821347625,901.42997359233334,909.62616658125546,916.54106003940171,921.18779316091786,929.83131422892768,940.44498027941586,953.10261473457729,968.61842649463483,987.16800549642653]
[null,"Two Degrees Summer Minimum PM","B","B3",0,0,0,0,362.4476391976425,353.95854844459427,342.69768311750875,348.88090367845183,349.54606381098375,352.29734263932488,356.08717268415381,359.68105380117288,364.09313532791458,368.60860308609119,374.18913469452036,380.8818998975508,387.71902222560067,394.83358186842935,403.11186812164118,409.16102108832905,414.62673186349753,418.55320928502061,421.86743947816456,424.11846833939438,428.21515854086169,433.23641671663552,439.22215061004101,446.55015420622863,455.30400250212568]
[null,"Two Degrees Summer Minimum PM","B","B4",0,0,0,0,519.50533752697106,506.86492663938918,490.15794465972021,498.33628005439584,498.47663076614003,501.45988330263731,505.80793733901021,509.77785855897059,514.84787157941753,520.00809036275064,526.59334438007522,534.67598668395647,542.87340364515285,551.38306501199509,561.48307644537124,568.54078800735726,574.92822155699537,579.28685682417267,582.95537710750648,585.28789081429363,590.12914343019872,596.12497085502741,603.28941787593635,612.12354176456881,622.72373528813671]
[null,"Two Degrees Summer Minimum PM","C","C1",0,0,0,0,37.305605134308593,36.400331541560639,35.203520236556827,35.79432580810257,35.808587574123578,36.027755004988123,36.345565504930455,36.636722829897828,37.007251414379425,37.384555978627134,37.864714598657073,38.452898531195991,39.049798468151295,39.669560095874857,40.40392405057969,40.919034841863969,41.385159051334924,41.704682672972041,41.973684859442365,42.145781796422433,42.498734230395321,42.935474442381292,43.45723302996177,44.100198937015101,44.871414497280171]
[null,"Two Degrees Summer Minimum PM","C","C2",0,0,0,0,398.9320175729315,389.05301188721074,376.01709413112934,382.04788145964329,381.85928651625267,383.80012494389098,386.74388397728842,389.36181335353848,392.79802687094246,396.28237493820325,400.82400179083311,406.48019697731559,412.19094282637002,418.11032835108858,425.22265087669007,430.05445787264551,434.43205841475935,437.31640454949377,439.73913028231203,441.20442280975539,444.54636660190295,448.71271788821599,453.69853044226204,459.87382699640108,467.30409940492149]
[null,"Two Degrees Summer Minimum PM","C","C3",0,0,0,0,113.92937356516046,111.30344978191232,107.81468547627385,109.81975708872214,110.10189215322919,111.05298865536807,112.34165828095497,113.57747489060445,115.07700738053408,116.61424724230183,118.49539640249046,120.73485567500228,123.02796978764707,125.41596624618762,128.17673762939137,130.22309119747769,132.07113545240531,133.41940553432835,134.55838459886041,135.34628030454783,136.72661108119703,138.4128959502099,140.42155688598251,142.87498112714002,145.80154137633437]
[null,"Two Degrees Summer Minimum PM","C","C4",0,0,0,0,84.369971933138075,82.08452697922209,79.092548797217063,80.084138866524825,79.706956555798612,79.719066459613543,79.891932418501725,79.95553374996004,80.162051938258671,80.354696461157261,80.728816569607787,81.298496274764773,81.84148947082231,82.393173290232681,83.164937700459575,83.517775973508407,83.843414311201911,83.926850566666872,83.990417630707739,83.929452186868986,84.208670314743401,84.59145404002912,85.058853666722172,85.672346469946007,86.436076696702727]
[null,"Two Degrees Summer Minimum PM","C","C5",0,0,0,0,167.67029427415625,164.30991244121557,159.77962925051193,163.46019937764129,164.74248635976247,167.16625176159781,170.2188303206473,173.29736318583718,176.84149124896231,180.5029465983919,184.77883018868204,189.68527707349713,194.7689466103937,200.08334419588419,206.02916454025603,210.76064841417599,215.02326543060423,218.36114915115536,221.19112880060925,223.30402437285221,226.43458642530635,230.19739278008092,234.66263548302203,240.05356425642114,246.43688748671872]
[null,"Two Degrees Summer Minimum PM","C","C6",0,0,0,0,123.27140215820816,120.48120751377431,116.76754024395075,119.01090721546309,119.40396831865007,120.53673752362928,122.0481259938295,123.51283118223422,125.27072181535897,127.07567243420499,129.26369740137253,131.84986617880463,134.50403818447279,137.27009561811207,140.44787936613295,142.83616785595274,144.99196312243785,146.58784545777883,147.93703622801152,148.88606534613677,150.49086838382993,152.44513794690471,154.77130253429817,157.60615209518681,160.98291227944225]
[null,"Two Degrees Summer Minimum PM","C","C7",0,0,0,0,207.29990329532535,202.22994272077855,195.53212801742498,198.75790389839796,198.76916848657422,199.9067461428881,201.58211359747222,203.10124067113634,205.05534286224807,207.0422496074857,209.59220482531214,212.73434081331334,215.91720563844956,219.2199662254682,223.15305651607636,225.88057480511657,228.34976367813107,230.01915785851642,231.42348736417756,232.30504596290672,234.18015279680554,236.50658383485427,239.28756862414855,242.72082010132581,246.8435146731604]
[null,"Two Degrees Summer Minimum PM","D","D4",0,0,0,0,537.98065475381748,526.73871350395859,511.65189839072548,522.79558725742436,526.11892230277135,532.96157434483871,541.7013937697111,550.42985627577968,560.58152755662343,571.05324483635331,583.39760340913745,597.67098827358041,612.42336890301544,627.83296073431984,645.19297190423981,658.80533307945461,671.07478286091691,680.54977386898872,688.57746770531048,694.48715666815247,703.52911006927775,714.4336604485419,727.3840392377308,743.05721100957385,761.64445174484013]
[null,"Two Degrees Summer Minimum PM","D","D5",0,0,0,0,255.98943074634045,249.86390247022698,241.75498554427452,245.93413729643686,246.180615636943,247.86005141898062,250.23899726558724,252.45283085273655,255.22458716703179,258.05343812041792,261.60663088861548,265.9187833554775,270.3075861132948,274.86887743395459,280.23075821778866,284.06020815998949,287.523174211585,289.9477423561745,291.99137368846192,293.33569817371585,295.94603132165713,299.16250213722611,303.00144336399183,307.71857473523175,313.36649721959168]
[null,"Two Degrees Summer Minimum PM","D","D6",0,0,0,0,343.3587140112495,335.55052788693109,325.16289450035919,331.35884736922083,332.39105992991114,335.4723115035485,339.59863196147893,343.58742990433728,348.38726767156675,353.31372049072746,359.29936353767164,366.3865364265294,373.65602897079191,381.23058786255007,389.94598438243241,396.47409571043295,402.36740621782371,406.71480588294628,410.3895087779112,412.96407749994393,417.35470387618466,422.70558922066994,429.07588200888114,436.84348058662789,446.09912936965037]
[null,"Two Degrees Summer Minimum PM","E","E1",0,0,0,0,493.05038198792192,481.55647660457373,466.30275300240817,474.79231154148465,475.7901978578671,479.64274945634901,484.92224468288771,489.94631582957169,496.09172880956936,502.38441709413348,510.13757076518732,519.41481365046991,528.89897482653896,538.77031865826859,550.23360729455635,558.64704328667574,566.24780669242091,571.73439175757528,576.36666495460486,579.53112336855088,585.22194382656608,592.19001422837528,600.49456132176851,610.65414017526598,622.78511844981199]
[null,"Two Degrees Summer Minimum PM","E","E7",0,0,0,0,61.025072867386385,59.873566627542814,58.310444291486377,59.753547137150619,60.343263274175058,61.370700177747295,62.645727621502864,63.944919390366756,65.424561705097105,66.955678993569734,68.725787429252492,70.740041798512067,72.83273849602439,75.022334127030192,77.453490183030922,79.419562601231092,81.189872647208517,82.596772920135777,83.790457403041856,84.694721739955767,85.99005711788854,87.541320690868019,89.380589160517303,91.595235631403412,94.21307933263094]
[null,"Two Degrees Summer Minimum PM","E","E8",0,0,0,0,33.527422357448408,32.830455543246202,31.894594526326419,32.594347937498199,32.807722015146922,33.241556408789641,33.794577112961711,34.347639120428077,34.989956231925959,35.652665375380771,36.432861137087571,37.334020951353139,38.265741706918419,39.239078176681318,40.334564421937799,41.19531740599588,41.971100794203501,42.571364801110292,43.07998862037433,43.455169527665717,44.026608513707664,44.715440141213151,45.533415882067715,46.523036205719976,47.696401773006784]
[null,"Two Degrees Summer Minimum PM","F","F6",0,0,0,0,722.38801148345829,706.07089103272449,684.34879279270342,697.54418680213621,699.90573813881645,706.61261272781655,715.54710430840703,724.21498327303243,734.60616787357537,745.27727806979794,758.20052237788661,773.46387069298419,789.132318170188,805.46253989538957,824.21109083470833,838.32215893987302,851.05891062439412,860.50180140846783,868.48563713214742,874.11102739722185,883.58912422345236,895.12735014614532,908.86022634004155,925.59225443804416,945.51981511744145]
[null,"Two Degrees Summer Minimum PM","G","G1",0,0,0,0,353.52031955418568,345.27599634372234,334.33524093075033,340.41779613302907,341.12792414619423,343.88389481499661,347.66217683999861,351.25667650740627,355.65470628998969,360.1579509729051,365.70768897929139,372.34957029469678,379.13920562148871,386.20589002072654,394.41349698009708,400.43534754193246,405.87560145184369,409.80114610388245,413.11537995685029,415.37842055965757,419.45197746673426,424.44020534721625,430.38528549929248,437.65875849047961,446.34390635499528]
[null,"Two Degrees Summer Minimum PM","G","G5",0,0,0,0,369.8014461843951,360.18295423114245,347.54671804491113,352.47014674709214,351.50277863790939,352.36587531391359,354.03799809857992,355.31326161169642,357.27623307576465,359.2273055006313,362.05946496562314,365.83044155032348,369.56217198610699,373.40404658461216,378.27605704250163,381.18300028348108,383.83070404462683,385.26714402966718,386.45838125694263,386.94526824971001,389.03852264293636,391.72965472739639,394.97201136320933,399.06917087521884,404.0590352394031]
[null,"Two Degrees Summer Minimum PM","G","G6",0,0,0,0,399.38749668117993,390.61745783712416,378.90896164658108,386.56789928897047,388.30556432833453,392.52384393752243,398.03948274599725,403.45940851749754,409.87070777399214,416.46757927626447,424.36355092619971,433.60473816768445,443.11885209980215,453.04422875688346,464.3478906370479,473.00644180475257,480.81697264820417,486.71214380019387,491.70104701756759,495.28618432404801,501.07400812914045,508.09148782492389,516.43592842115743,526.57360690662563,538.62552934270002]
[null,"Two Degrees Summer Minimum PM","G","G7",0,0,0,0,188.30292397516823,184.01683229091998,178.31534745868663,181.70755482770033,182.26681049743615,183.94855354713644,186.20238858345667,188.37998773711712,191.00176307536304,193.6924892607021,196.96323840532946,200.8372699880133,204.81051492758544,208.95034572916146,213.71517672542168,217.28175103133205,220.50158460429773,222.8751074496692,224.88128692465776,226.2857140912003,228.68494632419115,231.60936627189972,235.09104956452674,239.33690166924688,244.39649174632058]
[null,"Two Degrees Summer Minimum PM","H","H1",0,0,0,0,147.56562274034454,143.90629435857343,139.07821438683683,141.30167870679381,141.22320242189048,141.93082949189949,143.00811181994004,143.96382656125999,145.22144721035724,146.49625143887877,148.16105640994533,150.23710446730141,152.33234333144324,154.50384284368829,157.11577946538384,158.88578708800904,160.48956211112599,161.54288156701435,162.427455906934,162.95988820519915,164.18503177900311,165.71329612460755,167.542389050266,169.80874907621333,172.53635096069846]
[null,"Two Degrees Summer Minimum PM","H","H2",0,0,0,0,748.66633959135527,728.50497796143952,702.0976617651994,711.0685622615282,707.92587256097988,708.27459140322867,710.08089724686647,710.94207180028309,713.08968996908482,715.12876640980744,718.80370090712802,724.23827768681133,729.45919830282526,734.77869660964268,742.07061406451294,745.60675896432963,748.85983797656843,749.91913144477473,750.75501979717671,750.43864277711191,753.17526746691692,756.87376492326462,761.37682602104417,767.24013801361696,774.50635402292733]
[null,"Two Degrees Summer Minimum PM","H","H6",0,0,0,0,461.20508338832974,450.27899508617384,435.80132802078697,443.48993723591775,444.12319134603126,447.37239101404316,451.91066986944418,456.1741076764045,461.45963678864882,466.86152217454605,473.59205179811659,481.71249145437963,489.99246758577004,498.60308360165675,508.67415492936391,515.9487634299245,522.52447116757708,527.18805793782315,531.12171357846682,533.75173467394745,538.6944758798054,544.7689730828796,552.01469416523048,560.90176923152057,571.53041146386681]
[null,"Two Degrees Summer Minimum PM","J","J1",0,0,0,0,399.23994456746811,388.24490398544833,373.87080176759338,378.3021099190114,376.20724945853976,375.89840103917845,376.30305281942691,376.15357017685426,376.65266723102411,377.06400485282148,378.29536549057411,380.41520367000953,382.37362760224937,384.34060584092947,387.31939971164087,388.3740843410057,389.36335160193408,389.27417021136182,389.16243995401703,388.53307257536994,389.46133472063616,390.8146055268603,392.48675852450287,394.75328284403275,397.62486723905971]
[null,"Two Degrees Summer Minimum PM","J","J2",0,0,0,0,0,0,0,0,0,0,0,0,0,0,0,0,0,0,0,0,0,0,0,0,0,0,0,0,0]
[null,"Two Degrees Summer Minimum PM","J","J3",0,0,0,0,252.30888415122604,246.4796129493555,238.73673705778725,243.15709697971744,243.75804656536346,245.83616240130294,248.65823643056208,251.36040601262499,254.64446985782516,258.01033857857504,262.13485032947199,267.05003652298979,272.08134224894536,277.32026762337023,283.38246368884984,287.86698951539074,291.91721089234437,294.8658372077125,297.35646862704613,299.07510458435723,302.10173888165144,305.8009321644065,310.20778570780561,315.59215189887539,322.01617825539182]
[null,"Two Degrees Summer Minimum PM","J","J4",0,0,0,0,100.29972654342485,98.823337295733708,96.752924943091017,99.7271329545068,101.41212487179256,103.94611821563262,106.99601455431763,110.17126057921958,113.70705283209085,117.37849035890233,121.53212508969796,126.17225351378573,131.02241863983684,136.10703733595579,141.65703699826744,146.30814248424963,150.49137509346889,153.9211221595524,156.83542709415525,159.1086259975948,162.14491839455758,165.75206238849495,170.02077026009908,175.1302513540839,181.14682631896181]
[null,"Two Degrees Summer Minimum PM","J","J5",0,0,0,0,323.68572124100319,315.5356681542375,304.79751268404738,309.49624034772626,309.11205915523698,310.41381229505481,312.49412335082127,314.28240605965715,316.71397170184702,319.16810815108664,322.45122871107236,326.61116564908178,330.7891683448571,335.1121729617679,340.38102697128409,343.84295036160421,346.983531154329,348.96295829661096,350.62112585255534,351.55587518464785,353.9744389866006,357.01339802987684,360.65646917852393,365.19238280695026,370.66762552869733]
[null,"Two Degrees Summer Minimum PM","J","J6",0,0,0,0,389.55649828173551,380.73376028453072,368.99165768310911,376.0733762900075,377.30640229601227,380.87537043641686,385.63944688600208,390.25490740544069,395.79606495629383,401.48528980018602,408.38395073441006,416.53972269898708,424.90936321431536,433.63162205050475,443.65412927909733,451.18342193675011,457.97985969255251,463.0088742930601,467.26040533016362,470.24946912973923,475.30934771215067,481.47168267683594,488.8068681029448,497.74672813020538,508.39599881262677]
[null,"Two Degrees Summer Minimum PM","J","J7",0,0,0,0,148.73694937608877,145.58686176315925,141.36544659299844,144.38559076034173,145.23217844873193,147.03868646449189,149.3587138317308,151.66696029351772,154.36223098858761,157.14083517216253,160.42815286240611,164.24019434040952,168.1764804670089,172.28688011573988,176.9296197621739,180.54980767090211,183.81346193285637,186.32028553538174,188.44362111471895,189.99807827446938,192.40637820943326,195.31447781885203,198.76920197187545,202.95412013584777,207.92003646592718]
[null,"Two Degrees Summer Minimum PM","J","J8",0,0,0,0,247.50756124604783,241.29059811173323,233.09760704918355,236.71222645492983,236.44426825464899,237.47013830592641,239.0952647536628,240.50017824944027,242.39928679800454,244.317494610598,246.87281170534141,250.1016626468849,253.34725221726799,256.70642926665749,260.79131849536952,263.48968179964646,265.93706055655014,267.49092683248597,268.79319117108861,269.53632639526694,271.41840512812377,273.78028770691208,276.61089302194887,280.13228367327116,284.38074851104716]
[null,"Two Degrees Summer Minimum PM","K","K4",0,0,0,0,53.238410918932431,52.329723285732712,51.080948297535365,52.47868883628523,53.158057810573695,54.249147093719927,55.581339780743924,56.954342469331579,58.499506469040718,60.101336815099579,61.932259278990138,63.995808846305579,66.146478540939626,68.399006490066455,70.87802084729519,72.920310042048342,74.758151055095425,76.242967819838043,77.503759549614927,78.473949603542366,79.813034941749024,81.409999835312703,83.301580888729205,85.572205447729402,88.250888484405635]
[null,"Two Degrees Summer Minimum PM","K","K5",0,0,0,0,150.33563757190669,147.23397772909073,143.06578631310745,146.23748021273661,147.23467417896489,149.22772308782109,151.7613543749685,154.30000837980717,157.2424919511715,160.27929598914375,163.84795541479423,167.96382701029714,172.22131464719209,176.66965317318531,181.66956798581856,185.60935061982391,189.15987842689628,191.91456086179178,194.24901107600741,195.97576381743087,198.5893279173865,201.73776161781427,205.47590423077645,209.99633750833769,215.35448390331476]
[null,"Two Degrees Summer Minimum PM","K","K6",0,0,0,0,112.03027311768196,109.57795533678981,106.30291600240118,108.4624660877447,108.96317271073431,110.16210917821051,111.72698383845231,113.26659965034364,115.08548785141588,116.95737725100548,119.19532997890025,121.81220416388591,124.50714092167016,127.31883440489696,130.51841260753972,132.97352764438821,135.18805689813325,136.86241923453954,138.27950660369163,139.2997605161566,140.94011261673629,142.92817718838248,145.29195382683986,148.16289639051411,151.57532994985988]
[null,"Two Degrees Summer Minimum PM","L","L1",0,0,0,0,170.50416540585624,165.86282101853246,159.78914352944224,161.76025724925412,160.95902948158013,160.93747061442795,161.2348514977258,161.30675514426829,161.66399796614397,161.99042385147189,162.67872760163621,163.75759913880364,164.77812274871621,165.81211472165515,167.28714750826549,167.92289178689489,168.5116245005641,168.61939392949498,168.69599485630326,168.52993472278843,169.04480222492086,169.76078667369148,170.63752358804459,171.79731419176278,173.24741199784813]
[null,"Two Degrees Summer Minimum PM","L","L2",0,0,0,0,912.12356060268291,889.59649095713496,859.86339202944248,873.73971168461492,873.41241370037051,877.97269145544783,884.84187978177795,890.97851860825244,898.9953788678896,907.12970460802001,917.69438484029831,930.81980093900302,944.0817175701352,957.83158678182531,974.3189269259617,985.57254083558655,995.76643785010197,1002.5234627118568,1008.2010779753691,1011.6655901811625,1019.4383729717407,1029.1178992677869,1040.6983753663474,1055.0309951136446,1072.2684902004548]
[null,"Two Degrees Summer Minimum PM","L","L3",0,0,0,0,1617.1642720740019,1576.2597252077283,1522.3878831314439,1545.5938135243214,1543.3543465293719,1549.4800250642127,1559.4467247528082,1567.9161303557219,1579.5708363465565,1591.3154836515218,1607.1618381742678,1627.3507417315368,1647.5936331996811,1668.5273439806124,1694.156040000398,1710.8172815944097,1725.9384068595646,1735.3281440768878,1743.1866237180614,1747.5048093714624,1759.1824604961282,1773.892493560289,1791.5365676845763,1813.5412855981276,1840.1296881668495]
[null,"Two Degrees Summer Minimum PM","L","L5",0,0,0,0,737.74564909042147,720.87208108711741,698.43708960585195,711.60973813406258,713.66112881745698,720.08498522817808,728.72895330975018,737.05752554780111,747.11383680979236,757.43032596496721,770.00181931405257,784.92025941354404,800.21157316460324,816.14087210677826,834.50549640608949,848.20176116787616,860.5680619226008,869.64911582835441,877.3231729356778,882.67193155424184,891.89471621629218,903.14579774905894,916.54342903010922,932.89128875022266,952.37956205883847]
[null,"Two Degrees Summer Minimum PM","L","L7",0,0,0,0,393.88916736820124,384.49156350714429,372.04762485588691,378.51815131044731,378.9450483588505,381.58545184580504,385.30943990288444,388.78507094690775,393.1234313001134,397.55304031162393,403.10313955498611,409.82671737092267,416.67363544870204,423.79096554621867,432.14470717050602,438.13155585576169,443.54477195743351,447.34981570366682,450.55773132750073,452.67861738214697,456.75551221092189,461.77506556080561,467.76493736636519,475.1209717729331,483.92547656736434]
[null,"Two Degrees Summer Minimum PM","L","L8",0,0,0,0,307.76260347154016,300.42779339798216,290.71432505604923,295.78152251520663,296.12873568767702,298.20792984356461,301.1358550433435,303.87136252098145,307.2821783386911,310.76526481250522,315.12554478240315,320.4043406293365,325.78105554572198,331.37049009505148,337.92729091719411,342.63216937259239,346.88605519246892,349.880425616445,352.40508493956401,354.07724408626541,357.28001392330049,361.22219036685271,365.92611039178217,371.70174362606656,378.61379380050755]
[null,"Two Degrees Summer Minimum PM","M","M4",0,0,0,0,176.97330724955367,172.28482866596082,166.13523620783894,168.36777860397552,167.75792965380376,167.99747977597406,168.60183496251554,168.99869218185407,169.71153342373051,170.40820417968652,171.50818272975584,173.03995361982334,174.53629535822628,176.0699152780993,178.08249038853333,179.18226039892971,180.18795848992738,180.64604789588816,181.02065848653172,181.09214458076156,181.90768050359236,182.97850837782107,184.27450419199917,185.93364171436551,187.96983192655753]
[null,"Two Degrees Summer Minimum PM","M","M5",0,0,0,0,167.94827656220329,163.68062782066661,158.06240085153149,160.44410324632057,160.17787972035282,160.77431528957152,161.76453207930336,162.59522393500239,163.75371381718111,164.91914496464443,166.50635058124763,168.54053925248169,170.57652179777153,172.68071363586475,175.2692830191788,176.93287265003181,178.44338481447403,179.36601440254645,180.13737422575426,180.54883823372444,181.71895202305495,183.19692805628046,184.97076731277622,187.1869538213993,189.86768289296009]
[null,"Two Degrees Summer Minimum PM","M","M6",0,0,0,0,50.783979043790431,49.753254561548587,48.365626922323742,49.461682267670156,49.827822284067445,50.535667346874305,51.430581584547213,52.330696121312201,53.369842789000245,54.442939610734335,55.699356829137756,57.144111177296757,58.640022527343277,60.203480475847613,61.956059829803095,63.345019749399647,64.596509441608532,65.572768977509753,66.400321416450311,67.015823236356169,67.935816893359259,69.042637418680158,70.356364134528945,71.943508643242339,73.823635592941955]
[null,"Two Degrees Summer Minimum PM","M","M7",0,0,0,0,28.29549783191629,27.68522064461542,26.868953407653688,27.427568275691229,27.569689522441873,27.890997272568285,28.307113858266206,28.71872414558776,29.202269506183427,29.70031798424791,30.292778744364604,30.982808014596198,31.694327935350184,32.436982028173951,33.279099581146156,33.930245853725346,34.517430782329356,34.964768827744777,35.343517250634903,35.6184186531884,36.052570806546981,36.577830803193372,37.202101612408107,37.959363436467946,38.858736354473109]
[null,"Two Degrees Summer Minimum PM","M","M8",0,0,0,0,77.484774520917597,75.260059466810915,72.361537057012654,73.090174063457894,72.527471971479287,72.283136140978442,72.153507138073309,71.897651511754901,71.753720489973063,71.581622950416644,71.549175625809539,71.670575119499802,71.742954109750187,71.800591164446729,72.039691068040625,71.934695855166694,71.848878780267427,71.587826721871323,71.358391849580428,71.064577775419892,71.046819869797105,71.078781112893097,71.131577053714253,71.250908188795762,71.434355942526793]
[null,"Two Degrees Summer Minimum PM","N","N1",0,0,0,0,849.77918506170215,827.5405653550265,798.34041849587084,809.45735927988665,807.00059669222878,808.7077932031201,812.23848121503636,814.82923872197478,818.97940913538071,823.0855623063926,829.18719186374881,837.41832183110421,845.53277017703067,853.87575920460984,864.56360181620062,870.77978498200628,876.44798697828094,879.38380886779055,881.81007365974529,882.67182674139178,887.18559491966585,893.02417590681262,900.0679530418505,909.00289813949769,919.90937878329771]
[null,"Two Degrees Summer Minimum PM","N","N2",0,0,0,0,709.12072209937151,690.75315610391442,666.61402971333871,676.16588637703671,674.44258309380143,676.25316757295934,679.6351670846409,682.27191681006184,686.23916427447534,690.19298599286356,695.85280356624719,703.32855021564023,710.74396354071018,718.38442124519293,728.01281547213671,733.84830695600112,739.15980244828847,742.11987436070831,744.57939227894587,745.65783157650139,749.83873661951407,755.1937534170379,761.64041153852293,769.76739521526133,779.65117404817545]
[null,"Two Degrees Summer Minimum PM","N","N3",0,0,0,0,630.52835538080137,613.75892918026591,591.77087595278158,599.63085230052911,597.34609231931518,598.06734037990725,600.07128645923183,601.32255401000259,603.68961813943088,605.99108492117841,609.71549057648849,614.96497432909109,620.07554154909599,625.30716290847715,632.2345341565582,635.93076112252754,639.31468204922157,640.77199131012537,641.95768997671678,642.08927970455341,644.85297917372054,648.50274658141586,652.92531178743241,658.60668429783925,665.59320474156607]
[null,"Two Degrees Summer Minimum PM","N","N4",0,0,0,0,702.76830712337392,685.03359721131483,661.67186079402757,671.8159166968386,670.91340996550741,673.65892804340012,678.08439490361354,681.86764332885878,687.04143974849296,692.25936325537839,699.26858830321044,708.17336465855328,717.10961376448449,726.35349781952516,737.64442518703595,745.02509748612806,751.72205157116196,755.91289901432503,759.42201287740249,761.37628858279572,766.54064026337403,773.03760556248756,780.82820110661578,790.53589987593261,802.25966278197268]
[null,"Two Degrees Summer Minimum PM","N","N5",0,0,0,0,152.62477077539714,148.92991529135537,144.04406481623528,146.47390807418853,146.54739212848588,147.46192679579889,148.782334598972,149.99550982187549,151.53476152963958,153.10281455424769,155.0935548120363,157.52805065078911,159.99992071302191,162.56691270751617,165.60421156167342,167.74165724807821,169.67559881217562,171.00646466145847,172.12714766034605,172.84787345679391,174.3110604647527,176.1202168425946,178.28118064451604,180.94276110325427,184.13420541629034]
[null,"Two Degrees Summer Minimum PM","N","N6",0,0,0,0,37.373168808013169,37.03935303816975,36.527072919850596,37.94835771558251,38.948194682937334,40.331722471459734,41.964115552382481,43.687720937806432,45.578912702153019,47.547175202912285,49.741571850102027,52.161533336823616,54.70191191410872,57.368729950044155,60.244481822427566,62.715395289289333,64.93603081550954,66.794731144393936,68.37561466237328,69.631641049036531,71.234547967586607,73.12823051133141,75.366234249333544,78.033839446868996,81.166462986732881]
[null,"Two Degrees Summer Minimum PM","N","N7",0,0,0,0,210.07121502375929,204.32271184206621,196.80352454957111,199.18850227917983,198.14959267867701,198.0619130373079,198.35930748393176,198.37270917978461,198.73304112833753,199.05171436870572,199.80977908164033,201.04288486741885,202.19823814125465,203.36474870738775,205.06970534110857,205.75033283066134,206.38360411810999,206.43559312735201,206.46111080785417,206.19961588180928,206.76836356352035,207.57403858710035,208.56416266707748,209.88684387914327,211.5495297481757]
[null,"Two Degrees Summer Minimum PM","P","P1",0,0,0,0,939.45734029060861,916.46311053418174,886.08812026422117,900.68117395628929,900.70161328189761,905.82082173825916,913.37256633803531,920.21258668496989,929.02112465611367,937.97614586194322,949.47900941518571,963.66191784801697,978.02593544032197,992.93008993351543,1010.6878967133246,1022.9879531468634,1034.1235420397336,1041.6412408851161,1047.9647564142417,1051.9262138642709,1060.3851617257844,1070.8830304973292,1083.4328312916066,1098.9290518081764,1117.539289996877]
[null,"Two Degrees Summer Minimum PM","P","P2",0,0,0,0,29.186560276044819,28.908763390503864,28.488204512062779,29.573403256860114,30.324812629769401,31.370540570750823,32.606141833359636,33.90945627093366,35.341018804778265,36.830672176553698,38.493251283783245,40.328483128224875,42.2544214956609,44.27601274997685,46.457961745723033,48.329279143674221,50.011146811739579,51.416779895602048,52.612232765334056,53.560786388533479,54.775291115088351,56.210704095221644,57.907280489072065,59.930156750881281,62.306145246596984]
[null,"Two Degrees Summer Minimum PM","P","P3",0,0,0,0,1014.6125070518251,988.83672442562124,954.90299530225127,969.30010016597396,967.70214259871716,971.31757350402211,977.31350028121199,982.34694099904675,989.36160731016821,996.41894594674602,1006.0256106110604,1018.3338314896498,1030.6540632814847,1043.3874505114479,1059.0480582812131,1069.1187135794501,1078.2624797256085,1083.8524576165614,1088.5261938257038,1091.0233264439692,1098.1053707345591,1107.0494522920992,1117.7836321578384,1131.1933678164146,1147.4130440863023]
[null,"Two Degrees Summer Minimum PM","P","P4",0,0,0,0,76.212265422064775,74.145365991303635,71.439765446304904,72.331957202861673,71.987059767164936,71.99305643368632,72.143628598205822,72.195000221804534,72.375096153456568,72.542361431898712,72.873032805870551,73.379856922760212,73.862100611097844,74.351755000740638,75.03981079479523,75.350232622497828,75.636938799787742,75.705774549664042,75.75762699020207,75.697955099578323,75.944870963967361,76.284460448184191,76.699383970019625,77.244966416265171,77.924830900229551]
[null,"Two Degrees Summer Minimum PM","P","P5",0,0,0,0,235.56381978642145,229.08915730887207,220.6232718956461,223.2563304116855,222.04222259398352,221.8858856214199,222.15387347400383,222.09752807398158,222.42582380078866,222.70390224575391,223.46855773288905,224.76005262254415,225.95879265996311,227.16488322998882,228.97006991960603,229.63585348381011,230.25856291809629,230.24017020809271,230.20341868645701,229.85617835335194,230.43167328358399,231.26253756176143,232.28731704261443,233.66964937600596,235.41647217994716]
[null,"Two Degrees Summer Minimum PM","P","P6",0,0,0,0,278.31374122222405,271.63964900693759,262.80635258433279,267.32916379967935,267.57242636744002,269.36913827227374,271.92260103562529,274.29359599295407,277.2689607581537,280.30463707822912,284.12473724305829,288.76704225852177,293.48988179763001,298.39765630835461,304.17347807252622,308.28787207616034,312.00886663055621,314.6062991565326,316.79527083006758,318.22966157638689,321.0363124640561,324.4967750422494,328.6274947640868,333.70526293210492,339.78655662281108]
[null,"Two Degrees Summer Minimum PM","P","P7",0,0,0,0,129.36438736593462,126.00241241435187,121.58531710379846,123.3116565567354,122.97802709911743,123.28559771312096,123.8769099942669,124.32996395054391,125.02401956447665,125.71425326300664,126.71330645976188,128.04134649395661,129.35619867072572,130.71008339539245,132.42478765469772,133.45117222720503,134.38589421327342,134.89584812360013,135.31892377671269,135.49449887460946,136.23281839681113,137.18129063479245,138.32384886225967,139.76692881568366,141.52392686408936]
[null,"Two Degrees Summer Minimum PM","P","P8",0,0,0,0,450.31212502318482,438.29541090885749,422.54366016118684,428.09880821257809,426.39778961699267,426.83106601247448,428.16987449631017,428.96284409038651,430.54650435500048,432.07837533342405,434.6178304782344,438.2382200220062,441.75154642301266,445.3440489732543,450.14100902813334,452.6433620140088,454.93681604612095,455.86943759469386,456.62405202750222,456.64185320569374,458.52781183492232,461.03204392084297,464.06997638277085,467.98526206543664,472.80900279897696]
[null,"Two Degrees Summer Minimum PM","Q","Q2",0,0,0,0,145.53756330434655,141.77475743966139,136.82878197505192,138.79914728963871,138.45731421361046,138.84290998658429,139.5528220997177,140.11119963676947,140.94370319599017,141.77429649612773,142.95650296421192,144.51281577961009,146.05808907942438,147.65079483162359,149.65262992776596,150.87379534398258,151.98499797427996,152.61101594360915,153.13156960101264,153.36593613487625,154.23903498152902,155.35559194340411,156.69931016275589,158.39159878999533,160.44849326048336]
[null,"Two Degrees Summer Minimum PM","Q","Q4",0,0,0,0,688.08588675398641,673.02507234467248,652.91137625764225,666.17703885544483,669.25448074424639,676.62080885990702,686.23503886754236,695.69438357414458,706.86919863864478,718.36969632552996,732.11880651347212,748.19549099646929,764.75187321390308,782.02559372388112,801.68189061600526,816.76532332240208,830.37065406148815,840.65783651216111,849.36435670130049,855.63305020144685,865.71072076675728,877.92447366097576,892.44639391337466,910.08397182359181,931.04809173941408]
[null,"Two Degrees Summer Minimum PM","Q","Q5",0,0,0,0,319.30096583583531,311.61754475510617,301.45169348510115,306.6023188449783,306.83594449375528,308.84356572226852,311.71246307662364,314.36658140329092,317.71001237003168,321.11939492236212,325.42304514221956,330.66457327584055,335.99334433730138,341.52950971382751,348.05721771733937,352.68736223160124,356.87545264298382,359.78443507700035,362.23528331886678,363.83093064896798,366.9932872555525,370.8962012151012,375.55612677872352,381.288356766204,388.15637733078802]
[null,"Two Degrees Summer Minimum PM","Q","Q6",0,0,0,0,94.044770133827257,92.181998557981359,89.667407928922032,91.763699035292191,92.520818407046576,93.925043152302635,95.687733011777624,97.469514395099765,99.515830460299213,101.63065683396985,104.09484368645219,106.91721993058657,109.84329326785792,112.90276105658754,116.32000745685744,119.04902257808381,121.507317882026,123.43866876675945,125.07640441780291,126.30317562484673,128.10711822097363,130.2736341998033,132.84410516721158,135.94563502307659,139.61673046491813]
[null,"Two Degrees Summer Minimum PM","Q","Q7",0,0,0,0,75.413710814693815,73.623849251434621,71.252601386984907,72.505041995021628,72.602934077744266,73.127547577698223,73.862083388742889,74.551002231960467,75.406542537702251,76.280705565988583,77.371414975946934,78.688721599953297,80.031474005234372,81.427696828106306,83.062185253530743,84.240473937038445,85.305636531069695,86.059373513444712,86.695059662099695,87.118889444045749,87.919931846342024,88.904846118625855,90.079785710955164,91.52134244154368,93.245739904325845]
[null,"Two Degrees Summer Minimum PM","Q","Q8",0,0,0,0,109.92683905804944,107.30198010522481,103.82651801890789,105.62917658056637,105.74458407502632,106.47706289231017,107.51138112776496,108.47594131893996,109.68093912317103,110.91113657749837,112.45357513498276,114.32306458415195,116.22655308102601,118.20511635640403,120.5283818009548,122.19179436684813,123.6958789227578,124.75196794916998,125.64227025414324,126.230065998124,127.36311859697666,128.75846587109569,130.42362912105506,132.46889517502569,134.91712716713999]
[null,"Two Degrees Summer Minimum PM","R","R4",0,0,0,0,314.84563129799989,307.26702927049553,297.24016148479006,302.31545803366362,302.54171236809151,304.51646471534008,307.33984951628122,309.95096028366174,313.24139802554583,316.59657390480811,320.83302586223448,325.99377961992042,331.24009304938807,336.69047501246405,343.1181715509191,347.67555461937286,351.79789110555311,354.65986473074634,357.07104452637088,358.63990659244303,361.75292576709535,365.59530613719119,370.18305412664284,375.82685862584833,382.58920162263894]
[null,"Two Degrees Summer Minimum PM","R","R5",0,0,0,0,79.249519270826497,77.511231749011586,75.190255756167929,76.712794745808125,77.060915567574597,77.901859917464279,79.000741649876687,80.081028489080808,81.358327919664063,82.672686775813972,84.245237680431089,86.085111842380172,87.979518441135809,89.955879718282802,92.206047960209929,93.930729272201205,95.486462114320787,96.661410140252585,97.655764169300596,98.370804922458859,99.523477753269063,100.92084507714085,102.58239112499307,104.60080329468772,107.00018807676584]
[null,"Two Degrees Summer Minimum PM","R","R6",0,0,0,0,179.92447101154693,175.00110373150946,168.561194829736,170.60417719926875,169.714675043997,169.63995171868882,169.89508972137673,169.90702784642264,170.21613748729388,170.4895893087747,171.13941625260321,172.19615009685864,173.18632533174309,174.18608994335679,175.64705991923984,176.2306399691206,176.77359518628646,176.81861731032802,176.84089399729334,176.61727334991673,177.10480266192786,177.79532492042398,178.64390964801586,179.77742607466499,181.20226205597339]
[null,"Two Degrees Summer Minimum PM","S","S1",0,0,0,0,1300.6393255794849,1303.3870031090373,1314.3457336521556,1311.371384760271,1308.989382825876,1313.4404200630981,1320.9383189981297,1327.2158267162977,1335.9661377477391,1344.7085528035673,1356.74492270683,1372.3018295253057,1387.7732040278108,1403.7260330193426,1423.320048593866,1435.7350052170573,1447.0091414693884,1453.7732179935294,1459.4463852054962,1462.3509507619929,1471.1292857034873,1482.2683311140199,1495.6295295473146,1512.3256415478027,1532.5531034353069]
[null,"Two Degrees Summer Minimum PM","S","S2",0,0,0,0,384.02485356612317,384.90497286767146,387.9807073555059,387.42684877469969,387.07067497085899,388.56600044187502,390.90637652910192,392.95741645664219,395.68499234842477,398.42989255687485,402.07757371030095,406.686208523007,411.3031231363866,416.07561028829895,421.83447641516534,425.64869754093951,429.10647262795669,431.31531511240701,433.17369523808316,434.23895757478033,436.89920709078655,440.23921008535945,444.23686610265713,449.19920865769598,455.18587670299308]
[null,"Two Degrees Summer Minimum PM","S","S3",0,0,0,0,111.44411507160723,111.52739077786117,111.93586008204952,111.77563894450991,111.63197413895347,111.75464755659655,111.99266190572197,112.17584417739401,112.45426971857168,112.728967955191,113.13025862908896,113.66753962322542,114.19596036167803,114.73873463778963,115.42347850091021,115.82828932795606,116.19694783257745,116.39453466804423,116.55923935482404,116.62357166826294,116.91625193529076,117.29390491414054,117.74841670361521,118.32219125510665,119.0217587576208]
[null,"Two Degrees Summer Minimum PM","S","S4",0,0,0,0,151.01757245907879,151.88458739659333,153.84025471679161,154.28081522213046,154.93576757850516,156.58090130988455,158.73485774452743,160.85491659943096,163.3557796441429,165.92279559029319,169.00255273431276,172.61674300778276,176.32729888619286,180.19446349597763,184.58842126609113,187.94417427517095,190.97097756060828,193.25130522770115,195.18384467826252,196.56675198796586,198.81263723103052,201.53922393780968,204.77983010372259,208.71478147035737,213.39471365373282]
[null,"Two Degrees Summer Minimum PM","S","S5",0,0,0,0,480.90767335826303,481.9399632195346,485.89177047919827,484.92609978818928,484.18599547367296,485.88471290374679,488.67831107373109,491.05206453184667,494.31087408963134,497.57427191191903,502.01723252918543,507.71940045578287,513.40301025266558,519.26801627704185,526.43252643295705,531.03494797942938,535.21218358688554,537.76947990437066,539.91653505210047,541.05909583415564,544.29939875123648,548.3975320362656,553.30991891801216,559.43582084663751,566.84778904026825]
[null,"Two Degrees Summer Minimum PM","S","S6",0,0,0,0,112.24957532445043,112.33858684153783,113.09825142128088,112.63042734335224,112.17439055643224,112.25376675288048,112.5537568092945,112.71961670700829,113.0731848432434,113.4080073708276,113.99139434178512,114.84410117220831,115.66081074514939,116.49185428897761,117.60843852881042,118.16192622315772,118.67009869344869,118.84990706121347,118.99533349016531,118.96380305201413,119.38934079166388,119.9625203168919,120.65810207176156,121.55814018054598,122.67205510920822]
[null,"Two Degrees Summer Minimum PM","S","S7",0,0,0,0,69.312628941910432,69.465903320410604,70.071800503005846,69.910853876502912,69.783049363883805,70.032210259093574,70.449703197308693,70.800384932761773,71.287567398007496,71.774556891146347,72.443395104005759,73.306541953755954,74.165362277467878,75.051056599980484,76.137624985497155,76.828146367155497,77.45514095843194,77.832989363589121,78.149970476793314,78.313678094336169,78.801472643929316,79.420002714854519,80.161816879734587,81.088372733593729,82.210587215399286]
[null,"Two Degrees Summer Minimum PM","S","S8",0,0,0,0,0,0,0,0,0,0,0,0,0,0,0,0,0,0,0,0,0,0,0,0,0,0,0,0,0]
[null,"Two Degrees Summer Minimum PM","S","S9",0,0,0,0,0,0,0,0,0,0,0,0,0,0,0,0,0,0,0,0,0,0,0,0,0,0,0,0,0]
[null,"Two Degrees Summer Minimum PM","T","T1",0,0,0,0,192.95664773674588,192.75523757559108,193.69311080870807,192.31275694353525,190.85713359043302,190.25197007858259,189.94802763253099,189.32651211411701,188.98672816576735,188.56796400187352,188.51813304956136,188.87835027019128,189.10186869213865,189.28466175576125,189.92163747356807,189.66263123405378,189.45128550658177,188.78629809231347,188.20539976350784,187.45194591749711,187.41587624301732,187.51297943926772,187.66412365362424,187.9856986925889,188.47645868022258]
[null,"Two Degrees Summer Minimum PM","T","T2",0,0,0,0,272.98440098025588,272.7735675561197,273.75532053228562,272.31038483368189,270.78665805630578,270.15318110244112,269.83501827354513,269.18442426105969,268.82874303382494,268.39038638849445,268.33822402367775,268.71529452311438,268.94927057470238,269.14061587372271,269.80739341318179,269.53626919563305,269.3150353554733,268.618935552197,268.01085906273443,267.22215379894692,267.184396553064,267.28604286148584,267.44425857447902,267.78087896241243,268.29459985925604]
[null,"Two Degrees Summer Minimum PM","T","T3",0,0,0,0,41.684861060329069,41.64134996764399,41.843960843575147,41.545759875851452,41.231298270397886,41.100563428109986,41.034902054000277,40.900634650747747,40.827230355826487,40.736763786295413,40.725998692954505,40.803817233904589,40.852104424175515,40.891593623170593,41.029200928267457,40.97324722449747,40.927589728947581,40.783930993704303,40.658438213795129,40.495667875199807,40.48787566183573,40.508853084959988,40.541505111461404,40.61097569450137,40.716995684682736]
[null,"Two Degrees Summer Minimum PM","T","T4",0,0,0,0,233.52334205630714,233.28460636689866,234.27371147975697,232.81795496876387,231.28281732957103,230.64459640317011,230.32405092134078,229.66858475035201,229.31023990297552,228.86860049909501,228.81604750155745,229.19594180079073,229.43167004866007,229.62444829143311,230.29621918434509,230.02306457589725,229.80017396313445,229.09886121828373,228.48623097489477,227.69161926717473,227.65357926540551,227.75598678114932,227.91538733755732,228.25452860311023,228.77209664515945]
[null,"Two Degrees Summer Minimum PM","T","T5",0,0,0,0,48.357025594149903,48.306550026543789,48.541591215691014,48.195659588198126,47.830864611880756,47.679204082044421,47.603032813444656,47.447274293675434,47.362120756445435,47.257173921864471,47.244685745558535,47.334960082109077,47.390976219296654,47.436786140642766,47.596419153809848,47.531509385215998,47.478543857091147,47.311890809431276,47.166311397251725,46.977487703728301,46.968448252678286,46.992783365261502,47.030661742232574,47.111251929572823,47.234241697279423]
[]
[]
[null,"Slow Progression Winter Peak","A","A1",0,0,0,0,1921.4073832039401,1947.5319019747919,1926.0719699543697,1909.1124939173344,1891.9306683637574,1883.0126386822919,1870.0125090993367,1864.5021168817391,1856.6950688257464,1850.9950524695839,1847.3231931907578,1847.2342418702856,1849.5500713699814,1850.9081274753064,1853.0643688568007,1856.408438131991,1859.854439668733,1865.1915902437779,1866.5764342992018,1866.1581509664268,1863.4717521896712,1866.3035013438314,1872.4290465857316,1881.1374649105676,1890.1232360858583]
[null,"Slow Progression Winter Peak","A","A3",0,0,0,0,426.3738716216842,432.1881266863017,427.45234748266478,423.72328524428161,419.94476510301064,418.01900808855692,415.21824654403935,414.07054847437314,412.41740449169771,411.24973461547478,410.55455836663413,410.67473840488219,411.34569043809398,411.81794845832081,412.47803242278036,413.38041943341335,414.28541140756425,415.58879629036602,415.99306396223085,415.97437860365125,415.46463414011492,416.19294133371955,417.66875217310223,419.73829975671879,421.89357276773802]
[null,"Slow Progression Winter Peak","A","A4",0,0,0,0,1305.0796867149268,1323.2119580731946,1309.2347877951979,1298.4972546012507,1287.6060333233643,1282.7594046735417,1275.8418024475195,1273.8075581898165,1270.3088711589417,1268.6488041486066,1268.8766745897537,1271.9996572819184,1277.1458736664549,1281.9564854944497,1287.5527614106645,1293.4715906988897,1299.0042900882718,1305.337668443324,1308.4843298213011,1309.8869121372625,1310.0276682553949,1314.2244818752783,1321.0359281472747,1330.0699495555623,1339.8424692515262]
[null,"Slow Progression Winter Peak","A","A6",0,0,0,0,2189.8312329336891,2221.7546826261437,2200.6180254221676,2185.6239017742114,2170.3616115982018,2166.9101422201625,2162.6965445660107,2165.8885840317039,2166.9926603952595,2172.7570372081086,2183.6622421799043,2201.2093500157462,2223.6583821244926,2246.7618642829971,2272.1250468044254,2296.1573260463465,2317.7812730765177,2338.8781549564278,2352.6865053185143,2361.5606612720894,2369.3951978909108,2385.226077534609,2406.9030837658047,2434.1194937031114,2464.7017716777286]
[null,"Slow Progression Winter Peak","A","A7",0,0,0,0,3135.5873222021378,3179.7165843992016,3147.0075131163949,3122.3482136142106,3097.3157867436989,3087.4346458041673,3073.5997623222243,3071.2006773161675,3065.4222309368165,3064.6546821831657,3069.166373086055,3081.3059834685723,3098.8743729144694,3116.0951258820592,3135.558169228781,3155.0909061319808,3173.0327293991927,3192.1935860173999,3202.9666405763905,3208.7929986490972,3211.9936612204519,3225.3879308906949,3245.6137469013283,3271.8614269316899,3300.6846105276181]
[null,"Slow Progression Winter Peak","A","A8",0,0,0,0,2022.7837607032625,2051.0161982131331,2029.5513676589308,2013.1684147413164,1996.5463726139913,1989.436260061505,1979.3491643628306,1976.7632663378126,1971.9392827594022,1970.100259974864,1971.3567839669281,1977.2536907605854,1986.4158469106192,1995.1623621344343,2005.2074186897423,2015.5916971464701,2025.2263753830803,2035.94147271051,2041.5507133158192,2044.2843945838486,2045.1548422710066,2052.4141049577547,2063.8511135500194,2078.8883481174389,2095.2527737609066]
[null,"Slow Progression Winter Peak","A","A9",0,0,0,0,420.43612487952953,426.09333554398501,421.3059513445304,417.47539665755278,413.59659505842563,411.46007007679901,408.32303062950592,406.85604540363522,404.87191012480019,403.28653391255051,402.06692698736845,401.56076496483956,401.52120939782719,401.22392624449117,401.06406981617533,401.23816611627763,401.50418597970963,402.25799464541092,402.22374993403452,401.87435046126569,400.98603256021937,401.25809509513175,402.19319862764956,403.6218956362186,405.02717764500005]
[null,"Slow Progression Winter Peak","B","B1",0,0,0,0,1564.9202541496174,1586.5834328208637,1569.7010040880357,1556.6658727478537,1543.4469979261125,1537.3880074643521,1528.7023302944456,1525.9139491076012,1521.3500381579379,1518.9075581957145,1518.6246216044296,1521.7189148503546,1527.15961095796,1532.1335302552038,1537.9997814217227,1544.35175560123,1550.3337677710001,1557.3747396958233,1560.697134616885,1562.0343233763358,1561.801499664442,1566.3693657420267,1573.9953243218301,1584.1907012507254,1595.1592051619891]
[null,"Slow Progression Winter Peak","B","B2",0,0,0,0,1368.7117604649618,1387.954916556369,1373.6467365745996,1362.8430844808186,1351.876693929047,1347.5020898905582,1341.3660582103525,1340.232194261901,1337.618365347658,1337.1711756921281,1339.0025413721328,1344.1401597235888,1351.6277201497635,1358.9475633719962,1367.2338378618701,1375.5750907395434,1383.2449871448082,1391.471538293893,1396.0622050384275,1398.5199303185234,1399.8173808842362,1405.5488150622623,1414.2431429395156,1425.5423253397171,1437.937841919718]
[null,"Slow Progression Winter Peak","B","B3",0,0,0,0,1213.9045331273553,1230.4508682311184,1216.9569379849668,1206.3258279954175,1195.5539579680287,1190.0490839584484,1182.0401907025423,1178.7413716734663,1174.0017783052456,1170.6368922541708,1168.6078742243083,1168.8917631167637,1170.7365878298947,1172.0099575104923,1173.8136184112825,1176.3159901803895,1178.8341133733818,1182.4953344391395,1183.6059226013617,1183.5218514573507,1182.0346119780097,1184.0665213069842,1188.2196976726318,1194.0546977431566,1200.1236925391258]
[null,"Slow Progression Winter Peak","B","B4",0,0,0,0,381.86741576273346,387.59258609670019,384.1513360488795,381.85586589809873,379.51254566361661,379.40502905424665,379.45112064689999,380.70536887757618,381.6345132982247,383.54269566118643,386.55572190538828,390.91540298265693,396.28905987571363,401.90543282667073,408.01528272332473,413.69532557197408,418.76947312555535,423.55415520942023,426.86280514651526,429.0989743259621,431.26766514111682,434.95651482440036,439.81890987239558,445.83844643799875,452.66954017052092]
[null,"Slow Progression Winter Peak","C","C1",0,0,0,0,259.69945678456384,263.16333950914668,260.15904996065376,257.73139378813198,255.2741454856409,253.85910703656722,251.77081253515803,250.73014875754509,249.3625259429526,248.20913275432002,247.24149083505691,246.67820304316737,246.37244137081021,245.88268746722628,245.4586485386516,245.27901565730545,245.19201503501807,245.44441144042116,245.24957298510648,244.90095508538025,244.1975058392338,244.18656636869466,244.55546884352231,245.19239637963935,245.77154918079361]
[null,"Slow Progression Winter Peak","C","C2",0,0,0,0,755.69335893462107,766.11256699203909,757.89544497492545,751.51643538095095,745.0489841232984,741.99242487872641,737.591702263922,736.06076961216581,733.66213043552852,732.24393772478572,731.81348904674621,732.96407432438298,735.20564677693005,737.18781760079605,739.57460554697616,742.24822066767217,744.79233763805337,747.90005133596742,749.26628913999218,749.72993991463909,749.40534851187761,751.36574680752847,754.76214788938375,759.34876903375846,764.2493475069366]
[null,"Slow Progression Winter Peak","C","C3",0,0,0,0,228.02469212540595,231.22145656024259,228.82366806324777,227.00543295030721,225.16014845134981,224.40290421314705,223.33572472243378,223.10668673144841,222.62884556755799,222.50239014184197,222.74354830168829,223.52468024482334,224.68814990812717,225.81627945615816,227.09969392097128,228.40364393673363,229.60644483165953,230.91334998902246,231.62632144383861,231.99614946456217,232.166129574938,233.0675679901899,234.45375309118097,236.26290260739444,238.24177589824606]
[null,"Slow Progression Winter Peak","C","C4",0,0,0,0,146.82697706177782,148.79879608739461,147.12101277616659,145.77557631219864,144.41331704248157,143.65524969174072,142.54085817506871,142.01170257651358,141.30100321486069,140.72554300694068,140.27278654712387,140.06463276964206,140.0155859826026,139.87342873765428,139.77686330888289,139.80169754705099,139.86312384742541,140.09966925748486,140.06595810018601,139.92730770476035,139.59770477210702,139.67029960970549,139.97072410995438,140.43890735033781,140.89348923871836]
[null,"Slow Progression Winter Peak","C","C5",0,0,0,0,447.13940127422774,453.46665995020902,448.85539451162197,445.40823886455206,441.9076388246271,440.60588416018834,438.80251285302637,438.61183133445826,437.94771355408966,438.03427016233297,438.91888638383784,440.93215695913403,443.75413017663561,446.55444341621143,449.6960929856927,452.80476143245494,455.64620429685402,458.61859975703493,460.35037345038023,461.33071200621578,461.96132789810321,464.07286167634624,467.19203153798838,471.21142525113834,475.64684585944201]
[null,"Slow Progression Winter Peak","C","C6",0,0,0,0,262.11098146074437,265.78795001471514,263.03533697003832,260.95001305898018,258.8335802493657,257.9704333645314,256.75524787669417,256.50226515459343,255.96386232245501,255.83182680578437,256.12543212240996,257.04250939843388,258.40142664232491,259.72161827358406,261.22177458787723,262.74261890667611,264.14445056233905,265.66303366734235,266.49587351554624,266.93114645338238,267.13837646378784,268.18826212374745,269.79763033982482,271.89601046188415,274.19279956758891]
[null,"Slow Progression Winter Peak","C","C7",0,0,0,0,229.10609448534308,232.39070546421894,230.09386586542311,228.41359842451976,226.70565434352042,226.17182343049373,225.45814999793697,225.5483634427448,225.4065020335515,225.69408599049618,226.44671094847459,227.82839383211393,229.6673160573105,231.52977865873851,233.59391791867827,235.58789834363739,237.39487483155725,239.21573401088381,240.3456891453153,241.03350420005606,241.5727852784411,242.90473203887402,244.79447896367103,247.19697901181183,249.87314653673141]
[null,"Slow Progression Winter Peak","D","D4",0,0,0,0,1122.2657129789329,1138.3191938926384,1127.0125451539514,1118.7091567117961,1110.2704428915843,1107.5429544217156,1103.8692907330135,1104.1523831620962,1103.2897891547118,1104.4929401087916,1107.9266357861027,1114.3988471815835,1123.0745894751133,1131.8363689135506,1141.5634176683511,1150.9918084793901,1159.5464955452182,1168.2141603134994,1173.5441418573394,1176.7565933045116,1179.215548049114,1185.5287143116284,1194.5391610950296,1206.0177854347626,1218.7858241936508]
[null,"Slow Progression Winter Peak","D","D5",0,0,0,0,586.10940299954359,594.19132424703707,587.81953996599816,582.87379097712039,577.85944139799687,575.49152079510668,572.08265538551905,570.89911665616671,569.04280671395418,567.94783848072097,567.62010311797917,568.51964148702996,570.2662163946959,571.81230936643431,573.67276721853852,575.75459753210475,577.7349668193898,580.15136961874077,581.21596980982179,581.57936398414324,581.33203060284529,582.85760806614519,585.49778529530693,589.0621393898673,592.87123242047767]
[null,"Slow Progression Winter Peak","D","D6",0,0,0,0,694.92717430802952,704.69573562187111,697.42859864045806,691.94001880378198,686.36882409334009,684.14260676179993,681.01909923684696,680.43617358079325,679.10143034231078,678.86501517053273,679.7833147229818,682.37832205929647,686.16479926958777,689.86478864567107,694.05442659480366,698.27402929938046,702.15469709694992,706.32004081528328,708.64148732476383,709.88218876898043,710.53261087093631,713.43296653112611,717.83605475081208,723.55970595557324,729.83766198037131]
[null,"Slow Progression Winter Peak","E","E1",0,0,0,0,1106.5887989572511,1121.9567519051302,1110.095241966266,1100.9775551126031,1091.7295998040795,1087.5996031550947,1081.7017303709902,1079.9479525184393,1076.950843504188,1075.5058192568467,1075.65295466618,1078.2470694340368,1082.5501029567308,1086.5632428011118,1091.2384319897246,1096.1953148339599,1100.8325033378133,1106.1567855798735,1108.787523147764,1109.9482320475697,1110.0343083673672,1113.5543389985967,1119.2849516036142,1126.8921795807848,1135.1162743092825]
[null,"Slow Progression Winter Peak","E","E7",0,0,0,0,381.64467221774004,386.84606521057043,382.60259876796584,379.258865849465,375.87088344839549,374.13805703941222,371.61674946154761,370.57662032776443,369.08335227749262,368.02156913437875,367.37887943121564,367.4625444029698,368.03627440457808,368.42978935020744,368.98959737973718,369.76992618111677,370.55600647996721,371.7023195779812,372.0476097463802,372.01821746937907,371.54718774917455,372.18201778693424,373.4830996486117,375.3121154234596,377.21373215242909]
[null,"Slow Progression Winter Peak","E","E8",0,0,0,0,101.12476030464278,102.53610280570808,101.46289384094185,100.64370573359274,99.81256540656463,99.456866881158575,98.952199244822495,98.822579015276958,98.581051253083487,98.488668258153467,98.550937838775269,98.845100608337162,99.302424120662081,99.738905183424365,100.2402550554711,100.75866103685618,101.23968397472615,101.774817512645,102.05479567414572,102.19112087154465,102.23424159461651,102.59669553632509,103.16793104431981,103.91905796734751,104.73642429375134]
[null,"Slow Progression Winter Peak","F","F6",0,0,0,0,1495.5946434628688,1516.6217145924304,1500.9871751190628,1489.1820549428439,1477.1991098684352,1472.419057029826,1465.7143386973592,1464.4754863717358,1461.6194796635366,1461.1309943647104,1463.1323288824947,1468.7464470426874,1476.9283807670411,1484.92707227144,1493.981803162274,1503.0965740537993,1511.477719180649,1520.467087302497,1525.4834794489225,1528.1691637570866,1529.5870332411682,1535.8499495863639,1545.3504543148188,1557.6973237220395,1571.2421999113494]
[null,"Slow Progression Winter Peak","G","G1",0,0,0,0,371.59443323129966,377.06967577285161,373.57279482604156,371.1456502785669,368.67260130576943,368.26844348140816,367.84016399774947,368.63798337268588,369.0958148257626,370.40554498708053,372.6641410262564,376.11899627935617,380.46410891125521,384.96749381215915,389.8908377567227,394.51573750622492,398.66369462726021,402.64967273617515,405.3235630348363,407.08230368217926,408.70642168057992,411.73361711723385,415.80942622847351,420.8954176276402,426.63504156549396]
[null,"Slow Progression Winter Peak","G","G5",0,0,0,0,587.53780825475951,595.56845255001952,589.07146567495749,583.97052667765081,578.80130712027903,576.20595966122482,572.4386677113971,570.93945453021774,568.74834420794389,567.24583779687509,566.41900450667572,566.73795121218507,567.83463243534504,568.67268629071964,569.78129155885881,571.20046139230737,572.60128649395529,574.52778567147357,575.19112300393567,575.24662055492411,574.63887179653273,575.75197658278762,577.9133100186782,580.91535810235189,584.0620328738886]
[null,"Slow Progression Winter Peak","G","G6",0,0,0,0,860.04549664753893,872.18477977339046,863.2676729225019,856.57513188067071,849.78000533051863,847.1799217465632,843.55923365728893,843.05666369731159,841.6358757021444,841.62657779496237,843.11173432379826,846.73110783508434,851.87498631033918,856.95216997297439,862.66653799500909,868.3559595745138,873.56758334609276,879.06954480334377,882.22516158374754,883.97671774331775,885.03344748231189,888.9141549386635,894.70299316763749,902.18614222311476,910.4257685543065]
[null,"Slow Progression Winter Peak","G","G7",0,0,0,0,262.64461238725841,266.44405205890325,263.8635196188128,262.00584850371428,260.11621580778274,259.61042035953233,258.95999439248601,259.21325318174127,259.20884066316859,259.73247261024579,260.8339788089209,262.6971014441844,265.11858541086514,267.59467576078146,270.32332137016499,272.92906950074342,275.2805039222003,277.60542089113301,279.09425263866495,280.0306751938316,280.82126570218628,282.54756647893618,284.94641871614192,287.9741460182878,291.3638461463438]
[null,"Slow Progression Winter Peak","H","H1",0,0,0,0,277.39326940602638,281.21767103809572,278.2011092132625,275.85917613556978,273.48477997160541,272.36221298840968,270.74589917980308,270.18310233768733,269.30174870764898,268.78008947962968,268.62075306294804,269.04154299691913,269.86261226388439,270.58830864497344,271.46240923420748,272.44203263613963,273.37434368491591,274.51377147930128,275.01419921047631,275.18356720966489,275.06345788851695,275.78195187961308,277.02737658617286,278.70946783280044,280.50653475096362]
[null,"Slow Progression Winter Peak","H","H2",0,0,0,0,867.6338812255691,879.44900699745153,869.78679581634094,862.16544377655498,854.4435616314554,850.47365854449231,844.69355003098042,842.2858972839158,838.84567035793725,836.376126312574,834.84650389765943,834.95656323412561,836.17092571658793,836.96765688201288,838.13630935248455,839.81848703824346,841.52520449324345,844.06305927054063,844.79250552724704,844.68322074534069,843.56289629964067,844.94888859547393,847.84004181350213,851.91961639955548,856.15039294498865]
[null,"Slow Progression Winter Peak","H","H6",0,0,0,0,939.74769775439688,952.81568640770126,942.76892467663151,935.06034714843554,927.24102462952442,923.78702694057858,918.86259713558002,917.44847542935224,914.98268652296383,913.85291609439082,914.09772776738714,916.44090795299451,920.25251844385139,923.83181138027135,927.98405915300066,932.35420511776761,936.43280514563412,941.07359898403865,943.40484167131194,944.46482365552959,944.62447084720316,947.71389393420918,952.69722631605794,959.29485318233435,966.44056568862482]
[null,"Slow Progression Winter Peak","J","J1",0,0,0,0,660.28786526832619,669.10917071532447,661.4929270565392,655.34954727867228,649.13083072531663,645.57792272076779,640.33924238330371,637.75662009295388,634.3462391929562,631.49562801143668,629.13619044847201,627.82191652416316,627.17684122001288,626.07562748282658,625.15051244973768,624.828868401779,624.72587921844899,625.46789142706962,625.05420826027,624.23030720784413,622.51456750661521,622.57094378149327,623.60704662683884,625.34194418592597,626.95032109899216]
[null,"Slow Progression Winter Peak","J","J2",0,0,0,0,0,0,0,0,0,0,0,0,0,0,0,0,0,0,0,0,0,0,0,0,0,0,0,0,0]
[null,"Slow Progression Winter Peak","J","J3",0,0,0,0,571.32836038045582,579.27533590621692,573.17066713798579,568.48854242643984,563.73907436911361,561.6459619900146,558.66281477863549,557.81265063454907,556.32365031321217,555.6491757305256,555.81324796610534,557.25562619547429,559.59293249534608,561.79076217239924,564.33828820443296,567.01557670357124,569.51306809446635,572.34964196238809,573.77929156816379,574.43315924432591,574.54122037879893,576.43218993534003,579.47669179398633,583.50523993930187,587.87008126270553]
[null,"Slow Progression Winter Peak","J","J4",0,0,0,0,243.60741381156771,247.2447207528206,245.02625267731713,243.53165171095327,242.00662831459533,241.89121831885328,241.84666506633974,242.58072490541767,243.10369524888753,244.23547368499587,246.05233763886386,248.71043675292438,252.00031376282476,255.43284931384483,259.17077544258314,262.65323807603562,265.76678675786377,268.71438527498481,270.7397878341144,272.10109811432619,273.4085821230002,275.67392302991743,278.67331854164206,282.39279185180675,286.60871459123388]
[null,"Slow Progression Winter Peak","J","J5",0,0,0,0,511.97571564029499,519.05841570091388,513.52812832730478,509.25435655693099,504.92050310244485,502.92396735561971,500.05980871641839,499.12740250002582,497.61299068748076,496.78781227476577,496.66312162935378,497.63787094027202,499.37566297547386,500.95702819777716,502.82745258083457,504.86250049508146,506.78188700572724,509.05343104802944,510.11434111999051,510.53190527696199,510.4325377914106,511.90011821029884,514.36372301935194,517.66240674731694,521.20753215004549]
[null,"Slow Progression Winter Peak","J","J6",0,0,0,0,772.06480443222233,782.94389858456179,774.91060765944735,768.86565431893735,762.72873582583679,760.33726999144562,756.99635882023483,756.46425013811245,755.10332954814567,754.99020199498182,756.19446990121833,759.29276450329542,763.74114098801738,768.11472372082017,773.04877104551247,777.98336730221956,782.51061797832403,787.32142953780203,790.04971508970948,791.54217779251451,792.39768650941539,795.77369575002683,800.84475840044797,807.41462471170439,814.63751885331806]
[null,"Slow Progression Winter Peak","J","J7",0,0,0,0,362.36850004680281,367.4782578252545,363.71348437267801,360.88366088126713,358.01064845774516,356.8996341168646,355.34961619497443,355.11598611018542,354.49425418176389,354.46201679689807,355.05291229495862,356.53712161864132,358.65866848782372,360.74808141981572,363.10284507962268,365.45329896992206,367.60827035515416,369.89176743580026,371.19309471415488,371.90949042158337,372.32956097167016,373.93553267987454,376.34063686213807,379.45362035784325,382.87829091269077]
[null,"Slow Progression Winter Peak","J","J8",0,0,0,0,203.85162230686814,206.80671232993058,204.8133429658285,203.38392433935044,201.92965647959448,201.55630539564504,201.08183965802803,201.30553170708328,201.33074858241835,201.77227592935702,202.6704226270364,204.16702447717492,206.10318739480499,208.0867330738815,210.27016547853646,212.35052302602458,214.22626567227587,216.07374529822351,217.26432471190469,218.01790677677755,218.66272666013779,220.03868721050068,221.94263987930489,224.3421271307478,227.0312930841705]
[null,"Slow Progression Winter Peak","K","K4",0,0,0,0,205.29167054331214,208.18186698277984,206.04187881373954,204.42938657917958,202.79245835604351,202.14860605735382,201.24768185875541,201.09495790690201,200.72122508706954,200.67660020406925,200.97891384406552,201.78181331321548,202.94113519799492,204.07849822579547,205.36328707273486,206.65140658879344,207.83420781338276,209.09558976952891,209.80653166599973,210.19228427305529,210.40683792607496,211.28956619496958,212.62052651065511,214.34693885639942,216.24337319160946]
[null,"Slow Progression Winter Peak","K","K5",0,0,0,0,251.12323463265483,254.80062487791668,252.40224237252556,250.71604910619146,248.998990006035,248.65473375152564,248.25295395406718,248.69174917105133,248.8951696632233,249.65036658632513,251.01682593806805,253.16460623929171,255.89112121426112,258.70609509275579,261.79057192185235,264.70180792744947,267.31747681827432,269.85210398514084,271.52952410505424,272.61899524042036,273.60111347563247,275.51333934441607,278.11204819873899,281.365932728377,285.02922543712867]
[null,"Slow Progression Winter Peak","K","K6",0,0,0,0,187.90110238824138,190.60769705492561,188.743609957389,187.39120331000504,186.01601034544075,185.61792991624836,185.09538376017724,185.2254518925219,185.16831919483954,185.47676934334365,186.18337319219512,187.42104532608565,189.04651695176443,190.70163240166522,192.53014534651979,194.28522320617765,195.87198386640279,197.45424939457629,198.45338782118458,199.07285967978956,199.57966072518266,200.74667356699223,202.38355217718845,204.45633231130063,206.77161643266132]
[null,"Slow Progression Winter Peak","L","L1",0,0,0,0,355.21918070932776,359.96559479853704,355.86941325382202,352.56595645703402,349.22196503856901,347.31296283188408,344.49843328673984,343.1123994000119,341.28123864064935,339.75202090546162,338.48804519397237,337.78724901410999,337.44723138940685,336.86244065528859,336.37286507804487,336.20699150736925,336.15785475445836,336.56235842861025,336.34413919612155,335.90421254717046,334.98504533923864,335.0198392242408,335.58244387572512,336.52190300123988,337.3943774034218]
[null,"Slow Progression Winter Peak","L","L2",0,0,0,0,1606.1362888588517,1628.3787407684329,1611.065146496325,1597.7042890204871,1584.1547888644679,1577.9634532501377,1569.0920339703027,1566.2686441889425,1561.6251101096109,1559.1680448815844,1558.9388789560605,1562.1862705853878,1567.85063165936,1573.0430060922545,1579.1566913358763,1585.7580001884153,1591.9693608776272,1599.256688697893,1602.7162061849992,1604.1265509995608,1603.9318029303363,1608.6711094297646,1616.5575391330244,1627.0915902925042,1638.431504006041]
[null,"Slow Progression Winter Peak","L","L3",0,0,0,0,3180.0518547495326,3223.5548282647596,3188.4471226239893,3160.9130093775962,3133.0090727616289,3119.0774930058433,3098.8698429020474,3090.9186886168031,3079.2317687160657,3071.310875804767,3067.0958586424845,3069.1265022649204,3075.4039076356553,3080.3116005319425,3086.7069350055258,3094.7369056682114,3102.6240510585749,3113.3101531381544,3117.1113736558673,3117.5730074202597,3114.4714658026364,3120.7134960228832,3132.6651490230429,3149.2119370433684,3166.5941101832741]
[null,"Slow Progression Winter Peak","L","L5",0,0,0,0,1360.8808615317889,1380.1019454806456,1366.0116512867999,1355.4473366502998,1344.7206103700069,1340.6459446442664,1334.9792554690916,1334.2398176895861,1332.0505698305014,1332.1080796410085,1334.5469846813066,1340.3780085764224,1348.6340420037932,1356.7948268864795,1365.9718037370685,1375.0934927403775,1383.4442744036969,1392.2386669366783,1397.3039542973854,1400.1305862633274,1401.8668724354607,1408.0816968563574,1417.3281491910791,1429.2708604566349,1442.4285376804439]
[null,"Slow Progression Winter Peak","L","L7",0,0,0,0,695.40892457824839,705.1407109526948,697.80124386181285,692.22103522830912,686.55845338889674,684.19469206911594,680.85419805466267,680.07895080837795,678.5406357715724,678.05564228213814,678.6688387595882,680.90806838882781,684.29580587833232,687.56161927534163,691.29006813840283,695.10289678959748,698.62770465783285,702.49173422797094,704.56699670588409,705.61909982216889,706.04920387994423,708.69620955326945,712.80459976363727,718.18187686651788,724.05205157464002]
[null,"Slow Progression Winter Peak","L","L8",0,0,0,0,601.10514724691097,609.47031424353486,603.05367097345277,598.1356018314259,593.14665200188517,590.95696358009616,587.83810556058688,586.96129108065918,585.41333244163877,584.72656267184266,584.92731822162023,586.47777286975725,588.97382698883871,591.32639026016386,594.04939233995572,596.90391491953289,599.56456323660905,602.57696572859527,604.10392683214093,604.80930581484029,604.94331261144987,606.95633326753,610.18690704111907,614.45765325660614,619.08790538912376]
[null,"Slow Progression Winter Peak","M","M4",0,0,0,0,342.20274271261042,346.8212327039364,342.94623318003079,339.85659883643132,336.72759941324517,335.03221353818174,332.5477437340914,331.41523041546111,329.86523475941158,328.65446474485043,327.75977277592358,327.46238140781048,327.55880377754949,327.45679202824766,327.47540023006701,327.74838965009218,328.07980703837052,328.79083108941097,328.84236406281201,328.61869178181053,327.96641472913848,328.26968323497226,329.12620006420701,330.40131710525912,331.67717725360939]
[null,"Slow Progression Winter Peak","M","M5",0,0,0,0,256.34699431367306,259.88767509407,257.10994043628949,254.95868697001816,252.77738921671013,251.76011422931802,250.2982151135335,249.80651237982974,249.02200961258046,248.57668192407675,248.47466818519669,248.91643485226362,249.7345893572826,250.46984092349484,251.34628378553012,252.31219575338301,253.22681762873609,254.32480122717629,254.82392122329549,255.00846899055887,254.93013487593848,255.63189565624455,256.82687954952047,258.4331802022383,260.15487506124407]
[null,"Slow Progression Winter Peak","M","M6",0,0,0,0,144.90612084271041,146.9430158362548,145.42760526928436,144.28303840785361,143.12124500677993,142.65689675074205,142.00536584876193,141.88361992893294,141.60509424354177,141.55554543301855,141.74671953235773,142.28746802164019,143.07661730783855,143.84769633955256,144.72084912792337,145.60030524406881,146.40913849388744,147.27738736298073,147.7612041548395,148.01972320258085,148.15512557551543,148.75964876273682,149.67747861602447,150.87061882965835,152.17928003813637]
[null,"Slow Progression Winter Peak","M","M7",0,0,0,0,29.250420912106243,29.69761694997473,29.447400839531646,29.289031392045658,29.126937275565592,29.145739279320829,29.191977313803815,29.326204813889596,29.437662874009291,29.63321252926988,29.924787962390202,30.329820404903121,30.821227005687536,31.338258241831205,31.898526827220675,32.4150590497742,32.875011993376454,33.30198762068698,33.604687333510903,33.813639504070331,34.023647624593139,34.356974429237518,34.788620187848501,35.319356556779567,35.924541328199076]
[null,"Slow Progression Winter Peak","M","M8",0,0,0,0,48.499911138461741,49.137173816790231,48.561227719821204,48.088429226192865,47.610170400520829,47.31582705710759,46.878317741187651,46.641523251124539,46.341294918431295,46.070952337164563,45.822620927435537,45.638339484221142,45.492467487879999,45.304410033956785,45.122575553208833,44.998415251617281,44.902867033206185,44.882722803489408,44.791531512148943,44.684523223424684,44.504323820124569,44.445802744895794,44.448843328118755,44.490306992529291,44.507314578491567]
[null,"Slow Progression Winter Peak","N","N1",0,0,0,0,1450.4903399664415,1470.2207185277362,1454.0338508922803,1441.2485301081804,1428.2952955872586,1421.5901805590026,1411.8192088610595,1407.6977371269895,1401.8446417394143,1397.5913192672092,1394.880537722117,1394.8848970874108,1396.7134073080979,1397.8259591674787,1399.5465394357398,1402.1529453014768,1404.8260718847212,1408.9159776488314,1410.0109654970299,1409.7330877443683,1407.7492477484018,1409.9380325809989,1414.6218154848275,1421.2659535123373,1428.1318253921149]
[null,"Slow Progression Winter Peak","N","N2",0,0,0,0,1123.5582476785601,1138.9408297872744,1126.5558596601888,1116.8525734789164,1107.0185385575294,1102.13489059274,1095.056175944012,1092.3013610191781,1088.2296897330716,1085.5015935132917,1084.0990986143547,1084.9179908727615,1087.2497470669339,1089.1075995311987,1091.4988165592972,1094.4521437204191,1097.3404987929241,1101.2023482467955,1102.61566781028,1102.8325148249291,1101.7993226116646,1104.0771621621902,1108.3843189364793,1114.3299223319536,1120.5882082223586]
[null,"Slow Progression Winter Peak","N","N3",0,0,0,0,836.88124443018251,848.29229713822087,838.99527963928506,831.67371784675231,824.25508821521078,820.47182122140032,814.96912692930152,812.71161992017994,809.46176061868312,807.16363435568019,805.79147296428118,806.01838076826562,807.32523720415577,808.24121111542115,809.52516049287794,811.28606526430826,813.05336756551253,815.60399531837732,816.39126379775723,816.34983041928626,815.3437661169628,816.7668652307085,819.65609048744147,823.70937395291548,827.92936639376819]
[null,"Slow Progression Winter Peak","N","N4",0,0,0,0,1309.6606739012334,1327.6286323870515,1313.2501389061235,1302.0151748824785,1290.6275482013327,1285.0519705382778,1276.9855403541444,1273.9395055064531,1269.3677232168868,1266.401428684567,1265.0296121227238,1266.291713591633,1269.3549290807578,1271.8961740444956,1275.0826556704824,1278.8775660844794,1282.5527466106914,1287.3159199010938,1289.1764771739843,1289.5922052371775,1288.5777735905863,1291.4525560628585,1296.7292467605498,1303.9610076774752,1311.6103928973744]
[null,"Slow Progression Winter Peak","N","N5",0,0,0,0,297.41498154419247,301.5365823720698,298.33499103737722,295.86669904105958,293.36345556813154,292.22595227631621,290.59736661995214,290.08720890651819,289.24071526805892,288.80211862627203,288.7798532921085,289.40477647046697,290.48014878499038,291.4704552048683,292.63316910952648,293.88258981752438,295.05642778017727,296.42592160288535,297.0828823815562,297.3565408011379,297.33504307019547,298.2294869677566,299.70949338730361,301.68324053157289,303.81028913110771]
[null,"Slow Progression Winter Peak","N","N6",0,0,0,0,74.985940106163,76.201107605795627,75.665883865774873,75.398527806525721,75.121151340110799,75.384040499396022,75.841689046262914,76.488750680454245,77.094377587033605,77.987828993566694,79.217943413558615,80.820743607243301,82.714094348314944,84.728980513244636,86.897887618848543,88.868806887155685,90.61393719232629,92.188733732487407,93.355892994497069,94.19063584754818,95.077512017294396,96.335132021643474,97.911716876145448,99.825349167606092,102.02737936007189]
[null,"Slow Progression Winter Peak","N","N7",0,0,0,0,397.16476120745284,402.47129778781027,397.89088104962536,394.19663119484812,390.45706265458989,388.32154087341348,385.17292764281922,383.62167691117043,381.57265050737703,379.86085228939987,378.44515419358589,377.65871957250414,377.2753121622892,376.6179424297693,376.06681045625601,375.87804340181049,375.82021068036238,376.27002453272115,376.02403732967207,375.53063348603933,374.50114590967695,374.53798746613353,375.16462350384683,376.21218992436468,377.18436312497437]
[null,"Slow Progression Winter Peak","P","P1",0,0,0,0,1810.2857163367373,1835.3093636463334,1815.7241004442699,1800.5723247135088,1785.2082441508921,1778.0864414677262,1767.8607270990478,1764.4759511539235,1759.0283582423804,1755.9968517404636,1755.4159325447674,1758.6987621237513,1764.6595659783561,1770.0510608489765,1776.452107422497,1783.4601557723674,1790.0826651644797,1797.975253440522,1801.6130177098528,1803.0027039444353,1802.5502407763777,1807.6224776158274,1816.1971247857348,1827.7004257077976,1840.0468150121644]
[null,"Slow Progression Winter Peak","P","P2",0,0,0,0,251.61450339410291,255.09479783244666,252.37603783071901,250.27454095696118,248.14352027129337,247.16057569389807,245.75022759007675,245.28954602214742,244.54269662942517,244.13399378480386,244.06882140698099,244.54331756331283,245.39225964768428,246.16387418800133,247.07720092481304,248.0721256530224,249.01085881859564,250.12335445577708,250.64159257904006,250.8443959029355,250.79275049993714,251.51075363841909,252.71772118190449,254.33442533678138,256.07145856849888]
[null,"Slow Progression Winter Peak","P","P3",0,0,0,0,1915.9738015010482,1942.192161304705,1921.0520895267171,1904.4788236220584,1887.6826856331743,1879.3136764412609,1867.1776849567768,1862.4220379380479,1855.4175522087558,1850.6904129314855,1848.2064811039734,1849.4949730947392,1853.3500930056287,1856.386398391174,1860.3239790685179,1865.2365313139765,1870.0537289692982,1876.5474069044385,1878.882700581612,1879.1952914393842,1877.3667720403412,1881.1740241443604,1888.4290202184648,1898.462139436044,1909.0098145077061]
[null,"Slow Progression Winter Peak","P","P4",0,0,0,0,119.83091346839784,121.44314381981918,120.07841094975026,118.98631235316357,117.88046375118996,117.27100914186411,116.37609579801594,115.95726031206533,115.39098857994141,114.93819737208919,114.58944062677526,114.44383200276633,114.43104892134276,114.34467640694399,114.29736982735945,114.34544955317153,114.41992126088898,114.63362480419943,114.62293282493137,114.52263611596879,114.268621445267,114.34520339982717,114.61060309069336,115.01648694855417,115.41546482831502]
[null,"Slow Progression Winter Peak","P","P5",0,0,0,0,362.31472353299625,367.16514544811008,363.00135522752964,359.65046107510426,356.25815947741603,354.33974987220557,351.51437283749789,350.14118826528158,348.31625147135634,346.80895583435455,345.58430830674183,344.94503853886255,344.68300251664851,344.17877595490154,343.77744370172036,343.69479065587092,343.72040289903117,344.19723798377902,344.02699701122731,343.61829889007561,342.72740051807222,342.8168249368,343.45355647884304,344.48577823369448,345.46272841105912]
[null,"Slow Progression Winter Peak","P","P6",0,0,0,0,417.96702194245421,423.86837956064829,419.53772567023998,416.28905765219309,412.990521978027,411.73279525990785,409.98247367807448,409.74651453088467,409.06478047444892,409.07098067359988,409.80593303229494,411.58031411093998,414.09746725991931,416.5837343500022,419.38084209292884,422.16347924786061,424.71170802223588,427.39869074068031,428.94295715097496,429.80235764386384,430.32543570239505,432.22240997953509,435.04853140796786,438.70032744145226,442.72242439541708]
[null,"Slow Progression Winter Peak","P","P7",0,0,0,0,140.96971167289252,142.93153589702226,141.42679097323247,140.27350953371783,139.10360501481148,138.59022729968001,137.85902568336985,137.65359861804083,137.29078771795895,137.12998874072323,137.1773901702841,137.54137411563812,138.127163675085,138.67933922179,139.31841786698558,139.9882833178533,140.612628193381,141.31940858649503,141.67776771783716,141.84339022119801,141.87504875981523,142.34740532906793,143.10534395093646,144.10727644432146,145.19358420843679]
[null,"Slow Progression Winter Peak","P","P8",0,0,0,0,526.42461271786556,533.62532203078479,527.81243574694417,523.25292229270838,518.63219361003632,516.32360116683139,512.97470035173581,511.65513343437652,509.71696276927497,508.40142332117563,507.6983567951043,508.02829366319372,509.06047681696049,509.86530338789612,510.91591817609248,512.23807547714171,513.53747857025223,515.30116456641417,515.9261102528244,515.99923591192362,515.48197061490202,516.51083551170359,518.48413247320741,521.21719228642985,524.08746743151858]
[null,"Slow Progression Winter Peak","Q","Q2",0,0,0,0,215.86802880030862,218.83373292436323,216.47008480883227,214.62650564270456,212.75773539386566,211.85150479188812,210.54211872426035,210.05807975244105,209.32356374227552,208.85797620877946,208.66058828007314,208.9022125730483,209.44482390017416,209.90472385915794,210.47354638011026,211.1375441738202,211.77700159589457,212.59068390345689,212.92063569090112,213.00695923604098,212.86049491366458,213.3583298209557,214.2560477730907,215.48095608712316,216.78050583210953]
[null,"Slow Progression Winter Peak","Q","Q4",0,0,0,0,1357.7511932358368,1377.0514894825108,1363.1843114871972,1352.8931927506974,1342.4391886528781,1338.759331640711,1333.714496626468,1333.5206705856178,1331.9107756424194,1332.6721817819648,1335.9719714277321,1342.802989590049,1352.1775394501551,1361.5573193987636,1372.0284739021031,1382.2903095328138,1391.6380496445224,1401.2743521428031,1407.0302590703629,1410.3873325745824,1412.7453045704974,1419.6695512626695,1429.7385903141908,1442.6467367637988,1456.9421776226195]
[null,"Slow Progression Winter Peak","Q","Q5",0,0,0,0,541.56012439490883,549.13751379169844,543.41965336468252,539.07118876926825,534.65858431352694,532.81344388811272,530.20515114036755,529.59531127935702,528.39087967283774,528.00528224023378,528.47309332424709,530.20555328635908,532.83103816756477,535.36044759655761,538.24927130905667,541.20553720077203,543.93912952319602,546.93862452768371,548.54688456366102,549.36019940676442,549.68812724487555,551.74140016745969,554.93139988514633,559.10789147677485,563.66626902453686]
[null,"Slow Progression Winter Peak","Q","Q6",0,0,0,0,233.57071093088706,236.90012942286336,234.52886150588728,232.77712843378089,230.99731118799204,230.39311395702376,229.57081719357379,229.578171103557,229.34419720359199,229.52785797711687,230.16034702234717,231.4112972858816,233.10909078803013,234.81528578332885,236.71502763461737,238.56722620323947,240.25132859765208,241.97354675709067,243.01626792762642,243.63395318900075,244.08640498883639,245.33171756248905,247.12701031751354,249.42186035058623,251.96846662667866]
[null,"Slow Progression Winter Peak","Q","Q7",0,0,0,0,238.98979739469848,242.24673683332401,239.58908542232973,237.49474976533435,235.3727061815724,234.28688656780042,232.70690281671347,232.05456705262861,231.11841536876892,230.45222636166093,230.04818037262928,230.09871601989823,230.455908093971,230.70006401498063,231.04821237641883,231.53473546646049,232.02512572272565,232.74137957024948,232.95631748713132,232.93692824626123,232.64081858538307,233.03703004757421,233.85023516738687,234.99376489591913,236.18243731918633]
[null,"Slow Progression Winter Peak","Q","Q8",0,0,0,0,255.81109692164003,259.33755215293377,256.55507984514605,254.39456179549595,252.20410911004862,251.16764974303445,249.67514474773927,249.15439687859023,248.3397798652189,247.85645714696281,247.70674793453452,248.09155960421015,248.84511078599226,249.51038895018627,250.31227716312054,251.21197090623716,252.06849672901609,253.11651723425393,253.57576513953867,253.73023938745257,253.61747502379703,254.27775431381741,255.42358324173927,256.97162808355904,258.62514330920089]
[null,"Slow Progression Winter Peak","R","R4",0,0,0,0,571.63367252236083,579.59902797774339,573.51293664344382,568.85681310901782,564.13321322029958,562.08312134223706,559.16810019731952,558.37976857564797,556.95574149351035,556.36152940900126,556.62491717031264,558.18411774057336,560.65293601801216,562.99368452050931,565.69319352556158,568.50488067809772,571.12007419857571,574.05689260817462,575.56772756407258,576.28343341596769,576.46320288289917,578.43806027507435,581.58082401167565,585.72522849554446,590.22616030127779]
[null,"Slow Progression Winter Peak","R","R5",0,0,0,0,140.38775090622752,142.399401650588,140.99037993223394,139.95868167994192,138.91003132740053,138.57967919655437,138.13724828583827,138.18795524454274,138.09619968319245,138.26650193906229,138.72039834446656,139.55852317147739,140.67578410979789,141.8066268670951,143.06039794526657,144.2724742452923,145.37118008770852,146.47968760278047,147.1661785941796,147.5831323303409,147.90832394809902,148.71840765251653,149.8692807384088,151.33309698180696,152.96313433928322]
[null,"Slow Progression Winter Peak","R","R6",0,0,0,0,327.94926324500034,332.33377325110678,328.55587663430305,325.51101462931882,322.42871282797739,320.67399192278151,318.08773953126786,316.8190166673354,315.13994870070439,313.74224469416151,312.59267793157642,311.96600159098153,311.67489546561052,311.15981763463265,310.7341997424478,310.6043423940107,310.57935338257482,310.97009066184239,310.78270546460095,310.3873181335855,309.5512604934039,309.59789481142457,310.13422915788857,311.02147578779415,311.85039152491493]
[null,"Slow Progression Winter Peak","S","S1",0,0,0,0,1746.171348789172,1769.8465067717768,1751.598576822696,1737.580860544899,1723.3624763506634,1717.03712258836,1708.009332870698,1705.3570351937803,1700.7929015538134,1698.6302371059273,1698.9336559895701,1703.0180654691533,1709.7449459271527,1716.0343285991491,1723.3500379230618,1731.0858377602526,1738.3165016588819,1746.59151945894,1750.7047260513134,1752.5396578762113,1752.727696376639,1758.2121755116254,1767.1112559972366,1778.9132466215149,1791.6806467681477]
[null,"Slow Progression Winter Peak","S","S2",0,0,0,0,594.48696176562453,602.00200177911245,596.16118680319175,591.65700712159969,587.08909708567353,585.01028626915445,582.03336480107441,581.09682504891077,579.54657385850544,578.73871861662508,578.68826855952091,579.81640792041082,581.76460807400088,583.55653686854919,585.66199932043753,587.9273380241591,590.05648579796195,592.54419554094068,593.73429617175032,594.22725805390394,594.18094407771127,595.80389201229013,598.493348075928,602.08153103773554,605.94729555074684]
[null,"Slow Progression Winter Peak","S","S3",0,0,0,0,121.37984938538017,122.21894081621112,121.56615227760813,121.06252570884783,120.55178289037215,120.31874732547769,119.98490767803864,119.87910397250141,119.70468699051834,119.61290281926111,119.60535556631426,119.72912213263916,119.9442083738121,120.14161919818457,120.3738778799233,120.62433357207685,120.85989787769805,121.13585035282091,121.26722415085996,121.3210985765715,121.31454478605787,121.49421648396972,121.79274260082708,122.19131963704407,122.62051357862507]
[null,"Slow Progression Winter Peak","S","S4",0,0,0,0,169.594604334997,172.14741540631132,170.63478095701944,169.63579652642727,168.61549125788338,168.59945198247644,168.67001138843125,169.27179582069076,169.73169710435425,170.63707939468534,172.0465102990533,174.06610299205468,176.5462316116575,179.14240365668863,181.96411594549232,184.58225976656718,186.91938763810464,189.11528609955343,190.64249794167591,191.67979882894807,192.69443187221808,194.39226211580791,196.62117014963547,199.37624943363448,202.5061644851848]
[null,"Slow Progression Winter Peak","S","S5",0,0,0,0,668.3590285923749,677.15255045088236,670.36636249881531,665.15030675175103,659.85971223349895,657.49792724757913,654.12535682173302,653.12370503163618,651.41075529627278,650.58629666447973,650.67336789961121,652.16102104592528,654.62688261889025,656.92720892780312,659.60659933201873,662.44665375358738,665.10330548958211,668.15258021554882,669.66015215378025,670.32606462064734,670.37739790737112,672.39386975086234,675.67557443266742,680.03152189212415,684.74100614880115]
[null,"Slow Progression Winter Peak","S","S6",0,0,0,0,134.50184559680818,136.26436490875037,134.82710224579461,133.69480222355801,132.54750848980657,131.96129466478408,131.10844669607738,130.75727781103626,130.25265339548332,129.89450976867715,129.6787226667571,129.70935757007049,129.90630762968729,130.04242699644803,130.23506183566425,130.50206126499089,130.77068187376253,131.16100203173411,131.27957319208002,131.27082788236424,131.11265551534149,131.32937170476887,131.7720864766363,132.39400280223481,133.04091201710051]
[null,"Slow Progression Winter Peak","S","S7",0,0,0,0,139.49002903579174,141.39429088582114,139.84821108572581,138.63247481074117,137.40054373180971,136.77709362155309,135.87118946740912,135.50498571325085,134.97394143925425,134.60393290414009,134.39127176472618,134.44786189121842,134.68675459840676,134.86235256221485,135.10071984702353,135.4157300951579,135.72912181529125,136.17022417609209,136.31445170731195,136.31749048830673,136.16138964253219,136.41199362092476,136.90919423739464,137.60317879123775,138.32819361692179]
[null,"Slow Progression Winter Peak","S","S8",0,0,0,0,0,0,0,0,0,0,0,0,0,0,0,0,0,0,0,0,0,0,0,0,0,0,0,0,0]
[null,"Slow Progression Winter Peak","S","S9",0,0,0,0,0,0,0,0,0,0,0,0,0,0,0,0,0,0,0,0,0,0,0,0,0,0,0,0,0]
[null,"Slow Progression Winter Peak","T","T1",0,0,0,0,300.7,304.65103584471137,301.08016350096295,298.14880746964661,295.18359731763178,293.35866524483527,290.64610251618325,289.17797398789168,287.31655491470775,285.64042783985957,284.10077027858415,282.95822323728407,282.05381520291553,280.88785685232671,279.76048100611513,278.9906857258311,278.398285686289,278.27339123321377,277.7080041910026,277.04455158533659,275.92731323787541,275.56448190667879,275.583333557201,275.84040874755857,275.94585597372486]
[null,"Slow Progression Winter Peak","T","T2",0,0,0,0,471,476.25578429625727,471.50570469033983,467.60632852630067,463.66191861341105,461.23434019931523,457.62600933313365,455.67306150700591,453.19694700992051,450.96731338857279,448.91921553519683,447.39936579618768,446.19629558086535,444.6453034284358,443.1456348601464,442.12163049661604,441.33360250919719,441.16746422775361,440.41536972531105,439.53282552090002,438.04664215214558,437.56399322471407,437.5890702456947,437.93103923852163,438.07130824572647]
[null,"Slow Progression Winter Peak","T","T3",0,0,0,0,54,54.70953087999473,54.068270133195881,53.541854351050603,53.009359012810506,52.68163592690756,52.194511259973055,51.930863303445804,51.596587846339276,51.295587307457325,51.019094097251575,50.813914382485336,50.651499903416841,50.442115962838848,50.239660706119764,50.101420117043176,49.995036338741627,49.97260767074674,49.871074912916995,49.75193144532151,49.551296690539658,49.486139085336397,49.489524483168793,49.535690297200432,49.554626613173077]
[null,"Slow Progression Winter Peak","T","T4",0,0,0,0,417.4,422.46685625833419,417.86667809394709,414.09035715351507,410.27042362438794,407.91945392717491,404.42499357332866,402.53367622893114,400.13570213438658,397.97643055360493,395.99296589505673,394.52107907155391,393.35597494827647,391.8539284933384,390.40158596984276,389.40989679741671,388.64673713665354,388.48584179215999,387.75748163933622,386.90278847310367,385.46350558767529,384.99608793550158,385.02037358414634,385.35155083257399,385.48739327683097]
[null,"Slow Progression Winter Peak","T","T5",0,0,0,0,119,120.56359582813656,119.15044714537612,117.99038273657447,116.81692078748981,116.09471620929631,115.02123777660726,114.44023579833424,113.70359173545137,113.0402757331004,112.43096662172105,111.97881132436582,111.62089793530748,111.15947776995965,110.71332637089355,110.40868507274328,110.17424674648616,110.12482060775667,109.90107249328004,109.63851559246775,109.19637604026332,109.05278798435245,109.06024839809416,109.16198417346018,109.20371420310362]
[]
[]
[null,"Slow Progression Summer Minimum AM","A","A1",0,0,0,0,672.13800731622223,669.92825524385228,664.36268586117706,659.44603488434132,654.0541626779642,651.87111871105878,648.1419024532313,648.59524747760133,648.5895050460274,648.46911174491345,648.62533726330025,649.78290656499348,651.79398083851277,653.27865231037117,655.29452390636845,658.12280537246818,660.77432769535551,663.50977160300147,664.93945548997533,665.83737090429679,665.80507823973426,668.08147356031361,670.98352855401367,674.63917420535904,678.39195092139835]
[null,"Slow Progression Summer Minimum AM","A","A3",0,0,0,0,133.98140999404333,133.54714897987799,132.4460802740746,131.49364961082611,130.43721573155707,130.03153323430112,129.32849781695361,129.469622370335,129.52931468054715,129.57577459703325,129.69121930137885,130.01917069887676,130.52883395582518,130.94349781563332,131.47229738190532,132.15264403261077,132.78608001648576,133.4233762575426,133.78646105487132,134.02882253286276,134.09526067965155,134.63256467557844,135.30766468041656,136.14925606223176,137.02946266606628]
[null,"Slow Progression Summer Minimum AM","A","A4",0,0,0,0,395.12699665400527,393.90694520032542,390.74113609926701,388.20160398763801,385.26497845267789,384.35581531195135,382.67550212596154,383.5862965624288,384.35516796344223,385.1787747478985,386.34073635587674,388.25513655264564,390.81824407884488,393.19796771394033,395.99466748683136,399.13699679314658,402.02720138898479,404.80339349568646,406.63519798385545,407.96750905998471,408.87358267039343,411.27218091487487,414.20460941819476,417.78661938558002,421.67012763539134]
[null,"Slow Progression Summer Minimum AM","A","A6",0,0,0,0,789.78705695621579,787.54807905700113,781.48817559974725,777.2989579902752,772.01840029380821,771.14708687263521,769.08273240792266,772.53205215399191,776.02118259894951,779.92848445025459,784.95637957435008,791.90231723023737,800.51643059544358,809.08270777887367,818.74713791956538,828.7688181225858,837.91185112290077,846.41404063321806,852.58166886549157,857.278442180365,861.42813001292984,868.90321655497178,877.86505913039286,888.64752389110663,900.65048521110691]
[null,"Slow Progression Summer Minimum AM","A","A7",0,0,0,0,1273.8673544504732,1269.8928298872149,1259.6312194540944,1251.2611658533385,1241.6722335445231,1238.5462216618953,1232.8622843554356,1235.4630015916457,1237.5395085174898,1239.7288548669271,1242.9174889012031,1248.4466225320032,1255.9905950958628,1262.8776736356451,1271.054517028874,1280.4143926813042,1289.0386424157236,1297.3804156852048,1302.7696249963458,1306.6458505562741,1309.0850853822471,1316.2656401317452,1325.0807446996268,1335.8824531733287,1347.528859370399]
[null,"Slow Progression Summer Minimum AM","A","A8",0,0,0,0,617.44668657077671,615.55977339487538,610.63901943603003,606.75768015471158,602.22660089242561,600.89876552908936,598.40009028260158,599.98326222894389,601.37641762802821,602.88541992765511,604.9667732262227,608.2645792122396,612.61256657170657,616.70527969647912,621.47556963937916,626.7532061108418,631.60007148884995,636.22823124844763,639.33676349221219,641.61837471717502,643.26385791708151,647.27522887631517,652.16200025171815,658.11511455752463,664.60002715474548]
[null,"Slow Progression Summer Minimum AM","A","A9",0,0,0,0,143.99127558133961,143.50855828210825,142.30373942577268,141.20903714935611,140.02642735279872,139.51458270003837,138.65523619614655,138.67629288176553,138.58389338985774,138.45251351101086,138.35964596230451,138.4619593022399,138.7297681507801,138.86992288671539,139.11151516829875,139.54272763369235,139.95357093812038,140.40167695290398,140.59092130314161,140.68830866063951,140.57218101154609,140.93466449837734,141.41158167622805,142.02555241766058,142.63147846511325]
[null,"Slow Progression Summer Minimum AM","B","B1",0,0,0,0,443.87714679170983,442.50577560332476,438.94831148065833,436.09193974076493,432.79066181557698,431.76557712787445,429.87281799339365,430.88952698600264,431.7455201436884,432.66177766924733,433.95637422775917,436.09460244162898,438.96010146019177,441.61832734116865,444.74392577602606,448.25911962225695,451.49256758595322,454.59957364006942,456.64744687100733,458.13607316052105,459.14466467333898,461.8285697745398,465.11050416026472,469.1200938478392,473.46593054978962]
[null,"Slow Progression Summer Minimum AM","B","B2",0,0,0,0,528.30729353699655,526.66640254931394,522.42063530471842,518.98244364540631,515.02764297403758,513.76650273929693,511.45752157141493,512.59689504221933,513.53093661513128,514.52329859258907,515.94667249065799,518.35616709859141,521.61513505447931,524.61356541529085,528.15677431004906,532.17816905633299,535.88049650877906,539.45026228319102,541.77884184022787,543.46231434372953,544.56120592741934,547.63921865035115,551.41078725736395,556.02574333960251,561.01407627714786]
[null,"Slow Progression Summer Minimum AM","B","B3",0,0,0,0,220.0198323183981,219.34860895083239,217.59670755516873,216.21877159276104,214.60758569928862,214.13990274602446,213.25702121653802,213.83059406052121,214.33832924406116,214.88913236616656,215.64645770553412,216.83964831168436,218.4092092025916,219.88965099219848,221.61307143360264,223.5153477957135,225.26195507054953,226.92823883414854,228.05043442721473,228.87523169572577,229.47511706519336,230.92003888322739,232.67932885123733,234.8216203947733,237.1569883901218]
[null,"Slow Progression Summer Minimum AM","B","B4",0,0,0,0,322.38122835390845,321.36969609284256,318.76512788519034,316.62163255723567,314.17815001209522,313.3600959296536,311.88477759303521,312.49655136071709,312.96644704085355,313.45610402894141,314.18599802273809,315.49641441037159,317.30614871592894,318.94056228349751,320.89384042189698,323.15601461878856,325.2426952113052,327.26965179660738,328.56212479495719,329.48516083688327,330.0358487792551,331.77669080556177,333.91923694707435,336.54966276882845,339.3762587950838]
[null,"Slow Progression Summer Minimum AM","C","C1",0,0,0,0,4.0463451670705295,4.0408550835132306,4.0178345585311455,4.0229347720934241,4.0135292302721046,4.0373981483186467,4.0655885010924857,4.1320469077712527,4.2083984910396808,4.2961407119244166,4.4029313827479717,4.5319506812797314,4.68064468124693,4.8386398164944575,5.0101893134692181,5.1735770478884007,5.3212402105489574,5.4532512526795482,5.5599158453316688,5.6448935793072295,5.7362004128456503,5.8547914320329433,5.9935713365740124,6.1573207528932858,6.3458293471946723]
[null,"Slow Progression Summer Minimum AM","C","C2",0,0,0,0,226.93810949708373,226.22464159954248,224.38928567884594,222.87413972031766,221.14991615876113,220.56738946156329,219.51973229827843,219.93891336518661,220.2559417104946,220.58470601651757,221.07945411390943,221.97994055212064,223.22930153415965,224.35300169273978,225.69929998677662,227.26539340937526,228.71058856308574,230.11665015965772,231.00882483448572,231.64426473495143,232.01544512821465,233.22201675310237,234.70840883640034,236.53456209795749,238.49445600946956]
[null,"Slow Progression Summer Minimum AM","C","C3",0,0,0,0,64.781793674597907,64.588393970884269,64.078251146860509,63.691335617628049,63.229434112910099,63.111782584763638,62.879265579288855,63.082672307518934,63.273551108877648,63.483655627482456,63.763985317585146,64.181426296480339,64.717559639614308,65.234208959010175,65.828010737244071,66.467402768864915,67.053017694160147,67.606229022822887,67.98976805160757,68.275727468509217,68.501927413294197,68.984188482430625,69.567907923080469,70.275466621010764,71.052970827853301]
[null,"Slow Progression Summer Minimum AM","C","C4",0,0,0,0,51.264343937775742,51.091687221888549,50.661672211416658,50.268388769527718,49.844997232112974,49.658988975455934,49.34786998433627,49.348859114079161,49.308162694237083,49.252354716153334,49.208483009604947,49.232446108291988,49.313845212887578,49.348523037015482,49.418257531018774,49.556834184016957,49.689655945264825,49.837393991556496,49.894756586010949,49.921303497802143,49.870615845166185,49.988958382751555,50.146365128054988,50.350479778453369,50.54926181087211]
[null,"Slow Progression Summer Minimum AM","C","C5",0,0,0,0,93.57168950193028,93.319732745691979,92.619635998436664,92.182426696785839,91.59607906535652,91.555904601557756,91.397602932609743,91.914844619495398,92.458366735000482,93.072014879413828,93.848043603167795,94.878917331422173,96.132197723517081,97.401056149216117,98.817665023428972,100.25436204844432,101.56198228304024,102.76614977915519,103.66393471783012,104.35596295159982,105.00349775359695,106.06782144849932,107.33627065281242,108.85523354658372,110.55998363184361]
[null,"Slow Progression Summer Minimum AM","C","C6",0,0,0,0,59.612229397655284,59.442422712406504,58.983939491190654,58.66413945239308,58.26317534361614,58.19356688723007,58.032493947027589,58.286227936500545,58.541652674540401,58.827386209892943,59.195896027877922,59.707495491952038,60.343497696394593,60.974594556681424,61.687503483212474,62.428732432369593,63.10516422521993,63.734903430192063,64.190248064826392,64.536493521565916,64.840207042851375,65.393528103995195,66.057362755729457,66.856494445250632,67.745237894703763]
[null,"Slow Progression Summer Minimum AM","C","C7",0,0,0,0,117.74119187078757,117.37442937783609,116.42676685506187,115.6557827968381,114.7712525799743,114.48514175691277,113.96364536141893,114.20888167765401,114.40663080452505,114.61573016094107,114.91851660663899,115.43886572764987,116.14655050542032,116.7944701489474,117.56238963630919,118.43865985025187,119.2458202420606,120.02564049531279,120.53122815559369,120.89556474071885,121.12799206625108,121.79967090946472,122.62367971464501,123.63286382776963,124.72196413517078]
[null,"Slow Progression Summer Minimum AM","D","D4",0,0,0,0,320.88808736841986,319.98305266922199,317.52717955711938,315.84578825813793,313.71405028692078,313.38209104191685,312.573523902614,314.01294460356496,315.47608180310755,317.1163190540442,319.22220757967432,322.11704386672312,325.69831634905694,329.26758336744365,333.28919742811519,337.44818384340653,341.24144324492016,344.76470265904732,347.32901823015283,349.28471543799412,351.02524130420608,354.12484230584818,357.83829289963893,362.3036314961073,367.279258289935]
[null,"Slow Progression Summer Minimum AM","D","D5",0,0,0,0,174.05974310863465,173.51337691248361,172.10682488827791,170.94853075314475,169.62859682203799,169.18586824660761,168.3878851594213,168.71639292313827,168.96794042619825,169.22981612149871,169.62090921887958,170.32497967251388,171.29823065455321,172.17647033173066,173.22657844654137,174.44383417145372,175.56675176218056,176.65787971154634,177.35294004477797,177.84905661554086,178.14379835678821,179.08074869774234,180.23412274312875,181.65033501055836,183.17178030833094]
[null,"Slow Progression Summer Minimum AM","D","D6",0,0,0,0,244.8458192929528,244.0944740332813,242.13901281251646,240.58612551941846,238.78020409926873,238.23898097061138,237.22806190369579,237.8305918085446,238.35275270653776,238.91606185917175,239.69944150302646,240.95877636962476,242.62879206945794,244.19263517676578,246.02106186611846,248.05585027193311,249.92563146934333,251.71509265297118,252.90888555609592,253.78209644391453,254.39832336395844,255.94742515708276,257.837151371,260.14162919325292,262.64740361332338]
[null,"Slow Progression Summer Minimum AM","E","E1",0,0,0,0,342.63054215801782,341.56828349625187,338.81730840911558,336.5960675601404,334.03690432705343,333.22814875041053,331.7431915125087,332.49787968042716,333.12252995296109,333.787990045041,334.73727758660755,336.33011268675097,338.47746218185887,340.45892427902066,342.79625943599046,345.4404924900366,347.87417218737113,350.21788559402091,351.75231251858952,352.86378935713014,353.59908867391175,355.62124421356214,358.09726099967776,361.12530283180723,364.40147208324066]
[null,"Slow Progression Summer Minimum AM","E","E7",0,0,0,0,45.761277866978553,45.63226742280969,45.282113467550445,45.042577257017939,44.738736023747862,44.691656170499243,44.576703958780406,44.78242532298755,44.991617858567949,45.226151269398876,45.527212616888193,45.940898319342224,46.452577684414322,46.962632661939224,47.537268871403725,48.131403721515532,48.673279801775891,49.176538046640331,49.542920060946216,49.822378105105756,50.071234833320254,50.514000970820767,51.044422586165489,51.682213292589061,52.392945283908674]
[null,"Slow Progression Summer Minimum AM","E","E8",0,0,0,0,25.16731203987116,25.092965653117261,24.895836137761698,24.749022356300149,24.571902272460697,24.529929074021695,24.444706319298145,24.530157515050409,24.612018519066456,24.702567303452131,24.822151726614042,24.996637301717826,25.218700538741608,25.434452341065636,25.681222138004834,25.944386718201571,26.185180293969118,26.411755332612678,26.570649824177185,26.689770444310142,26.786878291619136,26.984814584294227,27.223823485811824,27.513004401751232,27.831797410007013]
[null,"Slow Progression Summer Minimum AM","F","F6",0,0,0,0,521.77153990022521,520.1732838776378,516.01001536662056,512.71355493105307,508.87358634469848,507.7338545262146,505.59820871920311,506.90567493877438,508.04653288695295,509.27952628799414,510.98789424958358,513.71649702539708,517.32562094588661,520.71307984623763,524.66818469391751,529.05824524798402,533.09127463301479,536.94719193713195,539.52729024990219,541.41741600085925,542.764295346003,546.10407850403817,550.17578541983744,555.13885916097399,560.53980016548121]
[null,"Slow Progression Summer Minimum AM","G","G1",0,0,0,0,225.39084209382617,224.70016973937183,222.90139073314143,221.47621181446078,219.8166549504038,219.32304309295552,218.39875288665459,218.96133922290784,219.45151791168874,219.98107898232342,220.71538782899407,221.88984986030309,223.4441701579085,224.90230627538614,226.60529173112783,228.49661716284223,230.23422177152199,231.8958773561688,233.00701889986038,233.82075038371295,234.39940214561969,235.83847043264353,237.59314184901842,239.73215275670074,242.05947458467563]
[null,"Slow Progression Summer Minimum AM","G","G5",0,0,0,0,229.76686116119109,229.01323886462018,227.1130532683504,225.44018239201378,223.6022216542332,222.86434380070216,221.60100261175265,221.77041313318324,221.78575424787581,221.76463929732071,221.8420229397297,222.26538067871812,222.98379765395006,223.52509150799753,224.2503194497024,225.25030859371401,226.18655244208438,227.14782424311713,227.65876770626625,227.98374127494176,227.99343042684913,228.79536480032399,229.8148978949844,231.09667075973869,232.41712372638176]
[null,"Slow Progression Summer Minimum AM","G","G6",0,0,0,0,303.62859196478303,302.70497946243739,300.29094163616458,298.40128260634339,296.18574368595432,295.55303181644882,294.35201795571123,295.16540804467297,295.89228257885321,296.68273431799167,297.76414954461364,299.4526173111318,301.66546355861863,303.75960167069303,306.19260349885116,308.86795102670436,311.32344644201783,313.66255369486203,315.24481942988729,316.41033407539021,317.26956020131547,319.29953201844597,321.76896578687939,324.77395143304778,328.05367444647663]
[null,"Slow Progression Summer Minimum AM","G","G7",0,0,0,0,141.49885634194121,141.06126356806132,139.92664319715149,139.01419011024007,137.96054804570198,137.63174474754052,137.02559813881297,137.34621280791299,137.61490123547577,137.902138899335,138.30903096044889,138.98396787774243,139.88994736884007,140.72916934577651,141.71681269324702,142.82936603137367,143.85290771910798,144.83702745179144,145.48447541627962,145.95465967212328,146.2711652841088,147.12099295264517,148.16056036305093,149.4309699128892,150.80724376416691]
[null,"Slow Progression Summer Minimum AM","H","H1",0,0,0,0,107.69014676157593,107.34266399790337,106.45975617672966,105.70116295120584,104.85664564670354,104.5379743415469,103.98302639231186,104.10920661679803,104.172466044332,104.22750637917784,104.34147196703671,104.62948471088751,105.06645981118382,105.42957188512409,105.88649448794214,106.46261490343035,106.99809722890632,107.53345013467104,107.84490240223161,108.0556230482763,108.12732825215785,108.58017869189371,109.14707052501674,109.85187047739069,110.5925441081161]
[null,"Slow Progression Summer Minimum AM","H","H2",0,0,0,0,475.52895370111702,473.93072970589526,469.94638884721309,466.31313068218464,462.3956070449579,460.68602635955307,457.82174770543173,457.8581893922447,457.51337045011417,457.03354521122446,456.67187841534729,456.94637980437153,457.75987802618994,458.145324170739,458.86038761201019,460.20844759921908,461.49685264111491,462.91670849910059,463.49075886595159,463.77105338862549,463.3400225746251,464.48264580223884,465.99465559472787,467.94867089887231,469.8635637615692]
[null,"Slow Progression Summer Minimum AM","H","H6",0,0,0,0,319.64735738010143,318.64753832043715,316.06926485039446,313.95787096133097,311.5443609435701,310.74809603590137,309.30560993106536,309.93776909049751,310.43433232130224,310.955337105105,311.72151717949305,313.06979761517687,314.9189948688155,316.59936218752358,318.60004589534316,320.90176839230719,323.02360253524853,325.07973549800994,326.40059680617946,327.34773615498602,327.93047192017104,329.69864038444098,331.87169640522586,334.53669408595226,337.40589916453956]
[null,"Slow Progression Summer Minimum AM","J","J1",0,0,0,0,282.19663599002149,281.2311871160984,278.84391246150921,276.61228626663046,274.23730896524256,273.14223303324371,271.33225430616363,271.21518678019697,270.84431977932093,270.36704354850571,269.92205608876435,269.81933772394461,270.00484452180467,269.90919057375208,269.98660511697807,270.46806962497533,270.94603810599659,271.53717749240758,271.66443815456699,271.6576030912841,271.20267990849982,271.65249075478778,272.28576956445488,273.13688318347141,273.91216945113979]
[null,"Slow Progression Summer Minimum AM","J","J2",0,0,0,0,0,0,0,0,0,0,0,0,0,0,0,0,0,0,0,0,0,0,0,0,0,0,0,0,0]
[null,"Slow Progression Summer Minimum AM","J","J3",0,0,0,0,94.871823411249167,94.613269928379154,93.899290983152795,93.442257128687956,92.838627106408936,92.783228516919394,92.602660584295506,93.101835914336235,93.622641421680541,94.209760198428739,94.954627541512593,95.951461297372219,97.168031751037731,98.395455301442482,99.768578389792509,101.16724091928937,102.44084251652703,103.61595641562157,104.48735953043311,105.15747208902121,105.77774602298716,106.815295776282,108.05329978761577,109.53720160059962,111.19989272620647]
[null,"Slow Progression Summer Minimum AM","J","J4",0,0,0,0,70.370383617522009,70.197180049344539,69.692521424177784,69.436022685521465,69.043099953624605,69.090008174190842,69.07647950395291,69.598264863476416,70.16618807352512,70.812022711630561,71.616197257722433,72.645784847542643,73.872923127244988,75.137761312288575,76.535295066745775,77.920737978796936,79.178560437628619,80.324913861298072,81.204417515015308,81.890663272438601,82.568304846747182,83.587283712169366,84.793994554061641,86.231680258376414,87.859459965300289]
[null,"Slow Progression Summer Minimum AM","J","J5",0,0,0,0,207.02104091180152,206.3547950759758,204.65985797835467,203.20931471001617,201.59098917083512,200.98665858784028,199.93116285784575,200.1879787624313,200.32666729898739,200.45225694160914,200.69501003289511,201.27596978530656,202.14654170634859,202.87790940349186,203.79193201296098,204.93217915779411,205.99102647528304,207.04601218981048,207.66666669152468,208.089543657169,208.24784791839997,209.14184999306892,210.25875466346352,211.64533951767268,213.10629254673066]
[null,"Slow Progression Summer Minimum AM","J","J6",0,0,0,0,232.29051220741871,231.59958489829384,229.77377308286725,228.39773530027441,226.74901189656606,226.33923976175384,225.52204436403116,226.27223447920144,226.98163907307494,227.76393011372483,228.80371108223059,230.34043151671057,232.3075022113336,234.2087836011863,236.39009800098333,238.73062145664684,240.87352322309053,242.89495391231327,244.3022698851089,245.35364982303784,246.19464643912369,247.95818552934753,250.09089460369984,252.67433628238754,255.51648450474656]
[null,"Slow Progression Summer Minimum AM","J","J7",0,0,0,0,104.71145639141852,104.40292163462283,103.58380454102638,102.9764858226752,102.24189411196241,102.07101085637277,101.72156424442574,102.0835524623717,102.43188603463734,102.81759047175547,103.325862726425,104.06419933106665,105.00196143986038,105.91472793162346,106.95759791606167,108.06735740570763,109.08255398621105,110.03695521723573,110.70799172267442,111.21167105168618,111.62497272776895,112.45913919342567,113.46585727784958,114.68339254274282,116.02658230620908]
[null,"Slow Progression Summer Minimum AM","J","J8",0,0,0,0,138.47569918389178,138.03658542481341,136.91161867311575,135.97038269127276,134.90717609995937,134.53390321663178,133.87024934082885,134.09534577170345,134.25201543497397,134.41002960639034,134.66095603841819,135.15166038031612,135.84824597075635,136.46215028840862,137.20689566321036,138.09204268475011,138.9104773184028,139.71281240820417,140.20999704425248,140.55942471639014,140.74185990106892,141.42759879223004,142.27617472654507,143.3222320640746,144.43825732111821]
[null,"Slow Progression Summer Minimum AM","K","K4",0,0,0,0,32.149117442113479,32.068871921487052,31.836817413354442,31.714675955734489,31.531872470677079,31.548013840377187,31.534596587579639,31.763870279932974,32.012413627516366,32.294824896499257,32.647090596037906,33.100022492518846,33.641129284114626,34.197677500067876,34.813368504109988,35.425400961197937,35.981224270237988,36.488431205228906,36.876224991599024,37.178369393356576,37.474878249765894,37.925416204825304,38.459373830696833,39.095933790320295,39.815884743842631]
[null,"Slow Progression Summer Minimum AM","K","K5",0,0,0,0,96.016101817774398,95.743024015147384,95.005127004582491,94.491924459547931,93.847357683355938,93.737259286776975,93.4805843565168,93.892743578169942,94.308316299796061,94.77336556376649,95.372688753799324,96.203366771519356,97.235210288191183,98.259832936979763,99.416793267428204,100.61865620896187,101.71535228994865,102.73596050662843,103.47472165647639,104.03675105549351,104.53092575862269,105.42786780366129,106.50370724530552,107.79858094651709,109.23910868920734]
[null,"Slow Progression Summer Minimum AM","K","K6",0,0,0,0,72.13415186934742,71.921209639700166,71.356399034464303,70.936261928598768,70.429040477001237,70.309439652518009,70.06613618383065,70.312263981357873,70.548341727737707,70.809549424273229,71.154308365140096,71.656731438754221,72.295796609547097,72.917008602158816,73.627320340972986,74.384374943759937,75.077032021142344,75.728629650571136,76.185910666909095,76.528841774319503,76.808906512210328,77.378218068941266,78.065562816553651,78.897097405271595,79.813964289343005]
[null,"Slow Progression Summer Minimum AM","L","L1",0,0,0,0,89.850889784478056,89.549013317293472,88.796318173046501,88.110291277070189,87.370393229428345,87.047875598897932,86.507365066711074,86.515122908602606,86.451015024894673,86.36156312878235,86.294675103428645,86.348212368941859,86.503791688186539,86.578661511268507,86.715954050918,86.972672241080701,87.217918022210682,87.487780218456123,87.597588700238376,87.65163920796509,87.571448514104489,87.78878193663499,88.076135471810872,88.447285310817392,88.811373845041686]
[null,"Slow Progression Summer Minimum AM","L","L2",0,0,0,0,539.34667277560482,537.64674080395571,533.27903624460657,529.65906495347713,525.54858388991772,524.14382982010886,521.62615716282937,522.5874268948827,523.29897349449766,524.03178367554301,525.14953738951976,527.22269011127207,530.1170108891971,532.70584109261665,535.81802119873691,539.45973333265761,542.82215942296148,546.10044477711256,548.16700770662226,549.63355093473103,550.46550343557408,553.27552292792859,556.74156014341634,561.00387124540748,565.57076988223048]
[null,"Slow Progression Summer Minimum AM","L","L3",0,0,0,0,956.1966981567341,953.13229212573242,945.32093097550933,938.67829065890635,931.24150028061069,928.51118981573882,923.7194822142344,925.01069989280859,925.77716515516352,926.50303813676044,927.79871782506382,930.68321787872537,934.92934603637764,938.55306334883903,943.03750176041967,948.54532392060878,953.6530128191298,958.71623810111157,961.74454123383896,963.82887749555243,964.71085446936638,969.01296031484105,974.37168142328005,981.00968520845993,988.03102334293453]
[null,"Slow Progression Summer Minimum AM","L","L5",0,0,0,0,449.65070607596499,448.29940183405665,444.74653300456606,442.0213520453475,438.78898227987946,437.93012533704922,436.25843251937914,437.59755146940563,438.83526988649936,440.19264738053477,442.01762034768285,444.77579536808008,448.34122547975915,451.75718593218198,455.69684307959909,459.9678379990691,463.88229636717648,467.59028004571172,470.14052223183938,472.03455969714025,473.5001929304907,476.72787179147122,480.64103240174802,485.39044382442341,490.59775936554536]
[null,"Slow Progression Summer Minimum AM","L","L7",0,0,0,0,244.94620414572904,244.1872305968661,242.22114393329392,240.63510884825786,238.80684652107036,238.23072407103407,237.17194293303504,237.71500896970997,238.16581417271976,238.6464653860981,239.33099020518057,240.47648644317005,242.01921195367154,243.444037483036,245.12385160048817,247.02234159780994,248.76949281104038,250.45142964897281,251.55383709530216,252.35285107416132,252.88359883150756,254.33506230881861,256.11190299354109,258.28452086907851,260.63586770519868]
[null,"Slow Progression Summer Minimum AM","L","L8",0,0,0,0,187.49349011106142,186.91454771107442,185.41231156996255,184.20722104558672,182.81371927281012,182.3822594233219,181.5848597399042,182.0169609585638,182.38170096584102,182.77239779234836,183.3236259907938,184.23187587093221,185.44792763773629,186.57694466194388,187.90380926809655,189.39469729425934,190.76596780104313,192.0831590122219,192.95224763640351,193.58434374369105,194.01416827808694,195.15219976342513,196.54351981526887,198.243048776188,200.08561119972296]
[null,"Slow Progression Summer Minimum AM","M","M4",0,0,0,0,129.23602953187685,128.80325774212318,127.72254458029904,126.74215141893819,125.68214358566199,125.22502279103406,124.45684700124271,124.47966067260602,124.40142186822827,124.28893921896487,124.21209022460636,124.31141646265607,124.56017229821975,124.69512115633908,124.92174910409106,125.31776446245948,125.69459739618287,126.10388210515661,126.27975743151283,126.37205312186488,126.27344614347678,126.60522773553143,127.04072541755103,127.60048748480754,128.15451420076596]
[null,"Slow Progression Summer Minimum AM","M","M5",0,0,0,0,106.92068396449518,106.57468795354198,105.6967519322364,104.93915518493505,104.09773290847335,103.7766200022611,103.21918104715829,103.33633483239956,103.38940376231704,103.43277213434962,103.53242854197936,103.80282311315491,104.2192624169287,104.56077663452622,104.99411073895428,105.54745504492547,106.06232069413122,106.5791177533701,106.87584322863782,107.07491355557723,107.13444088755514,107.57068357479679,108.11805912110617,108.7997524248605,109.51398107582027]
[null,"Slow Progression Summer Minimum AM","M","M6",0,0,0,0,32.245440523183937,32.154751361559988,31.908308939394441,31.740486379010193,31.527027657596907,31.494882767617895,31.415291167259486,31.562024627299252,31.711556155662631,31.879280095462676,32.094366204869416,32.389263174381021,32.753615273043891,33.117169684800309,33.526519042820347,33.949244881490671,34.334738990884041,34.692571738489129,34.95346891577789,35.152601298108692,35.330502502031123,35.64541333637392,36.022547018574627,36.475906215504594,36.981335652036165]
[null,"Slow Progression Summer Minimum AM","M","M7",0,0,0,0,18.392872611800204,18.338957510941434,18.195452867772993,18.090018801086462,17.961811635933941,17.933121570984188,17.873554668055046,17.939422320180164,18.003344981651928,18.074264791495331,18.167336820873224,18.30140077226763,18.471015226166291,18.63668592199765,18.825580739859099,19.025757231703182,19.208798200383651,19.380581384369979,19.501964232203452,19.59328798166154,19.669164041244272,19.819445824400063,20.000625201778035,20.219567322663792,20.461447173090999]
[null,"Slow Progression Summer Minimum AM","M","M8",0,0,0,0,55.971748788907995,55.775387999041186,55.295352166021928,54.831092548683202,54.345659865771701,54.105385723988043,53.714818634353115,53.651869094955785,53.530689614004082,53.380873168582227,53.226623976372423,53.130161835032787,53.081804824318972,52.969907405251178,52.885880497805452,52.890131316986079,52.902828334067244,52.948044807954084,52.912155022588628,52.861192523919151,52.713918049759762,52.737746450638596,52.787726449883259,52.868174271646062,52.918511459226131]
[null,"Slow Progression Summer Minimum AM","N","N1",0,0,0,0,469.08436443989041,467.55210296859116,463.68121361538186,460.29395473343931,456.56025096430017,455.08370962019234,452.54540536320701,452.9427279176046,453.03572765083447,453.06405486636106,453.30750998509558,454.27037570851121,455.84736238281454,457.07280970856016,458.68213332201464,460.84186064553478,462.85960975792716,464.91540847569229,466.03771268104867,466.76542034715357,466.85908625864215,468.58098215053406,470.76038095274339,473.49165869062205,476.32142466293931]
[null,"Slow Progression Summer Minimum AM","N","N2",0,0,0,0,416.88483822645486,415.52691181088704,412.0919074453887,409.0985718809863,405.79164173787859,404.49753192487265,402.26648551861268,402.65079936695361,402.77085282338464,402.83934591668958,403.10753928419751,404.02302010858352,405.49140058460983,406.65346691325971,408.16176300418994,410.15282287062342,412.01052526918323,413.89413164134902,414.93956052017614,415.62525190568851,415.75329855302243,417.33494069092683,419.33121624059589,421.82796283681824,424.4240750174377]
[null,"Slow Progression Summer Minimum AM","N","N3",0,0,0,0,442.27245289223509,440.79089976952196,437.09177980199524,433.73436883977234,430.10527271751909,428.53845471799559,425.90623768448495,425.98008183688421,425.70726360213717,425.31645417651333,425.04643698059488,425.37825287829361,426.2204831837206,426.67241495161102,427.4374043104371,428.7829386061216,430.06379951427203,431.45678928833269,432.05216413944339,432.3627388376504,432.01921348444029,433.14767869036899,434.62999207491521,436.53620803193519,438.42119225758393]
[null,"Slow Progression Summer Minimum AM","N","N4",0,0,0,0,377.5685172068379,376.37216818374196,373.30609075546596,370.74389000882678,367.84772152179238,366.83441011452993,365.030985520912,365.65240775870916,366.08878117510932,366.53027510848409,367.22719705728639,368.57984921089127,370.49560842553791,372.18742992458635,374.23725024316838,376.66831880516742,378.91572387617623,381.11728645493213,382.48471898903864,383.44705094185588,383.95549666145075,385.83786439782,388.16620171591842,391.03545297067205,394.09838977932463]
[null,"Slow Progression Summer Minimum AM","N","N5",0,0,0,0,85.519960520622064,85.256015741810856,84.570978428924946,84.021859408521365,83.386617362815997,83.190405162790995,82.827495539120193,83.025596008414809,83.193172013397231,83.372778862921024,83.625882999307265,84.042089298368197,84.598921157865817,85.116252058053533,85.72398969748825,86.406335322707491,87.033888509043166,87.636518990852608,88.034482921059436,88.324056469992911,88.521558401653152,89.042301339642108,89.678834969182304,90.456273208638777,91.299335122075462]
[null,"Slow Progression Summer Minimum AM","N","N6",0,0,0,0,20.515061365343932,20.481896131782559,20.358028207104073,20.360212763833125,20.296797610665223,20.392562484283079,20.500938261651839,20.794404163376061,21.129393409152719,21.513891198582716,21.983105263141884,22.553966113414848,23.214660507166371,23.914004024730755,24.675002680171975,25.4035262185017,26.062328029262542,26.652796696017717,27.126687988872678,27.503238321172688,27.903738647063506,28.433437968414722,29.054291130829121,29.787799847610351,30.630344970554759]
[null,"Slow Progression Summer Minimum AM","N","N7",0,0,0,0,129.08829620574707,128.65028243597735,127.56310606226856,126.55835545597819,125.48263157559435,124.99885749013229,124.19437631292193,124.17036995141322,124.03613312256383,123.85882108406696,123.70433815984165,123.71393371651077,123.86211444654606,123.8874619444174,123.99677936099378,124.28487455739867,124.564573879641,124.88855160221304,124.99222579508096,125.02598913658896,124.86030898185108,125.11469684787735,125.46062393677001,125.91567031978741,126.34723753267869]
[null,"Slow Progression Summer Minimum AM","P","P1",0,0,0,0,542.74127483297377,541.04610831249829,536.6716672898699,533.09759489746159,529.00687581717716,527.66653954788853,525.2332582354361,526.32672280960151,527.19394546641047,528.10647819210214,529.44078525500379,531.76857141652658,534.95146734724324,537.8516331827384,541.29894230336311,545.25328023373822,548.89755561185075,552.42517907929164,554.69884284260888,556.33212039496971,557.35042535861658,560.38574241798949,564.11371227139955,568.6834121042267,573.60746705212762]
[null,"Slow Progression Summer Minimum AM","P","P2",0,0,0,0,15.391805399521303,15.367215317864874,15.274673978051684,15.277613162320161,15.230898610963377,15.304134798655562,15.387343253979068,15.609909441093004,15.864103545923237,16.155895026556419,16.511897816191137,16.9447700266868,17.445586206380913,17.975866867458709,18.552793499421639,19.104865989595389,19.604079128957853,20.051418639787325,20.410638622113574,20.696134084536794,21.000045458660534,21.40139233896285,21.871744429035424,22.427384061426572,23.065736102695592]
[null,"Slow Progression Summer Minimum AM","P","P3",0,0,0,0,591.96196973505585,590.06138402640875,585.22086661444507,581.09311329772015,576.47889588870351,574.77215847221419,571.78319130344983,572.55421966177767,572.99475632428266,573.404791171076,574.15985205633592,575.89131558396457,578.45927152679974,580.63636048426713,583.34169921840123,586.68639810842262,589.78990164527397,592.87306329956471,594.70422123822925,595.95920836649589,596.46453480066498,599.08124145592251,602.34477469632122,606.39120007474048,610.66419038639378]
[null,"Slow Progression Summer Minimum AM","P","P4",0,0,0,0,50.911317017955938,50.739075901254402,50.310984270382285,49.916974333396873,49.494216346232662,49.30582534385119,48.991835999262634,48.986509854546043,48.93853233222034,48.874351450271874,48.820303906724057,48.832020373838041,48.89933837165934,48.919022429673326,48.97249657047189,49.095630849381735,49.214501084908889,49.349784277340412,49.397045256793362,49.415532620902624,49.356136449055732,49.463281433523761,49.607595989762075,49.796274187189269,49.97726349664849]
[null,"Slow Progression Summer Minimum AM","P","P5",0,0,0,0,138.4517676347279,137.98120798883522,136.81413363875902,135.7330638574158,134.57702690677957,134.05449372525345,133.18663994201108,133.15457575680131,133.00303100279532,132.80408916990046,132.62790943940297,132.6261039852555,132.77149525184944,132.78390755242182,132.88535408260802,133.17983981334407,133.46677374145688,133.80279925371585,133.9042745169595,133.93260011020047,133.74583314644559,134.00827729142017,134.36727279516452,134.84127740952266,135.28770373667197]
[null,"Slow Progression Summer Minimum AM","P","P6",0,0,0,0,169.08229768234278,168.5582441677499,167.20089035062566,166.10542524058059,164.84297330331833,164.44459071060783,163.71278096361024,164.08645400491449,164.39620330841225,164.72632801629689,165.196856944372,165.98528264870194,167.04763622176549,168.02837128605373,169.18492631054249,170.49267470758565,171.69623168441689,172.85507559217641,173.61420825151677,174.16426047813127,174.52890903497172,175.52886106948711,176.75310728125078,178.25016831898282,179.87014914940028]
[null,"Slow Progression Summer Minimum AM","P","P7",0,0,0,0,84.408322547236267,84.130693679345086,83.431592664884789,82.813599227465616,82.136111684908997,81.861372883519067,81.392246346508756,81.448165529841617,81.446230539009818,81.429705506182628,81.447642537054918,81.591072715452654,81.841456613751532,82.025535721776521,82.276159340833516,82.629014297092027,82.959904484397768,83.301590452946868,83.479574548125868,83.591071936459272,83.585562526202139,83.869769673566154,84.232287343043097,84.689117612087372,85.157761624307582]
[null,"Slow Progression Summer Minimum AM","P","P8",0,0,0,0,302.30043531339697,301.28780225024451,298.75943724862248,296.46473715193076,293.98428713612168,292.91349620079319,291.11454462614466,291.16528472594388,290.97912834158444,290.71237355719848,290.5282549016099,290.75556670698251,291.33181585446573,291.64134171637335,292.16489084266516,293.08519733672875,293.96123722813206,294.91385148324554,295.32120983098383,295.5338253508898,295.29940268572778,296.07116553492324,297.08485803859321,298.38838028315593,299.6774913531936]
[null,"Slow Progression Summer Minimum AM","Q","Q2",0,0,0,0,91.85708468635309,91.556658865189391,90.798149720535491,90.133183375157813,89.400934637062932,89.110017986292476,88.610530219070498,88.685274558004679,88.699817993279197,88.701117013157415,88.743708112217021,88.926397781389767,89.228647879076988,89.46146000330593,89.768946282668182,90.184840539256371,90.57363630165834,90.970658872811896,91.185722227565805,91.324402513078368,91.338350593248748,91.670499324097577,92.091448654494158,92.619486918133703,93.165650528208545]
[null,"Slow Progression Summer Minimum AM","Q","Q4",0,0,0,0,378.3899747437963,377.30898078723953,374.39453138255436,372.35063815492714,369.79623749243467,369.33951111863962,368.29673032536891,369.88168193915237,371.47227525060703,373.25039566165361,375.54694923248422,378.74525207934499,382.72735784105373,386.67331157807723,391.13440408687865,395.78050806001306,400.02120676389262,403.97202136980542,406.82289486761482,408.9886933875963,410.87972185631065,414.34975639767219,418.51467371497193,423.53017436960459,429.10476521941717]
[null,"Slow Progression Summer Minimum AM","Q","Q5",0,0,0,0,182.62514515893346,182.06237243293486,180.60066857886895,179.43191931776107,178.07795601940828,177.66308633200674,176.89376243241514,177.32392004347105,177.69030777857793,178.08373677578609,178.63605908216198,179.53849090227325,180.74284826200949,181.86424585691663,183.17986127295131,184.65334131472952,186.00817585808525,187.3079835230495,188.16877865480654,188.79604422091063,189.22802660607255,190.35177539872458,191.72462636368061,193.40065755617374,195.21952698815463]
[null,"Slow Progression Summer Minimum AM","Q","Q6",0,0,0,0,35.32297219142972,35.243011576484285,34.999061680407408,34.901311400972915,34.72467808111881,34.781291031441185,34.819744333275025,35.138596546282606,35.491916166632237,35.895137498793922,36.393369539208763,37.019223473087955,37.757226966373068,38.525295483875908,39.369224434708102,40.195422677869352,40.944462652754112,41.623114330756884,42.152196377200433,42.567755449729376,42.98965341930203,43.594847538076436,44.308947508644501,45.157242532715841,46.122555037606212]
[null,"Slow Progression Summer Minimum AM","Q","Q7",0,0,0,0,27.570667833041156,27.49365022332405,27.283638810340371,27.142473134792361,26.961506499258427,26.936503711197201,26.871846762383612,27.00158116844246,27.134556748303076,27.283897423585323,27.474899641670959,27.735228541088031,28.05591812981055,28.376761904380317,28.737456006687061,29.10871205389774,29.447150922085612,29.760855139515193,29.990504431230928,30.166103647029534,30.324349612021674,30.600639898673524,30.931233552454383,31.328372143782335,31.771653208682544]
[null,"Slow Progression Summer Minimum AM","Q","Q8",0,0,0,0,68.810345430663332,68.596835900196453,68.044121783102909,67.597246706746105,67.082770005848857,66.919511488347851,66.620143640880727,66.770267011285512,66.893988869742941,67.025633509862033,67.213886221608377,67.531016171873716,67.959180474385732,68.35374784639292,68.819550988194351,69.347283302007085,69.833061613451505,70.30113720209178,70.607079321613625,70.828498344508517,70.974100190076783,71.377838295165077,71.872354002216923,72.477270865345233,73.131472690214437]
[null,"Slow Progression Summer Minimum AM","R","R4",0,0,0,0,120.75004851983481,120.40313409624186,119.47046810176553,118.80955812437699,117.98864777781679,117.83364924619185,117.48822533415995,117.97807995285562,118.46657159158276,119.01188665401041,119.718297138888,120.70842070455706,121.94503471850369,123.1669954197925,124.55075642740853,125.996819643487,127.31717588763888,128.54906385097647,129.43431388711198,130.10556605542826,130.68615346875637,131.76728050058591,133.06605087442566,134.6311486977412,136.3686188950071]
[null,"Slow Progression Summer Minimum AM","R","R5",0,0,0,0,59.735626398038484,59.554256082071966,59.079777195257506,58.709519156014615,58.274640419582958,58.151773814965551,57.91769381147099,58.080496169548184,58.226828997615925,58.386196315159694,58.60356492607994,58.941070384448295,59.382374970096279,59.800868346563874,60.286480711260758,60.819203256298799,61.308033527469831,61.773261713569383,62.088827701798515,62.321597021774224,62.494627155020503,62.898571997041614,63.389691728153693,63.98706573427048,64.639544617771691]
[null,"Slow Progression Summer Minimum AM","R","R6",0,0,0,0,123.35129174619134,122.93128240627055,121.89046086965813,120.92387079542277,119.89164073232793,119.42244103708688,118.64423682579213,118.60937198063168,118.46680714401616,118.28082082768614,118.1133962014386,118.09972648177713,118.21576270960693,118.21209123359249,118.28671987951638,118.53462344844628,118.77724762852517,119.06520582283207,119.14592333715392,119.16329613737027,118.98785697073021,119.21131216136121,119.51916529880364,119.9274646900043,120.30880472079494]
[null,"Slow Progression Summer Minimum AM","S","S1",0,0,0,0,714.37002861736016,712.11443413505094,706.88637148814348,701.65106408736574,696.224162289221,693.98555110139284,690.1804235586485,690.53859991101467,690.418874462041,690.16655308961651,690.16479883417719,691.14046500707025,692.94793289344022,694.21044431143582,695.98857483052461,698.59890305745557,701.05414590543489,703.61755837799183,704.90115845005585,705.68043395461336,705.51169134931047,707.63178379006774,710.35327090236513,713.79782507071525,717.30347695256216]
[null,"Slow Progression Summer Minimum AM","S","S2",0,0,0,0,229.34268141648181,228.75183994747289,227.39384177891412,226.02639275102854,224.61082533380733,224.04532927167736,223.07590042846761,223.21305713325785,223.23268398488182,223.22544737528534,223.29592817018357,223.63500822411459,224.20316470823587,224.63598411022161,225.21170116990902,225.99812028257946,226.73381191291753,227.48720237394338,227.89139990821394,228.15021934754651,228.16705511825319,228.79639954192191,229.59533903960039,230.5986342941722,231.63424421159453]
[null,"Slow Progression Summer Minimum AM","S","S3",0,0,0,0,87.859019407343368,87.767527253016681,87.553450428251296,87.340406723960854,87.119228047629292,87.024753500840518,86.865611577140129,86.872526796209769,86.858712486934806,86.838137236656578,86.825602815001346,86.850506638566955,86.907184301675443,86.940455165055965,86.993264432236401,87.081109957679075,87.164439937479614,87.254026070339307,87.294151322656006,87.316151860277515,87.298583876613662,87.371579465129344,87.466849745130745,87.588822433542305,87.710407862900411]
[null,"Slow Progression Summer Minimum AM","S","S4",0,0,0,0,80.496009346948114,80.239478127213857,79.684529696733378,79.102642000386609,78.506116988208845,78.32376868625667,77.98541538019586,78.175981324597771,78.33865933773869,78.513465769514781,78.758545720696773,79.158246544783253,79.691239776186038,80.18788007165098,80.770248243431638,81.422064940362191,82.021309734620758,82.596083516390181,82.97706108015295,83.254789769096107,83.446636905271859,83.943605513366492,84.550679116535335,85.291685269881498,86.096034205223162]
[null,"Slow Progression Summer Minimum AM","S","S5",0,0,0,0,273.24740205037494,272.4500841738556,270.60640778596951,268.7572963369671,266.84124644587928,266.05788361630147,264.72321987761882,264.86631943588782,264.84340064225404,264.77660571999502,264.80298014634792,265.17964042471937,265.85458793640669,266.33972198950903,267.01010042335122,267.97187469603227,268.87498398834026,269.81228244948045,270.29187765189664,270.58815125079673,270.55172942981176,271.32930710533412,272.3240587199723,273.58009300587833,274.86393090956039]
[null,"Slow Progression Summer Minimum AM","S","S6",0,0,0,0,62.432267932386011,62.242214393274928,61.765766661449291,61.338703789857888,60.873999109163321,60.679141200039673,60.349323143076425,60.372475339593421,60.353467999117626,60.3217694127258,60.309410581166198,60.378388264059161,60.51651743486714,60.606800480399627,60.739804260717641,60.945148744645707,61.13899641319221,61.343907009546378,61.441871750130517,61.499038101529976,61.474105653935446,61.642511922978436,61.860211563185743,62.137125582071484,62.416449635882479]
[null,"Slow Progression Summer Minimum AM","S","S7",0,0,0,0,37.030060142529052,36.911383147652643,36.611752486769106,36.353659185287668,36.066371408652472,35.961782553174544,35.777786425932497,35.829766618696581,35.86181828905341,35.892673301465166,35.946133134927877,36.061626213446793,36.230300743383253,36.375258890213743,36.553869791354977,36.771709785780118,36.973597942307073,37.173264008085276,37.293581921334592,37.376769207698999,37.413763689204238,37.583622718777306,37.794911539767767,38.056375628381581,38.333434934945132]
[null,"Slow Progression Summer Minimum AM","S","S8",0,0,0,0,0,0,0,0,0,0,0,0,0,0,0,0,0,0,0,0,0,0,0,0,0,0,0,0,0]
[null,"Slow Progression Summer Minimum AM","S","S9",0,0,0,0,0,0,0,0,0,0,0,0,0,0,0,0,0,0,0,0,0,0,0,0,0,0,0,0,0]
[null,"Slow Progression Summer Minimum AM","T","T1",0,0,0,0,137.25264799999999,136.77113654188506,135.594003601743,134.45555673849555,133.26518976592473,132.67599498607052,131.7182552614066,131.5638918341489,131.26673827000684,130.89936179360538,130.52111543645648,130.28457316973999,130.16599320907326,129.89160090574643,129.68555203645576,129.69597579846669,129.72711113466391,129.83798994242815,129.7499818279035,129.62501274899435,129.26386963664643,129.32230109874999,129.44486091493934,129.64213323180803,129.76556893710094]
[null,"Slow Progression Summer Minimum AM","T","T2",0,0,0,0,214.67420979999997,214.17017013838046,212.93796334697149,211.74625261599624,210.50019261898888,209.88343151712778,208.88088256714204,208.71929702575949,208.40824070634071,208.02367599509313,207.62773284015233,207.38012360455645,207.25599571052192,206.96876557011916,206.75307640924029,206.76398786189267,206.79657990940635,206.9126463410652,206.82052064079954,206.68970470447096,206.31166499414559,206.37283025592751,206.50112420872793,206.7076261936042,206.83683701523486]
[null,"Slow Progression Summer Minimum AM","T","T3",0,0,0,0,29.651000000000003,29.546977990569872,29.292679298947164,29.046738048020256,28.789580378437833,28.662295297442846,28.455392618406659,28.422045138060643,28.357850381465667,28.278485210297681,28.196771794205176,28.145671033290089,28.120053936170564,28.060776346233325,28.016263142937323,28.018515011822117,28.025241248926001,28.049194648564722,28.030182056517898,28.003184703732877,27.925166140300654,27.937789221225341,27.964266095535493,28.006883280360029,28.033549374974392]
[null,"Slow Progression Summer Minimum AM","T","T4",0,0,0,0,174.76887919999999,174.28204848060602,173.04027220944312,171.83930649643713,170.58356943386195,169.96201848429146,168.95168360750665,168.78884317159051,168.47537114794758,168.08781985665183,167.68880175517506,167.43926955373973,167.31417766617986,167.02471685878803,166.8073526275617,166.8183488199883,166.85119398162294,166.96816180043172,166.87532063987996,166.74348876981122,166.3625131534518,166.42415343268888,166.55344373317416,166.76154943958255,166.8917637294218]
[null,"Slow Progression Summer Minimum AM","T","T5",0,0,0,0,34.396999999999998,34.276328013950007,33.981325751100648,33.696018638081441,33.39769978338424,33.250041190723465,33.010021243645532,32.97133609705817,32.896866195786799,32.804797672206981,32.71000503879381,32.65072498506219,32.621007562728359,32.55224187991594,32.500603801814947,32.503216109461569,32.511018961900355,32.538806391915301,32.516750605309966,32.485432000752063,32.394925625709803,32.409569182910786,32.440284000139421,32.489722579155625,32.520656903679267]
[]
[]
[null,"Slow Progression Summer Minimum PM","A","A1",0,0,0,0,1177.2588329895691,1146.0620537484392,1112.9288785897029,1095.2894913582077,1086.2319340842539,1082.4449535807635,1076.518362107877,1077.4003527734876,1077.9569787785745,1078.6118463185194,1079.9545794283322,1083.5243901828362,1088.9324084027103,1093.8362770914957,1099.9736308535107,1107.2578235102064,1113.9880747200816,1120.5843870123974,1124.7149101560115,1127.653736407281,1129.3933362882276,1135.3142311507415,1142.5727399962823,1151.4213942638107,1160.9104778488074]
[null,"Slow Progression Summer Minimum PM","A","A3",0,0,0,0,238.18487120380223,231.8985064436865,225.22260901219579,221.70369214728137,219.91666493557341,219.22351124322336,218.12437878874607,218.42856020116963,218.69189703554557,218.99894500477924,219.47944877912934,220.44250547735834,221.8061314419773,223.09236403488273,224.64856664925512,226.41106340353471,228.03254853972453,229.59507072967762,230.62422669017849,231.37579092643074,231.90827398396485,233.31310331039774,235.02097529008415,237.09086533947305,239.3380192646286]
[null,"Slow Progression Summer Minimum PM","A","A4",0,0,0,0,744.81769922698913,725.39852898839331,704.78231911263549,694.24710967960755,689.08630673675816,687.60452567390269,685.10590235509005,687.23768230782071,689.47632199177031,692.0754438313553,695.53889586267155,700.81147109161327,707.60575268809453,714.38906632686712,722.20822415586815,730.43082781592466,737.9407750194747,744.96715465672298,750.00188349678297,753.82598671077176,757.18611493559911,763.52181361361806,771.10949769516924,780.20760226752418,790.30781472006993]
[null,"Slow Progression Summer Minimum PM","A","A6",0,0,0,0,1314.0785229475728,1280.8668135353234,1245.6357433069998,1229.1093372989126,1221.883309913919,1222.2845261022242,1222.0028511687126,1230.9554525219373,1241.1281409647943,1252.9209417495047,1267.6543040931576,1286.8993848089053,1310.0125597835045,1334.1223830897861,1360.9024259587648,1387.3316453914824,1411.308733056409,1433.117020204561,1449.9876393019695,1463.2158946691079,1476.5978448442445,1496.318788845253,1519.5869693154323,1547.1838180881857,1578.5178077820153]
[null,"Slow Progression Summer Minimum PM","A","A7",0,0,0,0,2021.8379296516921,1969.3150248110037,1913.5595747929101,1885.3368275575099,1871.6700240176333,1868.1971346066232,1862.1664456492151,1868.8992087742513,1876.1100094811313,1884.4786720424272,1895.4515395119963,1911.5758463707953,1932.046509362468,1952.6725274004189,1976.263934463444,2000.7568884917114,2023.0976006375595,2043.8859217305001,2059.0083898278867,2070.5700687379513,2081.0494312100045,2099.8045683296559,2122.2021378062209,2149.0029780741625,2178.8828809449683]
[null,"Slow Progression Summer Minimum PM","A","A8",0,0,0,0,1123.047323827949,1093.8930836769837,1062.9450679412259,1047.3078927538288,1039.7524695411644,1037.8810658763066,1034.61014984441,1038.4491589216786,1042.5734166611016,1047.3596304939881,1053.6194326719733,1062.7658765131725,1074.3491616409101,1086.0381612752797,1099.3904200599336,1113.2231384817446,1125.8375366176965,1137.5644967079074,1146.1170932448106,1152.6630221053156,1158.6263545334723,1169.2073580255612,1181.8371653377969,1196.9446123397458,1213.7999918294074]
[null,"Slow Progression Summer Minimum PM","A","A9",0,0,0,0,251.48222875107317,244.77746631299448,237.65547529878441,233.80766514991888,231.80010704550443,230.87446214582909,229.44876682484937,229.43629449498718,229.31440383464076,229.1754198605216,229.12859921560391,229.5064478674486,230.23117974377271,230.80890376288031,231.61751405540201,232.71222542435837,233.73483701075338,234.77974453842356,235.35301095507063,235.73000198020836,235.81319659696189,236.74744012104446,237.91563376253825,239.35912850582309,240.86323631884665]
[null,"Slow Progression Summer Minimum PM","B","B1",0,0,0,0,738.15486104606362,719.0026000681703,698.67222819320716,688.41426782785595,683.4665046184914,682.2657638295068,680.15594701890893,682.72967529343657,685.50091186618999,688.716797605794,692.91499263643777,699.02333653629955,706.74485888383879,714.54573447969312,723.44802035899966,732.65577976742384,741.05115725049029,748.85046066585346,754.5494923532143,758.91495080127243,762.9069258674806,769.94457737371749,778.3418644018268,788.38381321025099,799.593768482624]
[null,"Slow Progression Summer Minimum PM","B","B2",0,0,0,0,795.25869077032962,774.6789050858373,752.83464157416552,741.88935753222779,736.65570406421909,735.51752264853383,733.45721674461879,736.49767012510131,739.8040874454822,743.64028294864227,748.60775460641764,755.70118465315284,764.59359058221276,773.62386299760601,783.88419117761703,794.41884658347635,804.01668267100695,812.90451118015278,819.45619359988984,824.49347955532949,829.17851031275154,837.20098010408128,846.75725941720134,858.17120239799328,870.94501698303907]
[null,"Slow Progression Summer Minimum PM","B","B3",0,0,0,0,363.3184902876659,353.93215447376156,343.96951582983485,338.99984646842341,336.63685794903176,336.16186326905006,335.28216808598791,336.74867145103246,338.35207226163203,340.21218779007131,342.61025378567473,345.99926817455656,350.22781007598547,354.5344952808635,359.41571094879731,364.40640079460161,368.95127360622524,373.15214661513988,376.26449538365603,378.66250776679044,380.91409634294126,384.70666352199981,389.21992811108089,394.60670067497938,400.64411677878314]
[null,"Slow Progression Summer Minimum PM","B","B4",0,0,0,0,520.94195064846656,507.37404148532391,492.97015664423446,485.62965498735383,482.04565873664166,481.05032239478169,479.35891120028151,480.92060385508205,482.57108043943168,484.48708422257533,487.02689237866713,490.85001061173438,495.75355440502608,500.66325905736471,506.30892855275351,512.22231015741818,517.62097782427509,522.66351610836239,526.29366572520257,529.05656764470893,531.5081921477971,536.05582513227444,541.49734522175561,548.01793874418672,555.26623688335371]
[null,"Slow Progression Summer Minimum PM","C","C1",0,0,0,0,37.407798775222673,36.434076895842274,35.400374895828918,34.874372796995168,34.618020458237631,34.548163715307801,34.428918809098882,34.543843570871815,34.665696659829912,34.807144227917206,34.994144739837949,35.274004663368586,35.63208208190018,35.991146492076687,36.403510757601623,36.834529310951091,37.227946856221052,37.595086255647715,37.860041666956697,38.061914267644525,38.241955820675543,38.573091381500937,38.969132572048267,39.443551712492891,39.971281350042126]
[null,"Slow Progression Summer Minimum PM","C","C2",0,0,0,0,400.1038796138796,389.64333902125492,378.53722082916875,372.8211662604042,369.99715415819651,369.11818039782406,367.66239827366849,368.66468823696283,369.69599371424846,370.89386203288728,372.51707714579624,375.07580102752547,378.41939544766001,381.72913836454404,385.57212965340295,389.66108814795274,393.40009931631499,396.91555166164619,399.4003041347724,401.27618529041592,402.87606999664956,406.04440808775166,409.8484612535832,414.41809968682236,419.4718648726124]
[null,"Slow Progression Summer Minimum PM","C","C3",0,0,0,0,114.1861829937919,111.24600922865154,108.12557796834741,106.58297445819228,105.85791506166468,105.7368680762503,105.49903370232927,106.00855000909782,106.57075093423495,107.2228492284695,108.05727427605014,109.21550082570066,110.64866076932172,112.11589401696726,113.77158553583058,115.45173286395558,116.98057764882211,118.38898805344809,119.4419570733609,120.25631300149698,121.03375441588875,122.30570440502515,123.8166925866569,125.61779307886287,127.6418212717137]
[null,"Slow Progression Summer Minimum PM","C","C4",0,0,0,0,84.695967998552391,82.4362801239226,80.03593299514273,78.736877751382949,78.057874411907022,77.741501649117694,77.255013273554681,77.242846032334256,77.192245119975937,77.134377209507022,77.105376343165645,77.217373153365614,77.44437981863436,77.620317017005291,77.872720576105735,78.223109947297559,78.551050535613214,78.888519053440973,79.069329861758902,79.18634941936071,79.202930105053369,79.50446161281117,79.882730690406177,80.351164350901428,80.836989954533465]
[null,"Slow Progression Summer Minimum PM","C","C5",0,0,0,0,167.84732192353059,163.64208563924012,159.18217096143351,157.14370793919934,156.28679576000982,156.4440648736778,156.55317381812279,157.87921710224532,159.39737035277102,161.15706089857963,163.34212122397611,166.14986927378288,169.49329447435665,172.99974287077654,176.87688627980981,180.6718585695248,184.11161243689887,187.22808889046104,189.66381745073861,191.58134136795155,193.55268100781106,196.37199586985281,199.69145464566157,203.62231299225982,208.09974856647]
[null,"Slow Progression Summer Minimum PM","C","C6",0,0,0,0,123.52892624193126,120.35999814049708,116.99710570808904,115.35148034831393,114.58824617241301,114.49123454604324,114.28038553723901,114.89002076030968,115.56826136161513,116.35483091832732,117.35457805773481,118.71947551226144,120.39512006899855,122.1190608263432,124.05636392243687,126.00816407000956,127.78283471082929,129.41240949781135,130.64143572321282,131.59537032546646,132.52031305620434,133.99248415719049,135.73831482925067,137.81672130113705,140.15845787982673]
[null,"Slow Progression Summer Minimum PM","C","C7",0,0,0,0,207.88352700027306,202.46319384552589,196.70873127318734,193.76766673110538,192.32668894208715,191.91220952628348,191.21358943718772,191.80702597903741,192.42997834230877,193.15324844700186,194.1173341595773,195.5859621507619,197.47895344607966,199.36857874481777,201.54706220316416,203.83846880346667,205.93132669196353,207.88961233815866,209.29244222194754,210.35783040811341,211.29342846381797,213.05920110947017,215.17400966320872,217.70988742814751,220.52486942955588]
[null,"Slow Progression Summer Minimum PM","D","D4",0,0,0,0,538.73194363652499,525.12804379609122,510.69731613035754,503.94533219238599,501.0041615008476,501.20279500356799,501.13404617488192,504.86312624338768,509.10408578804692,514.02038571130572,520.1582561143199,528.16073905408325,537.76242225097371,547.78420572514176,558.91023983440368,569.88041415193334,579.83175991047574,588.87906576940281,595.88595603246927,601.38252982645452,606.95312374943774,615.13484497157333,624.78597988677075,636.23057724200817,649.22958593603403]
[null,"Slow Progression Summer Minimum PM","D","D5",0,0,0,0,256.6562415506047,249.9954859425437,242.92496744454093,239.35529309320188,237.63223590195568,237.21037175551371,236.47081306514767,237.35817961272747,238.3127258995876,239.42045143708359,240.86767560939995,242.97714662335548,245.64580566912417,248.34058450311272,251.41710305942536,254.60137350738202,257.50490922112238,260.20309539036197,262.17307953941406,263.68156221757619,265.05877681861381,267.49339494576827,270.39881982280349,273.8736836646292,277.75181145033173]
[null,"Slow Progression Summer Minimum PM","D","D6",0,0,0,0,344.09052796781833,335.25503505142791,325.8785101667836,321.27806577043492,319.13698555088786,318.84254858663644,318.22209615677019,319.87855770721706,321.71783793444672,323.85096796547464,326.56653978646648,330.28864295058167,334.86683319733999,339.57139568373367,344.86351456184906,350.20454647407041,355.06177573007687,359.52540250912188,362.88473024163085,365.48988355176857,368.00647371074689,372.03862673999731,376.82231480372866,382.51903625970937,388.93345579829844]
[null,"Slow Progression Summer Minimum PM","E","E1",0,0,0,0,494.2134708385239,481.45797872102116,467.91965968699168,461.18411589069228,457.99221118625161,457.38205253012654,456.23464146621023,458.29140879429053,460.54669753657305,463.16292646846381,466.52780040293766,471.2563797738423,477.14106194325245,483.14415813857124,489.93882488583546,496.86973314000477,503.17995711304673,509.00655501737566,513.33547799776295,516.67473905926704,519.82641948581988,525.08724702874304,531.34438437804477,538.80957796468692,547.18331168674354]
[null,"Slow Progression Summer Minimum PM","E","E7",0,0,0,0,61.060997833896636,59.547749867371053,57.943314387650965,57.234283815402151,56.952219960118292,57.057046863962647,57.161897887167996,57.726270252560944,58.37681805759577,59.13077335874155,60.061825837324712,61.240245913601846,62.632224240970494,64.09955093963039,65.715038127158181,67.283853884862694,68.70457963501903,69.98692698757111,70.999144274812437,71.799057834825092,72.633901044743411,73.794426543748855,75.158031254720839,76.770327927540123,78.612555295056865]
[null,"Slow Progression Summer Minimum PM","E","E8",0,0,0,0,33.572792527044982,32.725865359784663,31.827486156381656,31.408370377711311,31.22659159472639,31.241392577236525,31.240423394220006,31.476983449089666,31.74627159594603,32.058436309723355,32.447864308514909,32.95455189073531,33.561849361351555,34.196142914832301,34.899928322325053,35.593147178582591,36.221914661759193,36.793287107980035,37.236360763223153,37.584104038079765,37.937241193419403,38.453974053367318,39.063353266191825,39.785834429058909,40.606765563895941]
[null,"Slow Progression Summer Minimum PM","F","F6",0,0,0,0,723.883663001797,705.32146348033973,685.62331675859036,675.9952643711955,671.53669933892752,670.99069474318742,669.78588490778213,673.39708108898992,677.41799943252386,682.0810676778168,688.00392010929636,696.07640813527826,705.9787089456305,716.17160345345201,727.62109236712877,739.1476104906335,749.62723412055345,759.24678036379942,766.50848118477575,772.14690210267952,777.62268002959217,786.31335687419812,796.61766823542825,808.88329228026191,822.70672344781917]
[null,"Slow Progression Summer Minimum PM","G","G1",0,0,0,0,354.35550451731058,345.20898046673904,335.50109883575459,330.67023660692905,328.38032037164908,327.94075807220065,327.11521711055747,328.58636881794035,330.19915300986713,332.07005802239877,334.47677504563569,337.86037375947262,342.07209506823432,346.36802183758488,351.23093249976779,356.1922600601747,360.7093727842294,364.88062572252926,367.97901108157606,370.36883557819414,372.62349466344381,376.38968241513686,380.86931318555639,386.21398731804521,392.20873920022393]
[null,"Slow Progression Summer Minimum PM","G","G5",0,0,0,0,371.07138825918622,361.26333321060253,350.84714596348351,345.33661539669288,342.526719048617,341.40534309042147,339.63619505987037,340.03863251616713,340.36324035871712,340.74240197303669,341.37230940252823,342.7358268045399,344.70710989018306,346.54383760480164,348.78955734497265,351.3712903422761,353.74978343632876,356.05452459694294,357.54792326985552,358.62959154873329,359.35656878535946,361.42759512799012,363.95231574267711,367.01812968851965,370.33300428417198]
[null,"Slow Progression Summer Minimum PM","G","G6",0,0,0,0,400.11428753703734,389.91248602090809,379.0879373055123,373.88035940936925,371.5200634830199,371.38531929830026,370.94798446122644,373.23160536029951,375.79883819934389,378.77552541369784,382.52695825475678,387.53968328155781,393.62936024036532,399.93594117227371,406.98376529708895,414.01529998843552,420.40199363726805,426.24041151296842,430.69669609745529,434.17228705962771,437.6118414904239,442.88871505122324,449.13163878210747,456.55081621922153,464.9401285200089]
[null,"Slow Progression Summer Minimum PM","G","G7",0,0,0,0,188.70584286904275,183.8593708356002,178.71610549368606,176.1913302719081,175.0154764818225,174.85136289026124,174.50748388626963,175.41137634892854,176.41462742114749,177.57817021368612,179.05989651181815,181.09246893216098,183.59350043294552,186.16294784702094,189.05388506415679,191.97257696935046,194.62698772253711,197.06669058010021,198.90202056457815,200.32506505971091,201.69868903166969,203.90252363264847,206.51734332564249,209.63143210005882,213.13739718734894]
[null,"Slow Progression Summer Minimum PM","H","H1",0,0,0,0,148.00111587426872,144.13051988333797,140.02101704399161,137.90430917419567,136.8575900836465,136.52908504125276,135.98597417324703,136.35093179737163,136.72547075370554,137.16052368869566,137.75133475569322,138.68672318795205,139.91111932937065,141.121859238235,142.52891047323439,144.02813301784386,145.39924164760842,146.68912324456798,147.59933166735351,148.2859964170753,148.86948269699593,150.0319343624476,151.42804706404877,153.10549727488461,154.95983075404322]
[null,"Slow Progression Summer Minimum PM","H","H2",0,0,0,0,751.51176565387334,731.48887631513469,710.22033047221601,698.74762899893949,692.77193068685426,690.0435847601525,685.83484632544821,685.86262733977571,685.57635626909359,685.25133624095133,685.21946918927779,686.47319287006712,688.77834599947437,690.65692222805876,693.23602201100289,696.65677086698872,699.8470903856205,703.08755178773117,704.90075306178642,706.10854200335768,706.45055370905038,709.34942834764581,712.96419345352024,717.42249778341261,722.08660815753001]
[null,"Slow Progression Summer Minimum PM","H","H6",0,0,0,0,462.3626090607595,450.38879551505363,437.67904428340853,431.29829101957847,428.23978815267049,427.55291754840647,426.32066397341538,428.04511145373368,429.91559252363857,432.08588391031537,434.90209945870293,438.94334435700426,444.02064927184205,449.16964169650868,455.02676389326172,461.05223616838612,466.5430007456697,471.63193297235165,475.37449903511094,478.24915223971652,480.91090104442804,485.50395547664561,490.97761052697581,497.51744196633535,504.83148955231002]
[null,"Slow Progression Summer Minimum PM","J","J1",0,0,0,0,400.85440348564856,390.11796633100175,378.71213480039438,372.4821067586945,369.19390812999166,367.57689698955244,365.1106603544863,364.84706399118568,364.36063198655529,363.80075443930508,363.32132546596586,363.45684303730661,364.08972839893283,364.44059192223779,365.11992069858269,366.305170006742,367.43158437712407,368.65530076626447,369.19407747681271,369.49071865055191,369.27341407766494,370.36152052107627,371.7597061543006,373.51860359419885,375.28167549102943]
[null,"Slow Progression Summer Minimum PM","J","J2",0,0,0,0,0,0,0,0,0,0,0,0,0,0,0,0,0,0,0,0,0,0,0,0,0,0,0,0,0]
[null,"Slow Progression Summer Minimum PM","J","J3",0,0,0,0,252.88314731476794,246.3684616951235,239.45428441300859,236.03164171904336,234.42013412230395,234.14282911469195,233.60348013611835,234.71599749183648,235.94203658896996,237.36415604595692,239.18573474226207,241.72038357663857,244.86029428922512,248.07255668038897,251.69961073404852,255.38407764191706,258.73711752014992,261.82746254105382,264.13498394741816,265.91866917759199,267.61762623945953,270.40841682235219,273.72449941718037,277.67798967709899,282.11916260143607]
[null,"Slow Progression Summer Minimum PM","J","J4",0,0,0,0,100.19291742383368,97.806336764233706,95.278637973830087,94.304627378909416,94.014515010561297,94.463683725112404,95.015017090225456,96.418238253755632,98.057673949676015,99.957239405313445,102.27751064171181,105.12499261210915,108.43165943418431,111.95534524795225,115.79959529595394,119.46959624965459,122.78678543835213,125.75599082818306,128.1510841095872,130.05935358893066,132.11430240077345,134.80376342304152,137.94946183411631,141.65615716248655,145.92112412532191]
[null,"Slow Progression Summer Minimum PM","J","J5",0,0,0,0,324.69011232655714,316.17015272616896,307.12355607456738,302.42386447419869,300.07648722579927,299.27388395917438,297.97028697891517,298.62991532556418,299.28254109932351,300.04119086128361,301.10309248414325,302.88508504351182,305.26896688182518,307.59528933079275,310.3293948261055,313.29457537896809,316.01115196938071,318.58526960607787,320.36512480431531,321.69548535700523,322.77307698743732,325.09123486828685,327.88564965218461,331.25207404796799,334.95305945082617]
[null,"Slow Progression Summer Minimum PM","J","J6",0,0,0,0,390.37242416151452,380.35684670989218,369.72820087174222,364.52533823093358,362.11119399774918,361.80109938685081,361.12996177078867,363.05045041611766,365.18653913182396,367.66381657796097,370.81311835751609,375.11481595870464,380.39714541222691,385.83091264479981,391.93795712547433,398.09205563021169,403.6877899777777,408.8265330832013,412.70113723455654,415.70816422272674,418.62243658067615,423.26477177220346,428.77035489515708,435.3249911821373,442.70949596393638]
[null,"Slow Progression Summer Minimum PM","J","J7",0,0,0,0,148.9613961176135,145.19014168022395,141.18940839831998,139.30336187370898,138.47270293579692,138.49968085213655,138.44242973845127,139.42542422720859,140.54039581495297,141.83298167867511,143.45021762855839,145.57079440049444,148.12258979443141,150.78112915334398,153.73718872786847,156.65999986909819,159.31217335334529,161.72656859216426,163.58997581233442,165.04973537223538,166.52095155471267,168.70406042899606,171.28106496984623,174.33854965921421,177.8075868654885]
[null,"Slow Progression Summer Minimum PM","J","J8",0,0,0,0,248.26959265511147,241.75839811648623,234.84482419794983,231.25808559688303,229.46940957234256,228.86567912141223,227.88254415414616,228.40408121050766,228.92367390446276,229.52758953603939,230.36806201032914,231.76350480783643,233.62308539044557,235.44201264928037,237.57553100565343,239.88222480842668,241.99487750776592,243.9942518512199,245.38159818366972,246.4202649698517,247.26886977838251,249.06965624644013,251.23902994453266,253.85128273418687,256.72586217553203]
[null,"Slow Progression Summer Minimum PM","K","K4",0,0,0,0,53.231540938462814,51.93454943331038,50.56002302760497,49.985545542966044,49.779440809881649,49.934681286671328,50.113471216402239,50.715410259038208,51.414318642805824,52.22421431390358,53.218475663278802,54.456335512145174,55.905428461423391,57.441722565650053,59.125023701003606,60.74513632200307,62.210847256244975,63.528063821754273,64.579637615743621,65.414230026117067,66.299861812014441,67.492480207222556,68.890478720309744,70.540513567214248,72.432693685293842]
[null,"Slow Progression Summer Minimum PM","K","K5",0,0,0,0,150.52970634649793,146.73779948544839,142.71567836303521,140.84718869233657,140.04189999648901,140.12390803488478,140.14097240103294,141.22856700958945,142.46825588635585,143.90529543274971,145.69610351759155,148.01951409575997,150.80016686114467,153.70713268454477,156.93004987149479,160.10007690097527,162.97492565034261,165.58560749080908,167.6136514039452,169.20644840864273,170.82847427355568,173.18966220866261,175.97319059847871,179.27246446378689,183.02337289378897]
[null,"Slow Progression Summer Minimum PM","K","K6",0,0,0,0,112.23106386750958,109.3712716858476,106.33695816254259,104.87975624453028,104.220900371924,104.18824210806589,104.07260078803486,104.72199488663188,105.45269875702576,106.29993007295199,107.36688723511097,108.78988224965694,110.51697553469465,112.30664067193673,114.30565825624466,116.29829644445869,118.10802290349187,119.76171807628815,121.02530273667594,122.01123890624444,122.98872327272035,124.48342663523431,126.25138466949235,128.35211341670077,130.72831713030754]
[null,"Slow Progression Summer Minimum PM","L","L1",0,0,0,0,171.17200595015856,166.59990251973704,161.74306250764158,159.10736863930839,157.72571658904178,157.07127813163413,156.06748999800556,156.01700061468702,155.8836899468964,155.73078304090879,155.62915470703734,155.80590048887086,156.20917969700275,156.50417806496873,156.9495123155958,157.59817873181078,158.20743631285987,158.84251343098123,159.16808565454872,159.37225003670358,159.36857524794794,159.93535717136746,160.65055026990274,161.53966704765094,162.45410975133481]
[null,"Slow Progression Summer Minimum PM","L","L2",0,0,0,0,914.77884391098723,890.87632217814325,865.49901424672908,852.45752741670742,846.02585325819564,844.05635130596897,840.78285287508027,843.14355145800232,845.58432185161303,848.41901432985514,852.24504475641857,858.22754921148226,866.02029790266033,873.74917510871398,882.7084643553759,892.21597589886494,900.90747904965099,909.07033383566102,914.85769074821019,919.23289861033311,922.99002414059532,930.3476878910775,939.1766372783693,949.77813419879976,961.51272901604705]
[null,"Slow Progression Summer Minimum PM","L","L3",0,0,0,0,1622.2564700302037,1579.6449807028514,1534.3984477264426,1510.8327851726067,1499.0274911363128,1494.8937979198554,1488.2114255187737,1491.2943024656004,1494.2999011430029,1497.7948835924592,1502.7469729229326,1511.2427565168896,1522.6972584170614,1533.8225216476071,1546.95065249597,1561.2768736147052,1574.4099727926323,1586.8852392260942,1595.45048699982,1601.8316757906616,1606.9100883720146,1618.1421150583731,1631.6988051938242,1648.0452264830801,1665.9824931819603]
[null,"Slow Progression Summer Minimum PM","L","L5",0,0,0,0,739.35660269573339,720.34914553399778,700.17718292579809,690.24810619587515,685.60740830849022,684.91039271835905,683.48914768027998,686.93764474737668,690.75695591385147,695.1866691180162,700.83768129795737,708.62328814802561,718.22313969425431,728.07284931909612,739.1670743820398,750.38907647614815,760.59701560972917,769.98728625820547,777.03510371809625,782.49455406799075,787.74295790331166,796.22464893259701,806.29262295259252,818.28695020369901,831.78139364296533]
[null,"Slow Progression Summer Minimum PM","L","L7",0,0,0,0,394.90414466019081,384.66198014008813,373.78989912768719,368.31000211710557,365.67029355976024,365.03960403734766,363.92687792040459,365.32392223514034,366.83063100573133,368.57903773518456,370.85845743435107,374.16490211398576,378.33896668432891,382.55942383452242,387.37238999746631,392.34466059110395,396.87768362769492,401.08671266792516,404.16660030308014,406.5272006883398,408.69176189166245,412.48994746478274,417.02071150247548,422.43780172170881,428.48739689503782]
[null,"Slow Progression Summer Minimum PM","L","L8",0,0,0,0,308.55248366777454,300.55175789233459,292.05901828978722,287.78099002741288,285.72178276534402,285.23428206186486,284.37209443569361,285.47274288173293,286.66088193511411,288.03959095960556,289.83567737546076,292.43652519012232,295.71734657644976,299.03619479698398,302.81946639188743,306.7253478343959,310.28593803211567,313.59107707413943,316.01148564210473,317.86725248656262,319.57154918051816,322.55416084081344,326.11150483288628,330.3642794519202,335.11469971085057]
[null,"Slow Progression Summer Minimum PM","M","M4",0,0,0,0,177.61509528513963,172.9006818309422,167.8934416524834,165.21703407996264,163.83671522846086,163.24323878710081,162.3188020282283,162.41377379808156,162.45208760596722,162.49800177380837,162.63730743876974,163.10293074069358,163.83720406738524,164.48795999690887,165.31863029201298,166.33012376665587,167.26681062494217,168.19294418253025,168.75750783297087,169.15333262691001,169.36109335334365,170.19170066117249,171.21429510840787,172.46458818699327,173.79705435670112]
[null,"Slow Progression Summer Minimum PM","M","M5",0,0,0,0,168.48491624691707,164.05483351701096,159.35068048903256,156.8943076019433,155.66013035970585,155.21781569408151,154.5060107493033,154.80381939012653,155.08915632680393,155.4210786079741,155.89823268460452,156.73774072600503,157.87943651239922,158.98255943911852,160.29006520626413,161.72658227382561,163.04433286673066,164.2994320755077,165.15457931702102,165.78938617284052,166.28469854515342,167.41442108329969,168.77981141333021,170.42776800101348,172.23246082736821]
[null,"Slow Progression Summer Minimum PM","M","M6",0,0,0,0,50.842750487875527,49.565943780083309,48.211728018932327,47.588373184612195,47.323441300972846,47.362472062416984,47.383742923314578,47.770596550741693,48.212697788093806,48.725154118016825,49.362418623335031,50.184534301941675,51.165534458974633,52.193015935806478,53.330379472559905,54.445885730781782,55.45720304817938,56.374351660178576,57.089358681634934,57.651696139837057,58.227559589634083,59.057174685579142,60.034468389679631,61.192212165975505,62.509899198588414]
[null,"Slow Progression Summer Minimum PM","M","M7",0,0,0,0,28.342583314046113,27.622485315000393,26.85849999073416,26.494640114681438,26.332027947941924,26.329836443041113,26.308919997909083,26.483342445515721,26.680370312814105,26.908802121654777,27.195565955828606,27.574893480970701,28.03339379096958,28.509736247826424,29.040640435493668,29.567799565004886,30.046367113562344,30.482888711720612,30.818033292630187,31.080035772645186,31.341856451936895,31.736481879933176,32.20280221874232,32.756501157500281,33.383722450045099]
[null,"Slow Progression Summer Minimum PM","M","M8",0,0,0,0,77.834288835255037,75.728616124414529,73.49111686021422,72.240250438205919,71.564231572059484,71.190003904155475,70.628680755241845,70.473769806668216,70.254979822532462,70.002265883966331,69.736887995066894,69.56454300902378,69.465128578959124,69.290653684121139,69.163120084111014,69.155053100327962,69.159434498260907,69.208996151977772,69.1540105665391,69.082108925194163,68.890987374325022,68.93157599310797,69.005632011366799,69.116483691664726,69.188802105732478]
[null,"Slow Progression Summer Minimum PM","N","N1",0,0,0,0,852.75160802627101,830.18049582588412,806.20907581794677,793.48373670582873,786.97010913358781,784.3028132038213,780.11361850701621,780.88301779383119,781.44267363626079,782.09823394417788,783.28764416449508,786.123430970095,790.32048205044816,794.17789512175386,798.9499744474399,804.52605391764132,809.67084411205235,814.68553693061494,817.87832893256848,820.17003523056417,821.61752304828178,826.1211318382517,831.62729553064651,838.32711936276382,845.54034868876886]
[null,"Slow Progression Summer Minimum PM","N","N2",0,0,0,0,711.52541023393837,692.73626708643633,672.78259803150547,662.25096725362084,656.89471018478412,654.79533587469109,651.4726028856353,652.33181931291915,653.0591938894753,653.90777034095913,655.26102160577091,658.0432200682875,662.01075818385834,665.73742109061834,670.26253240776714,675.41402606154179,680.15566098201782,684.73369102547224,687.73197020392286,689.91535657592749,691.43502275773346,695.55025653043526,700.55801367758295,706.63136961374357,713.21550298916452]
[null,"Slow Progression Summer Minimum PM","N","N3",0,0,0,0,632.84089073280438,616.02843765078751,598.17131881891157,588.60576411771274,583.66076514790007,581.50298940863638,578.15007827308068,578.41404591000321,578.46135531175673,578.52163827337858,578.89438243781149,580.41087373153903,582.8676001273318,585.01219135691429,587.78573659727192,591.21878486573826,594.40242423948973,597.56732094001291,599.46435657074687,600.78177111324987,601.41517832081354,604.2521690908095,607.75402390211502,612.04331704061246,616.59716637684096]
[null,"Slow Progression Summer Minimum PM","N","N4",0,0,0,0,704.96483328040858,686.45716442056914,666.80525399723479,656.58326312136899,651.47019172662397,649.70116708049397,646.83465424259771,648.22135296475312,649.58381054452684,651.16784504474515,653.39789582506228,657.17983961527693,662.25823398617354,667.20275490042275,673.02526887180568,679.35880071356905,685.16303273793199,690.66948495475992,694.46391392337807,697.29560111223327,699.56996029147524,704.52828568510711,710.50893154681523,717.7169440511143,725.63410195731797]
[null,"Slow Progression Summer Minimum PM","N","N5",0,0,0,0,153.03935818578228,149.05779191669845,144.83102002035952,142.68308548933999,141.63796500199751,141.35802223264017,140.87818220373538,141.35842103888689,141.86900516082,142.46166115815711,143.24342486144195,144.407646469425,145.89415949689786,147.38668099227817,149.09889239731396,150.88535951134511,152.51567946531074,154.03594092270359,155.13539507048759,155.97384874963839,156.72487503762386,158.09615585439732,159.73556845599697,161.69886084009372,163.88407145822791]
[null,"Slow Progression Summer Minimum PM","N","N6",0,0,0,0,37.247172809442176,36.41016355690526,35.525122247344939,35.261633563041052,35.243695118597735,35.55495944101655,35.957367808336798,36.727420638653072,37.634644249719486,38.685659384385339,39.960807542565348,41.495101671707985,43.256719988775863,45.14762875192114,47.198028761348887,49.132807496638733,50.87925932118921,52.433396762420159,53.705980299565944,54.725504957840911,55.846079324155269,57.254651989758102,58.896869881184664,60.827250923925277,63.059389056832359]
[null,"Slow Progression Summer Minimum PM","N","N7",0,0,0,0,210.90602565720923,205.26565268895277,199.27383433588341,196.01266944360933,194.29784930236471,193.4715237251894,192.20739487087818,192.11080017564348,191.90532659777392,191.66918977246789,191.4868585605297,191.63877811323206,192.06197833015102,192.34503323491023,192.80773996765691,193.52801632017565,194.20764945549911,194.92780958344713,195.27605008541789,195.48467828489268,195.43078198830005,196.07254784176692,196.88831096801408,197.90735032349326,198.94455225725946]
[null,"Slow Progression Summer Minimum PM","P","P1",0,0,0,0,942.10934336320111,917.54076770804704,891.45758468044676,878.12086346975263,871.58311225202635,869.69290191879827,866.5106338495126,869.17967304262493,871.97842942391856,875.22795695380194,879.56328682862488,886.17997995817461,894.71520798674123,903.2311967896685,913.05295956899192,923.39064750405555,932.83321672097202,941.67107677439662,947.99724584055525,952.80006812322426,957.01087989419796,964.97969585963597,974.52506181678177,985.97214963657711,998.67638953446749]
[null,"Slow Progression Summer Minimum PM","P","P2",0,0,0,0,29.094979403537426,28.437184682118577,27.741519524484691,27.527885228843427,27.506747092829585,27.738450823725842,28.037136724243666,28.618963627103128,29.304027392241849,30.09767959066351,31.061041270251977,32.221825223986478,33.555692171020816,34.986699382971111,36.53909490512693,38.005204390454104,39.328736308773429,40.507034180971957,41.470800270822181,42.242606401148137,43.089658806538168,44.157545735949583,45.402865423740188,46.866969377687241,48.559318607356843]
[null,"Slow Progression Summer Minimum PM","P","P3",0,0,0,0,1017.8520654711091,991.0904158372075,962.67317391142399,947.83645343232672,940.38302747092644,937.71491382881629,933.42022791450665,935.22623816313217,936.95827271628912,938.97304443068765,941.86706925954479,946.95189992435246,953.86387877952291,960.54417884907139,968.46031561990969,977.15442656794448,985.12945980425263,992.72425782746359,997.90097488730942,1001.7445718771027,1004.7467437830735,1011.582963026871,1019.8446753619295,1029.8156358439339,1040.7360844089587]
[null,"Slow Progression Summer Minimum PM","P","P4",0,0,0,0,76.50771073632329,74.465923396970695,72.297025909052991,71.122457205496943,70.508092182444628,70.220690579347277,69.779024692349523,69.765253025904613,69.716210855621327,69.660077125512146,69.629261370885644,69.725104911580175,69.924205515815643,70.076629759183263,70.297676362434174,70.607804854189169,70.898294840844329,71.198096313022106,71.357148102521535,71.459382774678986,71.470368043454641,71.738172176542008,72.074578157234953,72.491540563677574,72.923158766273758]
[null,"Slow Progression Summer Minimum PM","P","P5",0,0,0,0,236.51131976079856,230.17957282861474,223.45313087965934,219.78308410061558,217.8482599863365,216.90265487212883,215.45910886784802,215.31814801540958,215.04860433920257,214.73848758808012,214.47980875154647,214.58766265311175,214.99229263258727,215.23337522082741,215.6706225334064,216.40339069324972,217.0980929598457,217.84651388544296,218.18681330433776,218.38002173400437,218.27272083697989,218.93869193375954,219.79137036854092,220.86154348079785,221.93970434828526]
[null,"Slow Progression Summer Minimum PM","P","P6",0,0,0,0,279.04442925234775,271.79933087400241,264.10843273191716,260.22084856617471,258.34153772677121,257.87332467225497,257.05618578642606,258.00451695946708,259.02262122903875,260.2041500980402,261.75030911506389,264.01230307573297,266.87851570913136,269.7699090809794,273.07367279703334,276.49795275801006,279.62079312459201,282.52453766305246,284.64106787924288,286.26061043069831,287.73435531097363,290.35429196396007,293.48186559887205,297.22328141965005,301.39690213056542]
[null,"Slow Progression Summer Minimum PM","P","P7",0,0,0,0,129.80753322474291,126.37713871103566,122.73406509128867,120.80764152651716,119.82583791328844,119.43540452362733,118.81904824367982,118.96300343868295,119.08036333769016,119.21740904611957,119.44303603795464,119.92610043917054,120.62249611612263,121.27244327921538,122.06597870920983,122.97640777751508,123.81500906193713,124.62700589983947,125.1543095202239,125.53666096163541,125.79552968292649,126.52523745565426,127.41447432413064,128.4940131398742,129.66188226919394]
[null,"Slow Progression Summer Minimum PM","P","P8",0,0,0,0,451.97975124207204,439.96286178044596,427.19904305995408,420.34897265464787,416.80054940225472,415.23270284702369,412.80142622906578,412.94390662637448,412.92249846336028,412.90162728179911,413.09136202501594,414.0862625530599,415.74219007258637,417.16617666194327,419.03189258443541,421.37805571656065,423.55668663549721,425.73360080123695,427.01762778280943,427.90104690735973,428.28731892814528,430.23774601932615,432.6511531138176,435.61219681108884,438.74472293331559]
[null,"Slow Progression Summer Minimum PM","Q","Q2",0,0,0,0,146.02834708174612,142.17379150894647,138.08037752719412,135.92206924347633,134.82564164937685,134.3993578625018,133.72368710926298,133.90790568339293,134.0666315832066,134.25172567978228,134.54254410407808,135.12863255786422,135.95978756309654,136.74304906415369,137.69145730922665,138.76680700439366,139.75622689951177,140.71007294763376,141.33754139294803,141.79548074510467,142.11867858974881,142.97622511758621,144.01897795335103,145.28295182450094,146.65474253067606]
[null,"Slow Progression Summer Minimum PM","Q","Q4",0,0,0,0,689.31864504577413,671.75420273080351,653.11788257963894,644.16836780292715,640.12221268242217,639.92244686942229,639.21330460276181,643.20326840731695,647.69291401455337,652.89853405016595,659.45408623653304,668.19676735912685,678.80752948713371,689.80288164556305,702.08429717403851,714.32624178323647,725.44442510080626,735.60391285877063,743.36697052869067,749.42431281468521,755.43000883298316,764.6127391158451,775.47415241803253,788.37988234921397,802.97810376396615]
[null,"Slow Progression Summer Minimum PM","Q","Q5",0,0,0,0,320.14979682780358,311.8313261234041,303.00084662803152,298.52858514171299,296.36148931364056,295.80673611490789,294.84518412651636,295.90296525605788,297.03478761301977,298.34837466900001,300.07205703189499,302.60933241391115,305.83293809454079,309.07951448160492,312.79429691064286,316.65353951715088,320.17389922002229,323.45055373271998,325.83232655675977,327.65267850296271,329.300091016225,332.25619219839382,335.78691166323597,340.01220318277257,344.7218942669233]
[null,"Slow Progression Summer Minimum PM","Q","Q6",0,0,0,0,94.1352819621885,91.781927142584664,89.286189087751282,88.152964109966106,87.681514998351219,87.784385460845513,87.865650457815718,88.634599080869293,89.516308030447874,90.538267315365601,91.805676246749272,93.428732695783538,95.357973633446534,97.383586243800607,99.621197903883868,101.80755609313221,103.78888239246231,105.58250273112643,106.98740769403041,108.09435579042369,109.23621514041473,110.85894989901703,112.76869471679854,115.02942923338091,117.60628351790226]
[null,"Slow Progression Summer Minimum PM","Q","Q7",0,0,0,0,75.604293221515277,73.645606845828013,71.566514830104595,70.521657743203804,70.020177774330833,69.905677250044761,69.701191959208501,69.979406796024932,70.280753105633082,70.63041042444803,71.08466165100927,71.738269890768066,72.560434330295209,73.393584644194448,74.341915761332416,75.318545092553734,76.208606300737472,77.033914383249183,77.640100088989314,78.105458717127007,78.535299193774861,79.280152256385975,80.168028882531985,81.229038058189147,82.415217992840297]
[null,"Slow Progression Summer Minimum PM","Q","Q8",0,0,0,0,110.21096417250681,107.3520501329558,104.3172929529623,102.78696235422991,102.04936644092682,101.87190983785251,101.55939377428214,101.94680231872358,102.36432304996998,102.84882693616336,103.48085048282901,104.39886790360472,105.55845726587398,106.73050815974374,108.06751517929972,109.4494894641898,110.70944863928025,111.87961578275026,112.73533980398442,113.39104348306192,113.9915710570645,115.04749428613704,116.30722758995405,117.81352367628887,119.49539941516366]
[null,"Slow Progression Summer Minimum PM","R","R4",0,0,0,0,315.68357092718395,307.48059349897409,298.77270124674425,294.36174391186876,292.2238899074527,291.67528694233556,290.72497477934712,291.76526411774211,292.87801827311404,294.16948292371097,295.86457601381505,298.36121673271299,301.53398966678714,304.72887754841446,308.3849958065,312.18411883300291,315.64971602811681,318.87570100853526,321.22003845378498,323.01158080353264,324.63208402388244,327.54244526924037,331.01870347276417,335.17896751411774,339.81583605020955]
[null,"Slow Progression Summer Minimum PM","R","R5",0,0,0,0,79.39296533497776,77.369112402465944,75.22172982723454,74.189289968749975,73.721746728256974,73.696294075785374,73.611272789363042,74.066612545304864,74.578667458566443,75.172387704274655,75.920440207277736,76.919327551968962,78.132413751525618,79.388971908116133,80.792970608181136,82.193284583070067,83.465136745566866,84.627636668994157,85.515279517754323,86.207686051040241,86.893356025083619,87.944061173096941,89.187025419922364,90.664097146784826,92.334507070301228]
[null,"Slow Progression Summer Minimum PM","R","R6",0,0,0,0,180.6394069482082,175.80851289071788,170.67661228225219,167.88353279780497,166.41487847643444,165.70725900356049,164.62470934314598,164.54218692767645,164.36645234536675,164.16449477205185,164.00867861669755,164.13919914202907,164.50211740755464,164.74504341728164,165.1418739719748,165.75926792113077,166.34180288613786,166.95899564113995,167.25758441456594,167.43653531545564,167.39067535022625,167.94068882819786,168.63978383788256,169.5130507614534,170.40195352590359]
[null,"Slow Progression Summer Minimum PM","S","S1",0,0,0,0,1299.0036219243934,1295.0371272086643,1287.0693963268586,1278.275951353093,1268.4789473294018,1264.929312970628,1259.1512175659955,1261.334134310719,1263.3265260024457,1265.630476619898,1268.9826702669225,1275.1181059031239,1283.5626810940009,1291.6489452966061,1301.2662742134698,1311.9590167051629,1321.7762579614921,1331.1881805497717,1337.496367384068,1342.1446697849392,1345.5967150733252,1353.9827290756045,1364.1523553622972,1376.4771292972005,1389.9305781812559]
[null,"Slow Progression Summer Minimum PM","S","S2",0,0,0,0,383.53083540220325,382.52049501229078,380.45827827713026,378.21088004363423,375.69281978264667,374.86183715327144,373.48191438589123,374.23847892792372,374.98074972548335,375.83947596015776,377.02396492226688,378.98841227011701,381.60303571493574,384.15857578452494,387.1472365899665,390.38246145081325,393.34517329471549,396.15515082130548,398.09703283629995,399.54869288397731,400.71877467018123,403.22793919608705,406.25409589323669,409.9065632367209,413.92529181406923]
[null,"Slow Progression Summer Minimum PM","S","S3",0,0,0,0,111.38928408022457,111.22335818847506,110.89579571415202,110.52927472911722,110.12341475140587,109.96207092750875,109.70422272730249,109.76030692913781,109.80240620741556,109.85102138553307,109.93316395226482,110.11925842093535,110.39105681123428,110.6422118847113,110.94983690834056,111.30725596373128,111.63674879168846,111.9579814773804,112.16299761136915,112.31042217970401,112.40374130365643,112.68899704007467,113.03785384695215,113.46327440545798,113.92207130629045]
[null,"Slow Progression Summer Minimum PM","S","S4",0,0,0,0,150.60488628961815,150.25287504193889,149.43275371987522,148.62628765240129,147.67876922357999,147.61676092059585,147.42160873809593,148.308692814821,149.29724300057785,150.44170246227222,151.88233981083039,153.81551554976068,156.16796944601504,158.59990622731502,161.31684286612398,164.03460639537127,166.50350156402413,168.76530508701251,170.48364883162662,171.82158204007973,173.13332782467967,175.16753042293018,177.5767158177745,180.44461822170891,183.68502548331378]
[null,"Slow Progression Summer Minimum PM","S","S5",0,0,0,0,480.30453245305387,478.91334456781499,476.10634568544242,473.01930775543718,469.57456484485408,468.35742953163401,466.36580751243434,467.20774088131895,467.99587832315609,468.90740610159077,470.20894718516269,472.51369099448294,475.65192113565183,478.67672636311147,482.25494131764793,486.1999286458659,489.81900876065919,493.27709655082447,495.61709935567109,497.34926852314641,498.67067048106821,501.75390761217369,505.4865682337292,510.00454940067885,514.94836882231834]
[null,"Slow Progression Summer Minimum PM","S","S6",0,0,0,0,112.16872111880818,111.79791415220541,111.08349391060067,110.2684656629467,109.37362382575137,108.97363759586436,108.34791737134891,108.36522634866381,108.33283920689614,108.29503054292827,108.30049683122935,108.50001716954769,108.85767018773497,109.15185216027602,109.5489979862237,110.07216297012154,110.55958789100687,111.05521425596142,111.33288008134413,111.51815949195317,111.57006504611437,112.00656663714356,112.55144094662943,113.22574785010002,113.93221238318047]
[null,"Slow Progression Summer Minimum PM","S","S7",0,0,0,0,69.221757062583336,69.003736507137816,68.565378346055809,68.081947790654056,67.543168615927499,67.348973215659115,67.032522226986799,67.155007281149196,67.26744680944941,67.397473772806435,67.58585042807691,67.92809476240663,68.398035039478231,68.848681772165662,69.384021967356489,69.978131744429021,70.523501975510513,71.045976682626019,71.396886550117756,71.655719532344591,71.849087932230518,72.314680673897101,72.879091912040622,73.562926308662981,74.309780835976809]
[null,"Slow Progression Summer Minimum PM","S","S8",0,0,0,0,0,0,0,0,0,0,0,0,0,0,0,0,0,0,0,0,0,0,0,0,0,0,0,0,0]
[null,"Slow Progression Summer Minimum PM","S","S9",0,0,0,0,0,0,0,0,0,0,0,0,0,0,0,0,0,0,0,0,0,0,0,0,0,0,0,0,0]
[null,"Slow Progression Summer Minimum PM","T","T1",0,0,0,0,192.95664773674588,192.20476767040958,190.82540734511795,189.18876956020742,187.42215619019538,186.45605838644181,184.99263961642197,184.60282489532617,184.03969845606753,183.38697735593882,182.69750737136525,182.25104569943829,181.99386650866938,181.53979110443549,181.20310636222601,181.17993006849554,181.18918309714678,181.31993449905042,181.1729784448728,180.98154406471917,180.47065769818238,180.56520810002775,180.74670743784083,181.02675005800035,181.20510019732757]
[null,"Slow Progression Summer Minimum PM","T","T2",0,0,0,0,272.98440098025588,272.19734312768003,270.75344745314447,269.04023722440024,267.19097031656906,266.17967224278755,264.64778532874357,264.23973256737281,263.65025945077412,262.9669998587205,262.24527203300721,261.77792201204375,261.50871032433383,261.03339035168807,260.68095333139343,260.65669270155246,260.66637864640757,260.80324743999711,260.64941583625796,260.4490249243309,259.91423600710891,260.01321008498178,260.20320112937691,260.49634594478135,260.68304045092719]
[null,"Slow Progression Summer Minimum PM","T","T3",0,0,0,0,41.684861060329069,41.522430708916566,41.224444377860692,40.870877815265985,40.489232333029264,40.280524039262154,39.964378372259375,39.88016581633687,39.75851233792487,39.617503522270432,39.468555761986849,39.372105637146213,39.316546634849303,39.218451698196866,39.145716931788186,39.14071010463099,39.142709057340014,39.170955578440598,39.139208329655865,39.097852327504739,38.987484390164958,39.007910327339722,39.047120039821884,39.107618280484964,39.146147664495047]
[null,"Slow Progression Summer Minimum PM","T","T4",0,0,0,0,233.52334205630714,232.72805541587172,231.27317456222039,229.54693020534785,227.68359404821172,226.66460200409989,225.12106047232095,224.70990323965663,224.11594540308556,223.42748756220152,222.70026882078147,222.22936319411832,221.95810334000578,221.47916712615302,221.12404875992516,221.09960355486245,221.10936319052558,221.24727328387081,221.09227132707181,220.89035583819677,220.35149823917982,220.4512253132645,220.64266181226546,220.9380368776533,221.12615175829436]
[null,"Slow Progression Summer Minimum PM","T","T5",0,0,0,0,48.357025594149903,48.168596306856529,47.822913671217634,47.41275451794894,46.970022075451325,46.727907503237667,46.361158911018364,46.263467120317664,46.122341536123628,45.958762559628198,45.785973914709842,45.674085784658807,45.60963389426702,45.495837680445092,45.411460837837438,45.405652607635218,45.407971516823189,45.440739234144587,45.40391045547107,45.355934926619021,45.227901270395741,45.251596625054944,45.29708232470248,45.367264038104665,45.411960514506632]
[]
[]
[null,"Steady State Winter Peak","A","A1",0,0,0,0,1921.6628847765378,1930.1072757470758,1944.6703935845665,1938.7597724465754,1929.9078414415662,1928.1112011391142,1923.6905227195384,1921.268411447312,1918.7342919073146,1916.7659771343742,1912.97928145591,1910.1717262412319,1907.6694875818851,1903.0729691664949,1898.6444976582713,1896.4236434182933,1896.9867815294601,1898.3090136533708,1898.7838360137462,1899.0693985876351,1899.2506969882668,1901.0185418003841,1902.8057463224345,1905.2342369457756,1907.4841677789718]
[null,"Steady State Winter Peak","A","A3",0,0,0,0,426.43060061597441,428.3221640650533,431.58077672083897,430.30538257941083,428.37826644872365,428.02044410270696,427.08330410950282,426.60981958785544,426.09758555712028,425.71125233945867,424.92130796783755,424.34843796857274,423.84301099847897,422.87269231893112,421.93968273575155,421.500113296682,421.68192704745383,422.0357614570209,422.20501089539232,422.33553356858232,422.4510443463812,422.92632293620585,423.41305094947671,424.04853377480595,424.65009562882585]
[null,"Steady State Winter Peak","A","A4",0,0,0,0,1305.2539455205949,1311.3921953461197,1321.8971672311161,1318.706431351799,1313.5400594370242,1313.2494717762806,1311.2442410366386,1311.0551587077807,1310.4738821806561,1310.2847612574556,1308.8582736920316,1308.0922116869972,1307.5265028253732,1305.5347393147886,1303.6575348623646,1303.3606787793537,1305.0366035879219,1307.3094055409149,1309.0853697139528,1310.8072109667601,1312.643092103526,1315.73183789624,1318.9964850197364,1322.84343728356,1326.6988527526687]
[null,"Steady State Winter Peak","A","A6",0,0,0,0,2190.1263878921559,2201.9822121225388,2221.9796189168287,2219.8111329307917,2214.413467966905,2217.5202628833836,2218.0116780824842,2223.3236295582606,2226.755413981135,2230.8755301387055,2232.9106734288193,2236.0360370278249,2239.4704113652729,2240.4982247854582,2241.7198698628299,2245.9058539111843,2253.7182873492325,2262.8464530585488,2271.4454033772486,2280.2412772391986,2289.9431644461283,2302.4247168249299,2315.8306135938406,2330.7808078216453,2346.2468003099857]
[null,"Steady State Winter Peak","A","A7",0,0,0,0,3136.0070369372961,3151.3410955317649,3177.4735038076642,3171.007428926363,3159.8270088175013,3160.4829306216552,3157.1178244422931,3158.7841948437572,3159.0478871914747,3160.2651966296285,3158.5063064095939,3158.3274025724277,3158.6196329438926,3155.4804442439568,3152.6171017917709,3153.6684815813601,3159.5788127915143,3167.0415744773686,3173.4253235948081,3179.7874345824189,3186.6927683603203,3196.8634478883014,3207.6937808021062,3220.1368505825094,3232.7892177921049]
[null,"Steady State Winter Peak","A","A8",0,0,0,0,2023.054086890108,2032.7015513815045,2049.1870587539647,2044.5150851479298,2036.7883769600085,2036.6465477182826,2033.869602824285,2034.0597816842815,2033.537175236602,2033.6249860510218,2031.7942117176349,2030.9855126316336,2030.4850149175979,2027.7730508580673,2025.2387836436835,2025.1807853093489,2028.207611449413,2032.1865300572779,2035.4215193758248,2038.5973229210358,2042.011231055707,2047.4251490756797,2053.165715617075,2059.8575093237641,2066.6054803503284]
[null,"Steady State Winter Peak","A","A9",0,0,0,0,420.49192371479239,422.27815258083035,425.37104944638617,423.95173720314727,421.8854240586287,421.35014371362428,420.230331727362,419.47771703911508,418.74892262744294,418.14273663061834,417.1390048293232,416.3502343153952,415.62934656515762,414.45073877811262,413.30883881253834,412.63763919399787,412.56311663740581,412.642270459607,412.52395715051495,412.35285158530644,412.13066883539631,412.22885832526288,412.30640157486857,412.50183694939284,412.63836399540361]
[null,"Steady State Winter Peak","B","B1",0,0,0,0,1565.1290618451371,1572.4071779054964,1584.8783763488061,1580.8840085173897,1574.5161219335871,1573.9777007417842,1571.3694217602122,1570.8451660496635,1569.9152231279782,1569.453911087179,1567.509336428609,1566.3576251698985,1565.4475931637278,1562.8283062353553,1560.3463019256228,1559.7427687955608,1561.48808024095,1563.932499172176,1565.7650691572503,1567.5175322533676,1569.3689676685817,1572.6869064787065,1576.182512968503,1580.3463807337143,1584.4938852385087]
[null,"Steady State Winter Peak","B","B2",0,0,0,0,1368.8949334644117,1375.5679728916662,1386.9439038540158,1384.0796227316882,1379.1563625684191,1379.3955310383822,1377.8760527172656,1378.5296001659879,1378.5868962727814,1379.0600569859341,1378.2341949673259,1378.0982462074171,1378.1683080767934,1376.7407052518306,1375.4334906539511,1375.8309864419343,1378.3453093531007,1381.5331604452465,1384.2460195925455,1386.9456592651902,1389.8730463410686,1394.2168998605423,1398.8404448526926,1404.160523509327,1409.5653829356081]
[null,"Steady State Winter Peak","B","B3",0,0,0,0,1214.0660299126168,1219.4440230688062,1228.7102069148707,1225.0640242072657,1219.5619550762658,1218.5262016288157,1215.839867312126,1214.465184553753,1212.9859664405792,1211.8650497278288,1209.5950763786002,1207.9432078704201,1206.4834811609887,1203.7002530615487,1201.0232379238821,1199.7495876805847,1200.2435444031225,1201.2257635651022,1201.681020046859,1202.0246574526873,1202.3221716998266,1203.6407527441183,1204.9889517878146,1206.7579764823029,1208.4280518564167]
[null,"Steady State Winter Peak","B","B4",0,0,0,0,381.91917711212761,384.15098434650662,387.88856347850509,387.84683287113995,387.25105262470868,388.1724365164597,388.66538076484431,390.18621048565024,391.25010340589154,392.4372315253226,393.25985255193507,394.2706951808803,395.33255449374184,395.97330124211703,396.6480187692124,397.87268152190882,399.76313377765103,401.91621147365169,404.00915672009506,406.16683087018879,408.55797541963221,411.50539130289928,414.68044762556571,418.18470892498812,421.83189160090529]
[null,"Steady State Winter Peak","C","C1",0,0,0,0,259.73386697302601,260.80550963132839,262.6676805974422,261.72611393799912,260.38315356472771,259.97931491296714,259.20908752925271,258.62956320281609,258.08964085077378,257.62483504007685,256.91464729629132,256.33760421667557,255.80304496427601,254.98603619870707,254.19166872899029,253.68168169369127,253.53381567192235,253.47447500158268,253.28696062605425,253.06097706946585,252.78888922639672,252.70089583491145,252.58733565796248,252.53504446230772,252.43615090792284]
[null,"Steady State Winter Peak","C","C2",0,0,0,0,755.79411419222674,759.26523115972623,765.22132217895671,763.20351754338742,760.03715509554638,759.67679127053043,758.30959552823322,757.89925528656295,757.32713376590732,756.98046544716783,755.91778047446599,755.23846643587524,754.67661686064457,753.28975903945991,751.96914946758193,751.54691649420954,752.25009990149363,753.28210582812596,754.01015180970126,754.69148027666711,755.40064720638668,756.79906669190575,758.26571274131311,760.0392210779338,761.79082202606685]
[null,"Steady State Winter Peak","C","C3",0,0,0,0,228.05519160965844,229.15744992332407,231.03825110053106,230.54171125704951,229.7016281810065,229.71963136523809,229.44305736904437,229.51773026825407,229.50049510313733,229.55235790606218,229.3878592996283,229.33840782370135,229.32344240255028,229.05905249071051,228.81470923970213,228.85246766909563,229.24096352073897,229.73975847025145,230.15757069771948,230.57143210201602,231.01889301839137,231.69821785060728,232.42031533500449,233.25500709459857,234.10077512789528]
[null,"Steady State Winter Peak","C","C4",0,0,0,0,146.84645639070317,147.46628358383305,148.54035496177789,148.0365707899058,147.30661863447446,147.11051760435524,146.70961587977794,146.43242628375393,146.16667230418517,145.94365896036913,145.58183486178464,145.29512642948714,145.03219367456828,144.60944850316289,144.19951853016391,143.95317171831468,143.91439306237734,143.92848069202549,143.87283129428656,143.79801161840101,143.70353173199661,143.71920613038901,143.72606556514725,143.77264919293458,143.7973812017641]
[null,"Steady State Winter Peak","C","C5",0,0,0,0,447.19931651597312,449.42165451736662,453.20252681102806,452.35348073446238,450.83412901298811,451.01006764493758,450.61860065456227,450.98528056569285,451.12391933177048,451.39924046756124,451.24995030679861,451.3255575606442,451.4677264176625,451.12025477799983,450.81215612498795,451.0694698054499,452.02692766808866,453.21296796903351,454.25211901086766,455.29478097945287,456.43129136661639,458.04897575742706,459.77515233817553,461.74431167281296,463.75481654074673]
[null,"Steady State Winter Peak","C","C6",0,0,0,0,262.1460444653132,263.41549907320916,265.58114636073401,265.01534489191448,264.05477930116342,264.08107476315683,263.7691659076699,263.86377321944525,263.8508292129697,263.91735954079695,263.73517200715958,263.68520149817891,263.67482985969679,263.37772707621281,263.10367013859138,263.15437203475267,263.60873419253807,264.19037315384878,264.67939809380664,265.1643299993338,265.68899769079036,266.48124514991235,267.32363959899311,268.29634339478343,269.28256083412782]
[null,"Steady State Winter Peak","C","C7",0,0,0,0,229.13687251349742,230.31983242442271,232.32452950789099,231.98011326050096,231.29468546292921,231.48708940803226,231.39620925637215,231.74423447238604,231.94064834599303,232.20795841889509,232.25745619511093,232.42167731202781,232.61923049386706,232.56550984059294,232.53200898288142,232.79710899733331,233.42994748524714,234.1888465210202,234.88114324866623,235.5834247417317,236.35412382346416,237.39064033853953,238.50064617096456,239.75128903875898,241.0373865086782]
[null,"Steady State Winter Peak","D","D4",0,0,0,0,1122.4164113564573,1128.1736684390762,1137.9365834593459,1136.1728903739809,1132.7367049586519,1133.5927664249989,1133.0548823311467,1134.6243234314531,1135.4804863532659,1136.683202012593,1136.8191847126127,1137.5175654660477,1138.3798750104975,1138.0116615878819,1137.7424552061877,1138.928414981219,1141.9081208550349,1145.4977738192397,1148.7538586346693,1152.0519352214878,1155.6679694518932,1160.5698102047174,1165.8165071589401,1171.7384701434987,1177.8220458558781]
[null,"Steady State Winter Peak","D","D5",0,0,0,0,586.1875495335554,588.88062328545118,593.50149547081776,591.93835485509487,589.48445235109386,589.20704664160507,588.14890268937313,587.83391855697016,587.39274781665733,587.12645430709017,586.3048192207973,585.78051298029345,585.3472953952853,584.27420037636148,583.25248787721955,582.927730431496,583.47602029547056,584.27952479046883,584.8474574875986,585.37932373796502,585.93319670361541,587.02204194957869,588.16416889865843,589.54462538759799,590.90838227262202]
[null,"Steady State Winter Peak","D","D6",0,0,0,0,695.02017252620522,698.40652677985258,704.17975742206931,702.72200490471869,700.21876627587915,700.33626005282304,699.56056080075689,699.88621535015636,699.91047787672301,700.14585143302861,699.72169017101487,699.64783374720992,699.67860353094113,698.94898875565718,698.28049615326086,698.47718264949549,699.74828562755613,701.36101048925832,702.73223724036609,704.09643693287751,705.57548642137272,707.77296710985252,710.11176445215324,712.8035869216659,715.5379050774751]
[null,"Steady State Winter Peak","E","E1",0,0,0,0,1106.7365424750174,1111.9344049877063,1120.8312836772477,1118.1118819073092,1113.7169448843292,1113.4548137469292,1111.7376755156793,1111.5527014151376,1111.0405336881568,1110.8607454459127,1109.6318212596293,1108.9629563427268,1108.4640916202607,1106.756122516111,1105.1452820187299,1104.8730641673799,1106.272200102065,1108.1760576347313,1109.6573088365787,1111.0914087668166,1112.6190747410187,1115.206089482102,1117.9394973958163,1121.1641632555882,1124.3938087232732]
[null,"Steady State Winter Peak","E","E7",0,0,0,0,381.69544463365816,383.38554841508443,386.29770736156962,385.14992195141872,383.41861746131013,383.09135041759566,382.24503133501759,381.810282911088,381.3432240683922,380.98879937737195,380.27312180078593,379.75178100610975,379.29086083443445,378.41384560266704,377.57022239032835,377.16766715822274,377.32069388815455,377.62708487666447,377.76766356451998,377.87301920074191,377.96354948009048,378.37478974518126,378.79505604966045,379.34736998640142,379.86834706575951]
[null,"Steady State Winter Peak","E","E8",0,0,0,0,101.13827454215695,101.6204979595081,102.4445323558805,102.21080121938745,101.82435067670579,101.81707315850677,101.67804503447327,101.6872596511629,101.66090368970536,101.66506265936852,101.5733065120383,101.53264777001257,101.50739831223065,101.3715920259136,101.24466923063659,101.24152594661453,101.39258542371681,101.59122638015612,101.75266033369462,101.91112044553725,102.08144689429407,102.3517243146303,102.63829908507265,102.97239890780892,103.30928109045243]
[null,"Steady State Winter Peak","F","F6",0,0,0,0,1495.7947970930204,1503.0864724863873,1515.5170240436346,1512.3872767283619,1507.0076796513592,1507.2690868450991,1505.6088213407677,1506.323059504238,1506.3857495294926,1506.9028563807801,1506.0005177945998,1505.8520487557046,1505.9286875204036,1504.368824202586,1502.9405094211154,1503.37494163925,1506.1224418783443,1509.6059138631565,1512.5703666979659,1515.520379962787,1518.7192667317775,1523.4659424727283,1528.5182495292747,1534.3316712113028,1540.2377424268136]
[null,"Steady State Winter Peak","G","G1",0,0,0,0,371.64462541617968,373.71680412756848,377.20212331991064,376.95768029443474,376.16860228539099,376.83518912856169,377.0681175320006,378.1878114876493,378.94106477668964,379.81229761730486,380.32938984376528,381.03078731781454,381.78356752652275,382.12744331408743,382.50427299413843,383.39624784341322,384.91586299860768,386.6709313641357,388.34800316548592,390.06964973421623,391.97275352143566,394.3738129574258,396.95612572511891,399.8224892320809,402.7958312365343]
[null,"Steady State Winter Peak","G","G5",0,0,0,0,587.61601449357784,590.2419556400871,594.76182208829402,593.04403324346799,590.42924874568746,589.98095869775636,588.73763655895186,588.15531880574338,587.50437790105127,587.02730453205515,585.99395095427315,585.25949975563162,584.61764570057812,583.33500551987038,582.1037968585423,581.55643768858465,581.86927721943448,582.42307404165274,582.72630835301322,582.97976277777036,583.22143542551009,583.96730430770901,584.73678987591109,585.71832517626024,586.65936752360733]
[null,"Steady State Winter Peak","G","G6",0,0,0,0,860.16068321155126,864.40321854531942,871.62675326309386,869.92817427230307,866.93853905536014,867.20304615043688,866.3708030607105,866.9603533200011,867.13640641635686,867.57473632750782,867.19653227501112,867.25127332543309,867.43460014377024,866.67641572830996,865.99392976789693,866.3925525354249,868.13135779830725,870.30336727577901,872.18658485102185,874.07063961034885,876.1205127003085,879.08196651940193,882.23916229155361,885.85205842224048,889.53416736855752]
[null,"Steady State Winter Peak","G","G7",0,0,0,0,262.67995860009239,264.07139366263033,266.42333609057175,266.10075909361683,265.38919663685709,265.69130299255914,265.67459153840252,266.20125959086926,266.52639958061332,266.93350201272375,267.09070821259735,267.3790252767896,267.70493755596618,267.74248064153221,267.80323998466372,268.21340372905649,269.05231292302562,270.04286428965457,270.96396966736705,271.90304865382961,272.93677253397766,274.29059402411923,275.74293578048264,277.36936956559987,279.04782658527324]
[null,"Steady State Winter Peak","H","H1",0,0,0,0,277.43025341025617,278.70420362357191,280.89021321292336,280.14913230611523,278.98643804972198,278.85370419125121,278.35135823066622,278.20002206923135,277.98945524965632,277.86164197216635,277.47100070906845,277.22108614316278,277.01429283559207,276.50466449808675,276.01935378144901,275.86377169632232,276.12125754838348,276.4994049307499,276.76593885983897,277.01528773688295,277.2747649096753,277.78716115181248,278.32452180992101,278.97445102392584,279.61627521622404]
[null,"Steady State Winter Peak","H","H2",0,0,0,0,867.74928963916557,871.58144958587184,878.18653459113864,875.55640702303538,871.59914403550033,870.8317253911481,868.8825858772102,867.85756700833724,866.76705188638175,865.93240263057135,864.27653537772892,863.06259157698003,861.98618539777362,859.96391505749136,858.01754790395501,857.07187214774535,857.38720105899904,858.04914320964235,858.33214383244217,858.53319430031286,858.69588667457617,859.58327189205193,860.48707954442932,861.68739136971487,862.81319524968433]
[null,"Steady State Winter Peak","H","H6",0,0,0,0,939.87319733682784,944.30510146431448,951.88759661692404,949.614483252951,945.91943343847913,945.7377655618584,944.32344347723028,944.23047732353973,943.84572855666568,943.74359159273149,942.75039780968598,942.23261860540958,941.85889910607898,940.4582161357323,939.14003596488567,938.96221440009003,940.20735791532582,941.88470487481618,943.20662987292349,944.49179008942883,945.86454965931171,948.14465572614381,950.55624997584118,953.39149590509055,956.23668408194362]
[null,"Steady State Winter Peak","J","J1",0,0,0,0,660.37537988520012,663.11494730237212,667.87224150479676,665.50881374527148,662.12566125293631,661.13332929890908,659.21195773863667,657.79243551707214,656.46189507133977,655.32262947086269,653.55939451274571,652.13450916248848,650.81737902804048,648.78198719652414,646.80417645300281,645.55239982900525,645.22434817850308,645.12438280814092,644.70145109826149,644.18346747002488,643.55510916116998,643.40130174248509,643.1885176902864,643.13694405249441,642.97168841199914]
[null,"Steady State Winter Peak","J","J2",0,0,0,0,0,0,0,0,0,0,0,0,0,0,0,0,0,0,0,0,0,0,0,0,0,0,0,0,0]
[null,"Steady State Winter Peak","J","J3",0,0,0,0,571.40466301766253,574.10133381532012,578.71461516606735,577.33726699467127,575.09556355498592,574.99032140691179,574.13605454725075,574.08768580641652,573.86015556489895,573.80448570536907,573.20707687518814,572.89867480591022,572.67781583749127,571.83258496920587,571.03751477659398,570.9361888847634,571.7004257956313,572.72787978472195,573.53969250636078,574.32957037063102,575.17373988179497,576.57052005973947,578.04815075241356,579.78416575603899,581.5269515362279]
[null,"Steady State Winter Peak","J","J4",0,0,0,0,243.64040668178387,245.04859241132621,247.40921842448864,247.35073474432158,246.93794399367235,247.48977533917883,247.76567169909319,248.67955784658952,249.31417131636348,250.02709779135139,250.50757926490706,251.10831361151631,251.74186514745335,252.10691079139397,252.49361155617845,253.22801569252832,254.38398819498698,255.7043562142058,256.98331824140462,258.30069507151512,259.75986275688405,261.56712026474628,263.51330439529914,265.66382674824212,267.90050660430967]
[null,"Steady State Winter Peak","J","J5",0,0,0,0,512.04402025702586,514.42036075461249,518.49317142828068,517.17665852833397,515.0833687474734,514.89624663954248,514.03115574638889,513.84245572447912,513.52476299655018,513.36029389827456,512.71059075089465,512.32033370236115,512.00922682441023,511.13896598684261,510.31361330118284,510.10186249862193,510.65758875692984,511.44107413224799,512.02345896160512,512.57875775523883,513.16425427578554,514.22746046563407,515.34687110565824,516.68317684194199,518.01259785859202]
[null,"Steady State Winter Peak","J","J6",0,0,0,0,772.16817383632076,775.95763489073022,782.41316357287519,780.84930808013075,778.12541698594919,778.31881548063495,777.52445199561691,777.98470497922744,778.08873770442756,778.42784531495772,778.03405587144925,778.02914193467495,778.13999268205077,777.40581506223066,776.73957239118386,777.04001216853749,778.53966094057739,780.42434733590892,782.04605354602825,783.66498498968167,785.42401354006506,787.99306788921535,790.73012928420417,793.86932236130974,797.06450072330949]
[null,"Steady State Winter Peak","J","J7",0,0,0,0,362.4170231971658,364.19940301015583,367.23508847311257,366.50886439148212,365.23838709598891,365.33792783605696,364.97450103344943,365.20425426787517,365.26383404551069,365.43382016268731,365.25979978751832,365.26825433671468,365.33097674233227,364.99705168375021,364.69501581029004,364.84745491135743,365.56351415837662,366.46105734360776,367.23591356640247,368.01016944534962,368.8519234375816,370.07551567986826,371.37949704527546,372.87360272420943,374.39520883248315]
[null,"Steady State Winter Peak","J","J8",0,0,0,0,203.87906760913435,204.96542089299371,206.80061691039614,206.56332953744251,206.02448342540353,206.27372378587802,206.27658825600429,206.70847834734343,206.97893384120516,207.31312900726221,207.45333123596603,207.69522154714798,207.96617982007322,208.01326390301949,208.07837389505534,208.41595793776202,209.08761152101118,209.87825251891618,210.61624322222912,211.36936575294229,212.19888171793104,213.27962342136402,214.43941545056859,215.7366583737039,217.07633896754965]
[null,"Steady State Winter Peak","K","K4",0,0,0,0,205.319151722691,206.32412023393377,208.03660926401071,207.61536217094374,206.88551620064612,206.9308262992632,206.7130458175593,206.82585089770635,206.84601610390857,206.92863603015655,206.8163938730377,206.80758402729163,206.82960217233941,206.62695104686105,206.44236105425011,206.51427965786289,206.90452937160086,207.39662589256645,207.81827821096678,208.2387032435862,208.69516430505487,209.36585842929298,210.08015521355861,210.9004136968822,211.7347053638122]
[null,"Steady State Winter Peak","K","K5",0,0,0,0,251.15711251817839,252.53384120134689,254.85319206471965,254.63959535637622,254.05663100904374,254.45249213294068,254.55131105691336,255.22246161272204,255.66454193791415,256.18589199525309,256.46804719631638,256.87502814937159,257.31714633626029,257.48313604531285,257.67137151024679,258.20299122999791,259.15396407506859,260.25928142731027,261.30726264951375,262.38099519536161,263.56649686655095,265.07822256141418,266.70287830979345,268.51087607989103,270.38354790154182]
[null,"Steady State Winter Peak","K","K6",0,0,0,0,187.92636839420402,188.90978444685172,190.57406270952725,190.3186337707314,189.7842530275781,189.97256930033316,189.93077202876711,190.2639967428926,190.46250198161414,190.71941009566993,190.79760533580844,190.96973859251841,191.16897845024374,191.16201968607652,191.1716578303982,191.42884734721437,191.99032223508004,192.65785322994657,193.27334514944954,193.89946896681994,194.5877728974217,195.49983823878978,196.47751763936495,197.57535614972332,198.70653129014013]
[null,"Steady State Winter Peak","L","L1",0,0,0,0,355.26626289615376,356.74087565561331,359.30139126101398,358.03154144962969,356.2131475499898,355.68112249169212,354.6494291312975,353.88861956183803,353.17505924785615,352.56441565908938,351.61808693390697,350.8537731504158,350.1474153111717,349.05464276627816,347.99284829611099,347.32180174383711,347.14785793837632,347.09677875311661,346.87210600971594,346.59644376440968,346.2617656136423,346.18272870906151,346.07228340902492,346.04885363519895,345.96452045787873]
[null,"Steady State Winter Peak","L","L2",0,0,0,0,1606.3506120838667,1613.8294697741692,1626.6429214710504,1622.5618845955405,1616.0453156758933,1615.5136261207199,1612.8590863741399,1612.3537741721698,1611.4249797871012,1610.9773352503996,1609.0073117542836,1607.8509293711434,1606.9424333970589,1604.279585103362,1601.7576444698429,1601.165468063833,1602.9858388817302,1605.5255580225223,1607.4390849319504,1609.2720692139428,1611.2107904376701,1614.6585804614808,1618.2923781664233,1622.6153376325374,1626.9244211915779]
[null,"Steady State Winter Peak","L","L3",0,0,0,0,3180.4752147570825,3194.7266223375236,3219.2490546125896,3210.0302836699807,3195.9586401940869,3193.6211542010733,3186.9870232384756,3183.9744316285837,3180.5601952936941,3178.0877678743495,3172.6042539298255,3168.7381075546391,3165.3724719287407,3158.5382377790816,3151.9824168377681,3149.1356663386032,3150.9525673454773,3154.0814214262609,3155.8616331075464,3157.3795264193691,3158.8513239019944,3163.0688392757202,3167.4297396438938,3172.9523876608987,3178.268271491921]
[null,"Steady State Winter Peak","L","L5",0,0,0,0,1361.0631486897159,1367.789410797689,1379.2394957468887,1376.5786804333479,1371.8757052639044,1372.3246067502378,1371.0402914253386,1372.0207090401191,1372.3365119992534,1373.0675811163774,1372.5065452408423,1372.630422510023,1372.957536165279,1371.7947467152462,1370.7517512451418,1371.422073737346,1374.2156866315765,1377.697428336344,1380.7247759373315,1383.7558788220908,1387.0553988936963,1391.8030683992743,1396.8657823484812,1402.6543588383997,1408.5566903412978]
[null,"Steady State Winter Peak","L","L7",0,0,0,0,695.50190704510226,698.84539152627769,704.55374097632784,703.00242831998924,700.40241192678434,700.41555306802468,699.52727921285009,699.6896035793211,699.58583468164443,699.69244215143931,699.13931208862152,698.93725057410006,698.84067714896219,697.98359131619088,697.18762325971227,697.24835077275588,698.37505063336005,699.83447974999387,701.04339779704333,702.23692373833251,703.5246147014318,705.51155180424132,707.62162239445024,710.06848205497045,712.54329303189115]
[null,"Steady State Winter Peak","L","L8",0,0,0,0,601.185434045835,604.02681192090586,608.88686884390415,607.44625111847586,605.09645858571446,604.99534069659501,604.10685959472812,604.07101926646874,603.8434126260438,603.79670454070992,603.17999943553014,602.86731576850923,602.64666518816387,601.76906463147634,600.94424335384497,600.85015908584558,601.66759497671683,602.76280646056489,603.63195168140373,604.47878807988911,605.38465632539942,606.87374759326735,608.44958529189421,610.29879036001228,612.15646007349108]
[null,"Steady State Winter Peak","M","M4",0,0,0,0,342.24818438964564,343.71652753802294,346.25598198386069,345.13042830137465,343.47906437079905,343.07685321727178,342.20131447601614,341.64115548094634,341.08900589890931,340.63693247902819,339.86120572582189,339.26027405345985,338.71434079360949,337.79573059849571,336.9070127403217,336.40431959547698,336.39022040056278,336.50412752456003,336.46014611680374,336.37587488747238,336.25668471247036,336.40456042000915,336.54148987321287,336.7796557485882,336.97454495821904]
[null,"Steady State Winter Peak","M","M5",0,0,0,0,256.38118415037997,257.56516751629988,259.59551219202302,258.92435081133516,257.86393337915524,257.75672106472615,257.30906452964814,257.1934082574856,257.01776196112036,256.91872090605574,256.57675539602974,256.36476236056615,256.19250212109114,255.74032436165623,255.3106261252974,255.18698333350028,255.44642783597658,255.8187297678092,256.08919521944847,256.34501634777251,256.61326937157122,257.11816416218016,257.64883393481711,258.28596980449834,258.91777176215896]
[null,"Steady State Winter Peak","M","M6",0,0,0,0,144.92551273741182,145.63158908234087,146.83535260563204,146.53128852890856,146.00921730462295,146.03361133857871,145.87174918359906,145.93948900552439,145.94441855940892,145.99336806466135,145.90479171609144,145.88926141267177,145.89554855128051,145.7432808083189,145.60375820526082,145.64463343340387,145.90953653673591,146.24566534454428,146.5314280416188,146.81571699165542,147.12393337914193,147.58193701213207,148.06938946281738,148.63043797664614,149.2003329274329]
[null,"Steady State Winter Peak","M","M7",0,0,0,0,29.254401695384434,29.434343912242234,29.734330734358387,29.74953354384964,29.722792646663805,29.814131155358943,29.874163354602093,30.023172148366676,30.130121225753374,30.246685067897811,30.335277665571041,30.438184180279954,30.544841562909898,30.619163031616612,30.696095904412665,30.816959489357284,30.990648274107649,31.186268718845067,31.379041653225663,31.578434759734133,31.799839380406226,32.06776657473489,32.356765033620562,32.674256517507786,33.005592894046323]
[null,"Steady State Winter Peak","M","M8",0,0,0,0,48.506319636106944,48.696452472902337,49.028985401752799,48.832674886814821,48.560851147801714,48.462334988950218,48.293712766282582,48.149310631261109,48.020157556792668,47.904837943070518,47.743748560844395,47.607639676334934,47.479639396966249,47.298978851085245,47.122536313804446,46.997194005227882,46.937446921051055,46.892213139669153,46.821086038790348,46.740925645371341,46.64756263352232,46.584226685668419,46.512072802113366,46.447716091383043,46.371432911460872]
[null,"Steady State Winter Peak","N","N1",0,0,0,0,1450.6832367936481,1457.0670377684785,1468.0746618890771,1463.6311811959924,1456.96777374253,1455.6323565186835,1452.3175461676049,1450.5217778575211,1448.6343523720807,1447.1742349556889,1444.3413520586444,1442.2475282771534,1440.3840332688417,1436.9394649258072,1433.6217662870345,1431.9724373119295,1432.4266106516311,1433.4556576712266,1433.8467552486698,1434.0966505545121,1434.2719883035672,1435.6489626832017,1437.0442078438175,1438.926862421263,1440.6776348970075]
[null,"Steady State Winter Peak","N","N2",0,0,0,0,1123.7078496405245,1128.7559049104161,1137.4395750866354,1134.2087044241946,1129.2639509761259,1128.4677090414398,1126.1555571224289,1125.1375621764444,1123.9675876058047,1123.1306176506023,1121.2297151427497,1119.9001041978333,1118.7471070079014,1116.3684905982113,1114.0882548632467,1113.1210640144379,1113.8042153004587,1114.9534883777469,1115.6287759014135,1116.2137541523898,1116.7883364770414,1118.3386042457348,1119.9447179540937,1121.9659691176425,1123.9183017791047]
[null,"Steady State Winter Peak","N","N3",0,0,0,0,836.99258936828267,840.70419061837299,847.09842442528907,844.59277267215725,840.80786663377978,840.10291473587142,838.26069455121899,837.32723763177137,836.31861539367685,835.55708755423484,834.00336323623299,832.87572283257691,831.88047857735626,829.97276077996162,828.13827163067072,827.27207244256738,827.62528555476376,828.31590936723012,828.64400998811846,828.89588824940813,829.11777988251799,830.04532491378973,830.9948836226589,832.23600250313245,833.41017572792487]
[null,"Steady State Winter Peak","N","N4",0,0,0,0,1309.8351244338398,1315.7582164927489,1325.9394710000054,1322.2530565271054,1316.5710216983844,1315.7327222078027,1313.1339620254339,1312.0880329352888,1310.834408774077,1309.9697048034188,1307.8646231448913,1306.4250118471386,1305.1905890528387,1302.5271961336412,1299.9785195630859,1298.9681892688507,1299.8894621673439,1301.361916436276,1302.2894842919331,1303.1189753795074,1303.954209148611,1305.9436681130426,1308.0139477224482,1310.5823027638112,1313.0828595962203]
[null,"Steady State Winter Peak","N","N5",0,0,0,0,297.45467396550879,298.8425484387156,301.21981332147925,300.47021632261595,299.26978611625418,299.17822066819019,298.69405973234581,298.61127908029317,298.4477379430499,298.37335146004,298.01704290093937,297.81136531090374,297.6515378100238,297.16682320332239,296.70820414347747,296.60752685003553,296.9541972422474,297.43467466427182,297.79978100774076,298.1505244737661,298.5222175620043,299.17464977364261,299.8627318506031,300.67951616811342,301.49469249153901]
[null,"Steady State Winter Peak","N","N6",0,0,0,0,74.99627181851281,75.528948366654689,76.406728400939883,76.591799440977113,76.673279405767133,77.072291501778864,77.40304883263974,78.04323246542539,78.519540531266713,79.021887616824543,79.452126288964095,79.918237673971788,80.392718670283671,80.783673506769787,81.181396728170157,81.706078830827025,82.380688377675966,83.1259332150875,83.877841658030277,84.659918721524377,85.531202527466917,86.552822355259082,87.657318479288207,88.86087521585273,90.122930537748346]
[null,"Steady State Winter Peak","N","N7",0,0,0,0,397.21740238372371,398.86577788128614,401.72809260584825,400.30754735061964,398.27366379536574,397.67797242415367,396.52354873054003,395.67157998621178,394.87272643132565,394.1889352747944,393.12982210674591,392.27422107434563,391.48342600668133,390.26059019357928,389.07239008215339,388.32100552452289,388.1253492642129,388.06699224766345,387.81447172151042,387.50487319473558,387.12912236700367,387.03904098432628,386.91369484792557,386.88550633931118,386.78910511069506]
[null,"Steady State Winter Peak","P","P1",0,0,0,0,1810.5271966603332,1818.9089468581665,1833.2783764167127,1828.5809547490701,1821.1357999725763,1820.4263278040796,1817.3161559677949,1816.5740268636296,1815.3920571825013,1814.7514646742129,1812.3952583873597,1810.9566614454895,1809.7982916871053,1806.6630023774144,1803.6864815736399,1802.8754244979893,1804.7738672311098,1807.4734580658317,1809.4579298699919,1811.3427997144645,1813.3249351329955,1816.9871807729978,1820.8397860167136,1825.4517585791157,1830.032712818286]
[null,"Steady State Winter Peak","P","P2",0,0,0,0,251.64807121546679,252.81536686226636,254.81610487918508,254.16791604169401,253.13794234471797,253.04465022523092,252.61806821308562,252.52324797275588,252.36548527549883,252.28301432389802,251.96207451171844,251.76864816186691,251.61413083632706,251.1848179702661,250.77757497426572,250.67177582942668,250.94304236042831,251.32612668457554,251.61026595236828,251.88098714621552,252.16628491289319,252.68610629119445,253.23331706438535,253.88691283689192,254.53693952951127]
[null,"Steady State Winter Peak","P","P3",0,0,0,0,1916.2288895051556,1924.8235530888323,1939.61078926919,1934.073333723333,1925.612487217164,1924.2231512388341,1920.2464794678101,1918.4611466728647,1916.4273659382759,1914.9611831049986,1911.680781398833,1909.3747451367822,1907.3701218674878,1903.2756034852034,1899.348836915533,1897.6584286269133,1898.7795306929183,1900.6927418278299,1901.7950078485617,1902.7407481655218,1903.662492359919,1906.242105007319,1908.9114316441999,1912.2837059507019,1915.5340559221236]
[null,"Steady State Winter Peak","P","P4",0,0,0,0,119.84681671311952,120.35575003995329,121.23701533027619,120.83214101593082,120.24285188752219,120.08989589375916,119.77031059516052,119.55518859576605,119.34698925828596,119.1737319363683,118.88716875952082,118.66187489161453,118.45593164781113,118.11953249005329,117.79359546336451,117.60178129161854,117.57999492423703,117.60197441721449,117.56763941049419,117.51822634572831,117.45417740568608,117.48136558876507,117.50260053173409,117.55737461859081,117.59530410729808]
[null,"Steady State Winter Peak","P","P5",0,0,0,0,362.36276313555106,363.87638194299075,366.50259321737082,365.22692570007723,363.39228338865445,362.87168892282932,361.84305103008467,361.10158936957532,360.40082108154343,359.80521137324968,358.86715742655366,358.11464417674779,357.42107782635384,356.33329376036659,355.27711643780316,354.62141077982102,354.47467838098675,354.45519309740615,354.26051500000762,354.01559465875687,353.71486527548012,353.6790409313345,353.61504202111803,353.64327774101355,353.61247168956908]
[null,"Steady State Winter Peak","P","P6",0,0,0,0,418.0230040530879,420.08675286990291,423.60023625281394,422.77875008042508,421.32994079761482,421.46299282511887,421.0633715567302,421.35693990438773,421.44802376625501,421.66660757324462,421.48835921849115,421.52049211298498,421.61508137500346,421.25209546765916,420.92589969937035,421.12549573985143,421.97679345360586,423.03901474133164,423.96126990720904,424.88429266257651,425.88879617886784,427.33716124098248,428.88144226948185,430.64789680549956,432.44861640086305]
[null,"Steady State Winter Peak","P","P7",0,0,0,0,140.98854042112848,141.65494085786008,142.79478180306342,142.45702873771046,141.90606083114497,141.8824564644631,141.67420957477984,141.66597596252723,141.6127325344896,141.60191391817278,141.45742072530069,141.38422535150747,141.33261252447619,141.12693297393147,140.93363114012422,140.91170949449071,141.10356497068631,141.36057327783323,141.56457435605111,141.76335239373387,141.97599621840536,142.32543673051626,142.69523998113627,143.12916996862052,143.56510035236096]
[null,"Steady State Winter Peak","P","P8",0,0,0,0,526.49469418323224,528.85308101125838,532.91131813779009,531.38363756438787,529.05257093037778,528.6638091651555,527.56365022859393,527.06210411655707,526.49468705278991,526.08316137690383,525.17318597026042,524.53095804860527,523.97159821193816,522.83805479321802,521.75059898155791,521.27698344553676,521.57522734642407,522.09049279463079,522.38235073018097,522.6306392691713,522.87093621049053,523.56541616321704,524.28331426618649,525.19324119035559,526.06868713596896]
[null,"Steady State Winter Peak","Q","Q2",0,0,0,0,215.89679057370222,216.87732702574317,218.56194903005564,217.96302202461615,217.03539621604685,216.90703332315695,216.48921248584222,216.33218119875716,216.13758001564514,216.00716632925483,215.67228044091127,215.44703339821041,215.2555328915083,214.82846137007857,214.42030264589295,214.2665590169662,214.43205994462082,214.68926842948235,214.85749573998217,215.01034276879187,215.16608722182906,215.51392895279201,215.87680970801762,216.32333538245587,216.76005530301717]
[null,"Steady State Winter Peak","Q","Q4",0,0,0,0,1357.9332885354199,1364.7722319270722,1376.3912064260926,1373.998804001727,1369.576003122877,1370.3198477488618,1369.3560084379903,1370.7977034351968,1371.4756802479251,1372.5704650836171,1372.3753951510826,1372.8621870644765,1373.5495108828941,1372.7492263886991,1372.0685929268136,1373.1230801396368,1376.322017078139,1380.2333739940891,1383.7164508497995,1387.2269678350599,1391.0641328541169,1396.4019006134997,1402.1057986534829,1408.5805979594134,1415.2101942014251]
[null,"Steady State Winter Peak","Q","Q5",0,0,0,0,541.63253333315424,544.23488373523833,548.67815541866969,547.46710364735952,545.43927882872754,545.44619088513889,544.7508706742193,544.87208087558133,544.78719637550421,544.86611760224639,544.43126643088181,544.26983172162943,544.19057255069015,543.51906564214642,542.89515363045621,542.93811721694692,543.81093046894637,544.94257123021328,545.87884138474453,546.80285878852453,547.79954814778625,549.34015984668054,550.97608211457623,552.87375970419441,554.79274124098845]
[null,"Steady State Winter Peak","Q","Q6",0,0,0,0,233.60205336394355,234.78812916792057,236.80152091133425,236.40958734246016,235.66889777876077,235.81900552522322,235.67695667939356,235.9596511376923,236.10343533544625,236.31910885121067,236.31283774817084,236.42375526511663,236.56900242212973,236.45825518684279,236.36810115191491,236.57836197641248,237.15947596931701,237.86508183733986,238.49888745907455,239.13918637039347,239.84008099031519,240.80329466285644,241.83336948976697,242.99955548686606,244.19546130775964]
[null,"Steady State Winter Peak","Q","Q7",0,0,0,0,239.02159118443592,240.07971673224651,241.9029828713046,241.18374747390655,240.0990935194767,239.89361342217063,239.36305816230893,239.08996521829189,238.79682348331272,238.57420983277271,238.12537725135337,237.79824305439965,237.50894896717566,236.95909396998999,236.4301491541394,236.17735846669311,236.27243118588996,236.46349478065255,236.55067909869507,236.61576298307403,236.67145528744061,236.92787728843027,237.18985658854427,237.53443991332517,237.85932412337604]
[null,"Steady State Winter Peak","Q","Q8",0,0,0,0,255.84520271346369,257.01962548850179,259.03493181688134,258.35067119561069,257.27757764393345,257.15422486674657,256.68994823527333,256.54890488833098,256.353560905032,256.23452396585026,255.87311028876084,255.6414789951927,255.44962112513846,254.97849347324552,254.52979102206078,254.38508086790279,254.62121726804776,254.96854460211352,255.21286226956801,255.44125620673941,255.67880231567307,256.14941118892699,256.64287654793276,257.24000293178318,257.82952286719723]
[null,"Steady State Winter Peak","R","R4",0,0,0,0,571.71004197075263,574.42282912984149,579.06093189311287,577.71288465397231,575.50082929986752,575.42942500646529,574.61106321059606,574.61575072102812,574.42965696206124,574.41580135827428,573.85983468575694,573.59286016956582,573.41321935245151,572.60874339127281,571.85447008996118,571.79725980697367,572.60905715316073,573.68717520318296,574.55240757129638,575.39840665627855,576.30546548705115,577.77181844802737,579.32499827313154,581.14204932866733,582.97060471706959]
[null,"Steady State Winter Peak","R","R5",0,0,0,0,140.40660863355509,141.13040544520274,142.357168585247,142.14391800358734,141.72164874865382,141.83705859617953,141.77870127553894,141.98806148803902,142.1053658552795,142.26609180389033,142.29335648723804,142.39093180539405,142.50895058814672,142.4730075604528,142.44945336222057,142.60865433412212,142.9929729267964,143.45431925346838,143.87464339773393,144.30088665299593,144.76855895946096,145.39864541156749,146.07332784746879,146.83379480206079,147.61563979997658]
[null,"Steady State Winter Peak","R","R6",0,0,0,0,327.99273552546066,329.35671293118196,331.72457410083547,330.55746910432094,328.88407301213351,328.39882586922749,327.45270164274586,326.75959336236929,326.10808922910041,325.55165104494114,324.68528356483228,323.98692827254308,323.34203483199707,322.34036877088204,321.36730527804832,320.7555084528949,320.60317434589348,320.56479143680173,320.36664429152273,320.12189716002842,319.82384472191126,319.7629266817309,319.67405031879497,319.66644592735452,319.60344183820507]
[null,"Steady State Winter Peak","S","S1",0,0,0,0,1746.0788951884745,1754.0182274200806,1767.6192830927057,1763.3037130848131,1756.4048924533561,1755.8556538533555,1753.0556650288624,1752.5427624914798,1751.5756771858187,1751.1188934318418,1749.0475886259671,1747.838995382682,1746.8933290426223,1744.0865332579008,1741.4295702428551,1740.8206349704501,1742.7720400002747,1745.4875785952399,1747.5402624774958,1749.5088664793384,1751.5923668005453,1755.2793888849399,1759.166454766608,1763.7865731598611,1768.3941774915456]
[null,"Steady State Winter Peak","S","S2",0,0,0,0,594.4590387626273,596.96566518066425,601.26372260384994,599.84801712951275,597.60891253285195,597.38666940601513,596.44454296268589,596.20702275141196,595.84105343017359,595.63712042571865,594.91938198020625,594.47649257766795,594.11765176508777,593.16658234651709,592.26317881367288,592.00755874974209,592.56274430388999,593.35701791433758,593.93628138221618,594.48498294640922,595.0608324857518,596.13815903972852,597.27085844052999,598.62941644382181,599.97737179453361]
[null,"Steady State Winter Peak","S","S3",0,0,0,0,121.37675021606103,121.6564513797663,122.13609994420801,121.97743146038455,121.72678183251789,121.70134248767808,121.59545360629548,121.56795879723947,121.52632703504938,121.50278814555904,121.42186312631955,121.37163946616953,121.33080793679167,121.22383206492295,121.12217970150419,121.0928254706147,121.15397685044474,121.24177839404139,121.3055129289996,121.36578455942166,121.42896579671095,121.54804137080733,121.67319361255267,121.82347501164278,121.97248609016447]
[null,"Steady State Winter Peak","S","S4",0,0,0,0,169.5712783968263,170.55399046279621,172.20094042754025,172.16565275120951,171.88386535009914,172.27399276171855,172.47249169700123,173.11803967084506,173.56716179735534,174.07079337123278,174.41271249387614,174.83823169533167,175.28657117874269,175.54795794138624,175.82451085349228,176.34354285840675,177.15652056579179,178.08440078835665,178.98400336366871,179.91087101151845,180.93758042616702,182.207712440167,183.57563786674928,185.08666707263285,186.65854393166126]
[null,"Steady State Winter Peak","S","S5",0,0,0,0,668.32493772986436,671.27143899163946,676.31983965821416,674.70892862765788,672.13793987306883,671.92557538712015,670.87627779250988,670.67272798548345,670.30322844979469,670.12327673618756,669.34342279639122,668.88417603546964,668.52268957465606,667.46967947119617,666.47233927822288,666.2352828025455,666.94886547768215,667.94566059014971,668.69545152021453,669.41333690638862,670.17226971645766,671.52547634417795,672.95156523597109,674.64873500306294,676.34009902772186]
[null,"Steady State Winter Peak","S","S6",0,0,0,0,134.49727553766587,135.06639890066725,136.04770722282871,135.65196903969468,135.058370104125,134.9396774551744,134.64458427686657,134.4850495187406,134.31723387835132,134.18749722014735,133.93542318154846,133.74920611335551,133.58352043231054,133.27690451262387,132.98161441648017,132.8350434783147,132.87598479855808,132.9681839544117,133.00355701828857,133.0263800142595,133.04261427615342,133.16601375635091,133.29110775487555,133.45968245469464,133.61655624347284]
[null,"Steady State Winter Peak","S","S7",0,0,0,0,139.48489275550057,140.10166913754739,141.16457819114788,140.74341182467788,140.10894932994486,139.98739578376222,139.67601509236741,139.51407618574649,139.34099697339298,139.20905141551924,138.94511415358053,138.75218993069797,138.58136597147433,138.25848229671107,137.94782054886923,137.79816003523695,137.85135746808956,137.96041850293497,138.00872603606331,138.04401467204701,138.07348563215049,138.21978912485122,138.36905728928724,138.56625584986898,138.75173773402341]
[null,"Steady State Winter Peak","S","S8",0,0,0,0,0,0,0,0,0,0,0,0,0,0,0,0,0,0,0,0,0,0,0,0,0,0,0,0,0]
[null,"Steady State Winter Peak","S","S9",0,0,0,0,0,0,0,0,0,0,0,0,0,0,0,0,0,0,0,0,0,0,0,0,0,0,0,0,0]
[null,"Steady State Winter Peak","T","T1",0,0,0,0,300.7,301.8786700053372,303.94010555549789,302.72313893579371,301.03805132381996,300.42733071691998,299.38200914363756,298.48683254960395,297.68618781333021,296.9712993594876,295.97267531217193,295.12891017230902,294.33541183446539,293.21546238140519,292.12166117450357,291.34464010855322,290.97425644830537,290.69384354203714,290.25291297062478,289.75598328224754,289.17720802422741,288.78457630814285,288.33728051353773,287.93832089215681,287.46542679557967]
[null,"Steady State Winter Peak","T","T2",0,0,0,0,471,472.56790157011926,475.31008387828132,473.69123902333718,471.44968583148653,470.63728728556032,469.24676972881605,468.05597944742794,466.99093822857361,466.03997254338231,464.7115734116021,463.58917216136888,462.53363729227192,461.04384753096804,459.58884093715142,458.55522462062282,458.06252936256112,457.68951585239392,457.10297701446598,456.44194650116071,455.67204259957089,455.1497523221056,454.55474627673789,454.02403843319826,453.39498077230411]
[null,"Steady State Winter Peak","T","T3",0,0,0,0,54,54.211666711966103,54.581861323567971,54.36331726815051,54.060707587250675,53.951033783550642,53.763313913390178,53.602557225402762,53.458776660857438,53.3303962933566,53.151062410566297,52.999538241784798,52.857041034456699,52.655919416680682,52.459493526515438,52.319955323784086,52.253441463945769,52.203084640073186,52.123901896952916,52.034662777656706,51.930725750942059,51.860216563484258,51.779890747359616,51.708245188481754,51.62332240426106]
[null,"Steady State Winter Peak","T","T4",0,0,0,0,417.4,418.95187685393034,421.60790825301632,420.03992250962415,417.86879200434896,417.08191651466007,415.73508473009923,414.58170540601867,413.55012449683636,412.62903521994787,411.34237029106083,410.2552314257419,409.23285820613262,407.78987304344577,406.3805782684226,405.37943498807397,404.90221869516108,404.54092411881624,403.9728125218291,403.33254954811412,402.58683365212312,402.08095212402196,401.5046393331333,400.99060469291732,400.38131008322017]
[null,"Steady State Winter Peak","T","T5",0,0,0,0,119,119.46645071711049,120.28224995378869,119.8006436094428,119.13378153486724,118.89209296745419,118.47841399432282,118.12415388560981,117.80730412300065,117.52439183165623,117.12919308995166,116.79527871800727,116.48125709445088,116.038044640463,115.60518017880256,115.29767932463534,115.15110248536199,115.04013096608722,114.86563566180365,114.66897908409535,114.43993267337234,114.28455131582642,114.10753701732953,113.94965143387648,113.76250677976051]
[]
[]
[null,"Steady State Summer Minimum AM","A","A1",0,0,0,0,671.10841522107853,667.40567647418322,668.0434908112926,665.09234943527576,660.8523642322964,659.69737114253815,658.29548572984049,656.5766707404083,655.02325205151192,653.68000590456063,651.60726043290322,649.9831511163178,648.43413892357933,646.05192678101741,643.82416901729744,642.50172831001521,642.07279187887298,641.97417065900993,641.55675328912037,641.1026781364161,640.47916718321744,640.55096894091434,640.59312853730103,640.85821434225022,641.02022534499872]
[null,"Steady State Summer Minimum AM","A","A3",0,0,0,0,133.77619005897807,133.04450698873606,133.18022252103367,132.62044006373404,131.79441792174541,131.58528738636781,131.3285211865292,131.00969554426274,130.72447493657555,130.48136661880969,130.09304476866313,129.79412347560043,129.51009717943285,129.05999335375361,128.64076097700996,128.40381056694198,128.34682009807361,128.35751876676548,128.30647206284627,128.24982308800659,128.16352530341427,128.21974713668629,128.27373232384917,128.37548344273429,128.45966480546571]
[null,"Steady State Summer Minimum AM","A","A4",0,0,0,0,394.52192500994283,392.42653551745894,392.91034697741787,391.53707409422685,389.28774594790679,388.87661943195621,388.34039548999317,387.63202669816263,387.02895650241283,386.55219794417269,385.64915655041591,385.00948680628682,384.41301745889399,383.32685697869761,382.33254988069541,381.89354450484291,382.00331146293763,382.33068407548359,382.49352427538463,382.65645677045705,382.77215637609447,383.34634882973279,383.94972835766191,384.72641186591397,385.48028759449073]
[null,"Steady State Summer Minimum AM","A","A6",0,0,0,0,788.57811007932685,784.59540084151718,785.8376634145186,784.00689734045977,780.125762752318,779.98115096041693,779.63716012855843,778.98489880669786,778.56350610592585,778.40156077669519,777.39403783773832,776.91202109237497,776.51396091628033,775.13739720089814,773.94709862656578,773.92513744041469,775.05951158570713,776.68805899180529,778.04557061337891,779.45797963512268,780.90838047255852,783.40097712217471,786.06975364995378,789.1917526350544,792.36368968906208]
[null,"Steady State Summer Minimum AM","A","A7",0,0,0,0,1271.9165380935606,1265.118754729438,1266.6218255896265,1262.0060987784932,1254.627691332734,1253.1627073179181,1251.2839755144737,1248.8428781117691,1246.7370547121895,1245.0370160365701,1241.9613291625128,1239.7349285529133,1237.6482967468182,1233.9828662698581,1230.6130164155852,1229.0213963616629,1229.1867395670311,1230.041428511634,1230.3537567145956,1230.6551082905266,1230.7769008697526,1232.3509362371624,1233.9947868643062,1236.175348581118,1238.2626949988244]
[null,"Steady State Summer Minimum AM","A","A8",0,0,0,0,616.50121635300457,613.2470331730766,614.03008310677865,611.97388460353966,608.51933056601899,607.94336499893916,607.17689002954648,606.14492864143176,605.27951495755474,604.61216727070644,603.27932373507008,602.35794799624011,601.50384455908215,599.88455289033914,598.40905809193919,597.8070403384944,598.06839944771798,598.6756149573074,599.03140145086707,599.39270386090163,599.69319676886755,600.72250152056063,601.80898506632639,603.17677020141866,604.51829344218561]
[null,"Steady State Summer Minimum AM","A","A9",0,0,0,0,143.77068488891231,142.96785093883008,143.09163713994593,142.41672810429571,141.47968822977916,141.20063338189678,140.86632098535677,140.46244062322131,140.09304044527431,139.76833961968953,139.28705626863589,138.90192691062578,138.53299727208292,137.9855582502158,137.47108325336103,137.1478264521331,137.01320822265041,136.94658756018273,136.80897081238638,136.66094590310877,136.47044001263768,136.42301765902357,136.36374214160122,136.34723552354743,136.3041863688764]
[null,"Steady State Summer Minimum AM","B","B1",0,0,0,0,443.19742044711438,440.84268995032744,441.38510216256907,439.83877260572399,437.30948808612123,436.84495266341412,436.2396846036014,435.44089073080238,434.76030616520927,434.22158972143899,433.2039706246577,432.48222123008833,431.80901171792294,430.58569255818367,429.46554893338543,428.96898778450441,429.08866997859468,429.4525708823017,429.63141032138861,429.81013651909848,429.93527736570246,430.57498061328704,431.24700478208194,432.11329139167924,432.95357749278492]
[null,"Steady State Summer Minimum AM","B","B2",0,0,0,0,527.49825512202449,524.68670281169875,525.32033764425228,523.44018621982912,520.40310696076654,519.82080923197861,519.06880997189057,518.08491907872178,517.24083655026641,516.56530417673707,515.31949522542311,514.42587373759352,513.59012884708443,512.09962458452617,510.73180513888951,510.10364482088596,510.20636296780754,510.59718146597157,510.76522660980618,510.93076128520886,511.02676909471376,511.72975426844766,512.46609141054944,513.42900357635654,514.3568218011203]
[null,"Steady State Summer Minimum AM","B","B3",0,0,0,0,219.68292796237122,218.52452829306011,218.80515192590329,218.0777414070613,216.8503109777516,216.64899211388649,216.38008076283973,216.01677377977356,215.71293216341849,215.47970938995255,215.0093825667677,214.68567207261947,214.38591941573054,213.81350270911645,213.29234175572876,213.08277201510458,213.18120047868481,213.40321356983097,213.53596767260922,213.67100400855321,213.78513799426864,214.15970337573458,214.55532585395932,215.05180514550321,215.53947927002275]
[null,"Steady State Summer Minimum AM","B","B4",0,0,0,0,321.8875160072588,320.16132526776227,320.53387218789146,319.33971702904017,317.4549279080577,317.06489124171731,316.56870295307084,315.92917498077946,315.37391476928246,314.92114901140491,314.12005935030209,313.53392734928076,312.98323520655453,312.03298345467937,311.15745916202962,310.73029327025375,310.7460739141963,310.93462236529984,310.98426660509233,311.02957444258612,311.02566926521962,311.38570520701415,311.76005277598836,312.26718456029721,312.74800497430431]
[null,"Steady State Summer Minimum AM","C","C1",0,0,0,0,4.0401657431932687,4.0259189636776149,4.0405266834881939,4.0585280724030026,4.057060237413979,4.0766016449804328,4.0966391846647987,4.1161701126284429,4.1374947595802647,4.1603575104960262,4.1790823017882213,4.2004717065087238,4.2222195682008072,4.2389632134710853,4.2567410380627413,4.2822535633348338,4.3154707186876164,4.3529934333602727,4.3908598148412565,4.4306462271845914,4.4745930106121499,4.5276458629848104,4.5851309195977095,4.6481374618404825,4.7142610889400611]
[null,"Steady State Summer Minimum AM","C","C2",0,0,0,0,226.59056060207678,225.37397201745787,225.63428539734267,224.78722872617149,223.45611305710904,223.17677961028249,222.82236454401666,222.36679418712194,221.97039989252454,221.64610676408324,221.07656767954995,220.65835312375199,220.26510307618565,219.5905836007382,218.96864923514565,218.66192247867414,218.66658629607664,218.79245172852222,218.82012909530397,218.84436849406873,218.83303210910591,219.07700386987324,219.33022016243115,219.67615660196475,220.00289845796956]
[null,"Steady State Summer Minimum AM","C","C3",0,0,0,0,64.682607054874524,64.345890315769196,64.434349769232384,64.239551373766531,63.891184860227419,63.84626310328612,63.782513693327189,63.691729990424541,63.618887376637858,63.566985319248907,63.445408706008649,63.366981615261096,63.295557849472885,63.143858289006907,63.00730680678835,62.963736751252533,63.012112446706361,63.098131203794352,63.159094818934165,63.221890166484464,63.281337652776699,63.420131146502612,63.567622493083597,63.747074001619644,63.925957848259642]
[null,"Steady State Summer Minimum AM","C","C4",0,0,0,0,51.185806442991428,50.899156916419898,50.942128220825857,50.698192113823659,50.362126910827698,50.260071267972641,50.138140180698969,49.991298136544756,49.85665037669493,49.737888796619799,49.56335417930044,49.423056386336611,49.288535643041413,49.090460083699732,48.904109851906625,48.785604593518883,48.734021709558135,48.706410991167644,48.65329289948734,48.596250659052942,48.523555188214026,48.501298469307926,48.474350934407816,48.462203378447754,48.440224386891266]
[null,"Steady State Summer Minimum AM","C","C5",0,0,0,0,93.428489056024503,92.97033402864173,93.135859294711111,92.979893089398374,92.561054263603381,92.589060237405718,92.596821884609312,92.570448013434245,92.572786377489933,92.606328161053412,92.540120595286012,92.536111767167213,92.54189034206901,92.431758644337705,92.34387287959467,92.398300641167097,92.593689886592074,92.851574896708911,93.081203623248669,93.320983596971459,93.574090630376048,93.959056634309519,94.372751147470964,94.847262719957342,95.334058616340542]
[null,"Steady State Summer Minimum AM","C","C6",0,0,0,0,59.520977505956964,59.219531951533654,59.312178520434429,59.170280775600901,58.874839372278871,58.861173413157289,58.832252720900151,58.779918627089152,58.744927379762508,58.729490597084236,58.650204236132566,58.610586246573149,58.577314925283922,58.470186050143269,58.377105422233114,58.371972372628605,58.45387673833465,58.572840172834333,58.671111191393557,58.773303541652652,58.87782561190086,59.06050059225457,59.255994724268575,59.485263637514485,59.717913759021371]
[null,"Steady State Summer Minimum AM","C","C7",0,0,0,0,117.56088297623366,116.93318954350485,117.07293622801794,116.64903905502432,115.96889999880214,115.83551342390953,115.66403599416493,115.44068695455584,115.24838748526453,115.09361473730102,114.81171271845386,114.60830588968376,114.41781049555939,114.0813905694289,113.77229856322667,113.62773914293936,113.6457498096741,113.72765200420594,113.7595972574823,113.7906911071488,113.80558345450774,113.95507887672863,114.11137857530673,114.31760400127158,114.51549855645223]
[null,"Steady State Summer Minimum AM","D","D4",0,0,0,0,320.39690713905446,318.78353747015609,319.29468101859771,318.57215814072373,317.00959929707028,316.96663055505326,316.8438359410485,316.59662693814869,316.44369464702521,316.39633760728219,316.00557611697224,315.82830461540328,315.68508862118154,315.14431659968852,314.67928571467303,314.69030802488572,315.17253158657854,315.85691682712172,316.43252935383498,317.03172205552926,317.64943741251886,318.69352543634284,319.81194203138125,321.11699182591593,322.44455832931328]
[null,"Steady State Summer Minimum AM","D","D5",0,0,0,0,173.79317791124046,172.86094750696853,173.06178843705993,172.41603088489182,171.39771779261204,171.1863810588161,170.91767504066709,170.57153761592221,170.27087540856741,170.0255441933472,169.59213912470216,169.27479479951523,168.97658777181627,168.46265059691351,167.98905724732143,167.75747656178874,167.76498541203418,167.86570941851201,167.89137247420132,167.91463374367123,167.91117761395503,168.1040811933722,168.30458162988751,168.57665670479778,168.8344201752162]
[null,"Steady State Summer Minimum AM","D","D6",0,0,0,0,244.47088968948469,243.17726771391182,243.48351302423296,242.65395371073132,241.2745259236597,241.03562354841392,240.72038940428757,240.29932210313083,239.94398214418152,239.66707621358168,239.12617017508236,238.74844428031929,238.39743205533941,237.74298308392721,237.14551476503837,236.89351410616302,236.9829596488498,237.20863430103432,237.33370858788464,237.46012134504187,237.56036621160953,237.94766729393905,238.35581415039914,238.87385269229435,239.3799951464714]
[null,"Steady State Summer Minimum AM","E","E1",0,0,0,0,342.10584977852938,340.28442286910371,340.69802488380242,339.4875058932617,337.52377340776917,337.15267733773538,336.67201242803804,336.04130200447452,335.50146073624899,335.07099911348297,334.27075073787171,333.69890248448036,333.1645666053879,332.20559334539001,331.32621238646209,330.9270977071879,331.00256480744599,331.26545045569299,331.38441716792499,331.50228493032421,331.57634208783588,332.0452671021223,332.53696212180847,333.17663420859935,333.79447029155028]
[null,"Steady State Summer Minimum AM","E","E7",0,0,0,0,45.691231662885016,45.461208458081025,45.534177448783822,45.431391268083416,45.208726709779654,45.202785324609835,45.185474054833016,45.150430125182702,45.128836440922207,45.122300573608236,45.066794194099984,45.041732986406522,45.02152771543085,44.944627770960551,44.878529868655598,44.880337128821928,44.949357913034298,45.047224907098155,45.12959593086795,45.215344734886763,45.303771450370697,45.453037010486682,45.612934857789696,45.799477522770651,45.989257538368257]
[null,"Steady State Summer Minimum AM","E","E8",0,0,0,0,25.128780573221217,24.998779764216284,25.034231968736396,24.962162262646562,24.829251000398013,24.814471952017211,24.792578470069348,24.76032370510713,24.7351194418946,24.718077974977419,24.673993983130437,24.646669650028418,24.622056617856845,24.566258137737918,24.516355115504563,24.50280525109978,24.525210331618677,24.562473241348339,24.590230664974868,24.618915659568643,24.646822628004557,24.706051361506642,24.769124276454583,24.845035130837477,24.921102500821689]
[null,"Steady State Summer Minimum AM","F","F6",0,0,0,0,520.9725640412729,518.21879018027732,518.87536964591868,517.12072960876174,514.18999718004022,513.69064544917489,513.02935898516819,512.1430557743264,511.39711269439329,510.81841461134951,509.6772202048499,508.88375274607409,508.14717820104249,506.76397795218293,505.50224307666235,504.97754807066593,505.18133823304623,505.67628849696035,505.95769037624837,506.24273268565844,506.47391788035083,507.31863726508755,508.20947687915219,509.33603666106347,510.43862166338636]
[null,"Steady State Summer Minimum AM","G","G1",0,0,0,0,225.04570601879126,223.85587399506929,224.13912592339753,223.37993374235685,222.11310701827688,221.89648511491822,221.6098433712605,221.22595219236362,220.90266511559574,220.65161381066514,220.15757091651233,219.81373767719063,219.49448383614498,218.89590520927945,218.34979264996531,218.12198191613112,218.20877619531984,218.4212634786193,218.5414255625958,218.66308621672565,218.76130302760049,219.1243795326256,219.50721932903599,219.99173923959307,220.46577351791427]
[null,"Steady State Summer Minimum AM","G","G5",0,0,0,0,229.41490475697384,228.15096516303871,228.37143798723946,227.37070835738106,225.92674142934359,225.53791503653221,225.06513888939483,224.48433947700926,223.96026070289929,223.5080901208822,222.80660148498174,222.25846856499484,221.73598599205192,220.92868103497895,220.17419913742012,219.7297126789087,219.59119282012543,219.56611437533456,219.43256975037025,219.28697880089928,219.08464064976775,219.12110611047189,219.14848302763005,219.25301289331756,219.32315387575079]
[null,"Steady State Summer Minimum AM","G","G6",0,0,0,0,303.16366853959636,301.56782934045856,301.95878447631407,300.96722065603723,299.28161047105624,299.01287582307316,298.65154306225674,298.16042440339413,297.7516419659658,297.44040749743039,296.80205513249615,296.36602169294741,295.96301808890865,295.18374060629708,294.47523213461182,294.19750478558279,294.34561426362114,294.6650658546248,294.86211560706317,295.06304902684496,295.23691373869264,295.77186264449853,296.33745171625185,297.04365712070864,297.73899318364647]
[null,"Steady State Summer Minimum AM","G","G7",0,0,0,0,141.28217260623197,140.53109254977397,140.70341246793987,140.20851520303958,139.40091371654506,139.25137803494567,139.05687109837891,138.80059536772802,138.58195860413059,138.40853151786746,138.08242626983858,137.85064014965238,137.63433266976926,137.2426609657696,136.88387377274557,136.72374662753572,136.75993771790604,136.8738537547805,136.9286520623362,136.98329700089502,137.02057625160893,137.22161782331216,137.43271006129203,137.70550019543765,137.9697971561514]
[null,"Steady State Summer Minimum AM","H","H1",0,0,0,0,107.52520104169743,106.93870581429209,107.04994386888868,106.60716298961061,105.9480442583443,105.78525163065414,105.5845674945151,105.33428221187914,105.11116726300754,104.92195546112143,104.61607622963272,104.38204717633039,104.15997153323907,103.80441021564333,103.47368329550606,103.28992604625505,103.2512803055816,103.26750452359011,103.23455237566077,103.19752553106281,103.1377041886344,103.19342000013449,103.24826039694206,103.34232965648799,103.42302457027968]
[null,"Steady State Summer Minimum AM","H","H2",0,0,0,0,474.80044658001299,472.14492221282211,472.54813187057442,470.30067939949311,467.19362559912486,466.25829135903132,465.13944033820076,463.79011440641113,462.55424429989665,461.4658514109272,459.86021539842085,458.57214527004646,457.33762309363885,455.51357035135612,453.79832659784864,452.71339146887908,452.25022448063345,452.01041505837503,451.53496695488928,451.0240342820357,450.37011839701393,450.18617836796352,449.96069891226318,449.87429249354858,449.69828863812381]
[null,"Steady State Summer Minimum AM","H","H6",0,0,0,0,319.15783939176788,317.44951512686646,317.8232237649645,316.65354821606849,314.7943963406496,314.41829908044548,313.93774591119819,313.31563094569481,312.77738935889562,312.34088253445765,311.55910748597313,310.99045266771685,310.45689959472537,309.52717998577094,308.67159600158107,308.26148499565716,308.29149746684362,308.49374241255265,308.55916913102925,308.62115525101837,308.63642449247646,309.01452293513711,309.40866181059039,309.93613599470422,310.43902176914236]
[null,"Steady State Summer Minimum AM","J","J1",0,0,0,0,281.76427167477573,280.17087801828893,280.38672335769809,278.97516043958336,277.0789629012188,276.46624067096639,275.74029833853541,274.87453386511856,274.07436160104311,273.36111404037717,272.34036295732392,271.50814616494529,270.70791050590435,269.5577998492335,268.47203341985966,267.75534372347778,267.4025731951649,267.17730886286881,266.80728310629831,266.41154066117912,265.91967259134708,265.69599792994336,265.43763809434978,265.25271369880892,265.00648471614858]
[null,"Steady State Summer Minimum AM","J","J2",0,0,0,0,0,0,0,0,0,0,0,0,0,0,0,0,0,0,0,0,0,0,0,0,0,0,0,0,0]
[null,"Steady State Summer Minimum AM","J","J3",0,0,0,0,94.726625800289554,94.258917385678842,94.422475642420167,94.250169185846062,93.815977890676123,93.833874311903671,93.830459560072171,93.791879701863749,93.782094802239001,93.803838763024913,93.724346871623013,93.707932294375638,93.701478215415293,93.577498694126334,93.476032854199971,93.517952632315613,93.70187093617335,93.948235214830873,94.165053929066914,94.391316662873621,94.629038859630555,94.998502474250813,95.395266760919455,95.852036994273732,96.319781181598842]
[null,"Steady State Summer Minimum AM","J","J4",0,0,0,0,70.26272928264774,69.934936619369353,70.081857218617515,70.039093392908285,69.774235735569434,69.85050531205556,69.91568109263946,69.95810535327837,70.023785440072956,70.113500520772888,70.128727980861328,70.190656379878064,70.259750261070295,70.241698538189297,70.240594251723223,70.351277027047757,70.572815587727575,70.846182020414574,71.103013569869034,71.371940027441497,71.661683644385221,72.060843929450158,72.491216812269812,72.976035892449389,73.477881557732559]
[null,"Steady State Summer Minimum AM","J","J5",0,0,0,0,206.70395729624269,205.57829115027653,205.79454035247434,204.95134635384832,203.68965105435268,203.38262652024156,203.00320350857734,202.52874174507207,202.1066900387105,201.74987396389429,201.16883585714845,200.72591276665,200.30594769757258,199.62937548818587,199.00056768073605,198.65480179932973,198.58851493326566,198.62822689435802,198.57390932830816,198.51223732750742,198.40790405784091,198.5267769013102,198.64499781817418,198.83956592248097,199.00925923013531]
[null,"Steady State Summer Minimum AM","J","J6",0,0,0,0,231.93486117261926,230.73011215665568,231.05082357141006,230.36401663505089,229.12272777229452,228.97030868001519,228.75102643776378,228.43526427865405,228.18409495154881,228.00810213037278,227.58235754824759,227.31132399181215,227.06537192025343,226.53157575129717,226.05213071678526,225.90683929216107,226.09200122939723,226.41289852059447,226.64469415777228,226.88375750089432,227.1125092654728,227.62738293514636,228.1749516027435,228.83848688369278,229.50120814291208]
[null,"Steady State Summer Minimum AM","J","J7",0,0,0,0,104.55114376275004,104.01107590608329,104.15967013961797,103.86344092425028,103.31288670448485,103.25408197003809,103.16587774512847,103.03470624986043,102.93295004401618,102.86518373001664,102.68492963638327,102.57440233253737,102.47514621392835,102.24614069163651,102.04167446592226,101.98869121547146,102.08553829001438,102.24443787401326,102.3640181406011,102.4876746284567,102.60861907246397,102.8603799258903,103.12860221250496,103.45066178049565,103.77375134815119]
[null,"Steady State Summer Minimum AM","J","J8",0,0,0,0,138.26361874351656,137.5173936900413,137.67105012527747,137.13696202569622,136.31314348893099,136.1299400109213,135.89996786034257,135.60759689852529,135.35095043784003,135.13816812619484,134.7756166688898,134.50541959057972,134.25050072608545,133.82394800294071,133.42943202457715,133.22615305832434,133.21176222017121,133.27021197495887,133.26765869224445,133.26197688153329,133.23209278030112,133.35562655483216,133.48258133102325,133.66410083508487,133.83210838884617]
[null,"Steady State Summer Minimum AM","K","K4",0,0,0,0,32.099932244075447,31.949028754025854,32.014611521521374,31.989963394499249,31.865523819556831,31.896581912297023,31.922288445756966,31.937400562656187,31.963023201293897,31.999587376734279,32.002085196160486,32.025923786808448,32.053049350186541,32.04036026189025,32.03539879682689,32.081181428012137,32.177276831231495,32.296718992715519,32.408283732670185,32.525068191091357,32.650622805749833,32.825461956057971,33.013901895298332,33.226618648146946,33.446579987157023]
[null,"Steady State Summer Minimum AM","K","K5",0,0,0,0,95.869125437545634,95.384032425774592,95.533843444474215,95.307242472525814,94.832693499156989,94.812126928817818,94.767098009998747,94.684434064542273,94.629747378951848,94.606571517359157,94.480568385629823,94.418456248349116,94.366561443073934,94.195706546594465,94.047484542361659,94.041042351569089,94.174916233098244,94.368606698034469,94.529091750720525,94.696009550139266,94.866962291964967,95.164062525370269,95.482061726304522,95.854689148648646,96.232966439661126]
[null,"Steady State Summer Minimum AM","K","K6",0,0,0,0,72.02371394611005,71.65126027806231,71.753077093210933,71.547190545412107,71.166698750196659,71.12484187282729,71.062631325173612,70.970750015101487,70.899091879867839,70.850834998082135,70.725074071663684,70.647348726969341,70.577392693878068,70.418053645622464,70.275614044990775,70.237412628853761,70.302308824269403,70.409834248394802,70.490158124464884,70.57318119873122,70.654072577808236,70.824831240160762,71.006695497819322,71.225434937802476,71.444693882018456]
[null,"Steady State Summer Minimum AM","L","L1",0,0,0,0,89.713239090533278,89.211589563382105,89.287923141457455,88.863757964444858,88.277011401144918,88.100643207779669,87.889626768947451,87.635081422969478,87.401984403929447,87.19675684439926,86.89380000181464,86.650846532880337,86.418009633492332,86.073781473731259,85.750114130485898,85.545574463525313,85.458549315658999,85.41375914733807,85.324476171645657,85.228517707582398,85.105613557312665,85.071578381384498,85.029757459685428,85.014271499403975,84.981907314615441]
[null,"Steady State Summer Minimum AM","L","L2",0,0,0,0,538.52066922020435,535.624881414063,536.23764049781903,534.20488027783836,531.02811862998522,530.34971114483187,529.4917751327614,528.39266210602034,527.43375051291719,526.64604661831106,525.2753459727802,524.26430678688394,523.31265023828371,521.69251543301732,520.1972984366522,519.44995808380497,519.44140019557335,519.7196217554914,519.76324559322074,519.79752412747951,519.74441005957715,520.29536802006135,520.86576703753406,521.6542338955029,522.395031725948]
[null,"Steady State Summer Minimum AM","L","L3",0,0,0,0,954.73217127052214,949.54615824873349,950.56272414276896,946.72709290202386,940.93917322737661,939.56473999759817,937.85917701661265,935.71695484036445,933.81812137843849,932.2210503925304,929.58875222594122,927.59432527584158,925.7057833994138,922.63203400003692,919.77907261132088,918.23720112755029,917.9900306810141,918.2362701565379,918.05193167088134,917.83715216587882,917.43386451511958,918.0696383603962,918.7099994771994,919.70988368068936,920.60103484538081]
[null,"Steady State Summer Minimum AM","L","L5",0,0,0,0,448.96222983166979,446.61589753390837,447.21760648871691,445.82469189509538,443.3792241095237,443.03718627602342,442.56220324209835,441.89797585196629,441.35736694029134,440.96179515155194,440.08232244223154,439.50239209357449,438.97117871108759,437.8827572983941,436.8993596803644,436.55873935679915,436.85366085914018,437.40721881514986,437.78428654581057,438.17162534743466,438.52981474600244,439.43313015940697,440.39155571215576,441.5670472871879,442.7343333483247]
[null,"Steady State Summer Minimum AM","L","L7",0,0,0,0,244.57110317720614,243.26941391521297,243.56569573195358,242.70228397299306,241.29975017428737,241.03592582095649,240.69388095161173,240.24464655374254,239.86041874805338,239.55440148954597,238.98403817514878,238.57695584876981,238.19668587655758,237.51284375199239,236.88590787407961,236.60244075373467,236.65838082802046,236.84843493486215,236.93572725591369,237.02235285976309,237.07794609041343,237.41610325210348,237.77079479674393,238.23150716293108,238.6768166248541]
[null,"Steady State Summer Minimum AM","L","L8",0,0,0,0,187.20637481629171,186.21207151796924,186.44163288743488,185.78994787259774,184.72257735650172,184.52745696136171,184.27297341192909,183.93680278878853,183.65059682532825,183.42432720624674,182.99577986548061,182.69220623964313,182.40913195190242,181.89369210459824,181.42183788176334,181.21347936969548,181.26551822493599,181.4208110667708,181.49802791188975,181.57528573246137,181.63012403793013,181.90251736756773,182.18875431365919,182.55722100615131,182.91486015290894]
[null,"Steady State Summer Minimum AM","M","M4",0,0,0,0,129.03804462942665,128.31797376984798,128.42973665603336,127.82618482175312,126.98664420138199,126.7378124940418,126.43950743277502,126.07884933849628,125.74918715389694,125.45966059623612,125.02961260936766,124.68586318340438,124.35664768806363,123.86721595735763,123.40737673247916,123.11930130073794,123.00067690176493,122.94322447111429,122.82219015252117,122.69194572893039,122.52389170502838,122.48456122737342,122.43487543874222,122.4238326169131,122.38919674911396]
[null,"Steady State Summer Minimum AM","M","M5",0,0,0,0,106.7569144061512,106.17358423055848,106.2826546547834,105.83847749059346,105.18100118496881,105.01599393020076,104.81311316424159,104.5608070023859,104.33537529882167,104.14356971427119,103.83589796179041,103.59956762528023,103.37511722770307,103.0181334347962,102.68579329050543,102.49908143254699,102.45614774280051,102.46739655896513,102.42953188973588,102.38734871765249,102.32187346767873,102.37048256140817,102.41763468150491,102.50320252900575,102.57501508367007]
[null,"Steady State Summer Minimum AM","M","M6",0,0,0,0,32.196083362832709,32.034222531395592,32.085939316216489,32.014506664443807,31.858276564705807,31.854827099884577,31.843421059843021,31.819558781914854,31.805196349113302,31.801451917439604,31.763207733710605,31.746415570183931,31.733042511553109,31.679720180050445,31.634012352993008,31.636217095862719,31.685848191196616,31.755870076015693,31.815035762381168,31.876641139973504,31.940277616248679,32.046920744221246,32.161184128710858,32.294338917423019,32.429878871163943]
[null,"Steady State Summer Minimum AM","M","M7",0,0,0,0,18.364713905990122,18.27013762654536,18.296624445859393,18.245872444100531,18.150027945357959,18.140648002100399,18.126174982244656,18.104204844928741,18.087430181191905,18.076635716766305,18.046091535995444,18.027793771202933,18.011472468056819,17.972360724471827,17.937563118541217,17.929455793951416,17.94774992842456,17.977026784237115,17.999478163562333,18.022722243111332,18.045675553541979,18.091783434809887,18.140948010780487,18.199719008323122,18.258804843721038]
[null,"Steady State Summer Minimum AM","M","M8",0,0,0,0,55.885980578964315,55.564927124412065,55.601025572843035,55.298753648875113,54.907658190658843,54.769611745728334,54.607872979725414,54.41752783859846,54.239694960339342,54.078932900233603,53.857021479872948,53.672527114525849,53.494434360010885,53.246939003686492,53.01214082749739,52.84912220781279,52.756834589953982,52.688392465675896,52.589827208498797,52.484826661953818,52.357530707695318,52.280361706918477,52.19343877312086,52.118475704845977,52.029023201249153]
[null,"Steady State Summer Minimum AM","N","N1",0,0,0,0,468.36583718587434,465.79191565929864,466.25072051221503,464.236545651781,461.30801658444528,460.53559527530797,459.59338572382302,458.43177101995798,457.38659965665613,456.48845397406239,455.08151372550509,453.987630142988,452.94603784529454,451.32297114205699,449.80783049363583,448.92741094811203,448.6735205031045,448.65309920468917,448.41306416483008,448.15016432172081,447.7755943157789,447.89253074394753,447.99463528679053,448.25762751034085,448.45343055593725]
[null,"Steady State Summer Minimum AM","N","N2",0,0,0,0,416.2462776290368,413.96271991702963,414.37574172904272,412.60321716675651,410.01235342614598,409.33886001408786,408.51544304234727,407.49772240834591,406.58387809541142,405.8008321003033,404.56573422963999,403.60883846249453,402.69836917712547,401.27113748088613,399.93987296366879,399.17381668799482,398.96570835146963,398.96622334340589,398.77267113924842,398.55984672536403,398.25031535542536,398.38000496875287,398.4987708027337,398.76256727592465,398.96848148653373]
[null,"Steady State Summer Minimum AM","N","N3",0,0,0,0,441.59490631113715,439.1301409375821,439.51190213061039,437.44404930937839,434.56937106817963,433.71605930919191,432.69330793718035,431.45707858494791,430.32687069888635,429.33399713346182,427.86021330514501,426.68176342525595,425.55305787889364,423.87605842145354,422.30032372216209,421.31224868734199,420.90391584854461,420.70477239814994,420.28788840291458,419.83934346738675,419.26106248921297,419.12297364388087,418.94914082564856,418.90727490092712,418.7844206669202]
[null,"Steady State Summer Minimum AM","N","N4",0,0,0,0,376.99025991081101,374.95656757674902,375.37682446695374,373.9248837849359,371.68155272672709,371.18521926704108,370.56160481022607,369.76802217610151,369.07194222477796,368.49549532738905,367.51071769368809,366.77774959876353,366.08642788210244,364.92712986227912,363.85519595083906,363.30496488241261,363.27003712018359,363.43399585172688,363.43189585878577,363.42152335534695,363.34578450511435,363.68894799332571,364.04199433941551,364.54432035796913,365.01025464720192]
[null,"Steady State Summer Minimum AM","N","N5",0,0,0,0,85.389001132524584,84.935604651573215,85.040483274900311,84.743801770605543,84.257331352322296,84.168752264782455,84.05312772125113,83.900266079617367,83.770207073653879,83.667490692304497,83.472514951557088,83.334541934335761,83.205917639005264,82.971306417923543,82.756577224645227,82.662070486937694,82.686373631411215,82.757809922631282,82.793669854870927,82.82958238585168,82.855350933643948,82.980429113906965,83.111894708994612,83.28093332692967,83.445092463574312]
[null,"Steady State Summer Minimum AM","N","N6",0,0,0,0,20.48371869681506,20.405999045711532,20.472713964407369,20.539578718166737,20.515723464028252,20.596722713481121,20.678884822297043,20.757522324314252,20.844709570627739,20.93950889033621,21.01315556786701,21.100336611002959,21.18939892293233,21.253081735275241,21.321936668721541,21.42844802996882,21.572435358074081,21.736671161953936,21.90110551519312,22.073813950128358,22.264081199583135,22.497159575701502,22.749563675825549,23.027110376068887,23.317910757813355]
[null,"Steady State Summer Minimum AM","N","N7",0,0,0,0,128.89052379596484,128.16536957859648,128.2690981655353,127.63997348317999,126.78372816724674,126.51572692894206,126.19685325218792,125.81466886943885,125.4628590118934,125.15093856356604,124.69847103255057,124.33223001141603,123.98057506014823,123.46887840134248,122.98666380238251,122.67433915923192,122.52956421850797,122.44419001480055,122.29364507667502,122.13232871604366,121.92944220953873,121.85151937816725,121.7598676450225,121.70374589639628,121.62131368862339]
[null,"Steady State Summer Minimum AM","P","P1",0,0,0,0,541.91010976212169,539.0120185232222,539.64994829717159,537.67519189904851,534.52605474338804,533.89582043365556,533.0888516949077,532.04196178474785,531.13773530334879,530.40633414664319,529.08876909107312,528.13305746881235,527.23691689132909,525.66811394883666,524.2252215799889,523.53943501453955,523.60168407679316,523.95710383870005,524.08092840247616,524.19958614398888,524.24055523716015,524.89913732793707,525.58640909635676,526.50139393886218,527.37580789324795]
[null,"Steady State Summer Minimum AM","P","P2",0,0,0,0,15.368290686697183,15.31028149163193,15.360739077033243,15.41224581945486,15.395249407178481,15.45701335587537,15.519724044325352,15.579842839670349,15.646406141114296,15.718690765305634,15.775114733729502,15.841691753655878,15.909676721832042,15.958620689465178,16.011449046816384,16.092615441980669,16.201986018703096,16.326635209552183,16.451518155479516,16.582689097822616,16.727227977154108,16.904071060005318,17.095586388167241,17.306122023386362,17.526741528094288]
[null,"Steady State Summer Minimum AM","P","P3",0,0,0,0,591.05530248743787,587.84117012011666,588.46571725305773,586.07525111961422,582.48137000027145,581.61870500200996,580.55016276381684,579.21067055004175,578.02150049853697,577.01902414771507,575.37554684413749,574.12697877349399,572.94400363989314,571.02728536256905,569.24720606208962,568.2777800297539,568.10884299940847,568.24433573263082,568.11226017108277,567.96038728636472,567.68950928278105,568.05970530718946,568.43069101144988,569.02239169944244,569.54511597837188]
[null,"Steady State Summer Minimum AM","P","P4",0,0,0,0,50.833318499598363,50.547846681616242,50.589456158939207,50.34365931275822,50.007526988447225,49.903551480482733,49.779641158447156,49.630852709861095,49.494095576483929,49.373088216014821,49.196666779809732,49.054249985343645,48.917579726349295,48.717791153297455,48.529636833320708,48.408634130507501,48.353862736416801,48.322669066948102,48.265919681514021,48.205061264347414,48.128144611608711,48.100832324846984,48.068405123060018,48.050262264385523,48.021985693091779]
[null,"Steady State Summer Minimum AM","P","P5",0,0,0,0,138.23964785696978,137.46109699553554,137.57128230771016,136.89297871445223,135.97224086014612,135.6821740364135,135.33734823109597,134.92448055873086,134.54411154481804,134.20649829174997,133.71811817074786,133.32222262468514,132.94198043564839,132.39008668596281,131.86980314685331,131.53150616275559,131.37268166103243,131.27733690102363,131.11186993864672,130.93463806766158,130.71230728961223,130.62351681120634,130.51954461536485,130.45326534062161,130.35839671465735]
[null,"Steady State Summer Minimum AM","P","P6",0,0,0,0,168.82337135828507,167.92468585668914,168.12900212112848,167.53233183349263,166.56373439668346,166.38112342717324,166.14448091647162,165.83382094579912,165.56801896473823,165.35619930357748,164.96190118619288,164.68031390384101,164.41723650226859,163.94460806398831,163.51125910394549,163.31495803435038,163.35290045520804,163.48337606703214,163.54287444243025,163.60187240509183,163.63935198115914,163.87178837714322,164.11555162458475,164.43242082156019,164.73858748113975]
[null,"Steady State Summer Minimum AM","P","P7",0,0,0,0,84.279024186064021,83.813899641161981,83.893826420845429,83.522648299715271,82.989800895622963,82.844333723769154,82.667829858648091,82.451503127993391,82.255934486636349,82.086755362496532,81.825960344829667,81.621506453234787,81.426484884018379,81.12682835184296,80.846566825409028,80.679960369524181,80.625524861372526,80.612534123057614,80.559472421246511,80.50177314998669,80.422713499253589,80.430894306183887,80.43527932868912,80.467593417741384,80.48690379028217]
[null,"Steady State Summer Minimum AM","P","P8",0,0,0,0,301.83732125271206,300.15264754598149,300.4136325633757,299.00037095680665,297.03558206167736,296.45244031579841,295.75349211829325,294.90863409757486,294.13624681433214,293.4577309198641,292.45050607734981,291.64514665424093,290.87378790301989,289.72766136961047,288.65075138630965,287.97552591943509,287.69657342174406,287.56061496926765,287.27583676266261,286.96942673611994,286.57436166475208,286.48019566473005,286.361617350855,286.33325803314955,286.2495575099727]
[null,"Steady State Summer Minimum AM","Q","Q2",0,0,0,0,91.716380267131186,91.211963283580047,91.301290346505425,90.905152883474372,90.330526971909379,90.177997572821454,89.9921246889608,89.763220137140294,89.557079444960664,89.37971652859963,89.102708209858065,88.887005043976032,88.681546163513801,88.362221180935251,88.064025494302911,87.890012522848252,87.838576120608408,87.832746875967416,87.783803748119951,87.730280392065893,87.654640794352716,87.675012755751112,87.692258908424975,87.740809732644138,87.776023955831732]
[null,"Steady State Summer Minimum AM","Q","Q4",0,0,0,0,377.8107437219569,375.89407606142231,376.47782157525796,375.56273741766688,373.67774104036528,373.58034045692688,373.38531280733702,373.04110447085083,372.80665929903358,372.6962268023338,372.18040562711889,371.91639490607787,371.69270746401241,371.00020280657583,370.39682775001938,370.3507831190405,370.85627512649864,371.59606855007263,372.20360632008493,372.83517387886587,373.47944593679551,374.61781654930047,375.83570270390112,377.26629415673364,378.71684471446059]
[null,"Steady State Summer Minimum AM","Q","Q5",0,0,0,0,182.34548767135007,181.37817272151361,181.60334076860383,180.97378315537017,179.9376290057497,179.75143139949088,179.50770058221755,179.18460770072815,178.91029828084424,178.69440864709961,178.2815304434329,177.99037568836985,177.71917436858035,177.22164266449823,176.76658005452714,176.56850391440824,176.62440232452309,176.7812109428736,176.86230020840057,176.94374097617523,177.00409839043826,177.27707808272103,177.56421303780326,177.93205094757232,178.28988647882866]
[null,"Steady State Summer Minimum AM","Q","Q6",0,0,0,0,35.268951071544315,35.111599840151825,35.194968314185793,35.205458685281926,35.094004956836976,35.155960272260792,35.214118160086947,35.262107747646688,35.322483756068401,35.395168086903624,35.430689436507201,35.489620327358111,35.55206433112226,35.570775396179251,35.598086588506263,35.683551317367773,35.826738790998135,35.998011787392954,36.163006681707003,36.335985300517876,36.524041602162356,36.771416355423568,37.038577838608916,37.336803084882845,37.64691426900896]
[null,"Steady State Summer Minimum AM","Q","Q7",0,0,0,0,27.528467474638099,27.390611792960559,27.4355530390404,27.376874833156247,27.244907392075149,27.243734699138752,27.235891873131123,27.217492620111646,27.207269488790867,27.206143313560052,27.175535990279307,27.163268258007221,27.153917667876353,27.110410225487609,27.073420374476431,27.077550184722522,27.122386680311905,27.184813193190234,27.238109125179371,27.293634607967419,27.351244120767745,27.445955351037465,27.547491276847317,27.665460098620869,27.785718935027216]
[null,"Steady State Summer Minimum AM","Q","Q8",0,0,0,0,68.704971258533604,68.338993066744905,68.421813217008918,68.177896828760481,67.782977556994226,67.707851692471053,67.610676359675466,67.483335779014595,67.374226376221728,67.287077474455657,67.125658723081855,67.010110289428653,66.902097566132866,66.708804833687822,66.531494230745821,66.450583665979295,66.464930596037277,66.516864346386967,66.539843775935751,66.562554121970521,66.576348921851505,66.66933366402337,66.766787092152327,66.893864232613112,67.016471584812578]
[null,"Steady State Summer Minimum AM","R","R4",0,0,0,0,120.56520230338147,119.95155377903409,120.13514469685691,119.83418794738661,119.22664404885792,119.18894026575971,119.11958671580689,119.00227708394813,118.91979511567389,118.8768193043168,118.70441433499579,118.61237500030751,118.53322684516598,118.30446898710251,118.10412767336419,118.08106806711278,118.23343102395918,118.45998406744999,118.6437667494033,118.83468267949262,119.02835808076063,119.37847821223059,119.75282063854696,120.19399602643951,120.64060653551633]
[null,"Steady State Summer Minimum AM","R","R5",0,0,0,0,59.64415858637107,59.330545047447103,59.407930386914167,59.214409380614626,58.883832075440765,58.832115828592158,58.762268284997319,58.666947832810393,58.587860907253265,58.527977372455716,58.40374799990542,58.319321099263419,58.241388380131077,58.089428375277357,57.951395950799913,57.898214571723692,57.928913289894261,57.99342266036799,58.033949392139093,58.075333464670109,58.111617773894245,58.21915584952351,58.33292293205087,58.4745368495091,58.614175190455036]
[null,"Steady State Summer Minimum AM","R","R6",0,0,0,0,123.16230530903304,122.46787348341395,122.56497714162835,121.95711928158643,121.13442588213628,120.87337746036711,120.56334652972991,120.19255635123632,119.85064144936672,119.54679211650904,119.10859448720241,118.75279802633973,118.41095691589871,117.91618455209178,117.44956446617584,117.14485649828309,116.99981672137488,116.91110418984607,116.75969383447668,116.5975901822421,116.39479447901167,116.31048805634974,116.21220010586343,116.14708101680955,116.05612136785174]
[null,"Steady State Summer Minimum AM","S","S1",0,0,0,0,714.37002861736016,710.61412440659103,711.59642206268461,708.31473896846398,704.03111710415817,702.83389578090976,701.38636639166839,699.61921196878609,698.01660325260991,696.62401733051126,694.50021205292876,692.82599994867417,691.2272419513564,688.79369243042356,686.51480625269858,685.13924096338781,684.65514399413212,684.4983837485147,684.01878402363991,683.49938732077294,682.80219610294273,682.79409468533379,682.74924515452517,682.92140566817716,682.98461232278419]
[null,"Steady State Summer Minimum AM","S","S2",0,0,0,0,229.34268141648181,228.35634441860458,228.63637583222993,227.78460435911785,226.67117935683206,226.37324142216323,226.01062880126614,225.56467197918306,225.16264252498439,224.81617369968865,224.27705479277188,223.85647096287937,223.45572433074165,222.83485188219925,222.25483685260616,221.91454906028207,221.81089222776797,221.7951037922254,221.69569965359483,221.58724307565973,221.43536841063309,221.46850187867352,221.49503385642259,221.58159326940535,221.64192687837806]
[null,"Steady State Summer Minimum AM","S","S3",0,0,0,0,87.859019407343368,87.707109901675452,87.742961952891875,87.608470352686766,87.433197374987841,87.381882622736399,87.320258039858601,87.245601971357331,87.177475236957051,87.117771549999645,87.028603077111683,86.957536495190936,86.889517791126195,86.787893878929822,86.692483009680984,86.633167087490193,86.609463861428367,86.598664977976284,86.57460399328339,86.548687677673456,86.515005438633352,86.508482889761709,86.499938389450421,86.499637152305141,86.494509936345281]
[null,"Steady State Summer Minimum AM","S","S4",0,0,0,0,80.496009346948114,80.06021260363903,80.250498139644179,79.904405901556061,79.447125418292671,79.365137268222654,79.257766252812161,79.115357614948891,78.99451700418058,78.899451128249751,78.717381884177669,78.589095359404098,78.46964056740876,78.250208332821728,78.049556026812695,77.962381775513919,77.987366763270714,78.05692467603788,78.093051934305208,78.129397402114193,78.156428174316716,78.27740466008467,78.40465906086564,78.567598796387955,78.726148212614021]
[null,"Steady State Summer Minimum AM","S","S5",0,0,0,0,273.24740205037494,271.91879762593487,272.27467157313276,271.11763380363948,269.60673024825707,269.18949305738784,268.68411534126,268.06589968194919,267.5061625007915,267.0208729932051,266.27668599096671,265.69171489311128,265.13344320094245,264.27953136536064,263.48042159292038,263.00180409486143,262.83949238351812,262.79369747237911,262.63414545250583,262.46104796107909,262.22630313012348,262.23685502151449,262.23556791421021,262.31220163074227,262.35120241093159]
[null,"Steady State Summer Minimum AM","S","S6",0,0,0,0,62.432267932386011,62.114527476982239,62.166283230940714,61.905849409691761,61.538370659727086,61.433383805908925,61.306856398670064,61.152957965759043,61.012969123735807,60.890837020363406,60.706430919523882,60.560293480262992,60.420583272557344,60.209814715645891,60.012192506379698,59.891216414514133,59.84586899156173,59.828123459541686,59.782636726328676,59.733499526970832,59.668644075450381,59.661880035719051,59.651458910987436,59.659025394296691,59.656886258778343]
[null,"Steady State Summer Minimum AM","S","S7",0,0,0,0,37.030060142529052,36.828895137001837,36.871230224546068,36.721533934699934,36.497735503499626,36.445189635433323,36.379857680495519,36.297629469560846,36.224865012382118,36.163812033131805,36.062612940464433,35.98615454206643,35.913800974995517,35.7954766689069,35.685719700888981,35.626880576437145,35.618325120822263,35.628973894964645,35.622986851886822,35.61588207027183,35.601613583798979,35.62778886235931,35.654274573201334,35.694825734395195,35.731267062553684]
[null,"Steady State Summer Minimum AM","S","S8",0,0,0,0,0,0,0,0,0,0,0,0,0,0,0,0,0,0,0,0,0,0,0,0,0,0,0,0,0]
[null,"Steady State Summer Minimum AM","S","S9",0,0,0,0,0,0,0,0,0,0,0,0,0,0,0,0,0,0,0,0,0,0,0,0,0,0,0,0,0]
[null,"Steady State Summer Minimum AM","T","T1",0,0,0,0,137.25264799999999,136.46415979007085,136.5528154347337,135.81045354806994,134.84994633848254,134.51091247135861,134.11369167129078,133.64621531348234,133.20946832989782,132.81464626148531,132.26964499729695,131.8165377971971,131.37915257296805,130.77131868204739,130.19466831117325,129.79430426650197,129.56765136003938,129.39956156910085,129.15749115344008,128.8996160494257,128.58698474868331,128.39746226754568,128.1839847064104,127.99987986443851,127.78018983016338]
[null,"Steady State Summer Minimum AM","T","T2",0,0,0,0,214.67420979999997,213.84883103937901,213.94163456540821,213.164540214179,212.15909429852226,211.80419824613816,211.38839290177881,210.89904499274385,210.44186417573667,210.0285697911302,209.4580698618883,208.98376339219428,208.52591447353947,207.88964220309344,207.28601241836088,206.86691676819549,206.62965958074298,206.45370546808692,206.20030944117735,205.93036928092368,205.60311107682037,205.4047215148442,205.18125610012854,204.98853764932923,204.75856910201628]
[null,"Steady State Summer Minimum AM","T","T3",0,0,0,0,29.651000000000003,29.480661108522956,29.499813587970181,29.339439470441562,29.131938925377575,29.058696672200128,28.972884164285439,28.871894189320599,28.777542750576298,28.692248446086822,28.574510590242689,28.476624816919312,28.382135497604935,28.250823767286342,28.126248683337586,28.039757133181496,27.990792793130858,27.954479975391138,27.902184955955466,27.846475613946048,27.778937166904122,27.737994196621955,27.691876156223771,27.652103570784778,27.604643435762164]
[null,"Steady State Summer Minimum AM","T","T4",0,0,0,0,174.76887919999999,173.9716805539361,174.0652135531671,173.28201092643647,172.26866179974127,171.91097612102811,171.49190237870096,170.99870799743303,170.53793355452984,170.12139050911355,169.5464062199791,169.0683715098412,168.60692371374151,167.96565008623298,167.3572755275612,166.93488561629539,166.69576349151146,166.51842630845468,166.26303848641641,165.99097648746309,165.66114590168232,165.46119691761118,165.23597497446892,165.04174167879933,164.80996548581061]
[null,"Steady State Summer Minimum AM","T","T5",0,0,0,0,34.396999999999998,34.199396315465385,34.221614380135918,34.035570451747937,33.794856942977034,33.709891384225408,33.610343549928359,33.493188912011746,33.383735388066938,33.284788701900375,33.148205482869976,33.034651911489448,32.925038437527128,32.772708681776272,32.628193853858654,32.527858288423452,32.471056615470715,32.428931493491916,32.368266025766417,32.303639731978762,32.225290942295402,32.17779455604213,32.124294767314055,32.078156100107378,32.023099398330942]
[]
[]
[null,"Steady State Summer Minimum PM","A","A1",0,0,0,0,1177.2588795088348,1137.70511374687,1095.055834713284,1105.3285972970602,1098.5256541443891,1096.6036705655433,1094.5604984053543,1092.0380976132319,1089.8896661310514,1088.1462214745127,1085.2290972519152,1083.0762766079572,1081.0050411307677,1077.8664974519945,1075.1046397180332,1073.8330390316939,1074.2103685811157,1075.2768094217067,1075.8903179215681,1076.4984516031827,1076.9228726583262,1078.5725354737067,1080.2647310733926,1082.3952596197873,1084.4063098421386]
[null,"Steady State Summer Minimum PM","A","A3",0,0,0,0,238.18488061457546,230.20844269724429,221.6084540515148,223.73795937772209,222.40905820212367,222.07247818135929,221.71528982728236,221.26390558919795,220.8897652830741,220.59808926847859,220.06944417533006,219.69537352920753,219.33763771560797,218.76395309396054,218.26670513139666,218.07546223201302,218.22242650633527,218.51337598394787,218.71714673692793,218.92407279014165,219.10402061900024,219.54158908467159,219.99684895644518,220.54904301477882,221.08444576604802]
[null,"Steady State Summer Minimum PM","A","A4",0,0,0,0,744.81772864489028,720.12041596154347,693.49893673851886,700.63785691943599,696.92812747679091,696.36649054470854,695.77712975836505,694.91915055590596,694.31757040344894,693.97880636626348,692.90364260978072,692.31127238597321,691.76837081759311,690.55009745494829,689.57295816134501,689.59490935703434,690.71757937324389,692.33334444030618,693.71836663807903,695.15309260512231,696.59914206231485,698.94212439660078,701.42574220115625,704.28994133804258,707.17094346135514]
[null,"Steady State Summer Minimum PM","A","A6",0,0,0,0,1314.0785748049229,1271.5846212613669,1225.8089361368052,1240.5141277935036,1235.929518495856,1237.0971667512899,1238.3773725275933,1239.2977135093824,1240.7357321211264,1242.6591836384766,1243.3037073814442,1244.797516856908,1246.37151813678,1246.7535790666511,1247.5703602401454,1250.3353812341222,1255.232036200151,1261.1870634595787,1266.9191110660654,1272.9140297778274,1279.3496955742191,1287.7694673895708,1296.8125188034587,1306.8676619621313,1317.2572357658089]
[null,"Steady State Summer Minimum PM","A","A7",0,0,0,0,2021.8380094996687,1954.9928312700349,1882.9450269471099,1902.7083899134734,1892.9953974942032,1891.8641251068602,1890.6870171957094,1888.8015164008114,1887.6239222867944,1887.1637158971973,1884.7082212538771,1883.5628328921409,1882.5504381342862,1879.704649041217,1877.5151206646042,1878.0714734366738,1881.6503271627448,1886.6020376011543,1890.9609359657102,1895.4866770801202,1900.119825777582,1907.2609212538146,1914.8521358458431,1923.5385217732692,1932.3260558518728]
[null,"Steady State Summer Minimum PM","A","A8",0,0,0,0,1123.0473681793455,1085.9382703675683,1045.9414903151714,1056.9595547666722,1051.6018640537313,1051.0147503862338,1050.4052635529117,1049.4044740314619,1048.798145884793,1048.590712653611,1047.2753673671741,1046.6876840404825,1046.1737377161917,1044.6414093306289,1043.4737841756494,1043.8349292364312,1045.8785735859176,1048.6883845114603,1051.1724323587814,1053.7525030633005,1056.4002773969496,1060.4487901268342,1064.7544966726375,1069.6750369305139,1074.657586886196]
[null,"Steady State Summer Minimum PM","A","A9",0,0,0,0,251.48223869009109,242.99112455970572,233.83438187779282,235.9471708651497,234.41809049316566,233.92399996360004,233.39777357835177,232.76476258159013,232.20911044349202,231.73912878071155,231.01764403334951,230.45952426536454,229.91910662431235,229.15070894749485,228.46241829659593,228.08529191139334,228.05306671985323,228.16075703999491,228.16456911861391,228.16045467164793,228.10081488901665,228.28736579657198,228.46848609400388,228.73006117628387,228.95432032724511]
[null,"Steady State Summer Minimum PM","B","B1",0,0,0,0,738.1548901968506,713.7743633231081,687.49692332283644,694.75935692434655,691.25690573959366,690.8919765407901,690.51391046025992,689.87975748552947,689.50550994882462,689.39365871952953,688.55379789899075,688.19218930940758,687.87897763770457,686.89640159263683,686.15362736812938,686.41748335417117,687.7890521123519,689.66603586631641,691.33069107718495,693.06016172944783,694.83821985650661,697.54085484234827,700.41618205529119,703.69893515237811,707.02540656254394]
[null,"Steady State Summer Minimum PM","B","B2",0,0,0,0,795.25872217393317,769.04775511399123,740.79895785267695,748.73198625006955,745.05964524271997,744.7777572313388,744.49003982763497,743.93230421785029,743.65794730478535,743.66740682086254,742.89358416099276,742.63488231651547,742.42795613001886,741.49986354558098,740.83060272449859,741.2554102525753,742.88339938975128,745.06561486375028,747.0285672878033,749.07037971503439,751.18622887883453,754.318885389868,757.65693287509021,761.45148437725084,765.30884783933061]
[null,"Steady State Summer Minimum PM","B","B3",0,0,0,0,363.31850463391794,351.35997830984911,338.47214448151175,342.12787453556626,340.47939345226445,340.38281568675751,340.28598379225588,340.06749421461035,339.97944227053574,340.02137795234677,339.70576953362689,339.62545964209187,339.56869804408922,339.1824617014816,338.91461271295884,339.1493634192542,339.93662388527508,340.97989676835834,341.92574503533422,342.91023453124649,343.93482580382329,345.42994378210386,347.02449296404222,348.83268071210375,350.67411171035411]
[null,"Steady State Summer Minimum PM","B","B4",0,0,0,0,520.94197122339028,503.68282051738026,485.07940455446618,490.10124950260973,487.53327289082694,487.16983859716851,486.78921193258913,486.22226042426485,485.83552927688015,485.63291360369431,484.91552005638249,484.53576886986525,484.19052068938396,483.37289731765117,482.72405489610117,482.77652454563446,483.60144307203285,484.77380819221912,485.78729329906639,486.83792725474518,487.90220957600695,489.59929475568998,491.39985098137419,493.47123167981391,495.55851418793463]
[null,"Steady State Summer Minimum PM","C","C1",0,0,0,0,37.4078002526429,36.169033764812056,34.833798885243645,35.195538529501299,35.012188103213937,34.987247628951678,34.961159155915972,34.921752205527923,34.89532152791142,34.882123471066315,34.83197112602101,34.806062860512618,34.782628388847677,34.725273393863596,34.680043199872422,34.685272279362664,34.746071017215854,34.831920188823126,34.906459195558291,34.983759685664246,35.062265776945246,35.186427466824568,35.318220295952301,35.469643073882139,35.622371098968884]
[null,"Steady State Summer Minimum PM","C","C2",0,0,0,0,400.10389541791989,386.80719862604565,372.47375952470458,376.25060392610703,374.20384755466409,373.84274358643961,373.46230324172257,372.93442668514609,372.54248610133681,372.29112755233473,371.64362850978171,371.25554718109777,370.89423459399279,370.17013392390754,369.57531091599702,369.51207677148648,370.03491196447618,370.81744490239731,371.47095970159592,372.14635373018166,372.81625123435509,373.95691319312573,375.16279812338234,376.56375107550298,377.96534280733704]
[null,"Steady State Summer Minimum PM","C","C3",0,0,0,0,114.18618750221175,110.43788891088352,106.39858006292231,107.56728600268259,107.06754807621769,107.05740773116933,107.04869954088802,107.00282399798056,106.99855487855072,107.03534279244967,106.9599494184863,106.95848379647663,106.96435274139193,106.86666853925587,106.80627889057936,106.90558715621304,107.18031772305034,107.53727385527176,107.86533482804822,108.20718061711882,108.56556997982496,109.07560074282776,109.62039441662961,110.23552158187614,110.86395069399366]
[null,"Steady State Summer Minimum PM","C","C4",0,0,0,0,84.695971345953637,81.834617309304193,78.748914661215878,79.457236738742424,78.939253768811994,78.769538030527272,78.5887515635049,78.371826389103731,78.180854450991845,78.018701849791441,77.771815106530866,77.579951422951851,77.39406046039629,77.131389355719392,76.895683009381159,76.764488033310727,76.749160310248911,76.780665202210045,76.776902700652414,76.770201823771586,76.744155032356858,76.80040572618671,76.854251757032912,76.934671195390166,77.002055396546794]
[null,"Steady State Summer Minimum PM","C","C5",0,0,0,0,167.84732854570748,162.45752402547112,156.65251903693004,158.60499986653704,158.0883344167641,158.31336980845066,158.55845928155512,158.76159332202306,159.03314671054514,159.36746908951898,159.53914763898652,159.81921743857063,160.10928102367896,160.24708446891023,160.44074132631039,160.88977063108328,161.61774118882599,162.48752184787034,163.33529469466677,164.22280315453935,165.1814019765369,166.40755232672299,167.72650426533997,169.18670699472057,170.70034243373885]
[null,"Steady State Summer Minimum PM","C","C6",0,0,0,0,123.52893111873011,119.48609439277806,115.12970943546536,116.41778742851137,115.89922556158561,115.9125497924469,115.92924069943878,115.9070069215027,115.9305189200028,115.99869201711539,115.94573358759284,115.97272350736664,116.00756836310316,115.93038299399882,115.89364816982842,116.03176612758992,116.36179387993884,116.78289542361387,117.17480984645806,117.58360859191417,118.01504024217651,118.61504119434068,119.25687173863203,119.97862429258805,120.71819750192806]
[null,"Steady State Summer Minimum PM","C","C7",0,0,0,0,207.88353521101644,200.99002873879164,193.55944079175507,195.55132750743076,194.51532950645526,194.3579254447192,194.19273503657385,193.9525372451242,193.78388252568709,193.68857499196551,193.38772735586682,193.22163132690665,193.06934445102567,192.72855697322109,192.45506881651988,192.46037773900252,192.77284765008889,193.22288712250275,193.6084695100586,194.00787199898016,194.41030873129071,195.06296485633206,195.75476073252656,196.55267718670893,197.35519203926128]
[null,"Steady State Summer Minimum PM","D","D4",0,0,0,0,538.73196489594602,521.32296852969478,502.56984308405328,508.6224147984405,506.76506519190178,507.26820814676745,507.81932470122007,508.22419927885409,508.84204543127044,509.65915047200389,509.95216416089625,510.59333062303108,511.26729303349538,511.45259205126268,511.81621823440946,512.98066419128963,515.02116224076417,517.49769399782588,519.88489585681134,522.38185051198479,525.06426268461166,528.56464577831935,532.32480262675347,536.5037433652501,540.82324175692543]
[null,"Steady State Summer Minimum PM","D","D5",0,0,0,0,256.65625168638974,248.17758608384068,239.03920057332635,241.56129110747872,240.34065078058694,240.210639116545,240.07582592945866,239.85180622810614,239.7180609917788,239.67551938544472,239.37981964924907,239.25041170903384,239.13784162468062,238.79253428979425,238.53059253068125,238.61838711621442,239.09105849973403,239.73918969726435,240.3132276879212,240.90954830505697,241.52215343894568,242.45565204199406,243.4486524027885,244.58282134382748,245.73174975696827]
[null,"Steady State Summer Minimum PM","D","D6",0,0,0,0,344.09054155252676,332.82053065316029,320.67622159461206,324.24722951403402,322.78703271113454,322.80681725232944,322.83468329794505,322.75320868418981,322.798634808533,322.96829007354944,322.80036980771268,322.85516623402333,322.93189951640846,322.69657505953506,322.57385125204462,322.93669115709838,323.83257432946749,324.98063141312826,326.04590937845342,327.15681226972936,328.32738103780537,329.96427583800215,331.71467520003557,333.68496294525664,335.70244321333291]
[null,"Steady State Summer Minimum PM","E","E1",0,0,0,0,494.21349035285715,477.95946618793886,460.44267572347076,465.44064380181987,463.22163610088569,463.11600803549203,463.01196010207559,462.74378445960986,462.65381899914092,462.74093198179031,462.34192835837479,462.26296583224655,462.21595098059822,461.72075490669357,461.38670910631413,461.73855066893429,462.84421986577024,464.30038372315653,465.62621913922584,467.00670661054937,468.44676197472063,470.53165397736302,472.75627427355408,475.27556466269596,477.84371014524953]
[null,"Steady State Summer Minimum PM","E","E7",0,0,0,0,61.061000242268321,59.117292505705059,57.024324727415582,57.767932367251738,57.61093014087006,57.726878288467759,57.852671463812726,57.965002652315377,58.103255330875413,58.264686062031728,58.367269282878674,58.509244491775377,58.654743450836662,58.74484577849681,58.855413621865566,59.061812900335745,59.372682291966498,59.738115520479305,60.098449736635757,60.476005355274154,60.886066685658172,61.399802261838147,61.953221652512148,62.563405028701624,63.197839105347612]
[null,"Steady State Summer Minimum PM","E","E8",0,0,0,0,33.572793851857575,32.48876407382383,31.321061453987038,31.699941771477953,31.58577005109278,31.61885906016655,31.6550674133725,31.682253860901916,31.72276477842501,31.775710617458746,31.796012346044087,31.838008308549508,31.882042362631154,31.895623495768227,31.920325114607305,31.995081421858043,32.124584045558791,32.281410851023701,32.432818691462153,32.591206855509597,32.761490417399571,32.983071101099583,33.221141792781658,33.48558398002902,33.759030312160192]
[null,"Steady State Summer Minimum PM","F","F6",0,0,0,0,723.88369157967031,700.20058152668184,674.68091143367553,682.24482633826551,679.22065549086858,679.31483224679369,679.42994192945173,679.31780217929793,679.47422126595438,679.89251806542143,679.60113141410136,679.77822610108353,680.00129814006323,679.5678664226399,679.37154552374375,680.20125145308941,682.15696939085467,684.64778776563173,686.96894161147986,689.39034447093923,691.94751460249972,695.49550164056927,699.29140905379359,703.55820224922377,707.93169787769693]
[null,"Steady State Summer Minimum PM","G","G1",0,0,0,0,354.35551850929363,342.70049491244856,330.13997878983912,333.72211629925425,332.12972007994074,332.05249989032745,331.97630166458123,331.78234398472688,331.71611970765474,331.77684731662106,331.4890109911891,331.43064873349772,331.39519811683937,331.03839779662326,330.79713728673943,331.04753662839681,331.83830679432583,332.88025526222384,333.82863049039247,334.81607130485662,335.84593357138914,337.33787338838118,338.92974174242522,340.73265703099031,342.57039233263009]
[null,"Steady State Summer Minimum PM","G","G5",0,0,0,0,371.07140292096807,358.62994803053903,345.21549900255036,348.50404343829871,346.40674888084442,345.85267834509199,345.26427949062207,344.52756183779155,343.9102846206535,343.42118031075609,342.56261933762056,341.94490643016559,341.35273929431844,340.42414792736628,339.61451041372044,339.27904855806469,339.46787414326718,339.87842315133628,340.150621230355,340.42532400385761,340.65220599251023,341.27491067622447,341.92001374711623,342.71144373394378,343.47251955767177]
[null,"Steady State Summer Minimum PM","G","G6",0,0,0,0,400.11430333050072,387.08366592138799,373.04416498890424,377.34187844052201,375.77892284751039,375.95055414860616,376.14270075069561,376.21555756419286,376.44047386711719,376.81134333955976,376.79107194876303,377.02960683357435,377.29316239506682,377.19382543381158,377.22606196774683,377.83569609847206,379.07821959085055,380.62694785363107,382.09209659168033,383.622360641022,385.25097706402192,387.44950082602816,389.80584089791995,392.4413251021877,395.15267143027069]
[null,"Steady State Summer Minimum PM","G","G7",0,0,0,0,188.70585031919629,182.52421573087864,175.86300033027896,177.81956317058513,177.01704776352196,177.02600916193228,177.03926131812176,176.99244915476493,177.01517463658143,177.10601073085704,177.0116961690851,177.03952590324181,177.07939243002835,176.94812084627384,176.87859348970639,177.07519621906067,177.56396415204694,178.19086422826794,178.77220553629658,179.37841513884135,180.01697845989807,180.91093245453268,181.86680624744102,182.94297297541596,184.04475428668238]
[null,"Steady State Summer Minimum PM","H","H1",0,0,0,0,148.00112172033923,143.08137902916005,137.77801214948971,139.17273650932643,138.41343877660134,138.27745404016531,138.13413637073035,137.93615371308096,137.78838176482353,137.69258777610546,137.45023609148259,137.30384756033214,137.16736887750133,136.89669287268788,136.67382717420853,136.64739261128267,136.83753730936175,137.1235355989096,137.36160364772203,137.60756938832745,137.85103215093577,138.2681854190638,138.70904625086246,139.22168374794126,139.7342172499724]
[null,"Steady State Summer Minimum PM","H","H2",0,0,0,0,751.51179535437609,726.1510739376605,698.80265186528857,705.14280132324086,700.59797081743125,699.14851320194555,697.60504637436134,695.74390114263724,694.11474809012361,692.74187915656751,690.61769049000804,688.98165882675767,687.39843816640325,685.13393321394267,683.10893084084535,682.01611485437923,681.95635358374545,682.31706680610955,682.36966472381312,682.40077065834714,682.27122105797503,682.88240327116898,683.48205795272122,684.32640636786425,685.06306160765303]
[null,"Steady State Summer Minimum PM","H","H6",0,0,0,0,462.36262731915429,447.11460084746278,430.68083956605881,435.275508165975,433.12407324025543,432.9421932876952,432.75557834231199,432.41102446003845,432.23068230481005,432.21516948093233,431.74408799853552,431.57251811993854,431.43110961208254,430.87041888845704,430.46013527803541,430.68439544077364,431.60660361412511,432.84946813363678,433.96331878016724,435.12155851030303,436.31933619046748,438.10493705101936,440.00682524148255,442.17128537123449,444.36972405435574]
[null,"Steady State Summer Minimum PM","J","J1",0,0,0,0,400.85441933020638,387.26918989402452,372.61766250436739,375.88632331841808,373.35698603316047,372.4680890782476,371.52038837759147,370.39712208133011,369.39409709466378,368.52660708541327,367.25727649377995,366.2484618922843,365.2681965293927,363.92455655619523,362.70816849952456,361.9790554418542,361.79080084986884,361.81672220709879,361.66842158554994,361.49926255371236,361.22184492713546,361.31799161336698,361.38787031027181,361.5700002103286,361.6783415794107]
[null,"Steady State Summer Minimum PM","J","J2",0,0,0,0,0,0,0,0,0,0,0,0,0,0,0,0,0,0,0,0,0,0,0,0,0,0,0,0,0]
[null,"Steady State Summer Minimum PM","J","J3",0,0,0,0,252.88315729950449,244.57866128328678,235.62933158774922,238.21115681141808,237.0984100571861,237.0693474957167,237.04296256143283,236.93391569799701,236.91681289962244,236.99057076982058,236.81582353110758,236.80480851708785,236.81005872961865,236.58597549254509,236.44445844955311,236.65604961181802,237.25556057071196,238.03659636535127,238.75307590582486,239.49954802500159,240.28137091124876,241.39779831551908,242.59006563010058,243.93705510671649,245.31257117444102]
[null,"Steady State Summer Minimum PM","J","J4",0,0,0,0,100.19292137155699,97.102767474253724,93.778090029672924,95.192187135586749,95.114756182236079,95.503407246404336,95.923053752014312,96.331094180123458,96.787671429250068,97.284279622220168,97.68619264891602,98.152512436380974,98.623962981955572,99.004479697369561,99.41943130504761,100.0086836177134,100.78678762868191,101.67174042429951,102.56524914771433,103.503116918275,104.53299589700325,105.76990696710354,107.10641526159793,108.56737395430092,110.09613818719134]
[null,"Steady State Summer Minimum PM","J","J5",0,0,0,0,324.69012515308395,313.86769636363272,302.200587696936,305.20306421651532,303.48403375095432,303.12706828844455,302.74962918888497,302.24916569490944,301.85708197222311,301.57843856681222,300.97772024939832,300.58759735302181,300.21940751430833,299.55682127389332,298.99887066006761,298.86681717598952,299.20475134274068,299.74785440854089,300.18080477128086,300.62632259203082,301.05491899591618,301.85365285198981,302.6942059717191,303.68297189276507,304.66323010158277]
[null,"Steady State Summer Minimum PM","J","J6",0,0,0,0,390.37243957308061,377.59512719652281,363.82681702804081,367.89489865795099,366.25386561683041,366.29345181808759,366.34348873158251,366.27038382753989,366.34176708993897,366.55426162684574,366.38393622616826,366.46626413659175,366.57342325521017,366.32654825198233,366.20749300638596,366.64078562655351,367.68032439643088,369.00745183021075,370.24212799151462,371.52995691988855,372.88881832546974,374.77991837744281,376.80276896809602,379.07778893240703,381.40876928707956]
[null,"Steady State Summer Minimum PM","J","J7",0,0,0,0,148.96140199633544,144.13774651561226,138.94138652252826,140.59539146373456,140.06365973492825,140.18277728991163,140.31366336558963,140.40305600974136,140.55073082170134,140.75329992447726,140.81076769780006,140.96452422576914,141.12741461805237,141.15519132283157,141.23219007835084,141.52889899992601,142.06608218646994,142.72208434341579,143.35168020681928,144.00999973325273,144.71569966072963,145.64384947490541,146.64035109730247,147.74949135409429,148.89467186219011]
[null,"Steady State Summer Minimum PM","J","J8",0,0,0,0,248.26960246258227,239.9979572361992,231.08081354281035,233.38358893794722,232.07563792429997,231.80982503269209,231.52889105095585,231.15426529197384,230.86272646665924,230.65800002923433,230.20707077726593,229.91716198443976,229.64400056364781,229.14573192489286,228.72750210815062,228.63554174119076,228.90357752874047,229.32911556841864,229.67103558838167,230.02314422943704,230.36370510782228,230.9886139846117,231.64673952791762,232.41931989069954,233.1864024955153]
[null,"Steady State Summer Minimum PM","K","K4",0,0,0,0,53.231543037081828,51.559921226971731,49.760572263472987,50.453512632407111,50.358155154202421,50.504944073591119,50.663734865916325,50.813205031059056,50.986655991999463,51.18077354882611,51.324019069948619,51.501552560492875,51.682007934514772,51.814161677990974,51.964353464181436,52.202017919409464,52.534772684332971,52.919084515727775,53.302849946434314,53.705338080749726,54.145073896791324,54.683695621503581,55.264856874542303,55.902716702109501,56.568171677931744]
[null,"Steady State Summer Minimum PM","K","K5",0,0,0,0,150.52971228630457,145.67486828593758,140.44544853376055,142.15517445200771,141.6534360664277,141.81299562309479,141.98737906944493,142.12190291967536,142.31650831137793,142.56698076103683,142.67119273424819,142.87266174610698,143.08323215009418,143.15725936093145,143.28119547766735,143.63052353930988,144.22630054020982,144.94556796318685,145.64149372224568,146.36962589497873,147.1532762831325,148.16901047777856,149.26062701091809,150.4722522107723,151.72583041936372]
[null,"Steady State Summer Minimum PM","K","K6",0,0,0,0,112.23106829746096,108.57784571105,104.64183202943441,105.85092455859063,105.41585916195335,105.46767854472027,105.52552749507457,105.55011026101214,105.6174566029823,105.72577949509287,105.72442292725596,105.79565660993033,105.87389645957848,105.85034520218491,105.86371580699452,106.03936109940243,106.39285335219937,106.83255624709616,107.24912895260438,107.68426477100427,108.14770499595829,108.77168705560686,109.4405753048937,110.1883430838534,110.95790922335821]
[null,"Steady State Summer Minimum PM","L","L1",0,0,0,0,171.17201271553608,165.38378218069982,159.14157518642267,160.56257986314176,159.50594718123034,159.15218032302118,158.77523379465214,158.32468131320724,157.926254932803,157.58596443374205,157.07432351183411,156.67389763402866,156.28557807592665,155.74208645222259,155.25304473023888,154.97429662421229,154.9287721554914,154.97695729013506,154.95294789238974,154.92212606267557,154.85010669341756,154.94240821493904,155.02797830451871,155.16555436841006,155.27526549525857]
[null,"Steady State Summer Minimum PM","L","L2",0,0,0,0,914.77888004401495,884.39230190887963,851.63686967456204,860.30015925532348,855.64664854758485,854.84977186028721,854.01083488570623,852.83632497160318,851.97348218494881,851.43234910890635,849.9857691101513,849.1322763264734,848.33989202196892,846.71804084590656,845.39188773398155,845.28360463236584,846.51780762472868,848.34827950410522,849.88622132787543,851.47651878912097,853.05985054543589,855.72486298389401,858.54399228463387,861.81365053827176,865.08882657875267]
[null,"Steady State Summer Minimum PM","L","L3",0,0,0,0,1622.2565341174918,1568.1399382462055,1509.798413958016,1524.7132487519975,1516.0440448838631,1514.172035576996,1512.1911134913264,1509.5908458029489,1507.5294006826934,1506.0338483593346,1502.9282737441558,1500.8750044287683,1498.9316102285125,1495.5173324831262,1492.6254672544324,1491.8539143400144,1493.4227964452812,1496.0090443002196,1498.0373853272329,1500.1213355287421,1502.1034904019934,1505.9185046100363,1509.9270808442388,1514.6622108832041,1519.3423382223041]
[null,"Steady State Summer Minimum PM","L","L5",0,0,0,0,739.35663188651301,715.1174209185167,688.99716906371111,696.625262289082,693.44586212853073,693.44231054551949,693.4526781357348,693.2256685205665,693.26994014999434,693.58068219344852,693.16563340597793,693.22919543570606,693.34004498469403,692.78037586277435,692.46245657888494,693.18392154271078,695.04670403725265,697.44731882699216,699.66613480317847,701.97924797956671,704.41158764644501,707.83736342455029,711.49902368672576,715.62589494512179,719.84766595151768]
[null,"Steady State Summer Minimum PM","L","L7",0,0,0,0,394.90416025534535,381.86505130989639,367.81155463007167,371.70505256334854,369.83888411588208,369.65202102647237,369.45875596116582,369.1289296847217,368.9384030064769,368.88833958411362,368.44887832576717,368.26526665827612,368.10751929699052,367.59166839807534,367.20414466090801,367.35587567845448,368.10095529466986,369.11715651885845,370.02047839647872,370.9591550257947,371.92545690978528,373.38795390838163,374.94429388013327,376.71992269938676,378.52012210264883]
[null,"Steady State Summer Minimum PM","L","L8",0,0,0,0,308.55249585273884,298.36647157187866,287.38806845532423,290.43388915921577,288.97921828629092,288.83699448840508,288.6900512839216,288.43660768419772,288.29211809831827,288.25741546255563,287.91849815236753,287.7794807321448,287.66065959870627,287.26203891502956,286.96370101285964,287.0870266333672,287.67428836078989,288.47371676549238,289.18527090254196,289.92475563031138,290.68656156906439,291.83676534526131,293.06094871080575,294.45706649609974,295.87291572105926]
[null,"Steady State Summer Minimum PM","M","M4",0,0,0,0,177.61510230390914,171.63963586387126,165.19631423996091,166.73070032892286,165.68994249239728,165.38412993303112,165.05884855750645,164.66042815940139,164.31794988535452,164.03641309506224,163.57765226455712,163.2342216291083,162.90315188428838,162.41105831249689,161.97572784715987,161.76387349198623,161.79940452235022,161.93752043215761,162.0059505703116,162.07228432383178,162.10781339742601,162.32524948638903,162.54634964002494,162.83108225406878,163.09555242802375]
[null,"Steady State Summer Minimum PM","M","M5",0,0,0,0,168.48492290311034,162.85980942141461,156.7954144659054,158.33535131260001,157.42653292919928,157.22280638780171,157.00707245008763,156.72652273094445,156.50165276210257,156.33546177194106,156.00196900468077,155.77777774757428,155.5650284776581,155.19951729598745,154.88822299716426,154.79634122052255,154.94671591767695,155.20194058523666,155.3984284574037,155.59993683630589,155.78905952277879,156.16680899286274,156.56304467946626,157.03327102655484,157.49647134505992]
[null,"Steady State Summer Minimum PM","M","M6",0,0,0,0,50.842752493930881,49.207041870458738,47.445239833540427,48.030644142492449,47.868544578354175,47.930548688135936,47.998166478901609,48.052749944993373,48.127871926512924,48.221945228958006,48.266694031491284,48.344282853636919,48.424919125891286,48.459435270711275,48.510843498120622,48.63907712720458,48.851263721656672,49.105868309583272,49.353280931311758,49.612229850323665,49.891511723055999,50.250691310900436,50.636910614051736,51.064943960543992,51.508292642763529]
[null,"Steady State Summer Minimum PM","M","M7",0,0,0,0,28.342584432686778,27.422175448726065,26.430578097957113,26.740157119617589,26.634223764830011,26.651645030020433,26.670913263763318,26.682009586341206,26.704036494701164,26.73645520478469,26.741216473496106,26.764304492512217,26.789147603784844,26.788283842195746,26.796762899289533,26.846595075737174,26.941721175967626,27.058997090150328,27.170801516503413,27.287645635056023,27.412482699334927,27.57866926202357,27.75694974699535,27.95583437430977,28.160835999129628]
[null,"Steady State Summer Minimum PM","M","M8",0,0,0,0,77.834291912697751,75.17486784890832,72.306140562212363,72.898660545072147,72.368366208428469,72.152639816228017,71.922269205622797,71.655529945301112,71.410833061910495,71.192018611921085,70.894772805890923,70.648161688041171,70.407235574750757,70.095760351409268,69.808808169098285,69.612763314624686,69.517948387321582,69.46095577723419,69.366455556256071,69.264405101446584,69.132926858757514,69.06595882894014,68.986394550817153,68.921820217152288,68.836828579393085]
[null,"Steady State Summer Minimum PM","N","N1",0,0,0,0,852.75164172154666,824.12786995011925,793.26469492214369,800.75885770573245,795.88041181688584,794.54248677215026,793.12083808117859,791.35492609237622,789.86154223721576,788.66205880821622,786.61292678678012,785.11735779680464,783.68070716563432,781.47093837808836,779.53425692307428,778.68171355827712,779.02834664546276,779.87887691016397,780.40595319132285,780.93354059525916,781.33863418427427,782.64133439932925,783.98427567600606,785.65328927264113,787.24342130432592]
[null,"Steady State Summer Minimum PM","N","N2",0,0,0,0,711.52543834699725,687.68728443568614,661.98533139223389,668.32666248626583,664.33818264065758,663.31215883838854,662.22303380793812,660.85143247630265,659.70995831992127,658.81462107985351,657.21119695818572,656.06955418286066,654.97677566430343,653.23890079686396,651.72927530449147,651.13200555450226,651.54324935450109,652.38282263657186,652.96021438002276,653.54536297420134,654.04591135453984,655.31221874791026,656.62780125997176,658.22970833438455,659.77855136370886]
[null,"Steady State Summer Minimum PM","N","N3",0,0,0,0,632.84091574125137,611.5349134612909,588.56032690687073,593.99708448154877,590.26077286679504,589.14022478577147,587.94799495573318,586.4935365695095,585.23746321846113,584.19821205946425,582.52722236723957,581.26718896334819,580.05129885978749,578.26168791385419,576.67419023238995,575.88027611491111,575.96507542993982,576.41268304042399,576.60936172344998,576.79605996748603,576.86697006587247,577.58025579679747,578.30121899980736,579.24402135842615,580.11026000116999]
[null,"Steady State Summer Minimum PM","N","N4",0,0,0,0,704.96486112966124,681.45782528755626,656.11583602854739,662.61630598108491,658.8667843839653,658.07283307378054,657.23301494499174,656.12508790686968,655.25190204775072,654.62482646279102,653.29828631445275,652.42901137078184,651.60741939850311,650.14663945150028,648.91296224907603,648.60236427711243,649.3105387106333,650.4625237920859,651.37373309583268,652.31069407278119,653.20722913368286,654.90388519308476,656.6880522750231,658.79103371220674,660.87287311541729]
[null,"Steady State Summer Minimum PM","N","N5",0,0,0,0,153.03936422998217,147.97352985497096,142.51325213474834,143.99726071311372,143.25095663665883,143.15310904768842,143.05087805118205,142.89438094052895,142.79109784731972,142.74199302005633,142.54174356627183,142.44067441084667,142.34971207138278,142.1199764489136,141.93986271657482,141.96654322062554,142.22093303549093,142.57817231333152,142.88949758855441,143.21246015935546,143.54117107674358,144.05744301690265,144.60566240946852,145.23485072498517,145.86997009336523]
[null,"Steady State Summer Minimum PM","N","N6",0,0,0,0,37.247174274896089,36.150041917947028,34.971134288814355,35.59779006945319,35.662806671645562,35.910569522948379,36.177580976634466,36.445735141997353,36.735058176447268,37.040303457461818,37.311316626096769,37.606153456866451,37.902558648326185,38.165140357204493,38.440967821512366,38.790470352601098,39.219253126626732,39.696772154115259,40.186281452109341,40.700663240271474,41.26938321170833,41.934286174198341,42.654165050720202,43.436607282392522,44.258839632730471]
[null,"Steady State Summer Minimum PM","N","N7",0,0,0,0,210.90603399332326,203.7670368880828,196.06793325175079,197.80481912999554,196.48992639075806,196.03974311691107,195.55993001683288,194.98866942940927,194.48120233508078,194.04522211506966,193.39798158950964,192.88778895628292,192.39255980295749,191.70614116707327,191.0867503236822,190.72523942613219,190.64983412204774,190.68864326912782,190.63727993903362,190.57636253918821,190.46189754275659,190.54723683118556,190.62179732532184,190.75817975816616,190.85821028629945]
[null,"Steady State Summer Minimum PM","P","P1",0,0,0,0,942.10938057372221,910.86439917639234,877.18496965139866,886.20374439809996,881.50100610511333,880.77919915093082,880.02147187780088,878.92337058423334,878.14923985592191,877.70742664378292,876.3340446625698,875.5713546017231,874.87127416374335,873.31692755556469,872.06753895384043,872.08090576196901,873.48555460404737,875.51291730854814,877.24744420397724,879.04391548228591,880.8524873854783,883.7934556362743,886.91033030197491,890.50679783517137,894.12290950071713]
[null,"Steady State Summer Minimum PM","P","P2",0,0,0,0,29.094980548420015,28.233881595465665,27.308476560717928,27.789976481710582,27.833328957033459,28.018679303889257,28.218453057352853,28.418686909281373,28.635208780830194,28.864085569695231,29.066145566555921,29.286824499621947,29.508755398891786,29.704267134320006,29.91009033823352,30.172759925967085,30.496638767048385,30.857872635408185,31.227774307458233,31.616440405221546,32.04595625261193,32.549080686658584,33.093725985375904,33.68594985974832,34.308099332710064]
[null,"Steady State Summer Minimum PM","P","P3",0,0,0,0,1017.852105682484,983.87106899572973,947.2363924814623,956.54226711574836,951.05450884793731,949.82661834108444,948.5264028842314,946.83477325396848,945.47960310216297,944.47895359083714,942.46762652931875,941.11660907010639,939.83470561161266,937.62993548408895,935.75271302950898,935.20125293738761,936.11356565038352,937.65954855656571,938.85093463741998,940.07288302140103,941.22056507007062,943.50831317300629,945.90823799040595,948.75560749735189,951.5609356401485]
[null,"Steady State Summer Minimum PM","P","P4",0,0,0,0,76.507713760127515,73.922412238469974,71.134391172600345,71.773103722094334,71.304148357958823,71.149684257699661,70.985133238692612,70.787876246314738,70.614028392829553,70.466202024749009,70.24182258973488,70.06714802335128,69.897872541047548,69.659240091935402,69.444960520539865,69.324988958192833,69.309581229196141,69.336377503834186,69.33121735479105,69.323309076159532,69.297699835166839,69.346216566466808,69.392360167746787,69.46232565231594,69.520352871195527]
[null,"Steady State Summer Minimum PM","P","P5",0,0,0,0,236.51132910924821,228.49882746297746,219.85750804391398,221.79199688421843,220.30514272404068,219.78673369670508,219.23408243575145,218.57816431987911,217.99337399330159,217.48861276213981,216.74681530036327,216.15871993868149,215.58744926236284,214.80177993950736,214.0912176005254,213.66867688168196,213.56578447381474,213.58978834514014,213.51151469019999,213.4214256945717,213.26864272362346,213.3373963348744,213.39170393208792,213.5131974729307,213.59200958271325]
[null,"Steady State Summer Minimum PM","P","P6",0,0,0,0,279.04444027242084,269.8227602848296,259.88345479568909,262.61886583994374,261.28554036421423,261.13735203871147,260.98343200393043,260.73216274908663,260.57883578584011,260.52459929712404,260.19505734890777,260.04632080336728,259.91591332260651,259.53246808212788,259.23963100234113,259.32645025540512,259.8311186473228,260.52595560577782,261.13965311706107,261.77702221373085,262.43076382988926,263.43211857492361,264.49697737616907,265.71424020226465,266.9465847731945]
[null,"Steady State Summer Minimum PM","P","P7",0,0,0,0,129.80753835367415,125.45595091333801,120.76406154799848,121.91574485261808,121.18327205282566,120.99076829359151,120.78635462181602,120.53012609172085,120.31571994986058,120.14616432780814,119.84737844803561,119.63284407839208,119.42724175149137,119.10395186284551,118.82227988068519,118.70659666976759,118.77443474746769,118.91995095239996,119.0171820924345,119.11539656344782,119.19713980392933,119.41759469434871,119.64611440284015,119.92603027180616,120.19551411457221]
[null,"Steady State Summer Minimum PM","P","P8",0,0,0,0,451.97976910368897,436.75328708661891,420.33408668723035,424.19834471289113,421.51245404257804,420.69300445240526,419.82092701491905,418.76055230046239,417.84128636206219,417.0766835779869,415.86070830866083,414.93826334537943,414.04740870775527,412.74680171882034,411.5904631658945,410.99926222895243,411.03396301141152,411.32611310523743,411.43741477622581,411.54003455271652,411.55622545301026,412.02764335160623,412.5012170183719,413.13020855956148,413.7018143543537]
[null,"Steady State Summer Minimum PM","Q","Q2",0,0,0,0,146.02835285140014,141.1376201675067,135.86454638467569,137.16919787503679,136.35360640321343,136.14630870415701,135.92630562866589,135.64850225867067,135.4180276588898,135.23810143233081,134.91288336535015,134.6824341722938,134.46200277338323,134.10917586497087,133.80320731044787,133.68476568167449,133.77359192411598,133.95061136865309,134.07410200220681,134.19945046603337,134.30807479540559,134.574467574236,134.85154260134763,135.18789779993855,135.51382509063993]
[null,"Steady State Summer Minimum PM","Q","Q4",0,0,0,0,689.31867225434394,666.88102070053094,642.7065084456674,650.13327946684274,647.4616584828168,647.78051793957127,648.13645465995285,648.28810283634152,648.70242092220542,649.36842123125211,649.36078026239204,649.79898498872683,650.28021938206712,650.13625681734618,650.21906935921163,651.29861690541134,653.47054483675845,656.17202626528422,658.73149307016456,661.4050213932029,664.25250864125985,668.08614653967982,672.1956984399485,676.78981783257996,681.51790474330107]
[null,"Steady State Summer Minimum PM","Q","Q5",0,0,0,0,320.14980947147666,309.56341710321561,298.15302879453776,301.27909339976662,299.73793709445067,299.55534354796509,299.36523321854196,299.06276887416192,298.8722939384034,298.79537955351236,298.40248685587318,298.21704816529632,298.05267983140118,297.5980015931371,297.24722467106449,297.33094931530064,297.8929705837254,298.67207601160635,299.35701683272219,300.06809562775703,300.79550728189906,301.91939804904581,303.11396178778864,304.48139524569092,305.86435638477877]
[null,"Steady State Summer Minimum PM","Q","Q6",0,0,0,0,94.13528567594534,91.117724813224143,87.867853410705209,88.973143752311529,88.69291362277319,88.829621609719752,88.978362115923758,89.104127179725381,89.268582160291302,89.468346206040039,89.576992026627934,89.746415676955209,89.921409764574094,90.01100859357625,90.131977360735434,90.397071425202725,90.819528989166628,91.322435587840005,91.813894930463661,92.328491637197473,92.885005247650099,93.593525805263852,94.355917900907102,95.199185799083793,96.07390334498217]
[null,"Steady State Summer Minimum PM","Q","Q7",0,0,0,0,75.604296207111261,73.110197608512792,70.422128898065381,71.171907683421665,70.818690117076528,70.787385341733383,70.75518929844992,70.697084848742392,70.665784528279715,70.661420897733947,70.5825491922769,70.552654635752418,70.527697120383564,70.434179981058818,70.365250278124634,70.399945006625288,70.548628892135696,70.749609108137648,70.929359894350029,71.11624211559473,71.309284553100838,71.598155190827214,71.905768951637768,72.256070920687051,72.611708099657534]
[null,"Steady State Summer Minimum PM","Q","Q8",0,0,0,0,110.21096852486789,106.5714610085557,102.64880123058471,103.73440063789867,103.21264760871098,103.15946513670713,103.10441876955701,103.01120597271297,102.95683806873789,102.94166064748684,102.81779927148942,102.76534231973984,102.72010703985086,102.5749313972172,102.46556521970565,102.50660705470285,102.71315160834719,102.99527145187078,103.24580056465412,103.50611281256862,103.77393358699589,104.18004182991753,104.61216063848946,105.10531631034922,105.60518346494524]
[null,"Steady State Summer Minimum PM","R","R4",0,0,0,0,315.68358339449588,305.24430699002971,293.99247016671899,297.07381311331528,295.55312367606143,295.37194009864322,295.18325952527289,294.88373222886969,294.69459762869269,294.61742790303123,294.22867720147286,294.04448775498696,293.88107845794809,293.43140940605201,293.08418730887098,293.16530753455328,293.7179520254349,294.48455299187816,295.1582059796271,295.85754000745658,296.57275734999115,297.67871113183691,298.85415430516917,300.1998761189883,301.56074841154907]
[null,"Steady State Summer Minimum PM","R","R5",0,0,0,0,79.392968468788126,76.807814496247516,74.022524199155896,74.876199568711726,74.566903774541316,74.601878983707323,74.640993713228966,74.656486848298528,74.702180308759722,74.776843892390488,74.773903712502744,74.822316287472475,74.875690591072711,74.857057520884553,74.864535971330142,74.986663965266942,75.234454238392743,75.543083640312034,75.835207115978193,76.140325738393287,76.465139172134329,76.903207909759502,77.372751210633425,77.897828934606039,78.438089437934877]
[null,"Steady State Summer Minimum PM","R","R6",0,0,0,0,180.63941408802467,174.52496106790858,167.93078564187317,169.41850062267844,168.29238437120642,167.90689322119604,167.49603088837381,167.00684909636817,166.57230859060985,166.19899692958668,165.64474324549485,165.20786993746327,164.7838124492682,164.19600260775042,163.66560193682361,163.35608099117715,163.29161498900993,163.32498042428747,163.28112127371341,163.22908622812579,163.13120511042104,163.20447110612835,163.26852033675931,163.3855333801101,163.47142363442086]
[null,"Steady State Summer Minimum PM","S","S1",0,0,0,0,1299.0036219243934,1298.1463213352115,1294.4090661362061,1289.5397784537122,1282.2607414892343,1280.6053495350116,1278.8520007966604,1276.5636670163999,1274.6916151931432,1273.2745730945603,1270.5172593647501,1268.6237420696107,1266.8273290274215,1263.784010831416,1261.1502074939028,1260.2494658062226,1261.2342945065157,1263.023537961174,1264.3349132539026,1265.6795881617948,1266.8995830467093,1269.6068278815674,1272.4398402968716,1275.8435418787099,1279.1854270993929]
[null,"Steady State Summer Minimum PM","S","S2",0,0,0,0,383.53083540220325,383.3410867870835,382.39579490700771,381.18575719884285,379.33453838677309,378.97321871698341,378.59169393365698,378.07306475861736,377.66648897333317,377.38066079102498,376.74210071898887,376.33124302571906,375.94574535410419,375.23141710738366,374.62540526339188,374.48288072402482,374.84420460923906,375.42422485785215,375.88464402302196,376.35994917250844,376.81703852475471,377.68032333807838,378.58984765707061,379.66173746096126,380.72794681299484]
[null,"Steady State Summer Minimum PM","S","S3",0,0,0,0,111.38928408022457,111.34839311166834,111.19088720617681,110.98187935435553,110.67687623487359,110.59702722846214,110.51224664308333,110.40523310210365,110.31457602813029,110.24210111266804,110.1155523512663,110.02378901617774,109.93597779727342,109.79797749783729,109.67640429149461,109.62345544318657,109.64524463777704,109.69826007838381,109.73091279071147,109.7638333998656,109.78915916780906,109.87189170317387,109.95738985217717,110.06377427417434,110.16580445795125]
[null,"Steady State Summer Minimum PM","S","S4",0,0,0,0,150.60488628961815,150.62776562997129,150.31911511801849,149.99161305012879,149.35561188299661,149.41732925009117,149.48676392179797,149.50583817366444,149.58266541434531,149.71663561800023,149.69245450540683,149.77147655095015,149.86127979573502,149.80162952808206,149.79217068333111,150.01273290914753,150.48208650879914,151.07053220571828,151.6239019544924,152.20236887311785,152.81659487223268,153.65742467911963,154.55852739624254,155.56905586427499,156.60889972284372]
[null,"Steady State Summer Minimum PM","S","S5",0,0,0,0,480.30453245305387,480.01473859580972,478.70648611585551,477.01017231275472,474.45825942680426,473.90061650204245,473.31042280827376,472.53227398036353,471.90241995848623,471.4339985261181,470.49118212874384,469.85425062467868,469.25161507921558,468.2073767757484,467.30829371852366,467.02544407619968,467.41289420170597,468.08773065780719,468.59576914605469,469.11792382928229,469.60150215193937,470.61712393116318,471.68226181007634,472.95402928547446,474.20794571483134]
[null,"Steady State Summer Minimum PM","S","S6",0,0,0,0,112.16872111880818,112.06192063422642,111.70634440851039,111.22295763809063,110.53978865008973,110.32883962729096,110.10431283548252,109.83054950491321,109.59009702308663,109.38766592411592,109.07050054444359,108.82693706438745,108.59186858519456,108.25068322774182,107.94405109118883,107.77890394437605,107.76808875739987,107.81962491772319,107.82451247118296,107.82654895509124,107.80431742013292,107.89563570981208,107.98548285537125,108.1128481921517,108.22506067100515]
[null,"Steady State Summer Minimum PM","S","S7",0,0,0,0,69.221757062583336,69.174991862317086,68.969654566724685,68.702388729799793,68.302328476530391,68.212091136051853,68.116528714118402,67.991550153483374,67.88952778561243,67.812575712515667,67.661813516471113,67.55862606856077,67.460783809661834,67.294264852420582,67.150305033391362,67.101878696102304,67.157387443863811,67.257283279361829,67.330939268030221,67.406505419036677,67.475387283640657,67.626357785980403,67.784418239259949,67.974058858414153,68.16042718042884]
[null,"Steady State Summer Minimum PM","S","S8",0,0,0,0,0,0,0,0,0,0,0,0,0,0,0,0,0,0,0,0,0,0,0,0,0,0,0,0,0]
[null,"Steady State Summer Minimum PM","S","S9",0,0,0,0,0,0,0,0,0,0,0,0,0,0,0,0,0,0,0,0,0,0,0,0,0,0,0,0,0]
[null,"Steady State Summer Minimum PM","T","T1",0,0,0,0,192.95664773674588,192.67944318898606,191.94434098363988,190.9000647398627,189.50869314383604,188.95310155778182,188.3599215929402,187.66867190370294,187.03221340436238,186.46257768718726,185.68432436738368,185.03904526471868,184.40966545339933,183.58888900855828,182.82968882069298,182.31066668236022,182.05466359084713,181.89585533077815,181.63796443931506,181.36072318836011,181.00557882696503,180.82269415570539,180.60672938617921,180.43081794397372,180.20285390137099]
[null,"Steady State Summer Minimum PM","T","T2",0,0,0,0,272.98440098025588,272.69422702053487,271.92473200521579,270.83159780107565,269.3751288912934,268.79354315680268,268.1726104173643,267.44901962095463,266.78278349876882,266.18649655835952,265.3718315418638,264.69636213178842,264.03753588418567,263.17835823731804,262.38363778083863,261.84033244807989,261.5723518851147,261.40611355304895,261.13615686670823,260.84594448658049,260.47418418736669,260.28274299471468,260.05667400399977,259.87253229291485,259.6339026259393]
[null,"Steady State Summer Minimum PM","T","T3",0,0,0,0,41.684861060329069,41.624975934865937,41.466170142713068,41.240572783715386,40.939991630674285,40.819965923643153,40.691819914121218,40.542487680213611,40.404992110991898,40.28193241854823,40.113804593535377,39.974403489426116,39.838437145188948,39.661122953290935,39.497111219467087,39.384985692943879,39.329680766029426,39.295373058397402,39.239660305789727,39.179767251252343,39.103044611557081,39.063535622356952,39.016880264704248,38.97887771794948,38.929630130192827]
[null,"Steady State Summer Minimum PM","T","T4",0,0,0,0,233.52334205630714,233.20797467904345,232.43270447970013,231.33136612729851,229.8639661837706,229.27801555467281,228.65242261501803,227.92340115314025,227.25216482155398,226.65140265161943,225.83062344296553,225.15008452617695,224.48631368147585,223.62068776799001,222.82000280648765,222.27261987970223,222.0026280794512,221.83514210192914,221.56315934717833,221.27076887639637,220.89621845626158,220.70334046662535,220.47557479172457,220.29005106744023,220.04963044638043]
[null,"Steady State Summer Minimum PM","T","T5",0,0,0,0,48.357025594149903,48.287555132426675,48.103330558797381,47.841623622861221,47.492930832697148,47.353693564316671,47.20503624113951,47.031801582958664,46.872298190340565,46.729541310606834,46.534502600378943,46.372788669042862,46.215059272303257,46.009363806426364,45.819100017402761,45.689027448659076,45.624870301477657,45.585071231651384,45.520440981358107,45.450961321416699,45.361958298328176,45.316125419116105,45.262002309029441,45.217916996536651,45.160786738667916]
[]
[]
[null,"Consumer Power Winter Peak","A","A1",0,0,0,0,1921.4824785014475,1938.0751099394267,1943.3651822148931,1937.1829367466028,1933.3754793152048,1939.6870451924735,1932.4103823412509,1938.2110893475565,1944.4532067005875,1951.0182402902626,1958.1680177377689,1967.541084812241,1978.2744399770709,1989.0274984416139,2001.1175698327893,2017.3479779433294,2035.1014585606824,2054.590146204986,2074.065751371736,2093.6599925360242,2112.6388949471179,2133.459805077026,2153.4002684369634,2173.7151624728408,2193.5289097411146]
[null,"Consumer Power Winter Peak","A","A3",0,0,0,0,426.39060161743612,430.08527850343052,431.27741832599213,429.92952965269109,429.10959007003407,430.54064844354849,428.9636984017647,430.29716164088774,431.75716136304584,433.28794987919179,434.96508109562052,437.15529558743066,439.67203901937677,442.22161652392225,445.10123305876488,448.93682779284882,453.13717575920191,457.74438702270959,462.36556523092179,467.0257965870162,471.54979224215714,476.48031247456839,481.2110348690581,486.01860583678257,490.70768675150845]
[null,"Consumer Power Winter Peak","A","A4",0,0,0,0,1305.1321912694245,1316.6903407105776,1320.6984099941383,1317.0451708306646,1315.0269591126323,1320.0073833827012,1315.9247009564208,1320.9168848834488,1326.8592337568343,1333.0011552156834,1339.9175658032102,1348.7927593154975,1359.1532204147366,1370.1746196896102,1382.8628490657529,1399.2098763681818,1417.200547298464,1436.8660086364594,1456.9064068430891,1477.3169474130711,1497.3166364722324,1518.5167392792273,1539.0182415896327,1559.6320925180494,1579.7398697039816]
[null,"Consumer Power Winter Peak","A","A6",0,0,0,0,2189.925121127349,2210.431961292928,2218.7611644340614,2214.7418590455873,2213.5510557739581,2224.5885726671554,2221.0622966866172,2233.5064691203684,2250.0591726953062,2266.8703447749012,2286.4397387304534,2311.030324358595,2340.2831260984008,2373.1483700146227,2411.7435141624874,2459.7506162301056,2512.8705021623864,2570.7188041717604,2630.6800751692444,2692.3818561450785,2753.4217279646869,2816.2796676771268,2877.576589571388,2938.5131468124146,2997.9600355202047]
[null,"Consumer Power Winter Peak","A","A7",0,0,0,0,3135.7156507161189,3163.904611263968,3174.1386521713507,3166.156473905387,3162.13465348201,3175.1105217863401,3166.5537558957044,3180.0803650192993,3196.8370094745801,3214.0443657129526,3233.6620320935144,3258.6392991821895,3288.0025798609977,3319.8969353010848,3356.9009802421147,3403.9285852760941,3455.7923461006831,3512.4026072068432,3570.4726945083617,3629.8538052553627,3688.2581520732942,3749.4727245145659,3808.8623617758331,3868.3151528357507,3926.3107537013047]
[null,"Consumer Power Winter Peak","A","A8",0,0,0,0,2022.8656361352189,2040.8755262574819,2047.2254497434581,2041.7443634646484,2038.804757754081,2046.7542006206443,2040.7116894158403,2048.7984201995559,2058.5736761075514,2068.6516971830811,2080.0553447087977,2094.6438695801585,2111.7207455954044,2130.0369391202307,2151.1883963841415,2178.2916902756874,2208.1446736030612,2240.7581389908619,2274.0801128217349,2308.0718805988909,2341.4292150159913,2376.6302703233259,2410.7151647997093,2444.9270731889701,2478.2996169052635]
[null,"Consumer Power Winter Peak","A","A9",0,0,0,0,420.45232804296757,424.03905512834166,425.13318099937794,423.69693631434609,422.77697192189891,424.05203512762154,422.32831970170633,423.43675038075418,424.54234024291452,425.72161094995255,426.97114748849788,428.63858383958308,430.51785632388982,432.30243801076841,434.26358742933553,437.00128574252358,439.97913099551408,443.26080898079857,446.48094309252667,449.6827668631837,452.74885783975151,456.22576767677322,459.52539732975094,462.9286649062214,466.24760324041404]
[null,"Consumer Power Winter Peak","B","B1",0,0,0,0,1564.9829063421105,1578.7834452028153,1583.5047434755722,1579.0125943171518,1576.4765107549915,1582.3068475468444,1577.2356092590467,1583.0067424601675,1589.7843309681891,1596.8052649018512,1604.6777908608585,1614.8074171924432,1626.603331365832,1639.0594593360759,1653.3592571229779,1671.87333881734,1692.2338482640862,1714.5012112226348,1737.1397331310382,1760.1629256801989,1782.6920145023071,1806.6708855857648,1829.8326157404074,1853.1580734840195,1875.9105522259349]
[null,"Consumer Power Winter Peak","B","B2",0,0,0,0,1368.7677010654634,1381.0578328652477,1385.5040439061654,1381.9920678727112,1380.2077077801657,1385.8366269426958,1382.0579195319287,1387.9090497822208,1395.1371403219719,1402.5629726999557,1411.0217934428051,1421.7973763560583,1434.4590289281957,1448.1926807743359,1464.1182845752433,1484.3763330414358,1506.7145179184961,1531.0994310222336,1556.1021076723036,1581.6623741394098,1606.7959141326928,1633.1587153821081,1658.7300162585302,1684.3360839193324,1709.3144766560688]
[null,"Consumer Power Winter Peak","B","B3",0,0,0,0,1213.9521367262803,1224.465768811604,1227.8522474744493,1224.0047583877677,1221.6599601585519,1225.7215519896802,1221.216169495995,1224.9933372768962,1229.1188559214208,1233.4462749965021,1238.1834316460656,1244.3731460244662,1251.4822278493921,1258.6729368651811,1266.7893940230911,1277.6120664988018,1289.4620575341617,1302.461323549576,1315.4933285789787,1328.6312194711436,1341.3811114701093,1355.2893248719433,1368.6305462320074,1382.1931574726373,1395.4214550798872]
[null,"Consumer Power Winter Peak","B","B4",0,0,0,0,381.88439960925609,385.5779824286027,387.19984467875963,386.72185406760809,386.74608521482298,388.95395030754901,388.6901080240599,391.28974628959554,394.87137419923113,398.49000552232991,402.74367786880356,408.05614178434359,414.41079818512088,421.6597959396621,430.21775786029036,440.76264337135234,452.4478121999411,465.16012355052311,478.39761337907964,492.05684450770769,505.60355177075559,519.44658243707931,532.97633539393632,546.38527841178507,559.46680321087638]
[null,"Consumer Power Winter Peak","C","C1",0,0,0,0,259.70934742603276,261.90216674534707,262.54533302829981,261.61519551325483,261.0022275869141,261.73522829483397,260.60280724855079,261.20463534972697,261.75350557392164,262.34944368560866,262.95907765989477,263.7915207959831,264.71061934667517,265.52024482794513,266.37920124757045,267.65117369616519,269.02352486513877,270.54448501426145,271.997210859586,273.41582878963817,274.75004639492499,276.34201745913896,277.83240260109727,279.39798203126486,280.92451637481798]
[null,"Consumer Power Winter Peak","C","C2",0,0,0,0,755.7234517644622,762.35659388364297,764.59170330664335,762.36353201892769,761.07756197233266,763.81815572995731,761.27645840795185,763.94973723370504,767.03882680784443,770.24756010655381,773.82679412022674,778.44754172504815,783.81234061007729,789.4260528791649,795.84816791934384,804.21396075127154,813.40563299620771,823.4645556038364,833.66127710199487,844.01249742402752,854.12435011535297,864.94177318669733,875.37545890220531,885.90353377304223,896.17280394623822]
[null,"Consumer Power Winter Peak","C","C3",0,0,0,0,228.03397654020898,230.07472453779465,230.80570793446941,230.20779440808423,229.89718153512851,230.81865861599661,230.16893350711518,231.11900266091604,232.28319263526927,233.48079026908729,234.84161781557424,236.5778734755566,238.61515803697031,240.8158230610027,243.36383967469473,246.61374566195948,250.19588857878711,254.10735593683913,258.11272463381005,262.20418426408423,266.22438517243131,270.45057047593866,274.54725607043366,278.6530690837489,282.65820486208059]
[null,"Consumer Power Winter Peak","C","C4",0,0,0,0,146.83262085248873,148.08235813828483,148.46036379538128,147.95340760955736,147.62653271832548,148.06497996562649,147.4545363718297,147.83125393272047,148.20056683942997,148.59580582921481,149.01186303222866,149.56943761193298,150.19545601860219,150.78202093648821,151.42276692439324,152.326356296445,153.30780495146382,154.39046721883341,155.44785221131153,156.49598762195373,157.49665162807966,158.6412842802074,159.72499786939045,160.84630437726014,161.93979461045353]
[null,"Consumer Power Winter Peak","C","C5",0,0,0,0,447.1578338329345,451.20313949508085,452.6993002951653,451.60941587788568,451.0862339953627,452.9980690332938,451.85407014663826,453.87623765387929,456.41665294715608,459.01958889215734,461.99967979539025,465.78382193603534,470.2431655696829,475.12083687898621,480.7943999513908,487.97236730320907,495.89396428781555,504.53639590906596,513.42101904746198,522.51825980867716,531.47684236364557,540.83167060838241,549.91734657037159,558.99944502566564,567.85906188270212]
[null,"Consumer Power Winter Peak","C","C6",0,0,0,0,262.121662778374,264.46920665673377,265.31196057186548,264.62795676611285,264.2743332945268,265.33773477391514,264.59606546964238,265.69449433309921,267.04296975990405,268.42972773958371,270.00638911437852,272.01730233883308,274.37762533931021,276.9296528096101,279.88552632130757,283.65331108072462,287.8066667873747,292.34156518542915,296.98671403559081,301.73256753187633,306.3965529974684,311.29700880787072,316.04800074911361,320.80862921407561,325.45253259804957]
[null,"Consumer Power Winter Peak","C","C7",0,0,0,0,229.11570369153446,231.2201107520857,232.03234686151288,231.53395335170822,231.32834726055128,232.3842002438638,231.89260519258849,233.0444469871089,234.53335637555671,236.05212670778721,237.80564234320721,240.02048362544306,242.64302119986485,245.55112224487354,248.95046659428291,253.21374660594643,257.92504228374696,263.06025224400872,268.36177068320586,273.80407729143718,279.17611946489245,284.74561071520969,290.16613185145769,295.56920496900159,300.84006067880927]
[null,"Consumer Power Winter Peak","D","D4",0,0,0,0,1122.3126440427657,1132.5942235425923,1136.5343608973913,1134.0422582051988,1132.9823165953985,1138.0899110190476,1135.6019313085089,1141.1463764294313,1148.2814817609451,1155.5646964632324,1163.9627288362415,1174.5788409904303,1187.1398599762058,1201.0395079354355,1217.2749681259888,1237.66369007514,1260.1903777009202,1284.747469463468,1310.0835391395653,1336.0823383466852,1361.7362899568896,1388.3621526958616,1414.2676405303082,1440.1008568260397,1465.3018121854705]
[null,"Consumer Power Winter Peak","D","D5",0,0,0,0,586.13274611019972,591.2780023016669,593.0124667259704,591.28554273507723,590.28943152484817,592.41657127491067,590.44718460963179,592.52292169362181,594.92261962503062,597.41506780938187,600.19572116981453,603.78517196974042,607.9529641346146,612.31526668660956,617.30626463516558,623.80666517881855,630.94897973729076,638.76504145476747,646.68884140367652,654.73312007524021,662.59176319775588,670.99752674481897,679.10544081025421,687.28624324313728,695.26594659848888]
[null,"Consumer Power Winter Peak","D","D6",0,0,0,0,694.95557032528995,701.1943400997244,703.4500289477578,701.66460390457542,700.75623697076765,703.61123495319953,701.6890545943603,704.65535498542681,708.31801616491839,712.08115922688989,716.36717678900061,721.82756887520247,728.24318561125222,735.20033906793776,743.26718490169549,753.53012951974347,764.84662856835712,777.20019825908867,789.86579546573421,802.8132677895303,815.54405094496838,828.89917384662317,841.85285933240209,854.82479803454362,867.47875309382937]
[null,"Consumer Power Winter Peak","E","E1",0,0,0,0,1106.633292690678,1116.4286774807288,1119.8201320179905,1116.7132758178886,1114.9924017018664,1119.2036097565226,1115.7273105617223,1119.9424166065328,1124.9521666552755,1130.1314706380713,1135.9610835593653,1143.4439710509366,1152.1767279951525,1161.4589381986443,1172.1416251278224,1185.9123088157851,1201.0663411090509,1217.632043578375,1234.5091608283219,1251.6952232692199,1268.5328007311177,1286.3890786745526,1303.6547095415694,1321.018005264008,1337.9550012185314]
[null,"Consumer Power Winter Peak","E","E7",0,0,0,0,381.65963588947989,384.96455653836716,386.02851785907865,384.81793087875843,384.0797427324419,385.35546687178419,383.93749090357375,385.123163997061,386.41721501502025,387.77477706867836,389.26049595477315,391.20210315789035,393.43176892478283,395.68596111028052,398.22987145149131,401.62311445587687,405.33827131837569,409.41388269846362,413.4991132830084,417.61712548998611,421.61314058129716,425.9734143848018,430.1556056642994,434.40764988393335,438.55487863118918]
[null,"Consumer Power Winter Peak","E","E8",0,0,0,0,101.12885319095521,102.02916130959923,102.34652871574936,102.07240365265599,101.9253300646171,102.32260599104056,102.02035052462182,102.424417685935,102.91276820846201,103.41625880606703,103.98594535452607,104.71476278297095,105.56786708140294,106.48279812573799,107.53931948364905,108.89321989195,110.38446260173941,112.01360989145057,113.67810032349348,115.37601741491683,117.04221593381226,118.80059755475091,120.50319933100096,122.21217946301707,123.87923068340667]
[null,"Consumer Power Winter Peak","F","F6",0,0,0,0,1495.6557700003084,1509.0852474941207,1513.9436630278747,1510.1061578176927,1508.1564243056355,1514.307207997819,1510.1782674673318,1516.571887692417,1524.4701627746363,1532.5845094116655,1541.827632210963,1553.6023190664221,1567.4379593779552,1582.4450227073803,1599.8472920875554,1621.9836954217651,1646.3931128771965,1673.0390310836199,1700.3600087618661,1728.2902871167078,1755.7542809376912,1784.5614878309109,1812.5038130841835,1840.4841178204058,1867.7785486722933]
[null,"Consumer Power Winter Peak","G","G1",0,0,0,0,371.61058971449421,375.13357989957586,376.60917180729552,376.00898134469844,375.89205992444624,377.86898579221128,377.39952218320502,379.66893034608501,382.73302173414527,385.83801003623375,389.46761204603888,394.01652915721229,399.44073733359016,405.57502862880636,412.79537818211929,421.73977052862125,431.64307876183767,442.42314642306019,453.61931025751755,465.1542351819254,476.57790546912128,488.30247886753676,499.7470832643686,511.10925128572052,522.19379668540489]
[null,"Consumer Power Winter Peak","G","G5",0,0,0,0,587.56093410968072,592.66602079203994,594.32875897933548,592.49768233596774,591.39517245967306,593.40055355199286,591.26895429448155,593.15713107036993,595.25099977506181,597.44146262645052,599.85175852231237,602.9906878144252,606.6066077697435,610.29896451493903,614.48265591258064,620.02445047452397,626.09821112836516,632.7565247679355,639.4525729106839,646.21638356456151,652.79280541661365,659.92696915332976,666.78096949683118,673.73402739458641,680.51582695025911]
[null,"Consumer Power Winter Peak","G","G6",0,0,0,0,860.08083152835945,867.83884648613162,870.68364394246521,868.54392424483899,867.49247401811397,871.11465731082865,868.84590009575982,872.65178615237892,877.40279816355132,882.27563563447973,887.84391734356302,894.92308176470431,903.25633936922668,912.3427544398437,922.89971515991829,936.28301861785258,951.04823266566268,967.16048958849467,983.70807932126127,1000.6416106005717,1017.3078764441319,1034.7403294697654,1051.6630784378369,1068.5902311715095,1085.1026229464646]
[null,"Consumer Power Winter Peak","G","G7",0,0,0,0,262.65575959823519,265.09347758638262,266.06100050325455,265.53752508801585,265.35162696080141,266.62285547727049,266.13470373649579,267.5474343799238,269.40360929091293,271.29228334902336,273.48315623929574,276.24223366111767,279.51791575314104,283.17775367728927,287.46728267103907,292.82145839466654,298.74265309548684,305.1933324983973,311.86832645065294,318.73011221244531,325.51197078361486,332.51573335877475,339.3398982114029,346.13160984717217,352.75721925575692]
[null,"Consumer Power Winter Peak","H","H1",0,0,0,0,277.40431488491771,279.83900953270518,280.65925094111196,279.84108644923583,279.36876614171553,280.37442008464325,279.44101569795862,280.42178482710705,281.55486806738185,282.73187873775805,284.04470503255334,285.73962156579773,287.70738339408734,289.7661974819224,292.12138192270788,295.18962051467986,298.560717773173,302.2499150145095,305.98950655832772,309.78566856630755,313.49396213550011,317.46127508316238,321.28777828225031,325.14899845306172,328.91529989503692]
[null,"Consumer Power Winter Peak","H","H2",0,0,0,0,867.66786204914013,875.17404500852319,877.58241751256003,874.81651549357571,873.12401474403202,876.00679830667536,872.7615133754972,875.4305423049442,878.32958534687009,881.37351238920621,884.69929292082395,889.05019805705922,894.04184598865288,899.07294963232675,904.74359997363808,912.32381682306288,920.6205397416087,929.72423077077451,938.84012705480689,948.0232593426598,956.92886357260829,966.66385361965308,975.9965215513414,985.4915680785017,994.75249745653446]
[null,"Consumer Power Winter Peak","H","H6",0,0,0,0,939.78554908153296,948.11675596353962,951.01514839450749,948.40075522843574,946.96434740600762,950.57116348951035,947.65685198010647,951.28277602482945,955.61217318482295,960.08469029226353,965.12608389890215,971.59124344984184,979.14254657780486,987.18897677382392,996.4581419718528,1008.3870027991951,1021.5174668457809,1035.8686122137574,1050.5011218809075,1065.4087477607318,1080.020742866672,1095.4956141945718,1110.4644619011169,1125.5099975110802,1140.1862111196679]
[null,"Consumer Power Winter Peak","J","J1",0,0,0,0,660.31306775629582,665.89899007760539,667.54960966093586,665.20494524572018,663.66750157291608,665.55684036720015,662.70949375790769,664.27861066901528,665.73716574693617,667.31465944608874,668.9409478582661,671.15034515307502,673.60085155414004,675.79700248164181,678.14667393553611,681.57779185217441,685.28668093251918,689.3917844623893,693.3376157092614,697.20745051923655,700.86295999791855,705.1719307704991,709.21889405120226,713.45178163466676,717.57926125172855]
[null,"Consumer Power Winter Peak","J","J2",0,0,0,0,0,0,0,0,0,0,0,0,0,0,0,0,0,0,0,0,0,0,0,0,0,0,0,0,0]
[null,"Consumer Power Winter Peak","J","J3",0,0,0,0,571.35138082977221,576.41802730843256,578.18245442137527,576.5960657883146,575.72596744759085,577.92264643853014,576.1556769112517,578.36598097873321,581.00760857391242,583.73613664879247,586.81263060661183,590.7572278038931,595.3652982393105,600.27801066457232,605.93834320253256,613.22040128170329,621.23639498145656,629.99729078783093,638.93139320045339,648.03437597887478,656.95766705282074,666.40526775259787,675.54466369091983,684.72988799960251,693.68965212136527]
[null,"Consumer Power Winter Peak","J","J4",0,0,0,0,243.61819052972692,245.96333035372825,246.98193267369277,246.6558931950353,246.64938898461165,248.03105362530241,247.82948794145153,249.44720620082114,251.66622302081697,253.90960990455508,256.54352220772444,259.83552730424879,263.77067932939946,268.25132371297923,273.53766614660253,280.05880443724203,287.28381669587179,295.14489370286924,303.3261589853231,311.76527126645982,320.13232561152819,328.69037761801002,337.05246735766605,345.34297823233652,353.43102374477121]
[null,"Consumer Power Winter Peak","J","J5",0,0,0,0,511.99619511331184,516.50774951402639,518.0474618404146,516.57137717028013,515.73497479858929,517.6342302902051,515.96498707469834,517.84063944544164,520.03788562666239,522.31497738428368,524.86622074186084,528.15059655118648,531.97348623013204,536.0047270744609,540.6301841590498,546.62438512765675,553.21546986666965,560.4245401383954,567.75050779356116,575.19890582456026,582.48557014890923,590.24714071748247,597.74256437208328,605.29322846528771,612.65839351826673]
[null,"Consumer Power Winter Peak","J","J6",0,0,0,0,772.09645368621682,779.04720025451195,781.58132460736419,779.63462772025639,778.66383060757028,781.88261987243095,779.8052126487795,783.17191517002107,787.35624693335228,791.65087799486321,796.55193435892829,802.78805689149874,810.12338726555038,818.10414852857355,827.36907629926532,839.13110988325502,852.10482821705727,866.2642814936296,880.796349015651,895.66115812991984,910.28570579339657,925.60046520430774,940.46242716392862,955.33506904194644,969.84322872116354]
[null,"Consumer Power Winter Peak","J","J7",0,0,0,0,362.38336874346084,365.64841618634182,366.84172020932215,365.93318746355374,365.4829006066056,367.00017899415019,366.03325819491005,367.62334331543553,369.60331652765672,371.63487230598537,373.95461245052229,376.90519733100029,380.37698948450929,384.15782214170895,388.54853396569212,394.11924654472841,400.26440833064794,406.97077454245039,413.85564733687028,420.89942343132606,427.83049986967569,435.0850485634266,442.12612825038411,449.17088146228781,456.04300235450881]
[null,"Consumer Power Winter Peak","J","J8",0,0,0,0,203.86029798887725,205.75690380241406,206.51443342708575,206.11680513763557,205.98153669748717,206.97920924525707,206.61398115602717,207.72717605533745,209.19487501236927,210.68748444214214,212.42063566254708,214.60192162615468,217.19308170588835,220.09268482562396,223.49306751534465,227.73321552148826,232.42312569838472,237.53187277480683,242.82081510543071,248.25933292960588,253.63592807209599,259.18394854846844,264.59097755680955,269.9705640061477,275.21859991016811]
[null,"Consumer Power Winter Peak","K","K4",0,0,0,0,205.3000762169093,207.14638299013262,207.8174769654099,207.29626083963035,207.03439134113736,207.88570568027424,207.32766925034815,208.21595433227412,209.31736965580978,210.44824347695365,211.73788410670107,213.37956762704158,215.30983849712376,217.40747049709992,219.84157225580256,222.93408593663281,226.34478011686554,230.06749751454808,233.88676865715061,237.79261133688624,241.63452187846883,245.66029306082115,249.56632703452709,253.47613450006654,257.29011590792919]
[null,"Consumer Power Winter Peak","K","K5",0,0,0,0,251.13406520184714,253.4979856096007,254.47081701107822,254.03313795411205,253.92075950828956,255.21603013922774,254.84825507881234,256.32011027442928,258.29080738746489,260.29030352847661,262.62216804469421,265.54894883541255,269.03427617520168,272.96143665602733,277.57798543274993,283.30991046992841,289.65408718749791,296.56162904349685,303.72782077959232,311.10593679496026,318.40844958734118,325.91729290260548,333.24284155844487,340.52102014582772,347.62131437118086]
[null,"Consumer Power Winter Peak","K","K6",0,0,0,0,187.90903251884168,189.64440969209994,190.32418176872724,189.93334371025642,189.78335692810992,190.67207292394744,190.29711415399979,191.27633028708681,192.55333784007735,193.85418717254055,195.35994686841426,197.2587881626867,199.51042483045813,202.01752028861932,204.9524102976884,208.62364193677143,212.68230599903271,217.10492876150101,221.67654717667961,226.3731369043675,231.01233256183187,235.81180060919249,240.48578993047329,245.14080929136804,249.68195272449452]
[null,"Consumer Power Winter Peak","L","L1",0,0,0,0,355.23274198991436,358.23840090611924,359.1272098251801,357.86690826124408,357.04091547571744,358.05869665901321,356.52858053356272,357.37479451300442,358.16280608260092,359.01476499260042,359.89371531272081,361.0872454803137,362.41158900280635,363.60036707419943,364.87322554911714,366.72953908690425,368.73648318618586,370.95755571134657,373.09369733231506,375.18952335231893,377.17006139232024,379.50204643972472,381.69288016367813,383.98345791346162,386.21700330063032]
[null,"Consumer Power Winter Peak","L","L2",0,0,0,0,1606.2006248336393,1620.3711109052244,1625.2260880569547,1620.6279064796331,1618.0378030888271,1624.0372927324167,1618.8518310990125,1624.7986270712004,1631.7930137018941,1639.0367103602771,1647.162914517555,1657.6157567190241,1669.7913979783784,1682.6592065030802,1697.4363072289855,1716.5577264729725,1737.5879044295189,1760.5863179847911,1783.9742989991892,1807.7635948472882,1831.045933353128,1855.8150965519512,1879.7433352508444,1903.8364203105843,1927.337709018429]
[null,"Consumer Power Winter Peak","L","L3",0,0,0,0,3180.1771667404601,3207.8360043453049,3216.8752490928764,3207.0167289134833,3201.1036836886738,3212.0241129823498,3200.5690239853284,3210.8893818859187,3222.3852235254276,3234.40199223121,3247.6446808322107,3264.8739947940539,3284.7386871793046,3305.0790023476661,3328.1512021948361,3358.655076379519,3392.0964543888053,3428.7491655416084,3465.6428095347642,3502.9309014286264,3539.2054296546989,3578.4938886845093,3616.2563465524722,3654.5413806529341,3691.8836385319928]
[null,"Consumer Power Winter Peak","L","L5",0,0,0,0,1360.9368220851723,1373.222010070506,1377.7369840470697,1374.3690571572388,1372.7238564810489,1378.4780116608929,1374.9161556256133,1380.9727058910034,1388.5460009893543,1396.3114195191117,1405.1895862117533,1416.4731284443008,1429.7593980983065,1444.258562835761,1461.1094010040304,1482.4601083185958,1506.0173543683554,1531.722278420867,1558.1285795810168,1585.1550260039905,1611.758800783306,1639.5732842009004,1666.5779601917993,1693.5849679449875,1719.9302740127196]
[null,"Consumer Power Winter Peak","L","L7",0,0,0,0,695.43717207445297,701.64792633275351,703.85857651767583,702.01059148082163,701.03780168568744,703.81689107868476,701.7967948502868,704.6469669892889,708.12093239454521,711.6976691330708,715.7552610430115,720.9376462194125,727.01286804774008,733.55726515712774,741.12690387924056,750.79907450975554,761.45710971089773,773.0972004708201,785.00642201368407,797.16518902712357,809.10631850253026,821.67791939159304,833.85910154395276,846.07449711014829,857.99029857681307]
[null,"Consumer Power Winter Peak","L","L8",0,0,0,0,601.12938296511811,606.46307129753552,608.32374577438623,606.66031938186359,605.7507426230768,608.0690759764002,606.21890156838549,608.55527796006947,611.35217941719986,614.24030622772023,617.49843407620733,621.67454646211388,626.55451278323642,631.7616913399437,637.76329623746346,645.47989808511079,653.97498275922783,663.25892100352814,672.72906009829012,682.37987409013658,691.84170455297817,701.85464651177858,711.54228106258097,721.27666510452968,730.77212594336879]
[null,"Consumer Power Winter Peak","M","M4",0,0,0,0,342.21598474607828,345.14566888476321,346.05113715154721,344.90179495186777,344.17345708714089,345.23621988368268,343.86419799409634,344.80424784371183,345.76539449207309,346.78580036004661,347.87697850021982,349.32444425179699,350.96453283694024,352.55085895167349,354.30820647027844,356.72807662644544,359.36533326924706,362.26774644440502,365.13388323187735,367.995539481425,370.74697542074966,373.83096018697603,376.76703236553811,379.78234746016676,382.72306144186933]
[null,"Consumer Power Winter Peak","M","M5",0,0,0,0,256.35722664002952,258.61198178238709,259.3768848810447,258.62986835534991,258.20282181893219,259.14369851409236,258.29540233468464,259.21924410033506,260.29465129880953,261.41032466849265,262.65777941435408,264.26579048998184,266.13527379676702,268.0996623515976,270.3505432957586,273.27444609076184,276.48835181024316,280.00446848905881,283.57353446072563,287.19969081997863,290.74476354575796,294.52836029818349,298.18015940092204,301.86168203587295,305.45273426997852]
[null,"Consumer Power Winter Peak","M","M6",0,0,0,0,144.91204180607724,146.21291649086373,146.683225235056,146.31086654890808,146.12138939959263,146.71663432343942,146.31572373102648,146.93413661255886,147.69768057941016,148.4821792626887,149.37566474946451,150.51397962228634,151.85141396428892,153.30169581520528,154.98328427524035,157.12270666833388,159.48174680542112,162.05698033552451,164.69723414388756,167.39623157804445,170.05004420775455,172.83404984810412,175.53435925213122,178.23849096326308,180.87633561292841]
[null,"Consumer Power Winter Peak","M","M7",0,0,0,0,29.251755287262416,29.541107147554268,29.674603932581057,29.650181797943954,29.664720253091048,29.849323587912838,29.84831493887858,30.070938664247063,30.383303943349844,30.6980623178843,31.069889508288352,31.53283725245948,32.088149927069345,32.726428131444948,33.481913015940115,34.408497221276747,35.436027542512988,36.553315500112355,37.719402355362888,38.924260045305118,40.120657267353906,41.338619419142709,42.530339116624212,43.709634520417644,44.860150467735707]
[null,"Consumer Power Winter Peak","M","M8",0,0,0,0,48.501721053107893,48.904086082977102,49.013892909004454,48.826623371562604,48.698040038130294,48.817704415070082,48.584858932043062,48.671113856325618,48.731322164984256,48.800811541065869,48.863485094285402,48.956623207381035,49.051999759365088,49.110844575175435,49.160054031307034,49.265364990316002,49.374289581807403,49.498640805988288,49.600713693775816,49.689223229147792,49.761794139371567,49.883761952218443,49.98925673823711,50.112321474729846,50.232210353227913]
[null,"Consumer Power Winter Peak","N","N1",0,0,0,0,1450.5470638231159,1463.0794807798061,1467.0823308839038,1462.4275532069623,1459.5660217588934,1464.3462645458544,1458.8723515008514,1463.2750003560714,1468.0254833450904,1473.0192952234406,1478.4630119843446,1485.5951913919153,1493.7668754070987,1501.9679798597444,1511.1954518745865,1523.5675233189625,1537.103060933513,1551.9596702265428,1566.8150253436311,1581.766444497046,1596.2534976683403,1612.1299618708856,1627.3395084707738,1642.8285274123907,1657.93550376711]
[null,"Consumer Power Winter Peak","N","N2",0,0,0,0,1123.6025699311267,1133.3840109870689,1136.5909267657519,1133.1251649685396,1131.0540973877864,1134.9345378040859,1130.9146879664679,1134.5945458043454,1138.710441758129,1143.0097590620137,1147.7542343446848,1153.9215379906805,1161.0378448317258,1168.3428298971821,1176.6372043042004,1187.5842713017539,1199.5886101193892,1212.7433698166335,1225.9954847763192,1239.3961905095721,1252.439015978829,1266.5450900920853,1280.1088012566522,1293.8526221882985,1307.2580674275005]
[null,"Consumer Power Winter Peak","N","N3",0,0,0,0,836.91407763004793,844.1651305215139,846.50387713636439,843.85671826417365,842.24574913928996,845.05265637484331,841.95501321044139,844.56934994982021,847.43021633936098,850.43008182583822,853.71612255229775,858.00797103262153,862.93914296759772,867.93293451717852,873.57238231613894,881.08582399841475,889.31348043164974,898.33832331568442,907.38949761629237,916.51650811896411,925.37609686575729,935.03375003194685,944.29952623616407,953.71654034935011,962.90145104920964]
[null,"Consumer Power Winter Peak","N","N4",0,0,0,0,1309.7124822264391,1321.1419061817403,1324.9200899406364,1320.9330174959364,1318.5737770811511,1323.1639560657154,1318.5613482091969,1322.9523822203766,1327.9145126460255,1333.0885363585865,1338.8179073637602,1346.2491269945931,1354.8407723472362,1363.7149127758578,1373.8156239611487,1387.0902021982822,1401.6560270804496,1417.6107644893791,1433.716066572855,1450.0225480299434,1465.9125576675453,1483.037027010736,1499.5195810989417,1516.1983604056438,1532.4667091716394]
[null,"Consumer Power Winter Peak","N","N5",0,0,0,0,297.42690600293628,300.0530478089259,300.95513871247391,300.10771973416905,299.63230801048633,300.74839704627993,299.79455520699105,300.90354519983339,302.21134121860382,303.56515657473437,305.08518555502502,307.03937253122734,309.31673697446161,311.72707152926677,314.49657985819744,318.07681707475831,322.01502095809769,326.32136815711226,330.70269745038945,335.16048563688349,339.52445106543479,344.16336208274845,348.64581030485306,353.15773172531988,357.55883999838403]
[null,"Consumer Power Winter Peak","N","N6",0,0,0,0,74.989626418153179,75.782456682935504,76.198252869278036,76.232447054150555,76.37042051303176,76.966619326460744,77.116498564915844,77.873777832676524,78.976433243378679,80.081719426241875,81.400209644414275,83.031848528251857,84.999802845567302,87.295267644085698,90.025728800821298,93.344924129621148,97.030910534944496,101.03497914963086,105.23220548102506,109.58016769823092,113.90770073818302,118.28152118849709,122.5702336495914,126.80192082729529,130.93045198717542]
[null,"Consumer Power Winter Peak","N","N7",0,0,0,0,397.17992249613945,400.54023960641297,401.53362622445439,400.12400873224766,399.19996484649909,400.33730075320454,398.62572343028563,399.57090762978089,400.45042710521471,401.40146297206837,402.38233544618635,403.7145277853175,405.19247154491831,406.51825475767686,407.93735911728749,410.00804761899332,412.24660149658433,414.72411906008244,417.10632881863393,419.44319986531031,421.65116286391918,424.25211901164829,426.695347344749,429.25022654969888,431.74148899602693]
[null,"Consumer Power Winter Peak","P","P1",0,0,0,0,1810.3580522987763,1826.2955644553281,1831.7184618060821,1826.4711151919685,1823.4844780471326,1830.1643489951755,1824.2178671003251,1830.7958243835324,1838.4774426450597,1846.4424021007926,1855.3573185330536,1866.8414238821067,1880.2007739414062,1894.2635158907947,1910.388305840358,1931.3092620577388,1954.3093926112376,1979.4691210828246,2005.022439273461,2030.993760456317,2056.3928447861313,2083.4737516110831,2109.6187683304752,2135.9664126459397,2161.6666775562012]
[null,"Consumer Power Winter Peak","P","P2",0,0,0,0,251.6245660513116,253.84139333818118,254.59750383933456,253.87128973168052,253.45942107958629,254.39183363065931,253.57024134624055,254.49054096428117,255.56796044056222,256.68464891387231,257.9355318174899,259.54607689530735,261.42047620978286,263.39634538128058,265.66316192860586,268.60144793184116,271.83220615743846,275.36596873287755,278.95663260474475,282.6070517947241,286.1779755182107,289.9823682094343,293.65610471521973,297.35719258823838,300.96735240671353]
[null,"Consumer Power Winter Peak","P","P3",0,0,0,0,1916.0493322747407,1932.7195991093504,1938.1741986905649,1932.2456162870924,1928.6946227006683,1935.2883215735999,1928.404223271521,1934.643709485274,1941.6047078578445,1948.8791598459406,1956.8999338581191,1967.3318059397527,1979.3629545571932,1991.6938937435211,2005.6862863817034,2024.1735397058133,2044.4430760824014,2066.6575697425815,2089.0250660241772,2111.6361317100827,2133.6366728210833,2157.4520637152377,2180.3459878528161,2203.5518625014211,2226.1863320076091]
[null,"Consumer Power Winter Peak","P","P4",0,0,0,0,119.83553099257185,120.85768306934963,121.16935094072402,120.75976802790048,120.49732383453018,120.86044406196052,120.36879488220123,120.68427070149194,120.9986621758712,121.33406219718651,121.68932973185176,122.16351580553638,122.69784144425574,123.20490522626878,123.76197316559464,124.54001222951425,125.38623969278432,126.31885470855676,127.23376664754949,128.14333755764335,129.01421948388344,130.00221267940384,130.93972070835255,131.90682713922089,132.84996838177435]
[null,"Consumer Power Winter Peak","P","P5",0,0,0,0,362.32859122905353,365.4011192507943,366.31752526563719,365.04500110659399,364.21598297428142,365.27054537461879,363.7302646801005,364.61834402116972,365.46248752959707,366.37138688425046,367.31676840008743,368.59365769779373,370.0172903923692,371.318012680793,372.7224944825108,374.74217003692388,376.92993626624718,379.34787991873651,381.6883022042332,383.99447329908139,386.18322210392802,388.72923443712818,391.12888986458171,393.62691338499991,396.062834642106]
[null,"Consumer Power Winter Peak","P","P6",0,0,0,0,417.98420133250738,421.75585594527843,423.14038844115208,422.10316820013156,421.5949344441384,423.35861274872974,422.26020401602489,424.11489740592958,426.43205746907722,428.80832678654087,431.52439853217618,434.97690727470621,439.04160385047987,443.47546025875585,448.62765320662862,455.15750213939111,462.36188763341886,470.22331719480951,478.29817114599143,486.56198933902158,494.69595565885692,503.20202960710958,511.45990887378815,519.71924017369633,527.7762019236435]
[null,"Consumer Power Winter Peak","P","P7",0,0,0,0,140.97539555081286,142.22627304347941,142.66268276639232,142.27264439819416,142.05939959775915,142.60317118222588,142.16937411503207,142.71741938112288,143.37354249274756,144.05105722292856,144.81538815277418,145.79505544122861,146.939854977415,148.16146783095135,149.56947700836309,151.37978283466219,153.37272832736687,155.55073229984822,157.77244886781105,160.0365709911095,162.25637399582607,164.6054163449343,166.87815654409289,169.16184359043791,171.38947942815597]
[null,"Consumer Power Winter Peak","P","P8",0,0,0,0,526.44535389505211,531.02342556669987,532.51896880493871,530.8859271480186,529.90597501488389,531.71238507080818,529.81443511840234,531.52080916783189,533.42050265753528,535.40646880468876,537.59463663101894,540.44187301652221,543.72427308435078,547.0841433151129,550.89476749849109,555.93397554360001,561.4582676608693,567.51319395696385,573.60725482816315,579.76604713349445,585.75704060970281,592.2470581341845,598.48465834388139,604.80904281885785,610.97768393013416]
[null,"Consumer Power Winter Peak","Q","Q2",0,0,0,0,215.87658403787225,217.76350531715764,218.39063213553274,217.73921455126552,217.35634051486525,218.12024578525381,217.37068394507907,218.10555065636103,218.94141300972794,219.81199263743494,220.7780906320726,222.02943478204421,223.47797268634272,224.97990736414482,226.69202123295872,228.93620941848528,231.39965876660807,234.09727539124654,236.82375979797175,239.58645990738381,242.28058901758203,245.17765554978217,247.96785544561783,250.78890032750402,253.54054653032424]
[null,"Consumer Power Winter Peak","Q","Q4",0,0,0,0,1357.8075018061868,1370.1560928621275,1374.7927589150788,1371.606370136833,1370.1457484431289,1376.1074114887747,1372.827472566338,1379.2050400468349,1387.3028952006314,1395.5861408618946,1405.099689465625,1417.1559068668521,1431.388935809857,1447.038213212016,1465.275277007127,1488.2713529586435,1513.6628021904289,1541.3549455038453,1569.8690391405189,1599.0940307639898,1627.8995848124175,1657.8969121363796,1687.0542777567168,1716.1687730191773,1744.5703459916836]
[null,"Consumer Power Winter Peak","Q","Q5",0,0,0,0,541.58211720576799,546.41780651056729,548.13790116709652,546.69680459973006,545.93720085342147,548.09898094912569,546.52272863903238,548.73858374098302,551.43790364156382,554.21732886492532,557.3698791949671,561.39677618296162,566.11697761807568,571.20024274700461,577.07921949994829,584.59254992576223,592.8714608768538,601.91338954665355,611.16353652285977,620.60698622907785,629.8809220527404,639.64602820787468,649.1074492495685,658.59602175426141,667.85187280298703]
[null,"Consumer Power Winter Peak","Q","Q6",0,0,0,0,233.58043322964761,235.71159000731072,236.51910698767591,235.98396388238123,235.74622435284459,236.78831168617373,236.24455271014654,237.3667322965255,238.80033966411722,240.26536859867713,241.95103096032196,244.08478925824585,246.60638947403717,249.3870478664457,252.63094846353357,256.71369491156298,261.22302068305208,266.13994814894494,271.20741617486738,276.40407543974612,281.5287491088053,286.85723222386127,292.03882312755866,297.20965736574897,302.25390290977748]
[null,"Consumer Power Winter Peak","Q","Q7",0,0,0,0,238.99916692582349,241.06857415812973,241.73459570251686,240.97619542334138,240.51360329939124,241.31207048144182,240.42361805326027,241.16548516475086,241.97484043034652,242.82397847927115,243.75314963961623,244.96754112002151,246.36199052002164,247.77142103043209,249.36183362812881,251.48361340950214,253.80662376575754,256.35506510733848,258.9093062893175,261.48390681798702,263.98210736169523,266.70844002006612,269.32331422401683,271.9820138387575,274.57517353874073]
[null,"Consumer Power Winter Peak","Q","Q8",0,0,0,0,255.82128149960624,258.06625536038018,258.82225692459446,258.0671929840064,257.63104294927456,258.55774788254735,257.69609068252328,258.59948187471554,259.64267483373726,260.72639762357136,261.93498516284075,263.49547843812877,265.3070175056593,267.20186571530633,269.36925360368679,272.19335609662335,275.29613395968323,278.69175760687398,282.13346413664294,285.62704510132727,289.03958687041285,292.69104702537925,296.21275526622327,299.76662384679241,303.23312729953108]
[null,"Consumer Power Winter Peak","R","R4",0,0,0,0,571.65675986493818,576.73661001240976,578.51710482969588,576.94977059575876,576.09991135627615,578.32304271973544,576.58647507591729,578.83631713519367,581.54142168952467,584.33275272826404,587.48599061929485,591.5241514816305,596.24660308410341,601.29746622833989,607.12400718171557,614.60400155223601,622.84052954294259,631.84044619133999,641.02765434878768,650.39438912981382,659.58159522137566,669.29154156178777,678.68945200595101,688.12803953355774,697.33500651882287]
[null,"Consumer Power Winter Peak","R","R5",0,0,0,0,140.393635065213,141.68236744535153,142.17896540715427,141.87210724981435,141.74459953665126,142.38973153249995,142.08619911085336,142.78918941691555,143.6969818417848,144.62312483727612,145.69210131969442,147.04256042666279,148.64133856501121,150.41336646525951,152.48437971436985,155.08251528231074,157.95354816150913,161.08301216808226,164.31335668191792,167.62919606279496,170.90196097751152,174.29585116953965,177.59872713368367,180.89129155287696,184.10328141901962]
[null,"Consumer Power Winter Peak","R","R6",0,0,0,0,327.96179299472601,330.73854749949589,331.56177150866677,330.40170717472841,329.64275046509351,330.58682350581751,329.17966187995785,329.96762877805435,330.70601269496206,331.50330861605704,332.32793229314353,333.44584960121051,334.68812081033423,335.80936729078667,337.01308223509017,338.76086452006729,340.65160172605817,342.74319610605255,344.7588296766292,346.73909096659315,348.61296020780111,350.81097227385044,352.87802712074443,355.03626245654027,357.14078620180624]
[null,"Consumer Power Winter Peak","S","S1",0,0,0,0,1746.0813324929454,1761.1180816494825,1766.274694625889,1761.405405641287,1758.6664069965314,1765.0417476777125,1759.5541363883549,1765.8789531885061,1773.3251779217489,1781.0355315736008,1789.6881639626333,1800.8155530336985,1813.7794491431541,1827.4876890814951,1843.2329732233704,1863.6000906642348,1886.0014287850813,1910.4982374557821,1935.4145739849694,1960.7609154272564,1985.5697550906164,2011.9549059658748,2037.4466339667049,2063.1108425255447,2088.1447916255124]
[null,"Consumer Power Winter Peak","S","S2",0,0,0,0,594.45977488171309,599.23141580775246,600.85165178894476,599.27387329736257,598.37306649230516,600.36702484959289,598.57642307073036,600.53600675400173,602.81937739901537,605.18783093795162,607.83697349614931,611.25097695219131,615.22092630397037,619.3947819312931,624.17835640578517,630.38992401100506,637.21793816495597,644.68765652197567,652.27133479346674,659.97712359349271,667.51145578598471,675.5501309777186,683.30954787142377,691.13111037581893,698.76050370264454]
[null,"Consumer Power Winter Peak","S","S3",0,0,0,0,121.37683191779226,121.90959139527524,122.09028235684123,121.91369618170127,121.81270727141911,122.0349549311872,121.83439007016175,122.05256045048097,122.30646359886666,122.56988287724383,122.86440232325887,123.24405249189557,123.68542455700197,124.14914161543319,124.68045569126996,125.37070250081894,126.12939695000118,126.95943503441687,127.80194677460231,128.65790516002602,129.49470859457699,130.38787640680539,131.24992018552936,132.11899930128209,132.96672468373873]
[null,"Consumer Power Winter Peak","S","S4",0,0,0,0,169.57189332596857,171.20609940290188,171.91775860414202,171.69434397505731,171.69342222154054,172.6596581994711,172.52485394306288,173.65765594376353,175.2131836674769,176.78553804761617,178.63220974146532,180.93975223328309,183.69862934924399,186.84137443227559,190.54977775245337,195.12315984692427,200.19037863846538,205.70348539807264,211.44200946279051,217.3618196605421,223.23156357107956,229.23388901583846,235.09921789383054,240.91376307265608,246.58633977562815]
[null,"Consumer Power Winter Peak","S","S5",0,0,0,0,668.32583644890781,673.91060686130982,675.82299964332822,674.00881449907718,672.98600449920821,675.34876942607536,673.30203415880158,675.64283148055711,678.39452883902345,681.24454693133907,684.44133509303151,688.55369572130417,693.34346408152419,698.40404832040281,704.21479910511493,711.73538547930741,720.00642087637664,729.05167040573861,738.24938880435104,747.60430997653361,756.75944321315626,766.50075217075766,775.91097930091462,785.38656130328957,794.62942741636436]
[null,"Consumer Power Winter Peak","S","S6",0,0,0,0,134.49739601567313,135.61459680496137,135.97153704330688,135.55681263702064,135.30192791900365,135.72827160729736,135.24062885055238,135.63342737896832,136.05745267594503,136.50315907143082,136.9891090874099,137.62569941008593,138.3551500208543,139.0874448825677,139.91147831899517,141.01610851769141,142.22465013634263,143.55110874087188,144.87760149001983,146.21274519086609,147.50650781139623,148.92409383046788,150.28220866594125,151.66517728230281,153.01404028917273]
[null,"Consumer Power Winter Peak","S","S7",0,0,0,0,139.48502816049094,140.69226578205775,141.08022655402019,140.6366367213308,140.36563371169115,140.83041156733884,140.31034919472896,140.74144300883589,141.21076448249076,141.70333730375197,142.24195941311069,142.94622267090978,143.75458226046885,144.57053123102142,145.49074359852622,146.7195722175905,148.06475215412723,149.54060378959841,151.01917264311803,152.50909519970222,153.95442617206712,155.53298231734382,157.04667970641236,158.58619752349492,160.08776599339402]
[null,"Consumer Power Winter Peak","S","S8",0,0,0,0,0,0,0,0,0,0,0,0,0,0,0,0,0,0,0,0,0,0,0,0,0,0,0,0,0]
[null,"Consumer Power Winter Peak","S","S9",0,0,0,0,0,0,0,0,0,0,0,0,0,0,0,0,0,0,0,0,0,0,0,0,0,0,0,0,0]
[null,"Consumer Power Winter Peak","T","T1",0,0,0,0,300.7,303.19457466363292,303.87535282715976,302.71432289490008,301.91713451635252,302.65902732684464,301.21543655880635,301.75019811300712,302.12347638067581,302.55429522450322,302.94285746608796,303.52029327660676,304.11160691577027,304.47643182775209,304.78151962953473,305.43442440665234,306.10973291015063,306.88068314241656,307.51351259034692,308.06225223728052,308.51217591484226,309.26834952119526,309.92239398533036,310.68536827696113,311.42865294772355]
[null,"Consumer Power Winter Peak","T","T2",0,0,0,0,471,474.31835671916588,475.22394789113372,473.67951166597953,472.61906819601262,473.60595587209122,471.6856488976473,472.39700447357114,472.8935502237124,473.46663814366906,473.98351508624938,474.75163721530657,475.53822004093149,476.02352088826348,476.42935767147964,477.29787084356821,478.19618611260489,479.2217268272916,480.06353520498425,480.79348485171994,481.39198658442598,482.39787099593656,483.26790021327628,484.28283109672259,485.27157026634325]
[null,"Consumer Power Winter Peak","T","T3",0,0,0,0,54,54.447978157087391,54.570232965303042,54.361734074907233,54.218574206461703,54.351804042732304,54.092562601182401,54.1885956039321,54.255629280201163,54.332996149395328,54.402774536643662,54.5064710240664,54.612659705525743,54.678175319915567,54.732963285649745,54.850212563881712,54.971485125201639,55.109933121684378,55.223577252672868,55.322120454982183,55.402918188897502,55.538712584451417,55.656166528792284,55.793182198057536,55.926661985956343]
[null,"Consumer Power Winter Peak","T","T4",0,0,0,0,417.4,420.57279832194769,421.44977124489691,419.95414187856903,418.92721025835618,419.88291057512572,418.02328862598671,418.71216413403579,419.19301817872923,419.74799552814324,420.24853826439232,420.99238640420759,421.75411185061512,422.2240763508982,422.61708798907915,423.45815464114412,424.32808159229273,425.32121344472461,426.13641922013448,426.84330119416319,427.4228892358409,428.39698595831084,429.23952074597202,430.22237805620102,431.17987135611099]
[null,"Consumer Power Winter Peak","T","T5",0,0,0,0,119,119.98721112395182,120.25662449761225,119.79715472062892,119.48167278831376,119.77527187194713,119.20398054705009,119.41560883088741,119.56333119155443,119.73382484774157,119.88759573815918,120.11611207155373,120.35012046217713,120.49449746425839,120.61523390726518,120.87361657596153,121.14086536849993,121.44596373111928,121.69640172348281,121.91356174338668,122.09161600886672,122.39086662129108,122.64970031344967,122.95164225127495,123.24579215423712]
[]
[]
[null,"Consumer Power Summer Minimum AM","A","A1",0,0,0,0,671.12550181683935,670.36401649816503,665.80522903606015,661.9260532525102,656.62653999765166,655.73803112437611,651.98439505231329,652.80170013118834,653.39037033186537,654.39050393140417,655.60135565034409,657.66112143962812,660.14860736941762,662.52344521035479,665.26337942942985,669.45474057745923,674.12092804811073,679.12666235239283,683.73070542991877,688.56682274791501,693.14085399919088,698.64898564132909,703.93349740099575,709.49472166825115,715.00246192354018]
[null,"Consumer Power Summer Minimum AM","A","A3",0,0,0,0,133.77960981324858,133.63221240661059,132.72905953243276,131.97609074940556,130.93275900796851,130.77183323483774,130.04378393858755,130.23163134963329,130.37976579536647,130.61704808667866,130.90493785112659,131.37243093500024,131.93820782724367,132.49665019173273,133.14567628211447,134.10405250878284,135.17195256482779,136.31997732096784,137.39793729792038,138.53005807145576,139.61134912735383,140.87888234828375,142.10066193816183,143.37539999407511,144.63664985441497]
[null,"Consumer Power Summer Minimum AM","A","A4",0,0,0,0,394.53214452877648,394.14027141603412,391.53112539495885,389.50826131148222,386.55854789866873,386.24168649845876,384.29128859764097,385.08819533658192,385.82510893969021,386.89439256604311,388.19676348496705,390.12999412943083,392.47998617274334,394.95568911218942,397.87205434651895,401.89589696690592,406.38767717545591,411.23698452710687,415.97717485502045,420.954074143556,425.79484470165931,431.18527641234152,436.42929513544544,441.80805317854163,447.11948596675677]
[null,"Consumer Power Summer Minimum AM","A","A6",0,0,0,0,788.59897918046886,787.9567071308735,782.92051003796075,779.52833026239409,774.05126434957629,773.93734029432142,770.68663396749616,773.07949118628426,775.54055570986611,778.89471939899261,782.99088128216442,788.68124758229885,795.62258328533767,803.30041226439243,812.43047674696879,824.41690657624326,837.81596712926955,852.32889039318013,866.94483317492279,882.28743027936684,897.40329128438395,913.61917859567166,929.5046069302615,945.58874432116284,961.44759386907651]
[null,"Consumer Power Summer Minimum AM","A","A7",0,0,0,0,1271.9493941434093,1270.6569602882221,1262.2083320779102,1255.5525532842605,1245.9565283991126,1244.8279520272056,1238.4064952569795,1240.8108324915399,1242.9829905208262,1246.1795541580127,1250.0706850391409,1255.9270067180892,1263.0408230365495,1270.4599394847789,1279.1819769450428,1291.3420204202469,1304.9123140060792,1319.5529893217044,1333.775706292666,1348.7093200164691,1363.1947153070575,1379.451908519502,1395.2448647777067,1411.4867630918034,1427.5303017320714]
[null,"Consumer Power Summer Minimum AM","A","A8",0,0,0,0,616.51722933166707,615.91871174727669,611.85909519487473,608.76198943611405,604.19373366536479,603.74958586367632,600.76538847039126,602.08922001481301,603.33777286466102,605.12816374414069,607.30989664534195,610.5101612942791,614.40271279332148,618.53934559374466,623.42068390280622,630.09572782144744,637.54885811907184,645.59987587326839,653.51190937837214,661.81872713617747,669.91727629556522,678.87488841273762,687.5999959452538,696.52872188783044,705.34333522177565]
[null,"Consumer Power Summer Minimum AM","A","A9",0,0,0,0,143.77432468143587,143.60460763874923,142.61962479046571,141.75818577214713,140.60331690896578,140.38871644291203,139.55432916540514,139.69206128085759,139.77202818920384,139.92946001199414,140.11914030046887,140.47512101502821,140.90321454689965,141.28451657507009,141.71734773976593,142.4311022349907,143.22428858280583,144.07157213572938,144.8178058483671,145.60191771025575,146.32776493861161,147.25366010375834,148.13341494860339,149.07574696159216,150.01085750480405]
[null,"Consumer Power Summer Minimum AM","B","B1",0,0,0,0,443.20889908119796,442.76811820182166,439.83635009144939,437.5613265178086,434.24602134213035,433.88800668403547,431.69440343145845,432.58645952282245,433.41037475726358,434.60676036082555,436.06389653468096,438.22840573916085,440.85943868158574,443.62976875097002,446.89286374779351,451.39752672633205,456.42596828452929,461.85446526870942,467.15910935847035,472.72866205827501,478.14511083441795,484.17903172892784,490.04862532265281,496.06986211605397,502.01582684107586]
[null,"Consumer Power Summer Minimum AM","B","B2",0,0,0,0,527.51189791604611,526.98115299650419,523.48395860363109,520.74792748877542,516.78382810507367,516.33516135680532,513.69618404373625,514.72318254064112,515.6609105991015,517.03202421976493,518.70149745254264,521.1984243913414,524.23246552058686,527.41123085057825,531.15167811972935,536.3419452960735,542.13489410640875,548.38665814357068,554.47706761215977,560.87176620827302,567.08226929261684,574.02763547632082,580.77905913541827,587.71403611037238,594.56336248467119]
[null,"Consumer Power Summer Minimum AM","B","B3",0,0,0,0,219.68863655743681,219.47617811879911,218.03061791509597,216.93077004386234,215.30535069501303,215.15009052031795,214.09045668526224,214.56681907050626,215.01744571583984,215.66247405444292,216.44855067722946,217.59949793431826,218.99955264000968,220.48939149253468,222.24790504312071,224.64930472808319,227.33072916542343,230.22751465185345,233.07663354804492,236.06789660723578,238.98520817754212,242.20864451894386,245.34901176114664,248.56152729566628,251.73285504249662]
[null,"Consumer Power Summer Minimum AM","B","B4",0,0,0,0,321.89581838656807,321.56472173237898,319.42150419545754,317.71855890354129,315.27813383869176,314.97772583377792,313.33417717069932,313.919861762685,314.44142936533058,315.21573012823302,316.15794222001176,317.58799854325559,319.32438746756577,321.12421790444301,323.23750483580847,326.20254963230627,329.51089413255119,333.07875094739495,336.53168651311665,340.15730924528111,343.66820795680695,347.62746204267137,351.47030728184075,355.42877892187437,359.3396352176614]
[null,"Consumer Power Summer Minimum AM","C","C1",0,0,0,0,4.0402859057082887,4.0412189236314049,4.0207785835009568,4.0229029235754794,4.0073883066068188,4.0223625423761282,4.0251106613725627,4.0613314101955469,4.1035362985629709,4.1571684602043169,4.2228719062586038,4.3067239887413322,4.4095034099884982,4.5305895483054979,4.6762316210318851,4.8557586815900651,5.0568195717916131,5.27554500560076,5.5044166359716611,5.7446045302819027,5.9849894263061376,6.2310506696942998,6.474286486363992,6.7164254200327651,6.954692956475232]
[null,"Consumer Power Summer Minimum AM","C","C2",0,0,0,0,226.59640189211657,226.36233536362352,224.85237079182016,223.64900722030148,221.92813584754089,221.7130069230864,220.55147897187101,220.95813278888414,221.31832678236407,221.85481931203657,222.5075671132727,223.50138239097575,224.70789457664989,225.95564819994189,227.42003237814785,229.47947862505737,231.77722633856268,234.25484390912806,236.64930149881113,239.16353534849819,241.59669048112735,244.34545284658492,247.01253628089972,249.76151151168125,252.47760723061606]
[null,"Consumer Power Summer Minimum AM","C","C3",0,0,0,0,64.684297243795569,64.624730837372539,64.202900192132816,63.892867934116829,63.423164687160757,63.388460816650181,63.090197520775611,63.24741327904875,63.40103917826405,63.616752863417609,63.879848788924122,64.257439373064145,64.71723533386934,65.21375229791407,65.801489556028002,66.59213958356203,67.475356625033982,68.430446322069258,69.378308192873831,70.373396275641511,71.347671881538972,72.412110379895225,73.451288950325832,74.510213845048469,75.555088622132317]
[null,"Consumer Power Summer Minimum AM","C","C4",0,0,0,0,51.187100529856224,51.126113816494431,50.774721120583933,50.465426627450753,50.052592116084917,49.974113958658457,49.674464010605803,49.720303770718679,49.744826128725649,49.796013922393136,49.857579847055469,49.977021355803956,50.120466967881505,50.245315089478773,50.386225783839386,50.624584065213917,50.889315003866805,51.171710800853127,51.416847448156666,51.674456753997475,51.911141226099851,52.21904214872238,52.510667057833636,52.824853046821822,53.136830459726411]
[null,"Consumer Power Summer Minimum AM","C","C5",0,0,0,0,93.430991039913636,93.364296297713437,92.779555121549691,92.421065627415175,91.800080881630748,91.821208298904025,91.479255307586726,91.816081131135334,92.173528212180031,92.652035698267014,93.236857743404471,94.032769658555139,95.004752625737851,96.096337944587816,97.398071551419093,99.081062728397768,100.96323568774473,103.00398860744828,105.07835314081531,107.25570895830097,109.40922546686386,111.69316014320189,113.9354228458548,116.19652113901506,118.42488079338557]
[null,"Consumer Power Summer Minimum AM","C","C6",0,0,0,0,59.522550885874089,59.473500088684972,59.092646452755332,58.83396336366512,58.418859046743954,58.408150118120638,58.160158987507316,58.337519329533755,58.519263665897107,58.767488847610636,59.070597605508411,59.492681410284618,60.007489159186569,60.57591546187254,61.251633508535555,62.140335830160829,63.133722930780138,64.209561316955686,65.291870986619301,66.427997833693638,67.546826628614454,68.748678660271693,69.92574160432406,71.118089724330275,72.293801895531672]
[null,"Consumer Power Summer Minimum AM","C","C7",0,0,0,0,117.56392111824776,117.44488433288736,116.66452711614093,116.05128750722457,115.16559378503514,115.06283041309699,114.47123869466702,114.6958525517199,114.89956746967009,115.19864839737028,115.56275016996098,116.10948451808197,116.77369298948446,117.46756663698692,118.28357077446013,119.41925990929271,120.68671910228147,122.05430213513345,123.38421159993302,124.78058387691516,126.13566341531548,127.65451097854194,129.13033725112564,130.64744785412549,132.14595393714208]
[null,"Consumer Power Summer Minimum AM","D","D4",0,0,0,0,320.40539649925313,320.14773071761363,318.10571241934196,316.74266056678778,314.52711056482394,314.49293295650256,313.18728269573728,314.17814347137983,315.2011023908679,316.59225770980345,318.29132137056803,320.64587408889804,323.51843533963637,326.70154355887388,330.48801250422321,335.44999781129223,340.99705824056485,347.00598502320662,353.06425473364925,359.42367213947813,365.69202484901393,372.40734646815906,378.98752223114701,385.64678673518171,392.21240257954685]
[null,"Consumer Power Summer Minimum AM","D","D5",0,0,0,0,173.79766003463894,173.61873879236055,172.4613770901035,171.54120481186973,170.22310997706288,170.06033981635196,169.17224063407971,169.48757854633257,169.76809052617801,170.18480507031344,170.69187292415853,171.46196877951348,172.39699742457793,173.3657429780967,174.50309797404265,176.09962273567805,177.88097389961848,179.80199937233198,181.66062170669755,183.61220087954985,185.50178823446885,187.63344966832329,189.7023015479607,191.83366036924653,193.93941104212038]
[null,"Consumer Power Summer Minimum AM","D","D6",0,0,0,0,244.47723270750075,244.23770542812733,242.62510472888147,241.38685842700141,239.56883768260613,239.38465418964756,238.19123354759935,238.7037818743506,239.18356013374313,239.8746529587456,240.71664724011006,241.95736599302597,243.46612400057938,245.06414345762192,246.94860720477618,249.53438571455865,252.42130582617685,255.53912176796908,258.59684202354487,261.80717909973771,264.93422441737005,268.4019064443537,271.77797632239293,275.23588568541635,278.64995161145714]
[null,"Consumer Power Summer Minimum AM","E","E1",0,0,0,0,342.11470200767957,341.7718544585187,339.50550136033422,337.73736290128818,335.1705213884307,334.88456527157615,333.17933784907382,333.85312929028981,334.47084449947914,335.37184188425198,336.46900912627547,338.10603963432857,340.09545477526365,342.18342312416507,344.6411939979867,348.04545349055536,351.84519522872256,355.94636032319045,359.94598588721067,364.14540843157675,368.22581081617267,372.78281737001373,377.21367798601153,381.76289804532109,386.25569247820914]
[null,"Consumer Power Summer Minimum AM","E","E7",0,0,0,0,45.692442437052144,45.655735976819997,45.364576641763747,45.170373405566075,44.854533019045618,44.849801924114132,44.663783698437072,44.805308692144898,44.951462904410953,45.150187886667531,45.392899093491735,45.729180109845302,46.139448389696689,46.594136720877863,47.135026471162902,47.843731349234659,48.63600407229157,49.494252575505286,50.359626138915637,51.268015589762591,52.163430947025795,53.122588115776296,54.062461973164176,55.013595107344429,55.951348213609137]
[null,"Consumer Power Summer Minimum AM","E","E8",0,0,0,0,25.129438945944582,25.106854356331645,24.943682419590605,24.825807025622375,24.644983643005929,24.633551605465719,24.520235063423051,24.584469961927354,24.648052752895349,24.736659146424319,24.844763013861908,24.998662600582914,25.186148076539922,25.389814615139002,25.63117512352262,25.953902789188692,26.314476107920616,26.704547277770789,27.093077978496801,27.500956401145167,27.900928349950487,28.335933347711162,28.760975802930574,29.193410876053846,29.6200295042756]
[null,"Consumer Power Summer Minimum AM","F","F6",0,0,0,0,520.98608751364884,520.47768111246353,517.04377404442755,514.41442510864454,510.54621880317336,510.16120208418931,507.62732897199243,508.73110366410413,509.76775450701683,511.25801618748312,513.07382913226127,515.74413230745665,518.99165299489505,522.43638112893859,526.49975930003995,532.06691200079547,538.2826792024523,544.9962410199754,551.58636337563883,558.50536717274588,565.24752790111802,572.71561204852151,579.98792421505209,587.433620908899,594.78457957776175]
[null,"Consumer Power Summer Minimum AM","G","G1",0,0,0,0,225.05154718603788,224.83173900743407,223.34814424096638,222.21145774661176,220.53993335226934,220.37291432317016,219.27747530016765,219.75319345635035,220.19966154976191,220.84176758298895,221.6241293369454,222.77515651759614,224.17496043499838,225.65929628244947,227.41009898276351,229.80962137097578,232.4886817236804,235.3822356247326,238.22203280512846,241.20355479202752,244.10862412884171,247.3272704300125,250.46139979166415,253.67052195775304,256.83884261030244]
[null,"Consumer Power Summer Minimum AM","G","G5",0,0,0,0,229.42074963923775,229.1616897158068,227.60487873914931,226.28457431718238,224.47667612864643,224.17754792486593,222.90012869744626,223.18661081618342,223.39660271927389,223.74927876985808,224.176434905001,224.89674145455984,225.76696629040674,226.60298370362685,227.56887227548995,229.03662027770699,230.67091578764897,232.42482218070734,234.04425881054723,235.74527583991534,237.35710217034784,239.28825782938037,241.14263510871757,243.09097925765937,245.02023610974362]
[null,"Consumer Power Summer Minimum AM","G","G6",0,0,0,0,303.17155236544846,302.88025071559014,300.88777168908592,299.37871316384212,297.14124615862335,296.93395622119124,295.48034802464008,296.14846548094317,296.7835918233306,297.69006312233302,298.79488671123181,300.40770530357025,302.36990173391973,304.4625117784891,306.93356223521772,310.30042355029133,314.06012541127092,318.12238385299116,322.12317119033065,326.32352010428218,330.42242422844652,334.94380040173507,339.35003345088165,343.85488404972438,348.30167797532681]
[null,"Consumer Power Summer Minimum AM","G","G7",0,0,0,0,141.28583080976406,141.14501674063104,140.21004599925507,139.48341985287215,138.42567130942641,138.31043032103781,137.60976651966652,137.89242089227434,138.15295015227855,138.53172496461113,138.99302988498366,139.67911646520236,140.51302536893115,141.39029931077519,142.42343173353365,143.85097277211619,145.44446054330132,147.16462201304665,148.844613452332,150.60850890030622,152.32350075886404,154.23532706010502,156.09485024792144,158.00286549633316,159.88708000554755]
[null,"Consumer Power Summer Minimum AM","H","H1",0,0,0,0,107.52795319588306,107.41058337329802,106.6860579221055,106.08594131422575,105.25062179664097,105.12534012005662,104.54522662851733,104.7024740830924,104.82927390665387,105.02951846946523,105.2726007878007,105.66265093164459,106.13496978552028,106.60519117764585,107.15269357260043,107.95387266619916,108.84681953700996,109.80729295523449,110.71396388890608,111.66615187439194,112.57783952789799,113.63923351394382,114.66355622817004,115.72989266689396,116.78467766869574]
[null,"Consumer Power Summer Minimum AM","H","H2",0,0,0,0,474.81245795397427,474.24910467983108,470.99257655226359,468.13445589894445,464.31200776805957,463.59273825173585,460.82402409850368,461.26262640673082,461.50663732385226,462.00182663450227,462.59790561422915,463.73641786057738,465.10458896034095,466.30837207593913,467.67071775884739,469.9477481962432,472.47740208893964,475.17759870923533,477.53755448267623,480.01745075747704,482.30400724959412,485.25119144484745,488.04676617415339,491.05043584712359,494.03210011377882]
[null,"Consumer Power Summer Minimum AM","H","H6",0,0,0,0,319.16607830679095,318.84000340251328,316.71777147424376,315.03949119347413,312.62633814942347,312.33663299226197,310.71719267971633,311.31047084086345,311.84312939441583,312.62996943018192,313.58763180917396,315.03423332757762,316.79113160079601,318.61855167209501,320.76574191684983,323.76755804438108,327.11725667970484,330.73053509959806,334.2349087055012,337.91448542460159,341.48102320118807,345.492135441595,349.38723243025021,353.39586664918789,357.35586499655739]
[null,"Consumer Power Summer Minimum AM","J","J1",0,0,0,0,281.77136202418825,281.42504002442541,279.47725175492826,277.72568997008779,275.42163919717029,274.95056868792324,273.25235129418763,273.44451529524963,273.50518280102818,273.69543065674571,273.92204029786643,274.44217542492743,275.06301105963297,275.54497610590272,276.07238053570842,277.08786532222791,278.21262334610981,279.40459316804908,280.36730751774348,281.37961207055804,282.2733191190419,283.5589520567878,284.75783347013424,286.08621868417708,287.40926963714094]
[null,"Consumer Power Summer Minimum AM","J","J2",0,0,0,0,0,0,0,0,0,0,0,0,0,0,0,0,0,0,0,0,0,0,0,0,0,0,0,0,0]
[null,"Consumer Power Summer Minimum AM","J","J3",0,0,0,0,94.729155693064172,94.659348009913742,94.063706721164706,93.690140572348227,93.054033260158405,93.067401028672435,92.710653449142825,93.039756255026546,93.386850168850216,93.853139972905666,94.422940859751293,95.201598172218482,96.152293191842574,97.216729482611669,98.485374440133697,100.1306095775459,101.97039379583946,103.96477165266876,105.98824939360709,108.11221889496146,110.21131457815457,112.44261954157344,114.63225966735669,116.84209184492457,119.02013697938517]
[null,"Consumer Power Summer Minimum AM","J","J4",0,0,0,0,70.264646941353774,70.225985787811609,69.800827093926713,69.584314054524057,69.15145427500984,69.209691202716385,69.005339384036603,69.323870453576049,69.673247132722395,70.132316917511346,70.69385038977623,71.441301454753216,72.355240490158337,73.398685675433654,74.646760623063244,76.233959698698143,78.009867443135548,79.93758376329194,81.916758565651207,83.994056632266933,86.05712459077796,88.218383599955615,90.345221008739315,92.480466896129172,94.583695712083212]
[null,"Consumer Power Summer Minimum AM","J","J5",0,0,0,0,206.70925184178793,206.4848564820762,205.09361167705595,203.94565821985242,202.34352396779289,202.10722967210336,200.99770023003683,201.30698793381109,201.5593896491541,201.95498111283538,202.43533839584205,203.20113855644917,204.12874660689235,205.05656759649241,206.1379510855904,207.71261974469206,209.46787648612485,211.35643745333175,213.14437919904535,215.02203980958527,216.82224036703289,218.91024474849604,220.92665342260216,223.02321055666275,225.09676782016021]
[null,"Consumer Power Summer Minimum AM","J","J6",0,0,0,0,231.94092740004083,231.72914095537402,230.21885591404791,229.11548771411699,227.43661113305703,227.31881384996035,226.2576029269687,226.83156650328073,227.39506324336517,228.18411545815198,229.1465983311391,230.5238899014611,232.20129241573676,234.01657114361052,236.16624859703754,239.05173621191094,242.27524801809165,245.76158112715356,249.22610325178576,252.8632077980732,256.42626427200378,260.31263852535596,264.10795389395435,267.97317153071003,271.786849168679]
[null,"Consumer Power Summer Minimum AM","J","J7",0,0,0,0,104.55388475039315,104.46047816494021,103.78229266163032,103.29444079772956,102.54376559959319,102.49826102099448,102.02936340131581,102.29979222207918,102.56825385177872,102.94173610451067,103.39743464429716,104.04499285124835,104.8339462437181,105.69214686037998,106.70944345263885,108.06782595284994,109.58556229096526,111.22761088343437,112.86452355777568,114.58293990935023,116.26864035089864,118.10010513366838,119.88996971324954,121.71031212184616,123.50609482550642]
[null,"Consumer Power Summer Minimum AM","J","J8",0,0,0,0,138.26717471962823,138.12169288287862,137.1969530673243,136.45040404080609,135.39245202564666,135.25139701670733,134.5304392764823,134.76350544282562,134.96467827224268,135.26911762289305,135.63929365725932,136.21130859552048,136.90523602806155,137.61518781722404,138.44656080928348,139.62892773436744,140.9477124063591,142.36873122011448,143.73295701712104,145.16549340340748,146.54770172437858,148.1224653884907,149.64810147404762,151.2250374285648,152.78361955538995]
[null,"Consumer Power Summer Minimum AM","K","K4",0,0,0,0,32.100805865474499,32.082354873593317,31.887117772986315,31.784561788422604,31.584465279580744,31.608166956947681,31.511185757182403,31.652235650121931,31.806325708680223,32.009250702531261,32.257443103067928,32.588709877705078,32.993700868803117,33.455144536841374,34.006879513776397,34.709951746812962,35.496567905337095,36.350306514811457,37.225758760938007,38.144621731717265,39.056729975988453,40.013689802628932,40.955135302405964,41.900817060339953,42.832378849178504]
[null,"Consumer Power Summer Minimum AM","K","K5",0,0,0,0,95.87166058926428,95.792956437202392,95.179905862167644,94.764640137417672,94.09693455824646,94.080794251057199,93.682742629999879,93.97011999571717,94.264959973313779,94.667367282852027,95.158763486490912,95.842501205955301,96.676479117634045,97.597854594127185,98.693261812983508,100.13308951134997,101.74254913478886,103.48566308727671,105.23988539665002,107.08133078857455,108.89501137827533,110.84241855063082,112.74981781780772,114.68168591475691,116.58656528799968]
[null,"Consumer Power Summer Minimum AM","K","K6",0,0,0,0,72.025601291765554,71.960974359155912,71.493426399629726,71.15605711067613,70.638094887246069,70.60571408845064,70.281408805097755,70.466111619856264,70.649085002487169,70.903950423098166,71.214904121068187,71.657364115522398,72.196397656953863,72.782169243723288,73.47640281804162,74.40432669047479,75.441077442723511,76.562670786166819,77.680087206077914,78.853145925100023,80.003576901204838,81.254420052982098,82.47668066249723,83.720077468237974,84.946735939780083]
[null,"Consumer Power Summer Minimum AM","L","L1",0,0,0,0,89.715508868674902,89.609139139969926,88.993916104727674,88.454224734575604,87.732199923202174,87.596572557053392,87.073772681201731,87.157074688649345,87.203709515631843,87.297926832593106,87.411355035656996,87.627454096689448,87.887170852150206,88.11608643387089,88.375268306113469,88.807623443328339,89.287967213400478,89.800748705943164,90.249413868184462,90.720877466115184,91.155833926580826,91.715616291234795,92.246731900147083,92.81712910366744,93.383319821911016]
[null,"Consumer Power Summer Minimum AM","L","L2",0,0,0,0,538.53454228166549,537.97522689144341,534.38276516910014,531.50884314255563,527.40998590109666,526.88755453479223,524.11313248434033,525.0624222993074,525.8972560531472,527.14617451909942,528.66546098215065,530.98818317475832,533.80743398320897,536.71428378758367,540.1237159226273,544.93358963738012,550.29956988211188,556.08446278505983,561.66482192694468,567.52440193021471,573.19031449536249,579.6062778875355,585.82893272742433,592.24772943896153,598.59033135320419]
[null,"Consumer Power Summer Minimum AM","L","L3",0,0,0,0,954.75665442939169,953.7293010509502,947.31490914576261,942.05468492151022,934.68169533264495,933.62378302701347,928.54081560146903,930.02094906197078,931.25046561867316,933.15610253184093,935.4710621009051,939.12592306604529,943.55509748755378,948.01654274835926,953.22411464232448,960.75153390288153,969.14383747010413,978.17759436467588,986.76731367916875,995.78777680343001,1004.4533893476399,1014.448408475123,1024.1103008550929,1034.137833003638,1044.0532829856784]
[null,"Consumer Power Summer Minimum AM","L","L5",0,0,0,0,448.9739416981314,448.55419471845983,445.61827334722454,443.4372632122296,440.15834774137744,439.8942751667351,437.79510406879479,438.85061909315533,439.87281700761929,441.31575248743565,443.07524017549906,445.61455667301243,448.70579960339199,452.03025756972181,455.96236093913234,461.27418458737844,467.2072039276577,473.62126558022101,479.97082029565826,486.63685257797243,493.15639997411114,500.3017079534294,507.27337474550143,514.38525368813418,521.4036613126035]
[null,"Consumer Power Summer Minimum AM","L","L7",0,0,0,0,244.57743258726532,244.33263773860944,242.71281344837968,241.45018849492411,239.61606671540014,239.4127659873275,238.19510873391121,238.67854030904405,239.12229193913777,239.76905889220149,240.55666757710699,241.73094821775692,243.15805665980653,244.65667532997605,246.42090745629307,248.86318025048567,251.58922032475851,254.53161537588034,257.40211790441612,260.4160061062239,263.34490551744511,266.61453167597966,269.79389406694395,273.05771802136456,276.28100617945336]
[null,"Consumer Power Summer Minimum AM","L","L8",0,0,0,0,187.21122410339527,187.02526736057197,185.78718050890072,184.82726860420846,183.42756522344723,183.27718312235342,182.35165764611102,182.72976021876619,183.07938548245457,183.58671335221558,184.20463029222131,185.12188214588272,186.23687178634856,187.4114880615071,188.79517553413245,190.70434396103298,192.83553095878909,195.13634919420556,197.3853732684224,199.74670611083715,202.04344155858618,204.60099912474988,207.08908355355237,209.6411073830142,212.16118907828923]
[null,"Consumer Power Summer Minimum AM","M","M4",0,0,0,0,129.04131250343667,128.88932581926929,128.00570755312469,127.23410795867439,126.19858893659604,126.00722766827006,125.25989962886297,125.3854406071876,125.4595879042958,125.60381182878976,125.77764320168956,126.10153456235935,126.49115359887647,126.83994220121598,127.23635298346539,127.88644471890522,128.60897585105891,129.38102020031005,130.06314141127845,130.77986858596782,131.44441071125257,132.288504475292,133.09109520076066,133.94968090464741,134.8015671137139]
[null,"Consumer Power Summer Minimum AM","M","M5",0,0,0,0,106.75964469027188,106.64241009779879,105.92216854246998,105.32309173662097,104.49165126179702,104.36467373528511,103.78547394710195,103.93760733412175,104.05857224431337,104.25131605305997,104.48521428982301,104.86336801453217,105.32111785093944,105.77436482399335,106.30149018360167,107.07727365185909,107.94178827847662,108.87135550988241,109.74590284095606,110.6643774011451,111.54241474201578,112.56908198861922,113.55913142845985,114.59124661879702,115.612345425589]
[null,"Consumer Power Summer Minimum AM","M","M6",0,0,0,0,32.19693700967639,32.171225492222973,31.966256477395824,31.830121003830794,31.608021715064851,31.605253380567181,31.474881759135943,31.575477395746567,31.679539762776741,31.82089484480905,31.99354512624106,32.232491604893525,32.524027751549859,32.847392424737805,33.232120486050434,33.735798198678054,34.29888111008232,34.908888076137359,35.524265230050638,36.170229258395572,36.807100536883844,37.488888616447277,38.157047660645809,38.833063633081572,39.499552692561693]
[null,"Consumer Power Summer Minimum AM","M","M7",0,0,0,0,18.365195988281783,18.348986527579648,18.230112216564052,18.145332449129182,18.014061367884619,18.006796518225258,17.925341390170246,17.973964471869106,18.022505733142538,18.089814852102521,18.17195255493241,18.288258111507282,18.429986038475832,18.58455765479739,18.767876012588786,19.012008109686562,19.28480029468335,19.579987957083159,19.874723653543043,20.184131103685967,20.48785549809028,20.817185721522367,21.139155749070419,21.466380310025656,21.789163714451142]
[null,"Consumer Power Summer Minimum AM","M","M8",0,0,0,0,55.88737611595235,55.815245990669631,55.424549207068054,55.061255955185132,54.594046199493157,54.487942783229769,54.135312303312396,54.153913387313047,54.141844347248075,54.149896936363206,54.158427001717087,54.217047628145544,54.285447096068026,54.314467015037586,54.338561110509957,54.443785299812326,54.559040528175423,54.677888675909813,54.743432688610547,54.812628787335981,54.857195455182271,54.979464893365353,55.085449935156049,55.218843493068348,55.353391811570908]
[null,"Consumer Power Summer Minimum AM","N","N1",0,0,0,0,468.37778387141219,467.85335079787058,464.68067300387605,462.00575584998046,458.32804489607298,457.73376514587488,455.14629440192431,455.75644106763963,456.21637130831118,456.97482781558693,457.89406330965693,459.42231282669417,461.26983466869507,463.0628495647515,465.13905860155774,468.26015285938479,471.73634479264672,475.46934341042424,478.93795848512201,482.58113483978212,486.04365553233185,490.15815110081587,494.11470406503793,498.26086583121366,502.36519354637767]
[null,"Consumer Power Summer Minimum AM","N","N2",0,0,0,0,416.25690336270009,415.7935305323918,412.97733665353383,410.61255832857643,407.35212656346948,406.83392932539959,404.54680178143468,405.10437793277924,405.53205779732053,406.22942654102491,407.07497243963405,408.46814564974238,410.1530696914196,411.79884829511474,413.70725497049142,416.55658586085053,419.73064371989585,423.14057950519714,426.32170445068874,429.66282250527695,432.84425722019967,436.60514123148073,440.22493413074085,444.01188346284459,447.75991603850218]
[null,"Consumer Power Summer Minimum AM","N","N3",0,0,0,0,441.60608850469981,441.08559248661373,438.06120303938081,435.41893882411347,431.87409076744973,431.21786427595799,428.65867110597821,429.0862212856137,429.33740321399296,429.82780795131413,430.41881865764458,431.52250053059163,432.85003100344056,434.03657147467675,435.38460126925014,437.59911108843477,440.06028426222883,442.68986537368687,445.01087713414694,447.44965945122743,449.70973595196762,452.58427182448997,455.31687386303116,458.2412856413921,461.14300589414864]
[null,"Consumer Power Summer Minimum AM","N","N4",0,0,0,0,376.99995773552718,376.6039505440159,374.08339376264132,372.05091710843493,369.168273275746,368.7861189759941,366.82340375657162,367.46265178569774,368.01582552112262,368.85164389346386,369.86800091417302,371.43626270363308,373.33890058048644,375.28751638817209,377.56989181977536,380.81231683346215,384.42894771284114,388.32621145451685,392.07013587793944,396.00151058641507,399.79587423688389,404.11526660222211,408.30052937025357,412.62533397029074,416.89966757244389]
[null,"Consumer Power Summer Minimum AM","N","N5",0,0,0,0,85.391213274495982,85.306481651817222,84.741873583226933,84.304439926906113,83.66626361457854,83.597992904721949,83.176241574346179,83.349198386207718,83.509282653689183,83.741440366832663,84.024211335590238,84.443722154556212,84.953684608420545,85.491144819961832,86.124321216324802,86.997579522424061,87.972401265144555,89.024843024539209,90.053859332851928,91.134259293337578,92.185223054741371,93.355154437587757,94.493374143068209,95.660714273019281,96.813428660723758]
[null,"Consumer Power Summer Minimum AM","N","N6",0,0,0,0,20.484316120894647,20.485282363363467,20.376870803522841,20.370259110201729,20.280418111381405,20.342472203708741,20.339113130666096,20.501398165028515,20.689001135724684,20.928434288943905,21.221698880584931,21.598082144500992,22.059270889149715,22.600322537182695,23.250619410561207,24.055557053013725,24.95693032408829,25.937206076012444,26.960351105721919,28.034102436408325,29.107641707719388,30.209924056225461,31.298890629382552,32.384180868639568,33.452264652334563]
[null,"Consumer Power Summer Minimum AM","N","N7",0,0,0,0,128.89377523214196,128.73791118490573,127.85016018788426,127.06073553447661,126.01436639202956,125.80830134875019,125.04321741576965,125.14563212549864,125.19130733261987,125.30040725416289,125.4311487373263,125.70220530193066,126.02690744690481,126.29688595983224,126.59801557104876,127.13407148115793,127.72877139785449,128.36145843812182,128.89509955407303,129.456023817279,129.96351952500288,130.65032273469481,131.29675647723167,132.00114975163191,132.70145739257069]
[null,"Consumer Power Summer Minimum AM","P","P1",0,0,0,0,541.92410438147033,541.3721894600767,537.77098083353621,534.92940019697414,530.83718532312662,530.3516931812776,527.60997751791513,528.62719780169652,529.54381100717933,530.89483107051888,532.53930358699677,535.01807597509958,538.02886982321991,541.16539238610414,544.85191561818272,549.99747076635822,555.73959819432878,561.93419374172299,567.94783804492113,574.26209442605591,580.38497743395396,587.26273685254262,593.94304312389693,600.815257273508,607.60377139664968]
[null,"Consumer Power Summer Minimum AM","P","P2",0,0,0,0,15.3687395634065,15.369671237246568,15.288595897201059,15.2845899964368,15.217799221663055,15.265117969485711,15.263547461955769,15.386477656678606,15.528678904377783,15.710102075010706,15.932318062328191,16.217383915700815,16.566689383480387,16.97662484405236,17.469361322092205,18.079062179386675,18.761815425197291,19.504352022684184,20.279522883205544,21.093033732994833,21.906451983083851,22.741437244512536,23.566376672063335,24.388454341982801,25.197489551828845]
[null,"Consumer Power Summer Minimum AM","P","P3",0,0,0,0,591.07045182176478,590.43198485739754,586.45785053083625,583.19002349985203,578.61826761075804,577.9542985288283,574.79626627346715,575.6986685581229,576.44264600932001,577.6012159818107,579.00838567878532,581.23926352867863,583.9422317395979,586.65673622050349,589.82321067925272,594.41467340666384,599.53326414979551,605.04201973299996,610.27029367424097,615.76082164370553,621.03087963019323,627.12392270253258,633.01139152279313,639.12644899567533,645.17369698397715]
[null,"Consumer Power Summer Minimum AM","P","P4",0,0,0,0,50.83460196242541,50.77348908418233,50.423822897702351,50.114136359444444,49.702522465607643,49.622572980526911,49.322477636035202,49.364903335843614,49.385429823920589,49.431552149633447,49.486911790997922,49.598457841275199,49.732223991019133,49.84564143527188,49.972797651613838,50.194241103141572,50.440026956131597,50.70180977603173,50.925346293849074,51.160287696063357,51.374272677602278,51.658978442099233,51.927666701147992,52.219034153320877,52.508559590245547]
[null,"Consumer Power Summer Minimum AM","P","P5",0,0,0,0,138.24313342275684,138.07541687339082,137.12257829423598,136.27336721676923,135.14947487086636,134.92644848998643,134.10335677846092,134.21009783745396,134.25525423166002,134.36754877782354,134.50198395311506,134.78561975320832,135.12517156996546,135.4041486712176,135.71432041679401,136.27396646986762,136.89465929413043,137.5545464361054,138.10695799691248,138.68764856373261,139.21085920538735,139.92637824161588,140.59874620688939,141.33355164884904,142.06432690430455]
[null,"Consumer Power Summer Minimum AM","P","P6",0,0,0,0,168.82774012018621,168.65865872215963,167.54038941835628,166.66834207472016,165.40197058245985,165.26125392661615,164.42024951749747,164.75336668429432,165.05895525991025,165.5045139143345,166.04709047146204,166.85633548772381,167.83979634367375,168.87226310838582,170.0876586912828,171.77062238499715,173.64911531750403,175.67666124643821,177.65434508128951,179.73081944747696,181.74859414348504,184.00156586155893,186.19225776970279,188.44130395897082,190.66243559642351]
[null,"Consumer Power Summer Minimum AM","P","P7",0,0,0,0,84.281169677166218,84.185453281499946,83.61284109775211,83.125282235589609,82.459499213707034,82.34759568780963,81.875804429994531,81.97794570613614,82.051257629523434,82.176099653341367,82.327232379326844,82.58476610277134,82.895753850360506,83.192293357598842,83.534327047723252,84.058233978530879,84.641473701042699,85.267106114122072,85.842093746762913,86.446068063386477,87.017100928503552,87.705438990721504,88.365717964352626,89.060790903910103,89.749203626730989]
[null,"Consumer Power Summer Minimum AM","P","P8",0,0,0,0,301.84496453672028,301.48922008331181,299.4220298464827,297.61610566541503,295.19321271348036,294.74475616311173,292.99561184468945,293.28798021638312,293.45982878209884,293.79522745560291,294.1994371102449,294.9541203743978,295.86187616825873,296.67334236178993,297.59528260851079,299.10958121183995,300.79255631265141,302.59070628623772,304.17799660045478,305.84582647761306,307.39151543391671,309.35719761447524,311.22585952069801,313.22561496319253,315.20984553963905]
[null,"Consumer Power Summer Minimum AM","Q","Q2",0,0,0,0,91.718718861473448,91.615758345258968,90.994141594873241,90.469110310815182,89.748146252423751,89.630797251923127,89.122896245087759,89.240873435613736,89.329081486273978,89.475317798669579,89.65251945569257,89.948353444492795,90.305922787408832,90.651906835988896,91.052272951641214,91.656043145204507,92.328452545131682,93.050400295234681,93.719972577226784,94.423251510147452,95.091068849038876,95.886554733342862,96.651182995244781,97.453073513169841,98.246942438028029]
[null,"Consumer Power Summer Minimum AM","Q","Q4",0,0,0,0,377.82072382913458,377.50715385853442,375.08685989263233,373.43461662564761,370.79314123720832,370.7169925006977,369.13266976338792,370.24588011557177,371.38395770543548,372.9404243654605,374.84092112056703,377.49137102095131,380.72381163780756,384.2889619002533,388.52615698636504,394.10516085756217,400.3411428883731,407.09420409162391,413.88328875246799,421.00998987904671,428.0261774434619,435.56933558202036,442.9557393351505,450.44027720066902,457.82064550994272]
[null,"Consumer Power Summer Minimum AM","Q","Q5",0,0,0,0,182.35021356273003,182.16988832243368,180.96496837427762,180.03368932590752,178.67271531333199,178.52919607253983,177.63139138410421,178.00423229625122,178.35040668533048,178.85149161280356,179.46186650769275,180.36570171472255,181.4645205345704,182.62418109326106,183.9907385407605,185.8727929095717,187.97381932435414,190.24234605751201,192.46225229460148,194.79299493435371,197.06107580570313,199.5832141512887,202.03746795210105,204.55359881410871,207.03810029865741]
[null,"Consumer Power Summer Minimum AM","Q","Q6",0,0,0,0,35.269929111357293,35.255452137242038,35.048298035140462,34.962380004552251,34.759745145750841,34.807135053120831,34.727203524581398,34.915057666380754,35.124971176488778,35.397942448826342,35.731997725695201,36.171024489253398,36.70823103052885,37.327405958578993,38.069271850255227,39.003831208775743,40.049799566659587,41.185925285257795,42.359106491300565,43.590403564770128,44.816143381019558,46.091218289959137,47.347693425372441,48.605920950050731,49.844906078012222]
[null,"Consumer Power Summer Minimum AM","Q","Q7",0,0,0,0,27.529198524362393,27.50758450404004,27.332800490090357,27.218109690223486,27.029308200440202,27.02830404412607,26.918532633079739,27.006643410901006,27.098211917952806,27.222266828161846,27.373804341024609,27.582901094200832,27.838059912587504,28.121706023107919,28.459318677779727,28.900322630270022,29.3933718698357,29.927589846192927,30.4672420199675,31.033711908652101,31.592526280672057,32.189749205924088,32.775219767393871,33.367222937419761,33.95084233723226]
[null,"Consumer Power Summer Minimum AM","Q","Q8",0,0,0,0,68.70674865695409,68.637770035919331,68.182461013720044,67.826790712177299,67.310922621983636,67.253034857351267,66.910001935351872,67.044611766435835,67.167793477471974,67.34766434464828,67.566687769831375,67.893837032965848,68.291385973547904,68.70829823932084,69.198972478986789,69.879161275736635,70.638352525519181,71.457725464729549,72.256422297288921,73.095020091212135,73.909675005621125,74.820044934831941,75.705114460578685,76.614016502546235,77.511666829774128]
[null,"Consumer Power Summer Minimum AM","R","R4",0,0,0,0,120.56838278516005,120.46693887671222,119.69283540770662,119.15921168450478,118.31218025346575,118.28280068055396,117.77088442743489,118.11830404467349,118.4718195664953,118.95661254483475,119.54849089139032,120.37643220535196,121.38600874966288,122.49701318233062,123.81688952131213,125.55867261908652,127.50544003001352,129.61331134472425,131.72953808669337,133.95102434307617,136.136800454754,138.49072772850903,140.79500196923766,143.13128279542485,145.43520861907473]
[null,"Consumer Power Summer Minimum AM","R","R5",0,0,0,0,59.645710397180963,59.588640350215741,59.196946919620771,58.901166107610564,58.461682859490566,58.421786300996601,58.136908988089218,58.269717606997439,58.396356283331919,58.576769094534889,58.796676241226159,59.117093957205547,59.506960444984223,59.923311569312503,60.41509087631912,61.084206906878237,61.83142373431086,62.638845867291359,63.434721663004815,64.270291210164416,65.085979925115225,65.984787732832885,66.86087793244738,67.756249690999439,68.640044781010488]
[null,"Consumer Power Summer Minimum AM","R","R6",0,0,0,0,123.16540900616181,123.01543952518229,122.16583174534898,121.40672360181323,120.40379088930102,120.20308089965113,119.46725641210651,119.55926242774223,119.59567323640859,119.69101519028587,119.80501542923332,120.05065503685077,120.34449612183008,120.58249306826291,120.8460729179114,121.32943265955684,121.8653354864048,122.43461420731182,122.90689772224945,123.40339572374762,123.84850755853951,124.46494811449841,125.04309012119495,125.67713277116577,126.30793555123944]
[null,"Consumer Power Summer Minimum AM","S","S1",0,0,0,0,714.37027318154878,713.57506903251078,708.96801985901322,705.15186155845208,699.81876149756397,698.89780045877387,695.09952872570796,695.8705791843779,696.40144902109671,697.33067254883576,698.45479113879981,700.40919401446899,702.76723218470499,704.98358636090495,707.53163549371504,711.49519152910318,715.9058462756351,720.6330984819233,724.93874431030486,729.4616611687884,733.71952946573299,738.91283403843272,743.88453350955206,749.13752313533462,754.34236762495766]
[null,"Consumer Power Summer Minimum AM","S","S2",0,0,0,0,229.3427552801985,229.13584246140852,227.92454704583145,226.939483298916,225.54418160371705,225.31495111981087,224.33037335002444,224.55467121987959,224.72057001143958,224.99750306433498,225.33307853070812,225.89632329908358,226.57696611310263,227.23297352771306,227.99143114079959,229.13999702010551,230.41897156670717,231.79190890413679,233.06208822128031,234.39620430281587,235.66162553629977,237.17374343552927,238.62643981390875,240.15145503609403,241.66139696594837]
[null,"Consumer Power Summer Minimum AM","S","S3",0,0,0,0,87.859027605464632,87.826528625760005,87.640447013093194,87.483096861975213,87.266479361988971,87.227012946579265,87.071126080259177,87.098479450909679,87.115297310338178,87.147098409170724,87.18547132959992,87.255733920435688,87.340319013479984,87.416964856581529,87.504330561529585,87.645717643620884,87.802904608669849,87.970995380005206,88.120635610244165,88.277854883560508,88.424194345379931,88.608184950692902,88.783427990053127,88.970320391709237,89.155692441105785]
[null,"Consumer Power Summer Minimum AM","S","S4",0,0,0,0,80.496071050214383,80.410426720464599,79.870894787950036,79.487218939550388,78.886476792503203,78.823261973192757,78.427101044445067,78.591983657548241,78.745161127437882,78.966766294217905,79.236782104223352,79.636426845322362,80.122319570402212,80.635241691785694,81.239702474287029,82.071962148138894,83.001033540859268,84.004254532833428,84.98607841798983,86.016897637993338,87.020107913820056,88.135459406554389,89.22085962366792,90.333536298218561,91.432225171645925]
[null,"Consumer Power Summer Minimum AM","S","S5",0,0,0,0,273.24749222970888,272.96692755325279,271.33669342636551,269.99328052747887,268.10874988374997,267.7877746678804,266.44908645139697,266.730136163157,266.92800379995504,267.26922809982864,267.68223322658628,268.39260500438138,269.2500955351228,270.06225114321956,270.99757843948345,272.44061865175729,274.04675984587749,275.76901119404977,277.34515347089837,279.00077040746112,280.56297579105609,282.45647663375729,284.27112095506226,286.1846780969052,288.08027985460149]
[null,"Consumer Power Summer Minimum AM","S","S6",0,0,0,0,62.432292110412554,62.366003091687872,61.975523321716906,61.638475977975773,61.182530432433417,61.101783569714513,60.775474331664746,60.837508011913393,60.878241772431586,60.951872709572299,61.040828023544904,61.198984478900442,61.389611881613448,61.565984053067957,61.768016148867218,62.087665367572107,62.443233849746235,62.82393326822492,63.167300581322635,63.5280298439679,63.865974315626417,64.283564116293363,64.68244625409416,65.105602412825874,65.525066701557307]
[null,"Consumer Power Summer Minimum AM","S","S7",0,0,0,0,37.030085551520536,36.990224767537285,36.741425481158878,36.538921306999768,36.253430877863003,36.21298500679827,36.016572276155472,36.07488246791457,36.123684879485907,36.198967693055991,36.290439646425483,36.434254677738025,36.608573896012132,36.784692466643158,36.990394624973646,37.286797569172364,37.617283160749722,37.973100016378268,38.312056074224635,38.668004022366929,39.010241387540745,39.40404082985053,39.784878151997333,40.179816664430447,40.570305873830833]
[null,"Consumer Power Summer Minimum AM","S","S8",0,0,0,0,0,0,0,0,0,0,0,0,0,0,0,0,0,0,0,0,0,0,0,0,0,0,0,0,0]
[null,"Consumer Power Summer Minimum AM","S","S9",0,0,0,0,0,0,0,0,0,0,0,0,0,0,0,0,0,0,0,0,0,0,0,0,0,0,0,0,0]
[null,"Consumer Power Summer Minimum AM","T","T1",0,0,0,0,137.25264799999999,137.07550512116657,136.11600099266457,135.22379662941074,134.0763858794927,133.81580869988454,132.94979081717423,132.99547283361861,132.96583272841309,132.98560891502484,133.00655772562925,133.15052290638914,133.31850374117857,133.38977315835527,133.4489453477579,133.70736325210606,133.99041617725786,134.28229287858298,134.44326106011033,134.61319832396813,134.72264867929968,135.0229276568864,135.28321412308196,135.61081259561749,135.94124702073898]
[null,"Consumer Power Summer Minimum AM","T","T2",0,0,0,0,214.67420979999997,214.48877903776003,213.48438313377457,212.55043571098528,211.34934170505761,211.07657304873183,210.17003727849979,210.21785659353918,210.18682973354169,210.2075311773805,210.22946010810566,210.38016090612876,210.55600096496624,210.6306048239444,210.69254546901345,210.96305382529226,211.25934978712141,211.56488235813543,211.73338166667983,211.91126968892291,212.02584083595528,212.34016879576498,212.61263313723461,212.95555877370924,213.30145304687514]
[null,"Consumer Power Summer Minimum AM","T","T3",0,0,0,0,29.651000000000003,29.612731423205119,29.405447576016876,29.21270264934093,28.964824909701107,28.908531832189325,28.721444030136553,28.731312819477441,28.724909600506773,28.729181894832379,28.733707513771485,28.764808637406716,28.801097917103107,28.816494410500493,28.829277512419061,28.88510411681235,28.946252680471943,29.009307464456818,29.044081784807034,29.080793716300317,29.104438524128987,29.169308470859804,29.225538744895502,29.296310583914231,29.367695080184774]
[null,"Consumer Power Summer Minimum AM","T","T4",0,0,0,0,174.76887919999999,174.58977942223851,173.5776767116032,172.63656303875266,171.4262529465833,171.15139131547932,170.23789962689415,170.28608586319808,170.25482093172894,170.27568121933086,170.29777841241997,170.44963554920128,170.62682484226931,170.70200114236775,170.7644170627475,171.03700105034932,171.33557051377267,171.64344745959019,171.81323967622632,171.99249264687992,172.10794290709296,172.42468272939763,172.69923771061431,173.04479464174588,173.39334298814515]
[null,"Consumer Power Summer Minimum AM","T","T5",0,0,0,0,34.396999999999998,34.352606076152114,34.112143950364327,33.888547874587026,33.600994314491544,33.535690851297296,33.318657391137123,33.330105799182675,33.322677667823392,33.327633794359357,33.332883793167099,33.368963026571734,33.411060842959607,33.428921730733713,33.443750922217738,33.508513247647443,33.579449376081527,33.6525968383839,33.692937207919037,33.735525326619062,33.762954770984607,33.838207934712635,33.903438541977344,33.985538267002717,34.068348712458778]
[]
[]
[null,"Consumer Power Summer Minimum PM","A","A1",0,0,0,0,1177.2577009878926,1154.5205238678207,1131.5497737642747,1100.9492921021686,1092.2096302871776,1090.2940501896742,1085.0503906334213,1087.120792232316,1088.9778585168574,1091.7165406542908,1095.0997574758251,1100.0707632765755,1106.0287201110095,1112.2070294159237,1119.4110387225651,1129.5594068069113,1141.0013118150189,1153.3318147839991,1165.3131473404796,1178.1494488185933,1190.5925493623356,1204.5517208245499,1218.1149413059391,1232.0348914650692,1245.7926539538453]
[null,"Consumer Power Summer Minimum PM","A","A3",0,0,0,0,238.18468129867389,233.60378800953455,228.97478803153209,222.80686825677586,221.08336551698068,220.73591019042425,219.72501134088168,220.2056463549786,220.65763755360226,221.30563941593252,222.10538102389486,223.25207074375155,224.6307046194093,226.09138341110844,227.80368864354989,230.16130007579986,232.81745303455622,235.68422318065328,238.50512525427058,241.51855778173734,244.45595386276767,247.70017455218343,250.86138285545633,254.08930800642921,257.27741945140173]
[null,"Consumer Power Summer Minimum PM","A","A4",0,0,0,0,744.81747272809457,730.67424043486369,716.37259632257701,697.30316402377559,692.33356328232833,691.62364102752133,688.93203698946945,691.01478998117989,693.14429290684109,696.05236909898849,699.63528159802604,704.5444680270823,710.48188534549138,717.02761698252755,724.77432186873375,735.00464164768209,746.51434107256159,758.97217244104093,771.51921044991798,784.85188249797159,797.97980303268412,812.06803363954918,825.8694226386076,839.82819837199145,853.59675168495733]
[null,"Consumer Power Summer Minimum PM","A","A6",0,0,0,0,1314.0797386998258,1289.924949098096,1265.4555854013672,1232.7701270975601,1225.8487094819816,1226.2522144948227,1223.5681590031379,1229.7922731560789,1236.698324660822,1245.7063799860496,1256.7860093819779,1271.26687819535,1288.8939461187274,1309.1410675838774,1333.3281241505565,1363.9449036714309,1398.3396091736467,1435.6802339646495,1474.2012505549692,1514.9156333418887,1555.413970732496,1597.610325426296,1639.1807463081045,1680.8035183529546,1721.8016730593317]
[null,"Consumer Power Summer Minimum PM","A","A7",0,0,0,0,2021.8376091510622,1983.5906452210313,1944.9072723329498,1893.3172022578003,1880.1634615145786,1878.5380962725296,1871.6078477609933,1877.7261210132681,1884.0805275266239,1892.681121244945,1903.2741083505935,1917.6607024430116,1935.0811960057968,1954.4348315862803,1977.3803789109456,2007.4409520105744,2041.2515482056206,2077.8678684667379,2114.9127483536795,2154.2373597154883,2193.0326214780348,2234.435366648745,2275.0376285055268,2316.0260658576053,2356.4454756216896]
[null,"Consumer Power Summer Minimum PM","A","A8",0,0,0,0,1123.0471766813871,1101.8178256039944,1080.3453966689028,1051.7075721530455,1044.4365085009172,1043.5653407556308,1039.755342504008,1043.2025252584667,1046.7923291106997,1051.6437201048761,1057.6186431460562,1065.7210450776065,1075.5341161662013,1086.4505354752794,1099.3969234707893,1116.3345601622179,1135.3842487194127,1156.0167373630168,1176.9068282742846,1199.0786470821938,1220.9592095788933,1244.2881928506085,1267.1702495806803,1290.2625036388713,1313.0331619014144]
[null,"Consumer Power Summer Minimum PM","A","A9",0,0,0,0,251.48192443167358,246.59400230127937,241.65754279190702,235.08367254298145,233.14528859404911,232.67201062144798,231.47198437477749,231.8156056666671,232.09045958462704,232.52545786782551,233.06405157374843,233.9007576835096,234.89674896884614,235.87995908101587,237.0118116947456,238.69338758069344,240.59244182637957,242.63205284228357,244.55749105436513,246.63432824722,248.62155288313184,250.93249072180819,253.16348467088494,255.4794008070358,257.77185384138335]
[null,"Consumer Power Summer Minimum PM","B","B1",0,0,0,0,738.15478002136865,724.20893622077699,710.10298171877184,691.2892677048975,686.52809000822936,685.97157667108763,683.4874034358777,685.77792851090192,688.16801846621627,691.3943978896865,695.36780841713403,700.74987450987749,707.26926659037019,714.52889136194324,723.14046064799561,734.3952850401439,747.05308795312862,760.7635985120171,774.65336293383427,789.3934213898475,803.9434537703163,819.44553837982824,834.6527034623582,849.99583792580052,865.12478696670189]
[null,"Consumer Power Summer Minimum PM","B","B2",0,0,0,0,795.25868674904586,780.27512859386911,765.11726471754184,744.89753587182065,739.86321512597453,739.34901701289539,736.77910376053217,739.37825151240838,742.1155683209231,745.79141742841546,750.31750154241183,756.41592485744366,763.80832711578296,772.07796409917307,781.89800761806225,794.67135731445194,809.03461305589633,824.59764385071526,840.40653123173229,857.1731064082411,873.74243989963668,891.33766973311913,908.6089862261889,926.01517525706072,943.17571111438724]
[null,"Consumer Power Summer Minimum PM","B","B3",0,0,0,0,363.31851255094915,356.48509468136308,349.57152073592607,340.34832441025787,338.07591391025966,337.86570652940549,336.72243168619957,337.9479048593567,339.24544495803104,340.98262584773983,343.12138501590664,345.99431043995725,349.47827178025909,353.38608044085566,358.02937058757948,364.05244913868341,370.82457380974091,378.1638171316705,385.63064417724797,393.54704053753085,401.37549216859259,409.67268631942278,417.82011054509826,426.02579031560833,434.11493015637421]
[null,"Consumer Power Summer Minimum PM","B","B4",0,0,0,0,520.9418142221366,511.06059005013168,501.06809144377115,487.74356068122063,484.29284991345588,483.81886008799944,481.96440256582645,483.45583591308269,484.9881283647747,487.07488839310668,489.64563751896151,493.15846076101224,497.40858692046402,502.10524021197256,507.66667318010229,514.99308183376331,523.2350204023362,532.15743619678437,541.15617255678615,550.71538918939154,560.13337483988994,570.22307357315617,580.11051713686129,590.10497281492303,599.96244808535391]
[null,"Consumer Power Summer Minimum PM","C","C1",0,0,0,0,37.407789844583029,36.698666683921743,35.981534320643902,35.025240292111626,34.778441374655536,34.74529276750858,34.613234614586894,34.721698045208448,34.83341680525001,34.985341191083066,35.172492076568183,35.42786029362415,35.736886783403087,36.078806607686126,36.483800650432755,37.016631769400654,37.616020391910773,38.264955143554488,38.919918670204929,39.61556187677116,40.301141397127175,41.03495729769363,41.75418541213083,42.480977074001466,43.197777533379863]
[null,"Consumer Power Summer Minimum PM","C","C2",0,0,0,0,400.10371348853448,392.48423863316924,384.78063316495729,374.51046455687606,371.79006378760261,371.36313253841331,369.86042675675566,370.9090862253168,371.96636229910661,373.42183086336144,375.21556685411122,377.69254913759272,380.68522173158982,383.96210359590572,387.83401404398558,392.98372497779172,398.77884834096659,405.04825676058613,411.33743303424529,418.02642330837517,424.60142869024179,431.69219382511449,438.63217083129678,445.6628942420312,452.59938663278155]
[null,"Consumer Power Summer Minimum PM","C","C3",0,0,0,0,114.18620511724306,112.04602553121045,109.88032537883005,106.990574026345,106.29367563776047,106.2431173337699,105.90313551235529,106.31215941896271,106.74944636673686,107.3317271067346,108.04846798876247,109.00588569275226,110.16781773948287,111.47744381089994,113.03527454906558,115.04593111863512,117.30624311957861,119.75671472774852,122.25686371189845,124.90586576541811,127.52858759170149,130.29866405830694,133.02054744046279,135.7586298004818,138.45737890382691]
[null,"Consumer Power Summer Minimum PM","C","C4",0,0,0,0,84.695863028824519,83.048449294971618,81.384742644659482,79.169276892789796,78.513620738247297,78.351685557304123,77.94436374446849,78.056178546849935,78.143913479171985,78.284465233008731,78.458554690560661,78.731415920858282,79.055878151595948,79.373662168976139,79.738712518388382,80.285759941220974,80.90371761805649,81.567059290725595,82.190379167596333,82.863449448266877,83.506116562495635,84.257800354928378,84.982744011297626,85.736634141038294,86.483065704288862]
[null,"Consumer Power Summer Minimum PM","C","C5",0,0,0,0,167.84753400577387,164.79029989563443,161.69165153976303,157.55044127727183,156.73128626584392,156.841049482925,156.57080821927903,157.45545266527395,158.44827714920115,159.73519928801048,161.31769726275562,163.37194971901991,165.8749011804872,168.76689602612052,172.22616529876291,176.57870475873523,181.46726559368886,186.77687066514588,192.27321481338566,198.07810054150247,203.86049571556146,209.85991045717032,215.77516049576982,221.68917518830261,227.51324628853982]
[null,"Consumer Power Summer Minimum PM","C","C6",0,0,0,0,123.52896835634783,121.22266074345758,118.88834954205545,115.77294759242555,115.03981022031897,115.00375360475938,114.65919279124871,115.13037786618338,115.63888532129739,116.31244776595371,117.14138710815811,118.24264038524402,119.5801340842046,121.09481539748525,122.89850551011482,125.21512069045038,127.81893381432874,130.6427945068809,133.53191105193156,136.59114570287304,139.62358405280972,142.81547580538637,145.95388228040895,149.10727711202782,152.214867652767]
[null,"Consumer Power Summer Minimum PM","C","C7",0,0,0,0,207.88346329838183,203.93575459422934,199.94384263323167,194.62115087578542,193.23354869807369,193.03490796701644,192.28304419367254,192.86358950020451,193.45700320342519,194.26750334693492,195.26609048884586,196.63453106638306,198.28955807320065,200.11390562127687,202.27290645471498,205.12448626531756,208.33269319596607,211.80514809901595,215.30219429426779,219.01827396897536,222.67716259292305,226.60407896105457,230.45097190093796,234.34186010577579,238.1797426732347]
[null,"Consumer Power Summer Minimum PM","D","D4",0,0,0,0,538.73246034979024,528.83877347640089,518.81572352000501,505.42654242559792,502.60988180986885,502.79405894934604,501.71705903320247,504.29762551812269,507.16455356771428,510.9014867339589,515.49767768588106,521.50029058949497,528.80783317205214,537.20703321906058,547.24210736750433,559.9363609437479,574.19666883555522,589.67913014366934,605.65710025589829,622.54342476741431,639.34282146600867,656.83839567323491,674.07599891214102,691.33251297872823,708.32968038584818]
[null,"Consumer Power Summer Minimum PM","D","D5",0,0,0,0,256.65621103905988,251.80608930204923,246.90034793205945,240.35743648706614,238.6993024211674,238.50340473304965,237.63666835609885,238.42939121371808,239.25586465236591,240.37206092200873,241.74672393733923,243.60963918702654,245.8660733002811,248.37764611414499,251.35665249820192,255.25175230761363,259.63246513483273,264.37736043648727,269.18310079697915,274.2833191061784,279.31725513528846,284.68221403623869,289.94480307437505,295.2549949328922,300.49113310580248]
[null,"Consumer Power Summer Minimum PM","D","D6",0,0,0,0,344.09063230857714,337.65999203200045,331.15162931606818,322.46596272156762,320.40898007751503,320.29524858062325,319.31889547796311,320.61091496218972,322.00208332048499,323.84716545973231,326.11797788428709,329.13880151608191,332.80697925482303,336.95629532592272,341.89602637106304,348.24807130104404,355.38789839053658,363.13044768433974,371.04655417704322,379.43004428869227,387.73772741684428,396.48953882690637,405.09332900935817,413.74067840481575,422.26276003777929]
[null,"Consumer Power Summer Minimum PM","E","E1",0,0,0,0,494.2135203887521,484.92770331072796,475.53243334049165,462.99777314686378,459.92868922898975,459.66250003604245,458.13195604255594,459.82934543880958,461.63191531672322,464.04120515429656,467.00725935981967,470.984640251727,475.8090862773094,481.2285300634295,487.67015110845176,496.01309006504084,505.39307583743403,515.55968391586964,525.91204220101963,536.88556705996882,547.7411945268442,559.23448593982653,570.52261935395813,581.88730899638153,593.09002522170056]
[null,"Consumer Power Summer Minimum PM","E","E7",0,0,0,0,61.061100493197024,59.961513573332745,58.846306566536711,57.3549170101656,57.086072037956228,57.152150731002173,57.086441443211292,57.44852153694724,57.859421581753324,58.388811861917823,59.039639522037639,59.878843871400477,60.902313370156236,62.091736195108673,63.516281252451591,65.29812375637745,67.298976676264658,69.473103259670651,71.731316410108562,74.114520224899451,76.491834841076511,78.94815793079276,81.371970270602134,83.791775378663374,86.174296636736102]
[null,"Consumer Power Summer Minimum PM","E","E8",0,0,0,0,33.572826025370368,32.956910609464202,32.332905333576704,31.499286111276785,31.325240277750929,31.338048217643291,31.272590240027561,31.435454588998276,31.616646040126216,31.852639758005672,32.142888573571234,32.521635633109469,32.982773666049304,33.513184424474787,34.147002819715091,34.948181596347986,35.848175689938174,36.825354924541386,37.834235192064753,38.900370971858152,39.961206212190298,41.065428975391782,42.153479168673101,43.242526835720916,44.315180317533191]
[null,"Consumer Power Summer Minimum PM","F","F6",0,0,0,0,723.88392183950998,710.37483274571309,696.70138002270824,678.45216852762564,674.16972772859208,673.97078372508531,671.96704252092945,674.74721477950175,677.75056760875407,681.72657971086164,686.61967503133201,693.11645332024227,701.00754191005399,709.94849047150456,720.59662004652637,734.26577897049799,749.62926757838579,766.29173614411457,783.3442347809023,801.39965112040727,819.29912297167675,838.13302506422986,856.65260782798771,875.25834260578858,893.59350755061917]
[null,"Consumer Power Summer Minimum PM","G","G1",0,0,0,0,354.35553893476833,347.69697592439275,340.95995832792391,331.97183516806422,329.77000504051466,329.5780065445212,328.47917330844211,329.69446407419343,330.98475808753199,332.70957504257876,334.83299142878286,337.68080854285193,341.13506321192295,345.01487325586692,349.62634167714225,355.59966429602537,362.31551337159539,369.59450248490896,377.00597288992748,384.86227034466629,392.63393449134821,400.86280684817473,408.94466147379541,417.08156250665888,425.10252582504421]
[null,"Consumer Power Summer Minimum PM","G","G5",0,0,0,0,371.07107017119358,363.92345181400407,356.70137033244725,347.07909184984339,344.3686115517296,343.80451447626007,342.20120478187812,342.91490338050579,343.57572706915568,344.53189381530626,345.71233322751391,347.41868104554607,349.46804410831248,351.62393731609296,354.14677939950849,357.64676745776808,361.59092762812151,365.84568896376339,370.01491219069692,374.47297063829564,378.81057254697095,383.62612904226108,388.31400907433795,393.10892933113098,397.84580091481996]
[null,"Consumer Power Summer Minimum PM","G","G6",0,0,0,0,400.11452009140515,392.69181229455478,385.17631150309415,375.14247926317393,372.87771998772951,372.85949549061985,371.86634167573033,373.54427010283121,375.37876585833811,377.79123188796228,380.75940266737143,384.67277455991052,389.43062167793698,394.85444936802298,401.32277353004662,409.57436695355955,418.84671550030106,428.90758076367501,439.24069985565234,450.17288515439031,461.02691827440344,472.39764924219776,483.5880056803461,494.81349881100368,505.87342888818927]
[null,"Consumer Power Summer Minimum PM","G","G7",0,0,0,0,188.70589867799831,185.17851392220862,181.60853539482829,176.84431043436433,175.71460600509735,175.65078437999392,175.11352688543991,175.81986419345111,176.58005209286881,177.58853765507601,178.82973098488557,180.48131615434562,182.48675708270284,184.75470996997083,187.45454806961169,190.92713418235709,194.83042443384693,199.06314504721104,203.39015257975385,207.97277584692301,212.51369805701754,217.29818545388412,222.0016000548888,226.72910053369165,231.38815466572299]
[null,"Consumer Power Summer Minimum PM","H","H1",0,0,0,0,148.00105261987954,145.18166662608522,142.33119932847615,138.53112457933003,137.52276855686981,137.36299492027931,136.80482873427394,137.18988845546716,137.57746624069847,138.11152490129851,138.76972738748751,139.67948236100756,140.77850740154457,141.98093639648272,143.40143730116117,145.29231878590198,147.42024482603611,149.72219068019496,152.03030664080802,154.48541518897673,156.89819785087263,159.50175933110674,162.04967708920884,164.631414122167,167.17861713712574]
[null,"Consumer Power Summer Minimum PM","H","H2",0,0,0,0,751.51087648860528,736.91415455753781,722.1719472624336,702.53906926791478,696.7696760338381,695.37611629777666,691.81591462666006,692.87471516746712,693.73552765123577,695.08403114372231,696.75315084274052,699.32642730181874,702.39239223418997,705.43954514136215,708.95370973106708,714.13628979599139,719.98782233261136,726.27533787524999,732.23448626350364,738.6561802933752,744.81190186890728,751.93503210768995,758.8177617457269,765.95144341065634,773.01138815987736]
[null,"Consumer Power Summer Minimum PM","H","H6",0,0,0,0,462.36259325941131,453.6445160761088,444.82539017127903,433.06167000872654,430.11933175687238,429.80657527164561,428.29522161437876,429.78511431877649,431.35034215397388,433.45516106713603,436.04696330244332,439.54407648534743,443.78240527085927,448.51786545699883,454.13955265267754,461.46122078487849,469.6945841202878,478.61488443112216,487.66959919702845,497.27438438651427,506.76328330263283,516.84860610212274,526.7466049955932,536.72489664223406,546.56277454639917]
[null,"Consumer Power Summer Minimum PM","J","J1",0,0,0,0,400.85384257718999,393.02519083314877,385.12081935080676,374.59728218326558,371.42088127472397,370.58874988155759,368.57901863307904,369.00705216287383,369.29733122452785,369.80868173348398,370.44380305012862,371.5042829189843,372.7561227800557,373.91497489154153,375.22526831237815,377.31566410116193,379.68132283160202,382.21125704895798,384.51117853218284,387.01452740252654,389.3682205305563,392.23772597732716,394.98543035017423,397.87907582063173,400.7488894158983]
[null,"Consumer Power Summer Minimum PM","J","J2",0,0,0,0,0,0,0,0,0,0,0,0,0,0,0,0,0,0,0,0,0,0,0,0,0,0,0,0,0]
[null,"Consumer Power Summer Minimum PM","J","J3",0,0,0,0,252.883191367563,248.14098715135975,243.34237102517184,236.93963153758114,235.39059104052083,235.27355432665036,234.51429333569405,235.41233910788807,236.37114345190926,237.64883037966254,239.22160453914253,241.32414753308186,243.87554325931995,246.74929722242322,250.1671667178291,254.5816231916445,259.54432719297699,264.9242735451989,270.41110779383644,276.2251301473737,281.98050652545044,288.0622113186455,294.03755177015489,300.0494568905728,305.9751367399175]
[null,"Consumer Power Summer Minimum PM","J","J4",0,0,0,0,100.19323434510559,98.462309962059564,96.702530027330951,94.343471411545451,94.072041420287775,94.332675441591277,94.414628518674334,95.243084907765294,96.206745499515947,97.431778614513263,98.937045226605107,100.84895888039192,103.18566243768754,105.93684317923424,109.24120541175336,113.32007057636861,117.89807497008738,122.8774144374802,128.08875502838595,133.57938679252871,139.07370048332638,144.69800084777901,150.25793882450634,155.79059137055299,161.23550276624584]
[null,"Consumer Power Summer Minimum PM","J","J5",0,0,0,0,324.68992967509405,318.48298113151895,312.20879851477071,303.84601725453115,301.58369131765642,301.18818810925416,299.90757440099622,300.68307371935492,301.44781287078797,302.51412061551042,303.82884791599696,305.66660953134578,307.88341184188914,310.28504602959543,313.11562450092509,316.92250912762358,321.20811974366347,325.84091621389854,330.45945870625297,335.37854892847952,340.20083881016097,345.44156427336304,350.56347259795916,355.76569587377003,360.90000818603721]
[null,"Consumer Power Summer Minimum PM","J","J6",0,0,0,0,390.37255536389728,383.08329898741397,375.70558748165161,365.85926779658701,363.54027280148046,363.42439394847054,362.33311206815944,363.81915986994505,365.42245272815683,367.54649688180126,370.16052972331704,373.63388159814514,377.85223784619973,382.62873081935879,388.31641422531033,395.62263668990545,403.83467769798722,412.7406197604941,421.85158680644275,431.49921331557982,441.06198940100228,451.12866099316676,461.02644997520019,470.97186783790727,480.77287383802638]
[null,"Consumer Power Summer Minimum PM","J","J7",0,0,0,0,148.96152402108228,146.21848702087107,143.44000581526598,139.72896327052467,138.933035121155,138.96861436090748,138.65168587105615,139.34159555327716,140.10513007312878,141.10247440094909,142.32924277079761,143.93505692579117,145.88934439115272,148.13114485776003,150.80839471038519,154.20193965741748,158.01441184068574,162.15301578953557,166.41914951898991,170.92896555762758,175.41340018268599,180.09029577152137,184.69697217827087,189.31096560664372,193.85592697816321]
[null,"Consumer Power Summer Minimum PM","J","J8",0,0,0,0,248.26945833328773,243.52604316239106,238.73110243643885,232.33979191142984,230.61604095228176,230.31909951672881,229.34672224974946,229.94812463468256,230.54328106226995,231.37143535207954,232.39245229482646,233.81690823645263,235.53559572124374,237.40072556890476,239.59986141567322,242.5522854284111,245.87578745050592,249.46896876105697,253.05463276322357,256.87277487896853,260.61737999900834,264.6819482123617,268.65526839361763,272.68925537139313,276.67035982611094]
[null,"Consumer Power Summer Minimum PM","K","K4",0,0,0,0,53.231664640438154,52.289969728342385,51.333914570864458,50.054056196541254,49.858782357484856,49.951455095167077,49.937892820551141,50.307532961650679,50.732426940354102,51.276041477264982,51.94417704420205,52.799008466749015,53.842685616770126,55.063791283226713,56.528432781304957,58.347922788575758,60.390542871183165,62.611178025009018,64.92678043959225,67.368441182640566,69.808042465354617,72.316600810861217,74.794278952943372,77.263692319083361,79.694482616743642]
[null,"Consumer Power Summer Minimum PM","K","K5",0,0,0,0,150.52986492317092,147.77243687589484,144.97855442521077,141.24584511184983,140.47505870096947,140.54107720070206,140.25829674462733,141.00175607461622,141.83049840284659,142.90873558030663,144.23480596017387,145.96318052816591,148.06788117521393,150.49120382566409,153.38762144725374,157.04505461078975,161.1534340112899,165.61449229126779,170.22299547443427,175.0924024548419,179.9387968171782,184.97974644795204,189.94756156540504,194.91867999983319,199.81479269040162]
[null,"Consumer Power Summer Minimum PM","K","K6",0,0,0,0,112.23113185031805,110.15044028710602,108.04366074306246,105.23082885902747,104.5987150262342,104.59642424366938,104.32136447845912,104.79636252703966,105.31629853931439,105.99959460878271,106.84026526400997,107.94787048416136,109.2946182276097,110.83080696343231,112.66307667608116,114.99903771732333,117.62390869354185,120.47212552502235,123.39845164070354,126.49418959070236,129.56825340169814,132.78725605816555,135.95545991628893,139.1331356713319,142.26387905413361]
[null,"Consumer Power Summer Minimum PM","L","L1",0,0,0,0,171.17178574588408,167.83835301178721,164.47216706330013,159.98989023139794,158.65558651192671,158.32005126347738,157.48654645460886,157.69980714767578,157.86141146734067,158.12612582832782,158.4542255538291,158.97665016123096,159.59671577617033,160.19556796427804,160.88086138189595,161.92375757719364,163.10237810295081,164.36636910819874,165.54437185572351,166.81889372354939,168.03124591865515,169.46390400209526,170.84311776573722,172.28195694317907,173.70716402365775]
[null,"Consumer Power Summer Minimum PM","L","L2",0,0,0,0,914.77848559351673,897.368297452555,879.76528989970438,856.29681719167695,850.10159948247076,849.14752875363922,845.73929810737752,848.17084351776805,850.63006951893635,854.00940034499138,858.17385744712317,863.9145850608104,870.85209584656843,878.46000059815094,887.45259299862892,899.3939504251498,912.83119262301454,927.3697660528702,941.96715405697591,957.48940461788948,972.75297830326031,989.19581089991038,1005.2922929677422,1021.5932538402235,1037.674922010581]
[null,"Consumer Power Summer Minimum PM","L","L3",0,0,0,0,1622.2554912187845,1591.2108572801851,1559.8317387919963,1518.0092852812093,1506.6302767566249,1504.5863226725896,1498.1033150478938,1501.8734356314892,1505.5652187375779,1510.733874392663,1517.1075969467129,1526.0510569043242,1536.8337137809317,1548.4764350901173,1562.1876412989961,1580.6928293525814,1601.527540988146,1624.0447097659026,1646.4487204466698,1670.3212682036476,1693.7042175514712,1719.1776523544161,1744.0623524073401,1769.3575696278579,1794.3253304151849]
[null,"Consumer Power Summer Minimum PM","L","L5",0,0,0,0,739.35679242377648,725.52207175398917,711.52109557517417,692.83751172717882,688.37821497085201,688.09849771032441,685.95652024145443,688.67831070699924,691.60035266236969,695.48218802197539,700.26000182420591,706.62673685794164,714.35603227670413,723.0861538320853,733.47579998070898,746.85642117680868,761.89731903035977,778.20613373282947,794.86604460420983,812.51300805407618,829.99398450171543,848.42919142220046,866.54889895189399,884.76701177254233,902.72212580267819]
[null,"Consumer Power Summer Minimum PM","L","L7",0,0,0,0,394.90410757649227,387.44634006288345,379.90277915574467,369.84138123112461,367.30136682214601,367.01005994522677,365.68906253469135,366.92435218677537,368.21523226373517,369.9563415933298,372.10051968117813,375.00242706543975,378.51795563031521,382.43549768700615,387.08337527197602,393.15330384908435,399.97970597554513,407.3742308445859,414.86862110925824,422.82103885804383,430.67235789694433,439.03302817685216,447.23545523027803,455.50975060089161,463.66833866746765]
[null,"Consumer Power Summer Minimum PM","L","L8",0,0,0,0,308.55245752094976,302.72683885168402,296.83412536054317,288.97447993411777,286.99310991806033,286.76840076412941,285.73987373725498,286.70951232438836,287.72363511594102,289.09081298008221,290.77446490569417,293.05201534346531,295.81134163365112,298.88748314313733,302.53744954754762,307.30209954627401,312.66047119517299,318.46496594574143,324.3492799853102,330.59288026668037,336.75774276578551,343.32058584516346,349.7595780952347,356.2543291154899,362.65816799388995]
[null,"Consumer Power Summer Minimum PM","M","M4",0,0,0,0,177.61491264441383,174.1786588769595,170.70742303023491,166.08364025635362,164.75152300393552,164.45036410865302,163.64409289792064,163.93774941467046,164.19482080219245,164.57955827505592,165.05507324527613,165.76235280949223,166.60876037885956,167.47706232186471,168.48675031482168,169.92563126874941,171.54851122270676,173.29611314675154,174.98352823416946,176.79401012644243,178.54410364246272,180.52290193207693,182.44284195098811,184.41825585489914,186.37132098994994]
[null,"Consumer Power Summer Minimum PM","M","M5",0,0,0,0,168.48480762739956,165.25712310546683,161.99485078560141,157.6471073101834,156.45734443314865,156.2379257233122,155.55571270703237,155.93628357625309,156.30613495463496,156.82623284186053,157.46769031349018,158.37146262599219,159.46050998129374,160.63221592824468,162.01090308370044,163.87865955537015,165.98180267333481,168.25419620382215,170.51042845784264,172.91570145355604,175.26949979858242,177.84039641347363,180.35066456008445,182.90453944059141,185.42565077473839]
[null,"Consumer Power Summer Minimum PM","M","M6",0,0,0,0,50.842810118831501,49.914463157275392,48.973671537832757,47.716518155747636,47.46311674221355,47.491638122572084,47.403885417568191,47.664576123248857,47.956324582023619,48.335079247879193,48.80085230394743,49.406495379429487,50.144251742262369,50.995438176520679,52.013259913825088,53.295817080272705,54.736399984319249,56.300887555126273,57.919020241785468,59.628309121848069,61.330370910711707,63.098159555142445,64.840795949643748,66.583701332370339,68.30018680863661]
[null,"Consumer Power Summer Minimum PM","M","M7",0,0,0,0,28.342603726343057,27.818753200886512,27.288244007251816,26.579822927469955,26.423898410835051,26.426645616024313,26.361329148431764,26.486404203737994,26.624031657398827,26.804376454134044,27.026233482546274,27.317632939518983,27.672100112861173,28.077514684728239,28.561358057214072,29.176515218481729,29.867687058184497,30.617818948581199,31.38973084398107,32.206046846736974,33.017180903533813,33.86492501813801,34.699599806192602,35.536214093712537,36.360395779487803]
[null,"Consumer Power Summer Minimum PM","M","M8",0,0,0,0,77.834147647601739,76.298105388999133,74.748061642241709,72.685541943470952,72.031884854258891,71.837221290967676,71.40573581834137,71.437907169942463,71.431353252533469,71.453171899567934,71.481421292673545,71.571057824351712,71.671235175885371,71.722451263410122,71.766687384081152,71.921479145568469,72.099334426776139,72.283649576407697,72.402862939766905,72.545446352495176,72.656069882791229,72.866774334534739,73.056223406505723,73.278512085053947,73.50194780001641]
[null,"Consumer Power Summer Minimum PM","N","N1",0,0,0,0,852.75082867069261,836.3011386451393,819.68137698936255,797.5399123906376,791.25573068025085,789.90980943874524,786.16345797499798,787.72726141147871,789.15160633914206,791.23286569936647,793.80314543445547,797.55022920877502,802.0457063369214,806.73968675677418,812.22242221838155,819.88940299390606,828.53159618544203,837.84945790704944,846.94011743677856,856.67037345048607,866.11946354590577,876.66681918102097,886.92435275981302,897.43461955633074,907.82013881140074]
[null,"Consumer Power Summer Minimum PM","N","N2",0,0,0,0,711.52482754425648,697.83280386769627,683.99740622855825,665.56295662113041,660.39677686474306,659.34305297792775,656.30354233164121,657.71504554938485,659.0352706153169,660.93409568551783,663.27781729242406,666.64785984050854,670.69809420941226,674.97868353402964,679.99360284940178,686.916723677964,694.71718443015095,703.13468905563525,711.40542669085403,720.24361623679363,728.85328018232349,738.37948010538889,747.65884051499893,757.13964963697777,766.5042773585335]
[null,"Consumer Power Summer Minimum PM","N","N3",0,0,0,0,632.84021683079106,620.58543803907605,608.20652140090806,591.71828596505816,586.94549795261241,585.84873408527051,582.94640132152801,583.95615146951945,584.82695645305557,586.14219391366953,587.76824287553575,590.20485404482577,593.11808251449293,596.08714827000551,599.53386778862796,604.48044295081388,610.0608065444643,616.0673040371496,621.84469250514428,628.04899522084179,634.03605345630183,640.83793091546318,647.4318150143398,654.22658188524827,660.94586299920013]
[null,"Consumer Power Summer Minimum PM","N","N4",0,0,0,0,704.96442255705597,691.4809490453805,677.85180480318377,659.68619581262294,654.75807392995034,653.88485223721807,651.08630437605359,652.74772715352344,654.38053583746648,656.66172699904769,659.47456700082103,663.41371754152738,668.16416833487926,673.30237355908048,679.35594562086658,687.51132547941052,696.69278907374655,706.6169064679807,716.50111342624132,727.03079510221937,737.34903254170285,748.57574147930643,759.54552557014881,770.69166292789691,781.69288442760967]
[null,"Consumer Power Summer Minimum PM","N","N5",0,0,0,0,153.03932478264107,150.13977295276928,147.20738655068973,143.29694341642309,142.29084353443562,142.15844091517457,141.62218134238714,142.07086190893199,142.53402305536136,143.16308248245116,143.93796600678249,144.99399246840395,146.27212440102505,147.68782663517428,149.36510437003827,151.56934941969067,154.04883794086163,156.73349434919976,159.44479929571429,162.32409496982078,165.16250062918155,168.19825381335068,171.17409430877092,174.18044106676709,177.14535218658057]
[null,"Consumer Power Summer Minimum PM","N","N6",0,0,0,0,37.247367916877444,36.642073392280757,36.02437278474595,35.193250936855158,35.180691837817825,35.356819429531406,35.486077256659044,35.916047042849733,36.424961892772849,37.06589361247309,37.853154988724697,38.84236943535408,40.053238443100575,41.492201535791878,43.223945038917492,45.341599321917052,47.717573092490568,50.303660840054391,53.024943920380323,55.888680592844437,58.760733288917272,61.681288384103858,64.572181489105006,67.44214992821378,70.265671952205707]
[null,"Consumer Power Summer Minimum PM","N","N7",0,0,0,0,210.90574363796119,206.79323806777379,202.64060871194491,197.11151505276897,195.45525093763757,195.03085976073913,193.99019870557743,194.23607702562617,194.41433760250749,194.71481881111043,195.08756403964588,195.69271325397696,196.4093458524915,197.08959570614499,197.86429076305126,199.06603471294216,200.42493628135728,201.88059288212739,203.22352510993812,204.68003448644131,206.05898110362932,207.70934822257647,209.29465891383487,210.95492823041496,212.60031525164234]
[null,"Consumer Power Summer Minimum PM","P","P1",0,0,0,0,942.10904833640109,924.21525949474164,906.12128311215747,881.99556552475394,875.69983610984764,874.79311924150534,871.3776425771872,873.99862196095978,876.67556863539266,880.33347469365151,884.84031880564021,891.019142729539,898.49152583983062,906.72518762158882,916.46832546305791,929.34213658644126,943.82618516430409,959.50278831466335,975.28682466605608,992.06033473431501,1008.5740906589358,1026.302509385448,1043.6687392752156,1061.2352354725265,1078.5626484317504]
[null,"Consumer Power Summer Minimum PM","P","P2",0,0,0,0,29.095125682780772,28.619284175871563,28.133884932018098,27.481033333516951,27.464221283112753,27.595520589377575,27.688658543913157,28.014854044707505,28.400442939751532,28.886392497846654,29.483304263906938,30.233943652331746,31.15267327009769,32.243709044256065,33.556539578955139,35.163051892814821,36.965579325000284,38.927405845479868,40.990958563545753,43.162725196827253,45.340437154482643,47.556021708169951,49.748890831546092,51.926269461263409,54.068463217591706]
[null,"Consumer Power Summer Minimum PM","P","P3",0,0,0,0,1017.8514114211456,998.35336340921583,978.64631684126255,952.38197515525189,945.19682210231008,943.87346533850052,939.75481508036171,942.05730418769451,944.29582986930893,947.44299188189314,951.32448079408539,956.79207555974392,963.3807221296106,970.47077822747269,978.81366619811001,990.11383928043324,1002.838048907489,1016.5864240311134,1030.2385226510362,1044.7920779879933,1059.0348569776102,1074.5891762801521,1089.7770675199799,1105.2280971050634,1120.4808119691334]
[null,"Consumer Power Summer Minimum PM","P","P4",0,0,0,0,76.507615049646077,75.019042917958728,73.515771834981919,71.513979931208283,70.920722458109367,70.773555871906694,70.404507283360218,70.504146424913031,70.581712608546056,70.706599238693542,70.86130933533012,71.104673658439211,71.393936776567358,71.676338801851273,72.000462115927931,72.487890432466926,73.038558978905783,73.629541946476991,74.18382440230269,74.78261507881794,75.353864141718603,76.02358833529307,76.669221783071976,77.341123901343053,78.00644333617646]
[null,"Consumer Power Summer Minimum PM","P","P5",0,0,0,0,236.51099334690466,231.89418686089724,227.23260591689575,221.02621908452781,219.15726581641661,218.67093956836408,217.49095490714944,217.7506555601542,217.93076048228588,218.24334511995227,218.63142847059021,219.27345870542871,220.03213222605876,220.74028115468698,221.5428925160542,222.81152407136534,224.24683239021965,225.78263822102957,227.18560262534254,228.71085781469998,230.14822079648539,231.88993285074278,233.55944378626543,235.31443040591253,237.05454492199689]
[null,"Consumer Power Summer Minimum PM","P","P6",0,0,0,0,279.04439096370976,273.7686646175319,268.43257804397024,261.31589091973188,259.50727010783885,259.28903990706755,258.34015927569379,259.1939576683879,260.08255234278795,261.28383582494456,262.76334231931986,264.77033046554982,267.20094571636315,269.90405702076367,273.1096092631322,277.30468068291742,282.02290941223754,287.13305655726447,292.30611661900338,297.79678551816068,303.21493050551157,308.99296170737665,314.66007287425475,320.37965283264305,326.01963462259999]
[null,"Consumer Power Summer Minimum PM","P","P7",0,0,0,0,129.80742293975766,127.307543900967,124.78159484333375,121.41613282851232,120.46908674431741,120.27276816427978,119.71316405062711,119.96438816783683,120.19748231858213,120.53433833953697,120.95018784182602,121.55065880147771,122.27193748253195,123.03142840996834,123.92039854195693,125.15244467617688,126.54080041512032,128.03858877764753,129.50708004280193,131.07710487829647,132.60508062699253,134.30025589078178,135.95069429201766,137.63843950040285,139.30570146122537]
[null,"Consumer Power Summer Minimum PM","P","P8",0,0,0,0,451.97925560832692,443.21972139538593,434.37183822182266,422.58731273776885,419.1621741370235,418.36416866344263,416.27298706448971,416.971544692885,417.56554961743666,418.47051113211393,419.58964266796107,421.27827042097925,423.29548652883165,425.33886229128348,427.70722965097065,431.12864101253786,434.98922047651212,439.14285564154454,443.12378563454303,447.40246069922335,451.52469025711662,456.22883663731136,460.78549571561621,465.4876253651538,470.13840594476335]
[null,"Consumer Power Summer Minimum PM","Q","Q2",0,0,0,0,146.02822994636156,143.21938889589856,140.38106955215639,136.59917093270877,135.54170376569988,135.32795841717439,134.70728481034052,135.00084098265833,135.27657368379352,135.67215953184049,136.16038978187726,136.86086548654515,137.70296058799636,138.59467967876924,139.6398712028253,141.07979635071291,142.70208843026381,144.4529503905911,146.17524357211499,148.01522170088438,149.80851924845126,151.78992572054506,153.72049071702128,155.69205761745476,157.63934165431618]
[null,"Consumer Power Summer Minimum PM","Q","Q4",0,0,0,0,689.31906303264589,676.5397567816832,663.60020966924992,646.32417091296816,642.44225541842366,642.42863579655398,640.73979126870086,643.65790324532361,646.8521853658948,651.05001638023032,656.21467525546075,663.01912397632043,671.29273857911585,680.7303126556385,691.98689923811799,706.3376943666027,722.46337608980491,739.96118516849924,757.9390164600353,776.9575878694468,795.84307707470737,815.61877581252247,835.08243779991267,854.60421452814876,873.8376559468702]
[null,"Consumer Power Summer Minimum PM","Q","Q5",0,0,0,0,320.14974348763565,314.09221295399885,307.9656351044656,299.79502056343961,297.70921861608866,297.4491932658936,296.3485059079764,297.31322144159316,298.31436649931049,299.6700182213217,301.33974471150685,303.60847163689255,306.3554681932813,309.40608963890344,313.02255563662743,317.76237322071222,323.09355323547811,328.86696677947151,334.70660062795116,340.90592621660079,347.0211986335666,353.54934941476108,359.95093911888728,366.41403944350083,372.78749998763124]
[null,"Consumer Power Summer Minimum PM","Q","Q6",0,0,0,0,94.135408763458969,92.424675235190975,90.690544316663122,88.372656157133321,87.922223537950742,87.991838082070686,87.850319414413946,88.358863496955763,88.930994969371099,89.671610688492578,90.582281906660697,91.762693616273197,93.201232597253352,94.865486048865506,96.856746862238523,99.358949416273219,102.16917051212162,105.22172221675717,108.3839804565219,111.72320746010577,115.05052714495301,118.49957803617109,121.90084308433183,125.30031929066855,128.64794587012011]
[null,"Consumer Power Summer Minimum PM","Q","Q7",0,0,0,0,75.604289467098681,74.178154545839547,72.735521836970321,70.811255161309631,70.328793835523385,70.276452650243186,70.027823885945949,70.26959955365885,70.523259405165376,70.86462390587819,71.284980195594613,71.852601398523419,72.540458843747118,73.308484940316177,74.22010481010291,75.408216933217247,76.744304971688052,78.191796485317624,79.660525738074924,81.218616013523416,82.757651655196199,84.39421021489693,86.000224932666413,87.619532195062533,89.216088818123907]
[null,"Consumer Power Summer Minimum PM","Q","Q8",0,0,0,0,110.21095305063287,108.12923660672681,106.02359347934582,103.21517170673012,102.50541436788251,102.42332373066645,102.0536687088769,102.39719767806362,102.75595432584797,103.24001392569357,103.8361418252085,104.64323145389065,105.62093521991937,106.71009437894865,108.00220682580041,109.69020999865899,111.58860475225167,113.64494400544073,115.72866478456334,117.93982713658916,120.12270514343386,122.44773254181203,124.72865428963013,127.02974099884675,129.29867398793442]
[null,"Consumer Power Summer Minimum PM","R","R4",0,0,0,0,315.68351748003437,309.71007159902035,303.66856012909022,295.61142404311215,293.55374707855043,293.29647667303522,292.21005651121499,293.15997056484269,294.14549009456476,295.4801870072194,297.12411305096884,299.35812404297184,302.06303074877803,305.06651166835184,308.6269838891368,313.29405747379133,318.54344249618856,324.22822091515536,329.97775683818787,336.08154131264416,342.10236869191112,348.53031263255406,354.83352422886873,361.19750706545824,367.47325290707118]
[null,"Consumer Power Summer Minimum PM","R","R5",0,0,0,0,79.393012167595344,77.920495857650991,76.429552089560417,74.438989921558516,73.990389673842301,73.987478626130141,73.791290563810236,74.125320350167812,74.490672380404916,74.971018730937033,75.562006325803736,76.340998051683457,77.288122611395423,78.368053502772554,79.656014798564684,81.298694608721775,83.144566038581004,85.147441588014587,87.204774912600598,89.381322132255875,91.542423776951409,93.806053159138344,96.033840556851032,98.268504030499173,100.4701924711774]
[null,"Consumer Power Summer Minimum PM","R","R6",0,0,0,0,180.63916546627385,177.11686803613355,173.56020346798852,168.82461561627892,167.40611276078562,167.04269199825197,166.15145732087333,166.36215346315976,166.51495979492111,166.77247666022353,167.09192277955728,167.610464117665,168.22454406354154,168.80752509599063,169.47147146230819,170.50126487755566,171.66572417246485,172.91310496643797,174.06397961416081,175.31216491284562,176.49392417714878,177.90815318864335,179.26665701140638,180.68935320314577,182.0992911200218]
[null,"Consumer Power Summer Minimum PM","S","S1",0,0,0,0,1299.0050893095249,1296.6092514608772,1290.8416354144033,1283.7336745925381,1274.0190668015184,1272.0832814569485,1266.4925489572904,1269.3480318940899,1272.0708048768997,1275.9387116648559,1280.7016860311514,1287.4967033357711,1295.6884829707642,1304.44198631878,1314.7400296089395,1328.7971194891829,1344.6185078778901,1361.706194798262,1378.5961168060833,1396.5665518085621,1414.1129007432116,1433.3961157729316,1452.2111998910852,1471.4004460079257,1490.3491881441371]
[null,"Consumer Power Summer Minimum PM","S","S2",0,0,0,0,383.53127858450341,382.92660594929492,381.4316385171619,379.58981782419136,377.09235354814825,376.63958524679651,375.23722195041768,376.07908173944008,376.90683550143933,378.06195238409924,379.48380605436716,381.47850901743516,383.88797012376074,386.49946609151732,389.58172995397177,393.72664859468847,398.38982132306819,403.43129338930999,408.45626391752921,413.79430778803345,419.02557711171704,424.71500110807114,430.27679835417325,435.92941219533185,441.50853172627967]
[null,"Consumer Power Summer Minimum PM","S","S3",0,0,0,0,111.38933326895216,111.28812843850389,111.05139937790992,110.75955734183472,110.35721300010499,110.26915312359046,110.03146978106003,110.13080123858708,110.22112057135854,110.35307517470642,110.51566491550508,110.75355213455356,111.03950712405643,111.33860275548003,111.6887209538497,112.1776127189725,112.72821161688283,113.32198772276416,113.9015399394644,114.51964291578257,115.11978630318234,115.78982031932625,116.44174468548492,117.11010968660216,117.77056320979615]
[null,"Consumer Power Summer Minimum PM","S","S4",0,0,0,0,150.60525650921579,150.41196991622226,149.81074621467758,149.07175475930745,148.13019374955746,148.09778232198008,147.67665783579889,148.32601160499632,149.03169352787143,149.96235357028036,151.1064147122008,152.62184119927559,154.46513955609072,156.56212263832347,159.06360061437806,162.26225901857865,165.85555900962797,169.75399438756668,173.75199597269417,177.9767449167415,182.16817322940693,186.56817183510913,190.89763390180332,195.24477888333445,199.52828233408462]
[null,"Consumer Power Summer Minimum PM","S","S5",0,0,0,0,480.30507352905721,479.4668976485649,477.4341580598084,474.92924190389903,471.51324910406169,470.84964161153181,468.89703464873747,469.94212771583801,470.94817022895859,472.36942670232565,474.1193584890795,476.60302248953485,479.59902176386822,482.81447030018415,486.60107435296845,491.74612117833971,497.53616969100688,503.79156723577785,509.99049119872996,516.58279022401507,523.02682242569131,530.0860244441734,536.97784592506639,543.99919070316798,550.93152722936952]
[null,"Consumer Power Summer Minimum PM","S","S6",0,0,0,0,112.1687936528878,111.93961126177931,111.42449915904051,110.78915374646071,109.90237966413743,109.68386969180459,109.14101092373826,109.30130605276061,109.43085012481647,109.63422118735618,109.88518252273298,110.27465402369478,110.73977588479954,111.20250641342176,111.73759588929404,112.52616664778517,113.41554767618511,114.37138824716631,115.27719456880446,116.24876554293148,117.17952853875467,118.25800102893128,119.30051949656885,120.38219751732611,121.4527852331065]
[null,"Consumer Power Summer Minimum PM","S","S7",0,0,0,0,69.221838583489756,69.09021975338986,68.772877362604419,68.381794342886451,67.847539237157804,67.741640264164076,67.434613108539594,67.592993819346134,67.744325603359471,67.959045028024093,68.223445338997749,68.600226741717563,69.054517146034698,69.540417905990864,70.112179318254491,70.89186963749259,71.769393918604322,72.717215956858496,73.654589992994417,74.651826806814512,75.625769056263977,76.695375344813044,77.739146034413764,78.803426778255968,79.854335588557319]
[null,"Consumer Power Summer Minimum PM","S","S8",0,0,0,0,0,0,0,0,0,0,0,0,0,0,0,0,0,0,0,0,0,0,0,0,0,0,0,0,0]
[null,"Consumer Power Summer Minimum PM","S","S9",0,0,0,0,0,0,0,0,0,0,0,0,0,0,0,0,0,0,0,0,0,0,0,0,0,0,0,0,0]
[null,"Consumer Power Summer Minimum PM","T","T1",0,0,0,0,192.95664773674588,192.48008881921723,191.49037189032478,190.26839138982649,188.51896723747558,187.99047990137467,186.84375106392352,186.92613442893156,186.90442702524049,186.95682367224549,187.02361909534261,187.25420087938559,187.51321259558881,187.6424596322924,187.7545427538206,188.15779342834398,188.61956083696154,189.09796025470371,189.40313290158946,189.76146296837638,190.03440266771986,190.57349437709752,191.05744965088007,191.63032089457923,192.20662585464203]
[null,"Consumer Power Summer Minimum PM","T","T2",0,0,0,0,272.98440098025588,272.48554557093024,271.44952331739745,270.17037070826086,268.33909724026887,267.785883866902,266.58550367769317,266.67174146647653,266.64901845080033,266.70386655001221,266.7737870926872,267.01515697588724,267.28628692635965,267.42158097086781,267.53890806183563,267.96102539696693,268.44439725544294,268.94517927542176,269.26462986186061,269.63972491425767,269.92543448851836,270.48974837596012,270.99634619066501,271.59602003634279,272.19928824972425]
[null,"Consumer Power Summer Minimum PM","T","T3",0,0,0,0,41.684861060329069,41.581908959443979,41.368098172648878,41.104110961121449,40.726178904456454,40.612008589850014,40.364278165302835,40.382075629988925,40.377386130469461,40.38870549663821,40.403135462974845,40.452948567335937,40.508903454247417,40.536824983931112,40.561038554196308,40.648153709528643,40.74791036728665,40.85126007559591,40.917187212774422,40.994598067611257,41.053561848224319,41.170023049575832,41.274573002032326,41.398331672589443,41.522832136659332]
[null,"Consumer Power Summer Minimum PM","T","T4",0,0,0,0,233.52334205630714,233.00641803981242,231.9625755840012,230.67376755277851,228.82867109121844,228.27128189974735,227.06184088596765,227.14872962307774,227.12583508736088,227.18109719624198,227.25154551984568,227.49473733428721,227.76791385378752,227.90422913774444,228.02244184828376,228.44774544986319,228.93476594203997,229.43932801276605,229.76118990667962,230.13911628743227,230.42698248203178,230.99555597754022,231.50597774233046,232.11017810349406,232.71799996371158]
[null,"Consumer Power Summer Minimum PM","T","T5",0,0,0,0,48.357025594149903,48.237594768405586,47.989560987643031,47.683319440480744,47.244894802083863,47.112450152273816,46.825067486827479,46.845713650289341,46.840273539838719,46.853404707020488,46.87014436342605,46.927930655649192,46.992841796760601,47.025232503870974,47.053321747957575,47.154380734095191,47.270104647518089,47.389996722548055,47.466476292799612,47.556277688159732,47.624679332682597,47.759781553278451,47.881065986000664,48.024633723721251,48.169061987948837]

{"sheet":"Reactive inc LV Gain","index":12,"n_rows":1525,"n_cols":33,"rows_kept":1525,"cut":false,"hidden":false,"merged":[]}
["Updated by Kein, 13/10/17",null,null,"Scenario",{"$f":"'MAIN DATA'!A4","v":"Two Degrees"}]
[null,"Reactive Power including LV Gain MVAr",null,"Time Zone",{"$f":"'MAIN DATA'!A5","v":"Winter Peak"}]
[]
[null,"DO NOT OVERWRITE THE PURPLE AREA BELOW",null,"Vlookup Column",null,3,4,{"$f":"HLOOKUP(H$22,Controls!$C$10:$AB$12,3,FALSE)","v":5},{"$f":"HLOOKUP(I$22,Controls!$C$10:$AB$12,3,FALSE)","v":6},{"$f":"HLOOKUP(J$22,Controls!$C$10:$AB$12,3,FALSE)","v":7},{"$f":"HLOOKUP(K$22,Controls!$C$10:$AB$12,3,FALSE)","v":8},{"$f":"HLOOKUP(L$22,Controls!$C$10:$AB$12,3,FALSE)","v":9},{"$f":"HLOOKUP(M$22,Controls!$C$10:$AB$12,3,FALSE)","v":10},{"$f":"HLOOKUP(N$22,Controls!$C$10:$AB$12,3,FALSE)","v":11},{"$f":"HLOOKUP(O$22,Controls!$C$10:$AB$12,3,FALSE)","v":12},{"$f":"HLOOKUP(P$22,Controls!$C$10:$AB$12,3,FALSE)","v":13},{"$f":"HLOOKUP(Q$22,Controls!$C$10:$AB$12,3,FALSE)","v":14},{"$f":"HLOOKUP(R$22,Controls!$C$10:$AB$12,3,FALSE)","v":15},{"$f":"HLOOKUP(S$22,Controls!$C$10:$AB$12,3,FALSE)","v":16},{"$f":"HLOOKUP(T$22,Controls!$C$10:$AB$12,3,FALSE)","v":17},{"$f":"HLOOKUP(U$22,Controls!$C$10:$AB$12,3,FALSE)","v":18},{"$f":"HLOOKUP(V$22,Controls!$C$10:$AB$12,3,FALSE)","v":19},{"$f":"HLOOKUP(W$22,Controls!$C$10:$AB$12,3,FALSE)","v":20},{"$f":"HLOOKUP(X$22,Controls!$C$10:$AB$12,3,FALSE)","v":21},{"$f":"HLOOKUP(Y$22,Controls!$C$10:$AB$12,3,FALSE)","v":22},{"$f":"HLOOKUP(Z$22,Controls!$C$10:$AB$12,3,FALSE)","v":23},{"$f":"HLOOKUP(AA$22,Controls!$C$10:$AB$12,3,FALSE)","v":24},{"$f":"HLOOKUP(AB$22,Controls!$C$10:$AB$12,3,FALSE)","v":25},{"$f":"HLOOKUP(AC$22,Controls!$C$10:$AB$12,3,FALSE)","v":26},{"$f":"HLOOKUP(AD$22,Controls!$C$10:$AB$12,3,FALSE)","v":27},{"$f":"HLOOKUP(AE$22,Controls!$C$10:$AB$12,3,FALSE)","v":28},{"$f":"HLOOKUP(AF$22,Controls!$C$10:$AB$12,3,FALSE)","v":29},{"$f":"HLOOKUP(AG$22,Controls!$C$10:$AB$12,3,FALSE)","v":30}]
[null," (ROWS 23:114)"]
[]
[]
[]
[]
[]
[]
[]
[]
[]
[]
[]
[]
[]
[]
[]
[1,2,3,4,5,6,7,8,9,10,11,12,13,14,15,16,17,18,19,20,21,22,23,24,25,26,27,28,29,30,31,32,33]
[null,"Scenario","FLOP","Minor FLOP","TO","2013/14","2014/15",{"$f":"Controls!C10","v":"2015/16"},{"$f":"Controls!D10","v":"2016/17"},{"$f":"Controls!E10","v":"2017/18"},{"$f":"Controls!F10","v":"2018/19"},{"$f":"Controls!G10","v":"2019/20"},{"$f":"Controls!H10","v":"2020/21"},{"$f":"Controls!I10","v":"2021/22"},{"$f":"Controls!J10","v":"2022/23"},{"$f":"Controls!K10","v":"2023/24"},{"$f":"Controls!L10","v":"2024/25"},{"$f":"Controls!M10","v":"2025/26"},{"$f":"Controls!N10","v":"2026/27"},{"$f":"Controls!O10","v":"2027/28"},{"$f":"Controls!P10","v":"2028/29"},{"$f":"Controls!Q10","v":"2029/30"},{"$f":"Controls!R10","v":"2030/31"},{"$f":"Controls!S10","v":"2031/32"},{"$f":"Controls!T10","v":"2032/33"},{"$f":"Controls!U10","v":"2033/34"},{"$f":"Controls!V10","v":"2034/35"},{"$f":"Controls!W10","v":"2035/36"},{"$f":"Controls!X10","v":"2036/37"},{"$f":"Controls!Y10","v":"2037/38"},{"$f":"Controls!Z10","v":"2038/39"},{"$f":"Controls!AA10","v":"2039/40"},{"$f":"Controls!AB10","v":"2040/41"}]
[1,{"$f":"INDEX(INDIRECT(Controls!$F$42),Active!$A23,Active!B$21)","v":"Two Degrees Winter Peak"},{"$f":"INDEX(INDIRECT(Controls!$F$42),Active!$A23,Active!C$21)","v":"A"},{"$f":"INDEX(INDIRECT(Controls!$F$42),Active!$A23,Active!D$21)","v":"A1"},{"$f":"INDEX(INDIRECT(Controls!$F$42),Active!$A23,Active!E$21)","v":0},{"$f":"INDEX(INDIRECT(Controls!$F$42),Active!$A23,Active!F$21)","v":0},{"$f":"INDEX(INDIRECT(Controls!$F$42),Active!$A23,Active!G$21)","v":0},{"$f":"INDEX(INDIRECT(Controls!$F$42),Active!$A23,Active!H$21)","v":0},{"$f":"INDEX(INDIRECT(Controls!$F$42),Active!$A23,Active!I$21)","v":147.74670992466622},{"$f":"INDEX(INDIRECT(Controls!$F$42),Active!$A23,Active!J$21)","v":129.90060420225643},{"$f":"INDEX(INDIRECT(Controls!$F$42),Active!$A23,Active!K$21)","v":108.19787382893618},{"$f":"INDEX(INDIRECT(Controls!$F$42),Active!$A23,Active!L$21)","v":86.757538956968517},{"$f":"INDEX(INDIRECT(Controls!$F$42),Active!$A23,Active!M$21)","v":65.404189303530416},{"$f":"INDEX(INDIRECT(Controls!$F$42),Active!$A23,Active!N$21)","v":44.272580916876457},{"$f":"INDEX(INDIRECT(Controls!$F$42),Active!$A23,Active!O$21)","v":23.362575850986687},{"$f":"INDEX(INDIRECT(Controls!$F$42),Active!$A23,Active!P$21)","v":2.3806534087164639},{"$f":"INDEX(INDIRECT(Controls!$F$42),Active!$A23,Active!Q$21)","v":-18.50022368755452},{"$f":"INDEX(INDIRECT(Controls!$F$42),Active!$A23,Active!R$21)","v":-39.456778918178372},{"$f":"INDEX(INDIRECT(Controls!$F$42),Active!$A23,Active!S$21)","v":-60.71177768705985},{"$f":"INDEX(INDIRECT(Controls!$F$42),Active!$A23,Active!T$21)","v":-82.391645634728107},{"$f":"INDEX(INDIRECT(Controls!$F$42),Active!$A23,Active!U$21)","v":-104.34196709957261},{"$f":"INDEX(INDIRECT(Controls!$F$42),Active!$A23,Active!V$21)","v":-126.51611536420427},{"$f":"INDEX(INDIRECT(Controls!$F$42),Active!$A23,Active!W$21)","v":-149.23905372164327},{"$f":"INDEX(INDIRECT(Controls!$F$42),Active!$A23,Active!X$21)","v":-171.06793467345369},{"$f":"INDEX(INDIRECT(Controls!$F$42),Active!$A23,Active!Y$21)","v":-193.37023648891878},{"$f":"INDEX(INDIRECT(Controls!$F$42),Active!$A23,Active!Z$21)","v":-215.54856400717728},{"$f":"INDEX(INDIRECT(Controls!$F$42),Active!$A23,Active!AA$21)","v":-237.69062286535592},{"$f":"INDEX(INDIRECT(Controls!$F$42),Active!$A23,Active!AB$21)","v":-259.4606571747612},{"$f":"INDEX(INDIRECT(Controls!$F$42),Active!$A23,Active!AC$21)","v":-281.83006029008749},{"$f":"INDEX(INDIRECT(Controls!$F$42),Active!$A23,Active!AD$21)","v":-304.55768408699657},{"$f":"INDEX(INDIRECT(Controls!$F$42),Active!$A23,Active!AE$21)","v":-327.85933937757113},{"$f":"INDEX(INDIRECT(Controls!$F$42),Active!$A23,Active!AF$21)","v":-353.13181114329365},{"$f":"INDEX(INDIRECT(Controls!$F$42),Active!$A23,Active!AG$21)","v":-378.66105406348441}]
[2,{"$f":"INDEX(INDIRECT(Controls!$F$42),Active!$A24,Active!B$21)","v":"Two Degrees Winter Peak"},{"$f":"INDEX(INDIRECT(Controls!$F$42),Active!$A24,Active!C$21)","v":"A"},{"$f":"INDEX(INDIRECT(Controls!$F$42),Active!$A24,Active!D$21)","v":"A3"},{"$f":"INDEX(INDIRECT(Controls!$F$42),Active!$A24,Active!E$21)","v":0},{"$f":"INDEX(INDIRECT(Controls!$F$42),Active!$A24,Active!F$21)","v":0},{"$f":"INDEX(INDIRECT(Controls!$F$42),Active!$A24,Active!G$21)","v":0},{"$f":"INDEX(INDIRECT(Controls!$F$42),Active!$A24,Active!H$21)","v":0},{"$f":"INDEX(INDIRECT(Controls!$F$42),Active!$A24,Active!I$21)","v":20.149824452999383},{"$f":"INDEX(INDIRECT(Controls!$F$42),Active!$A24,Active!J$21)","v":7.759415404281893},{"$f":"INDEX(INDIRECT(Controls!$F$42),Active!$A24,Active!K$21)","v":-5.0733940773826092},{"$f":"INDEX(INDIRECT(Controls!$F$42),Active!$A24,Active!L$21)","v":-17.815575217466503},{"$f":"INDEX(INDIRECT(Controls!$F$42),Active!$A24,Active!M$21)","v":-30.451087963774505},{"$f":"INDEX(INDIRECT(Controls!$F$42),Active!$A24,Active!N$21)","v":-43.034223131122992},{"$f":"INDEX(INDIRECT(Controls!$F$42),Active!$A24,Active!O$21)","v":-55.784889561148006},{"$f":"INDEX(INDIRECT(Controls!$F$42),Active!$A24,Active!P$21)","v":-68.233611669009335},{"$f":"INDEX(INDIRECT(Controls!$F$42),Active!$A24,Active!Q$21)","v":-80.794608780860088},{"$f":"INDEX(INDIRECT(Controls!$F$42),Active!$A24,Active!R$21)","v":-93.611338528280427},{"$f":"INDEX(INDIRECT(Controls!$F$42),Active!$A24,Active!S$21)","v":-106.8576522904479},{"$f":"INDEX(INDIRECT(Controls!$F$42),Active!$A24,Active!T$21)","v":-120.52624655665585},{"$f":"INDEX(INDIRECT(Controls!$F$42),Active!$A24,Active!U$21)","v":-134.31689268632934},{"$f":"INDEX(INDIRECT(Controls!$F$42),Active!$A24,Active!V$21)","v":-148.19616185645768},{"$f":"INDEX(INDIRECT(Controls!$F$42),Active!$A24,Active!W$21)","v":-162.53836128535832},{"$f":"INDEX(INDIRECT(Controls!$F$42),Active!$A24,Active!X$21)","v":-175.81083810037356},{"$f":"INDEX(INDIRECT(Controls!$F$42),Active!$A24,Active!Y$21)","v":-189.53246400144579},{"$f":"INDEX(INDIRECT(Controls!$F$42),Active!$A24,Active!Z$21)","v":-203.09098821022982},{"$f":"INDEX(INDIRECT(Controls!$F$42),Active!$A24,Active!AA$21)","v":-216.59060871881977},{"$f":"INDEX(INDIRECT(Controls!$F$42),Active!$A24,Active!AB$21)","v":-229.74335428871464},{"$f":"INDEX(INDIRECT(Controls!$F$42),Active!$A24,Active!AC$21)","v":-243.41657372065578},{"$f":"INDEX(INDIRECT(Controls!$F$42),Active!$A24,Active!AD$21)","v":-257.37237587587549},{"$f":"INDEX(INDIRECT(Controls!$F$42),Active!$A24,Active!AE$21)","v":-271.77638247325729},{"$f":"INDEX(INDIRECT(Controls!$F$42),Active!$A24,Active!AF$21)","v":-287.7476990468727},{"$f":"INDEX(INDIRECT(Controls!$F$42),Active!$A24,Active!AG$21)","v":-303.84432703150583}]
[3,{"$f":"INDEX(INDIRECT(Controls!$F$42),Active!$A25,Active!B$21)","v":"Two Degrees Winter Peak"},{"$f":"INDEX(INDIRECT(Controls!$F$42),Active!$A25,Active!C$21)","v":"A"},{"$f":"INDEX(INDIRECT(Controls!$F$42),Active!$A25,Active!D$21)","v":"A4"},{"$f":"INDEX(INDIRECT(Controls!$F$42),Active!$A25,Active!E$21)","v":0},{"$f":"INDEX(INDIRECT(Controls!$F$42),Active!$A25,Active!F$21)","v":0},{"$f":"INDEX(INDIRECT(Controls!$F$42),Active!$A25,Active!G$21)","v":0},{"$f":"INDEX(INDIRECT(Controls!$F$42),Active!$A25,Active!H$21)","v":0},{"$f":"INDEX(INDIRECT(Controls!$F$42),Active!$A25,Active!I$21)","v":42.09878502931759},{"$f":"INDEX(INDIRECT(Controls!$F$42),Active!$A25,Active!J$21)","v":14.084055791883289},{"$f":"INDEX(INDIRECT(Controls!$F$42),Active!$A25,Active!K$21)","v":-14.837117525472362},{"$f":"INDEX(INDIRECT(Controls!$F$42),Active!$A25,Active!L$21)","v":-43.557222913503907},{"$f":"INDEX(INDIRECT(Controls!$F$42),Active!$A25,Active!M$21)","v":-72.034208529360043},{"$f":"INDEX(INDIRECT(Controls!$F$42),Active!$A25,Active!N$21)","v":-100.39703202910519},{"$f":"INDEX(INDIRECT(Controls!$F$42),Active!$A25,Active!O$21)","v":-129.15213424308641},{"$f":"INDEX(INDIRECT(Controls!$F$42),Active!$A25,Active!P$21)","v":-157.20976995064569},{"$f":"INDEX(INDIRECT(Controls!$F$42),Active!$A25,Active!Q$21)","v":-185.52891709655333},{"$f":"INDEX(INDIRECT(Controls!$F$42),Active!$A25,Active!R$21)","v":-214.434804953119},{"$f":"INDEX(INDIRECT(Controls!$F$42),Active!$A25,Active!S$21)","v":-244.32131707302682},{"$f":"INDEX(INDIRECT(Controls!$F$42),Active!$A25,Active!T$21)","v":-275.16794922110694},{"$f":"INDEX(INDIRECT(Controls!$F$42),Active!$A25,Active!U$21)","v":-306.28778208988587},{"$f":"INDEX(INDIRECT(Controls!$F$42),Active!$A25,Active!V$21)","v":-337.60518873489292},{"$f":"INDEX(INDIRECT(Controls!$F$42),Active!$A25,Active!W$21)","v":-369.97271940198573},{"$f":"INDEX(INDIRECT(Controls!$F$42),Active!$A25,Active!X$21)","v":-399.90275976108398},{"$f":"INDEX(INDIRECT(Controls!$F$42),Active!$A25,Active!Y$21)","v":-430.85338291395431},{"$f":"INDEX(INDIRECT(Controls!$F$42),Active!$A25,Active!Z$21)","v":-461.43199971854256},{"$f":"INDEX(INDIRECT(Controls!$F$42),Active!$A25,Active!AA$21)","v":-491.87601967533573},{"$f":"INDEX(INDIRECT(Controls!$F$42),Active!$A25,Active!AB$21)","v":-521.53203678252703},{"$f":"INDEX(INDIRECT(Controls!$F$42),Active!$A25,Active!AC$21)","v":-552.36922545067534},{"$f":"INDEX(INDIRECT(Controls!$F$42),Active!$A25,Active!AD$21)","v":-583.84675580620319},{"$f":"INDEX(INDIRECT(Controls!$F$42),Active!$A25,Active!AE$21)","v":-616.33976136688386},{"$f":"INDEX(INDIRECT(Controls!$F$42),Active!$A25,Active!AF$21)","v":-652.3848091431646},{"$f":"INDEX(INDIRECT(Controls!$F$42),Active!$A25,Active!AG$21)","v":-688.71096304607454}]
[4,{"$f":"INDEX(INDIRECT(Controls!$F$42),Active!$A26,Active!B$21)","v":"Two Degrees Winter Peak"},{"$f":"INDEX(INDIRECT(Controls!$F$42),Active!$A26,Active!C$21)","v":"A"},{"$f":"INDEX(INDIRECT(Controls!$F$42),Active!$A26,Active!D$21)","v":"A6"},{"$f":"INDEX(INDIRECT(Controls!$F$42),Active!$A26,Active!E$21)","v":0},{"$f":"INDEX(INDIRECT(Controls!$F$42),Active!$A26,Active!F$21)","v":0},{"$f":"INDEX(INDIRECT(Controls!$F$42),Active!$A26,Active!G$21)","v":0},{"$f":"INDEX(INDIRECT(Controls!$F$42),Active!$A26,Active!H$21)","v":0},{"$f":"INDEX(INDIRECT(Controls!$F$42),Active!$A26,Active!I$21)","v":70.658670114025398},{"$f":"INDEX(INDIRECT(Controls!$F$42),Active!$A26,Active!J$21)","v":27.474881240921928},{"$f":"INDEX(INDIRECT(Controls!$F$42),Active!$A26,Active!K$21)","v":-17.262483507676389},{"$f":"INDEX(INDIRECT(Controls!$F$42),Active!$A26,Active!L$21)","v":-61.683505949906561},{"$f":"INDEX(INDIRECT(Controls!$F$42),Active!$A26,Active!M$21)","v":-105.73300350804666},{"$f":"INDEX(INDIRECT(Controls!$F$42),Active!$A26,Active!N$21)","v":-149.59942013327196},{"$f":"INDEX(INDIRECT(Controls!$F$42),Active!$A26,Active!O$21)","v":-194.04804501505009},{"$f":"INDEX(INDIRECT(Controls!$F$42),Active!$A26,Active!P$21)","v":-237.44615679163061},{"$f":"INDEX(INDIRECT(Controls!$F$42),Active!$A26,Active!Q$21)","v":-281.23462152374867},{"$f":"INDEX(INDIRECT(Controls!$F$42),Active!$A26,Active!R$21)","v":-325.91331763715436},{"$f":"INDEX(INDIRECT(Controls!$F$42),Active!$A26,Active!S$21)","v":-372.08806187983208},{"$f":"INDEX(INDIRECT(Controls!$F$42),Active!$A26,Active!T$21)","v":-419.73389712074646},{"$f":"INDEX(INDIRECT(Controls!$F$42),Active!$A26,Active!U$21)","v":-467.8054586434364},{"$f":"INDEX(INDIRECT(Controls!$F$42),Active!$A26,Active!V$21)","v":-516.18624385707551},{"$f":"INDEX(INDIRECT(Controls!$F$42),Active!$A26,Active!W$21)","v":-566.18003249318838},{"$f":"INDEX(INDIRECT(Controls!$F$42),Active!$A26,Active!X$21)","v":-612.44790968024392},{"$f":"INDEX(INDIRECT(Controls!$F$42),Active!$A26,Active!Y$21)","v":-660.28055763419468},{"$f":"INDEX(INDIRECT(Controls!$F$42),Active!$A26,Active!Z$21)","v":-707.54515693115593},{"$f":"INDEX(INDIRECT(Controls!$F$42),Active!$A26,Active!AA$21)","v":-754.60463800802563},{"$f":"INDEX(INDIRECT(Controls!$F$42),Active!$A26,Active!AB$21)","v":-800.4556334593442},{"$f":"INDEX(INDIRECT(Controls!$F$42),Active!$A26,Active!AC$21)","v":-848.120069365321},{"$f":"INDEX(INDIRECT(Controls!$F$42),Active!$A26,Active!AD$21)","v":-896.76920210950243},{"$f":"INDEX(INDIRECT(Controls!$F$42),Active!$A26,Active!AE$21)","v":-946.98018373567868},{"$f":"INDEX(INDIRECT(Controls!$F$42),Active!$A26,Active!AF$21)","v":-1002.6526059080802},{"$f":"INDEX(INDIRECT(Controls!$F$42),Active!$A26,Active!AG$21)","v":-1058.7620479697853}]
[5,{"$f":"INDEX(INDIRECT(Controls!$F$42),Active!$A27,Active!B$21)","v":"Two Degrees Winter Peak"},{"$f":"INDEX(INDIRECT(Controls!$F$42),Active!$A27,Active!C$21)","v":"A"},{"$f":"INDEX(INDIRECT(Controls!$F$42),Active!$A27,Active!D$21)","v":"A7"},{"$f":"INDEX(INDIRECT(Controls!$F$42),Active!$A27,Active!E$21)","v":0},{"$f":"INDEX(INDIRECT(Controls!$F$42),Active!$A27,Active!F$21)","v":0},{"$f":"INDEX(INDIRECT(Controls!$F$42),Active!$A27,Active!G$21)","v":0},{"$f":"INDEX(INDIRECT(Controls!$F$42),Active!$A27,Active!H$21)","v":0},{"$f":"INDEX(INDIRECT(Controls!$F$42),Active!$A27,Active!I$21)","v":369.14265486096537},{"$f":"INDEX(INDIRECT(Controls!$F$42),Active!$A27,Active!J$21)","v":321.51379360132688},{"$f":"INDEX(INDIRECT(Controls!$F$42),Active!$A27,Active!K$21)","v":264.27474249351746},{"$f":"INDEX(INDIRECT(Controls!$F$42),Active!$A27,Active!L$21)","v":207.70803071171005},{"$f":"INDEX(INDIRECT(Controls!$F$42),Active!$A27,Active!M$21)","v":151.38760298835325},{"$f":"INDEX(INDIRECT(Controls!$F$42),Active!$A27,Active!N$21)","v":95.627952365207122},{"$f":"INDEX(INDIRECT(Controls!$F$42),Active!$A27,Active!O$21)","v":40.361581091512832},{"$f":"INDEX(INDIRECT(Controls!$F$42),Active!$A27,Active!P$21)","v":-14.989267195005256},{"$f":"INDEX(INDIRECT(Controls!$F$42),Active!$A27,Active!Q$21)","v":-70.126152035004765},{"$f":"INDEX(INDIRECT(Controls!$F$42),Active!$A27,Active!R$21)","v":-125.52706463866178},{"$f":"INDEX(INDIRECT(Controls!$F$42),Active!$A27,Active!S$21)","v":-181.79239560978007},{"$f":"INDEX(INDIRECT(Controls!$F$42),Active!$A27,Active!T$21)","v":-239.23052120867337},{"$f":"INDEX(INDIRECT(Controls!$F$42),Active!$A27,Active!U$21)","v":-297.37037988920969},{"$f":"INDEX(INDIRECT(Controls!$F$42),Active!$A27,Active!V$21)","v":-356.0872086230446},{"$f":"INDEX(INDIRECT(Controls!$F$42),Active!$A27,Active!W$21)","v":-416.29369918923379},{"$f":"INDEX(INDIRECT(Controls!$F$42),Active!$A27,Active!X$21)","v":-473.9769529889852},{"$f":"INDEX(INDIRECT(Controls!$F$42),Active!$A27,Active!Y$21)","v":-532.96049031060465},{"$f":"INDEX(INDIRECT(Controls!$F$42),Active!$A27,Active!Z$21)","v":-591.58963318725762},{"$f":"INDEX(INDIRECT(Controls!$F$42),Active!$A27,Active!AA$21)","v":-650.11168117986153},{"$f":"INDEX(INDIRECT(Controls!$F$42),Active!$A27,Active!AB$21)","v":-707.61379339226539},{"$f":"INDEX(INDIRECT(Controls!$F$42),Active!$A27,Active!AC$21)","v":-766.74740436875936},{"$f":"INDEX(INDIRECT(Controls!$F$42),Active!$A27,Active!AD$21)","v":-826.84740286978263},{"$f":"INDEX(INDIRECT(Controls!$F$42),Active!$A27,Active!AE$21)","v":-888.49457993832459},{"$f":"INDEX(INDIRECT(Controls!$F$42),Active!$A27,Active!AF$21)","v":-955.4623713778999},{"$f":"INDEX(INDIRECT(Controls!$F$42),Active!$A27,Active!AG$21)","v":-1023.0992760626751}]
[6,{"$f":"INDEX(INDIRECT(Controls!$F$42),Active!$A28,Active!B$21)","v":"Two Degrees Winter Peak"},{"$f":"INDEX(INDIRECT(Controls!$F$42),Active!$A28,Active!C$21)","v":"A"},{"$f":"INDEX(INDIRECT(Controls!$F$42),Active!$A28,Active!D$21)","v":"A8"},{"$f":"INDEX(INDIRECT(Controls!$F$42),Active!$A28,Active!E$21)","v":0},{"$f":"INDEX(INDIRECT(Controls!$F$42),Active!$A28,Active!F$21)","v":0},{"$f":"INDEX(INDIRECT(Controls!$F$42),Active!$A28,Active!G$21)","v":0},{"$f":"INDEX(INDIRECT(Controls!$F$42),Active!$A28,Active!H$21)","v":0},{"$f":"INDEX(INDIRECT(Controls!$F$42),Active!$A28,Active!I$21)","v":69.579973696927595},{"$f":"INDEX(INDIRECT(Controls!$F$42),Active!$A28,Active!J$21)","v":36.880886479085483},{"$f":"INDEX(INDIRECT(Controls!$F$42),Active!$A28,Active!K$21)","v":2.5694717068502571},{"$f":"INDEX(INDIRECT(Controls!$F$42),Active!$A28,Active!L$21)","v":-31.484550644333204},{"$f":"INDEX(INDIRECT(Controls!$F$42),Active!$A28,Active!M$21)","v":-65.266276905366595},{"$f":"INDEX(INDIRECT(Controls!$F$42),Active!$A28,Active!N$21)","v":-98.889562048144313},{"$f":"INDEX(INDIRECT(Controls!$F$42),Active!$A28,Active!O$21)","v":-132.89101736711578},{"$f":"INDEX(INDIRECT(Controls!$F$42),Active!$A28,Active!P$21)","v":-166.1656446949593},{"$f":"INDEX(INDIRECT(Controls!$F$42),Active!$A28,Active!Q$21)","v":-199.70026983799733},{"$f":"INDEX(INDIRECT(Controls!$F$42),Active!$A28,Active!R$21)","v":-233.86935554435078},{"$f":"INDEX(INDIRECT(Controls!$F$42),Active!$A28,Active!S$21)","v":-269.1278886011487},{"$f":"INDEX(INDIRECT(Controls!$F$42),Active!$A28,Active!T$21)","v":-305.47551524111816},{"$f":"INDEX(INDIRECT(Controls!$F$42),Active!$A28,Active!U$21)","v":-342.15832310644294},{"$f":"INDEX(INDIRECT(Controls!$F$42),Active!$A28,Active!V$21)","v":-379.08830157515689},{"$f":"INDEX(INDIRECT(Controls!$F$42),Active!$A28,Active!W$21)","v":-417.22368296526628},{"$f":"INDEX(INDIRECT(Controls!$F$42),Active!$A28,Active!X$21)","v":-452.62534462715644},{"$f":"INDEX(INDIRECT(Controls!$F$42),Active!$A28,Active!Y$21)","v":-489.18836902713849},{"$f":"INDEX(INDIRECT(Controls!$F$42),Active!$A28,Active!Z$21)","v":-525.33628582151857},{"$f":"INDEX(INDIRECT(Controls!$F$42),Active!$A28,Active!AA$21)","v":-561.33546269048759},{"$f":"INDEX(INDIRECT(Controls!$F$42),Active!$A28,Active!AB$21)","v":-596.4368417307569},{"$f":"INDEX(INDIRECT(Controls!$F$42),Active!$A28,Active!AC$21)","v":-632.8910220037352},{"$f":"INDEX(INDIRECT(Controls!$F$42),Active!$A28,Active!AD$21)","v":-670.08421563611557},{"$f":"INDEX(INDIRECT(Controls!$F$42),Active!$A28,Active!AE$21)","v":-708.45036763124642},{"$f":"INDEX(INDIRECT(Controls!$F$42),Active!$A28,Active!AF$21)","v":-750.91315344665179},{"$f":"INDEX(INDIRECT(Controls!$F$42),Active!$A28,Active!AG$21)","v":-793.71718361097476}]
[7,{"$f":"INDEX(INDIRECT(Controls!$F$42),Active!$A29,Active!B$21)","v":"Two Degrees Winter Peak"},{"$f":"INDEX(INDIRECT(Controls!$F$42),Active!$A29,Active!C$21)","v":"A"},{"$f":"INDEX(INDIRECT(Controls!$F$42),Active!$A29,Active!D$21)","v":"A9"},{"$f":"INDEX(INDIRECT(Controls!$F$42),Active!$A29,Active!E$21)","v":0},{"$f":"INDEX(INDIRECT(Controls!$F$42),Active!$A29,Active!F$21)","v":0},{"$f":"INDEX(INDIRECT(Controls!$F$42),Active!$A29,Active!G$21)","v":0},{"$f":"INDEX(INDIRECT(Controls!$F$42),Active!$A29,Active!H$21)","v":0},{"$f":"INDEX(INDIRECT(Controls!$F$42),Active!$A29,Active!I$21)","v":48.747445897506267},{"$f":"INDEX(INDIRECT(Controls!$F$42),Active!$A29,Active!J$21)","v":45.087561914761544},{"$f":"INDEX(INDIRECT(Controls!$F$42),Active!$A29,Active!K$21)","v":40.136523292152546},{"$f":"INDEX(INDIRECT(Controls!$F$42),Active!$A29,Active!L$21)","v":35.259785625363342},{"$f":"INDEX(INDIRECT(Controls!$F$42),Active!$A29,Active!M$21)","v":30.390530631577967},{"$f":"INDEX(INDIRECT(Controls!$F$42),Active!$A29,Active!N$21)","v":25.589482747823432},{"$f":"INDEX(INDIRECT(Controls!$F$42),Active!$A29,Active!O$21)","v":20.905807265667256},{"$f":"INDEX(INDIRECT(Controls!$F$42),Active!$A29,Active!P$21)","v":16.128634037095051},{"$f":"INDEX(INDIRECT(Controls!$F$42),Active!$A29,Active!Q$21)","v":11.413010560735994},{"$f":"INDEX(INDIRECT(Controls!$F$42),Active!$A29,Active!R$21)","v":6.7273403560721903},{"$f":"INDEX(INDIRECT(Controls!$F$42),Active!$A29,Active!S$21)","v":2.0302326660384082},{"$f":"INDEX(INDIRECT(Controls!$F$42),Active!$A29,Active!T$21)","v":-2.725518525412626},{"$f":"INDEX(INDIRECT(Controls!$F$42),Active!$A29,Active!U$21)","v":-7.551442772041745},{"$f":"INDEX(INDIRECT(Controls!$F$42),Active!$A29,Active!V$21)","v":-12.438214243775629},{"$f":"INDEX(INDIRECT(Controls!$F$42),Active!$A29,Active!W$21)","v":-17.419200563144479},{"$f":"INDEX(INDIRECT(Controls!$F$42),Active!$A29,Active!X$21)","v":-22.317315162802092},{"$f":"INDEX(INDIRECT(Controls!$F$42),Active!$A29,Active!Y$21)","v":-27.285561134147191},{"$f":"INDEX(INDIRECT(Controls!$F$42),Active!$A29,Active!Z$21)","v":-32.245620935693509},{"$f":"INDEX(INDIRECT(Controls!$F$42),Active!$A29,Active!AA$21)","v":-37.205789792581889},{"$f":"INDEX(INDIRECT(Controls!$F$42),Active!$A29,Active!AB$21)","v":-42.109488009332907},{"$f":"INDEX(INDIRECT(Controls!$F$42),Active!$A29,Active!AC$21)","v":-47.1127546201378},{"$f":"INDEX(INDIRECT(Controls!$F$42),Active!$A29,Active!AD$21)","v":-52.181904543002034},{"$f":"INDEX(INDIRECT(Controls!$F$42),Active!$A29,Active!AE$21)","v":-57.357663452193322},{"$f":"INDEX(INDIRECT(Controls!$F$42),Active!$A29,Active!AF$21)","v":-62.893064973219794},{"$f":"INDEX(INDIRECT(Controls!$F$42),Active!$A29,Active!AG$21)","v":-68.492978113515079}]
[8,{"$f":"INDEX(INDIRECT(Controls!$F$42),Active!$A30,Active!B$21)","v":"Two Degrees Winter Peak"},{"$f":"INDEX(INDIRECT(Controls!$F$42),Active!$A30,Active!C$21)","v":"B"},{"$f":"INDEX(INDIRECT(Controls!$F$42),Active!$A30,Active!D$21)","v":"B1"},{"$f":"INDEX(INDIRECT(Controls!$F$42),Active!$A30,Active!E$21)","v":0},{"$f":"INDEX(INDIRECT(Controls!$F$42),Active!$A30,Active!F$21)","v":0},{"$f":"INDEX(INDIRECT(Controls!$F$42),Active!$A30,Active!G$21)","v":0},{"$f":"INDEX(INDIRECT(Controls!$F$42),Active!$A30,Active!H$21)","v":0},{"$f":"INDEX(INDIRECT(Controls!$F$42),Active!$A30,Active!I$21)","v":75.749383609762447},{"$f":"INDEX(INDIRECT(Controls!$F$42),Active!$A30,Active!J$21)","v":52.137103085494907},{"$f":"INDEX(INDIRECT(Controls!$F$42),Active!$A30,Active!K$21)","v":26.668931165244015},{"$f":"INDEX(INDIRECT(Controls!$F$42),Active!$A30,Active!L$21)","v":1.4149518089310598},{"$f":"INDEX(INDIRECT(Controls!$F$42),Active!$A30,Active!M$21)","v":-23.656718649764937},{"$f":"INDEX(INDIRECT(Controls!$F$42),Active!$A30,Active!N$21)","v":-48.582548235581307},{"$f":"INDEX(INDIRECT(Controls!$F$42),Active!$A30,Active!O$21)","v":-73.682014462767029},{"$f":"INDEX(INDIRECT(Controls!$F$42),Active!$A30,Active!P$21)","v":-98.365508658123829},{"$f":"INDEX(INDIRECT(Controls!$F$42),Active!$A30,Active!Q$21)","v":-123.18030245959424},{"$f":"INDEX(INDIRECT(Controls!$F$42),Active!$A30,Active!R$21)","v":-148.39037502867836},{"$f":"INDEX(INDIRECT(Controls!$F$42),Active!$A30,Active!S$21)","v":-174.31833924860166},{"$f":"INDEX(INDIRECT(Controls!$F$42),Active!$A30,Active!T$21)","v":-200.99335898717388},{"$f":"INDEX(INDIRECT(Controls!$F$42),Active!$A30,Active!U$21)","v":-227.93075132107663},{"$f":"INDEX(INDIRECT(Controls!$F$42),Active!$A30,Active!V$21)","v":-255.06728988076475},{"$f":"INDEX(INDIRECT(Controls!$F$42),Active!$A30,Active!W$21)","v":-283.04891557605941},{"$f":"INDEX(INDIRECT(Controls!$F$42),Active!$A30,Active!X$21)","v":-309.19542356924796},{"$f":"INDEX(INDIRECT(Controls!$F$42),Active!$A30,Active!Y$21)","v":-336.14328979111832},{"$f":"INDEX(INDIRECT(Controls!$F$42),Active!$A30,Active!Z$21)","v":-362.81523696120183},{"$f":"INDEX(INDIRECT(Controls!$F$42),Active!$A30,Active!AA$21)","v":-389.39021217250826},{"$f":"INDEX(INDIRECT(Controls!$F$42),Active!$A30,Active!AB$21)","v":-415.34428872612727},{"$f":"INDEX(INDIRECT(Controls!$F$42),Active!$A30,Active!AC$21)","v":-442.2429505900086},{"$f":"INDEX(INDIRECT(Controls!$F$42),Active!$A30,Active!AD$21)","v":-469.66477922177353},{"$f":"INDEX(INDIRECT(Controls!$F$42),Active!$A30,Active!AE$21)","v":-497.91824543081503},{"$f":"INDEX(INDIRECT(Controls!$F$42),Active!$A30,Active!AF$21)","v":-529.06835447206959},{"$f":"INDEX(INDIRECT(Controls!$F$42),Active!$A30,Active!AG$21)","v":-560.48126645525053}]
[9,{"$f":"INDEX(INDIRECT(Controls!$F$42),Active!$A31,Active!B$21)","v":"Two Degrees Winter Peak"},{"$f":"INDEX(INDIRECT(Controls!$F$42),Active!$A31,Active!C$21)","v":"B"},{"$f":"INDEX(INDIRECT(Controls!$F$42),Active!$A31,Active!D$21)","v":"B2"},{"$f":"INDEX(INDIRECT(Controls!$F$42),Active!$A31,Active!E$21)","v":0},{"$f":"INDEX(INDIRECT(Controls!$F$42),Active!$A31,Active!F$21)","v":0},{"$f":"INDEX(INDIRECT(Controls!$F$42),Active!$A31,Active!G$21)","v":0},{"$f":"INDEX(INDIRECT(Controls!$F$42),Active!$A31,Active!H$21)","v":0},{"$f":"INDEX(INDIRECT(Controls!$F$42),Active!$A31,Active!I$21)","v":-18.99084050331037},{"$f":"INDEX(INDIRECT(Controls!$F$42),Active!$A31,Active!J$21)","v":-55.856072745771058},{"$f":"INDEX(INDIRECT(Controls!$F$42),Active!$A31,Active!K$21)","v":-91.896909444996368},{"$f":"INDEX(INDIRECT(Controls!$F$42),Active!$A31,Active!L$21)","v":-127.75577736756584},{"$f":"INDEX(INDIRECT(Controls!$F$42),Active!$A31,Active!M$21)","v":-163.25295664073442},{"$f":"INDEX(INDIRECT(Controls!$F$42),Active!$A31,Active!N$21)","v":-198.69157557073495},{"$f":"INDEX(INDIRECT(Controls!$F$42),Active!$A31,Active!O$21)","v":-234.93644455493586},{"$f":"INDEX(INDIRECT(Controls!$F$42),Active!$A31,Active!P$21)","v":-269.94594612729344},{"$f":"INDEX(INDIRECT(Controls!$F$42),Active!$A31,Active!Q$21)","v":-305.46421297713044},{"$f":"INDEX(INDIRECT(Controls!$F$42),Active!$A31,Active!R$21)","v":-341.93795691600735},{"$f":"INDEX(INDIRECT(Controls!$F$42),Active!$A31,Active!S$21)","v":-379.90281412841489},{"$f":"INDEX(INDIRECT(Controls!$F$42),Active!$A31,Active!T$21)","v":-419.24599659157138},{"$f":"INDEX(INDIRECT(Controls!$F$42),Active!$A31,Active!U$21)","v":-458.88937867673945},{"$f":"INDEX(INDIRECT(Controls!$F$42),Active!$A31,Active!V$21)","v":-498.73248789323094},{"$f":"INDEX(INDIRECT(Controls!$F$42),Active!$A31,Active!W$21)","v":-540.03140012149061},{"$f":"INDEX(INDIRECT(Controls!$F$42),Active!$A31,Active!X$21)","v":-577.71756933701545},{"$f":"INDEX(INDIRECT(Controls!$F$42),Active!$A31,Active!Y$21)","v":-616.85545489204662},{"$f":"INDEX(INDIRECT(Controls!$F$42),Active!$A31,Active!Z$21)","v":-655.43429435126222},{"$f":"INDEX(INDIRECT(Controls!$F$42),Active!$A31,Active!AA$21)","v":-693.80558124421736},{"$f":"INDEX(INDIRECT(Controls!$F$42),Active!$A31,Active!AB$21)","v":-731.05997559614173},{"$f":"INDEX(INDIRECT(Controls!$F$42),Active!$A31,Active!AC$21)","v":-769.96286118005969},{"$f":"INDEX(INDIRECT(Controls!$F$42),Active!$A31,Active!AD$21)","v":-809.73895633904442},{"$f":"INDEX(INDIRECT(Controls!$F$42),Active!$A31,Active!AE$21)","v":-850.89615424627164},{"$f":"INDEX(INDIRECT(Controls!$F$42),Active!$A31,Active!AF$21)","v":-896.90714604626305},{"$f":"INDEX(INDIRECT(Controls!$F$42),Active!$A31,Active!AG$21)","v":-943.24025499359959}]
[10,{"$f":"INDEX(INDIRECT(Controls!$F$42),Active!$A32,Active!B$21)","v":"Two Degrees Winter Peak"},{"$f":"INDEX(INDIRECT(Controls!$F$42),Active!$A32,Active!C$21)","v":"B"},{"$f":"INDEX(INDIRECT(Controls!$F$42),Active!$A32,Active!D$21)","v":"B3"},{"$f":"INDEX(INDIRECT(Controls!$F$42),Active!$A32,Active!E$21)","v":0},{"$f":"INDEX(INDIRECT(Controls!$F$42),Active!$A32,Active!F$21)","v":0},{"$f":"INDEX(INDIRECT(Controls!$F$42),Active!$A32,Active!G$21)","v":0},{"$f":"INDEX(INDIRECT(Controls!$F$42),Active!$A32,Active!H$21)","v":0},{"$f":"INDEX(INDIRECT(Controls!$F$42),Active!$A32,Active!I$21)","v":49.636145051179554},{"$f":"INDEX(INDIRECT(Controls!$F$42),Active!$A32,Active!J$21)","v":44.146708742734432},{"$f":"INDEX(INDIRECT(Controls!$F$42),Active!$A32,Active!K$21)","v":37.357375329864091},{"$f":"INDEX(INDIRECT(Controls!$F$42),Active!$A32,Active!L$21)","v":30.653407449583344},{"$f":"INDEX(INDIRECT(Controls!$F$42),Active!$A32,Active!M$21)","v":23.97384416308984},{"$f":"INDEX(INDIRECT(Controls!$F$42),Active!$A32,Active!N$21)","v":17.367650737220195},{"$f":"INDEX(INDIRECT(Controls!$F$42),Active!$A32,Active!O$21)","v":10.845956710923378},{"$f":"INDEX(INDIRECT(Controls!$F$42),Active!$A32,Active!P$21)","v":4.2842569519005309},{"$f":"INDEX(INDIRECT(Controls!$F$42),Active!$A32,Active!Q$21)","v":-2.2370894243465171},{"$f":"INDEX(INDIRECT(Controls!$F$42),Active!$A32,Active!R$21)","v":-8.7713871841471232},{"$f":"INDEX(INDIRECT(Controls!$F$42),Active!$A32,Active!S$21)","v":-15.386183459934179},{"$f":"INDEX(INDIRECT(Controls!$F$42),Active!$A32,Active!T$21)","v":-22.125199015841048},{"$f":"INDEX(INDIRECT(Controls!$F$42),Active!$A32,Active!U$21)","v":-28.95074598752943},{"$f":"INDEX(INDIRECT(Controls!$F$42),Active!$A32,Active!V$21)","v":-35.848535748678763},{"$f":"INDEX(INDIRECT(Controls!$F$42),Active!$A32,Active!W$21)","v":-42.910969500215835},{"$f":"INDEX(INDIRECT(Controls!$F$42),Active!$A32,Active!X$21)","v":-49.721212126479941},{"$f":"INDEX(INDIRECT(Controls!$F$42),Active!$A32,Active!Y$21)","v":-56.670956126716312},{"$f":"INDEX(INDIRECT(Controls!$F$42),Active!$A32,Active!Z$21)","v":-63.586480716375682},{"$f":"INDEX(INDIRECT(Controls!$F$42),Active!$A32,Active!AA$21)","v":-70.49256306844245},{"$f":"INDEX(INDIRECT(Controls!$F$42),Active!$A32,Active!AB$21)","v":-77.288713338462173},{"$f":"INDEX(INDIRECT(Controls!$F$42),Active!$A32,Active!AC$21)","v":-84.263925678016463},{"$f":"INDEX(INDIRECT(Controls!$F$42),Active!$A32,Active!AD$21)","v":-91.347604592389644},{"$f":"INDEX(INDIRECT(Controls!$F$42),Active!$A32,Active!AE$21)","v":-98.605330854264992},{"$f":"INDEX(INDIRECT(Controls!$F$42),Active!$A32,Active!AF$21)","v":-106.4591638841634},{"$f":"INDEX(INDIRECT(Controls!$F$42),Active!$A32,Active!AG$21)","v":-114.39467117508981}]
[11,{"$f":"INDEX(INDIRECT(Controls!$F$42),Active!$A33,Active!B$21)","v":"Two Degrees Winter Peak"},{"$f":"INDEX(INDIRECT(Controls!$F$42),Active!$A33,Active!C$21)","v":"B"},{"$f":"INDEX(INDIRECT(Controls!$F$42),Active!$A33,Active!D$21)","v":"B4"},{"$f":"INDEX(INDIRECT(Controls!$F$42),Active!$A33,Active!E$21)","v":0},{"$f":"INDEX(INDIRECT(Controls!$F$42),Active!$A33,Active!F$21)","v":0},{"$f":"INDEX(INDIRECT(Controls!$F$42),Active!$A33,Active!G$21)","v":0},{"$f":"INDEX(INDIRECT(Controls!$F$42),Active!$A33,Active!H$21)","v":0},{"$f":"INDEX(INDIRECT(Controls!$F$42),Active!$A33,Active!I$21)","v":-56.985755880909608},{"$f":"INDEX(INDIRECT(Controls!$F$42),Active!$A33,Active!J$21)","v":-67.537869332135514},{"$f":"INDEX(INDIRECT(Controls!$F$42),Active!$A33,Active!K$21)","v":-76.456144551706942},{"$f":"INDEX(INDIRECT(Controls!$F$42),Active!$A33,Active!L$21)","v":-85.379588131945198},{"$f":"INDEX(INDIRECT(Controls!$F$42),Active!$A33,Active!M$21)","v":-94.170564134635754},{"$f":"INDEX(INDIRECT(Controls!$F$42),Active!$A33,Active!N$21)","v":-103.00830164730829},{"$f":"INDEX(INDIRECT(Controls!$F$42),Active!$A33,Active!O$21)","v":-112.27780657017981},{"$f":"INDEX(INDIRECT(Controls!$F$42),Active!$A33,Active!P$21)","v":-120.97364955295379},{"$f":"INDEX(INDIRECT(Controls!$F$42),Active!$A33,Active!Q$21)","v":-129.92920722962137},{"$f":"INDEX(INDIRECT(Controls!$F$42),Active!$A33,Active!R$21)","v":-139.28532695518112},{"$f":"INDEX(INDIRECT(Controls!$F$42),Active!$A33,Active!S$21)","v":-149.20732574143409},{"$f":"INDEX(INDIRECT(Controls!$F$42),Active!$A33,Active!T$21)","v":-159.60345855584103},{"$f":"INDEX(INDIRECT(Controls!$F$42),Active!$A33,Active!U$21)","v":-170.0444177173483},{"$f":"INDEX(INDIRECT(Controls!$F$42),Active!$A33,Active!V$21)","v":-180.50078393136445},{"$f":"INDEX(INDIRECT(Controls!$F$42),Active!$A33,Active!W$21)","v":-191.42507647007471},{"$f":"INDEX(INDIRECT(Controls!$F$42),Active!$A33,Active!X$21)","v":-201.03448875487285},{"$f":"INDEX(INDIRECT(Controls!$F$42),Active!$A33,Active!Y$21)","v":-211.13476425208296},{"$f":"INDEX(INDIRECT(Controls!$F$42),Active!$A33,Active!Z$21)","v":-221.02684981490486},{"$f":"INDEX(INDIRECT(Controls!$F$42),Active!$A33,Active!AA$21)","v":-230.83843707486281},{"$f":"INDEX(INDIRECT(Controls!$F$42),Active!$A33,Active!AB$21)","v":-240.27493370183964},{"$f":"INDEX(INDIRECT(Controls!$F$42),Active!$A33,Active!AC$21)","v":-250.24853629469189},{"$f":"INDEX(INDIRECT(Controls!$F$42),Active!$A33,Active!AD$21)","v":-260.49326540485333},{"$f":"INDEX(INDIRECT(Controls!$F$42),Active!$A33,Active!AE$21)","v":-271.16437001608233},{"$f":"INDEX(INDIRECT(Controls!$F$42),Active!$A33,Active!AF$21)","v":-283.34924279595992},{"$f":"INDEX(INDIRECT(Controls!$F$42),Active!$A33,Active!AG$21)","v":-295.59319479009633}]
[12,{"$f":"INDEX(INDIRECT(Controls!$F$42),Active!$A34,Active!B$21)","v":"Two Degrees Winter Peak"},{"$f":"INDEX(INDIRECT(Controls!$F$42),Active!$A34,Active!C$21)","v":"C"},{"$f":"INDEX(INDIRECT(Controls!$F$42),Active!$A34,Active!D$21)","v":"C1"},{"$f":"INDEX(INDIRECT(Controls!$F$42),Active!$A34,Active!E$21)","v":0},{"$f":"INDEX(INDIRECT(Controls!$F$42),Active!$A34,Active!F$21)","v":0},{"$f":"INDEX(INDIRECT(Controls!$F$42),Active!$A34,Active!G$21)","v":0},{"$f":"INDEX(INDIRECT(Controls!$F$42),Active!$A34,Active!H$21)","v":0},{"$f":"INDEX(INDIRECT(Controls!$F$42),Active!$A34,Active!I$21)","v":-14.583247279585423},{"$f":"INDEX(INDIRECT(Controls!$F$42),Active!$A34,Active!J$21)","v":-24.904299122488929},{"$f":"INDEX(INDIRECT(Controls!$F$42),Active!$A34,Active!K$21)","v":-34.743271450676318},{"$f":"INDEX(INDIRECT(Controls!$F$42),Active!$A34,Active!L$21)","v":-44.541590322519347},{"$f":"INDEX(INDIRECT(Controls!$F$42),Active!$A34,Active!M$21)","v":-54.23344617555091},{"$f":"INDEX(INDIRECT(Controls!$F$42),Active!$A34,Active!N$21)","v":-63.920325830701906},{"$f":"INDEX(INDIRECT(Controls!$F$42),Active!$A34,Active!O$21)","v":-73.869058346025639},{"$f":"INDEX(INDIRECT(Controls!$F$42),Active!$A34,Active!P$21)","v":-83.432371988338502},{"$f":"INDEX(INDIRECT(Controls!$F$42),Active!$A34,Active!Q$21)","v":-93.158631298185853},{"$f":"INDEX(INDIRECT(Controls!$F$42),Active!$A34,Active!R$21)","v":-103.17523463958312},{"$f":"INDEX(INDIRECT(Controls!$F$42),Active!$A34,Active!S$21)","v":-113.6342994667463},{"$f":"INDEX(INDIRECT(Controls!$F$42),Active!$A34,Active!T$21)","v":-124.49356030768594},{"$f":"INDEX(INDIRECT(Controls!$F$42),Active!$A34,Active!U$21)","v":-135.42947894495961},{"$f":"INDEX(INDIRECT(Controls!$F$42),Active!$A34,Active!V$21)","v":-146.4138076460701},{"$f":"INDEX(INDIRECT(Controls!$F$42),Active!$A34,Active!W$21)","v":-157.81492127685513},{"$f":"INDEX(INDIRECT(Controls!$F$42),Active!$A34,Active!X$21)","v":-168.15411237457567},{"$f":"INDEX(INDIRECT(Controls!$F$42),Active!$A34,Active!Y$21)","v":-178.91327759475499},{"$f":"INDEX(INDIRECT(Controls!$F$42),Active!$A34,Active!Z$21)","v":-189.50726916643379},{"$f":"INDEX(INDIRECT(Controls!$F$42),Active!$A34,Active!AA$21)","v":-200.03936186800112},{"$f":"INDEX(INDIRECT(Controls!$F$42),Active!$A34,Active!AB$21)","v":-210.24880342219376},{"$f":"INDEX(INDIRECT(Controls!$F$42),Active!$A34,Active!AC$21)","v":-220.93149745365085},{"$f":"INDEX(INDIRECT(Controls!$F$42),Active!$A34,Active!AD$21)","v":-231.86246930790338},{"$f":"INDEX(INDIRECT(Controls!$F$42),Active!$A34,Active!AE$21)","v":-243.18568696457882},{"$f":"INDEX(INDIRECT(Controls!$F$42),Active!$A34,Active!AF$21)","v":-255.89017668278962},{"$f":"INDEX(INDIRECT(Controls!$F$42),Active!$A34,Active!AG$21)","v":-268.67889471632543}]
[13,{"$f":"INDEX(INDIRECT(Controls!$F$42),Active!$A35,Active!B$21)","v":"Two Degrees Winter Peak"},{"$f":"INDEX(INDIRECT(Controls!$F$42),Active!$A35,Active!C$21)","v":"C"},{"$f":"INDEX(INDIRECT(Controls!$F$42),Active!$A35,Active!D$21)","v":"C2"},{"$f":"INDEX(INDIRECT(Controls!$F$42),Active!$A35,Active!E$21)","v":0},{"$f":"INDEX(INDIRECT(Controls!$F$42),Active!$A35,Active!F$21)","v":0},{"$f":"INDEX(INDIRECT(Controls!$F$42),Active!$A35,Active!G$21)","v":0},{"$f":"INDEX(INDIRECT(Controls!$F$42),Active!$A35,Active!H$21)","v":0},{"$f":"INDEX(INDIRECT(Controls!$F$42),Active!$A35,Active!I$21)","v":7.7843726979247885},{"$f":"INDEX(INDIRECT(Controls!$F$42),Active!$A35,Active!J$21)","v":-0.36829388264066315},{"$f":"INDEX(INDIRECT(Controls!$F$42),Active!$A35,Active!K$21)","v":-8.663618842133852},{"$f":"INDEX(INDIRECT(Controls!$F$42),Active!$A35,Active!L$21)","v":-16.905391538537369},{"$f":"INDEX(INDIRECT(Controls!$F$42),Active!$A35,Active!M$21)","v":-25.073905374746985},{"$f":"INDEX(INDIRECT(Controls!$F$42),Active!$A35,Active!N$21)","v":-33.214700976956586},{"$f":"INDEX(INDIRECT(Controls!$F$42),Active!$A35,Active!O$21)","v":-41.487071409421063},{"$f":"INDEX(INDIRECT(Controls!$F$42),Active!$A35,Active!P$21)","v":-49.537401080796535},{"$f":"INDEX(INDIRECT(Controls!$F$42),Active!$A35,Active!Q$21)","v":-57.673720208298903},{"$f":"INDEX(INDIRECT(Controls!$F$42),Active!$A35,Active!R$21)","v":-65.991799928752798},{"$f":"INDEX(INDIRECT(Controls!$F$42),Active!$A35,Active!S$21)","v":-74.607305475378524},{"$f":"INDEX(INDIRECT(Controls!$F$42),Active!$A35,Active!T$21)","v":-83.509117359373477},{"$f":"INDEX(INDIRECT(Controls!$F$42),Active!$A35,Active!U$21)","v":-92.486872824301429},{"$f":"INDEX(INDIRECT(Controls!$F$42),Active!$A35,Active!V$21)","v":-101.51850616237913},{"$f":"INDEX(INDIRECT(Controls!$F$42),Active!$A35,Active!W$21)","v":-110.86017862203484},{"$f":"INDEX(INDIRECT(Controls!$F$42),Active!$A35,Active!X$21)","v":-119.46817729025027},{"$f":"INDEX(INDIRECT(Controls!$F$42),Active!$A35,Active!Y$21)","v":-128.37970708935484},{"$f":"INDEX(INDIRECT(Controls!$F$42),Active!$A35,Active!Z$21)","v":-137.17880379660363},{"$f":"INDEX(INDIRECT(Controls!$F$42),Active!$A35,Active!AA$21)","v":-145.93690352653454},{"$f":"INDEX(INDIRECT(Controls!$F$42),Active!$A35,Active!AB$21)","v":-154.46088341446833},{"$f":"INDEX(INDIRECT(Controls!$F$42),Active!$A35,Active!AC$21)","v":-163.3342543914834},{"$f":"INDEX(INDIRECT(Controls!$F$42),Active!$A35,Active!AD$21)","v":-172.39580910579983},{"$f":"INDEX(INDIRECT(Controls!$F$42),Active!$A35,Active!AE$21)","v":-181.75557196432584},{"$f":"INDEX(INDIRECT(Controls!$F$42),Active!$A35,Active!AF$21)","v":-192.15981069833822},{"$f":"INDEX(INDIRECT(Controls!$F$42),Active!$A35,Active!AG$21)","v":-202.64298502325224}]
[14,{"$f":"INDEX(INDIRECT(Controls!$F$42),Active!$A36,Active!B$21)","v":"Two Degrees Winter Peak"},{"$f":"INDEX(INDIRECT(Controls!$F$42),Active!$A36,Active!C$21)","v":"C"},{"$f":"INDEX(INDIRECT(Controls!$F$42),Active!$A36,Active!D$21)","v":"C3"},{"$f":"INDEX(INDIRECT(Controls!$F$42),Active!$A36,Active!E$21)","v":0},{"$f":"INDEX(INDIRECT(Controls!$F$42),Active!$A36,Active!F$21)","v":0},{"$f":"INDEX(INDIRECT(Controls!$F$42),Active!$A36,Active!G$21)","v":0},{"$f":"INDEX(INDIRECT(Controls!$F$42),Active!$A36,Active!H$21)","v":0},{"$f":"INDEX(INDIRECT(Controls!$F$42),Active!$A36,Active!I$21)","v":24.855605904829712},{"$f":"INDEX(INDIRECT(Controls!$F$42),Active!$A36,Active!J$21)","v":24.836578379169694},{"$f":"INDEX(INDIRECT(Controls!$F$42),Active!$A36,Active!K$21)","v":24.143706665575394},{"$f":"INDEX(INDIRECT(Controls!$F$42),Active!$A36,Active!L$21)","v":23.47854575778889},{"$f":"INDEX(INDIRECT(Controls!$F$42),Active!$A36,Active!M$21)","v":22.799612300452104},{"$f":"INDEX(INDIRECT(Controls!$F$42),Active!$A36,Active!N$21)","v":22.151350014974014},{"$f":"INDEX(INDIRECT(Controls!$F$42),Active!$A36,Active!O$21)","v":21.599620584601865},{"$f":"INDEX(INDIRECT(Controls!$F$42),Active!$A36,Active!P$21)","v":20.942383089707853},{"$f":"INDEX(INDIRECT(Controls!$F$42),Active!$A36,Active!Q$21)","v":20.339914195339574},{"$f":"INDEX(INDIRECT(Controls!$F$42),Active!$A36,Active!R$21)","v":19.798245704063344},{"$f":"INDEX(INDIRECT(Controls!$F$42),Active!$A36,Active!S$21)","v":19.322889077937425},{"$f":"INDEX(INDIRECT(Controls!$F$42),Active!$A36,Active!T$21)","v":18.885221081916569},{"$f":"INDEX(INDIRECT(Controls!$F$42),Active!$A36,Active!U$21)","v":18.42757271446655},{"$f":"INDEX(INDIRECT(Controls!$F$42),Active!$A36,Active!V$21)","v":17.949677204117464},{"$f":"INDEX(INDIRECT(Controls!$F$42),Active!$A36,Active!W$21)","v":17.495738884798758},{"$f":"INDEX(INDIRECT(Controls!$F$42),Active!$A36,Active!X$21)","v":16.908225781005999},{"$f":"INDEX(INDIRECT(Controls!$F$42),Active!$A36,Active!Y$21)","v":16.356299956265637},{"$f":"INDEX(INDIRECT(Controls!$F$42),Active!$A36,Active!Z$21)","v":15.781426881435674},{"$f":"INDEX(INDIRECT(Controls!$F$42),Active!$A36,Active!AA$21)","v":15.196488272554401},{"$f":"INDEX(INDIRECT(Controls!$F$42),Active!$A36,Active!AB$21)","v":14.585405019931745},{"$f":"INDEX(INDIRECT(Controls!$F$42),Active!$A36,Active!AC$21)","v":14.004944817493847},{"$f":"INDEX(INDIRECT(Controls!$F$42),Active!$A36,Active!AD$21)","v":13.434251917318417},{"$f":"INDEX(INDIRECT(Controls!$F$42),Active!$A36,Active!AE$21)","v":12.877826123840652},{"$f":"INDEX(INDIRECT(Controls!$F$42),Active!$A36,Active!AF$21)","v":12.378921071374023},{"$f":"INDEX(INDIRECT(Controls!$F$42),Active!$A36,Active!AG$21)","v":11.863873201599324}]
[15,{"$f":"INDEX(INDIRECT(Controls!$F$42),Active!$A37,Active!B$21)","v":"Two Degrees Winter Peak"},{"$f":"INDEX(INDIRECT(Controls!$F$42),Active!$A37,Active!C$21)","v":"C"},{"$f":"INDEX(INDIRECT(Controls!$F$42),Active!$A37,Active!D$21)","v":"C4"},{"$f":"INDEX(INDIRECT(Controls!$F$42),Active!$A37,Active!E$21)","v":0},{"$f":"INDEX(INDIRECT(Controls!$F$42),Active!$A37,Active!F$21)","v":0},{"$f":"INDEX(INDIRECT(Controls!$F$42),Active!$A37,Active!G$21)","v":0},{"$f":"INDEX(INDIRECT(Controls!$F$42),Active!$A37,Active!H$21)","v":0},{"$f":"INDEX(INDIRECT(Controls!$F$42),Active!$A37,Active!I$21)","v":-32.232545278672951},{"$f":"INDEX(INDIRECT(Controls!$F$42),Active!$A37,Active!J$21)","v":-34.316454345891344},{"$f":"INDEX(INDIRECT(Controls!$F$42),Active!$A37,Active!K$21)","v":-35.508829595062195},{"$f":"INDEX(INDIRECT(Controls!$F$42),Active!$A37,Active!L$21)","v":-36.725525489490252},{"$f":"INDEX(INDIRECT(Controls!$F$42),Active!$A37,Active!M$21)","v":-37.904283513849585},{"$f":"INDEX(INDIRECT(Controls!$F$42),Active!$A37,Active!N$21)","v":-39.118127661272574},{"$f":"INDEX(INDIRECT(Controls!$F$42),Active!$A37,Active!O$21)","v":-40.499034853018564},{"$f":"INDEX(INDIRECT(Controls!$F$42),Active!$A37,Active!P$21)","v":-41.677097509329371},{"$f":"INDEX(INDIRECT(Controls!$F$42),Active!$A37,Active!Q$21)","v":-42.952879543709351},{"$f":"INDEX(INDIRECT(Controls!$F$42),Active!$A37,Active!R$21)","v":-44.359479996060166},{"$f":"INDEX(INDIRECT(Controls!$F$42),Active!$A37,Active!S$21)","v":-45.934430073457243},{"$f":"INDEX(INDIRECT(Controls!$F$42),Active!$A37,Active!T$21)","v":-47.635413174765816},{"$f":"INDEX(INDIRECT(Controls!$F$42),Active!$A37,Active!U$21)","v":-49.32852249207555},{"$f":"INDEX(INDIRECT(Controls!$F$42),Active!$A37,Active!V$21)","v":-51.007679263788482},{"$f":"INDEX(INDIRECT(Controls!$F$42),Active!$A37,Active!W$21)","v":-52.800091841650172},{"$f":"INDEX(INDIRECT(Controls!$F$42),Active!$A37,Active!X$21)","v":-54.218563908669417},{"$f":"INDEX(INDIRECT(Controls!$F$42),Active!$A37,Active!Y$21)","v":-55.764631881844281},{"$f":"INDEX(INDIRECT(Controls!$F$42),Active!$A37,Active!Z$21)","v":-57.249981275723648},{"$f":"INDEX(INDIRECT(Controls!$F$42),Active!$A37,Active!AA$21)","v":-58.710850748722279},{"$f":"INDEX(INDIRECT(Controls!$F$42),Active!$A37,Active!AB$21)","v":-60.07510035105097},{"$f":"INDEX(INDIRECT(Controls!$F$42),Active!$A37,Active!AC$21)","v":-61.571975659287148},{"$f":"INDEX(INDIRECT(Controls!$F$42),Active!$A37,Active!AD$21)","v":-63.131015803519418},{"$f":"INDEX(INDIRECT(Controls!$F$42),Active!$A37,Active!AE$21)","v":-64.786898080956703},{"$f":"INDEX(INDIRECT(Controls!$F$42),Active!$A37,Active!AF$21)","v":-66.792373467057885},{"$f":"INDEX(INDIRECT(Controls!$F$42),Active!$A37,Active!AG$21)","v":-68.796037062403116}]
[16,{"$f":"INDEX(INDIRECT(Controls!$F$42),Active!$A38,Active!B$21)","v":"Two Degrees Winter Peak"},{"$f":"INDEX(INDIRECT(Controls!$F$42),Active!$A38,Active!C$21)","v":"C"},{"$f":"INDEX(INDIRECT(Controls!$F$42),Active!$A38,Active!D$21)","v":"C5"},{"$f":"INDEX(INDIRECT(Controls!$F$42),Active!$A38,Active!E$21)","v":0},{"$f":"INDEX(INDIRECT(Controls!$F$42),Active!$A38,Active!F$21)","v":0},{"$f":"INDEX(INDIRECT(Controls!$F$42),Active!$A38,Active!G$21)","v":0},{"$f":"INDEX(INDIRECT(Controls!$F$42),Active!$A38,Active!H$21)","v":0},{"$f":"INDEX(INDIRECT(Controls!$F$42),Active!$A38,Active!I$21)","v":23.989907833944233},{"$f":"INDEX(INDIRECT(Controls!$F$42),Active!$A38,Active!J$21)","v":17.645393829266027},{"$f":"INDEX(INDIRECT(Controls!$F$42),Active!$A38,Active!K$21)","v":10.703603007695252},{"$f":"INDEX(INDIRECT(Controls!$F$42),Active!$A38,Active!L$21)","v":3.8234035401716917},{"$f":"INDEX(INDIRECT(Controls!$F$42),Active!$A38,Active!M$21)","v":-3.0098517807083383},{"$f":"INDEX(INDIRECT(Controls!$F$42),Active!$A38,Active!N$21)","v":-9.7994392933728349},{"$f":"INDEX(INDIRECT(Controls!$F$42),Active!$A38,Active!O$21)","v":-16.621504098274229},{"$f":"INDEX(INDIRECT(Controls!$F$42),Active!$A38,Active!P$21)","v":-23.347322127541084},{"$f":"INDEX(INDIRECT(Controls!$F$42),Active!$A38,Active!Q$21)","v":-30.100371854968561},{"$f":"INDEX(INDIRECT(Controls!$F$42),Active!$A38,Active!R$21)","v":-36.950667472393128},{"$f":"INDEX(INDIRECT(Controls!$F$42),Active!$A38,Active!S$21)","v":-43.984047173962679},{"$f":"INDEX(INDIRECT(Controls!$F$42),Active!$A38,Active!T$21)","v":-51.21254161681469},{"$f":"INDEX(INDIRECT(Controls!$F$42),Active!$A38,Active!U$21)","v":-58.514433727439418},{"$f":"INDEX(INDIRECT(Controls!$F$42),Active!$A38,Active!V$21)","v":-65.872781460786101},{"$f":"INDEX(INDIRECT(Controls!$F$42),Active!$A38,Active!W$21)","v":-73.454586868232866},{"$f":"INDEX(INDIRECT(Controls!$F$42),Active!$A38,Active!X$21)","v":-80.563111419955817},{"$f":"INDEX(INDIRECT(Controls!$F$42),Active!$A38,Active!Y$21)","v":-87.881643375773351},{"$f":"INDEX(INDIRECT(Controls!$F$42),Active!$A38,Active!Z$21)","v":-95.129435186905255},{"$f":"INDEX(INDIRECT(Controls!$F$42),Active!$A38,Active!AA$21)","v":-102.35265874571844},{"$f":"INDEX(INDIRECT(Controls!$F$42),Active!$A38,Active!AB$21)","v":-109.4129573880405},{"$f":"INDEX(INDIRECT(Controls!$F$42),Active!$A38,Active!AC$21)","v":-116.72245903975548},{"$f":"INDEX(INDIRECT(Controls!$F$42),Active!$A38,Active!AD$21)","v":-124.1710389493787},{"$f":"INDEX(INDIRECT(Controls!$F$42),Active!$A38,Active!AE$21)","v":-131.84088544093163},{"$f":"INDEX(INDIRECT(Controls!$F$42),Active!$A38,Active!AF$21)","v":-140.28026851835318},{"$f":"INDEX(INDIRECT(Controls!$F$42),Active!$A38,Active!AG$21)","v":-148.79260202658236}]
[17,{"$f":"INDEX(INDIRECT(Controls!$F$42),Active!$A39,Active!B$21)","v":"Two Degrees Winter Peak"},{"$f":"INDEX(INDIRECT(Controls!$F$42),Active!$A39,Active!C$21)","v":"C"},{"$f":"INDEX(INDIRECT(Controls!$F$42),Active!$A39,Active!D$21)","v":"C6"},{"$f":"INDEX(INDIRECT(Controls!$F$42),Active!$A39,Active!E$21)","v":0},{"$f":"INDEX(INDIRECT(Controls!$F$42),Active!$A39,Active!F$21)","v":0},{"$f":"INDEX(INDIRECT(Controls!$F$42),Active!$A39,Active!G$21)","v":0},{"$f":"INDEX(INDIRECT(Controls!$F$42),Active!$A39,Active!H$21)","v":0},{"$f":"INDEX(INDIRECT(Controls!$F$42),Active!$A39,Active!I$21)","v":22.664701568340007},{"$f":"INDEX(INDIRECT(Controls!$F$42),Active!$A39,Active!J$21)","v":19.368011823655007},{"$f":"INDEX(INDIRECT(Controls!$F$42),Active!$A39,Active!K$21)","v":15.484398930719861},{"$f":"INDEX(INDIRECT(Controls!$F$42),Active!$A39,Active!L$21)","v":11.644117521763608},{"$f":"INDEX(INDIRECT(Controls!$F$42),Active!$A39,Active!M$21)","v":7.8225031167546524},{"$f":"INDEX(INDIRECT(Controls!$F$42),Active!$A39,Active!N$21)","v":4.0361472979983875},{"$f":"INDEX(INDIRECT(Controls!$F$42),Active!$A39,Active!O$21)","v":0.27268220548919492},{"$f":"INDEX(INDIRECT(Controls!$F$42),Active!$A39,Active!P$21)","v":-3.4843104635521374},{"$f":"INDEX(INDIRECT(Controls!$F$42),Active!$A39,Active!Q$21)","v":-7.2328804855152642},{"$f":"INDEX(INDIRECT(Controls!$F$42),Active!$A39,Active!R$21)","v":-11.006839435317559},{"$f":"INDEX(INDIRECT(Controls!$F$42),Active!$A39,Active!S$21)","v":-14.848415845859668},{"$f":"INDEX(INDIRECT(Controls!$F$42),Active!$A39,Active!T$21)","v":-18.77562549676696},{"$f":"INDEX(INDIRECT(Controls!$F$42),Active!$A39,Active!U$21)","v":-22.749105457482766},{"$f":"INDEX(INDIRECT(Controls!$F$42),Active!$A39,Active!V$21)","v":-26.760183121678683},{"$f":"INDEX(INDIRECT(Controls!$F$42),Active!$A39,Active!W$21)","v":-30.877237303543268},{"$f":"INDEX(INDIRECT(Controls!$F$42),Active!$A39,Active!X$21)","v":-34.803923043344},{"$f":"INDEX(INDIRECT(Controls!$F$42),Active!$A39,Active!Y$21)","v":-38.824826829891236},{"$f":"INDEX(INDIRECT(Controls!$F$42),Active!$A39,Active!Z$21)","v":-42.818503952882381},{"$f":"INDEX(INDIRECT(Controls!$F$42),Active!$A39,Active!AA$21)","v":-46.803587701824881},{"$f":"INDEX(INDIRECT(Controls!$F$42),Active!$A39,Active!AB$21)","v":-50.714974014528735},{"$f":"INDEX(INDIRECT(Controls!$F$42),Active!$A39,Active!AC$21)","v":-54.742939464732785},{"$f":"INDEX(INDIRECT(Controls!$F$42),Active!$A39,Active!AD$21)","v":-58.838980539682936},{"$f":"INDEX(INDIRECT(Controls!$F$42),Active!$A39,Active!AE$21)","v":-63.043850086656484},{"$f":"INDEX(INDIRECT(Controls!$F$42),Active!$A39,Active!AF$21)","v":-67.623959252039938},{"$f":"INDEX(INDIRECT(Controls!$F$42),Active!$A39,Active!AG$21)","v":-72.248527617051423}]
[18,{"$f":"INDEX(INDIRECT(Controls!$F$42),Active!$A40,Active!B$21)","v":"Two Degrees Winter Peak"},{"$f":"INDEX(INDIRECT(Controls!$F$42),Active!$A40,Active!C$21)","v":"C"},{"$f":"INDEX(INDIRECT(Controls!$F$42),Active!$A40,Active!D$21)","v":"C7"},{"$f":"INDEX(INDIRECT(Controls!$F$42),Active!$A40,Active!E$21)","v":0},{"$f":"INDEX(INDIRECT(Controls!$F$42),Active!$A40,Active!F$21)","v":0},{"$f":"INDEX(INDIRECT(Controls!$F$42),Active!$A40,Active!G$21)","v":0},{"$f":"INDEX(INDIRECT(Controls!$F$42),Active!$A40,Active!H$21)","v":0},{"$f":"INDEX(INDIRECT(Controls!$F$42),Active!$A40,Active!I$21)","v":59.705857370511957},{"$f":"INDEX(INDIRECT(Controls!$F$42),Active!$A40,Active!J$21)","v":58.581696184194875},{"$f":"INDEX(INDIRECT(Controls!$F$42),Active!$A40,Active!K$21)","v":55.847940197752138},{"$f":"INDEX(INDIRECT(Controls!$F$42),Active!$A40,Active!L$21)","v":53.186688913166137},{"$f":"INDEX(INDIRECT(Controls!$F$42),Active!$A40,Active!M$21)","v":50.50262342234808},{"$f":"INDEX(INDIRECT(Controls!$F$42),Active!$A40,Active!N$21)","v":47.894631130001876},{"$f":"INDEX(INDIRECT(Controls!$F$42),Active!$A40,Active!O$21)","v":45.49710127461983},{"$f":"INDEX(INDIRECT(Controls!$F$42),Active!$A40,Active!P$21)","v":42.879897472606643},{"$f":"INDEX(INDIRECT(Controls!$F$42),Active!$A40,Active!Q$21)","v":40.380599907968254},{"$f":"INDEX(INDIRECT(Controls!$F$42),Active!$A40,Active!R$21)","v":38.000769439957161},{"$f":"INDEX(INDIRECT(Controls!$F$42),Active!$A40,Active!S$21)","v":35.738105020862797},{"$f":"INDEX(INDIRECT(Controls!$F$42),Active!$A40,Active!T$21)","v":33.526509221301069},{"$f":"INDEX(INDIRECT(Controls!$F$42),Active!$A40,Active!U$21)","v":31.257693418345553},{"$f":"INDEX(INDIRECT(Controls!$F$42),Active!$A40,Active!V$21)","v":28.933948899924836},{"$f":"INDEX(INDIRECT(Controls!$F$42),Active!$A40,Active!W$21)","v":26.625716161263433},{"$f":"INDEX(INDIRECT(Controls!$F$42),Active!$A40,Active!X$21)","v":24.099283389816769},{"$f":"INDEX(INDIRECT(Controls!$F$42),Active!$A40,Active!Y$21)","v":21.616678479857207},{"$f":"INDEX(INDIRECT(Controls!$F$42),Active!$A40,Active!Z$21)","v":19.094786968854663},{"$f":"INDEX(INDIRECT(Controls!$F$42),Active!$A40,Active!AA$21)","v":16.554561411259662},{"$f":"INDEX(INDIRECT(Controls!$F$42),Active!$A40,Active!AB$21)","v":13.983610128111923},{"$f":"INDEX(INDIRECT(Controls!$F$42),Active!$A40,Active!AC$21)","v":11.438696996410357},{"$f":"INDEX(INDIRECT(Controls!$F$42),Active!$A40,Active!AD$21)","v":8.8919294180331327},{"$f":"INDEX(INDIRECT(Controls!$F$42),Active!$A40,Active!AE$21)","v":6.3393649047847687},{"$f":"INDEX(INDIRECT(Controls!$F$42),Active!$A40,Active!AF$21)","v":3.7843197558584554},{"$f":"INDEX(INDIRECT(Controls!$F$42),Active!$A40,Active!AG$21)","v":1.1807176428478734}]
[19,{"$f":"INDEX(INDIRECT(Controls!$F$42),Active!$A41,Active!B$21)","v":"Two Degrees Winter Peak"},{"$f":"INDEX(INDIRECT(Controls!$F$42),Active!$A41,Active!C$21)","v":"D"},{"$f":"INDEX(INDIRECT(Controls!$F$42),Active!$A41,Active!D$21)","v":"D4"},{"$f":"INDEX(INDIRECT(Controls!$F$42),Active!$A41,Active!E$21)","v":0},{"$f":"INDEX(INDIRECT(Controls!$F$42),Active!$A41,Active!F$21)","v":0},{"$f":"INDEX(INDIRECT(Controls!$F$42),Active!$A41,Active!G$21)","v":0},{"$f":"INDEX(INDIRECT(Controls!$F$42),Active!$A41,Active!H$21)","v":0},{"$f":"INDEX(INDIRECT(Controls!$F$42),Active!$A41,Active!I$21)","v":100.63699471049388},{"$f":"INDEX(INDIRECT(Controls!$F$42),Active!$A41,Active!J$21)","v":76.713670859769508},{"$f":"INDEX(INDIRECT(Controls!$F$42),Active!$A41,Active!K$21)","v":50.262194557087248},{"$f":"INDEX(INDIRECT(Controls!$F$42),Active!$A41,Active!L$21)","v":24.05426565209487},{"$f":"INDEX(INDIRECT(Controls!$F$42),Active!$A41,Active!M$21)","v":-1.9823643246758598},{"$f":"INDEX(INDIRECT(Controls!$F$42),Active!$A41,Active!N$21)","v":-27.841793580819001},{"$f":"INDEX(INDIRECT(Controls!$F$42),Active!$A41,Active!O$21)","v":-53.784001763033814},{"$f":"INDEX(INDIRECT(Controls!$F$42),Active!$A41,Active!P$21)","v":-79.406739201425324},{"$f":"INDEX(INDIRECT(Controls!$F$42),Active!$A41,Active!Q$21)","v":-105.10963390397045},{"$f":"INDEX(INDIRECT(Controls!$F$42),Active!$A41,Active!R$21)","v":-131.15412576382494},{"$f":"INDEX(INDIRECT(Controls!$F$42),Active!$A41,Active!S$21)","v":-157.86151660246415},{"$f":"INDEX(INDIRECT(Controls!$F$42),Active!$A41,Active!T$21)","v":-185.28891054233361},{"$f":"INDEX(INDIRECT(Controls!$F$42),Active!$A41,Active!U$21)","v":-213.00118083851794},{"$f":"INDEX(INDIRECT(Controls!$F$42),Active!$A41,Active!V$21)","v":-240.93457437093167},{"$f":"INDEX(INDIRECT(Controls!$F$42),Active!$A41,Active!W$21)","v":-269.70044822791618},{"$f":"INDEX(INDIRECT(Controls!$F$42),Active!$A41,Active!X$21)","v":-296.73715571791996},{"$f":"INDEX(INDIRECT(Controls!$F$42),Active!$A41,Active!Y$21)","v":-324.55086685305918},{"$f":"INDEX(INDIRECT(Controls!$F$42),Active!$A41,Active!Z$21)","v":-352.10734836548392},{"$f":"INDEX(INDIRECT(Controls!$F$42),Active!$A41,Active!AA$21)","v":-379.57535402959405},{"$f":"INDEX(INDIRECT(Controls!$F$42),Active!$A41,Active!AB$21)","v":-406.43995463319362},{"$f":"INDEX(INDIRECT(Controls!$F$42),Active!$A41,Active!AC$21)","v":-434.23134455677763},{"$f":"INDEX(INDIRECT(Controls!$F$42),Active!$A41,Active!AD$21)","v":-462.54297581978034},{"$f":"INDEX(INDIRECT(Controls!$F$42),Active!$A41,Active!AE$21)","v":-491.6828075978213},{"$f":"INDEX(INDIRECT(Controls!$F$42),Active!$A41,Active!AF$21)","v":-523.69976879325759},{"$f":"INDEX(INDIRECT(Controls!$F$42),Active!$A41,Active!AG$21)","v":-555.9983445112149}]
[20,{"$f":"INDEX(INDIRECT(Controls!$F$42),Active!$A42,Active!B$21)","v":"Two Degrees Winter Peak"},{"$f":"INDEX(INDIRECT(Controls!$F$42),Active!$A42,Active!C$21)","v":"D"},{"$f":"INDEX(INDIRECT(Controls!$F$42),Active!$A42,Active!D$21)","v":"D5"},{"$f":"INDEX(INDIRECT(Controls!$F$42),Active!$A42,Active!E$21)","v":0},{"$f":"INDEX(INDIRECT(Controls!$F$42),Active!$A42,Active!F$21)","v":0},{"$f":"INDEX(INDIRECT(Controls!$F$42),Active!$A42,Active!G$21)","v":0},{"$f":"INDEX(INDIRECT(Controls!$F$42),Active!$A42,Active!H$21)","v":0},{"$f":"INDEX(INDIRECT(Controls!$F$42),Active!$A42,Active!I$21)","v":47.025944411331778},{"$f":"INDEX(INDIRECT(Controls!$F$42),Active!$A42,Active!J$21)","v":37.140960376360283},{"$f":"INDEX(INDIRECT(Controls!$F$42),Active!$A42,Active!K$21)","v":26.063753117047884},{"$f":"INDEX(INDIRECT(Controls!$F$42),Active!$A42,Active!L$21)","v":15.093223911167653},{"$f":"INDEX(INDIRECT(Controls!$F$42),Active!$A42,Active!M$21)","v":4.1904186449928051},{"$f":"INDEX(INDIRECT(Controls!$F$42),Active!$A42,Active!N$21)","v":-6.6324606458839543},{"$f":"INDEX(INDIRECT(Controls!$F$42),Active!$A42,Active!O$21)","v":-17.468320573745682},{"$f":"INDEX(INDIRECT(Controls!$F$42),Active!$A42,Active!P$21)","v":-28.195413377967991},{"$f":"INDEX(INDIRECT(Controls!$F$42),Active!$A42,Active!Q$21)","v":-38.943579809842205},{"$f":"INDEX(INDIRECT(Controls!$F$42),Active!$A42,Active!R$21)","v":-49.819474477556774},{"$f":"INDEX(INDIRECT(Controls!$F$42),Active!$A42,Active!S$21)","v":-60.954590464963204},{"$f":"INDEX(INDIRECT(Controls!$F$42),Active!$A42,Active!T$21)","v":-72.378801547953969},{"$f":"INDEX(INDIRECT(Controls!$F$42),Active!$A42,Active!U$21)","v":-83.925061947614438},{"$f":"INDEX(INDIRECT(Controls!$F$42),Active!$A42,Active!V$21)","v":-95.567098981426199},{"$f":"INDEX(INDIRECT(Controls!$F$42),Active!$A42,Active!W$21)","v":-107.54770327479038},{"$f":"INDEX(INDIRECT(Controls!$F$42),Active!$A42,Active!X$21)","v":-118.84347478740695},{"$f":"INDEX(INDIRECT(Controls!$F$42),Active!$A42,Active!Y$21)","v":-130.45234541809364},{"$f":"INDEX(INDIRECT(Controls!$F$42),Active!$A42,Active!Z$21)","v":-141.960016762647},{"$f":"INDEX(INDIRECT(Controls!$F$42),Active!$A42,Active!AA$21)","v":-153.43335728215362},{"$f":"INDEX(INDIRECT(Controls!$F$42),Active!$A42,Active!AB$21)","v":-164.6632237276693},{"$f":"INDEX(INDIRECT(Controls!$F$42),Active!$A42,Active!AC$21)","v":-176.26914438572518},{"$f":"INDEX(INDIRECT(Controls!$F$42),Active!$A42,Active!AD$21)","v":-188.08778903740395},{"$f":"INDEX(INDIRECT(Controls!$F$42),Active!$A42,Active!AE$21)","v":-200.24536225679748},{"$f":"INDEX(INDIRECT(Controls!$F$42),Active!$A42,Active!AF$21)","v":-213.57860899535976},{"$f":"INDEX(INDIRECT(Controls!$F$42),Active!$A42,Active!AG$21)","v":-227.03171472168091}]
[21,{"$f":"INDEX(INDIRECT(Controls!$F$42),Active!$A43,Active!B$21)","v":"Two Degrees Winter Peak"},{"$f":"INDEX(INDIRECT(Controls!$F$42),Active!$A43,Active!C$21)","v":"D"},{"$f":"INDEX(INDIRECT(Controls!$F$42),Active!$A43,Active!D$21)","v":"D6"},{"$f":"INDEX(INDIRECT(Controls!$F$42),Active!$A43,Active!E$21)","v":0},{"$f":"INDEX(INDIRECT(Controls!$F$42),Active!$A43,Active!F$21)","v":0},{"$f":"INDEX(INDIRECT(Controls!$F$42),Active!$A43,Active!G$21)","v":0},{"$f":"INDEX(INDIRECT(Controls!$F$42),Active!$A43,Active!H$21)","v":0},{"$f":"INDEX(INDIRECT(Controls!$F$42),Active!$A43,Active!I$21)","v":12.987877890335294},{"$f":"INDEX(INDIRECT(Controls!$F$42),Active!$A43,Active!J$21)","v":-6.085127432190796},{"$f":"INDEX(INDIRECT(Controls!$F$42),Active!$A43,Active!K$21)","v":-25.350234487036012},{"$f":"INDEX(INDIRECT(Controls!$F$42),Active!$A43,Active!L$21)","v":-44.495858578862851},{"$f":"INDEX(INDIRECT(Controls!$F$42),Active!$A43,Active!M$21)","v":-63.467162553196246},{"$f":"INDEX(INDIRECT(Controls!$F$42),Active!$A43,Active!N$21)","v":-82.380057043335881},{"$f":"INDEX(INDIRECT(Controls!$F$42),Active!$A43,Active!O$21)","v":-101.62113450691169},{"$f":"INDEX(INDIRECT(Controls!$F$42),Active!$A43,Active!P$21)","v":-120.32045374452719},{"$f":"INDEX(INDIRECT(Controls!$F$42),Active!$A43,Active!Q$21)","v":-139.23250412660823},{"$f":"INDEX(INDIRECT(Controls!$F$42),Active!$A43,Active!R$21)","v":-158.58265591427724},{"$f":"INDEX(INDIRECT(Controls!$F$42),Active!$A43,Active!S$21)","v":-178.64272155430422},{"$f":"INDEX(INDIRECT(Controls!$F$42),Active!$A43,Active!T$21)","v":-199.38066206613357},{"$f":"INDEX(INDIRECT(Controls!$F$42),Active!$A43,Active!U$21)","v":-220.29210635717598},{"$f":"INDEX(INDIRECT(Controls!$F$42),Active!$A43,Active!V$21)","v":-241.32536519723857},{"$f":"INDEX(INDIRECT(Controls!$F$42),Active!$A43,Active!W$21)","v":-263.08914511534329},{"$f":"INDEX(INDIRECT(Controls!$F$42),Active!$A43,Active!X$21)","v":-283.10805747366402},{"$f":"INDEX(INDIRECT(Controls!$F$42),Active!$A43,Active!Y$21)","v":-303.84470829782856},{"$f":"INDEX(INDIRECT(Controls!$F$42),Active!$A43,Active!Z$21)","v":-324.31344290860284},{"$f":"INDEX(INDIRECT(Controls!$F$42),Active!$A43,Active!AA$21)","v":-344.68412890131845},{"$f":"INDEX(INDIRECT(Controls!$F$42),Active!$A43,Active!AB$21)","v":-364.50148272326823},{"$f":"INDEX(INDIRECT(Controls!$F$42),Active!$A43,Active!AC$21)","v":-385.14284198662284},{"$f":"INDEX(INDIRECT(Controls!$F$42),Active!$A43,Active!AD$21)","v":-406.22659996230175},{"$f":"INDEX(INDIRECT(Controls!$F$42),Active!$A43,Active!AE$21)","v":-428.01115696494691},{"$f":"INDEX(INDIRECT(Controls!$F$42),Active!$A43,Active!AF$21)","v":-452.25185475656622},{"$f":"INDEX(INDIRECT(Controls!$F$42),Active!$A43,Active!AG$21)","v":-476.67386461347417}]
[22,{"$f":"INDEX(INDIRECT(Controls!$F$42),Active!$A44,Active!B$21)","v":"Two Degrees Winter Peak"},{"$f":"INDEX(INDIRECT(Controls!$F$42),Active!$A44,Active!C$21)","v":"E"},{"$f":"INDEX(INDIRECT(Controls!$F$42),Active!$A44,Active!D$21)","v":"E1"},{"$f":"INDEX(INDIRECT(Controls!$F$42),Active!$A44,Active!E$21)","v":0},{"$f":"INDEX(INDIRECT(Controls!$F$42),Active!$A44,Active!F$21)","v":0},{"$f":"INDEX(INDIRECT(Controls!$F$42),Active!$A44,Active!G$21)","v":0},{"$f":"INDEX(INDIRECT(Controls!$F$42),Active!$A44,Active!H$21)","v":0},{"$f":"INDEX(INDIRECT(Controls!$F$42),Active!$A44,Active!I$21)","v":81.321759476590756},{"$f":"INDEX(INDIRECT(Controls!$F$42),Active!$A44,Active!J$21)","v":59.023372043941663},{"$f":"INDEX(INDIRECT(Controls!$F$42),Active!$A44,Active!K$21)","v":34.706960298551827},{"$f":"INDEX(INDIRECT(Controls!$F$42),Active!$A44,Active!L$21)","v":10.603692918232662},{"$f":"INDEX(INDIRECT(Controls!$F$42),Active!$A44,Active!M$21)","v":-13.33290461856598},{"$f":"INDEX(INDIRECT(Controls!$F$42),Active!$A44,Active!N$21)","v":-37.119715769275118},{"$f":"INDEX(INDIRECT(Controls!$F$42),Active!$A44,Active!O$21)","v":-61.032341010863036},{"$f":"INDEX(INDIRECT(Controls!$F$42),Active!$A44,Active!P$21)","v":-84.593921359394812},{"$f":"INDEX(INDIRECT(Controls!$F$42),Active!$A44,Active!Q$21)","v":-108.25783408257034},{"$f":"INDEX(INDIRECT(Controls!$F$42),Active!$A44,Active!R$21)","v":-132.27090439340597},{"$f":"INDEX(INDIRECT(Controls!$F$42),Active!$A44,Active!S$21)","v":-156.93551533189915},{"$f":"INDEX(INDIRECT(Controls!$F$42),Active!$A44,Active!T$21)","v":-182.29049742176758},{"$f":"INDEX(INDIRECT(Controls!$F$42),Active!$A44,Active!U$21)","v":-207.90105611639362},{"$f":"INDEX(INDIRECT(Controls!$F$42),Active!$A44,Active!V$21)","v":-233.70760866210099},{"$f":"INDEX(INDIRECT(Controls!$F$42),Active!$A44,Active!W$21)","v":-260.30249822519869},{"$f":"INDEX(INDIRECT(Controls!$F$42),Active!$A44,Active!X$21)","v":-285.21769533320003},{"$f":"INDEX(INDIRECT(Controls!$F$42),Active!$A44,Active!Y$21)","v":-310.87535687082436},{"$f":"INDEX(INDIRECT(Controls!$F$42),Active!$A44,Active!Z$21)","v":-336.2815986990077},{"$f":"INDEX(INDIRECT(Controls!$F$42),Active!$A44,Active!AA$21)","v":-361.60026863968972},{"$f":"INDEX(INDIRECT(Controls!$F$42),Active!$A44,Active!AB$21)","v":-386.34310735186705},{"$f":"INDEX(INDIRECT(Controls!$F$42),Active!$A44,Active!AC$21)","v":-411.96558179956122},{"$f":"INDEX(INDIRECT(Controls!$F$42),Active!$A44,Active!AD$21)","v":-438.0780897089499},{"$f":"INDEX(INDIRECT(Controls!$F$42),Active!$A44,Active!AE$21)","v":-464.97006281498199},{"$f":"INDEX(INDIRECT(Controls!$F$42),Active!$A44,Active!AF$21)","v":-494.57386941352968},{"$f":"INDEX(INDIRECT(Controls!$F$42),Active!$A44,Active!AG$21)","v":-524.43214404330979}]
[23,{"$f":"INDEX(INDIRECT(Controls!$F$42),Active!$A45,Active!B$21)","v":"Two Degrees Winter Peak"},{"$f":"INDEX(INDIRECT(Controls!$F$42),Active!$A45,Active!C$21)","v":"E"},{"$f":"INDEX(INDIRECT(Controls!$F$42),Active!$A45,Active!D$21)","v":"E7"},{"$f":"INDEX(INDIRECT(Controls!$F$42),Active!$A45,Active!E$21)","v":0},{"$f":"INDEX(INDIRECT(Controls!$F$42),Active!$A45,Active!F$21)","v":0},{"$f":"INDEX(INDIRECT(Controls!$F$42),Active!$A45,Active!G$21)","v":0},{"$f":"INDEX(INDIRECT(Controls!$F$42),Active!$A45,Active!H$21)","v":0},{"$f":"INDEX(INDIRECT(Controls!$F$42),Active!$A45,Active!I$21)","v":44.607075970569831},{"$f":"INDEX(INDIRECT(Controls!$F$42),Active!$A45,Active!J$21)","v":42.350898984318853},{"$f":"INDEX(INDIRECT(Controls!$F$42),Active!$A45,Active!K$21)","v":38.904058946648505},{"$f":"INDEX(INDIRECT(Controls!$F$42),Active!$A45,Active!L$21)","v":35.519189445152584},{"$f":"INDEX(INDIRECT(Controls!$F$42),Active!$A45,Active!M$21)","v":32.130761016539488},{"$f":"INDEX(INDIRECT(Controls!$F$42),Active!$A45,Active!N$21)","v":28.802316783479814},{"$f":"INDEX(INDIRECT(Controls!$F$42),Active!$A45,Active!O$21)","v":25.602981844372056},{"$f":"INDEX(INDIRECT(Controls!$F$42),Active!$A45,Active!P$21)","v":22.28387168754751},{"$f":"INDEX(INDIRECT(Controls!$F$42),Active!$A45,Active!Q$21)","v":19.034919724291125},{"$f":"INDEX(INDIRECT(Controls!$F$42),Active!$A45,Active!R$21)","v":15.840313923161458},{"$f":"INDEX(INDIRECT(Controls!$F$42),Active!$A45,Active!S$21)","v":12.677926721698388},{"$f":"INDEX(INDIRECT(Controls!$F$42),Active!$A45,Active!T$21)","v":9.50186737283315},{"$f":"INDEX(INDIRECT(Controls!$F$42),Active!$A45,Active!U$21)","v":6.2709432827782541},{"$f":"INDEX(INDIRECT(Controls!$F$42),Active!$A45,Active!V$21)","v":2.9907169404136331},{"$f":"INDEX(INDIRECT(Controls!$F$42),Active!$A45,Active!W$21)","v":-0.33312485659301844},{"$f":"INDEX(INDIRECT(Controls!$F$42),Active!$A45,Active!X$21)","v":-3.6851654297599885},{"$f":"INDEX(INDIRECT(Controls!$F$42),Active!$A45,Active!Y$21)","v":-7.059167930140795},{"$f":"INDEX(INDIRECT(Controls!$F$42),Active!$A45,Active!Z$21)","v":-10.441726161184063},{"$f":"INDEX(INDIRECT(Controls!$F$42),Active!$A45,Active!AA$21)","v":-13.830306675326204},{"$f":"INDEX(INDIRECT(Controls!$F$42),Active!$A45,Active!AB$21)","v":-17.199717709652514},{"$f":"INDEX(INDIRECT(Controls!$F$42),Active!$A45,Active!AC$21)","v":-20.612084052430248},{"$f":"INDEX(INDIRECT(Controls!$F$42),Active!$A45,Active!AD$21)","v":-24.05908331419953},{"$f":"INDEX(INDIRECT(Controls!$F$42),Active!$A45,Active!AE$21)","v":-27.563033664376945},{"$f":"INDEX(INDIRECT(Controls!$F$42),Active!$A45,Active!AF$21)","v":-31.253550700601039},{"$f":"INDEX(INDIRECT(Controls!$F$42),Active!$A45,Active!AG$21)","v":-34.993189302827879}]
[24,{"$f":"INDEX(INDIRECT(Controls!$F$42),Active!$A46,Active!B$21)","v":"Two Degrees Winter Peak"},{"$f":"INDEX(INDIRECT(Controls!$F$42),Active!$A46,Active!C$21)","v":"E"},{"$f":"INDEX(INDIRECT(Controls!$F$42),Active!$A46,Active!D$21)","v":"E8"},{"$f":"INDEX(INDIRECT(Controls!$F$42),Active!$A46,Active!E$21)","v":0},{"$f":"INDEX(INDIRECT(Controls!$F$42),Active!$A46,Active!F$21)","v":0},{"$f":"INDEX(INDIRECT(Controls!$F$42),Active!$A46,Active!G$21)","v":0},{"$f":"INDEX(INDIRECT(Controls!$F$42),Active!$A46,Active!H$21)","v":0},{"$f":"INDEX(INDIRECT(Controls!$F$42),Active!$A46,Active!I$21)","v":20.367280696818238},{"$f":"INDEX(INDIRECT(Controls!$F$42),Active!$A46,Active!J$21)","v":19.337125974034059},{"$f":"INDEX(INDIRECT(Controls!$F$42),Active!$A46,Active!K$21)","v":17.763322781675495},{"$f":"INDEX(INDIRECT(Controls!$F$42),Active!$A46,Active!L$21)","v":16.21781490519977},{"$f":"INDEX(INDIRECT(Controls!$F$42),Active!$A46,Active!M$21)","v":14.670682047350626},{"$f":"INDEX(INDIRECT(Controls!$F$42),Active!$A46,Active!N$21)","v":13.150937556069499},{"$f":"INDEX(INDIRECT(Controls!$F$42),Active!$A46,Active!O$21)","v":11.690143470598906},{"$f":"INDEX(INDIRECT(Controls!$F$42),Active!$A46,Active!P$21)","v":10.174660853618882},{"$f":"INDEX(INDIRECT(Controls!$F$42),Active!$A46,Active!Q$21)","v":8.6912119799518486},{"$f":"INDEX(INDIRECT(Controls!$F$42),Active!$A46,Active!R$21)","v":7.2325771859962948},{"$f":"INDEX(INDIRECT(Controls!$F$42),Active!$A46,Active!S$21)","v":5.7886531806048893},{"$f":"INDEX(INDIRECT(Controls!$F$42),Active!$A46,Active!T$21)","v":4.338486567783848},{"$f":"INDEX(INDIRECT(Controls!$F$42),Active!$A46,Active!U$21)","v":2.863269095657317},{"$f":"INDEX(INDIRECT(Controls!$F$42),Active!$A46,Active!V$21)","v":1.3655405579671054},{"$f":"INDEX(INDIRECT(Controls!$F$42),Active!$A46,Active!W$21)","v":-0.15210249301691117},{"$f":"INDEX(INDIRECT(Controls!$F$42),Active!$A46,Active!X$21)","v":-1.6826209091053925},{"$f":"INDEX(INDIRECT(Controls!$F$42),Active!$A46,Active!Y$21)","v":-3.2231669884395533},{"$f":"INDEX(INDIRECT(Controls!$F$42),Active!$A46,Active!Z$21)","v":-4.7676195548988485},{"$f":"INDEX(INDIRECT(Controls!$F$42),Active!$A46,Active!AA$21)","v":-6.3148218539429806},{"$f":"INDEX(INDIRECT(Controls!$F$42),Active!$A46,Active!AB$21)","v":-7.8532715018050681},{"$f":"INDEX(INDIRECT(Controls!$F$42),Active!$A46,Active!AC$21)","v":-9.4113342448008996},{"$f":"INDEX(INDIRECT(Controls!$F$42),Active!$A46,Active!AD$21)","v":-10.985210137775805},{"$f":"INDEX(INDIRECT(Controls!$F$42),Active!$A46,Active!AE$21)","v":-12.585089501687992},{"$f":"INDEX(INDIRECT(Controls!$F$42),Active!$A46,Active!AF$21)","v":-14.27015391709056},{"$f":"INDEX(INDIRECT(Controls!$F$42),Active!$A46,Active!AG$21)","v":-15.977646897945506}]
[25,{"$f":"INDEX(INDIRECT(Controls!$F$42),Active!$A47,Active!B$21)","v":"Two Degrees Winter Peak"},{"$f":"INDEX(INDIRECT(Controls!$F$42),Active!$A47,Active!C$21)","v":"F"},{"$f":"INDEX(INDIRECT(Controls!$F$42),Active!$A47,Active!D$21)","v":"F6"},{"$f":"INDEX(INDIRECT(Controls!$F$42),Active!$A47,Active!E$21)","v":0},{"$f":"INDEX(INDIRECT(Controls!$F$42),Active!$A47,Active!F$21)","v":0},{"$f":"INDEX(INDIRECT(Controls!$F$42),Active!$A47,Active!G$21)","v":0},{"$f":"INDEX(INDIRECT(Controls!$F$42),Active!$A47,Active!H$21)","v":0},{"$f":"INDEX(INDIRECT(Controls!$F$42),Active!$A47,Active!I$21)","v":154.832566180839},{"$f":"INDEX(INDIRECT(Controls!$F$42),Active!$A47,Active!J$21)","v":151.45538515673263},{"$f":"INDEX(INDIRECT(Controls!$F$42),Active!$A47,Active!K$21)","v":143.90799022227114},{"$f":"INDEX(INDIRECT(Controls!$F$42),Active!$A47,Active!L$21)","v":136.55116300915839},{"$f":"INDEX(INDIRECT(Controls!$F$42),Active!$A47,Active!M$21)","v":129.13957130405888},{"$f":"INDEX(INDIRECT(Controls!$F$42),Active!$A47,Active!N$21)","v":121.92628390452175},{"$f":"INDEX(INDIRECT(Controls!$F$42),Active!$A47,Active!O$21)","v":115.24960448340683},{"$f":"INDEX(INDIRECT(Controls!$F$42),Active!$A47,Active!P$21)","v":108.01771836526038},{"$f":"INDEX(INDIRECT(Controls!$F$42),Active!$A47,Active!Q$21)","v":101.08574481700275},{"$f":"INDEX(INDIRECT(Controls!$F$42),Active!$A47,Active!R$21)","v":94.452193911933364},{"$f":"INDEX(INDIRECT(Controls!$F$42),Active!$A47,Active!S$21)","v":88.104441994292358},{"$f":"INDEX(INDIRECT(Controls!$F$42),Active!$A47,Active!T$21)","v":81.872220330705247},{"$f":"INDEX(INDIRECT(Controls!$F$42),Active!$A47,Active!U$21)","v":75.487661142555723},{"$f":"INDEX(INDIRECT(Controls!$F$42),Active!$A47,Active!V$21)","v":68.957962256815662},{"$f":"INDEX(INDIRECT(Controls!$F$42),Active!$A47,Active!W$21)","v":62.450483768612045},{"$f":"INDEX(INDIRECT(Controls!$F$42),Active!$A47,Active!X$21)","v":55.42113041042051},{"$f":"INDEX(INDIRECT(Controls!$F$42),Active!$A47,Active!Y$21)","v":48.487590785806823},{"$f":"INDEX(INDIRECT(Controls!$F$42),Active!$A47,Active!Z$21)","v":41.458953762763208},{"$f":"INDEX(INDIRECT(Controls!$F$42),Active!$A47,Active!AA$21)","v":34.385275268979541},{"$f":"INDEX(INDIRECT(Controls!$F$42),Active!$A47,Active!AB$21)","v":27.245656711982438},{"$f":"INDEX(INDIRECT(Controls!$F$42),Active!$A47,Active!AC$21)","v":20.15320637454073},{"$f":"INDEX(INDIRECT(Controls!$F$42),Active!$A47,Active!AD$21)","v":13.045102932260084},{"$f":"INDEX(INDIRECT(Controls!$F$42),Active!$A47,Active!AE$21)","v":5.9048038719130229},{"$f":"INDEX(INDIRECT(Controls!$F$42),Active!$A47,Active!AF$21)","v":-1.3021745922796146},{"$f":"INDEX(INDIRECT(Controls!$F$42),Active!$A47,Active!AG$21)","v":-8.6392629086663089}]
[26,{"$f":"INDEX(INDIRECT(Controls!$F$42),Active!$A48,Active!B$21)","v":"Two Degrees Winter Peak"},{"$f":"INDEX(INDIRECT(Controls!$F$42),Active!$A48,Active!C$21)","v":"G"},{"$f":"INDEX(INDIRECT(Controls!$F$42),Active!$A48,Active!D$21)","v":"G1"},{"$f":"INDEX(INDIRECT(Controls!$F$42),Active!$A48,Active!E$21)","v":0},{"$f":"INDEX(INDIRECT(Controls!$F$42),Active!$A48,Active!F$21)","v":0},{"$f":"INDEX(INDIRECT(Controls!$F$42),Active!$A48,Active!G$21)","v":0},{"$f":"INDEX(INDIRECT(Controls!$F$42),Active!$A48,Active!H$21)","v":0},{"$f":"INDEX(INDIRECT(Controls!$F$42),Active!$A48,Active!I$21)","v":57.958405158129978},{"$f":"INDEX(INDIRECT(Controls!$F$42),Active!$A48,Active!J$21)","v":42.941628430375737},{"$f":"INDEX(INDIRECT(Controls!$F$42),Active!$A48,Active!K$21)","v":26.479248654422246},{"$f":"INDEX(INDIRECT(Controls!$F$42),Active!$A48,Active!L$21)","v":10.163956058816854},{"$f":"INDEX(INDIRECT(Controls!$F$42),Active!$A48,Active!M$21)","v":-6.0408855303878211},{"$f":"INDEX(INDIRECT(Controls!$F$42),Active!$A48,Active!N$21)","v":-22.140919898183164},{"$f":"INDEX(INDIRECT(Controls!$F$42),Active!$A48,Active!O$21)","v":-38.313235842068153},{"$f":"INDEX(INDIRECT(Controls!$F$42),Active!$A48,Active!P$21)","v":-54.262770041969368},{"$f":"INDEX(INDIRECT(Controls!$F$42),Active!$A48,Active!Q$21)","v":-70.27415405975205},{"$f":"INDEX(INDIRECT(Controls!$F$42),Active!$A48,Active!R$21)","v":-86.512807494459565},{"$f":"INDEX(INDIRECT(Controls!$F$42),Active!$A48,Active!S$21)","v":-103.1816260985284},{"$f":"INDEX(INDIRECT(Controls!$F$42),Active!$A48,Active!T$21)","v":-120.31044264293267},{"$f":"INDEX(INDIRECT(Controls!$F$42),Active!$A48,Active!U$21)","v":-137.61392185782901},{"$f":"INDEX(INDIRECT(Controls!$F$42),Active!$A48,Active!V$21)","v":-155.05197884047303},{"$f":"INDEX(INDIRECT(Controls!$F$42),Active!$A48,Active!W$21)","v":-173.01776643670968},{"$f":"INDEX(INDIRECT(Controls!$F$42),Active!$A48,Active!X$21)","v":-189.869759993955},{"$f":"INDEX(INDIRECT(Controls!$F$42),Active!$A48,Active!Y$21)","v":-207.21709847494748},{"$f":"INDEX(INDIRECT(Controls!$F$42),Active!$A48,Active!Z$21)","v":-224.39810246759646},{"$f":"INDEX(INDIRECT(Controls!$F$42),Active!$A48,Active!AA$21)","v":-241.52143754889914},{"$f":"INDEX(INDIRECT(Controls!$F$42),Active!$A48,Active!AB$21)","v":-258.26041174459851},{"$f":"INDEX(INDIRECT(Controls!$F$42),Active!$A48,Active!AC$21)","v":-275.58773276475796},{"$f":"INDEX(INDIRECT(Controls!$F$42),Active!$A48,Active!AD$21)","v":-293.24375331752532},{"$f":"INDEX(INDIRECT(Controls!$F$42),Active!$A48,Active!AE$21)","v":-311.42277886858676},{"$f":"INDEX(INDIRECT(Controls!$F$42),Active!$A48,Active!AF$21)","v":-331.42037301475858},{"$f":"INDEX(INDIRECT(Controls!$F$42),Active!$A48,Active!AG$21)","v":-351.59138910088274}]
[27,{"$f":"INDEX(INDIRECT(Controls!$F$42),Active!$A49,Active!B$21)","v":"Two Degrees Winter Peak"},{"$f":"INDEX(INDIRECT(Controls!$F$42),Active!$A49,Active!C$21)","v":"G"},{"$f":"INDEX(INDIRECT(Controls!$F$42),Active!$A49,Active!D$21)","v":"G5"},{"$f":"INDEX(INDIRECT(Controls!$F$42),Active!$A49,Active!E$21)","v":0},{"$f":"INDEX(INDIRECT(Controls!$F$42),Active!$A49,Active!F$21)","v":0},{"$f":"INDEX(INDIRECT(Controls!$F$42),Active!$A49,Active!G$21)","v":0},{"$f":"INDEX(INDIRECT(Controls!$F$42),Active!$A49,Active!H$21)","v":0},{"$f":"INDEX(INDIRECT(Controls!$F$42),Active!$A49,Active!I$21)","v":59.597934737167215},{"$f":"INDEX(INDIRECT(Controls!$F$42),Active!$A49,Active!J$21)","v":52.04450736503459},{"$f":"INDEX(INDIRECT(Controls!$F$42),Active!$A49,Active!K$21)","v":42.938375203241563},{"$f":"INDEX(INDIRECT(Controls!$F$42),Active!$A49,Active!L$21)","v":33.940041557788582},{"$f":"INDEX(INDIRECT(Controls!$F$42),Active!$A49,Active!M$21)","v":24.980173174371217},{"$f":"INDEX(INDIRECT(Controls!$F$42),Active!$A49,Active!N$21)","v":16.110539143993233},{"$f":"INDEX(INDIRECT(Controls!$F$42),Active!$A49,Active!O$21)","v":7.3232506919909195},{"$f":"INDEX(INDIRECT(Controls!$F$42),Active!$A49,Active!P$21)","v":-1.4819421855618171},{"$f":"INDEX(INDIRECT(Controls!$F$42),Active!$A49,Active!Q$21)","v":-10.250865956027079},{"$f":"INDEX(INDIRECT(Controls!$F$42),Active!$A49,Active!R$21)","v":-19.059058987277048},{"$f":"INDEX(INDIRECT(Controls!$F$42),Active!$A49,Active!S$21)","v":-28.001491026663913},{"$f":"INDEX(INDIRECT(Controls!$F$42),Active!$A49,Active!T$21)","v":-37.128285150441066},{"$f":"INDEX(INDIRECT(Controls!$F$42),Active!$A49,Active!U$21)","v":-46.367208475913728},{"$f":"INDEX(INDIRECT(Controls!$F$42),Active!$A49,Active!V$21)","v":-55.698488452767059},{"$f":"INDEX(INDIRECT(Controls!$F$42),Active!$A49,Active!W$21)","v":-65.264963641103535},{"$f":"INDEX(INDIRECT(Controls!$F$42),Active!$A49,Active!X$21)","v":-74.437031678455611},{"$f":"INDEX(INDIRECT(Controls!$F$42),Active!$A49,Active!Y$21)","v":-83.813767795017597},{"$f":"INDEX(INDIRECT(Controls!$F$42),Active!$A49,Active!Z$21)","v":-93.135287411687912},{"$f":"INDEX(INDIRECT(Controls!$F$42),Active!$A49,Active!AA$21)","v":-102.44025488932559},{"$f":"INDEX(INDIRECT(Controls!$F$42),Active!$A49,Active!AB$21)","v":-111.58460613560263},{"$f":"INDEX(INDIRECT(Controls!$F$42),Active!$A49,Active!AC$21)","v":-120.98635913568093},{"$f":"INDEX(INDIRECT(Controls!$F$42),Active!$A49,Active!AD$21)","v":-130.54093696079534},{"$f":"INDEX(INDIRECT(Controls!$F$42),Active!$A49,Active!AE$21)","v":-140.34024464399829},{"$f":"INDEX(INDIRECT(Controls!$F$42),Active!$A49,Active!AF$21)","v":-150.98079590254486},{"$f":"INDEX(INDIRECT(Controls!$F$42),Active!$A49,Active!AG$21)","v":-161.7281397711823}]
[28,{"$f":"INDEX(INDIRECT(Controls!$F$42),Active!$A50,Active!B$21)","v":"Two Degrees Winter Peak"},{"$f":"INDEX(INDIRECT(Controls!$F$42),Active!$A50,Active!C$21)","v":"G"},{"$f":"INDEX(INDIRECT(Controls!$F$42),Active!$A50,Active!D$21)","v":"G6"},{"$f":"INDEX(INDIRECT(Controls!$F$42),Active!$A50,Active!E$21)","v":0},{"$f":"INDEX(INDIRECT(Controls!$F$42),Active!$A50,Active!F$21)","v":0},{"$f":"INDEX(INDIRECT(Controls!$F$42),Active!$A50,Active!G$21)","v":0},{"$f":"INDEX(INDIRECT(Controls!$F$42),Active!$A50,Active!H$21)","v":0},{"$f":"INDEX(INDIRECT(Controls!$F$42),Active!$A50,Active!I$21)","v":101.40873791808595},{"$f":"INDEX(INDIRECT(Controls!$F$42),Active!$A50,Active!J$21)","v":88.013340920908647},{"$f":"INDEX(INDIRECT(Controls!$F$42),Active!$A50,Active!K$21)","v":71.980499029345467},{"$f":"INDEX(INDIRECT(Controls!$F$42),Active!$A50,Active!L$21)","v":56.134071756831382},{"$f":"INDEX(INDIRECT(Controls!$F$42),Active!$A50,Active!M$21)","v":40.358264211008922},{"$f":"INDEX(INDIRECT(Controls!$F$42),Active!$A50,Active!N$21)","v":24.73720171386335},{"$f":"INDEX(INDIRECT(Controls!$F$42),Active!$A50,Active!O$21)","v":9.245471668631998},{"$f":"INDEX(INDIRECT(Controls!$F$42),Active!$A50,Active!P$21)","v":-6.2597253587897503},{"$f":"INDEX(INDIRECT(Controls!$F$42),Active!$A50,Active!Q$21)","v":-21.71008192968803},{"$f":"INDEX(INDIRECT(Controls!$F$42),Active!$A50,Active!R$21)","v":-37.240638055050709},{"$f":"INDEX(INDIRECT(Controls!$F$42),Active!$A50,Active!S$21)","v":-53.020812007774779},{"$f":"INDEX(INDIRECT(Controls!$F$42),Active!$A50,Active!T$21)","v":-69.134552258458783},{"$f":"INDEX(INDIRECT(Controls!$F$42),Active!$A50,Active!U$21)","v":-85.443729438567061},{"$f":"INDEX(INDIRECT(Controls!$F$42),Active!$A50,Active!V$21)","v":-101.91322362929198},{"$f":"INDEX(INDIRECT(Controls!$F$42),Active!$A50,Active!W$21)","v":-118.80407404381268},{"$f":"INDEX(INDIRECT(Controls!$F$42),Active!$A50,Active!X$21)","v":-134.97214370096427},{"$f":"INDEX(INDIRECT(Controls!$F$42),Active!$A50,Active!Y$21)","v":-151.50943524579063},{"$f":"INDEX(INDIRECT(Controls!$F$42),Active!$A50,Active!Z$21)","v":-167.94480207056083},{"$f":"INDEX(INDIRECT(Controls!$F$42),Active!$A50,Active!AA$21)","v":-184.34906262274214},{"$f":"INDEX(INDIRECT(Controls!$F$42),Active!$A50,Active!AB$21)","v":-200.46388009843898},{"$f":"INDEX(INDIRECT(Controls!$F$42),Active!$A50,Active!AC$21)","v":-217.04060073758905},{"$f":"INDEX(INDIRECT(Controls!$F$42),Active!$A50,Active!AD$21)","v":-233.89010412715984},{"$f":"INDEX(INDIRECT(Controls!$F$42),Active!$A50,Active!AE$21)","v":-251.17619677643458},{"$f":"INDEX(INDIRECT(Controls!$F$42),Active!$A50,Active!AF$21)","v":-269.9645076774126},{"$f":"INDEX(INDIRECT(Controls!$F$42),Active!$A50,Active!AG$21)","v":-288.93945451218002}]
[29,{"$f":"INDEX(INDIRECT(Controls!$F$42),Active!$A51,Active!B$21)","v":"Two Degrees Winter Peak"},{"$f":"INDEX(INDIRECT(Controls!$F$42),Active!$A51,Active!C$21)","v":"G"},{"$f":"INDEX(INDIRECT(Controls!$F$42),Active!$A51,Active!D$21)","v":"G7"},{"$f":"INDEX(INDIRECT(Controls!$F$42),Active!$A51,Active!E$21)","v":0},{"$f":"INDEX(INDIRECT(Controls!$F$42),Active!$A51,Active!F$21)","v":0},{"$f":"INDEX(INDIRECT(Controls!$F$42),Active!$A51,Active!G$21)","v":0},{"$f":"INDEX(INDIRECT(Controls!$F$42),Active!$A51,Active!H$21)","v":0},{"$f":"INDEX(INDIRECT(Controls!$F$42),Active!$A51,Active!I$21)","v":56.702587495500197},{"$f":"INDEX(INDIRECT(Controls!$F$42),Active!$A51,Active!J$21)","v":53.834632800316086},{"$f":"INDEX(INDIRECT(Controls!$F$42),Active!$A51,Active!K$21)","v":49.453158682892571},{"$f":"INDEX(INDIRECT(Controls!$F$42),Active!$A51,Active!L$21)","v":45.150458833298039},{"$f":"INDEX(INDIRECT(Controls!$F$42),Active!$A51,Active!M$21)","v":40.843235029333911},{"$f":"INDEX(INDIRECT(Controls!$F$42),Active!$A51,Active!N$21)","v":36.612260542831422},{"$f":"INDEX(INDIRECT(Controls!$F$42),Active!$A51,Active!O$21)","v":32.545404211969085},{"$f":"INDEX(INDIRECT(Controls!$F$42),Active!$A51,Active!P$21)","v":28.326294799849908},{"$f":"INDEX(INDIRECT(Controls!$F$42),Active!$A51,Active!Q$21)","v":24.196367451848722},{"$f":"INDEX(INDIRECT(Controls!$F$42),Active!$A51,Active!R$21)","v":20.135522596837401},{"$f":"INDEX(INDIRECT(Controls!$F$42),Active!$A51,Active!S$21)","v":16.115632633551854},{"$f":"INDEX(INDIRECT(Controls!$F$42),Active!$A51,Active!T$21)","v":12.07836322726415},{"$f":"INDEX(INDIRECT(Controls!$F$42),Active!$A51,Active!U$21)","v":7.9713521326896633},{"$f":"INDEX(INDIRECT(Controls!$F$42),Active!$A51,Active!V$21)","v":3.8016701453366051},{"$f":"INDEX(INDIRECT(Controls!$F$42),Active!$A51,Active!W$21)","v":-0.42345392332723347},{"$f":"INDEX(INDIRECT(Controls!$F$42),Active!$A51,Active!X$21)","v":-4.6844230577728032},{"$f":"INDEX(INDIRECT(Controls!$F$42),Active!$A51,Active!Y$21)","v":-8.9733092451145087},{"$f":"INDEX(INDIRECT(Controls!$F$42),Active!$A51,Active!Z$21)","v":-13.273071107579975},{"$f":"INDEX(INDIRECT(Controls!$F$42),Active!$A51,Active!AA$21)","v":-17.580488236096979},{"$f":"INDEX(INDIRECT(Controls!$F$42),Active!$A51,Active!AB$21)","v":-21.86353795018811},{"$f":"INDEX(INDIRECT(Controls!$F$42),Active!$A51,Active!AC$21)","v":-26.201190596277556},{"$f":"INDEX(INDIRECT(Controls!$F$42),Active!$A51,Active!AD$21)","v":-30.582867112495531},{"$f":"INDEX(INDIRECT(Controls!$F$42),Active!$A51,Active!AE$21)","v":-35.036937391433064},{"$f":"INDEX(INDIRECT(Controls!$F$42),Active!$A51,Active!AF$21)","v":-39.728163180099308},{"$f":"INDEX(INDIRECT(Controls!$F$42),Active!$A51,Active!AG$21)","v":-44.481830180918159}]
[30,{"$f":"INDEX(INDIRECT(Controls!$F$42),Active!$A52,Active!B$21)","v":"Two Degrees Winter Peak"},{"$f":"INDEX(INDIRECT(Controls!$F$42),Active!$A52,Active!C$21)","v":"H"},{"$f":"INDEX(INDIRECT(Controls!$F$42),Active!$A52,Active!D$21)","v":"H1"},{"$f":"INDEX(INDIRECT(Controls!$F$42),Active!$A52,Active!E$21)","v":0},{"$f":"INDEX(INDIRECT(Controls!$F$42),Active!$A52,Active!F$21)","v":0},{"$f":"INDEX(INDIRECT(Controls!$F$42),Active!$A52,Active!G$21)","v":0},{"$f":"INDEX(INDIRECT(Controls!$F$42),Active!$A52,Active!H$21)","v":0},{"$f":"INDEX(INDIRECT(Controls!$F$42),Active!$A52,Active!I$21)","v":64.072118976356535},{"$f":"INDEX(INDIRECT(Controls!$F$42),Active!$A52,Active!J$21)","v":65.261931246000742},{"$f":"INDEX(INDIRECT(Controls!$F$42),Active!$A52,Active!K$21)","v":64.704327639700679},{"$f":"INDEX(INDIRECT(Controls!$F$42),Active!$A52,Active!L$21)","v":64.211332317850037},{"$f":"INDEX(INDIRECT(Controls!$F$42),Active!$A52,Active!M$21)","v":63.671038164797366},{"$f":"INDEX(INDIRECT(Controls!$F$42),Active!$A52,Active!N$21)","v":63.207052990549883},{"$f":"INDEX(INDIRECT(Controls!$F$42),Active!$A52,Active!O$21)","v":63.016513507434652},{"$f":"INDEX(INDIRECT(Controls!$F$42),Active!$A52,Active!P$21)","v":62.515207772963869},{"$f":"INDEX(INDIRECT(Controls!$F$42),Active!$A52,Active!Q$21)","v":62.170767784074641},{"$f":"INDEX(INDIRECT(Controls!$F$42),Active!$A52,Active!R$21)","v":62.013593240815901},{"$f":"INDEX(INDIRECT(Controls!$F$42),Active!$A52,Active!S$21)","v":62.075743015385882},{"$f":"INDEX(INDIRECT(Controls!$F$42),Active!$A52,Active!T$21)","v":62.280378769863077},{"$f":"INDEX(INDIRECT(Controls!$F$42),Active!$A52,Active!U$21)","v":62.444106736973964},{"$f":"INDEX(INDIRECT(Controls!$F$42),Active!$A52,Active!V$21)","v":62.562871027084647},{"$f":"INDEX(INDIRECT(Controls!$F$42),Active!$A52,Active!W$21)","v":62.791679810867031},{"$f":"INDEX(INDIRECT(Controls!$F$42),Active!$A52,Active!X$21)","v":62.558232531154133},{"$f":"INDEX(INDIRECT(Controls!$F$42),Active!$A52,Active!Y$21)","v":62.46437370219914},{"$f":"INDEX(INDIRECT(Controls!$F$42),Active!$A52,Active!Z$21)","v":62.293171610791994},{"$f":"INDEX(INDIRECT(Controls!$F$42),Active!$A52,Active!AA$21)","v":62.089309111881398},{"$f":"INDEX(INDIRECT(Controls!$F$42),Active!$A52,Active!AB$21)","v":61.781204145425647},{"$f":"INDEX(INDIRECT(Controls!$F$42),Active!$A52,Active!AC$21)","v":61.606628422611315},{"$f":"INDEX(INDIRECT(Controls!$F$42),Active!$A52,Active!AD$21)","v":61.486312659939621},{"$f":"INDEX(INDIRECT(Controls!$F$42),Active!$A52,Active!AE$21)","v":61.448801930508189},{"$f":"INDEX(INDIRECT(Controls!$F$42),Active!$A52,Active!AF$21)","v":61.72113839753515},{"$f":"INDEX(INDIRECT(Controls!$F$42),Active!$A52,Active!AG$21)","v":61.963097179200872}]
[31,{"$f":"INDEX(INDIRECT(Controls!$F$42),Active!$A53,Active!B$21)","v":"Two Degrees Winter Peak"},{"$f":"INDEX(INDIRECT(Controls!$F$42),Active!$A53,Active!C$21)","v":"H"},{"$f":"INDEX(INDIRECT(Controls!$F$42),Active!$A53,Active!D$21)","v":"H2"},{"$f":"INDEX(INDIRECT(Controls!$F$42),Active!$A53,Active!E$21)","v":0},{"$f":"INDEX(INDIRECT(Controls!$F$42),Active!$A53,Active!F$21)","v":0},{"$f":"INDEX(INDIRECT(Controls!$F$42),Active!$A53,Active!G$21)","v":0},{"$f":"INDEX(INDIRECT(Controls!$F$42),Active!$A53,Active!H$21)","v":0},{"$f":"INDEX(INDIRECT(Controls!$F$42),Active!$A53,Active!I$21)","v":28.459594754748675},{"$f":"INDEX(INDIRECT(Controls!$F$42),Active!$A53,Active!J$21)","v":21.352122101121857},{"$f":"INDEX(INDIRECT(Controls!$F$42),Active!$A53,Active!K$21)","v":13.532572960523526},{"$f":"INDEX(INDIRECT(Controls!$F$42),Active!$A53,Active!L$21)","v":5.7837819815463956},{"$f":"INDEX(INDIRECT(Controls!$F$42),Active!$A53,Active!M$21)","v":-1.9133092732985932},{"$f":"INDEX(INDIRECT(Controls!$F$42),Active!$A53,Active!N$21)","v":-9.559528568853791},{"$f":"INDEX(INDIRECT(Controls!$F$42),Active!$A53,Active!O$21)","v":-17.235951715162088},{"$f":"INDEX(INDIRECT(Controls!$F$42),Active!$A53,Active!P$21)","v":-24.811319083428714},{"$f":"INDEX(INDIRECT(Controls!$F$42),Active!$A53,Active!Q$21)","v":-32.413685509314568},{"$f":"INDEX(INDIRECT(Controls!$F$42),Active!$A53,Active!R$21)","v":-40.121085602820514},{"$f":"INDEX(INDIRECT(Controls!$F$42),Active!$A53,Active!S$21)","v":-48.029311127853916},{"$f":"INDEX(INDIRECT(Controls!$F$42),Active!$A53,Active!T$21)","v":-56.153667483865945},{"$f":"INDEX(INDIRECT(Controls!$F$42),Active!$A53,Active!U$21)","v":-64.361511497313828},{"$f":"INDEX(INDIRECT(Controls!$F$42),Active!$A53,Active!V$21)","v":-72.633884067535888},{"$f":"INDEX(INDIRECT(Controls!$F$42),Active!$A53,Active!W$21)","v":-81.155011394468033},{"$f":"INDEX(INDIRECT(Controls!$F$42),Active!$A53,Active!X$21)","v":-89.154575705843911},{"$f":"INDEX(INDIRECT(Controls!$F$42),Active!$A53,Active!Y$21)","v":-97.387085940371406},{"$f":"INDEX(INDIRECT(Controls!$F$42),Active!$A53,Active!Z$21)","v":-105.541830105301},{"$f":"INDEX(INDIRECT(Controls!$F$42),Active!$A53,Active!AA$21)","v":-113.66969991534644},{"$f":"INDEX(INDIRECT(Controls!$F$42),Active!$A53,Active!AB$21)","v":-121.61675535208697},{"$f":"INDEX(INDIRECT(Controls!$F$42),Active!$A53,Active!AC$21)","v":-129.84097569883846},{"$f":"INDEX(INDIRECT(Controls!$F$42),Active!$A53,Active!AD$21)","v":-138.22034790121597},{"$f":"INDEX(INDIRECT(Controls!$F$42),Active!$A53,Active!AE$21)","v":-146.84664032847854},{"$f":"INDEX(INDIRECT(Controls!$F$42),Active!$A53,Active!AF$21)","v":-156.33118413283816},{"$f":"INDEX(INDIRECT(Controls!$F$42),Active!$A53,Active!AG$21)","v":-165.89846926973084}]
[32,{"$f":"INDEX(INDIRECT(Controls!$F$42),Active!$A54,Active!B$21)","v":"Two Degrees Winter Peak"},{"$f":"INDEX(INDIRECT(Controls!$F$42),Active!$A54,Active!C$21)","v":"H"},{"$f":"INDEX(INDIRECT(Controls!$F$42),Active!$A54,Active!D$21)","v":"H6"},{"$f":"INDEX(INDIRECT(Controls!$F$42),Active!$A54,Active!E$21)","v":0},{"$f":"INDEX(INDIRECT(Controls!$F$42),Active!$A54,Active!F$21)","v":0},{"$f":"INDEX(INDIRECT(Controls!$F$42),Active!$A54,Active!G$21)","v":0},{"$f":"INDEX(INDIRECT(Controls!$F$42),Active!$A54,Active!H$21)","v":0},{"$f":"INDEX(INDIRECT(Controls!$F$42),Active!$A54,Active!I$21)","v":78.412048713851348},{"$f":"INDEX(INDIRECT(Controls!$F$42),Active!$A54,Active!J$21)","v":66.019660374739729},{"$f":"INDEX(INDIRECT(Controls!$F$42),Active!$A54,Active!K$21)","v":51.605004540096331},{"$f":"INDEX(INDIRECT(Controls!$F$42),Active!$A54,Active!L$21)","v":37.345697169330677},{"$f":"INDEX(INDIRECT(Controls!$F$42),Active!$A54,Active!M$21)","v":23.160369116761601},{"$f":"INDEX(INDIRECT(Controls!$F$42),Active!$A54,Active!N$21)","v":9.0992179533917312},{"$f":"INDEX(INDIRECT(Controls!$F$42),Active!$A54,Active!O$21)","v":-4.9023422637951928},{"$f":"INDEX(INDIRECT(Controls!$F$42),Active!$A54,Active!P$21)","v":-18.850606509031767},{"$f":"INDEX(INDIRECT(Controls!$F$42),Active!$A54,Active!Q$21)","v":-32.78222703501693},{"$f":"INDEX(INDIRECT(Controls!$F$42),Active!$A54,Active!R$21)","v":-46.826011825776163},{"$f":"INDEX(INDIRECT(Controls!$F$42),Active!$A54,Active!S$21)","v":-61.142279076517028},{"$f":"INDEX(INDIRECT(Controls!$F$42),Active!$A54,Active!T$21)","v":-75.790924001252051},{"$f":"INDEX(INDIRECT(Controls!$F$42),Active!$A54,Active!U$21)","v":-90.60809074807888},{"$f":"INDEX(INDIRECT(Controls!$F$42),Active!$A54,Active!V$21)","v":-105.56109169361405},{"$f":"INDEX(INDIRECT(Controls!$F$42),Active!$A54,Active!W$21)","v":-120.91920527339425},{"$f":"INDEX(INDIRECT(Controls!$F$42),Active!$A54,Active!X$21)","v":-135.5247564907018},{"$f":"INDEX(INDIRECT(Controls!$F$42),Active!$A54,Active!Y$21)","v":-150.4943929155242},{"$f":"INDEX(INDIRECT(Controls!$F$42),Active!$A54,Active!Z$21)","v":-165.35534245783171},{"$f":"INDEX(INDIRECT(Controls!$F$42),Active!$A54,Active!AA$21)","v":-180.18121316824232},{"$f":"INDEX(INDIRECT(Controls!$F$42),Active!$A54,Active!AB$21)","v":-194.72276040528632},{"$f":"INDEX(INDIRECT(Controls!$F$42),Active!$A54,Active!AC$21)","v":-209.71112211978578},{"$f":"INDEX(INDIRECT(Controls!$F$42),Active!$A54,Active!AD$21)","v":-224.95817119319736},{"$f":"INDEX(INDIRECT(Controls!$F$42),Active!$A54,Active!AE$21)","v":-240.61839868289528},{"$f":"INDEX(INDIRECT(Controls!$F$42),Active!$A54,Active!AF$21)","v":-257.70554723633995},{"$f":"INDEX(INDIRECT(Controls!$F$42),Active!$A54,Active!AG$21)","v":-274.95545988557109}]
[33,{"$f":"INDEX(INDIRECT(Controls!$F$42),Active!$A55,Active!B$21)","v":"Two Degrees Winter Peak"},{"$f":"INDEX(INDIRECT(Controls!$F$42),Active!$A55,Active!C$21)","v":"J"},{"$f":"INDEX(INDIRECT(Controls!$F$42),Active!$A55,Active!D$21)","v":"J1"},{"$f":"INDEX(INDIRECT(Controls!$F$42),Active!$A55,Active!E$21)","v":0},{"$f":"INDEX(INDIRECT(Controls!$F$42),Active!$A55,Active!F$21)","v":0},{"$f":"INDEX(INDIRECT(Controls!$F$42),Active!$A55,Active!G$21)","v":0},{"$f":"INDEX(INDIRECT(Controls!$F$42),Active!$A55,Active!H$21)","v":0},{"$f":"INDEX(INDIRECT(Controls!$F$42),Active!$A55,Active!I$21)","v":97.666037246933939},{"$f":"INDEX(INDIRECT(Controls!$F$42),Active!$A55,Active!J$21)","v":89.658520080972792},{"$f":"INDEX(INDIRECT(Controls!$F$42),Active!$A55,Active!K$21)","v":79.06982528659988},{"$f":"INDEX(INDIRECT(Controls!$F$42),Active!$A55,Active!L$21)","v":68.633710747027095},{"$f":"INDEX(INDIRECT(Controls!$F$42),Active!$A55,Active!M$21)","v":58.219014158490168},{"$f":"INDEX(INDIRECT(Controls!$F$42),Active!$A55,Active!N$21)","v":47.942471755977664},{"$f":"INDEX(INDIRECT(Controls!$F$42),Active!$A55,Active!O$21)","v":37.887681584826616},{"$f":"INDEX(INDIRECT(Controls!$F$42),Active!$A55,Active!P$21)","v":27.666699669809518},{"$f":"INDEX(INDIRECT(Controls!$F$42),Active!$A55,Active!Q$21)","v":17.560488723787156},{"$f":"INDEX(INDIRECT(Controls!$F$42),Active!$A55,Active!R$21)","v":7.4976543649352099},{"$f":"INDEX(INDIRECT(Controls!$F$42),Active!$A55,Active!S$21)","v":-2.6144553196124605},{"$f":"INDEX(INDIRECT(Controls!$F$42),Active!$A55,Active!T$21)","v":-12.868754286245441},{"$f":"INDEX(INDIRECT(Controls!$F$42),Active!$A55,Active!U$21)","v":-23.269418751250107},{"$f":"INDEX(INDIRECT(Controls!$F$42),Active!$A55,Active!V$21)","v":-33.795929396048827},{"$f":"INDEX(INDIRECT(Controls!$F$42),Active!$A55,Active!W$21)","v":-44.537506738265314},{"$f":"INDEX(INDIRECT(Controls!$F$42),Active!$A55,Active!X$21)","v":-55.048804136196772},{"$f":"INDEX(INDIRECT(Controls!$F$42),Active!$A55,Active!Y$21)","v":-65.726679327317044},{"$f":"INDEX(INDIRECT(Controls!$F$42),Active!$A55,Active!Z$21)","v":-76.378243743461582},{"$f":"INDEX(INDIRECT(Controls!$F$42),Active!$A55,Active!AA$21)","v":-87.026369177667362},{"$f":"INDEX(INDIRECT(Controls!$F$42),Active!$A55,Active!AB$21)","v":-97.541281491383245},{"$f":"INDEX(INDIRECT(Controls!$F$42),Active!$A55,Active!AC$21)","v":-108.28541938328455},{"$f":"INDEX(INDIRECT(Controls!$F$42),Active!$A55,Active!AD$21)","v":-119.17739837624119},{"$f":"INDEX(INDIRECT(Controls!$F$42),Active!$A55,Active!AE$21)","v":-130.30804433040544},{"$f":"INDEX(INDIRECT(Controls!$F$42),Active!$A55,Active!AF$21)","v":-142.24725834199063},{"$f":"INDEX(INDIRECT(Controls!$F$42),Active!$A55,Active!AG$21)","v":-154.3218425374865}]
[34,{"$f":"INDEX(INDIRECT(Controls!$F$42),Active!$A56,Active!B$21)","v":"Two Degrees Winter Peak"},{"$f":"INDEX(INDIRECT(Controls!$F$42),Active!$A56,Active!C$21)","v":"J"},{"$f":"INDEX(INDIRECT(Controls!$F$42),Active!$A56,Active!D$21)","v":"J2"},{"$f":"INDEX(INDIRECT(Controls!$F$42),Active!$A56,Active!E$21)","v":0},{"$f":"INDEX(INDIRECT(Controls!$F$42),Active!$A56,Active!F$21)","v":0},{"$f":"INDEX(INDIRECT(Controls!$F$42),Active!$A56,Active!G$21)","v":0},{"$f":"INDEX(INDIRECT(Controls!$F$42),Active!$A56,Active!H$21)","v":0},{"$f":"INDEX(INDIRECT(Controls!$F$42),Active!$A56,Active!I$21)","v":0},{"$f":"INDEX(INDIRECT(Controls!$F$42),Active!$A56,Active!J$21)","v":0},{"$f":"INDEX(INDIRECT(Controls!$F$42),Active!$A56,Active!K$21)","v":0},{"$f":"INDEX(INDIRECT(Controls!$F$42),Active!$A56,Active!L$21)","v":0},{"$f":"INDEX(INDIRECT(Controls!$F$42),Active!$A56,Active!M$21)","v":0},{"$f":"INDEX(INDIRECT(Controls!$F$42),Active!$A56,Active!N$21)","v":0},{"$f":"INDEX(INDIRECT(Controls!$F$42),Active!$A56,Active!O$21)","v":0},{"$f":"INDEX(INDIRECT(Controls!$F$42),Active!$A56,Active!P$21)","v":0},{"$f":"INDEX(INDIRECT(Controls!$F$42),Active!$A56,Active!Q$21)","v":0},{"$f":"INDEX(INDIRECT(Controls!$F$42),Active!$A56,Active!R$21)","v":0},{"$f":"INDEX(INDIRECT(Controls!$F$42),Active!$A56,Active!S$21)","v":0},{"$f":"INDEX(INDIRECT(Controls!$F$42),Active!$A56,Active!T$21)","v":0},{"$f":"INDEX(INDIRECT(Controls!$F$42),Active!$A56,Active!U$21)","v":0},{"$f":"INDEX(INDIRECT(Controls!$F$42),Active!$A56,Active!V$21)","v":0},{"$f":"INDEX(INDIRECT(Controls!$F$42),Active!$A56,Active!W$21)","v":0},{"$f":"INDEX(INDIRECT(Controls!$F$42),Active!$A56,Active!X$21)","v":0},{"$f":"INDEX(INDIRECT(Controls!$F$42),Active!$A56,Active!Y$21)","v":0},{"$f":"INDEX(INDIRECT(Controls!$F$42),Active!$A56,Active!Z$21)","v":0},{"$f":"INDEX(INDIRECT(Controls!$F$42),Active!$A56,Active!AA$21)","v":0},{"$f":"INDEX(INDIRECT(Controls!$F$42),Active!$A56,Active!AB$21)","v":0},{"$f":"INDEX(INDIRECT(Controls!$F$42),Active!$A56,Active!AC$21)","v":0},{"$f":"INDEX(INDIRECT(Controls!$F$42),Active!$A56,Active!AD$21)","v":0},{"$f":"INDEX(INDIRECT(Controls!$F$42),Active!$A56,Active!AE$21)","v":0},{"$f":"INDEX(INDIRECT(Controls!$F$42),Active!$A56,Active!AF$21)","v":0},{"$f":"INDEX(INDIRECT(Controls!$F$42),Active!$A56,Active!AG$21)","v":0}]
[35,{"$f":"INDEX(INDIRECT(Controls!$F$42),Active!$A57,Active!B$21)","v":"Two Degrees Winter Peak"},{"$f":"INDEX(INDIRECT(Controls!$F$42),Active!$A57,Active!C$21)","v":"J"},{"$f":"INDEX(INDIRECT(Controls!$F$42),Active!$A57,Active!D$21)","v":"J3"},{"$f":"INDEX(INDIRECT(Controls!$F$42),Active!$A57,Active!E$21)","v":0},{"$f":"INDEX(INDIRECT(Controls!$F$42),Active!$A57,Active!F$21)","v":0},{"$f":"INDEX(INDIRECT(Controls!$F$42),Active!$A57,Active!G$21)","v":0},{"$f":"INDEX(INDIRECT(Controls!$F$42),Active!$A57,Active!H$21)","v":0},{"$f":"INDEX(INDIRECT(Controls!$F$42),Active!$A57,Active!I$21)","v":8.4653700004089671},{"$f":"INDEX(INDIRECT(Controls!$F$42),Active!$A57,Active!J$21)","v":-26.764467112614568},{"$f":"INDEX(INDIRECT(Controls!$F$42),Active!$A57,Active!K$21)","v":-61.928159137561593},{"$f":"INDEX(INDIRECT(Controls!$F$42),Active!$A57,Active!L$21)","v":-96.888396095674409},{"$f":"INDEX(INDIRECT(Controls!$F$42),Active!$A57,Active!M$21)","v":-131.5179301718517},{"$f":"INDEX(INDIRECT(Controls!$F$42),Active!$A57,Active!N$21)","v":-166.05870634752861},{"$f":"INDEX(INDIRECT(Controls!$F$42),Active!$A57,Active!O$21)","v":-201.2662004688419},{"$f":"INDEX(INDIRECT(Controls!$F$42),Active!$A57,Active!P$21)","v":-235.40673888740835},{"$f":"INDEX(INDIRECT(Controls!$F$42),Active!$A57,Active!Q$21)","v":-269.97457246086032},{"$f":"INDEX(INDIRECT(Controls!$F$42),Active!$A57,Active!R$21)","v":-305.38989352933828},{"$f":"INDEX(INDIRECT(Controls!$F$42),Active!$A57,Active!S$21)","v":-342.15838179431967},{"$f":"INDEX(INDIRECT(Controls!$F$42),Active!$A57,Active!T$21)","v":-380.20295077810607},{"$f":"INDEX(INDIRECT(Controls!$F$42),Active!$A57,Active!U$21)","v":-418.55562149016453},{"$f":"INDEX(INDIRECT(Controls!$F$42),Active!$A57,Active!V$21)","v":-457.12071957769729},{"$f":"INDEX(INDIRECT(Controls!$F$42),Active!$A57,Active!W$21)","v":-497.05059324514826},{"$f":"INDEX(INDIRECT(Controls!$F$42),Active!$A57,Active!X$21)","v":-533.6729529180576},{"$f":"INDEX(INDIRECT(Controls!$F$42),Active!$A57,Active!Y$21)","v":-571.64373722183132},{"$f":"INDEX(INDIRECT(Controls!$F$42),Active!$A57,Active!Z$21)","v":-609.10514507932487},{"$f":"INDEX(INDIRECT(Controls!$F$42),Active!$A57,Active!AA$21)","v":-646.37909562496588},{"$f":"INDEX(INDIRECT(Controls!$F$42),Active!$A57,Active!AB$21)","v":-682.6143005354071},{"$f":"INDEX(INDIRECT(Controls!$F$42),Active!$A57,Active!AC$21)","v":-720.39118032051488},{"$f":"INDEX(INDIRECT(Controls!$F$42),Active!$A57,Active!AD$21)","v":-758.99159639010065},{"$f":"INDEX(INDIRECT(Controls!$F$42),Active!$A57,Active!AE$21)","v":-798.89581427003213},{"$f":"INDEX(INDIRECT(Controls!$F$42),Active!$A57,Active!AF$21)","v":-843.37425818795271},{"$f":"INDEX(INDIRECT(Controls!$F$42),Active!$A57,Active!AG$21)","v":-888.17762957744151}]
[36,{"$f":"INDEX(INDIRECT(Controls!$F$42),Active!$A58,Active!B$21)","v":"Two Degrees Winter Peak"},{"$f":"INDEX(INDIRECT(Controls!$F$42),Active!$A58,Active!C$21)","v":"J"},{"$f":"INDEX(INDIRECT(Controls!$F$42),Active!$A58,Active!D$21)","v":"J4"},{"$f":"INDEX(INDIRECT(Controls!$F$42),Active!$A58,Active!E$21)","v":0},{"$f":"INDEX(INDIRECT(Controls!$F$42),Active!$A58,Active!F$21)","v":0},{"$f":"INDEX(INDIRECT(Controls!$F$42),Active!$A58,Active!G$21)","v":0},{"$f":"INDEX(INDIRECT(Controls!$F$42),Active!$A58,Active!H$21)","v":0},{"$f":"INDEX(INDIRECT(Controls!$F$42),Active!$A58,Active!I$21)","v":39.346732667831894},{"$f":"INDEX(INDIRECT(Controls!$F$42),Active!$A58,Active!J$21)","v":36.188272494631072},{"$f":"INDEX(INDIRECT(Controls!$F$42),Active!$A58,Active!K$21)","v":31.989366057091743},{"$f":"INDEX(INDIRECT(Controls!$F$42),Active!$A58,Active!L$21)","v":27.851557685690082},{"$f":"INDEX(INDIRECT(Controls!$F$42),Active!$A58,Active!M$21)","v":23.721734957151014},{"$f":"INDEX(INDIRECT(Controls!$F$42),Active!$A58,Active!N$21)","v":19.647420290403936},{"$f":"INDEX(INDIRECT(Controls!$F$42),Active!$A58,Active!O$21)","v":15.663784233754797},{"$f":"INDEX(INDIRECT(Controls!$F$42),Active!$A58,Active!P$21)","v":11.611080040633636},{"$f":"INDEX(INDIRECT(Controls!$F$42),Active!$A58,Active!Q$21)","v":7.6054686112014283},{"$f":"INDEX(INDIRECT(Controls!$F$42),Active!$A58,Active!R$21)","v":3.6189968028458503},{"$f":"INDEX(INDIRECT(Controls!$F$42),Active!$A58,Active!S$21)","v":-0.38468899700806003},{"$f":"INDEX(INDIRECT(Controls!$F$42),Active!$A58,Active!T$21)","v":-4.4431875280209514},{"$f":"INDEX(INDIRECT(Controls!$F$42),Active!$A58,Active!U$21)","v":-8.5600747108328914},{"$f":"INDEX(INDIRECT(Controls!$F$42),Active!$A58,Active!V$21)","v":-12.727267523530832},{"$f":"INDEX(INDIRECT(Controls!$F$42),Active!$A58,Active!W$21)","v":-16.978472125645077},{"$f":"INDEX(INDIRECT(Controls!$F$42),Active!$A58,Active!X$21)","v":-21.143332134570613},{"$f":"INDEX(INDIRECT(Controls!$F$42),Active!$A58,Active!Y$21)","v":-25.372692953798406},{"$f":"INDEX(INDIRECT(Controls!$F$42),Active!$A58,Active!Z$21)","v":-29.592445497871257},{"$f":"INDEX(INDIRECT(Controls!$F$42),Active!$A58,Active!AA$21)","v":-33.811178540943111},{"$f":"INDEX(INDIRECT(Controls!$F$42),Active!$A58,Active!AB$21)","v":-37.978252528193728},{"$f":"INDEX(INDIRECT(Controls!$F$42),Active!$A58,Active!AC$21)","v":-42.234698994773751},{"$f":"INDEX(INDIRECT(Controls!$F$42),Active!$A58,Active!AD$21)","v":-46.549120983425929},{"$f":"INDEX(INDIRECT(Controls!$F$42),Active!$A58,Active!AE$21)","v":-50.957185828744244},{"$f":"INDEX(INDIRECT(Controls!$F$42),Active!$A58,Active!AF$21)","v":-55.682191437609603},{"$f":"INDEX(INDIRECT(Controls!$F$42),Active!$A58,Active!AG$21)","v":-60.46112125032942}]
[37,{"$f":"INDEX(INDIRECT(Controls!$F$42),Active!$A59,Active!B$21)","v":"Two Degrees Winter Peak"},{"$f":"INDEX(INDIRECT(Controls!$F$42),Active!$A59,Active!C$21)","v":"J"},{"$f":"INDEX(INDIRECT(Controls!$F$42),Active!$A59,Active!D$21)","v":"J5"},{"$f":"INDEX(INDIRECT(Controls!$F$42),Active!$A59,Active!E$21)","v":0},{"$f":"INDEX(INDIRECT(Controls!$F$42),Active!$A59,Active!F$21)","v":0},{"$f":"INDEX(INDIRECT(Controls!$F$42),Active!$A59,Active!G$21)","v":0},{"$f":"INDEX(INDIRECT(Controls!$F$42),Active!$A59,Active!H$21)","v":0},{"$f":"INDEX(INDIRECT(Controls!$F$42),Active!$A59,Active!I$21)","v":119.84430228470112},{"$f":"INDEX(INDIRECT(Controls!$F$42),Active!$A59,Active!J$21)","v":116.60882004455407},{"$f":"INDEX(INDIRECT(Controls!$F$42),Active!$A59,Active!K$21)","v":110.15070346673467},{"$f":"INDEX(INDIRECT(Controls!$F$42),Active!$A59,Active!L$21)","v":103.84351422132367},{"$f":"INDEX(INDIRECT(Controls!$F$42),Active!$A59,Active!M$21)","v":97.499853357926355},{"$f":"INDEX(INDIRECT(Controls!$F$42),Active!$A59,Active!N$21)","v":91.31106670295226},{"$f":"INDEX(INDIRECT(Controls!$F$42),Active!$A59,Active!O$21)","v":85.525284898813283},{"$f":"INDEX(INDIRECT(Controls!$F$42),Active!$A59,Active!P$21)","v":79.329217847574682},{"$f":"INDEX(INDIRECT(Controls!$F$42),Active!$A59,Active!Q$21)","v":73.357422634928},{"$f":"INDEX(INDIRECT(Controls!$F$42),Active!$A59,Active!R$21)","v":67.601296160821363},{"$f":"INDEX(INDIRECT(Controls!$F$42),Active!$A59,Active!S$21)","v":62.042112379290678},{"$f":"INDEX(INDIRECT(Controls!$F$42),Active!$A59,Active!T$21)","v":56.549611069923998},{"$f":"INDEX(INDIRECT(Controls!$F$42),Active!$A59,Active!U$21)","v":50.933880789085826},{"$f":"INDEX(INDIRECT(Controls!$F$42),Active!$A59,Active!V$21)","v":45.202182458187195},{"$f":"INDEX(INDIRECT(Controls!$F$42),Active!$A59,Active!W$21)","v":39.463460057656704},{"$f":"INDEX(INDIRECT(Controls!$F$42),Active!$A59,Active!X$21)","v":33.37995176276047},{"$f":"INDEX(INDIRECT(Controls!$F$42),Active!$A59,Active!Y$21)","v":27.346601092809699},{"$f":"INDEX(INDIRECT(Controls!$F$42),Active!$A59,Active!Z$21)","v":21.248767657317945},{"$f":"INDEX(INDIRECT(Controls!$F$42),Active!$A59,Active!AA$21)","v":15.119438855072865},{"$f":"INDEX(INDIRECT(Controls!$F$42),Active!$A59,Active!AB$21)","v":8.9575548745948641},{"$f":"INDEX(INDIRECT(Controls!$F$42),Active!$A59,Active!AC$21)","v":2.8047959093468204},{"$f":"INDEX(INDIRECT(Controls!$F$42),Active!$A59,Active!AD$21)","v":-3.3746676103045372},{"$f":"INDEX(INDIRECT(Controls!$F$42),Active!$A59,Active!AE$21)","v":-9.6021405535301287},{"$f":"INDEX(INDIRECT(Controls!$F$42),Active!$A59,Active!AF$21)","v":-15.962275494947061},{"$f":"INDEX(INDIRECT(Controls!$F$42),Active!$A59,Active!AG$21)","v":-22.42875455305547}]
[38,{"$f":"INDEX(INDIRECT(Controls!$F$42),Active!$A60,Active!B$21)","v":"Two Degrees Winter Peak"},{"$f":"INDEX(INDIRECT(Controls!$F$42),Active!$A60,Active!C$21)","v":"J"},{"$f":"INDEX(INDIRECT(Controls!$F$42),Active!$A60,Active!D$21)","v":"J6"},{"$f":"INDEX(INDIRECT(Controls!$F$42),Active!$A60,Active!E$21)","v":0},{"$f":"INDEX(INDIRECT(Controls!$F$42),Active!$A60,Active!F$21)","v":0},{"$f":"INDEX(INDIRECT(Controls!$F$42),Active!$A60,Active!G$21)","v":0},{"$f":"INDEX(INDIRECT(Controls!$F$42),Active!$A60,Active!H$21)","v":0},{"$f":"INDEX(INDIRECT(Controls!$F$42),Active!$A60,Active!I$21)","v":104.02602974108332},{"$f":"INDEX(INDIRECT(Controls!$F$42),Active!$A60,Active!J$21)","v":103.87612031448393},{"$f":"INDEX(INDIRECT(Controls!$F$42),Active!$A60,Active!K$21)","v":100.90661860918124},{"$f":"INDEX(INDIRECT(Controls!$F$42),Active!$A60,Active!L$21)","v":98.05347964580217},{"$f":"INDEX(INDIRECT(Controls!$F$42),Active!$A60,Active!M$21)","v":95.143368768878616},{"$f":"INDEX(INDIRECT(Controls!$F$42),Active!$A60,Active!N$21)","v":92.361779552021787},{"$f":"INDEX(INDIRECT(Controls!$F$42),Active!$A60,Active!O$21)","v":89.982805208301301},{"$f":"INDEX(INDIRECT(Controls!$F$42),Active!$A60,Active!P$21)","v":87.164457444247063},{"$f":"INDEX(INDIRECT(Controls!$F$42),Active!$A60,Active!Q$21)","v":84.574438268986285},{"$f":"INDEX(INDIRECT(Controls!$F$42),Active!$A60,Active!R$21)","v":82.237149630251551},{"$f":"INDEX(INDIRECT(Controls!$F$42),Active!$A60,Active!S$21)","v":80.174645534610832},{"$f":"INDEX(INDIRECT(Controls!$F$42),Active!$A60,Active!T$21)","v":78.267304865251162},{"$f":"INDEX(INDIRECT(Controls!$F$42),Active!$A60,Active!U$21)","v":76.275740939617364},{"$f":"INDEX(INDIRECT(Controls!$F$42),Active!$A60,Active!V$21)","v":74.199028326020965},{"$f":"INDEX(INDIRECT(Controls!$F$42),Active!$A60,Active!W$21)","v":72.21984250053255},{"$f":"INDEX(INDIRECT(Controls!$F$42),Active!$A60,Active!X$21)","v":69.688307301053229},{"$f":"INDEX(INDIRECT(Controls!$F$42),Active!$A60,Active!Y$21)","v":67.302998016418087},{"$f":"INDEX(INDIRECT(Controls!$F$42),Active!$A60,Active!Z$21)","v":64.822681444285422},{"$f":"INDEX(INDIRECT(Controls!$F$42),Active!$A60,Active!AA$21)","v":62.300619299356256},{"$f":"INDEX(INDIRECT(Controls!$F$42),Active!$A60,Active!AB$21)","v":59.671226423022148},{"$f":"INDEX(INDIRECT(Controls!$F$42),Active!$A60,Active!AC$21)","v":57.166900915336271},{"$f":"INDEX(INDIRECT(Controls!$F$42),Active!$A60,Active!AD$21)","v":54.70180395928336},{"$f":"INDEX(INDIRECT(Controls!$F$42),Active!$A60,Active!AE$21)","v":52.29380694978633},{"$f":"INDEX(INDIRECT(Controls!$F$42),Active!$A60,Active!AF$21)","v":50.117381291511521},{"$f":"INDEX(INDIRECT(Controls!$F$42),Active!$A60,Active!AG$21)","v":47.872757185010002}]
[39,{"$f":"INDEX(INDIRECT(Controls!$F$42),Active!$A61,Active!B$21)","v":"Two Degrees Winter Peak"},{"$f":"INDEX(INDIRECT(Controls!$F$42),Active!$A61,Active!C$21)","v":"J"},{"$f":"INDEX(INDIRECT(Controls!$F$42),Active!$A61,Active!D$21)","v":"J7"},{"$f":"INDEX(INDIRECT(Controls!$F$42),Active!$A61,Active!E$21)","v":0},{"$f":"INDEX(INDIRECT(Controls!$F$42),Active!$A61,Active!F$21)","v":0},{"$f":"INDEX(INDIRECT(Controls!$F$42),Active!$A61,Active!G$21)","v":0},{"$f":"INDEX(INDIRECT(Controls!$F$42),Active!$A61,Active!H$21)","v":0},{"$f":"INDEX(INDIRECT(Controls!$F$42),Active!$A61,Active!I$21)","v":52.846297855788876},{"$f":"INDEX(INDIRECT(Controls!$F$42),Active!$A61,Active!J$21)","v":48.604193981810099},{"$f":"INDEX(INDIRECT(Controls!$F$42),Active!$A61,Active!K$21)","v":42.964674631116829},{"$f":"INDEX(INDIRECT(Controls!$F$42),Active!$A61,Active!L$21)","v":37.407215629087894},{"$f":"INDEX(INDIRECT(Controls!$F$42),Active!$A61,Active!M$21)","v":31.860482083346479},{"$f":"INDEX(INDIRECT(Controls!$F$42),Active!$A61,Active!N$21)","v":26.388300993881966},{"$f":"INDEX(INDIRECT(Controls!$F$42),Active!$A61,Active!O$21)","v":21.037909657046718},{"$f":"INDEX(INDIRECT(Controls!$F$42),Active!$A61,Active!P$21)","v":15.594753430604035},{"$f":"INDEX(INDIRECT(Controls!$F$42),Active!$A61,Active!Q$21)","v":10.21484713745995},{"$f":"INDEX(INDIRECT(Controls!$F$42),Active!$A61,Active!R$21)","v":4.8606471240418436},{"$f":"INDEX(INDIRECT(Controls!$F$42),Active!$A61,Active!S$21)","v":-0.51667287063844058},{"$f":"INDEX(INDIRECT(Controls!$F$42),Active!$A61,Active!T$21)","v":-5.9676114283025923},{"$f":"INDEX(INDIRECT(Controls!$F$42),Active!$A61,Active!U$21)","v":-11.496971340807551},{"$f":"INDEX(INDIRECT(Controls!$F$42),Active!$A61,Active!V$21)","v":-17.093896362802603},{"$f":"INDEX(INDIRECT(Controls!$F$42),Active!$A61,Active!W$21)","v":-22.803656981195743},{"$f":"INDEX(INDIRECT(Controls!$F$42),Active!$A61,Active!X$21)","v":-28.397448832158872},{"$f":"INDEX(INDIRECT(Controls!$F$42),Active!$A61,Active!Y$21)","v":-34.077871231634056},{"$f":"INDEX(INDIRECT(Controls!$F$42),Active!$A61,Active!Z$21)","v":-39.745388829711779},{"$f":"INDEX(INDIRECT(Controls!$F$42),Active!$A61,Active!AA$21)","v":-45.411537143736915},{"$f":"INDEX(INDIRECT(Controls!$F$42),Active!$A61,Active!AB$21)","v":-51.008302572175964},{"$f":"INDEX(INDIRECT(Controls!$F$42),Active!$A61,Active!AC$21)","v":-56.725103498927567},{"$f":"INDEX(INDIRECT(Controls!$F$42),Active!$A61,Active!AD$21)","v":-62.519770909120965},{"$f":"INDEX(INDIRECT(Controls!$F$42),Active!$A61,Active!AE$21)","v":-68.440209328999543},{"$f":"INDEX(INDIRECT(Controls!$F$42),Active!$A61,Active!AF$21)","v":-74.786328481620174},{"$f":"INDEX(INDIRECT(Controls!$F$42),Active!$A61,Active!AG$21)","v":-81.204872822949255}]
[40,{"$f":"INDEX(INDIRECT(Controls!$F$42),Active!$A62,Active!B$21)","v":"Two Degrees Winter Peak"},{"$f":"INDEX(INDIRECT(Controls!$F$42),Active!$A62,Active!C$21)","v":"J"},{"$f":"INDEX(INDIRECT(Controls!$F$42),Active!$A62,Active!D$21)","v":"J8"},{"$f":"INDEX(INDIRECT(Controls!$F$42),Active!$A62,Active!E$21)","v":0},{"$f":"INDEX(INDIRECT(Controls!$F$42),Active!$A62,Active!F$21)","v":0},{"$f":"INDEX(INDIRECT(Controls!$F$42),Active!$A62,Active!G$21)","v":0},{"$f":"INDEX(INDIRECT(Controls!$F$42),Active!$A62,Active!H$21)","v":0},{"$f":"INDEX(INDIRECT(Controls!$F$42),Active!$A62,Active!I$21)","v":35.529141700376371},{"$f":"INDEX(INDIRECT(Controls!$F$42),Active!$A62,Active!J$21)","v":26.132893133998564},{"$f":"INDEX(INDIRECT(Controls!$F$42),Active!$A62,Active!K$21)","v":15.85207540592935},{"$f":"INDEX(INDIRECT(Controls!$F$42),Active!$A62,Active!L$21)","v":5.6624746996431758},{"$f":"INDEX(INDIRECT(Controls!$F$42),Active!$A62,Active!M$21)","v":-4.457601552874932},{"$f":"INDEX(INDIRECT(Controls!$F$42),Active!$A62,Active!N$21)","v":-14.513005620882236},{"$f":"INDEX(INDIRECT(Controls!$F$42),Active!$A62,Active!O$21)","v":-24.616508678094341},{"$f":"INDEX(INDIRECT(Controls!$F$42),Active!$A62,Active!P$21)","v":-34.577469906742763},{"$f":"INDEX(INDIRECT(Controls!$F$42),Active!$A62,Active!Q$21)","v":-44.578761380483776},{"$f":"INDEX(INDIRECT(Controls!$F$42),Active!$A62,Active!R$21)","v":-54.724074374832604},{"$f":"INDEX(INDIRECT(Controls!$F$42),Active!$A62,Active!S$21)","v":-65.14053557090422},{"$f":"INDEX(INDIRECT(Controls!$F$42),Active!$A62,Active!T$21)","v":-75.845962416149732},{"$f":"INDEX(INDIRECT(Controls!$F$42),Active!$A62,Active!U$21)","v":-86.660091477211367},{"$f":"INDEX(INDIRECT(Controls!$F$42),Active!$A62,Active!V$21)","v":-97.557831523081887},{"$f":"INDEX(INDIRECT(Controls!$F$42),Active!$A62,Active!W$21)","v":-108.78651320583131},{"$f":"INDEX(INDIRECT(Controls!$F$42),Active!$A62,Active!X$21)","v":-119.31426420124835},{"$f":"INDEX(INDIRECT(Controls!$F$42),Active!$A62,Active!Y$21)","v":-130.15303693421649},{"$f":"INDEX(INDIRECT(Controls!$F$42),Active!$A62,Active!Z$21)","v":-140.88704325283084},{"$f":"INDEX(INDIRECT(Controls!$F$42),Active!$A62,Active!AA$21)","v":-151.58466389943655},{"$f":"INDEX(INDIRECT(Controls!$F$42),Active!$A62,Active!AB$21)","v":-162.04099214572949},{"$f":"INDEX(INDIRECT(Controls!$F$42),Active!$A62,Active!AC$21)","v":-172.86639096512209},{"$f":"INDEX(INDIRECT(Controls!$F$42),Active!$A62,Active!AD$21)","v":-183.89776519579451},{"$f":"INDEX(INDIRECT(Controls!$F$42),Active!$A62,Active!AE$21)","v":-195.25683604778604},{"$f":"INDEX(INDIRECT(Controls!$F$42),Active!$A62,Active!AF$21)","v":-207.75559341263133},{"$f":"INDEX(INDIRECT(Controls!$F$42),Active!$A62,Active!AG$21)","v":-220.36239063370306}]
[41,{"$f":"INDEX(INDIRECT(Controls!$F$42),Active!$A63,Active!B$21)","v":"Two Degrees Winter Peak"},{"$f":"INDEX(INDIRECT(Controls!$F$42),Active!$A63,Active!C$21)","v":"K"},{"$f":"INDEX(INDIRECT(Controls!$F$42),Active!$A63,Active!D$21)","v":"K4"},{"$f":"INDEX(INDIRECT(Controls!$F$42),Active!$A63,Active!E$21)","v":0},{"$f":"INDEX(INDIRECT(Controls!$F$42),Active!$A63,Active!F$21)","v":0},{"$f":"INDEX(INDIRECT(Controls!$F$42),Active!$A63,Active!G$21)","v":0},{"$f":"INDEX(INDIRECT(Controls!$F$42),Active!$A63,Active!H$21)","v":0},{"$f":"INDEX(INDIRECT(Controls!$F$42),Active!$A63,Active!I$21)","v":28.476042851947337},{"$f":"INDEX(INDIRECT(Controls!$F$42),Active!$A63,Active!J$21)","v":24.459681301453667},{"$f":"INDEX(INDIRECT(Controls!$F$42),Active!$A63,Active!K$21)","v":19.704852267590791},{"$f":"INDEX(INDIRECT(Controls!$F$42),Active!$A63,Active!L$21)","v":15.003773207602787},{"$f":"INDEX(INDIRECT(Controls!$F$42),Active!$A63,Active!M$21)","v":10.324951362246711},{"$f":"INDEX(INDIRECT(Controls!$F$42),Active!$A63,Active!N$21)","v":5.6901492980209731},{"$f":"INDEX(INDIRECT(Controls!$F$42),Active!$A63,Active!O$21)","v":1.0866021950381184},{"$f":"INDEX(INDIRECT(Controls!$F$42),Active!$A63,Active!P$21)","v":-3.5127461169410892},{"$f":"INDEX(INDIRECT(Controls!$F$42),Active!$A63,Active!Q$21)","v":-8.0999218050764323},{"$f":"INDEX(INDIRECT(Controls!$F$42),Active!$A63,Active!R$21)","v":-12.715900056792069},{"$f":"INDEX(INDIRECT(Controls!$F$42),Active!$A63,Active!S$21)","v":-17.411926928749754},{"$f":"INDEX(INDIRECT(Controls!$F$42),Active!$A63,Active!T$21)","v":-22.210947211793442},{"$f":"INDEX(INDIRECT(Controls!$F$42),Active!$A63,Active!U$21)","v":-27.067027237185165},{"$f":"INDEX(INDIRECT(Controls!$F$42),Active!$A63,Active!V$21)","v":-31.969612223352144},{"$f":"INDEX(INDIRECT(Controls!$F$42),Active!$A63,Active!W$21)","v":-37.000450383740279},{"$f":"INDEX(INDIRECT(Controls!$F$42),Active!$A63,Active!X$21)","v":-41.804066395340747},{"$f":"INDEX(INDIRECT(Controls!$F$42),Active!$A63,Active!Y$21)","v":-46.721206366101541},{"$f":"INDEX(INDIRECT(Controls!$F$42),Active!$A63,Active!Z$21)","v":-51.605983063988511},{"$f":"INDEX(INDIRECT(Controls!$F$42),Active!$A63,Active!AA$21)","v":-56.480643751797281},{"$f":"INDEX(INDIRECT(Controls!$F$42),Active!$A63,Active!AB$21)","v":-61.266446811315838},{"$f":"INDEX(INDIRECT(Controls!$F$42),Active!$A63,Active!AC$21)","v":-66.193185263357933},{"$f":"INDEX(INDIRECT(Controls!$F$42),Active!$A63,Active!AD$21)","v":-71.202505456846353},{"$f":"INDEX(INDIRECT(Controls!$F$42),Active!$A63,Active!AE$21)","v":-76.343891252110282},{"$f":"INDEX(INDIRECT(Controls!$F$42),Active!$A63,Active!AF$21)","v":-81.940347203022156},{"$f":"INDEX(INDIRECT(Controls!$F$42),Active!$A63,Active!AG$21)","v":-87.591522742404464}]
[42,{"$f":"INDEX(INDIRECT(Controls!$F$42),Active!$A64,Active!B$21)","v":"Two Degrees Winter Peak"},{"$f":"INDEX(INDIRECT(Controls!$F$42),Active!$A64,Active!C$21)","v":"K"},{"$f":"INDEX(INDIRECT(Controls!$F$42),Active!$A64,Active!D$21)","v":"K5"},{"$f":"INDEX(INDIRECT(Controls!$F$42),Active!$A64,Active!E$21)","v":0},{"$f":"INDEX(INDIRECT(Controls!$F$42),Active!$A64,Active!F$21)","v":0},{"$f":"INDEX(INDIRECT(Controls!$F$42),Active!$A64,Active!G$21)","v":0},{"$f":"INDEX(INDIRECT(Controls!$F$42),Active!$A64,Active!H$21)","v":0},{"$f":"INDEX(INDIRECT(Controls!$F$42),Active!$A64,Active!I$21)","v":19.766156839472814},{"$f":"INDEX(INDIRECT(Controls!$F$42),Active!$A64,Active!J$21)","v":15.409844101728075},{"$f":"INDEX(INDIRECT(Controls!$F$42),Active!$A64,Active!K$21)","v":10.554101258516447},{"$f":"INDEX(INDIRECT(Controls!$F$42),Active!$A64,Active!L$21)","v":5.7443072312119403},{"$f":"INDEX(INDIRECT(Controls!$F$42),Active!$A64,Active!M$21)","v":0.96489705916408941},{"$f":"INDEX(INDIRECT(Controls!$F$42),Active!$A64,Active!N$21)","v":-3.7804704695148263},{"$f":"INDEX(INDIRECT(Controls!$F$42),Active!$A64,Active!O$21)","v":-8.535294454379903},{"$f":"INDEX(INDIRECT(Controls!$F$42),Active!$A64,Active!P$21)","v":-13.238094484996088},{"$f":"INDEX(INDIRECT(Controls!$F$42),Active!$A64,Active!Q$21)","v":-17.952302268084818},{"$f":"INDEX(INDIRECT(Controls!$F$42),Active!$A64,Active!R$21)","v":-22.725161810147402},{"$f":"INDEX(INDIRECT(Controls!$F$42),Active!$A64,Active!S$21)","v":-27.614845152121234},{"$f":"INDEX(INDIRECT(Controls!$F$42),Active!$A64,Active!T$21)","v":-32.633412440135046},{"$f":"INDEX(INDIRECT(Controls!$F$42),Active!$A64,Active!U$21)","v":-37.705002900778808},{"$f":"INDEX(INDIRECT(Controls!$F$42),Active!$A64,Active!V$21)","v":-42.818025883900333},{"$f":"INDEX(INDIRECT(Controls!$F$42),Active!$A64,Active!W$21)","v":-48.081207602754809},{"$f":"INDEX(INDIRECT(Controls!$F$42),Active!$A64,Active!X$21)","v":-53.037364392975022},{"$f":"INDEX(INDIRECT(Controls!$F$42),Active!$A64,Active!Y$21)","v":-58.13290418760436},{"$f":"INDEX(INDIRECT(Controls!$F$42),Active!$A64,Active!Z$21)","v":-63.182950072334378},{"$f":"INDEX(INDIRECT(Controls!$F$42),Active!$A64,Active!AA$21)","v":-68.217474362299058},{"$f":"INDEX(INDIRECT(Controls!$F$42),Active!$A64,Active!AB$21)","v":-73.143669934095243},{"$f":"INDEX(INDIRECT(Controls!$F$42),Active!$A64,Active!AC$21)","v":-78.236805441361227},{"$f":"INDEX(INDIRECT(Controls!$F$42),Active!$A64,Active!AD$21)","v":-83.424082164828405},{"$f":"INDEX(INDIRECT(Controls!$F$42),Active!$A64,Active!AE$21)","v":-88.761301963445604},{"$f":"INDEX(INDIRECT(Controls!$F$42),Active!$A64,Active!AF$21)","v":-94.618954190153715},{"$f":"INDEX(INDIRECT(Controls!$F$42),Active!$A64,Active!AG$21)","v":-100.52881262595547}]
[43,{"$f":"INDEX(INDIRECT(Controls!$F$42),Active!$A65,Active!B$21)","v":"Two Degrees Winter Peak"},{"$f":"INDEX(INDIRECT(Controls!$F$42),Active!$A65,Active!C$21)","v":"K"},{"$f":"INDEX(INDIRECT(Controls!$F$42),Active!$A65,Active!D$21)","v":"K6"},{"$f":"INDEX(INDIRECT(Controls!$F$42),Active!$A65,Active!E$21)","v":0},{"$f":"INDEX(INDIRECT(Controls!$F$42),Active!$A65,Active!F$21)","v":0},{"$f":"INDEX(INDIRECT(Controls!$F$42),Active!$A65,Active!G$21)","v":0},{"$f":"INDEX(INDIRECT(Controls!$F$42),Active!$A65,Active!H$21)","v":0},{"$f":"INDEX(INDIRECT(Controls!$F$42),Active!$A65,Active!I$21)","v":30.634319655279764},{"$f":"INDEX(INDIRECT(Controls!$F$42),Active!$A65,Active!J$21)","v":28.607978113793632},{"$f":"INDEX(INDIRECT(Controls!$F$42),Active!$A65,Active!K$21)","v":25.767940517669683},{"$f":"INDEX(INDIRECT(Controls!$F$42),Active!$A65,Active!L$21)","v":22.973088569196783},{"$f":"INDEX(INDIRECT(Controls!$F$42),Active!$A65,Active!M$21)","v":20.180333409397655},{"$f":"INDEX(INDIRECT(Controls!$F$42),Active!$A65,Active!N$21)","v":17.429833216671696},{"$f":"INDEX(INDIRECT(Controls!$F$42),Active!$A65,Active!O$21)","v":14.758528154176393},{"$f":"INDEX(INDIRECT(Controls!$F$42),Active!$A65,Active!P$21)","v":12.019898454503913},{"$f":"INDEX(INDIRECT(Controls!$F$42),Active!$A65,Active!Q$21)","v":9.3234128166498209},{"$f":"INDEX(INDIRECT(Controls!$F$42),Active!$A65,Active!R$21)","v":6.6524953584100697},{"$f":"INDEX(INDIRECT(Controls!$F$42),Active!$A65,Active!S$21)","v":3.9850779291701941},{"$f":"INDEX(INDIRECT(Controls!$F$42),Active!$A65,Active!T$21)","v":1.290820301344356},{"$f":"INDEX(INDIRECT(Controls!$F$42),Active!$A65,Active!U$21)","v":-1.4451954680958332},{"$f":"INDEX(INDIRECT(Controls!$F$42),Active!$A65,Active!V$21)","v":-4.2178527175351341},{"$f":"INDEX(INDIRECT(Controls!$F$42),Active!$A65,Active!W$21)","v":-7.0390515346365143},{"$f":"INDEX(INDIRECT(Controls!$F$42),Active!$A65,Active!X$21)","v":-9.8342195453594954},{"$f":"INDEX(INDIRECT(Controls!$F$42),Active!$A65,Active!Y$21)","v":-12.662890616312486},{"$f":"INDEX(INDIRECT(Controls!$F$42),Active!$A65,Active!Z$21)","v":-15.490435120713235},{"$f":"INDEX(INDIRECT(Controls!$F$42),Active!$A65,Active!AA$21)","v":-18.319531073262542},{"$f":"INDEX(INDIRECT(Controls!$F$42),Active!$A65,Active!AB$21)","v":-21.121278009465172},{"$f":"INDEX(INDIRECT(Controls!$F$42),Active!$A65,Active!AC$21)","v":-23.973538939911887},{"$f":"INDEX(INDIRECT(Controls!$F$42),Active!$A65,Active!AD$21)","v":-26.860779294257235},{"$f":"INDEX(INDIRECT(Controls!$F$42),Active!$A65,Active!AE$21)","v":-29.804849375154649},{"$f":"INDEX(INDIRECT(Controls!$F$42),Active!$A65,Active!AF$21)","v":-32.939241815564785},{"$f":"INDEX(INDIRECT(Controls!$F$42),Active!$A65,Active!AG$21)","v":-36.111693719587933}]
[44,{"$f":"INDEX(INDIRECT(Controls!$F$42),Active!$A66,Active!B$21)","v":"Two Degrees Winter Peak"},{"$f":"INDEX(INDIRECT(Controls!$F$42),Active!$A66,Active!C$21)","v":"L"},{"$f":"INDEX(INDIRECT(Controls!$F$42),Active!$A66,Active!D$21)","v":"L1"},{"$f":"INDEX(INDIRECT(Controls!$F$42),Active!$A66,Active!E$21)","v":0},{"$f":"INDEX(INDIRECT(Controls!$F$42),Active!$A66,Active!F$21)","v":0},{"$f":"INDEX(INDIRECT(Controls!$F$42),Active!$A66,Active!G$21)","v":0},{"$f":"INDEX(INDIRECT(Controls!$F$42),Active!$A66,Active!H$21)","v":0},{"$f":"INDEX(INDIRECT(Controls!$F$42),Active!$A66,Active!I$21)","v":46.422732084987665},{"$f":"INDEX(INDIRECT(Controls!$F$42),Active!$A66,Active!J$21)","v":43.779801795889362},{"$f":"INDEX(INDIRECT(Controls!$F$42),Active!$A66,Active!K$21)","v":39.900219896317921},{"$f":"INDEX(INDIRECT(Controls!$F$42),Active!$A66,Active!L$21)","v":36.086755414387035},{"$f":"INDEX(INDIRECT(Controls!$F$42),Active!$A66,Active!M$21)","v":32.272395340667344},{"$f":"INDEX(INDIRECT(Controls!$F$42),Active!$A66,Active!N$21)","v":28.521116710794931},{"$f":"INDEX(INDIRECT(Controls!$F$42),Active!$A66,Active!O$21)","v":24.89834495484962},{"$f":"INDEX(INDIRECT(Controls!$F$42),Active!$A66,Active!P$21)","v":21.160157048461475},{"$f":"INDEX(INDIRECT(Controls!$F$42),Active!$A66,Active!Q$21)","v":17.491249154450148},{"$f":"INDEX(INDIRECT(Controls!$F$42),Active!$A66,Active!R$21)","v":13.871630236902833},{"$f":"INDEX(INDIRECT(Controls!$F$42),Active!$A66,Active!S$21)","v":10.274022377924192},{"$f":"INDEX(INDIRECT(Controls!$F$42),Active!$A66,Active!T$21)","v":6.6513939802003348},{"$f":"INDEX(INDIRECT(Controls!$F$42),Active!$A66,Active!U$21)","v":2.9691449554914291},{"$f":"INDEX(INDIRECT(Controls!$F$42),Active!$A66,Active!V$21)","v":-0.76613396910265108},{"$f":"INDEX(INDIRECT(Controls!$F$42),Active!$A66,Active!W$21)","v":-4.5582990022134631},{"$f":"INDEX(INDIRECT(Controls!$F$42),Active!$A66,Active!X$21)","v":-8.3517364145405235},{"$f":"INDEX(INDIRECT(Controls!$F$42),Active!$A66,Active!Y$21)","v":-12.179421298449801},{"$f":"INDEX(INDIRECT(Controls!$F$42),Active!$A66,Active!Z$21)","v":-16.011679796729645},{"$f":"INDEX(INDIRECT(Controls!$F$42),Active!$A66,Active!AA$21)","v":-19.84860745235224},{"$f":"INDEX(INDIRECT(Controls!$F$42),Active!$A66,Active!AB$21)","v":-23.656813564246576},{"$f":"INDEX(INDIRECT(Controls!$F$42),Active!$A66,Active!AC$21)","v":-27.522718925811638},{"$f":"INDEX(INDIRECT(Controls!$F$42),Active!$A66,Active!AD$21)","v":-31.43159006866032},{"$f":"INDEX(INDIRECT(Controls!$F$42),Active!$A66,Active!AE$21)","v":-35.410687602362444},{"$f":"INDEX(INDIRECT(Controls!$F$42),Active!$A66,Active!AF$21)","v":-39.622408980886959},{"$f":"INDEX(INDIRECT(Controls!$F$42),Active!$A66,Active!AG$21)","v":-43.887925867417202}]
[45,{"$f":"INDEX(INDIRECT(Controls!$F$42),Active!$A67,Active!B$21)","v":"Two Degrees Winter Peak"},{"$f":"INDEX(INDIRECT(Controls!$F$42),Active!$A67,Active!C$21)","v":"L"},{"$f":"INDEX(INDIRECT(Controls!$F$42),Active!$A67,Active!D$21)","v":"L2"},{"$f":"INDEX(INDIRECT(Controls!$F$42),Active!$A67,Active!E$21)","v":0},{"$f":"INDEX(INDIRECT(Controls!$F$42),Active!$A67,Active!F$21)","v":0},{"$f":"INDEX(INDIRECT(Controls!$F$42),Active!$A67,Active!G$21)","v":0},{"$f":"INDEX(INDIRECT(Controls!$F$42),Active!$A67,Active!H$21)","v":0},{"$f":"INDEX(INDIRECT(Controls!$F$42),Active!$A67,Active!I$21)","v":61.367762461723672},{"$f":"INDEX(INDIRECT(Controls!$F$42),Active!$A67,Active!J$21)","v":28.144651379895475},{"$f":"INDEX(INDIRECT(Controls!$F$42),Active!$A67,Active!K$21)","v":-6.4637002155125272},{"$f":"INDEX(INDIRECT(Controls!$F$42),Active!$A67,Active!L$21)","v":-40.820893893965717},{"$f":"INDEX(INDIRECT(Controls!$F$42),Active!$A67,Active!M$21)","v":-74.896191508972976},{"$f":"INDEX(INDIRECT(Controls!$F$42),Active!$A67,Active!N$21)","v":-108.82200262522112},{"$f":"INDEX(INDIRECT(Controls!$F$42),Active!$A67,Active!O$21)","v":-143.16841091975303},{"$f":"INDEX(INDIRECT(Controls!$F$42),Active!$A67,Active!P$21)","v":-176.73652697988322},{"$f":"INDEX(INDIRECT(Controls!$F$42),Active!$A67,Active!Q$21)","v":-210.58945026428978},{"$f":"INDEX(INDIRECT(Controls!$F$42),Active!$A67,Active!R$21)","v":-245.10999360658627},{"$f":"INDEX(INDIRECT(Controls!$F$42),Active!$A67,Active!S$21)","v":-280.76260636015473},{"$f":"INDEX(INDIRECT(Controls!$F$42),Active!$A67,Active!T$21)","v":-317.5361703762926},{"$f":"INDEX(INDIRECT(Controls!$F$42),Active!$A67,Active!U$21)","v":-354.64285038664599},{"$f":"INDEX(INDIRECT(Controls!$F$42),Active!$A67,Active!V$21)","v":-391.99310582142618},{"$f":"INDEX(INDIRECT(Controls!$F$42),Active!$A67,Active!W$21)","v":-430.57734998250339},{"$f":"INDEX(INDIRECT(Controls!$F$42),Active!$A67,Active!X$21)","v":-466.33326004270589},{"$f":"INDEX(INDIRECT(Controls!$F$42),Active!$A67,Active!Y$21)","v":-503.28277465034563},{"$f":"INDEX(INDIRECT(Controls!$F$42),Active!$A67,Active!Z$21)","v":-539.80181329648713},{"$f":"INDEX(INDIRECT(Controls!$F$42),Active!$A67,Active!AA$21)","v":-576.16591249319572},{"$f":"INDEX(INDIRECT(Controls!$F$42),Active!$A67,Active!AB$21)","v":-611.60780270491739},{"$f":"INDEX(INDIRECT(Controls!$F$42),Active!$A67,Active!AC$21)","v":-648.43597984650671},{"$f":"INDEX(INDIRECT(Controls!$F$42),Active!$A67,Active!AD$21)","v":-686.01884638924889},{"$f":"INDEX(INDIRECT(Controls!$F$42),Active!$A67,Active!AE$21)","v":-724.79908783999531},{"$f":"INDEX(INDIRECT(Controls!$F$42),Active!$A67,Active!AF$21)","v":-767.76413066645341},{"$f":"INDEX(INDIRECT(Controls!$F$42),Active!$A67,Active!AG$21)","v":-811.06989352631456}]
[46,{"$f":"INDEX(INDIRECT(Controls!$F$42),Active!$A68,Active!B$21)","v":"Two Degrees Winter Peak"},{"$f":"INDEX(INDIRECT(Controls!$F$42),Active!$A68,Active!C$21)","v":"L"},{"$f":"INDEX(INDIRECT(Controls!$F$42),Active!$A68,Active!D$21)","v":"L3"},{"$f":"INDEX(INDIRECT(Controls!$F$42),Active!$A68,Active!E$21)","v":0},{"$f":"INDEX(INDIRECT(Controls!$F$42),Active!$A68,Active!F$21)","v":0},{"$f":"INDEX(INDIRECT(Controls!$F$42),Active!$A68,Active!G$21)","v":0},{"$f":"INDEX(INDIRECT(Controls!$F$42),Active!$A68,Active!H$21)","v":0},{"$f":"INDEX(INDIRECT(Controls!$F$42),Active!$A68,Active!I$21)","v":189.87625725057154},{"$f":"INDEX(INDIRECT(Controls!$F$42),Active!$A68,Active!J$21)","v":154.59990777412614},{"$f":"INDEX(INDIRECT(Controls!$F$42),Active!$A68,Active!K$21)","v":114.470815417662},{"$f":"INDEX(INDIRECT(Controls!$F$42),Active!$A68,Active!L$21)","v":74.746919203013007},{"$f":"INDEX(INDIRECT(Controls!$F$42),Active!$A68,Active!M$21)","v":35.252326211911686},{"$f":"INDEX(INDIRECT(Controls!$F$42),Active!$A68,Active!N$21)","v":-3.9298579047251887},{"$f":"INDEX(INDIRECT(Controls!$F$42),Active!$A68,Active!O$21)","v":-43.072371734834157},{"$f":"INDEX(INDIRECT(Controls!$F$42),Active!$A68,Active!P$21)","v":-81.920881980153396},{"$f":"INDEX(INDIRECT(Controls!$F$42),Active!$A68,Active!Q$21)","v":-120.79578444304765},{"$f":"INDEX(INDIRECT(Controls!$F$42),Active!$A68,Active!R$21)","v":-160.07214060318603},{"$f":"INDEX(INDIRECT(Controls!$F$42),Active!$A68,Active!S$21)","v":-200.21407335582748},{"$f":"INDEX(INDIRECT(Controls!$F$42),Active!$A68,Active!T$21)","v":-241.35363318901736},{"$f":"INDEX(INDIRECT(Controls!$F$42),Active!$A68,Active!U$21)","v":-282.94633324564364},{"$f":"INDEX(INDIRECT(Controls!$F$42),Active!$A68,Active!V$21)","v":-324.89869734160305},{"$f":"INDEX(INDIRECT(Controls!$F$42),Active!$A68,Active!W$21)","v":-368.03738321871811},{"$f":"INDEX(INDIRECT(Controls!$F$42),Active!$A68,Active!X$21)","v":-408.85225491076085},{"$f":"INDEX(INDIRECT(Controls!$F$42),Active!$A68,Active!Y$21)","v":-450.75224667443507},{"$f":"INDEX(INDIRECT(Controls!$F$42),Active!$A68,Active!Z$21)","v":-492.31170073841218},{"$f":"INDEX(INDIRECT(Controls!$F$42),Active!$A68,Active!AA$21)","v":-533.75766223575499},{"$f":"INDEX(INDIRECT(Controls!$F$42),Active!$A68,Active!AB$21)","v":-574.35844426452002},{"$f":"INDEX(INDIRECT(Controls!$F$42),Active!$A68,Active!AC$21)","v":-616.27332617970353},{"$f":"INDEX(INDIRECT(Controls!$F$42),Active!$A68,Active!AD$21)","v":-658.93828866272736},{"$f":"INDEX(INDIRECT(Controls!$F$42),Active!$A68,Active!AE$21)","v":-702.79949165173548},{"$f":"INDEX(INDIRECT(Controls!$F$42),Active!$A68,Active!AF$21)","v":-750.80305456503936},{"$f":"INDEX(INDIRECT(Controls!$F$42),Active!$A68,Active!AG$21)","v":-799.24852716211058}]
[47,{"$f":"INDEX(INDIRECT(Controls!$F$42),Active!$A69,Active!B$21)","v":"Two Degrees Winter Peak"},{"$f":"INDEX(INDIRECT(Controls!$F$42),Active!$A69,Active!C$21)","v":"L"},{"$f":"INDEX(INDIRECT(Controls!$F$42),Active!$A69,Active!D$21)","v":"L5"},{"$f":"INDEX(INDIRECT(Controls!$F$42),Active!$A69,Active!E$21)","v":0},{"$f":"INDEX(INDIRECT(Controls!$F$42),Active!$A69,Active!F$21)","v":0},{"$f":"INDEX(INDIRECT(Controls!$F$42),Active!$A69,Active!G$21)","v":0},{"$f":"INDEX(INDIRECT(Controls!$F$42),Active!$A69,Active!H$21)","v":0},{"$f":"INDEX(INDIRECT(Controls!$F$42),Active!$A69,Active!I$21)","v":182.69849882763143},{"$f":"INDEX(INDIRECT(Controls!$F$42),Active!$A69,Active!J$21)","v":166.21602269778666},{"$f":"INDEX(INDIRECT(Controls!$F$42),Active!$A69,Active!K$21)","v":144.91769658340397},{"$f":"INDEX(INDIRECT(Controls!$F$42),Active!$A69,Active!L$21)","v":123.91307419953097},{"$f":"INDEX(INDIRECT(Controls!$F$42),Active!$A69,Active!M$21)","v":102.96283103856437},{"$f":"INDEX(INDIRECT(Controls!$F$42),Active!$A69,Active!N$21)","v":82.274367507872014},{"$f":"INDEX(INDIRECT(Controls!$F$42),Active!$A69,Active!O$21)","v":61.970866572617751},{"$f":"INDEX(INDIRECT(Controls!$F$42),Active!$A69,Active!P$21)","v":41.403548695224032},{"$f":"INDEX(INDIRECT(Controls!$F$42),Active!$A69,Active!Q$21)","v":21.03189450998083},{"$f":"INDEX(INDIRECT(Controls!$F$42),Active!$A69,Active!R$21)","v":0.70432993281246425},{"$f":"INDEX(INDIRECT(Controls!$F$42),Active!$A69,Active!S$21)","v":-19.77412526111722},{"$f":"INDEX(INDIRECT(Controls!$F$42),Active!$A69,Active!T$21)","v":-40.573574191297297},{"$f":"INDEX(INDIRECT(Controls!$F$42),Active!$A69,Active!U$21)","v":-61.65967969412241},{"$f":"INDEX(INDIRECT(Controls!$F$42),Active!$A69,Active!V$21)","v":-82.989970363822607},{"$f":"INDEX(INDIRECT(Controls!$F$42),Active!$A69,Active!W$21)","v":-104.78116825870072},{"$f":"INDEX(INDIRECT(Controls!$F$42),Active!$A69,Active!X$21)","v":-125.99849535139205},{"$f":"INDEX(INDIRECT(Controls!$F$42),Active!$A69,Active!Y$21)","v":-147.58549536074472},{"$f":"INDEX(INDIRECT(Controls!$F$42),Active!$A69,Active!Z$21)","v":-169.10120467058761},{"$f":"INDEX(INDIRECT(Controls!$F$42),Active!$A69,Active!AA$21)","v":-190.60233430738984},{"$f":"INDEX(INDIRECT(Controls!$F$42),Active!$A69,Active!AB$21)","v":-211.8095581391307},{"$f":"INDEX(INDIRECT(Controls!$F$42),Active!$A69,Active!AC$21)","v":-233.511821988436},{"$f":"INDEX(INDIRECT(Controls!$F$42),Active!$A69,Active!AD$21)","v":-255.52593270766155},{"$f":"INDEX(INDIRECT(Controls!$F$42),Active!$A69,Active!AE$21)","v":-278.04235530089954},{"$f":"INDEX(INDIRECT(Controls!$F$42),Active!$A69,Active!AF$21)","v":-302.26737548188686},{"$f":"INDEX(INDIRECT(Controls!$F$42),Active!$A69,Active!AG$21)","v":-326.759257768287}]
[48,{"$f":"INDEX(INDIRECT(Controls!$F$42),Active!$A70,Active!B$21)","v":"Two Degrees Winter Peak"},{"$f":"INDEX(INDIRECT(Controls!$F$42),Active!$A70,Active!C$21)","v":"L"},{"$f":"INDEX(INDIRECT(Controls!$F$42),Active!$A70,Active!D$21)","v":"L7"},{"$f":"INDEX(INDIRECT(Controls!$F$42),Active!$A70,Active!E$21)","v":0},{"$f":"INDEX(INDIRECT(Controls!$F$42),Active!$A70,Active!F$21)","v":0},{"$f":"INDEX(INDIRECT(Controls!$F$42),Active!$A70,Active!G$21)","v":0},{"$f":"INDEX(INDIRECT(Controls!$F$42),Active!$A70,Active!H$21)","v":0},{"$f":"INDEX(INDIRECT(Controls!$F$42),Active!$A70,Active!I$21)","v":5.2042743848689081},{"$f":"INDEX(INDIRECT(Controls!$F$42),Active!$A70,Active!J$21)","v":-1.9036678222672714},{"$f":"INDEX(INDIRECT(Controls!$F$42),Active!$A70,Active!K$21)","v":-9.0930732655132331},{"$f":"INDEX(INDIRECT(Controls!$F$42),Active!$A70,Active!L$21)","v":-16.237546594312171},{"$f":"INDEX(INDIRECT(Controls!$F$42),Active!$A70,Active!M$21)","v":-23.31726038686049},{"$f":"INDEX(INDIRECT(Controls!$F$42),Active!$A70,Active!N$21)","v":-30.374758057137779},{"$f":"INDEX(INDIRECT(Controls!$F$42),Active!$A70,Active!O$21)","v":-37.553140244280542},{"$f":"INDEX(INDIRECT(Controls!$F$42),Active!$A70,Active!P$21)","v":-44.531179423311976},{"$f":"INDEX(INDIRECT(Controls!$F$42),Active!$A70,Active!Q$21)","v":-51.587691412669919},{"$f":"INDEX(INDIRECT(Controls!$F$42),Active!$A70,Active!R$21)","v":-58.806573317020792},{"$f":"INDEX(INDIRECT(Controls!$F$42),Active!$A70,Active!S$21)","v":-66.289036810074833},{"$f":"INDEX(INDIRECT(Controls!$F$42),Active!$A70,Active!T$21)","v":-74.023561868662},{"$f":"INDEX(INDIRECT(Controls!$F$42),Active!$A70,Active!U$21)","v":-81.823036912102509},{"$f":"INDEX(INDIRECT(Controls!$F$42),Active!$A70,Active!V$21)","v":-89.668203565934419},{"$f":"INDEX(INDIRECT(Controls!$F$42),Active!$A70,Active!W$21)","v":-97.785251931311365},{"$f":"INDEX(INDIRECT(Controls!$F$42),Active!$A70,Active!X$21)","v":-105.25402311621664},{"$f":"INDEX(INDIRECT(Controls!$F$42),Active!$A70,Active!Y$21)","v":-112.98974205661497},{"$f":"INDEX(INDIRECT(Controls!$F$42),Active!$A70,Active!Z$21)","v":-120.62595680471283},{"$f":"INDEX(INDIRECT(Controls!$F$42),Active!$A70,Active!AA$21)","v":-128.22578069468233},{"$f":"INDEX(INDIRECT(Controls!$F$42),Active!$A70,Active!AB$21)","v":-135.61978537990495},{"$f":"INDEX(INDIRECT(Controls!$F$42),Active!$A70,Active!AC$21)","v":-143.32041156297035},{"$f":"INDEX(INDIRECT(Controls!$F$42),Active!$A70,Active!AD$21)","v":-151.18575698587983},{"$f":"INDEX(INDIRECT(Controls!$F$42),Active!$A70,Active!AE$21)","v":-159.31205004163897},{"$f":"INDEX(INDIRECT(Controls!$F$42),Active!$A70,Active!AF$21)","v":-168.35279487168214},{"$f":"INDEX(INDIRECT(Controls!$F$42),Active!$A70,Active!AG$21)","v":-177.46134324777412}]
[49,{"$f":"INDEX(INDIRECT(Controls!$F$42),Active!$A71,Active!B$21)","v":"Two Degrees Winter Peak"},{"$f":"INDEX(INDIRECT(Controls!$F$42),Active!$A71,Active!C$21)","v":"L"},{"$f":"INDEX(INDIRECT(Controls!$F$42),Active!$A71,Active!D$21)","v":"L8"},{"$f":"INDEX(INDIRECT(Controls!$F$42),Active!$A71,Active!E$21)","v":0},{"$f":"INDEX(INDIRECT(Controls!$F$42),Active!$A71,Active!F$21)","v":0},{"$f":"INDEX(INDIRECT(Controls!$F$42),Active!$A71,Active!G$21)","v":0},{"$f":"INDEX(INDIRECT(Controls!$F$42),Active!$A71,Active!H$21)","v":0},{"$f":"INDEX(INDIRECT(Controls!$F$42),Active!$A71,Active!I$21)","v":66.988646200908391},{"$f":"INDEX(INDIRECT(Controls!$F$42),Active!$A71,Active!J$21)","v":61.074521095758421},{"$f":"INDEX(INDIRECT(Controls!$F$42),Active!$A71,Active!K$21)","v":53.393519591275513},{"$f":"INDEX(INDIRECT(Controls!$F$42),Active!$A71,Active!L$21)","v":45.819495528872949},{"$f":"INDEX(INDIRECT(Controls!$F$42),Active!$A71,Active!M$21)","v":38.264178359869291},{"$f":"INDEX(INDIRECT(Controls!$F$42),Active!$A71,Active!N$21)","v":30.80455826117435},{"$f":"INDEX(INDIRECT(Controls!$F$42),Active!$A71,Active!O$21)","v":23.488659066833435},{"$f":"INDEX(INDIRECT(Controls!$F$42),Active!$A71,Active!P$21)","v":16.071977188995831},{"$f":"INDEX(INDIRECT(Controls!$F$42),Active!$A71,Active!Q$21)","v":8.7286757932307584},{"$f":"INDEX(INDIRECT(Controls!$F$42),Active!$A71,Active!R$21)","v":1.4047293131698546},{"$f":"INDEX(INDIRECT(Controls!$F$42),Active!$A71,Active!S$21)","v":-5.9694898635814733},{"$f":"INDEX(INDIRECT(Controls!$F$42),Active!$A71,Active!T$21)","v":-13.456671081899021},{"$f":"INDEX(INDIRECT(Controls!$F$42),Active!$A71,Active!U$21)","v":-21.047851772868292},{"$f":"INDEX(INDIRECT(Controls!$F$42),Active!$A71,Active!V$21)","v":-28.727811024456891},{"$f":"INDEX(INDIRECT(Controls!$F$42),Active!$A71,Active!W$21)","v":-36.571724712366944},{"$f":"INDEX(INDIRECT(Controls!$F$42),Active!$A71,Active!X$21)","v":-44.217537378048867},{"$f":"INDEX(INDIRECT(Controls!$F$42),Active!$A71,Active!Y$21)","v":-51.993897810299373},{"$f":"INDEX(INDIRECT(Controls!$F$42),Active!$A71,Active!Z$21)","v":-59.746018302227583},{"$f":"INDEX(INDIRECT(Controls!$F$42),Active!$A71,Active!AA$21)","v":-67.49349410913311},{"$f":"INDEX(INDIRECT(Controls!$F$42),Active!$A71,Active!AB$21)","v":-75.137053812976006},{"$f":"INDEX(INDIRECT(Controls!$F$42),Active!$A71,Active!AC$21)","v":-82.956425062257324},{"$f":"INDEX(INDIRECT(Controls!$F$42),Active!$A71,Active!AD$21)","v":-90.887101687547357},{"$f":"INDEX(INDIRECT(Controls!$F$42),Active!$A71,Active!AE$21)","v":-98.997150353140199},{"$f":"INDEX(INDIRECT(Controls!$F$42),Active!$A71,Active!AF$21)","v":-107.71680398967648},{"$f":"INDEX(INDIRECT(Controls!$F$42),Active!$A71,Active!AG$21)","v":-116.53313261218682}]
[50,{"$f":"INDEX(INDIRECT(Controls!$F$42),Active!$A72,Active!B$21)","v":"Two Degrees Winter Peak"},{"$f":"INDEX(INDIRECT(Controls!$F$42),Active!$A72,Active!C$21)","v":"M"},{"$f":"INDEX(INDIRECT(Controls!$F$42),Active!$A72,Active!D$21)","v":"M4"},{"$f":"INDEX(INDIRECT(Controls!$F$42),Active!$A72,Active!E$21)","v":0},{"$f":"INDEX(INDIRECT(Controls!$F$42),Active!$A72,Active!F$21)","v":0},{"$f":"INDEX(INDIRECT(Controls!$F$42),Active!$A72,Active!G$21)","v":0},{"$f":"INDEX(INDIRECT(Controls!$F$42),Active!$A72,Active!H$21)","v":0},{"$f":"INDEX(INDIRECT(Controls!$F$42),Active!$A72,Active!I$21)","v":63.8313284230832},{"$f":"INDEX(INDIRECT(Controls!$F$42),Active!$A72,Active!J$21)","v":61.510537446782386},{"$f":"INDEX(INDIRECT(Controls!$F$42),Active!$A72,Active!K$21)","v":57.478326006501106},{"$f":"INDEX(INDIRECT(Controls!$F$42),Active!$A72,Active!L$21)","v":53.52979251769878},{"$f":"INDEX(INDIRECT(Controls!$F$42),Active!$A72,Active!M$21)","v":49.567523016769705},{"$f":"INDEX(INDIRECT(Controls!$F$42),Active!$A72,Active!N$21)","v":45.689070875952183},{"$f":"INDEX(INDIRECT(Controls!$F$42),Active!$A72,Active!O$21)","v":42.013399092465441},{"$f":"INDEX(INDIRECT(Controls!$F$42),Active!$A72,Active!P$21)","v":38.137910573133063},{"$f":"INDEX(INDIRECT(Controls!$F$42),Active!$A72,Active!Q$21)","v":34.374308595048724},{"$f":"INDEX(INDIRECT(Controls!$F$42),Active!$A72,Active!R$21)","v":30.71084819335255},{"$f":"INDEX(INDIRECT(Controls!$F$42),Active!$A72,Active!S$21)","v":27.128945571101802},{"$f":"INDEX(INDIRECT(Controls!$F$42),Active!$A72,Active!T$21)","v":23.560694714378627},{"$f":"INDEX(INDIRECT(Controls!$F$42),Active!$A72,Active!U$21)","v":19.92169873526629},{"$f":"INDEX(INDIRECT(Controls!$F$42),Active!$A72,Active!V$21)","v":16.217449452598714},{"$f":"INDEX(INDIRECT(Controls!$F$42),Active!$A72,Active!W$21)","v":12.486169201084083},{"$f":"INDEX(INDIRECT(Controls!$F$42),Active!$A72,Active!X$21)","v":8.6281283227124934},{"$f":"INDEX(INDIRECT(Controls!$F$42),Active!$A72,Active!Y$21)","v":4.7737226982748258},{"$f":"INDEX(INDIRECT(Controls!$F$42),Active!$A72,Active!Z$21)","v":0.89374573804773882},{"$f":"INDEX(INDIRECT(Controls!$F$42),Active!$A72,Active!AA$21)","v":-2.9997681564003598},{"$f":"INDEX(INDIRECT(Controls!$F$42),Active!$A72,Active!AB$21)","v":-6.8928497128281592},{"$f":"INDEX(INDIRECT(Controls!$F$42),Active!$A72,Active!AC$21)","v":-10.807400279409073},{"$f":"INDEX(INDIRECT(Controls!$F$42),Active!$A72,Active!AD$21)","v":-14.750200702762015},{"$f":"INDEX(INDIRECT(Controls!$F$42),Active!$A72,Active!AE$21)","v":-18.740771350712741},{"$f":"INDEX(INDIRECT(Controls!$F$42),Active!$A72,Active!AF$21)","v":-22.87992759730971},{"$f":"INDEX(INDIRECT(Controls!$F$42),Active!$A72,Active!AG$21)","v":-27.081143370490988}]
[51,{"$f":"INDEX(INDIRECT(Controls!$F$42),Active!$A73,Active!B$21)","v":"Two Degrees Winter Peak"},{"$f":"INDEX(INDIRECT(Controls!$F$42),Active!$A73,Active!C$21)","v":"M"},{"$f":"INDEX(INDIRECT(Controls!$F$42),Active!$A73,Active!D$21)","v":"M5"},{"$f":"INDEX(INDIRECT(Controls!$F$42),Active!$A73,Active!E$21)","v":0},{"$f":"INDEX(INDIRECT(Controls!$F$42),Active!$A73,Active!F$21)","v":0},{"$f":"INDEX(INDIRECT(Controls!$F$42),Active!$A73,Active!G$21)","v":0},{"$f":"INDEX(INDIRECT(Controls!$F$42),Active!$A73,Active!H$21)","v":0},{"$f":"INDEX(INDIRECT(Controls!$F$42),Active!$A73,Active!I$21)","v":47.256993590633243},{"$f":"INDEX(INDIRECT(Controls!$F$42),Active!$A73,Active!J$21)","v":42.02013561222482},{"$f":"INDEX(INDIRECT(Controls!$F$42),Active!$A73,Active!K$21)","v":35.545775451610751},{"$f":"INDEX(INDIRECT(Controls!$F$42),Active!$A73,Active!L$21)","v":29.152747155786706},{"$f":"INDEX(INDIRECT(Controls!$F$42),Active!$A73,Active!M$21)","v":22.783054061717749},{"$f":"INDEX(INDIRECT(Controls!$F$42),Active!$A73,Active!N$21)","v":16.483237510743212},{"$f":"INDEX(INDIRECT(Controls!$F$42),Active!$A73,Active!O$21)","v":10.263660797643851},{"$f":"INDEX(INDIRECT(Controls!$F$42),Active!$A73,Active!P$21)","v":4.0063259344133346},{"$f":"INDEX(INDIRECT(Controls!$F$42),Active!$A73,Active!Q$21)","v":-2.2127232055721962},{"$f":"INDEX(INDIRECT(Controls!$F$42),Active!$A73,Active!R$21)","v":-8.4443627487102653},{"$f":"INDEX(INDIRECT(Controls!$F$42),Active!$A73,Active!S$21)","v":-14.753054053423515},{"$f":"INDEX(INDIRECT(Controls!$F$42),Active!$A73,Active!T$21)","v":-21.180396282475932},{"$f":"INDEX(INDIRECT(Controls!$F$42),Active!$A73,Active!U$21)","v":-27.690212479465263},{"$f":"INDEX(INDIRECT(Controls!$F$42),Active!$A73,Active!V$21)","v":-34.2688702408579},{"$f":"INDEX(INDIRECT(Controls!$F$42),Active!$A73,Active!W$21)","v":-41.004691148394144},{"$f":"INDEX(INDIRECT(Controls!$F$42),Active!$A73,Active!X$21)","v":-47.499405542592356},{"$f":"INDEX(INDIRECT(Controls!$F$42),Active!$A73,Active!Y$21)","v":-54.127341890599659},{"$f":"INDEX(INDIRECT(Controls!$F$42),Active!$A73,Active!Z$21)","v":-60.72254425996676},{"$f":"INDEX(INDIRECT(Controls!$F$42),Active!$A73,Active!AA$21)","v":-67.308699853956071},{"$f":"INDEX(INDIRECT(Controls!$F$42),Active!$A73,Active!AB$21)","v":-73.789879107985527},{"$f":"INDEX(INDIRECT(Controls!$F$42),Active!$A73,Active!AC$21)","v":-80.442002117957685},{"$f":"INDEX(INDIRECT(Controls!$F$42),Active!$A73,Active!AD$21)","v":-87.197640135614137},{"$f":"INDEX(INDIRECT(Controls!$F$42),Active!$A73,Active!AE$21)","v":-94.119374702682009},{"$f":"INDEX(INDIRECT(Controls!$F$42),Active!$A73,Active!AF$21)","v":-101.61001822459387},{"$f":"INDEX(INDIRECT(Controls!$F$42),Active!$A73,Active!AG$21)","v":-109.1785167981603}]
[52,{"$f":"INDEX(INDIRECT(Controls!$F$42),Active!$A74,Active!B$21)","v":"Two Degrees Winter Peak"},{"$f":"INDEX(INDIRECT(Controls!$F$42),Active!$A74,Active!C$21)","v":"M"},{"$f":"INDEX(INDIRECT(Controls!$F$42),Active!$A74,Active!D$21)","v":"M6"},{"$f":"INDEX(INDIRECT(Controls!$F$42),Active!$A74,Active!E$21)","v":0},{"$f":"INDEX(INDIRECT(Controls!$F$42),Active!$A74,Active!F$21)","v":0},{"$f":"INDEX(INDIRECT(Controls!$F$42),Active!$A74,Active!G$21)","v":0},{"$f":"INDEX(INDIRECT(Controls!$F$42),Active!$A74,Active!H$21)","v":0},{"$f":"INDEX(INDIRECT(Controls!$F$42),Active!$A74,Active!I$21)","v":17.536413717463461},{"$f":"INDEX(INDIRECT(Controls!$F$42),Active!$A74,Active!J$21)","v":15.593088484282054},{"$f":"INDEX(INDIRECT(Controls!$F$42),Active!$A74,Active!K$21)","v":13.190543385541467},{"$f":"INDEX(INDIRECT(Controls!$F$42),Active!$A74,Active!L$21)","v":10.818179411773098},{"$f":"INDEX(INDIRECT(Controls!$F$42),Active!$A74,Active!M$21)","v":8.45447480714917},{"$f":"INDEX(INDIRECT(Controls!$F$42),Active!$A74,Active!N$21)","v":6.1167004167801995},{"$f":"INDEX(INDIRECT(Controls!$F$42),Active!$A74,Active!O$21)","v":3.808701915368327},{"$f":"INDEX(INDIRECT(Controls!$F$42),Active!$A74,Active!P$21)","v":1.4866918890667824},{"$f":"INDEX(INDIRECT(Controls!$F$42),Active!$A74,Active!Q$21)","v":-0.82111083729281487},{"$f":"INDEX(INDIRECT(Controls!$F$42),Active!$A74,Active!R$21)","v":-3.1335856873271721},{"$f":"INDEX(INDIRECT(Controls!$F$42),Active!$A74,Active!S$21)","v":-5.474653375499873},{"$f":"INDEX(INDIRECT(Controls!$F$42),Active!$A74,Active!T$21)","v":-7.8597507731203518},{"$f":"INDEX(INDIRECT(Controls!$F$42),Active!$A74,Active!U$21)","v":-10.275453114322115},{"$f":"INDEX(INDIRECT(Controls!$F$42),Active!$A74,Active!V$21)","v":-12.716701603566896},{"$f":"INDEX(INDIRECT(Controls!$F$42),Active!$A74,Active!W$21)","v":-15.216271152669746},{"$f":"INDEX(INDIRECT(Controls!$F$42),Active!$A74,Active!X$21)","v":-17.626369424685077},{"$f":"INDEX(INDIRECT(Controls!$F$42),Active!$A74,Active!Y$21)","v":-20.085904512729876},{"$f":"INDEX(INDIRECT(Controls!$F$42),Active!$A74,Active!Z$21)","v":-22.533292476117801},{"$f":"INDEX(INDIRECT(Controls!$F$42),Active!$A74,Active!AA$21)","v":-24.977323306861873},{"$f":"INDEX(INDIRECT(Controls!$F$42),Active!$A74,Active!AB$21)","v":-27.382398876422233},{"$f":"INDEX(INDIRECT(Controls!$F$42),Active!$A74,Active!AC$21)","v":-29.850909298664828},{"$f":"INDEX(INDIRECT(Controls!$F$42),Active!$A74,Active!AD$21)","v":-32.357832701987924},{"$f":"INDEX(INDIRECT(Controls!$F$42),Active!$A74,Active!AE$21)","v":-34.926392226998196},{"$f":"INDEX(INDIRECT(Controls!$F$42),Active!$A74,Active!AF$21)","v":-37.706065960545232},{"$f":"INDEX(INDIRECT(Controls!$F$42),Active!$A74,Active!AG$21)","v":-40.514630622017904}]
[53,{"$f":"INDEX(INDIRECT(Controls!$F$42),Active!$A75,Active!B$21)","v":"Two Degrees Winter Peak"},{"$f":"INDEX(INDIRECT(Controls!$F$42),Active!$A75,Active!C$21)","v":"M"},{"$f":"INDEX(INDIRECT(Controls!$F$42),Active!$A75,Active!D$21)","v":"M7"},{"$f":"INDEX(INDIRECT(Controls!$F$42),Active!$A75,Active!E$21)","v":0},{"$f":"INDEX(INDIRECT(Controls!$F$42),Active!$A75,Active!F$21)","v":0},{"$f":"INDEX(INDIRECT(Controls!$F$42),Active!$A75,Active!G$21)","v":0},{"$f":"INDEX(INDIRECT(Controls!$F$42),Active!$A75,Active!H$21)","v":0},{"$f":"INDEX(INDIRECT(Controls!$F$42),Active!$A75,Active!I$21)","v":-20.682056827430554},{"$f":"INDEX(INDIRECT(Controls!$F$42),Active!$A75,Active!J$21)","v":-23.220380108899807},{"$f":"INDEX(INDIRECT(Controls!$F$42),Active!$A75,Active!K$21)","v":-25.176567491673495},{"$f":"INDEX(INDIRECT(Controls!$F$42),Active!$A75,Active!L$21)","v":-27.141743910037174},{"$f":"INDEX(INDIRECT(Controls!$F$42),Active!$A75,Active!M$21)","v":-29.071139914945228},{"$f":"INDEX(INDIRECT(Controls!$F$42),Active!$A75,Active!N$21)","v":-31.02037840290895},{"$f":"INDEX(INDIRECT(Controls!$F$42),Active!$A75,Active!O$21)","v":-33.100670586922405},{"$f":"INDEX(INDIRECT(Controls!$F$42),Active!$A75,Active!P$21)","v":-35.013196758437765},{"$f":"INDEX(INDIRECT(Controls!$F$42),Active!$A75,Active!Q$21)","v":-37.003632348097653},{"$f":"INDEX(INDIRECT(Controls!$F$42),Active!$A75,Active!R$21)","v":-39.107614775152044},{"$f":"INDEX(INDIRECT(Controls!$F$42),Active!$A75,Active!S$21)","v":-41.366534595164332},{"$f":"INDEX(INDIRECT(Controls!$F$42),Active!$A75,Active!T$21)","v":-43.750278071327628},{"$f":"INDEX(INDIRECT(Controls!$F$42),Active!$A75,Active!U$21)","v":-46.139244088209892},{"$f":"INDEX(INDIRECT(Controls!$F$42),Active!$A75,Active!V$21)","v":-48.526266433215007},{"$f":"INDEX(INDIRECT(Controls!$F$42),Active!$A75,Active!W$21)","v":-51.032779087042428},{"$f":"INDEX(INDIRECT(Controls!$F$42),Active!$A75,Active!X$21)","v":-53.185008691190149},{"$f":"INDEX(INDIRECT(Controls!$F$42),Active!$A75,Active!Y$21)","v":-55.465507429220153},{"$f":"INDEX(INDIRECT(Controls!$F$42),Active!$A75,Active!Z$21)","v":-57.689408829602755},{"$f":"INDEX(INDIRECT(Controls!$F$42),Active!$A75,Active!AA$21)","v":-59.891093116080746},{"$f":"INDEX(INDIRECT(Controls!$F$42),Active!$A75,Active!AB$21)","v":-61.995054369272999},{"$f":"INDEX(INDIRECT(Controls!$F$42),Active!$A75,Active!AC$21)","v":-64.237044660273099},{"$f":"INDEX(INDIRECT(Controls!$F$42),Active!$A75,Active!AD$21)","v":-66.547120622271152},{"$f":"INDEX(INDIRECT(Controls!$F$42),Active!$A75,Active!AE$21)","v":-68.963963176442235},{"$f":"INDEX(INDIRECT(Controls!$F$42),Active!$A75,Active!AF$21)","v":-71.761780081609999},{"$f":"INDEX(INDIRECT(Controls!$F$42),Active!$A75,Active!AG$21)","v":-74.569327573161758}]
[54,{"$f":"INDEX(INDIRECT(Controls!$F$42),Active!$A76,Active!B$21)","v":"Two Degrees Winter Peak"},{"$f":"INDEX(INDIRECT(Controls!$F$42),Active!$A76,Active!C$21)","v":"M"},{"$f":"INDEX(INDIRECT(Controls!$F$42),Active!$A76,Active!D$21)","v":"M8"},{"$f":"INDEX(INDIRECT(Controls!$F$42),Active!$A76,Active!E$21)","v":0},{"$f":"INDEX(INDIRECT(Controls!$F$42),Active!$A76,Active!F$21)","v":0},{"$f":"INDEX(INDIRECT(Controls!$F$42),Active!$A76,Active!G$21)","v":0},{"$f":"INDEX(INDIRECT(Controls!$F$42),Active!$A76,Active!H$21)","v":0},{"$f":"INDEX(INDIRECT(Controls!$F$42),Active!$A76,Active!I$21)","v":6.409468143745972},{"$f":"INDEX(INDIRECT(Controls!$F$42),Active!$A76,Active!J$21)","v":7.215163427839717},{"$f":"INDEX(INDIRECT(Controls!$F$42),Active!$A76,Active!K$21)","v":7.8402920664326246},{"$f":"INDEX(INDIRECT(Controls!$F$42),Active!$A76,Active!L$21)","v":8.4681014815167064},{"$f":"INDEX(INDIRECT(Controls!$F$42),Active!$A76,Active!M$21)","v":9.0846409187386978},{"$f":"INDEX(INDIRECT(Controls!$F$42),Active!$A76,Active!N$21)","v":9.7072872673691908},{"$f":"INDEX(INDIRECT(Controls!$F$42),Active!$A76,Active!O$21)","v":10.370926281869838},{"$f":"INDEX(INDIRECT(Controls!$F$42),Active!$A76,Active!P$21)","v":10.981977115194661},{"$f":"INDEX(INDIRECT(Controls!$F$42),Active!$A76,Active!Q$21)","v":11.617413719159675},{"$f":"INDEX(INDIRECT(Controls!$F$42),Active!$A76,Active!R$21)","v":12.288508746898692},{"$f":"INDEX(INDIRECT(Controls!$F$42),Active!$A76,Active!S$21)","v":13.008363931031209},{"$f":"INDEX(INDIRECT(Controls!$F$42),Active!$A76,Active!T$21)","v":13.76759990067778},{"$f":"INDEX(INDIRECT(Controls!$F$42),Active!$A76,Active!U$21)","v":14.528617370268934},{"$f":"INDEX(INDIRECT(Controls!$F$42),Active!$A76,Active!V$21)","v":15.289143684760946},{"$f":"INDEX(INDIRECT(Controls!$F$42),Active!$A76,Active!W$21)","v":16.087443411060953},{"$f":"INDEX(INDIRECT(Controls!$F$42),Active!$A76,Active!X$21)","v":16.774135062086089},{"$f":"INDEX(INDIRECT(Controls!$F$42),Active!$A76,Active!Y$21)","v":17.501314021417738},{"$f":"INDEX(INDIRECT(Controls!$F$42),Active!$A76,Active!Z$21)","v":18.210673380941678},{"$f":"INDEX(INDIRECT(Controls!$F$42),Active!$A76,Active!AA$21)","v":18.913044276651959},{"$f":"INDEX(INDIRECT(Controls!$F$42),Active!$A76,Active!AB$21)","v":19.584563531040924},{"$f":"INDEX(INDIRECT(Controls!$F$42),Active!$A76,Active!AC$21)","v":20.299698373396815},{"$f":"INDEX(INDIRECT(Controls!$F$42),Active!$A76,Active!AD$21)","v":21.036380645226558},{"$f":"INDEX(INDIRECT(Controls!$F$42),Active!$A76,Active!AE$21)","v":21.806858414354},{"$f":"INDEX(INDIRECT(Controls!$F$42),Active!$A76,Active!AF$21)","v":22.697887331658034},{"$f":"INDEX(INDIRECT(Controls!$F$42),Active!$A76,Active!AG$21)","v":23.592104624080722}]
[55,{"$f":"INDEX(INDIRECT(Controls!$F$42),Active!$A77,Active!B$21)","v":"Two Degrees Winter Peak"},{"$f":"INDEX(INDIRECT(Controls!$F$42),Active!$A77,Active!C$21)","v":"N"},{"$f":"INDEX(INDIRECT(Controls!$F$42),Active!$A77,Active!D$21)","v":"N1"},{"$f":"INDEX(INDIRECT(Controls!$F$42),Active!$A77,Active!E$21)","v":0},{"$f":"INDEX(INDIRECT(Controls!$F$42),Active!$A77,Active!F$21)","v":0},{"$f":"INDEX(INDIRECT(Controls!$F$42),Active!$A77,Active!G$21)","v":0},{"$f":"INDEX(INDIRECT(Controls!$F$42),Active!$A77,Active!H$21)","v":0},{"$f":"INDEX(INDIRECT(Controls!$F$42),Active!$A77,Active!I$21)","v":-5.792632012242847},{"$f":"INDEX(INDIRECT(Controls!$F$42),Active!$A77,Active!J$21)","v":-34.457364680153503},{"$f":"INDEX(INDIRECT(Controls!$F$42),Active!$A77,Active!K$21)","v":-62.724424858829813},{"$f":"INDEX(INDIRECT(Controls!$F$42),Active!$A77,Active!L$21)","v":-90.840027592750758},{"$f":"INDEX(INDIRECT(Controls!$F$42),Active!$A77,Active!M$21)","v":-118.67943544326565},{"$f":"INDEX(INDIRECT(Controls!$F$42),Active!$A77,Active!N$21)","v":-146.46225128335203},{"$f":"INDEX(INDIRECT(Controls!$F$42),Active!$A77,Active!O$21)","v":-174.83698226070732},{"$f":"INDEX(INDIRECT(Controls!$F$42),Active!$A77,Active!P$21)","v":-202.28945493914736},{"$f":"INDEX(INDIRECT(Controls!$F$42),Active!$A77,Active!Q$21)","v":-230.11765997891092},{"$f":"INDEX(INDIRECT(Controls!$F$42),Active!$A77,Active!R$21)","v":-258.66668017251942},{"$f":"INDEX(INDIRECT(Controls!$F$42),Active!$A77,Active!S$21)","v":-288.35091309585169},{"$f":"INDEX(INDIRECT(Controls!$F$42),Active!$A77,Active!T$21)","v":-319.09301086951001},{"$f":"INDEX(INDIRECT(Controls!$F$42),Active!$A77,Active!U$21)","v":-350.0756851384329},{"$f":"INDEX(INDIRECT(Controls!$F$42),Active!$A77,Active!V$21)","v":-381.2209280419458},{"$f":"INDEX(INDIRECT(Controls!$F$42),Active!$A77,Active!W$21)","v":-413.48922015537653},{"$f":"INDEX(INDIRECT(Controls!$F$42),Active!$A77,Active!X$21)","v":-442.99728647804938},{"$f":"INDEX(INDIRECT(Controls!$F$42),Active!$A77,Active!Y$21)","v":-473.62102792822049},{"$f":"INDEX(INDIRECT(Controls!$F$42),Active!$A77,Active!Z$21)","v":-503.81846615450883},{"$f":"INDEX(INDIRECT(Controls!$F$42),Active!$A77,Active!AA$21)","v":-533.85819217330527},{"$f":"INDEX(INDIRECT(Controls!$F$42),Active!$A77,Active!AB$21)","v":-563.03911670388641},{"$f":"INDEX(INDIRECT(Controls!$F$42),Active!$A77,Active!AC$21)","v":-593.49047450266983},{"$f":"INDEX(INDIRECT(Controls!$F$42),Active!$A77,Active!AD$21)","v":-624.61711284742432},{"$f":"INDEX(INDIRECT(Controls!$F$42),Active!$A77,Active!AE$21)","v":-656.81222787584375},{"$f":"INDEX(INDIRECT(Controls!$F$42),Active!$A77,Active!AF$21)","v":-692.75976987477191},{"$f":"INDEX(INDIRECT(Controls!$F$42),Active!$A77,Active!AG$21)","v":-728.96354140859103}]
[56,{"$f":"INDEX(INDIRECT(Controls!$F$42),Active!$A78,Active!B$21)","v":"Two Degrees Winter Peak"},{"$f":"INDEX(INDIRECT(Controls!$F$42),Active!$A78,Active!C$21)","v":"N"},{"$f":"INDEX(INDIRECT(Controls!$F$42),Active!$A78,Active!D$21)","v":"N2"},{"$f":"INDEX(INDIRECT(Controls!$F$42),Active!$A78,Active!E$21)","v":0},{"$f":"INDEX(INDIRECT(Controls!$F$42),Active!$A78,Active!F$21)","v":0},{"$f":"INDEX(INDIRECT(Controls!$F$42),Active!$A78,Active!G$21)","v":0},{"$f":"INDEX(INDIRECT(Controls!$F$42),Active!$A78,Active!H$21)","v":0},{"$f":"INDEX(INDIRECT(Controls!$F$42),Active!$A78,Active!I$21)","v":85.023607424153596},{"$f":"INDEX(INDIRECT(Controls!$F$42),Active!$A78,Active!J$21)","v":76.597539097216497},{"$f":"INDEX(INDIRECT(Controls!$F$42),Active!$A78,Active!K$21)","v":65.936628150946063},{"$f":"INDEX(INDIRECT(Controls!$F$42),Active!$A78,Active!L$21)","v":55.416561547103129},{"$f":"INDEX(INDIRECT(Controls!$F$42),Active!$A78,Active!M$21)","v":44.928995653630494},{"$f":"INDEX(INDIRECT(Controls!$F$42),Active!$A78,Active!N$21)","v":34.564935595451225},{"$f":"INDEX(INDIRECT(Controls!$F$42),Active!$A78,Active!O$21)","v":24.365022429967379},{"$f":"INDEX(INDIRECT(Controls!$F$42),Active!$A78,Active!P$21)","v":14.065991032468734},{"$f":"INDEX(INDIRECT(Controls!$F$42),Active!$A78,Active!Q$21)","v":3.8484517465692325},{"$f":"INDEX(INDIRECT(Controls!$F$42),Active!$A78,Active!R$21)","v":-6.3671912741316596},{"$f":"INDEX(INDIRECT(Controls!$F$42),Active!$A78,Active!S$21)","v":-16.682563904837316},{"$f":"INDEX(INDIRECT(Controls!$F$42),Active!$A78,Active!T$21)","v":-27.174965624212533},{"$f":"INDEX(INDIRECT(Controls!$F$42),Active!$A78,Active!U$21)","v":-37.807233153148573},{"$f":"INDEX(INDIRECT(Controls!$F$42),Active!$A78,Active!V$21)","v":-48.557547214786524},{"$f":"INDEX(INDIRECT(Controls!$F$42),Active!$A78,Active!W$21)","v":-59.55180494468302},{"$f":"INDEX(INDIRECT(Controls!$F$42),Active!$A78,Active!X$21)","v":-70.207077621691639},{"$f":"INDEX(INDIRECT(Controls!$F$42),Active!$A78,Active!Y$21)","v":-81.063569900669933},{"$f":"INDEX(INDIRECT(Controls!$F$42),Active!$A78,Active!Z$21)","v":-91.875791852616402},{"$f":"INDEX(INDIRECT(Controls!$F$42),Active!$A78,Active!AA$21)","v":-102.67713444350079},{"$f":"INDEX(INDIRECT(Controls!$F$42),Active!$A78,Active!AB$21)","v":-113.31922899148776},{"$f":"INDEX(INDIRECT(Controls!$F$42),Active!$A78,Active!AC$21)","v":-124.2249948378668},{"$f":"INDEX(INDIRECT(Controls!$F$42),Active!$A78,Active!AD$21)","v":-135.29362239142765},{"$f":"INDEX(INDIRECT(Controls!$F$42),Active!$A78,Active!AE$21)","v":-146.62408374757652},{"$f":"INDEX(INDIRECT(Controls!$F$42),Active!$A78,Active!AF$21)","v":-158.84821971032645},{"$f":"INDEX(INDIRECT(Controls!$F$42),Active!$A78,Active!AG$21)","v":-171.2033985318154}]
[57,{"$f":"INDEX(INDIRECT(Controls!$F$42),Active!$A79,Active!B$21)","v":"Two Degrees Winter Peak"},{"$f":"INDEX(INDIRECT(Controls!$F$42),Active!$A79,Active!C$21)","v":"N"},{"$f":"INDEX(INDIRECT(Controls!$F$42),Active!$A79,Active!D$21)","v":"N3"},{"$f":"INDEX(INDIRECT(Controls!$F$42),Active!$A79,Active!E$21)","v":0},{"$f":"INDEX(INDIRECT(Controls!$F$42),Active!$A79,Active!F$21)","v":0},{"$f":"INDEX(INDIRECT(Controls!$F$42),Active!$A79,Active!G$21)","v":0},{"$f":"INDEX(INDIRECT(Controls!$F$42),Active!$A79,Active!H$21)","v":0},{"$f":"INDEX(INDIRECT(Controls!$F$42),Active!$A79,Active!I$21)","v":118.4925761494024},{"$f":"INDEX(INDIRECT(Controls!$F$42),Active!$A79,Active!J$21)","v":124.1369242847442},{"$f":"INDEX(INDIRECT(Controls!$F$42),Active!$A79,Active!K$21)","v":126.52076043919831},{"$f":"INDEX(INDIRECT(Controls!$F$42),Active!$A79,Active!L$21)","v":129.00511074977572},{"$f":"INDEX(INDIRECT(Controls!$F$42),Active!$A79,Active!M$21)","v":131.36919536176009},{"$f":"INDEX(INDIRECT(Controls!$F$42),Active!$A79,Active!N$21)","v":133.86674602022936},{"$f":"INDEX(INDIRECT(Controls!$F$42),Active!$A79,Active!O$21)","v":136.93839962929428},{"$f":"INDEX(INDIRECT(Controls!$F$42),Active!$A79,Active!P$21)","v":139.32749902944261},{"$f":"INDEX(INDIRECT(Controls!$F$42),Active!$A79,Active!Q$21)","v":142.05030253785964},{"$f":"INDEX(INDIRECT(Controls!$F$42),Active!$A79,Active!R$21)","v":145.20431527084205},{"$f":"INDEX(INDIRECT(Controls!$F$42),Active!$A79,Active!S$21)","v":148.89845193097801},{"$f":"INDEX(INDIRECT(Controls!$F$42),Active!$A79,Active!T$21)","v":152.98212030382371},{"$f":"INDEX(INDIRECT(Controls!$F$42),Active!$A79,Active!U$21)","v":157.0195945558547},{"$f":"INDEX(INDIRECT(Controls!$F$42),Active!$A79,Active!V$21)","v":160.99401045994074},{"$f":"INDEX(INDIRECT(Controls!$F$42),Active!$A79,Active!W$21)","v":165.30617686193008},{"$f":"INDEX(INDIRECT(Controls!$F$42),Active!$A79,Active!X$21)","v":168.43562487835354},{"$f":"INDEX(INDIRECT(Controls!$F$42),Active!$A79,Active!Y$21)","v":171.95624945590154},{"$f":"INDEX(INDIRECT(Controls!$F$42),Active!$A79,Active!Z$21)","v":175.28327001105126},{"$f":"INDEX(INDIRECT(Controls!$F$42),Active!$A79,Active!AA$21)","v":178.53122586043395},{"$f":"INDEX(INDIRECT(Controls!$F$42),Active!$A79,Active!AB$21)","v":181.48396590598097},{"$f":"INDEX(INDIRECT(Controls!$F$42),Active!$A79,Active!AC$21)","v":184.83540652056428},{"$f":"INDEX(INDIRECT(Controls!$F$42),Active!$A79,Active!AD$21)","v":188.36803975771588},{"$f":"INDEX(INDIRECT(Controls!$F$42),Active!$A79,Active!AE$21)","v":192.18176347916608},{"$f":"INDEX(INDIRECT(Controls!$F$42),Active!$A79,Active!AF$21)","v":197.01766613314291},{"$f":"INDEX(INDIRECT(Controls!$F$42),Active!$A79,Active!AG$21)","v":201.82862156649145}]
[58,{"$f":"INDEX(INDIRECT(Controls!$F$42),Active!$A80,Active!B$21)","v":"Two Degrees Winter Peak"},{"$f":"INDEX(INDIRECT(Controls!$F$42),Active!$A80,Active!C$21)","v":"N"},{"$f":"INDEX(INDIRECT(Controls!$F$42),Active!$A80,Active!D$21)","v":"N4"},{"$f":"INDEX(INDIRECT(Controls!$F$42),Active!$A80,Active!E$21)","v":0},{"$f":"INDEX(INDIRECT(Controls!$F$42),Active!$A80,Active!F$21)","v":0},{"$f":"INDEX(INDIRECT(Controls!$F$42),Active!$A80,Active!G$21)","v":0},{"$f":"INDEX(INDIRECT(Controls!$F$42),Active!$A80,Active!H$21)","v":0},{"$f":"INDEX(INDIRECT(Controls!$F$42),Active!$A80,Active!I$21)","v":109.87328125197676},{"$f":"INDEX(INDIRECT(Controls!$F$42),Active!$A80,Active!J$21)","v":89.771334281430256},{"$f":"INDEX(INDIRECT(Controls!$F$42),Active!$A80,Active!K$21)","v":66.858702146667468},{"$f":"INDEX(INDIRECT(Controls!$F$42),Active!$A80,Active!L$21)","v":44.178826830403999},{"$f":"INDEX(INDIRECT(Controls!$F$42),Active!$A80,Active!M$21)","v":21.628678469603024},{"$f":"INDEX(INDIRECT(Controls!$F$42),Active!$A80,Active!N$21)","v":-0.74138359467013004},{"$f":"INDEX(INDIRECT(Controls!$F$42),Active!$A80,Active!O$21)","v":-23.082313770093513},{"$f":"INDEX(INDIRECT(Controls!$F$42),Active!$A80,Active!P$21)","v":-45.262853507227199},{"$f":"INDEX(INDIRECT(Controls!$F$42),Active!$A80,Active!Q$21)","v":-67.454728231446765},{"$f":"INDEX(INDIRECT(Controls!$F$42),Active!$A80,Active!R$21)","v":-89.871242192331437},{"$f":"INDEX(INDIRECT(Controls!$F$42),Active!$A80,Active!S$21)","v":-112.77648251526595},{"$f":"INDEX(INDIRECT(Controls!$F$42),Active!$A80,Active!T$21)","v":-136.24762780284325},{"$f":"INDEX(INDIRECT(Controls!$F$42),Active!$A80,Active!U$21)","v":-159.97832598261851},{"$f":"INDEX(INDIRECT(Controls!$F$42),Active!$A80,Active!V$21)","v":-183.91533184351462},{"$f":"INDEX(INDIRECT(Controls!$F$42),Active!$A80,Active!W$21)","v":-208.52669047808172},{"$f":"INDEX(INDIRECT(Controls!$F$42),Active!$A80,Active!X$21)","v":-231.82295916124295},{"$f":"INDEX(INDIRECT(Controls!$F$42),Active!$A80,Active!Y$21)","v":-255.73512889555738},{"$f":"INDEX(INDIRECT(Controls!$F$42),Active!$A80,Active!Z$21)","v":-279.45481004262513},{"$f":"INDEX(INDIRECT(Controls!$F$42),Active!$A80,Active!AA$21)","v":-303.1105031234211},{"$f":"INDEX(INDIRECT(Controls!$F$42),Active!$A80,Active!AB$21)","v":-326.28637613481266},{"$f":"INDEX(INDIRECT(Controls!$F$42),Active!$A80,Active!AC$21)","v":-350.20895985115271},{"$f":"INDEX(INDIRECT(Controls!$F$42),Active!$A80,Active!AD$21)","v":-374.5582831874321},{"$f":"INDEX(INDIRECT(Controls!$F$42),Active!$A80,Active!AE$21)","v":-399.58826628421571},{"$f":"INDEX(INDIRECT(Controls!$F$42),Active!$A80,Active!AF$21)","v":-426.97469958354424},{"$f":"INDEX(INDIRECT(Controls!$F$42),Active!$A80,Active!AG$21)","v":-454.61402705614643}]
[59,{"$f":"INDEX(INDIRECT(Controls!$F$42),Active!$A81,Active!B$21)","v":"Two Degrees Winter Peak"},{"$f":"INDEX(INDIRECT(Controls!$F$42),Active!$A81,Active!C$21)","v":"N"},{"$f":"INDEX(INDIRECT(Controls!$F$42),Active!$A81,Active!D$21)","v":"N5"},{"$f":"INDEX(INDIRECT(Controls!$F$42),Active!$A81,Active!E$21)","v":0},{"$f":"INDEX(INDIRECT(Controls!$F$42),Active!$A81,Active!F$21)","v":0},{"$f":"INDEX(INDIRECT(Controls!$F$42),Active!$A81,Active!G$21)","v":0},{"$f":"INDEX(INDIRECT(Controls!$F$42),Active!$A81,Active!H$21)","v":0},{"$f":"INDEX(INDIRECT(Controls!$F$42),Active!$A81,Active!I$21)","v":51.284547844344793},{"$f":"INDEX(INDIRECT(Controls!$F$42),Active!$A81,Active!J$21)","v":41.843472370397407},{"$f":"INDEX(INDIRECT(Controls!$F$42),Active!$A81,Active!K$21)","v":31.09096816880491},{"$f":"INDEX(INDIRECT(Controls!$F$42),Active!$A81,Active!L$21)","v":20.447426722247943},{"$f":"INDEX(INDIRECT(Controls!$F$42),Active!$A81,Active!M$21)","v":9.8649916147836212},{"$f":"INDEX(INDIRECT(Controls!$F$42),Active!$A81,Active!N$21)","v":-0.63325669840248411},{"$f":"INDEX(INDIRECT(Controls!$F$42),Active!$A81,Active!O$21)","v":-11.11906479217482},{"$f":"INDEX(INDIRECT(Controls!$F$42),Active!$A81,Active!P$21)","v":-21.528184291850376},{"$f":"INDEX(INDIRECT(Controls!$F$42),Active!$A81,Active!Q$21)","v":-31.94333229417321},{"$f":"INDEX(INDIRECT(Controls!$F$42),Active!$A81,Active!R$21)","v":-42.464769437613114},{"$f":"INDEX(INDIRECT(Controls!$F$42),Active!$A81,Active!S$21)","v":-53.216600956286271},{"$f":"INDEX(INDIRECT(Controls!$F$42),Active!$A81,Active!T$21)","v":-64.234707142173718},{"$f":"INDEX(INDIRECT(Controls!$F$42),Active!$A81,Active!U$21)","v":-75.374460924217871},{"$f":"INDEX(INDIRECT(Controls!$F$42),Active!$A81,Active!V$21)","v":-86.610851088229126},{"$f":"INDEX(INDIRECT(Controls!$F$42),Active!$A81,Active!W$21)","v":-98.164274111823417},{"$f":"INDEX(INDIRECT(Controls!$F$42),Active!$A81,Active!X$21)","v":-109.0983174167426},{"$f":"INDEX(INDIRECT(Controls!$F$42),Active!$A81,Active!Y$21)","v":-120.32209010679593},{"$f":"INDEX(INDIRECT(Controls!$F$42),Active!$A81,Active!Z$21)","v":-131.45516101817398},{"$f":"INDEX(INDIRECT(Controls!$F$42),Active!$A81,Active!AA$21)","v":-142.55804900462158},{"$f":"INDEX(INDIRECT(Controls!$F$42),Active!$A81,Active!AB$21)","v":-153.43524253432614},{"$f":"INDEX(INDIRECT(Controls!$F$42),Active!$A81,Active!AC$21)","v":-164.66353919128827},{"$f":"INDEX(INDIRECT(Controls!$F$42),Active!$A81,Active!AD$21)","v":-176.09238915948734},{"$f":"INDEX(INDIRECT(Controls!$F$42),Active!$A81,Active!AE$21)","v":-187.84110950732193},{"$f":"INDEX(INDIRECT(Controls!$F$42),Active!$A81,Active!AF$21)","v":-200.697328573493},{"$f":"INDEX(INDIRECT(Controls!$F$42),Active!$A81,Active!AG$21)","v":-213.67211720511688}]
[60,{"$f":"INDEX(INDIRECT(Controls!$F$42),Active!$A82,Active!B$21)","v":"Two Degrees Winter Peak"},{"$f":"INDEX(INDIRECT(Controls!$F$42),Active!$A82,Active!C$21)","v":"N"},{"$f":"INDEX(INDIRECT(Controls!$F$42),Active!$A82,Active!D$21)","v":"N6"},{"$f":"INDEX(INDIRECT(Controls!$F$42),Active!$A82,Active!E$21)","v":0},{"$f":"INDEX(INDIRECT(Controls!$F$42),Active!$A82,Active!F$21)","v":0},{"$f":"INDEX(INDIRECT(Controls!$F$42),Active!$A82,Active!G$21)","v":0},{"$f":"INDEX(INDIRECT(Controls!$F$42),Active!$A82,Active!H$21)","v":0},{"$f":"INDEX(INDIRECT(Controls!$F$42),Active!$A82,Active!I$21)","v":7.3570094791614462},{"$f":"INDEX(INDIRECT(Controls!$F$42),Active!$A82,Active!J$21)","v":6.6802829346883934},{"$f":"INDEX(INDIRECT(Controls!$F$42),Active!$A82,Active!K$21)","v":5.8097380597215906},{"$f":"INDEX(INDIRECT(Controls!$F$42),Active!$A82,Active!L$21)","v":4.9510918274193276},{"$f":"INDEX(INDIRECT(Controls!$F$42),Active!$A82,Active!M$21)","v":4.094759159860069},{"$f":"INDEX(INDIRECT(Controls!$F$42),Active!$A82,Active!N$21)","v":3.2489968909594045},{"$f":"INDEX(INDIRECT(Controls!$F$42),Active!$A82,Active!O$21)","v":2.4184783059845745},{"$f":"INDEX(INDIRECT(Controls!$F$42),Active!$A82,Active!P$21)","v":1.5777432529065003},{"$f":"INDEX(INDIRECT(Controls!$F$42),Active!$A82,Active!Q$21)","v":0.74472270399967599},{"$f":"INDEX(INDIRECT(Controls!$F$42),Active!$A82,Active!R$21)","v":-8.6842861360698312E-2},{"$f":"INDEX(INDIRECT(Controls!$F$42),Active!$A82,Active!S$21)","v":-0.92499235469278285},{"$f":"INDEX(INDIRECT(Controls!$F$42),Active!$A82,Active!T$21)","v":-1.7765435374320624},{"$f":"INDEX(INDIRECT(Controls!$F$42),Active!$A82,Active!U$21)","v":-2.6397491796188035},{"$f":"INDEX(INDIRECT(Controls!$F$42),Active!$A82,Active!V$21)","v":-3.5128636719471058},{"$f":"INDEX(INDIRECT(Controls!$F$42),Active!$A82,Active!W$21)","v":-4.4050449817874746},{"$f":"INDEX(INDIRECT(Controls!$F$42),Active!$A82,Active!X$21)","v":-5.272879765403693},{"$f":"INDEX(INDIRECT(Controls!$F$42),Active!$A82,Active!Y$21)","v":-6.1561029172871535},{"$f":"INDEX(INDIRECT(Controls!$F$42),Active!$A82,Active!Z$21)","v":-7.0362644032363022},{"$f":"INDEX(INDIRECT(Controls!$F$42),Active!$A82,Active!AA$21)","v":-7.9157683324374473},{"$f":"INDEX(INDIRECT(Controls!$F$42),Active!$A82,Active!AB$21)","v":-8.7830504140548857},{"$f":"INDEX(INDIRECT(Controls!$F$42),Active!$A82,Active!AC$21)","v":-9.6708399221011749},{"$f":"INDEX(INDIRECT(Controls!$F$42),Active!$A82,Active!AD$21)","v":-10.57149224854321},{"$f":"INDEX(INDIRECT(Controls!$F$42),Active!$A82,Active!AE$21)","v":-11.492854976063063},{"$f":"INDEX(INDIRECT(Controls!$F$42),Active!$A82,Active!AF$21)","v":-12.484716039256874},{"$f":"INDEX(INDIRECT(Controls!$F$42),Active!$A82,Active!AG$21)","v":-13.487441159393681}]
[61,{"$f":"INDEX(INDIRECT(Controls!$F$42),Active!$A83,Active!B$21)","v":"Two Degrees Winter Peak"},{"$f":"INDEX(INDIRECT(Controls!$F$42),Active!$A83,Active!C$21)","v":"N"},{"$f":"INDEX(INDIRECT(Controls!$F$42),Active!$A83,Active!D$21)","v":"N7"},{"$f":"INDEX(INDIRECT(Controls!$F$42),Active!$A83,Active!E$21)","v":0},{"$f":"INDEX(INDIRECT(Controls!$F$42),Active!$A83,Active!F$21)","v":0},{"$f":"INDEX(INDIRECT(Controls!$F$42),Active!$A83,Active!G$21)","v":0},{"$f":"INDEX(INDIRECT(Controls!$F$42),Active!$A83,Active!H$21)","v":0},{"$f":"INDEX(INDIRECT(Controls!$F$42),Active!$A83,Active!I$21)","v":63.832496241469123},{"$f":"INDEX(INDIRECT(Controls!$F$42),Active!$A83,Active!J$21)","v":60.218737042439969},{"$f":"INDEX(INDIRECT(Controls!$F$42),Active!$A83,Active!K$21)","v":54.904378130306227},{"$f":"INDEX(INDIRECT(Controls!$F$42),Active!$A83,Active!L$21)","v":49.680820393307961},{"$f":"INDEX(INDIRECT(Controls!$F$42),Active!$A83,Active!M$21)","v":44.455837513099787},{"$f":"INDEX(INDIRECT(Controls!$F$42),Active!$A83,Active!N$21)","v":39.317548079695179},{"$f":"INDEX(INDIRECT(Controls!$F$42),Active!$A83,Active!O$21)","v":34.356363026550468},{"$f":"INDEX(INDIRECT(Controls!$F$42),Active!$A83,Active!P$21)","v":29.235840795954054},{"$f":"INDEX(INDIRECT(Controls!$F$42),Active!$A83,Active!Q$21)","v":24.210837955300505},{"$f":"INDEX(INDIRECT(Controls!$F$42),Active!$A83,Active!R$21)","v":19.254110132258447},{"$f":"INDEX(INDIRECT(Controls!$F$42),Active!$A83,Active!S$21)","v":14.32844256145715},{"$f":"INDEX(INDIRECT(Controls!$F$42),Active!$A83,Active!T$21)","v":9.3691153958560243},{"$f":"INDEX(INDIRECT(Controls!$F$42),Active!$A83,Active!U$21)","v":4.3279822667280428},{"$f":"INDEX(INDIRECT(Controls!$F$42),Active!$A83,Active!V$21)","v":-0.78594970195533242},{"$f":"INDEX(INDIRECT(Controls!$F$42),Active!$A83,Active!W$21)","v":-5.9773087565839527},{"$f":"INDEX(INDIRECT(Controls!$F$42),Active!$A83,Active!X$21)","v":-11.172353636291859},{"$f":"INDEX(INDIRECT(Controls!$F$42),Active!$A83,Active!Y$21)","v":-16.413704026498451},{"$f":"INDEX(INDIRECT(Controls!$F$42),Active!$A83,Active!Z$21)","v":-21.661641922712654},{"$f":"INDEX(INDIRECT(Controls!$F$42),Active!$A83,Active!AA$21)","v":-26.916110266066692},{"$f":"INDEX(INDIRECT(Controls!$F$42),Active!$A83,Active!AB$21)","v":-32.131690709005632},{"$f":"INDEX(INDIRECT(Controls!$F$42),Active!$A83,Active!AC$21)","v":-37.42571286317893},{"$f":"INDEX(INDIRECT(Controls!$F$42),Active!$A83,Active!AD$21)","v":-42.778336623309464},{"$f":"INDEX(INDIRECT(Controls!$F$42),Active!$A83,Active!AE$21)","v":-48.226767830317186},{"$f":"INDEX(INDIRECT(Controls!$F$42),Active!$A83,Active!AF$21)","v":-53.992410232613146},{"$f":"INDEX(INDIRECT(Controls!$F$42),Active!$A83,Active!AG$21)","v":-59.831838433128553}]
[62,{"$f":"INDEX(INDIRECT(Controls!$F$42),Active!$A84,Active!B$21)","v":"Two Degrees Winter Peak"},{"$f":"INDEX(INDIRECT(Controls!$F$42),Active!$A84,Active!C$21)","v":"P"},{"$f":"INDEX(INDIRECT(Controls!$F$42),Active!$A84,Active!D$21)","v":"P1"},{"$f":"INDEX(INDIRECT(Controls!$F$42),Active!$A84,Active!E$21)","v":0},{"$f":"INDEX(INDIRECT(Controls!$F$42),Active!$A84,Active!F$21)","v":0},{"$f":"INDEX(INDIRECT(Controls!$F$42),Active!$A84,Active!G$21)","v":0},{"$f":"INDEX(INDIRECT(Controls!$F$42),Active!$A84,Active!H$21)","v":0},{"$f":"INDEX(INDIRECT(Controls!$F$42),Active!$A84,Active!I$21)","v":71.195703849583225},{"$f":"INDEX(INDIRECT(Controls!$F$42),Active!$A84,Active!J$21)","v":35.440950610431088},{"$f":"INDEX(INDIRECT(Controls!$F$42),Active!$A84,Active!K$21)","v":-1.9442961037258981},{"$f":"INDEX(INDIRECT(Controls!$F$42),Active!$A84,Active!L$21)","v":-39.053524661024504},{"$f":"INDEX(INDIRECT(Controls!$F$42),Active!$A84,Active!M$21)","v":-75.86226841461098},{"$f":"INDEX(INDIRECT(Controls!$F$42),Active!$A84,Active!N$21)","v":-112.50378638898162},{"$f":"INDEX(INDIRECT(Controls!$F$42),Active!$A84,Active!O$21)","v":-149.57786557042274},{"$f":"INDEX(INDIRECT(Controls!$F$42),Active!$A84,Active!P$21)","v":-185.83633706372939},{"$f":"INDEX(INDIRECT(Controls!$F$42),Active!$A84,Active!Q$21)","v":-222.38991702213235},{"$f":"INDEX(INDIRECT(Controls!$F$42),Active!$A84,Active!R$21)","v":-259.64929164666353},{"$f":"INDEX(INDIRECT(Controls!$F$42),Active!$A84,Active!S$21)","v":-298.1131027575808},{"$f":"INDEX(INDIRECT(Controls!$F$42),Active!$A84,Active!T$21)","v":-337.7753272430474},{"$f":"INDEX(INDIRECT(Controls!$F$42),Active!$A84,Active!U$21)","v":-377.80015902688035},{"$f":"INDEX(INDIRECT(Controls!$F$42),Active!$A84,Active!V$21)","v":-418.09130045103882},{"$f":"INDEX(INDIRECT(Controls!$F$42),Active!$A84,Active!W$21)","v":-459.70534291737056},{"$f":"INDEX(INDIRECT(Controls!$F$42),Active!$A84,Active!X$21)","v":-498.30358921856765},{"$f":"INDEX(INDIRECT(Controls!$F$42),Active!$A84,Active!Y$21)","v":-538.1788659615321},{"$f":"INDEX(INDIRECT(Controls!$F$42),Active!$A84,Active!Z$21)","v":-577.59567795927364},{"$f":"INDEX(INDIRECT(Controls!$F$42),Active!$A84,Active!AA$21)","v":-616.847851512494},{"$f":"INDEX(INDIRECT(Controls!$F$42),Active!$A84,Active!AB$21)","v":-655.11307872456177},{"$f":"INDEX(INDIRECT(Controls!$F$42),Active!$A84,Active!AC$21)","v":-694.86370884907183},{"$f":"INDEX(INDIRECT(Controls!$F$42),Active!$A84,Active!AD$21)","v":-735.42441966464094},{"$f":"INDEX(INDIRECT(Controls!$F$42),Active!$A84,Active!AE$21)","v":-777.27064327595554},{"$f":"INDEX(INDIRECT(Controls!$F$42),Active!$A84,Active!AF$21)","v":-823.60811905964033},{"$f":"INDEX(INDIRECT(Controls!$F$42),Active!$A84,Active!AG$21)","v":-870.3155882057448}]
[63,{"$f":"INDEX(INDIRECT(Controls!$F$42),Active!$A85,Active!B$21)","v":"Two Degrees Winter Peak"},{"$f":"INDEX(INDIRECT(Controls!$F$42),Active!$A85,Active!C$21)","v":"P"},{"$f":"INDEX(INDIRECT(Controls!$F$42),Active!$A85,Active!D$21)","v":"P2"},{"$f":"INDEX(INDIRECT(Controls!$F$42),Active!$A85,Active!E$21)","v":0},{"$f":"INDEX(INDIRECT(Controls!$F$42),Active!$A85,Active!F$21)","v":0},{"$f":"INDEX(INDIRECT(Controls!$F$42),Active!$A85,Active!G$21)","v":0},{"$f":"INDEX(INDIRECT(Controls!$F$42),Active!$A85,Active!H$21)","v":0},{"$f":"INDEX(INDIRECT(Controls!$F$42),Active!$A85,Active!I$21)","v":2.2305874668003107},{"$f":"INDEX(INDIRECT(Controls!$F$42),Active!$A85,Active!J$21)","v":1.8075848700013482},{"$f":"INDEX(INDIRECT(Controls!$F$42),Active!$A85,Active!K$21)","v":1.3276463690271996},{"$f":"INDEX(INDIRECT(Controls!$F$42),Active!$A85,Active!L$21)","v":0.85251526335831151},{"$f":"INDEX(INDIRECT(Controls!$F$42),Active!$A85,Active!M$21)","v":0.38015971649346519},{"$f":"INDEX(INDIRECT(Controls!$F$42),Active!$A85,Active!N$21)","v":-8.8506680961864009E-2},{"$f":"INDEX(INDIRECT(Controls!$F$42),Active!$A85,Active!O$21)","v":-0.55687767382756515},{"$f":"INDEX(INDIRECT(Controls!$F$42),Active!$A85,Active!P$21)","v":-1.0215258489391184},{"$f":"INDEX(INDIRECT(Controls!$F$42),Active!$A85,Active!Q$21)","v":-1.4865928319625852},{"$f":"INDEX(INDIRECT(Controls!$F$42),Active!$A85,Active!R$21)","v":-1.9565876719502084},{"$f":"INDEX(INDIRECT(Controls!$F$42),Active!$A85,Active!S$21)","v":-2.4370864809361055},{"$f":"INDEX(INDIRECT(Controls!$F$42),Active!$A85,Active!T$21)","v":-2.9296193549070551},{"$f":"INDEX(INDIRECT(Controls!$F$42),Active!$A85,Active!U$21)","v":-3.4275490159357447},{"$f":"INDEX(INDIRECT(Controls!$F$42),Active!$A85,Active!V$21)","v":-3.9297539882680277},{"$f":"INDEX(INDIRECT(Controls!$F$42),Active!$A85,Active!W$21)","v":-4.4462302239506464},{"$f":"INDEX(INDIRECT(Controls!$F$42),Active!$A85,Active!X$21)","v":-4.9345894844732969},{"$f":"INDEX(INDIRECT(Controls!$F$42),Active!$A85,Active!Y$21)","v":-5.4360281108579507},{"$f":"INDEX(INDIRECT(Controls!$F$42),Active!$A85,Active!Z$21)","v":-5.9333401028842676},{"$f":"INDEX(INDIRECT(Controls!$F$42),Active!$A85,Active!AA$21)","v":-6.4292722759663157},{"$f":"INDEX(INDIRECT(Controls!$F$42),Active!$A85,Active!AB$21)","v":-6.9150201182943203},{"$f":"INDEX(INDIRECT(Controls!$F$42),Active!$A85,Active!AC$21)","v":-7.4165840060890096},{"$f":"INDEX(INDIRECT(Controls!$F$42),Active!$A85,Active!AD$21)","v":-7.9271611940642481},{"$f":"INDEX(INDIRECT(Controls!$F$42),Active!$A85,Active!AE$21)","v":-8.4521104905495577},{"$f":"INDEX(INDIRECT(Controls!$F$42),Active!$A85,Active!AF$21)","v":-9.0268429058920248},{"$f":"INDEX(INDIRECT(Controls!$F$42),Active!$A85,Active!AG$21)","v":-9.6068445989988032}]
[64,{"$f":"INDEX(INDIRECT(Controls!$F$42),Active!$A86,Active!B$21)","v":"Two Degrees Winter Peak"},{"$f":"INDEX(INDIRECT(Controls!$F$42),Active!$A86,Active!C$21)","v":"P"},{"$f":"INDEX(INDIRECT(Controls!$F$42),Active!$A86,Active!D$21)","v":"P3"},{"$f":"INDEX(INDIRECT(Controls!$F$42),Active!$A86,Active!E$21)","v":0},{"$f":"INDEX(INDIRECT(Controls!$F$42),Active!$A86,Active!F$21)","v":0},{"$f":"INDEX(INDIRECT(Controls!$F$42),Active!$A86,Active!G$21)","v":0},{"$f":"INDEX(INDIRECT(Controls!$F$42),Active!$A86,Active!H$21)","v":0},{"$f":"INDEX(INDIRECT(Controls!$F$42),Active!$A86,Active!I$21)","v":280.19423685148382},{"$f":"INDEX(INDIRECT(Controls!$F$42),Active!$A86,Active!J$21)","v":264.89743904061396},{"$f":"INDEX(INDIRECT(Controls!$F$42),Active!$A86,Active!K$21)","v":242.13106928154005},{"$f":"INDEX(INDIRECT(Controls!$F$42),Active!$A86,Active!L$21)","v":219.76015641151542},{"$f":"INDEX(INDIRECT(Controls!$F$42),Active!$A86,Active!M$21)","v":197.37759955794772},{"$f":"INDEX(INDIRECT(Controls!$F$42),Active!$A86,Active!N$21)","v":175.37432749552977},{"$f":"INDEX(INDIRECT(Controls!$F$42),Active!$A86,Active!O$21)","v":154.15969864433779},{"$f":"INDEX(INDIRECT(Controls!$F$42),Active!$A86,Active!P$21)","v":132.22793698348141},{"$f":"INDEX(INDIRECT(Controls!$F$42),Active!$A86,Active!Q$21)","v":110.72262432947387},{"$f":"INDEX(INDIRECT(Controls!$F$42),Active!$A86,Active!R$21)","v":89.530954499442615},{"$f":"INDEX(INDIRECT(Controls!$F$42),Active!$A86,Active!S$21)","v":68.497726591689627},{"$f":"INDEX(INDIRECT(Controls!$F$42),Active!$A86,Active!T$21)","v":47.337456269156192},{"$f":"INDEX(INDIRECT(Controls!$F$42),Active!$A86,Active!U$21)","v":25.822937254478138},{"$f":"INDEX(INDIRECT(Controls!$F$42),Active!$A86,Active!V$21)","v":3.9921680078806943},{"$f":"INDEX(INDIRECT(Controls!$F$42),Active!$A86,Active!W$21)","v":-18.156412281879021},{"$f":"INDEX(INDIRECT(Controls!$F$42),Active!$A86,Active!X$21)","v":-40.375039511090279},{"$f":"INDEX(INDIRECT(Controls!$F$42),Active!$A86,Active!Y$21)","v":-62.775067950804413},{"$f":"INDEX(INDIRECT(Controls!$F$42),Active!$A86,Active!Z$21)","v":-85.21232137721843},{"$f":"INDEX(INDIRECT(Controls!$F$42),Active!$A86,Active!AA$21)","v":-107.6813070351475},{"$f":"INDEX(INDIRECT(Controls!$F$42),Active!$A86,Active!AB$21)","v":-129.99642442380403},{"$f":"INDEX(INDIRECT(Controls!$F$42),Active!$A86,Active!AC$21)","v":-152.63092811840244},{"$f":"INDEX(INDIRECT(Controls!$F$42),Active!$A86,Active!AD$21)","v":-175.50938092308093},{"$f":"INDEX(INDIRECT(Controls!$F$42),Active!$A86,Active!AE$21)","v":-198.78735839373633},{"$f":"INDEX(INDIRECT(Controls!$F$42),Active!$A86,Active!AF$21)","v":-223.38393961644337},{"$f":"INDEX(INDIRECT(Controls!$F$42),Active!$A86,Active!AG$21)","v":-248.29927351526405}]
[65,{"$f":"INDEX(INDIRECT(Controls!$F$42),Active!$A87,Active!B$21)","v":"Two Degrees Winter Peak"},{"$f":"INDEX(INDIRECT(Controls!$F$42),Active!$A87,Active!C$21)","v":"P"},{"$f":"INDEX(INDIRECT(Controls!$F$42),Active!$A87,Active!D$21)","v":"P4"},{"$f":"INDEX(INDIRECT(Controls!$F$42),Active!$A87,Active!E$21)","v":0},{"$f":"INDEX(INDIRECT(Controls!$F$42),Active!$A87,Active!F$21)","v":0},{"$f":"INDEX(INDIRECT(Controls!$F$42),Active!$A87,Active!G$21)","v":0},{"$f":"INDEX(INDIRECT(Controls!$F$42),Active!$A87,Active!H$21)","v":0},{"$f":"INDEX(INDIRECT(Controls!$F$42),Active!$A87,Active!I$21)","v":9.6852924896003536},{"$f":"INDEX(INDIRECT(Controls!$F$42),Active!$A87,Active!J$21)","v":4.116627930844766},{"$f":"INDEX(INDIRECT(Controls!$F$42),Active!$A87,Active!K$21)","v":-1.6679304230021612},{"$f":"INDEX(INDIRECT(Controls!$F$42),Active!$A87,Active!L$21)","v":-7.4110584460736986},{"$f":"INDEX(INDIRECT(Controls!$F$42),Active!$A87,Active!M$21)","v":-13.106599398955323},{"$f":"INDEX(INDIRECT(Controls!$F$42),Active!$A87,Active!N$21)","v":-18.777824661988397},{"$f":"INDEX(INDIRECT(Controls!$F$42),Active!$A87,Active!O$21)","v":-24.521890523592706},{"$f":"INDEX(INDIRECT(Controls!$F$42),Active!$A87,Active!P$21)","v":-30.132938805997085},{"$f":"INDEX(INDIRECT(Controls!$F$42),Active!$A87,Active!Q$21)","v":-35.793054518911177},{"$f":"INDEX(INDIRECT(Controls!$F$42),Active!$A87,Active!R$21)","v":-41.566553837512856},{"$f":"INDEX(INDIRECT(Controls!$F$42),Active!$A87,Active!S$21)","v":-47.531424911572323},{"$f":"INDEX(INDIRECT(Controls!$F$42),Active!$A87,Active!T$21)","v":-53.685111161168464},{"$f":"INDEX(INDIRECT(Controls!$F$42),Active!$A87,Active!U$21)","v":-59.894153340007556},{"$f":"INDEX(INDIRECT(Controls!$F$42),Active!$A87,Active!V$21)","v":-66.143535479875155},{"$f":"INDEX(INDIRECT(Controls!$F$42),Active!$A87,Active!W$21)","v":-72.600348655147471},{"$f":"INDEX(INDIRECT(Controls!$F$42),Active!$A87,Active!X$21)","v":-78.579820346578458},{"$f":"INDEX(INDIRECT(Controls!$F$42),Active!$A87,Active!Y$21)","v":-84.760235075413192},{"$f":"INDEX(INDIRECT(Controls!$F$42),Active!$A87,Active!Z$21)","v":-90.867934489510631},{"$f":"INDEX(INDIRECT(Controls!$F$42),Active!$A87,Active!AA$21)","v":-96.9494180559971},{"$f":"INDEX(INDIRECT(Controls!$F$42),Active!$A87,Active!AB$21)","v":-102.87568066504537},{"$f":"INDEX(INDIRECT(Controls!$F$42),Active!$A87,Active!AC$21)","v":-109.03506511623063},{"$f":"INDEX(INDIRECT(Controls!$F$42),Active!$A87,Active!AD$21)","v":-115.32119310757471},{"$f":"INDEX(INDIRECT(Controls!$F$42),Active!$A87,Active!AE$21)","v":-121.80838006918857},{"$f":"INDEX(INDIRECT(Controls!$F$42),Active!$A87,Active!AF$21)","v":-128.99844947449796},{"$f":"INDEX(INDIRECT(Controls!$F$42),Active!$A87,Active!AG$21)","v":-136.24524235276368}]
[66,{"$f":"INDEX(INDIRECT(Controls!$F$42),Active!$A88,Active!B$21)","v":"Two Degrees Winter Peak"},{"$f":"INDEX(INDIRECT(Controls!$F$42),Active!$A88,Active!C$21)","v":"P"},{"$f":"INDEX(INDIRECT(Controls!$F$42),Active!$A88,Active!D$21)","v":"P5"},{"$f":"INDEX(INDIRECT(Controls!$F$42),Active!$A88,Active!E$21)","v":0},{"$f":"INDEX(INDIRECT(Controls!$F$42),Active!$A88,Active!F$21)","v":0},{"$f":"INDEX(INDIRECT(Controls!$F$42),Active!$A88,Active!G$21)","v":0},{"$f":"INDEX(INDIRECT(Controls!$F$42),Active!$A88,Active!H$21)","v":0},{"$f":"INDEX(INDIRECT(Controls!$F$42),Active!$A88,Active!I$21)","v":27.244416478406119},{"$f":"INDEX(INDIRECT(Controls!$F$42),Active!$A88,Active!J$21)","v":18.320967916650257},{"$f":"INDEX(INDIRECT(Controls!$F$42),Active!$A88,Active!K$21)","v":8.7336368235384789},{"$f":"INDEX(INDIRECT(Controls!$F$42),Active!$A88,Active!L$21)","v":-0.7742829943956917},{"$f":"INDEX(INDIRECT(Controls!$F$42),Active!$A88,Active!M$21)","v":-10.212529341736932},{"$f":"INDEX(INDIRECT(Controls!$F$42),Active!$A88,Active!N$21)","v":-19.597363712877623},{"$f":"INDEX(INDIRECT(Controls!$F$42),Active!$A88,Active!O$21)","v":-29.053208199925127},{"$f":"INDEX(INDIRECT(Controls!$F$42),Active!$A88,Active!P$21)","v":-38.345948939288448},{"$f":"INDEX(INDIRECT(Controls!$F$42),Active!$A88,Active!Q$21)","v":-47.691369443378385},{"$f":"INDEX(INDIRECT(Controls!$F$42),Active!$A88,Active!R$21)","v":-57.189579720869084},{"$f":"INDEX(INDIRECT(Controls!$F$42),Active!$A88,Active!S$21)","v":-66.962821999192755},{"$f":"INDEX(INDIRECT(Controls!$F$42),Active!$A88,Active!T$21)","v":-77.02052314036672},{"$f":"INDEX(INDIRECT(Controls!$F$42),Active!$A88,Active!U$21)","v":-87.176276726802115},{"$f":"INDEX(INDIRECT(Controls!$F$42),Active!$A88,Active!V$21)","v":-97.406170813731734},{"$f":"INDEX(INDIRECT(Controls!$F$42),Active!$A88,Active!W$21)","v":-107.95681022751167},{"$f":"INDEX(INDIRECT(Controls!$F$42),Active!$A88,Active!X$21)","v":-117.80639998068688},{"$f":"INDEX(INDIRECT(Controls!$F$42),Active!$A88,Active!Y$21)","v":-127.96085571266816},{"$f":"INDEX(INDIRECT(Controls!$F$42),Active!$A88,Active!Z$21)","v":-138.00974548476836},{"$f":"INDEX(INDIRECT(Controls!$F$42),Active!$A88,Active!AA$21)","v":-148.02142246855522},{"$f":"INDEX(INDIRECT(Controls!$F$42),Active!$A88,Active!AB$21)","v":-157.79696655132895},{"$f":"INDEX(INDIRECT(Controls!$F$42),Active!$A88,Active!AC$21)","v":-167.93123400550442},{"$f":"INDEX(INDIRECT(Controls!$F$42),Active!$A88,Active!AD$21)","v":-178.26378242488451},{"$f":"INDEX(INDIRECT(Controls!$F$42),Active!$A88,Active!AE$21)","v":-188.91145248516182},{"$f":"INDEX(INDIRECT(Controls!$F$42),Active!$A88,Active!AF$21)","v":-200.65714628142484},{"$f":"INDEX(INDIRECT(Controls!$F$42),Active!$A88,Active!AG$21)","v":-212.50126914512032}]
[67,{"$f":"INDEX(INDIRECT(Controls!$F$42),Active!$A89,Active!B$21)","v":"Two Degrees Winter Peak"},{"$f":"INDEX(INDIRECT(Controls!$F$42),Active!$A89,Active!C$21)","v":"P"},{"$f":"INDEX(INDIRECT(Controls!$F$42),Active!$A89,Active!D$21)","v":"P6"},{"$f":"INDEX(INDIRECT(Controls!$F$42),Active!$A89,Active!E$21)","v":0},{"$f":"INDEX(INDIRECT(Controls!$F$42),Active!$A89,Active!F$21)","v":0},{"$f":"INDEX(INDIRECT(Controls!$F$42),Active!$A89,Active!G$21)","v":0},{"$f":"INDEX(INDIRECT(Controls!$F$42),Active!$A89,Active!H$21)","v":0},{"$f":"INDEX(INDIRECT(Controls!$F$42),Active!$A89,Active!I$21)","v":27.433590675012006},{"$f":"INDEX(INDIRECT(Controls!$F$42),Active!$A89,Active!J$21)","v":19.07555872807934},{"$f":"INDEX(INDIRECT(Controls!$F$42),Active!$A89,Active!K$21)","v":10.043768679441131},{"$f":"INDEX(INDIRECT(Controls!$F$42),Active!$A89,Active!L$21)","v":1.0884855858311706},{"$f":"INDEX(INDIRECT(Controls!$F$42),Active!$A89,Active!M$21)","v":-7.8026140829999484},{"$f":"INDEX(INDIRECT(Controls!$F$42),Active!$A89,Active!N$21)","v":-16.641325748545047},{"$f":"INDEX(INDIRECT(Controls!$F$42),Active!$A89,Active!O$21)","v":-25.539079821278946},{"$f":"INDEX(INDIRECT(Controls!$F$42),Active!$A89,Active!P$21)","v":-34.292241636251632},{"$f":"INDEX(INDIRECT(Controls!$F$42),Active!$A89,Active!Q$21)","v":-43.090506036777377},{"$f":"INDEX(INDIRECT(Controls!$F$42),Active!$A89,Active!R$21)","v":-52.027157349083602},{"$f":"INDEX(INDIRECT(Controls!$F$42),Active!$A89,Active!S$21)","v":-61.216246301921736},{"$f":"INDEX(INDIRECT(Controls!$F$42),Active!$A89,Active!T$21)","v":-70.66881186747635},{"$f":"INDEX(INDIRECT(Controls!$F$42),Active!$A89,Active!U$21)","v":-80.214744196252113},{"$f":"INDEX(INDIRECT(Controls!$F$42),Active!$A89,Active!V$21)","v":-89.831671021449182},{"$f":"INDEX(INDIRECT(Controls!$F$42),Active!$A89,Active!W$21)","v":-99.747116400125293},{"$f":"INDEX(INDIRECT(Controls!$F$42),Active!$A89,Active!X$21)","v":-109.0163660774725},{"$f":"INDEX(INDIRECT(Controls!$F$42),Active!$A89,Active!Y$21)","v":-118.56836538291749},{"$f":"INDEX(INDIRECT(Controls!$F$42),Active!$A89,Active!Z$21)","v":-128.02327763433763},{"$f":"INDEX(INDIRECT(Controls!$F$42),Active!$A89,Active!AA$21)","v":-137.44411864475032},{"$f":"INDEX(INDIRECT(Controls!$F$42),Active!$A89,Active!AB$21)","v":-146.64584726057291},{"$f":"INDEX(INDIRECT(Controls!$F$42),Active!$A89,Active!AC$21)","v":-156.18114491710637},{"$f":"INDEX(INDIRECT(Controls!$F$42),Active!$A89,Active!AD$21)","v":-165.90137273346804},{"$f":"INDEX(INDIRECT(Controls!$F$42),Active!$A89,Active!AE$21)","v":-175.91560117958508},{"$f":"INDEX(INDIRECT(Controls!$F$42),Active!$A89,Active!AF$21)","v":-186.95365527221196},{"$f":"INDEX(INDIRECT(Controls!$F$42),Active!$A89,Active!AG$21)","v":-198.08513239570271}]
[68,{"$f":"INDEX(INDIRECT(Controls!$F$42),Active!$A90,Active!B$21)","v":"Two Degrees Winter Peak"},{"$f":"INDEX(INDIRECT(Controls!$F$42),Active!$A90,Active!C$21)","v":"P"},{"$f":"INDEX(INDIRECT(Controls!$F$42),Active!$A90,Active!D$21)","v":"P7"},{"$f":"INDEX(INDIRECT(Controls!$F$42),Active!$A90,Active!E$21)","v":0},{"$f":"INDEX(INDIRECT(Controls!$F$42),Active!$A90,Active!F$21)","v":0},{"$f":"INDEX(INDIRECT(Controls!$F$42),Active!$A90,Active!G$21)","v":0},{"$f":"INDEX(INDIRECT(Controls!$F$42),Active!$A90,Active!H$21)","v":0},{"$f":"INDEX(INDIRECT(Controls!$F$42),Active!$A90,Active!I$21)","v":-0.76373616403340006},{"$f":"INDEX(INDIRECT(Controls!$F$42),Active!$A90,Active!J$21)","v":-7.7023406859126302},{"$f":"INDEX(INDIRECT(Controls!$F$42),Active!$A90,Active!K$21)","v":-14.56199656099667},{"$f":"INDEX(INDIRECT(Controls!$F$42),Active!$A90,Active!L$21)","v":-21.384281467005671},{"$f":"INDEX(INDIRECT(Controls!$F$42),Active!$A90,Active!M$21)","v":-28.140068863752905},{"$f":"INDEX(INDIRECT(Controls!$F$42),Active!$A90,Active!N$21)","v":-34.881370838083207},{"$f":"INDEX(INDIRECT(Controls!$F$42),Active!$A90,Active!O$21)","v":-41.763462974096107},{"$f":"INDEX(INDIRECT(Controls!$F$42),Active!$A90,Active!P$21)","v":-48.425037989789153},{"$f":"INDEX(INDIRECT(Controls!$F$42),Active!$A90,Active!Q$21)","v":-55.176150079824339},{"$f":"INDEX(INDIRECT(Controls!$F$42),Active!$A90,Active!R$21)","v":-62.100169428164179},{"$f":"INDEX(INDIRECT(Controls!$F$42),Active!$A90,Active!S$21)","v":-69.297256783556747},{"$f":"INDEX(INDIRECT(Controls!$F$42),Active!$A90,Active!T$21)","v":-76.749425677239429},{"$f":"INDEX(INDIRECT(Controls!$F$42),Active!$A90,Active!U$21)","v":-84.260337707747283},{"$f":"INDEX(INDIRECT(Controls!$F$42),Active!$A90,Active!V$21)","v":-91.81111842068178},{"$f":"INDEX(INDIRECT(Controls!$F$42),Active!$A90,Active!W$21)","v":-99.633110777032073},{"$f":"INDEX(INDIRECT(Controls!$F$42),Active!$A90,Active!X$21)","v":-106.79043849521928},{"$f":"INDEX(INDIRECT(Controls!$F$42),Active!$A90,Active!Y$21)","v":-114.21689432707069},{"$f":"INDEX(INDIRECT(Controls!$F$42),Active!$A90,Active!Z$21)","v":-121.54075550412423},{"$f":"INDEX(INDIRECT(Controls!$F$42),Active!$A90,Active!AA$21)","v":-128.82670194618314},{"$f":"INDEX(INDIRECT(Controls!$F$42),Active!$A90,Active!AB$21)","v":-135.90545239926681},{"$f":"INDEX(INDIRECT(Controls!$F$42),Active!$A90,Active!AC$21)","v":-143.29091667739903},{"$f":"INDEX(INDIRECT(Controls!$F$42),Active!$A90,Active!AD$21)","v":-150.8395774675059},{"$f":"INDEX(INDIRECT(Controls!$F$42),Active!$A90,Active!AE$21)","v":-158.64648982639699},{"$f":"INDEX(INDIRECT(Controls!$F$42),Active!$A90,Active!AF$21)","v":-167.36017599069427},{"$f":"INDEX(INDIRECT(Controls!$F$42),Active!$A90,Active!AG$21)","v":-176.13629545549907}]
[69,{"$f":"INDEX(INDIRECT(Controls!$F$42),Active!$A91,Active!B$21)","v":"Two Degrees Winter Peak"},{"$f":"INDEX(INDIRECT(Controls!$F$42),Active!$A91,Active!C$21)","v":"P"},{"$f":"INDEX(INDIRECT(Controls!$F$42),Active!$A91,Active!D$21)","v":"P8"},{"$f":"INDEX(INDIRECT(Controls!$F$42),Active!$A91,Active!E$21)","v":0},{"$f":"INDEX(INDIRECT(Controls!$F$42),Active!$A91,Active!F$21)","v":0},{"$f":"INDEX(INDIRECT(Controls!$F$42),Active!$A91,Active!G$21)","v":0},{"$f":"INDEX(INDIRECT(Controls!$F$42),Active!$A91,Active!H$21)","v":0},{"$f":"INDEX(INDIRECT(Controls!$F$42),Active!$A91,Active!I$21)","v":48.19244864594252},{"$f":"INDEX(INDIRECT(Controls!$F$42),Active!$A91,Active!J$21)","v":33.816086798481905},{"$f":"INDEX(INDIRECT(Controls!$F$42),Active!$A91,Active!K$21)","v":18.253567888887957},{"$f":"INDEX(INDIRECT(Controls!$F$42),Active!$A91,Active!L$21)","v":2.8237620202355376},{"$f":"INDEX(INDIRECT(Controls!$F$42),Active!$A91,Active!M$21)","v":-12.496208287848106},{"$f":"INDEX(INDIRECT(Controls!$F$42),Active!$A91,Active!N$21)","v":-27.724829519764715},{"$f":"INDEX(INDIRECT(Controls!$F$42),Active!$A91,Active!O$21)","v":-43.051089587539167},{"$f":"INDEX(INDIRECT(Controls!$F$42),Active!$A91,Active!P$21)","v":-58.132931141555531},{"$f":"INDEX(INDIRECT(Controls!$F$42),Active!$A91,Active!Q$21)","v":-73.290128136333038},{"$f":"INDEX(INDIRECT(Controls!$F$42),Active!$A91,Active!R$21)","v":-88.682882637940651},{"$f":"INDEX(INDIRECT(Controls!$F$42),Active!$A91,Active!S$21)","v":-104.50713545713812},{"$f":"INDEX(INDIRECT(Controls!$F$42),Active!$A91,Active!T$21)","v":-120.78303344243665},{"$f":"INDEX(INDIRECT(Controls!$F$42),Active!$A91,Active!U$21)","v":-137.22032956833661},{"$f":"INDEX(INDIRECT(Controls!$F$42),Active!$A91,Active!V$21)","v":-153.78055494869031},{"$f":"INDEX(INDIRECT(Controls!$F$42),Active!$A91,Active!W$21)","v":-170.85325323427784},{"$f":"INDEX(INDIRECT(Controls!$F$42),Active!$A91,Active!X$21)","v":-186.81992610094625},{"$f":"INDEX(INDIRECT(Controls!$F$42),Active!$A91,Active!Y$21)","v":-203.27147837166603},{"$f":"INDEX(INDIRECT(Controls!$F$42),Active!$A91,Active!Z$21)","v":-219.55697357725379},{"$f":"INDEX(INDIRECT(Controls!$F$42),Active!$A91,Active!AA$21)","v":-235.78427512326536},{"$f":"INDEX(INDIRECT(Controls!$F$42),Active!$A91,Active!AB$21)","v":-251.63576888483766},{"$f":"INDEX(INDIRECT(Controls!$F$42),Active!$A91,Active!AC$21)","v":-268.05975127880009},{"$f":"INDEX(INDIRECT(Controls!$F$42),Active!$A91,Active!AD$21)","v":-284.80141271174165},{"$f":"INDEX(INDIRECT(Controls!$F$42),Active!$A91,Active!AE$21)","v":-302.04816908583274},{"$f":"INDEX(INDIRECT(Controls!$F$42),Active!$A91,Active!AF$21)","v":-321.0535467551091},{"$f":"INDEX(INDIRECT(Controls!$F$42),Active!$A91,Active!AG$21)","v":-340.22026380602728}]
[70,{"$f":"INDEX(INDIRECT(Controls!$F$42),Active!$A92,Active!B$21)","v":"Two Degrees Winter Peak"},{"$f":"INDEX(INDIRECT(Controls!$F$42),Active!$A92,Active!C$21)","v":"Q"},{"$f":"INDEX(INDIRECT(Controls!$F$42),Active!$A92,Active!D$21)","v":"Q2"},{"$f":"INDEX(INDIRECT(Controls!$F$42),Active!$A92,Active!E$21)","v":0},{"$f":"INDEX(INDIRECT(Controls!$F$42),Active!$A92,Active!F$21)","v":0},{"$f":"INDEX(INDIRECT(Controls!$F$42),Active!$A92,Active!G$21)","v":0},{"$f":"INDEX(INDIRECT(Controls!$F$42),Active!$A92,Active!H$21)","v":0},{"$f":"INDEX(INDIRECT(Controls!$F$42),Active!$A92,Active!I$21)","v":-44.903991918540783},{"$f":"INDEX(INDIRECT(Controls!$F$42),Active!$A92,Active!J$21)","v":-61.148548350414337},{"$f":"INDEX(INDIRECT(Controls!$F$42),Active!$A92,Active!K$21)","v":-76.039106001861683},{"$f":"INDEX(INDIRECT(Controls!$F$42),Active!$A92,Active!L$21)","v":-90.890058234405188},{"$f":"INDEX(INDIRECT(Controls!$F$42),Active!$A92,Active!M$21)","v":-105.56112257136938},{"$f":"INDEX(INDIRECT(Controls!$F$42),Active!$A92,Active!N$21)","v":-120.25140442794718},{"$f":"INDEX(INDIRECT(Controls!$F$42),Active!$A92,Active!O$21)","v":-135.43940901824874},{"$f":"INDEX(INDIRECT(Controls!$F$42),Active!$A92,Active!P$21)","v":-149.92708850299766},{"$f":"INDEX(INDIRECT(Controls!$F$42),Active!$A92,Active!Q$21)","v":-164.71981343825041},{"$f":"INDEX(INDIRECT(Controls!$F$42),Active!$A92,Active!R$21)","v":-180.02362761875369},{"$f":"INDEX(INDIRECT(Controls!$F$42),Active!$A92,Active!S$21)","v":-196.0830619848484},{"$f":"INDEX(INDIRECT(Controls!$F$42),Active!$A92,Active!T$21)","v":-212.80627402988611},{"$f":"INDEX(INDIRECT(Controls!$F$42),Active!$A92,Active!U$21)","v":-229.63263786807008},{"$f":"INDEX(INDIRECT(Controls!$F$42),Active!$A92,Active!V$21)","v":-246.51741241674929},{"$f":"INDEX(INDIRECT(Controls!$F$42),Active!$A92,Active!W$21)","v":-264.07998759994337},{"$f":"INDEX(INDIRECT(Controls!$F$42),Active!$A92,Active!X$21)","v":-279.85161158753908},{"$f":"INDEX(INDIRECT(Controls!$F$42),Active!$A92,Active!Y$21)","v":-296.31632088167498},{"$f":"INDEX(INDIRECT(Controls!$F$42),Active!$A92,Active!Z$21)","v":-312.50054687546572},{"$f":"INDEX(INDIRECT(Controls!$F$42),Active!$A92,Active!AA$21)","v":-328.57836834590273},{"$f":"INDEX(INDIRECT(Controls!$F$42),Active!$A92,Active!AB$21)","v":-344.12477199843374},{"$f":"INDEX(INDIRECT(Controls!$F$42),Active!$A92,Active!AC$21)","v":-360.44382432782459},{"$f":"INDEX(INDIRECT(Controls!$F$42),Active!$A92,Active!AD$21)","v":-377.16266760654059},{"$f":"INDEX(INDIRECT(Controls!$F$42),Active!$A92,Active!AE$21)","v":-394.51210038977138},{"$f":"INDEX(INDIRECT(Controls!$F$42),Active!$A92,Active!AF$21)","v":-414.08854175317765},{"$f":"INDEX(INDIRECT(Controls!$F$42),Active!$A92,Active!AG$21)","v":-433.7834480958827}]
[71,{"$f":"INDEX(INDIRECT(Controls!$F$42),Active!$A93,Active!B$21)","v":"Two Degrees Winter Peak"},{"$f":"INDEX(INDIRECT(Controls!$F$42),Active!$A93,Active!C$21)","v":"Q"},{"$f":"INDEX(INDIRECT(Controls!$F$42),Active!$A93,Active!D$21)","v":"Q4"},{"$f":"INDEX(INDIRECT(Controls!$F$42),Active!$A93,Active!E$21)","v":0},{"$f":"INDEX(INDIRECT(Controls!$F$42),Active!$A93,Active!F$21)","v":0},{"$f":"INDEX(INDIRECT(Controls!$F$42),Active!$A93,Active!G$21)","v":0},{"$f":"INDEX(INDIRECT(Controls!$F$42),Active!$A93,Active!H$21)","v":0},{"$f":"INDEX(INDIRECT(Controls!$F$42),Active!$A93,Active!I$21)","v":39.575694394399434},{"$f":"INDEX(INDIRECT(Controls!$F$42),Active!$A93,Active!J$21)","v":17.440178999075062},{"$f":"INDEX(INDIRECT(Controls!$F$42),Active!$A93,Active!K$21)","v":-5.5827090722247101},{"$f":"INDEX(INDIRECT(Controls!$F$42),Active!$A93,Active!L$21)","v":-28.439715378326238},{"$f":"INDEX(INDIRECT(Controls!$F$42),Active!$A93,Active!M$21)","v":-51.108166803985306},{"$f":"INDEX(INDIRECT(Controls!$F$42),Active!$A93,Active!N$21)","v":-73.678636464471566},{"$f":"INDEX(INDIRECT(Controls!$F$42),Active!$A93,Active!O$21)","v":-96.534451138331889},{"$f":"INDEX(INDIRECT(Controls!$F$42),Active!$A93,Active!P$21)","v":-118.86611466723582},{"$f":"INDEX(INDIRECT(Controls!$F$42),Active!$A93,Active!Q$21)","v":-141.39043934987322},{"$f":"INDEX(INDIRECT(Controls!$F$42),Active!$A93,Active!R$21)","v":-164.36281171033818},{"$f":"INDEX(INDIRECT(Controls!$F$42),Active!$A93,Active!S$21)","v":-188.09298509351026},{"$f":"INDEX(INDIRECT(Controls!$F$42),Active!$A93,Active!T$21)","v":-212.57203880130473},{"$f":"INDEX(INDIRECT(Controls!$F$42),Active!$A93,Active!U$21)","v":-237.27199138760787},{"$f":"INDEX(INDIRECT(Controls!$F$42),Active!$A93,Active!V$21)","v":-262.1331679746317},{"$f":"INDEX(INDIRECT(Controls!$F$42),Active!$A93,Active!W$21)","v":-287.81781593652306},{"$f":"INDEX(INDIRECT(Controls!$F$42),Active!$A93,Active!X$21)","v":-311.61088892189872},{"$f":"INDEX(INDIRECT(Controls!$F$42),Active!$A93,Active!Y$21)","v":-336.20113997986448},{"$f":"INDEX(INDIRECT(Controls!$F$42),Active!$A93,Active!Z$21)","v":-360.50335267401749},{"$f":"INDEX(INDIRECT(Controls!$F$42),Active!$A93,Active!AA$21)","v":-384.70179744397404},{"$f":"INDEX(INDIRECT(Controls!$F$42),Active!$A93,Active!AB$21)","v":-408.28439372150922},{"$f":"INDEX(INDIRECT(Controls!$F$42),Active!$A93,Active!AC$21)","v":-432.7922897720884},{"$f":"INDEX(INDIRECT(Controls!$F$42),Active!$A93,Active!AD$21)","v":-457.80355069363998},{"$f":"INDEX(INDIRECT(Controls!$F$42),Active!$A93,Active!AE$21)","v":-483.61337514060813},{"$f":"INDEX(INDIRECT(Controls!$F$42),Active!$A93,Active!AF$21)","v":-512.21456783576355},{"$f":"INDEX(INDIRECT(Controls!$F$42),Active!$A93,Active!AG$21)","v":-541.04192878012896}]
[72,{"$f":"INDEX(INDIRECT(Controls!$F$42),Active!$A94,Active!B$21)","v":"Two Degrees Winter Peak"},{"$f":"INDEX(INDIRECT(Controls!$F$42),Active!$A94,Active!C$21)","v":"Q"},{"$f":"INDEX(INDIRECT(Controls!$F$42),Active!$A94,Active!D$21)","v":"Q5"},{"$f":"INDEX(INDIRECT(Controls!$F$42),Active!$A94,Active!E$21)","v":0},{"$f":"INDEX(INDIRECT(Controls!$F$42),Active!$A94,Active!F$21)","v":0},{"$f":"INDEX(INDIRECT(Controls!$F$42),Active!$A94,Active!G$21)","v":0},{"$f":"INDEX(INDIRECT(Controls!$F$42),Active!$A94,Active!H$21)","v":0},{"$f":"INDEX(INDIRECT(Controls!$F$42),Active!$A94,Active!I$21)","v":21.59840475354455},{"$f":"INDEX(INDIRECT(Controls!$F$42),Active!$A94,Active!J$21)","v":9.7513212215953988},{"$f":"INDEX(INDIRECT(Controls!$F$42),Active!$A94,Active!K$21)","v":-2.5820039269257111},{"$f":"INDEX(INDIRECT(Controls!$F$42),Active!$A94,Active!L$21)","v":-14.826084606390735},{"$f":"INDEX(INDIRECT(Controls!$F$42),Active!$A94,Active!M$21)","v":-26.969483608473709},{"$f":"INDEX(INDIRECT(Controls!$F$42),Active!$A94,Active!N$21)","v":-39.059927958597321},{"$f":"INDEX(INDIRECT(Controls!$F$42),Active!$A94,Active!O$21)","v":-51.301464267261451},{"$f":"INDEX(INDIRECT(Controls!$F$42),Active!$A94,Active!P$21)","v":-63.264252206694806},{"$f":"INDEX(INDIRECT(Controls!$F$42),Active!$A94,Active!Q$21)","v":-75.329230386571567},{"$f":"INDEX(INDIRECT(Controls!$F$42),Active!$A94,Active!R$21)","v":-87.632978395098078},{"$f":"INDEX(INDIRECT(Controls!$F$42),Active!$A94,Active!S$21)","v":-100.34118128600713},{"$f":"INDEX(INDIRECT(Controls!$F$42),Active!$A94,Active!T$21)","v":-113.44954588275625},{"$f":"INDEX(INDIRECT(Controls!$F$42),Active!$A94,Active!U$21)","v":-126.67646976230679},{"$f":"INDEX(INDIRECT(Controls!$F$42),Active!$A94,Active!V$21)","v":-139.99001985659004},{"$f":"INDEX(INDIRECT(Controls!$F$42),Active!$A94,Active!W$21)","v":-153.74388303922723},{"$f":"INDEX(INDIRECT(Controls!$F$42),Active!$A94,Active!X$21)","v":-166.48763451801227},{"$f":"INDEX(INDIRECT(Controls!$F$42),Active!$A94,Active!Y$21)","v":-179.6574316198799},{"$f":"INDEX(INDIRECT(Controls!$F$42),Active!$A94,Active!Z$21)","v":-192.6734584350902},{"$f":"INDEX(INDIRECT(Controls!$F$42),Active!$A94,Active!AA$21)","v":-205.63411861367865},{"$f":"INDEX(INDIRECT(Controls!$F$42),Active!$A94,Active!AB$21)","v":-218.26562069899214},{"$f":"INDEX(INDIRECT(Controls!$F$42),Active!$A94,Active!AC$21)","v":-231.39182163292435},{"$f":"INDEX(INDIRECT(Controls!$F$42),Active!$A94,Active!AD$21)","v":-244.7872555392637},{"$f":"INDEX(INDIRECT(Controls!$F$42),Active!$A94,Active!AE$21)","v":-258.60983491383587},{"$f":"INDEX(INDIRECT(Controls!$F$42),Active!$A94,Active!AF$21)","v":-273.92536703717207},{"$f":"INDEX(INDIRECT(Controls!$F$42),Active!$A94,Active!AG$21)","v":-289.36221406773717}]
[73,{"$f":"INDEX(INDIRECT(Controls!$F$42),Active!$A95,Active!B$21)","v":"Two Degrees Winter Peak"},{"$f":"INDEX(INDIRECT(Controls!$F$42),Active!$A95,Active!C$21)","v":"Q"},{"$f":"INDEX(INDIRECT(Controls!$F$42),Active!$A95,Active!D$21)","v":"Q6"},{"$f":"INDEX(INDIRECT(Controls!$F$42),Active!$A95,Active!E$21)","v":0},{"$f":"INDEX(INDIRECT(Controls!$F$42),Active!$A95,Active!F$21)","v":0},{"$f":"INDEX(INDIRECT(Controls!$F$42),Active!$A95,Active!G$21)","v":0},{"$f":"INDEX(INDIRECT(Controls!$F$42),Active!$A95,Active!H$21)","v":0},{"$f":"INDEX(INDIRECT(Controls!$F$42),Active!$A95,Active!I$21)","v":-5.9382634095398696},{"$f":"INDEX(INDIRECT(Controls!$F$42),Active!$A95,Active!J$21)","v":-10.110008548469823},{"$f":"INDEX(INDIRECT(Controls!$F$42),Active!$A95,Active!K$21)","v":-14.085711943091303},{"$f":"INDEX(INDIRECT(Controls!$F$42),Active!$A95,Active!L$21)","v":-18.045031895061989},{"$f":"INDEX(INDIRECT(Controls!$F$42),Active!$A95,Active!M$21)","v":-21.961295182353052},{"$f":"INDEX(INDIRECT(Controls!$F$42),Active!$A95,Active!N$21)","v":-25.875601012453814},{"$f":"INDEX(INDIRECT(Controls!$F$42),Active!$A95,Active!O$21)","v":-29.895917733704895},{"$f":"INDEX(INDIRECT(Controls!$F$42),Active!$A95,Active!P$21)","v":-33.760262288059856},{"$f":"INDEX(INDIRECT(Controls!$F$42),Active!$A95,Active!Q$21)","v":-37.690565925272139},{"$f":"INDEX(INDIRECT(Controls!$F$42),Active!$A95,Active!R$21)","v":-41.738333785793152},{"$f":"INDEX(INDIRECT(Controls!$F$42),Active!$A95,Active!S$21)","v":-45.965061574067882},{"$f":"INDEX(INDIRECT(Controls!$F$42),Active!$A95,Active!T$21)","v":-50.353615221838155},{"$f":"INDEX(INDIRECT(Controls!$F$42),Active!$A95,Active!U$21)","v":-54.773118891181838},{"$f":"INDEX(INDIRECT(Controls!$F$42),Active!$A95,Active!V$21)","v":-59.212154353749341},{"$f":"INDEX(INDIRECT(Controls!$F$42),Active!$A95,Active!W$21)","v":-63.819696787953582},{"$f":"INDEX(INDIRECT(Controls!$F$42),Active!$A95,Active!X$21)","v":-67.997774309855544},{"$f":"INDEX(INDIRECT(Controls!$F$42),Active!$A95,Active!Y$21)","v":-72.345668326240386},{"$f":"INDEX(INDIRECT(Controls!$F$42),Active!$A95,Active!Z$21)","v":-76.626758656630031},{"$f":"INDEX(INDIRECT(Controls!$F$42),Active!$A95,Active!AA$21)","v":-80.882811709731968},{"$f":"INDEX(INDIRECT(Controls!$F$42),Active!$A95,Active!AB$21)","v":-85.008402906073172},{"$f":"INDEX(INDIRECT(Controls!$F$42),Active!$A95,Active!AC$21)","v":-89.325337028446071},{"$f":"INDEX(INDIRECT(Controls!$F$42),Active!$A95,Active!AD$21)","v":-93.742642446867819},{"$f":"INDEX(INDIRECT(Controls!$F$42),Active!$A95,Active!AE$21)","v":-98.318519061989477},{"$f":"INDEX(INDIRECT(Controls!$F$42),Active!$A95,Active!AF$21)","v":-103.45280824143164},{"$f":"INDEX(INDIRECT(Controls!$F$42),Active!$A95,Active!AG$21)","v":-108.62111420039543}]
[74,{"$f":"INDEX(INDIRECT(Controls!$F$42),Active!$A96,Active!B$21)","v":"Two Degrees Winter Peak"},{"$f":"INDEX(INDIRECT(Controls!$F$42),Active!$A96,Active!C$21)","v":"Q"},{"$f":"INDEX(INDIRECT(Controls!$F$42),Active!$A96,Active!D$21)","v":"Q7"},{"$f":"INDEX(INDIRECT(Controls!$F$42),Active!$A96,Active!E$21)","v":0},{"$f":"INDEX(INDIRECT(Controls!$F$42),Active!$A96,Active!F$21)","v":0},{"$f":"INDEX(INDIRECT(Controls!$F$42),Active!$A96,Active!G$21)","v":0},{"$f":"INDEX(INDIRECT(Controls!$F$42),Active!$A96,Active!H$21)","v":0},{"$f":"INDEX(INDIRECT(Controls!$F$42),Active!$A96,Active!I$21)","v":10.437354945665875},{"$f":"INDEX(INDIRECT(Controls!$F$42),Active!$A96,Active!J$21)","v":6.8508324194907972},{"$f":"INDEX(INDIRECT(Controls!$F$42),Active!$A96,Active!K$21)","v":3.0113856493247724},{"$f":"INDEX(INDIRECT(Controls!$F$42),Active!$A96,Active!L$21)","v":-0.79671354156296947},{"$f":"INDEX(INDIRECT(Controls!$F$42),Active!$A96,Active!M$21)","v":-4.5765216379559641},{"$f":"INDEX(INDIRECT(Controls!$F$42),Active!$A96,Active!N$21)","v":-8.3354941821215398},{"$f":"INDEX(INDIRECT(Controls!$F$42),Active!$A96,Active!O$21)","v":-12.125006385724971},{"$f":"INDEX(INDIRECT(Controls!$F$42),Active!$A96,Active!P$21)","v":-15.846774907582455},{"$f":"INDEX(INDIRECT(Controls!$F$42),Active!$A96,Active!Q$21)","v":-19.590851342933849},{"$f":"INDEX(INDIRECT(Controls!$F$42),Active!$A96,Active!R$21)","v":-23.397601156363958},{"$f":"INDEX(INDIRECT(Controls!$F$42),Active!$A96,Active!S$21)","v":-27.316275435286066},{"$f":"INDEX(INDIRECT(Controls!$F$42),Active!$A96,Active!T$21)","v":-31.350071592113768},{"$f":"INDEX(INDIRECT(Controls!$F$42),Active!$A96,Active!U$21)","v":-35.422868276674308},{"$f":"INDEX(INDIRECT(Controls!$F$42),Active!$A96,Active!V$21)","v":-39.525048202637549},{"$f":"INDEX(INDIRECT(Controls!$F$42),Active!$A96,Active!W$21)","v":-43.75665197054775},{"$f":"INDEX(INDIRECT(Controls!$F$42),Active!$A96,Active!X$21)","v":-47.703696158320682},{"$f":"INDEX(INDIRECT(Controls!$F$42),Active!$A96,Active!Y$21)","v":-51.774021724081251},{"$f":"INDEX(INDIRECT(Controls!$F$42),Active!$A96,Active!Z$21)","v":-55.80143895268494},{"$f":"INDEX(INDIRECT(Controls!$F$42),Active!$A96,Active!AA$21)","v":-59.813689804086877},{"$f":"INDEX(INDIRECT(Controls!$F$42),Active!$A96,Active!AB$21)","v":-63.730482834796369},{"$f":"INDEX(INDIRECT(Controls!$F$42),Active!$A96,Active!AC$21)","v":-67.79210339411344},{"$f":"INDEX(INDIRECT(Controls!$F$42),Active!$A96,Active!AD$21)","v":-71.933627969169748},{"$f":"INDEX(INDIRECT(Controls!$F$42),Active!$A96,Active!AE$21)","v":-76.202115492845564},{"$f":"INDEX(INDIRECT(Controls!$F$42),Active!$A96,Active!AF$21)","v":-80.913159757427607},{"$f":"INDEX(INDIRECT(Controls!$F$42),Active!$A96,Active!AG$21)","v":-85.663435289957945}]
[75,{"$f":"INDEX(INDIRECT(Controls!$F$42),Active!$A97,Active!B$21)","v":"Two Degrees Winter Peak"},{"$f":"INDEX(INDIRECT(Controls!$F$42),Active!$A97,Active!C$21)","v":"Q"},{"$f":"INDEX(INDIRECT(Controls!$F$42),Active!$A97,Active!D$21)","v":"Q8"},{"$f":"INDEX(INDIRECT(Controls!$F$42),Active!$A97,Active!E$21)","v":0},{"$f":"INDEX(INDIRECT(Controls!$F$42),Active!$A97,Active!F$21)","v":0},{"$f":"INDEX(INDIRECT(Controls!$F$42),Active!$A97,Active!G$21)","v":0},{"$f":"INDEX(INDIRECT(Controls!$F$42),Active!$A97,Active!H$21)","v":0},{"$f":"INDEX(INDIRECT(Controls!$F$42),Active!$A97,Active!I$21)","v":3.0232436396166928},{"$f":"INDEX(INDIRECT(Controls!$F$42),Active!$A97,Active!J$21)","v":-10.241433045279011},{"$f":"INDEX(INDIRECT(Controls!$F$42),Active!$A97,Active!K$21)","v":-23.476754419458135},{"$f":"INDEX(INDIRECT(Controls!$F$42),Active!$A97,Active!L$21)","v":-36.635653531169588},{"$f":"INDEX(INDIRECT(Controls!$F$42),Active!$A97,Active!M$21)","v":-49.669944834784943},{"$f":"INDEX(INDIRECT(Controls!$F$42),Active!$A97,Active!N$21)","v":-62.671019412643119},{"$f":"INDEX(INDIRECT(Controls!$F$42),Active!$A97,Active!O$21)","v":-75.923765372073291},{"$f":"INDEX(INDIRECT(Controls!$F$42),Active!$A97,Active!P$21)","v":-88.774082427039858},{"$f":"INDEX(INDIRECT(Controls!$F$42),Active!$A97,Active!Q$21)","v":-101.78564713695768},{"$f":"INDEX(INDIRECT(Controls!$F$42),Active!$A97,Active!R$21)","v":-115.11671092159257},{"$f":"INDEX(INDIRECT(Controls!$F$42),Active!$A97,Active!S$21)","v":-128.95770962102628},{"$f":"INDEX(INDIRECT(Controls!$F$42),Active!$A97,Active!T$21)","v":-143.27942945919634},{"$f":"INDEX(INDIRECT(Controls!$F$42),Active!$A97,Active!U$21)","v":-157.71702436492956},{"$f":"INDEX(INDIRECT(Controls!$F$42),Active!$A97,Active!V$21)","v":-172.23446909506532},{"$f":"INDEX(INDIRECT(Controls!$F$42),Active!$A97,Active!W$21)","v":-187.2659398283802},{"$f":"INDEX(INDIRECT(Controls!$F$42),Active!$A97,Active!X$21)","v":-201.0511772140633},{"$f":"INDEX(INDIRECT(Controls!$F$42),Active!$A97,Active!Y$21)","v":-215.34436092196657},{"$f":"INDEX(INDIRECT(Controls!$F$42),Active!$A97,Active!Z$21)","v":-229.4456017342435},{"$f":"INDEX(INDIRECT(Controls!$F$42),Active!$A97,Active!AA$21)","v":-243.47619430310644},{"$f":"INDEX(INDIRECT(Controls!$F$42),Active!$A97,Active!AB$21)","v":-257.11550381007015},{"$f":"INDEX(INDIRECT(Controls!$F$42),Active!$A97,Active!AC$21)","v":-271.33548978748837},{"$f":"INDEX(INDIRECT(Controls!$F$42),Active!$A97,Active!AD$21)","v":-285.86561965042614},{"$f":"INDEX(INDIRECT(Controls!$F$42),Active!$A97,Active!AE$21)","v":-300.88675356609053},{"$f":"INDEX(INDIRECT(Controls!$F$42),Active!$A97,Active!AF$21)","v":-317.63056327131039},{"$f":"INDEX(INDIRECT(Controls!$F$42),Active!$A97,Active!AG$21)","v":-334.49660864776587}]
[76,{"$f":"INDEX(INDIRECT(Controls!$F$42),Active!$A98,Active!B$21)","v":"Two Degrees Winter Peak"},{"$f":"INDEX(INDIRECT(Controls!$F$42),Active!$A98,Active!C$21)","v":"R"},{"$f":"INDEX(INDIRECT(Controls!$F$42),Active!$A98,Active!D$21)","v":"R4"},{"$f":"INDEX(INDIRECT(Controls!$F$42),Active!$A98,Active!E$21)","v":0},{"$f":"INDEX(INDIRECT(Controls!$F$42),Active!$A98,Active!F$21)","v":0},{"$f":"INDEX(INDIRECT(Controls!$F$42),Active!$A98,Active!G$21)","v":0},{"$f":"INDEX(INDIRECT(Controls!$F$42),Active!$A98,Active!H$21)","v":0},{"$f":"INDEX(INDIRECT(Controls!$F$42),Active!$A98,Active!I$21)","v":90.435182729638072},{"$f":"INDEX(INDIRECT(Controls!$F$42),Active!$A98,Active!J$21)","v":89.160715901982215},{"$f":"INDEX(INDIRECT(Controls!$F$42),Active!$A98,Active!K$21)","v":85.444635624091546},{"$f":"INDEX(INDIRECT(Controls!$F$42),Active!$A98,Active!L$21)","v":81.836017634685916},{"$f":"INDEX(INDIRECT(Controls!$F$42),Active!$A98,Active!M$21)","v":78.188765450991767},{"$f":"INDEX(INDIRECT(Controls!$F$42),Active!$A98,Active!N$21)","v":74.655787527616098},{"$f":"INDEX(INDIRECT(Controls!$F$42),Active!$A98,Active!O$21)","v":71.450098832093445},{"$f":"INDEX(INDIRECT(Controls!$F$42),Active!$A98,Active!P$21)","v":67.898264828494646},{"$f":"INDEX(INDIRECT(Controls!$F$42),Active!$A98,Active!Q$21)","v":64.530443101745831},{"$f":"INDEX(INDIRECT(Controls!$F$42),Active!$A98,Active!R$21)","v":61.354131891998151},{"$f":"INDEX(INDIRECT(Controls!$F$42),Active!$A98,Active!S$21)","v":58.372017166174224},{"$f":"INDEX(INDIRECT(Controls!$F$42),Active!$A98,Active!T$21)","v":55.482926748940301},{"$f":"INDEX(INDIRECT(Controls!$F$42),Active!$A98,Active!U$21)","v":52.510829845478504},{"$f":"INDEX(INDIRECT(Controls!$F$42),Active!$A98,Active!V$21)","v":49.458032624269322},{"$f":"INDEX(INDIRECT(Controls!$F$42),Active!$A98,Active!W$21)","v":46.445424094095003},{"$f":"INDEX(INDIRECT(Controls!$F$42),Active!$A98,Active!X$21)","v":43.061543889412768},{"$f":"INDEX(INDIRECT(Controls!$F$42),Active!$A98,Active!Y$21)","v":39.760591490233459},{"$f":"INDEX(INDIRECT(Controls!$F$42),Active!$A98,Active!Z$21)","v":36.393844052361665},{"$f":"INDEX(INDIRECT(Controls!$F$42),Active!$A98,Active!AA$21)","v":32.997005476605835},{"$f":"INDEX(INDIRECT(Controls!$F$42),Active!$A98,Active!AB$21)","v":29.540889067721114},{"$f":"INDEX(INDIRECT(Controls!$F$42),Active!$A98,Active!AC$21)","v":26.143083918024882},{"$f":"INDEX(INDIRECT(Controls!$F$42),Active!$A98,Active!AD$21)","v":22.752523591302936},{"$f":"INDEX(INDIRECT(Controls!$F$42),Active!$A98,Active!AE$21)","v":19.369094602859423},{"$f":"INDEX(INDIRECT(Controls!$F$42),Active!$A98,Active!AF$21)","v":16.037763843217185},{"$f":"INDEX(INDIRECT(Controls!$F$42),Active!$A98,Active!AG$21)","v":12.636768790943115}]
[77,{"$f":"INDEX(INDIRECT(Controls!$F$42),Active!$A99,Active!B$21)","v":"Two Degrees Winter Peak"},{"$f":"INDEX(INDIRECT(Controls!$F$42),Active!$A99,Active!C$21)","v":"R"},{"$f":"INDEX(INDIRECT(Controls!$F$42),Active!$A99,Active!D$21)","v":"R5"},{"$f":"INDEX(INDIRECT(Controls!$F$42),Active!$A99,Active!E$21)","v":0},{"$f":"INDEX(INDIRECT(Controls!$F$42),Active!$A99,Active!F$21)","v":0},{"$f":"INDEX(INDIRECT(Controls!$F$42),Active!$A99,Active!G$21)","v":0},{"$f":"INDEX(INDIRECT(Controls!$F$42),Active!$A99,Active!H$21)","v":0},{"$f":"INDEX(INDIRECT(Controls!$F$42),Active!$A99,Active!I$21)","v":-5.9069642000415277},{"$f":"INDEX(INDIRECT(Controls!$F$42),Active!$A99,Active!J$21)","v":-5.3914593167681684},{"$f":"INDEX(INDIRECT(Controls!$F$42),Active!$A99,Active!K$21)","v":-4.7201034555586077},{"$f":"INDEX(INDIRECT(Controls!$F$42),Active!$A99,Active!L$21)","v":-4.0581476962051504},{"$f":"INDEX(INDIRECT(Controls!$F$42),Active!$A99,Active!M$21)","v":-3.3977844069741168},{"$f":"INDEX(INDIRECT(Controls!$F$42),Active!$A99,Active!N$21)","v":-2.7458462231100951},{"$f":"INDEX(INDIRECT(Controls!$F$42),Active!$A99,Active!O$21)","v":-2.1067002027895074},{"$f":"INDEX(INDIRECT(Controls!$F$42),Active!$A99,Active!P$21)","v":-1.4584796178786088},{"$f":"INDEX(INDIRECT(Controls!$F$42),Active!$A99,Active!Q$21)","v":-0.81680551176615401},{"$f":"INDEX(INDIRECT(Controls!$F$42),Active!$A99,Active!R$21)","v":-0.17698584430532405},{"$f":"INDEX(INDIRECT(Controls!$F$42),Active!$A99,Active!S$21)","v":0.46703267294172157},{"$f":"INDEX(INDIRECT(Controls!$F$42),Active!$A99,Active!T$21)","v":1.1207926754527104},{"$f":"INDEX(INDIRECT(Controls!$F$42),Active!$A99,Active!U$21)","v":1.7836719298434656},{"$f":"INDEX(INDIRECT(Controls!$F$42),Active!$A99,Active!V$21)","v":2.4543445749247566},{"$f":"INDEX(INDIRECT(Controls!$F$42),Active!$A99,Active!W$21)","v":3.139240844388965},{"$f":"INDEX(INDIRECT(Controls!$F$42),Active!$A99,Active!X$21)","v":3.8072394606617745},{"$f":"INDEX(INDIRECT(Controls!$F$42),Active!$A99,Active!Y$21)","v":4.4865180568891532},{"$f":"INDEX(INDIRECT(Controls!$F$42),Active!$A99,Active!Z$21)","v":5.1637472251870165},{"$f":"INDEX(INDIRECT(Controls!$F$42),Active!$A99,Active!AA$21)","v":5.8405993166274568},{"$f":"INDEX(INDIRECT(Controls!$F$42),Active!$A99,Active!AB$21)","v":6.508466522080286},{"$f":"INDEX(INDIRECT(Controls!$F$42),Active!$A99,Active!AC$21)","v":7.1915724039530895},{"$f":"INDEX(INDIRECT(Controls!$F$42),Active!$A99,Active!AD$21)","v":7.8843523210508177},{"$f":"INDEX(INDIRECT(Controls!$F$42),Active!$A99,Active!AE$21)","v":8.5927263032358372},{"$f":"INDEX(INDIRECT(Controls!$F$42),Active!$A99,Active!AF$21)","v":9.3540726144741502},{"$f":"INDEX(INDIRECT(Controls!$F$42),Active!$A99,Active!AG$21)","v":10.123889228870354}]
[78,{"$f":"INDEX(INDIRECT(Controls!$F$42),Active!$A100,Active!B$21)","v":"Two Degrees Winter Peak"},{"$f":"INDEX(INDIRECT(Controls!$F$42),Active!$A100,Active!C$21)","v":"R"},{"$f":"INDEX(INDIRECT(Controls!$F$42),Active!$A100,Active!D$21)","v":"R6"},{"$f":"INDEX(INDIRECT(Controls!$F$42),Active!$A100,Active!E$21)","v":0},{"$f":"INDEX(INDIRECT(Controls!$F$42),Active!$A100,Active!F$21)","v":0},{"$f":"INDEX(INDIRECT(Controls!$F$42),Active!$A100,Active!G$21)","v":0},{"$f":"INDEX(INDIRECT(Controls!$F$42),Active!$A100,Active!H$21)","v":0},{"$f":"INDEX(INDIRECT(Controls!$F$42),Active!$A100,Active!I$21)","v":64.710931361913396},{"$f":"INDEX(INDIRECT(Controls!$F$42),Active!$A100,Active!J$21)","v":61.309517362554516},{"$f":"INDEX(INDIRECT(Controls!$F$42),Active!$A100,Active!K$21)","v":56.181901020537374},{"$f":"INDEX(INDIRECT(Controls!$F$42),Active!$A100,Active!L$21)","v":51.144891852180194},{"$f":"INDEX(INDIRECT(Controls!$F$42),Active!$A100,Active!M$21)","v":46.103942463067114},{"$f":"INDEX(INDIRECT(Controls!$F$42),Active!$A100,Active!N$21)","v":41.150296886126192},{"$f":"INDEX(INDIRECT(Controls!$F$42),Active!$A100,Active!O$21)","v":36.381398198308069},{"$f":"INDEX(INDIRECT(Controls!$F$42),Active!$A100,Active!P$21)","v":31.442763652236323},{"$f":"INDEX(INDIRECT(Controls!$F$42),Active!$A100,Active!Q$21)","v":26.604281030704342},{"$f":"INDEX(INDIRECT(Controls!$F$42),Active!$A100,Active!R$21)","v":21.841472724091226},{"$f":"INDEX(INDIRECT(Controls!$F$42),Active!$A100,Active!S$21)","v":17.120388263881672},{"$f":"INDEX(INDIRECT(Controls!$F$42),Active!$A100,Active!T$21)","v":12.37477106839428},{"$f":"INDEX(INDIRECT(Controls!$F$42),Active!$A100,Active!U$21)","v":7.5484639024873381},{"$f":"INDEX(INDIRECT(Controls!$F$42),Active!$A100,Active!V$21)","v":2.6498853099158262},{"$f":"INDEX(INDIRECT(Controls!$F$42),Active!$A100,Active!W$21)","v":-2.3169706886583428},{"$f":"INDEX(INDIRECT(Controls!$F$42),Active!$A100,Active!X$21)","v":-7.3125109801862003},{"$f":"INDEX(INDIRECT(Controls!$F$42),Active!$A100,Active!Y$21)","v":-12.344871006958034},{"$f":"INDEX(INDIRECT(Controls!$F$42),Active!$A100,Active!Z$21)","v":-17.387757313229756},{"$f":"INDEX(INDIRECT(Controls!$F$42),Active!$A100,Active!AA$21)","v":-22.438684201679699},{"$f":"INDEX(INDIRECT(Controls!$F$42),Active!$A100,Active!AB$21)","v":-27.457982976174744},{"$f":"INDEX(INDIRECT(Controls!$F$42),Active!$A100,Active!AC$21)","v":-32.545254649914078},{"$f":"INDEX(INDIRECT(Controls!$F$42),Active!$A100,Active!AD$21)","v":-37.685782181550614},{"$f":"INDEX(INDIRECT(Controls!$F$42),Active!$A100,Active!AE$21)","v":-42.913698647809781},{"$f":"INDEX(INDIRECT(Controls!$F$42),Active!$A100,Active!AF$21)","v":-48.42901175734108},{"$f":"INDEX(INDIRECT(Controls!$F$42),Active!$A100,Active!AG$21)","v":-54.016749386907925}]
[79,{"$f":"INDEX(INDIRECT(Controls!$F$42),Active!$A101,Active!B$21)","v":"Two Degrees Winter Peak"},{"$f":"INDEX(INDIRECT(Controls!$F$42),Active!$A101,Active!C$21)","v":"S"},{"$f":"INDEX(INDIRECT(Controls!$F$42),Active!$A101,Active!D$21)","v":"S1"},{"$f":"INDEX(INDIRECT(Controls!$F$42),Active!$A101,Active!E$21)","v":0},{"$f":"INDEX(INDIRECT(Controls!$F$42),Active!$A101,Active!F$21)","v":0},{"$f":"INDEX(INDIRECT(Controls!$F$42),Active!$A101,Active!G$21)","v":0},{"$f":"INDEX(INDIRECT(Controls!$F$42),Active!$A101,Active!H$21)","v":0},{"$f":"INDEX(INDIRECT(Controls!$F$42),Active!$A101,Active!I$21)","v":242.34883198008902},{"$f":"INDEX(INDIRECT(Controls!$F$42),Active!$A101,Active!J$21)","v":208.39609389266158},{"$f":"INDEX(INDIRECT(Controls!$F$42),Active!$A101,Active!K$21)","v":167.79201438687289},{"$f":"INDEX(INDIRECT(Controls!$F$42),Active!$A101,Active!L$21)","v":128.4991223644324},{"$f":"INDEX(INDIRECT(Controls!$F$42),Active!$A101,Active!M$21)","v":97.035181913647591},{"$f":"INDEX(INDIRECT(Controls!$F$42),Active!$A101,Active!N$21)","v":72.166549108948942},{"$f":"INDEX(INDIRECT(Controls!$F$42),Active!$A101,Active!O$21)","v":49.64444168567303},{"$f":"INDEX(INDIRECT(Controls!$F$42),Active!$A101,Active!P$21)","v":29.256679089872325},{"$f":"INDEX(INDIRECT(Controls!$F$42),Active!$A101,Active!Q$21)","v":13.449759442394527},{"$f":"INDEX(INDIRECT(Controls!$F$42),Active!$A101,Active!R$21)","v":1.3704555140855521},{"$f":"INDEX(INDIRECT(Controls!$F$42),Active!$A101,Active!S$21)","v":-8.0102568398308307},{"$f":"INDEX(INDIRECT(Controls!$F$42),Active!$A101,Active!T$21)","v":-15.054274794051601},{"$f":"INDEX(INDIRECT(Controls!$F$42),Active!$A101,Active!U$21)","v":-20.161954009398631},{"$f":"INDEX(INDIRECT(Controls!$F$42),Active!$A101,Active!V$21)","v":-24.940822143902533},{"$f":"INDEX(INDIRECT(Controls!$F$42),Active!$A101,Active!W$21)","v":-28.495403934892256},{"$f":"INDEX(INDIRECT(Controls!$F$42),Active!$A101,Active!X$21)","v":-31.224268654217191},{"$f":"INDEX(INDIRECT(Controls!$F$42),Active!$A101,Active!Y$21)","v":-33.622312483024153},{"$f":"INDEX(INDIRECT(Controls!$F$42),Active!$A101,Active!Z$21)","v":-36.095064969762959},{"$f":"INDEX(INDIRECT(Controls!$F$42),Active!$A101,Active!AA$21)","v":-38.599087271114207},{"$f":"INDEX(INDIRECT(Controls!$F$42),Active!$A101,Active!AB$21)","v":-41.182931096537516},{"$f":"INDEX(INDIRECT(Controls!$F$42),Active!$A101,Active!AC$21)","v":-43.671512255074887},{"$f":"INDEX(INDIRECT(Controls!$F$42),Active!$A101,Active!AD$21)","v":-46.131929603393488},{"$f":"INDEX(INDIRECT(Controls!$F$42),Active!$A101,Active!AE$21)","v":-48.313907333190883},{"$f":"INDEX(INDIRECT(Controls!$F$42),Active!$A101,Active!AF$21)","v":-48.686738185318255},{"$f":"INDEX(INDIRECT(Controls!$F$42),Active!$A101,Active!AG$21)","v":-49.066278104681992}]
[80,{"$f":"INDEX(INDIRECT(Controls!$F$42),Active!$A102,Active!B$21)","v":"Two Degrees Winter Peak"},{"$f":"INDEX(INDIRECT(Controls!$F$42),Active!$A102,Active!C$21)","v":"S"},{"$f":"INDEX(INDIRECT(Controls!$F$42),Active!$A102,Active!D$21)","v":"S2"},{"$f":"INDEX(INDIRECT(Controls!$F$42),Active!$A102,Active!E$21)","v":0},{"$f":"INDEX(INDIRECT(Controls!$F$42),Active!$A102,Active!F$21)","v":0},{"$f":"INDEX(INDIRECT(Controls!$F$42),Active!$A102,Active!G$21)","v":0},{"$f":"INDEX(INDIRECT(Controls!$F$42),Active!$A102,Active!H$21)","v":0},{"$f":"INDEX(INDIRECT(Controls!$F$42),Active!$A102,Active!I$21)","v":72.42240025710538},{"$f":"INDEX(INDIRECT(Controls!$F$42),Active!$A102,Active!J$21)","v":61.673258952799081},{"$f":"INDEX(INDIRECT(Controls!$F$42),Active!$A102,Active!K$21)","v":49.452310654203998},{"$f":"INDEX(INDIRECT(Controls!$F$42),Active!$A102,Active!L$21)","v":39.882280633222123},{"$f":"INDEX(INDIRECT(Controls!$F$42),Active!$A102,Active!M$21)","v":31.583898800962515},{"$f":"INDEX(INDIRECT(Controls!$F$42),Active!$A102,Active!N$21)","v":23.512054494800704},{"$f":"INDEX(INDIRECT(Controls!$F$42),Active!$A102,Active!O$21)","v":16.683557358385226},{"$f":"INDEX(INDIRECT(Controls!$F$42),Active!$A102,Active!P$21)","v":10.44277237691491},{"$f":"INDEX(INDIRECT(Controls!$F$42),Active!$A102,Active!Q$21)","v":5.1872770081873689},{"$f":"INDEX(INDIRECT(Controls!$F$42),Active!$A102,Active!R$21)","v":0.53252649221934545},{"$f":"INDEX(INDIRECT(Controls!$F$42),Active!$A102,Active!S$21)","v":-2.439386374370434},{"$f":"INDEX(INDIRECT(Controls!$F$42),Active!$A102,Active!T$21)","v":-4.2329868563732038},{"$f":"INDEX(INDIRECT(Controls!$F$42),Active!$A102,Active!U$21)","v":-6.0586873093101534},{"$f":"INDEX(INDIRECT(Controls!$F$42),Active!$A102,Active!V$21)","v":-7.9135133648092095},{"$f":"INDEX(INDIRECT(Controls!$F$42),Active!$A102,Active!W$21)","v":-9.5883655692147265},{"$f":"INDEX(INDIRECT(Controls!$F$42),Active!$A102,Active!X$21)","v":-10.486837432716595},{"$f":"INDEX(INDIRECT(Controls!$F$42),Active!$A102,Active!Y$21)","v":-11.181031461467779},{"$f":"INDEX(INDIRECT(Controls!$F$42),Active!$A102,Active!Z$21)","v":-11.587979696801586},{"$f":"INDEX(INDIRECT(Controls!$F$42),Active!$A102,Active!AA$21)","v":-11.881456066447114},{"$f":"INDEX(INDIRECT(Controls!$F$42),Active!$A102,Active!AB$21)","v":-12.190645770435633},{"$f":"INDEX(INDIRECT(Controls!$F$42),Active!$A102,Active!AC$21)","v":-12.479954397170857},{"$f":"INDEX(INDIRECT(Controls!$F$42),Active!$A102,Active!AD$21)","v":-12.762465723552804},{"$f":"INDEX(INDIRECT(Controls!$F$42),Active!$A102,Active!AE$21)","v":-13.034917327955476},{"$f":"INDEX(INDIRECT(Controls!$F$42),Active!$A102,Active!AF$21)","v":-13.267726795105496},{"$f":"INDEX(INDIRECT(Controls!$F$42),Active!$A102,Active!AG$21)","v":-13.509430544223793}]
[81,{"$f":"INDEX(INDIRECT(Controls!$F$42),Active!$A103,Active!B$21)","v":"Two Degrees Winter Peak"},{"$f":"INDEX(INDIRECT(Controls!$F$42),Active!$A103,Active!C$21)","v":"S"},{"$f":"INDEX(INDIRECT(Controls!$F$42),Active!$A103,Active!D$21)","v":"S3"},{"$f":"INDEX(INDIRECT(Controls!$F$42),Active!$A103,Active!E$21)","v":0},{"$f":"INDEX(INDIRECT(Controls!$F$42),Active!$A103,Active!F$21)","v":0},{"$f":"INDEX(INDIRECT(Controls!$F$42),Active!$A103,Active!G$21)","v":0},{"$f":"INDEX(INDIRECT(Controls!$F$42),Active!$A103,Active!H$21)","v":0},{"$f":"INDEX(INDIRECT(Controls!$F$42),Active!$A103,Active!I$21)","v":50.2931884467841},{"$f":"INDEX(INDIRECT(Controls!$F$42),Active!$A103,Active!J$21)","v":50.496497856512583},{"$f":"INDEX(INDIRECT(Controls!$F$42),Active!$A103,Active!K$21)","v":50.456822263029594},{"$f":"INDEX(INDIRECT(Controls!$F$42),Active!$A103,Active!L$21)","v":50.426220040375803},{"$f":"INDEX(INDIRECT(Controls!$F$42),Active!$A103,Active!M$21)","v":50.387564110948759},{"$f":"INDEX(INDIRECT(Controls!$F$42),Active!$A103,Active!N$21)","v":50.355381585017717},{"$f":"INDEX(INDIRECT(Controls!$F$42),Active!$A103,Active!O$21)","v":50.360600938475955},{"$f":"INDEX(INDIRECT(Controls!$F$42),Active!$A103,Active!P$21)","v":50.318719217564706},{"$f":"INDEX(INDIRECT(Controls!$F$42),Active!$A103,Active!Q$21)","v":50.298048918088469},{"$f":"INDEX(INDIRECT(Controls!$F$42),Active!$A103,Active!R$21)","v":50.306077349018274},{"$f":"INDEX(INDIRECT(Controls!$F$42),Active!$A103,Active!S$21)","v":50.346233894990654},{"$f":"INDEX(INDIRECT(Controls!$F$42),Active!$A103,Active!T$21)","v":50.407437599208819},{"$f":"INDEX(INDIRECT(Controls!$F$42),Active!$A103,Active!U$21)","v":50.463036759623357},{"$f":"INDEX(INDIRECT(Controls!$F$42),Active!$A103,Active!V$21)","v":50.512308109302943},{"$f":"INDEX(INDIRECT(Controls!$F$42),Active!$A103,Active!W$21)","v":50.577900367868594},{"$f":"INDEX(INDIRECT(Controls!$F$42),Active!$A103,Active!X$21)","v":50.576190362401128},{"$f":"INDEX(INDIRECT(Controls!$F$42),Active!$A103,Active!Y$21)","v":50.595539306148936},{"$f":"INDEX(INDIRECT(Controls!$F$42),Active!$A103,Active!Z$21)","v":50.604060227808063},{"$f":"INDEX(INDIRECT(Controls!$F$42),Active!$A103,Active!AA$21)","v":50.608378108265811},{"$f":"INDEX(INDIRECT(Controls!$F$42),Active!$A103,Active!AB$21)","v":50.597746795677239},{"$f":"INDEX(INDIRECT(Controls!$F$42),Active!$A103,Active!AC$21)","v":50.60691140319588},{"$f":"INDEX(INDIRECT(Controls!$F$42),Active!$A103,Active!AD$21)","v":50.62413065429228},{"$f":"INDEX(INDIRECT(Controls!$F$42),Active!$A103,Active!AE$21)","v":50.65381636548247},{"$f":"INDEX(INDIRECT(Controls!$F$42),Active!$A103,Active!AF$21)","v":50.730764231267628},{"$f":"INDEX(INDIRECT(Controls!$F$42),Active!$A103,Active!AG$21)","v":50.803464532885286}]
[82,{"$f":"INDEX(INDIRECT(Controls!$F$42),Active!$A104,Active!B$21)","v":"Two Degrees Winter Peak"},{"$f":"INDEX(INDIRECT(Controls!$F$42),Active!$A104,Active!C$21)","v":"S"},{"$f":"INDEX(INDIRECT(Controls!$F$42),Active!$A104,Active!D$21)","v":"S4"},{"$f":"INDEX(INDIRECT(Controls!$F$42),Active!$A104,Active!E$21)","v":0},{"$f":"INDEX(INDIRECT(Controls!$F$42),Active!$A104,Active!F$21)","v":0},{"$f":"INDEX(INDIRECT(Controls!$F$42),Active!$A104,Active!G$21)","v":0},{"$f":"INDEX(INDIRECT(Controls!$F$42),Active!$A104,Active!H$21)","v":0},{"$f":"INDEX(INDIRECT(Controls!$F$42),Active!$A104,Active!I$21)","v":22.322732793326633},{"$f":"INDEX(INDIRECT(Controls!$F$42),Active!$A104,Active!J$21)","v":19.939679551474295},{"$f":"INDEX(INDIRECT(Controls!$F$42),Active!$A104,Active!K$21)","v":16.953782667044685},{"$f":"INDEX(INDIRECT(Controls!$F$42),Active!$A104,Active!L$21)","v":13.938116295188244},{"$f":"INDEX(INDIRECT(Controls!$F$42),Active!$A104,Active!M$21)","v":10.85188328894969},{"$f":"INDEX(INDIRECT(Controls!$F$42),Active!$A104,Active!N$21)","v":7.7108328242447666},{"$f":"INDEX(INDIRECT(Controls!$F$42),Active!$A104,Active!O$21)","v":4.5561350025841936},{"$f":"INDEX(INDIRECT(Controls!$F$42),Active!$A104,Active!P$21)","v":1.3588254253296788},{"$f":"INDEX(INDIRECT(Controls!$F$42),Active!$A104,Active!Q$21)","v":-0.7812672373856987},{"$f":"INDEX(INDIRECT(Controls!$F$42),Active!$A104,Active!R$21)","v":-2.9234534366563389},{"$f":"INDEX(INDIRECT(Controls!$F$42),Active!$A104,Active!S$21)","v":-4.1698707094758998},{"$f":"INDEX(INDIRECT(Controls!$F$42),Active!$A104,Active!T$21)","v":-5.1359495139537126},{"$f":"INDEX(INDIRECT(Controls!$F$42),Active!$A104,Active!U$21)","v":-5.6695345031199498},{"$f":"INDEX(INDIRECT(Controls!$F$42),Active!$A104,Active!V$21)","v":-5.6496417841365574},{"$f":"INDEX(INDIRECT(Controls!$F$42),Active!$A104,Active!W$21)","v":-5.6238829684821798},{"$f":"INDEX(INDIRECT(Controls!$F$42),Active!$A104,Active!X$21)","v":-5.6223394205208486},{"$f":"INDEX(INDIRECT(Controls!$F$42),Active!$A104,Active!Y$21)","v":-5.6134065149388741},{"$f":"INDEX(INDIRECT(Controls!$F$42),Active!$A104,Active!Z$21)","v":-5.6084960122100931},{"$f":"INDEX(INDIRECT(Controls!$F$42),Active!$A104,Active!AA$21)","v":-5.6052337602484137},{"$f":"INDEX(INDIRECT(Controls!$F$42),Active!$A104,Active!AB$21)","v":-5.6074676246498107},{"$f":"INDEX(INDIRECT(Controls!$F$42),Active!$A104,Active!AC$21)","v":-5.6025490946585776},{"$f":"INDEX(INDIRECT(Controls!$F$42),Active!$A104,Active!AD$21)","v":-5.594668241919603},{"$f":"INDEX(INDIRECT(Controls!$F$42),Active!$A104,Active!AE$21)","v":-5.5822202739269455},{"$f":"INDEX(INDIRECT(Controls!$F$42),Active!$A104,Active!AF$21)","v":-5.5526890677001024},{"$f":"INDEX(INDIRECT(Controls!$F$42),Active!$A104,Active!AG$21)","v":-5.5245576923891573}]
[83,{"$f":"INDEX(INDIRECT(Controls!$F$42),Active!$A105,Active!B$21)","v":"Two Degrees Winter Peak"},{"$f":"INDEX(INDIRECT(Controls!$F$42),Active!$A105,Active!C$21)","v":"S"},{"$f":"INDEX(INDIRECT(Controls!$F$42),Active!$A105,Active!D$21)","v":"S5"},{"$f":"INDEX(INDIRECT(Controls!$F$42),Active!$A105,Active!E$21)","v":0},{"$f":"INDEX(INDIRECT(Controls!$F$42),Active!$A105,Active!F$21)","v":0},{"$f":"INDEX(INDIRECT(Controls!$F$42),Active!$A105,Active!G$21)","v":0},{"$f":"INDEX(INDIRECT(Controls!$F$42),Active!$A105,Active!H$21)","v":0},{"$f":"INDEX(INDIRECT(Controls!$F$42),Active!$A105,Active!I$21)","v":96.063618416063292},{"$f":"INDEX(INDIRECT(Controls!$F$42),Active!$A105,Active!J$21)","v":84.764629390295838},{"$f":"INDEX(INDIRECT(Controls!$F$42),Active!$A105,Active!K$21)","v":71.495790920986195},{"$f":"INDEX(INDIRECT(Controls!$F$42),Active!$A105,Active!L$21)","v":58.957989388944469},{"$f":"INDEX(INDIRECT(Controls!$F$42),Active!$A105,Active!M$21)","v":49.433505108531321},{"$f":"INDEX(INDIRECT(Controls!$F$42),Active!$A105,Active!N$21)","v":40.719797033125481},{"$f":"INDEX(INDIRECT(Controls!$F$42),Active!$A105,Active!O$21)","v":34.132239576959286},{"$f":"INDEX(INDIRECT(Controls!$F$42),Active!$A105,Active!P$21)","v":29.275807638362245},{"$f":"INDEX(INDIRECT(Controls!$F$42),Active!$A105,Active!Q$21)","v":25.563215360357933},{"$f":"INDEX(INDIRECT(Controls!$F$42),Active!$A105,Active!R$21)","v":22.448795594147782},{"$f":"INDEX(INDIRECT(Controls!$F$42),Active!$A105,Active!S$21)","v":19.992917036182625},{"$f":"INDEX(INDIRECT(Controls!$F$42),Active!$A105,Active!T$21)","v":18.816877213055726},{"$f":"INDEX(INDIRECT(Controls!$F$42),Active!$A105,Active!U$21)","v":18.348110545956118},{"$f":"INDEX(INDIRECT(Controls!$F$42),Active!$A105,Active!V$21)","v":17.854066823528473},{"$f":"INDEX(INDIRECT(Controls!$F$42),Active!$A105,Active!W$21)","v":17.395059245091549},{"$f":"INDEX(INDIRECT(Controls!$F$42),Active!$A105,Active!X$21)","v":17.153462296168286},{"$f":"INDEX(INDIRECT(Controls!$F$42),Active!$A105,Active!Y$21)","v":17.238068582689962},{"$f":"INDEX(INDIRECT(Controls!$F$42),Active!$A105,Active!Z$21)","v":17.285518355279098},{"$f":"INDEX(INDIRECT(Controls!$F$42),Active!$A105,Active!AA$21)","v":17.317847784591436},{"$f":"INDEX(INDIRECT(Controls!$F$42),Active!$A105,Active!AB$21)","v":17.299303203195755},{"$f":"INDEX(INDIRECT(Controls!$F$42),Active!$A105,Active!AC$21)","v":17.347129621692176},{"$f":"INDEX(INDIRECT(Controls!$F$42),Active!$A105,Active!AD$21)","v":17.422398914435334},{"$f":"INDEX(INDIRECT(Controls!$F$42),Active!$A105,Active!AE$21)","v":17.540005926473999},{"$f":"INDEX(INDIRECT(Controls!$F$42),Active!$A105,Active!AF$21)","v":16.775492956439376},{"$f":"INDEX(INDIRECT(Controls!$F$42),Active!$A105,Active!AG$21)","v":15.838029236851844}]
[84,{"$f":"INDEX(INDIRECT(Controls!$F$42),Active!$A106,Active!B$21)","v":"Two Degrees Winter Peak"},{"$f":"INDEX(INDIRECT(Controls!$F$42),Active!$A106,Active!C$21)","v":"S"},{"$f":"INDEX(INDIRECT(Controls!$F$42),Active!$A106,Active!D$21)","v":"S6"},{"$f":"INDEX(INDIRECT(Controls!$F$42),Active!$A106,Active!E$21)","v":0},{"$f":"INDEX(INDIRECT(Controls!$F$42),Active!$A106,Active!F$21)","v":0},{"$f":"INDEX(INDIRECT(Controls!$F$42),Active!$A106,Active!G$21)","v":0},{"$f":"INDEX(INDIRECT(Controls!$F$42),Active!$A106,Active!H$21)","v":0},{"$f":"INDEX(INDIRECT(Controls!$F$42),Active!$A106,Active!I$21)","v":17.250715565485766},{"$f":"INDEX(INDIRECT(Controls!$F$42),Active!$A106,Active!J$21)","v":15.929726671372944},{"$f":"INDEX(INDIRECT(Controls!$F$42),Active!$A106,Active!K$21)","v":14.233329865168754},{"$f":"INDEX(INDIRECT(Controls!$F$42),Active!$A106,Active!L$21)","v":12.563509629206486},{"$f":"INDEX(INDIRECT(Controls!$F$42),Active!$A106,Active!M$21)","v":10.901917997653305},{"$f":"INDEX(INDIRECT(Controls!$F$42),Active!$A106,Active!N$21)","v":9.2668115150049406},{"$f":"INDEX(INDIRECT(Controls!$F$42),Active!$A106,Active!O$21)","v":7.6653451457346105},{"$f":"INDEX(INDIRECT(Controls!$F$42),Active!$A106,Active!P$21)","v":6.0502284079025426},{"$f":"INDEX(INDIRECT(Controls!$F$42),Active!$A106,Active!Q$21)","v":4.4542100792799255},{"$f":"INDEX(INDIRECT(Controls!$F$42),Active!$A106,Active!R$21)","v":2.864512228705272},{"$f":"INDEX(INDIRECT(Controls!$F$42),Active!$A106,Active!S$21)","v":1.2667380113102711},{"$f":"INDEX(INDIRECT(Controls!$F$42),Active!$A106,Active!T$21)","v":-0.35119055128084842},{"$f":"INDEX(INDIRECT(Controls!$F$42),Active!$A106,Active!U$21)","v":-1.9850538294772959},{"$f":"INDEX(INDIRECT(Controls!$F$42),Active!$A106,Active!V$21)","v":-3.6310483614538387},{"$f":"INDEX(INDIRECT(Controls!$F$42),Active!$A106,Active!W$21)","v":-4.8931935613920245},{"$f":"INDEX(INDIRECT(Controls!$F$42),Active!$A106,Active!X$21)","v":-5.4565057552077416},{"$f":"INDEX(INDIRECT(Controls!$F$42),Active!$A106,Active!Y$21)","v":-6.0059406604053525},{"$f":"INDEX(INDIRECT(Controls!$F$42),Active!$A106,Active!Z$21)","v":-6.55237922264409},{"$f":"INDEX(INDIRECT(Controls!$F$42),Active!$A106,Active!AA$21)","v":-7.0982964134133457},{"$f":"INDEX(INDIRECT(Controls!$F$42),Active!$A106,Active!AB$21)","v":-7.6359531719785778},{"$f":"INDEX(INDIRECT(Controls!$F$42),Active!$A106,Active!AC$21)","v":-8.186628725511186},{"$f":"INDEX(INDIRECT(Controls!$F$42),Active!$A106,Active!AD$21)","v":-8.3806996157000011},{"$f":"INDEX(INDIRECT(Controls!$F$42),Active!$A106,Active!AE$21)","v":-8.3806996157000011},{"$f":"INDEX(INDIRECT(Controls!$F$42),Active!$A106,Active!AF$21)","v":-8.3806996157000011},{"$f":"INDEX(INDIRECT(Controls!$F$42),Active!$A106,Active!AG$21)","v":-8.3806996157000011}]
[85,{"$f":"INDEX(INDIRECT(Controls!$F$42),Active!$A107,Active!B$21)","v":"Two Degrees Winter Peak"},{"$f":"INDEX(INDIRECT(Controls!$F$42),Active!$A107,Active!C$21)","v":"S"},{"$f":"INDEX(INDIRECT(Controls!$F$42),Active!$A107,Active!D$21)","v":"S7"},{"$f":"INDEX(INDIRECT(Controls!$F$42),Active!$A107,Active!E$21)","v":0},{"$f":"INDEX(INDIRECT(Controls!$F$42),Active!$A107,Active!F$21)","v":0},{"$f":"INDEX(INDIRECT(Controls!$F$42),Active!$A107,Active!G$21)","v":0},{"$f":"INDEX(INDIRECT(Controls!$F$42),Active!$A107,Active!H$21)","v":0},{"$f":"INDEX(INDIRECT(Controls!$F$42),Active!$A107,Active!I$21)","v":13.260185599797119},{"$f":"INDEX(INDIRECT(Controls!$F$42),Active!$A107,Active!J$21)","v":10.109256509049242},{"$f":"INDEX(INDIRECT(Controls!$F$42),Active!$A107,Active!K$21)","v":6.6282437007682748},{"$f":"INDEX(INDIRECT(Controls!$F$42),Active!$A107,Active!L$21)","v":3.1886101790292831},{"$f":"INDEX(INDIRECT(Controls!$F$42),Active!$A107,Active!M$21)","v":-0.2183374420287636},{"$f":"INDEX(INDIRECT(Controls!$F$42),Active!$A107,Active!N$21)","v":-3.591776701653119},{"$f":"INDEX(INDIRECT(Controls!$F$42),Active!$A107,Active!O$21)","v":-6.8500297083915731},{"$f":"INDEX(INDIRECT(Controls!$F$42),Active!$A107,Active!P$21)","v":-8.7380558231695495},{"$f":"INDEX(INDIRECT(Controls!$F$42),Active!$A107,Active!Q$21)","v":-10.625073547791043},{"$f":"INDEX(INDIRECT(Controls!$F$42),Active!$A107,Active!R$21)","v":-12.526989767462009},{"$f":"INDEX(INDIRECT(Controls!$F$42),Active!$A107,Active!S$21)","v":-14.232702965076122},{"$f":"INDEX(INDIRECT(Controls!$F$42),Active!$A107,Active!T$21)","v":-15.169565935891331},{"$f":"INDEX(INDIRECT(Controls!$F$42),Active!$A107,Active!U$21)","v":-15.145656750662781},{"$f":"INDEX(INDIRECT(Controls!$F$42),Active!$A107,Active!V$21)","v":-15.122091414866432},{"$f":"INDEX(INDIRECT(Controls!$F$42),Active!$A107,Active!W$21)","v":-15.096740517519393},{"$f":"INDEX(INDIRECT(Controls!$F$42),Active!$A107,Active!X$21)","v":-15.077683809082771},{"$f":"INDEX(INDIRECT(Controls!$F$42),Active!$A107,Active!Y$21)","v":-15.056512580825189},{"$f":"INDEX(INDIRECT(Controls!$F$42),Active!$A107,Active!Z$21)","v":-15.036348227940991},{"$f":"INDEX(INDIRECT(Controls!$F$42),Active!$A107,Active!AA$21)","v":-15.016568865294705},{"$f":"INDEX(INDIRECT(Controls!$F$42),Active!$A107,Active!AB$21)","v":-14.998342700966617},{"$f":"INDEX(INDIRECT(Controls!$F$42),Active!$A107,Active!AC$21)","v":-14.977999463187736},{"$f":"INDEX(INDIRECT(Controls!$F$42),Active!$A107,Active!AD$21)","v":-14.956711083498696},{"$f":"INDEX(INDIRECT(Controls!$F$42),Active!$A107,Active!AE$21)","v":-14.933929960083539},{"$f":"INDEX(INDIRECT(Controls!$F$42),Active!$A107,Active!AF$21)","v":-14.90558687351081},{"$f":"INDEX(INDIRECT(Controls!$F$42),Active!$A107,Active!AG$21)","v":-14.877397979355642}]
[86,{"$f":"INDEX(INDIRECT(Controls!$F$42),Active!$A108,Active!B$21)","v":"Two Degrees Winter Peak"},{"$f":"INDEX(INDIRECT(Controls!$F$42),Active!$A108,Active!C$21)","v":"S"},{"$f":"INDEX(INDIRECT(Controls!$F$42),Active!$A108,Active!D$21)","v":"S8"},{"$f":"INDEX(INDIRECT(Controls!$F$42),Active!$A108,Active!E$21)","v":0},{"$f":"INDEX(INDIRECT(Controls!$F$42),Active!$A108,Active!F$21)","v":0},{"$f":"INDEX(INDIRECT(Controls!$F$42),Active!$A108,Active!G$21)","v":0},{"$f":"INDEX(INDIRECT(Controls!$F$42),Active!$A108,Active!H$21)","v":0},{"$f":"INDEX(INDIRECT(Controls!$F$42),Active!$A108,Active!I$21)","v":0},{"$f":"INDEX(INDIRECT(Controls!$F$42),Active!$A108,Active!J$21)","v":0},{"$f":"INDEX(INDIRECT(Controls!$F$42),Active!$A108,Active!K$21)","v":0},{"$f":"INDEX(INDIRECT(Controls!$F$42),Active!$A108,Active!L$21)","v":0},{"$f":"INDEX(INDIRECT(Controls!$F$42),Active!$A108,Active!M$21)","v":0},{"$f":"INDEX(INDIRECT(Controls!$F$42),Active!$A108,Active!N$21)","v":0},{"$f":"INDEX(INDIRECT(Controls!$F$42),Active!$A108,Active!O$21)","v":0},{"$f":"INDEX(INDIRECT(Controls!$F$42),Active!$A108,Active!P$21)","v":0},{"$f":"INDEX(INDIRECT(Controls!$F$42),Active!$A108,Active!Q$21)","v":0},{"$f":"INDEX(INDIRECT(Controls!$F$42),Active!$A108,Active!R$21)","v":0},{"$f":"INDEX(INDIRECT(Controls!$F$42),Active!$A108,Active!S$21)","v":0},{"$f":"INDEX(INDIRECT(Controls!$F$42),Active!$A108,Active!T$21)","v":0},{"$f":"INDEX(INDIRECT(Controls!$F$42),Active!$A108,Active!U$21)","v":0},{"$f":"INDEX(INDIRECT(Controls!$F$42),Active!$A108,Active!V$21)","v":0},{"$f":"INDEX(INDIRECT(Controls!$F$42),Active!$A108,Active!W$21)","v":0},{"$f":"INDEX(INDIRECT(Controls!$F$42),Active!$A108,Active!X$21)","v":0},{"$f":"INDEX(INDIRECT(Controls!$F$42),Active!$A108,Active!Y$21)","v":0},{"$f":"INDEX(INDIRECT(Controls!$F$42),Active!$A108,Active!Z$21)","v":0},{"$f":"INDEX(INDIRECT(Controls!$F$42),Active!$A108,Active!AA$21)","v":0},{"$f":"INDEX(INDIRECT(Controls!$F$42),Active!$A108,Active!AB$21)","v":0},{"$f":"INDEX(INDIRECT(Controls!$F$42),Active!$A108,Active!AC$21)","v":0},{"$f":"INDEX(INDIRECT(Controls!$F$42),Active!$A108,Active!AD$21)","v":0},{"$f":"INDEX(INDIRECT(Controls!$F$42),Active!$A108,Active!AE$21)","v":0},{"$f":"INDEX(INDIRECT(Controls!$F$42),Active!$A108,Active!AF$21)","v":0},{"$f":"INDEX(INDIRECT(Controls!$F$42),Active!$A108,Active!AG$21)","v":0}]
[87,{"$f":"INDEX(INDIRECT(Controls!$F$42),Active!$A109,Active!B$21)","v":"Two Degrees Winter Peak"},{"$f":"INDEX(INDIRECT(Controls!$F$42),Active!$A109,Active!C$21)","v":"S"},{"$f":"INDEX(INDIRECT(Controls!$F$42),Active!$A109,Active!D$21)","v":"S9"},{"$f":"INDEX(INDIRECT(Controls!$F$42),Active!$A109,Active!E$21)","v":0},{"$f":"INDEX(INDIRECT(Controls!$F$42),Active!$A109,Active!F$21)","v":0},{"$f":"INDEX(INDIRECT(Controls!$F$42),Active!$A109,Active!G$21)","v":0},{"$f":"INDEX(INDIRECT(Controls!$F$42),Active!$A109,Active!H$21)","v":0},{"$f":"INDEX(INDIRECT(Controls!$F$42),Active!$A109,Active!I$21)","v":0},{"$f":"INDEX(INDIRECT(Controls!$F$42),Active!$A109,Active!J$21)","v":0},{"$f":"INDEX(INDIRECT(Controls!$F$42),Active!$A109,Active!K$21)","v":0},{"$f":"INDEX(INDIRECT(Controls!$F$42),Active!$A109,Active!L$21)","v":0},{"$f":"INDEX(INDIRECT(Controls!$F$42),Active!$A109,Active!M$21)","v":0},{"$f":"INDEX(INDIRECT(Controls!$F$42),Active!$A109,Active!N$21)","v":0},{"$f":"INDEX(INDIRECT(Controls!$F$42),Active!$A109,Active!O$21)","v":0},{"$f":"INDEX(INDIRECT(Controls!$F$42),Active!$A109,Active!P$21)","v":0},{"$f":"INDEX(INDIRECT(Controls!$F$42),Active!$A109,Active!Q$21)","v":0},{"$f":"INDEX(INDIRECT(Controls!$F$42),Active!$A109,Active!R$21)","v":0},{"$f":"INDEX(INDIRECT(Controls!$F$42),Active!$A109,Active!S$21)","v":0},{"$f":"INDEX(INDIRECT(Controls!$F$42),Active!$A109,Active!T$21)","v":0},{"$f":"INDEX(INDIRECT(Controls!$F$42),Active!$A109,Active!U$21)","v":0},{"$f":"INDEX(INDIRECT(Controls!$F$42),Active!$A109,Active!V$21)","v":0},{"$f":"INDEX(INDIRECT(Controls!$F$42),Active!$A109,Active!W$21)","v":0},{"$f":"INDEX(INDIRECT(Controls!$F$42),Active!$A109,Active!X$21)","v":0},{"$f":"INDEX(INDIRECT(Controls!$F$42),Active!$A109,Active!Y$21)","v":0},{"$f":"INDEX(INDIRECT(Controls!$F$42),Active!$A109,Active!Z$21)","v":0},{"$f":"INDEX(INDIRECT(Controls!$F$42),Active!$A109,Active!AA$21)","v":0},{"$f":"INDEX(INDIRECT(Controls!$F$42),Active!$A109,Active!AB$21)","v":0},{"$f":"INDEX(INDIRECT(Controls!$F$42),Active!$A109,Active!AC$21)","v":0},{"$f":"INDEX(INDIRECT(Controls!$F$42),Active!$A109,Active!AD$21)","v":0},{"$f":"INDEX(INDIRECT(Controls!$F$42),Active!$A109,Active!AE$21)","v":0},{"$f":"INDEX(INDIRECT(Controls!$F$42),Active!$A109,Active!AF$21)","v":0},{"$f":"INDEX(INDIRECT(Controls!$F$42),Active!$A109,Active!AG$21)","v":0}]
[88,{"$f":"INDEX(INDIRECT(Controls!$F$42),Active!$A110,Active!B$21)","v":"Two Degrees Winter Peak"},{"$f":"INDEX(INDIRECT(Controls!$F$42),Active!$A110,Active!C$21)","v":"T"},{"$f":"INDEX(INDIRECT(Controls!$F$42),Active!$A110,Active!D$21)","v":"T1"},{"$f":"INDEX(INDIRECT(Controls!$F$42),Active!$A110,Active!E$21)","v":0},{"$f":"INDEX(INDIRECT(Controls!$F$42),Active!$A110,Active!F$21)","v":0},{"$f":"INDEX(INDIRECT(Controls!$F$42),Active!$A110,Active!G$21)","v":0},{"$f":"INDEX(INDIRECT(Controls!$F$42),Active!$A110,Active!H$21)","v":0},{"$f":"INDEX(INDIRECT(Controls!$F$42),Active!$A110,Active!I$21)","v":66.387758382860866},{"$f":"INDEX(INDIRECT(Controls!$F$42),Active!$A110,Active!J$21)","v":67.951247782426648},{"$f":"INDEX(INDIRECT(Controls!$F$42),Active!$A110,Active!K$21)","v":67.832268122669248},{"$f":"INDEX(INDIRECT(Controls!$F$42),Active!$A110,Active!L$21)","v":68.268480386905111},{"$f":"INDEX(INDIRECT(Controls!$F$42),Active!$A110,Active!M$21)","v":68.63830202949147},{"$f":"INDEX(INDIRECT(Controls!$F$42),Active!$A110,Active!N$21)","v":69.061445979634826},{"$f":"INDEX(INDIRECT(Controls!$F$42),Active!$A110,Active!O$21)","v":69.772883207593694},{"$f":"INDEX(INDIRECT(Controls!$F$42),Active!$A110,Active!P$21)","v":70.123346008387202},{"$f":"INDEX(INDIRECT(Controls!$F$42),Active!$A110,Active!Q$21)","v":70.64075809629847},{"$f":"INDEX(INDIRECT(Controls!$F$42),Active!$A110,Active!R$21)","v":71.379097863036378},{"$f":"INDEX(INDIRECT(Controls!$F$42),Active!$A110,Active!S$21)","v":72.374765691219224},{"$f":"INDEX(INDIRECT(Controls!$F$42),Active!$A110,Active!T$21)","v":73.546294077659994},{"$f":"INDEX(INDIRECT(Controls!$F$42),Active!$A110,Active!U$21)","v":74.679457660546845},{"$f":"INDEX(INDIRECT(Controls!$F$42),Active!$A110,Active!V$21)","v":75.767555964965126},{"$f":"INDEX(INDIRECT(Controls!$F$42),Active!$A110,Active!W$21)","v":77.000661023811034},{"$f":"INDEX(INDIRECT(Controls!$F$42),Active!$A110,Active!X$21)","v":77.676168217016468},{"$f":"INDEX(INDIRECT(Controls!$F$42),Active!$A110,Active!Y$21)","v":78.536453016372363},{"$f":"INDEX(INDIRECT(Controls!$F$42),Active!$A110,Active!Z$21)","v":79.310540552101003},{"$f":"INDEX(INDIRECT(Controls!$F$42),Active!$A110,Active!AA$21)","v":79.060816254186975},{"$f":"INDEX(INDIRECT(Controls!$F$42),Active!$A110,Active!AB$21)","v":78.46604818437379},{"$f":"INDEX(INDIRECT(Controls!$F$42),Active!$A110,Active!AC$21)","v":78.039156200613334},{"$f":"INDEX(INDIRECT(Controls!$F$42),Active!$A110,Active!AD$21)","v":77.677217042794211},{"$f":"INDEX(INDIRECT(Controls!$F$42),Active!$A110,Active!AE$21)","v":77.415571450133953},{"$f":"INDEX(INDIRECT(Controls!$F$42),Active!$A110,Active!AF$21)","v":77.542444864934723},{"$f":"INDEX(INDIRECT(Controls!$F$42),Active!$A110,Active!AG$21)","v":77.622713062032588}]
[89,{"$f":"INDEX(INDIRECT(Controls!$F$42),Active!$A111,Active!B$21)","v":"Two Degrees Winter Peak"},{"$f":"INDEX(INDIRECT(Controls!$F$42),Active!$A111,Active!C$21)","v":"T"},{"$f":"INDEX(INDIRECT(Controls!$F$42),Active!$A111,Active!D$21)","v":"T2"},{"$f":"INDEX(INDIRECT(Controls!$F$42),Active!$A111,Active!E$21)","v":0},{"$f":"INDEX(INDIRECT(Controls!$F$42),Active!$A111,Active!F$21)","v":0},{"$f":"INDEX(INDIRECT(Controls!$F$42),Active!$A111,Active!G$21)","v":0},{"$f":"INDEX(INDIRECT(Controls!$F$42),Active!$A111,Active!H$21)","v":0},{"$f":"INDEX(INDIRECT(Controls!$F$42),Active!$A111,Active!I$21)","v":100.20860351874855},{"$f":"INDEX(INDIRECT(Controls!$F$42),Active!$A111,Active!J$21)","v":95.596236612291364},{"$f":"INDEX(INDIRECT(Controls!$F$42),Active!$A111,Active!K$21)","v":89.390556036767066},{"$f":"INDEX(INDIRECT(Controls!$F$42),Active!$A111,Active!L$21)","v":83.269039119453879},{"$f":"INDEX(INDIRECT(Controls!$F$42),Active!$A111,Active!M$21)","v":77.140205047114762},{"$f":"INDEX(INDIRECT(Controls!$F$42),Active!$A111,Active!N$21)","v":71.061715405184898},{"$f":"INDEX(INDIRECT(Controls!$F$42),Active!$A111,Active!O$21)","v":65.117826907540319},{"$f":"INDEX(INDIRECT(Controls!$F$42),Active!$A111,Active!P$21)","v":59.05053305892487},{"$f":"INDEX(INDIRECT(Controls!$F$42),Active!$A111,Active!Q$21)","v":53.060239240182483},{"$f":"INDEX(INDIRECT(Controls!$F$42),Active!$A111,Active!R$21)","v":47.11499205801708},{"$f":"INDEX(INDIRECT(Controls!$F$42),Active!$A111,Active!S$21)","v":41.154259006949488},{"$f":"INDEX(INDIRECT(Controls!$F$42),Active!$A111,Active!T$21)","v":35.117476028889797},{"$f":"INDEX(INDIRECT(Controls!$F$42),Active!$A111,Active!U$21)","v":28.993442829319854},{"$f":"INDEX(INDIRECT(Controls!$F$42),Active!$A111,Active!V$21)","v":22.794077985127618},{"$f":"INDEX(INDIRECT(Controls!$F$42),Active!$A111,Active!W$21)","v":16.474332042577558},{"$f":"INDEX(INDIRECT(Controls!$F$42),Active!$A111,Active!X$21)","v":10.273223068156504},{"$f":"INDEX(INDIRECT(Controls!$F$42),Active!$A111,Active!Y$21)","v":3.9848048413105417},{"$f":"INDEX(INDIRECT(Controls!$F$42),Active!$A111,Active!Z$21)","v":-2.286135570839896},{"$f":"INDEX(INDIRECT(Controls!$F$42),Active!$A111,Active!AA$21)","v":-8.5506535548264679},{"$f":"INDEX(INDIRECT(Controls!$F$42),Active!$A111,Active!AB$21)","v":-14.73529622416855},{"$f":"INDEX(INDIRECT(Controls!$F$42),Active!$A111,Active!AC$21)","v":-21.044577745385318},{"$f":"INDEX(INDIRECT(Controls!$F$42),Active!$A111,Active!AD$21)","v":-27.434776897538015},{"$f":"INDEX(INDIRECT(Controls!$F$42),Active!$A111,Active!AE$21)","v":-33.958879096335025},{"$f":"INDEX(INDIRECT(Controls!$F$42),Active!$A111,Active!AF$21)","v":-40.942858551101807},{"$f":"INDEX(INDIRECT(Controls!$F$42),Active!$A111,Active!AG$21)","v":-48.00667934646755}]
[90,{"$f":"INDEX(INDIRECT(Controls!$F$42),Active!$A112,Active!B$21)","v":"Two Degrees Winter Peak"},{"$f":"INDEX(INDIRECT(Controls!$F$42),Active!$A112,Active!C$21)","v":"T"},{"$f":"INDEX(INDIRECT(Controls!$F$42),Active!$A112,Active!D$21)","v":"T3"},{"$f":"INDEX(INDIRECT(Controls!$F$42),Active!$A112,Active!E$21)","v":0},{"$f":"INDEX(INDIRECT(Controls!$F$42),Active!$A112,Active!F$21)","v":0},{"$f":"INDEX(INDIRECT(Controls!$F$42),Active!$A112,Active!G$21)","v":0},{"$f":"INDEX(INDIRECT(Controls!$F$42),Active!$A112,Active!H$21)","v":0},{"$f":"INDEX(INDIRECT(Controls!$F$42),Active!$A112,Active!I$21)","v":19.65947347780817},{"$f":"INDEX(INDIRECT(Controls!$F$42),Active!$A112,Active!J$21)","v":20.475249556615061},{"$f":"INDEX(INDIRECT(Controls!$F$42),Active!$A112,Active!K$21)","v":21.029686298441302},{"$f":"INDEX(INDIRECT(Controls!$F$42),Active!$A112,Active!L$21)","v":21.64028871979972},{"$f":"INDEX(INDIRECT(Controls!$F$42),Active!$A112,Active!M$21)","v":22.198787208614345},{"$f":"INDEX(INDIRECT(Controls!$F$42),Active!$A112,Active!N$21)","v":22.381300966612272},{"$f":"INDEX(INDIRECT(Controls!$F$42),Active!$A112,Active!O$21)","v":22.56572394255949},{"$f":"INDEX(INDIRECT(Controls!$F$42),Active!$A112,Active!P$21)","v":22.309500493541641},{"$f":"INDEX(INDIRECT(Controls!$F$42),Active!$A112,Active!Q$21)","v":21.937751444062947},{"$f":"INDEX(INDIRECT(Controls!$F$42),Active!$A112,Active!R$21)","v":21.843867506546953},{"$f":"INDEX(INDIRECT(Controls!$F$42),Active!$A112,Active!S$21)","v":21.94566994354215},{"$f":"INDEX(INDIRECT(Controls!$F$42),Active!$A112,Active!T$21)","v":22.148022741165619},{"$f":"INDEX(INDIRECT(Controls!$F$42),Active!$A112,Active!U$21)","v":22.358548543512615},{"$f":"INDEX(INDIRECT(Controls!$F$42),Active!$A112,Active!V$21)","v":22.553245865269766},{"$f":"INDEX(INDIRECT(Controls!$F$42),Active!$A112,Active!W$21)","v":22.743163489429499},{"$f":"INDEX(INDIRECT(Controls!$F$42),Active!$A112,Active!X$21)","v":22.679333431015536},{"$f":"INDEX(INDIRECT(Controls!$F$42),Active!$A112,Active!Y$21)","v":22.509672652678621},{"$f":"INDEX(INDIRECT(Controls!$F$42),Active!$A112,Active!Z$21)","v":22.194645435173328},{"$f":"INDEX(INDIRECT(Controls!$F$42),Active!$A112,Active!AA$21)","v":21.757377784722316},{"$f":"INDEX(INDIRECT(Controls!$F$42),Active!$A112,Active!AB$21)","v":21.196836199557552},{"$f":"INDEX(INDIRECT(Controls!$F$42),Active!$A112,Active!AC$21)","v":20.692070083352263},{"$f":"INDEX(INDIRECT(Controls!$F$42),Active!$A112,Active!AD$21)","v":20.230771205740623},{"$f":"INDEX(INDIRECT(Controls!$F$42),Active!$A112,Active!AE$21)","v":19.823619264257069},{"$f":"INDEX(INDIRECT(Controls!$F$42),Active!$A112,Active!AF$21)","v":19.513719691220498},{"$f":"INDEX(INDIRECT(Controls!$F$42),Active!$A112,Active!AG$21)","v":19.230620884545033}]
[91,{"$f":"INDEX(INDIRECT(Controls!$F$42),Active!$A113,Active!B$21)","v":"Two Degrees Winter Peak"},{"$f":"INDEX(INDIRECT(Controls!$F$42),Active!$A113,Active!C$21)","v":"T"},{"$f":"INDEX(INDIRECT(Controls!$F$42),Active!$A113,Active!D$21)","v":"T4"},{"$f":"INDEX(INDIRECT(Controls!$F$42),Active!$A113,Active!E$21)","v":0},{"$f":"INDEX(INDIRECT(Controls!$F$42),Active!$A113,Active!F$21)","v":0},{"$f":"INDEX(INDIRECT(Controls!$F$42),Active!$A113,Active!G$21)","v":0},{"$f":"INDEX(INDIRECT(Controls!$F$42),Active!$A113,Active!H$21)","v":0},{"$f":"INDEX(INDIRECT(Controls!$F$42),Active!$A113,Active!I$21)","v":80.333106689991183},{"$f":"INDEX(INDIRECT(Controls!$F$42),Active!$A113,Active!J$21)","v":68.645139748331474},{"$f":"INDEX(INDIRECT(Controls!$F$42),Active!$A113,Active!K$21)","v":58.338541385984151},{"$f":"INDEX(INDIRECT(Controls!$F$42),Active!$A113,Active!L$21)","v":48.220309472697934},{"$f":"INDEX(INDIRECT(Controls!$F$42),Active!$A113,Active!M$21)","v":38.24033284661256},{"$f":"INDEX(INDIRECT(Controls!$F$42),Active!$A113,Active!N$21)","v":28.450614957107867},{"$f":"INDEX(INDIRECT(Controls!$F$42),Active!$A113,Active!O$21)","v":18.782168508929232},{"$f":"INDEX(INDIRECT(Controls!$F$42),Active!$A113,Active!P$21)","v":9.1922055938049247},{"$f":"INDEX(INDIRECT(Controls!$F$42),Active!$A113,Active!Q$21)","v":-0.35083567491480494},{"$f":"INDEX(INDIRECT(Controls!$F$42),Active!$A113,Active!R$21)","v":-9.9013330860856783},{"$f":"INDEX(INDIRECT(Controls!$F$42),Active!$A113,Active!S$21)","v":-19.550716928697213},{"$f":"INDEX(INDIRECT(Controls!$F$42),Active!$A113,Active!T$21)","v":-29.335746156749096},{"$f":"INDEX(INDIRECT(Controls!$F$42),Active!$A113,Active!U$21)","v":-39.143855038383123},{"$f":"INDEX(INDIRECT(Controls!$F$42),Active!$A113,Active!V$21)","v":-48.950188047102372},{"$f":"INDEX(INDIRECT(Controls!$F$42),Active!$A113,Active!W$21)","v":-58.944002399365985},{"$f":"INDEX(INDIRECT(Controls!$F$42),Active!$A113,Active!X$21)","v":-68.394919981746142},{"$f":"INDEX(INDIRECT(Controls!$F$42),Active!$A113,Active!Y$21)","v":-78.093395346673518},{"$f":"INDEX(INDIRECT(Controls!$F$42),Active!$A113,Active!Z$21)","v":-87.438066901914311},{"$f":"INDEX(INDIRECT(Controls!$F$42),Active!$A113,Active!AA$21)","v":-95.733807187689564},{"$f":"INDEX(INDIRECT(Controls!$F$42),Active!$A113,Active!AB$21)","v":-103.89008634774805},{"$f":"INDEX(INDIRECT(Controls!$F$42),Active!$A113,Active!AC$21)","v":-112.6680365481551},{"$f":"INDEX(INDIRECT(Controls!$F$42),Active!$A113,Active!AD$21)","v":-122.03092544431814},{"$f":"INDEX(INDIRECT(Controls!$F$42),Active!$A113,Active!AE$21)","v":-131.57648965356495},{"$f":"INDEX(INDIRECT(Controls!$F$42),Active!$A113,Active!AF$21)","v":-141.96727514459616},{"$f":"INDEX(INDIRECT(Controls!$F$42),Active!$A113,Active!AG$21)","v":-152.33406100365744}]
[92,{"$f":"INDEX(INDIRECT(Controls!$F$42),Active!$A114,Active!B$21)","v":"Two Degrees Winter Peak"},{"$f":"INDEX(INDIRECT(Controls!$F$42),Active!$A114,Active!C$21)","v":"T"},{"$f":"INDEX(INDIRECT(Controls!$F$42),Active!$A114,Active!D$21)","v":"T5"},{"$f":"INDEX(INDIRECT(Controls!$F$42),Active!$A114,Active!E$21)","v":0},{"$f":"INDEX(INDIRECT(Controls!$F$42),Active!$A114,Active!F$21)","v":0},{"$f":"INDEX(INDIRECT(Controls!$F$42),Active!$A114,Active!G$21)","v":0},{"$f":"INDEX(INDIRECT(Controls!$F$42),Active!$A114,Active!H$21)","v":0},{"$f":"INDEX(INDIRECT(Controls!$F$42),Active!$A114,Active!I$21)","v":9.0104640334046824},{"$f":"INDEX(INDIRECT(Controls!$F$42),Active!$A114,Active!J$21)","v":12.499106693056028},{"$f":"INDEX(INDIRECT(Controls!$F$42),Active!$A114,Active!K$21)","v":15.684954934847788},{"$f":"INDEX(INDIRECT(Controls!$F$42),Active!$A114,Active!L$21)","v":18.837435396093824},{"$f":"INDEX(INDIRECT(Controls!$F$42),Active!$A114,Active!M$21)","v":21.926703681519175},{"$f":"INDEX(INDIRECT(Controls!$F$42),Active!$A114,Active!N$21)","v":25.015711556894757},{"$f":"INDEX(INDIRECT(Controls!$F$42),Active!$A114,Active!O$21)","v":28.192499033484559},{"$f":"INDEX(INDIRECT(Controls!$F$42),Active!$A114,Active!P$21)","v":31.22994136233271},{"$f":"INDEX(INDIRECT(Controls!$F$42),Active!$A114,Active!Q$21)","v":34.334482541264912},{"$f":"INDEX(INDIRECT(Controls!$F$42),Active!$A114,Active!R$21)","v":37.303922934486728},{"$f":"INDEX(INDIRECT(Controls!$F$42),Active!$A114,Active!S$21)","v":39.264677593529605},{"$f":"INDEX(INDIRECT(Controls!$F$42),Active!$A114,Active!T$21)","v":39.504184508800279},{"$f":"INDEX(INDIRECT(Controls!$F$42),Active!$A114,Active!U$21)","v":38.737258050155646},{"$f":"INDEX(INDIRECT(Controls!$F$42),Active!$A114,Active!V$21)","v":37.930674742608034},{"$f":"INDEX(INDIRECT(Controls!$F$42),Active!$A114,Active!W$21)","v":37.185404895282815},{"$f":"INDEX(INDIRECT(Controls!$F$42),Active!$A114,Active!X$21)","v":36.17308348217032},{"$f":"INDEX(INDIRECT(Controls!$F$42),Active!$A114,Active!Y$21)","v":35.265821223131027},{"$f":"INDEX(INDIRECT(Controls!$F$42),Active!$A114,Active!Z$21)","v":34.331800722987367},{"$f":"INDEX(INDIRECT(Controls!$F$42),Active!$A114,Active!AA$21)","v":33.397524596490726},{"$f":"INDEX(INDIRECT(Controls!$F$42),Active!$A114,Active!AB$21)","v":32.630070340504943},{"$f":"INDEX(INDIRECT(Controls!$F$42),Active!$A114,Active!AC$21)","v":33.119934686100621},{"$f":"INDEX(INDIRECT(Controls!$F$42),Active!$A114,Active!AD$21)","v":33.633958755083924},{"$f":"INDEX(INDIRECT(Controls!$F$42),Active!$A114,Active!AE$21)","v":34.188285754201495},{"$f":"INDEX(INDIRECT(Controls!$F$42),Active!$A114,Active!AF$21)","v":34.919232793955892},{"$f":"INDEX(INDIRECT(Controls!$F$42),Active!$A114,Active!AG$21)","v":35.629407222669066}]
[]
[]
[]
[]
[]
[]
[]
[]
[]
[]
[]
[]
[]
[]
[]
[]
[]
[]
[]
[]
[]
[]
[]
[]
[]
[]
[]
[]
[]
[]
[]
[]
[]
[]
[]
[]
[]
[]
[]
[]
[]
[]
[]
[]
[]
[]
[]
[]
[]
[]
[]
[]
[]
[]
[]
[]
[]
[]
[]
[]
[]
[]
[]
[]
[]
[]
[]
[]
[]
[]
[]
[]
[]
[]
[]
[]
[]
[]
[]
[]
[]
[]
[]
[]
[]
[]
[]
[]
[]
[]
[]
[]
[]
[]
[]
[]
[]
[]
[]
[]
[]
[]
[]
[]
[]
[]
[]
[]
[]
[]
[]
[]
[]
[]
[]
[]
[]
[]
[]
[]
[]
[]
[]
[]
[]
[]
[]
[]
[]
[]
[]
[]
[]
[]
[]
[]
[]
[]
[]
[]
[]
[]
[]
[]
[]
[]
[]
[]
[]
[]
[]
[]
[]
[]
[]
[]
[]
[]
[]
[]
[]
[]
[]
[]
[]
[]
[]
[]
[]
[]
[]
[]
[]
[]
[]
[]
[]
[]
[]
[]
[]
[]
[]
[]
[]
[]
[]
[]
[]
[]
[]
[]
[]
[]
[]
[]
[]
[]
[]
[]
[]
[]
[]
[]
[]
[]
[]
[]
[]
[]
[]
[]
[]
[]
[]
[]
[]
[]
[]
[]
[]
[]
[]
[]
[]
[]
[]
[]
[]
[]
[]
[]
[]
[]
[]
[]
[]
[]
[]
[]
[]
[]
[]
[]
[]
[]
[]
[]
[]
[]
[]
[]
[]
[]
[]
[]
[]
[]
[]
[]
[]
[]
[]
[]
[]
[]
[]
[]
[]
[]
[]
[]
[]
[]
[]
[]
[]
[]
[]
[]
[]
[]
[]
[]
[]
[null,"Two Degrees Winter Peak","A","A1",0,0,0,0,147.74670992466622,129.90060420225643,108.19787382893618,86.757538956968517,65.404189303530416,44.272580916876457,23.362575850986687,2.3806534087164639,-18.50022368755452,-39.456778918178372,-60.71177768705985,-82.391645634728107,-104.34196709957261,-126.51611536420427,-149.23905372164327,-171.06793467345369,-193.37023648891878,-215.54856400717728,-237.69062286535592,-259.4606571747612,-281.83006029008749,-304.55768408699657,-327.85933937757113,-353.13181114329365,-378.66105406348441]
[null,"Two Degrees Winter Peak","A","A3",0,0,0,0,20.149824452999383,7.759415404281893,-5.0733940773826092,-17.815575217466503,-30.451087963774505,-43.034223131122992,-55.784889561148006,-68.233611669009335,-80.794608780860088,-93.611338528280427,-106.8576522904479,-120.52624655665585,-134.31689268632934,-148.19616185645768,-162.53836128535832,-175.81083810037356,-189.53246400144579,-203.09098821022982,-216.59060871881977,-229.74335428871464,-243.41657372065578,-257.37237587587549,-271.77638247325729,-287.7476990468727,-303.84432703150583]
[null,"Two Degrees Winter Peak","A","A4",0,0,0,0,42.09878502931759,14.084055791883289,-14.837117525472362,-43.557222913503907,-72.034208529360043,-100.39703202910519,-129.15213424308641,-157.20976995064569,-185.52891709655333,-214.434804953119,-244.32131707302682,-275.16794922110694,-306.28778208988587,-337.60518873489292,-369.97271940198573,-399.90275976108398,-430.85338291395431,-461.43199971854256,-491.87601967533573,-521.53203678252703,-552.36922545067534,-583.84675580620319,-616.33976136688386,-652.3848091431646,-688.71096304607454]
[null,"Two Degrees Winter Peak","A","A6",0,0,0,0,70.658670114025398,27.474881240921928,-17.262483507676389,-61.683505949906561,-105.73300350804666,-149.59942013327196,-194.04804501505009,-237.44615679163061,-281.23462152374867,-325.91331763715436,-372.08806187983208,-419.73389712074646,-467.8054586434364,-516.18624385707551,-566.18003249318838,-612.44790968024392,-660.28055763419468,-707.54515693115593,-754.60463800802563,-800.4556334593442,-848.120069365321,-896.76920210950243,-946.98018373567868,-1002.6526059080802,-1058.7620479697853]
[null,"Two Degrees Winter Peak","A","A7",0,0,0,0,369.14265486096537,321.51379360132688,264.27474249351746,207.70803071171005,151.38760298835325,95.627952365207122,40.361581091512832,-14.989267195005256,-70.126152035004765,-125.52706463866178,-181.79239560978007,-239.23052120867337,-297.37037988920969,-356.0872086230446,-416.29369918923379,-473.9769529889852,-532.96049031060465,-591.58963318725762,-650.11168117986153,-707.61379339226539,-766.74740436875936,-826.84740286978263,-888.49457993832459,-955.4623713778999,-1023.0992760626751]
[null,"Two Degrees Winter Peak","A","A8",0,0,0,0,69.579973696927595,36.880886479085483,2.5694717068502571,-31.484550644333204,-65.266276905366595,-98.889562048144313,-132.89101736711578,-166.1656446949593,-199.70026983799733,-233.86935554435078,-269.1278886011487,-305.47551524111816,-342.15832310644294,-379.08830157515689,-417.22368296526628,-452.62534462715644,-489.18836902713849,-525.33628582151857,-561.33546269048759,-596.4368417307569,-632.8910220037352,-670.08421563611557,-708.45036763124642,-750.91315344665179,-793.71718361097476]
[null,"Two Degrees Winter Peak","A","A9",0,0,0,0,48.747445897506267,45.087561914761544,40.136523292152546,35.259785625363342,30.390530631577967,25.589482747823432,20.905807265667256,16.128634037095051,11.413010560735994,6.7273403560721903,2.0302326660384082,-2.725518525412626,-7.551442772041745,-12.438214243775629,-17.419200563144479,-22.317315162802092,-27.285561134147191,-32.245620935693509,-37.205789792581889,-42.109488009332907,-47.1127546201378,-52.181904543002034,-57.357663452193322,-62.893064973219794,-68.492978113515079]
[null,"Two Degrees Winter Peak","B","B1",0,0,0,0,75.749383609762447,52.137103085494907,26.668931165244015,1.4149518089310598,-23.656718649764937,-48.582548235581307,-73.682014462767029,-98.365508658123829,-123.18030245959424,-148.39037502867836,-174.31833924860166,-200.99335898717388,-227.93075132107663,-255.06728988076475,-283.04891557605941,-309.19542356924796,-336.14328979111832,-362.81523696120183,-389.39021217250826,-415.34428872612727,-442.2429505900086,-469.66477922177353,-497.91824543081503,-529.06835447206959,-560.48126645525053]
[null,"Two Degrees Winter Peak","B","B2",0,0,0,0,-18.99084050331037,-55.856072745771058,-91.896909444996368,-127.75577736756584,-163.25295664073442,-198.69157557073495,-234.93644455493586,-269.94594612729344,-305.46421297713044,-341.93795691600735,-379.90281412841489,-419.24599659157138,-458.88937867673945,-498.73248789323094,-540.03140012149061,-577.71756933701545,-616.85545489204662,-655.43429435126222,-693.80558124421736,-731.05997559614173,-769.96286118005969,-809.73895633904442,-850.89615424627164,-896.90714604626305,-943.24025499359959]
[null,"Two Degrees Winter Peak","B","B3",0,0,0,0,49.636145051179554,44.146708742734432,37.357375329864091,30.653407449583344,23.97384416308984,17.367650737220195,10.845956710923378,4.2842569519005309,-2.2370894243465171,-8.7713871841471232,-15.386183459934179,-22.125199015841048,-28.95074598752943,-35.848535748678763,-42.910969500215835,-49.721212126479941,-56.670956126716312,-63.586480716375682,-70.49256306844245,-77.288713338462173,-84.263925678016463,-91.347604592389644,-98.605330854264992,-106.4591638841634,-114.39467117508981]
[null,"Two Degrees Winter Peak","B","B4",0,0,0,0,-56.985755880909608,-67.537869332135514,-76.456144551706942,-85.379588131945198,-94.170564134635754,-103.00830164730829,-112.27780657017981,-120.97364955295379,-129.92920722962137,-139.28532695518112,-149.20732574143409,-159.60345855584103,-170.0444177173483,-180.50078393136445,-191.42507647007471,-201.03448875487285,-211.13476425208296,-221.02684981490486,-230.83843707486281,-240.27493370183964,-250.24853629469189,-260.49326540485333,-271.16437001608233,-283.34924279595992,-295.59319479009633]
[null,"Two Degrees Winter Peak","C","C1",0,0,0,0,-14.583247279585423,-24.904299122488929,-34.743271450676318,-44.541590322519347,-54.23344617555091,-63.920325830701906,-73.869058346025639,-83.432371988338502,-93.158631298185853,-103.17523463958312,-113.6342994667463,-124.49356030768594,-135.42947894495961,-146.4138076460701,-157.81492127685513,-168.15411237457567,-178.91327759475499,-189.50726916643379,-200.03936186800112,-210.24880342219376,-220.93149745365085,-231.86246930790338,-243.18568696457882,-255.89017668278962,-268.67889471632543]
[null,"Two Degrees Winter Peak","C","C2",0,0,0,0,7.7843726979247885,-0.36829388264066315,-8.663618842133852,-16.905391538537369,-25.073905374746985,-33.214700976956586,-41.487071409421063,-49.537401080796535,-57.673720208298903,-65.991799928752798,-74.607305475378524,-83.509117359373477,-92.486872824301429,-101.51850616237913,-110.86017862203484,-119.46817729025027,-128.37970708935484,-137.17880379660363,-145.93690352653454,-154.46088341446833,-163.3342543914834,-172.39580910579983,-181.75557196432584,-192.15981069833822,-202.64298502325224]
[null,"Two Degrees Winter Peak","C","C3",0,0,0,0,24.855605904829712,24.836578379169694,24.143706665575394,23.47854575778889,22.799612300452104,22.151350014974014,21.599620584601865,20.942383089707853,20.339914195339574,19.798245704063344,19.322889077937425,18.885221081916569,18.42757271446655,17.949677204117464,17.495738884798758,16.908225781005999,16.356299956265637,15.781426881435674,15.196488272554401,14.585405019931745,14.004944817493847,13.434251917318417,12.877826123840652,12.378921071374023,11.863873201599324]
[null,"Two Degrees Winter Peak","C","C4",0,0,0,0,-32.232545278672951,-34.316454345891344,-35.508829595062195,-36.725525489490252,-37.904283513849585,-39.118127661272574,-40.499034853018564,-41.677097509329371,-42.952879543709351,-44.359479996060166,-45.934430073457243,-47.635413174765816,-49.32852249207555,-51.007679263788482,-52.800091841650172,-54.218563908669417,-55.764631881844281,-57.249981275723648,-58.710850748722279,-60.07510035105097,-61.571975659287148,-63.131015803519418,-64.786898080956703,-66.792373467057885,-68.796037062403116]
[null,"Two Degrees Winter Peak","C","C5",0,0,0,0,23.989907833944233,17.645393829266027,10.703603007695252,3.8234035401716917,-3.0098517807083383,-9.7994392933728349,-16.621504098274229,-23.347322127541084,-30.100371854968561,-36.950667472393128,-43.984047173962679,-51.21254161681469,-58.514433727439418,-65.872781460786101,-73.454586868232866,-80.563111419955817,-87.881643375773351,-95.129435186905255,-102.35265874571844,-109.4129573880405,-116.72245903975548,-124.1710389493787,-131.84088544093163,-140.28026851835318,-148.79260202658236]
[null,"Two Degrees Winter Peak","C","C6",0,0,0,0,22.664701568340007,19.368011823655007,15.484398930719861,11.644117521763608,7.8225031167546524,4.0361472979983875,0.27268220548919492,-3.4843104635521374,-7.2328804855152642,-11.006839435317559,-14.848415845859668,-18.77562549676696,-22.749105457482766,-26.760183121678683,-30.877237303543268,-34.803923043344,-38.824826829891236,-42.818503952882381,-46.803587701824881,-50.714974014528735,-54.742939464732785,-58.838980539682936,-63.043850086656484,-67.623959252039938,-72.248527617051423]
[null,"Two Degrees Winter Peak","C","C7",0,0,0,0,59.705857370511957,58.581696184194875,55.847940197752138,53.186688913166137,50.50262342234808,47.894631130001876,45.49710127461983,42.879897472606643,40.380599907968254,38.000769439957161,35.738105020862797,33.526509221301069,31.257693418345553,28.933948899924836,26.625716161263433,24.099283389816769,21.616678479857207,19.094786968854663,16.554561411259662,13.983610128111923,11.438696996410357,8.8919294180331327,6.3393649047847687,3.7843197558584554,1.1807176428478734]
[null,"Two Degrees Winter Peak","D","D4",0,0,0,0,100.63699471049388,76.713670859769508,50.262194557087248,24.05426565209487,-1.9823643246758598,-27.841793580819001,-53.784001763033814,-79.406739201425324,-105.10963390397045,-131.15412576382494,-157.86151660246415,-185.28891054233361,-213.00118083851794,-240.93457437093167,-269.70044822791618,-296.73715571791996,-324.55086685305918,-352.10734836548392,-379.57535402959405,-406.43995463319362,-434.23134455677763,-462.54297581978034,-491.6828075978213,-523.69976879325759,-555.9983445112149]
[null,"Two Degrees Winter Peak","D","D5",0,0,0,0,47.025944411331778,37.140960376360283,26.063753117047884,15.093223911167653,4.1904186449928051,-6.6324606458839543,-17.468320573745682,-28.195413377967991,-38.943579809842205,-49.819474477556774,-60.954590464963204,-72.378801547953969,-83.925061947614438,-95.567098981426199,-107.54770327479038,-118.84347478740695,-130.45234541809364,-141.960016762647,-153.43335728215362,-164.6632237276693,-176.26914438572518,-188.08778903740395,-200.24536225679748,-213.57860899535976,-227.03171472168091]
[null,"Two Degrees Winter Peak","D","D6",0,0,0,0,12.987877890335294,-6.085127432190796,-25.350234487036012,-44.495858578862851,-63.467162553196246,-82.380057043335881,-101.62113450691169,-120.32045374452719,-139.23250412660823,-158.58265591427724,-178.64272155430422,-199.38066206613357,-220.29210635717598,-241.32536519723857,-263.08914511534329,-283.10805747366402,-303.84470829782856,-324.31344290860284,-344.68412890131845,-364.50148272326823,-385.14284198662284,-406.22659996230175,-428.01115696494691,-452.25185475656622,-476.67386461347417]
[null,"Two Degrees Winter Peak","E","E1",0,0,0,0,81.321759476590756,59.023372043941663,34.706960298551827,10.603692918232662,-13.33290461856598,-37.119715769275118,-61.032341010863036,-84.593921359394812,-108.25783408257034,-132.27090439340597,-156.93551533189915,-182.29049742176758,-207.90105611639362,-233.70760866210099,-260.30249822519869,-285.21769533320003,-310.87535687082436,-336.2815986990077,-361.60026863968972,-386.34310735186705,-411.96558179956122,-438.0780897089499,-464.97006281498199,-494.57386941352968,-524.43214404330979]
[null,"Two Degrees Winter Peak","E","E7",0,0,0,0,44.607075970569831,42.350898984318853,38.904058946648505,35.519189445152584,32.130761016539488,28.802316783479814,25.602981844372056,22.28387168754751,19.034919724291125,15.840313923161458,12.677926721698388,9.50186737283315,6.2709432827782541,2.9907169404136331,-0.33312485659301844,-3.6851654297599885,-7.059167930140795,-10.441726161184063,-13.830306675326204,-17.199717709652514,-20.612084052430248,-24.05908331419953,-27.563033664376945,-31.253550700601039,-34.993189302827879]
[null,"Two Degrees Winter Peak","E","E8",0,0,0,0,20.367280696818238,19.337125974034059,17.763322781675495,16.21781490519977,14.670682047350626,13.150937556069499,11.690143470598906,10.174660853618882,8.6912119799518486,7.2325771859962948,5.7886531806048893,4.338486567783848,2.863269095657317,1.3655405579671054,-0.15210249301691117,-1.6826209091053925,-3.2231669884395533,-4.7676195548988485,-6.3148218539429806,-7.8532715018050681,-9.4113342448008996,-10.985210137775805,-12.585089501687992,-14.27015391709056,-15.977646897945506]
[null,"Two Degrees Winter Peak","F","F6",0,0,0,0,154.832566180839,151.45538515673263,143.90799022227114,136.55116300915839,129.13957130405888,121.92628390452175,115.24960448340683,108.01771836526038,101.08574481700275,94.452193911933364,88.104441994292358,81.872220330705247,75.487661142555723,68.957962256815662,62.450483768612045,55.42113041042051,48.487590785806823,41.458953762763208,34.385275268979541,27.245656711982438,20.15320637454073,13.045102932260084,5.9048038719130229,-1.3021745922796146,-8.6392629086663089]
[null,"Two Degrees Winter Peak","G","G1",0,0,0,0,57.958405158129978,42.941628430375737,26.479248654422246,10.163956058816854,-6.0408855303878211,-22.140919898183164,-38.313235842068153,-54.262770041969368,-70.27415405975205,-86.512807494459565,-103.1816260985284,-120.31044264293267,-137.61392185782901,-155.05197884047303,-173.01776643670968,-189.869759993955,-207.21709847494748,-224.39810246759646,-241.52143754889914,-258.26041174459851,-275.58773276475796,-293.24375331752532,-311.42277886858676,-331.42037301475858,-351.59138910088274]
[null,"Two Degrees Winter Peak","G","G5",0,0,0,0,59.597934737167215,52.04450736503459,42.938375203241563,33.940041557788582,24.980173174371217,16.110539143993233,7.3232506919909195,-1.4819421855618171,-10.250865956027079,-19.059058987277048,-28.001491026663913,-37.128285150441066,-46.367208475913728,-55.698488452767059,-65.264963641103535,-74.437031678455611,-83.813767795017597,-93.135287411687912,-102.44025488932559,-111.58460613560263,-120.98635913568093,-130.54093696079534,-140.34024464399829,-150.98079590254486,-161.7281397711823]
[null,"Two Degrees Winter Peak","G","G6",0,0,0,0,101.40873791808595,88.013340920908647,71.980499029345467,56.134071756831382,40.358264211008922,24.73720171386335,9.245471668631998,-6.2597253587897503,-21.71008192968803,-37.240638055050709,-53.020812007774779,-69.134552258458783,-85.443729438567061,-101.91322362929198,-118.80407404381268,-134.97214370096427,-151.50943524579063,-167.94480207056083,-184.34906262274214,-200.46388009843898,-217.04060073758905,-233.89010412715984,-251.17619677643458,-269.9645076774126,-288.93945451218002]
[null,"Two Degrees Winter Peak","G","G7",0,0,0,0,56.702587495500197,53.834632800316086,49.453158682892571,45.150458833298039,40.843235029333911,36.612260542831422,32.545404211969085,28.326294799849908,24.196367451848722,20.135522596837401,16.115632633551854,12.07836322726415,7.9713521326896633,3.8016701453366051,-0.42345392332723347,-4.6844230577728032,-8.9733092451145087,-13.273071107579975,-17.580488236096979,-21.86353795018811,-26.201190596277556,-30.582867112495531,-35.036937391433064,-39.728163180099308,-44.481830180918159]
[null,"Two Degrees Winter Peak","H","H1",0,0,0,0,64.072118976356535,65.261931246000742,64.704327639700679,64.211332317850037,63.671038164797366,63.207052990549883,63.016513507434652,62.515207772963869,62.170767784074641,62.013593240815901,62.075743015385882,62.280378769863077,62.444106736973964,62.562871027084647,62.791679810867031,62.558232531154133,62.46437370219914,62.293171610791994,62.089309111881398,61.781204145425647,61.606628422611315,61.486312659939621,61.448801930508189,61.72113839753515,61.963097179200872]
[null,"Two Degrees Winter Peak","H","H2",0,0,0,0,28.459594754748675,21.352122101121857,13.532572960523526,5.7837819815463956,-1.9133092732985932,-9.559528568853791,-17.235951715162088,-24.811319083428714,-32.413685509314568,-40.121085602820514,-48.029311127853916,-56.153667483865945,-64.361511497313828,-72.633884067535888,-81.155011394468033,-89.154575705843911,-97.387085940371406,-105.541830105301,-113.66969991534644,-121.61675535208697,-129.84097569883846,-138.22034790121597,-146.84664032847854,-156.33118413283816,-165.89846926973084]
[null,"Two Degrees Winter Peak","H","H6",0,0,0,0,78.412048713851348,66.019660374739729,51.605004540096331,37.345697169330677,23.160369116761601,9.0992179533917312,-4.9023422637951928,-18.850606509031767,-32.78222703501693,-46.826011825776163,-61.142279076517028,-75.790924001252051,-90.60809074807888,-105.56109169361405,-120.91920527339425,-135.5247564907018,-150.4943929155242,-165.35534245783171,-180.18121316824232,-194.72276040528632,-209.71112211978578,-224.95817119319736,-240.61839868289528,-257.70554723633995,-274.95545988557109]
[null,"Two Degrees Winter Peak","J","J1",0,0,0,0,97.666037246933939,89.658520080972792,79.06982528659988,68.633710747027095,58.219014158490168,47.942471755977664,37.887681584826616,27.666699669809518,17.560488723787156,7.4976543649352099,-2.6144553196124605,-12.868754286245441,-23.269418751250107,-33.795929396048827,-44.537506738265314,-55.048804136196772,-65.726679327317044,-76.378243743461582,-87.026369177667362,-97.541281491383245,-108.28541938328455,-119.17739837624119,-130.30804433040544,-142.24725834199063,-154.3218425374865]
[null,"Two Degrees Winter Peak","J","J2",0,0,0,0,0,0,0,0,0,0,0,0,0,0,0,0,0,0,0,0,0,0,0,0,0,0,0,0,0]
[null,"Two Degrees Winter Peak","J","J3",0,0,0,0,8.4653700004089671,-26.764467112614568,-61.928159137561593,-96.888396095674409,-131.5179301718517,-166.05870634752861,-201.2662004688419,-235.40673888740835,-269.97457246086032,-305.38989352933828,-342.15838179431967,-380.20295077810607,-418.55562149016453,-457.12071957769729,-497.05059324514826,-533.6729529180576,-571.64373722183132,-609.10514507932487,-646.37909562496588,-682.6143005354071,-720.39118032051488,-758.99159639010065,-798.89581427003213,-843.37425818795271,-888.17762957744151]
[null,"Two Degrees Winter Peak","J","J4",0,0,0,0,39.346732667831894,36.188272494631072,31.989366057091743,27.851557685690082,23.721734957151014,19.647420290403936,15.663784233754797,11.611080040633636,7.6054686112014283,3.6189968028458503,-0.38468899700806003,-4.4431875280209514,-8.5600747108328914,-12.727267523530832,-16.978472125645077,-21.143332134570613,-25.372692953798406,-29.592445497871257,-33.811178540943111,-37.978252528193728,-42.234698994773751,-46.549120983425929,-50.957185828744244,-55.682191437609603,-60.46112125032942]
[null,"Two Degrees Winter Peak","J","J5",0,0,0,0,119.84430228470112,116.60882004455407,110.15070346673467,103.84351422132367,97.499853357926355,91.31106670295226,85.525284898813283,79.329217847574682,73.357422634928,67.601296160821363,62.042112379290678,56.549611069923998,50.933880789085826,45.202182458187195,39.463460057656704,33.37995176276047,27.346601092809699,21.248767657317945,15.119438855072865,8.9575548745948641,2.8047959093468204,-3.3746676103045372,-9.6021405535301287,-15.962275494947061,-22.42875455305547]
[null,"Two Degrees Winter Peak","J","J6",0,0,0,0,104.02602974108332,103.87612031448393,100.90661860918124,98.05347964580217,95.143368768878616,92.361779552021787,89.982805208301301,87.164457444247063,84.574438268986285,82.237149630251551,80.174645534610832,78.267304865251162,76.275740939617364,74.199028326020965,72.21984250053255,69.688307301053229,67.302998016418087,64.822681444285422,62.300619299356256,59.671226423022148,57.166900915336271,54.70180395928336,52.29380694978633,50.117381291511521,47.872757185010002]
[null,"Two Degrees Winter Peak","J","J7",0,0,0,0,52.846297855788876,48.604193981810099,42.964674631116829,37.407215629087894,31.860482083346479,26.388300993881966,21.037909657046718,15.594753430604035,10.21484713745995,4.8606471240418436,-0.51667287063844058,-5.9676114283025923,-11.496971340807551,-17.093896362802603,-22.803656981195743,-28.397448832158872,-34.077871231634056,-39.745388829711779,-45.411537143736915,-51.008302572175964,-56.725103498927567,-62.519770909120965,-68.440209328999543,-74.786328481620174,-81.204872822949255]
[null,"Two Degrees Winter Peak","J","J8",0,0,0,0,35.529141700376371,26.132893133998564,15.85207540592935,5.6624746996431758,-4.457601552874932,-14.513005620882236,-24.616508678094341,-34.577469906742763,-44.578761380483776,-54.724074374832604,-65.14053557090422,-75.845962416149732,-86.660091477211367,-97.557831523081887,-108.78651320583131,-119.31426420124835,-130.15303693421649,-140.88704325283084,-151.58466389943655,-162.04099214572949,-172.86639096512209,-183.89776519579451,-195.25683604778604,-207.75559341263133,-220.36239063370306]
[null,"Two Degrees Winter Peak","K","K4",0,0,0,0,28.476042851947337,24.459681301453667,19.704852267590791,15.003773207602787,10.324951362246711,5.6901492980209731,1.0866021950381184,-3.5127461169410892,-8.0999218050764323,-12.715900056792069,-17.411926928749754,-22.210947211793442,-27.067027237185165,-31.969612223352144,-37.000450383740279,-41.804066395340747,-46.721206366101541,-51.605983063988511,-56.480643751797281,-61.266446811315838,-66.193185263357933,-71.202505456846353,-76.343891252110282,-81.940347203022156,-87.591522742404464]
[null,"Two Degrees Winter Peak","K","K5",0,0,0,0,19.766156839472814,15.409844101728075,10.554101258516447,5.7443072312119403,0.96489705916408941,-3.7804704695148263,-8.535294454379903,-13.238094484996088,-17.952302268084818,-22.725161810147402,-27.614845152121234,-32.633412440135046,-37.705002900778808,-42.818025883900333,-48.081207602754809,-53.037364392975022,-58.13290418760436,-63.182950072334378,-68.217474362299058,-73.143669934095243,-78.236805441361227,-83.424082164828405,-88.761301963445604,-94.618954190153715,-100.52881262595547]
[null,"Two Degrees Winter Peak","K","K6",0,0,0,0,30.634319655279764,28.607978113793632,25.767940517669683,22.973088569196783,20.180333409397655,17.429833216671696,14.758528154176393,12.019898454503913,9.3234128166498209,6.6524953584100697,3.9850779291701941,1.290820301344356,-1.4451954680958332,-4.2178527175351341,-7.0390515346365143,-9.8342195453594954,-12.662890616312486,-15.490435120713235,-18.319531073262542,-21.121278009465172,-23.973538939911887,-26.860779294257235,-29.804849375154649,-32.939241815564785,-36.111693719587933]
[null,"Two Degrees Winter Peak","L","L1",0,0,0,0,46.422732084987665,43.779801795889362,39.900219896317921,36.086755414387035,32.272395340667344,28.521116710794931,24.89834495484962,21.160157048461475,17.491249154450148,13.871630236902833,10.274022377924192,6.6513939802003348,2.9691449554914291,-0.76613396910265108,-4.5582990022134631,-8.3517364145405235,-12.179421298449801,-16.011679796729645,-19.84860745235224,-23.656813564246576,-27.522718925811638,-31.43159006866032,-35.410687602362444,-39.622408980886959,-43.887925867417202]
[null,"Two Degrees Winter Peak","L","L2",0,0,0,0,61.367762461723672,28.144651379895475,-6.4637002155125272,-40.820893893965717,-74.896191508972976,-108.82200262522112,-143.16841091975303,-176.73652697988322,-210.58945026428978,-245.10999360658627,-280.76260636015473,-317.5361703762926,-354.64285038664599,-391.99310582142618,-430.57734998250339,-466.33326004270589,-503.28277465034563,-539.80181329648713,-576.16591249319572,-611.60780270491739,-648.43597984650671,-686.01884638924889,-724.79908783999531,-767.76413066645341,-811.06989352631456]
[null,"Two Degrees Winter Peak","L","L3",0,0,0,0,189.87625725057154,154.59990777412614,114.470815417662,74.746919203013007,35.252326211911686,-3.9298579047251887,-43.072371734834157,-81.920881980153396,-120.79578444304765,-160.07214060318603,-200.21407335582748,-241.35363318901736,-282.94633324564364,-324.89869734160305,-368.03738321871811,-408.85225491076085,-450.75224667443507,-492.31170073841218,-533.75766223575499,-574.35844426452002,-616.27332617970353,-658.93828866272736,-702.79949165173548,-750.80305456503936,-799.24852716211058]
[null,"Two Degrees Winter Peak","L","L5",0,0,0,0,182.69849882763143,166.21602269778666,144.91769658340397,123.91307419953097,102.96283103856437,82.274367507872014,61.970866572617751,41.403548695224032,21.03189450998083,0.70432993281246425,-19.77412526111722,-40.573574191297297,-61.65967969412241,-82.989970363822607,-104.78116825870072,-125.99849535139205,-147.58549536074472,-169.10120467058761,-190.60233430738984,-211.8095581391307,-233.511821988436,-255.52593270766155,-278.04235530089954,-302.26737548188686,-326.759257768287]
[null,"Two Degrees Winter Peak","L","L7",0,0,0,0,5.2042743848689081,-1.9036678222672714,-9.0930732655132331,-16.237546594312171,-23.31726038686049,-30.374758057137779,-37.553140244280542,-44.531179423311976,-51.587691412669919,-58.806573317020792,-66.289036810074833,-74.023561868662,-81.823036912102509,-89.668203565934419,-97.785251931311365,-105.25402311621664,-112.98974205661497,-120.62595680471283,-128.22578069468233,-135.61978537990495,-143.32041156297035,-151.18575698587983,-159.31205004163897,-168.35279487168214,-177.46134324777412]
[null,"Two Degrees Winter Peak","L","L8",0,0,0,0,66.988646200908391,61.074521095758421,53.393519591275513,45.819495528872949,38.264178359869291,30.80455826117435,23.488659066833435,16.071977188995831,8.7286757932307584,1.4047293131698546,-5.9694898635814733,-13.456671081899021,-21.047851772868292,-28.727811024456891,-36.571724712366944,-44.217537378048867,-51.993897810299373,-59.746018302227583,-67.49349410913311,-75.137053812976006,-82.956425062257324,-90.887101687547357,-98.997150353140199,-107.71680398967648,-116.53313261218682]
[null,"Two Degrees Winter Peak","M","M4",0,0,0,0,63.8313284230832,61.510537446782386,57.478326006501106,53.52979251769878,49.567523016769705,45.689070875952183,42.013399092465441,38.137910573133063,34.374308595048724,30.71084819335255,27.128945571101802,23.560694714378627,19.92169873526629,16.217449452598714,12.486169201084083,8.6281283227124934,4.7737226982748258,0.89374573804773882,-2.9997681564003598,-6.8928497128281592,-10.807400279409073,-14.750200702762015,-18.740771350712741,-22.87992759730971,-27.081143370490988]
[null,"Two Degrees Winter Peak","M","M5",0,0,0,0,47.256993590633243,42.02013561222482,35.545775451610751,29.152747155786706,22.783054061717749,16.483237510743212,10.263660797643851,4.0063259344133346,-2.2127232055721962,-8.4443627487102653,-14.753054053423515,-21.180396282475932,-27.690212479465263,-34.2688702408579,-41.004691148394144,-47.499405542592356,-54.127341890599659,-60.72254425996676,-67.308699853956071,-73.789879107985527,-80.442002117957685,-87.197640135614137,-94.119374702682009,-101.61001822459387,-109.1785167981603]
[null,"Two Degrees Winter Peak","M","M6",0,0,0,0,17.536413717463461,15.593088484282054,13.190543385541467,10.818179411773098,8.45447480714917,6.1167004167801995,3.808701915368327,1.4866918890667824,-0.82111083729281487,-3.1335856873271721,-5.474653375499873,-7.8597507731203518,-10.275453114322115,-12.716701603566896,-15.216271152669746,-17.626369424685077,-20.085904512729876,-22.533292476117801,-24.977323306861873,-27.382398876422233,-29.850909298664828,-32.357832701987924,-34.926392226998196,-37.706065960545232,-40.514630622017904]
[null,"Two Degrees Winter Peak","M","M7",0,0,0,0,-20.682056827430554,-23.220380108899807,-25.176567491673495,-27.141743910037174,-29.071139914945228,-31.02037840290895,-33.100670586922405,-35.013196758437765,-37.003632348097653,-39.107614775152044,-41.366534595164332,-43.750278071327628,-46.139244088209892,-48.526266433215007,-51.032779087042428,-53.185008691190149,-55.465507429220153,-57.689408829602755,-59.891093116080746,-61.995054369272999,-64.237044660273099,-66.547120622271152,-68.963963176442235,-71.761780081609999,-74.569327573161758]
[null,"Two Degrees Winter Peak","M","M8",0,0,0,0,6.409468143745972,7.215163427839717,7.8402920664326246,8.4681014815167064,9.0846409187386978,9.7072872673691908,10.370926281869838,10.981977115194661,11.617413719159675,12.288508746898692,13.008363931031209,13.76759990067778,14.528617370268934,15.289143684760946,16.087443411060953,16.774135062086089,17.501314021417738,18.210673380941678,18.913044276651959,19.584563531040924,20.299698373396815,21.036380645226558,21.806858414354,22.697887331658034,23.592104624080722]
[null,"Two Degrees Winter Peak","N","N1",0,0,0,0,-5.792632012242847,-34.457364680153503,-62.724424858829813,-90.840027592750758,-118.67943544326565,-146.46225128335203,-174.83698226070732,-202.28945493914736,-230.11765997891092,-258.66668017251942,-288.35091309585169,-319.09301086951001,-350.0756851384329,-381.2209280419458,-413.48922015537653,-442.99728647804938,-473.62102792822049,-503.81846615450883,-533.85819217330527,-563.03911670388641,-593.49047450266983,-624.61711284742432,-656.81222787584375,-692.75976987477191,-728.96354140859103]
[null,"Two Degrees Winter Peak","N","N2",0,0,0,0,85.023607424153596,76.597539097216497,65.936628150946063,55.416561547103129,44.928995653630494,34.564935595451225,24.365022429967379,14.065991032468734,3.8484517465692325,-6.3671912741316596,-16.682563904837316,-27.174965624212533,-37.807233153148573,-48.557547214786524,-59.55180494468302,-70.207077621691639,-81.063569900669933,-91.875791852616402,-102.67713444350079,-113.31922899148776,-124.2249948378668,-135.29362239142765,-146.62408374757652,-158.84821971032645,-171.2033985318154]
[null,"Two Degrees Winter Peak","N","N3",0,0,0,0,118.4925761494024,124.1369242847442,126.52076043919831,129.00511074977572,131.36919536176009,133.86674602022936,136.93839962929428,139.32749902944261,142.05030253785964,145.20431527084205,148.89845193097801,152.98212030382371,157.0195945558547,160.99401045994074,165.30617686193008,168.43562487835354,171.95624945590154,175.28327001105126,178.53122586043395,181.48396590598097,184.83540652056428,188.36803975771588,192.18176347916608,197.01766613314291,201.82862156649145]
[null,"Two Degrees Winter Peak","N","N4",0,0,0,0,109.87328125197676,89.771334281430256,66.858702146667468,44.178826830403999,21.628678469603024,-0.74138359467013004,-23.082313770093513,-45.262853507227199,-67.454728231446765,-89.871242192331437,-112.77648251526595,-136.24762780284325,-159.97832598261851,-183.91533184351462,-208.52669047808172,-231.82295916124295,-255.73512889555738,-279.45481004262513,-303.1105031234211,-326.28637613481266,-350.20895985115271,-374.5582831874321,-399.58826628421571,-426.97469958354424,-454.61402705614643]
[null,"Two Degrees Winter Peak","N","N5",0,0,0,0,51.284547844344793,41.843472370397407,31.09096816880491,20.447426722247943,9.8649916147836212,-0.63325669840248411,-11.11906479217482,-21.528184291850376,-31.94333229417321,-42.464769437613114,-53.216600956286271,-64.234707142173718,-75.374460924217871,-86.610851088229126,-98.164274111823417,-109.0983174167426,-120.32209010679593,-131.45516101817398,-142.55804900462158,-153.43524253432614,-164.66353919128827,-176.09238915948734,-187.84110950732193,-200.697328573493,-213.67211720511688]
[null,"Two Degrees Winter Peak","N","N6",0,0,0,0,7.3570094791614462,6.6802829346883934,5.8097380597215906,4.9510918274193276,4.094759159860069,3.2489968909594045,2.4184783059845745,1.5777432529065003,0.74472270399967599,-8.6842861360698312E-2,-0.92499235469278285,-1.7765435374320624,-2.6397491796188035,-3.5128636719471058,-4.4050449817874746,-5.272879765403693,-6.1561029172871535,-7.0362644032363022,-7.9157683324374473,-8.7830504140548857,-9.6708399221011749,-10.57149224854321,-11.492854976063063,-12.484716039256874,-13.487441159393681]
[null,"Two Degrees Winter Peak","N","N7",0,0,0,0,63.832496241469123,60.218737042439969,54.904378130306227,49.680820393307961,44.455837513099787,39.317548079695179,34.356363026550468,29.235840795954054,24.210837955300505,19.254110132258447,14.32844256145715,9.3691153958560243,4.3279822667280428,-0.78594970195533242,-5.9773087565839527,-11.172353636291859,-16.413704026498451,-21.661641922712654,-26.916110266066692,-32.131690709005632,-37.42571286317893,-42.778336623309464,-48.226767830317186,-53.992410232613146,-59.831838433128553]
[null,"Two Degrees Winter Peak","P","P1",0,0,0,0,71.195703849583225,35.440950610431088,-1.9442961037258981,-39.053524661024504,-75.86226841461098,-112.50378638898162,-149.57786557042274,-185.83633706372939,-222.38991702213235,-259.64929164666353,-298.1131027575808,-337.7753272430474,-377.80015902688035,-418.09130045103882,-459.70534291737056,-498.30358921856765,-538.1788659615321,-577.59567795927364,-616.847851512494,-655.11307872456177,-694.86370884907183,-735.42441966464094,-777.27064327595554,-823.60811905964033,-870.3155882057448]
[null,"Two Degrees Winter Peak","P","P2",0,0,0,0,2.2305874668003107,1.8075848700013482,1.3276463690271996,0.85251526335831151,0.38015971649346519,-8.8506680961864009E-2,-0.55687767382756515,-1.0215258489391184,-1.4865928319625852,-1.9565876719502084,-2.4370864809361055,-2.9296193549070551,-3.4275490159357447,-3.9297539882680277,-4.4462302239506464,-4.9345894844732969,-5.4360281108579507,-5.9333401028842676,-6.4292722759663157,-6.9150201182943203,-7.4165840060890096,-7.9271611940642481,-8.4521104905495577,-9.0268429058920248,-9.6068445989988032]
[null,"Two Degrees Winter Peak","P","P3",0,0,0,0,280.19423685148382,264.89743904061396,242.13106928154005,219.76015641151542,197.37759955794772,175.37432749552977,154.15969864433779,132.22793698348141,110.72262432947387,89.530954499442615,68.497726591689627,47.337456269156192,25.822937254478138,3.9921680078806943,-18.156412281879021,-40.375039511090279,-62.775067950804413,-85.21232137721843,-107.6813070351475,-129.99642442380403,-152.63092811840244,-175.50938092308093,-198.78735839373633,-223.38393961644337,-248.29927351526405]
[null,"Two Degrees Winter Peak","P","P4",0,0,0,0,9.6852924896003536,4.116627930844766,-1.6679304230021612,-7.4110584460736986,-13.106599398955323,-18.777824661988397,-24.521890523592706,-30.132938805997085,-35.793054518911177,-41.566553837512856,-47.531424911572323,-53.685111161168464,-59.894153340007556,-66.143535479875155,-72.600348655147471,-78.579820346578458,-84.760235075413192,-90.867934489510631,-96.9494180559971,-102.87568066504537,-109.03506511623063,-115.32119310757471,-121.80838006918857,-128.99844947449796,-136.24524235276368]
[null,"Two Degrees Winter Peak","P","P5",0,0,0,0,27.244416478406119,18.320967916650257,8.7336368235384789,-0.7742829943956917,-10.212529341736932,-19.597363712877623,-29.053208199925127,-38.345948939288448,-47.691369443378385,-57.189579720869084,-66.962821999192755,-77.02052314036672,-87.176276726802115,-97.406170813731734,-107.95681022751167,-117.80639998068688,-127.96085571266816,-138.00974548476836,-148.02142246855522,-157.79696655132895,-167.93123400550442,-178.26378242488451,-188.91145248516182,-200.65714628142484,-212.50126914512032]
[null,"Two Degrees Winter Peak","P","P6",0,0,0,0,27.433590675012006,19.07555872807934,10.043768679441131,1.0884855858311706,-7.8026140829999484,-16.641325748545047,-25.539079821278946,-34.292241636251632,-43.090506036777377,-52.027157349083602,-61.216246301921736,-70.66881186747635,-80.214744196252113,-89.831671021449182,-99.747116400125293,-109.0163660774725,-118.56836538291749,-128.02327763433763,-137.44411864475032,-146.64584726057291,-156.18114491710637,-165.90137273346804,-175.91560117958508,-186.95365527221196,-198.08513239570271]
[null,"Two Degrees Winter Peak","P","P7",0,0,0,0,-0.76373616403340006,-7.7023406859126302,-14.56199656099667,-21.384281467005671,-28.140068863752905,-34.881370838083207,-41.763462974096107,-48.425037989789153,-55.176150079824339,-62.100169428164179,-69.297256783556747,-76.749425677239429,-84.260337707747283,-91.81111842068178,-99.633110777032073,-106.79043849521928,-114.21689432707069,-121.54075550412423,-128.82670194618314,-135.90545239926681,-143.29091667739903,-150.8395774675059,-158.64648982639699,-167.36017599069427,-176.13629545549907]
[null,"Two Degrees Winter Peak","P","P8",0,0,0,0,48.19244864594252,33.816086798481905,18.253567888887957,2.8237620202355376,-12.496208287848106,-27.724829519764715,-43.051089587539167,-58.132931141555531,-73.290128136333038,-88.682882637940651,-104.50713545713812,-120.78303344243665,-137.22032956833661,-153.78055494869031,-170.85325323427784,-186.81992610094625,-203.27147837166603,-219.55697357725379,-235.78427512326536,-251.63576888483766,-268.05975127880009,-284.80141271174165,-302.04816908583274,-321.0535467551091,-340.22026380602728]
[null,"Two Degrees Winter Peak","Q","Q2",0,0,0,0,-44.903991918540783,-61.148548350414337,-76.039106001861683,-90.890058234405188,-105.56112257136938,-120.25140442794718,-135.43940901824874,-149.92708850299766,-164.71981343825041,-180.02362761875369,-196.0830619848484,-212.80627402988611,-229.63263786807008,-246.51741241674929,-264.07998759994337,-279.85161158753908,-296.31632088167498,-312.50054687546572,-328.57836834590273,-344.12477199843374,-360.44382432782459,-377.16266760654059,-394.51210038977138,-414.08854175317765,-433.7834480958827]
[null,"Two Degrees Winter Peak","Q","Q4",0,0,0,0,39.575694394399434,17.440178999075062,-5.5827090722247101,-28.439715378326238,-51.108166803985306,-73.678636464471566,-96.534451138331889,-118.86611466723582,-141.39043934987322,-164.36281171033818,-188.09298509351026,-212.57203880130473,-237.27199138760787,-262.1331679746317,-287.81781593652306,-311.61088892189872,-336.20113997986448,-360.50335267401749,-384.70179744397404,-408.28439372150922,-432.7922897720884,-457.80355069363998,-483.61337514060813,-512.21456783576355,-541.04192878012896]
[null,"Two Degrees Winter Peak","Q","Q5",0,0,0,0,21.59840475354455,9.7513212215953988,-2.5820039269257111,-14.826084606390735,-26.969483608473709,-39.059927958597321,-51.301464267261451,-63.264252206694806,-75.329230386571567,-87.632978395098078,-100.34118128600713,-113.44954588275625,-126.67646976230679,-139.99001985659004,-153.74388303922723,-166.48763451801227,-179.6574316198799,-192.6734584350902,-205.63411861367865,-218.26562069899214,-231.39182163292435,-244.7872555392637,-258.60983491383587,-273.92536703717207,-289.36221406773717]
[null,"Two Degrees Winter Peak","Q","Q6",0,0,0,0,-5.9382634095398696,-10.110008548469823,-14.085711943091303,-18.045031895061989,-21.961295182353052,-25.875601012453814,-29.895917733704895,-33.760262288059856,-37.690565925272139,-41.738333785793152,-45.965061574067882,-50.353615221838155,-54.773118891181838,-59.212154353749341,-63.819696787953582,-67.997774309855544,-72.345668326240386,-76.626758656630031,-80.882811709731968,-85.008402906073172,-89.325337028446071,-93.742642446867819,-98.318519061989477,-103.45280824143164,-108.62111420039543]
[null,"Two Degrees Winter Peak","Q","Q7",0,0,0,0,10.437354945665875,6.8508324194907972,3.0113856493247724,-0.79671354156296947,-4.5765216379559641,-8.3354941821215398,-12.125006385724971,-15.846774907582455,-19.590851342933849,-23.397601156363958,-27.316275435286066,-31.350071592113768,-35.422868276674308,-39.525048202637549,-43.75665197054775,-47.703696158320682,-51.774021724081251,-55.80143895268494,-59.813689804086877,-63.730482834796369,-67.79210339411344,-71.933627969169748,-76.202115492845564,-80.913159757427607,-85.663435289957945]
[null,"Two Degrees Winter Peak","Q","Q8",0,0,0,0,3.0232436396166928,-10.241433045279011,-23.476754419458135,-36.635653531169588,-49.669944834784943,-62.671019412643119,-75.923765372073291,-88.774082427039858,-101.78564713695768,-115.11671092159257,-128.95770962102628,-143.27942945919634,-157.71702436492956,-172.23446909506532,-187.2659398283802,-201.0511772140633,-215.34436092196657,-229.4456017342435,-243.47619430310644,-257.11550381007015,-271.33548978748837,-285.86561965042614,-300.88675356609053,-317.63056327131039,-334.49660864776587]
[null,"Two Degrees Winter Peak","R","R4",0,0,0,0,90.435182729638072,89.160715901982215,85.444635624091546,81.836017634685916,78.188765450991767,74.655787527616098,71.450098832093445,67.898264828494646,64.530443101745831,61.354131891998151,58.372017166174224,55.482926748940301,52.510829845478504,49.458032624269322,46.445424094095003,43.061543889412768,39.760591490233459,36.393844052361665,32.997005476605835,29.540889067721114,26.143083918024882,22.752523591302936,19.369094602859423,16.037763843217185,12.636768790943115]
[null,"Two Degrees Winter Peak","R","R5",0,0,0,0,-5.9069642000415277,-5.3914593167681684,-4.7201034555586077,-4.0581476962051504,-3.3977844069741168,-2.7458462231100951,-2.1067002027895074,-1.4584796178786088,-0.81680551176615401,-0.17698584430532405,0.46703267294172157,1.1207926754527104,1.7836719298434656,2.4543445749247566,3.139240844388965,3.8072394606617745,4.4865180568891532,5.1637472251870165,5.8405993166274568,6.508466522080286,7.1915724039530895,7.8843523210508177,8.5927263032358372,9.3540726144741502,10.123889228870354]
[null,"Two Degrees Winter Peak","R","R6",0,0,0,0,64.710931361913396,61.309517362554516,56.181901020537374,51.144891852180194,46.103942463067114,41.150296886126192,36.381398198308069,31.442763652236323,26.604281030704342,21.841472724091226,17.120388263881672,12.37477106839428,7.5484639024873381,2.6498853099158262,-2.3169706886583428,-7.3125109801862003,-12.344871006958034,-17.387757313229756,-22.438684201679699,-27.457982976174744,-32.545254649914078,-37.685782181550614,-42.913698647809781,-48.42901175734108,-54.016749386907925]
[null,"Two Degrees Winter Peak","S","S1",0,0,0,0,242.34883198008902,208.39609389266158,167.79201438687289,128.4991223644324,97.035181913647591,72.166549108948942,49.64444168567303,29.256679089872325,13.449759442394527,1.3704555140855521,-8.0102568398308307,-15.054274794051601,-20.161954009398631,-24.940822143902533,-28.495403934892256,-31.224268654217191,-33.622312483024153,-36.095064969762959,-38.599087271114207,-41.182931096537516,-43.671512255074887,-46.131929603393488,-48.313907333190883,-48.686738185318255,-49.066278104681992]
[null,"Two Degrees Winter Peak","S","S2",0,0,0,0,72.42240025710538,61.673258952799081,49.452310654203998,39.882280633222123,31.583898800962515,23.512054494800704,16.683557358385226,10.44277237691491,5.1872770081873689,0.53252649221934545,-2.439386374370434,-4.2329868563732038,-6.0586873093101534,-7.9135133648092095,-9.5883655692147265,-10.486837432716595,-11.181031461467779,-11.587979696801586,-11.881456066447114,-12.190645770435633,-12.479954397170857,-12.762465723552804,-13.034917327955476,-13.267726795105496,-13.509430544223793]
[null,"Two Degrees Winter Peak","S","S3",0,0,0,0,50.2931884467841,50.496497856512583,50.456822263029594,50.426220040375803,50.387564110948759,50.355381585017717,50.360600938475955,50.318719217564706,50.298048918088469,50.306077349018274,50.346233894990654,50.407437599208819,50.463036759623357,50.512308109302943,50.577900367868594,50.576190362401128,50.595539306148936,50.604060227808063,50.608378108265811,50.597746795677239,50.60691140319588,50.62413065429228,50.65381636548247,50.730764231267628,50.803464532885286]
[null,"Two Degrees Winter Peak","S","S4",0,0,0,0,22.322732793326633,19.939679551474295,16.953782667044685,13.938116295188244,10.85188328894969,7.7108328242447666,4.5561350025841936,1.3588254253296788,-0.7812672373856987,-2.9234534366563389,-4.1698707094758998,-5.1359495139537126,-5.6695345031199498,-5.6496417841365574,-5.6238829684821798,-5.6223394205208486,-5.6134065149388741,-5.6084960122100931,-5.6052337602484137,-5.6074676246498107,-5.6025490946585776,-5.594668241919603,-5.5822202739269455,-5.5526890677001024,-5.5245576923891573]
[null,"Two Degrees Winter Peak","S","S5",0,0,0,0,96.063618416063292,84.764629390295838,71.495790920986195,58.957989388944469,49.433505108531321,40.719797033125481,34.132239576959286,29.275807638362245,25.563215360357933,22.448795594147782,19.992917036182625,18.816877213055726,18.348110545956118,17.854066823528473,17.395059245091549,17.153462296168286,17.238068582689962,17.285518355279098,17.317847784591436,17.299303203195755,17.347129621692176,17.422398914435334,17.540005926473999,16.775492956439376,15.838029236851844]
[null,"Two Degrees Winter Peak","S","S6",0,0,0,0,17.250715565485766,15.929726671372944,14.233329865168754,12.563509629206486,10.901917997653305,9.2668115150049406,7.6653451457346105,6.0502284079025426,4.4542100792799255,2.864512228705272,1.2667380113102711,-0.35119055128084842,-1.9850538294772959,-3.6310483614538387,-4.8931935613920245,-5.4565057552077416,-6.0059406604053525,-6.55237922264409,-7.0982964134133457,-7.6359531719785778,-8.186628725511186,-8.3806996157000011,-8.3806996157000011,-8.3806996157000011,-8.3806996157000011]
[null,"Two Degrees Winter Peak","S","S7",0,0,0,0,13.260185599797119,10.109256509049242,6.6282437007682748,3.1886101790292831,-0.2183374420287636,-3.591776701653119,-6.8500297083915731,-8.7380558231695495,-10.625073547791043,-12.526989767462009,-14.232702965076122,-15.169565935891331,-15.145656750662781,-15.122091414866432,-15.096740517519393,-15.077683809082771,-15.056512580825189,-15.036348227940991,-15.016568865294705,-14.998342700966617,-14.977999463187736,-14.956711083498696,-14.933929960083539,-14.90558687351081,-14.877397979355642]
[null,"Two Degrees Winter Peak","S","S8",0,0,0,0,0,0,0,0,0,0,0,0,0,0,0,0,0,0,0,0,0,0,0,0,0,0,0,0,0]
[null,"Two Degrees Winter Peak","S","S9",0,0,0,0,0,0,0,0,0,0,0,0,0,0,0,0,0,0,0,0,0,0,0,0,0,0,0,0,0]
[null,"Two Degrees Winter Peak","T","T1",0,0,0,0,66.387758382860866,67.951247782426648,67.832268122669248,68.268480386905111,68.63830202949147,69.061445979634826,69.772883207593694,70.123346008387202,70.64075809629847,71.379097863036378,72.374765691219224,73.546294077659994,74.679457660546845,75.767555964965126,77.000661023811034,77.676168217016468,78.536453016372363,79.310540552101003,79.060816254186975,78.46604818437379,78.039156200613334,77.677217042794211,77.415571450133953,77.542444864934723,77.622713062032588]
[null,"Two Degrees Winter Peak","T","T2",0,0,0,0,100.20860351874855,95.596236612291364,89.390556036767066,83.269039119453879,77.140205047114762,71.061715405184898,65.117826907540319,59.05053305892487,53.060239240182483,47.11499205801708,41.154259006949488,35.117476028889797,28.993442829319854,22.794077985127618,16.474332042577558,10.273223068156504,3.9848048413105417,-2.286135570839896,-8.5506535548264679,-14.73529622416855,-21.044577745385318,-27.434776897538015,-33.958879096335025,-40.942858551101807,-48.00667934646755]
[null,"Two Degrees Winter Peak","T","T3",0,0,0,0,19.65947347780817,20.475249556615061,21.029686298441302,21.64028871979972,22.198787208614345,22.381300966612272,22.56572394255949,22.309500493541641,21.937751444062947,21.843867506546953,21.94566994354215,22.148022741165619,22.358548543512615,22.553245865269766,22.743163489429499,22.679333431015536,22.509672652678621,22.194645435173328,21.757377784722316,21.196836199557552,20.692070083352263,20.230771205740623,19.823619264257069,19.513719691220498,19.230620884545033]
[null,"Two Degrees Winter Peak","T","T4",0,0,0,0,80.333106689991183,68.645139748331474,58.338541385984151,48.220309472697934,38.24033284661256,28.450614957107867,18.782168508929232,9.1922055938049247,-0.35083567491480494,-9.9013330860856783,-19.550716928697213,-29.335746156749096,-39.143855038383123,-48.950188047102372,-58.944002399365985,-68.394919981746142,-78.093395346673518,-87.438066901914311,-95.733807187689564,-103.89008634774805,-112.6680365481551,-122.03092544431814,-131.57648965356495,-141.96727514459616,-152.33406100365744]
[null,"Two Degrees Winter Peak","T","T5",0,0,0,0,9.0104640334046824,12.499106693056028,15.684954934847788,18.837435396093824,21.926703681519175,25.015711556894757,28.192499033484559,31.22994136233271,34.334482541264912,37.303922934486728,39.264677593529605,39.504184508800279,38.737258050155646,37.930674742608034,37.185404895282815,36.17308348217032,35.265821223131027,34.331800722987367,33.397524596490726,32.630070340504943,33.119934686100621,33.633958755083924,34.188285754201495,34.919232793955892,35.629407222669066]
[]
[]
[null,"Two Degrees Summer Minimum AM","A","A1",0,0,0,0,-241.45189263517241,-267.14251047983441,-295.32645429186795,-321.17719128750161,-347.17429242305059,-375.22393657479745,-404.63880932779853,-434.28286441330732,-465.02345271892602,-496.18167973898022,-528.99301816730167,-563.56388392805718,-598.54868355504948,-634.21550364070265,-672.27571126124349,-707.51527820219667,-743.074510082659,-776.4484676785986,-809.67085640531491,-841.64451702029555,-878.48574157255644,-917.10416761294289,-957.46281476542799,-1001.3871630911723,-1047.7417675207469]
[null,"Two Degrees Summer Minimum AM","A","A3",0,0,0,0,-52.727150000653928,-56.125760976398617,-60.036757555890617,-63.462490994298356,-66.920255698326358,-70.766926024692594,-74.852759539523063,-78.960697568801123,-83.247487868039684,-87.587953025739878,-92.197746541226465,-97.087996117042437,-102.02291319872351,-107.04917608363512,-112.45301051388907,-117.36233402688717,-122.30804601844811,-126.88152602380518,-131.42173666504004,-135.75309572770206,-140.86064150986917,-146.23906086462392,-151.8792604723684,-158.06664758051539,-164.61640522385846]
[null,"Two Degrees Summer Minimum AM","A","A4",0,0,0,0,-299.93117966058281,-324.21334503194237,-351.48197678549906,-375.93597894393082,-400.57203228364074,-427.55308118127829,-456.02655271124388,-484.68830102394946,-514.5030595568345,-544.70712763138772,-576.64839585765606,-610.41726741975174,-644.5425596030218,-679.31635039839387,-716.56261283372828,-750.72411246565855,-785.16739502064434,-817.2583411082702,-849.16042045293602,-879.73159960929161,-915.3598135236449,-952.79120609701988,-991.97632891814271,-1034.7921018273132,-1080.0459169673056]
[null,"Two Degrees Summer Minimum AM","A","A6",0,0,0,0,-127.49215509103135,-122.65955929413759,-118.87650051064566,-114.06320153777003,-109.32775970096623,-105.18264073585821,-101.26783937429641,-97.241596129633649,-93.290196330784667,-89.247137143411791,-85.31436716128357,-81.447327725057704,-77.418472305594761,-73.270652017664332,-69.179654029654486,-64.609595265842543,-59.93032414633845,-54.970473682768016,-49.929173390229245,-44.759589572680433,-39.774603830306432,-34.752858474404398,-29.666360805704386,-24.537042406663158,-19.290582551133436]
[null,"Two Degrees Summer Minimum AM","A","A7",0,0,0,0,-137.50043268641244,-178.18461733431414,-220.66679142928419,-261.53456303248464,-302.48487295713005,-345.30287412446569,-389.59303463663952,-434.3428997620428,-480.43116446264673,-527.1993596666797,-575.98890077021304,-627.00306393934011,-678.7916296112918,-731.64704657492757,-787.57464214655522,-840.46521977637656,-893.93153129217069,-944.91667086619566,-995.81750406720198,-1045.2551407423871,-1100.8430716945293,-1158.8240469505595,-1219.1889965786113,-1284.3114435395098,-1352.8009920639345]
[null,"Two Degrees Summer Minimum AM","A","A8",0,0,0,0,-354.76659766916003,-374.67568747044953,-397.98935889958369,-418.07044740400687,-438.36714560626035,-461.20119794916502,-485.56555354637209,-510.04126254022248,-535.63929590593898,-561.54828069017742,-589.14679318846083,-618.49350638670978,-648.07960136303041,-678.20327648426269,-710.67333594946297,-739.97858731296901,-769.48397658511135,-796.62526541536806,-823.54247841836548,-849.139849758742,-879.57612783573745,-911.67815382586309,-945.38338354232246,-982.46069014752106,-1021.7510041460341]
[null,"Two Degrees Summer Minimum AM","A","A9",0,0,0,0,-11.491982587896601,-13.544943636751391,-15.728623652425746,-17.792150040223497,-19.862616798145933,-22.053042864888113,-24.3305838538021,-26.629522470770485,-29.003400924692194,-31.411244346120526,-33.932180322788916,-36.575820071055112,-39.256326014092728,-41.990911903672192,-44.893875447071814,-47.616999473825125,-50.367883016653664,-52.975349981225023,-55.57566696209053,-58.092585462040347,-60.948827618051617,-63.933660776898726,-67.045706885564982,-70.414356666991168,-73.961867513885238]
[null,"Two Degrees Summer Minimum AM","B","B1",0,0,0,0,-199.41398368758396,-199.86300608818297,-202.06985073174087,-202.57745636089359,-203.20659085440954,-204.97385144727531,-207.31487628902369,-209.58277008325135,-212.18716485582465,-214.78407271852856,-217.88541166754575,-221.46533804174186,-224.95772844869413,-228.47256961390727,-232.60161992970524,-235.54161513353702,-238.4317914478348,-240.50299625660597,-242.44742033693046,-243.96003816390913,-246.79973888479122,-250.00639108880353,-253.53989561778755,-257.84455431214468,-262.57551329551308]
[null,"Two Degrees Summer Minimum AM","B","B2",0,0,0,0,-259.96839656554505,-264.40005091059749,-271.17912971400204,-275.70079800099836,-280.38077893094322,-286.64765643086679,-293.76508460050337,-300.83577212643121,-308.45054182745389,-316.12081645776192,-324.60812728982529,-333.89984562013626,-343.15697005629215,-352.54352147392007,-362.9831190437688,-371.66137539673053,-380.332804483887,-387.75399905386007,-395.0102108737459,-401.59246624517493,-410.40352376486766,-419.89683106596345,-430.0218823666487,-441.55482551898746,-453.93628425924902]
[null,"Two Degrees Summer Minimum AM","B","B3",0,0,0,0,186.51835179059663,241.99959646484109,299.92405945221964,355.65537922945413,411.49865250118324,469.88330620772587,530.27275770912183,591.28950281615118,654.12981841379963,717.89743407701246,784.41915406916144,853.97232796367348,924.58204028832915,996.64657004021853,1072.8977384006037,1145.0130996746057,1217.9138738977379,1287.4350273642342,1356.8418424560732,1424.2553714852293,1500.0497800141368,1579.1058895392125,1661.4115317962624,1750.2013977058029,1843.5810482673219]
[null,"Two Degrees Summer Minimum AM","B","B4",0,0,0,0,-119.29915543510488,-117.89067186848807,-117.50946428617928,-116.13008001746213,-114.82345251257134,-114.1527239641638,-113.78053113500026,-113.34339756811444,-113.06161781952375,-112.74690111204855,-112.66444327364503,-112.78959931108977,-112.82771213455146,-112.83558342400913,-113.10088211004475,-112.74692732671525,-112.33782626412673,-111.51838450780541,-110.62296708603263,-109.51763377635734,-108.98876054933065,-108.59052161842405,-108.29815595141855,-108.29159895073722,-108.41242030326259]
[null,"Two Degrees Summer Minimum AM","C","C1",0,0,0,0,-35.702276153180215,-42.772415666826305,-50.258706522923575,-57.364124389707463,-64.491082408317595,-72.009285115953077,-79.816584894933172,-87.699106602701377,-95.833412455567995,-104.08498289818458,-112.7165902784171,-121.761884342104,-130.93602217321865,-140.29619550372962,-150.22487839758367,-159.55684117210848,-168.98550405536753,-177.93575698597255,-186.86385032751264,-195.51286805782433,-205.30581948669405,-215.53495462655567,-226.19631078818799,-237.72730713672237,-249.86665944631773]
[null,"Two Degrees Summer Minimum AM","C","C2",0,0,0,0,-126.31169174095896,-115.89350246535429,-106.43342277240264,-96.014383084018633,-85.672655154741719,-75.764767163787084,-65.934938507911212,-55.923560853270615,-45.832046857673973,-35.554184176408938,-25.152211519215438,-14.551150396131471,-3.6733620412356007,7.4689060847588182,18.924241595675106,30.545016610864888,42.359070726878365,54.183849192625971,66.089757282563298,77.960235190767719,90.37789213441971,103.13040008664744,116.24808349660751,129.99748562493065,144.29150442558054]
[null,"Two Degrees Summer Minimum AM","C","C3",0,0,0,0,2.7861073001487706,-7.7443809039634637,-18.403223300287554,-28.97026269912234,-39.535275705713097,-50.367004658199363,-61.4716664505086,-72.710481291824919,-84.23333102433925,-95.935077603649475,-108.06652615291969,-120.68573830272268,-133.52402523896822,-146.6363802405059,-160.43139033617544,-173.66439537817777,-187.05731354220211,-199.96152214720732,-212.86831416699047,-225.47698396273768,-239.43338036017954,-253.94314279534314,-269.01168025941655,-285.17226444290696,-302.12891053017864]
[null,"Two Degrees Summer Minimum AM","C","C4",0,0,0,0,-91.348466308408248,-96.253412221566563,-102.031786773104,-106.98023514308495,-111.98420752251262,-117.63558142686664,-123.6750874696819,-129.74046809967717,-136.08876718619663,-142.51337559939034,-149.3638406272494,-156.65405736907826,-164.00133423470973,-171.48126605340386,-179.55083989142281,-186.81767004940383,-194.13268764452252,-200.84948598578652,-207.5085702195737,-213.83420150305764,-221.37708629362152,-229.33714629845051,-237.69817518910699,-246.904301349348,-256.66339843390949]
[null,"Two Degrees Summer Minimum AM","C","C5",0,0,0,0,-58.576571808627691,-67.202548949961141,-76.468144409072593,-85.141455106936107,-93.850199345224212,-103.12108917145964,-112.78700223492228,-122.53875567067536,-132.62211528914463,-142.84740682478264,-153.57295202263856,-164.8376740615771,-176.25230148380231,-187.89471310289571,-200.27477642768889,-211.83911683541618,-223.51717413794853,-234.55147267580779,-245.54918485745799,-256.17486580117776,-268.29176870650298,-280.96668335766981,-294.191739642644,-308.53234285895729,-323.64470585254924]
[null,"Two Degrees Summer Minimum AM","C","C6",0,0,0,0,-23.369018553354515,-27.36797544139603,-31.630199582250132,-35.650017830063014,-39.68395484258221,-43.957115829917839,-48.402739349466849,-52.889654461250821,-57.524144104510953,-62.224719482954221,-67.147984335402995,-72.312520690288139,-77.548390934530303,-82.889656425449743,-88.561789165618151,-93.877868418432001,-99.24774109411797,-104.33431774794391,-109.40634131935666,-114.3138468395273,-119.88857991038401,-125.71548797834299,-131.79168788729407,-138.37129801617155,-145.30124565273934]
[null,"Two Degrees Summer Minimum AM","C","C7",0,0,0,0,2.7491481381784717,3.4994781688156116,4.2848410182770618,5.0386178519354283,5.7940469024162935,6.5851256451864533,7.4039559068365701,8.2311801313973234,9.0834348835574819,9.9482132991480032,10.85079052193991,11.794885265219762,12.753158613942894,13.731119185889794,14.766364656498444,15.744353808987068,16.732900569876705,17.674834562312629,18.615078091659928,19.527888270910715,20.555483995235502,21.627581113076687,22.743969245998755,23.94887334543407,25.216295545903023]
[null,"Two Degrees Summer Minimum AM","D","D4",0,0,0,0,-33.794843082386528,-25.813169214130077,-18.012457375546354,-10.012133957987619,-2.0326573107469241,5.9700658986347568,14.090402888116506,22.324942854810242,30.723260841869592,39.259575302549806,48.044398647240236,57.126235925539973,66.389505624066871,75.858798318193834,85.752609291409854,95.40544431367087,105.18848014160517,114.72782699091684,124.28928050648453,133.69131618593786,143.91327514646292,154.50014241172312,165.46242159588343,177.13737208479472,189.35340372761925]
[null,"Two Degrees Summer Minimum AM","D","D5",0,0,0,0,-78.627677203377274,-91.201201360414103,-104.6477262253597,-117.2883147386199,-129.97643489086553,-143.44580957259683,-157.471951978058,-171.62588796053794,-186.25220180031647,-201.08591228821345,-216.63235175708576,-232.94921479466649,-249.48786510179715,-266.35817712220154,-284.28390619525277,-301.06005560981737,-318.00388030029075,-334.0363621735188,-350.01981063961944,-365.47516269049783,-383.06118641242614,-401.4489624749516,-420.62838457290144,-441.40933428859353,-463.30194390931285]
[null,"Two Degrees Summer Minimum AM","D","D6",0,0,0,0,-121.72115841696353,-137.66711998959966,-154.9134826295134,-170.95078497785897,-187.06177932372094,-204.28783086960505,-222.28197534755,-240.42949424887848,-259.21186414932157,-278.25559120699165,-298.25682083848693,-319.2855992983412,-340.58496873367778,-362.30614439587129,-385.43034228978411,-406.96813882553784,-428.71233814534997,-449.21273980679786,-469.6369631153953,-489.34522830397941,-511.89565956648249,-535.50075182455521,-560.14324057738747,-586.89672103598423,-615.10329631019647]
[null,"Two Degrees Summer Minimum AM","E","E1",0,0,0,0,-98.576105980078992,-113.30050647510032,-129.10431435561921,-143.90910858862199,-158.77352598407077,-174.58953670110719,-191.07586445824953,-207.70927875545502,-224.90644193095062,-242.34598759310566,-260.63601526742536,-279.84316674159248,-299.30689033541813,-319.15936155466352,-340.26684824146349,-359.990160811257,-379.90798736202669,-398.73258088521158,-417.4956207715046,-435.62657759646885,-456.29403398469924,-477.91157548518089,-500.46605357106654,-524.91962014494356,-550.68778915995631]
[null,"Two Degrees Summer Minimum AM","E","E7",0,0,0,0,-13.744112847301212,-17.58459920807751,-21.601524592220496,-25.459559569455504,-29.325851869405053,-33.372766205073347,-37.560802252150808,-41.791931196791104,-46.15064448985261,-50.573483633844489,-55.188995115947542,-60.016259211238925,-64.916253848368015,-69.916997846249828,-75.20998942946008,-80.211830557373858,-85.267802560178083,-90.086500415759559,-94.896753837992705,-99.567279574174265,-104.82324178236078,-110.30641685129356,-116.01579409795538,-122.17704322917555,-128.65764153650861]
[null,"Two Degrees Summer Minimum AM","E","E8",0,0,0,0,-6.2754663514465197,-8.0290057175739875,-9.863105914838485,-11.624657857210387,-13.389980035713481,-15.237772979705479,-17.150001115786331,-19.08190516923241,-21.072063348963976,-23.091500946308173,-25.198911393417553,-27.403006611210778,-29.640310088649112,-31.923615023610243,-34.340358173783656,-36.624164050688087,-38.932685708648989,-41.132869640959107,-43.32919790372376,-45.461727476683983,-47.86156327171863,-50.365142878963681,-52.972004827581628,-55.785188336435269,-58.744184458392738]
[null,"Two Degrees Summer Minimum AM","F","F6",0,0,0,0,-139.78029097741964,-155.49248446391087,-172.66028651892074,-188.46815283688071,-204.36072548421012,-221.46406436396148,-239.38013947204195,-257.43949875105125,-276.15666270567374,-295.12984911658106,-315.09484466319168,-336.11785234965464,-357.39784967362783,-379.09454006217214,-402.23187269664669,-423.69019215238558,-445.34625590322111,-465.69738165670174,-485.96082651468151,-505.47713022175003,-527.92019726161914,-551.43661073937335,-576.00534844722483,-602.72619117946113,-630.91784620016233]
[null,"Two Degrees Summer Minimum AM","G","G1",0,0,0,0,-57.415477540520293,-66.555574507121406,-76.332553863096464,-85.521475933761153,-94.745107831384416,-104.53811839908457,-114.73658949686329,-125.02785567878726,-135.66292869874624,-146.44874539504093,-157.75329736443001,-169.61848795946665,-181.64477730735248,-193.91217611105907,-206.94754935916214,-219.14574694899409,-231.46575968468485,-243.12225415433912,-254.74294027893507,-265.97919326921448,-278.76594450516188,-292.13596000002372,-306.08184090821771,-321.19286221538567,-337.11249298664291]
[null,"Two Degrees Summer Minimum AM","G","G5",0,0,0,0,-54.44645886561522,-52.244425976540619,-50.488599402848287,-48.294317090777774,-46.133288548240515,-44.2206539051002,-42.40269215846817,-40.535391718008292,-38.69626563236136,-36.815650061631082,-34.976404350664843,-33.158742392879731,-31.269117619172313,-29.325088265121188,-27.396256586749089,-25.270429694188728,-23.095874010446359,-20.808056622938924,-18.485444834860392,-16.112039003327837,-13.799542328003175,-11.464020021508642,-9.093453983220364,-6.6901325374910892,-4.2262628693435014]
[null,"Two Degrees Summer Minimum AM","G","G6",0,0,0,0,-47.931484788631003,-61.118278946727074,-74.917391819148563,-88.164652661356129,-101.44071669034483,-115.3411442772569,-129.72821393321468,-144.26295631392344,-159.23697762155197,-174.43112711693746,-190.2886425847783,-206.87493362174857,-223.71059517924513,-240.89223225622814,-259.07950627330814,-276.26276141222769,-293.63167187267163,-310.18291426356814,-326.70469145168602,-342.7451431176176,-360.80046910638856,-379.63723135750774,-399.25181012706548,-420.42063284946732,-442.68743505356332]
[null,"Two Degrees Summer Minimum AM","G","G7",0,0,0,0,-17.470922366359495,-22.35278268019999,-27.45892465658817,-32.363092013392709,-37.277755722031834,-42.422018357772004,-47.745668815165679,-53.124097101890804,-58.664705099390595,-64.286827107705648,-70.153865866827715,-76.290075397973311,-82.518736851205631,-88.875466538432164,-95.603688728067226,-101.96181303958328,-108.38874618025699,-114.51406667763185,-120.62865297621948,-126.56562347795213,-133.24677552610174,-140.21675074493098,-147.4742643978602,-155.30617806498958,-163.54403460566903]
[null,"Two Degrees Summer Minimum AM","H","H1",0,0,0,0,4.9244077360466534,1.4451941208880896,-2.0412637484740346,-5.5314093943469693,-9.0184451577425975,-12.570992538062349,-16.2024355607861,-19.879784249183292,-23.644467140754738,-27.46855984155868,-31.424869216862813,-35.533146767606851,-39.715749360702354,-43.988686486290547,-48.475428155507579,-52.799865660196183,-57.178274064049617,-61.411231208127049,-65.647588134093283,-69.793856856895715,-74.359930266758255,-79.10194278243597,-84.022490775613718,-89.289304961333912,-94.811260336498393]
[null,"Two Degrees Summer Minimum AM","H","H2",0,0,0,0,1.9813360410832457,3.9413760936674427,5.9472616176398176,7.9148193981226829,9.8835237043897646,11.915988767969221,14.006297619062131,16.120588464674352,18.291810958356841,20.496142152129387,22.78654416056839,25.173469187031927,27.599956848399543,30.07759167199659,32.689619738039845,35.182444548821678,37.70432438962677,40.125241028906494,42.545048723678292,44.904116156137476,47.529942786640504,50.263069302783755,53.103997194657801,56.157266031798379,59.363621658296537]
[null,"Two Degrees Summer Minimum AM","H","H6",0,0,0,0,-28.634862805221893,-40.719378052322654,-53.230747325521371,-65.366305112102552,-77.518939151199262,-90.157404184111044,-103.19875774724507,-116.38148245153023,-129.94190919317529,-143.70522195410814,-158.03920005723629,-173.00595563306354,-188.20866058631813,-203.72759623162094,-220.12327220231799,-235.68813489546494,-251.42747415378881,-266.47865421475746,-281.51255561135343,-296.13748017539922,-312.51156682512453,-329.57545868826992,-347.32892903622832,-366.45119998230103,-386.54960478991575]
[null,"Two Degrees Summer Minimum AM","J","J1",0,0,0,0,-40.547326278520693,-56.980193633910247,-74.007638358123472,-90.5103745976418,-107.037312190412,-124.23398155125123,-141.98304259316194,-159.92370835573595,-178.38059962802706,-197.11325920409953,-216.62584521036965,-237.00259114902818,-257.69940663956066,-278.82632840777541,-301.15018423874835,-322.33488246905165,-343.75638222531319,-364.23566822600037,-384.69043509093433,-404.58568449084078,-426.86973108317284,-450.09456287959199,-474.25954639033944,-500.29170620090844,-527.65440413753595]
[null,"Two Degrees Summer Minimum AM","J","J2",0,0,0,0,0,-4.1334178999237886E-2,-8.3268215586448494E-2,-0.12474899042299122,-0.16622847677900388,-0.20881662935740736,-0.25250690455107083,-0.29671943441426113,-0.34206463468234699,-0.38811121083858313,-0.43587109202115365,-0.48557062909552579,-0.53612476692071442,-0.58775526426524027,-0.64209738156157981,-0.69416966522471912,-0.74686653425976712,-0.79760138075666032,-0.84833941300776816,-0.89788428880572457,-0.95278883427680028,-1.0098842658813827,-1.0691896045459521,-1.1328211486340072,-1.1995988921243415]
[null,"Two Degrees Summer Minimum AM","J","J3",0,0,0,0,-15.135951497406746,-17.117020719828222,-19.259767876861783,-21.252188880190641,-23.253773494427449,-25.393966473157153,-27.629623307336022,-29.884329397403928,-32.217929458902539,-34.583998557051189,-37.069057848425444,-39.681807677564038,-42.328168085498298,-45.026932931932102,-47.900044561879227,-50.575987073325635,-53.277568425287349,-55.824569804654139,-58.362098313667353,-60.810649866408525,-63.612389456689591,-66.54518001757468,-69.606873890035217,-72.930879753283094,-76.435439956326093]
[null,"Two Degrees Summer Minimum AM","J","J4",0,0,0,0,-8.031348854917626,-11.152074758269874,-14.388623252656961,-17.522712412732872,-20.661599401344379,-23.929543256561875,-27.303323265798426,-30.713359615949706,-34.221969390237589,-37.782924570894757,-41.49280033283118,-45.367546262495196,-49.302915064622603,-53.319982167174878,-57.565327024517202,-61.592403878442397,-65.664357150216091,-69.556052476050255,-73.442880869690711,-77.222757216397852,-81.458391032276026,-85.873256844507324,-90.467167425331127,-95.416871302452051,-100.61990551705823]
[null,"Two Degrees Summer Minimum AM","J","J5",0,0,0,0,-73.216895974625288,-86.333591233987875,-100.28365101180684,-113.46779068585195,-126.69614719480199,-140.68977272511682,-155.23940561399419,-169.92583324400334,-185.09072655922549,-200.47264316064064,-216.57662130098032,-233.46409798231292,-250.58721926203151,-268.05585475858032,-286.59967429614539,-303.99568043651584,-321.56910536563436,-338.22704777369427,-354.8394395709297,-370.91942040822289,-389.16607567447568,-408.23396277743979,-428.1143189987252,-449.63340449719129,-472.29485438654416]
[null,"Two Degrees Summer Minimum AM","J","J6",0,0,0,0,-104.487657515099,-126.07117659800338,-148.88556204206665,-170.575490887581,-192.32843217298571,-215.25032448749778,-239.0420774990321,-263.06524544202045,-287.84973169604456,-312.99254105643718,-339.28454536440978,-366.82910873572951,-394.76918907548998,-423.27695030994886,-453.50703617875286,-481.94176676013319,-510.67297890576589,-537.96172781797031,-565.18569235466896,-591.5671613497791,-621.41214455170996,-652.58094772483901,-685.06238388266263,-720.18227950854441,-757.15049173294938]
[null,"Two Degrees Summer Minimum AM","J","J7",0,0,0,0,-10.786843658754872,-14.978266921445725,-19.325250626624356,-23.534621977943146,-27.750437256334457,-32.13958783223498,-36.670886142902177,-41.250880069729341,-45.963267213969615,-50.745959076005036,-55.728665039886721,-60.932806874055771,-66.218370827873741,-71.613663148593531,-77.315553588281105,-82.724289930058049,-88.193299447865726,-93.420205887320918,-98.640575587105189,-103.71729880482344,-109.40614641846405,-115.33571916535843,-121.50576558132306,-128.15367527172882,-135.14183101467657]
[null,"Two Degrees Summer Minimum AM","J","J8",0,0,0,0,-86.752118203900309,-99.527222063407507,-113.24960300308491,-126.09480803383383,-138.99249026822207,-152.72271218507476,-167.03796496855406,-181.48034765898558,-196.41384032516171,-211.55753468247389,-227.44210655270112,-244.12520130684206,-261.03030648475402,-278.27276089567079,-296.60768019468719,-313.73451085454377,-331.0297566536841,-347.37159335558027,-363.65924552942192,-379.39591807212508,-397.3410958224066,-416.11269101979605,-435.6990479994364,-456.93753408567068,-479.31899923941046]
[null,"Two Degrees Summer Minimum AM","K","K4",0,0,0,0,-18.868797418615539,-21.52563607135659,-24.386742516956833,-27.058396448923023,-29.741468096831415,-32.602352835691804,-35.587236172634732,-38.598231922348752,-41.7127082481231,-44.87083758048469,-48.185061888137305,-51.667252311301915,-55.195212742374636,-58.793376314296012,-62.621164765848,-66.192878311134493,-69.799382424096152,-73.204298188157026,-76.597419299353717,-79.874216240655983,-83.615577943929594,-87.530232730706018,-91.615589426507796,-96.04754248827993,-100.71882704104125]
[null,"Two Degrees Summer Minimum AM","K","K5",0,0,0,0,-25.795439703829626,-27.517059323928841,-29.490206064176931,-31.225303686965148,-32.976069968408659,-34.918679334931142,-36.979864715184767,-39.052608805976689,-41.214466856658298,-43.403584009917061,-45.726906154266501,-48.190199970497858,-50.67656473494975,-53.209152820591576,-55.930324565467728,-58.406332885417328,-60.901033891071826,-63.2108322576373,-65.504358961942529,-67.69400905387225,-70.271030895182832,-72.983694619385005,-75.827578667237788,-78.94532881154953,-82.244845523409637]
[null,"Two Degrees Summer Minimum AM","K","K6",0,0,0,0,-22.784137416212754,-27.937032803245341,-33.364805265371423,-38.542487417743338,-43.733895878763974,-49.192176478123727,-54.852040158002318,-60.568006501495738,-66.462217602837313,-72.44213926367344,-78.691156334465362,-85.234252959095187,-91.872825587076775,-98.646810955468979,-105.82564959118841,-112.58848229988507,-119.42271118520765,-125.92120921472177,-132.40561504879679,-138.69342160149952,-145.79436162344382,-153.20763379567646,-160.93100419177378,-169.27643680995206,-178.0588902200513]
[null,"Two Degrees Summer Minimum AM","L","L1",0,0,0,0,-26.391187212940267,-28.493075710029338,-30.857241946971431,-32.974127367985602,-35.107032702029208,-37.445344862228339,-39.914050763269024,-42.398884619937853,-44.98422138584565,-47.603224688613636,-50.373646538017809,-53.303251458660533,-56.263500291320334,-59.279906947211884,-62.511590742573269,-65.473750322520416,-68.460179585782214,-71.241272871924451,-74.005744944623402,-76.654112231440678,-79.742950213246161,-82.988611096910986,-86.386727899974105,-90.100674720940404,-94.026504182269463]
[null,"Two Degrees Summer Minimum AM","L","L2",0,0,0,0,-241.3922738070986,-268.99498125075922,-299.11824005721382,-326.88783103205338,-354.80369020493202,-384.82304183660557,-416.25843751563144,-447.94719821534295,-480.78479173404077,-514.07247363110321,-549.09237795788283,-585.96139992954068,-623.28391793399453,-661.3382448033932,-701.91122198651283,-739.55890572738599,-777.55516420386095,-813.27562511031954,-848.84470243226974,-883.10998229920233,-922.4903812433912,-963.7492279114532,-1006.8504338720614,-1053.7172516774638,-1103.159749291083]
[null,"Two Degrees Summer Minimum AM","L","L3",0,0,0,0,-473.41343274588291,-516.24952145119266,-563.86490485155161,-606.98821337513766,-650.39873217856496,-697.63154727835979,-747.34023790508809,-797.40307621660531,-849.40939148940117,-902.10670542932519,-957.73292444280526,-1016.455433093126,-1075.8337428961261,-1136.3530623841189,-1201.0707460143744,-1260.6718133297593,-1320.7857818412199,-1376.9727784663778,-1432.8620140470623,-1486.520391779686,-1548.7454891762011,-1614.0557296637305,-1682.3751384343809,-1756.8971157349915,-1835.6105198012399]
[null,"Two Degrees Summer Minimum AM","L","L5",0,0,0,0,-121.24372938967954,-135.08012385765727,-150.18211163258528,-164.10222863870877,-178.09581240927756,-193.14517450470396,-208.90503562475539,-224.79180559510942,-241.25484243436546,-257.94347656754019,-275.50100842058589,-293.98599976929171,-312.69819774821877,-331.77724217710914,-352.11951625326344,-370.99402192841194,-390.0431890242279,-407.95060367029896,-425.78198098883001,-442.95929793907851,-462.70220234770517,-483.38713022251306,-504.99594279265818,-528.49321733700174,-553.28207572434212]
[null,"Two Degrees Summer Minimum AM","L","L7",0,0,0,0,-140.76868231475535,-160.92654821589764,-182.6132203143184,-202.88280854617528,-223.23756695037426,-244.92791491089656,-267.55232173431938,-290.37579291867507,-313.98049932675036,-337.91658937388883,-363.03116998628815,-389.41464891632683,-416.14655366165732,-443.41097198517514,-472.41057749728992,-499.4812679465586,-526.81659903362402,-552.63201441209219,-578.35946297928842,-603.20936518555595,-631.56877580445644,-661.23887310611997,-692.20048089209831,-725.78308536096245,-761.17683322308028]
[null,"Two Degrees Summer Minimum AM","L","L8",0,0,0,0,-43.759490201346601,-53.728262866242027,-64.226013523634663,-74.24264751607231,-84.285642176849109,-94.84312747643078,-105.78969705211016,-116.84492854857409,-128.24447371110716,-139.80985834634987,-151.89505775180135,-164.54845138249033,-177.38670723813152,-190.48691489969008,-204.36941591518394,-217.44897382579271,-230.66674496032397,-243.23628688212662,-255.77876871657688,-267.94157951728579,-281.67544801361197,-296.01300487182874,-310.94999274567664,-327.08926288812194,-344.07336534003957]
[null,"Two Degrees Summer Minimum AM","M","M4",0,0,0,0,-11.245305779672563,-14.846066645473634,-18.597842367147003,-22.214587502131241,-25.838074409231492,-29.621642770941193,-33.532901201193319,-37.485211091490989,-41.554473764953094,-45.683983816367864,-49.990141886903302,-54.491070138758396,-59.060985734985842,-63.72527333245695,-68.658754570803538,-73.328840463605133,-78.050144118096526,-82.555548000554495,-87.054078064728856,-91.425048821630853,-96.334471854424578,-101.45410133894411,-106.78332133845871,-112.53024832553416,-118.57336391352209]
[null,"Two Degrees Summer Minimum AM","M","M5",0,0,0,0,21.495900117371846,24.085660572393223,26.901787259799896,29.506875896801873,32.124985560326493,34.933944280838844,37.872514153321347,40.835310731476724,43.904020760477664,47.01504657508535,50.285787204510541,53.727373599623377,57.212067620320489,60.765359764654832,64.551579892934527,68.070068755962311,71.621588886754338,74.964196257695249,78.293333126060517,81.502564201837259,85.18437832807669,89.040450825812712,93.067628659847543,97.44392231510966,102.05960759164306]
[null,"Two Degrees Summer Minimum AM","M","M6",0,0,0,0,7.9768298625374463,8.9378539844228264,9.9828794699404195,10.949591667184059,11.921135786451881,12.963501339049053,14.053963789282896,15.153416433378228,16.292172087486446,17.446630541684069,18.660356944530943,19.937481837237932,21.230603370847891,22.549180715015012,23.954194397647182,25.259856727689531,26.577776502252032,27.81817165433554,29.053568090076762,30.24446915219842,31.610739218124348,33.041674144510246,34.536103883803506,36.160085653625572,37.872902327916464]
[null,"Two Degrees Summer Minimum AM","M","M7",0,0,0,0,-3.041027797494809,-0.82465984242996049,1.3971657984390071,3.6205252277060471,5.8419620607069218,8.1056738052615938,10.419914922374304,12.763361458121359,15.162598643851144,17.599674467020019,20.121210264767498,22.739774739848936,25.405639995498962,28.129056352998127,30.988954325591806,33.744899064424494,36.535197712700906,39.232455459623807,41.931817940271827,44.57358983443369,47.483401129314764,50.505456292664796,53.641389896115854,56.998254423506594,60.517840594066257]
[null,"Two Degrees Summer Minimum AM","M","M8",0,0,0,0,1.4061726822191081,0.73335969864266637,6.3131969845810959E-2,-0.61166534135622208,-1.2855846169244167,-1.9696094983306549,-2.6676125830778989,-3.37467230752342,-4.0978828818180197,-4.8326165534346952,-5.5918126117382831,-6.3793550366222087,-7.1814908665763664,-8.0010711709672453,-8.860666204303115,-9.6915250239967179,-10.532949613711045,-11.348062279486118,-12.164121042564695,-12.963711814320769,-13.841596680405727,-14.752723736761149,-15.697686811885042,-16.707962849478935,-17.766685773564124]
[null,"Two Degrees Summer Minimum AM","N","N1",0,0,0,0,-245.95980871125604,-252.68051902716925,-261.6588463776323,-268.47368547492766,-275.43822762309014,-283.97195754014786,-293.37780768018348,-302.77137516379969,-312.74897685528236,-322.82198633493579,-333.77278537532453,-345.60326863507714,-357.45328661637933,-369.49158382761561,-382.69201655298076,-394.0872038595395,-405.51412932639312,-415.63819940245793,-425.60637177499257,-434.86393491422137,-446.55797887473238,-459.03149628987597,-472.2378661746431,-487.04083875153276,-502.83901497066023]
[null,"Two Degrees Summer Minimum AM","N","N2",0,0,0,0,-159.67697429867854,-170.79097645789685,-183.46859434151142,-194.667647675973,-205.96367770821504,-218.45949692505596,-231.70150071693251,-245.02082805953981,-258.90430392203911,-272.96427095530896,-287.87392469678434,-303.67146399991083,-319.62126322972591,-335.86909006556579,-353.31425101707117,-369.21672617217223,-385.24181636961259,-400.10064546951537,-414.85878617944519,-428.96072702460054,-445.51980000547826,-462.94273404971972,-481.20236943929217,-501.20509759330821,-522.36776563813805]
[null,"Two Degrees Summer Minimum AM","N","N3",0,0,0,0,134.84236890351008,151.83688994229075,170.26226305734173,187.35559361789541,204.53058087029333,222.92284473274552,242.14812525744568,261.53484344649326,281.60647781159076,301.9562677710548,323.33898951357554,345.82856905373399,368.60404833361969,391.82934663839956,416.56493117969103,439.57991754372978,462.81342661166514,484.70088076500355,506.50389307817096,527.5331199504094,551.6239657215425,576.8476295372277,603.18467734241153,631.79011214417824,661.95425529622378]
[null,"Two Degrees Summer Minimum AM","N","N4",0,0,0,0,-119.5609617211841,-132.66172766891958,-147.00263269148786,-160.18403127669762,-173.43789391035196,-187.71830130663122,-202.68485242628873,-217.76968277374294,-233.40788598839796,-249.25933151399619,-265.94508328310764,-283.51991351548986,-301.30755798212186,-319.44280203835132,-338.78808230115766,-356.71581646132182,-374.8075738894143,-391.79922826409882,-408.7158587533886,-425.00319804726018,-443.75003086892411,-463.39700003194719,-483.92596837111483,-506.26029392306992,-529.8269011422218]
[null,"Two Degrees Summer Minimum AM","N","N5",0,0,0,0,-45.970873379696791,-51.750700774438826,-58.018135514724449,-63.831599713304342,-69.672902997663613,-75.928828530448996,-82.468375449231772,-89.062783342740559,-95.890311406684077,-102.81243162468662,-110.0861219425995,-117.73650879577285,-125.484076075066,-133.38463255225057,-141.79916221768445,-149.62786890424991,-157.53086352037187,-164.97562136144049,-172.39158995296904,-179.54416127416408,-187.73869417151403,-196.31868897829341,-205.27751373598204,-215.00821897662712,-225.2692584615958]
[null,"Two Degrees Summer Minimum AM","N","N6",0,0,0,0,-2.4077847163485204,-3.2424121107780484,-4.1102977369534095,-4.9485733449125773,-5.7882904808820932,-6.6639906698725406,-7.5687283648815908,-8.483060014517033,-9.4241772015216778,-10.379274304535155,-11.374832706143131,-12.415081191247676,-13.47141690277136,-14.549616560616871,-15.689630225565217,-16.769751703372787,-17.861801472043332,-18.904602559218592,-19.945936767033057,-20.958121280998999,-22.093849831666382,-23.277960474446665,-24.510350619156409,-25.838840002810141,-27.235592631911263]
[null,"Two Degrees Summer Minimum AM","N","N7",0,0,0,0,-9.1217938327413925,-11.022025050308176,-13.029943141630836,-14.939520647724374,-16.85459865437722,-18.872155090491724,-20.966076778339112,-23.080403013905595,-25.261630542812021,-27.474411002421,-29.788179019769416,-32.212045842281135,-34.670771885486104,-37.179472858360583,-39.839581816309568,-42.342078054860416,-44.870698746869962,-47.272633310813426,-49.668913417608863,-51.991182049868364,-54.617888980053202,-57.361012968079017,-60.219584743900093,-63.310167688178076,-66.5633258111381]
[null,"Two Degrees Summer Minimum AM","P","P1",0,0,0,0,-289.68779336855727,-313.93995172154985,-341.08818088084314,-365.50914213019837,-390.10591215030354,-416.98902890623197,-445.33491039611795,-473.87273751332384,-503.54609942932581,-533.60903767753723,-565.38297700102964,-598.95961009209509,-632.89701677679432,-667.48158806591312,-704.50662523776191,-738.50835953417629,-772.7943309263236,-804.77036383533334,-836.564041868098,-867.04920088050028,-902.52232566499515,-939.77941180009475,-978.77306747123976,-1021.3570344469772,-1066.3566173082713]
[null,"Two Degrees Summer Minimum AM","P","P2",0,0,0,0,-2.4771877694447797,-2.6150695645001267,-2.7767076655561365,-2.9157864303258823,-3.0563707434279008,-3.2146419004972402,-3.3835682632564086,-3.5532578185069719,-3.7307529935043875,-3.91040015208142,-4.1017975304762908,-4.3053486017882969,-4.5105477077931093,-4.7194709539249455,-4.944703561384646,-5.1478999622001123,-5.3524766906918728,-5.5405997684611465,-5.7271581303310386,-5.9045333523197252,-6.1155494639959782,-6.3381366358151991,-6.5718576253563894,-6.8290056218457771,-7.1015197295218409]
[null,"Two Degrees Summer Minimum AM","P","P3",0,0,0,0,-138.65070014769034,-178.87108979869009,-220.89284007467572,-261.29550052131924,-301.78141483519329,-344.12907598471304,-387.93977053149428,-432.20385510912837,-477.79550004397646,-524.05911847628602,-572.3276607887492,-622.80170009513313,-674.03999427745873,-726.33312438826374,-781.67138004816843,-833.99137017822966,-886.87975945613516,-937.30439081642055,-987.64394855642809,-1036.5312817259696,-1091.5160894562398,-1148.8713377751042,-1208.587510830763,-1273.0168156386749,-1340.7801815669536]
[null,"Two Degrees Summer Minimum AM","P","P4",0,0,0,0,-12.282615523359931,-20.13967529893732,-28.21862891188313,-36.107064804083969,-44.002742030355073,-52.178520895179538,-60.598400876222705,-69.112700453794091,-77.862273535679364,-86.744238102617473,-95.981801747977556,-105.61624740749599,-115.40717746498623,-125.40337131016057,-135.95102383488288,-145.99549278639304,-156.15520040429973,-165.8928239168994,-175.62324199066401,-185.10105927410916,-195.67582972668052,-206.68819345869883,-218.1392835105089,-230.45732924105565,-243.39757648325258]
[null,"Two Degrees Summer Minimum AM","P","P5",0,0,0,0,-52.259884031542292,-52.171348189719581,-52.540487476505973,-52.466573038814943,-52.424513770357116,-52.675189167272741,-53.070731088970774,-53.444502305515272,-53.900808704173485,-54.351653971005362,-54.926146711945222,-55.616384918505645,-56.279419337484327,-56.94296757217684,-57.753952080484929,-58.264647982180264,-58.759172020689931,-59.048858640911256,-59.305304284855886,-59.454540106405034,-59.92482238068883,-60.48034064137309,-61.110491317890826,-61.921153502861934,-62.827839142940327]
[null,"Two Degrees Summer Minimum AM","P","P6",0,0,0,0,-48.820950419177898,-57.818658599936974,-67.375703379790053,-76.419275429763118,-85.492323379344001,-95.082397909410432,-105.04992374349162,-115.11184197380479,-125.49969267720182,-136.03652200071602,-147.0652462939544,-158.62820898137937,-170.35349930010966,-182.31572755115766,-195.01138701683789,-206.92787426072118,-218.96646463347855,-230.38267373470114,-241.76852912040593,-252.7921133354327,-265.29304622413548,-278.35490671015668,-291.97196756009089,-306.70805540112525,-322.22501456464323]
[null,"Two Degrees Summer Minimum AM","P","P7",0,0,0,0,11.481221865405326,12.96381781019967,14.568760859400729,16.059896210416884,17.557983152475028,19.160670293132558,20.835233990251023,22.523993041766659,24.272044860484566,26.044384264758328,27.9061483294435,29.863826411211022,31.846583384719349,33.868567175482795,36.021479765341404,38.025936818441949,40.049537867572852,41.956839082084734,43.856953196245833,45.690155645946234,47.788655878445972,49.985496836299461,52.279040174102853,54.769451346830188,57.395288418107064]
[null,"Two Degrees Summer Minimum AM","P","P8",0,0,0,0,-90.848035482762612,-109.39036384593292,-128.99963690001138,-147.63369105452591,-166.32253909752197,-186.02174491373174,-206.47129627663372,-227.11922742930673,-248.42296532324099,-270.03445534476418,-292.63585340806981,-316.31580556131382,-340.33501916705092,-364.84198394068693,-390.83176785274094,-415.2728441150291,-439.96831926533667,-463.42024694648796,-486.81582983979933,-509.48535286123376,-535.1372605742323,-561.92832125156656,-589.84870528524857,-620.03971392733092,-651.8207347828444]
[null,"Two Degrees Summer Minimum AM","Q","Q2",0,0,0,0,106.24245137753182,123.48370964187892,141.90822875890115,159.24099802396353,176.63798463427548,195.09736330970054,214.3157655212222,233.71002502109602,253.74946576952135,274.07341537017737,295.37084794807919,317.72109982830585,340.37623870132705,363.48607882706597,388.03852667758861,411.02382463722796,434.23949177607648,456.21179195787954,478.11785714890709,499.30308519348654,523.39994614143632,548.59348853779147,574.87017251827854,603.33720947292989,633.32549734333759]
[null,"Two Degrees Summer Minimum AM","Q","Q4",0,0,0,0,-192.49795605078009,-211.62679336041154,-232.72380324284623,-251.97549709121563,-271.34392219138493,-292.31244926274104,-314.33332985246778,-336.51983071968112,-359.5434672620936,-382.87710782676595,-407.47261024039557,-433.40740530586805,-459.64423495620946,-486.38957254563826,-514.95427911064382,-541.34452670355688,-567.96918225007289,-592.91584978195272,-617.74157447590255,-641.61080582436375,-669.18526513424774,-698.10488395005552,-728.3395569597584,-761.27537544249572,-796.04573068926322]
[null,"Two Degrees Summer Minimum AM","Q","Q5",0,0,0,0,-74.7544828085273,-82.656752148691737,-91.330215732617432,-99.281875428202895,-107.27885166370012,-115.90991816682222,-124.96228779069982,-134.08496059902626,-143.54570917948641,-153.13488397847811,-163.23372786577602,-173.87490480115477,-184.64316945413532,-195.62124541559936,-207.33693548639431,-218.18218010350867,-229.12561381706075,-239.39492945236216,-249.61731477172819,-259.45457974622525,-270.79216493496114,-282.67724123252674,-295.09833559694368,-308.6179795810919,-322.88610929594927]
[null,"Two Degrees Summer Minimum AM","Q","Q6",0,0,0,0,-72.358067587905708,-85.595370016666621,-99.660244805833386,-112.9651739493364,-126.3137927120772,-140.42606565631098,-155.0951422914506,-169.9028769232761,-185.19098597211001,-200.69822987918093,-216.9304421953187,-233.94984227412152,-251.20779753222962,-268.81436133667336,-287.5015029097346,-305.03922282005374,-322.75642774857545,-339.55586057820415,-356.31029825593487,-372.53064737955987,-390.92784499960618,-410.15118927484195,-430.1921465745898,-451.88133762071692,-474.72038443596171]
[null,"Two Degrees Summer Minimum AM","Q","Q7",0,0,0,0,-55.075055906371716,-64.585737989475319,-74.718126340413704,-84.278278973616267,-93.871703394358832,-104.0312300640912,-114.59950497246193,-125.26618217168006,-136.28301633071808,-147.45705970443996,-159.15949731987186,-171.43459407053203,-183.87958789411104,-196.57521510529889,-210.05626507874811,-222.69345495308806,-235.45872407835219,-247.55224596301593,-259.6114764325921,-271.28049219156873,-284.53316680594054,-298.3847208608268,-312.82839909313566,-328.46750561518149,-344.93882697743152]
[null,"Two Degrees Summer Minimum AM","Q","Q8",0,0,0,0,-8.9570811291508114,-13.220956534344905,-17.625374381554106,-21.906931904516409,-26.193815855439144,-30.645645824424928,-35.236400540603981,-39.877489386603408,-44.649982108880486,-49.494147556778636,-54.536872524446508,-59.800235232606923,-65.147406425774719,-70.606093957917381,-76.370767131145371,-81.848991713709367,-87.389103649923342,-92.690992464595496,-97.987513742958811,-103.1421403214464,-108.90664325868394,-114.91256294518665,-121.16005109111863,-127.88634099927609,-134.95479374257005]
[null,"Two Degrees Summer Minimum AM","R","R4",0,0,0,0,7.0596557990865429,20.693411205098968,34.587024688248142,48.271151169953157,61.959155518008139,76.05271032212454,90.529680197504291,105.17612185303989,120.20764318445354,135.46997307592036,151.31462219122386,167.81524862406937,184.59433081385723,201.72882262176242,219.77842244974394,237.03811341233887,254.50181507920385,271.29012028652306,288.07498677216978,304.45147199580919,322.64072248936537,341.56476787440556,361.22845514879072,382.34474405495496,404.5126641294429]
[null,"Two Degrees Summer Minimum AM","R","R5",0,0,0,0,0.79536540684739532,1.8616838457016098,2.9504622174535955,4.0207897705539439,5.0915688594476398,6.1954401591655914,7.3299841795569289,8.4776867517361172,9.6559024497751373,10.852151640607469,12.094537512064107,13.388786465204063,14.704695813662676,16.048415454208378,17.46442039982011,18.817225099688439,20.18591677459602,21.500811706819988,22.815283018829316,24.097303310564023,25.52265053893521,27.005885814066168,28.547339068104883,30.203285914600933,31.941960822497684]
[null,"Two Degrees Summer Minimum AM","R","R6",0,0,0,0,-0.67380355780919243,-6.5797202658420799,-12.577263440130872,-18.504318644803799,-24.431600431995722,-30.521095782366281,-36.769963038812939,-43.093184895952895,-49.5793405787932,-56.165659320010157,-62.99842032421023,-70.109869459548989,-77.34309864886383,-84.730156759923062,-92.506632812226044,-99.954855732288365,-107.49212949839554,-114.74637002965095,-122.00063724968548,-129.08300845835637,-136.93546821077737,-145.10212598313862,-153.58556333650893,-162.68958512761697,-172.24446762947667]
[null,"Two Degrees Summer Minimum AM","S","S1",0,0,0,0,94.078798089593292,91.009117264405148,90.370139421626291,90.246706755081448,81.754603722046468,74.58104861502143,70.845274072037881,68.437842351623658,68.085193436847916,69.399441641947135,71.044703977274523,72.95208910488499,75.881960894870161,79.271574794771993,83.684196010158388,87.65040432834634,91.081090128888022,93.929641157394769,96.722068566481283,99.231145961839999,102.71151151365123,106.45045238419578,110.41212958501853,114.93419193524352,119.75258914054179]
[null,"Two Degrees Summer Minimum AM","S","S2",0,0,0,0,55.073334479676028,46.675871436525739,42.598611528407872,38.239591719943618,34.629443093594979,32.292402885506561,30.192125929517481,28.116461301723021,26.054799204178799,23.963131723422315,22.306297033434163,20.956603841742577,19.621096454106393,18.402180377244768,17.29932642246693,16.102208127959393,14.887826499150082,13.595687436631536,12.290223490999196,10.952093673697805,9.6889706911666842,8.4253518064146125,7.1539099771386034,5.8894475249148552,4.8731331773137025]
[null,"Two Degrees Summer Minimum AM","S","S3",0,0,0,0,46.22129734671806,46.00937401298534,45.841501447529978,45.631201047242982,45.423308456541037,45.238148633916651,45.061864354834064,44.881411799585862,44.704621019882659,44.525192135832874,44.350752981185536,44.17972619517316,44.003424042626783,43.823768814920449,43.647738962738472,43.456288620087314,43.263463054432393,43.062574493973045,42.860908134377375,42.656417461193676,42.459249759429909,42.261351367732779,42.061912860530398,41.861851868076883,41.658955394699959]
[null,"Two Degrees Summer Minimum AM","S","S4",0,0,0,0,6.8963293766580556,5.941327234344346,5.0367388942227498,4.08233427801758,3.1294684035033211,2.1864049972954955,2.329629625449301,2.7833724841917293,3.2566935807433053,3.7379539829433428,4.2482445458772,4.789072612026394,5.3381563181153124,5.8999980881235556,6.5024201857167503,7.0576513962934611,7.6165324686599947,8.138458111042528,8.6559590309217533,9.1513012295747913,9.7270423401389898,10.334364600768051,10.973558002379086,11.674361908059968,12.419434054850143]
[null,"Two Degrees Summer Minimum AM","S","S5",0,0,0,0,47.998138227296415,41.483514683549089,35.813408550717895,30.981656082564228,27.860271443553426,28.001724898805406,28.653601543280985,29.720576995908758,31.657884525345647,33.71895011356122,35.92712801486369,38.800028927427235,41.691130508244058,44.622759192559471,47.747437098117388,50.623907925378191,53.535415288649091,56.261980958729545,58.987880174025257,61.617567153107892,64.656902592153614,67.825068206572411,71.111301033163429,74.670048085064877,78.394422231210314]
[null,"Two Degrees Summer Minimum AM","S","S6",0,0,0,0,8.230597476277822,7.0885192205540442,5.9781777257499655,4.839679491474679,3.7085400578764367,2.5812734519167688,1.444748385986752,0.29932615556941666,-0.78865581368199411,-1.0534897864635941,-1.3162151454907343,-1.5788740551691141,-1.8480444201951927,-2.1222633584711548,-2.3977966081569302,-2.6849190663554245,-2.9753402136483476,-3.2707133957845946,-3.5676745748918566,-3.8659243050096923,-4.16676376711027,-4.4127728498821224,-4.6390140971286744,-4.8686309700707273,-5.1035490212577788]
[null,"Two Degrees Summer Minimum AM","S","S7",0,0,0,0,3.9637292331824607,2.8820723508379209,1.8210507669216391,0.73914535740547049,-0.33871251976943428,-1.4209944284645697,-2.5180925560070948,-3.6271123425094931,-4.7555933264022086,-5.6091802105909228,-6.2467410172901108,-6.901821207475157,-7.5696038348516703,-8.250978510172267,-8.9579763298786208,-9.6532575466746557,-10.356829978437677,-11.046406680918487,-11.521883574437112,-11.899639915564734,-12.318271207284461,-12.753835044643598,-13.206559581373003,-13.692573995407663,-14.203016530829061]
[null,"Two Degrees Summer Minimum AM","S","S8",0,0,0,0,0,0,0,0,0,0,0,0,0,0,0,0,0,0,0,0,0,0,0,0,0,0,0,0,0]
[null,"Two Degrees Summer Minimum AM","S","S9",0,0,0,0,0,0,0,0,0,0,0,0,0,0,0,0,0,0,0,0,0,0,0,0,0,0,0,0,0]
[null,"Two Degrees Summer Minimum AM","T","T1",0,0,0,0,15.405759498291019,18.13737178955882,21.035709505614264,23.750545294831404,26.451083208087944,29.284282277040159,32.206179231079332,35.129390308094671,38.127638226006212,41.146426165488805,44.284589299915211,47.553890877566474,50.837304484052986,54.157400790639521,57.668312160884597,60.941742335331277,64.263814535849747,67.408781604898579,70.56646959524231,73.637658238639233,77.125212832910094,80.733655615449351,84.447482380616009,88.427626780432959,92.557912625839379]
[null,"Two Degrees Summer Minimum AM","T","T2",0,0,0,0,52.466323107011185,54.357587022458389,56.386954307474674,58.279907862320044,60.168636873403351,62.164030654460689,64.228871771644791,66.295463679653182,68.416662776882944,70.550969506645629,72.772461428152042,75.088321251261732,77.412547921601629,79.760996359131013,82.244051041356755,84.543218238891967,86.865140335539209,89.04847160339412,91.22997649285449,93.339670463929878,95.74812339763335,98.244597208260927,100.81854801575071,103.58432822220385,106.45877707417581]
[null,"Two Degrees Summer Minimum AM","T","T3",0,0,0,0,-8.1393019149199866,-9.3935182349874893,-10.741706874179567,-12.003104910848601,-13.261319451972181,-14.535105124085108,-14.243310949291269,-13.90176628370865,-13.533089697079875,-13.110693493807327,-12.66010356155908,-12.172104166644148,-11.607132951552305,-10.967837243509134,-10.282447048297531,-9.4850488124144743,-8.6492716109764771,-7.74921487744788,-6.8327123279047877,-5.8967803585172369,-4.9518867143611764,-3.935836048479278,-2.8245523900098011,-1.6103595313677357,-0.25644276934687071]
[null,"Two Degrees Summer Minimum AM","T","T4",0,0,0,0,33.157857796234737,30.422767728077893,27.109091237197962,23.730924522105308,20.384461557662487,17.055562753662755,13.71276492672175,10.364280842917452,6.9918761432955669,3.6098588302223753,0.17772436264712965,-3.3201298959715579,-6.8291544660315182,-10.35612886610453,-13.991425387667974,-17.488597496863662,-21.017644117195616,-24.430215198093322,-27.851829527129148,-31.215159096634231,-34.859038629560168,-38.572071875098111,-42.3363098953769,-46.270807169256855,-50.280787814353559]
[null,"Two Degrees Summer Minimum AM","T","T5",0,0,0,0,-10.100406197051704,-7.9540467147495422,-5.8730158229799674,-3.7326027980257015,-1.604285430812741,0.51613081273743155,2.6539118324385846,4.8093140956207243,6.636019079483054,8.2763971039549702,9.9539748337104133,11.676874170549782,13.419541802107974,15.186035775264221,17.019998434698415,18.792366662989362,20.581848232184356,22.315622109494672,24.050722507632223,25.753239283952023,27.604609285089268,29.50886713533567,31.462808208217382,33.528137023239381,35.664974736990168]
[]
[]
[null,"Gone Green Summer Minimum PM","A","A1",0,0,0,0,-96.922112652104019,-114.84938247586605,-130.98869777788119,-152.70471652979674,-172.50350846929845,-193.41002688842295,-215.13257070037236,-237.02456836588846,-259.78416688797142,-282.99314641407267,-307.44196815375307,-333.34566691402841,-359.96345294498661,-387.44839515251755,-416.78241161817863,-444.53950640041637,-472.30519202348432,-498.83212134488576,-525.08421441676546,-550.3713117051575,-578.29816911296484,-607.78373811107656,-638.97869870361194,-672.57070563273714,-708.86846250191377]
[null,"Gone Green Summer Minimum PM","A","A3",0,0,0,0,-23.760413000833026,-26.088865852023755,-28.09849682943965,-31.325236344154018,-34.139930109372742,-37.166952540625708,-40.336236650373699,-43.522318406804239,-46.852823821024131,-50.248861912158645,-53.848534718840682,-57.683801520485567,-61.622653776738872,-65.690678059701426,-70.051950977743644,-74.130504794857515,-78.197346345986261,-82.049094335824449,-85.848511553980202,-89.485065435851624,-93.544988012371235,-97.848591323520651,-102.41752489924167,-107.35911709124635,-112.71909344630939]
[null,"Gone Green Summer Minimum PM","A","A4",0,0,0,0,-173.511799230744,-197.95470895526293,-219.63921357292003,-250.75180096617802,-278.64673382601342,-308.3054420636326,-339.21106104523852,-370.32842590118997,-402.7462245621997,-435.80326151389215,-470.70848464115937,-507.77000325371546,-545.84526847995676,-585.16410628239544,-627.20060670361113,-666.79862053236525,-706.36085192062797,-744.03342943241819,-781.26969440774792,-817.05129637523055,-856.73015404219996,-898.68688827152721,-943.13463988151091,-991.07768520109437,-1042.9577710281442]
[null,"Gone Green Summer Minimum PM","A","A6",0,0,0,0,-52.590856951095915,-64.3480436516992,-75.017698840422923,-88.860677540976212,-101.60641948003061,-115.01140151719363,-128.91592612898481,-142.93670208999276,-157.49530137735024,-172.34157861045767,-187.95913504542219,-204.48503808182204,-221.46861397681954,-239.00464537731511,-257.70120828087266,-275.4401020780366,-293.19723004128355,-310.19518467925991,-327.02923277009359,-343.26727011261391,-361.15745631085127,-380.02939028058256,-399.97985026265314,-421.44212546008481,-444.61314198164337]
[null,"Gone Green Summer Minimum PM","A","A7",0,0,0,0,66.627306316860526,40.015811769310453,14.426732984156363,-10.155379146833077,-34.963342271076158,-60.125830216070831,-85.816170860558159,-111.8562477117551,-138.58621917307093,-165.84824418901962,-194.14804131733308,-223.72888088965041,-254.16552269854381,-285.57768184522178,-318.73441030283027,-351.01818723667833,-383.55642294084993,-415.27706342902462,-446.90315325188044,-477.80386359865918,-511.10614143277513,-545.94533511087059,-582.50594905648131,-621.46933779989729,-663.18766297007107]
[null,"Gone Green Summer Minimum PM","A","A8",0,0,0,0,-206.0516135390387,-228.421473285773,-247.90058018416929,-278.09259423064418,-304.6502503457541,-333.11164337446604,-362.86762760763821,-392.79535474692801,-424.04746654900009,-455.91491127562887,-489.6539869158276,-525.56371725795725,-562.44705762189903,-600.53847552957484,-641.34160860260056,-679.58354542466475,-717.73847326256259,-753.93475320665732,-789.66136457730352,-823.89795274975518,-862.04180260386829,-902.4447368521644,-945.31061216410899,-991.63472532506296,-1041.8451724633574]
[null,"Gone Green Summer Minimum PM","A","A9",0,0,0,0,13.018169277886168,11.140647829529843,9.2707900877601457,7.8388561367567791,6.2696123188109967,4.7263191453229112,3.1727899712967971,1.5907058444682867,-1.6424473758391483E-2,-1.6557580164740886,-3.3365939948481085,-5.073095654253609,-6.8619083005234494,-8.7072304833074696,-10.636115836870108,-12.561410624791836,-14.514208713397229,-16.449674596677276,-18.39085371148963,-20.308793489312293,-22.336233168492427,-24.441411185411241,-26.635797287977507,-28.954052106974519,-31.416830112392041]
[null,"Gone Green Summer Minimum PM","B","B1",0,0,0,0,-116.49807731111201,-130.14539679461762,-142.1005193745755,-160.18511986625765,-176.18687293409135,-193.29362344176593,-211.16027241120864,-229.13599362038585,-247.89352932930024,-267.02055832520858,-287.25430911961632,-308.77388715295734,-330.87850804834108,-353.70651175952611,-378.14510988146191,-401.0853998720761,-423.98318211050719,-445.73071750983974,-467.20543103105308,-487.80205045550815,-510.71603348277961,-534.97424359719139,-560.69933539147996,-588.48366699533358,-618.58376870142683]
[null,"Gone Green Summer Minimum PM","B","B2",0,0,0,0,-128.77095042085367,-141.97864983004655,-153.42444345031313,-171.50915313608863,-187.34424930735085,-204.34694180752646,-222.13708741108738,-240.02531589733107,-258.71569965180163,-277.77395301798202,-297.96438549806595,-319.46611369799837,-341.54958474779414,-364.3568665704301,-388.79900905627431,-411.67935878740536,-434.50016865625327,-456.13003681774904,-477.47201042394408,-497.91034548917963,-520.70688086659493,-544.86348499807355,-570.50184325473117,-598.22107188071016,-628.27751376234255]
[null,"Gone Green Summer Minimum PM","B","B3",0,0,0,0,28.943340444692815,34.999481294358965,40.481064555844135,47.678998058400715,54.284692285742786,61.241320253687135,68.461282019433128,75.740260244446148,83.301537941930476,91.012187866772365,99.127193164311578,107.71782608180895,116.54600507369761,125.66149949518079,135.38359334808791,144.59946433016268,153.8225992109071,162.64568971924746,171.38159169445541,179.80426111035464,189.09131292508278,198.89090543658108,209.25323414965524,220.40447579792689,232.4470014488293]
[null,"Gone Green Summer Minimum PM","B","B4",0,0,0,0,-56.853970723732644,-59.125440579514517,-60.824865353179597,-65.197011610043845,-68.675778501302261,-72.568015570597993,-76.70837148794368,-80.849404840025613,-85.226990909522272,-89.690104978219949,-94.480278231168768,-99.640834904887939,-104.93510909556638,-110.40525909288898,-116.32149336203082,-121.72710529536403,-127.08262424482783,-132.06494033300888,-136.94606644811282,-141.55519966673657,-146.82001386545119,-152.44682433054061,-158.46301659341364,-165.02759003509317,-172.20212187610827]
[null,"Gone Green Summer Minimum PM","C","C1",0,0,0,0,-9.7341873958478136,-11.787732841656867,-13.647075099833097,-16.084874242570589,-18.323022346605889,-20.679676202161996,-23.125362606720291,-25.591097944276722,-28.152329315111682,-30.764159190872309,-33.512794555523627,-36.422373867544003,-39.412423784401085,-42.499779452295158,-45.792443362959432,-48.914013054498064,-52.038137752771021,-55.027001884406012,-57.986420911811351,-60.839896456039739,-63.985894013983767,-67.305390878445195,-70.81539268671618,-74.592463447562253,-78.671275289581544]
[null,"Gone Green Summer Minimum PM","C","C2",0,0,0,0,-82.804794852853803,-87.415642890390075,-91.118013640376546,-98.807626141975447,-105.15954256424686,-112.15099233662407,-119.54024015316851,-126.94607206561373,-134.73946377790779,-142.68555706851387,-151.17122698311763,-160.27265689252462,-169.61389250409437,-179.26386044404032,-189.6644155772438,-199.25580601019101,-208.78294911334126,-217.7107007269172,-226.48159067492881,-234.80987706172442,-244.23418101505644,-254.27297769549151,-264.97579056583407,-276.6128030122722,-289.29258003483517]
[null,"Gone Green Summer Minimum PM","C","C3",0,0,0,0,6.7848523662467359,-3.5804848036584791,-13.399016457684422,-23.670775740304141,-33.750804353726124,-44.086364156024715,-54.689758258593116,-65.42043551993369,-76.474279839666536,-87.747655802562704,-99.498336425124279,-111.82799074141047,-124.5095783463004,-137.59951754475219,-151.46005141010289,-164.84691127482779,-178.31087599276643,-191.363395033004,-204.35054781661239,-216.99077891821963,-230.70455775368171,-245.08771067337915,-260.2156695882133,-276.38473086654517,-293.74172282176124]
[null,"Gone Green Summer Minimum PM","C","C4",0,0,0,0,-48.588020687760405,-47.78747653700885,-46.656604776282698,-47.610822149998491,-47.878452749775093,-48.42085152734753,-49.098622588537985,-49.744141740922309,-50.501241207554195,-51.27221374254826,-52.18959790662862,-53.262878908229936,-54.355604441411785,-55.487963513877752,-56.789190992231731,-57.79184267345326,-58.733349849829757,-59.473453392865217,-60.147041275159033,-60.685974766153009,-61.488359898407637,-62.416429446913838,-63.47330072787458,-64.713588337513613,-66.150174393644392]
[null,"Gone Green Summer Minimum PM","C","C5",0,0,0,0,-22.071846873368447,-27.054451193549738,-31.577840454231559,-37.436542886585357,-42.833393326103113,-48.508302628114549,-54.394213677938005,-60.329491791169623,-66.492082351563241,-72.776450207811152,-79.386857508935989,-86.381314529283358,-93.569520457514628,-100.99153325899267,-108.90434512216173,-116.41280872293561,-123.92924755576691,-131.12500133576648,-138.25161403178436,-145.12636671366994,-152.69973247619819,-160.68835908031846,-169.13322024822719,-178.21759270128237,-188.0248234654787]
[null,"Gone Green Summer Minimum PM","C","C6",0,0,0,0,-0.51116860608601622,-1.1421224854662242,-1.732627930123027,-2.3914871030368579,-3.0251889475336071,-3.680108068652995,-4.3543313470549485,-5.0358714262005329,-5.7397085516890822,-6.4575016648792722,-7.2078730493476755,-7.9973448169848727,-8.8091358106255324,-9.6471522748525995,-10.536467362728402,-11.390504767851635,-12.248174481731096,-13.076315279353681,-13.899101101826604,-14.69766495399517,-15.568237182107925,-16.482965926973534,-17.446614802292075,-18.478709956089933,-19.588654792964544]
[null,"Gone Green Summer Minimum PM","C","C7",0,0,0,0,11.825250659646974,13.653222122364888,15.283826202256,17.568747232565997,19.629829701392428,21.815764854863861,24.091213864830202,26.383035243874364,28.768840588331241,31.201713412528445,33.768414967379201,36.491572171553472,39.28942632680814,42.17857728660281,45.265500956535426,48.17808692089956,51.089318391305333,53.864814939111874,56.609395299784488,59.249054048139527,62.171876732946856,65.260803803770244,68.531560927728989,72.057397563911636,75.87076990342581]
[null,"Gone Green Summer Minimum PM","D","D4",0,0,0,0,11.773649280041955,14.027080949682173,16.058942100810903,18.77373177118788,21.253501989667836,23.870003782869244,26.587749769924876,29.32698680320129,32.174117212514432,35.077471622638328,38.135111596752374,41.373919049116758,44.702089162935856,48.138653436714471,51.805698705394576,55.277381472902597,58.75061409688054,62.070122655957384,65.355694147714317,68.521341988797928,72.015854142507607,75.704783462573118,79.606994044921379,83.808263101926244,88.347187948108981]
[null,"Gone Green Summer Minimum PM","D","D5",0,0,0,0,-27.829710400758238,-34.797103215352728,-41.145875507400142,-49.228031413893923,-56.708639094373552,-64.559476381718113,-72.695514564972001,-80.902000348522705,-89.417727204530493,-98.101794360693731,-107.23020638954088,-116.88298706428627,-126.80375179207924,-137.04696574324544,-147.96206739631813,-158.33291007430017,-168.71838901830498,-178.67016094124938,-188.52976776422346,-198.04738008672251,-208.52002727786078,-219.56215354873623,-231.23048965464767,-243.77642689480146,-257.3149838914261]
[null,"Gone Green Summer Minimum PM","D","D6",0,0,0,0,-59.773108527982643,-75.19741317839663,-89.266455812820539,-107.09185614294371,-123.61234914353275,-140.94120168234645,-158.89546664779013,-177.00654382002475,-195.79699871662612,-214.95894520296261,-235.09757494813229,-256.38938109878404,-278.27266521743542,-300.86706386211932,-324.94015352976555,-347.82117306593972,-370.73670217102813,-392.70100413198105,-414.46400592624769,-435.47607239267626,-458.58915018502495,-482.95615647253436,-508.702339314624,-536.38126466509448,-566.24663374752959]
[null,"Gone Green Summer Minimum PM","E","E1",0,0,0,0,-17.015059762180258,-25.157141637354997,-32.69650186341341,-41.57749420508523,-49.981806425878339,-58.723753819850209,-67.748638143074871,-76.863081141163676,-86.294851532022278,-95.913398131028075,-105.99207599351585,-116.61880725760855,-127.54366164004075,-138.82236774911158,-150.81255810746154,-162.27485938648459,-173.77207012527205,-184.83768178251711,-195.81867789590547,-206.45210721572886,-218.08984226271704,-230.33584144966025,-243.2535149427577,-257.11163515310204,-272.03679795474642]
[null,"Gone Green Summer Minimum PM","E","E7",0,0,0,0,1.2947437788324798,0.86667693669413459,0.45332798434107524,6.6012973518263574E-2,-0.32818912173229076,-0.72672768996513126,-1.1330331599880732,-1.5450684358092122,-1.9675677402955569,-2.3984825192733985,-2.8452403815284701,-3.3116740857152651,-3.7916577262782161,-4.2870031330284109,-4.8093517338637684,-5.319213179182424,-5.8334238436200287,-6.3355646782826964,-6.8365166098263153,-7.3265492737070286,-7.8536060956392291,-8.4045624618130326,-8.9823447798215845,-9.5975536229304215,-10.255741410805056]
[null,"Gone Green Summer Minimum PM","E","E8",0,0,0,0,0.71222098870177186,0.47674722584412121,0.24936957449969449,3.6312841223857958E-2,-0.18053238376794004,-0.39976304372024196,-0.62326617098424975,-0.84992118668933658,-1.0823323226118584,-1.3193726968908166,-1.5651281363589418,-1.8217069895582287,-2.0857394789444172,-2.3582222675179487,-2.6455591468419923,-2.926027011312613,-3.2088873222206082,-3.4851081835044293,-3.7606750453106996,-4.0302353661025103,-4.3201621739818732,-4.6232357969358207,-4.9410660120827306,-5.2794840509723695,-5.641544224340584]
[null,"Gone Green Summer Minimum PM","F","F6",0,0,0,0,-22.787394705116952,-28.691395050146376,-34.077352278535599,-40.897077141960871,-47.218663463094849,-53.849103233415299,-60.718634639616099,-67.648232421938829,-74.837615679803676,-82.169136639704163,-89.874153906428887,-98.020190985395317,-106.39254023837719,-115.03694821437796,-124.24692084066031,-133.00124404972516,-141.76888233977405,-150.17286386407625,-158.49993035713129,-166.53986882386815,-175.38335296719833,-184.70646657570666,-194.5571340291666,-205.14709665809201,-216.57341790614049]
[null,"Gone Green Summer Minimum PM","G","G1",0,0,0,0,-16.770417227719765,-22.198226395377695,-27.18216863053204,-33.299900221981829,-39.020655478609683,-44.999747053681524,-51.185077325244137,-57.427578769016378,-63.897040754619439,-70.494495801818374,-77.419387237515821,-84.732284969898998,-92.249187558262307,-100.0100175888748,-108.27093888708555,-116.14210271283464,-124.03030626916085,-131.60445852350739,-139.11412169783162,-146.37385286165321,-154.34220363265575,-162.73607610283389,-171.59875169530716,-181.1181553081737,-191.38141561770598]
[null,"Gone Green Summer Minimum PM","G","G5",0,0,0,0,-20.09768629237184,-22.889993515493874,-25.365046453000357,-28.929320875666846,-32.121988622327414,-35.517837904614069,-39.057028008533571,-42.620278741976726,-46.332872554737939,-50.118668685054821,-54.11665041763024,-58.362115098345797,-62.72365588170053,-67.227668591770879,-72.043453169557196,-76.578745097340502,-81.109632328991111,-85.423310138636069,-89.68673347753159,-93.783051848553185,-98.326573982701802,-103.13133480844262,-108.22173445552008,-113.71294448245813,-119.6555682467969]
[null,"Gone Green Summer Minimum PM","G","G6",0,0,0,0,-0.77998800036970417,-5.6894234244329125,-10.308914693014803,-15.319227813507375,-20.180451880939732,-25.187175513278273,-30.333722715801425,-35.538693313112418,-40.908073513957909,-46.383994081511204,-52.101213147865543,-58.109325743220396,-64.288001949927065,-70.666003236512623,-77.427964805501688,-83.937727714565298,-90.47942493690212,-96.806870517579853,-103.09740989447519,-109.21021890824919,-115.86028168152102,-122.84212500987661,-130.19221951385052,-138.05734214455961,-146.50904919872454]
[null,"Gone Green Summer Minimum PM","G","G7",0,0,0,0,4.0052123082798952,2.6810131787462996,1.4023429594756227,0.20420717856618892,-1.015233385396948,-2.2480885687211738,-3.504970197397367,-4.7795766370224007,-6.0865529223954971,-7.4195619739146137,-8.8015806543506461,-10.244465372970518,-11.729266007957355,-13.261587346280219,-14.877441447672464,-16.454667281612437,-18.045347164323619,-19.598689751761587,-21.148354538631118,-22.664241225187787,-24.29465992646108,-25.99901043596061,-27.786345420246903,-29.68945711760842,-31.725521605620209]
[null,"Gone Green Summer Minimum PM","H","H1",0,0,0,0,-12.290717648623227,-16.906713687017788,-21.160511093679283,-26.291562991416654,-31.113781369885078,-36.143618317443369,-41.342446795141448,-46.590815261746442,-52.026598411677995,-57.569966808526246,-63.384281068040082,-69.520340806904926,-75.82798089469874,-82.340146066611496,-89.26823856877111,-95.878614969106394,-102.505746229914,-108.87536172342548,-115.19306879702391,-121.30484712973448,-128.0050532930469,-135.05986216583943,-142.50571494524746,-150.49925072061421,-159.11357321397034]
[null,"Gone Green Summer Minimum PM","H","H2",0,0,0,0,-44.546886897208786,-64.346501738286108,-82.655866366070754,-104.36760343517304,-124.87390350568177,-146.22067774545303,-168.26578113252529,-190.52719109147884,-213.56927222677078,-237.06758228186959,-261.69691138945427,-287.67220893758594,-314.37554670172267,-341.94406253102039,-371.25780368593058,-399.26573660815274,-427.35492078315832,-454.37917765729856,-481.19294921737787,-507.15087156676117,-535.57387373796075,-565.48773032418592,-597.04722971946399,-630.91107455159818,-667.38871368783384]
[null,"Gone Green Summer Minimum PM","H","H6",0,0,0,0,-0.70234442325216373,-7.0642182210720854,-13.052759458409229,-19.534142286631091,-25.826829076675061,-32.306171275059796,-38.965701994368487,-45.701084320648128,-52.648640127735717,-59.734058069346204,-67.13098580552905,-74.903579628890327,-82.896898510363215,-91.14805539255704,-99.895300380160947,-108.31788519367315,-116.78220608969775,-124.97038597746338,-133.11120028421988,-141.02273927839622,-149.6282541454226,-158.66256745922274,-168.17288215583335,-178.34890134197306,-189.28319556128659]
[null,"Gone Green Summer Minimum PM","J","J1",0,0,0,0,30.540975132938367,27.272390128101609,23.956085278885062,21.749642599632388,19.189199487950045,16.722202476076397,14.26296312481502,11.750337503848955,9.2164873846146875,6.6316271990342388,4.0045536683825844,1.3134515013490802,-1.4610772901675322,-4.3223188836603601,-7.291604363558748,-10.309570860688835,-13.384463409209904,-16.467400079523607,-19.572012140436922,-22.662627749091424,-25.887103745847,-29.217842197349992,-32.673345075159908,-36.301251393651313,-40.133548658677647]
[null,"Gone Green Summer Minimum PM","J","J2",0,0,0,0,0,0,0,0,0,0,0,0,0,0,0,0,0,0,0,0,0,0,0,0,0,0,0,0,0]
[null,"Gone Green Summer Minimum PM","J","J3",0,0,0,0,5.9138086044277234,-0.91293684680338494,-7.390751417156026,-14.103319370353452,-20.710700966824898,-27.477523410658765,-34.416052557040722,-41.439086224100642,-48.670856358309791,-56.046285921128892,-63.730563694350771,-71.790128911023501,-80.080079996685825,-88.636836704307171,-97.694249878130975,-106.44977297102706,-115.25773778972146,-123.80173056627055,-132.30482410960209,-140.58428505254469,-149.56038375275034,-158.97200727537236,-168.86856714749385,-179.44287773147141,-190.79091373438959]
[null,"Gone Green Summer Minimum PM","J","J4",0,0,0,0,3.373395254942789,2.1587811432807107,0.98825637097656993,-0.1216475914389383,-1.2467100697447528,-2.3859174511638788,-3.5481381940131165,-4.7264768018938481,-5.9353597323793226,-7.168313721293905,-8.4473668418089787,-9.7835026631385809,-11.158376992392943,-12.577284184251111,-14.074238548536348,-15.533666869692427,-17.005090948846497,-18.440810406951321,-19.872709203186876,-21.272616303113093,-22.779741753628365,-24.355789235168668,-26.009118142278194,-27.770291273952051,-29.655214658850721]
[null,"Gone Green Summer Minimum PM","J","J5",0,0,0,0,-17.118880446872122,-25.298650299554403,-32.872714371966126,-41.795726152101317,-50.239485638074427,-59.022596699384692,-68.090035717043492,-77.247436266739996,-86.723704245164157,-96.387629053774432,-106.5139105397931,-117.190886854428,-128.16739054776784,-139.49942098304544,-151.54634806186365,-163.06276781547734,-174.61422984043733,-185.73197341759891,-196.76467246843075,-207.44811173002196,-219.14068603963119,-231.44443250611292,-244.42305947106965,-258.34662384558993,-273.3423201191863]
[null,"Gone Green Summer Minimum PM","J","J6",0,0,0,0,-9.2077239970509339,-14.55882662306481,-19.529118797097084,-25.294042766500436,-30.774503823199005,-36.464763496240053,-42.334561659509397,-48.264140420198615,-54.396661585691987,-60.65066832013926,-67.199550116118573,-74.100378415023187,-81.19522213053672,-88.519698417199351,-96.302389452248264,-103.75191448510317,-111.22665016337554,-118.42731307439109,-125.57530573661839,-132.50150563100854,-140.07351952635722,-148.03800584539485,-156.43627128142157,-165.44177300846474,-175.13671657195414]
[null,"Gone Green Summer Minimum PM","J","J7",0,0,0,0,5.0234657200684572,3.214732413733937,1.4716544095940067,-0.18115057956135161,-1.8565287566141238,-3.5529707078568005,-5.2836828301025092,-7.038396747675276,-8.8385955094336772,-10.674639503584347,-12.57933166666235,-14.569028096681965,-16.61641167922884,-18.729366462044229,-20.958544594216971,-23.13184110653123,-25.323001010038926,-27.46099165043519,-29.593292781456547,-31.677953722819929,-33.922278050190982,-36.269237092454837,-38.73127917800457,-41.35391666500113,-44.160835894261275]
[null,"Gone Green Summer Minimum PM","J","J8",0,0,0,0,-32.688494614589615,-40.067751793262694,-46.7669096089097,-55.443671640072388,-63.436428999257465,-71.84099265998637,-80.558050763821626,-89.348221688510279,-98.475043268104031,-107.78221751607893,-117.57225750243761,-127.93107667843844,-138.57683877173488,-149.5688697912716,-161.28777620900121,-172.40784121243706,-183.5397175668511,-194.19665805918657,-204.75120032611082,-214.93273689202459,-226.14892225988467,-237.98011061602699,-250.48698420897583,-263.9409766053675,-278.46552508827131]
[null,"Gone Green Summer Minimum PM","K","K4",0,0,0,0,12.605612634818385,13.587834081948804,14.415546558850844,15.870597560182544,17.114145017553614,18.463084751222144,19.880420907585858,21.303638101532027,22.795114917331603,24.315892175369139,25.932417598719717,27.659104311119151,29.431992277091886,31.263193756893855,33.230369471134388,35.060275241686433,36.882274844606968,38.601010941797846,40.29382672272628,41.909265955932717,43.721908093200106,45.646874522704593,47.693778307448675,49.912058505797837,52.322305265513656]
[null,"Gone Green Summer Minimum PM","K","K5",0,0,0,0,-7.1326043121308373,-8.4945690751812979,-9.7224884022795823,-11.363901742376841,-12.863027189086553,-14.44489471090025,-16.088007895187101,-17.744102407240572,-19.465454554625047,-21.220798940450639,-23.069456406864603,-25.02768028076682,-27.039930737755089,-29.117718844676968,-31.334887869909931,-33.433864439476828,-35.533758606633377,-37.540661763157225,-39.527028691983666,-41.440858303726699,-43.553572196793517,-45.783852501989237,-48.143103700502571,-50.683196045774253,-53.427465990377321]
[null,"Gone Green Summer Minimum PM","K","K6",0,0,0,0,-2.3036145991289168,-5.0470696323495723,-7.6140226936047348,-10.481757923171815,-13.238924385593947,-16.08884214418077,-19.022959438764918,-21.988853181231907,-25.051926968781085,-28.175734837703786,-31.441505379114432,-34.87762665137722,-38.410872882619266,-42.058270208761783,-45.929104322041375,-49.645982474064851,-53.378561286726004,-56.982352246927562,-60.562738600022648,-64.037533155685423,-67.826011544189484,-71.806786125064633,-76.000584672002233,-80.492439569968596,-85.323278648821528]
[null,"Gone Green Summer Minimum PM","L","L1",0,0,0,0,-5.6022180260535865,-8.1038773592744207,-10.417448563520466,-13.159748673199372,-15.750125953974973,-18.446535482466466,-21.231092951855214,-24.042992753079378,-26.953454971554834,-29.921544382179825,-33.032436768149374,-36.313281283651506,-39.686087424972754,-43.168169010433246,-46.870633232762835,-50.40829295383395,-53.956248800867236,-57.369779528599132,-60.756754727935736,-64.035682443212977,-67.625881221098709,-71.404350988798484,-75.390644207045895,-79.667944925014311,-84.275338443657475]
[null,"Gone Green Summer Minimum PM","L","L2",0,0,0,0,-134.9305684249056,-155.25532915753047,-173.35888025484368,-198.8897335322491,-221.88145708740566,-246.28251696493422,-271.69005617501898,-297.27802697338581,-323.92077870550185,-351.08907394152862,-379.75852740610202,-410.18196612887243,-441.43928701973107,-473.71682090234992,-508.20972672192727,-540.74016757741515,-573.25158836258947,-604.23707577398613,-634.87367912932177,-664.33210139670371,-696.96380446648277,-731.45510793389337,-767.98150324701794,-807.36299338085303,-849.96218857351016]
[null,"Gone Green Summer Minimum PM","L","L3",0,0,0,0,-258.87107658932814,-292.5528583885125,-322.28033217767438,-365.8717949294799,-404.74081636423358,-446.16145282577668,-489.364513615563,-532.85013026713625,-578.18389404662821,-624.41119794474696,-673.26066868084581,-725.16400736632784,-778.48344993469823,-833.54579089070023,-892.44697736808769,-947.85008441532273,-1003.1811766139627,-1055.8124270206781,-1107.8130038319734,-1157.7426605594308,-1213.1851584180251,-1271.8395021288907,-1334.0030745729105,-1401.0916323692732,-1473.7238587648048]
[null,"Gone Green Summer Minimum PM","L","L5",0,0,0,0,-12.778866882440839,-18.258451271069323,-23.322114455456486,-29.347259350480989,-35.032224059377235,-40.952551624718453,-47.067605697054368,-53.242312941828644,-59.63435210656862,-66.152942469642795,-72.986262229174102,-80.193961547672075,-87.603584444254722,-95.253314134518945,-103.38817880426851,-111.15851745713,-118.95082536347952,-126.44622722118406,-133.88270618186041,-141.08081411815621,-148.96438389617555,-157.26221302535632,-166.01722332320634,-175.41243836851092,-185.53372576892662]
[null,"Gone Green Summer Minimum PM","L","L7",0,0,0,0,-81.144159088960166,-96.446234789734135,-110.234463014711,-128.71284782907435,-145.57788752874325,-163.37873056160711,-181.87095707594906,-200.50856276302079,-219.8822185936678,-239.6384332911239,-260.44688874407115,-282.49055920130081,-305.14221134681947,-328.53168981293646,-353.49194008242142,-377.11723955107306,-400.75169192872551,-423.33647626367571,-445.68903030268382,-467.22322283124004,-490.99919744696177,-516.09978265037557,-542.65329856588596,-571.24414686947239,-602.13502709336399]
[null,"Gone Green Summer Minimum PM","L","L8",0,0,0,0,-11.270007573868595,-18.154909065588072,-24.554319627049733,-31.950680090701308,-38.989460737007008,-46.294639917615655,-53.828945842010469,-61.440436555484396,-69.311400539694688,-77.33830172870428,-85.742398710187317,-94.596913330718806,-103.70049477536436,-113.09867457779542,-123.08366682096261,-132.64402008276477,-142.2374726551524,-151.48109339153942,-160.65780592063848,-169.55109069057855,-179.27114294515064,-189.49403365078351,-200.27280198236869,-211.82969327293617,-224.27018507724716]
[null,"Gone Green Summer Minimum PM","M","M4",0,0,0,0,8.5982597153746791,5.6888948090040916,2.8811221666657989,0.24140194339252255,-2.4421861229367634,-5.1564817238210567,-7.9242194499825489,-10.730805921953335,-13.609083771582396,-16.544686799593329,-19.588735982515182,-22.767353422949451,-26.03825873987337,-29.413868973507299,-32.973964381707994,-36.447785543188175,-39.950934896312582,-43.371073875478295,-46.782832441967862,-50.119701168260086,-53.709657349268213,-57.462790879164992,-61.399028637174652,-65.590742519171727,-70.075771200195135]
[null,"Gone Green Summer Minimum PM","M","M5",0,0,0,0,26.729878573189715,27.649183651502362,28.308136489029526,30.212878604777035,31.701767525999461,33.380789238455172,35.172307676623262,36.962364914029401,38.858727169431198,40.792090184333382,42.87200507119563,45.117347809687949,47.420417148613417,49.800175144738517,52.378147912680753,54.723522012255323,57.044351031994829,59.196090421817253,61.301337496063454,63.284008390907644,65.55885312217184,67.993933280195662,70.601024464866313,73.450474811083012,76.56908047157799]
[null,"Gone Green Summer Minimum PM","M","M6",0,0,0,0,8.055898277106845,8.3329600743101633,8.531556450795545,9.105611012493922,9.5543349998639808,10.060361545534997,10.60029255419731,11.139783183578869,11.711312208083479,12.293992587200293,12.920841029767049,13.597546412060753,14.291649539716422,15.008865231079277,15.785819242405186,16.49267225395926,17.19212782576016,17.840622864590593,18.47510596678152,19.07264684232689,19.758243587598226,20.492132370367216,21.277862141841542,22.136634547856602,23.07652546051327]
[null,"Gone Green Summer Minimum PM","M","M7",0,0,0,0,-1.0431554727127919,3.1720234288095651E-2,1.0525248564724106,2.1053502786356995,3.1432487709193464,4.2055649364194014,5.294552716322892,6.3968980478870199,7.5317908469230215,8.6892310697728252,9.8948724954087499,11.159135618102443,12.459564483131894,13.801836195400343,15.222404316915251,16.596220791790582,17.978422881562082,19.319605866022297,20.654516032112948,21.954591378922441,23.363545544866462,24.840659967284484,26.393693680995344,28.05282481355583,29.833108193609604]
[null,"Gone Green Summer Minimum PM","M","M8",0,0,0,0,6.675260580702739,6.8590722767705534,6.9805126799168349,7.4097418318258468,7.7364035678599814,8.109235402676843,8.5088812267735534,8.9076141194643892,9.3313825962261969,9.763402759074431,10.229799663086199,10.734827501386141,11.252688449904344,11.787853502599223,12.368973993266644,12.894307886610003,13.413206083288189,13.891839492336057,14.359195581424284,14.797573094714137,15.303959290412491,15.847295044051922,16.430182446990599,17.068833003055719,17.769275127227001]
[null,"Gone Green Summer Minimum PM","N","N1",0,0,0,0,-156.65726838714414,-176.09257508190834,-193.18969630637187,-218.60790697455525,-241.19488037600723,-265.29882191534483,-290.45491334770071,-315.77065041201882,-342.17350421043665,-369.09662542184844,-397.56057422545189,-427.81708051531308,-458.89778100707514,-490.99496376381558,-525.3418647223524,-557.61950256071077,-589.84722477605612,-620.48173824851449,-650.74149404696493,-679.78181342187963,-712.05566601900955,-746.20971428169753,-782.41691110899512,-821.50592752781449,-863.83743023972113]
[null,"Gone Green Summer Minimum PM","N","N2",0,0,0,0,-99.16361467676299,-117.63355926807631,-134.26679347688508,-156.61500058922212,-176.9980491036863,-198.51811331612515,-220.87665655530336,-243.41010617801777,-266.83545271384349,-290.72333931030261,-315.8859589773736,-342.54460605578424,-369.93828478356988,-398.2243439826168,-428.41216046573641,-456.98014877023701,-485.5577830374454,-512.86252196529347,-539.88513606497531,-565.91586893086446,-594.66128006534768,-625.01003101106596,-657.11723415658412,-691.69024372324191,-729.04675910588571]
[null,"Gone Green Summer Minimum PM","N","N3",0,0,0,0,322.0137732837984,366.01926418063647,404.9840187915641,461.34745723042994,511.77744353114576,565.44185134565873,621.3823997630451,677.69966809383163,736.38552433014377,796.22840452029675,859.43537955690522,926.56462533981312,995.5283029071976,1066.7450966639099,1142.9003779749835,1214.5983807965199,1286.2209009668995,1354.3946673659239,1421.768579574142,1486.4912465338011,1558.299715029495,1634.2446849343214,1714.7116742517478,1801.5242532519721,1895.482570403894]
[null,"Gone Green Summer Minimum PM","N","N4",0,0,0,0,-43.373961589756298,-53.368105571386792,-62.448112619468532,-74.166893945692777,-84.972392314247088,-96.33012139293551,-108.10816391131782,-119.98564611200574,-132.3165225066268,-144.8910847704301,-158.11619546183036,-172.10788812187818,-186.4873327177296,-201.3344192441221,-217.16168754183451,-232.18417243792558,-247.22368513662443,-261.62432159808009,-275.88761129725629,-289.64873444712333,-304.80467016994356,-320.79022533985568,-337.68741827534603,-355.86241896804262,-375.48195298319212]
[null,"Gone Green Summer Minimum PM","N","N5",0,0,0,0,-11.145432519441314,-13.882055010364938,-16.374034978829759,-19.556311798567958,-22.499183474217133,-25.588787253999804,-28.791107787416557,-32.020998316679069,-35.372960849247008,-38.791181001785979,-42.384747314071717,-46.185168587496889,-50.091055656578774,-54.123910711901623,-58.42168662028363,-62.504194399512052,-66.592204535015384,-70.508823979172959,-74.388923689580466,-78.133975432681325,-82.255688120439217,-86.601870329857945,-91.194844452075998,-96.133696896325446,-101.46371232896669]
[null,"Gone Green Summer Minimum PM","N","N6",0,0,0,0,0.99673832499614945,0.82866200955516012,0.6625790276568958,0.52825990443078197,0.38410988974747717,0.24124959821334765,9.6925383477131116E-2,-4.9876404741538628E-2,-0.19939944059180756,-0.35191349241661635,-0.50878595181705333,-0.67134555237994953,-0.83875165319990441,-1.0114662407341231,-1.1924628075058703,-1.3719619027485481,-1.5537294472247885,-1.733127196754779,-1.9127852846046511,-2.0897964725477509,-2.2778254894219891,-2.4734360847760968,-2.6776864147430843,-2.8939512449522993,-3.1241645632315675]
[null,"Gone Green Summer Minimum PM","N","N7",0,0,0,0,5.8098436929626134,4.8606519319742381,3.921315252619785,3.1693398230466405,2.3592060182179941,1.5574640750310214,0.74804208166620456,-7.545610261992941E-2,-0.91380838627980887,-1.7689360757862302,-2.6479876585162754,-3.5584017600051259,-4.4960104532781084,-5.4633303793377577,-6.4765623654237174,-7.4825988475344269,-8.5016538302995244,-9.5082031903363013,-10.51649209651411,-11.510440511909085,-12.56530739001037,-13.66232282778072,-14.807428985442487,-16.019392818031903,-17.309045146192101]
[null,"Gone Green Summer Minimum PM","P","P1",0,0,0,0,-138.9343175282952,-155.7961673623503,-170.60602323178406,-192.76838430418289,-212.43032181658197,-233.42686965654519,-255.34605713149409,-277.40234240275197,-300.41037763231986,-323.87172810771398,-348.68139969373641,-375.0588798210357,-402.15435127155177,-430.13618342215852,-460.08419660646848,-488.21587993397554,-516.30078902187836,-542.98879573064789,-569.34716999824593,-594.63743003566765,-622.75483150903881,-652.51461563673831,-684.06739634800863,-718.13698902096644,-755.03782603709874]
[null,"Gone Green Summer Minimum PM","P","P2",0,0,0,0,0.26196424288295322,1.6706619519524575E-2,-0.21639904158363479,-0.4557548060245849,-0.6920540657593206,-0.93377806491802606,-1.1815100623206944,-1.432301062298968,-1.6904504952157395,-1.9537292838304334,-2.2279149826199145,-2.5153766300392197,-2.8110670960697917,-3.1162695144182364,-3.4392232848243123,-3.7516765594421351,-4.0660706990934585,-4.3712215510775358,-4.674976766711497,-4.9708640463800213,-5.2914219832201566,-5.6274438833777571,-5.980695693914595,-6.3580246411538841,-6.7628537637806163]
[null,"Gone Green Summer Minimum PM","P","P3",0,0,0,0,-5.53350732329426,-26.101212174285749,-45.436655154762022,-66.509360715867075,-86.924404308761339,-107.96289054550687,-129.59451374859583,-151.46984032246468,-174.0403850433471,-197.05872577782762,-221.09660800852427,-246.36262363759147,-272.34540047888112,-299.16658965942258,-327.60711746070655,-354.97527835178209,-382.47462389769657,-409.06538607104784,-435.49815888686402,-461.17873301753212,-489.12641888955193,-518.47243611216754,-549.36999715778188,-582.43766624310729,-617.97636487371983]
[null,"Gone Green Summer Minimum PM","P","P4",0,0,0,0,-13.367140264438225,-19.277539436517934,-24.74254476271166,-31.226256841696472,-37.34912000415904,-43.723299110299031,-50.306162394201756,-56.953563148787275,-63.834199879335223,-70.851070397896521,-78.205827017187815,-85.962659492514732,-93.936887181442771,-102.16948266432752,-110.92337660770318,-119.28698864324048,-127.67477535335968,-135.74433299321376,-143.7509551394285,-151.50186388085419,-159.9891258206155,-168.92168009788341,-178.3457456378151,-188.45806422006012,-199.3510446591948]
[null,"Gone Green Summer Minimum PM","P","P5",0,0,0,0,-15.463576817025574,-18.324827057258911,-20.900756650819254,-24.366503289971799,-27.526334675436992,-30.862929053573541,-34.329745846741112,-37.823610591361806,-41.455931597690729,-45.159971734140392,-49.061873703039765,-53.195955768980809,-57.4440031316607,-61.830443271658176,-66.511975481422155,-70.941864283761049,-75.373130534118971,-79.606713983835505,-83.796440877090092,-87.832169816658478,-92.289173331590916,-96.994931937783761,-101.97349362674029,-107.33460144160821,-113.1275227011633]
[null,"Gone Green Summer Minimum PM","P","P6",0,0,0,0,-19.256392962192947,-25.094576777082416,-30.445893334920619,-37.070447620191374,-43.250237137238713,-49.715358009641719,-56.40626525090714,-63.158097942606318,-70.157510908569947,-77.295375215133348,-84.790076587153337,-92.707203740246044,-100.84494130312562,-109.24685229775966,-118.19245210396905,-126.71033289565315,-135.24514311749414,-143.43624865240849,-151.55617578080486,-159.40318315293035,-168.02116352323841,-177.10133275884868,-186.6904712517053,-196.99267609499424,-208.10227724415449]
[null,"Gone Green Summer Minimum PM","P","P7",0,0,0,0,1.8941038128051095,0.39742388720055993,-1.0273892176701047,-2.4773102477839291,-3.912890819754145,-5.3797653076560703,-6.8823441279946636,-8.4037282880057695,-9.9691777713669687,-11.56573953421651,-13.227733827526807,-14.96951108175182,-16.761217915321886,-18.610533729009401,-20.566772845511537,-22.460993268455177,-24.367397058601423,-26.218827335383327,-28.062180706270791,-29.858512646972446,-31.803267531110688,-33.841300502764277,-35.98333324222785,-38.270674397226472,-40.724064090915896]
[null,"Gone Green Summer Minimum PM","P","P8",0,0,0,0,-54.834902603248082,-71.906318148239833,-87.565501649361607,-106.88279710769933,-124.92104764672132,-143.78461129016804,-163.30361463182052,-183.00145688074369,-203.4190643565538,-224.24057241826378,-246.09989119608872,-269.18827724475858,-292.92032094489281,-317.42265270845456,-343.50778571209634,-368.35249595150282,-393.24840046465647,-417.14642369068775,-440.83850704278967,-463.73749325641563,-488.8802668248079,-515.36909055021215,-543.34048082125048,-573.38886281489238,-605.78932431442411]
[null,"Gone Green Summer Minimum PM","Q","Q2",0,0,0,0,-396.82665077906967,-467.73287723758847,-531.46287922357294,-617.8444933171196,-696.44636659449952,-779.51212610614641,-865.84920622902609,-952.85022523591567,-1043.3210833313576,-1135.5779856450733,-1232.7901283345641,-1335.8128825162121,-1441.673081472487,-1550.9830294212841,-1667.6705120399879,-1778.0269388650283,-1888.4018673530188,-1993.8118553081349,-2098.1147375481623,-2198.555577482206,-2309.5343713909801,-2426.7279503362583,-2550.7347942511619,-2684.2964593847992,-2828.6407278822758]
[null,"Gone Green Summer Minimum PM","Q","Q4",0,0,0,0,-116.69827696517326,-133.28886209624056,-148.01549810860706,-169.09411892791223,-188.00441397338707,-208.10529667739931,-229.04903550160316,-250.13699683994693,-272.10457855387193,-294.50535426977649,-318.15649345569585,-343.26673791017015,-369.06402075711497,-395.70378822902671,-424.18306827171597,-451.01470876570738,-477.823293569182,-503.35448243672624,-528.59112187194967,-552.84401396281362,-579.73443269287304,-608.16699805133578,-638.28617945036285,-670.77189839312405,-705.92344926993087]
[null,"Gone Green Summer Minimum PM","Q","Q5",0,0,0,0,-37.747622870161223,-45.446406672117341,-52.407398962429532,-61.592349638007875,-70.010505607865355,-78.880625447190141,-88.088601568940348,-97.371156589641529,-107.01529040448966,-116.84992333080586,-127.20222434722733,-138.16314134761745,-149.42696070995578,-161.05743813783275,-173.46357872429658,-185.21953953220614,-196.98363925845143,-208.23456084006932,-219.37322506907827,-230.11049295044967,-241.95346824218169,-254.451523747359,-267.66864726737566,-281.89390071204053,-297.25790253612962]
[null,"Gone Green Summer Minimum PM","Q","Q6",0,0,0,0,-64.725132440148613,-75.669842372505343,-85.479947427750034,-98.939631868681232,-111.14779441122025,-124.06625942780816,-137.5009448138228,-151.0364921335532,-165.11749169433628,-179.47640320744486,-194.61342273935028,-210.66183363710192,-227.1515866091072,-244.17896739618817,-262.36160823180995,-279.54280244997699,-296.72286453510844,-313.11971519910799,-329.34050771432106,-344.95350968950976,-362.21812254711512,-380.45483423795338,-399.75666918222953,-420.55239947434251,-443.03328933974274]
[null,"Gone Green Summer Minimum PM","Q","Q7",0,0,0,0,-26.793175588672483,-30.41742602566481,-33.624414543461519,-38.276358836576435,-42.435654138071989,-46.86300257140536,-51.478696319959965,-56.125289277777448,-60.967730792101754,-65.905638434322242,-71.121648537977137,-76.661830208502096,-82.353358211197161,-88.230854124862091,-94.516373662725698,-100.43289629457738,-106.34288943270465,-111.96752481594075,-117.52587934208152,-122.86496473867214,-128.78959321742181,-135.05590542612157,-141.69570295113525,-148.85961256934823,-156.61367103962078]
[null,"Gone Green Summer Minimum PM","Q","Q8",0,0,0,0,9.3515817662263121,6.9965485682395085,4.7052130286178002,2.6554023328129799,0.5351819436998162,-1.5952411913379834,-3.7611587705971714,-5.9596387575420993,-8.2093565496986258,-10.503943196846624,-12.87719391741399,-15.349390998513403,-17.893972023488164,-20.519766786761895,-23.283532143591295,-25.994138307155655,-28.731230787096347,-31.412731814302987,-34.0910100798122,-36.716700905222005,-39.530023034712194,-42.466605533994453,-45.542133548240244,-48.811333514962989,-52.303629323463284]
[null,"Gone Green Summer Minimum PM","R","R4",0,0,0,0,55.513534644850537,63.759932380610898,71.099162640857301,81.485757738103658,90.830941186258798,100.75264232634794,111.08519734121283,121.49060091614461,132.32614399714032,143.37540923979077,155.03667008102724,167.41278344352347,180.12797410667102,193.25823456152133,207.29099040293863,220.52215721388617,233.74472519561127,246.34444815766582,258.80147442315774,270.77789586328299,284.04735162336698,298.07414014022663,312.92960672850086,328.9476907336433,346.27590159494713]
[null,"Gone Green Summer Minimum PM","R","R5",0,0,0,0,-5.0890756943993649,-9.2688589566503001,-13.167490637359998,-17.594045596101051,-21.829095597878791,-26.215134129792393,-30.734582778878917,-35.301707564398093,-40.021377497851908,-44.834591700597926,-49.870115262639658,-55.17176844753935,-60.622928227075931,-66.250341329957493,-72.225675739047574,-77.955437462045438,-83.707306325651516,-89.255298366711358,-94.765280748294217,-100.109083765896,-105.94218065092764,-112.07407873683036,-118.53665164178767,-125.4619968592975,-132.91326582147255]
[null,"Gone Green Summer Minimum PM","R","R6",0,0,0,0,16.282598189520339,14.12976052272395,11.97520369581542,10.382576432963868,8.6127241783061166,6.880933314770969,5.1418065028650668,3.3693051781338514,1.5719355289016093,-0.26149017127413954,-2.1373355412838073,-4.0713517605979224,-6.0640348552392487,-8.1195068024709318,-10.264354745197146,-12.414537537881598,-14.597813080440456,-16.767790863077657,-18.94633785717086,-21.102790793801216,-23.375032544313427,-25.731409626056941,-28.184821480914415,-30.772825751414583,-33.51842254527066]
[null,"Gone Green Summer Minimum PM","S","S1",0,0,0,0,84.339757503032118,62.723084860901558,47.597901513549274,35.712672202655796,30.376186680603393,28.873158318709031,29.136067692455136,31.412930763176409,36.646767512603112,42.7597516303573,49.221288260141563,56.076086537620803,63.735201414284909,72.093200636604735,80.995940436254344,89.060024966334552,97.001910689077491,104.48737302305668,112.35390557375979,119.82213517323962,128.17514172302705,136.9309816955566,146.08628500861883,155.84469751424226,166.2711212817444]
[null,"Gone Green Summer Minimum PM","S","S2",0,0,0,0,49.958859711057791,42.280144542185411,35.942739007406686,30.684133417753664,26.187996169430541,22.089349545271521,18.967777952298871,16.666836806706797,14.335100408648531,11.923561586147386,9.4632183781928738,7.1466438810798456,6.4557050692642886,5.7223608505735388,4.9976598563347334,4.1170791631684533,3.4375049948590313,2.7470580270627583,2.0317407684925137,1.2696831847971333,0.58569504976029163,-7.4997377787185848E-2,-0.71739831970893198,-1.331518875991621,-1.920313567264978]
[null,"Gone Green Summer Minimum PM","S","S3",0,0,0,0,46.380811760526484,46.361066518314246,46.372876679785897,46.329275502374671,46.287482355234332,46.271359520382845,46.266124848872032,46.255513737190505,46.253720030738769,46.251346238715747,46.260510954116945,46.281879456034396,46.301944226074049,46.322842259556325,46.356122023825549,46.363470566514906,46.367162840155416,46.355234323931384,46.340171706163652,46.316082527279256,46.31197483159395,46.315054368665088,46.32451593852727,46.343904255715941,46.373611108072907]
[null,"Gone Green Summer Minimum PM","S","S4",0,0,0,0,6.7186967301928515,5.8234545217011666,4.9514595483061496,4.0149023730147526,3.0750223060630377,2.1376269209281009,1.1797142928551554,0.71058540853888807,0.81022505981395021,0.984514829244858,1.179721530697178,1.397324173385146,1.6227815730591209,1.8583431763556399,2.1174848999994422,2.3422375956621773,2.5570866076521632,2.7458313471609364,2.9223290946425848,3.078291230073682,3.2703772584497823,3.4851667028154951,3.7251054035898568,3.9986043247553829,4.3090105188416556]
[null,"Gone Green Summer Minimum PM","S","S5",0,0,0,0,42.28182522828822,37.367009770597498,34.77686474503723,32.675496360230227,30.991006073463971,30.999842833709753,31.234227503458747,32.285567145862245,34.282900019195523,36.766292375823198,39.810759229984598,43.047040433334374,46.345144884384609,49.728871258381858,53.34242150099977,56.697665650354701,60.045343858363289,63.207415722794032,66.33649048756628,69.334063802330007,72.679991728869766,76.20447974142678,79.914579264217338,83.89453682049934,88.177963771719348]
[null,"Gone Green Summer Minimum PM","S","S6",0,0,0,0,8.0889075478358379,6.7496463552676627,5.4232018629843317,4.067639941900147,2.7247623776049621,1.6160981399011356,1.0941725767385626,1.3296067345716946,1.5778398718339051,1.8267802535314028,2.0941609109439665,2.3829197621471914,2.6733247391193706,2.9687701569719152,3.2894308722978143,3.5712440239830436,3.8511558921101963,4.1060672526832569,4.3580713180164974,4.5948826210308482,4.8719499179106887,5.1649245610703804,5.472710195142275,5.8039329765772596,6.1609321594745907]
[null,"Gone Green Summer Minimum PM","S","S7",0,0,0,0,3.8543382084347568,2.6704083412683763,1.4905742986193633,0.28616666206077834,-0.91350533701892345,-2.1204652296880466,-3.3439560766803607,-4.4040609770529269,-5.0148040565333343,-5.6356243698469388,-6.2721576338787735,-6.9294650427121232,-7.6037299779614465,-8.2965175833557545,-9.0190495110714473,-9.7317454497838867,-10.449962145720239,-11.155812256525497,-11.860307050077978,-12.552207538132098,-12.951662836322306,-13.043591739770687,-13.134407308837194,-13.22316110625432,-13.310295050008275]
[null,"Gone Green Summer Minimum PM","S","S8",0,0,0,0,0,0,0,0,0,0,0,0,0,0,0,0,0,0,0,0,0,0,0,0,0,0,0,0,0]
[null,"Gone Green Summer Minimum PM","S","S9",0,0,0,0,0,0,0,0,0,0,0,0,0,0,0,0,0,0,0,0,0,0,0,0,0,0,0,0,0]
[null,"Gone Green Summer Minimum PM","T","T1",0,0,0,0,41.366708195716839,40.841473362741283,40.562279593796056,39.811425104669894,39.061565738360692,38.500088587570232,38.007537251451666,37.457011274133734,36.963057457699357,36.432571895125676,35.854144637052485,35.34819801827139,34.811247513874676,34.260011672396978,33.778415514525612,33.118138760936787,32.444932696638297,31.678629956476271,30.910253682576325,30.101405139621853,29.40595527453539,28.730328232176607,28.061613030873779,27.414686915643195,26.900796557204416]
[null,"Gone Green Summer Minimum PM","T","T2",0,0,0,0,30.164857486222068,25.182550743048743,20.027191597135779,15.026081942340539,9.9963920365827654,4.7509703167017179,-0.6759399039687608,-6.1718436204934193,-11.867230877597244,-17.685195417148698,-23.793025585522102,-30.244945375402949,-36.888679013420941,-43.759369380071519,-51.062438820032867,-58.055426040798665,-65.066941064224935,-71.82099127470596,-78.519356828863863,-85.001750416140638,-92.095758184204101,-99.575203103163744,-107.48179360107571,-115.97911139004606,-125.14995822795214]
[null,"Gone Green Summer Minimum PM","T","T3",0,0,0,0,-0.64244798588335295,4.0795753637118928,9.0818540459595596,14.292502690653043,19.836591266142655,25.925456969937674,32.614762750684804,36.662016811936951,40.106667776378558,43.893336144959179,48.187924453547481,53.027875069735032,58.343699384464685,64.167076117659803,70.603217537609225,76.910017936576281,83.184190580828769,89.241259979833586,95.106425736018679,100.66350861846639,106.93922409022026,113.95135828019977,121.86567495552293,130.90354984274103,141.22311633244442]
[null,"Gone Green Summer Minimum PM","T","T4",0,0,0,0,28.65615432236514,25.941728207002047,22.207424593711586,17.88495205707169,13.48718071368998,9.0996107685857446,4.7052362881174332,0.34553821678108321,-4.0345417616839399,-8.4013722287767081,-12.828897599461975,-17.352204333237168,-21.881298401884891,-26.43112216051059,-31.131134578623417,-35.612892954885702,-40.105088179387927,-44.439967968934724,-48.774983268424378,-53.01524542824869,-57.530395793883329,-62.125630955266942,-66.781031811104498,-71.562549974340612,-76.48767700666825]
[null,"Gone Green Summer Minimum PM","T","T5",0,0,0,0,-10.965759938172516,-7.3216574591904724,-3.7093971630245726,-6.584981701992465E-2,3.5206911245557935,7.0805995191180564,10.632382046793513,14.147641654493547,18.353436827105792,22.629640996912045,26.95703346724483,31.369897559988733,35.794817510093608,40.244743583423016,44.834883267328273,47.412608340726784,49.893096693536101,50.762036890622106,49.653827452308576,48.494867047778996,47.514548070825455,46.554515864711831,45.589997723124426,44.64389620030402,43.708824384803194]
[]
[]
[null,"Slow Progression Winter Peak","A","A1",0,0,0,0,147.74670992466631,128.74417445785213,106.55169698114314,85.015802789765615,63.812692777678429,43.159020144255813,22.6214962036183,2.3097291114334277,-17.919617156058539,-38.0965079461157,-58.312285231800246,-78.720496992532318,-99.392438538719304,-120.20439410902411,-141.26357529701249,-162.54512897178739,-183.96319446588765,-205.68469169347645,-227.0556679711778,-248.19541140031455,-269.12693413862553,-290.96623429611276,-313.56709713126935,-336.95749855119715,-360.84701159818991]
[null,"Slow Progression Winter Peak","A","A3",0,0,0,0,20.14982445299939,7.6903378289479933,-4.9962049092930236,-17.457911410161227,-29.710114010594658,-41.951810003932678,-54.015348113828779,-66.200799609517958,-78.258970382099179,-90.384091146531105,-102.63435097683251,-115.15592335232213,-127.94548418181419,-140.80285182608847,-153.85215508611455,-167.05173537175963,-180.31212127464559,-193.79719595048488,-206.89972850461777,-219.76837241944074,-232.44488588811092,-245.8866577113053,-259.92894234083479,-274.56814091821667,-289.55002428636374]
[null,"Slow Progression Winter Peak","A","A4",0,0,0,0,42.098785029317618,13.958673611102794,-14.611378160232784,-42.682772215576691,-70.281382084482999,-97.871807742654525,-125.05532493951384,-152.52618500755696,-179.70632257732601,-207.04217310188432,-234.66508266003291,-262.90721046080387,-291.75882344137187,-320.76251347994258,-350.20102179529835,-379.97913393658433,-409.89330160863432,-440.31607928713669,-469.86808675936925,-498.88819305848358,-527.47189567022951,-557.79151477395362,-589.47190641357793,-622.50396720130118,-656.3106773278613]
[null,"Slow Progression Winter Peak","A","A6",0,0,0,0,70.658670114025426,27.230288307069927,-16.999843405055955,-60.445153703813936,-103.1601758414576,-145.83663869118749,-187.89268536252251,-230.37217376186905,-272.40842239787895,-314.67746824585458,-357.38214267952623,-401.03169115523207,-445.61480474988679,-490.43439653228717,-535.92282755252677,-581.9350345083991,-628.1593425732035,-675.16667593179307,-720.84147902678558,-765.70150333168419,-809.89215208195913,-856.74921830570975,-905.69885188741637,-956.72863033439069,-1008.9527742650389]
[null,"Slow Progression Winter Peak","A","A7",0,0,0,0,369.14265486096559,318.65154275622746,260.25393369983345,203.53810388277461,147.7038505134943,93.222681782047204,39.081279361373532,-14.542707759389385,-67.925329894265261,-121.19952379732008,-174.60747205281075,-228.57105693482444,-283.26442397016064,-338.32248990010697,-394.04656391600901,-450.36286373781115,-507.03311999757074,-564.5174760112352,-621.0238344563387,-676.89066417971912,-732.18725491565658,-789.94780864507356,-849.76278783774762,-911.69982556074888,-974.96775116881315]
[null,"Slow Progression Winter Peak","A","A8",0,0,0,0,69.579973696927624,36.552557335535006,2.5303784725269565,-30.852469775919396,-63.678136236454172,-96.402254219282881,-128.67560769153033,-161.2152468170394,-193.43292502273167,-225.80671829102388,-258.49123187982775,-291.86435340107846,-325.92782219080561,-360.17608882064621,-394.92684846549162,-430.07501761659927,-465.39041734557225,-501.29599555577227,-536.21971662423391,-570.54078610446572,-604.36427618972982,-640.18046850268081,-677.56717152376359,-716.51946902031568,-756.37689877695686]
[null,"Slow Progression Winter Peak","A","A9",0,0,0,0,48.747445897506289,44.686173499202539,39.525866048564673,34.551913495634331,29.651030235135572,24.945846357319564,20.242658288636203,15.648130646291527,11.054827406439667,6.495415549829711,1.9499924202381422,-2.6040767996555361,-7.1932352097844392,-11.817688226256639,-16.488301748114488,-21.205440273574652,-25.95817784666998,-30.770005966738815,-35.54109687589699,-40.281181024271461,-44.989208023772349,-49.853190566485466,-54.85729356095613,-60.012406644935943,-65.27073804526637]
[null,"Slow Progression Winter Peak","B","B1",0,0,0,0,75.749383609762475,51.672956693217451,26.263176638967273,1.3865453699046304,-23.081073787485053,-47.360581527774784,-71.34476185655862,-95.435008757162905,-119.31444173447214,-143.2746224198913,-167.42881046562951,-192.03763912927221,-217.11870900560217,-242.34232096745973,-267.92250956505291,-293.79094391643991,-319.7906488147176,-346.21218888554296,-371.96778594143683,-397.31089767385305,-422.30942048623911,-448.70512002133177,-476.21269268962766,-504.83571193524381,-534.11352418418528]
[null,"Slow Progression Winter Peak","B","B2",0,0,0,0,-18.990840503310384,-55.358818523394632,-90.498743664481495,-125.19096443389584,-159.28048154249529,-193.69400958692268,-227.48407206847463,-261.90373113565164,-295.8775982319201,-330.14965868710726,-364.88803493792972,-400.56553015257572,-437.12166479163227,-473.85138531256149,-511.17160321923063,-548.9350005680808,-586.84677676417971,-625.44049588046289,-662.76274508638949,-699.31886158437703,-735.25777916203981,-773.60285817492434,-813.80337541611277,-855.8265747455066,-898.86568365304117]
[null,"Slow Progression Winter Peak","B","B3",0,0,0,0,49.636145051179568,43.753696197325773,36.789001440562302,30.038012533535444,23.390482606235949,16.930812988595243,10.501914263465064,4.1566206010646756,-2.1668811526384331,-8.4689939402368619,-14.778080180243501,-21.139360054869016,-27.577448664252557,-34.060099829660345,-40.617766059866454,-47.24404286028031,-53.914037195193345,-60.676654202091655,-67.338525186886784,-73.932997058278403,-80.465838004886479,-87.27104883233099,-94.306867744989603,-101.58307019727388,-109.01299405712878]
[null,"Slow Progression Winter Peak","B","B4",0,0,0,0,-56.985755880909636,-66.93661884951446,-75.292902330963059,-83.665515575506561,-91.87908820237918,-100.4173977155027,-108.71626447691737,-117.36960914417645,-125.85154051468533,-134.48347053693956,-143.31025163117712,-152.49196059202251,-161.97825100129896,-171.49583913649283,-181.19513645606241,-191.01871408463896,-200.86351653627472,-210.9122817382594,-220.51006847310944,-229.84269240921495,-238.96890656854376,-248.86827177441151,-259.34360910015653,-270.37114487020835,-281.68706510515642]
[null,"Slow Progression Winter Peak","C","C1",0,0,0,0,-14.583247279585432,-24.682590590448953,-34.214669852006118,-43.64737755735613,-52.913770141148788,-62.312577514608904,-71.525872557794344,-80.946759285429266,-90.234963416627295,-99.618272298409323,-109.14316686254838,-118.94646434468166,-129.00529419310527,-139.10941690413765,-149.38114025010083,-159.77647672684103,-170.20953522275587,-180.83509120883164,-191.0890315399449,-201.1202346822364,-210.97329540772159,-221.51517789269639,-232.58458969057867,-244.16977207377303,-256.03894352873232]
[null,"Slow Progression Winter Peak","C","C2",0,0,0,0,7.7843726979247991,-0.36501517579257803,-8.5318061895250636,-16.566000492901548,-24.463775752800924,-32.379272201035278,-40.171068223533389,-48.061585513515929,-55.863702166671857,-63.716735103430906,-71.658624454734053,-79.788177202843698,-88.099698312716399,-96.453882487405664,-104.93570415840105,-113.51613218886618,-122.13431316823197,-130.90126624478367,-139.40727115109203,-147.75451092181672,-155.97217372395505,-164.70232735818135,-173.83237334792864,-183.35841488012969,-193.10968155367217]
[null,"Slow Progression Winter Peak","C","C3",0,0,0,0,24.855605904829726,24.615472725633392,23.776372174367058,23.007192688173209,22.24482362172472,21.594190844977177,20.914463292519631,20.318468748110984,19.70157126331187,19.115701926608807,18.559196622820735,18.043746764971715,17.553448907979224,17.05419160683438,16.560749788319054,16.065838086512006,15.560601487754376,15.059241695913842,14.516554140613186,13.952136862599097,13.373690008912503,12.834723585075908,12.316448153284433,11.811935790968212,11.305739380473037]
[null,"Slow Progression Winter Peak","C","C4",0,0,0,0,-32.232545278672951,-34.010954854400978,-34.968580409906899,-35.988227304530156,-36.981949085893547,-38.134213654909445,-39.21437297929937,-40.435455679895888,-41.604856793778247,-42.830188588376714,-44.118978070617864,-45.512908143463648,-46.988592186695847,-48.462973773425681,-49.97840420158353,-51.517331287260589,-53.05180365638244,-54.630123853492343,-56.083960205105093,-57.466763589137607,-58.796698340077128,-60.313677491687734,-61.96266850885614,-63.73311714085321,-65.559539639385434]
[null,"Slow Progression Winter Peak","C","C5",0,0,0,0,23.98990783394424,17.488307121307994,10.540753010410707,3.7466452514075113,-2.9366123031865499,-9.5529600738471974,-16.094256654565616,-22.651759972515197,-29.155709087933523,-35.676794598348664,-42.245679539766357,-48.930649427727033,-55.738763793214979,-62.586475730587289,-69.52910316843375,-76.549362457213888,-83.606392296291389,-90.77614892735555,-97.77310951513509,-104.6624727893095,-111.46134487626034,-118.62967673938671,-126.09359797226904,-133.85508437486527,-141.79268032198891]
[null,"Slow Progression Winter Peak","C","C6",0,0,0,0,22.664701568340014,19.195589646711355,15.24881150076682,11.410351316928359,7.6321561884255633,3.9346285879866909,0.2640325071863841,-3.3805060751272795,-7.0058855192735843,-10.627379058963339,-14.261566586094181,-17.939034462350492,-21.66998695583305,-25.42515306550451,-29.227128074186105,-33.069950663772168,-36.93608332852709,-40.859055706960106,-44.709461992976124,-48.513034603215502,-52.275472136348561,-56.213182237633035,-60.295604514977441,-64.526614234845056,-68.849608385158675]
[null,"Slow Progression Winter Peak","C","C7",0,0,0,0,59.705857370511971,58.060177317049515,54.998241558610459,52.118917964294717,49.273730432786337,46.689967174547341,44.053896724576376,41.602421891878173,39.113304958012357,36.690694339999986,34.325639159545844,32.032658748268823,29.774964554581096,27.490472551143245,25.202812306749763,22.898628747712909,20.565074021225737,18.220976737802371,15.813863222247054,13.376470661872474,10.923112495579659,8.4951106262447151,6.0630154828683605,3.6109885272683933,1.1251709897038507]
[null,"Slow Progression Winter Peak","D","D4",0,0,0,0,100.63699471049391,76.030733537580062,49.497480260298374,23.571354484195787,-1.9341269568666972,-27.141506212679975,-52.077930081775825,-77.041057932250183,-101.81089865630689,-126.63259220142369,-151.62240563431027,-177.03293838507028,-202.89733233574188,-228.91466789666885,-255.28739713763684,-281.95336162186959,-308.76217207493153,-335.99431165382543,-362.59207248325754,-388.79317137381923,-414.65892725272579,-441.90114026463232,-470.24907382689753,-499.71302079271112,-529.84150051189602]
[null,"Slow Progression Winter Peak","D","D5",0,0,0,0,47.025944411331793,36.81031594573016,25.667206073843385,14.790213771855015,4.0884521381621575,-6.4656384763096666,-16.914211432121956,-27.355417151253381,-37.721383949981323,-48.101949965082788,-58.545501396808739,-69.153798127042435,-79.944022461511025,-90.799383120086745,-101.80025067644756,-112.92255309943893,-124.10612214385516,-135.46368269775871,-146.56831223204932,-157.51388669328625,-168.32404024943341,-179.69402367028226,-191.51614553993983,-203.79617910411918,-216.35104776736929]
[null,"Slow Progression Winter Peak","D","D6",0,0,0,0,12.987877890335303,-6.0309550716826079,-24.964543274982613,-43.602563919870846,-61.922800184597293,-80.308002555662213,-98.39763060024049,-116.73587330986089,-134.86286499911856,-153.11552480456032,-171.58228157236044,-190.49679961642349,-209.84240809621761,-229.28596268677802,-249.0294084157554,-269.00328108158288,-289.0633231615638,-309.47230302348328,-329.26198006172746,-348.67558128318183,-367.78302556727846,-388.09798681087017,-409.35303622610746,-431.53759838440425,-454.24882677238463]
[null,"Slow Progression Winter Peak","E","E1",0,0,0,0,81.321759476590785,58.497921192763314,34.1789111560051,10.390814179581959,-13.008471709819288,-36.186066577937012,-59.096346194071984,-82.073703840597602,-104.86029648435023,-127.71086992967194,-150.73300242011805,-174.16812643451982,-198.03913532188074,-222.04824592523929,-246.39168261292119,-271.00781430177176,-295.75194595139754,-320.89277545960186,-345.42124356774059,-369.5688876879945,-393.3967650087842,-418.52804493298328,-444.70080714074669,-471.92115982648221,-499.76032637444888]
[null,"Slow Progression Winter Peak","E","E7",0,0,0,0,44.607075970569852,41.973873491723971,38.312153035221797,34.806109548810205,31.348915158111534,28.077869970882766,24.790834721647776,21.619991790373913,18.437532422111648,15.29421969527937,12.176861019523544,9.0784898903788136,5.9734770403411845,2.841514037473595,-0.31532234417946964,-3.501566153856555,-6.7157547421951245,-9.9638948470996862,-13.211499395965992,-16.452941495639344,-19.683020972029777,-22.985402235162212,-26.361489261456715,-29.822060580784758,-33.346940887398937]
[null,"Slow Progression Winter Peak","E","E8",0,0,0,0,20.367280696818248,19.164978755897579,17.493062658548673,15.892227583187335,14.313696665238762,12.820160179139116,11.319322741920077,9.8715379090970217,8.418449091924133,6.9832343590079304,5.5598700653324054,4.1451753534027755,2.7274480778990404,1.2974155500207256,-0.14397398964505551,-1.5987907564514727,-3.066366914870656,-4.5494450996597973,-6.0322787532860547,-7.5122986754636063,-8.9871305028642734,-10.494974823314855,-12.036472682685709,-13.616545482763769,-15.225981319241011]
[null,"Slow Progression Winter Peak","F","F6",0,0,0,0,154.83256618083908,150.10706569801209,141.71850171077904,133.80977474312382,125.99718575859157,118.85954769679083,111.59379457637117,104.79966035600842,97.913294328127293,91.19595807239692,84.62231790084445,78.224215873637647,71.906855209881044,65.517740947164242,59.113069911557517,52.659984511533231,46.12877480461129,39.561720867433387,32.846780198786369,26.062706578082377,19.244826613103157,12.462941093026787,5.6473980968800399,-1.2425317670217304,-8.2328303097171887]
[null,"Slow Progression Winter Peak","G","G1",0,0,0,0,57.958405158129999,42.559344016111389,26.076380053226064,9.9599054358700343,-5.8938911491859622,-21.584023070445841,-37.097909266416501,-52.646176538787962,-68.068687059377652,-83.53028170363423,-99.103611209539125,-114.9497350766742,-131.0861166463711,-147.31664119049927,-163.7715307572237,-180.41022524163881,-197.13643669039146,-214.12926008225151,-230.71508110393071,-247.04727814741867,-263.16597146824216,-280.1572086071086,-297.8470490905172,-316.2404981256206,-335.05083424671244]
[null,"Slow Progression Winter Peak","G","G5",0,0,0,0,59.597934737167236,51.581185298756246,42.285089176076369,33.258664485452655,24.372324361542248,15.705320743688011,7.0909513053553601,-1.437792244314499,-9.9291552660334794,-18.401998644135883,-26.894796921924808,-35.473949294335206,-44.167750012383244,-52.919764711236482,-61.777141275419076,-70.728491213433543,-79.736410027492269,-88.873256777616376,-97.856786357993499,-106.739833034162,-115.53305517965613,-124.71530627386522,-134.22244797800988,-144.06550107134552,-154.11966797615605]
[null,"Slow Progression Winter Peak","G","G6",0,0,0,0,101.408737918086,87.229809189317464,70.885351529663183,55.007129428053119,39.376216455884929,24.115002219673443,8.952197890618562,-6.0732359602777963,-21.028737985929695,-35.956768456054128,-50.925287165129454,-66.054103801613351,-81.390650979748699,-96.8289080232271,-112.45507017608547,-128.24767275849015,-144.1388302854738,-160.25935962280408,-176.10076093484821,-191.76015251677703,-207.25777583835432,-223.45232575897123,-240.22677237495563,-257.59946380948981,-275.34634886441501]
[null,"Slow Progression Winter Peak","G","G7",0,0,0,0,56.702587495500225,53.355374285456243,48.700753464628093,44.244022481354413,39.849386357774399,35.691375058110957,31.513037882558152,27.482399360910453,23.436994526511029,19.441351211165291,15.478699564069595,11.54018406577125,7.5932258988635795,3.6120098621985264,-0.4008241387962973,-4.4510395915959666,-8.5367772395321335,-12.665672588277005,-16.793887161327479,-20.914268295244185,-25.020205753424303,-29.218050118740027,-33.509586065350561,-37.908514794686653,-42.389190329860106]
[null,"Slow Progression Winter Peak","H","H1",0,0,0,0,64.072118976356549,64.680942120248602,63.719883469560209,62.922231668075312,62.121714839858711,61.617245183876456,61.017579147356244,60.652758092314635,60.219615492449293,59.875676941725388,59.622342988329827,59.505333725004192,59.482030226985579,59.441692340005964,59.436032109482113,59.441507810531064,59.425617588392669,59.442529141358293,59.311256726577199,59.098791881007848,58.829789174827916,58.742372267007553,58.770088660960525,58.894157212380208,59.048054207165002]
[null,"Slow Progression Winter Peak","H","H2",0,0,0,0,28.459594754748675,21.162036541046689,13.326681592141341,5.6676673201395973,-1.8667522393568774,-9.3190836750038262,-16.689213500138102,-24.072141610465049,-31.396422267831458,-38.737912682741744,-46.131063801336168,-53.651612104954857,-61.308481654856998,-69.010275892438017,-76.818009609168072,-84.712789887795353,-92.649415725058233,-100.71205477968883,-108.58379405645496,-116.33640705477576,-123.9885613317069,-132.05200930155269,-140.44521293399103,-149.17082825362485,-158.09380505939228]
[null,"Slow Progression Winter Peak","H","H6",0,0,0,0,78.412048713851377,65.43192562599333,50.819860057142158,36.595948476234469,22.596802052032526,8.8703509669956428,-4.7468360345461136,-18.289010261918701,-31.75339757571049,-45.211686825852723,-58.72577205052113,-72.413885642636217,-86.310037477010695,-100.29478878631571,-114.45716676047122,-128.77275372910458,-143.17316755999738,-157.78839812718883,-172.11939292593505,-186.26830038144266,-200.25866400758068,-214.91899684766349,-230.12921618950674,-245.9019941544953,-262.02022879722961]
[null,"Slow Progression Winter Peak","J","J1",0,0,0,0,97.666037246933982,88.860342273427946,77.866817213154434,67.255826845125142,56.802356299744062,46.736604494925814,36.685853931592767,26.842454853223636,17.009374606385908,7.2391730121534801,-2.5111250260018916,-12.295357439262354,-22.165618852654564,-32.109895286532051,-42.157379585084577,-52.306207970191281,-62.529219130272736,-72.883044193882867,-83.132561758378202,-93.306240537120999,-103.40459389087978,-113.85888661025288,-124.62757739678793,-135.73198118714251,-147.06179868881443]
[null,"Slow Progression Winter Peak","J","J2",0,0,0,0,0,0,0,0,0,0,0,0,0,0,0,0,0,0,0,0,0,0,0,0,0,0,0,0,0]
[null,"Slow Progression Winter Peak","J","J3",0,0,0,0,8.4653700004089707,-26.526198583747927,-60.985952990702629,-94.943273796322217,-128.31767142413801,-161.88193468635248,-194.88187513494145,-228.3935140852804,-261.5017559827516,-294.86158841374038,-328.63536390722692,-363.26213674586944,-398.70116541215793,-434.31557294767271,-470.48773195971989,-507.0847387408221,-543.83451096297802,-581.2314480108505,-617.45825540147439,-652.97659766200456,-687.92047782485929,-725.12019299746089,-764.06986565200452,-804.74562589369555,-846.39346973256727]
[null,"Slow Progression Winter Peak","J","J4",0,0,0,0,39.346732667831908,35.866109291708327,31.502663759576929,27.292412441169429,23.144508036773161,19.153240911983183,15.166916432428202,11.265163373569097,7.3667804296243711,3.4942320239188298,-0.36948505502006301,-4.2452111223446956,-8.154022041499239,-12.092321021123745,-16.071126261781302,-20.089946460553318,-24.138366548723525,-28.23824439156542,-32.298370192144155,-36.329315253954384,-40.331024458610351,-44.47178038848206,-48.735829421948381,-53.13180899766737,-57.616738470810418]
[null,"Slow Progression Winter Peak","J","J5",0,0,0,0,119.84430228470114,115.57071934604268,108.47481528706729,101.75876162664211,95.127364996820077,89.014376067783218,82.812354253744161,76.965846090370576,71.055191081684541,65.270744013316701,59.590041525265796,54.029913516892641,48.517799276647963,42.947105506286157,37.354494834397094,31.716923307146871,26.016248343916661,20.276387572297747,14.442952133339338,8.5686363452918428,2.6783733544608603,-3.2240668283085911,-9.1835582458410201,-15.231163696492656,-21.373597753157025]
[null,"Slow Progression Winter Peak","J","J6",0,0,0,0,104.02602974108335,102.9513714574428,99.37137458390454,96.084967239014134,92.828221337713231,90.038660988148749,87.128478443208309,84.567658653774032,81.920174618671041,79.402026983793732,77.005928287439588,74.779925680494586,72.657551933073037,70.49733717900078,68.360344726125959,66.216353869577944,64.028853338766481,61.856284262549401,59.513112294911515,57.080425032793549,54.590176653672465,52.260634811927375,50.014183748182298,47.821880955017456,45.620591771448552]
[null,"Slow Progression Winter Peak","J","J7",0,0,0,0,52.84629785578889,48.171499030400582,42.310988471234175,36.65623189719738,31.085212989920414,25.724572423413836,20.370570286189036,15.130155381884231,9.8942668533290057,4.6930764969010692,-0.49625257160973152,-5.7017108212278043,-10.951605084099592,-16.241104537062796,-21.5850076416239,-26.982654532563821,-32.420056810179418,-37.926571607335781,-43.379695738396705,-48.793627440809672,-54.168292685489426,-59.729710530916378,-65.456722407520772,-71.360929193573341,-77.384603911390329]
[null,"Slow Progression Winter Peak","J","J8",0,0,0,0,35.529141700376378,25.900247141987315,15.610893961236936,5.5487953917834671,-4.3491336174020301,-14.147968990589991,-23.83565327554965,-33.547339797932317,-43.179712349475494,-52.837463965010521,-62.566006713593723,-72.466471694790528,-82.549314099942862,-92.69080065463541,-102.97285741448474,-113.36988723097842,-123.82137436764845,-134.43981029768807,-144.80233465234269,-155.00550698996929,-165.07466154662919,-175.6909873901148,-186.74508217693599,-198.23987207409454,-209.99548085416055]
[null,"Slow Progression Winter Peak","K","K4",0,0,0,0,28.476042851947351,24.241930944021846,19.405052738781428,14.702558872175945,10.073711733752159,5.5470285014148804,1.0521343017431009,-3.4080945750721341,-7.8457158244321121,-12.277519879667791,-16.72376082838581,-21.221287543385401,-25.783085328748676,-30.374690656173755,-35.02311076399473,-39.721338640971382,-44.448321150502125,-49.244404688781884,-53.953539016013195,-58.606384247026327,-63.209612886791597,-68.024961994749972,-73.01586225689563,-78.187276118104222,-83.47079501245048]
[null,"Slow Progression Winter Peak","K","K5",0,0,0,0,19.766156839472821,15.272659196505272,10.393525856004365,5.6289850611687182,0.94141797726097443,-3.6853826402146446,-8.2645480673041778,-12.843705891815278,-17.388891569475156,-21.941712709807152,-26.523432330424185,-31.17935594148295,-35.916441750054382,-40.681891342476277,-45.511701670472483,-50.394980520669193,-55.304864658134306,-60.291589813048731,-65.165230423972673,-69.967922876237509,-74.71038243245286,-79.701128243987768,-84.891965704283081,-90.285171466773434,-95.799452376500895]
[null,"Slow Progression Winter Peak","K","K6",0,0,0,0,30.634319655279779,28.353297875612839,25.375894116068842,22.511883010413335,19.689280300207031,16.991431430702917,14.290375801887221,11.661802291417839,9.0308090909542358,6.4231508306524363,3.8275769501352217,1.2333048437989651,-1.3766416882104109,-4.0074296376622751,-6.6628778572754408,-9.3442671613979993,-12.046868490448643,-14.78156621769751,-17.499863118767742,-20.204235747883384,-22.892962619780437,-25.662067351669616,-28.505578388417021,-31.430542862766647,-34.412825461257363]
[null,"Slow Progression Winter Peak","L","L1",0,0,0,0,46.422732084987679,43.390055610243742,39.293157891393356,35.362281117191742,31.487103058742811,27.803742749242812,24.108549479518192,20.529754796892242,16.942308034893358,13.393406305203417,9.867965429500293,6.3550258740530614,2.8283016479803269,-0.72791256115647518,-4.3146991237729511,-7.9356430837328906,-11.586918904849622,-15.278957842536778,-18.960524269165038,-22.629683586455769,-26.282167899473475,-30.028897243665597,-33.867043531457263,-37.807604400031167,-41.823226139980243]
[null,"Slow Progression Winter Peak","L","L2",0,0,0,0,61.3677624617237,27.89409587092398,-6.3653582308754384,-40.001377479283441,-73.073723715160867,-106.08487027802441,-138.62699407618942,-171.47120195004152,-203.98036205257009,-236.65983577801856,-269.66611435570786,-303.38761839939633,-337.82013786085997,-372.43708949279659,-407.56688268668904,-443.09998856400739,-478.79916074694745,-515.09955566101792,-550.38660989782511,-585.05305529132636,-619.20856512481748,-655.40398689473011,-693.20320845167612,-732.59862969899916,-772.9132535165993]
[null,"Slow Progression Winter Peak","L","L3",0,0,0,0,189.8762572505716,153.22359445418348,112.72919888288172,73.246307104882192,34.39452252545226,-3.83101262590825,-41.706081550902077,-79.480299505621105,-117.00475885280068,-154.55365956473173,-192.30107563518089,-230.59956879395676,-269.52459128968087,-308.68993209546795,-348.3691118371986,-388.4827547122336,-428.82412886564765,-469.78267217822702,-509.87582544358673,-549.42098704953082,-588.49560155308313,-629.53194912971446,-672.16263194130727,-716.41441294048718,-761.64802124685764]
[null,"Slow Progression Winter Peak","L","L5",0,0,0,0,182.69849882763151,164.73629784335091,142.71284589171412,121.42540701213335,100.45741067276354,80.204971363541617,60.005100972125987,40.170056417229659,20.371834635653784,0.68004818481812213,-18.99259874054686,-38.765725584148875,-58.734812987249903,-78.849710773933936,-99.181561949794755,-119.72110212377125,-140.40578155340316,-161.36284325469742,-182.07424344857458,-202.61322465336801,-222.98657805411753,-244.12261548361511,-265.92176509829329,-288.42278016885575,-311.38692615047955]
[null,"Slow Progression Winter Peak","L","L7",0,0,0,0,5.2042743848689099,-1.8867205716624358,-8.9547266774033822,-15.911563140770648,-22.749875647545768,-29.610760604317548,-36.361924510736678,-43.20450894023395,-49.968675822110086,-56.779218909416954,-63.669116100256716,-70.725272381286004,-77.941708340390505,-85.194775775872372,-92.559514112845477,-100.01014389331858,-107.49303650876335,-115.10590594693923,-122.48859435758735,-129.73145444442414,-136.86042902494756,-144.43881303228912,-152.36722298173973,-160.64181941129593,-169.11270567166352]
[null,"Slow Progression Winter Peak","L","L8",0,0,0,0,66.988646200908434,60.530810054119115,52.581163741175303,44.89962765934736,37.333086520450607,30.029750310358111,22.743579958714879,15.593161715939175,8.4547371499769532,1.3563013228295138,-5.7335595970812134,-12.857078254371297,-20.049433337887063,-27.294618620976212,-34.617296604433172,-42.014567660792096,-49.464507607734774,-57.011937940803399,-64.473643107658333,-71.874758144770425,-79.21727129152228,-86.831096721104316,-94.681606811733843,-102.78310726745272,-111.0508519532964]
[null,"Slow Progression Winter Peak","M","M4",0,0,0,0,63.831328423083221,60.96294480443408,56.603821858005553,52.455133453231916,48.36138405967359,44.539882009812452,40.680700370253398,37.001708009022273,33.295513634349426,29.652092854720618,26.056736805406537,22.51089395189182,18.976700096541954,15.40838240117913,11.818896321859887,8.1982648219699783,4.5414914570851197,0.85284639881241142,-2.8655499922518257,-6.5935764166496496,-10.320270663152495,-14.09194572273077,-17.923812332447667,-21.831970179241662,-25.807115759693247]
[null,"Slow Progression Winter Peak","M","M5",0,0,0,0,47.256993590633265,41.646054714108139,35.004964153619767,28.567479354221465,22.22866829876228,16.06864485954415,9.938089243670472,3.8869696893821568,-2.1432796373621428,-8.1532436599357396,-14.169973747725724,-20.236655173112709,-26.376709376802641,-32.559241739638288,-38.813361054780465,-45.132929293510784,-51.494164267170419,-57.943776394348241,-64.297117073351004,-70.586074982652349,-76.816182715553325,-83.306284212877955,-90.016466102076222,-96.956027433075207,-104.04223274235608]
[null,"Slow Progression Winter Peak","M","M6",0,0,0,0,17.536413717463471,15.454272260592473,12.989855827064872,10.6009946625132,8.2487499533322808,5.9628508444052049,3.6878868352857399,1.4424004449101542,-0.79534129400155962,-3.0255554383861356,-5.258280375562606,-7.5095415600812094,-9.788030363162818,-12.082282220898071,-14.403099001981893,-16.748202969240669,-19.108768882900577,-21.502130330290186,-23.859766780888815,-26.193511680206374,-28.505418096745206,-30.913804586823836,-33.403859852458325,-35.97903464187258,-38.608626974108162]
[null,"Slow Progression Winter Peak","M","M7",0,0,0,0,-20.682056827430564,-23.013662531262554,-24.793518536596821,-26.596848819911134,-28.363744583394279,-30.24014206190629,-32.050690762665248,-33.97008549888497,-35.842319328686187,-37.759381223813151,-39.731618085669844,-41.800884140669886,-43.95059926255842,-46.105355339008938,-48.305538338673706,-50.535269006299984,-52.767230958708012,-55.049442448155922,-57.21139517017842,-59.303357169879739,-61.341642796197171,-63.577332316397616,-65.957644461062756,-68.474912610091707,-71.061226716890289]
[null,"Slow Progression Winter Peak","M","M8",0,0,0,0,6.4094681437459728,7.1509310122175345,7.721005921308346,8.2980966750731113,8.8635820750354721,9.4631258906065039,10.041952180688822,10.654802648377373,11.252815625733772,11.864862869139435,12.494238463174357,13.154152926869989,13.839443027262417,14.526388577312302,15.227714977833978,15.93842792491532,16.649913105500804,17.377321705399368,18.066820852399641,18.734242237767408,19.384715674218228,20.097593261881979,20.85624067785626,21.658267809152171,22.482218225389762]
[null,"Slow Progression Winter Peak","N","N1",0,0,0,0,-5.7926320122428434,-34.150610745677007,-61.770103924973121,-89.01633176884684,-115.79157900456754,-142.77837710386686,-169.29101292979351,-196.26285846492016,-222.89570317164231,-249.74915608348655,-276.9545108358634,-304.87509029560658,-333.46961904424609,-362.202321380532,-391.39195893635593,-420.92664064822213,-450.58039358030078,-480.76286825561851,-509.97185738564002,-538.59312130958517,-566.73965750487207,-596.74241924630167,-628.18007272981026,-661.02965461580811,-694.6695802447714]
[null,"Slow Progression Winter Peak","N","N2",0,0,0,0,85.023607424153639,75.915635628759389,64.933435141301203,54.304023885603875,43.835727145080824,33.695545205504921,23.59214437295465,13.646937790230837,3.7276728707057947,-6.1476825939696722,-16.023224189397297,-25.964122736144336,-36.013822644414574,-46.135075563861228,-56.369299269124348,-66.709278442706548,-77.120003287530778,-87.671397897460253,-98.083067246795864,-108.39914214880289,-118.62571355834015,-129.25589432926319,-140.23235817391804,-151.57257736030809,-163.14916486051433]
[null,"Slow Progression Winter Peak","N","N3",0,0,0,0,118.49257614940244,123.0318052400458,124.59580998287539,126.41521631698939,128.172555815447,130.49967877365569,132.59460374155688,135.17666173213357,137.59223030871445,140.19840195260704,143.01358534298532,146.16565124428485,149.57126873383757,152.96223273066502,156.47205593886696,160.04396394658843,163.59095139284008,167.26200667264465,170.54323074586193,173.60430699231713,176.50418917678374,179.96176768400619,183.80406002810611,187.99376849026052,192.33362968202223]
[null,"Slow Progression Winter Peak","N","N4",0,0,0,0,109.87328125197681,88.972152154484405,65.841480239688551,43.291896870884578,21.102382417168286,-0.7227360328747352,-22.350124260756292,-43.914385029509596,-65.337745407189828,-86.772934491366996,-108.31925314008697,-130.17680241809117,-152.38965082554728,-174.74003978045579,-197.38282377969347,-220.27326668446108,-243.29417030768474,-266.66647820470945,-289.54847661261817,-312.11969568299986,-334.42374307270694,-357.84292722797636,-382.16917335443719,-407.41819959669255,-433.2267903799949]
[null,"Slow Progression Winter Peak","N","N5",0,0,0,0,51.284547844344807,41.470964202668291,30.617934548422717,20.036926112427338,9.6249443020705865,-0.61732878537513547,-10.766359137292882,-20.886817792599057,-30.940830503872156,-41.000798105307858,-51.113338008734864,-61.372582516671173,-71.799024716969441,-82.289950559714427,-92.918280983854089,-103.66291093044507,-114.46868175148046,-125.4395471854737,-136.17959619613612,-146.77340125005475,-157.24154272739042,-168.23394069185883,-179.6526264645955,-191.50489326658393,-203.61995015837542]
[null,"Slow Progression Winter Peak","N","N6",0,0,0,0,7.3570094791614506,6.6208122498971074,5.7213457840953952,4.8516941749889586,3.9951203592493862,3.1672768869928039,2.3417622340240656,1.530739211454798,0.72135050734961947,-8.3848956975224084E-2,-0.88843417338406405,-1.6973855676524616,-2.5145309733572327,-3.3376115608547674,-4.1696351454499831,-5.0101786939576183,-5.8566218808436616,-6.7142728652335242,-7.5615943303106441,-8.4017085079598939,-9.2349392967576733,-10.099719859869051,-10.991851503868718,-11.912885086988004,-12.852926870207451]
[null,"Slow Progression Winter Peak","N","N7",0,0,0,0,63.832496241469151,59.682644549922301,54.069035318824724,48.683432930089864,43.374082480137112,38.328618175215972,33.266551630796293,28.364848212010589,23.451010891193459,18.590325408215939,13.762144041933396,8.9516529820506303,4.1226816342452874,-0.74673971336966083,-5.6578756334390681,-10.615733838115288,-15.615212974646662,-20.670368002541082,-25.711806894080091,-30.736599071888399,-35.738797168948153,-40.869274252756519,-46.124437453224395,-51.51942396191825,-57.017060152693894]
[null,"Slow Progression Winter Peak","P","P1",0,0,0,0,71.195703849583253,35.125440380840068,-1.914714605329096,-38.269489784325266,-74.01629282939588,-109.67404841799504,-144.8331356836982,-180.2999109852249,-215.41048582483492,-250.69789206394509,-286.33087255229867,-322.72497323661065,-359.87896461798067,-397.23327979441228,-435.13824769199209,-473.47751833941874,-511.99763300690688,-551.1639081974206,-589.24832319150437,-626.66942209373883,-663.54362417642574,-702.60474510996232,-743.38739216671888,-785.88482495047936,-829.37174494504973]
[null,"Slow Progression Winter Peak","P","P2",0,0,0,0,2.2305874668003112,1.7914929901980019,1.3074468897083689,0.83540024735929652,0.37090919486005108,-8.6280527302129831E-2,-0.53921306728846929,-0.99109260623054363,-1.4399379632166887,-1.8891343854067557,-2.3407662800359792,-2.7990834488201859,-3.2649610159231583,-3.7337037720249993,-4.2086194086998336,-4.6887424326927736,-5.1715771498117826,-5.6618202742174324,-6.1416083377215838,-6.6147842289072099,-7.0822910561272847,-7.5733969681628235,-8.083660987623162,-8.6133911174310853,-9.154892290179216]
[null,"Slow Progression Winter Peak","P","P3",0,0,0,0,280.19423685148394,262.53921076597004,238.44716546460529,215.34827224405473,192.57476097340896,170.96324579260369,149.26962933697848,128.288609453736,107.24773235217764,86.444378203916713,65.790512531735828,45.22822739080658,24.598009557416496,3.793004038950258,-17.186116164262792,-38.363507556799753,-59.721197236602286,-81.312859269964733,-102.86333891566623,-124.35224820502934,-145.75128606564522,-167.67695027600601,-190.12169986145412,-213.15240126901253,-236.61807801063966]
[null,"Slow Progression Winter Peak","P","P4",0,0,0,0,9.6852924896003589,4.0799799797816423,-1.6425536910118741,-7.2622747358858906,-12.787673231819957,-18.305517683138476,-23.744036484811154,-29.235219926775461,-34.669733980368079,-40.133548454303543,-45.652855385064022,-51.293047968023785,-57.053035515368542,-62.843722190640968,-68.720516266235549,-74.664881277698356,-80.636833730335454,-86.709661817443916,-92.611625190578081,-98.409031117770752,-104.12045031013547,-110.17477163196781,-116.49843563117594,-123.0900006181313,-129.83560896976579]
[null,"Slow Progression Winter Peak","P","P5",0,0,0,0,27.244416478406137,18.157866964385995,8.6007588821597754,-0.75873856204776469,-9.9640253064356568,-19.10444337650932,-28.131617129443413,-37.203548507452155,-46.194635076137146,-55.217971106793343,-64.316271489699062,-73.58869717342931,-83.041013769027899,-92.546706096996644,-102.18749456053216,-111.93714657931298,-121.73583800131489,-131.69418261484924,-141.39852278345953,-150.94574822012152,-160.36195041614261,-170.30843151780064,-180.6763104051941,-191.46655142313037,-202.50418443873937]
[null,"Slow Progression Winter Peak","P","P6",0,0,0,0,27.433590675012024,18.905740091439778,9.8909577333515131,1.0666332519001507,-7.6127511195125646,-16.222756801937333,-24.728959721989156,-33.270609032611716,-41.738164050380185,-50.233523052486461,-58.796815892588107,-67.520000956682722,-76.409706027650074,-85.350088056763482,-94.416534659422652,-103.5850425032819,-112.80027192649183,-122.16471267667671,-131.29447763394359,-140.27878749443815,-149.14148142514367,-158.49771721741962,-168.246982095146,-178.39071428194029,-188.76625229865178]
[null,"Slow Progression Winter Peak","P","P7",0,0,0,0,-0.76373616403340028,-7.6337712136963489,-14.340443024424832,-20.954972649714254,-27.45532951737772,-34.004021348712996,-40.438692426056605,-46.982361883407975,-53.444515173123222,-59.959268418264763,-66.558443143814259,-73.329679079223396,-80.263394199545516,-87.230783449682249,-94.308621606367851,-101.47001325113209,-108.66049048652191,-115.97884188746245,-123.06262868217605,-130.00471839189908,-136.83226358326831,-144.1080824150215,-151.73067626919007,-159.69466493640033,-167.84999451894203]
[null,"Slow Progression Winter Peak","P","P8",0,0,0,0,48.192448645942541,33.515041789081998,17.975848930234356,2.7670724403172158,-12.192134920557558,-27.02748407611934,-41.685474490391769,-56.401038008719816,-70.990008537305798,-85.625543588004788,-100.3767328795235,-115.40126850976014,-130.71119466118989,-146.10864695097081,-161.72269122006469,-177.5123376601471,-193.38276243561501,-209.50966956052875,-225.23461565221055,-240.71026359630301,-255.97730402984743,-272.0916230610602,-288.88110295673539,-306.34849821471795,-324.21466153466679]
[null,"Slow Progression Winter Peak","Q","Q2",0,0,0,0,-44.903991918540783,-60.604178287058332,-74.882208815276968,-89.065358000059433,-102.99247732667857,-117.2267954250314,-131.14316231517861,-145.46046881075955,-159.55028677931685,-173.81731981438327,-188.33333292466421,-203.32420266285592,-218.73986546569168,-234.21898555434007,-249.96729932594465,-265.90907515947237,-281.90117544224921,-298.19998539161065,-313.87683706782281,-329.18358524646072,-344.19728424534065,-360.3310861767784,-377.31429074807465,-395.12225974806114,-413.37618233090012]
[null,"Slow Progression Winter Peak","Q","Q4",0,0,0,0,39.575694394399463,17.284919199737541,-5.4977709297507618,-27.868762335456307,-49.86453897559457,-71.825443412522404,-93.472300908631311,-115.3248618235118,-136.953076106917,-158.69640994652946,-180.6590453241048,-203.1004043218343,-226.01684131991939,-249.05569177145938,-272.43655530813845,-296.08606794434712,-319.84568471742659,-344.00610039207157,-367.48914423029004,-390.55752872692261,-413.28473600477173,-437.37322074811954,-462.53140894076409,-488.75387051829796,-515.58870671948853]
[null,"Slow Progression Winter Peak","Q","Q5",0,0,0,0,21.59840475354456,9.6645108639596788,-2.5427200211057515,-14.528437530558289,-26.313228406414495,-38.077477813263648,-49.674140666852097,-61.37948703488604,-72.96511609727078,-84.611834754522576,-96.375428402132499,-108.39454129926172,-120.66748965099379,-133.00610337054908,-145.52766220747796,-158.19302475706777,-170.91748777079175,-183.85639022126722,-196.43346294709247,-208.78897831297468,-220.96213397790945,-233.8631716400711,-247.33635887108659,-261.37890598904482,-275.74921977128622]
[null,"Slow Progression Winter Peak","Q","Q6",0,0,0,0,-5.9382634095398732,-10.020005005580762,-13.871404840143432,-17.682761537144749,-21.426905484107259,-25.224768066672961,-28.947595240793103,-32.754478384319498,-36.507694349145517,-40.299406295315201,-44.148398932083865,-48.109994467243311,-52.174920641189004,-56.258138478983504,-60.409110871560955,-64.610045220269527,-68.82620869022648,-73.120186638007809,-77.263884535080365,-81.317513651194474,-85.299112772501715,-89.559203694038857,-94.032558825507294,-98.714413097675688,-103.511053051437]
[null,"Slow Progression Winter Peak","Q","Q7",0,0,0,0,10.437354945665879,6.7898434315451128,2.9655689141130228,-0.78071879566626057,-4.4651599902564323,-8.1258366661288406,-11.740391456532862,-15.374668648684105,-18.976016817720726,-22.590969734805146,-26.236662890408581,-29.953197286818693,-33.742561654934732,-37.5531959517646,-41.418254446424548,-45.327041910493463,-49.255328015560771,-53.247869313818171,-57.137455102639834,-60.963436916252505,-64.736461846856287,-68.723456813088163,-72.880266872116863,-77.207136404578719,-81.63341409395062]
[null,"Slow Progression Winter Peak","Q","Q8",0,0,0,0,3.0232436396166973,-10.150259506313443,-23.119567275025556,-35.90015960716601,-48.461313621928475,-61.094694126139132,-73.515402628697103,-86.12932977634685,-98.591231083490229,-111.14806663385954,-123.86095470671306,-136.89528603225637,-150.23561550973642,-163.64191978755184,-177.25826807273407,-191.03457110516496,-204.86832547102063,-218.9457771175901,-232.58237647804873,-245.9520797504056,-259.10539285392707,-273.1083377973477,-287.77031656346031,-303.08229586226304,-318.76027472326012]
[null,"Slow Progression Winter Peak","R","R4",0,0,0,0,90.435182729638115,88.366969756345398,84.144637981301699,80.193085465242007,76.286178630468484,72.778016800945778,69.183644380124761,65.875443403894721,62.505235332479344,59.238950498153066,56.064998328569445,53.010757761050023,50.019944736648981,46.990636950166014,43.963336004229554,40.916167127345659,37.826325070537415,34.728399272477731,31.520625547703734,28.258284686127372,24.964718158683606,21.737150155777467,18.524745338076702,15.303194491227639,12.04227423321066]
[null,"Slow Progression Winter Peak","R","R5",0,0,0,0,-5.9069642000415303,-5.3434622812043546,-4.6482894286026495,-3.9766767059107218,-3.3151052676578612,-2.6767816558682433,-2.0398739823696288,-1.4150286721756631,-0.79117108576662531,-0.17088426396665068,0.44857428780169534,1.0708531885426822,1.699062300512558,2.3319005781541158,2.9714767973799154,3.6175583129652367,4.2682586977211106,4.9274452877369681,5.5792742818469039,6.2258823500352456,6.8674215614888148,7.532498520262819,8.2181469909149971,8.9256328939464513,9.6476126466824272]
[null,"Slow Progression Winter Peak","R","R6",0,0,0,0,64.710931361913424,60.763714285436116,55.327121333542507,50.118111828477502,44.982083679411339,40.115268987478984,35.227351062429747,30.506022542208967,25.769338729840552,21.088488771820554,16.44374455428634,11.823384776067686,7.1903976448301696,2.5176860451325398,-2.1931495488354988,-6.9481930827707954,-11.744319844380295,-16.592063689617373,-21.434713613808636,-26.265814074479426,-31.078319309433454,-36.003984469283999,-41.042978789947327,-46.210842932070065,-51.475540944451566]
[null,"Slow Progression Winter Peak","S","S1",0,0,0,0,241.8353693526748,206.11121380841516,164.90390643298534,125.56274982592912,94.140974718972018,69.754563544594546,47.42492355846818,27.601606655863222,11.83243969494136,-0.34916737937567666,-9.7544983086359771,-17.053523737286188,-22.705005576726187,-27.413924260441103,-31.395387730564078,-34.029603543073399,-36.227131861341157,-38.416001010798261,-40.739320519683261,-43.131799650968887,-45.568671482822957,-47.887719200531151,-50.150991062572146,-51.027046804761802,-51.43982127777825]
[null,"Slow Progression Winter Peak","S","S2",0,0,0,0,72.301474806737417,61.1452295569607,48.834226778513425,39.129028844919233,30.915255685223634,22.909069306449855,16.163748965734076,10.034704463446582,4.9430258665015963,0.19836694648690878,-2.9219717782156582,-4.6904043806451643,-6.4544936834972315,-8.2334202818598605,-9.879404309519245,-10.887379804873174,-11.536670960445271,-12.052714922779693,-12.320791117171236,-12.601549309756475,-12.891445832061549,-13.155594167728669,-13.40563266656331,-13.645677892925598,-13.885745501970657]
[null,"Slow Progression Winter Peak","S","S3",0,0,0,0,50.274503034999427,50.393528369638389,50.294087049288905,50.216551285126087,50.138038731401096,50.100184971239898,50.04763207312859,50.028425872597595,49.999216565319898,49.982087314510274,49.977256370209922,49.991571281356883,50.019178653179338,50.044183996704454,50.074238312109955,50.106911582891897,50.137386716805949,50.173704993933583,50.188973607039586,50.192965857103687,50.188175634730385,50.210418877991792,50.2498847906676,50.303823613090472,50.3621504252081]
[null,"Slow Progression Winter Peak","S","S4",0,0,0,0,22.20062449123321,19.562322769623123,16.439378891317595,13.40288988746272,10.394379968226811,7.4521738442946859,4.4885968525986906,1.5206069301220788,-0.86715858677894075,-2.896104228301331,-4.2677290870521354,-5.1998335580085886,-5.8299337110150677,-5.8182860031168637,-5.804737575597497,-5.7904111557306024,-5.7770202292448749,-5.7616951973277244,-5.754077688358799,-5.7506794613746637,-5.7503312209127895,-5.7401741650824052,-5.723693391775269,-5.7018365345003863,-5.6781917739120988]
[null,"Slow Progression Winter Peak","S","S5",0,0,0,0,95.895988085596571,84.017110624689735,70.550223505251211,57.899823807911069,48.438320755707217,39.799964188487635,33.215282888167081,28.365437729035282,24.702173156893135,21.570869981932063,19.038579509544309,17.627858820799986,17.114165498777748,16.58941608156039,16.073937730556189,15.592924360993386,15.718128503921282,15.861525306741395,15.933576355036296,15.966673589986531,15.971321468343611,16.066959788780295,16.221200014222426,15.43078843333334,14.506242330614278]
[null,"Slow Progression Winter Peak","S","S6",0,0,0,0,17.230161121809839,15.804733428289786,14.065119234131698,12.383023914199452,10.727987785218984,9.1279605510535653,7.5330196273115995,5.9706059799386386,4.4152489660907515,2.8720837536467325,1.3357437229273399,-0.20180311490753766,-1.7465700014433465,-3.293084633150571,-4.6056186053557635,-5.2524653144327953,-5.7753267685932581,-6.3050092476531336,-6.8264660898505749,-7.3430198642686815,-7.8519934642357914,-8.3800446284767993,-8.3806996157000011,-8.3806996157000011,-8.3806996157000011]
[null,"Slow Progression Winter Peak","S","S7",0,0,0,0,13.24054065674585,10.009782434708233,6.5262677519741601,3.125066430815028,-0.21715061236394928,-3.5150256562382309,-6.7677444660342001,-8.6185646214724532,-10.44267889287983,-12.261229399471443,-13.890650810143484,-15.206777916502524,-15.186301191481519,-15.165937232742905,-15.144969548045914,-15.123603823357055,-15.102304864729401,-15.080265700681679,-15.060250133092108,-15.041352257156984,-15.023373169782147,-15.002412126474308,-14.979402608930638,-14.954550856093665,-14.928942789090737]
[null,"Slow Progression Winter Peak","S","S8",0,0,0,0,0,0,0,0,0,0,0,0,0,0,0,0,0,0,0,0,0,0,0,0,0,0,0,0,0]
[null,"Slow Progression Winter Peak","S","S9",0,0,0,0,0,0,0,0,0,0,0,0,0,0,0,0,0,0,0,0,0,0,0,0,0,0,0,0,0]
[null,"Slow Progression Winter Peak","T","T1",0,0,0,0,66.254649500018928,67.200225005193474,66.647126628105099,66.731220737690663,66.79632354283828,67.157267319510396,67.387148166406774,67.87488063580453,68.278651453329473,68.768581332568061,69.347436010962468,70.074687458956816,70.907357942022728,71.716996375984934,72.56846087107705,73.454298872602365,74.333530281137115,75.275933258171349,75.105342303102546,74.636524052013641,74.087814607529481,73.763265241349089,73.574935397659033,73.49569599616585,73.438318726446539]
[null,"Slow Progression Winter Peak","T","T2",0,0,0,0,100.06071674578835,94.921274544967616,88.430537461926718,82.171255030409,76.00433720267398,70.077615606698473,64.155552972890263,58.365512909590961,52.578746272156529,46.832886983159739,41.102850234888749,35.359109328737397,29.569330699272651,23.735828756158547,17.843748916320944,11.893018778429855,5.8980983098108481,-0.17197649010596194,-6.1871851120454977,-12.161422250835351,-18.093587362282612,-24.226316691309748,-30.538019112121788,-37.041886480369058,-43.675953798457613]
[null,"Slow Progression Winter Peak","T","T3",0,0,0,0,19.19193515586112,19.212392501681411,18.832242433796299,18.555319025711331,18.271380804973127,18.195640525705848,18.289752928764912,18.36537604322935,18.429003060641534,18.607343412459592,18.919547445737351,19.352699161789033,19.866841208212435,20.407659228637129,20.963693122129939,21.349719248954024,21.574467997357011,21.652423341524887,21.549992672251364,21.289466985050478,21.052715449576265,20.887824499991304,20.786643208751055,20.753472197220585,20.780432757217689]
[null,"Slow Progression Winter Peak","T","T4",0,0,0,0,80.309635471201403,68.294828975828466,57.932315753936066,47.860876991618134,37.97410597962697,28.310932245300091,18.766048068583061,9.3417338638873986,3.1037272610483058E-2,-9.1889629207393035,-18.333832837101781,-27.464016364974512,-36.589305327731083,-45.618849319702477,-54.60777194154312,-63.641383319421379,-72.691994422701526,-81.597304532679942,-89.317808822238021,-96.959626932137809,-104.73205749614644,-113.27428243572896,-122.01387381895032,-130.91532171080507,-139.78538893463494]
[null,"Slow Progression Winter Peak","T","T5",0,0,0,0,9.0030454839353649,12.396681088858395,15.492219751490186,18.555625009084697,21.55689461576582,24.600355902255572,27.539185946859195,30.554476875541976,33.502164158461177,36.248030651235396,37.908881381277645,37.883429452169885,36.970752383836938,36.034199273136132,35.11078109495017,34.220573003360229,33.340775509867093,32.502916492389332,31.602735431473736,30.877843155071037,31.234253751071606,31.67916586413908,32.175850472815469,32.712071549946238,33.24608818248845]
[]
[]
[null,"Slow Progression Summer Minimum AM","A","A1",0,0,0,0,-241.45189263517219,-266.71133437730418,-290.35758098190388,-314.05081888305011,-337.07229837798258,-361.58217070908319,-385.15848441449344,-411.2527591231688,-437.26055636467271,-463.38721626112277,-489.98580305669219,-517.67390042952786,-546.45291188855344,-575.22915918299645,-604.88930473231244,-635.47252443577042,-666.06013480225408,-696.85308212359257,-726.34509489307766,-755.18955833379903,-783.32032395758085,-814.47560409834455,-846.9553840055537,-881.08799283852431,-916.21376342821509]
[null,"Slow Progression Summer Minimum AM","A","A3",0,0,0,0,-52.727150000653886,-56.035172298371002,-59.026637947907837,-62.054366890819672,-64.973026196278028,-68.194100195195588,-71.24916037188575,-74.77339632391103,-78.277434499937229,-81.798944596178416,-85.399211950908523,-89.182296928758205,-93.143163669940819,-97.092876469174385,-101.18114072154673,-105.41191261233254,-109.63168903396485,-113.87463064816417,-117.89671449060562,-121.80833871288333,-125.60135938332719,-129.87417530824905,-134.34982058010161,-139.07770179669322,-143.95132543877415]
[null,"Slow Progression Summer Minimum AM","A","A4",0,0,0,0,-299.93117966058259,-323.69005487401103,-345.56828572260201,-367.59460272276471,-388.91628364940965,-412.00881958144015,-434.0722932306291,-458.98518556587192,-483.78612467343135,-508.70543967581193,-534.12713896406581,-560.71209800068777,-588.44362740759288,-616.1353212208852,-644.73705269076709,-674.2816185052302,-703.79039231423826,-733.47944853985314,-761.77066433100879,-789.36427996144937,-816.19986726656714,-846.16908369887199,-877.48545387542651,-910.47991187517812,-944.46261945007188]
[null,"Slow Progression Summer Minimum AM","A","A6",0,0,0,0,-127.49215509103128,-122.46158305059808,-116.87640108851424,-111.53233423507126,-106.14656684895058,-101.35858576976445,-96.39255215813229,-92.084855256442609,-87.720571752806762,-83.348467162100476,-79.023403466875749,-74.81521975665683,-70.680214972797089,-66.455984300233183,-62.245343877012978,-58.030722263250851,-53.718973316972715,-49.335333388135624,-44.790805914724217,-40.161818911700514,-35.465863682508918,-30.863839026878036,-26.242360142621667,-21.589345501038942,-16.868944033527427]
[null,"Slow Progression Summer Minimum AM","A","A7",0,0,0,0,-137.50043268641232,-177.89702196547879,-216.95406839213712,-255.73155851235165,-293.68324088924487,-332.74892832728665,-370.83705096989723,-411.30961078561171,-451.74839470911434,-492.35482418275399,-533.51627413421943,-575.94734323354567,-619.71176740972976,-663.59890763321278,-708.63110139599314,-754.88483622416356,-801.2819012863398,-848.05125111746338,-893.33480854076515,-937.8850002825377,-981.58992313593092,-1029.145814635621,-1078.4739301082552,-1130.0238645706979,-1182.9774535391684]
[null,"Slow Progression Summer Minimum AM","A","A8",0,0,0,0,-354.76659766915986,-374.07094956353177,-391.29318023239438,-408.79417941139695,-425.61164385651767,-444.43361425809832,-462.18921264247854,-482.99367457129546,-503.66048243200834,-524.43349928221539,-545.70392172439915,-568.13070349699001,-591.6728163145807,-615.12577073203931,-639.43809492652451,-664.63025661164818,-689.73244838588414,-714.9615133660277,-738.78914487669999,-761.91495950477304,-784.29258984704734,-809.65678851212772,-836.27012380289989,-864.43520491386437,-893.48574411648519]
[null,"Slow Progression Summer Minimum AM","A","A9",0,0,0,0,-11.491982587896592,-13.523081687502671,-15.46398925502168,-17.397372669656704,-19.28465915268227,-21.251275125506719,-23.159248658372249,-25.217353682677814,-27.2718357550538,-29.335160227003502,-31.430068174676578,-33.597517473296442,-35.839580388074467,-38.085472223587651,-40.393881038735998,-42.768397791461936,-45.147611035728623,-47.544734065047578,-49.856201163696412,-52.125229916383823,-54.346306530990816,-56.77916295922887,-59.307496380524569,-61.955302074395185,-64.677082737120159]
[null,"Slow Progression Summer Minimum AM","B","B1",0,0,0,0,-199.41398368758379,-199.54042114335226,-198.67002158180273,-198.08260917393386,-197.29373435687722,-197.52175413290254,-197.33421932687799,-198.46855476983617,-199.51913654208764,-200.58820713941515,-201.81884210898173,-203.43181780017659,-205.37812401907561,-207.22307064546507,-209.28650225207119,-211.55758665583366,-213.72003614445325,-215.84852205639064,-217.49639762636468,-218.90010538458313,-220.06418803089241,-222.02941999543751,-224.27709603145306,-226.86903646931131,-229.61316106529429]
[null,"Slow Progression Summer Minimum AM","B","B2",0,0,0,0,-259.96839656554488,-263.97330122086947,-266.6165356074697,-269.58346896252118,-272.22232647369594,-276.22619917874903,-279.62249826354514,-284.88239225621334,-290.03538368198963,-295.22723454363683,-300.67197196642599,-306.71098763500402,-313.28967997783178,-319.75458226537245,-326.59904683456534,-333.81695029790467,-340.91402085112225,-348.0045110453874,-354.35847397871362,-360.34029935534107,-365.9449504705218,-372.90826627861088,-380.39007144091011,-388.50972858862986,-396.95150489412089]
[null,"Slow Progression Summer Minimum AM","B","B3",0,0,0,0,186.51835179059648,241.60900178700351,294.87783134643888,347.7639948198846,399.52496370035755,452.80007290974646,504.7441001144428,559.933304764897,615.07686690207129,670.44896480851548,726.57716820389419,784.434912320026,844.10936332624885,903.95167761720279,965.35447608610548,1028.4221237047332,1091.6857838867668,1155.457321636449,1217.2050025230292,1277.9537716878328,1337.5509971622271,1402.3960077133913,1469.6564923500439,1539.9452813111259,1612.1475565633496]
[null,"Slow Progression Summer Minimum AM","B","B4",0,0,0,0,-119.29915543510479,-117.70039275368293,-115.53236527498565,-113.55335221731654,-111.48234731316131,-110.00254967766219,-108.30285162373356,-107.33277501347578,-106.31159702204609,-105.29504570959642,-104.35672271181666,-103.60534709266273,-103.0075473083529,-102.34110867098343,-101.76407208852888,-101.26646976831555,-100.69481147530294,-100.08639747857164,-99.23841137396127,-98.267821875842699,-97.182125083114627,-96.438696734663111,-95.798713899295137,-95.282255532660955,-94.802893888113374]
[null,"Slow Progression Summer Minimum AM","C","C1",0,0,0,0,-35.702276153180186,-42.703379692544644,-49.41310281283986,-56.091312608093745,-62.614536406302726,-69.391291667356867,-75.974014752423415,-83.048405816613908,-90.111952426569232,-97.205625377278963,-104.40502446842352,-111.84703524946363,-119.53976769724015,-127.24769753011816,-135.16689763628708,-143.30996343751076,-151.47136132852208,-159.69518369504442,-167.63310674267223,-175.42949961807003,-183.06526039092375,-191.41551044380597,-200.08942416336529,-209.16852503024518,-218.49971004617205]
[null,"Slow Progression Summer Minimum AM","C","C2",0,0,0,0,-126.31169174095888,-115.70644684245161,-104.64267837407235,-93.88398818487434,-83.179772844366752,-73.010238164508522,-62.760665562103931,-52.957923476833471,-43.095775473568168,-33.204277998753135,-23.297522153679612,-13.366276647819499,-3.3536443049739906,6.7742471486262374,17.027346295047014,27.434769838414212,37.968855041608599,48.629347449277034,59.2882535478509,69.952045537885041,80.587352070858685,91.589590231724429,102.83108511310716,114.38055919326452,126.17790604387868]
[null,"Slow Progression Summer Minimum AM","C","C3",0,0,0,0,2.7861073001487684,-7.7318812386399518,-18.093588712037175,-28.327462132179434,-38.384887763789791,-48.535845134698313,-58.512266591143806,-68.854630239286692,-79.204420707818656,-89.594377156238068,-100.09784965411177,-110.85851782752491,-121.90251921622381,-132.99820207354989,-144.35034693671506,-155.98101572591557,-167.67015660355136,-179.46304077463401,-190.96136983341367,-202.31565760815246,-213.49581921985467,-225.52562940937435,-237.96317459275207,-250.91379972916769,-264.20123234405668]
[null,"Slow Progression Summer Minimum AM","C","C4",0,0,0,0,-91.348466308408192,-96.098056299132551,-100.3150999856624,-104.60652674713921,-108.72571799081774,-113.35878321950445,-117.72105925475823,-122.86030568579984,-127.96397624011041,-133.09414493843769,-138.3499571524182,-143.89800199956423,-149.72718027525761,-155.5323449541807,-161.55333427451575,-167.79495800736038,-174.01221862347413,-180.25997754956029,-186.15321390771712,-191.86883883170427,-197.3955441119503,-203.67316753101275,-210.26377854061255,-217.24306373926294,-224.44322208310857]
[null,"Slow Progression Summer Minimum AM","C","C5",0,0,0,0,-58.576571808627641,-67.094082000675186,-75.181566399229936,-83.252311878188635,-91.119368821175428,-99.371984657669998,-107.35715369126947,-116.04050147630208,-124.70429088797439,-133.40609881742864,-142.24869448239289,-151.41524164824065,-160.91186234147793,-170.41923007662746,-180.19998081068258,-190.26859560080678,-200.35121258617804,-210.50710182922475,-220.27894985382289,-229.86020801932759,-239.22800932674298,-249.5251000274888,-260.23702850678512,-271.46757289779214,-283.01604761300132]
[null,"Slow Progression Summer Minimum AM","C","C6",0,0,0,0,-23.369018553354501,-27.323802700173495,-31.098020862027006,-34.859004924495423,-38.529240670900371,-42.358996350234044,-46.072510346499946,-50.084905734525947,-54.089829466608251,-58.112059999885133,-62.1965846396389,-66.424243467686694,-70.798825897924715,-75.18035604123456,-79.684686173978548,-84.31875306509086,-88.961420308461342,-93.638784697830857,-98.146992372085705,-102.57136090164587,-106.90117871020669,-111.64729333003419,-116.58069420760724,-121.74840434261669,-127.06088965539671]
[null,"Slow Progression Summer Minimum AM","C","C7",0,0,0,0,2.7491481381784699,3.4938299050667636,4.2127484852047798,4.9268195418727849,5.6254531194592001,6.3457146335437127,7.0475109406491612,7.7946790381656834,8.5411343614260957,9.2906994669555907,10.050668203736436,10.834449180466898,11.643164293627139,12.454031947499658,13.286239411707964,14.141184747317428,14.998654721671205,15.862949639911619,16.699342153622343,17.521954958740874,18.328730473678238,19.207346138343382,20.118929852408648,21.071834675347613,22.050774110589671]
[null,"Slow Progression Summer Minimum AM","D","D4",0,0,0,0,-33.794843082386514,-25.771505977246843,-17.709397431543618,-9.7899818342273441,-1.9735115372925236,5.7530162030969931,13.412055631026004,21.141046766169541,28.889016350693204,36.664766261851327,44.501670995776102,52.474550289327716,60.611174435531531,68.803415436416202,77.157087998834157,85.690783521989772,94.286444107695445,102.96683317952838,111.49828171471569,119.95834818833389,128.32330449408113,137.21080032991065,146.36525477552203,155.85741197750178,165.58297094306593]
[null,"Slow Progression Summer Minimum AM","D","D5",0,0,0,0,-78.627677203377218,-91.053999859320072,-102.88702620599834,-114.68588769152079,-126.19441185539634,-138.23064615186686,-149.89085812707282,-162.52453353435212,-175.13254634186569,-187.79540827380376,-200.65818110700476,-213.98058332663712,-227.77323568066433,-241.58505963348463,-255.7883491617167,-270.40461095240011,-285.04504529012843,-299.79358349165199,-313.99817661983781,-327.93301817179747,-341.56457918033743,-356.52480685752954,-372.08074244309654,-388.38171558737713,-405.14144877244672]
[null,"Slow Progression Summer Minimum AM","D","D6",0,0,0,0,-121.72115841696342,-137.44492108858216,-152.30706028568017,-167.15767952195188,-181.61870066833086,-196.86067474684458,-211.58076478068691,-227.67947111617491,-243.73636054602238,-259.86466063465025,-276.26377448607946,-293.28675284815006,-310.94153746120963,-328.60921502439146,-346.79624425670573,-365.52860201342952,-384.27936076654976,-403.1629854321867,-421.30515361983993,-439.07896904498324,-456.44255211964492,-475.57552755718939,-495.4932203164102,-516.39133494067585,-537.88645588027134]
[null,"Slow Progression Summer Minimum AM","E","E1",0,0,0,0,-98.576105980078907,-113.11763602625679,-126.93213176757088,-140.71601166886859,-154.1535721193674,-168.24210160935564,-181.87699416471335,-196.69441505380013,-211.47904552712467,-226.32845417004921,-241.41707519836527,-257.05604593740122,-273.25617157932408,-289.4753757020718,-306.15977017835746,-323.33415731185301,-340.53323299524351,-357.85765507875317,-374.52983998095186,-390.8783768927097,-406.86419096682101,-424.43086935481386,-442.70379177897649,-461.85969978622558,-481.55733351559473]
[null,"Slow Progression Summer Minimum AM","E","E7",0,0,0,0,-13.744112847301205,-17.556217132392597,-21.238078522825241,-24.894655498845939,-28.472535286303099,-32.159454850215049,-35.752531233629817,-39.575696906634221,-43.395352144569109,-47.23089697717748,-51.119434780946492,-55.12924422786076,-59.26614980362686,-63.4142427184849,-67.671220978013309,-72.044259713274414,-76.430402734722435,-80.851541455338605,-85.130631942860887,-89.339582645086438,-93.467852493836958,-97.962574671014096,-102.62560584665228,-107.49960630356004,-112.50663627249992]
[null,"Slow Progression Summer Minimum AM","E","E8",0,0,0,0,-6.2754663514465152,-8.0160466591812281,-9.6971589669055529,-11.366726586833662,-13.000361617712851,-14.683783452274005,-16.324357143192451,-18.069988003728898,-19.81401602402368,-21.565299122752368,-23.34077844360732,-25.171629553416413,-27.060511871850615,-28.95450225151902,-30.898208922390509,-32.894907999413277,-34.897590402383649,-36.916251598239015,-38.870054558647176,-40.791832180831065,-42.676771486361588,-44.729030376793652,-46.8581379855259,-49.08357270103506,-51.369747766669541]
[null,"Slow Progression Summer Minimum AM","F","F6",0,0,0,0,-139.78029097741953,-155.24151488477702,-169.75527385613117,-184.28636695691009,-198.41428625485719,-213.41244340048814,-227.85578049507095,-243.78743175069482,-259.66951832745639,-275.62363707108432,-291.86018567165462,-308.74838610497989,-326.29107877554827,-343.83617599857268,-361.91365200475474,-380.54793201060403,-399.18929153898983,-417.95775154867306,-435.94907715491257,-453.55377834748543,-470.73116884341249,-489.72808380415893,-509.5245721922812,-530.31917083719372,-551.71573015449951]
[null,"Slow Progression Summer Minimum AM","G","G1",0,0,0,0,-57.415477540520257,-66.448151794180291,-75.048257166814452,-83.623900693006405,-91.98823747548353,-100.73749590079588,-109.21288294346459,-118.3976040238604,-127.56356122264123,-136.76941173894502,-146.12078692786289,-155.80676255355138,-165.83499423872922,-175.87702820160291,-186.20389990450653,-196.8312279939787,-207.47598390979334,-218.19927425037582,-228.52654713512308,-238.65742059615238,-248.56752890176446,-259.44447850365566,-270.75481063675329,-282.60715207275825,-294.79315941448704]
[null,"Slow Progression Summer Minimum AM","G","G5",0,0,0,0,-54.446458865615178,-52.160101890751974,-49.639127740609908,-47.222748816493102,-44.790913215835893,-42.612953147763498,-40.361320442744649,-38.385791962319345,-36.386015674501166,-34.382368986048284,-32.397292563842441,-30.458686224206787,-28.547553180961685,-26.597656110389387,-24.650158144099599,-22.697267813280291,-20.702151329430691,-18.674978436172776,-16.583049860937646,-14.456986735751142,-12.304652716944544,-10.181138590523176,-8.0439153265519909,-5.8864300108319325,-3.6957200035279323]
[null,"Slow Progression Summer Minimum AM","G","G6",0,0,0,0,-47.931484788630968,-61.019632193493109,-73.656905251648595,-86.208429850965103,-98.489019118554069,-111.14776338776174,-123.48277306203387,-136.61266350795543,-149.73018892170592,-162.90233542384803,-176.25702069281823,-190.02948351236344,-204.23953725858726,-218.48762040507802,-233.11034415633318,-248.13230160671353,-263.19884250634186,-278.38540331322923,-293.08248930686193,-307.53785953293004,-321.71534149040127,-337.1539180254025,-353.17138686365098,-369.9144398873359,-387.11477719606842]
[null,"Slow Progression Summer Minimum AM","G","G7",0,0,0,0,-17.470922366359481,-22.316704611982981,-26.996927717730834,-31.645010368421488,-36.1930565535272,-40.87970939083754,-45.447072832077438,-50.306915836051765,-55.162296526652128,-60.037875383409734,-64.980816615272687,-70.077913119736408,-75.336568731354248,-80.609445205019199,-86.0207320238774,-91.579549904496858,-97.155025387479014,-102.77498589107444,-108.21438081868587,-113.56461708197845,-118.81229533056511,-124.52579194458886,-130.45323568479984,-136.64885445934712,-143.01357460136492]
[null,"Slow Progression Summer Minimum AM","H","H1",0,0,0,0,4.9244077360466481,1.4428615338081645,-2.0069194463941207,-5.4086768830264083,-8.7560286100096398,-12.113957364695406,-15.422409765348096,-18.825555399922955,-22.232841798544108,-25.653062173472222,-29.107642729428797,-32.639747163198464,-36.25901698937696,-39.897440216801122,-43.616432279808542,-47.423518551023506,-51.252153605194529,-55.115835146579492,-58.891589410117071,-62.62452955883807,-66.304598822232961,-70.250038009060717,-74.324871778333829,-78.562755136063004,-82.909152179575912]
[null,"Slow Progression Summer Minimum AM","H","H2",0,0,0,0,1.9813360410832599,3.9350145932846612,5.8471988258045222,7.7392030963582652,9.5959353092087731,11.482767128872894,13.33199940010223,15.265710503551047,17.19975065731348,19.141477091543937,21.106295841265247,23.123639312303656,25.197744481246069,27.280171595322244,29.412934342384183,31.59999160734985,33.796539976575325,36.011917140545918,38.166604624535516,40.291499512620611,42.381075092544918,44.638379346564442,46.974896197143984,49.410951762671388,51.91142407062582]
[null,"Slow Progression Summer Minimum AM","H","H6",0,0,0,0,-28.634862805221871,-40.65365574292862,-52.33513897140547,-63.915938630396624,-75.263311707646622,-86.879611700594907,-98.230511288371119,-110.20974966096281,-122.18409883778143,-134.20721780484058,-146.38560755066831,-158.91839488695643,-171.82757801618141,-184.77954766157706,-198.05893749762453,-211.68918704081565,-225.36880898960462,-239.16136001258437,-252.5412175843002,-265.71780405759,-278.65752417078846,-292.69430920785777,-307.24128596073643,-322.42849136291335,-338.02419559382986]
[null,"Slow Progression Summer Minimum AM","J","J1",0,0,0,0,-40.547326278520664,-56.888225875696257,-72.762458410214961,-88.502104230547715,-103.92276622907102,-119.71728972087864,-135.14762360186643,-151.44292280414018,-167.73089568271703,-184.08532237384247,-200.65215434406397,-217.70390060638513,-235.27007078813301,-252.89358826357346,-270.96401448511762,-289.51312824905114,-308.12848399100346,-326.89709438347404,-345.10073861508664,-363.02604983458588,-380.62739122116909,-399.72672020115942,-419.52195953399803,-440.19039937521751,-461.4154387948949]
[null,"Slow Progression Summer Minimum AM","J","J2",0,0,0,0,0,-4.126746438249581E-2,-8.1867226247420544E-2,-0.12198102374618636,-0.16139160054942411,-0.20122482273503445,-0.2403505902526987,-0.2809843447384977,-0.32164264318145475,-0.36245952024031564,-0.40373055922949352,-0.44603149468319941,-0.48946217420333149,-0.53309003726312554,-0.57773593809384638,-0.62348582869897995,-0.66945914270833484,-0.71583756504544105,-0.76103414933117797,-0.80565229831076191,-0.84957424236944978,-0.89687314328102963,-0.94578700930000947,-0.99673248158474237,-1.0490075413890541]
[null,"Slow Progression Summer Minimum AM","J","J3",0,0,0,0,-15.135951497406737,-17.089393329984318,-18.935721909530784,-20.78063916720243,-22.577140787188235,-24.470735007193486,-26.299464096574038,-28.29955756101759,-30.2944500492376,-32.298215498325348,-34.335636680693035,-36.450590150239861,-38.644059106181864,-40.839122699368552,-43.098722988703436,-45.426086434464438,-47.755728296124396,-50.101874298114652,-52.355872145383501,-54.564090760300104,-56.72132757411908,-59.0984400776616,-61.573061319780095,-64.169508883466165,-66.840135873737779]
[null,"Slow Progression Summer Minimum AM","J","J4",0,0,0,0,-8.0313488549176206,-11.13407497186089,-14.1465343879168,-17.133913402165966,-20.060393152295212,-23.059552846676535,-25.98887295562098,-29.084624144830489,-32.178844503386216,-35.285712782304188,-38.433178499386798,-41.673349368890783,-45.011746315501128,-48.360862094365174,-51.795193634501615,-55.32075643392065,-58.858714680323352,-62.425713445222065,-65.884644176710324,-69.290322382226591,-72.634090950918036,-76.26360801125567,-80.025723552917128,-83.954201449210075,-87.988610521580526]
[null,"Slow Progression Summer Minimum AM","J","J5",0,0,0,0,-73.216895974625231,-86.194246203057205,-98.596376642386957,-110.95013453132789,-123.00957318161052,-135.57480869394018,-147.76579213205275,-160.91463305214057,-174.0404136609142,-187.22267234773255,-200.60656013782042,-214.45354051146717,-228.77690555508249,-243.12484173236436,-257.87199331694313,-273.04131573728989,-288.2407601954331,-303.55467298858179,-318.32180245590166,-332.81803375517001,-347.00813234024815,-362.55053154108458,-378.70267320478075,-395.61780746086237,-413.00543645331766]
[null,"Slow Progression Summer Minimum AM","J","J6",0,0,0,0,-104.48765751509893,-125.86769390081197,-146.380559578797,-166.79071256548372,-186.73210571992786,-207.42461231150469,-227.53399367146164,-249.11484399366847,-270.66448604885954,-292.30571831458019,-314.2661712267207,-336.95888066268327,-360.40973578441429,-383.90932235278893,-408.04918459827752,-432.86803916419831,-457.74536544391265,-482.81412572722479,-507.02066413522817,-530.80051526521856,-554.09523381685688,-579.55386137289804,-605.99457802572726,-633.66496248193255,-662.10179169785999]
[null,"Slow Progression Summer Minimum AM","J","J7",0,0,0,0,-10.786843658754865,-14.954091545006213,-19.000102910761083,-23.012428979304335,-26.94296170866366,-30.971110319232533,-34.905457912947483,-39.063337826725679,-43.219161693477552,-47.391972886022451,-51.619310189478341,-55.971159079168956,-60.454934667114067,-64.953106637262664,-69.565731249266577,-74.300887872822997,-79.052692727094865,-83.843501681231459,-88.489165280339208,-93.063305816201861,-97.554295988973195,-102.42907279096373,-107.48194160629676,-112.75825043681645,-118.17683462550798]
[null,"Slow Progression Summer Minimum AM","J","J8",0,0,0,0,-86.752118203900224,-99.366582112738939,-111.3441762404356,-123.29697996667031,-134.9481202222747,-147.17027461666194,-158.99633931269992,-171.85640930644735,-184.6875132773423,-197.57492281284647,-210.6708395022435,-224.24652955544886,-238.3110597162252,-252.39150628558482,-266.87683408140941,-281.78848960259751,-296.72088242642519,-311.76179173325392,-326.23393458364211,-340.42381315201419,-354.29756132878697,-369.54759051359173,-385.4119959735707,-402.04447350547173,-419.14780701637926]
[null,"Slow Progression Summer Minimum AM","K","K4",0,0,0,0,-18.868797418615529,-21.490893042817024,-23.976435102065661,-26.458016923249598,-28.876058012723984,-31.417050884766681,-33.873977564146081,-36.551360129730917,-39.222370203930275,-41.905159675915179,-44.63196192341497,-47.460081795948824,-50.391197164173185,-53.325193453425257,-56.344253082827514,-59.452787488816938,-62.565174064894215,-65.699969721915664,-68.714539185170935,-71.669419648324961,-74.557592119472844,-77.73515997181515,-81.041598197871721,-84.509108511875908,-88.075113956474596]
[null,"Slow Progression Summer Minimum AM","K","K5",0,0,0,0,-25.795439703829608,-27.472645956804779,-28.994032776318296,-30.532467618428093,-32.016540217154251,-33.649164249685164,-35.199561483523453,-36.981641318297299,-38.753874890926156,-40.534882264681059,-42.355067200925127,-44.266159512079696,-46.265837892157286,-48.260340628898071,-50.324077715655442,-52.459107167329684,-54.589075917261198,-56.730955260981176,-58.763100400275256,-60.740381200636044,-62.65864553147275,-64.816452551048016,-67.075791370608826,-69.461426978780366,-71.920259147331578]
[null,"Slow Progression Summer Minimum AM","K","K6",0,0,0,0,-22.784137416212737,-27.891941586206446,-32.803441770953796,-37.687295560464612,-42.461337497060583,-47.403729397520998,-52.211325674360388,-57.356073263402962,-62.494280828911457,-67.654173106619524,-72.888579065911856,-78.293782546868314,-83.876507366622491,-89.471988300912741,-95.218081706337571,-101.12415840870798,-107.04539858542825,-113.01275795978654,-118.77933887106782,-124.44663000224129,-130.00061489174703,-136.06292992103778,-142.35683971396432,-148.94083072059379,-155.70631139999315]
[null,"Slow Progression Summer Minimum AM","L","L1",0,0,0,0,-26.391187212940245,-28.4470870228987,-30.338068253923673,-32.242487893855781,-34.085496709773928,-36.083969487207135,-37.99248847228089,-40.150463470969108,-42.298566998717604,-44.456953318215149,-46.659163361620138,-48.962864504112275,-51.366504366234679,-53.766473436778547,-56.245662350416517,-58.806884718380374,-61.364770053033119,-63.938178310319316,-66.389582148337453,-68.780089443789734,-71.104481994844221,-73.701768614103543,-76.416235882153785,-79.276652996242092,-82.222910195407536]
[null,"Slow Progression Summer Minimum AM","L","L2",0,0,0,0,-241.39227380709838,-268.56081520430121,-294.08556987835192,-319.63474930143775,-344.47969777852626,-370.83228771684423,-396.21871462256553,-424.19247062953644,-452.08090967482502,-480.09554209599349,-508.60306379490214,-538.2476273823728,-569.03527022294804,-599.8293014125552,-631.55426254309543,-664.25330910978334,-696.96711495083025,-729.90500923843683,-761.48743783981649,-792.39563022855327,-822.5579882375855,-855.90084782362089,-890.64283511124154,-927.13153565290315,-964.67486254001574]
[null,"Slow Progression Summer Minimum AM","L","L3",0,0,0,0,-473.41343274588257,-515.41627908855787,-554.37786691294093,-593.52018335630669,-631.47358632882163,-672.26822340467027,-711.3614085897218,-755.11663503095576,-798.69783111461038,-842.48317112250595,-887.11102033586189,-933.68731330781236,-982.1965993171882,-1030.6645183819965,-1080.6799001081779,-1132.30388711512,-1183.8957519888602,-1235.8163672386499,-1285.401700367868,-1333.822837813623,-1380.9715524098183,-1433.4347851541795,-1488.2005436035427,-1545.8366258144242,-1605.1776064202904]
[null,"Slow Progression Summer Minimum AM","L","L5",0,0,0,0,-121.24372938967946,-134.8621004467459,-147.65529469735841,-160.46108093145131,-172.91362330232101,-186.12312449174999,-198.84782441272088,-212.87105215205207,-226.85141149705441,-240.89504800384202,-255.1859442711893,-270.0472537584958,-285.48194223219144,-300.91970782491552,-316.82437101516291,-333.21755010646154,-349.61799326325865,-366.1307187220865,-381.96342493804519,-397.45786945154629,-412.57816932815336,-429.2936820100764,-446.71085503617013,-465.00399171767424,-483.8259469566641]
[null,"Slow Progression Summer Minimum AM","L","L7",0,0,0,0,-140.76868231475524,-160.66680789329322,-179.54074934776673,-198.38118611662094,-216.74185392903067,-236.02323441611699,-254.67168340071009,-274.97710779288997,-295.23519087166466,-315.58244504471133,-336.26175252106026,-357.7053213272348,-379.9264826214993,-402.17074341980521,-425.05790553465692,-448.62158038044424,-472.21581444015322,-495.9805300081357,-518.83868080056914,-541.24681485485905,-563.15160810584337,-587.24292141011426,-612.30881770215444,-638.59292937492921,-665.62268740315324]
[null,"Slow Progression Summer Minimum AM","L","L8",0,0,0,0,-43.759490201346573,-53.641543822774267,-63.145409602905012,-72.595330182076609,-81.833118836446587,-91.394979283071464,-100.69671629112301,-110.64861912078281,-120.588003890435,-130.5693130368258,-140.69452581947039,-151.14956984661285,-161.94753303084352,-172.77033952040955,-183.88418892832178,-195.30722881938081,-206.75978136510156,-218.30161724045124,-229.45577522685923,-240.41822765185324,-251.16184901755273,-262.8876625776075,-275.06109527288572,-287.79520323338602,-300.88020037567759]
[null,"Slow Progression Summer Minimum AM","M","M4",0,0,0,0,-11.245305779672556,-14.822104644283328,-18.284933309329556,-21.721683810194573,-25.086244335649834,-28.544708503560166,-31.918543419323164,-35.497363011354636,-39.073582658393704,-42.664562100562001,-46.303937814214351,-50.053961266458749,-53.920505583942244,-57.798390590121322,-61.776657434498759,-65.862130188569466,-69.960803132450124,-74.092603006336347,-78.09507047528183,-82.033733772412248,-85.898661902252186,-90.100877734932908,-94.458716865949654,-99.011705247652031,-103.68828595105157]
[null,"Slow Progression Summer Minimum AM","M","M5",0,0,0,0,21.495900117371828,24.046785586776679,26.449164168427778,28.852168801040786,31.190220458442564,33.663874218157453,36.04923654380076,38.669806211808613,41.282856664814588,43.907650049225111,46.577782654113385,49.352451149445969,52.232511415111276,55.113769064650484,58.081170607153119,61.13883298857295,64.198521818971599,67.279456893353711,70.235921212997312,73.130501319684072,75.956446041603783,79.076377075357314,82.326047502323988,85.737737701672685,89.247579951702662]
[null,"Slow Progression Summer Minimum AM","M","M6",0,0,0,0,7.9768298625374401,8.9234280174022054,9.8149173296244943,10.706638960660191,11.574257445072742,12.492195985554027,13.377370801601211,14.349827794352658,15.319494510891321,16.293518866114109,17.284367976098338,18.314008902570823,19.38275925066629,20.451953931280524,21.553115413662248,22.687771439252728,23.823179451903105,24.966471650493535,26.063574481437602,27.137712940792738,28.186381762503164,29.34414481979379,30.550052363264552,31.816083193110916,33.118536885208648]
[null,"Slow Progression Summer Minimum AM","M","M7",0,0,0,0,-3.0410277974948068,-0.82332881646882283,1.3736584568359511,3.5401919669009581,5.6719740540003043,7.8109812404838399,9.9182741415652362,12.086517902173716,14.257359021743699,16.436447558210137,18.637499988585052,20.888116183770926,23.194413980622951,25.512863280165011,27.882737279354764,30.30882421336457,32.748584944518697,35.210652920796498,37.616483340014739,39.994925339252426,42.33957524300989,44.853642014624036,47.450264676009319,50.150910093836096,52.920748417276691]
[null,"Slow Progression Summer Minimum AM","M","M8",0,0,0,0,1.4061726822191067,0.73217603387869634,6.2069773231137618E-2,-0.59809353386912556,-1.248176984999942,-1.8980017222692851,-2.5391870374721615,-3.1957127746231908,-3.8532304948156213,-4.5132112357142287,-5.1794800668590035,-5.859895742457744,-6.5564367670700543,-7.2569172715244639,-7.9725061161747721,-8.7046853437298886,-9.441284480062869,-10.184748254102777,-10.912273281242605,-11.632060331223514,-12.342151366483034,-13.101819838927693,-13.885907793731141,-14.700793053932649,-15.536349261671855]
[null,"Slow Progression Summer Minimum AM","N","N1",0,0,0,0,-245.95980871125585,-252.27268501683608,-257.25643122251427,-262.51671369925361,-267.42359233482426,-273.64777888418666,-279.25386582335256,-286.71534988570744,-294.077192930053,-301.48549957411927,-309.16084081259868,-317.46142217011436,-326.34169066331123,-335.12635984181657,-344.33239806485369,-353.9592684426616,-363.48548090192287,-373.03024264811296,-381.80588821793259,-390.19407398485976,-398.18283225841884,-407.6635658673103,-417.73361546776812,-428.53139211542822,-439.71524338002735]
[null,"Slow Progression Summer Minimum AM","N","N2",0,0,0,0,-159.67697429867843,-170.51531464935812,-180.38173169039513,-190.34830561162408,-199.97059616065243,-210.51711101173285,-220.54681062587466,-232.02732559632079,-243.44716232319968,-254.92306310718166,-266.64649877671008,-278.94404822798549,-291.80244613689462,-304.63098609999696,-317.89935002825757,-331.62122751713673,-345.31424865329598,-359.08547644977926,-372.16437028813141,-384.89725226409547,-397.2571181919227,-411.13711647335811,-425.66346317343596,-440.99406275164949,-456.79245715421899]
[null,"Slow Progression Summer Minimum AM","N","N3",0,0,0,0,134.84236890350994,151.59182060342727,167.39759718571077,183.19849352362678,198.57919922977641,214.81818786644007,230.49050851771921,247.66559951546782,264.79396779632697,281.99887272870399,299.49641865829392,317.66837678488076,336.52192558417039,355.38655916825223,374.81001823555425,394.81968587673481,414.84611453428545,435.01316150311027,454.37799245352994,473.34414447589614,491.86713350438146,512.29548194389974,533.56694604371444,555.89156953638553,578.8559912977463]
[null,"Slow Progression Summer Minimum AM","N","N4",0,0,0,0,-119.560961721184,-132.44760762269982,-144.52931055098875,-156.62982166564774,-168.39123979537354,-180.89355249526588,-192.9270963998004,-206.22131387815068,-219.47293516156734,-232.78486988503988,-246.33465986547324,-260.43340189937078,-275.08270748408802,-289.73245429787113,-304.82923021311728,-320.39322312423718,-335.96144101608172,-351.6350551966035,-366.65363074637526,-381.34624646526731,-395.67906624665812,-411.54054781012672,-428.07271264360361,-445.44196557261739,-463.31521192449901]
[null,"Slow Progression Summer Minimum AM","N","N5",0,0,0,0,-45.970873379696748,-51.667173576079222,-57.041979261657858,-62.415285718822417,-67.645577626672889,-73.16833486171987,-78.49814147317727,-84.339766512253661,-90.165454388408179,-96.017181675597016,-101.96852323745047,-108.14943872280453,-114.56234162873733,-120.97895682227197,-127.5857437784906,-134.39200891907043,-141.2039126200448,-148.06361916675513,-154.65023197089826,-161.1011218062491,-167.40116290852458,-174.3496414562951,-181.58501071037287,-189.1787383384447,-196.99013772083407]
[null,"Slow Progression Summer Minimum AM","N","N6",0,0,0,0,-2.4077847163485191,-3.2371787594323158,-4.0411418979679556,-4.8387729684125498,-5.6198641968940448,-6.4217124152399672,-7.2043508402111884,-8.0332016817899987,-8.8615336330302927,-9.6932700726058272,-10.536068240493048,-11.404143678665719,-12.298907667895717,-13.196403513560396,-14.116960288278591,-15.062171485797718,-16.010553093736004,-16.966651501160715,-17.893237998095312,-18.805272337230903,-19.700446789985449,-20.673039758340714,-21.681440887962044,-22.734754862519623,-23.816579235481388]
[null,"Slow Progression Summer Minimum AM","N","N7",0,0,0,0,-9.1217938327413872,-11.004235168066499,-12.81071409605806,-14.608038243096287,-16.364167597255474,-18.186032761847013,-19.956717373397606,-21.856444725182499,-23.753457081024418,-25.658526609695087,-27.591639808716909,-29.58907745429115,-31.653138290638609,-33.721529651059832,-35.846210925102106,-38.030595324740013,-40.220170723777066,-42.42661502215072,-44.557330110310176,-46.650571607710518,-48.701191681437066,-50.942027458528152,-53.269224386453438,-55.70455726879387,-58.207315140286866]
[null,"Slow Progression Summer Minimum AM","P","P1",0,0,0,0,-289.68779336855704,-313.4332431315591,-335.34936563523007,-357.39911957968746,-378.75470416199414,-401.82883749403931,-423.89537333301308,-448.74317350484893,-473.48331853880001,-498.34086311136542,-523.69241654682514,-550.18741689931676,-577.81167555011359,-605.4012720742403,-633.8895122655681,-663.30973479838212,-692.6997081005336,-722.27164040526657,-750.47061848381895,-777.98463582318891,-804.75305069076455,-834.61337454974068,-865.80607249743832,-898.65883308757975,-932.49180264377105]
[null,"Slow Progression Summer Minimum AM","P","P2",0,0,0,0,-2.4771877694447779,-2.6108487630236366,-2.729989505335654,-2.8510901177669115,-2.9674372027727496,-3.0977693135588633,-3.2206748194859522,-3.3648278610096298,-3.50801904734235,-3.651947492082559,-3.7993366413595013,-3.9547718847098432,-4.1179639966731179,-4.2805281375663178,-4.4490649435214511,-4.6237149716888712,-4.7977306417516266,-4.9726210897277738,-5.1377583653085681,-5.2980110299916481,-5.453058553620572,-5.6288673060442651,-5.8133539108536523,-6.0086199206522837,-6.2100322036804645]
[null,"Slow Progression Summer Minimum AM","P","P3",0,0,0,0,-138.65070014769026,-178.5823864425069,-217.17631376469441,-255.49780038932067,-293.00025182251704,-331.61780518194479,-369.26337913616373,-409.28400008925809,-449.2700851026633,-489.42213302742846,-530.12500893620984,-572.08808881646894,-615.37369928637577,-658.7792162604045,-703.31956024326189,-749.07018645800497,-794.96099532607207,-841.21932210286514,-886.00241920487554,-930.0572688539545,-973.27332287402464,-1020.3068636152666,-1069.096035432734,-1120.0860888593688,-1172.4656725199222]
[null,"Slow Progression Summer Minimum AM","P","P4",0,0,0,0,-12.282615523359922,-20.107169253059325,-27.743849934225203,-35.305910808079219,-42.722360828006003,-50.28150128665191,-57.681042207002164,-65.4476404231918,-73.21372900004674,-81.010993880728137,-88.904236148986698,-97.016108206018529,-105.36250418931981,-113.74000702184544,-122.32380094596644,-131.12949955364715,-139.9708271782745,-148.88679733544168,-157.54930458467891,-166.08720709691502,-174.47847708694113,-183.55874629316583,-192.96231434074335,-202.77190794929484,-212.84272181562324]
[null,"Slow Progression Summer Minimum AM","P","P5",0,0,0,0,-52.259884031542249,-52.087142053692084,-51.656492757710815,-51.302429542942413,-50.899077879849422,-50.760112522345267,-50.515773281742064,-50.610329889023888,-50.682814951998374,-50.759354206832398,-50.875968455505301,-51.087643707537836,-51.381037869306013,-51.646885277791128,-51.964911619322677,-52.33184933148015,-52.669202759513297,-52.995634420946772,-53.202009838529904,-53.347282582977314,-53.43323068205396,-53.71228669494581,-54.057305247507294,-54.482408867383825,-54.940761868669163]
[null,"Slow Progression Summer Minimum AM","P","P6",0,0,0,0,-48.820950419177869,-57.725337533874267,-66.242105866263429,-74.723662446139528,-83.00468831958915,-91.625550720845496,-99.99255752090734,-109.00743846624314,-118.00709216444068,-127.04537030250317,-136.22085799303213,-145.71140203161741,-155.52647311835233,-165.35912802992874,-175.46417389703981,-185.85744037460691,-196.27215167793071,-206.76565534334381,-216.88737322936737,-226.82493684616912,-236.55413523273415,-247.20559430733712,-258.27345573133039,-269.86244170196176,-281.77457692039309]
[null,"Slow Progression Summer Minimum AM","P","P7",0,0,0,0,11.481221865405317,12.942893815634841,14.323641175940258,15.703554588792134,17.047085182433019,18.464058610106427,19.832173684569799,21.329541282756988,22.82295178393662,24.323015573711103,25.84838746415565,27.432069266552752,29.074758164898647,30.718560658401852,32.410821164144814,34.153945234161583,35.898688797542256,37.655754177644873,39.343496902526446,40.996795873658165,42.611762072759717,44.391868633491022,46.245153193700652,48.189858762601538,50.1901850577513]
[null,"Slow Progression Summer Minimum AM","P","P8",0,0,0,0,-90.848035482762526,-109.21380448571453,-126.82921551217984,-144.3579520218731,-161.48292586522552,-179.25867666917992,-196.5312513673928,-215.07505035089937,-233.59158209308356,-252.18688973487394,-271.0572894366353,-290.55878402125768,-310.71334270903452,-330.90920428799933,-351.65625109409484,-372.9876805628258,-394.36873969205749,-415.91405076584147,-436.71608941230522,-457.15027048116173,-477.16641543254747,-499.04571920394699,-521.77017110835698,-545.55277634876722,-569.99457977999236]
[null,"Slow Progression Summer Minimum AM","Q","Q2",0,0,0,0,106.24245137753174,123.2844031947181,139.52062006317794,155.70771270744967,171.49821504922258,188.00433887318889,203.99806823130407,221.3163366565596,238.60007905167672,255.95890010766877,273.59060925375684,291.8496477284462,310.75097462628833,329.67940754862167,349.1429939823397,369.17131755679139,389.23366432884654,409.44454984560753,428.91325230934683,448.01394027602231,466.70059167605518,487.20312125962511,508.52041479839852,530.85678595911941,553.82113740587852]
[null,"Slow Progression Summer Minimum AM","Q","Q4",0,0,0,0,-192.49795605077995,-211.28522130664814,-228.80822074855371,-246.38459189066114,-263.44842201764914,-281.68504092393198,-299.20053671584441,-318.674118238799,-338.07795201101726,-357.57135825588739,-377.42614230326706,-398.1158274655719,-419.63826423069264,-441.1520425544648,-463.33718538750344,-486.22211218947587,-509.10322580023308,-532.13478364608181,-554.16785596576551,-575.70360321257795,-596.69314351564196,-619.98344044075395,-644.27683210069767,-669.82144096543948,-696.11432643524086]
[null,"Slow Progression Summer Minimum AM","Q","Q5",0,0,0,0,-74.754482808527243,-82.523341647400628,-89.793583085077614,-97.078980463969899,-104.15727744486986,-111.69585874518754,-118.94629053102832,-126.97440889767981,-134.97572282127868,-143.01363894891557,-151.19709804743448,-159.71658710251401,-168.572415879792,-177.42714246622225,-186.55425542059675,-195.96577635692125,-205.37837747746767,-214.85404553943044,-223.92841578833432,-232.80302493969478,-241.45754031513687,-251.0442378830015,-261.03898792784105,-271.54292186410595,-282.35268128783252]
[null,"Slow Progression Summer Minimum AM","Q","Q6",0,0,0,0,-72.358067587905666,-85.457216497138305,-97.983459257896016,-110.45867000031843,-122.63834435764532,-135.3206890467755,-147.62847400688381,-160.89289410959407,-174.13468737206227,-187.43334921428848,-200.93429076770903,-214.89973152782417,-229.3434706685338,-243.81280205286515,-258.68342599839212,-273.97859940204359,-289.30502507830124,-304.74726636333145,-319.64129047091751,-334.26375312986204,-348.57905108507532,-364.25321076206046,-380.54068427453166,-397.59569069807952,-415.12647818685815]
[null,"Slow Progression Summer Minimum AM","Q","Q7",0,0,0,0,-55.075055906371681,-64.481494652331705,-73.460992418450573,-82.408288146544692,-91.140247150661338,-100.24903616619822,-109.08239801112997,-118.62329201619394,-128.14662829456103,-137.71108286471988,-147.4232956392492,-157.47498644248526,-167.87529402754538,-178.29238650289719,-189.00100957057333,-200.01769057758705,-211.055106011574,-222.17513816686767,-232.89404699823808,-243.41416232120019,-253.70999419994274,-264.99397163289927,-276.7227017027086,-289.00787417903769,-301.63701650010671]
[null,"Slow Progression Summer Minimum AM","Q","Q8",0,0,0,0,-8.9570811291508043,-13.199617510091667,-17.328827116417894,-21.420854563953348,-25.431634502832502,-29.531482562462902,-33.540032037427963,-37.762778320302097,-41.984282522633237,-46.222898172334773,-50.515398809365877,-54.930810689456415,-59.477183596674742,-64.039248216829449,-68.71564665807233,-73.51471691042255,-78.331846090160269,-83.189041479034955,-87.903312074181457,-92.547228455451972,-97.108903470437383,-102.05326987759408,-107.17612842557382,-112.52303170602585,-118.01327703117482]
[null,"Slow Progression Summer Minimum AM","R","R4",0,0,0,0,7.0596557990865358,20.660011412698111,34.005097328382647,47.200096907819301,60.15628291557001,73.287712765896941,86.171354836981735,99.598611527929023,113.03098936364896,126.51626666998916,140.15689077608639,154.15035772211226,168.52782799926391,182.96667355743429,197.74865419632798,212.90170397505318,228.12451639636552,243.47959245326047,258.42828841873109,273.17777044942807,287.68939927228621,303.34195446664677,319.53657126541407,336.41270382559134,353.7322667143473]
[null,"Slow Progression Summer Minimum AM","R","R5",0,0,0,0,0.79536540684739476,1.8586790315921244,2.9008206335341487,3.9315753243159883,4.9434156135975194,5.9701966822758044,6.9771003974393313,8.0281133641859164,9.079424387534436,10.134893214578334,11.202703007270673,12.29856190065056,13.424845909083615,14.555803941957173,15.713852123827303,16.901160872963931,18.093790414771316,19.296717721463164,20.467290848157074,21.621992986501695,22.757809196341551,23.983791524874583,25.252492472709811,26.574888858647089,27.932134657290653]
[null,"Slow Progression Summer Minimum AM","R","R6",0,0,0,0,-0.67380355780919188,-6.5691003980611375,-12.36565073929815,-18.093739471280035,-23.720695599863873,-29.411460703035242,-34.99976499914338,-40.807944867470695,-46.619347731651288,-52.453465302188263,-58.353003751929727,-64.400950126113742,-70.611401599161923,-76.849677358354072,-83.234113426374208,-89.776951054981936,-96.351336632336356,-102.98347533188195,-109.44516989725884,-115.82341258656768,-122.10139589532528,-128.86446915150083,-135.85918718446629,-143.14527417481327,-150.62180091371349]
[null,"Slow Progression Summer Minimum AM","S","S1",0,0,0,0,93.95466162848696,90.795394970685919,88.838988158358021,87.934244674713014,78.961370728169626,70.986177741926227,65.793033671573497,62.901265689043449,61.367463940235567,61.567587730336577,62.189015154814093,63.016416923221357,64.044329510124854,66.156411062864123,68.644167849363058,71.724737874593515,74.48793656101499,77.304665803556503,79.801560599033323,82.149213953997346,84.296745182291147,87.026060779749741,89.948037278369782,93.106172700151362,96.347040148183325]
[null,"Slow Progression Summer Minimum AM","S","S2",0,0,0,0,55.031337798115466,46.622910683989431,42.092094100698276,37.629457886295,33.81428730221883,31.355952135659376,28.980962986468192,26.887133458871418,24.776805493034356,22.665014173466215,20.727782642318228,19.298574856762201,17.891359488371844,16.540489601531497,15.297806009809882,14.13145190109436,12.993247009672578,11.844313469324064,10.652152247489688,9.4404144411172517,8.2085772094077907,7.0183465644778149,5.8309394786974504,4.6449828463491745,3.507661029393363]
[null,"Slow Progression Summer Minimum AM","S","S3",0,0,0,0,46.217778874599944,46.006710620889663,45.775568654450765,45.547697973195014,45.321619112049873,45.118205499708594,44.906808476469749,44.720880549543494,44.532275732176558,44.343201878727861,44.155599693601808,43.972559388621697,43.792710795894116,43.610098724521883,43.429035914945956,43.250151734959083,43.069713570790491,42.888493853527919,42.702976980029085,42.515829690227605,42.326834957952805,42.141867215883025,41.956925091750271,41.77172874421214,41.585351939239949]
[null,"Slow Progression Summer Minimum AM","S","S4",0,0,0,0,6.8822278859184909,5.9193013524851228,4.9446834096815371,3.9806106944091564,3.0291362684854919,2.1021161752565005,1.9605129345243011,2.3488195574745108,2.7371212862162126,3.1290295717630343,3.5310540254819935,3.9533681541346235,4.3957785763579489,4.8402175201882205,5.3010634951264883,5.7761865723595367,6.2503127026391665,6.7263425298078525,7.1798306468088908,7.6210594331810571,8.0531461867187311,8.5357993092230799,9.0424366869379469,9.5789549744572184,10.135711232314339]
[null,"Slow Progression Summer Minimum AM","S","S5",0,0,0,0,47.973083462038332,41.459357005918832,35.561393688773208,30.681830869595508,27.442779154226145,27.255386500841205,27.582878171508991,28.337017281979115,29.826318239335052,31.561936997923798,33.321052546840299,35.2939790209319,37.685268747122734,40.058604364611213,42.491968968957849,45.008019225420846,47.529237690050778,50.087393353690629,52.541149141446454,54.950181597978478,57.278633628140902,59.856037526794402,62.526659948581738,65.31362396163226,68.152190867668892]
[null,"Slow Progression Summer Minimum AM","S","S6",0,0,0,0,8.228392066603309,7.0846633644204022,5.9341123250890426,4.8042428529479499,3.6905259008288738,2.5927656266269441,1.5065821356926601,0.41612801922431775,-0.67256469607601632,-1.2072486735853851,-1.4726464989315207,-1.7348719750098591,-1.9955492844572409,-2.258875635750456,-2.5222240046311284,-2.7860144777000833,-3.0523157121014797,-3.320775935885615,-3.5918437405348427,-3.8640845912623631,-4.136318393867116,-4.4106363097507231,-4.6812673166511285,-4.88822274376259,-5.0977910654688134]
[null,"Slow Progression Summer Minimum AM","S","S7",0,0,0,0,3.9619774213924095,2.8798762491215273,1.7955634875477475,0.72892526047499828,-0.32206389700287019,-1.3636021223791777,-2.3939440799560345,-3.4362751286155966,-4.4790752662364444,-5.4945606962940241,-6.0751611668585914,-6.6625790814001817,-7.2589823711914399,-7.8591148055198889,-8.4684380267695722,-9.0881825430199363,-9.7119427183343134,-10.341114221813445,-10.847273684282793,-11.186725391238314,-11.521104760479334,-11.881292300529218,-12.253994580949513,-12.642443553780186,-13.041396946974338]
[null,"Slow Progression Summer Minimum AM","S","S8",0,0,0,0,0,0,0,0,0,0,0,0,0,0,0,0,0,0,0,0,0,0,0,0,0,0,0,0,0]
[null,"Slow Progression Summer Minimum AM","S","S9",0,0,0,0,0,0,0,0,0,0,0,0,0,0,0,0,0,0,0,0,0,0,0,0,0,0,0,0,0]
[null,"Slow Progression Summer Minimum AM","T","T1",0,0,0,0,15.405818205581667,18.151550420451493,20.775896724658022,23.36101370923673,25.893714041554809,28.515956645014246,31.039926452830422,33.745415124041337,36.423501632152842,39.089562717834497,41.765238066064413,44.504492474096487,47.309819311612799,50.08624205593641,52.914200795196834,55.834393567526845,58.76880051552417,61.740315938265113,64.614092392280895,67.453328883305417,70.196147040579859,73.188816621552803,76.265747910385016,79.448365034810649,82.663735502433155]
[null,"Slow Progression Summer Minimum AM","T","T2",0,0,0,0,52.448392392011392,54.327511977409664,56.127186484219408,57.893832218732527,59.625254055021585,61.432913229095682,63.174081867331488,65.055968732478163,66.921688915815011,68.782088078127416,70.654804616845524,72.577834741854005,74.551293673870475,76.504950985822703,78.495750024497937,80.544012490728164,82.593367186009829,84.660263449335446,86.648478153516919,88.603803258118887,90.492049345855591,92.559708799564987,94.688885368675201,96.895083565161372,99.12667738350774]
[null,"Slow Progression Summer Minimum AM","T","T3",0,0,0,0,-8.1082614756060778,-9.3311021372421017,-10.514777914293253,-11.668993955735999,-12.800269080911166,-13.934781976548567,-13.527507439931094,-13.195609636747767,-12.834893329762609,-12.446886135538465,-12.032031535142284,-11.595589547837967,-11.126875961978872,-10.595583075136648,-10.016326378424411,-9.4126095109529633,-8.7756467518400125,-8.1184945515143525,-7.4300824413169311,-6.7331759410125551,-5.9762578334197496,-5.1951036729669431,-4.3521335286354939,-3.4312009172551265,-2.4048666075339833]
[null,"Slow Progression Summer Minimum AM","T","T4",0,0,0,0,33.157535956387626,30.434253397523776,27.028909423189791,23.681652607256261,20.389145961555915,17.140325992940767,13.935055316345448,10.717310219316516,7.5173629764178553,4.3365335971496748,1.1701620401339028,-2.0072137671259611,-5.2018561394323832,-8.3632601754675271,-11.534272199040018,-14.754758763870633,-17.982785517420595,-21.237439547928417,-24.428956797322812,-27.600593068002688,-30.680261991793941,-33.922212183200863,-37.203424146877076,-40.535556125125375,-43.854117404918483]
[null,"Slow Progression Summer Minimum AM","T","T5",0,0,0,0,-10.097336498560278,-7.9593650492596151,-5.8057265929650557,-3.6868720115043132,-1.6000693036960527,0.45659165864597107,2.4947607455241858,4.5392660440377472,6.2436362506964809,7.7539049764967825,9.2682238007891424,10.800058272921421,12.353125638273228,13.903713236211649,15.472587886311292,17.068838034797622,18.670426529084949,20.284257429350966,21.865620285809349,23.432862228967167,24.968964517869928,26.595905147472955,28.258844089532143,29.967570313925172,31.696365493790971]
[]
[]
[null,"Slow Progression Summer Minimum PM","A","A1",0,0,0,0,-96.922112652104019,-114.59831910335757,-131.05322701185139,-148.40161111411828,-166.35953039168396,-185.03017576621431,-203.32556307580694,-222.99592260894553,-242.83288070929106,-262.94342268890705,-283.56663710799216,-305.18685707607432,-327.82180690077126,-350.84696643397945,-374.80230205066016,-399.41267774003558,-424.06863499911316,-448.84646136248028,-472.75354291828592,-496.13508043319644,-519.42721616787048,-545.04244756417427,-571.95885769496749,-600.48551732789758,-630.3500815867684]
[null,"Slow Progression Summer Minimum PM","A","A3",0,0,0,0,-23.760413000833029,-26.031834995570463,-28.112339050233324,-30.442514466119324,-32.923983929352822,-35.556624813737422,-38.122484208673285,-40.9463863350393,-43.795610464322664,-46.688790540788233,-49.666764739738433,-52.811060222292667,-56.120279827959486,-59.485018930495002,-62.99601844439524,-66.605246543970281,-70.211046767079424,-73.827334036432504,-77.292721580833145,-80.6667774888857,-84.022075989369512,-87.747717422363166,-91.675373010341389,-95.852516956940505,-100.23367311262753]
[null,"Slow Progression Summer Minimum PM","A","A4",0,0,0,0,-173.511799230744,-197.52197544148291,-219.7474148944242,-243.68580158351884,-268.72230133639471,-294.94753220640274,-320.59431895426002,-348.40999636238212,-376.4664608963833,-404.92712510352601,-434.15420103328233,-464.87699343779269,-497.1059721129065,-529.88489337892975,-564.02627531087228,-599.10945755246473,-634.22017659271717,-669.47728032381133,-703.40719805526953,-736.53513913954578,-769.51472906061122,-805.91577309991544,-844.21313632772319,-884.8553639430869,-927.43372125596545]
[null,"Slow Progression Summer Minimum PM","A","A6",0,0,0,0,-52.590856951095908,-64.207377358983933,-75.05465496505424,-86.356649692610304,-97.987550395166082,-110.02831745699322,-121.84070122102435,-134.47678431391304,-147.21850907924124,-160.13138524965214,-173.36260289584882,-187.21151130897252,-201.69336806752497,-216.42638308322643,-231.74443885456637,-247.47917146621973,-263.25297970246697,-279.11195975029273,-294.43701445421749,-309.44006536198526,-324.39150277366684,-340.79909684420466,-358.02761300396094,-376.27254742322765,-395.36521251560362]
[null,"Slow Progression Summer Minimum PM","A","A7",0,0,0,0,66.627306316860526,39.928336291080704,14.433840055559875,-9.8692081103511846,-33.718068999014818,-57.520766177170024,-81.10636713180152,-105.2358720871205,-129.54327136849159,-154.09809575458291,-179.07089103048855,-204.82976313434233,-231.47072354495282,-258.59976350451313,-286.6301153650935,-315.38504920498463,-344.38378291971247,-373.6640693918917,-402.36412225009059,-430.71877704411867,-459.07536006545592,-489.58760003988561,-521.4093019044559,-554.861122684664,-589.72915226764496]
[null,"Slow Progression Summer Minimum PM","A","A8",0,0,0,0,-206.05161353903873,-227.9221387295029,-248.02270396134563,-270.25615161454164,-293.79966257468152,-318.67895845393377,-342.95255462764555,-369.54718716367933,-396.37776656333369,-423.61388869225942,-451.62843332697742,-481.16761363075199,-512.22536401164155,-543.80687854829762,-576.74293493301468,-610.59653803106448,-644.4358007982014,-678.38643823226664,-710.96254193104323,-742.70709312557221,-774.28564996786815,-809.28570036110136,-846.16087984977764,-885.35270128503805,-926.44436055904384]
[null,"Slow Progression Summer Minimum PM","A","A9",0,0,0,0,13.018169277886168,11.116294118994233,9.2753571763167173,7.6179629969681288,6.0463104220337938,4.5215425293892464,2.9986594095678605,1.4965575924562988,-1.5352753497884682E-2,-1.5384495543904897,-3.0774807492795748,-4.6445545031405793,-6.2491987991036053,-7.8846768739546507,-9.5648006955448164,-11.286255960614307,-13.031871724324709,-14.801328778461142,-16.557993957323259,-18.307467480643233,-20.062396933025958,-21.918333346365909,-23.842078337720675,-25.850797265751766,-27.936919854846131]
[null,"Slow Progression Summer Minimum PM","B","B1",0,0,0,0,-116.49807731111201,-129.86089598554645,-142.17052264827436,-155.67122224428667,-169.91170615936358,-184.91881571657655,-199.57127434249298,-215.57424469778707,-231.71812415414124,-248.10247323658092,-264.94671147529493,-282.69073673508063,-301.33389788772797,-320.29260725141,-340.05671482752655,-360.36975625073222,-380.6817547990097,-401.06610363314775,-420.64304491790676,-439.73169456890827,-458.72496523923343,-479.74905024641708,-501.88989403165147,-525.41080997909967,-550.06584394088804]
[null,"Slow Progression Summer Minimum PM","B","B2",0,0,0,0,-128.77095042085369,-141.66828125964508,-153.50002525222502,-166.67615267303921,-180.67169539279459,-195.49322839269109,-209.94565458330629,-225.81906650876948,-241.83413247913234,-258.09400286149048,-274.82506464888598,-292.47975557739858,-311.0521390496329,-329.93684561605801,-349.63750764705048,-369.88828370963523,-390.12464089062991,-410.42335524587304,-429.88644178336409,-448.84386968217018,-467.69874091570358,-488.6174289142001,-510.66425726376866,-534.10457341699089,-558.68585359467215]
[null,"Slow Progression Summer Minimum PM","B","B3",0,0,0,0,28.943340444692819,34.922971629087961,40.501006826669027,46.335439330015312,52.351259381605573,58.58792552276423,64.70395751873366,71.257462162233011,77.865994176144312,84.564083926892266,91.429172732529011,98.618545419559496,106.1394473737452,113.7905239691964,121.74717798129996,129.92064465888589,138.11268811150728,146.34771732326135,154.3014481106099,162.08548601822284,169.84175209279843,178.35947081163491,187.30552523274255,196.78183209955753,206.69982384422079]
[null,"Slow Progression Summer Minimum PM","B","B4",0,0,0,0,-56.853970723732644,-58.996191016365493,-60.854829632801902,-63.359808279847499,-66.229784901988253,-69.423870582362483,-72.498426317495444,-76.064214562157304,-79.665808600524542,-83.335669019324982,-87.143127959815288,-91.223844373238592,-95.56530472635373,-99.975508263105866,-104.60509434836757,-109.3701423148003,-114.10366836054112,-118.83132340937385,-123.29781837753374,-127.60567071493203,-131.8736858476243,-136.70979502468745,-141.84248417286909,-147.34016356298409,-153.12801643185875]
[null,"Slow Progression Summer Minimum PM","C","C1",0,0,0,0,-9.7341873958478136,-11.761964588509512,-13.653798086755366,-15.631614441323999,-17.670419691667867,-19.783690556445862,-21.856185504761768,-24.076451382249033,-26.315349808109225,-28.584555549477091,-30.910257663483058,-33.345655609653619,-35.893232698031454,-38.484915362938345,-41.180032339476668,-43.948572965549666,-46.723479685178127,-49.513000503281233,-52.207408211002814,-54.844440979756392,-57.472107948527267,-60.357480265368537,-63.387858140639132,-66.597747459031595,-69.957188703664428]
[null,"Slow Progression Summer Minimum PM","C","C2",0,0,0,0,-82.804794852853817,-87.224550299024429,-91.162901296493771,-96.023300674995482,-101.41412352958594,-107.29184085358827,-112.97957608293531,-119.43258311583219,-125.94752223111524,-132.57645713077494,-139.43157051887462,-146.73389603374252,-154.46882804700522,-162.32918348591363,-170.56060331204131,-179.02862150140032,-187.45993424773019,-195.89491823134094,-203.91009948045959,-211.67058450338905,-219.37105720441818,-228.02447222971475,-237.18357246702806,-246.965829354818,-257.2488565562511]
[null,"Slow Progression Summer Minimum PM","C","C3",0,0,0,0,6.7848523662467359,-3.572657782122592,-13.405617242963119,-23.003750872990775,-32.548717486675208,-42.176239980507759,-51.688249046656161,-61.548431358080926,-71.484224370159424,-81.530840029229125,-91.771493746754771,-102.38151089063145,-113.39194192076891,-124.60078275547288,-136.20434633221436,-148.11269932473962,-160.09997574616705,-172.18775419534217,-183.98466917331027,-195.60746583667549,-207.21875425447894,-219.78739692588738,-232.92272095136164,-246.76220166293669,-261.20518649203581]
[null,"Slow Progression Summer Minimum PM","C","C4",0,0,0,0,-48.588020687760412,-47.683012022142414,-46.679589316299797,-46.269184568040856,-46.173187931134748,-46.322927580292706,-46.40396873221458,-46.799961954929337,-47.205963430071392,-47.639639126018224,-48.13665765696576,-48.763587549552589,-49.502115610304685,-50.246133203829444,-51.069140448715387,-51.925181679900305,-52.734909377206741,-53.51389366912435,-54.152697944781174,-54.70568747213666,-55.228823666773664,-55.973204514638091,-56.81584793374126,-57.777676377442546,-58.822997540111501]
[null,"Slow Progression Summer Minimum PM","C","C5",0,0,0,0,-22.07184687336845,-26.995309545492152,-31.593396711294279,-36.381608932347525,-41.307816067294745,-46.406589698571644,-51.408924683636307,-56.75880258004851,-62.153379458080956,-67.620326326882008,-73.22183223574163,-79.084399492406874,-85.214565579548065,-91.451077156961858,-97.935033046690791,-104.59531939414315,-111.27234621809556,-117.98557135220595,-124.47325315291484,-130.82491781664109,-137.15484707715976,-144.10055918969238,-151.39353416273838,-159.11648017658331,-167.19810385341023]
[null,"Slow Progression Summer Minimum PM","C","C6",0,0,0,0,-0.51116860608601622,-1.139625779634313,-1.7334814782152124,-2.3240967739202381,-2.9174421849360437,-3.5206605041958459,-4.1153548720042883,-4.7378160102462541,-5.3651844095620609,-5.9999954461732354,-6.6481239811822936,-7.3217826775552828,-8.0225556095965675,-8.7358062459552439,-9.4751892425107513,-10.234213033116383,-10.997267701940514,-11.765998197898941,-12.513896073921238,-13.249286489040367,-13.983385270866764,-14.78143544918715,-15.616711313238463,-16.498187647194381,-17.418901813376841]
[null,"Slow Progression Summer Minimum PM","C","C7",0,0,0,0,11.825250659646976,13.623375867054211,15.291355505269891,17.073672993333908,18.930683090272186,20.870556043604378,22.769028456730151,24.821516714462206,26.891632844366082,28.99110958130478,31.146027103164094,33.40900850429643,35.781217857462394,38.194056485071982,40.706165829109707,43.287353381221685,45.871563300872374,48.467270937128674,50.967619013572822,53.4103678200294,55.842758251960348,58.523955158391672,61.343568077937512,64.334386394008504,67.466883531366406]
[null,"Slow Progression Summer Minimum PM","D","D4",0,0,0,0,11.773649280041958,13.996417430438468,16.066853250778159,18.24470196324917,20.496525789845808,22.83579122830302,25.128548296007871,27.59122619485138,30.074710328141336,32.59227498829236,35.173614767587651,37.878927410136029,40.710576370297915,43.591096873273983,46.587606849189569,49.665972618106075,52.750410425691413,55.85036271391111,58.842248747726408,61.76891999271745,64.684615368178768,67.889806658854269,71.257344682757761,74.825810585621142,78.561341175340715]
[null,"Slow Progression Summer Minimum PM","D","D5",0,0,0,0,-27.829710400758238,-34.721035953183438,-41.166145285423489,-47.840822076853023,-54.688873592217433,-61.762316331072761,-68.70580490852133,-76.113697128556453,-83.583093395054291,-91.151400335967239,-98.902922086002931,-107.00949497271476,-115.48126537343042,-124.10042935155707,-133.05869425008183,-142.25995817385302,-151.48717003027227,-160.76645039082908,-169.74061152285233,-178.53084046929467,-187.29261662772126,-196.89683362471544,-206.97767702654832,-217.64881014042496,-228.81328436729618]
[null,"Slow Progression Summer Minimum PM","D","D6",0,0,0,0,-59.773108527982657,-75.033029916166655,-89.310431332163446,-104.07408723170093,-119.2097049886432,-134.83466053717305,-150.17489039979716,-166.53015262972954,-183.02096622037504,-199.72936272655076,-216.84036542124309,-234.73132298251227,-253.42530519789977,-272.44479000711908,-292.21078955515856,-312.51257561754744,-332.87334098568061,-353.35025259182731,-373.15790845355662,-392.56216959036726,-411.90461662842682,-433.10077102107186,-455.3466484742857,-478.89267031694163,-503.52587350438739]
[null,"Slow Progression Summer Minimum PM","E","E1",0,0,0,0,-17.015059762180258,-25.102147551309521,-32.712609208967208,-40.405871320409418,-48.201627427288152,-56.179437362919764,-64.030425301081323,-72.313827261911683,-80.663989799417692,-89.118049344541376,-97.760942431076899,-106.76763130714107,-116.15510762413106,-125.70811289277739,-135.62207132821368,-145.80174581617985,-156.02471838871966,-166.31595249089216,-176.30309806149862,-186.10732543768725,-195.88822114856916,-206.55835770738014,-217.73965676668175,-229.55476941369952,-241.9044249481118]
[null,"Slow Progression Summer Minimum PM","E","E7",0,0,0,0,1.2947437788324796,0.86478236112123175,0.45355130824659551,6.4152776987948454E-2,-0.31650016081128074,-0.69524085370194411,-1.0708494975360658,-1.453621300579155,-1.8391811482979301,-2.2285529203399053,-2.6242846791508856,-3.0319260341259611,-3.4530952428877861,-3.8820190330738309,-4.3249332288878506,-4.7792404247051419,-5.2376559235711788,-5.7007070413058187,-6.155179226069504,-6.6045559350588343,-7.0541062881007255,-7.53696258660902,-8.0402236727333136,-8.5689012383103247,-9.1197560295134608]
[null,"Slow Progression Summer Minimum PM","E","E8",0,0,0,0,0.71222098870177186,0.47570504552260634,0.24949242195058843,3.5289572347296662E-2,-0.17410244493358223,-0.38244256223109369,-0.58905978183086627,-0.79961735813861989,-1.0117086000008446,-1.2258967297220513,-1.4435834018875675,-1.667821381341603,-1.8995008496496728,-2.13544600800331,-2.3790870987040251,-2.6289953241531516,-2.8811634713776142,-3.135881609656535,-3.3858805932868909,-3.6330766248171891,-3.8803681755852049,-4.1459808751376688,-4.4228179715535987,-4.7136363285255412,-5.016654076466053]
[null,"Slow Progression Summer Minimum PM","F","F6",0,0,0,0,-22.787394705116956,-28.628675005441075,-34.094139875294481,-39.744627904411274,-45.53689805585303,-51.515990129507884,-57.386245779067295,-63.644372842008053,-69.954354873283819,-76.34755223302426,-82.894706078081171,-89.740101600134054,-96.892599780228821,-104.16965152984977,-111.73223882692868,-119.49980207340006,-127.29001805296382,-135.12473566524298,-142.70359224541735,-150.12823062719517,-157.52926718352376,-165.63928632943265,-174.15083845751963,-183.15971753357687,-192.58449044951323]
[null,"Slow Progression Summer Minimum PM","G","G1",0,0,0,0,-16.770417227719769,-22.149700565613642,-27.195559438663832,-32.361533783517551,-37.630874749150507,-43.050048855953449,-48.375913671987611,-54.028643524523751,-59.727668014249765,-65.500045643286128,-71.40715178782844,-77.574668908196685,-84.012127073076755,-90.562283191941773,-97.365426200475596,-104.35209373968947,-111.36308379915015,-118.41698435245966,-125.24980202588171,-131.94947069068434,-138.63011410375853,-145.93689114115153,-153.60046618245036,-161.70616453683581,-170.18290039738719]
[null,"Slow Progression Summer Minimum PM","G","G5",0,0,0,0,-20.09768629237184,-22.839955467009769,-25.377542088463546,-28.114114114795832,-30.977914535625064,-33.978961153435563,-36.913481701303851,-40.097735207120934,-43.309586757284464,-46.567821347083786,-49.914059107251695,-53.432074411124411,-57.122971897104755,-60.876813224550716,-64.786928005891966,-68.80495703288463,-72.825900811450182,-76.863435278032895,-80.748420615474757,-84.541219686753792,-88.31689485979031,-92.485125250720273,-96.870802958736391,-101.52535000790512,-106.40182374663893]
[null,"Slow Progression Summer Minimum PM","G","G6",0,0,0,0,-0.77998800036970428,-5.6769862149175108,-10.313993195049628,-14.887543359573344,-19.461694013038652,-24.095894030173099,-28.668932980704838,-33.435283769572287,-38.238763565393434,-43.09774394298924,-48.055136682569987,-53.200639008027039,-58.54763529142582,-63.99033568272899,-69.629088568126548,-75.416902451163381,-81.238755949540703,-87.106301715782664,-92.82256913293277,-98.448119641813562,-104.0656650713034,-110.16117786805789,-116.53689443011392,-123.26054915014311,-130.28085745226187]
[null,"Slow Progression Summer Minimum PM","G","G7",0,0,0,0,4.0052123082798952,2.6751524227205783,1.4030337985974215,0.19845277204897352,-0.97907428510449601,-2.1506859272009882,-3.3126087631904468,-4.496690403028957,-5.6893966920325356,-6.8938949405474261,-8.1180674270885333,-9.3790815358277353,-10.681943249766599,-12.008793296743715,-13.378921825328622,-14.784293916838752,-16.202374797690844,-17.634795687780706,-19.040678162711586,-20.430798088617994,-21.821455171997506,-23.315142202229694,-24.871950220446958,-26.507382595082429,-28.211418888495821]
[null,"Slow Progression Summer Minimum PM","H","H1",0,0,0,0,-12.290717648623229,-16.869755224858096,-21.170935440164559,-25.550686287238751,-30.005616136931064,-34.577628459570924,-39.073471051769367,-43.833269715559609,-48.631788908295341,-53.49120396919939,-58.461984015738494,-63.647727927985244,-69.057193187710567,-74.561646982250238,-80.276759246343474,-86.145626634863206,-92.036828341966853,-97.965465229799534,-103.71275673162594,-109.35088513459567,-114.97409474668285,-121.11768253512538,-127.55887809789934,-134.36895135271874,-141.48923130674282]
[null,"Slow Progression Summer Minimum PM","H","H2",0,0,0,0,-44.546886897208779,-64.205838816228777,-82.69658529701843,-101.42660194046383,-120.42632714962403,-139.88539342639228,-159.03093884752238,-179.25056061677739,-199.63357362028228,-220.2716294852259,-241.37405036108711,-263.37158699721783,-286.30450931063581,-309.64133167177982,-333.86312761018081,-358.73481364976095,-383.70913760282554,-408.84794158487301,-433.23654629856429,-457.17378995825106,-481.05226878836868,-507.11264102146106,-534.4254075967043,-563.29090728624726,-593.46487025028114]
[null,"Slow Progression Summer Minimum PM","H","H6",0,0,0,0,-0.70234442325216451,-7.0487756787398181,-13.059189666383938,-18.983684675534096,-24.906966790571875,-30.906445986930077,-36.827167884697026,-42.996198801553476,-49.213241518133529,-55.501971969561311,-61.917727124028119,-68.576226780785234,-75.494917147298153,-82.537491781961165,-89.833417876632552,-97.322141113310579,-104.85523251707296,-112.44768153634227,-119.84514066256651,-127.1256815294887,-134.39604629914271,-142.28388928857171,-150.53392197309742,-159.23371534067002,-168.31709135986443]
[null,"Slow Progression Summer Minimum PM","J","J1",0,0,0,0,30.540975132938371,27.212772060556777,23.967886814881641,21.136753836361692,18.505746600370546,15.997681780643223,13.480176428150056,11.054876592338903,8.6150984813172293,6.1617843958647898,3.6935680046577941,1.2024999134665753,-1.3306156315752546,-3.9139985795930023,-6.5571627422899086,-9.2630086742151363,-12.017507374462651,-14.81727807264466,-17.621436385606621,-20.429343612202121,-23.251787661682052,-26.201695151108268,-29.246372632102769,-32.410534000673458,-35.688124115545186]
[null,"Slow Progression Summer Minimum PM","J","J2",0,0,0,0,0,0,0,0,0,0,0,0,0,0,0,0,0,0,0,0,0,0,0,0,0,0,0,0,0]
[null,"Slow Progression Summer Minimum PM","J","J3",0,0,0,0,5.9138086044277243,-0.91094114601070653,-7.3943923383614711,-13.705898312636682,-19.973057461244554,-26.287008321587624,-32.527214462346208,-38.986453296057789,-45.495013794174859,-52.075474038299532,-58.78137502283333,-65.72577953170763,-72.929616344368043,-80.263502600826598,-87.854066608214922,-95.643667784341986,-103.48645825418448,-111.39613167934466,-119.11912913335136,-126.73043468797877,-134.33508513583826,-142.56138574692079,-151.15663943449783,-160.21044086958585,-169.65780592638774]
[null,"Slow Progression Summer Minimum PM","J","J4",0,0,0,0,3.3733952549427899,2.1540619984089155,0.9887432177631027,-0.11821965272544743,-1.2023065709079956,-2.2825431155501055,-3.3534075933730527,-4.4467333593076663,-5.5480690725895547,-6.6604473241446156,-7.7913611538922556,-8.9570578690879454,-10.162029722182091,-11.389134804095724,-12.656620962292752,-13.956787620034389,-15.268360010648671,-16.592942077388457,-17.892165533155005,-19.176310567262149,-20.460756191325302,-21.841550118386706,-23.281128983630083,-24.793910264494006,-26.370431142758324]
[null,"Slow Progression Summer Minimum PM","J","J5",0,0,0,0,-17.118880446872122,-25.243346872342215,-32.888908525453637,-40.617953653357127,-48.450128997563581,-56.465332315815076,-64.35308613172127,-72.675433767213107,-81.064859263402965,-89.558681577342497,-98.242252345605593,-107.29138545030114,-116.72314289514111,-126.32120634267154,-136.28195081560318,-146.50967078326809,-156.78086828267132,-167.12063129696088,-177.1548134120344,-187.00517888553435,-196.83208866678567,-207.55250931899548,-218.78653259179745,-230.65739374403668,-243.06533990822092]
[null,"Slow Progression Summer Minimum PM","J","J6",0,0,0,0,-9.2077239970509357,-14.52700069563746,-19.53873946741038,-24.581275440864534,-29.678422482494856,-34.884859422904078,-40.011136198319598,-45.407556677060526,-50.847202091104954,-56.353641487601905,-61.980966866787547,-67.840874627181208,-73.945185859215584,-80.15743011943492,-86.602400325732845,-93.219678765341428,-99.867065844072371,-106.56025970981109,-113.06028454116444,-119.44417115435931,-125.81398695765022,-132.75609724152812,-140.0283158197808,-147.70995498409488,-155.73755840445779]
[null,"Slow Progression Summer Minimum PM","J","J7",0,0,0,0,5.0234657200684563,3.2077049352738412,1.4723793937592895,-0.17604589086752431,-1.7904056262365857,-3.3990316073230709,-4.9937012468503301,-6.6218189416246611,-8.2618645881738804,-9.918354146060361,-11.602445818319781,-13.338334158176139,-15.132708768977109,-16.960042908041544,-18.847510217730402,-20.783643443142164,-22.736761428348675,-24.709252673166532,-26.643981336577429,-28.556256083801728,-30.468978452257957,-32.525177158563821,-34.668915005556123,-36.92166166939468,-39.269325666766179]
[null,"Slow Progression Summer Minimum PM","J","J8",0,0,0,0,-32.688494614589629,-39.980162772954614,-46.789948488625363,-53.881310181165247,-61.177042900087464,-68.728347299000674,-76.136825672278945,-84.060016504877083,-92.049406710294036,-100.14597716515139,-108.44183010332495,-117.12431595494614,-126.20311675832781,-135.43941566352242,-145.04218059745179,-154.90609165344105,-164.79479542292901,-174.73710903637084,-184.34539205955215,-193.7522331519672,-203.12688402419934,-213.41351179430052,-224.21443726730189,-235.65215159319004,-247.62106899066657]
[null,"Slow Progression Summer Minimum PM","K","K4",0,0,0,0,12.605612634818387,13.558130766387517,14.422648119462442,15.423375916586817,16.504598390137165,17.66313707549374,18.789334232652031,20.042751121245825,21.307701265189262,22.593140488889347,23.918557686540403,25.322648385967415,26.803968041834473,28.309826102973506,29.883264333105355,31.501178669081138,33.115485946715815,34.732982149442279,36.278084196575946,37.779325691092438,39.271002779125467,40.934764544428752,42.69137455635056,44.56255382779112,46.526783370384869]
[null,"Slow Progression Summer Minimum PM","K","K5",0,0,0,0,-7.1326043121308391,-8.4759997532219984,-9.7272780119140467,-11.04367543737389,-12.404890669065729,-13.819042633318183,-15.205058227156135,-16.693891753289137,-18.195305974339021,-19.717330883451211,-21.277928359905864,-22.913509437523238,-24.625497061995656,-26.367029658520064,-28.178703757059647,-30.039870766717279,-31.904693751394859,-33.778885658305533,-35.587706394723753,-37.357077177661111,-39.119803534995548,-41.057602337561761,-43.09357206162867,-45.251041923905959,-47.509530085657765]
[null,"Slow Progression Summer Minimum PM","K","K6",0,0,0,0,-2.3036145991289172,-5.0360366228908662,-7.6177736054023546,-10.186389775350195,-12.767399708107391,-15.391762969610735,-17.978932370227188,-20.687410744240534,-23.417253122170806,-26.17951794550066,-28.999820680010455,-31.931398294586906,-34.981111693415485,-38.085114561891615,-41.302928221444184,-44.606237496336384,-47.927005684817608,-51.272414248682047,-54.526966257777808,-57.726967207839927,-60.921300190535824,-64.394198145146376,-68.02919671867042,-71.86537238591923,-75.872377602621896]
[null,"Slow Progression Summer Minimum PM","L","L1",0,0,0,0,-5.6022180260535874,-8.0861620983269606,-10.422580532821113,-12.788916736429679,-15.18916096584482,-17.647304834756646,-20.065878054155963,-22.619973061091034,-25.194703719697248,-27.801638985548095,-30.46720350535254,-33.245778436757746,-36.142460524915734,-39.090163576127061,-42.149622307731441,-45.291163055505052,-48.445693939182007,-51.621019234152371,-54.701646450660924,-57.725298873459394,-60.74154320331715,-64.033306239189798,-67.483230394118223,-71.129245924770913,-74.94051333052299]
[null,"Slow Progression Summer Minimum PM","L","L2",0,0,0,0,-134.93056842490563,-154.91593746296567,-173.44428239971987,-193.28516866395654,-213.97880733685392,-235.61186633026173,-256.77903384895387,-279.68319214050553,-302.78448743404113,-326.2148357324092,-350.2672363708553,-375.5325402338002,-402.02254846664403,-428.96579684350843,-457.02066639610388,-485.84765849618225,-514.70536994628117,-543.68927276368356,-571.60122676194237,-598.86562680683312,-626.01264894040435,-655.94726760976016,-687.43108998657681,-720.83095604885875,-755.81544849942281]
[null,"Slow Progression Summer Minimum PM","L","L3",0,0,0,0,-258.8710765893282,-291.91333116006228,-322.4390978064032,-355.56179967862693,-390.32534896346334,-426.83067348978506,-462.50697863310825,-501.31261594702022,-540.45657305822181,-580.17241630523074,-620.97658579725362,-663.90700776649953,-708.97156117385566,-754.80248667101534,-802.55589547801196,-851.63036099526357,-900.72622407744905,-950.01434641598973,-997.40671700488315,-1043.6531407096843,-1089.6824911270917,-1140.547980608266,-1194.084992570635,-1250.9245892527317,-1310.485659539768]
[null,"Slow Progression Summer Minimum PM","L","L5",0,0,0,0,-12.778866882440843,-18.218537879685968,-23.333603677090913,-28.520275394017968,-33.784497456360342,-39.178205737844237,-44.484419071589116,-50.091088776795182,-55.743125859995388,-61.466086137855839,-67.318294440069963,-73.419712659788686,-79.781336434421092,-86.2549354313972,-92.974478625947256,-99.874410422306639,-106.80237057694777,-113.77563555420079,-120.53975713831994,-127.17803339573372,-133.79975827009358,-141.02809292510864,-148.60436130700498,-156.61197836496464,-164.98293458107437]
[null,"Slow Progression Summer Minimum PM","L","L7",0,0,0,0,-81.14415908896018,-96.235401118276272,-110.28876804694758,-125.08581544168494,-140.39290690140012,-156.3000415160204,-171.88942908187568,-188.64117020692916,-205.53459126273904,-222.66033879554774,-240.22110198520741,-258.62764833401098,-277.89563153429179,-297.49599737772695,-317.88671787959595,-338.83469141064279,-359.82289807508528,-380.91588573791933,-401.27100059453159,-421.18080341334468,-441.01530990791474,-462.82299292399017,-485.73663159954071,-510.01899752791138,-535.43906032288498]
[null,"Slow Progression Summer Minimum PM","L","L8",0,0,0,0,-11.270007573868597,-18.115222019830128,-24.566415872474504,-31.050333672743221,-37.600791056304161,-44.288838064903658,-50.87468014477156,-57.803994453591038,-64.788733126710383,-71.85897615957839,-79.083814762924888,-86.605999519248371,-94.440930865721654,-102.41448249567107,-110.68615273428475,-119.1788412158333,-127.71075121188795,-136.30187356179351,-144.64641073017785,-152.84271223491913,-161.02127880166643,-169.93263462563311,-179.26701356650176,-189.12608278224346,-199.42871906301053]
[null,"Slow Progression Summer Minimum PM","M","M4",0,0,0,0,8.5982597153746809,5.676458755054087,2.8825414998567029,0.23459941604710827,-2.3552039036536789,-4.933067509702064,-7.4893186854907725,-10.095687478310793,-12.721071709857288,-15.372515658155592,-18.067513752644903,-20.844119857367602,-23.713265774121894,-26.635203112350613,-29.652685462462998,-32.747837732978844,-35.870743566958957,-39.025059136157658,-42.120385982768305,-45.180665201030088,-48.241995718321107,-51.530928224546408,-54.95913768979684,-58.560818399743049,-62.313772483818823]
[null,"Slow Progression Summer Minimum PM","M","M5",0,0,0,0,26.729878573189719,27.588741904711853,28.322081985043674,29.361502141090117,30.572660260705565,31.934504117356198,33.241964430319406,34.774693284490432,36.323139983040633,37.902019704777587,39.542650527256342,41.306136375241749,43.186181003832587,45.095658147027535,47.102396520531265,49.168337453888462,51.218408107919913,53.264323958713099,55.191955292511352,57.047698390896748,58.884939277329941,60.974944689586493,63.195974117675448,65.578155568668663,68.087845172196126]
[null,"Slow Progression Summer Minimum PM","M","M6",0,0,0,0,8.055898277106845,8.3147440333168703,8.5357593691517284,8.8490216618088784,9.2140426469360008,9.624477567111219,10.01852227830382,10.480458822526394,10.947132438603127,11.422978013257445,11.917434244324333,12.448916741171038,13.015527930326977,13.591009543006949,14.195803918014981,14.818440865656406,15.436294800328747,16.052896553022144,16.633849507908291,17.193136658730985,17.746847580055285,18.376737123086318,19.046114916709801,19.764060993204907,20.520435703167436]
[null,"Slow Progression Summer Minimum PM","M","M7",0,0,0,0,-1.0431554727127921,3.1650893131657115E-2,1.0530433639763015,2.0460230725625999,3.0312971259216202,4.0233509704790205,5.0039745668275595,6.0182882806558107,7.0403307875452885,8.0736095095313711,9.1264564008131934,10.216486563338735,11.347032340756021,12.498005982109547,13.68913855691336,14.911477813274777,16.142285495861675,17.383677507580835,18.596056334105942,19.791080545082806,20.985128555388275,22.276367824115354,23.625367979810008,25.046162254166745,26.52862015818334]
[null,"Slow Progression Summer Minimum PM","M","M8",0,0,0,0,6.6752605807027408,6.8440781881567361,6.9839515043619631,7.2009408142155777,7.4608596421608127,7.7578876133061403,8.0418927777722189,8.3804039492992057,8.7224966170448699,9.0716774278519683,9.4353737915804228,9.8280211551295622,10.247919976206179,10.674279965792817,11.123117956638078,11.585359605713862,12.04331455754777,12.499802500969237,12.928136855371026,13.339349201934983,13.746010959637955,14.211384636459485,14.706888356632991,15.239419335668,15.801047188151689]
[null,"Slow Progression Summer Minimum PM","N","N1",0,0,0,0,-156.65726838714414,-175.7076326919651,-193.28486774730578,-212.44769863397798,-232.60435331593425,-253.80425430520506,-274.51402924389333,-297.08130261313812,-319.8461966531047,-342.94657386981913,-366.68681168295944,-391.67795824267728,-417.92214882293928,-444.61171016874459,-472.42718208057931,-501.01351054550861,-529.6060930373169,-558.3061327366579,-585.88763171323137,-612.79285003824089,-639.56815378497981,-669.17876140004523,-700.35242743937215,-733.45807027885326,-768.15378795024674]
[null,"Slow Progression Summer Minimum PM","N","N2",0,0,0,0,-99.16361467676299,-117.37640962152747,-134.33293760594108,-152.20170627502543,-170.69399104061722,-189.91694479650877,-208.75439929064609,-229.00352302601274,-249.42406011145806,-270.12594072489549,-291.35488441854596,-313.60873143579289,-336.9059718905861,-360.60493421701773,-385.2606527843493,-410.59042507226133,-435.96773811380558,-461.47094042166634,-486.07938276555552,-510.1478023637431,-534.12455678521872,-560.49047661781049,-588.19491695482986,-617.55585004562442,-648.29331306543122]
[null,"Slow Progression Summer Minimum PM","N","N3",0,0,0,0,322.0137732837984,365.21913771162758,405.18352690902856,448.34702877719104,493.54970183722787,540.94302567062709,587.27939663391294,637.58902201679655,688.33532207843825,739.81658064735132,792.69333935145551,848.29465012442222,906.63617211654264,965.97194827849876,1027.7825568897156,1091.3000637015939,1154.8590847445976,1218.6770412787912,1280.0730144785582,1340.0052627695472,1399.6642669204848,1465.54221039813,1534.8626370034442,1608.439401438166,1685.5279309271943]
[null,"Slow Progression Summer Minimum PM","N","N4",0,0,0,0,-43.373961589756306,-53.251441674025777,-62.478876562759666,-72.076925998045994,-81.945969720215544,-92.156438731060021,-102.17492046322802,-112.88412015278584,-123.68268132205273,-134.6257258502672,-145.83720657486256,-157.56936617827142,-169.83561490886876,-182.31478337325683,-195.28823227418479,-208.61430920552075,-221.97471564133457,-235.40815823780693,-248.3922428193957,-261.10535761224793,-273.77544968573596,-287.67516899562713,-302.26877735766038,-317.72158222464935,-333.89139483219037]
[null,"Slow Progression Summer Minimum PM","N","N5",0,0,0,0,-11.145432519441314,-13.851708521136031,-16.38210135365529,-19.005229467101831,-21.69784041020392,-24.480105191150543,-27.210980575348977,-30.125788696573689,-33.06482487034642,-36.042872528899153,-39.093232237287175,-42.283754803934535,-45.618354420598294,-49.010939579035359,-52.537204125169232,-56.159165373720015,-59.791138771435683,-63.44346080312063,-66.975213237346011,-70.434278388815741,-73.882030717662943,-77.661991278211204,-81.629793240844378,-85.830221610864413,-90.225003266368176]
[null,"Slow Progression Summer Minimum PM","N","N6",0,0,0,0,0.99673832499614956,0.82685053548099796,0.66290543533805257,0.51337393294739075,0.37042922456597188,0.23079700819593985,9.1605878680610639E-2,-4.6924396776402921E-2,-0.18638834364224591,-0.32698084515106246,-0.46927464793094975,-0.61463477548570922,-0.76385833129293867,-0.91591516870848078,-1.0723528462435228,-1.2326890398814703,-1.3950469674484987,-1.5594585353829342,-1.7221542665174776,-1.8838578954709946,-2.0459420694717103,-2.2181041923394353,-2.3968349275946381,-2.583781594846656,-2.7781139823499945]
[null,"Slow Progression Summer Minimum PM","N","N7",0,0,0,0,5.8098436929626143,4.8500264358651251,3.9232470182888823,3.080030182410777,2.2751792631384742,1.4899840312767361,0.70698768189319361,-7.0990122822339519E-2,-0.85418109007515952,-1.6436090844565603,-2.4423502098236876,-3.2578118065953894,-4.0945553182690482,-4.9472211375729573,-5.8242152650128833,-6.7230129136289305,-7.6333794248673783,-8.5554301202412919,-9.4684028984217274,-10.376146444669461,-11.286154766662795,-12.251966294143575,-13.254338814573638,-14.302456683070963,-15.391794948222557]
[null,"Slow Progression Summer Minimum PM","P","P1",0,0,0,0,-138.93431752829522,-155.45559338312054,-170.69006923099323,-187.33631450751056,-204.86428880170007,-223.31321398359756,-241.33203390089153,-260.98387903187023,-280.80817345146653,-300.9258060836861,-321.6034965135695,-343.37641707091876,-366.24542021769076,-389.50212981976136,-413.74254579439571,-438.65530309918535,-463.57095908991499,-488.57839961487207,-512.60518670541148,-536.03900295112453,-559.35817500858002,-585.15577314285963,-612.31838775749475,-641.16807014195319,-671.40545872753717]
[null,"Slow Progression Summer Minimum PM","P","P2",0,0,0,0,0.26196424288295322,1.6670098467783879E-2,-0.21650564669248892,-0.4429119743256491,-0.66740549457210896,-0.89332038394313396,-1.116665867557874,-1.3475282290065651,-1.5801461973881852,-1.8153099161852184,-2.0548995414578299,-2.3028944554490351,-2.5600629375386639,-2.821882138120464,-3.0928099854637976,-3.3708301715518876,-3.6508026595835443,-3.933201654582422,-4.2090616492411668,-4.4810112391803392,-4.7527534014665438,-5.0465249321391097,-5.3534051827591345,-5.6765804455236069,-6.0137608699822582]
[null,"Slow Progression Summer Minimum PM","P","P3",0,0,0,0,-5.5335073232942582,-26.044154328490087,-45.459038708465833,-64.635176363257941,-83.828457801807943,-103.28519640498241,-122.48204627354013,-142.50487627930957,-162.68400251681021,-183.09735229743387,-203.92668569440997,-225.55155885186096,-248.02729431464201,-270.90495599830723,-294.60912545643106,-318.94044155052165,-343.41246807642671,-368.07483549545293,-392.09576653687708,-415.73196664419976,-439.33318085316375,-464.95071824625006,-491.74884337106988,-520.01281113814514,-549.52571968285622]
[null,"Slow Progression Summer Minimum PM","P","P4",0,0,0,0,-13.367140264438225,-19.235398295135525,-24.754733733875558,-30.346324132475583,-36.018873584477745,-41.828905406877062,-47.545235766414585,-53.582683212085314,-59.668927595407602,-65.831357358515845,-72.132518220227837,-78.70110962980479,-85.549129608890638,-92.517748178561391,-99.750699033543782,-107.17773081483151,-114.63534304155083,-122.1420211468081,-129.424521770355,-136.5721428855544,-143.70217766658735,-151.48395752302366,-159.63979575018243,-168.25939226914878,-177.26976711845421]
[null,"Slow Progression Summer Minimum PM","P","P5",0,0,0,0,-15.463576817025576,-18.284768566891348,-20.911053033934394,-23.679873337400782,-26.54594188050978,-29.525734933780392,-32.445644477793152,-35.584964876729913,-38.750873130369683,-41.960442105316929,-45.251826286873133,-48.702317628985803,-52.314746811567517,-55.989452341363183,-59.812604441695647,-63.740296575406148,-67.675268282091011,-71.629693324491356,-75.445163310782902,-79.17676613921094,-82.894103675950277,-86.982180979360948,-91.277914347140268,-95.830628860369714,-100.59686237514731]
[null,"Slow Progression Summer Minimum PM","P","P6",0,0,0,0,-19.256392962192947,-25.039719459250069,-30.46089195852532,-36.025829958464172,-41.709813344234426,-47.561347148310112,-53.310549889339306,-59.419993539220592,-65.579633591250939,-71.819090937814295,-78.205448079631864,-84.875919941367926,-91.840353803488227,-98.926533702745033,-106.28760211254517,-113.84750428367495,-121.43254870093338,-129.06316550980551,-136.45186254762095,-143.6948282239936,-150.91655116257851,-158.81922766436224,-167.10927750220634,-175.87927637054042,-185.05166244279195]
[null,"Slow Progression Summer Minimum PM","P","P7",0,0,0,0,1.8941038128051098,0.39655510950855133,-1.0278953425520996,-2.407501486235462,-3.7735271880808376,-5.1466769146918931,-6.5046240583205499,-7.9063413377717966,-9.3186747503670198,-10.74632081232645,-12.200494358517579,-13.704987022325817,-15.264585051355633,-16.852436051438314,-18.495199397503836,-20.180895818905771,-21.878753364643732,-23.59155989961657,-25.265462161414192,-26.916111466320942,-28.565683934406383,-30.347875565256452,-32.209189788388258,-34.168876999015509,-36.21323063470934]
[null,"Slow Progression Summer Minimum PM","P","P8",0,0,0,0,-54.834902603248089,-71.749129294893066,-87.608639224125724,-103.87091932468888,-120.47179217948718,-137.55487410611119,-154.34110831862068,-172.17024799263635,-190.1456812423537,-208.35339782789143,-226.9882636980046,-246.44905408426513,-266.76505101973294,-287.4364074636282,-308.90821029935006,-330.95968894088281,-353.08591820929951,-375.34610970677159,-396.9038876759505,-418.03857436507559,-439.11208715345487,-462.16772989914091,-486.351738141596,-511.93384581556512,-538.68858639618134]
[null,"Slow Progression Summer Minimum PM","Q","Q2",0,0,0,0,-396.82665077906978,-466.71040248795686,-531.72469488447848,-600.43409470168933,-671.64135684971245,-745.73830543192571,-818.32926005635534,-896.45439099217003,-975.24289953878144,-1055.1236524957831,-1137.0541017904777,-1222.9723548858819,-1312.9440521306008,-1404.4649498388953,-1499.695595473464,-1597.5329313168429,-1695.5392736363406,-1794.0211898641655,-1889.0135113406548,-1981.8993560756949,-2074.4229763267545,-2176.2177213466994,-2283.198739116991,-2396.5973162014375,-2515.3240804466373]
[null,"Slow Progression Summer Minimum PM","Q","Q4",0,0,0,0,-116.69827696517326,-132.99748960024365,-148.08841529055252,-164.32917233390117,-181.3083472777185,-199.08874550911005,-216.47825786545744,-235.33227282519294,-254.34936800023968,-273.6400044776961,-293.44909371053683,-314.26986242655931,-336.10977213609436,-358.32249002331628,-381.45753286921359,-405.23055866713588,-429.02317250958401,-452.91565756340515,-475.91094677581083,-498.36411073946135,-520.71726762028879,-545.38614372251743,-571.33897393072982,-598.87950373437343,-627.73127509550147]
[null,"Slow Progression Summer Minimum PM","Q","Q5",0,0,0,0,-37.747622870161223,-45.347059789430432,-52.433216528118663,-59.856723003057425,-67.516973647418368,-75.462974830474778,-83.254081221901231,-91.60810226933468,-100.03239058087043,-108.57124693960638,-117.32395289884657,-126.49204431540284,-136.08441595629077,-145.84268330765278,-155.99158413472881,-166.41722769111698,-176.86568860190647,-187.36833849922533,-197.51016413245645,-207.43430026319083,-217.32252177794439,-228.18458703866838,-239.59398653259046,-251.68090638351666,-264.33189375448495]
[null,"Slow Progression Summer Minimum PM","Q","Q6",0,0,0,0,-64.725132440148627,-75.504426369269822,-85.522057591610704,-96.151586578434532,-107.18909456622967,-118.6908567146173,-129.95455284483145,-142.09717643678485,-154.34334064292298,-166.76071611362929,-179.50013185797363,-192.8665325359427,-206.86890003234612,-221.11189786761349,-235.93542336206113,-251.16539174119742,-266.41854093819393,-281.74343659152197,-296.51794430992726,-310.96013479569331,-325.34419282148559,-341.18062237917127,-357.82784046682121,-375.47818102523541,-393.96035351228113]
[null,"Slow Progression Summer Minimum PM","Q","Q7",0,0,0,0,-26.793175588672483,-30.350932837835657,-33.640979008564187,-37.197759493051997,-40.924242972890099,-44.832575343790083,-48.653418129987578,-52.803431941585792,-56.989499690868648,-61.23630329570593,-65.59848293517544,-70.185952124784649,-74.999910330527683,-79.895872335208182,-84.996279695994886,-90.237586231698941,-95.482083883901794,-100.74777695882223,-105.81307591825031,-110.75726126455316,-115.67876823633901,-121.11413424818551,-126.83382492193027,-132.90504732709331,-139.26623279161856]
[null,"Slow Progression Summer Minimum PM","Q","Q8",0,0,0,0,9.3515817662263121,6.9812539533134705,4.7075309674747698,2.5805750686734137,0.51612061469379245,-1.5261243833705302,-3.5547370737938029,-5.6069088209565976,-7.6736843650393673,-9.759751467152018,-11.877176679803272,-14.052777227418503,-16.29619394241184,-18.581307908719459,-20.938315063264366,-23.355378402418076,-25.796908497932886,-28.265007230419112,-30.693449458951449,-33.098460928887896,-35.50585306446203,-38.082793547464988,-40.76540694406706,-43.579803003198798,-46.510176083958818]
[null,"Slow Progression Summer Minimum PM","R","R4",0,0,0,0,55.51353464485053,63.620551712562886,71.134188368870227,79.189549648453209,87.595857353069448,96.387345674220398,104.98856693460289,114.30000200565631,123.69167499663308,133.21743410623677,142.99683100295508,153.27087250443643,164.04409242637436,175.00153874067647,186.41175402708379,198.13614773412382,209.87236267141643,221.65941025159864,233.0089356845794,244.09414205737329,255.13123332189014,267.30405687149965,280.10771058017605,293.69153694878742,307.92037503194393]
[null,"Slow Progression Summer Minimum PM","R","R5",0,0,0,0,-5.0890756943993658,-9.248597019330342,-13.173977365593446,-17.098258467787275,-21.051618745392691,-25.079314417181937,-29.047792851966967,-33.212324369017047,-37.40992572479739,-41.658114855422681,-45.997301416384545,-50.511226882622083,-55.209821187188915,-59.991811997779664,-64.950796337728249,-70.041896328254651,-75.15827421013536,-80.311437687174276,-85.32083233384607,-90.243854049017258,-95.157230144222623,-100.5047130301112,-106.1038310127942,-112.01515537042336,-118.19102187001705]
[null,"Slow Progression Summer Minimum PM","R","R6",0,0,0,0,16.282598189520346,14.098872543589035,11.98110306525902,10.090003145820736,8.3059687446943364,6.5828040104775027,4.8596114433920814,3.1698879231339023,1.4693645010978351,-0.24296390744999199,-1.9713543191674388,-3.7274312258826363,-5.5225686027009049,-7.3524742036048591,-9.2304849732692293,-11.154292497106244,-13.106937572447388,-15.087568084965095,-17.058117729273679,-19.023220478934299,-20.995446174332173,-23.075165724982462,-25.228631770145842,-27.474637292736695,-29.805727724858532]
[null,"Slow Progression Summer Minimum PM","S","S1",0,0,0,0,84.141830685881601,62.057762954988114,45.975080562845314,33.551468399239496,27.508622362329376,25.098094393831776,24.210300587415272,25.106000072842527,28.975114736836129,34.116950674114626,39.455151270217911,45.076312813547283,50.949069759157787,57.936303537028351,65.200775651551751,72.62038106903438,79.957658013535564,87.48600354525756,95.005731266271127,102.31092163248954,109.43877038652842,117.34333525712877,125.57056854905436,134.19699988432131,143.05744339908833]
[null,"Slow Progression Summer Minimum PM","S","S2",0,0,0,0,49.892640419225103,42.031593681862901,35.261334931612446,29.935652662081232,25.431975484328603,21.351130510144589,18.042489633037817,15.756600674342812,13.550724942223122,11.310534088892066,9.0329454458549012,6.7231080629823889,4.9920334503895365,4.2673701768916477,3.5311347606152221,2.7885451085264652,2.0110907796167141,1.2118575197796937,0.35688914108715009,-0.5234305971470774,-1.2171916962317026,-1.8485051596789768,-2.4649994102783861,-3.0647805660703202,-3.6623218109879243]
[null,"Slow Progression Summer Minimum PM","S","S3",0,0,0,0,46.375432393147399,46.331356799186537,46.271750232088522,46.208743733887545,46.142368809666578,46.099832926168702,46.048328272774043,46.026807638786025,46.003954151531204,45.981713149437638,45.962598218004501,45.95306317672501,45.951269496885658,45.947382322877914,45.948428561198185,45.953657205104385,45.956013359858581,45.957278945930661,45.947904541545299,45.933219555652506,45.91372695660457,45.910884070966546,45.91332797203949,45.922093077793306,45.933406989393625]
[null,"Slow Progression Summer Minimum PM","S","S4",0,0,0,0,6.6971370597636959,5.7528794418118689,4.7976046719039331,3.853324340140607,2.9151419876373783,2.0004729235923917,1.0846031037924324,0.54973977648017747,0.3126555927804775,0.4279567089636549,0.5556744801856075,0.70297026762252957,0.86792700439387049,1.0390213770702728,1.223633242918817,1.4102816165917047,1.5896228357273303,1.7627144468787814,1.9164115061334899,2.0560527749545523,2.196972047937094,2.368628359364445,2.5585292779884208,2.770922387084382,3.0033038348556511]
[null,"Slow Progression Summer Minimum PM","S","S5",0,0,0,0,42.246156126090952,37.195142572753724,34.233519810866937,32.072736096765723,30.122208077411727,29.941350419532142,29.789155748750048,30.476872116144175,31.987303017045381,34.031618953088497,36.486933163393147,39.172034178018635,41.979186393829906,44.808016831559485,47.740770277065565,50.761492690449444,53.781084927880023,56.817637581275449,59.726185134525792,62.566650488929341,65.361131825782763,68.462059856090349,71.708861111475187,75.136507831050395,78.69278129711158]
[null,"Slow Progression Summer Minimum PM","S","S6",0,0,0,0,8.0844254701206459,6.7290136313377964,5.3756328757884368,4.0398091500834123,2.7247714813404369,1.6127019882665485,0.83625364556694537,1.0510403772496706,1.263398624934299,1.47585270899476,1.6918164195264889,1.9217913569769247,2.1644147794163051,2.4046251396094696,2.6543029010562367,2.9148411398391576,3.1742642698798353,3.4357861172444069,3.68074875570982,3.9183281567129655,4.1457964146262487,4.4082456557156071,4.6832086507920554,4.9735248756604644,5.2710090410136612]
[null,"Slow Progression Summer Minimum PM","S","S7",0,0,0,0,3.8507779825610169,2.6567763892007394,1.4655244956699869,0.28848800434473199,-0.87102437879058714,-2.0230216870432263,-3.1630886877255304,-4.320819946492521,-4.9159035366250068,-5.4871756393290374,-6.0648829380361224,-6.6539710282975379,-7.257128439149251,-7.8697885031116641,-8.4976544350844456,-9.1380936166808588,-9.7838877720827551,-10.435633899331872,-11.078428562450386,-11.715734107142154,-12.352628620695704,-13.027915865869904,-13.282727174268004,-13.367600915563944,-13.453125825530684]
[null,"Slow Progression Summer Minimum PM","S","S8",0,0,0,0,0,0,0,0,0,0,0,0,0,0,0,0,0,0,0,0,0,0,0,0,0,0,0,0,0]
[null,"Slow Progression Summer Minimum PM","S","S9",0,0,0,0,0,0,0,0,0,0,0,0,0,0,0,0,0,0,0,0,0,0,0,0,0,0,0,0,0]
[null,"Slow Progression Summer Minimum PM","T","T1",0,0,0,0,41.344381198431726,40.661813644459556,39.852865146767456,39.008473929702305,38.143456766888931,37.459533817368325,36.692154977790061,36.149911162852682,35.582977221149733,34.987606227875801,34.283476273106643,33.63302227736439,33.021444593683569,32.376425795739301,31.751526693983312,31.164189346484221,30.565197409821877,29.969210102749194,29.312895704322212,28.636343152275423,27.912858673929691,27.28137652618036,26.660820504250665,26.05161152808973,25.527258525398722]
[null,"Slow Progression Summer Minimum PM","T","T2",0,0,0,0,30.18664353986798,25.315936177947201,20.534284202091129,15.817376099442143,11.187495155956704,6.4408755006211678,1.7634911722304238,-3.1818737299986992,-8.1751442617850643,-13.240164659433766,-18.430199221222495,-23.850838516891756,-29.512216151924335,-35.286696141185018,-41.288408516227491,-47.449185922800453,-53.634363098490482,-59.857949448595917,-65.893348788698063,-71.811836505049627,-77.726306848182233,-84.183681466741561,-90.963215312908261,-98.144170523896605,-105.67096987744026]
[null,"Slow Progression Summer Minimum PM","T","T3",0,0,0,0,-0.61480310393223636,4.0247830006717376,8.6513182838044091,13.298388734525851,17.937876446074469,22.791770535444119,27.811939361679968,30.519136120011378,32.589374150936727,34.937455657172414,37.67863466551556,40.890212724390253,44.583796407023428,48.696166788811269,53.279685957058085,57.965349600090796,62.634731343607896,67.236452906859284,71.615841907640302,75.748813425976294,80.229865585669245,85.331476288508497,91.05549706627086,97.55435703447742,104.93683403092473]
[null,"Slow Progression Summer Minimum PM","T","T4",0,0,0,0,28.654335715380888,25.920558622382163,22.162630142497665,17.905512004677238,13.594339373513581,9.3170305903944364,5.1206085018861867,0.87516826879696907,-3.3375199208877042,-7.5195679707445215,-11.676623362927128,-15.862962117189113,-20.085315897160292,-24.264532301742364,-28.471155178841066,-32.761125412479977,-37.066125653585445,-41.415471505812128,-45.671916014458873,-49.902061150084819,-54.009237310334441,-58.368758172543338,-62.793303697181642,-67.299721472555717,-71.80131727965869]
[null,"Slow Progression Summer Minimum PM","T","T5",0,0,0,0,-10.957467011401032,-7.2773209189031798,-3.6139748080222542,-6.6046368739272054E-3,3.537488595374489,7.040945149329259,10.475934758130984,13.933935404393468,18.003706871250987,22.118405006812235,26.206572051813716,30.315535237749963,34.45468531660029,38.557569526392115,42.686585781539762,45.202567817299176,47.632227238288507,48.688182123449501,47.772586943284615,46.838155188335115,45.81611014316951,44.940172562590547,44.072595395310216,43.211947632411544,42.305813137429688]
[]
[]
[null,"Steady State Winter Peak","A","A1",0,0,0,0,147.74670992466625,127.57722973999067,107.5679575721032,86.327586613900635,65.089513457221443,44.178564612603736,23.2449558774927,2.3768038969743746,-18.482037928280217,-39.336096347759565,-60.129266465926939,-80.919800469730561,-101.703446198905,-122.33742205642406,-142.92251662834769,-163.64862420516982,-184.64689918120678,-205.79525614482824,-226.93295635398502,-248.12018421819948,-269.39017988623851,-291.00040546147585,-312.75588701252298,-334.7678622099159,-356.91015836986219]
[null,"Steady State Winter Peak","A","A3",0,0,0,0,20.149824452999383,7.6206321576362477,-5.0438573287056787,-17.727284927078582,-30.304580194500581,-42.94283657691166,-55.504037943013181,-68.123278057084363,-80.715187508406018,-93.325018730676931,-105.83238530116695,-118.37316450709737,-130.9203884942298,-143.30139957257313,-155.65893152123385,-168.18582530036645,-180.98225666723104,-193.90137035679277,-206.78791010999927,-219.70176137582044,-232.67225119422667,-245.91553471712544,-259.25649618780727,-272.78392664164613,-286.39102362615193]
[null,"Steady State Winter Peak","A","A4",0,0,0,0,42.098785029317611,13.832151378097514,-14.750737440512337,-43.341362363811733,-71.687634009080043,-100.18383104294522,-128.50191182312483,-156.95556207091789,-185.34654177603161,-213.77893429771999,-241.97712762282484,-270.25234627977341,-298.54260786011423,-326.45444688056688,-354.31363856937139,-382.55875699718416,-411.416682325637,-440.55276829557442,-469.61414783193021,-498.73698174985162,-527.98784080951839,-557.85702198352919,-587.9469199606807,-618.45877659110135,-649.15030540907924]
[null,"Steady State Winter Peak","A","A6",0,0,0,0,70.658670114025384,26.983471383200637,-17.161983205683519,-61.377815306411506,-105.22429569107065,-149.28173400991989,-193.07110111739047,-237.06220683682523,-280.95816729200482,-324.91647861520227,-368.51798899526221,-412.23576666949174,-455.97594733185451,-499.13715887241239,-542.21648483228637,-585.88570679726081,-630.4939155606753,-675.52960733169857,-720.4519022132165,-765.46942181933082,-810.68434579435404,-856.84983520128935,-903.3557741859936,-950.51156204912718,-997.94506501728006]
[null,"Steady State Winter Peak","A","A7",0,0,0,0,369.14265486096548,315.76326655869349,262.73616367790947,206.67867285356695,150.65923952114525,95.424878894441449,40.15837883640026,-14.96502958029777,-70.057217878246433,-125.14312734745167,-180.0481523279382,-234.95690483351493,-289.85070219491826,-344.3260252245837,-398.67408470455229,-453.42031170054526,-508.91752375546258,-564.82092866247433,-620.68820381684668,-676.68550092960515,-732.903441803193,-790.04058036225456,-847.5644188815188,-905.77536601029828,-964.33081968445788]
[null,"Steady State Winter Peak","A","A8",0,0,0,0,69.57997369692761,36.22124282063249,2.5545125219574283,-31.328519750848738,-64.952264589957863,-98.679562292937561,-132.22197136636629,-165.89695518390175,-199.5039640475581,-233.15404233979825,-266.54568756862329,-300.01849764341091,-333.50608171260177,-366.56741643503295,-399.56470695375259,-432.99473434350995,-467.12005475335553,-501.56546391657815,-535.92991813919457,-570.36785713942879,-604.95543339302242,-640.25565149669501,-675.81427923787317,-711.86334154029737,-748.12480096244519]
[null,"Steady State Winter Peak","A","A9",0,0,0,0,48.747445897506275,44.281135412268313,39.902852817680419,35.085045451449282,30.244314218713509,25.535141470527719,20.800556007751943,16.102554068510639,11.401791547054968,6.7067641015346222,2.0107531950933493,-2.676829835766537,-7.3604875874877314,-12.027393199582336,-16.681933582760909,-21.349400922606019,-26.05465219115171,-30.786546180790697,-35.521888786914154,-40.268971935780954,-45.033214090049732,-49.859045340744217,-54.715375636432746,-59.622430618040866,-64.558632062593105]
[null,"Steady State Winter Peak","B","B1",0,0,0,0,75.749383609762432,51.204589995280564,26.513667547773053,1.4079396016590251,-23.542900283674342,-48.479379377053803,-73.311058937855222,-98.206451829771638,-123.05921596000918,-147.93650797782232,-172.645807286435,-197.4028116526369,-222.16701053697176,-246.642687416564,-271.06888132987615,-295.78544789372603,-320.97916032727522,-346.39829296747672,-371.76675696486762,-397.19047409677319,-422.722501248578,-448.75781609066286,-474.9807121708821,-501.55515985973608,-528.28632738223587]
[null,"Steady State Winter Peak","B","B2",0,0,0,0,-18.990840503310373,-54.857042958519841,-91.361895630365993,-127.12264627048752,-162.46750600155664,-198.26963839792006,-233.75364611021052,-269.50944407893041,-305.16394100539992,-340.89210490538187,-376.25776104974443,-411.75658200015079,-447.28533046498285,-482.25988198423181,-517.17459229976521,-552.66164042739524,-589.02781036499562,-625.77669729978516,-662.404556766356,-699.10690042417616,-735.9769694741625,-773.69371033602113,-811.69803484037254,-850.26519392461853,-889.05902832603817]
[null,"Steady State Winter Peak","B","B3",0,0,0,0,49.636145051179547,43.357110139126306,37.139884752645372,30.50149552913917,23.85850002716165,17.330769166225306,10.791352237983727,4.2773293170830931,-2.2348903606793229,-8.7445590045403527,-15.238557663799215,-21.729954243811054,-28.218661376692836,-34.664496577103733,-41.094764399753721,-47.56477579415423,-54.114410327217207,-60.709270537933108,-67.302132264398239,-73.910588219200207,-80.544545436198391,-87.281297971542173,-94.062892257504089,-100.92295732511863,-107.82365856649332]
[null,"Steady State Winter Peak","B","B4",0,0,0,0,-56.985755880909608,-66.329901426167922,-76.011025191376092,-84.956464626958436,-93.717486093580376,-102.78955542493485,-111.71253873683042,-120.77803540654645,-129.80148654227804,-138.85930861968967,-147.77572639068498,-156.7523008082006,-165.74446284146481,-174.53903419148523,-183.32301761914266,-192.31551234499059,-201.61003180412575,-211.02565624621019,-220.39089440733335,-229.773027873589,-239.20265332699151,-248.89749894191772,-258.67267722669476,-268.61420375155961,-278.61384959832486]
[null,"Steady State Winter Peak","C","C1",0,0,0,0,-14.583247279585423,-24.458866147506566,-34.54099990200482,-44.320851452406458,-53.972515556957916,-63.784585996293039,-73.497161139993949,-83.297462011748166,-93.067056165272604,-102.8596626932342,-112.54401258886649,-122.26960612640224,-132.00484051139622,-141.57791463421151,-151.13541092576389,-160.86117598291847,-170.84212405207006,-180.93229792110589,-190.98575799342828,-201.05927582551897,-211.17965833848407,-221.54119270432051,-231.98288442766173,-242.58309420290246,-253.245549904813]
[null,"Steady State Winter Peak","C","C2",0,0,0,0,7.784372697924792,-0.36170665691687964,-8.6131801952497966,-16.821611929412228,-24.953268570314588,-33.144166949603623,-41.278202821015249,-49.457299203540899,-57.617026818539088,-65.789957298403252,-73.891470850309346,-82.017309668536456,-90.148134598756641,-98.165457413645584,-106.1680259115148,-114.28677669587057,-122.58822899665529,-130.97163135831963,-139.33192887118224,-147.70972703383615,-156.12473746347894,-164.72167005090807,-173.38266232430516,-182.16690482195463,-191.00284832848129]
[null,"Steady State Winter Peak","C","C3",0,0,0,0,24.855605904829716,24.392356642938374,24.003144630568144,23.362190961632272,22.689917686505201,22.104309882686053,21.490876291299383,20.908519298651147,20.319920016379168,19.737690756425465,19.1374917770937,18.547855307447652,17.961590165859874,17.356818375076291,16.75523242295419,16.174906724009212,15.618432928664436,15.06733669210522,14.508708708474989,13.947908017534091,13.386771445878329,12.836230899019313,12.284585029058817,11.735178799418859,11.182393377463297]
[null,"Steady State Winter Peak","C","C4",0,0,0,0,-32.232545278672944,-33.702677572854846,-35.302101050114942,-36.543521413251547,-37.721916564263189,-39.035057243496695,-40.295140580557884,-41.609705727035049,-42.910656771665465,-44.223802015871577,-45.49370305188895,-46.784453687019074,-48.081140051315259,-49.322949635697974,-50.5653300260918,-51.867074954583558,-53.248972271666403,-54.659489916768187,-56.053649781600406,-57.449345609225347,-58.854210163861126,-60.320760748795578,-61.80236870655299,-63.318962981842716,-64.844282821450662]
[null,"Steady State Winter Peak","C","C5",0,0,0,0,23.98990783394423,17.329792083983101,10.641287794811367,3.8044555463678775,-2.9953706340655217,-9.7786294140473515,-16.537822363694151,-23.309569554929173,-30.070783125347422,-36.837650098661065,-43.562033488879393,-50.297680271525898,-57.034764897415876,-63.697073249522639,-70.345624361064367,-77.069044942467954,-83.917117954267454,-90.824945048347089,-97.720268304458529,-104.6307499510156,-111.57037047474164,-118.643608645646,-125.76738899332942,-132.98525966856644,-140.24571733397215]
[null,"Steady State Winter Peak","C","C6",0,0,0,0,22.664701568340003,19.021599700845499,15.394250443798857,11.586411693870968,7.78486710574784,4.0275762220728488,0.27130937425746376,-3.4786763405868091,-7.225770548598236,-10.973173897692305,-14.705949768011568,-18.440217538905117,-22.173843251013341,-25.876322612654789,-29.570359446155489,-33.294457747783277,-37.073357387125903,-40.881019223251961,-44.685298886042915,-48.498330468000177,-52.326605241210025,-56.219783931298529,-60.13961747122837,-64.107303727983066,-68.098456804770848]
[null,"Steady State Winter Peak","C","C7",0,0,0,0,59.70585737051195,57.533916478269497,55.522799562393431,52.923106730071012,50.259642721333677,47.79292311750082,45.268044004560792,42.810560765206858,40.340905692283037,37.88454022257941,35.395208667143997,32.927591332036108,30.467272462295711,27.978291209300082,25.498783769411972,23.054084206968664,20.64150473401055,18.230771303841887,15.805316662949913,13.372416299268183,10.933796907098568,8.4961082946878914,6.0473302290428936,3.5875233966769899,1.1128953357539468]
[null,"Steady State Winter Peak","D","D4",0,0,0,0,100.63699471049388,75.341586527469275,49.969573525497758,23.935057707722162,-1.972826676121497,-27.782669344495233,-53.513223707475291,-79.278338664901213,-105.0063109100504,-130.75297753398507,-156.34688289695836,-181.97890762870753,-207.61496776307348,-232.97676053323667,-258.28538733850894,-283.86750197509969,-309.90969592377922,-336.1749231831497,-362.39611058548473,-388.67532949051036,-415.06452470679852,-441.95303727245744,-469.03252141910514,-496.46575727952683,-524.06091163420581]
[null,"Steady State Winter Peak","D","D5",0,0,0,0,47.025944411331778,36.476665091727881,25.912012780371139,15.018425028406888,4.1702574970977917,-6.6183760945601673,-17.380375502278671,-28.149821451619445,-38.905298187973052,-49.667096549055969,-60.369749528359058,-71.085825927841213,-81.802828332569689,-92.410618909238949,-102.99575095337573,-113.68916788435961,-124.56736625932119,-135.53650030821024,-146.48909978699598,-157.46614477181768,-168.48868593217981,-179.7151269925026,-191.02068591874024,-202.47185920650801,-213.9906504425233]
[null,"Steady State Winter Peak","D","D6",0,0,0,0,12.987877890335296,-5.9762901426153618,-25.202648178240711,-44.275346345772789,-63.161806225078315,-82.205116519232902,-101.10951818414959,-120.12589581441964,-139.09563827860723,-158.09761473594733,-176.9286984463746,-195.81892396519731,-214.72152586082757,-233.3546439524047,-251.95390737077778,-270.82950522201395,-290.13763564915234,-309.63865782174582,-329.0840313216035,-348.56989890450973,-368.14277149101775,-388.14356515956229,-408.29402420550889,-428.73335627044474,-449.29295654853956]
[null,"Steady State Winter Peak","E","E1",0,0,0,0,81.321759476590756,57.967692617923078,34.504900149459793,10.551143218573396,-13.268756693344661,-37.040889136176105,-60.725070854619929,-84.457133159823101,-108.1514164011718,-131.86634038256975,-155.42976632968222,-179.03405818950958,-202.64381114505343,-225.98849384829015,-249.28520520092292,-272.84764692661344,-296.85111690566845,-321.06526925760573,-345.2345615976771,-369.45687261945909,-393.78156493913946,-418.57719699719814,-443.55034907972043,-468.85449496157003,-494.30792413460938]
[null,"Steady State Winter Peak","E","E7",0,0,0,0,44.607075970569831,41.593419850496211,38.677563745587264,35.343163719787206,31.976171921817919,28.741152800662565,25.47408244282019,22.247838712144038,19.016208357674262,15.791864712331241,12.556285833267209,9.332125920973402,6.1123684027137264,2.8919367270914398,-0.31902536010804833,-3.5253377770641912,-6.7407140455900061,-9.9692508731511484,-13.204359277109209,-16.4479546652252,-19.702273863189294,-22.98810164797419,-26.293291076667042,-29.628269174152333,-32.983124622700046]
[null,"Steady State Winter Peak","E","E8",0,0,0,0,20.367280696818241,18.991266268934194,17.659906647886764,16.13744278305612,14.60009774169162,13.123010506840894,11.631288900198669,10.158208447617909,8.6826685000708057,7.2104556132402289,5.7331127968208753,4.2609838012229151,2.7908649081273071,1.3204381994679282,-0.14566476096779191,-1.6096447143035495,-3.0777631592372674,-4.5518906239098413,-6.0290186246674304,-7.5100217233742272,-8.9959212390858028,-10.496207356433468,-12.00533386575135,-13.528061674093642,-15.059865342706731]
[null,"Steady State Winter Peak","F","F6",0,0,0,0,154.83256618083902,148.74648648603915,143.07017355063772,135.87444380768872,128.51824865905996,121.66736386035419,114.66937499540033,107.84305393335336,100.9863773146226,94.163302272637978,87.25910640952543,80.409654184428732,73.578786150031604,66.680353791117824,59.807269493383224,53.017485485361604,46.300213776071722,39.582987009926711,32.829028245911601,26.054807060669432,19.263650885692869,12.464404744718284,5.6327880611885313,-1.2344574765727838,-8.1430098496847254]
[null,"Steady State Winter Peak","G","G1",0,0,0,0,57.958405158129978,42.173583635850392,26.325089347904683,10.113585603697159,-6.011821325373238,-22.09390191506775,-38.120346076275375,-54.175027252670361,-70.205074416688291,-86.248199275825442,-102.19162947337698,-118.16121571660368,-134.13404488082872,-149.93077618203228,-165.69479626071924,-181.6350040145675,-197.86910015450317,-214.24436385572363,-230.59039176687955,-246.97239896057403,-263.4233865171193,-280.19011035712134,-297.07650733957632,-314.1854861723088,-331.3954181948626]
[null,"Steady State Winter Peak","G","G5",0,0,0,0,59.597934737167208,51.113650422099582,42.688392651594754,33.77184176135556,24.859987338902641,16.076327148243472,7.2863814461605019,-1.4795458880480614,-10.240789332966845,-19.000764917375442,-27.732825154029435,-36.46502510068315,-45.194709508623198,-53.858826364810604,-62.5026266156991,-71.208656650638986,-80.032752780599466,-88.921030011465547,-97.803899924395154,-106.70748055506785,-115.64606351002679,-124.72995287835626,-133.87520935202258,-143.12932645577223,-152.43821713156282]
[null,"Steady State Winter Peak","G","G6",0,0,0,0,101.40873791808596,86.43915310330668,71.561436390598772,55.855882956550161,40.164090549024941,24.684670322310804,9.198924911992659,-6.2496033955578518,-21.688740872927482,-37.12673377680639,-52.5120932858934,-67.89953193944487,-83.283092906389086,-98.547137780638721,-113.77569627124883,-129.11832755126431,-144.67452656000785,-160.3455059860789,-176.00558775834796,-191.7020306690184,-207.46050444418412,-223.47856806984532,-239.60529649203551,-255.92551635357307,-272.34231078846119]
[null,"Steady State Winter Peak","G","G7",0,0,0,0,56.70258749550019,52.871758056185101,49.165247770194341,44.926702537310952,40.646728051941288,36.534511530778794,32.381552862478394,28.28049123850716,24.172582371126261,20.073936053527529,15.96100799229875,11.862595228213046,7.7697785971954358,3.6761050064689238,-0.40553125263684636,-4.481257051842193,-8.5685044275125506,-12.672480937158952,-16.784810950762321,-20.907929251903401,-25.044679196746024,-29.221481495664595,-33.422895479699484,-37.662175532330593,-41.926722814728983]
[null,"Steady State Winter Peak","H","H1",0,0,0,0,64.072118976356535,64.09467028254123,64.327626079629951,63.893114291918458,63.364700940328532,63.072827847062115,62.699253942577414,62.414120808561499,62.109653786973041,61.823918360138791,61.480144957740258,61.167801473215391,60.865067302229583,60.496485652195396,60.134024426536755,59.845047559454393,59.646474673821629,59.474482081401469,59.279202119459541,59.080879238890368,58.887333366318103,58.749270989539426,58.618048185293404,58.511447857414588,58.403837917822969]
[null,"Steady State Winter Peak","H","H2",0,0,0,0,28.459594754748672,20.970222605660808,13.453787792174563,5.755118759368167,-1.9041038657973692,-9.539228158802679,-17.149176515508966,-24.771199230703076,-32.381822787445877,-39.998371182857774,-47.56848435352574,-55.150537817668678,-62.733986178357888,-70.23486379729313,-77.720128721356843,-85.287892694253046,-92.993750050120923,-100.76619188143208,-108.52511024076935,-116.30114588684863,-124.10984039144755,-132.06751753073704,-140.08187577615823,-148.20147791120021,-156.36899624340651]
[null,"Steady State Winter Peak","H","H6",0,0,0,0,78.412048713851348,64.838846829921252,51.304565814792525,37.160619651059655,23.048938811910297,9.0798950491012427,-4.8776611939164285,-18.820125116471068,-32.750002036043774,-46.682789707181151,-60.555637324214949,-74.436994192197247,-88.316861745464294,-102.07452062595004,-115.80130465452665,-129.64697322019902,-143.70527492012531,-157.87321624138573,-172.02637146892889,-186.21184309532279,-200.4545464520167,-214.94423700172709,-229.53386307210371,-244.30405985978658,-259.16157914662318]
[null,"Steady State Winter Peak","J","J1",0,0,0,0,97.666037246933939,88.054906940295382,78.60948936122189,68.293576332152057,57.938907979563673,47.840662150148283,37.696934291712196,27.621962672456643,17.54322672598305,7.4747220266734233,-2.5893704082683224,-12.638866733571435,-22.680999254970438,-32.679685638556428,-42.652458513020804,-52.661307206548187,-62.761610843673424,-72.92222199427141,-83.087632991851891,-93.277959734064424,-103.5057388012268,-113.87225823343049,-124.30516106936052,-134.84995992345389,-145.45734943934576]
[null,"Steady State Winter Peak","J","J2",0,0,0,0,0,0,0,0,0,0,0,0,0,0,0,0,0,0,0,0,0,0,0,0,0,0,0,0,0]
[null,"Steady State Winter Peak","J","J3",0,0,0,0,8.4653700004089671,-26.285763570260134,-61.567620128651264,-96.408237328860096,-130.88516464991292,-165.7060676366205,-200.25291643221107,-235.02608666722514,-269.70918688131945,-304.45582748691055,-338.87547517565298,-373.41100153969103,-407.97150288389139,-442.02250630859601,-476.01294638808952,-510.5272632610039,-545.85568819127195,-581.54388514765753,-617.12455176946912,-652.7786826838344,-688.59336528988729,-725.2053513392284,-762.09318757539302,-799.51618219376178,-837.15928805265219]
[null,"Steady State Winter Peak","J","J4",0,0,0,0,39.346732667831894,35.541016781973816,31.803127446183339,27.713531150716655,23.607603781410635,19.605697449631116,15.584924184326129,11.592304947715391,7.5979924193635604,3.6079277331326187,-0.38099802194620935,-4.3638143824803493,-8.3436140031844008,-12.306899355619521,-16.259858959086458,-20.226334184371098,-24.228077510078485,-28.253423673857093,-32.280914625963483,-36.318303962491306,-40.370474135840119,-44.477003168250029,-48.609747960167866,-52.786544860915626,-56.988137885066628]
[null,"Steady State Winter Peak","J","J5",0,0,0,0,119.8443022847011,114.52317959484046,109.50941804808596,103.32888733369371,97.030757277123016,91.117160478087499,85.094703878679795,79.200942662922827,73.285312132290144,67.394530722587064,61.446836997469184,55.539408263625425,49.645903259527962,43.709202241466691,37.793170659086051,31.932244885273452,26.112938509138534,20.287287010894126,14.435146479205457,8.5660392208599756,2.6809931977639407,-3.2244454637231024,-9.1598000280838647,-15.132187684107594,-21.140411071236571]
[null,"Steady State Winter Peak","J","J6",0,0,0,0,104.02602974108333,102.01821421266054,100.319151247443,97.567546966907472,94.685610322411392,92.165642055862776,89.529782595083418,87.023512693030369,84.491301416097613,81.985618945958336,79.405393958499943,76.869136964175098,74.346937580073345,71.748312998434628,69.163140500281116,66.665887062785629,64.266818487563185,61.889534700760635,59.480948595501857,57.06312415077916,54.643573880195014,52.266772317189641,49.884795134681234,47.511122094040147,45.122869556157944]
[null,"Steady State Winter Peak","J","J7",0,0,0,0,52.846297855788883,47.73486974925671,42.714538967060527,37.221833238108019,31.707193367896455,26.332263363274009,20.931993323504827,15.569536745879439,10.204805920975057,4.8457803405660673,-0.51171555006131642,-5.8610059592691028,-11.206244608119555,-16.529303068663715,-21.838493094180141,-27.165835848725301,-32.54054692113008,-37.946958786113626,-43.356251300013135,-48.778838258862933,-54.221277247404615,-59.73672520676211,-65.287383353638049,-70.897207553361483,-76.540335238131505]
[null,"Steady State Winter Peak","J","J8",0,0,0,0,35.529141700376371,25.665485788932514,15.759786346547973,5.634412651157894,-4.4361549214573426,-14.48218611309419,-24.492575721527409,-34.521558207908122,-44.534940363132634,-54.556695228829824,-64.515531751772983,-74.491049400311866,-84.468696499980524,-94.335599663263082,-104.18212830269073,-114.13953890223952,-124.28156020948627,-134.51207753227428,-144.72407662506131,-154.95852534982782,-165.23612885880993,-175.71162059450509,-186.26196547982715,-196.95165848617691,-207.70442298153642]
[null,"Steady State Winter Peak","K","K4",0,0,0,0,28.476042851947341,24.022200665855745,19.590132760241946,14.929417623949506,10.275275449394465,5.6780658188860116,1.0811316458061297,-3.5070660135818015,-8.0919595646962268,-12.677007183473021,-17.244864734164981,-21.814170633150681,-26.3825766841675,-30.91368978797323,-35.434407772980663,-39.991001030309974,-44.613514665687873,-49.270875694191837,-53.924379972836306,-58.588620851982157,-63.271441190428192,-68.032950867516462,-72.826967418012089,-77.67919512287456,-82.560125786286136]
[null,"Steady State Winter Peak","K","K5",0,0,0,0,19.766156839472814,15.134226921397598,10.492656428560618,5.7158396376972567,0.96025469906564986,-3.7724423434242498,-8.4923231179189393,-13.216688513015317,-17.934655116732447,-22.655654591980426,-27.349889030199154,-32.050448840520538,-36.751547249338955,-41.403791833966501,-46.046172377459747,-50.737104711918334,-55.510406842029489,-60.323999160063927,-65.130012052718087,-69.946715837611251,-74.783460181214153,-79.710488369362551,-84.672346929833793,-89.698475241366765,-94.754277077168197]
[null,"Steady State Winter Peak","K","K6",0,0,0,0,30.634319655279764,28.096301927413801,25.617922369782146,22.859238713880682,20.083240798633398,17.39281959629573,14.6842256585365,12.000462303038121,9.314247882000263,6.6321480249083393,3.9468423067050407,1.2677610748320314,-1.4086504560156785,-4.0785415090520978,-6.7411239546139248,-9.4077040317446006,-12.09164103756418,-14.789511951264382,-17.490405365419651,-20.198111912984398,-22.915355306262036,-25.66508111286824,-28.431833362740029,-31.226299125279208,-34.037380359431538]
[null,"Steady State Winter Peak","L","L1",0,0,0,0,46.422732084987672,42.996765611567604,39.667925154522543,35.907916949964601,32.117124807932619,28.460549878427187,24.772993080453883,21.125941117354362,17.474055219290122,13.829202445309399,10.17544622763981,6.5325734129591675,2.8940634591391521,-0.74082937545198235,-4.3653691757920443,-7.9895170101440813,-11.62998203557132,-15.287170945695692,-18.950277105477461,-22.622824606594861,-26.307875727490504,-30.032423846729571,-33.77942818961786,-37.561920879328881,-41.366933313502294]
[null,"Steady State Winter Peak","L","L2",0,0,0,0,61.367762461723672,27.641262156519669,-6.4260692556705346,-40.618594022544258,-74.535847275684958,-108.59091055201245,-142.44762290369846,-176.45074437357246,-210.38244038630697,-244.3602997675346,-278.06877371499121,-311.86370111706475,-345.67490969098571,-379.04598866345327,-412.35318053842326,-446.10812992379596,-480.57863215069182,-515.37644403464617,-550.08915495391079,-584.87572770702855,-619.8142422272465,-655.4809577434952,-691.40986513795428,-727.8380157044777,-764.48074350675518]
[null,"Steady State Winter Peak","L","L3",0,0,0,0,189.87625725057154,151.83476684351288,113.80437877697052,74.376488996776018,35.082718489482566,-3.9215125426779163,-42.855521878290574,-81.788416079846129,-120.67704192974979,-159.58254368447925,-198.29307962443553,-237.04208952063703,-275.79139995477084,-314.16763744160875,-352.46021541412659,-391.12010761716522,-430.41786656844903,-470.03520075960222,-509.60026444276815,-549.25445942350632,-589.07123685727004,-629.60588155829009,-670.42372140680766,-711.75896814184921,-753.33841530606094]
[null,"Steady State Winter Peak","L","L5",0,0,0,0,182.69849882763145,163.24311841664775,144.07400151112361,123.29898674120348,102.46745121136303,82.099651423802115,61.65887136583224,41.33659924080829,21.011220112897796,0.7021756680943394,-19.584398485003661,-39.848767464352179,-60.100476258306806,-80.248899530483513,-100.34630942329562,-120.53387126895923,-140.92760384065383,-161.44958278833087,-181.97584191972319,-202.55181327648583,-223.2046917432412,-244.15128531976544,-265.23381528271568,-286.54853488917945,-307.98968414466367]
[null,"Steady State Winter Peak","L","L7",0,0,0,0,5.204274384868909,-1.869619226188332,-9.0401343816717983,-16.15707668601566,-23.205075239028595,-30.310254871722144,-37.364077215087121,-44.459172596341034,-51.536980602174182,-58.626707432881162,-65.653013467470714,-72.701204234062658,-79.753957719425813,-86.706557762291169,-93.646494979974534,-100.68909821064743,-107.89253759450169,-115.16778036857751,-122.42239573045944,-129.69213328334996,-136.99429866557875,-144.45577597156935,-151.97304312620361,-159.59792762308851,-167.26768027343167]
[null,"Steady State Winter Peak","L","L8",0,0,0,0,66.98864620090842,59.982155255888586,53.082668325813017,45.592423625985077,38.08007986653228,30.7391423612541,23.370404321531726,16.045988834420093,8.7200954863414992,1.4004328057279385,-5.9122144062904809,-13.216280977826296,-20.515609585370814,-27.778961849555358,-35.023827898826916,-42.299798448325291,-49.64834392994333,-57.042584332554917,-64.438798502884765,-71.852973150882221,-79.294757440843412,-86.841294192202241,-94.436661859895693,-102.11519624629933,-109.83928336337082]
[null,"Steady State Winter Peak","M","M4",0,0,0,0,63.831328423083193,60.410373111583588,57.143693442239382,53.264509984404043,49.329041316731271,45.592046543951369,41.801880682887351,38.076241648949228,34.340518576512309,30.616915941371175,26.868651509311562,23.139806233123128,19.417933855698298,15.681804271731805,11.957692579549633,8.2539216491556235,4.5583700459398395,0.85330484077712798,-2.864001313565061,-6.5915779261413592,-10.330365406642162,-14.093600685234383,-17.877442741812629,-21.69010043153823,-25.525559244807916]
[null,"Steady State Winter Peak","M","M5",0,0,0,0,47.256993590633243,41.268572441430187,35.338831811903887,29.008272196063459,22.673439113581892,16.448234060727067,10.211987920531753,3.9998477134884811,-2.210548093949936,-8.4185348065922199,-14.611502943251834,-20.802029475733157,-26.990003288457061,-33.137005748113786,-39.26916920437904,-45.439330184506545,-51.685543869069043,-57.974923689723241,-64.262367871591806,-70.564680584232363,-76.891320246891297,-83.316067728894851,-89.783590048358036,-96.325982272820482,-102.90712842753841]
[null,"Steady State Winter Peak","M","M6",0,0,0,0,17.536413717463464,15.31419383406301,13.113749476188405,10.764566761601824,8.4137982229216526,6.1037111228285132,3.7895268286317676,1.4842879112920753,-0.82030368359150152,-3.1240012968689834,-5.4221257252722701,-7.7193441082894347,-10.015615212472934,-12.296682416802506,-14.572243073151423,-16.861904082655681,-19.179787194074798,-21.51368865883321,-23.846871834932664,-26.185572516213437,-28.533300590639453,-30.917435113682362,-33.317442784579043,-35.745233636954175,-38.187405534387416]
[null,"Steady State Winter Peak","M","M7",0,0,0,0,-20.682056827430554,-22.805065349738861,-25.029992253241989,-27.007235064703782,-28.931271419466338,-30.954504191959771,-32.934023723070595,-34.95658049016609,-36.967257698713802,-38.988000158768848,-40.969635154906264,-42.968722675140221,-44.972509712274928,-46.923495243060309,-48.872818714481355,-50.878345595668783,-52.963341951048335,-55.079033913380648,-57.180475427518303,-59.285382524721371,-61.401643950185637,-63.584798858146627,-65.787009502596135,-68.02994504663998,-70.285946304922163]
[null,"Steady State Winter Peak","M","M8",0,0,0,0,6.4094681437459702,7.0861145558020198,7.7946467385145093,8.4261353294440831,9.040932448379861,9.6866730801117296,10.318713371694091,10.964219280433189,11.605993776738718,12.250923093359534,12.883552597100834,13.521655361139512,14.161228661249528,14.784159460314259,15.406542999887124,16.046631593361184,16.711793005623953,17.386662770232647,18.057056688288959,18.728563952884308,19.403676778896426,20.099953529506884,20.802284782509862,21.51752682404863,22.23693645623062]
[null,"Steady State Winter Peak","N","N1",0,0,0,0,-5.7926320122428354,-33.841067614974364,-62.359250077470008,-90.389843283958569,-118.10843911741462,-146.15122718455424,-173.95675735098678,-201.96235330006019,-229.89145382920046,-257.87552182911656,-285.58427293308063,-313.39273019645549,-341.22323547000912,-368.62960450811119,-395.9883051357678,-423.78425037480844,-452.25498909173223,-481.02129916907825,-509.69624448461985,-538.42987557271147,-567.2940122940696,-596.81250086225441,-626.55494676456931,-656.73411419710612,-687.0907113842668]
[null,"Steady State Winter Peak","N","N2",0,0,0,0,85.023607424153596,75.227531872817579,65.552752271289677,55.141928578390626,44.712831064149754,34.4915342387919,24.24235559260012,14.043246353446834,3.8446687103084818,-6.3477165721823692,-16.522499728790194,-26.689511772006508,-36.851192380256101,-46.953742853543403,-57.031277136945782,-67.162158029130083,-77.406622086721541,-87.718525079983976,-98.030058520307605,-108.36628673877929,-118.74174696373576,-129.27107418183252,-139.86957167952147,-150.58761983552589,-161.36920189633358]
[null,"Steady State Winter Peak","N","N3",0,0,0,0,118.49257614940238,121.91663777046192,125.78417032880917,128.36578821594836,130.7371454400411,133.5824694665433,136.24897689451365,139.10220674559048,141.91066678802085,144.76019310772455,147.46981613141054,150.24924620760163,153.04900157618994,155.67654878982063,158.30959941212396,161.13047913448645,164.19894205736171,167.35191726272069,170.45106112141215,173.55168811937193,176.6768362490115,179.98290245016705,183.32855186820802,186.77213671417425,190.23526320927229]
[null,"Steady State Winter Peak","N","N4",0,0,0,0,109.87328125197675,88.16570337005858,66.469458052467189,43.959885740810115,21.52461750998496,-0.73980920835300856,-22.966104789066119,-45.189663564743896,-67.388420089975128,-89.596361859676975,-111.69442613266976,-133.81369884464465,-155.93291483605518,-177.84080320216088,-199.70080648525158,-221.7686698464351,-244.19838036955048,-266.80982301376588,-289.39199092724266,-312.02509326848957,-334.7508587088526,-357.88495241302883,-381.18048703073055,-404.77069152884428,-428.50027129161003]
[null,"Steady State Winter Peak","N","N5",0,0,0,0,51.284547844344793,41.095068960613915,30.909959932717275,20.346093522451902,9.8175286828480761,-0.63191192804560059,-11.063085343912126,-21.493373261435799,-31.911931930516424,-42.33488662232805,-52.706003698413575,-63.087217704332076,-73.468448453365028,-83.750186399136638,-94.009475061567571,-104.36666335178123,-114.89410803143325,-125.50697638790098,-136.10599830436269,-146.7289147330672,-157.39534809660614,-168.25369813835766,-179.18785822270806,-190.26044530020044,-201.39844954352333]
[null,"Steady State Winter Peak","N","N6",0,0,0,0,7.357009479161448,6.5608008209100879,5.7759143964438264,4.9265552446907765,4.075058253575909,3.2420973907731598,2.4063023645960882,1.5751920452608046,0.74399063999603032,-8.6577243638753326E-2,-0.91611733164786302,-1.7448073462705291,-2.5729971949998274,-3.3968375050445552,-4.2186016257675822,-5.0441920682257342,-5.8783881912591749,-6.7178820783910949,-7.5575076872546951,-8.3991619787858021,-9.2439724264483765,-10.100905974121403,-10.963415162029051,-11.835472100993828,-12.71270099881024]
[null,"Steady State Winter Peak","N","N7",0,0,0,0,63.832496241469123,59.141677573367296,54.584730810708564,49.434612566409697,44.241949405292402,39.234054176991414,34.183394320774724,29.188566500577046,24.187038650042343,19.19521947859646,14.190965470662192,9.2017454266138721,4.2185395181781393,-0.75999061563373471,-5.7243193979843978,-10.687802510756043,-15.673247380781406,-20.681479222722928,-25.697911018090235,-30.727282913612406,-35.77375497207418,-40.874073953079609,-46.005111762723523,-51.184637517117558,-56.395002077894489]
[null,"Steady State Winter Peak","P","P1",0,0,0,0,71.195703849583225,34.807061337379743,-1.9329766232177037,-38.859983504429522,-75.497276144689252,-112.26487575865632,-148.82480885716066,-185.53584008293629,-222.17130726020179,-258.85512788615171,-295.25279732527827,-331.7413054872228,-368.24663379080062,-404.28218756287799,-440.24833231517437,-476.691888329503,-513.90048752590667,-551.46018272622996,-588.92986554051026,-626.47948073069824,-664.19266749116946,-702.68725923050306,-741.46422044305496,-780.77794357768937,-820.32327086427631]
[null,"Steady State Winter Peak","P","P2",0,0,0,0,2.2305874668003103,1.775254793085,1.3199169562247099,0.84829037478506786,0.37833067340319787,-8.8318730070473625E-2,-0.55407404730740861,-1.0198740437095362,-1.4851315080436114,-1.9506032496031549,-2.4137033701773638,-2.8772846060428368,-3.3408757437328269,-3.799958375711272,-4.2580437041721231,-4.7205736229459898,-5.1907974709919449,-5.6648637484163018,-6.1382891222268956,-6.6127793103834041,-7.0892185790444904,-7.5742863902663382,-8.0627482463002735,-8.5574190904143599,-9.0550121024288543]
[null,"Steady State Winter Peak","P","P3",0,0,0,0,280.19423685148382,260.15954002339089,240.72140852364066,218.67107072169475,196.42796676156698,175.00190633114363,153.38357447960354,132.01412467708406,110.61378375401478,89.257114971298464,67.840511535865957,46.491819486491003,25.169946309832198,3.8603109263535647,-17.387942844424838,-38.623951828446415,-59.943152852635798,-81.356568461927552,-102.80774670437735,-124.31455746300733,-145.89385227288386,-167.69664230937647,-189.62984772476028,-211.76728223751221,-234.03656669322265]
[null,"Steady State Winter Peak","P","P4",0,0,0,0,9.6852924896003536,4.0429988029133623,-1.6582199134372833,-7.3743307797312641,-13.043540284516057,-18.737948475860552,-24.398433926520358,-30.084213904954069,-35.757869870110895,-41.439418305974272,-47.075375205531024,-52.726079809309937,-58.379595201913503,-63.958884550094268,-69.527541746831332,-75.17177029438065,-80.936522935069604,-86.756272025071979,-92.561573490043415,-98.379203676304783,-104.22229543340944,-110.18771059153261,-116.19704970559017,-122.29013019007837,-128.41909803882956]
[null,"Steady State Winter Peak","P","P5",0,0,0,0,27.244416478406123,17.993282997531185,8.6827905395798837,-0.77044580869816703,-10.16339431922863,-19.55574717118035,-28.906938473496549,-38.283943617487729,-47.644488725674258,-57.014659576064609,-66.320333890636363,-75.644627760241576,-84.971828846626082,-94.188948146531544,-103.38754247037463,-112.69707158272629,-122.18827288486035,-131.76497395535768,-141.32210433702974,-150.89999707900739,-160.51880800329229,-170.32843259314944,-180.20889385365109,-190.2223526118901,-200.29485686601933]
[null,"Steady State Winter Peak","P","P6",0,0,0,0,27.433590675012013,18.734377358874433,9.9852949502710668,1.0830912773520451,-7.7650737630887008,-16.605986585734225,-25.410502137431088,-34.236791150952897,-43.048147977597786,-51.868026998035639,-60.628894856370074,-69.406383519772305,-78.186334295741588,-86.864626060865049,-95.525323612120673,-104.28826628719443,-113.21949751142112,-122.23038151338228,-131.22351989118869,-140.23626947271407,-149.28736374236146,-158.51633123879498,-167.8117206931278,-177.23148561773678,-186.70680603506798]
[null,"Steady State Winter Peak","P","P7",0,0,0,0,-0.76373616403340006,-7.5645782654895779,-14.477218200377306,-21.278305409684332,-28.004679983022356,-34.807297506322406,-41.553202879517407,-48.346734801399613,-55.121911806818495,-61.910229745414711,-68.632370476352563,-75.378373184852151,-82.129625892365823,-88.778694408769169,-95.416143272551821,-102.15887840914807,-109.06433044989187,-116.04118555006627,-122.99611981976129,-129.96531440545502,-136.96610567395254,-144.12500651319479,-151.33814318443763,-158.65692800115792,-166.01874534253901]
[null,"Steady State Winter Peak","P","P8",0,0,0,0,48.192448645942527,33.211259492528626,18.147297601390495,2.8097680421736593,-12.43608591708707,-27.665953665814985,-42.834346876954882,-58.038930309593901,-73.21808378433056,-88.411637023819679,-103.50442096892087,-118.62536414943426,-133.75040545604685,-148.70134607493583,-163.62189599465455,-178.71744309587226,-194.1014752570712,-209.62229010354116,-225.11288821778251,-240.63730513694077,-256.22768750405072,-272.12357758618924,-288.13375645266325,-304.3577670166527,-320.6774684974269]
[null,"Steady State Winter Peak","Q","Q2",0,0,0,0,-44.903991918540775,-60.054858474878671,-75.596414594622487,-90.439625984144612,-105.05324171639366,-119.99604112195097,-134.75753302133913,-149.68465670442643,-164.5578935109302,-179.47300704827575,-194.20170406334213,-209.00470066526807,-223.82586106164715,-238.37520335072057,-252.90281248609341,-267.71429318604606,-282.94886959359013,-298.36028082977145,-313.70720318631663,-329.08381082526205,-344.53395984307502,-360.37340357199434,-376.3381641920592,-392.55465385439948,-408.86623405471681]
[null,"Steady State Winter Peak","Q","Q4",0,0,0,0,39.575694394399434,17.128247682414639,-5.5502071470267778,-28.298774055991586,-50.862272682926672,-73.522174090677524,-96.048443959304691,-118.67390840047186,-141.25145224695316,-163.86009133776034,-186.28828955324593,-208.7746498171054,-231.2720363760084,-253.4751870398745,-275.63593816969353,-298.0961531847621,-321.03440077256295,-344.19101860566525,-367.29053572343253,-390.43915207292162,-413.68898929757142,-437.42458599566334,-461.33482242832878,-485.57782237741912,-509.96361630915652]
[null,"Steady State Winter Peak","Q","Q5",0,0,0,0,21.598404753544553,9.5769111729375087,-2.5669717808102654,-14.75260961053819,-26.839726704988117,-38.976981132463095,-51.04318466205843,-63.161954038959571,-75.255181592715573,-87.364944019861625,-99.378437873318518,-111.42288208338289,-123.47317081767719,-135.36629775251836,-147.23667922181428,-159.26697418808442,-171.55270772692842,-183.95522101292684,-196.32730101718158,-208.7256950862359,-221.17826746279957,-233.89063660393461,-246.69649021494976,-259.68039874745278,-272.74078635997051]
[null,"Steady State Winter Peak","Q","Q6",0,0,0,0,-5.9382634095398696,-9.9291830948927906,-14.003706459729885,-17.955604465039279,-21.855633920878251,-25.820652140541551,-29.745405346978139,-33.70567201229013,-37.653516018719351,-41.610672847815593,-45.524040652477119,-49.454097746086084,-53.388057606576936,-57.256439602114881,-61.118530625402911,-65.048673417744268,-69.082003353695285,-73.159491912755342,-77.222127479171505,-81.292866590339983,-85.38254785782452,-89.569721554871123,-93.789292985727769,-98.072941495897183,-102.38174392520011]
[null,"Steady State Winter Peak","Q","Q7",0,0,0,0,10.437354945665875,6.7282998940537002,2.9938536895091628,-0.79276519473262874,-4.5545028523871727,-8.3177931052685512,-12.063962477775791,-15.821150704639823,-19.571593494352211,-23.326037214080692,-27.05418399987084,-30.790033605984135,-34.527121522921718,-38.219577718196938,-41.904653392709641,-45.634760603806249,-49.438386915557608,-53.276492355269937,-57.106575320687796,-60.94495910658879,-64.799783633474334,-68.731527717304118,-72.691722823699521,-76.705424608863808,-80.74279075639879]
[null,"Steady State Winter Peak","Q","Q8",0,0,0,0,3.0232436396166991,-10.058256961222027,-23.34007530790856,-36.454094841689447,-49.430970357867722,-62.537932578576594,-75.54152364806194,-88.630534915484802,-101.68559162910682,-114.76461475578576,-127.72039923797259,-140.71988432730205,-153.72879530671321,-166.54574698006232,-179.33991627262193,-192.331477016522,-205.62972473107774,-219.06346997807233,-232.45667796629968,-245.87753251445719,-259.35883605934492,-273.14041172577259,-287.02584370643285,-301.11278928569959,-315.28258923253412]
[null,"Steady State Winter Peak","R","R4",0,0,0,0,90.435182729638072,87.566006380527966,84.9471862460762,81.430455329065097,77.812579824319457,74.497250096760339,71.090379990113988,67.788473471731848,64.467009538782889,61.166474040912632,57.811955242526949,54.491779201804526,51.182975618554856,47.824486183580213,44.479623341623146,41.193941033453569,37.966907739201147,34.747067294780571,31.503590311497362,28.249719696483307,24.989137326971854,21.739702973475666,18.476821110685105,15.203750404244095,11.910892609786773]
[null,"Steady State Winter Peak","R","R5",0,0,0,0,-5.9069642000415286,-5.295028826949812,-4.6926235264678491,-4.0380363591216453,-3.3814368198359595,-2.7400152029018376,-2.0960939227460584,-1.4561212592892951,-0.8160025902089999,-0.17644451510400216,0.46255163511037101,1.1007708241154623,1.7385677805002298,2.3732801728072817,3.0063725988199721,3.6421173900664212,4.2841218088521531,4.9300940034985512,5.5762589782607606,6.2239953063436202,6.8741389104190276,7.5333831392398478,8.1968863291384046,8.8676318396961289,9.5423568630041071]
[null,"Steady State Winter Peak","R","R6",0,0,0,0,64.710931361913396,60.212948429647867,55.854816101580731,50.891428391227187,45.882124911817954,41.062910997324664,36.198234358881578,31.391920767068783,26.5781289658071,21.77466835885042,16.956123294977807,12.153708036764643,7.3575840453379948,2.5623624044025322,-2.2189049951684452,-6.9953633547805412,-11.787967960402261,-16.600982644176085,-21.423129281230118,-26.257852995877563,-31.108718479354337,-36.008212788456511,-40.93679902809572,-45.910553009808766,-50.913941033593133]
[null,"Steady State Winter Peak","S","S1",0,0,0,0,241.82289358373703,204.33189765007918,166.33787898705356,127.37154330829135,96.057426530649366,71.579849262573688,49.028474421378142,28.951101989321089,13.214529914108113,1.0454033482551455,-8.5560426124624165,-15.952771224850828,-21.614255343841066,-26.652073263074993,-30.858497331586364,-33.728684696098092,-36.095763571445147,-38.446974132426895,-40.823588490384118,-43.208181845225738,-45.595663557978675,-47.953258940986807,-50.317195162483209,-51.466621955435244,-52.106084227999638]
[null,"Steady State Winter Peak","S","S2",0,0,0,0,72.298536641626782,60.723526857339699,49.150621669386979,39.609767966787636,31.376430163465017,23.385361507651773,16.5581858285226,10.386727076733816,5.1670742245006984,0.48283149304085382,-2.5753987686403885,-4.4269705593082893,-6.2742657530475956,-8.1256608029753679,-9.8164161949872373,-10.829134851602994,-11.503414367965149,-12.036010578251449,-12.314890353184872,-12.594889381836737,-12.875048965433887,-13.148102512991276,-13.421484049499419,-13.692834549272465,-13.965777016843759]
[null,"Steady State Winter Peak","S","S3",0,0,0,0,50.274049029454545,50.311163473125021,50.377507900705005,50.350404179351791,50.30986935752086,50.30228656430107,50.2829523459962,50.275080911096715,50.265149176921796,50.257862868975664,50.242209296530035,50.231042093769922,50.221249991732122,50.201827944916332,50.183194595648551,50.175096505218789,50.180168702806007,50.18910846266435,50.194538920566721,50.199458176819192,50.204792333103939,50.218232139725309,50.232538550312526,50.250473665883597,50.268205559740963]
[null,"Steady State Winter Peak","S","S4",0,0,0,0,22.197657585988374,19.381456998398232,16.59090233630987,13.603903434729251,10.597331572476101,7.6235895895020338,4.623805447513786,1.6039688705667254,-0.75142408911018188,-2.8111767187505898,-4.2001100613116025,-5.1646600883734557,-5.7611362569587001,-5.7663343406396166,-5.7712549394820734,-5.772382665453252,-5.7687687343309353,-5.7637396556454723,-5.7599381597730197,-5.7562923767802321,-5.7524338099839563,-5.7456055792190401,-5.7384068746192494,-5.7298505834367557,-5.7213174678410192]
[null,"Steady State Winter Peak","S","S5",0,0,0,0,95.891915116780126,83.432921832614284,71.021692476896774,58.554730044679054,49.10071089315602,40.501506496761905,33.881271236551719,29.111786131126696,25.443377018537927,22.285076024225805,19.697252828162696,18.286484510674462,17.647736274290629,16.983829751011836,16.324027768181359,15.768264616421423,15.803548839236214,15.85194744987535,15.888919023004076,15.924418892634645,15.96182433243534,16.026751335853973,16.095062881184983,15.18981653758474,14.144842375446949]
[null,"Steady State Winter Peak","S","S6",0,0,0,0,17.229661703787468,15.688608509060636,14.168369857489576,12.524418165514492,10.878385872716152,9.2695934841494854,7.6575209432427815,6.0558337257335673,4.4579984410721272,2.8642370442174574,1.2754128451519959,-0.30893389418624784,-1.8894807298327945,-3.4587197381579666,-4.7146501106223404,-5.321864738229614,-5.8465856582555666,-6.3735874281219047,-6.8989558628931871,-7.4240352127871283,-7.9489706496903025,-8.3806996157000011,-8.3806996157000011,-8.3806996157000011,-8.3806996157000011]
[null,"Steady State Winter Peak","S","S7",0,0,0,0,13.240063337156814,9.9182790587816889,6.5876976894678005,3.1726340792074406,-0.22146606898347421,-3.5977930244473613,-6.8503443087001878,-8.7516640868624052,-10.647961969909819,-12.541763458953643,-14.194737463702722,-15.185346961780091,-15.167794002283042,-15.151167928817898,-15.134531570973191,-15.116926354825647,-15.098022732601461,-15.078687140343529,-15.059663444523842,-15.04065515791914,-15.021565145234494,-15.001541224253458,-14.981346969724292,-14.960660053059492,-14.939904907715107]
[null,"Steady State Winter Peak","S","S8",0,0,0,0,0,0,0,0,0,0,0,0,0,0,0,0,0,0,0,0,0,0,0,0,0,0,0,0,0]
[null,"Steady State Winter Peak","S","S9",0,0,0,0,0,0,0,0,0,0,0,0,0,0,0,0,0,0,0,0,0,0,0,0,0,0,0,0,0]
[null,"Steady State Winter Peak","T","T1",0,0,0,0,66.254728515641389,66.590747751572493,67.282397047102947,67.759887547780082,68.130765732748756,68.749776496029313,69.275813790764531,69.885812487010853,70.481231915395284,71.096723506505114,71.643651297565995,72.22535460932491,72.817174725838314,73.327576989809117,73.842023806401983,74.442811804297861,75.154964478707186,75.90102907545284,75.667205114523554,75.217035513183959,74.767973885130687,74.38513460073051,74.006481505283347,73.655107155932171,73.298797091046112]
[null,"Steady State Winter Peak","T","T2",0,0,0,0,100.06080453380947,94.423540522052136,88.892528968154878,82.822016681791126,76.724791733157446,70.788274205613476,64.821628562543538,58.899165378480518,52.973847090874607,47.055458640416688,41.137270904598061,35.229123027125311,29.325828676193751,23.445293519310674,17.580342361889546,11.697542066176641,5.7651503521591607,-0.20130616246429156,-6.1714086373755208,-12.156072320401549,-18.162245265485538,-24.247130251640215,-30.370363437509113,-36.557860220291488,-42.781793907443358]
[null,"Steady State Winter Peak","T","T3",0,0,0,0,19.192228613050688,19.044618914309474,19.018508432999511,18.855832919080498,18.664349659392403,18.555107902750002,18.431864429736567,18.45402588131903,18.362055976509644,18.262531193452045,18.132860019460594,17.99549936811071,17.844156001961125,17.661749747442357,17.46708731388059,17.294730605367633,17.145970123143446,17.003804169889158,16.855072904598568,16.701861821905538,16.567237274082384,16.455526931220263,16.350685907977539,16.249696609666149,16.141574227251716]
[null,"Steady State Winter Peak","T","T4",0,0,0,0,80.309650203251323,67.864203094225616,58.299593640132926,48.293556247127448,38.334120873772193,28.510783806574182,18.724361273298058,8.9953201710699489,-0.68895179768120585,-10.335910849314473,-19.904195244607315,-29.439349283134717,-38.935546852745041,-48.310193465981712,-57.624823409785236,-66.970119390778606,-76.407349241509863,-85.571211466210144,-93.622728978602836,-101.63491564113754,-109.96308404332601,-118.8343675711223,-127.66919177251015,-136.51863336155043,-145.31779451037698]
[null,"Steady State Winter Peak","T","T5",0,0,0,0,9.0030501402952297,12.284024844042317,15.639588564251607,18.840867128911022,21.985718608362092,25.189243767919152,28.343874008275179,31.505688124007008,34.658161548928419,37.598522781325983,39.356215575442832,39.318137236764905,38.323482389247701,37.291101298683493,36.267494474080635,35.289176637820589,34.363567843223571,33.45072573085838,32.521909132347631,31.79155942446355,32.214425424643402,32.661144606793698,33.105299002468833,33.558192611174427,34.005630142680566]
[]
[]
[null,"Steady State Summer Minimum AM","A","A1",0,0,0,0,-241.45189263517227,-266.11612957852486,-292.41655664843273,-317.233137631445,-341.11098060806967,-366.41332972774035,-391.52417978246024,-416.36853396195841,-441.22980796140274,-466.15499917213282,-490.46532997568482,-515.00113577220588,-539.50527639574318,-563.20125427903395,-586.88652303198444,-611.31558208815159,-636.58675557616448,-662.23295371952202,-687.60764725479032,-712.98589528152536,-738.26288400399005,-764.44085463635213,-790.72233659164726,-817.42084454897588,-844.13949039644808]
[null,"Steady State Summer Minimum AM","A","A3",0,0,0,0,-52.7271500006539,-55.910121731883891,-59.445206014223707,-62.683172050057173,-65.751510241382292,-69.105252815168939,-72.426728745695073,-75.703539285967452,-78.988001294390259,-82.287524585110148,-85.482788292785699,-88.721846264561663,-91.958935833018103,-95.062687515119848,-98.16977653581975,-101.40476926968482,-104.78045086902934,-108.21726263740412,-111.60904512184882,-115.00109670686571,-118.37663210967347,-121.89576344369125,-125.42975232927962,-129.02798969525679,-132.62734456542651]
[null,"Steady State Summer Minimum AM","A","A4",0,0,0,0,-299.93117966058264,-322.96769384489335,-348.01877001517937,-371.31948775956829,-393.57614235427712,-417.51373737255733,-441.24641011547845,-464.69472747557558,-488.17771412709862,-511.74390550582137,-534.64986500980024,-557.81712593965528,-580.96211940873218,-603.25207819797799,-625.5483179538528,-648.64938177123065,-672.64743682942424,-697.0396976919219,-721.14389968513512,-745.25076736138692,-769.25116009695296,-794.18734490606153,-819.22538248958062,-844.68891252531466,-870.16614037532167]
[null,"Steady State Summer Minimum AM","A","A6",0,0,0,0,-127.49215509103124,-122.18829237073994,-117.7051917989855,-112.66250622300259,-107.41837783840447,-102.71285455132424,-97.98567719005861,-93.23034394947625,-88.51685903376034,-83.846302352573574,-79.100740093684905,-74.428946709030782,-69.781582429167059,-65.06640547464346,-60.392791138994859,-55.824734186349033,-51.341891144538863,-46.884320942944264,-42.402021973044633,-37.917381267917968,-33.425828495877624,-28.967816057774325,-24.500015846781867,-20.029306012745856,-15.541942708551916]
[null,"Steady State Summer Minimum AM","A","A7",0,0,0,0,-137.50043268641235,-177.50001911065218,-218.49252709558556,-258.3229204330259,-297.20205062816825,-337.1948416390087,-376.96604927359067,-416.42609283012285,-455.84916028451158,-495.29562880727877,-534.03840235420466,-572.97371118024739,-611.83271438082761,-649.72321230733223,-687.54074498749162,-726.18853738110943,-765.82491458254037,-805.91949628981911,-845.6914629566644,-885.47142795900447,-925.12779944521219,-965.92347533405757,-1006.8693606212255,-1048.3686864941349,-1089.9181224309136]
[null,"Steady State Summer Minimum AM","A","A8",0,0,0,0,-354.76659766915986,-373.23615630368033,-394.06790763524941,-412.93654524251434,-430.71117351597934,-450.37176507871749,-469.8280310746236,-489.00186985473749,-508.23248222710481,-527.56590783026786,-546.23797744322678,-565.19742897071706,-584.15025221193662,-602.26363716973867,-620.40706835062861,-639.36490811258261,-659.21156152654407,-679.4417459549818,-699.38803097558787,-719.33544834684312,-739.1792240983591,-759.91806784381151,-780.74651723434727,-801.97138197530376,-823.19937859575077]
[null,"Steady State Summer Minimum AM","A","A9",0,0,0,0,-11.491982587896596,-13.492902980874105,-15.573647068934715,-17.573662562535716,-19.515721184798256,-21.535216917435282,-23.542012450098927,-25.531044717227356,-27.519397022679836,-29.510377307490003,-31.460827359251951,-33.424052561888161,-35.383913787468281,-37.289114057776921,-39.191673929633296,-41.142593873872109,-43.14981445298752,-45.182679794937584,-47.197269485625512,-49.212218718550233,-51.220247665509177,-53.291113496443948,-55.369814043358801,-57.478430937170195,-59.589237622622896]
[null,"Steady State Summer Minimum AM","B","B1",0,0,0,0,-199.41398368758382,-199.09511792257891,-200.07882495701466,-200.089806617797,-199.65763878595345,-200.16087486717109,-200.5956547534403,-200.93740249488781,-201.33028012632028,-201.78630797687495,-202.01635307143709,-202.38149370166599,-202.76693408333102,-202.89008552494226,-203.05769446295574,-203.51540665980002,-204.26285451119247,-205.12502274051076,-205.8968764431072,-206.66690355093871,-207.40585575624746,-208.38974024718837,-209.38636528794649,-210.4755494344179,-211.55056222331152]
[null,"Steady State Summer Minimum AM","B","B2",0,0,0,0,-259.96839656554494,-263.38420673786555,-268.50715942811729,-272.31519413549779,-275.48399905210943,-279.91690298401352,-284.2439507668737,-288.42618410195269,-292.6681924113181,-296.99060838296646,-300.96622601102297,-305.12743032782078,-309.3064959691261,-313.06859000177332,-316.87877025222451,-321.12718557493037,-325.82846371442434,-330.71541357756513,-335.45982245969356,-340.20273202495912,-344.89539752538707,-349.99981870612436,-355.13432205072064,-360.43613468764289,-365.72517727701637]
[null,"Steady State Summer Minimum AM","B","B3",0,0,0,0,186.51835179059654,241.0698164628115,296.9688608876271,351.28793366732356,404.31193189423561,458.85000936429185,513.08624318054058,566.89858985629417,620.66025374208289,674.4535146156378,727.28823637914684,780.38485318457629,833.37730564136848,885.05026303731677,936.62349049841407,989.32753975964556,1043.378330215518,1098.0534270901624,1152.2890068319753,1206.535503543749,1260.6136039958963,1316.2442156408501,1372.079613122208,1428.6693073108829,1485.3274106571407]
[null,"Steady State Summer Minimum AM","B","B4",0,0,0,0,-119.29915543510481,-117.43772735647075,-116.35162519578152,-114.70400344946256,-112.81808975544641,-111.47231188664594,-110.09282377498148,-108.66794006127294,-107.27664513829727,-105.92396644349262,-104.45885191108324,-103.07042982179182,-101.69790309905862,-100.20118042984731,-98.735358635648467,-97.416911875766033,-96.239033070861566,-95.114038137561451,-93.945826910550622,-92.776138367295303,-91.592103183297439,-90.514288434058855,-89.438221100473768,-88.397188953990238,-87.345191405314011]
[null,"Steady State Summer Minimum AM","C","C1",0,0,0,0,-35.702276153180193,-42.608080943519077,-49.763499644068688,-56.65969334459259,-63.364761852731135,-70.318440160042783,-77.229673016139316,-84.081485681619682,-90.929947568933073,-97.786228508595542,-104.50720093843219,-111.2695659148246,-118.01993183437443,-124.58697843980943,-131.14404563308702,-137.86215823511728,-144.76870395411996,-151.76141988332958,-158.69289534654018,-165.6256465197232,-172.53514681493652,-179.65650003268652,-186.80461803486918,-194.05407152634032,-201.311354677765]
[null,"Steady State Summer Minimum AM","C","C2",0,0,0,0,-126.31169174095889,-115.44823122304,-105.38471764759159,-94.835327133256655,-84.17640375146226,-73.98573999821636,-63.797940591022311,-53.616693069078771,-43.48697923782472,-33.402605078120786,-23.320322383704294,-13.297266192019725,-3.3110058677059624,6.6325992519595651,16.520576550752583,26.391860620749437,36.28872076401219,46.213408858936511,56.126291508700028,66.042785237448925,75.951879626321144,85.963071552083832,96.003682638325927,106.11545504613119,116.25207736307463]
[null,"Steady State Summer Minimum AM","C","C3",0,0,0,0,2.7861073001487693,-7.7146264308246995,-18.221893469062223,-28.614508076394117,-38.844802045863666,-49.184340566568771,-59.479326332732278,-69.711146766162571,-79.923402259633704,-90.129518777140888,-100.19581088715768,-110.2861522356597,-120.35264318712078,-130.21724130095848,-140.0541761101895,-150.05153135118269,-160.25069723004978,-170.54719656760378,-180.77701515563285,-191.00927532350815,-201.21530668796981,-211.67117102170036,-222.16376563645909,-232.78284547136894,-243.41775089531203]
[null,"Steady State Summer Minimum AM","C","C4",0,0,0,0,-91.348466308408192,-95.883599630479353,-101.02645165472303,-105.66651860595954,-110.02843146598609,-114.87338861838495,-119.66669055183155,-124.38862530571797,-129.12557476442686,-133.88910795638276,-138.48535399102497,-143.15505263765016,-147.82353981642351,-152.28020061355619,-156.74516625575518,-161.41637676121775,-166.31212092736212,-171.30454098915507,-176.22528787482966,-181.14627555613384,-186.04113697618936,-191.16114647321061,-196.30345282406472,-201.54514654326914,-206.78731828177371]
[null,"Steady State Summer Minimum AM","C","C5",0,0,0,0,-58.576571808627655,-66.94435188264427,-75.714691848422817,-84.095918635462638,-92.211129186668771,-100.69971013412061,-109.13149584813384,-117.48398620573874,-125.83629947763862,-134.202925116416,-142.38790683869044,-150.63348057023092,-158.86601915591572,-166.8558045088424,-174.83684925659821,-183.03569831925697,-191.48560577619764,-200.04896785199136,-208.53102955288725,-217.01450237983656,-225.46735313567439,-234.19630957442754,-242.95876162374449,-251.85140929101482,-260.75249220459222]
[null,"Steady State Summer Minimum AM","C","C6",0,0,0,0,-23.369018553354501,-27.262825694730466,-31.318542289487549,-35.212235861183153,-38.99088453895213,-42.924961886746487,-46.8339723876365,-50.707936449520119,-54.580832231097553,-58.459159706020827,-62.257453620776836,-66.081293262581724,-69.898685327792606,-73.608352677576264,-77.313101821558703,-81.113448070315457,-85.024848308064904,-88.986747083300969,-92.91261548346813,-96.839174715362802,-100.75210623833755,-104.7885926866159,-108.8403954519416,-112.95090196339874,-117.06560076297023]
[null,"Steady State Summer Minimum AM","C","C7",0,0,0,0,2.7491481381784704,3.4860329198712545,4.2426218110222429,4.9767436600579318,5.6928553285967496,6.4305007733623567,7.1639884676048098,7.8916408749322198,8.6186668776993027,9.3461922348041533,10.060504337615193,10.77851061986518,11.495132396028758,12.1936211015888,12.890812899987569,13.60361975192871,14.334959335331595,15.074867664687398,15.808732584124229,16.542742951721898,17.274441892768102,18.02740318237765,18.783146695854402,19.549190360690524,20.316142327869262]
[null,"Steady State Summer Minimum AM","D","D4",0,0,0,0,-33.794843082386514,-25.713993145760924,-17.834977821961271,-9.8891850232153917,-1.9971574613714058,5.829883201432513,13.633722980598046,21.404030619074625,29.151257645063048,36.883762621557885,44.545222766152911,52.203622735696314,59.840560284508172,67.364752384090338,74.860730299980915,82.433321967533132,90.114238059227119,97.851371861379874,105.5518536599924,113.25449264454461,120.94200796691284,128.78168596056543,136.6474296492265,144.59520316175252,152.557329183978]
[null,"Steady State Summer Minimum AM","D","D5",0,0,0,0,-78.627677203377246,-90.850799729896067,-103.61661584730639,-115.84801505636915,-127.7064291025839,-140.07756861350754,-152.36817481589136,-164.54625594446739,-176.72231959968289,-188.91709852236144,-200.854556183092,-212.87579566012724,-224.87731293581504,-236.53357349600032,-248.17554831465341,-260.12541185861198,-272.43170862969595,-284.89963723318272,-297.25202109287136,-309.60652722669852,-321.91741180066799,-334.62282563385651,-347.37668550369705,-360.31737186662173,-373.27085638355732]
[null,"Steady State Summer Minimum AM","D","D6",0,0,0,0,-121.72115841696345,-137.13819292950049,-153.38709590902525,-168.85151053749522,-183.79479233344347,-199.49096269040402,-215.07765956248761,-230.51168776106363,-245.94888789200962,-261.41681602789424,-276.53414133300066,-291.77250523624053,-306.98820787899842,-321.73807449581864,-336.47485647384514,-351.63334608071358,-367.27487312821609,-383.13357796957428,-398.83610076488588,-414.54110214994944,-430.18747835813707,-446.36003939297228,-462.59527282412631,-479.07705536323158,-495.57343153085952]
[null,"Steady State Summer Minimum AM","E","E1",0,0,0,0,-98.576105980078921,-112.86519771145255,-127.83222939796943,-142.14190574462944,-156.00058623301248,-170.49001207715861,-184.88296076325281,-199.14119338449891,-213.39875570201951,-227.68029989592313,-241.65333915854518,-255.7288584667514,-269.78197602653114,-283.42251444599685,-297.0478095851995,-311.04288696285806,-325.46452584594846,-340.07904680819553,-354.55540886377884,-369.03419336189347,-383.46091864888427,-398.35729255859644,-413.31076378299406,-428.48585944988918,-443.67545908665636]
[null,"Steady State Summer Minimum AM","E","E7",0,0,0,0,-13.744112847301205,-17.517037902495947,-21.3886813992318,-25.146916356533147,-28.813683232484568,-32.589142630533502,-36.343430127660362,-40.067998417009939,-43.789275329002955,-47.513004175947174,-51.169463057088855,-54.844610416044389,-58.512636377419966,-62.088265985910958,-65.657182691783461,-69.305559043382019,-73.048332368250158,-76.834782659753017,-80.590443786449754,-84.346852539677045,-88.091479607129912,-91.944551717776477,-95.811846033044645,-99.731717703072491,-103.65626276332134]
[null,"Steady State Summer Minimum AM","E","E8",0,0,0,0,-6.2754663514465161,-7.9981576952572793,-9.7659231930015302,-11.481907140267051,-13.156127397644386,-14.879975904778913,-16.594157469178846,-18.294769449970865,-19.99387861074965,-21.694107307976754,-23.363621006604316,-25.041667734244626,-26.716462881271124,-28.349070496081801,-29.978613046237449,-31.644436318080395,-33.353360591494933,-35.082227464151394,-36.797036218260892,-38.512186333445364,-40.221957012833421,-41.981242944832111,-43.747022636561823,-45.536808782859239,-47.328728766633496]
[null,"Steady State Summer Minimum AM","F","F6",0,0,0,0,-139.78029097741955,-154.89507106061438,-170.95903777010489,-186.15376524208676,-200.79161674433664,-216.2638822549151,-231.62166011386452,-246.82002322077366,-262.02667960176018,-277.26991984666682,-292.14581602000078,-307.15430965317898,-322.14259419331103,-336.6466433376645,-351.14233827770283,-366.08172914487358,-381.5250345781439,-397.19333018456496,-412.69903434745885,-428.20698875508737,-443.65419825328883,-459.64317781760229,-475.69502229186867,-491.99847010705685,-508.31482115452053]
[null,"Steady State Summer Minimum AM","G","G1",0,0,0,0,-57.415477540520257,-66.299863162539467,-75.580437297256765,-84.471272809199988,-93.09040832089859,-102.08346619817992,-111.01789561021754,-119.87040990832334,-128.7215249623325,-137.58632689602314,-146.26378872570928,-155.00232793171827,-163.72655805537892,-172.19948137312682,-180.6620790531459,-189.34885787721663,-198.29510363402832,-207.3589879891704,-216.33876585065173,-225.3200839597886,-234.26965335154429,-243.50632220295415,-252.77822250518778,-262.18604588932533,-271.60315342719787]
[null,"Steady State Summer Minimum AM","G","G5",0,0,0,0,-54.446458865615199,-52.04369910261147,-49.991127353569908,-47.701263215672,-45.327582251365222,-43.182311842932869,-41.028390963021465,-38.863291661303812,-36.716311304217662,-34.5877327293286,-32.428998327131765,-30.301427185300287,-28.184597856911029,-26.0415054472025,-23.916517439139252,-21.83445066709336,-19.786074349220254,-17.747192984706714,-15.698642393760156,-13.64906005004193,-11.596875663309028,-9.5556923327698993,-7.5098448424466788,-5.4610783825702489,-3.4049949094335505]
[null,"Steady State Summer Minimum AM","G","G6",0,0,0,0,-47.931484788630982,-60.883458086059278,-74.179219065781183,-87.081991345121139,-99.669080052920023,-112.63282698600642,-125.52363091227603,-138.31205545397933,-151.08937118227209,-163.87534090247931,-176.42951545808776,-189.0483560362446,-201.64282338403061,-213.9190962282824,-226.17248857663836,-238.69976522787093,-251.55220747786899,-264.55502980156598,-277.45180953350331,-290.35114918144984,-303.20992392621008,-316.44192648919784,-329.72280419001095,-343.18453584803694,-356.66225917029317]
[null,"Steady State Summer Minimum AM","G","G7",0,0,0,0,-17.470922366359481,-22.266901667878621,-27.1883675866465,-31.965673470484848,-36.626709081660351,-41.425909930306418,-46.198197973341294,-50.932708243620993,-55.663034657225921,-60.396477864592377,-65.044410398175714,-69.716098917224159,-74.378735023385573,-78.923920878220073,-83.460573581311465,-88.098231952586858,-92.855883677375502,-97.669055674862093,-102.44308981645143,-107.21807430858138,-111.97808243084324,-116.87594120608672,-121.79187863330168,-126.77465012201189,-131.76336222243319]
[null,"Steady State Summer Minimum AM","H","H1",0,0,0,0,4.9244077360466498,1.4396415802546263,-2.0211508581962008,-5.463483725785431,-8.8609402782883677,-12.275813947002298,-15.677303182938013,-19.059735719701234,-22.434661380768478,-25.806286312177875,-29.136129061379869,-32.471227246375662,-35.798017646360968,-39.063194231217238,-42.3183152479195,-45.620754215027254,-48.984229013358444,-52.377643497835713,-55.750782268787447,-59.124766466059519,-62.490685932821627,-65.934447666278189,-69.390120647787683,-72.885834531153719,-76.387075007689745]
[null,"Steady State Summer Minimum AM","H","H2",0,0,0,0,1.981336041083229,3.9262330408446235,5.8886623207784661,7.8176254714336224,9.7109104454061601,11.636190274336643,13.552343622704473,15.455608166138923,17.355882137196986,19.255807939107971,21.12695161731628,23.00425132335674,24.877378828345389,26.709749695677317,28.537543370863631,30.398745060739905,32.301032007831587,34.222820948730025,36.131102686724795,38.039814686557506,39.943269398313561,41.896160775797945,43.856028763272164,45.840531533850665,47.827793916528861]
[null,"Steady State Summer Minimum AM","H","H6",0,0,0,0,-28.634862805221882,-40.562931248438694,-52.706256464815233,-64.56360734384937,-76.165090349895991,-88.040424521596691,-99.85401313502517,-111.58070280789595,-123.29323027519926,-135.00882913752164,-146.52886851646718,-158.09789482137504,-169.64295175891976,-180.91585126859991,-192.16428571973177,-203.64200436914982,-215.39616534076228,-227.27966327430497,-239.07268553050935,-250.86820166878184,-262.62883925232921,-274.71355403670867,-286.84220222242891,-299.12990740849534,-311.43340517237385]
[null,"Steady State Summer Minimum AM","J","J1",0,0,0,0,-40.547326278520671,-56.761271597152728,-73.278429547585702,-89.398907832483701,-105.16793241831442,-121.31685217383364,-137.38127192162742,-153.32679562154331,-169.2534801368115,-185.18485251095998,-200.84852352203123,-216.57988934984095,-232.27883282665073,-247.60564348209471,-262.8995538255283,-278.50753527837031,-294.49369760385065,-310.65662752927665,-326.69582077915896,-342.73838971356923,-358.73328825957111,-375.17076518189288,-391.66807409072948,-408.38237604446056,-425.11803349032874]
[null,"Steady State Summer Minimum AM","J","J2",0,0,0,0,0,-4.117537008552391E-2,-8.2447760863253949E-2,-0.12321707369567061,-0.16332533818482403,-0.20391342077964381,-0.24432297746723863,-0.28447964685871141,-0.32456236817480555,-0.36462446832444401,-0.40412567204697269,-0.4437286217470659,-0.48323912240893169,-0.52194325137598852,-0.56054129786369633,-0.59978455029703559,-0.63983535626858101,-0.68027427479951352,-0.72044666451446726,-0.76062853207885606,-0.80070580471896491,-0.84177655991198685,-0.88299210092373137,-0.92470889798598643,-0.96648699982072039]
[null,"Steady State Summer Minimum AM","J","J3",0,0,0,0,-15.135951497406738,-17.051255884712333,-19.069998378249231,-20.991212149819113,-22.847652181159685,-24.797692533587369,-26.734127705332579,-28.651589641794878,-30.569449228742155,-32.491130722948228,-34.36923941360169,-36.262394745736643,-38.152736192914787,-39.98518635704729,-41.816014077406187,-43.699252765220216,-45.642521669957439,-47.61277958650124,-49.563627976532594,-51.514784164639345,-53.458654906127371,-55.467913112825315,-57.484958283892361,-59.532639840921085,-61.582133435072556]
[null,"Steady State Summer Minimum AM","J","J4",0,0,0,0,-8.0313488549176224,-11.109227678180282,-14.24684990222827,-17.307533627220661,-20.300749757517877,-23.367655335477224,-26.418403278557445,-29.446422054011727,-32.470949354982899,-35.496472141679,-38.470791310937535,-41.458188714175542,-44.439464240520216,-47.349647970291855,-50.253659411903982,-53.217785381021955,-56.254197268320588,-59.324362140864913,-62.370883332303144,-65.418042387976016,-68.456098766226759,-71.578592891453482,-74.712468106566675,-77.887696586310341,-81.066955999944341]
[null,"Steady State Summer Minimum AM","J","J5",0,0,0,0,-73.216895974625245,-86.001891314626974,-99.295540547899876,-112.07440701216947,-124.4834308071994,-137.38624607327773,-150.20798685599576,-162.91632912031127,-175.62027303712327,-188.34094168036279,-200.80288469480251,-213.34631095393868,-225.86822209052457,-238.04115911741974,-250.19717882445048,-262.66188457519502,-275.4860121032379,-288.47387328185607,-301.34505925014503,-314.21854439608262,-327.04784584170068,-340.27837885573547,-353.55895751413476,-367.03058595935124,-380.51622074981134]
[null,"Steady State Summer Minimum AM","J","J6",0,0,0,0,-104.48765751509895,-125.58680199347718,-147.41856936385719,-168.48082505601329,-188.96946441355777,-210.19604676717771,-231.29455496812182,-252.21370575836269,-273.12145461780477,-294.05164211987943,-314.5737292985911,-335.21915264769393,-355.8274645258785,-375.88186973275401,-395.90478010005199,-416.41293235135731,-437.48998302454771,-458.82759620361549,-479.98023037094521,-501.13680256287114,-522.22307122552115,-543.95079099533291,-565.75996533865873,-587.87652652531858,-610.0173249342339]
[null,"Steady State Summer Minimum AM","J","J7",0,0,0,0,-10.786843658754867,-14.920719333548632,-19.134835916259014,-23.245616985141748,-27.265782839923379,-31.384920432278648,-35.48235682792528,-39.549265851133768,-43.61148550147751,-47.675042181138863,-51.669827671048765,-55.682178437703286,-59.686306957990567,-63.594952626155944,-67.495308340965281,-71.476403421171312,-75.554585169162522,-79.678100295324498,-83.769859772937806,-87.86247596116084,-91.942866412461925,-96.136664560524906,-100.34574856398892,-104.61037382315055,-108.88041299901032]
[null,"Steady State Summer Minimum AM","J","J8",0,0,0,0,-86.752118203900253,-99.144831257456076,-112.13373699071285,-124.54636467569254,-136.5650213374004,-149.13664092863525,-161.62414657034125,-173.99421549767911,-186.36402216043675,-198.75502549115899,-210.87701351373101,-223.08873852479107,-235.28115843691552,-247.11405991884888,-258.93401653238959,-271.07654213705359,-283.59088614665927,-296.27325686389941,-308.83522142701707,-321.39927587300775,-333.91797891910107,-346.84559549668774,-359.82281919666514,-372.9928630854925,-386.17539960511266]
[null,"Steady State Summer Minimum AM","K","K4",0,0,0,0,-18.868797418615532,-21.442933016299964,-24.14645613708846,-26.726119530336128,-29.222040826892158,-31.836819283257963,-34.433828718411831,-37.006040431144314,-39.578412964461464,-42.155456578298413,-44.675641203623123,-47.215044081757362,-49.750520424556136,-52.210176341368253,-54.667329254975961,-57.192740823466977,-59.796644610555383,-62.435951170135965,-65.049854337169819,-67.664184135451308,-70.268958048247896,-72.959744681281734,-75.66089442052872,-78.402506234719226,-81.146654612171886]
[null,"Steady State Summer Minimum AM","K","K5",0,0,0,0,-25.795439703829608,-27.411336786173422,-29.199634461520031,-30.841857176724602,-32.4001511892398,-34.098756282987978,-35.781321186495475,-37.441674098519023,-39.105664865007412,-40.776994585640665,-42.396518187365722,-44.037612106925401,-45.677611220744268,-47.25122838475928,-48.826327006066997,-50.464919254053775,-52.173491419640868,-53.912523361913493,-55.629145836771009,-57.345913475851603,-59.054451854556824,-60.83465745726248,-62.622338180866763,-64.442165556757857,-66.2626270518426]
[null,"Steady State Summer Minimum AM","K","K6",0,0,0,0,-22.784137416212744,-27.829696696921399,-33.036056632106664,-38.0691859426165,-42.970094372188903,-48.037098444306991,-53.074246802804261,-58.069553598655396,-63.06157536384265,-68.058267258577104,-72.959911817863414,-77.889549583402882,-82.810096360449393,-87.601150305877326,-92.384190735754459,-97.280010360293758,-102.3086046203414,-107.39820836212535,-112.44459736544,-117.49194745579103,-122.52283763988048,-127.70433136338015,-132.90515067755965,-138.17841194638353,-143.45762048465335]
[null,"Steady State Summer Minimum AM","L","L1",0,0,0,0,-26.391187212940249,-28.383603246527318,-30.553200726418719,-32.569205315209551,-34.493897193966447,-36.566093354861351,-38.620408192790713,-40.649914784629487,-42.682534068592133,-44.722491924701856,-46.704826572084592,-48.71006788125905,-50.713427511647026,-52.642229265225225,-54.571672790734993,-56.571391492223484,-58.64935886957926,-60.76168673726054,-62.848891944354492,-64.936323746081428,-67.014474586728824,-69.174132047757567,-71.342630003139462,-73.548146350781721,-75.754816486886668]
[null,"Steady State Summer Minimum AM","L","L2",0,0,0,0,-241.39227380709849,-267.96148302238669,-296.17098135687826,-322.87365075999196,-348.60713287401938,-375.78703907446555,-402.76720761554441,-429.46920888821063,-456.18469366919328,-482.96312279402599,-509.10081058399345,-535.46864000409983,-561.80052125546877,-587.28701338555823,-612.75787544958166,-639.00228994632312,-666.12609172526493,-693.64283893188826,-720.87577823347488,-748.11271104195316,-775.24355501043431,-803.3212686813207,-831.50918802489389,-860.13729507295227,-888.78838036206162]
[null,"Steady State Summer Minimum AM","L","L3",0,0,0,0,-473.41343274588269,-514.26605334581348,-558.30905594604928,-599.5344023727165,-639.03968168625045,-681.25051001490021,-723.11841306151439,-764.50990132801121,-805.94804519248942,-847.5152705029351,-887.97919572325543,-928.86665990046731,-969.70889213167834,-1009.1135684395522,-1048.5165866268962,-1089.2603271353848,-1131.5079770128307,-1174.4201814210116,-1216.8486373510445,-1259.2823347077367,-1301.5365615162439,-1345.376223320774,-1389.3924442511563,-1434.1349450662003,-1478.9057540561355]
[null,"Steady State Summer Minimum AM","L","L5",0,0,0,0,-121.24372938967946,-134.56113622433378,-148.70234384891802,-162.08705442214935,-174.98541377911644,-188.60994625540502,-202.13427590221255,-215.51905960816731,-228.91066498836219,-242.33389908521553,-255.43568320007907,-268.65299232276624,-281.85230748918315,-294.62754830611266,-307.39500940452268,-320.5505710670709,-334.14728249512098,-347.94109910211432,-361.59254575498062,-375.24599189749614,-388.84622273860936,-402.92137359849522,-417.05178070246126,-431.4029458101665,-445.76561126564701]
[null,"Steady State Summer Minimum AM","L","L7",0,0,0,0,-140.7686823147553,-160.30825674552929,-180.81390375553968,-200.39140908038539,-219.33877891572209,-239.17677977850562,-258.88076205528176,-278.39768294547798,-297.91520107546842,-317.46739928548033,-336.59083667238792,-355.85847886562681,-375.09607425896144,-393.76144882862036,-412.40728562210046,-431.56761622554956,-451.32010991088657,-471.33988469094191,-491.16796839190505,-510.99931215812001,-530.75851298123507,-551.16749779001555,-571.6549752117071,-592.44840004115815,-613.26124815940375]
[null,"Steady State Summer Minimum AM","L","L8",0,0,0,0,-43.759490201346573,-53.52183498335885,-63.59318458913306,-73.330948325363053,-82.813614606842847,-92.616122675063124,-102.3609782674321,-112.02503158024398,-121.68264670699264,-131.34919539146119,-140.83221718127001,-150.36918043945852,-159.8885222652689,-169.15775281335127,-178.41140756895649,-187.88279222261042,-197.61059328663143,-207.45624651087138,-217.21843633567897,-226.98248855896873,-236.71474534281901,-246.73798508262493,-256.79859419632396,-266.99921006333864,-277.21135520292279]
[null,"Steady State Summer Minimum AM","M","M4",0,0,0,0,-11.245305779672558,-14.789026980625412,-18.414594923883229,-21.941792523433204,-25.386818929603553,-28.926099061760187,-32.446076194060055,-35.938932125502468,-39.428274793550393,-42.919394866214127,-46.3492533815201,-49.795531280861717,-53.234957002838399,-56.589839989857161,-59.9380537936865,-63.358437864075519,-66.865014668399979,-70.411632805193932,-73.930102989971132,-77.449290011445257,-80.95767711942392,-84.565813429644479,-88.187192291586854,-91.857149775734911,-95.531611024155481]
[null,"Steady State Summer Minimum AM","M","M5",0,0,0,0,21.495900117371832,23.99312171752312,26.636719751576866,29.144531667770313,31.563930756571988,34.113662793775141,36.645039225999135,39.150838903385008,41.65760358023892,44.169907701582048,46.623366220964314,49.097643079974027,51.568424094335413,53.961353261963964,56.352552449814702,58.81469275132666,61.357716191283501,63.936968359750686,66.490097995569428,69.043613461555609,71.587348366062002,74.21856832649047,76.860063555562348,79.542355055863311,82.226888163800425]
[null,"Steady State Summer Minimum AM","M","M6",0,0,0,0,7.976829862537441,8.9035141011454417,9.884516600572919,10.815130758318874,11.71293614425629,12.659106276457168,13.598464898689013,14.528332342572178,15.45855788434991,16.39083903701075,17.301283404403833,18.219453168375882,19.136325672971335,20.024308438943084,20.911649233456185,21.825315289570089,22.768995954544287,23.726120597294955,24.673551531134741,25.621125641188808,26.565070320772026,27.541479489062137,28.521701666777904,29.517062773910133,30.513255710490515]
[null,"Steady State Summer Minimum AM","M","M7",0,0,0,0,-3.0410277974948072,-0.82149143950214965,1.3833993057822132,3.5760652033066274,5.7399336606830165,7.9153450491045003,10.082198121734507,12.236868028223572,14.386780814399087,16.534621433260874,18.655739665921619,20.780270262530355,22.899518793314346,24.979395377047116,27.052888200323753,29.15666028653477,31.299449329347599,33.461364072716272,35.610320478909664,37.759814519469913,39.904156665416913,42.098199458251742,44.299835463659036,46.527020702818994,48.757719413869786]
[null,"Steady State Summer Minimum AM","M","M8",0,0,0,0,1.4061726822191072,0.73054207748935418,6.2509920694405807E-2,-0.60415409525500186,-1.2631322044990834,-1.9233612363182941,-2.5811533755301421,-3.235465813701329,-3.8882083611506766,-4.5401683646414757,-5.1845489894746191,-5.8296409387617523,-6.4730778320214091,-7.1051768573879635,-7.7352275164522331,-8.3737842049444637,-9.0235045480077822,-9.6787631313195543,-10.330299756785825,-10.98200426330621,-11.632217349599861,-12.296950706152842,-12.96396205007566,-13.638518253973793,-14.314176965970073]
[null,"Steady State Summer Minimum AM","N","N1",0,0,0,0,-245.95980871125593,-251.70970214595997,-259.08068092921712,-265.17683050055138,-270.62776816139291,-277.30403199063625,-283.86922576501627,-290.28194279068236,-296.74669135749855,-303.28625363973936,-309.46340252876126,-315.82236007226578,-322.19256259846065,-328.11894736517229,-334.08433954205464,-340.50381079126004,-347.40112926154052,-354.49785005292767,-361.44341078561905,-368.38813262652849,-375.27892116826575,-382.62003567399779,-389.99846595624734,-397.56584507551997,-405.12489146365914]
[null,"Steady State Summer Minimum AM","N","N2",0,0,0,0,-159.6769742986784,-170.13478513874838,-181.6608496489512,-192.27713032804249,-202.36657381037404,-213.32986485258593,-224.19189146306616,-234.91362733622424,-245.65706445982147,-256.44570264692425,-266.9074536313629,-277.5038523964871,-288.09245212357155,-298.26122463516595,-308.43799477455946,-319.01493131024586,-330.03397999444223,-341.24586919017696,-352.31609443656129,-363.3873230482576,-374.4064551852033,-385.88019961328428,-397.40181662270993,-409.12796695165224,-420.85872030159146]
[null,"Steady State Summer Minimum AM","N","N3",0,0,0,0,134.84236890350999,151.25352159828935,168.58464240793367,185.05486824250644,200.95850564876565,217.68840910452636,234.29993352535476,250.74643341707207,267.19764648213891,283.6832343888297,299.78952224209695,316.02824617463551,332.24336539457028,347.95551074245031,363.65488144506861,379.81095454268126,396.48903802531692,413.40141593573196,430.14509845532677,446.89137303490446,463.57439915906593,480.82421876475291,498.14111849484243,515.72301511475098,533.32008425487345]
[null,"Steady State Summer Minimum AM","N","N4",0,0,0,0,-119.56096172118404,-132.15203168916133,-145.55419281002372,-158.21697249625882,-170.4088446568127,-183.3105010849616,-196.11569323358029,-208.78660197739478,-221.46521021507689,-234.17527937887118,-246.5757364430996,-259.08877704653344,-271.58528924292671,-283.67421758950246,-295.75686929604939,-308.21374986305722,-321.09503715999398,-334.16558986083879,-347.0992537397866,-360.03476471282016,-372.91917451012381,-386.25884741355537,-399.65110555393255,-413.25446567815771,-426.86836030870381]
[null,"Steady State Summer Minimum AM","N","N5",0,0,0,0,-45.970873379696769,-51.55187082854642,-57.44647377105975,-63.047748116582937,-68.456083247038237,-74.145949051474091,-79.795517166015586,-85.388910246517455,-90.983935197142713,-96.59068630688428,-102.06831521402869,-107.59106018124064,-113.10578906304877,-118.44931560918465,-123.78852290626075,-129.2832121000086,-134.95559321553068,-140.70771928050718,-146.40242344938062,-152.09800810184987,-157.77206531559588,-163.63901908140983,-169.52879298065108,-175.50874069357741,-181.49384030926475]
[null,"Steady State Summer Minimum AM","N","N6",0,0,0,0,-2.4077847163485191,-3.2299545282738644,-4.0697983318890829,-4.8878048989496881,-5.6871994415187652,-6.5075139739541834,-7.3234205339307943,-8.1331306187441115,-8.941974587537624,-9.7511673695473249,-10.546379413408962,-11.345263769622456,-12.142538609231622,-12.920469854771504,-13.696809770896659,-14.489595970380387,-15.302080872843783,-16.123736877367566,-16.938955557277474,-17.754342317650394,-18.567255589463574,-19.403056520387906,-20.241915835664148,-21.091948444859309,-21.94303978102274]
[null,"Steady State Summer Minimum AM","N","N7",0,0,0,0,-9.121793832741389,-10.979677630629176,-12.901557078374699,-14.756063438966212,-16.56023732236558,-18.429019345003738,-20.28655142479279,-22.128327764286912,-23.969080114189293,-25.811783387137119,-27.618642497253781,-29.436308229501222,-31.250698368986736,-33.016420486505005,-34.779352071722123,-36.584894899657009,-38.440414989511581,-40.318832338115143,-42.18099790377947,-44.043510925261906,-45.899845983207136,-47.812564073562683,-49.732449159334969,-51.679363035230047,-53.628416534605918]
[null,"Steady State Summer Minimum AM","P","P1",0,0,0,0,-289.68779336855704,-312.73377165673622,-337.7273858036508,-361.02069242876763,-383.29281038022032,-407.1977388655003,-430.90129147767124,-454.32531000160884,-477.78138382454182,-501.31742197267079,-524.2049306022119,-547.34678405773116,-570.46534283255494,-592.74247546596484,-615.02362321419105,-638.09458480213959,-662.04751902647956,-686.38870098100767,-710.44650805478182,-734.50707304733419,-758.46277690370061,-783.34152443772427,-808.32144598058619,-833.72202126748573,-859.1370120191948]
[null,"Steady State Summer Minimum AM","P","P2",0,0,0,0,-2.4771877694447779,-2.6050222775603666,-2.7493483315882932,-2.8799805934147766,-3.0029919960838813,-3.1391591202729789,-3.2739044265431496,-3.4066846056182554,-3.539863241844563,-3.6737603464423487,-3.8030548800971991,-3.9343532881523324,-4.0656079524486968,-4.1910233123058784,-4.3166513856652013,-4.4479484173408554,-4.5854294886868852,-4.7255779395324033,-4.8637513580971952,-5.0019324231180002,-5.1393926741221128,-5.2830755303353909,-5.4273800894738153,-5.5744388869608921,-5.7215178695261724]
[null,"Steady State Summer Minimum AM","P","P3",0,0,0,0,-138.65070014769026,-178.18385409802966,-218.71634844839642,-258.08679360782065,-296.51087822563863,-336.04860537076559,-375.36636862554286,-414.37528456851595,-453.34835371550724,-492.34542087078592,-530.64381827850173,-569.13438220040257,-607.54980071892544,-645.00429953479681,-682.38728650396433,-720.59492653287646,-759.78371078231078,-799.42698208990771,-838.75012472025878,-878.08114820865205,-917.28957910714814,-957.62751749555537,-998.11410511405961,-1039.1490114095582,-1080.2332543063135]
[null,"Steady State Summer Minimum AM","P","P4",0,0,0,0,-12.282615523359926,-20.062297205693095,-27.94058635735292,-35.663670301569177,-43.234245193270418,-50.953320718280004,-58.634363912364023,-66.261775732214346,-73.87832978899516,-81.494867489232405,-88.991242699339722,-96.515211357657378,-104.02291891528917,-111.36173052734743,-118.68318659230523,-126.14472422665392,-133.77707220862823,-141.49000140578025,-149.14688267846915,-156.80544671204339,-164.44228465825537,-172.28239149982201,-180.15070799602356,-188.11967203495476,-196.09937538567669]
[null,"Steady State Summer Minimum AM","P","P5",0,0,0,0,-52.259884031542256,-51.970902085947792,-52.022797853815668,-51.822283889934297,-51.508932805188458,-51.438326757630882,-51.350671218568465,-51.239896612858445,-51.142890394996279,-51.062536660334558,-50.92575846217904,-50.823876790924736,-50.727776234878128,-50.566961190511883,-50.418326231482972,-50.342499015560094,-50.338573278246116,-50.362775765981432,-50.364639441370336,-50.365977142454739,-50.359692935938561,-50.412641138603519,-50.468205908325189,-50.54552670269036,-50.618827807474467]
[null,"Steady State Summer Minimum AM","P","P6",0,0,0,0,-48.820950419177869,-57.596515119965481,-66.711840059588198,-75.48084726354206,-83.999221425226679,-92.849774815845436,-101.64518153413562,-110.3634354743495,-119.07830664327082,-127.80420436720483,-136.35417117869679,-144.95909003521234,-153.5491000982795,-161.90150799242747,-170.24198994671406,-178.79222937120156,-187.58704464980678,-196.49339893640604,-205.32033254450519,-214.14885691250342,-222.94728319783201,-232.01929539975549,-241.12555897529765,-250.3622643833869,-259.6086822340028]
[null,"Steady State Summer Minimum AM","P","P7",0,0,0,0,11.481221865405317,12.914009881897481,14.425212585020118,15.862680797607927,17.251337386878095,18.710759942476603,20.159949343861051,21.594869911432696,23.030128115055145,24.468295427118225,25.873684110557019,27.290436734659572,28.705099924679555,30.076242861246648,31.446206756877874,32.855612333462325,34.310160054618073,35.784991059528998,37.245228927862016,38.705695658909242,40.160687011653508,41.664793673787003,43.174736568085713,44.707674339673822,46.241956766755202]
[null,"Steady State Summer Minimum AM","P","P8",0,0,0,0,-90.848035482762555,-108.97007813387199,-127.7285833456679,-145.82075036397882,-163.41775772857548,-181.65378141332292,-199.77941576494453,-217.75047442193153,-235.712019774255,-253.69318628189745,-271.32256093238726,-289.05862098780716,-306.76291440875451,-323.98997153096212,-341.19021925574992,-358.80887416403084,-376.91779373008387,-395.2511618270554,-413.42514029548488,-431.60249142789939,-449.71928243515788,-468.38841356482772,-487.12758269675078,-506.13129995380132,-525.15575874332342]
[null,"Steady State Summer Minimum AM","Q","Q2",0,0,0,0,106.24245137753175,123.00927627306901,140.50998483442868,157.28551968525326,173.55304660003208,190.51629585246337,207.36964022195696,224.06939915003608,240.76598158043336,257.48772663714237,273.85835999490547,290.34281992999394,306.80006787152792,322.78588954890563,338.75176197726302,355.13758692062873,372.00994713440656,389.10307005074918,406.03844421947235,422.97674376095432,439.85546428358924,457.27332841295981,474.75753526977604,492.49723732506311,510.25460581525954]
[null,"Steady State Summer Minimum AM","Q","Q4",0,0,0,0,-192.49795605077995,-210.81370787087133,-230.43073929010475,-248.88123975446194,-266.60496874565712,-285.44868121408155,-304.14556466598964,-322.63826194286889,-341.14686923052466,-359.70710965367653,-377.79551217895931,-396.06034444375524,-414.30295786617097,-431.92765826982554,-449.54729335780877,-467.73879610476001,-486.57524123065576,-505.69797076443587,-524.61296745033349,-543.53048770821329,-562.37070266686976,-581.89670591249478,-601.50049425411942,-621.420348956368,-641.35425184621818]
[null,"Steady State Summer Minimum AM","Q","Q5",0,0,0,0,-74.754482808527257,-82.339178911780422,-90.430324863809162,-98.062694694374727,-105.40525346537073,-113.18824553590025,-120.91217180149091,-128.55390586590411,-136.20097077820009,-143.86785048525871,-151.34506780111923,-158.89196594846027,-166.42917595152889,-173.71718311715762,-181.00200725001537,-188.5163056409942,-196.2903169736972,-204.17995248377267,-211.98586211472255,-219.79286038739022,-227.56863906829508,-235.62212396927879,-243.70747547484481,-251.92131356411895,-260.14130982115051]
[null,"Steady State Summer Minimum AM","Q","Q6",0,0,0,0,-72.35806758790568,-85.266506396766388,-98.678276860564026,-111.5779624056526,-124.10775404947678,-137.12873109159528,-150.06839920960715,-162.89431975639289,-175.71540252195831,-188.55287690668897,-201.13093605981899,-213.79019827374469,-226.42758386073154,-238.7147343512458,-250.98446155761241,-263.56353820626174,-276.50318291629037,-289.60721781803869,-302.59417631029328,-315.58346994532468,-328.52840362581719,-341.87645932899318,-355.27493504400337,-368.865547960112,-382.47041000075768]
[null,"Steady State Summer Minimum AM","Q","Q7",0,0,0,0,-55.075055906371688,-64.337594899667891,-73.981916980906121,-83.243342299005064,-92.232257672986577,-101.58848007250651,-110.88525409205405,-120.09890534432016,-129.30988485079507,-138.53362256463876,-147.56757214339407,-156.66193873460094,-165.74091734882879,-174.56433510681842,-183.37594083515174,-192.41418982186715,-201.71584840996351,-211.13732832022208,-220.47333814469908,-229.81099583751498,-239.11631843326018,-248.71489965962812,-258.34987935667272,-268.12425377816794,-277.90863612479956]
[null,"Steady State Summer Minimum AM","Q","Q8",0,0,0,0,-8.9570811291508061,-13.170160660414089,-17.451708817117876,-21.637914934398978,-25.736347440807251,-29.926057571612752,-34.094363916957192,-38.232528046931719,-42.365396661594218,-46.498984657177836,-50.56483594285347,-54.647201395483883,-58.720987074012754,-62.700202767938642,-66.670524060426786,-70.720118072835689,-74.865636232126363,-79.056154114830179,-83.215251298873426,-87.375239511678373,-91.523093357695814,-95.783947918276127,-100.06023964889337,-104.39215192574714,-108.72972171948376]
[null,"Steady State Summer Minimum AM","R","R4",0,0,0,0,7.0596557990865385,20.613905618340397,34.246233336267522,47.678381772192608,60.877054429599205,74.266921983517889,87.595549334919596,100.83756752160869,114.05703305426131,127.27194043172857,140.29405597881305,153.35447516420976,166.38515496402039,179.1408839307943,191.86323710401294,204.80842851329876,218.02993179175689,231.38336303167961,244.64578701373912,257.91126888013196,271.14119104055709,284.70709466645428,298.32115012071847,312.10362496509066,325.90579543768735]
[null,"Steady State Summer Minimum AM","R","R5",0,0,0,0,0.79536540684739476,1.854531121337103,2.9213908527693877,3.9714145003760786,5.0026458882022355,6.0499654648133152,7.0924142162413144,8.1279790050609275,9.1618432547819868,10.195428298973964,11.213666585447742,12.23506408560392,13.25416160327379,14.25144554353515,15.246174736835497,16.258677755100528,17.293134259767736,18.338043845388267,19.375728981624754,20.413650926616384,21.448755173386111,22.510422655313135,23.57586979180612,24.654595535512637,25.73484361014804]
[null,"Steady State Summer Minimum AM","R","R6",0,0,0,0,-0.67380355780919199,-6.554440503348685,-12.453337700619805,-18.277085741647404,-24.004908667106339,-29.804432080326055,-35.578222571676577,-41.315574914794439,-47.042536875352695,-52.766766575490649,-58.410111194489438,-64.06844624045867,-69.71364395294141,-75.242768882992138,-80.756890631538255,-86.3641573504771,-92.087758413008501,-97.867187220444904,-103.60823843318305,-109.35063734169684,-115.07799034137832,-120.94808541194631,-126.83890552756522,-132.80164054013477,-138.77308477680296]
[null,"Steady State Summer Minimum AM","S","S1",0,0,0,0,93.95466162848696,90.615908881641388,89.466156457646164,88.952111802213196,80.057543131474418,72.249058062951121,67.463420656425185,64.157255093398703,62.406108959021253,62.342646272513882,62.438219144277959,62.610168836365013,62.801721461032834,63.929542419087376,65.275617524769132,67.242303800796179,68.966322361266961,70.953585013670192,72.868460999642195,74.774945706271311,76.645451633177458,78.688817063261439,80.73176817885647,82.836387479922095,84.921422508564802]
[null,"Steady State Summer Minimum AM","S","S2",0,0,0,0,55.031337798115466,46.539457223336512,42.324356216724382,37.923218259168614,34.173568220752117,31.728311025815401,29.430751770916039,27.212534389521025,25.011361273037743,22.826888593585856,20.817298661234588,19.275435792804405,17.743187088945504,16.262856318297612,14.89395226970054,13.596490009280936,12.391496487364305,11.196471162879931,9.9945849720953124,8.7935693393315439,7.5914393894148251,6.4041662597651889,5.2164838426213809,4.0319370567194515,2.8453265118554416]
[null,"Steady State Summer Minimum AM","S","S3",0,0,0,0,46.217778874599944,45.995717829331866,45.808689263732724,45.592622503340166,45.371984072440966,45.172895995479045,44.973083282094763,44.772391715054603,44.573677209904751,44.377033246654989,44.177835074179114,43.981953336205827,43.787448054745873,43.590745401962785,43.396096370818611,43.205819871817745,43.01910719973921,42.833674163189613,42.647681813307287,42.462019442134007,42.276502975101891,42.09264272384727,41.908952179868074,41.725722891192042,41.542560379748295]
[null,"Steady State Summer Minimum AM","S","S4",0,0,0,0,6.8822278859184909,5.9060866914858776,4.9798255305655328,4.0209835331831734,3.0654640392838806,2.130085812853979,2.0668875548994743,2.4300811648502005,2.7941213253286064,3.1597103922415659,3.5155541463702198,3.8756290090533465,4.2356216482940097,4.5828694195994943,4.9304840501215219,5.2908851758622291,5.6655250043636132,6.0467850933139529,6.4242959592972726,6.8025012535790248,7.1801894198898486,7.5732875755724054,7.9691027566260795,8.3725689771969058,8.7773911635690567]
[null,"Steady State Summer Minimum AM","S","S5",0,0,0,0,47.973083462038332,41.411871827091225,35.678919144710349,30.827819357789707,27.628410733365953,27.554506407837131,27.980844588581505,28.708921526912704,30.173591200986177,31.848108756395607,33.476789770551619,35.308375170335921,37.418129401842073,39.455647235436558,41.490323500314659,43.586050788258277,45.751191307103525,47.944850597427106,50.11051559543985,52.274620547466419,54.4270476609478,56.651441013175834,58.876833727930929,61.131127893001057,63.379236408347417]
[null,"Steady State Summer Minimum AM","S","S6",0,0,0,0,8.228392066603309,7.0757491007059805,5.9541866788884814,4.8214776252084164,3.6975971734832318,2.5857531489451326,1.4785833334694027,0.37763042645524303,-0.71832108670739725,-1.1837900954332166,-1.4601021639106082,-1.733284615339469,-2.0048996430913042,-2.277114578179368,-2.5470493865023918,-2.8137806037236683,-3.0784361437405336,-3.3424759316169594,-3.6064515876894627,-3.8700201213598304,-4.1330228981904966,-4.3961207805520086,-4.659138401112159,-4.889228493815386,-5.0873544383207641]
[null,"Steady State Summer Minimum AM","S","S7",0,0,0,0,3.9619774213924095,2.8734314716306257,1.8082742132014287,0.73626654777224454,-0.32596761971400223,-1.3816640830152347,-2.4333808186366381,-3.4795847682892074,-4.5220722331582639,-5.4969022809600139,-6.0701820713969976,-6.6419580280554671,-7.2116677530104578,-7.7744817456851001,-8.33455326776423,-8.898004756511094,-9.4671850077740753,-10.039397996742679,-10.530399445314877,-10.835351035706458,-11.13960512473173,-11.451476222690703,-11.764544498259752,-12.081508918116285,-12.39904084116522]
[null,"Steady State Summer Minimum AM","S","S8",0,0,0,0,0,0,0,0,0,0,0,0,0,0,0,0,0,0,0,0,0,0,0,0,0,0,0,0,0]
[null,"Steady State Summer Minimum AM","S","S9",0,0,0,0,0,0,0,0,0,0,0,0,0,0,0,0,0,0,0,0,0,0,0,0,0,0,0,0,0]
[null,"Steady State Summer Minimum AM","T","T1",0,0,0,0,15.405818205581667,18.110824787181329,20.922897166020004,23.596672488405424,26.202173186161357,28.906546471449563,31.588564420318743,34.241720566681693,36.889527418429424,39.536999034762594,42.125873063799723,44.728421748367879,47.322962796731602,49.840097509524348,52.349895324421105,54.917746238739561,57.55394814974175,60.216721724867419,62.846425069201345,65.468049754053453,68.065661511135716,70.733152496156706,73.395974712198338,76.084075088501066,78.760201949917302]
[null,"Steady State Summer Minimum AM","T","T2",0,0,0,0,52.448392392011392,54.295468559797321,56.241594472311533,58.074879765076254,59.859877238078639,61.72190895344626,63.568204988432178,65.393787865693739,67.215836410488308,69.037667046390794,70.816674307000298,72.605608195519977,74.388530271439009,76.115340782049472,77.836897166067672,79.600883747890819,81.414265097593017,83.246731617609271,85.055470861737618,86.858303123650131,88.644722593831489,90.481293725365731,92.314616885865973,94.16567162141753,96.007751886220134]
[null,"Steady State Summer Minimum AM","T","T3",0,0,0,0,-8.1082614756060778,-9.3103394779450461,-10.589667784778186,-11.787566367163354,-12.954036540148477,-14.118952360496261,-13.749151604683323,-13.365789371168832,-12.978233341291908,-12.586785314398494,-12.173349678916217,-11.760585718740643,-11.341218025969171,-10.899414275399227,-10.452905575576287,-10.01133106477587,-9.5720186589659395,-9.1239583247371954,-8.6560929281327859,-8.1720587071553883,-7.6635839628326154,-7.1404454412123286,-6.5907609129408495,-6.0164937896043229,-5.4126408018562957]
[null,"Steady State Summer Minimum AM","T","T4",0,0,0,0,33.157535956387626,30.411722296093622,27.079330843866611,23.719282651794188,20.39409509616161,17.10163658466314,13.827479097693949,10.576706162687231,7.3448955843944876,4.1284885564446281,0.95201382057030415,-2.214196065010519,-5.3621960525534398,-8.4527371743574484,-11.522040398715504,-14.611457549313272,-17.733282802900177,-20.864101515560762,-23.96332241503395,-27.046754024758911,-30.09908372846477,-33.189853113093136,-36.263926754371205,-39.34422697227356,-42.401369270192646]
[null,"Steady State Summer Minimum AM","T","T5",0,0,0,0,-10.097336498560278,-7.9415092918700427,-5.84677776377365,-3.7239671018298832,-1.6189209331478134,0.46143876805545148,2.5333535612033202,4.5938782374405935,6.3020942711506454,7.8094129896038336,9.2997406148214985,10.78747042718226,12.268671879904401,13.7246170492551,15.172746234923965,16.633689289423273,18.11338115604957,19.600830964408996,21.076992905000431,22.549519113883633,24.013244369308318,25.501290389201451,26.987872806651872,28.483913347452685,29.975636371151886]
[]
[]
[null,"Steady State Summer Minimum PM","A","A1",0,0,0,0,-96.922112652104005,-113.86891521894863,-129.2289334571407,-149.76708207431159,-168.25165197053667,-187.38204625021521,-206.47637601566376,-225.45380494232145,-244.47662438995167,-263.56851808044905,-282.34396738392957,-301.27254182139501,-320.193833058042,-338.7555056964822,-357.37654761122519,-376.49325455373537,-396.2459997390111,-416.36148542968749,-436.4259952185343,-456.60488053277197,-476.87912649711615,-497.88069937560357,-519.12484465761042,-540.80746933381033,-562.67108406602767]
[null,"Steady State Summer Minimum PM","A","A3",0,0,0,0,-23.760413000833026,-25.866145640677427,-27.721008290155641,-30.722621731442654,-33.298451086766981,-36.00857583234199,-38.71324522626059,-41.397701311613858,-44.092064378352461,-46.799783801259494,-49.45261384329045,-52.133707532126266,-54.814436172769398,-57.434949128900442,-60.067132623609204,-62.783250105082331,-65.60458407635366,-68.484127894011905,-71.353358307660017,-74.239548362748394,-77.139535544351233,-80.155032170618441,-83.206970453638434,-86.326406930565383,-89.471852479547366]
[null,"Steady State Summer Minimum PM","A","A4",0,0,0,0,-173.51179923074397,-196.26477291643363,-216.68847615787578,-245.92800018888207,-271.77866524822127,-298.69653364604687,-325.56237468382443,-352.25020458149112,-379.01477463491648,-405.88975834692161,-432.28223470257541,-458.91449844571827,-485.53898275307557,-511.62313541417927,-537.80289483220099,-564.73087129863302,-592.6097503748631,-621.02428980038303,-649.35565487282486,-677.85075572837593,-706.48110148793592,-736.18102689437274,-766.22996105039488,-796.91578945975129,-827.85765018839345]
[null,"Steady State Summer Minimum PM","A","A6",0,0,0,0,-52.590856951095923,-63.798705479502729,-74.009875477927253,-87.151233366531272,-99.102030329829759,-111.42685880928776,-123.7287926749519,-135.95900026004941,-148.21503596336194,-160.51206558741143,-172.61510591239835,-184.81034344221337,-197.00023386020618,-208.96754386278872,-220.9699007525073,-233.27812033103021,-245.9812669868777,-258.91140995088011,-271.81174839881976,-284.7850306277366,-297.81946665612912,-311.3102354535215,-324.95524194318557,-338.87745545847156,-352.91591010530897]
[null,"Steady State Summer Minimum PM","A","A7",0,0,0,0,66.627306316860512,39.674197453647729,14.232917407690227,-9.9600165387342585,-34.101567833136734,-58.251897689254477,-82.363223314555,-106.39579190903549,-130.42015399271489,-154.46443315339113,-178.29878130997687,-202.20262422629534,-226.0847102066364,-249.68747642128059,-273.3037671063683,-297.28736775365644,-321.78917537065536,-346.62037105393784,-371.44547116293114,-396.40070515419313,-421.4709008116572,-447.22428097635679,-473.24474341568589,-499.71736358622945,-526.41151497352416]
[null,"Steady State Summer Minimum PM","A","A8",0,0,0,0,-206.05161353903867,-226.47144298952304,-244.57016615990963,-272.74282897655144,-297.14124859688508,-322.72960388598989,-348.26708237581101,-373.62037151634212,-399.06086057860756,-424.62094597822164,-449.68112239651566,-474.99617575122682,-500.30656667719217,-525.06531841004005,-549.92831638922769,-575.55879078075714,-602.15513971088092,-629.28865309609023,-656.33042749927267,-683.53095135167837,-710.86121967200927,-739.25935914013178,-767.9977841022037,-797.36369992810478,-826.97451449581479]
[null,"Steady State Summer Minimum PM","A","A9",0,0,0,0,13.018169277886166,11.045540305377525,9.1462418946848985,7.6880572983041731,6.1150792770253686,4.5790146815557211,3.0451278158369099,1.5130527930157656,-1.5456676786482075E-2,-1.54210691047392,-3.0642114078051881,-4.5849836201837775,-6.1037883231250927,-7.612942271776709,-9.1201026046558979,-10.638618839995454,-12.176866228001968,-13.730092062720701,-15.285636881829419,-16.848796490177378,-18.419016229923219,-20.021771119672998,-21.639694965585498,-23.281667660801542,-24.937407703068924]
[null,"Steady State Summer Minimum PM","B","B1",0,0,0,0,-116.49807731111201,-129.03434771934323,-140.19147356989009,-157.10358225518252,-171.84422908105537,-187.26927073192346,-202.66390934671821,-217.95032458917922,-233.28663168557756,-248.69228723939716,-263.80432629939918,-279.06495588147448,-294.32226216786569,-309.2541607046025,-324.24639355776958,-339.69072574577109,-355.70568078690872,-372.03920057049874,-388.31979635059702,-404.6955068966239,-421.14920804420672,-438.23704691063381,-455.5284174187168,-473.19391110354684,-491.0067496759894]
[null,"Steady State Summer Minimum PM","B","B2",0,0,0,0,-128.77095042085367,-140.76658047156346,-151.36326667633566,-168.2097711056368,-182.72659908683445,-197.97809201979879,-213.19905506635897,-228.30806580354439,-243.47111560048529,-258.7075697274098,-273.64008643922534,-288.7284211329532,-303.81437288994056,-318.56602358738598,-333.38174476155456,-348.66305331894347,-364.52903043124991,-380.71922707485675,-396.85290781350659,-413.08165775165276,-429.3879105472214,-446.33805737904078,-463.492259377908,-481.0236623101282,-498.70125201403147]
[null,"Steady State Summer Minimum PM","B","B3",0,0,0,0,28.943340444692815,34.700691308044284,39.937222726133271,46.761780367406622,52.946686330232026,59.332621419988747,65.706635507304924,72.042868708328882,78.393071627482612,84.76511812129084,91.034952585419205,97.353667631477535,103.66972476467625,109.86888922668341,116.0867633691465,122.46543253987541,129.05128005399618,135.75589476408567,142.44454444410937,149.17111669432146,155.9294235259662,162.92627934726801,170.00340213599097,177.22506464801353,184.50701817300441]
[null,"Steady State Summer Minimum PM","B","B4",0,0,0,0,-56.853970723732651,-58.620687682378041,-60.00771525032205,-63.942793717808932,-66.983061885163039,-70.306299361515016,-73.621890461919094,-76.902601591781604,-80.205069054336789,-83.533782902997544,-86.767388185548398,-90.053810745179533,-93.34162823693174,-96.529989137883049,-99.741669878305999,-103.09417583861766,-106.6174633346928,-110.23098228315081,-113.82331005183013,-117.43852497030004,-121.0714536271928,-124.88049079952192,-128.73995493109419,-132.69705711189715,-136.68707203099538]
[null,"Steady State Summer Minimum PM","C","C1",0,0,0,0,-9.7341873958478118,-11.687101163580904,-13.463733817336529,-15.775443847354859,-17.871397551651413,-20.035155906309129,-22.194877556378707,-24.341824326339086,-26.493479268275848,-28.652509612600376,-30.776980220855979,-32.917965473581944,-35.058045305404896,-37.158585402538257,-39.265441293932028,-41.426680200575809,-43.65800814101118,-45.929528719128044,-48.195662259067277,-50.47463968801177,-52.764367717659354,-55.134833298525137,-57.532480820477488,-59.979063986291095,-62.446072993304085]
[null,"Steady State Summer Minimum PM","C","C2",0,0,0,0,-82.804794852853817,-86.669377009383481,-89.893891009178404,-96.90682901130711,-102.56757624178688,-108.65559956285146,-114.73035205461639,-120.74898044110812,-126.80006511228336,-132.89163113867343,-138.83037581702047,-144.85189255192074,-150.87454555860361,-156.73473024431991,-162.63069686777467,-168.75545550710203,-175.16091247153065,-181.71714865556089,-188.24114474431732,-194.80545875748786,-201.40161100950564,-208.29383879338346,-215.27402461865285,-222.42162605292825,-229.62873682650164]
[null,"Steady State Summer Minimum PM","C","C3",0,0,0,0,6.7848523662467342,-3.5499182647864465,-13.219007712691544,-23.215412684185232,-32.918916480237634,-42.712331207387543,-52.489230494689956,-62.226824040387108,-71.968103413772297,-81.724663292993043,-91.375797595470857,-101.06836944766155,-110.75346348907105,-120.30658723238651,-129.87177185286092,-139.61357592611174,-149.59600807983372,-159.72577547331295,-169.84683362339933,-180.022189706256,-190.24474545584852,-200.76950590627155,-211.40676414804204,-222.23823549053358,-233.16028622883869]
[null,"Steady State Summer Minimum PM","C","C4",0,0,0,0,-48.588020687760405,-47.379515649234008,-46.029797808925736,-46.694915982984206,-46.698347415795624,-46.911726275734978,-47.123062892980087,-47.315795600432374,-47.525502134430653,-47.752892838805053,-47.929104206619911,-48.138147593039243,-48.35026776160602,-48.514468959956083,-48.694773226253552,-48.945568664907945,-49.275035130483396,-49.640859797731878,-49.991471134050919,-50.34694154436329,-50.70483865281799,-51.129922696085934,-51.567552168977187,-52.035557967687424,-52.507330070602762]
[null,"Steady State Summer Minimum PM","C","C5",0,0,0,0,-22.071846873368447,-26.823487796295773,-31.153608761726129,-36.716362915874228,-41.777638324980764,-46.996451801459713,-52.205577611418605,-57.384403517020424,-62.574097708498712,-67.78108012680309,-72.906117670981558,-78.070065931957629,-83.231736909894977,-88.299340888341959,-93.381721000440592,-98.593345690992692,-103.97190084710427,-109.44644099088191,-114.90842152131486,-120.40127442352939,-125.92001657430143,-131.63174264758939,-137.40873814093865,-143.30300813335475,-149.24649190520134]
[null,"Steady State Summer Minimum PM","C","C6",0,0,0,0,-0.51116860608601622,-1.1323722049140055,-1.709350984369133,-2.3454812227118804,-2.9506242653385057,-3.5654107050196715,-4.1791280306109098,-4.7900366703109265,-5.4015015176202317,-6.014259235182756,-6.6194589026790336,-7.227873765812542,-7.8358814986812826,-8.4347386343211337,-9.0346574738855665,-9.6469450955738179,-10.275750138800218,-10.914441594057616,-11.552297449553688,-12.193632567143826,-12.837957553784531,-13.502418852157618,-14.174136348232295,-14.858548378946905,-15.548681047046568]
[null,"Steady State Summer Minimum PM","C","C7",0,0,0,0,11.825250659646972,13.536664793506699,15.078496028802896,17.23077104962325,19.145994794345839,21.135836258252493,23.121866281960642,25.09510183972505,27.073663183179587,29.06003014531677,31.01173308059413,32.980505806359204,34.948636899965756,36.877750578000949,38.813606349010506,40.803403256321332,42.861984970389329,44.959483162348228,47.051141519974493,49.154828149588276,51.268483721072514,53.459960512627326,55.677029598842509,57.940642518258556,60.223145207802908]
[null,"Steady State Summer Minimum PM","D","D4",0,0,0,0,11.773649280041951,13.907331994269349,15.843198652580236,18.412574875956579,20.729646901976679,23.126051036716706,25.517950169206454,27.895339322244432,30.278287022142507,32.669756602727517,35.021954775774901,37.393093698904394,39.763295850399317,42.088789352405577,44.421600417443578,46.815999375307626,49.289519173741652,51.808228387861561,54.320665292320868,56.847401939985794,59.386073571874327,62.015398196679115,64.675032987911891,67.389397572371379,70.126420692348631]
[null,"Steady State Summer Minimum PM","D","D5",0,0,0,0,-27.829710400758234,-34.500040927313009,-40.59310229190995,-48.281014422254749,-55.310887838130185,-62.547361084994989,-69.77049709908637,-76.952629559748345,-84.148870077260113,-91.368094557484341,-98.476476966474209,-105.63699517839099,-112.79417118673878,-119.82347782405036,-126.8723711689595,-134.09668152900383,-141.54827823190539,-149.13108123609931,-156.69732447815375,-164.30616640274826,-171.95082705855273,-179.85963050771898,-187.85836251757613,-196.01821995531043,-204.2462157529406]
[null,"Steady State Summer Minimum PM","D","D6",0,0,0,0,-59.773108527982636,-74.555454120046434,-88.067207888051229,-105.03169235981667,-120.56555911185821,-136.54850887042187,-152.50205959955412,-168.36566385941597,-184.25984110327565,-200.20417933507912,-215.90540299950291,-231.72066778227051,-247.52843818526568,-263.05535302554932,-278.62497795399793,-294.57972478229897,-311.03391974653255,-327.77675376898185,-344.48353483552694,-361.28427441774187,-378.16407701365256,-395.62517697430428,-413.28454831036515,-431.29888339204382,-449.4636510346956]
[null,"Steady State Summer Minimum PM","E","E1",0,0,0,0,-17.015059762180258,-24.942375540042768,-32.257241542726611,-40.777653294305246,-48.749857752152955,-56.89351959299109,-65.022665969353639,-73.110877164916147,-81.210006974284539,-89.329909680802359,-97.339421247466078,-105.39823364717779,-113.45233403187743,-121.37575475134278,-129.31656867093935,-137.43523143168301,-145.78812347691118,-154.27894166650927,-162.7555333729139,-171.27898519804617,-179.84233572045511,-188.68515664574508,-197.62621729531372,-206.74092936089809,-215.9317956829471]
[null,"Steady State Summer Minimum PM","E","E7",0,0,0,0,1.2947437788324796,0.8592781301839415,0.44723776109304064,6.474305867919937E-2,-0.32009993524302743,-0.7040778795347421,-1.0874438027598408,-1.4696432532333201,-1.8516306254085853,-2.2338508591362678,-2.6129694078719972,-2.993038663810796,-3.3727463471318244,-3.7482305577231054,-4.123853288873593,-4.504994162862185,-4.894019591259692,-5.2881220106149609,-5.6822000802015058,-6.0783294562973413,-6.4762799102157809,-6.8847999280768484,-7.2975176605204402,-7.7172981861134184,-8.1405922858402704]
[null,"Steady State Summer Minimum PM","E","E8",0,0,0,0,0.71222098870177175,0.47267724275244372,0.24601942530875492,3.5614278298102139E-2,-0.17608263201522545,-0.38730369026176392,-0.5981880840220174,-0.8084308169455604,-1.018556888474234,-1.2288110539839754,-1.437359024656,-1.6464299664634767,-1.8553020120788837,-2.0618507826397869,-2.2684757514811889,-2.4781361758406666,-2.6921337866214268,-2.9089241812553954,-3.1257011814119102,-3.343606577451891,-3.56251372369799,-3.7872350436859814,-4.0142654695211153,-4.2451810420563847,-4.4780293840588001]
[null,"Steady State Summer Minimum PM","F","F6",0,0,0,0,-22.787394705116949,-28.446457090572554,-33.61954095815161,-40.110325654049788,-46.054820577289789,-52.170796493593897,-58.275525626791499,-64.345867191308244,-70.427878180431435,-76.5290532668525,-82.537284455987674,-88.58909840158438,-94.638038914784801,-100.57958699455055,-106.53745067831375,-112.64256722072466,-118.93867241631511,-125.34516923469579,-131.73789641536544,-138.16657098763022,-144.62549707432214,-151.30675434607093,-158.06386376389867,-164.95675659924419,-171.90721026442046]
[null,"Steady State Summer Minimum PM","G","G1",0,0,0,0,-16.770417227719765,-22.008720507987473,-26.81699047907447,-32.659298304245894,-38.058876619415052,-43.59724684038946,-49.125565867556681,-54.624152387921534,-60.131966544878118,-65.655758899996286,-71.099261679658667,-76.579699095953544,-82.057277535018244,-87.441177991451084,-92.838596993244408,-98.364077008900864,-104.05668524413694,-109.84663075081467,-115.6252984644856,-121.43622710266058,-127.27443934826526,-133.3091794057064,-139.41180746400153,-145.63532191083547,-151.9108188501402]
[null,"Steady State Summer Minimum PM","G","G5",0,0,0,0,-20.097686292371833,-22.694582023771577,-25.024280383109311,-28.372797333307485,-31.330247704772081,-34.410858899210552,-37.485507540259832,-40.539696270000093,-43.602750761007393,-46.678527027494177,-49.698841938201362,-52.746756616116969,-55.793796942059828,-58.778777136594059,-61.774777087556821,-64.856735017312346,-68.04788067853093,-71.300493247612806,-74.543512909272096,-77.805289401144677,-81.082550865149685,-84.482518833998341,-87.922478795898328,-91.435456853862902,-94.977745324337945]
[null,"Steady State Summer Minimum PM","G","G6",0,0,0,0,-0.77998800036970528,-5.640852911835097,-10.170419841397244,-15.024526428513777,-19.683045270260884,-24.40217067786315,-29.113198048220301,-33.803810657091915,-38.497603001730468,-43.200200208482109,-47.847934730652462,-52.518289594874233,-57.185310329646107,-61.784996302567691,-66.391810161373741,-71.089268404947248,-75.908778466595649,-80.802038769735688,-85.689854088694673,-90.604139236590427,-95.541284539672759,-100.62908774555788,-105.77193867006619,-111.01054685084863,-116.29295122987186]
[null,"Steady State Summer Minimum PM","G","G7",0,0,0,0,4.0052123082798952,2.6581254140891648,1.3835032187392771,0.20027877309551445,-0.99020997163705793,-2.1780227371650613,-3.3639422521912965,-4.5462533536468817,-5.7279084035931103,-6.910283796800389,-8.083064313315246,-9.2587857856034042,-10.433388754661269,-11.594926663869121,-12.756893078127753,-13.935929536649459,-15.13935639185056,-16.358488614403477,-17.57754551240571,-18.802948004195216,-20.033983891123327,-21.297716090857318,-22.574433669156111,-23.872999574911844,-25.18243451174316]
[null,"Steady State Summer Minimum PM","H","H1",0,0,0,0,-12.290717648623227,-16.762381355098789,-20.876230746878413,-25.785782927203165,-30.34689068637098,-35.017135709910256,-39.678968935717855,-44.316404196170311,-48.960979071768001,-53.618368606927326,-58.209910292984397,-62.8313845417034,-67.450324906834993,-71.991981819765059,-76.544436669436408,-81.202348209989253,-85.998402261574171,-90.875277260901129,-95.743212825125568,-100.63821288234406,-105.55616680446531,-110.63754163888395,-115.77577982468526,-121.01496279455012,-126.2979120469508]
[null,"Steady State Summer Minimum PM","H","H2",0,0,0,0,-44.546886897208772,-63.79717672937867,-81.54542823668686,-102.35984706159861,-121.79601875506012,-141.66344031296106,-161.49534485913409,-181.22627739685646,-200.98489978388724,-220.79528122395587,-240.33330471286592,-259.99359283813345,-279.64258730879038,-298.96996676681857,-318.34076596435932,-338.14960075111367,-358.53444063068554,-379.25783297124934,-399.94558203886942,-420.74788092858756,-441.64760451272474,-463.23290507432773,-485.05850196602393,-507.30937096335657,-529.74613893639196]
[null,"Steady State Summer Minimum PM","H","H6",0,0,0,0,-0.70234442325216384,-7.0039111082938685,-12.877402494245294,-19.158357106293458,-25.190250887474832,-31.299289790817884,-37.397856170783918,-43.470107006691286,-49.546367553265057,-55.633916806001317,-61.650753085370368,-67.69667065190032,-73.738251662768874,-79.692950039455084,-85.656775759419105,-91.73752284281943,-97.975806290604183,-104.30935241301999,-110.63594460424029,-116.99677953983179,-123.3871987621998,-129.97226661054535,-136.62853159564349,-143.40859211594403,-150.24533672446108]
[null,"Steady State Summer Minimum PM","J","J1",0,0,0,0,30.540975132938364,27.039566189809204,23.634247861966202,21.331237058879488,18.716225208917347,16.201024156753121,13.689070546916287,11.176724496803102,8.6734143636045502,6.1764328057399727,3.6776422461866334,1.1870766943930897,-1.2996539901629889,-3.7791079729196957,-6.2522993325899572,-8.7314711752454919,-11.229053108289534,-13.744887036925567,-16.267361772258013,-18.801609415056294,-21.347152872358937,-23.934499716417349,-26.544774060542576,-29.189478125399109,-31.856385952751928]
[null,"Steady State Summer Minimum PM","J","J2",0,0,0,0,0,0,0,0,0,0,0,0,0,0,0,0,0,0,0,0,0,0,0,0,0,0,0,0,0]
[null,"Steady State Summer Minimum PM","J","J3",0,0,0,0,5.9138086044277225,-0.90514312021445653,-7.2914605556694294,-13.832008844650225,-20.200224807347947,-26.621135653673942,-33.031268978045489,-39.416165703694077,-45.802971024708505,-52.199273061301589,-58.527924164466619,-64.882783133004494,-71.232641969495205,-77.497330784618157,-83.769450844532713,-90.15536503580978,-96.696835667802972,-103.33390780522723,-109.96572159073953,-116.6330244981786,-123.33123113978421,-130.22575169482553,-137.19372627890772,-144.28824773840972,-151.44210236407173]
[null,"Steady State Summer Minimum PM","J","J4",0,0,0,0,3.3733952549427886,2.1403516647740912,0.9749796659562785,-0.11930741384548411,-1.215981232058188,-2.3115559279721429,-3.4053733171019211,-4.4957456786236669,-5.5856241328898735,-6.6762812053855125,-7.7577667173631335,-8.842174978684584,-9.9255729176678429,-10.996623853473892,-12.068174285964421,-13.155907879323996,-14.266621196371366,-15.392038493561639,-16.517287424690171,-17.64841338769844,-18.784744496014756,-19.951631835260482,-21.130562634849976,-22.329817253042417,-23.539108682326578]
[null,"Steady State Summer Minimum PM","J","J5",0,0,0,0,-17.118880446872119,-25.082676145160235,-32.431086728825711,-40.991687036436694,-49.001185702031599,-57.183048482342734,-65.350326879201447,-73.476469331617182,-81.613589936731245,-89.771589428598404,-97.818655871804125,-105.91527013921777,-114.00715188385736,-121.96771877420164,-129.9457682563006,-138.10253367243055,-146.49466328191716,-155.02538235799102,-163.54180081621203,-172.10530101899599,-180.70888776779844,-189.59328573163273,-198.576389222503,-207.73397158507871,-216.96806631762163]
[null,"Steady State Summer Minimum PM","J","J6",0,0,0,0,-9.2077239970509339,-14.434538163733716,-19.266755348512309,-24.807452350448106,-30.015975633031054,-35.328271806184262,-40.631164510377118,-45.908043098751882,-51.191388458586978,-56.487610997963777,-61.713720153884289,-66.970750097612196,-72.224580543594868,-77.394913946189874,-82.575978519663252,-87.870471326551936,-93.314907258983808,-98.848028980493112,-104.37245355366285,-109.92730337200119,-115.50812574690619,-121.26890086520338,-127.09336820232987,-133.03009755477444,-139.01643448136898]
[null,"Steady State Summer Minimum PM","J","J7",0,0,0,0,5.0234657200684563,3.1872882968961331,1.451883505948141,-0.17766572201245792,-1.8107691432068815,-3.4422358148440635,-5.0710856065360277,-6.6948052617376748,-8.3177894187306691,-9.9419330490995854,-11.552418920332721,-13.167257181377149,-14.780590928645829,-16.375538230651259,-17.971229354320663,-19.591019508113764,-21.245029741523439,-22.920936294401809,-24.596592126248208,-26.280999695128781,-27.973158466298703,-29.710819814844765,-31.466415590167323,-33.252276424380682,-35.053083498998028]
[null,"Steady State Summer Minimum PM","J","J8",0,0,0,0,-32.688494614589615,-39.725694066484365,-46.138620754091029,-54.377082186584879,-61.872851566588963,-69.60193546243039,-77.316671884918705,-84.986534026333914,-92.672492143150791,-100.38405419391766,-107.97425555421189,-115.62208384367915,-123.26653946774253,-130.77168148457173,-138.2987070151851,-146.01714428995291,-153.98280626031413,-162.09062238616599,-170.17983767378561,-178.31477506905262,-186.48805454628965,-194.94714399439388,-203.50289771796244,-212.2323354496327,-221.03465898796455]
[null,"Steady State Summer Minimum PM","K","K4",0,0,0,0,12.605612634818383,13.471834969697792,14.22188126613028,15.565289281031692,16.692316561081448,17.887648621087273,19.080501150062521,20.263664236233804,21.451933789227009,22.646851161153524,23.815426737762962,24.997861041532833,26.180275649197657,27.334166674337993,28.493896062771107,29.693552409271117,30.942818574231552,32.219204752659913,33.490386771885227,34.769209382912507,36.054178370050494,37.392737558768196,38.747810068193196,40.133793850517876,41.531327435096202]
[null,"Steady State Summer Minimum PM","K","K5",0,0,0,0,-7.1326043121308382,-8.4220510810894371,-9.5918718797139704,-11.145290359141406,-12.545980038956264,-13.994692893346661,-15.440681793070166,-16.877893420833765,-18.318470593255725,-19.764204893619304,-21.186183156514669,-22.619621619453866,-24.052494767764607,-25.458326051586031,-26.868585944534221,-28.316098465698129,-29.811465004750644,-31.334160385623811,-32.853059302290347,-34.380604062236308,-35.915364381827743,-37.504946372280138,-39.112855061622646,-40.753857938962831,-42.40855927149569]
[null,"Steady State Summer Minimum PM","K","K6",0,0,0,0,-2.3036145991289172,-5.0039828833290372,-7.5117322998469893,-10.280116651514328,-12.91261214310688,-15.587403669161834,-18.257540981461194,-20.915429359095331,-23.575765271454571,-26.241754512794014,-28.874780572646952,-31.521847370129539,-34.167148133426522,-36.772563189169816,-39.382623354375326,-42.046606090263289,-44.782572241206985,-47.561606018560965,-50.336979747207003,-53.127496935794881,-55.931024627985913,-58.822259718518154,-61.745081317712639,-64.723176581689827,-67.72616392603382]
[null,"Steady State Summer Minimum PM","L","L1",0,0,0,0,-5.6022180260535865,-8.0346946938254984,-10.277495616386673,-12.906589949576242,-15.361917760483975,-17.871615140852182,-20.376826796981042,-22.869292562173538,-25.365247489982405,-27.867731821145433,-30.335836403486251,-32.81936932158326,-35.301473934968158,-37.74297456404242,-40.189951932093834,-42.692228693825932,-45.267229980405105,-47.884980940885235,-50.498237083436329,-53.125961528099367,-55.765992160725112,-58.492595276162035,-61.249547977143926,-64.060208571512334,-66.894351421362757]
[null,"Steady State Summer Minimum PM","L","L2",0,0,0,0,-134.9305684249056,-153.92991700972999,-171.02989479784409,-195.06362162592444,-216.41253576723591,-238.60666753935016,-260.75818280738349,-282.76588696676845,-304.83404549375695,-326.99034625244298,-348.7569700376597,-370.71597386869217,-392.6680228696963,-414.18207748295214,-435.77231796603223,-457.96835293143829,-480.93616705660907,-504.34010893818885,-527.67797935008696,-551.15023864984767,-574.73377580270096,-599.18908299818429,-623.93046807645123,-649.19261815499499,-674.66557105931224]
[null,"Steady State Summer Minimum PM","L","L3",0,0,0,0,-258.87107658932803,-290.05533953047421,-317.95066527156951,-358.83339025214099,-394.76478813360364,-432.25600726839639,-469.6741687837532,-506.8381314264912,-544.11494120853615,-581.55166017459055,-618.29908720803519,-655.39176122840502,-692.47474366497624,-728.78925154200272,-765.24251217699293,-802.7614148406393,-841.63065526282003,-881.25766493196591,-920.76352600015593,-960.49873597995327,-1000.4228087269644,-1041.857985179797,-1083.7828244751195,-1126.6039594953218,-1169.7823292892278]
[null,"Steady State Summer Minimum PM","L","L5",0,0,0,0,-12.778866882440838,-18.102579178008064,-23.0087941034019,-28.782695778371487,-34.168751827104039,-39.676189730505911,-45.173767135415801,-50.643197536110719,-56.120452894971045,-61.612209462744445,-67.028034480975919,-72.478034161534268,-77.924931721100847,-83.282277078997424,-88.651798576209302,-94.143335758119449,-99.795194954343927,-105.5411966070892,-111.27718503758439,-117.04496020387916,-122.8397547593008,-128.82513252124909,-134.87721178029955,-141.04741120786915,-147.26915941605907]
[null,"Steady State Summer Minimum PM","L","L7",0,0,0,0,-81.144159088960166,-95.622874896752776,-108.75352093176718,-126.23675340816281,-141.98969217748601,-158.28673072910371,-174.55309531834322,-190.72039118179899,-206.92586160701231,-223.18966921285556,-239.18532756733609,-255.31049975541637,-271.42937284212996,-287.24320480432374,-303.10715047827568,-319.39140351457223,-336.21534867120886,-353.34734182414275,-370.43634767021803,-387.62268182554305,-404.89021216934515,-422.775577267264,-440.8672932172708,-459.33178304219263,-477.95040458276191]
[null,"Steady State Summer Minimum PM","L","L8",0,0,0,0,-11.270007573868593,-17.999920910602885,-24.224445246032438,-31.336033596188393,-38.028450763999039,-44.851781977074779,-51.66305420893908,-58.441115595107107,-65.22729017196707,-72.029806501630418,-78.742824768614739,-85.495194197181561,-92.243417048269052,-98.884907460053569,-105.540000464567,-112.34002400018045,-119.33180177656972,-126.43711252790034,-133.53142393819803,-140.66477278606183,-147.8314658767722,-155.2286053173637,-162.70743833741795,-170.33016661188012,-178.01659240943115]
[null,"Steady State Summer Minimum PM","M","M4",0,0,0,0,8.5982597153746774,5.6403288091873476,2.8424158043719281,0.23675800912090117,-2.3819912606401354,-4.9957704489583676,-7.6053761151026,-10.206963108851085,-12.807181058695186,-15.409060739207835,-17.989611068888671,-20.576773952928075,-23.161489878671958,-25.71725727419312,-28.27403753924709,-30.868674668638288,-33.517307041821368,-36.200645409099003,-38.883751686014982,-41.580837659160963,-44.290326079478199,-47.072030258506395,-49.882353305467539,-52.740868991829956,-55.623309871639648]
[null,"Steady State Summer Minimum PM","M","M5",0,0,0,0,26.729878573189715,27.413143033203944,27.927831551083514,29.631662809969125,30.920384193719894,32.340415300998544,33.757094992796979,35.15798327146657,36.569012500940502,37.992124175181544,39.372152325839046,40.776345409554231,42.18129648385824,43.541497980107621,44.91245587506338,46.346919916896923,47.858029693249634,49.409352535694758,50.950869385138631,52.502349734473889,54.061469118964126,55.698869403865345,57.35832185384352,59.060802189680011,60.777435862814094]
[null,"Steady State Summer Minimum PM","M","M6",0,0,0,0,8.055898277106845,8.2618217335552337,8.4169394731693394,8.9304431640055775,9.3188403034314788,9.7468118005425115,10.173773242103952,10.595975439530799,11.021233934721561,11.450133858574864,11.866049193573485,12.289247399014364,12.712674049005109,13.122613991685736,13.535795716912041,13.968117037472368,14.423537985626206,14.891078419058069,15.355663504903605,15.823251408041751,16.293141577161961,16.786624183076238,17.28675290966644,17.799849456914867,18.31721156209462]
[null,"Steady State Summer Minimum PM","M","M7",0,0,0,0,-1.0431554727127921,3.1449439178615965E-2,1.0383847381222502,2.0648489132559429,3.065774157026278,4.0744907391954568,5.0815181259224698,6.084622428245261,7.0879870160098424,8.0928029011968032,9.0871053613430544,10.085450287441262,11.083002114377308,12.067279303279561,13.052686844437137,14.055815263279273,15.083209477148962,16.125544952089555,17.167089521219953,18.214200777763335,19.266163696145316,20.348825383022803,21.443002966899698,22.556999684979143,23.680313367463555]
[null,"Steady State Summer Minimum PM","M","M8",0,0,0,0,6.6752605807027399,6.8005164914870164,6.8867331602866422,7.2671980165064678,7.5457171402102867,7.8564961068687476,8.1665131129717761,8.4727735611403077,8.7815394808118032,9.093243526352234,9.394690776160008,9.701967322079847,10.009464620658262,10.306405509247604,10.60596872608974,10.920559076418568,11.25316711300019,11.595137279423186,11.934706948144321,12.276519417688231,12.620027397897079,12.981693725905753,13.348357195310019,13.724880229774126,14.104531133485612]
[null,"Steady State Summer Minimum PM","N","N1",0,0,0,0,-156.65726838714411,-174.58927571423115,-190.59429425671468,-214.40246961568602,-235.24992291575171,-257.03029423054386,-278.76800667019177,-300.35576107285453,-322.01124597836986,-343.76186075046786,-365.10574817199699,-386.65431134791993,-408.19766084681288,-429.28877580913257,-450.46253559786459,-472.26394572142885,-494.85927155136613,-517.89908300738728,-540.86658172517059,-563.96779247848986,-587.17890210393682,-611.27567443988187,-635.65821248971849,-660.56481197925234,-685.67917609747406]
[null,"Steady State Summer Minimum PM","N","N2",0,0,0,0,-99.16361467676299,-116.62932354045938,-132.46298966305139,-153.60214262103389,-172.63541142734238,-192.33092973182485,-211.98933961289063,-231.52762170432601,-251.11241970022289,-270.76811111636732,-290.09863368408224,-309.58639753445527,-329.06662171026528,-348.17717846883357,-367.3486562628097,-387.02959129572548,-407.36441694920808,-428.07227588106588,-448.72784468023713,-469.5011208418619,-490.37255683205353,-511.99203243520617,-533.86111742921389,-556.18130129372264,-578.68779890856752]
[null,"Steady State Summer Minimum PM","N","N3",0,0,0,0,322.01377328379834,362.89456384534702,399.54327131617532,452.47235358524489,499.1631827053443,547.81881190566992,596.38010927541961,644.61658904508568,692.99468629854312,741.57534658422037,789.27544027709439,837.41445455749056,885.53996417613996,932.6810465362114,979.99766774814896,1028.6781957009675,1079.0901633016538,1130.4760688669412,1181.7090483291338,1233.2386220017747,1285.0128992519938,1338.7309262579536,1393.0815429911888,1448.5878795867361,1504.5573179446396]
[null,"Steady State Summer Minimum PM","N","N4",0,0,0,0,-43.373961589756298,-52.912502946902045,-61.60915504259674,-72.740119265366062,-82.877997703479082,-93.327815276883911,-103.75826323948461,-114.12833969454299,-124.51989342132221,-134.9457715846363,-145.20839234290818,-155.54838736020906,-165.88376789680942,-176.03155377196038,-186.20865949167478,-196.64343321216776,-207.4112203942347,-218.37064315631349,-229.30517052889869,-240.30145281182175,-251.34955050236485,-262.78304556393999,-274.34706182018084,-286.14546042718359,-298.04237134010111]
[null,"Steady State Summer Minimum PM","N","N5",0,0,0,0,-11.145432519441314,-13.763544138969966,-16.154058423362642,-19.180100135515143,-21.944624901347815,-24.791265447070359,-27.632652638645002,-30.457838013664453,-33.28864174709733,-36.128557248772921,-38.924671817204775,-41.741424940716009,-44.556876486721826,-47.321844593688596,-50.094581940058106,-52.936594462169083,-55.868313764990013,-58.851780853085188,-61.828672740660039,-64.822336773800401,-67.83009664454228,-70.942009572465736,-74.089339059044448,-77.300157293194417,-80.537786669200472]
[null,"Steady State Summer Minimum PM","N","N6",0,0,0,0,0.99673832499614934,0.82158773584201272,0.65367762660228967,0.51809758245427417,0.37464237140275802,0.23373060899442571,9.3025439426183049E-2,-4.7441601954379645E-2,-0.18765001241261936,-0.32775817670526625,-0.46725125085523245,-0.60675149276249407,-0.7460843722456777,-0.88434940539611451,-1.0224957421947249,-1.1619538746332949,-1.3035196066803243,-1.4465937200152763,-1.5898196871147419,-1.7337590975248001,-1.8783518394578151,-2.0261747896981697,-2.1754301777437948,-2.3269976465681852,-2.4798353355851663]
[null,"Steady State Summer Minimum PM","N","N7",0,0,0,0,5.8098436929626125,4.8191566277432845,3.8686344428323851,3.1083701157782584,2.3010564447427195,1.508922831125362,0.71794344123171783,-7.1772582728726234E-2,-0.85996306970184633,-1.6475164362879309,-2.4318193953119227,-3.216027233781193,-3.9992805067467678,-4.7767219288932203,-5.553428921238492,-6.3372275176162542,-7.1325625428536998,-7.9362363302154346,-8.7408274776018011,-9.5494136468279436,-10.361666580247116,-11.191821067360625,-12.029985173906356,-12.881035729966477,-13.739219208852067]
[null,"Steady State Summer Minimum PM","P","P1",0,0,0,0,-138.9343175282952,-154.46613808784278,-168.31402096227674,-189.06003095054123,-207.19435153189269,-226.15169021851716,-245.07181006928897,-263.86046824508759,-282.70897312587829,-301.64119699423009,-320.21682118973712,-338.97228394305341,-357.72338041853374,-376.07847175665705,-394.50633522494917,-413.48402766163241,-433.15662365583739,-453.21785003051428,-473.21534045226622,-493.32940676094876,-513.53920163263956,-534.52307591462647,-555.75621156851025,-577.4468682843675,-599.3184554828523]
[null,"Steady State Summer Minimum PM","P","P2",0,0,0,0,0.26196424288295322,1.656399538816615E-2,-0.21349183417657239,-0.44698729018187988,-0.67499635717644269,-0.90467514721378439,-1.1339701612815609,-1.3623808137043074,-1.5908422584771529,-1.8196254523991451,-2.0460393191095507,-2.2733576169912975,-2.5004937059859969,-2.7246298305809917,-2.9490153848446172,-3.1774024525618789,-3.4112778694409864,-3.6485386972315212,-3.8856269756686981,-4.1239809121045283,-4.3634388418628234,-4.6098563035936868,-4.8588908039452035,-5.1124248905691161,-5.3680794956175406]
[null,"Steady State Summer Minimum PM","P","P3",0,0,0,0,-5.5335073232942662,-25.878386562592812,-44.826237569492754,-65.229896701321749,-84.781896619261303,-104.59802769778751,-124.38007626278912,-144.07557862098895,-163.78521582985289,-183.53262962802555,-203.04740388936455,-222.6586429642332,-242.25603177661421,-261.56858728934958,-280.91180756982271,-300.63874168339925,-320.88158733095059,-341.43565439053549,-361.96616121692051,-382.60798812590457,-403.34587215535203,-424.71919354203357,-446.32413414202171,-468.33238154387652,-490.52461711080883]
[null,"Steady State Summer Minimum PM","P","P4",0,0,0,0,-13.367140264438223,-19.112967404836251,-24.410141675908118,-30.625546332561033,-36.428541054653323,-42.360581754246461,-48.28201545026333,-54.173276658373645,-60.072828510227133,-65.98785824255755,-71.82150051007784,-77.691692130848267,-83.558516082919795,-89.329250552394114,-95.112970884570018,-101.02757107881202,-107.11425547663713,-113.30207038660276,-119.4792224520106,-125.69058195182352,-131.93103254571909,-138.37626601892697,-144.89326121107689,-151.53727025698535,-158.23678769992031]
[null,"Steady State Summer Minimum PM","P","P5",0,0,0,0,-15.463576817025572,-18.168388315221335,-20.619965968458551,-23.897756277757896,-26.847867170541701,-29.901028878249921,-32.948434952911661,-35.977185754497697,-39.013179053035813,-42.060194663182315,-45.056711521173725,-48.07766351819015,-51.097452806509359,-54.059852460308015,-57.031725691268001,-60.082699026179476,-63.235174980811813,-66.445540024817078,-69.647770969797847,-72.868255581523016,-76.10395936583528,-79.455736507789211,-82.846226557436452,-86.306694138543904,-89.796047085104831]
[null,"Steady State Summer Minimum PM","P","P6",0,0,0,0,-19.256392962192944,-24.880344794935709,-30.036868757130591,-36.357310353156912,-42.184207793970685,-48.165887073077648,-54.136671149653189,-60.074926376828905,-66.023544267518474,-71.989826460729716,-77.868245386822494,-83.787304555487722,-89.703351926941124,-95.517166050741892,-101.34595249023512,-107.31461418077242,-113.46550461332309,-119.72230134732702,-125.96656503970688,-132.24575818566464,-138.55445161947117,-145.07682566230892,-151.67275855083173,-158.39986746970098,-165.18316179605932]
[null,"Steady State Summer Minimum PM","P","P7",0,0,0,0,1.8941038128051091,0.39403108612390741,-1.0135867834186008,-2.429653357373498,-3.816446113159218,-5.2120949875885341,-6.6054222724842013,-7.9934857862818562,-9.3817531633410205,-10.771868040498665,-12.147888822045125,-13.529207369556234,-14.909398626777412,-16.271639897154067,-17.635298587807835,-19.022859238371421,-20.443314559292123,-21.884135821392245,-23.324001762917106,-24.771535707080634,-26.225769421427255,-27.72191703328691,-29.233904537871208,-30.773071733760744,-32.32511319340599]
[null,"Steady State Summer Minimum PM","P","P8",0,0,0,0,-54.834902603248075,-71.292455113106399,-86.38910514993546,-104.82665506692,-121.84200089003824,-139.30329836718619,-156.73283887077389,-174.06792489149223,-191.43278355335084,-208.84871635482952,-226.00954603018749,-243.28810770162693,-260.55778601021268,-277.530304895038,-294.54608235202966,-311.96829084264948,-329.92037398593084,-348.18067477546015,-366.40481447438344,-384.73081391340355,-403.14288900947651,-422.17701322047287,-441.42558003072998,-461.05632797578642,-480.85103775752071]
[null,"Steady State Summer Minimum PM","Q","Q2",0,0,0,0,-396.82665077906972,-463.7398494891666,-524.32295472228839,-605.95880102846002,-679.28039683469649,-755.21719125188076,-831.01041230619649,-906.33519681372275,-981.84435049774368,-1057.6319979259038,-1132.1514036484855,-1207.2865570417512,-1282.393604674704,-1356.0619866587547,-1429.9699640201909,-1505.8619970989446,-1584.2969725412338,-1664.180052209317,-1743.8570562137509,-1823.9889788054791,-1904.4997761852765,-1987.912695497178,-2072.2909957951483,-2158.4163017862797,-2245.260480588161]
[null,"Steady State Summer Minimum PM","Q","Q4",0,0,0,0,-116.69827696517325,-132.15097731027225,-146.02698767292171,-165.8411957617466,-183.37049205236758,-201.61931081998807,-219.83289013973692,-237.92612758757159,-256.07106715856293,-274.29052885283102,-292.1838132597311,-310.23904888377422,-328.28894845636927,-345.97339559187139,-363.72235552242898,-381.9772891047761,-400.87547597717958,-420.13617615483878,-439.34077637981534,-458.65630998583003,-478.06350534869864,-498.19465599394277,-518.56222191213419,-539.36106617808673,-560.33345180350614]
[null,"Steady State Summer Minimum PM","Q","Q5",0,0,0,0,-37.747622870161209,-45.058431458616056,-51.703333097195255,-60.407475898658802,-68.284890715207212,-76.422165094461448,-84.544219227381902,-92.617815512194028,-100.70951309162102,-108.82935336197623,-116.81808081678589,-124.86966206931567,-132.91791408403463,-140.81641474107661,-148.73903785932515,-156.86773895549371,-165.26174259442132,-173.8076746850592,-182.33299620597984,-190.90670590632956,-199.52087824393661,-208.44009909552784,-217.46177957779176,-226.66810461406246,-235.9512873190435]
[null,"Steady State Summer Minimum PM","Q","Q6",0,0,0,0,-64.725132440148613,-75.023850194028157,-84.33156925334292,-97.036295297320379,-108.40823000360997,-120.19950535245133,-131.96837973655454,-143.6633850719044,-155.38809574401478,-167.15715635946958,-178.72617135639177,-190.39283357768653,-202.0553381365124,-213.49157878994274,-224.96603302326946,-236.75281491554108,-248.93913954113603,-261.35243533662612,-273.73277447437709,-286.1839865765354,-298.69411854899317,-311.65874812630079,-324.77392315440511,-338.16203557068866,-351.66188704502872]
[null,"Steady State Summer Minimum PM","Q","Q7",0,0,0,0,-26.793175588672479,-30.157752968527223,-33.172688203531735,-37.54002303042666,-41.389702589450103,-45.402430559222786,-49.407370643843763,-53.385436406028113,-57.375263470910525,-61.381880357850214,-65.315638381079566,-69.285749718631365,-73.254762990828354,-77.142370393183967,-81.044531560659962,-85.059499652532594,-89.217618713583732,-93.456220955784772,-97.682138307610145,-101.93253418742631,-106.20311803796459,-110.63430038016895,-115.11770256566643,-119.69654593252652,-124.31359091981858]
[null,"Steady State Summer Minimum PM","Q","Q8",0,0,0,0,9.3515817662263085,6.9368191501554977,4.6420009641442253,2.6043194221909958,0.52199081010762605,-1.545522553843536,-3.6098226783801879,-5.668708704894593,-7.7256277845037102,-9.7829533240470266,-11.825965209787471,-13.872536830440385,-15.917003362309925,-17.940928550980569,-19.964826014046494,-22.015181079914459,-24.10440422683131,-26.219345386871982,-28.334889135094283,-30.461298533975363,-32.597445162448835,-34.787543557983383,-36.999751402624845,-39.248711744294042,-41.516503228469276]
[null,"Steady State Summer Minimum PM","R","R4",0,0,0,0,55.51353464485053,63.215614904497379,70.143982753031636,79.91818749533347,88.592145401765052,97.612500178795983,106.61551108383037,115.55982753227455,124.52894797437881,133.53413190868139,142.38026377315924,151.30502600603174,160.22700637614275,168.9703501110815,177.74487702945734,186.76653812604479,196.10288830839292,205.61695202336026,215.10395463822266,224.64562770997907,234.23254673924174,244.17461681358057,254.23309698943783,264.50359297391833,274.85979027575092]
[null,"Steady State Summer Minimum PM","R","R5",0,0,0,0,-5.089075694399364,-9.1897308627931888,-12.990592320097523,-17.255582739622099,-21.291053312226072,-25.398091065869082,-29.497928881139721,-33.578393776752861,-37.663154730789095,-41.757148690725195,-45.798972344939607,-49.863371769156529,-53.925162683658932,-57.924276266416939,-61.931026657994479,-66.022695255816259,-70.227229851875506,-74.498948684862796,-78.764569239005439,-83.053559044625359,-87.362570498031715,-91.808183082996251,-96.302616964574668,-100.882753962962,-105.50116886646254]
[null,"Steady State Summer Minimum PM","R","R6",0,0,0,0,16.282598189520339,14.009134993513754,11.814323127071772,10.182843150591863,8.4004382509384943,6.6664763217104888,4.9349178947152099,3.2048267302380817,1.4793106772755085,-0.24354150554050483,-1.9628543233074602,-3.6796233318991689,-5.3940658369930956,-7.0990812384042359,-8.8013302865956593,-10.514227811299387,-12.24700709573129,-13.995614982256658,-15.747329910206441,-17.507520948827445,-19.275636163040279,-21.078504437050338,-22.898167188776537,-24.744125605673389,-26.605566684636791]
[null,"Steady State Summer Minimum PM","S","S1",0,0,0,0,84.141830685881601,62.209885641946151,46.298579138347066,34.072108608139501,28.248474132965224,26.022070465240251,25.413224425491691,26.206389449440692,29.794934372477424,34.560782905087031,39.251110486901112,43.993187946870201,48.714630430697476,54.093571363335194,59.734307388730791,65.56001283301255,71.615263954528118,78.032408782696777,84.687337745996984,91.342975919069204,97.972041445645687,104.8276864684335,111.70558914261967,118.68144040242449,125.65083121638004]
[null,"Steady State Summer Minimum PM","S","S2",0,0,0,0,49.892640419225103,42.112831021743467,35.435361680466755,30.18028739119292,25.682886720027462,21.602006308110926,18.385323424681509,16.043613681536627,13.78832629011781,11.536531391528651,9.2647374103293068,7.0020869731647348,4.9250240712058666,4.1180448520090689,3.3170686233211963,2.5413506633617811,1.7897446493394846,1.0420819977667386,0.27781670204580988,-0.49542412796025698,-1.2835967428381791,-2.066603647903273,-2.864370389430773,-3.6723393325999165,-4.4988003773734224]
[null,"Steady State Summer Minimum PM","S","S3",0,0,0,0,46.375432393147399,46.343585019021404,46.300447404985874,46.252509966399245,46.195583750544955,46.160529269878758,46.125107032860669,46.087691017644005,46.051943503871428,46.018007787947525,45.979145337576895,45.943646385590384,45.908624561165972,45.869136086961795,45.831302490409676,45.799805210862843,45.775080029008564,45.753132783916094,45.729350601472774,45.705581473410746,45.681151082905359,45.661716018134484,45.642471055092905,45.624965547662711,45.60701672427286]
[null,"Steady State Summer Minimum PM","S","S4",0,0,0,0,6.6971370597636959,5.7672590076638652,4.8261196233548667,3.8888201033629621,2.9483621662652775,2.0244100556810523,1.0987995831172925,0.58668409957564549,0.31536117435450262,0.3932729512774138,0.46601438174119503,0.54234463435579583,0.61917994132230447,0.69086869556947095,0.7643675804391834,0.84643290245386726,0.93809490167249221,1.0348763172303719,1.1311253129620757,1.2290924898509443,1.3294516880080649,1.4397351508131968,1.5536549899026224,1.6732528306588734,1.795407409299977]
[null,"Steady State Summer Minimum PM","S","S5",0,0,0,0,42.246156126090952,37.258147809408129,34.37870615068833,32.277422193624759,30.411918030740154,30.27445811620693,30.23455686375457,30.880087008528854,32.321349783955718,34.268588326158962,36.509841159923909,38.871954523599527,41.230895257912238,43.529804781112702,45.835379096515098,48.212222552527706,50.678091933793709,53.189449821765294,55.683611928778781,58.185676904897463,60.687539952886226,63.282909725958071,65.898202004553781,68.561971074558727,71.236783996857241]
[null,"Steady State Summer Minimum PM","S","S6",0,0,0,0,8.0844254701206459,6.738008533620361,5.3890391084388103,4.0483906774269052,2.720643576902956,1.6109741514443594,0.93654790234058494,1.1362079039621169,1.3368757501763118,1.5390373388045568,1.7328533636969445,1.9304125121195566,2.1276047573723669,2.3162241075416996,2.5060516452394448,2.7055395409336174,2.9165683774521196,3.1327063570530123,3.3453655551061634,3.5579537470905032,3.7687470605601718,3.9897868682799804,4.2113538212514037,4.4370358235339129,4.6620666481643696]
[null,"Steady State Summer Minimum PM","S","S7",0,0,0,0,3.8507779825610169,2.6633568113263775,1.4741320135642411,0.29105115648655189,-0.8809122519918684,-2.0484494740318175,-3.2125929923645939,-4.3445766288778795,-4.9114026220652542,-5.4773051181972594,-6.0402054858894463,-6.6025642517802634,-7.163702846455605,-7.7198967412882924,-8.2749745009318083,-8.8348076607220989,-9.4024582103555776,-9.9754541280491367,-10.548303209752943,-11.123236817962958,-11.699845036172599,-12.288520190984624,-12.881798468026776,-13.463260371719667,-13.553148334918518]
[null,"Steady State Summer Minimum PM","S","S8",0,0,0,0,0,0,0,0,0,0,0,0,0,0,0,0,0,0,0,0,0,0,0,0,0,0,0,0,0]
[null,"Steady State Summer Minimum PM","S","S9",0,0,0,0,0,0,0,0,0,0,0,0,0,0,0,0,0,0,0,0,0,0,0,0,0,0,0,0,0]
[null,"Steady State Summer Minimum PM","T","T1",0,0,0,0,41.344381198431726,40.762434478983444,40.087066782127849,39.362361607717652,38.569677957458275,37.952971792099248,37.33211951301444,36.695010486905808,36.071229311026144,35.442357637644093,34.661923807087021,33.909157671663863,33.161711774337292,32.383164745392747,31.61902805361732,30.899918881504497,30.226892445229364,29.570230509590107,28.897713755783542,28.222413940202042,27.536745843234847,26.877778390010839,26.213609494577447,25.554270928558431,24.978711654819151]
[null,"Steady State Summer Minimum PM","T","T2",0,0,0,0,30.18664353986798,25.279381439681558,20.419137648333763,15.596069486473503,10.861957047052023,6.0212373332123192,1.1863096887018258,-3.6263474505585975,-8.4472936086622923,-13.282504781059934,-18.053241084737465,-22.855270989818905,-27.656654162565346,-32.379925900791278,-37.114290720630947,-41.958076885328012,-46.943447622892933,-52.013222650478411,-57.077489901731838,-62.173218319820293,-67.29811566539702,-72.596987973908412,-77.960589890636427,-83.434264552818249,-88.960563138522019]
[null,"Steady State Summer Minimum PM","T","T3",0,0,0,0,-0.61480310393223636,4.0348603451341774,8.7034561700249657,13.42374518310428,18.14887881042484,23.018000578343525,27.977514335386378,30.250344553817797,31.703032300426294,33.218684193810205,34.752691066081383,36.35722409067111,38.012572426592612,39.682002937019654,41.41241809492805,43.280408953788864,45.301668192997724,47.452372587790443,49.697776304033859,52.057231950733254,54.593251153098812,57.36989991039453,60.347358106777598,63.544054740999528,66.937696238618528]
[null,"Steady State Summer Minimum PM","T","T4",0,0,0,0,28.654335715380888,25.932906866348652,22.17288542567622,17.883985990568029,13.520243270935772,9.1707747994995863,4.8475821563953652,0.55931270208613171,-3.7067064291450542,-7.9560921474494322,-12.145902892646731,-16.328571098010897,-20.487648277244929,-24.574058686347918,-28.641681517057116,-32.747234427960834,-36.914804967926038,-41.107448156891309,-45.261979440525025,-49.402124187667894,-53.505154151743611,-57.673003650236609,-61.825610834387234,-65.995566847435626,-70.140129138468751]
[null,"Steady State Summer Minimum PM","T","T5",0,0,0,0,-10.957467011401032,-7.2953679633192472,-3.6353587262408809,-7.0512297029683424E-3,3.5762830988962788,7.1383066313971417,10.677044797737224,14.186010439460096,18.325071060437534,22.522222945886934,26.667145678049426,30.802547055540966,34.915340607194409,38.962628430550538,42.990768790348433,45.397818269891978,47.77118492431886,48.771117694015544,47.866493221873576,46.955439862157455,46.022830548102171,45.131569888765519,44.22830155493385,43.330551129140808,42.415527543673996]
[]
[]
[null,"Consumer Power Winter Peak","A","A1",0,0,0,0,147.74670992466628,128.1039974901251,107.4790777032963,86.224809182874964,65.166947870928709,44.408022541317386,23.328907604006826,2.3947411831703902,-18.713981869856934,-40.020676388583418,-61.56220555955251,-83.449955429651567,-105.7422523578895,-128.43464451910938,-151.67119396774231,-175.78399791001976,-200.66311386931173,-226.39249687261977,-252.82721156680364,-279.98420733253772,-307.71871067894313,-336.36643490530258,-365.53414468751993,-395.39260686072896,-425.78036328716229]
[null,"Consumer Power Winter Peak","A","A3",0,0,0,0,20.149824452999386,7.6520978295626705,-5.0396897551291753,-17.706179682795387,-30.340632352142663,-43.16587628905333,-55.704496908750912,-68.637391458142034,-81.728138504851984,-94.949187142501884,-108.35447431343891,-122.07439025852779,-136.11944605962458,-150.44345388204809,-165.18723957933653,-180.6576554290433,-196.68060140182331,-213.30819866520071,-230.38350858693994,-247.91624148673148,-265.77659652809081,-284.2529774810958,-303.00661162262588,-322.1836981380095,-341.65369413599171]
[null,"Consumer Power Winter Peak","A","A4",0,0,0,0,42.098785029317611,13.889264479517017,-14.738549390854173,-43.289762243205701,-71.772917945227519,-100.70417330764512,-128.96601067600167,-158.14007579563295,-187.67258437068327,-217.49940493809532,-247.74367869376559,-278.70244514804523,-310.3982112679534,-342.72473730442164,-376.0021434594085,-410.92742494518546,-447.10283757446524,-484.64596845900758,-523.19961549993127,-562.78564737746217,-603.10935497602281,-644.82514164857434,-687.1642819016987,-730.45849233555725,-774.41184114077384]
[null,"Consumer Power Winter Peak","A","A6",0,0,0,0,70.658670114025398,27.094886425997181,-17.147802822879783,-61.304741861101633,-105.34947686407104,-150.05708463031843,-193.76839873172938,-238.85127014815006,-284.48410663877803,-330.57111536990936,-377.30013227044799,-425.12532353494413,-474.08347990091812,-524.01385028768641,-575.40703580917545,-629.33209710360995,-685.18276198020646,-743.14071849924392,-802.65928947066493,-863.77232864258485,-926.02759967266547,-990.42997503317633,-1055.7990879717249,-1122.6443359554244,-1190.5108396588796]
[null,"Consumer Power Winter Peak","A","A7",0,0,0,0,369.14265486096554,317.06705647354909,262.51907341901091,206.43261126564502,150.83847284556657,95.920503758012103,40.303415258714509,-15.077967807492415,-70.936414605016239,-127.32103759230552,-184.33887548771514,-242.30340562419073,-301.36113615721814,-361.48702420752943,-423.07801358112243,-487.04372255768237,-553.06087170850446,-621.35164202142812,-691.51202339529948,-763.58662310431998,-837.18011643585999,-913.20537174353944,-990.59281627854909,-1069.8066440215021,-1150.4103122465967]
[null,"Consumer Power Winter Peak","A","A8",0,0,0,0,69.57997369692761,36.370800720788978,2.5524018121983065,-31.291221537101244,-65.029535724128934,-99.192091574245381,-132.6995056253173,-167.14894789897983,-202.00767797569395,-237.21170485953928,-272.89773139691147,-309.39930784652648,-346.75014046598301,-384.83691278379018,-424.02315324908477,-465.10348526648119,-507.63790322644019,-551.76518569133987,-597.08236730058604,-643.61548365087674,-691.02780977589634,-740.06945310055823,-789.85945520807206,-840.77814543534316,-892.48468295998885]
[null,"Consumer Power Winter Peak","A","A9",0,0,0,0,48.747445897506282,44.463972695395235,39.869882401549958,35.043274900686107,30.280294680313421,25.6677677955932,20.875679514051882,16.224076976303479,11.544880555027051,6.8234842966916096,2.0586714058121593,-2.7605274505223067,-7.6527842963262422,-12.626831137306898,-17.703080269481365,-22.932567049598166,-28.314624630265719,-33.867850943310366,-39.57512489976385,-45.440382946116031,-51.440488971687323,-57.63191052071641,-63.948718041937234,-70.419747325261142,-77.016014165805359]
[null,"Consumer Power Winter Peak","B","B1",0,0,0,0,75.749383609762461,51.416014296649571,26.491760175480934,1.4062633771637765,-23.570908338791138,-48.731175198731748,-73.575829927434555,-98.94759721202557,-124.60357160454718,-150.51109951266753,-176.76012534071339,-203.57509210940972,-230.98961708586921,-258.9352084513767,-287.66174741879706,-317.71943581498465,-348.82079300567847,-381.0679406629805,-414.18731781753621,-448.19836161423791,-482.86698169221319,-518.71771963661013,-555.13477308102779,-592.38422957410353,-630.22567197247577]
[null,"Consumer Power Winter Peak","B","B2",0,0,0,0,-18.990840503310384,-55.083548277354417,-91.286406298032688,-126.97130022316546,-162.66078715247474,-199.29942605518167,-234.59787323085334,-271.54338050806808,-308.99365543291833,-346.8247711524217,-385.22435064540707,-424.63115598797862,-465.04774476874553,-506.29542021823227,-548.83226068472152,-593.64429806656619,-640.11989969822559,-688.40823467135215,-737.98843370790735,-788.88741749375595,-840.69094215543953,-894.31007713436281,-948.67389945576326,-1004.2438641795054,-1060.6139029310316]
[null,"Consumer Power Winter Peak","B","B3",0,0,0,0,49.636145051179561,43.536132111988273,37.109197286239734,30.465181930255117,23.886883538781419,17.420783009607671,10.830326398940425,4.3096095065479405,-2.2629375533784888,-8.8967436673851665,-15.601707362611837,-22.409394271958448,-29.339269454649113,-36.392153933575692,-43.610287093821498,-51.091944642978731,-58.808277472369511,-66.785423521743525,-74.981662894152905,-83.402313766767264,-92.004332467928378,-100.88817225542212,-109.93621637825278,-119.1995878142295,-128.62955967708061]
[null,"Consumer Power Winter Peak","B","B4",0,0,0,0,-56.985755880909622,-66.603778300686287,-75.94821977887807,-84.855319587164431,-93.828978071386373,-103.32343149555926,-112.1160009137285,-121.68952422985129,-131.43045562717887,-141.27592643359873,-151.29736614915632,-161.65354387932331,-172.32643997557784,-183.23795314857179,-194.54471989440142,-206.57668088753928,-219.09762334760293,-232.14638722352922,-245.53866561718328,-259.28087744368651,-273.23613690687534,-287.69982035994991,-302.32427190188997,-317.25885979625633,-332.37581872319896]
[null,"Consumer Power Winter Peak","C","C1",0,0,0,0,-14.583247279585425,-24.559857068203151,-34.512459808755473,-44.268085199672875,-54.036724518993047,-64.115875143301494,-73.762604258238952,-83.926092088216976,-94.235019347778831,-104.64976589674318,-115.22604622856603,-126.09266363015902,-137.2469633970899,-148.63407150606159,-160.38682194159867,-172.78984629490927,-185.66091683290387,-199.0411025919523,-212.77824701287793,-226.87965570490212,-241.22606181480069,-256.07875376134535,-271.130516683172,-286.5136496796805,-302.11239358334126]
[null,"Consumer Power Winter Peak","C","C2",0,0,0,0,7.7843726979247929,-0.36320014758336178,-8.6060634074716944,-16.801584935404538,-24.982954484668401,-33.316313599543136,-41.427283611380616,-49.830544018321426,-58.340102940018916,-66.934923266936778,-75.652376703483228,-84.581780930855615,-93.728060892762031,-103.05796390872446,-112.66686055543336,-122.76171958930009,-133.22149390687827,-144.08006869615798,-155.23044173353117,-166.6788656037144,-178.33798892609306,-190.40124984982725,-202.64137561644782,-215.15639794640194,-227.85919717618975]
[null,"Consumer Power Winter Peak","C","C3",0,0,0,0,24.855605904829719,24.493072945177136,23.983311620870179,23.334377071955188,22.716910982042361,22.219116898391562,21.568492965577654,21.066311910432127,20.574928817865878,20.081192791409983,19.593556880380383,19.127799249840223,18.674873576582797,18.221871611431514,17.780865931746714,17.374357918238928,16.973170950188258,16.575367376522802,16.164229405608403,15.739122484296409,15.29142618049012,14.837358107035387,14.357636316077802,13.860359554375245,13.340173718850151]
[null,"Consumer Power Winter Peak","C","C4",0,0,0,0,-32.232545278672951,-33.841836290086306,-35.27293208399567,-36.500014471857675,-37.766792832926463,-39.237800439452776,-40.440670933022133,-41.923726248924922,-43.44917243243232,-44.993444532550427,-46.577862388071523,-48.247283758970205,-49.990518856340842,-51.781175347745204,-53.660571891365088,-55.713281059941387,-57.867771588664397,-60.130144065771809,-62.449668836631893,-64.827089915533534,-67.227920770158889,-69.724573791132272,-72.231657093981539,-74.785702760828585,-77.356784751980669]
[null,"Consumer Power Winter Peak","C","C5",0,0,0,0,23.989907833944237,17.401346981396866,10.632495248364576,3.7999261464061269,-2.998934107758366,-9.8294183898930214,-16.59755053644411,-23.485482435560552,-30.448162286209303,-37.478748792986195,-44.600159254465005,-51.87035994291395,-59.299706434336933,-66.871696511121016,-74.651672031450431,-82.784104668727338,-91.196062702988016,-99.915257878166202,-108.8706697604449,-118.06761179042886,-127.4444768809234,-137.13976652764174,-146.99091807476839,-157.06820883969542,-167.30785346279356]
[null,"Consumer Power Winter Peak","C","C6",0,0,0,0,22.664701568340007,19.100140090057536,15.381530680491018,11.57261747494964,7.7941284535150022,4.0484949482867281,0.27228923803988703,-3.504929248192624,-7.3164517661389903,-11.164143936214629,-15.056406900952295,-19.01679592388934,-23.054401954160941,-27.165982741448438,-31.380441857991659,-35.763410291882465,-40.289088892794673,-44.972640234895742,-49.784128744018105,-54.726569931502176,-59.771575585386508,-64.984267847079565,-70.288312856921138,-75.716807977002247,-81.238891630490556]
[null,"Consumer Power Winter Peak","C","C7",0,0,0,0,59.705857370511964,57.771474636582298,55.476922897517746,52.86009905008175,50.31943462575191,48.04115357138442,45.431534547202773,43.133643911290093,40.847171760416437,38.54385831715804,36.238711028093732,33.957152799605076,31.677176475061639,29.372712170289571,27.059633921006153,24.763661226839545,22.431942443885159,20.055417761845199,17.608787211984843,15.089725124412853,12.489445192466205,9.8206243153563815,7.067830773806242,4.2372055030076785,1.3276421789790005]
[null,"Consumer Power Winter Peak","D","D4",0,0,0,0,100.63699471049389,75.652672746440487,49.928285308825011,23.906561790725743,-1.9751736698060003,-27.926969047707079,-53.70649262763397,-79.8766371831707,-106.32410809980944,-133.02851799195821,-160.07278167865235,-187.6689221006292,-215.85968946954304,-244.58818011139118,-274.09574086860476,-304.91771389017936,-336.7911666977318,-369.82135385974988,-403.74743093313685,-438.58968741298941,-474.11943688994501,-510.85209763594969,-548.18281179371888,-586.37316226235896,-625.18491028484925]
[null,"Consumer Power Winter Peak","D","D5",0,0,0,0,47.025944411331785,36.627277633181698,25.890602535643772,15.000544821128825,4.1752186871135732,-6.6527511106663395,-17.443146648783316,-28.362262791179333,-39.393547819585827,-50.53147065172648,-61.808419568024163,-73.308497684411932,-85.051349196314916,-97.016307764969397,-109.30040198861374,-122.11979505993804,-135.37230092103553,-149.10181749067218,-163.20428385159531,-177.6882193787045,-192.46106603044851,-207.73213861732754,-223.25585526751183,-239.13847553682049,-255.28277844939984]
[null,"Consumer Power Winter Peak","D","D6",0,0,0,0,12.987877890335298,-6.0009663087226848,-25.181824058175344,-44.22263426920864,-63.236947321914855,-82.632079593555758,-101.47468638078145,-121.03246306446448,-140.84124613438939,-160.84904361677101,-181.14508197621132,-201.94168030963826,-223.24846033084751,-244.98489700957893,-267.37669373073652,-290.91288369300099,-315.30408405560877,-340.62917768725947,-366.63426655589268,-393.33384807959328,-420.52170957689674,-448.6539014855083,-477.19455689417725,-506.37477045996928,-535.98955864786046]
[null,"Consumer Power Winter Peak","E","E1",0,0,0,0,81.321759476590771,58.207041842569673,34.476389884249798,10.538581540007783,-13.28454200714715,-37.233274872866033,-60.944386157596014,-85.094515053512822,-109.50868370602939,-134.16125708920765,-159.1338093286617,-184.63199475995904,-210.69112028865985,-237.25162247923927,-264.5446330170372,-293.080680818742,-322.59989059126968,-353.19943388372405,-384.62765808715858,-416.90316307741233,-449.80836162394411,-483.83203887061688,-518.40046569679635,-553.76164180593389,-589.69071789672284]
[null,"Consumer Power Winter Peak","E","E7",0,0,0,0,44.607075970569838,41.765159527237088,38.645605745555763,35.30108586595253,32.014212705868282,28.890430746841052,25.566084906223818,22.415738912379531,19.254855975292994,16.066696136727739,12.855514377015053,9.6239176029658786,6.3551003068281835,3.0360690888552355,-0.33855377315668844,-3.7867594148462667,-7.3254014884012957,-10.967034126063121,-14.711046778724755,-18.560229445641394,-22.50549115481606,-26.571872930237028,-30.730342941057579,-34.993796920069087,-39.347624198596712]
[null,"Consumer Power Winter Peak","E","E8",0,0,0,0,20.367280696818241,19.069681411080477,17.64531484730383,16.118230327598699,14.617466899158741,13.191169779008106,11.673296585216551,10.234870511491014,8.7916333427534905,7.3359417304805268,5.8697384691028551,4.3942138541422864,2.9016946076223835,1.3862480335730674,-0.15458129856795966,-1.7290080162254782,-3.3447273797905108,-5.00747151874479,-6.7169616606117302,-8.4744716996499836,-10.275850761263088,-12.132532402872311,-14.031260892396322,-15.977924331752556,-17.96585159122461]
[null,"Consumer Power Winter Peak","F","F6",0,0,0,0,154.83256618083905,149.36066232436346,142.95195936732171,135.7126782953612,128.67114172442507,122.29928890247027,115.08351611315055,108.65692491577525,102.25372556327359,95.802059630358968,89.338576062126222,82.923858176273356,76.500717173806024,70.003661934455138,63.4682356986484,56.949000353764596,50.316279939278608,43.544693063999844,36.574994673381276,29.400810438172581,22.004461395058826,14.407565448401639,6.583333685003252,-1.4580114007920111,-9.7143037561199286]
[null,"Consumer Power Winter Peak","G","G1",0,0,0,0,57.958405158129992,42.347718815084491,26.303337791582692,10.101544859972266,-6.0189733508673156,-22.208654873093643,-38.258021918091785,-54.583875862244348,-71.086126697940088,-87.749207287887401,-104.62695572164711,-121.85581437206496,-139.46072187006951,-157.40323457635176,-175.83742699168585,-195.10415881073143,-215.03220444853517,-235.68724266437488,-256.90197977933866,-278.68902150734249,-300.90296868267444,-323.87084948245905,-347.20883451437533,-371.08286797726862,-395.34224017375141]
[null,"Consumer Power Winter Peak","G","G5",0,0,0,0,59.597934737167215,51.324699232995393,42.653120635428536,33.731634647113367,24.889562280273548,16.159825576974825,7.3126970178341804,-1.4907117389909339,-10.369308117094572,-19.331441970528491,-28.393725438958235,-37.605193064352932,-46.989463550290154,-56.543117405159116,-66.328582987201685,-76.489138925836471,-86.974768900546167,-97.820787446206381,-108.96384419225555,-120.41103972979977,-132.10005492192965,-144.17495229625479,-156.4669513107992,-169.04931414856645,-181.85304605946124]
[null,"Consumer Power Winter Peak","G","G6",0,0,0,0,101.40873791808599,86.796061293714587,71.50230752711947,55.789383655653211,40.211872175258691,24.812879406802448,9.2321478457123725,-6.2967679617470953,-21.960927958865966,-37.772863496946513,-53.763507709851304,-70.022576441725434,-86.590397438742528,-103.45866699229997,-120.74021718246745,-138.69310500258808,-157.22355006140475,-176.39385932659778,-196.08875981726953,-216.32073694456827,-236.97775090141161,-258.31815972966865,-280.03922788608895,-302.27231612144902,-324.89410936241893]
[null,"Consumer Power Winter Peak","G","G7",0,0,0,0,56.702587495500204,53.090066112361512,49.12462414146416,44.873214987706547,40.695083852878248,36.724267205638952,32.498502418517155,28.49391871805426,24.47594091064467,20.42328988471424,16.341374387401796,12.233508206000552,8.0783289052245912,3.8593198367625892,-0.43035492747869142,-4.8135649417235005,-9.3117338403841998,-13.940819893900112,-18.700046998628316,-23.592961681065734,-28.608007890432109,-33.777016694394959,-39.063084084051603,-44.48260255769997,-50.016999664649688]
[null,"Consumer Power Winter Peak","H","H1",0,0,0,0,64.072118976356549,64.359317863689938,64.274474275917555,63.817046253823953,63.4400834129641,63.400420211431758,62.925699225905475,62.88514828753901,62.889111007287077,62.89986194591571,62.945276804004081,63.080362000880221,63.282116260496821,63.511593581002018,63.814992193113973,64.282860709707293,64.820191362272652,65.427049927422416,66.043273822201414,66.668147915218185,67.26575670448257,67.9080938210342,68.509975339984905,69.107571278846322,69.673576789163818]
[null,"Consumer Power Winter Peak","H","H2",0,0,0,0,28.459594754748675,21.056808879749973,13.442671369394827,5.7482669945437888,-1.9063691026789211,-9.5887737145272744,-17.21111266132743,-24.958142752036622,-32.788204791524898,-40.694477027605849,-48.702087752684257,-56.874953918445932,-65.225252887838664,-73.735326550309068,-82.477589931807614,-91.612421576611993,-101.05999904785278,-110.8514851495337,-120.90840152963027,-131.23674015314828,-141.76804842683356,-152.65641973302522,-163.72100662012846,-175.04000624521865,-186.54231734803022]
[null,"Consumer Power Winter Peak","H","H6",0,0,0,0,78.412048713851362,65.106567124016976,51.262174537857142,37.116378022481072,23.076359220647074,9.1270548862116989,-4.8952774062567901,-18.962157015227486,-33.161004577449795,-47.495226859077995,-61.998737251443387,-76.764448399495365,-91.824065271902953,-107.16185244614593,-122.8898185836359,-139.26095242333176,-156.17022583530496,-173.67412778963876,-191.65549382171392,-210.12548998885779,-228.97499311220415,-248.4533538331541,-268.26821747890631,-288.54627339959569,-309.16999343227883]
[null,"Consumer Power Winter Peak","J","J1",0,0,0,0,97.666037246933968,88.418486595628622,78.544536923162269,68.212269317716832,58.007835601417625,48.08914055458542,37.833080935085398,27.830420362374689,17.763388873176371,7.6048072660659836,-2.6510776317879614,-13.034051733634408,-23.581697932414897,-34.308421229020325,-45.263331915373996,-56.566409652971203,-68.205533476011226,-80.220721429867879,-92.568373067189327,-105.25687662222353,-118.23241851367879,-131.62457789656148,-145.28193590777636,-159.27059675688295,-173.52513408400097]
[null,"Consumer Power Winter Peak","J","J2",0,0,0,0,0,0,0,0,0,0,0,0,0,0,0,0,0,0,0,0,0,0,0,0,0,0,0,0,0]
[null,"Consumer Power Winter Peak","J","J3",0,0,0,0,8.4653700004089689,-26.394297770012646,-61.516748827166147,-96.293458364788151,-131.04087354139673,-166.56672418779183,-200.97615196608666,-236.79978376753948,-273.09395495329613,-309.75438027078178,-346.95120842154745,-385.08660741304135,-424.17270235273855,-464.05263829252988,-505.1509980790849,-548.38544359265904,-593.20304105537298,-639.74833368816121,-687.54173972822605,-736.6096499190237,-786.56565223928919,-838.26253856033554,-890.69812291463859,-944.3044664386108,-998.69946942473757]
[null,"Consumer Power Winter Peak","J","J4",0,0,0,0,39.346732667831901,35.687766021519828,31.776849566981529,27.68053676678861,23.635688811713536,19.707526985453015,15.641210860014457,11.679789864659252,7.693344907907079,3.6707177795317736,-0.39007757658455011,-4.500259684370798,-8.6749522309800025,-12.92026770960104,-17.255169306069934,-21.726219228921138,-26.32961342864624,-31.081198131326502,-35.964338379206403,-40.982363360080221,-46.114339638602928,-51.410825243529317,-56.812751995886209,-62.345917681431573,-67.984700022512641]
[null,"Consumer Power Winter Peak","J","J5",0,0,0,0,119.84430228470112,114.99604703189304,109.4189340142815,103.20586897991539,97.146190922302495,91.590411591990986,85.402032803951712,79.798657088310378,74.205020457833285,68.567421651709495,62.911175082538051,57.275983347517958,51.617421308786454,45.887642209000177,40.106593788828505,34.300182451505272,28.377966685372389,22.317762067049522,16.082273335403062,9.6661047902607162,3.0624418844938024,-3.7271261648558065,-10.705536834995824,-17.872549343381667,-25.219713406484885]
[null,"Consumer Power Winter Peak","J","J6",0,0,0,0,104.02602974108333,102.43944851350766,100.2362608291164,97.451387785097069,94.798254039231452,92.644338851699118,89.853129297176721,87.68026256412594,85.551641490901233,83.412443760215496,81.297701979791881,79.272638048282545,77.299373123041875,75.324205136100133,73.396805106045292,71.609499982243747,69.841302363450808,68.083815699470662,66.268040642326213,64.391269229527708,62.418199907672843,60.414994406829713,58.302966241967923,56.115142880296695,53.82988223123234]
[null,"Consumer Power Winter Peak","J","J7",0,0,0,0,52.846297855788883,47.931967538509717,42.679245347052969,37.177518731606312,31.744914158824781,26.469029839565451,21.007591530193267,15.687037073485644,10.332873124252171,4.9301131750710621,-0.52391023094794387,-6.0442646081027513,-11.651262465762684,-17.353113447112815,-23.175286863047244,-29.180320062265523,-35.363103854759963,-41.744921186447641,-48.30342977188927,-55.043101017930191,-61.935819386522454,-69.049488982160085,-76.304775782214932,-83.736328596835762,-91.309734339477146]
[null,"Consumer Power Winter Peak","J","J8",0,0,0,0,35.529141700376371,25.771458855072115,15.746764552934692,5.6277045931623144,-4.4414324390974684,-14.557404773046041,-24.58103336495925,-34.782085830862577,-45.093840287794251,-55.506164752108901,-66.052999827249053,-76.820193775555609,-87.823083243162358,-99.037228385114474,-110.55940073361064,-122.60356336810591,-135.06170414320235,-147.97486425354748,-161.23786217555329,-174.85856713429021,-188.74573880712612,-203.10449841840943,-217.6940900772199,-232.61859474898804,-247.78354608159748]
[null,"Consumer Power Winter Peak","K","K4",0,0,0,0,28.476042851947348,24.121388590094426,19.573946077246941,14.911643384563417,10.287499537236627,5.7075569812478086,1.0850362722004678,-3.5335331726410786,-8.1935111903231377,-12.897629637172106,-17.655826688205661,-22.496243892150812,-27.430270908741811,-32.45440922288811,-37.603444588393543,-42.956536149782849,-48.483277071908127,-54.202204562278894,-60.07743803740204,-66.112672855034901,-72.273630442427759,-78.639069602339873,-85.116681574288052,-91.746499367425955,-98.491117515043058]
[null,"Consumer Power Winter Peak","K","K5",0,0,0,0,19.766156839472817,15.196716306702923,10.483986691327939,5.709034636687039,0.96139707601214019,-3.7920359362424936,-8.5229940811860896,-13.316432343258663,-18.159729570899042,-23.049938986861733,-28.001663573630534,-33.052584308364061,-38.21100984308967,-43.467331553595187,-48.864784268349446,-54.49951780504216,-60.325362291313759,-66.361591841444877,-72.561692233521498,-78.92939403948489,-85.423566504136161,-92.137097729620081,-98.960995456633782,-105.94240953415523,-113.03828028094544]
[null,"Consumer Power Winter Peak","K","K6",0,0,0,0,30.634319655279775,28.212311859464887,25.596755122297647,22.832023614717503,20.107133034017924,17.483155721836528,14.737259361979698,12.091027505782908,9.4311388533832439,6.7475696500107061,4.0408994101765723,1.3074007174517748,-1.4645902137155873,-4.28181352906015,-7.153766551281465,-10.105332897763736,-13.140466225790462,-16.269736246096347,-19.486153482327648,-22.791988372044827,-26.175726199710102,-29.666184903765611,-33.229769036229641,-36.881221907780066,-40.605311546677001]
[null,"Consumer Power Winter Peak","L","L1",0,0,0,0,46.422732084987672,43.17429971800982,39.63514885140075,35.865166728368514,32.15533327804355,28.608370408189092,24.862463482161136,21.28537457017919,17.693349285162029,14.06987696193846,10.417937040377934,6.7368302564746108,3.0089913377914002,-0.77775185945642422,-4.6325853379986981,-8.5819801311159889,-12.638763065344891,-16.817203979080105,-21.112604339065502,-25.528086862656348,-30.050930598078519,-34.714382355823773,-39.479782488733974,-44.364192300698029,-49.349191893962349]
[null,"Consumer Power Winter Peak","L","L2",0,0,0,0,61.367762461723679,27.755393224475462,-6.4207596057963583,-40.570235497659475,-74.624519618239205,-109.1549181342164,-142.96208823302081,-177.78238452502018,-213.02267587608824,-248.61298876116723,-284.69542393029894,-321.61488050233561,-359.40221202384799,-397.93740943741437,-437.59444420707803,-479.18930549548764,-522.26387344731211,-566.95845268767471,-612.85724821384849,-659.98648004422273,-708.00071316318076,-757.66833573598331,-808.08683122116918,-859.64575124382839,-911.99670579012502]
[null,"Consumer Power Winter Peak","L","L3",0,0,0,0,189.8762572505716,152.4616942245616,113.71034595824226,74.287939962016338,35.12445500882648,-3.941880387431516,-43.010299330711135,-82.405657674161233,-122.19150201643626,-162.35981531063339,-203.01859720496805,-244.45378869721901,-286.74351658761185,-329.82556078066915,-374.03526721404802,-420.12364304233785,-467.75217863718916,-517.07918205413728,-567.74836032099472,-619.79066689034028,-672.88362768203979,-727.75941820193964,-783.55922864802585,-840.65487054919708,-898.70432831668825]
[null,"Consumer Power Winter Peak","L","L5",0,0,0,0,182.69849882763148,163.91715100372082,143.95495789774827,123.15219295717235,102.58935267578013,82.52606672563482,61.881559192531277,41.648558680077223,21.274904519846491,0.71439588037161916,-20.051113811228479,-41.094736387426614,-62.487162085994754,-84.248455713687818,-106.48878091102021,-129.47206784131322,-153.15162042907778,-177.60843884938842,-202.74025167731952,-228.56386739626376,-254.9620034023734,-282.21368726384435,-309.99261672632599,-338.44100641569668,-367.42008185689815]
[null,"Consumer Power Winter Peak","L","L7",0,0,0,0,5.2042743848689099,-1.877338904028919,-9.03266481567859,-16.137840855387143,-23.232681397082739,-30.467682537438211,-37.499021708350327,-44.794697501830179,-52.183753997197918,-59.647008822550085,-67.21758884217904,-74.974384733980628,-82.921114661292293,-91.027959691183668,-99.378852538969127,-108.15570442701636,-117.25110279662911,-126.69447219216168,-136.39144108085964,-146.34742130721474,-156.48569288435084,-166.97596791310477,-177.61883514113393,-188.50029460980247,-199.54403651133646]
[null,"Consumer Power Winter Peak","L","L8",0,0,0,0,66.98864620090842,60.229822218376754,53.038807861198791,45.538143501191705,38.125382227876997,30.898797614848181,23.454809118962441,16.167084855167719,8.8295300262919092,1.424805034706651,-6.0531082446922939,-13.629520242797858,-21.330317183249726,-29.16344835688972,-37.167731999495054,-45.43654258108802,-53.954825862848587,-62.751753062888199,-71.79160754767733,-81.080456213284776,-90.576726046955415,-100.37957329877558,-110.37306043968825,-120.60773509555625,-131.0341240699376]
[null,"Consumer Power Winter Peak","M","M4",0,0,0,0,63.831328423083207,60.659808190191484,57.096477486011146,53.201095846284758,49.387726121551843,45.828845920697248,41.952852793712644,38.363595790616216,34.771481615617262,31.149752992097952,27.508957693031782,23.86332872295241,20.189050998550751,16.463375827301601,12.689655579992655,8.865991712252983,4.9537616480048801,0.93870877840388933,-3.1907990697605961,-7.4380797617752705,-11.800158139085418,-16.290747808249385,-20.894301316754856,-25.618066489665857,-30.451029855809292]
[null,"Consumer Power Winter Peak","M","M5",0,0,0,0,47.256993590633257,41.438970819734351,35.309632496363051,28.973736356342382,22.700412805214139,16.533664127359319,10.248869643241328,4.0300338021551347,-2.2382897986226178,-8.5650455546497657,-14.959709316197944,-21.45245567239855,-28.061819392891152,-34.788533893772659,-41.672942233709136,-48.808886484568816,-56.168731891988905,-63.777406612712539,-71.595045244601366,-79.626718887470702,-87.831330521279313,-96.304775341652089,-104.934772319689,-113.77012413273019,-122.76432457635484]
[null,"Consumer Power Winter Peak","M","M6",0,0,0,0,17.536413717463468,15.37742630468126,13.102914015895974,10.751750991333509,8.4238077851051436,6.1354130335626431,3.8032131234826552,1.4954895493809486,-0.83059824474327704,-3.1783693998052103,-5.5513402721801093,-7.9607082326390932,-10.413351276667287,-12.909541564787952,-15.46424984553248,-18.112299607898947,-20.843435978509589,-23.666909449971847,-26.567926525455061,-29.548369019641171,-32.592986399408197,-35.737364039453574,-38.939836010021587,-42.218512306592885,-45.556135122879233]
[null,"Consumer Power Winter Peak","M","M7",0,0,0,0,-20.682056827430557,-22.899227709200918,-25.009310793094212,-26.975081562585494,-28.965689806103143,-31.115278007916192,-33.052968588665543,-35.2203911434069,-37.431185513016253,-39.66652215811439,-41.945981538548054,-44.312244608794082,-46.758439845416099,-49.262133612370896,-51.864457342784938,-54.651232415137933,-57.557365782745826,-60.591678576918028,-63.705071271591557,-66.898913866648954,-70.137800560872833,-73.497464968023777,-76.888714964838854,-80.349819540671461,-83.848484134988837]
[null,"Consumer Power Winter Peak","M","M8",0,0,0,0,6.409468143745972,7.1153731988166253,7.7882062780358314,8.4161035820432417,9.051688087288845,9.7369844462817099,10.355980545162764,11.046964154505192,11.751645460440361,12.464130254467673,13.190580227175587,13.944442901144967,14.723593651556595,15.520992946242831,16.349619547944407,17.23657053745735,18.16136874065198,19.126825712955618,20.117462729752308,21.133718521721256,22.164410014330933,23.233471787645104,24.312717014393041,25.41424068604708,26.527826851360665]
[null,"Consumer Power Winter Peak","N","N1",0,0,0,0,-5.7926320122428354,-33.980797746174254,-62.307724678170082,-90.282229527476659,-118.24894804506161,-146.91031834477633,-174.58502140084695,-203.48652470375711,-232.77652149018371,-262.36342102736279,-292.39002482833001,-323.19171840585375,-354.77375471504661,-387.0018790520445,-420.22783011429357,-455.20999729755908,-491.48344638605874,-529.16483600166669,-567.85529219522448,-607.57597126322389,-648.0079641831561,-689.85365468341377,-732.28749985496199,-775.66529747691538,-819.6733151015045]
[null,"Consumer Power Winter Peak","N","N2",0,0,0,0,85.023607424153624,75.538147158896251,65.49858818606107,55.076279276894041,44.766024146641001,34.670678945596869,24.329909538389224,14.149228058241061,3.8929181305394254,-6.4581881357992836,-16.916247019873783,-27.524024464769184,-38.314612041181043,-49.293888745302809,-60.522317273204983,-72.142571952352895,-84.120848445894168,-96.497928508446606,-109.21580868474305,-122.28287267208194,-135.63618872401457,-149.42401983930688,-163.47287573082994,-177.85826624655422,-192.50737418232615]
[null,"Consumer Power Winter Peak","N","N3",0,0,0,0,118.49257614940241,122.42003287563223,125.6802390019611,128.21296214421503,130.89267823893914,134.27628007413159,136.74105512887817,140.15198459897968,143.69160239340826,147.27950610795833,150.98416574989821,154.94715541288642,159.12682168253556,163.43537298473333,168.00016208663243,173.07911963809997,178.44150729518654,184.10151485155868,189.90043219948862,195.83949601856688,201.81421713419275,208.04165940959888,214.26565633683441,220.59561373922833,226.94349706722298]
[null,"Consumer Power Winter Peak","N","N4",0,0,0,0,109.87328125197675,88.529740505038859,66.414536523373286,43.907549236317877,21.550224494100068,-0.74365168467790732,-23.049049414063802,-45.530701346402807,-68.234124218110267,-91.155639133082886,-114.3562132980973,-137.99771056824994,-162.12525974044098,-186.70428031193771,-211.92503791898375,-238.21393907912901,-265.38007204067884,-293.51377263875867,-322.41315360899409,-352.09589530939598,-382.37883312620073,-413.67806810620044,-445.50554948553633,-478.07258990725541,-511.18466902844904]
[null,"Consumer Power Winter Peak","N","N5",0,0,0,0,51.2845478443448,41.264750941184602,30.884420048483587,20.321870451870787,9.8292082075093017,-0.63519399941686994,-11.103040899004998,-21.655579654651039,-32.312416947591629,-43.071655674243317,-53.962039196718344,-65.05979346274539,-76.385997791114818,-87.924244583323187,-99.764051622084068,-112.10597963539543,-124.85998727874123,-138.06847782435574,-151.6364153610686,-165.57209569123,-179.78938060624259,-194.48390978247156,-209.42621134803298,-224.71563713770703,-240.26075750763366]
[null,"Consumer Power Winter Peak","N","N6",0,0,0,0,7.3570094791614498,6.5878904378782135,5.7711419481666377,4.9206899273372411,4.0799061888258157,3.2589364383632775,2.4149929914610095,1.5870797195302282,0.75332749571543223,-8.8083978126605234E-2,-0.93794930160229528,-1.7993630042880546,-2.6751750199074658,-3.566133813481537,-4.4768337456459273,-5.4182444385665613,-6.3882777572834204,-7.3902485699304332,-8.4198594407009981,-9.4777968841901288,-10.559194391642729,-11.675604803508364,-12.813516069630412,-13.978815459009033,-15.165773017940412]
[null,"Consumer Power Winter Peak","N","N7",0,0,0,0,63.83249624146913,59.385874194488416,54.539629241218748,49.375758118108607,44.294582298542053,39.437830938084375,34.306851426327711,29.408847051125932,24.490578611454016,19.529280693469122,14.529150025278792,9.489460444396034,4.3860644548908629,-0.79786808415628441,-6.0747206124468525,-11.480357157528077,-17.032739990857813,-22.751407432620333,-28.630179107440618,-34.673333719939116,-40.863604459523359,-47.246210924861394,-53.768577596007212,-60.453913125102609,-67.277111366000767]
[null,"Consumer Power Winter Peak","P","P1",0,0,0,0,71.195703849583253,34.950780067021796,-1.9313794681488843,-38.813718695798315,-75.587092261053414,-112.84796545576994,-149.36230609817673,-186.93604372086457,-224.95948943530348,-263.36007551616376,-302.28895959127624,-342.11400666316234,-382.87029531030191,-424.43136509038106,-467.19713436186402,-512.04100437032309,-558.47605620880859,-606.65367138182103,-656.12989010181366,-706.9330589736785,-758.69325069347633,-812.23394814834069,-866.58797129276286,-922.1728288152193,-978.6147356432266]
[null,"Consumer Power Winter Peak","P","P2",0,0,0,0,2.2305874668003107,1.7825848391690435,1.318826352214435,0.8472804414728563,0.37878075840654801,-8.8777446487502951E-2,-0.55607514694955362,-1.0275708388171139,-1.5037694557132419,-1.9845502900120213,-2.4712242767645551,-2.967249928186789,-3.4735472512823455,-3.9893459823503101,-4.5186901813238824,-5.0706280477475465,-5.6410456314893018,-6.2318377618219181,-6.8387005021107274,-7.462003864443763,-8.0978645984274742,-8.7550933339951111,-9.4233551035417058,-10.107123843438279,-10.802288060813476]
[null,"Consumer Power Winter Peak","P","P3",0,0,0,0,280.19423685148382,261.23374155491359,240.52250833355154,218.41073156743431,196.66164932629977,175.9108443036605,153.93753620636846,133.0104101254812,112.00195301847462,90.810488210744253,69.457217124090405,47.945499636301776,26.16948504698221,4.0527064672884192,-18.452306285052536,-41.488113331012336,-65.142603314176014,-89.499228583393503,-114.53865645758837,-140.27924790095472,-166.65146493593244,-193.84001073724357,-221.63031000762399,-250.11725205329927,-279.1968007978528]
[null,"Consumer Power Winter Peak","P","P4",0,0,0,0,9.6852924896003554,4.0596923883403804,-1.6568497808096325,-7.3655512597330492,-13.059057667285597,-18.835271032247718,-24.486551566457692,-30.311253735830405,-36.206620235857635,-42.16060320507615,-48.197227332520178,-54.374689316158879,-60.697942096465923,-67.146556327150932,-73.783512347503432,-80.746137503442881,-87.956931797525826,-95.439367316095655,-103.12334047778999,-111.01323113275397,-119.05092601486834,-127.365621100338,-135.80556255890866,-144.43624620954068,-153.19914251171295]
[null,"Consumer Power Winter Peak","P","P5",0,0,0,0,27.24441647840613,18.067577456044344,8.6756162350615682,-0.7695285533448285,-10.175485306525728,-19.657317271515097,-29.011339075755266,-38.572865246341131,-48.242412534310695,-58.006905924941663,-67.900812162195606,-78.009841576982865,-88.346195778251499,-98.883267846278557,-109.71617613373448,-121.05412979657348,-132.78684572616297,-144.95281384482385,-157.44770678680092,-170.27883564479944,-183.35724286368904,-196.88208868131812,-210.61954903263202,-224.670646058713,-238.94421304923313]
[null,"Consumer Power Winter Peak","P","P6",0,0,0,0,27.433590675012017,18.8117318039554,9.9770444291566971,1.0818018014913287,-7.7743115635008007,-16.692235999213864,-25.502274973536739,-34.495169691180628,-43.5883891110836,-52.770704674179548,-62.073740582074002,-71.57654341257161,-81.291238409654127,-91.193906017302197,-101.3726893998145,-112.02176903170469,-123.04012156231687,-134.46394140899605,-146.19682023759805,-158.24565369926088,-170.52780138777655,-183.22851862871457,-196.13032508528715,-209.32719961110135,-222.73418068256842]
[null,"Consumer Power Winter Peak","P","P7",0,0,0,0,-0.76373616403340017,-7.5958124902940281,-14.465256150679785,-21.252972492915003,-28.037996040561648,-34.988082247971576,-41.703276862979124,-48.711598398215258,-55.813674995560497,-62.987675438852079,-70.267946835819501,-77.73526190278433,-85.391124408752887,-93.203370363665186,-101.25682583366086,-109.73447626574266,-118.52453660036524,-127.65529307561089,-137.03063013491939,-146.65568482141373,-156.45348862569131,-166.59363255754889,-176.87679440964706,-187.38888477758624,-198.05410422410117]
[null,"Consumer Power Winter Peak","P","P8",0,0,0,0,48.192448645942534,33.348389139234904,18.132303085677673,2.8064228688347588,-12.450880635478011,-27.809647162417061,-42.989047853518443,-58.476939059410817,-74.136948414602017,-89.950296110577725,-105.9710323195431,-122.33447553790585,-139.06184751147225,-156.11253042293913,-173.63763884250542,-191.97024598423985,-210.93777693763337,-230.60256366307863,-250.7994639926705,-271.54036398003961,-292.68347373423086,-314.54677013658193,-336.75697435012381,-359.47539923520225,-382.5561302554716]
[null,"Consumer Power Winter Peak","Q","Q2",0,0,0,0,-44.903991918540768,-60.302825629737939,-75.53395176123702,-90.331952958798183,-105.1782193932617,-120.61928552319223,-135.24422474136429,-150.81429829154993,-166.6230449074699,-182.59643946530278,-198.82972017191645,-215.53974248402346,-232.71434321226985,-250.25567802466662,-268.38368391812776,-287.56666291858551,-307.49176666504428,-328.22199213927536,-349.50286068762244,-371.34532287326709,-393.55386284976345,-416.5544608158595,-439.8460738029454,-463.64429039928518,-487.76200281547199]
[null,"Consumer Power Winter Peak","Q","Q4",0,0,0,0,39.575694394399449,17.19897040083233,-5.5456211932333535,-28.265082910290275,-50.922781512319133,-73.904039050060078,-96.395333527169456,-119.56951777812755,-143.0241149108179,-166.7118066433589,-190.72772127218687,-215.30249853489994,-240.45621803185441,-266.10823568659265,-292.50836627322781,-320.20149159775076,-348.880824990034,-378.63974886004735,-409.2003359661087,-440.58002314149013,-472.54819185495768,-505.61767533608389,-539.18610882664484,-573.51347813421273,-608.36736843543588]
[null,"Consumer Power Winter Peak","Q","Q5",0,0,0,0,21.598404753544557,9.6164543419033759,-2.5648507763749393,-14.735045870183937,-26.871656863796719,-39.179422688375816,-51.227532763287073,-63.638625272854199,-76.199611179453839,-88.885387136914801,-101.74672302066541,-114.90679030010446,-128.37648748398257,-142.11287142943092,-156.24943822874681,-171.07742636878797,-186.43313631502932,-202.36657820995993,-218.72928845638279,-235.53060978408786,-252.64726176209044,-270.35343633777956,-288.32707646051142,-306.70718847858285,-325.36947569654961]
[null,"Consumer Power Winter Peak","Q","Q6",0,0,0,0,-5.9382634095398714,-9.9701807984032786,-13.992135657224717,-17.934227394605426,-21.881634702094352,-25.954761372250594,-29.852834164993638,-33.960042297564009,-38.126056165725565,-42.334838150468663,-46.60892296328494,-51.000400751955262,-55.508182577130633,-60.110065612922831,-64.859762703550516,-69.872361760760143,-75.074154869390924,-80.481738764691855,-86.033582232809678,-91.732637091991151,-97.530680414513085,-103.53335373225511,-109.61644661547966,-115.83344872049651,-122.13756067225988]
[null,"Consumer Power Winter Peak","Q","Q7",0,0,0,0,10.437354945665877,6.7560811164916208,2.9913799665794305,-0.79182136700250116,-4.5599211638688599,-8.3609946803794628,-12.107532811225703,-15.940549914856813,-19.817211026121864,-23.731988515579978,-27.698911603882475,-31.752759116824421,-35.898248621073911,-40.124418149363287,-44.469751602569112,-49.018809058526209,-53.726657242242624,-58.608727697962095,-63.622738770201572,-68.771616142950549,-74.019423723566177,-79.446552341402793,-84.958614151232084,-90.596384002476753,-96.323105338606069]
[null,"Consumer Power Winter Peak","Q","Q8",0,0,0,0,3.0232436396166933,-10.099787612111182,-23.320790170604361,-36.410694367227528,-49.489776423627582,-62.862746763947854,-75.814350207388856,-89.299412677132992,-102.96171480424255,-116.76190406380643,-130.76410098053853,-145.11983478718261,-159.8336111069934,-174.84628538018649,-190.31780204287588,-206.59382942026144,-223.46598319061906,-240.98867423364709,-258.98121914309587,-277.45355041893868,-296.26011857253303,-315.72212545568971,-335.46209884210339,-355.64277266293573,-376.12024268144501]
[null,"Consumer Power Winter Peak","R","R4",0,0,0,0,90.435182729638086,87.92756736020543,84.876997177328619,81.333508184655699,77.905150365681791,74.884179478734623,71.347130752308146,68.300060166368823,65.276050855120047,62.230975889946897,59.189670548481857,56.195597607460883,53.215533264232718,50.208029391564608,47.202342490248064,44.248680242197359,41.260145524893751,38.224765095315398,35.098317233282621,31.877597550187978,28.544563586104367,25.128852908269518,21.594826130221346,17.957071705480665,14.209245838315201]
[null,"Consumer Power Winter Peak","R","R5",0,0,0,0,-5.9069642000415286,-5.3168920577767711,-4.6887461658410752,-4.0332288691910518,-3.3854595811645458,-2.754246498522575,-2.1036641975479426,-1.4671103290216452,-0.82624317395005387,-0.17951524160124199,0.47357469192989282,1.13518910918543,1.807609081676629,2.4915630083995852,3.190400871268237,3.9121988271702013,4.6557252040070951,5.4235277925128029,6.2125397346380833,7.0232915463079593,7.8521836372631491,8.7078133973847169,9.5801292888292142,10.473514532228597,11.383671987097788]
[null,"Consumer Power Winter Peak","R","R6",0,0,0,0,64.710931361913424,60.461568339626233,55.808665102348328,50.830839528773865,45.93670905684349,41.276186611573827,36.328968281854237,31.628829612497011,26.911676381735234,22.153620637750784,17.360204258770654,12.533723366660999,7.6497654498839225,2.6900689830359923,-2.3547302262618741,-7.5141049508299194,-12.81045264022905,-18.262509941964463,-23.867622077596231,-29.629931883493374,-35.534831839021102,-41.621777618341099,-47.844975715455369,-54.224718935485342,-60.738412178225545]
[null,"Consumer Power Winter Peak","S","S1",0,0,0,0,241.82322247571281,205.13001885273852,166.21752830304271,127.23805709691402,96.188593804553719,72.015533861468896,49.259805783041983,29.332512389084492,13.815611335245105,1.8907158899620256,-7.5446080017535513,-14.651725506990115,-19.650346151624934,-24.338477499724473,-27.835340057564348,-29.933366576792061,-31.872749779215521,-33.817292077012347,-35.820596163803096,-37.884194501014527,-40.032930601440874,-42.010230793459037,-42.620272344922121,-42.768377021399353,-42.957510222319144]
[null,"Consumer Power Winter Peak","S","S2",0,0,0,0,72.298614098890781,60.913271617874962,49.125138369534653,39.57626243024292,31.410240196944752,23.504464105866091,16.617065000466447,10.488279340164034,5.2630211114908647,0.64344539232669218,-2.3001932346172556,-4.126698363130421,-5.9682710251638209,-7.834461229649837,-9.5170460092769247,-10.29775442591578,-10.941601854744267,-11.138249664859678,-11.325870732146736,-11.519553449519737,-11.724141943724547,-11.928945299531964,-12.146420309624411,-12.371222149956907,-12.606960648334034]
[null,"Consumer Power Winter Peak","S","S3",0,0,0,0,50.274060998158156,50.348230571331463,50.370801772455074,50.341079556021242,50.322435004549483,50.351052543049995,50.317863858228506,50.345856348799337,50.379037622910303,50.41357530147225,50.452615787521701,50.504030548314645,50.564391980903189,50.627952380744006,50.701296404929778,50.797704311114309,50.903982279327863,51.020538405657014,51.138802303096554,51.25891296159763,51.376133282338671,51.50142935341799,51.622096114517213,51.743673890625509,51.862045765563984]
[null,"Consumer Power Winter Peak","S","S4",0,0,0,0,22.197735800913065,19.456263283686745,16.566485175646005,13.573906809815544,10.599030130615825,7.6614414583946724,4.6523559145002178,1.6505572203224694,-0.70188416510564344,-2.7785033125792253,-4.145273492612457,-5.1230864453119018,-5.6372655958771212,-5.6118784342227315,-5.5827187408119023,-5.5449995802755456,-5.5035131170456477,-5.4581459185915016,-5.4120017698060359,-5.365061267565264,-5.3191161990645304,-5.2702518595462102,-5.22304210668824,-5.1755129261117503,-5.1291509631239913]
[null,"Consumer Power Winter Peak","S","S5",0,0,0,0,95.892022490262903,83.69507845055152,70.982346621589215,58.506761925926213,49.146462581491193,40.667958812796542,33.97771521588804,29.32316136332809,25.760821063342938,22.722276941170708,20.255508103932709,19.061149995786693,18.600803623644111,18.141142724262334,17.69882688264429,17.874039428959307,18.259277291505384,18.680410987541791,19.108667371219198,19.54426723416536,19.970684113961994,20.424307648282507,20.862669879398581,20.1472306958293,19.813982666269318]
[null,"Consumer Power Winter Peak","S","S6",0,0,0,0,17.229674869675751,15.741748111460213,14.161926643948025,12.517543652722329,10.892974741072674,9.3070940039442664,7.6785066464520337,6.0820889967164256,4.4763012992055593,2.8600044845165762,1.2321324803458169,-0.41173273510757813,-2.0749247323166791,-3.7562730398928479,-4.9800177637298582,-5.5652275879481117,-6.1630130492732924,-6.775183812407338,-7.39823362627377,-8.032560559921647,-8.3806996157000011,-8.3806996157000011,-8.3806996157000011,-8.3806996157000011,-8.3806996157000011]
[null,"Consumer Power Winter Peak","S","S7",0,0,0,0,13.240075920476006,9.9601088496247847,6.583758132435344,3.1701163278480542,-0.22219178929509953,-3.6200726379373021,-6.8631985342777284,-8.7930891707048531,-10.735849720889206,-12.692491928304474,-14.411108124505915,-15.160919119493037,-15.136372111632944,-15.111256683461121,-15.08492190797697,-15.056006466122604,-15.025683529053154,-14.993848745839308,-14.96132931240248,-14.928099005979078,-14.894658694473602,-14.859814628196197,-14.824945225143818,-14.789443705562142,-14.75378439951335]
[null,"Consumer Power Winter Peak","S","S8",0,0,0,0,0,0,0,0,0,0,0,0,0,0,0,0,0,0,0,0,0,0,0,0,0,0,0,0,0]
[null,"Consumer Power Winter Peak","S","S9",0,0,0,0,0,0,0,0,0,0,0,0,0,0,0,0,0,0,0,0,0,0,0,0,0,0,0,0,0]
[null,"Consumer Power Winter Peak","T","T1",0,0,0,0,66.254811704958186,66.868656705372956,67.234614322821926,67.694018997579263,68.233923660884756,69.135587855873851,69.558496334821385,70.457262722443247,71.396592752014143,72.352445840036651,73.34726516038657,74.445858519377722,75.62168360747134,76.82798215553629,78.11982454864598,79.611404869870597,81.196903559153768,82.883062561570696,83.549101570968901,83.986009740707885,84.385536279635303,84.841428614309834,85.245983161004574,85.64655303860016,86.008996696834004]
[null,"Consumer Power Winter Peak","T","T2",0,0,0,0,100.06089695889294,94.648393258644091,88.852333812617729,82.771313151373931,76.768809586538168,70.948524486562206,64.911574995693783,59.042091550579343,53.136806442794693,47.178292399811262,41.164371690695958,35.080011389414324,28.902253469724954,22.621067594929645,16.209766901053577,9.6020253075067394,2.8009100515756984,-4.2169949245359035,-11.42867964473583,-18.839078639028919,-26.418276956756912,-34.239209576665445,-42.216771484500612,-50.388222158361415,-58.71640118436062]
[null,"Consumer Power Winter Peak","T","T3",0,0,0,0,19.192504456518265,19.085053437225959,18.901829095533827,18.646523315427562,18.415233076337923,18.3090318269733,18.12287224846677,18.099534391420807,18.257471295394737,18.386779088250325,18.602883434808181,18.930492155443829,19.383109581873263,19.961278766003893,20.690035666729525,21.595100113645429,22.580795431581969,23.608455980263365,24.629662183522903,25.616348415936315,26.496774511321867,27.273616673686551,27.921041567663785,28.44045300651706,28.825327967322714]
[null,"Consumer Power Winter Peak","T","T4",0,0,0,0,80.309664051062441,68.059693397530111,58.278434685947431,48.280086902378684,38.376755619154103,28.566513231393792,18.714167113634915,8.8783905294579881,-0.98813306816756352,-10.893768047172902,-20.833604735420479,-30.845878814091691,-40.919135822881046,-51.004732253646893,-61.131886412726132,-71.42382517505601,-81.808303231307036,-92.006794166986083,-101.13167654730439,-110.29610319905501,-119.87559164117022,-130.17309209794689,-140.49681265497065,-150.94870452922081,-161.46343030734792]
[null,"Consumer Power Winter Peak","T","T5",0,0,0,0,9.0030545171736875,12.336635468778006,15.633064392591475,18.833019350921496,22.037210963875665,25.357528327147762,28.49359403291783,31.814322001933544,35.147314368515246,38.287684144992014,40.286786389582154,40.473718829516919,39.680625328412205,38.867767392553304,38.059278513833192,37.305262398260112,36.557402213904524,35.820134228392853,35.063330391000861,34.510582402315045,35.202442197580005,35.932936143765261,36.656259231300027,37.395029568198495,38.134176175163248]
[]
[]
[null,"Consumer Power Summer Minimum AM","A","A1",0,0,0,0,-241.45189263517247,-267.27467137646062,-291.39182293970651,-315.60734873973593,-338.75194395917401,-363.97660416101644,-387.49611185995718,-413.69158757815251,-439.89919519537733,-466.57377398017206,-493.64721965576115,-521.68783706811416,-550.50586613168798,-579.74142082241826,-609.88606860686889,-642.0791668124649,-675.48368137134139,-710.00456875990403,-744.87564129204793,-780.72643357706113,-816.91039780675885,-854.77835595303759,-893.00726670371648,-932.17341068337919,-971.86384807635795]
[null,"Consumer Power Summer Minimum AM","A","A3",0,0,0,0,-52.727150000653936,-56.153527545190478,-59.236888444510349,-62.361926906573878,-65.296789545780072,-68.645688376138409,-71.681590136492289,-75.216820672040242,-78.749797888843489,-82.361448370918197,-86.037357158859152,-89.873798062693297,-93.833991684948373,-97.854500693118865,-102.01696020915955,-106.50781964543582,-111.18277920297186,-116.02375034297903,-120.90450039501226,-125.92731032070445,-130.98735385864939,-136.30074798082873,-141.65488327255798,-147.14141684778266,-152.69481278380763]
[null,"Consumer Power Summer Minimum AM","A","A4",0,0,0,0,-299.93117966058287,-324.37374004470405,-346.79918597728664,-369.41651159830758,-390.8542700114707,-414.73718336708453,-436.70679135810474,-461.70707886905774,-486.70552098242456,-512.2036355444867,-538.11840148721683,-565.05974394535679,-592.80802010211562,-620.96846246599637,-650.06298387895163,-681.29173671387809,-713.74775380505685,-747.32217294323061,-781.20498933713839,-816.05677976684649,-851.19987043086405,-888.04012616573857,-925.19736167404346,-963.26947105149338,-1001.8285168174508]
[null,"Consumer Power Summer Minimum AM","A","A6",0,0,0,0,-127.49215509103136,-122.72024150194859,-117.29271010126305,-112.0851218661948,-106.67549970052104,-102.02979250523991,-96.977583734953711,-92.630940748370463,-88.249919537575877,-83.921626481317972,-79.613905476043342,-75.395321537828266,-71.204438873790934,-66.977284001197333,-62.759529337411593,-58.634034309188635,-54.478999657306659,-50.26642344771431,-45.933510826047758,-41.519898281009311,-36.986698702085029,-32.391076477974536,-27.669247690458612,-22.841094185485748,-17.893550081659786]
[null,"Consumer Power Summer Minimum AM","A","A7",0,0,0,0,-137.50043268641247,-178.27276893081444,-217.7268500074417,-256.99904065914876,-295.14667695386157,-334.95242515214204,-373.08775789502153,-413.74877638472162,-454.47446006908655,-495.74058237904103,-537.50297197281463,-580.41312012703668,-624.30807092024338,-668.80436679166098,-714.48483737733852,-762.73293973257341,-812.6185913495882,-864.05625271979591,-916.12560348915906,-969.59975584349252,-1023.6821260308611,-1080.0711071561655,-1137.1142739330796,-1195.5425661821853,-1254.8305494585873]
[null,"Consumer Power Summer Minimum AM","A","A8",0,0,0,0,-354.76659766916009,-374.86104724232257,-392.68695071164211,-410.82028572042128,-427.7324847572599,-447.37669829085439,-464.99435969801539,-485.85794402843692,-506.699810098527,-528.03985171625436,-549.78169170204819,-572.53587177837369,-596.06115938908624,-619.95099277508768,-644.72025341031178,-671.54003516118098,-699.49091538902439,-728.45475466712992,-757.63716439861662,-787.67925543833553,-817.92435606910226,-849.72109058658475,-881.74101208418449,-914.55509532408416,-947.75534721210261]
[null,"Consumer Power Summer Minimum AM","A","A9",0,0,0,0,-11.491982587896603,-13.551644599067606,-15.519071359192912,-17.48359925580133,-19.380755428426244,-21.39200320387674,-23.299808187685045,-25.366898696921197,-27.436407024427261,-29.536888237575617,-31.664929210663196,-33.858025693316257,-36.105396849558772,-38.384225533621247,-40.727559753086574,-43.213036227220073,-45.786368098113897,-48.442030712969363,-51.128134650183668,-53.887854251839322,-56.676766234350829,-59.588770151572312,-62.53224932266977,-65.547465989804166,-68.605516551133334]
[null,"Consumer Power Summer Minimum AM","B","B1",0,0,0,0,-199.41398368758399,-199.96188242965169,-199.37767616200207,-199.06436587294849,-198.27685741594766,-198.8297630279564,-198.5318922477509,-199.64552136289726,-200.72313021013198,-201.96758463922552,-203.32693245342219,-205.00918615165193,-206.90138086533042,-208.84858753303871,-211.01533962066739,-213.75702921765421,-216.74378821745816,-219.92216257849535,-223.04517480702086,-226.30225312385596,-229.50090517129613,-233.01611692471354,-236.47181456488806,-240.02288672977949,-243.55967918111]
[null,"Consumer Power Summer Minimum AM","B","B2",0,0,0,0,-259.96839656554511,-264.53085505604622,-267.56621292203033,-270.91960532351362,-273.57882189014947,-278.05539681401115,-281.31960024301645,-286.57181383247121,-291.78559557401161,-297.2574127403924,-302.91874185682889,-309.08916136503677,-315.613299653328,-322.26282843570687,-329.29695917310414,-337.28745315222579,-345.7373378215924,-354.57228952523894,-363.39888216774045,-372.52527353594235,-381.63727650252758,-391.36091144657581,-401.07319038714689,-411.03549444068892,-421.06201897973057]
[null,"Consumer Power Summer Minimum AM","B","B3",0,0,0,0,186.51835179059665,242.1193186445665,295.92817425318515,349.48761726717731,401.51581356575485,455.79856047202509,507.80752389740081,563.2538448616134,618.78853419346615,675.05941638997501,732.00651266157115,790.51725881757,850.36998807786597,911.04253247684937,973.32890766310777,1039.1140370799501,1107.1311637942756,1177.2639002599112,1248.2583873877431,1321.1680159449329,1394.907400918903,1471.7908649890185,1549.5667800351077,1629.2311968989106,1710.0680982198669]
[null,"Consumer Power Summer Minimum AM","B","B4",0,0,0,0,-119.29915543510489,-117.94899480956553,-115.94388688653611,-114.11615661846932,-112.03786858544166,-110.73099761033988,-108.96016991898674,-107.96928436216282,-106.95313192377328,-106.01912425321879,-105.13652782938918,-104.40868158239384,-103.77153788623347,-103.14390152565697,-102.60470695372085,-102.31927901621123,-102.11946098609329,-101.97529623310498,-101.77018586993417,-101.59076653255535,-101.34945568660174,-101.21077934110275,-101.00762008070534,-100.80671378955411,-100.56114516128989]
[null,"Consumer Power Summer Minimum AM","C","C1",0,0,0,0,-35.702276153180222,-42.793576060936708,-49.589110286181636,-56.369317942025724,-62.926547300995892,-69.850807770474859,-76.435120892399311,-83.54090297499998,-90.655730943342292,-97.874075703509888,-105.18519052064416,-112.71427408907397,-120.42637512154218,-128.24586477373532,-136.2834607261961,-144.7998747098973,-153.61440720798481,-162.70906011767346,-171.90976956360848,-181.36168074570472,-190.91540218819335,-200.88733719925116,-210.96897563056962,-221.29610092279324,-231.77120611513149]
[null,"Consumer Power Summer Minimum AM","C","C2",0,0,0,0,-126.31169174095901,-115.9508373656345,-105.01541136139551,-94.34930533066057,-83.594261185814133,-73.493719294819471,-63.14157643451162,-53.27197678791039,-43.355835945405104,-33.432612628301406,-23.471612777935494,-13.469915999762183,-3.3785177508283315,6.8273862759752788,17.168002822085949,27.719993362704649,38.506045686963375,49.547113660718303,60.800817948721686,72.317486956134019,84.043071301649945,96.121724170430426,108.42236554981378,121.01233570958226,133.8418502372005]
[null,"Consumer Power Summer Minimum AM","C","C3",0,0,0,0,2.7861073001487715,-7.7482122085440919,-18.158037343100737,-28.467861513176729,-38.576161290054714,-48.857254376145342,-58.867392820513217,-69.262954871182146,-79.682377973803582,-90.210487493536931,-100.84583036287583,-111.71809190695612,-122.80665079235297,-134.04147791544378,-145.5427710599557,-157.60266064183014,-170.04238614626195,-182.8499896782206,-195.83318427669826,-209.15699916416781,-222.6508738185326,-236.68532950747817,-250.90205237755401,-265.46176361743949,-280.24860199835723]
[null,"Consumer Power Summer Minimum AM","C","C4",0,0,0,0,-91.348466308408248,-96.30103076509107,-100.6724183138269,-105.12498800339455,-109.26750286208699,-114.10945646779801,-118.43553911216375,-123.58889705168728,-128.736171929211,-134.00938851881921,-139.38377655379327,-145.01375742390795,-150.83768293231537,-156.7523850418961,-162.88786582963107,-169.53942568698403,-176.47417687635067,-183.66196678749318,-190.90236247619777,-198.35691926958165,-205.86019222770403,-213.75154076792381,-221.69654471446958,-229.83880079982973,-238.07572227704989]
[null,"Consumer Power Summer Minimum AM","C","C5",0,0,0,0,-58.576571808627698,-67.235795433678149,-75.449360097470773,-83.664935254040344,-91.573420506638527,-100.03003592104594,-108.00873229875384,-116.7286497516702,-125.45681608034064,-134.32348759950369,-143.31164718005189,-152.58928419817025,-162.10532000463445,-171.7560471385211,-181.6885453253239,-192.24670876591415,-203.18581997870643,-214.47993542582597,-225.89871562312788,-237.63297366578439,-249.48650288845522,-261.87236756665379,-274.38701248095197,-287.20724306187509,-300.20621396404448]
[null,"Consumer Power Summer Minimum AM","C","C6",0,0,0,0,-23.369018553354522,-27.381514941967023,-31.20879075434862,-35.031776586522319,-38.721233513833333,-42.6395018786245,-46.352136445951231,-50.38192135463018,-54.416233305919448,-58.51167705202699,-62.661348324595359,-66.93928334959709,-71.323929517265412,-75.770092203227392,-80.342931505999601,-85.195366649044729,-90.220063550002621,-95.405999706539902,-100.65092254089622,-106.03983053019331,-111.48527844261002,-117.17194395883949,-122.91958826968676,-128.80736798568014,-134.77846556075491]
[null,"Consumer Power Summer Minimum AM","C","C7",0,0,0,0,2.7491481381784721,3.5012094326705623,4.227754124893381,4.9512383341647528,5.6534849913150822,6.3877365932138543,7.0902841253606743,7.8409033725051653,8.5926756414621757,9.354588476110111,10.125771774418132,10.918457264491016,11.729519789408618,12.551724927272543,13.395992056698949,14.288202512548496,15.210858566126317,16.162326044427225,17.125376468145429,18.114463121574403,19.114696816364212,20.157784557008871,21.212865395027041,22.293578119699731,23.39012033610349]
[null,"Consumer Power Summer Minimum AM","D","D4",0,0,0,0,-33.794843082386542,-25.825939520068921,-17.772477588807519,-9.8385039144294772,-1.9833456291150002,5.7911132542297361,13.49345689988508,21.266418293235763,29.063346459398975,36.916897502957966,44.834209522104373,52.881427127864335,61.060717866018202,69.343129056942431,77.794453789504061,86.581661317550044,95.620426807540241,104.91009348113624,114.34283053489348,124.01476202280482,133.82602048739193,144.00041171870379,154.32363802840501,164.89401340642107,175.64034698028422]
[null,"Consumer Power Summer Minimum AM","D","D5",0,0,0,0,-78.627677203377289,-91.246320471271929,-103.25350563131911,-115.25430527746201,-126.82324397023916,-139.14602337464112,-150.80058489659891,-163.48834337689672,-176.18937968887451,-189.08681400714556,-202.15759841758995,-215.63974463001395,-229.46259350444095,-243.48012176626997,-257.90132086186821,-273.21585218294405,-289.07791727604388,-305.45149246570332,-322.00891121687187,-339.02213411730429,-356.21143448081642,-374.16674818581316,-392.31205453913304,-410.9000592549192,-429.74941344031686]
[null,"Consumer Power Summer Minimum AM","D","D6",0,0,0,0,-121.72115841696355,-137.73522674648044,-152.84957187323479,-167.98616301349509,-182.52371436867716,-198.16430590780479,-212.86490370712244,-229.02966551719891,-245.20718204142148,-261.65166232825516,-278.32815423609384,-295.5608378307856,-313.24774133752317,-331.18691946034369,-349.66099807459744,-369.32879267328531,-389.71621888567108,-410.77175226006523,-432.05350829610711,-453.92650597224269,-476.01556531065268,-499.10846381563118,-522.4348940936402,-546.33166704294467,-570.55724516073803]
[null,"Consumer Power Summer Minimum AM","E","E1",0,0,0,0,-98.576105980079006,-113.35655856691099,-127.38425888622028,-141.41344234029728,-154.9217259174728,-169.35621770453528,-182.98085314864358,-197.86086056870039,-212.755210992511,-227.88483867391017,-243.22106315253816,-259.04920549229109,-275.2828690970253,-291.74610313736537,-308.68884131170591,-326.69567659614609,-345.35116250607553,-364.6113888128823,-384.08486090194754,-404.09600183977739,-424.31120185518108,-445.43301100399856,-466.77512242288628,-488.63829164203651,-510.80673735864929]
[null,"Consumer Power Summer Minimum AM","E","E7",0,0,0,0,-13.744112847301215,-17.59329867112432,-21.313727699392743,-25.018040862697802,-28.614415139109415,-32.372417990345227,-35.969522684262365,-39.810390373366197,-43.657220404978261,-47.555687938297652,-51.501424515902805,-55.556705015588648,-59.70571740056895,-63.911682130662868,-68.23022757588943,-72.79326244890315,-77.511754735587317,-82.377426888369499,-87.302488180732311,-92.360617233178885,-97.475908932267998,-102.81006343328768,-108.20571366759378,-113.73242567099093,-119.34019857199594]
[null,"Consumer Power Summer Minimum AM","E","E8",0,0,0,0,-6.2754663514465205,-8.032977831906317,-9.731699854872522,-11.423063485963924,-13.065142971891637,-14.781020941141666,-16.423433930623187,-18.177147408613308,-19.933583250731381,-21.713596417049089,-23.515192300285385,-25.366805176590667,-27.261215379923019,-29.18162962799564,-31.153447447727338,-33.236897440041488,-35.391328206408545,-37.61296027616784,-39.861709014075899,-42.17121556590368,-44.506822184687415,-46.942360036891458,-49.405976413281401,-51.929434682053135,-54.489904792986557]
[null,"Consumer Power Summer Minimum AM","F","F6",0,0,0,0,-139.78029097741964,-155.56940979536964,-170.35993527460204,-185.19974535015479,-199.40299307163485,-214.82568203594084,-229.23869674291774,-245.23315025915815,-261.23648809922264,-277.51900793467411,-294.04110953058921,-311.14235740247602,-328.71112775588938,-346.53332506070905,-364.9032850630652,-384.50427000683283,-404.83709821911106,-425.84573529308631,-447.07102822005544,-468.89078364099657,-490.91690160299862,-513.96133196839753,-537.2291789207469,-561.0670378533772,-585.22649839479277]
[null,"Consumer Power Summer Minimum AM","G","G1",0,0,0,0,-57.415477540520307,-66.588500919269492,-75.315576022962105,-84.038365774244284,-92.446618770359379,-101.40458971677643,-109.87572445649778,-119.09973048815677,-128.33334061647318,-137.70992889050359,-147.21267381803227,-157.01485605070141,-167.06496598732357,-177.25665778911682,-187.74206054491677,-198.87756907391193,-210.41139393387712,-222.31727977115466,-234.35672595075516,-246.72766562057947,-259.22651654316024,-272.282587324335,-285.47668266788412,-298.99269422850875,-312.69865803276332]
[null,"Consumer Power Summer Minimum AM","G","G5",0,0,0,0,-54.446458865615227,-52.270272369046175,-49.815940305601146,-47.45679889383112,-45.01410823904763,-42.895140403574743,-40.606283838904922,-38.613429004571394,-36.605586254229586,-34.618804950285067,-32.639381179508767,-30.694856594196658,-28.759285837662183,-26.806295713318949,-24.853783863306269,-22.933238253549977,-20.995049338093377,-19.02742536600234,-17.006117321632452,-14.945852428596417,-12.832296620478749,-10.684932565624914,-8.4812907208737016,-6.2277247954187347,-3.9201950542656716]
[null,"Consumer Power Summer Minimum AM","G","G6",0,0,0,0,-47.93148478863101,-61.148515416884294,-73.919268168557934,-86.635704632283208,-98.979794084501734,-111.88379504065355,-124.2322222654977,-137.42280968614688,-150.63373232361303,-164.02255988447169,-177.57410044745853,-191.50293292839353,-205.7543493881214,-220.20149963477954,-235.03598135532658,-250.71199044578196,-266.92263022413516,-283.63928251006229,-300.55962201555877,-317.93730939926536,-335.51102857851185,-353.83732834075261,-372.37453213828525,-391.36205225078487,-410.6278163790866]
[null,"Consumer Power Summer Minimum AM","G","G7",0,0,0,0,-17.470922366359495,-22.363841061720024,-27.093089682171438,-31.801852511450331,-36.37340809176537,-41.15041893240253,-45.722902987889164,-50.605248029822377,-55.495172143918339,-60.45073561892066,-65.466385460516733,-70.621282802452839,-75.895328066806769,-81.241768691349932,-86.731317056340529,-92.531649817510157,-98.529593325600061,-104.7146255198102,-110.9751506220418,-117.40482571101441,-123.9071634863927,-130.6877101984914,-137.54642762950419,-144.57174511818724,-151.70010371725613]
[null,"Consumer Power Summer Minimum AM","H","H1",0,0,0,0,4.9244077360466516,1.445909088155833,-2.0140680122775123,-5.4354839045254764,-8.7996602725175297,-12.194177207096477,-15.51601239855367,-18.937195502443096,-22.367005374088809,-25.829469636642433,-29.325149452244961,-32.892829029801845,-36.527944345351884,-40.210407120733983,-43.976731282366089,-47.916553600161656,-51.97727890699322,-56.156018777784013,-60.394034098938072,-64.742189662667457,-69.147849919978711,-73.726225430040941,-78.366171168278271,-83.117817974042623,-87.944987179079988]
[null,"Consumer Power Summer Minimum AM","H","H2",0,0,0,0,1.9813360410832452,3.94332597351826,5.8680263114889266,7.7775609033185393,9.6437522624768715,11.558807166135272,13.412914786785116,15.356239863745447,17.303542159433274,19.273106578589825,21.264012537251091,23.302935241606054,25.384632140165753,27.494165044439562,29.655903570996639,31.928518546955427,34.274699907942249,36.691558601811387,39.140312635863388,41.653964055546588,44.198445839385464,46.847223315552149,49.529083171194884,52.275795157910622,55.064482078537225]
[null,"Consumer Power Summer Minimum AM","H","H6",0,0,0,0,-28.634862805221896,-40.739522766482104,-52.521554619340733,-64.232725152877762,-75.638351986969198,-87.454937215508778,-98.826697919229616,-110.86332016602852,-122.92141598883754,-135.13011561220512,-147.47947331169075,-160.15061533935474,-173.10199580453468,-186.22901115165342,-199.69502816112055,-213.88999777615558,-228.55737013560952,-243.6749763125116,-258.98405967547893,-274.70310097708602,-290.60682068365776,-307.1777216684975,-323.94705338166079,-341.12287187909317,-358.55551246417599]
[null,"Consumer Power Summer Minimum AM","J","J1",0,0,0,0,-40.5473262785207,-57.00838290811847,-73.021635343657607,-88.940747148608892,-104.44061778768858,-120.51006963787596,-135.96786983012018,-152.34101601141282,-168.74306393804017,-185.35121509679468,-202.15152661969157,-219.39193174390638,-237.01503144428159,-254.87735772129395,-273.20234666968679,-292.52302974463163,-312.48794489615659,-333.06651930031876,-353.90496307283865,-375.30184316670494,-396.94932464879139,-419.50642475325844,-442.33281407794453,-465.71260676670749,-489.4414402061995]
[null,"Consumer Power Summer Minimum AM","J","J2",0,0,0,0,0,-4.1354627868075852E-2,-8.2158833995589792E-2,-0.12258559820991587,-0.16219582175065811,-0.20255735372230974,-0.24180934076461391,-0.28265064994898259,-0.32358358835831907,-0.364952032207702,-0.40674743392645951,-0.44948993088596484,-0.49309243721892293,-0.53727174760777641,-0.5825083981818584,-0.62996785229364027,-0.67893077909336808,-0.72934733979132516,-0.78044968433586914,-0.83289558048325651,-0.88600539405637435,-0.94125317818558563,-0.99721270802305395,-1.0545229584896152,-1.1127234129520498]
[null,"Consumer Power Summer Minimum AM","J","J3",0,0,0,0,-15.135951497406749,-17.125488862176056,-19.003170184977535,-20.883634234751703,-22.689643638777103,-24.632782672264231,-26.459082413606829,-28.467380790679108,-30.477261215466115,-32.520319441412354,-34.592209563617452,-36.733220507267205,-38.930675939798967,-41.159476429359799,-43.454745388809805,-45.89835533060873,-48.43138550187026,-51.047431040545689,-53.691577342362095,-56.409185628378125,-59.153632116419274,-62.022812217802276,-64.921000834438971,-67.89005234888117,-70.899951789784424]
[null,"Consumer Power Summer Minimum AM","J","J4",0,0,0,0,-8.0313488549176277,-11.157591919116523,-14.196923771145592,-17.218834205325123,-20.160354943511383,-23.212255521740477,-26.146606213892795,-29.25710300945417,-32.373027004867147,-35.528360737389875,-38.720370244198143,-41.996475923553092,-45.345591271308614,-48.740218494148017,-52.223054319760493,-55.89589452363056,-59.691459067511929,-63.60385408519047,-67.565495970823278,-71.633387509006596,-75.748761162310871,-80.0373653267051,-84.376997898048842,-88.821859952927781,-93.332967721888011]
[null,"Consumer Power Summer Minimum AM","J","J5",0,0,0,0,-73.216895974625302,-86.3763022379608,-98.947572947529153,-111.50003660646188,-123.62253511005426,-136.4725986943144,-148.66262132098697,-161.86889579495485,-175.09065655822823,-188.51013956912982,-202.10559171095719,-216.11636902729401,-230.47370743851681,-245.0319823552382,-260.00217722065122,-275.87996927111499,-292.31884576891844,-309.28356380877221,-326.44284157585514,-344.07233741035498,-361.88841622294427,-380.49064421476396,-399.29404249442075,-418.55569920978252,-438.09105338704649]
[null,"Consumer Power Summer Minimum AM","J","J6",0,0,0,0,-104.48765751509902,-126.13354660309163,-146.9019612105748,-167.61737725895409,-187.66259973485674,-208.79819892806537,-228.91495691102512,-250.59215534687598,-272.29780470197306,-294.3158062288154,-316.61452370688886,-339.5715903157423,-363.08283741153554,-386.92081660792951,-411.41992600284777,-437.36831922524107,-464.22163469147125,-491.92612319873462,-519.95579649593844,-548.74963332147718,-577.85575585891445,-608.23196461357009,-638.94459139122523,-670.40481099325632,-702.31732023980794]
[null,"Consumer Power Summer Minimum AM","J","J7",0,0,0,0,-10.786843658754876,-14.985676978282765,-19.067780508729847,-23.126485465157625,-27.077219631358393,-31.176204122520613,-35.117308254340912,-39.29499288003543,-43.479966736637678,-47.717871511883196,-52.005035241063929,-56.405147900984396,-60.903319292114418,-65.462617337062497,-70.140387686558455,-75.073351473641068,-80.171145389851361,-85.42585342823385,-90.746704560995965,-96.210258795262305,-101.73758589777893,-107.49757758426634,-113.3261051366292,-119.29596560923876,-125.3548001973757]
[null,"Consumer Power Summer Minimum AM","J","J8",0,0,0,0,-86.752118203900324,-99.576460228022313,-111.74077969206721,-123.90807670330636,-135.62057243775536,-148.14485095703094,-159.96132962589698,-172.8755594322277,-185.80200585387703,-198.93357897185683,-212.24507635539592,-225.98529088823301,-240.07857490307765,-254.37133726902428,-269.08140360026397,-284.71808247260577,-300.91894639612406,-317.64557289584513,-334.5568283489132,-351.93530765079794,-369.49042800878163,-387.83393913351989,-406.36817426137912,-425.35498288498809,-444.60650658149711]
[null,"Consumer Power Summer Minimum AM","K","K4",0,0,0,0,-18.868797418615546,-21.536285246429962,-24.061838193995378,-26.589150774249276,-29.019948636417155,-31.625097751270228,-34.079567581879559,-36.768118546970008,-39.459056700221623,-42.193327336453393,-44.965474048084623,-47.828077480168169,-50.764940650427718,-53.7434914847288,-56.809691843507416,-60.070883929076039,-63.450358150530306,-66.939904359458964,-70.467587378939101,-74.092934391238416,-77.754745249187394,-81.581734193270449,-85.448109147987523,-89.408940486792588,-93.424725305613251]
[null,"Consumer Power Summer Minimum AM","K","K5",0,0,0,0,-25.795439703829629,-27.530672579364058,-29.097308348189941,-30.683795666593682,-32.176079997075526,-33.871992395085798,-35.41319681630668,-37.200951407186096,-38.987734262961943,-40.813626989262517,-42.671565240535074,-44.609390181749561,-46.608984245516709,-48.638908509626688,-50.739786063584049,-53.004494335347616,-55.361412636110884,-57.801620540535254,-60.262267072110411,-62.794328477623168,-65.345552108922448,-68.023769492306528,-70.722933279639363,-73.488795471090754,-76.288637651589823]
[null,"Consumer Power Summer Minimum AM","K","K6",0,0,0,0,-22.784137416212758,-27.950853828202099,-32.920286303564666,-37.874085077416794,-42.672924145508439,-47.717641654846155,-52.528209847497507,-57.696208667817409,-62.871401137825401,-68.119408054787186,-73.433238628718826,-78.900856386359962,-84.498606067233311,-90.173832103800649,-96.004642597979284,-102.175488127241,-108.55989742099628,-115.14561180540851,-121.80964232553441,-128.65481592025546,-135.57525673506123,-142.7957411601181,-150.09727162760768,-157.57640927048303,-165.16378710657651]
[null,"Consumer Power Summer Minimum AM","L","L1",0,0,0,0,-26.391187212940267,-28.507171820853145,-30.44613122579711,-32.402291314331201,-34.25534618778439,-36.32292115744373,-38.223074808472553,-40.388565442619246,-42.5538167342389,-44.762668803645688,-47.007823739462026,-49.342512455457943,-51.747481550721858,-54.188232994170164,-56.710286690001148,-59.418266078993547,-62.232970592415008,-65.14486321875907,-68.083315941072868,-71.105900948945774,-74.153560038865095,-77.34875825597814,-80.571249944921703,-83.873107580315391,-87.217063410559021]
[null,"Consumer Power Summer Minimum AM","L","L2",0,0,0,0,-241.39227380709866,-269.12805860279207,-295.1330907817977,-321.21895478859886,-346.19625474558688,-373.28797637268934,-398.62346949409874,-426.70803470737229,-454.80898158875578,-483.39699734089839,-512.40359778690549,-542.42108845582004,-573.25571422236396,-604.53453358612808,-636.7712956418934,-671.15916875292146,-706.82793940448323,-743.68027438546483,-780.91453715987291,-819.19063570651383,-857.83063816774097,-898.25344783825767,-939.07015506583446,-980.88655476669851,-1023.2684352423248]
[null,"Consumer Power Summer Minimum AM","L","L3",0,0,0,0,-473.41343274588297,-516.50492071174187,-556.35253844898136,-596.46184703107554,-634.62024603363943,-676.72005110301927,-715.67884678634118,-759.59465954384052,-803.51755491659196,-848.2766439631481,-893.739953245371,-940.92693213495386,-989.48139511237787,-1038.7493449161964,-1089.6069917968125,-1144.0757994421751,-1200.6457362153201,-1259.1395365775086,-1318.1949222364465,-1378.9263049232738,-1440.1899015453273,-1504.3655363703674,-1569.1191352550279,-1635.4641211287121,-1702.6747989295484]
[null,"Consumer Power Summer Minimum AM","L","L5",0,0,0,0,-121.24372938967953,-135.14695077432185,-148.18123688406246,-161.25637407602636,-173.7752592323726,-187.35565051643596,-200.05468379821409,-214.13342904245312,-228.22034115344226,-242.55160206437705,-257.09282003447646,-272.14114445901487,-287.59931634428,-303.28020786648671,-319.44153841964896,-336.68182134170695,-354.56445570525017,-373.04058735571994,-391.70809178895303,-410.89798116208271,-430.2702050795989,-450.53645054946475,-471.00006351705832,-491.96488939134878,-513.21314454946219]
[null,"Consumer Power Summer Minimum AM","L","L7",0,0,0,0,-140.76868231475538,-161.00616189050513,-180.18026623409301,-199.36442265233032,-217.82188779405894,-237.5862039807146,-256.21735236761594,-276.60778863351038,-297.01678088129444,-317.75259916412705,-338.77446687856212,-360.47889460164805,-382.74433685252234,-405.3254854718395,-428.56914960915765,-453.28564094966021,-478.89681437622863,-505.34101284103758,-532.07531489606163,-559.54917647285731,-587.30048248840444,-616.30150293290603,-645.60215803669735,-675.61850104886628,-706.05207230903932]
[null,"Consumer Power Summer Minimum AM","L","L8",0,0,0,0,-43.759490201346608,-53.754843343388153,-63.370330997528526,-72.955134366909647,-82.240896743768474,-92.00020601564232,-101.30787096431696,-111.30479222802659,-121.31568944302136,-131.46719419911929,-141.7458649991363,-152.32155243219515,-163.14867209860714,-174.12559935555956,-185.40318730562947,-197.33772575634674,-209.68505841818148,-222.42155424793913,-235.30966054837981,-248.54801469405948,-261.9320854056138,-275.89615071060047,-290.01711483843582,-304.48154821870105,-319.15542094997369]
[null,"Consumer Power Summer Minimum AM","M","M4",0,0,0,0,-11.245305779672567,-14.853411300114011,-18.350063502108338,-21.829342976657838,-25.211250156804006,-28.733734430315824,-32.112265396471514,-35.707870970434492,-39.309371299643097,-42.957951915646568,-46.64994377083103,-50.442069357029119,-54.320425388821931,-58.251777655983119,-62.286971251827957,-66.546860878868799,-70.950621996966206,-75.490929143199949,-80.087435175130324,-84.807719723313213,-89.582138902139761,-94.559345611648553,-99.594762791246154,-104.75239672820757,-109.98622876802712]
[null,"Consumer Power Summer Minimum AM","M","M5",0,0,0,0,21.495900117371846,24.097576244262008,26.543375021264104,28.995168785338493,31.34564265190523,33.8867997744468,36.268028776460291,38.899127527340063,41.531977119547172,44.209588161196741,46.925834915002802,49.735119875275942,52.619911635997326,55.546097193335044,58.560957392621582,61.774458274249284,65.106814821985893,68.54920069004443,72.027782968604626,75.603422810810557,79.213584346107609,82.989318834201484,86.80239838712518,90.708805507797251,94.668405939265199]
[null,"Consumer Power Summer Minimum AM","M","M6",0,0,0,0,7.9768298625374472,8.9422757246931166,9.8498776681158606,10.759704267944835,11.631932461580293,12.574920562092904,13.458561559170805,14.434925748281527,15.411939650282056,16.405563904240569,17.413525334163221,18.45601194980274,19.526518089972587,20.612384892927903,21.731157623436136,22.923643151183008,24.160234365203664,25.437655931212671,26.728509482234152,28.055379746575248,29.395060531566841,30.796183138816939,32.21116398074092,33.660777386332782,35.130130090475859]
[null,"Consumer Power Summer Minimum AM","M","M7",0,0,0,0,-3.041027797494809,-0.82506781862211132,1.3785513726914482,3.557738217900968,5.7002377416491514,7.8627063427972654,9.978470737987621,12.158193880334542,14.343394728807779,16.54947546878342,18.77676861922221,21.050078327876545,23.366443256182851,25.712993458639289,28.113066123444483,30.623927628124449,33.211918207044619,35.875172377225518,38.576156634154408,41.347361171396997,44.155166407516127,47.073137840893551,50.030299072298156,53.05865621938441,56.135111971525205]
[null,"Consumer Power Summer Minimum AM","M","M8",0,0,0,0,1.4061726822191081,0.73372250677510498,6.2290863252516933E-2,-0.60105786443788189,-1.2543967039370614,-1.9105704803104135,-2.5545980268392632,-3.2146641252848207,-3.8764827261437906,-4.5442470683746645,-5.2181837071951911,-5.9053321652703099,-6.6050648146782249,-7.3138426010249127,-8.0383640016412912,-8.7951829511893749,-9.5748615841726767,-10.376961769396196,-11.19066765297864,-12.02540061277605,-12.871403274263676,-13.750138083398328,-14.640932449044291,-15.553143967706278,-16.480014578704488]
[null,"Consumer Power Summer Minimum AM","N","N1",0,0,0,0,-245.95980871125607,-252.80552527905564,-258.17276822389414,-263.81782510601636,-268.75617545522005,-275.45990196128037,-280.94873047625742,-288.41564134459702,-295.85179502757831,-303.55871375037731,-311.47104373536064,-319.92295255194165,-328.76211502396563,-337.7551866210797,-347.17679897263838,-357.63917939489863,-368.62814321946763,-380.07032380291889,-391.5465359854569,-403.38855910194229,-415.25757209596139,-427.83600989470153,-440.44723158249235,-453.37761111261074,-466.42319243289529]
[null,"Consumer Power Summer Minimum AM","N","N2",0,0,0,0,-159.67697429867852,-170.8754702681249,-181.02424412180611,-191.29172878723563,-200.96705813580058,-211.91117646529861,-221.88536682647944,-233.40330382733518,-244.91623865853487,-256.67608309996916,-268.63901347940998,-281.10692283759749,-293.96669842011568,-307.020598467198,-320.52539743154097,-335.06890270446507,-350.19982089088342,-365.86238246622599,-381.65904324752273,-397.91262437044281,-414.29216187591749,-431.48144244224153,-448.80825243287615,-466.56286648734732,-484.53766239120307]
[null,"Consumer Power Summer Minimum AM","N","N3",0,0,0,0,134.84236890351011,151.91200677592258,167.99386065525522,184.10648009052565,199.56872781491333,216.24073548293998,231.88941561812752,249.13431649795498,266.39186094125779,283.93808393937854,301.73440423215413,320.13151185010048,339.01785512637099,358.17431273133423,377.90618334260637,398.92439909023267,420.71543694986491,443.22302657638119,465.97010277551198,489.35036467745601,512.95921146161129,537.64543420910275,562.57881948457191,588.1221223722165,614.01523709893422]
[null,"Consumer Power Summer Minimum AM","N","N4",0,0,0,0,-119.56096172118414,-132.72735815522896,-145.04411810861691,-157.4061259425703,-169.2303404963053,-182.09144776893024,-194.09802134048658,-207.44425621021546,-220.79733957119586,-234.38565298388144,-248.17539444784458,-262.45274877571165,-277.12295212778014,-292.00519833101561,-307.34731025440976,-323.72416720711107,-340.7146879369061,-358.27135178179469,-376.00771348840414,-394.24154065068473,-412.64644044761002,-431.90483679935625,-451.34850109861657,-471.26865839089197,-491.45660402266594]
[null,"Consumer Power Summer Minimum AM","N","N5",0,0,0,0,-45.970873379696798,-51.776302910928067,-57.245160484304115,-62.724634556314541,-67.982658413478973,-73.652862924239074,-78.974567197524337,-84.839921752294643,-90.709555761546795,-96.677459475011588,-102.73048254573058,-108.98800716168432,-115.41203227637783,-121.92795027528425,-128.6396817972871,-135.78920534703897,-143.20169266539668,-150.85797677060103,-158.59567514838693,-166.54878617569912,-174.57960224241853,-182.97699665295153,-191.45841345495461,-200.14730785015411,-208.95515972399085]
[null,"Consumer Power Summer Minimum AM","N","N6",0,0,0,0,-2.4077847163485209,-3.244016198764728,-4.0555362819347138,-4.8627553755332995,-5.6478682189113734,-6.4642376398537573,-7.2480759272397908,-8.0808405131693775,-8.9150083551458792,-9.7599274241441734,-10.614798960656794,-11.492569056312758,-12.390126707878954,-13.299919867698533,-14.233575207132603,-15.218764220489849,-16.237073470489161,-17.286857719952895,-18.349731033269361,-19.441176115682204,-20.545234601942248,-21.696005194346586,-22.860335539741047,-24.052914298571554,-25.263179039357375]
[null,"Consumer Power Summer Minimum AM","N","N7",0,0,0,0,-9.1217938327413943,-11.02747787288841,-12.856345341444356,-14.680440052949407,-16.445710939520239,-18.306462497410372,-20.077839903839418,-21.986058735394131,-23.896796774726841,-25.834971649951623,-27.797818206868335,-29.81850505726128,-31.887904577637062,-33.986050950507199,-36.142323040804904,-38.425977552958962,-40.789213415312226,-43.22731903681531,-45.694078577159651,-48.228069355165331,-50.789579503238365,-53.462795276870452,-56.165655673382922,-58.934303454269909,-61.742780491274125]
[null,"Consumer Power Summer Minimum AM","P","P1",0,0,0,0,-289.68779336855727,-314.0952642752568,-336.54386650994314,-359.17049658917131,-380.64205494181942,-404.48978841581828,-426.46810507541437,-451.4043291961973,-476.34054279971724,-501.76778527999591,-527.60570565599812,-554.45345663774833,-582.09721275049208,-610.15021237538519,-639.12583598722915,-670.20578464205369,-702.50015646337772,-735.90284340953474,-769.61665624831369,-804.29233084750206,-839.26219538712746,-875.91260507282527,-912.88293208529547,-950.76300697417355,-989.13060225823551]
[null,"Consumer Power Summer Minimum AM","P","P2",0,0,0,0,-2.4771877694447801,-2.6163632932210383,-2.7397136175190897,-2.8652209737480852,-2.9822240684068726,-3.1182830530947805,-3.2402219362069804,-3.3847821050882563,-3.529188108082987,-3.6770607042344903,-3.8277271664672567,-3.9854363701168074,-4.1485062799884558,-4.3141058215262884,-4.4858170018095072,-4.671785077153837,-4.8656098553032772,-5.0664677863796745,-5.2688330713187508,-5.477164257439374,-5.6868947428752854,-5.9074009307679143,-6.1294459948538922,-6.3569992673376881,-6.5872245485208367]
[null,"Consumer Power Summer Minimum AM","P","P3",0,0,0,0,-138.65070014769034,-178.95958100724334,-217.94988700902573,-256.76412396089404,-294.4602845236019,-333.81381159572112,-371.50453503588534,-411.71115332639488,-451.98119515997462,-492.78772409499317,-534.08636556163037,-576.52394184729383,-619.93782803631063,-663.94686838465054,-709.12941957355326,-756.85783839679789,-806.20825599914531,-857.09538688129521,-908.60614993027252,-961.5073282221141,-1015.0088961649121,-1070.7947777197644,-1127.2264708093585,-1185.0285989567419,-1243.6802913427573]
[null,"Consumer Power Summer Minimum AM","P","P4",0,0,0,0,-12.282615523359931,-20.149638810699212,-27.842672405386171,-35.4808974694282,-42.93524816679988,-50.61447043847177,-58.031123518468064,-65.835760780404598,-73.655535573880684,-81.568079183946836,-89.568572633702743,-97.768351096645375,-106.14396110743847,-114.63221608732675,-123.33427202684581,-132.49277754801059,-141.95116129423198,-151.69669051911424,-161.56870902377909,-171.7034768669759,-181.960403383494,-192.64179625241147,-203.45434028803649,-214.52860844797766,-225.77061698438922]
[null,"Consumer Power Summer Minimum AM","P","P5",0,0,0,0,-52.259884031542292,-52.197158429140366,-51.840491095285756,-51.556699739046721,-51.152710147048488,-51.096251085839818,-50.822366704529408,-50.910461401606618,-50.988659240112526,-51.108409179187504,-51.256138889494657,-51.483766758529136,-51.762122846471499,-52.052018180938134,-52.394174281255253,-52.875913472964683,-53.414376744604517,-53.995804178029488,-54.559301735677579,-55.151230856433671,-55.724536179583154,-56.370135439981013,-56.99658720645008,-57.641294977292063,-58.27781940989702]
[null,"Consumer Power Summer Minimum AM","P","P6",0,0,0,0,-48.820950419177898,-57.847262680016051,-66.478057567708291,-75.094015282702699,-83.418304207412206,-92.23230432063599,-100.59943847059827,-109.65387897475956,-118.71920326422152,-127.91901849822464,-137.23876771099469,-146.841218185743,-156.67998820708397,-166.65625220770414,-176.91361768542953,-187.78969329568017,-199.04904773417204,-210.66787781010743,-222.42061295416954,-234.49506423389599,-246.69796864133383,-259.43808558679046,-272.31667348754502,-285.50904647586657,-298.88933734337712]
[null,"Consumer Power Summer Minimum AM","P","P7",0,0,0,0,11.481221865405326,12.970231277612314,14.374661406383595,15.781386105552652,17.13203153203413,18.586329460762023,19.952540326833262,21.456030627954444,22.960676364697036,24.490276754656783,26.041539417395967,27.644771872981028,29.290401017025253,30.959525812313785,32.678554812385428,34.509024160847915,36.406590333719983,38.36641925261069,40.347229838807003,42.38311014408977,44.43902505967683,46.588514496054749,48.759661526079235,50.983903274365986,53.238696396981631]
[null,"Consumer Power Summer Minimum AM","P","P8",0,0,0,0,-90.848035482762612,-109.44448150973032,-127.28097604729072,-145.07343323975752,-162.28760214438753,-180.44574563091615,-197.72405086598403,-216.35049748436342,-235.00118515483902,-253.92109398550409,-273.08276375170868,-292.81171689633271,-313.01785410120362,-333.5049504959299,-354.56115160726642,-376.865418972648,-399.94834427983801,-423.76346439522831,-447.85760852619546,-472.60889182446795,-497.62810223233345,-523.74003255601997,-550.14061324622139,-577.18388670632839,-604.61559059634453]
[null,"Consumer Power Summer Minimum AM","Q","Q2",0,0,0,0,106.24245137753184,123.54479957382453,140.01758686790194,156.4794467363798,172.3527979398244,189.24932248845886,205.23618579177798,222.62879612927307,240.03990577382424,257.71904320241879,275.63501378919841,294.11258969442849,313.05576512839605,332.26550688006341,352.02713342031097,373.00937943522791,394.74061688523744,417.17186664127325,439.85570511715656,463.16361491574236,486.71348660600063,511.31142653010136,536.17042202919652,561.63582386103326,587.45978638365341]
[null,"Consumer Power Summer Minimum AM","Q","Q4",0,0,0,0,-192.49795605078009,-211.73148948949412,-229.62322637502322,-247.60574767324798,-264.76119669549468,-283.55038755751946,-301.0164629244743,-320.56393293350084,-340.11807568326856,-360.03025598067734,-380.24645736899129,-401.20273546873602,-422.75065442313854,-444.61256503840565,-467.16464024836841,-491.27708386386729,-516.30611590898491,-542.17759421170513,-568.30580945370525,-595.17112753160166,-622.28033453186026,-650.66212329923439,-679.30838353464026,-708.65763947374592,-738.39574889058144]
[null,"Consumer Power Summer Minimum AM","Q","Q5",0,0,0,0,-74.754482808527314,-82.697644144714971,-90.113424195662603,-97.560132947781952,-104.67629758283749,-112.43551994058721,-119.66820663708044,-127.7273978919291,-135.79023073482028,-143.99709554661595,-152.32691764846871,-160.9549965727013,-169.82269064885534,-178.81893159228056,-188.09531021663574,-198.00311983390475,-208.28411016332655,-218.90891762245025,-229.64128688499187,-240.67530248714365,-251.81163986109166,-263.46667702425719,-275.23257719915165,-287.28696075578438,-299.50255530359112]
[null,"Consumer Power Summer Minimum AM","Q","Q6",0,0,0,0,-72.358067587905722,-85.637715807413784,-98.332472376108612,-111.00613623013689,-123.24945643708995,-136.2167962413223,-148.52446977624885,-161.84702793521453,-175.18549916193089,-188.72226518949634,-202.43577130642973,-216.5660197167519,-231.04447467520808,-245.72533923277041,-260.82031284341122,-276.82699733509986,-293.39816807552592,-310.49866461906731,-327.79599242422245,-345.56694405434354,-363.5266985673565,-382.27757722773288,-401.2319925595196,-420.6482599734702,-440.3409254838989]
[null,"Consumer Power Summer Minimum AM","Q","Q7",0,0,0,0,-55.07505590637173,-64.617689882966999,-73.722657501773185,-82.816728288158302,-91.59440287372712,-100.91289535275511,-109.74444757702609,-119.3267568649399,-128.91992619330836,-138.65807557125569,-148.52491551961245,-158.69601500355023,-169.12039835482398,-179.69096285003619,-190.56227608576634,-202.09715947646939,-214.04115414179904,-226.36817890311283,-238.83564965280013,-251.64525745095051,-264.58949927698984,-278.1066864004992,-291.76906853547234,-305.76452973772388,-319.95820547508475]
[null,"Consumer Power Summer Minimum AM","Q","Q8",0,0,0,0,-8.9570811291508132,-13.227497213575241,-17.390551697614292,-21.52702273063128,-25.558361417861448,-29.727043006148708,-33.743595252533076,-37.986720740781294,-42.23763571566878,-46.540757465381994,-50.892874888377499,-55.356732864460234,-59.918316397659787,-64.541590350452566,-69.28328086511091,-74.279007143870999,-79.44010007640486,-84.759041806743994,-90.145905043372736,-95.676730182661927,-101.27309420980768,-107.10317878970933,-113.00366383948813,-119.04710891351726,-125.18130824674621]
[null,"Consumer Power Summer Minimum AM","R","R4",0,0,0,0,7.0596557990865394,20.703648661407247,34.126222109479265,47.434034715517996,60.456044228695575,73.773031360887984,86.694351297480196,100.18925541415868,113.71307228484237,127.38627639834428,141.20421248042993,155.34560779788114,169.77777206711647,184.40191634581879,199.38218172574537,215.11512055164064,231.3520658194366,248.07470538094606,265.0213217069296,282.41532751866401,300.02599755989183,318.35224508366406,336.91087571589668,355.91788796489817,375.21767914886067]
[null,"Consumer Power Summer Minimum AM","R","R5",0,0,0,0,0.79536540684739532,1.8626048590058588,2.9111532392857016,3.9510613883799888,4.9680488635896642,6.0097319243554352,7.0194462421728421,8.0757220206096605,9.134213966426648,10.204587459631606,11.286415152580553,12.393922412691021,13.524415853733752,14.669983820897114,15.8436583677271,17.076872522712744,18.349784832806147,19.6608985391258,20.989453227155206,22.353144697106941,23.733701775878419,25.170583116295894,26.625557504411461,28.115698984944391,29.628709976422865]
[null,"Consumer Power Summer Minimum AM","R","R6",0,0,0,0,-0.67380355780919254,-6.582975388841116,-12.409696687011541,-18.183417459722502,-23.838896833660961,-29.606226349912863,-35.212187714875981,-41.049945863024831,-46.900671119723505,-52.814170105609911,-58.789046296856547,-64.900301808816863,-71.135115122319746,-77.452508153021313,-83.92167924684064,-90.710310384430343,-97.714533827764043,-104.9270497155394,-112.23733964299504,-119.74000280531735,-127.33730613507265,-135.24107846547676,-143.2463193402325,-151.44482677702061,-159.77044755632707]
[null,"Consumer Power Summer Minimum AM","S","S1",0,0,0,0,93.95471619941604,90.967194717875998,89.056555316174283,88.436100617614514,79.418943392973716,71.6164188170833,66.42098482522718,63.516780368394755,62.087384671946744,62.450357837347752,63.173678137319207,64.071882438155797,65.32681198252682,67.568694079664397,70.380793181909652,73.819348696583162,77.190683013547087,80.699375248516631,84.161508447380157,87.719493547212565,91.243197754348756,95.01894817060591,98.767143271897922,102.60868783208817,106.46146010753026]
[null,"Consumer Power Summer Minimum AM","S","S2",0,0,0,0,55.031356260039622,46.703736227355748,42.187334119362632,37.779649194331661,33.973832222121786,31.554132113079728,29.166011193139127,27.064162060282325,24.950392854152177,22.847072504583281,20.95463930650131,19.526320632133285,18.103879654136957,16.790908113421906,15.54379487707152,14.427321356126765,13.326994190909959,12.219050172487758,11.08396088693088,9.9369427364745029,8.7660106689203943,7.5932543290768857,6.3952211733114925,5.1798712610794304,4.0953916594810718]
[null,"Consumer Power Summer Minimum AM","S","S3",0,0,0,0,46.217780421335611,46.017445152913375,45.79074307650933,45.571583420644572,45.345184491731338,45.149073894358331,44.936576962954874,44.751821884042982,44.565367037350569,44.38063995461011,44.196361541393657,44.015215445620711,43.834759053756976,43.652608278432396,43.470656058049428,43.292267247367604,43.113425095752369,42.933464878349369,42.750391173687476,42.565963511648405,42.379092080921772,42.191846924644508,42.001953106225621,41.810063360429488,41.615688646848021]
[null,"Consumer Power Summer Minimum AM","S","S4",0,0,0,0,6.8822340849952486,5.9318218979517248,4.9551926350492073,3.9995810978055761,3.0435601069629143,2.1156071133607623,1.9954372994131875,2.3821058706756686,2.7696807426894727,3.166021249519857,3.5701741180855633,3.9917857092372273,4.4280539695465118,4.8734873806835548,5.336670154286117,5.8365147372762634,6.3587736441425244,6.9016621637053168,7.4526476096022494,8.0216053451439642,8.5971988119062637,9.200636445963557,9.8106508996190591,10.436141812120866,11.070421528872298]
[null,"Consumer Power Summer Minimum AM","S","S5",0,0,0,0,47.973094476222286,41.505468714258683,35.610669606505887,30.756787600308449,27.525562918589969,27.415179097987824,27.746701815922975,28.541182157037511,30.086113481536412,31.882846835429817,33.701668179081999,35.846072228093021,38.286011878621068,40.742082614045657,43.252691575663931,45.926298554811915,48.682387869647485,51.512156246781402,54.349077461874835,57.250737062573535,60.167282619176376,63.220429101450151,66.294275691603872,69.441590076104717,72.626855774850412]
[null,"Consumer Power Summer Minimum AM","S","S6",0,0,0,0,8.2283946440771967,7.0932620708090681,5.9445114491667148,4.8130879550875836,3.6934780176455906,2.5884187876898377,1.4936133427932949,0.39273195559404295,-0.70923886455563423,-1.181099843200021,-1.4459835229480391,-1.7090934199234691,-1.9725751656923936,-2.2381516304993574,-2.5047384772698176,-2.7711483978314972,-3.0402207763591753,-3.3126310672400066,-3.5889734115036123,-3.8688792049095615,-4.1524090911642109,-4.4404645315827391,-4.6602524258062399,-4.8776449747413491,-5.098645380512302]
[null,"Consumer Power Summer Minimum AM","S","S7",0,0,0,0,3.9619794687440644,2.8861100720813972,1.8022648530799428,0.73314880653508485,-0.32305417917283874,-1.3720181617977762,-2.4082493448726439,-3.457505934623029,-4.5089505833200771,-5.4978513501462896,-6.0830721720281868,-6.6754647750014575,-7.2758643151185627,-7.8829966701294634,-8.5003731382308292,-9.1376696373946658,-9.7905506243907663,-10.459086576616258,-10.992230191157798,-11.392019374034401,-11.797055767116829,-12.218490714832875,-12.645504217759118,-13.082922069204621,-13.527242018749082]
[null,"Consumer Power Summer Minimum AM","S","S8",0,0,0,0,0,0,0,0,0,0,0,0,0,0,0,0,0,0,0,0,0,0,0,0,0,0,0,0,0]
[null,"Consumer Power Summer Minimum AM","S","S9",0,0,0,0,0,0,0,0,0,0,0,0,0,0,0,0,0,0,0,0,0,0,0,0,0,0,0,0,0]
[null,"Consumer Power Summer Minimum AM","T","T1",0,0,0,0,15.405818179773684,18.191809344660964,20.851549853003004,23.490843719137715,26.044279619829094,28.745245361889562,31.298901473469087,34.057466603502185,36.806845628595994,39.5823021341768,42.375234446421352,45.231373759016655,48.129178843762695,51.031121301306335,53.973357039087816,57.052482398592069,60.201700478244838,63.41560752191689,66.626900658528186,69.89664074582457,73.178507403987595,76.602527874951619,80.047904004688746,83.572000008419366,87.137870661263932]
[null,"Consumer Power Summer Minimum AM","T","T2",0,0,0,0,52.448400274431812,54.358347851951009,56.171502238474822,57.985457441441028,59.728387970985253,61.586293004309134,63.336921391802434,65.242899927324657,67.144338186563232,69.067612557575472,71.006710475397199,72.995271583074981,75.018158799942199,77.048532201584862,79.113078823934302,81.281282733151954,83.50160562623833,85.768361537048179,88.031842526370554,90.334483953869039,92.640473657975065,95.041782662996738,97.451933429804143,99.911383029865092,102.39377783294098]
[null,"Consumer Power Summer Minimum AM","T","T3",0,0,0,0,-8.1082751211184139,-9.3502074286301209,-10.529392429290253,-11.721402626630367,-12.85785356562655,-14.019082339019947,-13.605974450248469,-13.28277791563896,-12.944787737407392,-12.601091868674562,-12.242636206855623,-11.874789743663328,-11.480787503629747,-11.041112287567685,-10.552119799451532,-10.017621618857079,-9.4161633720516686,-8.7404316265537609,-7.9763866053919346,-7.1322435924577849,-6.2110900570999998,-5.2317415805789098,-4.1812792268530323,-3.0697918234700188,-1.896186138641706]
[null,"Consumer Power Summer Minimum AM","T","T4",0,0,0,0,33.157536097869823,30.456600513169672,27.055790520057094,23.702661873895227,20.392215284389714,17.11805658218967,13.883448066595307,10.625683360438433,7.3710866682580072,4.1097759767550581,0.84439863283508387,-2.4464488273573721,-5.7538664207731678,-9.0546273098211891,-12.363597672351588,-15.73769864240257,-19.140478808858674,-22.568863405743237,-25.975992380656088,-29.402984215756561,-32.821630663390486,-36.330749816088876,-39.842966794924493,-43.404374424297188,-46.988179168461372]
[null,"Consumer Power Summer Minimum AM","T","T5",0,0,0,0,-10.097337848013105,-7.9769978773927726,-5.8281857462133111,-3.7087660128034843,-1.6121179152011234,0.45443468661094855,2.5047333603357327,4.5635196821715418,6.2834975195426033,7.8168640108644034,9.358384251762164,10.920091185748358,12.500004279821907,14.089555857807785,15.699096169966273,17.359012060263659,19.05100946662612,20.773750081692448,22.504809513942945,24.263295391231175,26.031818540048128,27.856030823595908,29.693670998165818,31.565399190555596,33.457755662568395]
[]
[]
[null,"Consumer Power Summer Minimum PM","A","A1",0,0,0,0,-96.922112652104033,-115.36607290722343,-133.03680811537339,-149.04174694960605,-167.12498420314975,-186.08133557693333,-204.41416277973124,-224.15277623307503,-244.02895565007327,-264.32630017719106,-285.06906378375413,-306.59990881398255,-328.89464782357214,-351.8359863527337,-375.78667065520426,-401.55098331379173,-428.64161364871705,-456.96575859692666,-486.06055131801583,-516.38808213422328,-547.33088387469297,-579.70048072046188,-612.65245443579965,-646.50259426412629,-680.98605155445387]
[null,"Consumer Power Summer Minimum PM","A","A3",0,0,0,0,-23.760413000833022,-26.206235811357576,-28.537838717714266,-30.573829377634219,-33.075473831542524,-35.75862264924853,-38.326590984007524,-41.158807149162271,-44.011326029857408,-46.93433719388117,-49.92991513360991,-53.055581762777258,-56.303940986342063,-59.652704201334608,-63.161469143146732,-66.961826036469716,-70.968173305883383,-75.162815366170506,-79.468347571841122,-83.959720169480377,-88.53574800244138,-93.32739899286095,-98.197871281253327,-103.19799410844045,-108.28543579140046]
[null,"Consumer Power Summer Minimum PM","A","A4",0,0,0,0,-173.51179923074397,-198.8452779923303,-223.07344378872205,-244.73694929695722,-269.95874693887691,-296.62313452825236,-322.31077248530613,-350.21747051822837,-378.32074890963713,-407.05672621685653,-436.45448875287792,-467.02942965272143,-498.73281821839703,-531.37861219179376,-565.5076156188594,-602.31686473749232,-641.0593414998616,-681.58762428008913,-723.206617082722,-766.6016432312025,-810.85311608935967,-857.16215897334484,-904.27701762065874,-952.66458862047261,-1001.9343954500903]
[null,"Consumer Power Summer Minimum PM","A","A6",0,0,0,0,-52.59085695109593,-64.637536008685814,-76.190659004898166,-86.729152293396723,-98.438410912442038,-110.65339033968858,-122.4930331229687,-135.17442018758615,-147.94363480774504,-160.97355154369734,-174.28113337540972,-188.07832305160801,-202.35343672240199,-217.03647815113843,-232.35308492914493,-248.80408206928087,-266.09178964092547,-284.16088662836671,-302.72479121068039,-322.07188765657094,-341.8178378184362,-362.46975103058099,-383.50047894467161,-405.10748559261964,-427.12486736773354]
[null,"Consumer Power Summer Minimum PM","A","A7",0,0,0,0,66.627306316860526,40.195837004087366,14.652306193619014,-9.9117793043691815,-33.873212647051062,-57.847542701252259,-81.540608483013912,-105.78181256256991,-130.18133759814813,-154.90853164770112,-180.01966584504549,-205.77814949522732,-232.22824259774876,-259.32874320666269,-287.3829113995323,-317.07350239182443,-348.09747347964986,-380.4233733106887,-413.68981792120121,-448.30138401583679,-483.73692168743378,-520.71938317149522,-558.50641052189883,-597.38186004586157,-637.10204633965543]
[null,"Consumer Power Summer Minimum PM","A","A8",0,0,0,0,-206.05161353903867,-229.44910780168439,-251.77669888416941,-271.42191151506228,-295.15149418297995,-320.48937944208558,-344.78871356300061,-371.46431639974548,-398.33012784276514,-425.84176761924078,-454.02130511430499,-483.39547737029903,-513.90169035918848,-545.33984273580779,-578.25767386320399,-613.86544273377854,-651.38512672063575,-690.6579422006962,-730.97462784576464,-773.0255459293993,-815.88033121360786,-860.74637239017693,-906.36333874908246,-953.20003847316298,-1000.8655594901364]
[null,"Consumer Power Summer Minimum PM","A","A9",0,0,0,0,13.018169277886166,11.190767960857933,9.4157461132613633,7.6508233619680031,6.0741307179131718,4.5472294951485841,3.0147141529854817,1.5043214029076122,-1.5428373585564696E-2,-1.5465406001138287,-3.0937862259005811,-4.6660593473378382,-6.2696501420748971,-7.906903380743473,-9.589921377733539,-11.34667833920272,-13.172401974009031,-15.069073760681331,-17.02406632837868,-19.054806632116289,-21.140150350630105,-23.312071260254665,-25.538389022109033,-27.831824438454372,-30.181090318342619]
[null,"Consumer Power Summer Minimum PM","B","B1",0,0,0,0,-116.498077311112,-130.73090173821728,-144.32237169948061,-156.34271581611938,-170.69350424923627,-185.96934288881801,-200.63977368352295,-216.69259629511629,-232.85945328887911,-249.40729889648108,-266.35048383383338,-283.99962873869174,-302.32005356827091,-321.19549597130145,-340.94982874921044,-362.29904067596425,-384.78686749378198,-408.32108988429036,-432.48325344909495,-457.68222278054651,-483.36770362574578,-510.25522194817268,-537.5982403248305,-565.674678079572,-594.25258773241148]
[null,"Consumer Power Summer Minimum PM","B","B2",0,0,0,0,-128.77095042085367,-142.61739083363568,-155.823354150131,-167.39511641909451,-181.50300236713375,-196.60382899663662,-211.06969808261962,-226.99056598029267,-243.02528807898042,-259.45137618069509,-276.28117567981548,-293.83397191188055,-312.0700989805236,-330.86692095791403,-350.55578425211871,-371.86852675850076,-394.33158171633136,-417.84760718958808,-441.9868323091099,-467.16637098208071,-492.82355118208238,-519.68752102854762,-546.99687992616828,-575.03467170860426,-603.56504204940779]
[null,"Consumer Power Summer Minimum PM","B","B3",0,0,0,0,28.943340444692815,35.156938798242955,41.114017537254057,46.535308960442727,52.592138103337568,58.920764598595539,65.050380801335677,71.627130147119033,78.24952363929259,85.008825106511793,91.913593711869737,99.075161108485943,106.48680298056877,114.1112937222169,122.06693081910518,130.61619103010278,139.60203752772773,148.99503821986235,158.6447062349668,168.70206636801899,178.96566332738095,189.70095160960474,200.63189549277959,211.86183727215965,223.30400361390508]
[null,"Consumer Power Summer Minimum PM","B","B4",0,0,0,0,-56.853970723732637,-59.391437215618723,-61.775909509047615,-63.633113155078114,-66.534521523728088,-69.818268860149047,-72.886580980540828,-76.458818917489438,-80.058203061381391,-83.773949693849644,-87.604840104062731,-91.64622170975062,-95.878055030183859,-100.25733418300705,-104.8798257739445,-109.95566900923954,-115.33411455766519,-120.98089329256864,-126.76839015726081,-132.81473165009834,-138.95794981113744,-145.4028658670222,-151.93426048508579,-158.63129956347487,-165.4287773387764]
[null,"Consumer Power Summer Minimum PM","C","C1",0,0,0,0,-9.7341873958478118,-11.840764113008815,-13.860457750875987,-15.699041988068927,-17.75172486289155,-19.896082064125743,-21.973202945704635,-24.201354697573667,-26.444966235552918,-28.73488803536986,-31.074030087989428,-33.50004999302368,-36.010698126137385,-38.593402400042834,-41.288186240205945,-44.183857130946215,-47.227326132194825,-50.408653700223283,-53.676935896196746,-57.083275926652348,-60.559513753786504,-64.195477767426993,-67.897762835245516,-71.701340435327026,-75.576843891628172]
[null,"Consumer Power Summer Minimum PM","C","C2",0,0,0,0,-82.804794852853817,-87.808912973857076,-92.542714769821046,-96.437500732140535,-101.88075040217578,-107.90136776267933,-113.5844657545184,-120.05217299442826,-126.56787757489833,-133.27370597681096,-140.17032354400982,-147.41329156468714,-154.97434804761963,-162.78678127418723,-171.00855814624029,-179.98707355000428,-189.48142371009712,-199.43851098466186,-209.64973580306932,-220.31130530116323,-231.15568630007215,-242.52403965662043,-254.05865451474872,-265.89159066312021,-277.91363594679802]
[null,"Consumer Power Summer Minimum PM","C","C3",0,0,0,0,6.784852366246735,-3.5965928766649613,-13.608520518605355,-23.102978402758705,-32.698480712141404,-42.415843970782113,-51.964986569264553,-61.867731034250077,-71.836320384425136,-81.959628709791417,-92.25772845224003,-102.85554956084066,-113.76303229074321,-124.95202608326925,-136.56206900787117,-148.90563912900967,-161.82642686861533,-175.30250205856467,-189.1634469419497,-203.5924652744589,-218.3505607547182,-233.76318711256761,-249.49465291928487,-265.67235834649233,-282.18777753941049]
[null,"Consumer Power Summer Minimum PM","C","C4",0,0,0,0,-48.588020687760412,-48.002465345247117,-47.38611714014047,-46.468768406103266,-46.385640097873861,-46.586088978619294,-46.652414357342231,-47.042749827296078,-47.438476711424691,-47.890186501661418,-48.391701054466388,-48.989368806300355,-49.664117936794291,-50.38777452136474,-51.203266782101601,-52.203169614666614,-53.303580565707328,-54.481920035096486,-55.676981405399864,-56.938858286144857,-58.195720077797105,-59.532415703787876,-60.85816876363765,-62.205359814153077,-63.548244071931499]
[null,"Consumer Power Summer Minimum PM","C","C5",0,0,0,0,-22.07184687336845,-27.176165178910253,-32.071584590688744,-36.538542347392394,-41.49788167506361,-46.670226382921442,-51.68416671096962,-57.053254719342227,-62.459516334757616,-67.975956546005222,-73.609784905777545,-79.450569743691048,-85.493441698366198,-91.708873135131697,-98.192246439694784,-105.15528347869551,-112.47226062239419,-120.11984221239418,-127.97691092567919,-136.16539339995128,-144.5228154047652,-153.263592235202,-162.16484637427769,-171.31007202654206,-180.62911372028191]
[null,"Consumer Power Summer Minimum PM","C","C6",0,0,0,0,-0.51116860608601622,-1.1472607260641003,-1.7597189176273849,-2.3341218512691886,-2.9308659258839329,-3.5406614408748034,-4.1373883734855417,-4.7623947539191764,-5.3916106604314189,-6.0315507463494873,-6.6833478668797417,-7.3556834091799308,-8.0488105010718787,-8.760432043554248,-9.5000745720869304,-10.289003168711337,-11.11585763350916,-11.978836317060479,-12.866135676698365,-13.79014286542405,-14.734573741300396,-15.72135394945246,-16.727805483822735,-17.762495192274972,-18.818160756711809]
[null,"Consumer Power Summer Minimum PM","C","C7",0,0,0,0,11.825250659646974,13.714645954829161,15.522800731908589,17.147320912951361,19.017786988022937,20.98912205398376,22.890933234770277,24.950285264270498,27.02408775767071,29.143580224572379,31.311048709517522,33.563696219164243,35.898316701947607,38.301723605656498,40.81307518221216,43.519097625124893,46.366223038203067,49.344007667293496,52.402249265397451,55.590661681465335,58.842635273405314,62.245362889810266,65.708026095193503,69.264530956881572,72.886492710614775]
[null,"Consumer Power Summer Minimum PM","D","D4",0,0,0,0,11.77364928004196,14.090186717865983,16.310036171397297,18.323401159617664,20.590834446228204,22.965521775689457,25.263085881057528,27.734363386080037,30.222843510392863,32.763684955167975,35.359975820667664,38.054311385448095,40.843807203029201,43.713977978749114,46.709963028146497,49.931865595455285,53.319248771010294,56.860654059752171,60.498533105769447,64.290422887837849,68.159477594870324,72.206767990346677,76.327145788782602,80.559945686591391,84.872167220388263]
[null,"Consumer Power Summer Minimum PM","D","D5",0,0,0,0,-27.829710400758234,-34.953650250110236,-41.78922332596364,-48.047185231408264,-54.940508149236038,-62.113189179111167,-69.073653976537514,-76.508558188520652,-83.994782467765035,-91.630785666321415,-99.426941378146367,-107.50496176408511,-115.8591933352116,-124.45026220832126,-133.40815528718002,-143.02156459858313,-153.12074426110124,-163.67459539900787,-174.51844931411836,-185.81874563526938,-197.35398957016679,-209.41706396389461,-221.70367700007171,-234.32791688371302,-247.19383659355151]
[null,"Consumer Power Summer Minimum PM","D","D6",0,0,0,0,-59.773108527982636,-75.535715248590762,-90.662206393161071,-104.52301465427094,-119.75821292703682,-135.60065870834543,-150.97892280355904,-167.39407430301671,-183.9224371854871,-200.77978352293113,-217.98925498284126,-235.81815715047009,-254.2546735698821,-273.21279814131105,-292.97824249120879,-314.1856506588631,-336.46290775793915,-359.74209473747101,-383.66151122206173,-408.5871648024181,-434.032162493469,-460.64068272729673,-487.74354667947819,-515.59170837573492,-543.97406531637057]
[null,"Consumer Power Summer Minimum PM","E","E1",0,0,0,0,-17.015059762180258,-25.270319906877294,-33.207737142504783,-40.580163540029673,-48.42341285398539,-56.498593773489901,-64.373242509948071,-72.688975435761122,-81.061300808292557,-89.58674083329619,-98.27891115001384,-107.26197824074214,-116.53524082524302,-126.06247772843108,-135.97826473569361,-146.58231364268494,-157.70722364168083,-169.3244838470369,-181.26565591420257,-193.70451444389889,-206.41135058898666,-219.69294280643854,-233.23134758979342,-247.14626692756914,-261.33658741549579]
[null,"Consumer Power Summer Minimum PM","E","E7",0,0,0,0,1.2947437788324798,0.87057598839658556,0.46041612054484038,6.4429502363015062E-2,-0.31795644199849094,-0.69919052970022477,-1.0765827975123734,-1.4611623670256288,-1.8482400470624336,-2.2402733719620547,-2.6381889781437473,-3.0459642151694619,-3.464395961171058,-3.8929622491082085,-4.3362920931850377,-4.8048266842507621,-5.2941366126287717,-5.8038285737210735,-6.3284344515249105,-6.8741641281954289,-7.4330533892633186,-8.0162212212195634,-8.6122676500971433,-9.2255628498957929,-9.8523452777937415]
[null,"Consumer Power Summer Minimum PM","E","E8",0,0,0,0,0.71222098870177175,0.47889204129248986,0.25326866207024901,3.5441795222162703E-2,-0.17490352545927351,-0.38461522541784687,-0.59221359237192306,-0.80376559649139778,-1.0166917773213968,-1.2323439911639142,-1.4512319681427619,-1.6755435942966577,-1.9057172214757723,-2.1414657226920419,-2.3853354558635913,-2.6430699784350926,-2.91223273223124,-3.1926073657281053,-3.4811859424910927,-3.7813844344526948,-4.0888218352730439,-4.4096145485846128,-4.7374916033561387,-5.0748569730206494,-5.4196414838996398]
[null,"Consumer Power Summer Minimum PM","F","F6",0,0,0,0,-22.787394705116952,-28.820473404466824,-34.610178229629355,-39.916067826112503,-45.746422524316692,-51.808653411101254,-57.693490225950399,-63.974545799954186,-70.298915505345377,-76.749080859178761,-83.333908725336642,-90.155609029716842,-97.209693835513121,-104.46330052827172,-112.02568875350302,-120.13955916444216,-128.66266032551746,-137.56904120629991,-146.7203953537753,-156.25669730931307,-165.99175083622421,-176.17191897711905,-186.54128210031669,-197.19581760617544,-208.05478665395856]
[null,"Consumer Power Summer Minimum PM","G","G1",0,0,0,0,-16.770417227719765,-22.298092941669367,-27.607183013544326,-32.501126455798236,-37.804022007006502,-43.294616970421686,-48.634917038331459,-54.308932201271247,-60.021857033358458,-65.844524838374568,-71.785489700850832,-77.93384892587045,-84.287068050273007,-90.817573704711663,-97.621143596541245,-104.91075568537248,-112.56397667954117,-120.55905915159225,-128.77531800051503,-137.33585226244227,-146.07733388297777,-155.21669243827904,-164.52879668374305,-174.0982119714964,-183.85367872400116]
[null,"Consumer Power Summer Minimum PM","G","G5",0,0,0,0,-20.097686292371833,-22.992972220022597,-25.761648715124167,-28.235385385321557,-31.120450179340384,-34.171996252854179,-37.111115509089608,-40.305753406516843,-43.522908409874162,-46.812731796490631,-50.178519745721431,-53.679471321758285,-57.309914500046858,-61.048421893370985,-64.957082291404461,-69.173312949772253,-73.611224841720983,-78.253837411512109,-83.021317196560275,-87.992323093164202,-93.061284853920924,-98.366048015044015,-103.76294447998153,-109.30555403860482,-114.94907345616427]
[null,"Consumer Power Summer Minimum PM","G","G6",0,0,0,0,-0.77998800036970373,-5.7150193012236539,-10.470102605477996,-14.951761328201142,-19.551241199333226,-24.232783244610555,-28.822425692012299,-33.608738641527317,-38.427108845214988,-43.32440448952476,-48.309748155892883,-53.446964344997177,-58.739240296802627,-64.170721214464521,-69.811960147021537,-75.82065624230296,-82.114800688096807,-88.681989652537169,-95.435327356830271,-102.4669242238794,-109.65608014285534,-117.16608137997625,-124.82823448642458,-132.70638924081535,-140.74630796622202]
[null,"Consumer Power Summer Minimum PM","G","G7",0,0,0,0,4.0052123082798952,2.693074661585289,1.4242696841529054,0.19930880541738988,-0.98357920370745722,-2.1629040132660906,-3.3303443831699262,-4.5200182402758049,-5.7174198526178435,-6.9301514554371613,-8.161079542979472,-9.4225078078210966,-10.716901344719856,-12.042645479908927,-13.414059791492242,-14.863443477802367,-16.377094425382424,-17.953795970022416,-19.576632822477194,-21.26481488114317,-22.993705325716743,-24.797700074739794,-26.641533991748037,-28.538725948180954,-30.47763983668338]
[null,"Consumer Power Summer Minimum PM","H","H1",0,0,0,0,-12.290717648623229,-16.982774498138095,-21.491372169885054,-25.660900117068341,-30.143678039265829,-34.774064598898804,-39.282669385588278,-44.060667043432801,-48.871325102359023,-53.772526015720906,-58.771734292424853,-63.942424539183449,-69.283192133802501,-74.77183250783736,-80.487595522012782,-86.606817988703838,-93.029314973254642,-99.737587323615514,-106.63205061246616,-113.81475747497929,-121.15051145116936,-128.81928573295863,-136.63440770320744,-144.66606292961964,-152.85504956627923]
[null,"Consumer Power Summer Minimum PM","H","H2",0,0,0,0,-44.546886897208772,-64.63598715843176,-83.948255230381676,-101.86410933736074,-120.98043301239289,-140.68008490343135,-159.88238630117911,-180.1804729588986,-200.6168700917016,-221.43008659591447,-242.6529272268487,-264.59102902131951,-287.24147929708892,-310.51419498254359,-334.73997489536623,-360.65534520591484,-387.8468963265268,-416.24369547216583,-445.43123515288227,-475.83633149352158,-506.89443154009007,-539.3588024076804,-572.4485830964943,-606.45764531752445,-641.13785423915226]
[null,"Consumer Power Summer Minimum PM","H","H6",0,0,0,0,-0.70234442325216395,-7.0959990968692654,-13.256849521392366,-19.065571501149925,-25.021568777106747,-31.082026071524862,-37.024339570584381,-43.219253590293249,-49.455641660826608,-55.793869088748373,-62.245787032212114,-68.893742932562432,-75.741984410287145,-82.770160812125738,-90.069353450434605,-97.843167331030983,-105.98594745334934,-114.48177610611233,-123.21852689594949,-132.31514856337159,-141.61581164896222,-151.33140434837495,-161.24407469505431,-171.43629128668064,-181.83798940066697]
[null,"Consumer Power Summer Minimum PM","J","J1",0,0,0,0,30.540975132938367,27.395084588582456,24.330657335389727,21.227928005395032,18.590895279474903,16.088564903262807,13.552348937334555,11.112226851933464,8.6575322051843475,6.1941905798322914,3.7131377084689854,1.2080676322367676,-1.3349702500662217,-3.9250319443575288,-6.5743842617498514,-9.3125993461735188,-12.147099143599243,-15.08531156568381,-18.117442402930333,-21.26330103074935,-24.500875380434717,-27.867802485236826,-31.327186799085414,-34.894254246400614,-38.554948176817298]
[null,"Consumer Power Summer Minimum PM","J","J2",0,0,0,0,0,0,0,0,0,0,0,0,0,0,0,0,0,0,0,0,0,0,0,0,0,0,0,0,0]
[null,"Consumer Power Summer Minimum PM","J","J3",0,0,0,0,5.9138086044277234,-0.91704401501803334,-7.5063115733840124,-13.765019211672769,-20.064957534082819,-26.43634529636628,-32.701364310980793,-39.188706410194726,-45.719099781915943,-52.349350448680347,-59.092817535157664,-66.030097770974066,-73.168288315699371,-80.489761370078739,-88.084803678071466,-96.155708085803965,-104.60241290176293,-113.41120449762342,-122.47207968378224,-131.90376713418766,-141.55157564754586,-151.62654618736767,-161.91109711461172,-172.48786633737961,-183.28640345753519]
[null,"Consumer Power Summer Minimum PM","J","J4",0,0,0,0,3.373395254942789,2.1684931812219008,1.0037085292453836,-0.11872959756769236,-1.207838626360936,-2.2955102847124547,-3.3713616492136471,-4.4698020304388146,-5.5753961230617586,-6.695476086500685,-7.8326422755273288,-8.9985301209067838,-10.195286330239208,-11.421240201195538,-12.68986190090687,-14.031507022854836,-15.433007613844577,-16.89309600599762,-18.395792001122487,-19.959117237975835,-21.559909497163126,-23.230405558124982,-24.937529372897934,-26.69394489192058,-28.488765697452639]
[null,"Consumer Power Summer Minimum PM","J","J5",0,0,0,0,-17.118880446872122,-25.412465195675267,-33.38670487090841,-40.793160697960587,-48.673057830194189,-56.786112900838532,-64.697630858168125,-73.052457875793877,-81.464144757442241,-90.029690448251699,-98.762771198303952,-107.78815742837928,-117.10513506802221,-126.67729945786591,-136.63987730915704,-147.29402857435693,-158.47152753957326,-170.14371869167812,-182.1413452433442,-194.63901965882255,-207.40592273870456,-220.75031030091165,-234.35270629438872,-248.33338879727523,-262.59075857842339]
[null,"Consumer Power Summer Minimum PM","J","J6",0,0,0,0,-9.2077239970509339,-14.624324636600139,-19.834471783797294,-24.687307681172175,-29.814978900717669,-35.083040946950575,-40.225354766611112,-45.643121058194268,-51.097650317277697,-56.650017724737275,-62.309361839341115,-68.154986010323952,-74.187181418278229,-80.383389875707138,-86.829850059879064,-93.718741939338699,-100.943990478936,-108.48785521616188,-116.24269148152906,-124.32006704838629,-132.57272345751466,-141.19776126321793,-149.9910181009071,-159.02942925384372,-168.24794360240642]
[null,"Consumer Power Summer Minimum PM","J","J7",0,0,0,0,5.0234657200684572,3.2291950206870017,1.4946648727915,-0.17680527132565169,-1.7986436442656455,-3.4183415680156237,-5.0204373916644522,-6.6561714766455884,-8.3025584561920276,-9.9705169593726488,-11.663919284589683,-13.400092244496065,-15.182232592281208,-17.007852414361267,-18.897010707003417,-20.89491126986437,-22.981945146246595,-25.156224598233038,-27.393952836017601,-29.721966644996495,-32.105774183468498,-34.593380604760384,-37.135530965249302,-39.751083689786512,-42.42382735273118]
[null,"Consumer Power Summer Minimum PM","J","J8",0,0,0,0,-32.688494614589615,-40.24801069854616,-47.498146674759404,-54.113729204456533,-61.458530834994612,-69.118794296300891,-76.544460229541571,-84.496101315757599,-92.502796664564102,-100.67266696004215,-109.01638957892941,-117.66661558015639,-126.61613341979817,-135.82121255131418,-145.4231146742533,-155.73540073062296,-166.57187351557428,-177.897972824508,-189.53432341148911,-201.66149912078009,-214.03887495904041,-226.98400084670737,-240.16679427843181,-253.71091050931926,-267.51244900161947]
[null,"Consumer Power Summer Minimum PM","K","K4",0,0,0,0,12.605612634818385,13.648963743264046,14.640944859838978,15.489905218757359,16.580539382003987,17.76348168008645,18.889931832743144,20.146728489983637,21.41265248701114,22.711962800747241,24.045285849911494,25.439895283992616,26.891687629742876,28.389630076189786,29.961748768899522,31.669824157023879,33.472589485405749,35.361275853828424,37.299235234704469,39.321536225403499,41.380643895251104,43.537714889243134,45.728770615761626,47.977521231323905,50.264276033993781]
[null,"Consumer Power Summer Minimum PM","K","K5",0,0,0,0,-7.1326043121308382,-8.5327848884929001,-9.8745070828272983,-11.091312739623413,-12.461968077381901,-13.897548867118179,-15.286465708015108,-16.78049597882686,-18.284927072817137,-19.821028677938472,-21.390665625117713,-23.019601733379208,-24.706087310832931,-26.441356986459404,-28.252711390266366,-30.200692960591642,-32.248740613874062,-34.389920469799058,-36.589424763661633,-38.882050874267975,-41.221322216765799,-43.668363663569025,-46.159583576277058,-48.71877031629586,-51.325966711699628]
[null,"Consumer Power Summer Minimum PM","K","K6",0,0,0,0,-2.3036145991289172,-5.0697756541775734,-7.7330738701811725,-10.230329144205387,-12.826145093755381,-15.479203856389171,-18.075191100113539,-20.79473246480535,-23.532594955449607,-26.317201807872046,-29.153470998772637,-32.079244497029222,-35.095592082943448,-38.192474580684419,-41.41140489193014,-44.845042550803861,-48.443830452432351,-52.199893926140213,-56.061784576695104,-60.083471335777567,-64.19399685307441,-68.488881530561542,-72.869322298732186,-77.372639879812411,-81.967199426063544]
[null,"Consumer Power Summer Minimum PM","L","L1",0,0,0,0,-5.6022180260535865,-8.1403355081835844,-10.580333487603149,-12.84408220153883,-15.25904936434474,-17.74755949610033,-20.173310236210668,-22.737320488377065,-25.318800397509339,-27.947853940451154,-30.628628487322043,-33.399710376842776,-36.260741584581723,-39.2003567774453,-42.260322708092147,-45.533634944358113,-48.968112023814911,-52.554804915418281,-56.241381646096187,-60.081734897406044,-64.004583307471407,-68.105041313517674,-72.284511688185461,-76.580101753403298,-80.960478573987402]
[null,"Consumer Power Summer Minimum PM","L","L2",0,0,0,0,-134.93056842490563,-155.95379998309008,-176.0694814041741,-194.11891138414143,-214.96336706278771,-236.95038164966456,-258.15382202606924,-281.13412680626283,-304.27585440551394,-327.93047154510771,-352.12306414007423,-377.2713009186557,-403.33822128890455,-430.17502980868034,-458.22097064494852,-488.44870451714758,-520.25573720606633,-553.52420561655379,-587.69058757109394,-623.31224837573143,-659.64209382235174,-697.65749082484024,-736.34027844772197,-776.07047907702645,-816.53004102392845]
[null,"Consumer Power Summer Minimum PM","L","L3",0,0,0,0,-258.87107658932814,-293.86901054655618,-327.31943624620089,-357.09552864555701,-392.12131475738181,-429.25550634797514,-464.98322880247434,-503.91331514275009,-543.11859544056097,-583.22367107946025,-624.26671822270578,-666.98097680999638,-711.29176589458518,-756.93023684548734,-804.66370224061177,-856.18967032415139,-910.43927864431919,-967.19939635962828,-1025.4815982193113,-1086.2566768587899,-1148.2203135436325,-1213.0728819346052,-1279.0414759054268,-1346.7868397216801,-1415.7568642844349]
[null,"Consumer Power Summer Minimum PM","L","L5",0,0,0,0,-12.778866882440836,-18.340593350197604,-23.686773884237081,-28.643298656236144,-33.939946755150388,-39.400777840784563,-44.7225874784437,-50.350950288656307,-56.017688990685372,-61.789349849660226,-67.674968280000741,-73.759654731883813,-80.042431580628048,-86.498083747882845,-93.218663779780385,-100.40910053201975,-107.95408263501237,-115.83375182028085,-123.93269535056358,-132.36963751380583,-140.98749098376649,-149.99575469605895,-159.17723009223019,-168.61364243444163,-178.23600008334]
[null,"Consumer Power Summer Minimum PM","L","L7",0,0,0,0,-81.144159088960166,-96.880132174134744,-111.95806472293759,-125.62537773062706,-141.03888303175719,-157.18798490890214,-172.80972055322641,-189.61979895879475,-206.54695323511785,-223.83135865565791,-241.49387016197312,-259.82512535333882,-278.80508233805665,-298.33462360313462,-318.72160524066658,-340.64868518100809,-363.70307759022302,-387.80636959790218,-412.56592721214651,-438.37405554242662,-464.70668432622148,-492.25287440558486,-520.29570930702073,-549.10334306319987,-578.45083579499351]
[null,"Consumer Power Summer Minimum PM","L","L8",0,0,0,0,-11.270007573868593,-18.236585323606466,-24.938245543646943,-31.184270434875081,-37.773799893011088,-44.540443763511931,-51.147061840929425,-58.103868817617254,-65.107850455103232,-72.236898373589369,-79.502826089971748,-87.006995680441023,-94.750001504975444,-102.70318376103086,-110.97685525428869,-119.81688000290326,-129.08793049471342,-138.76747264817328,-148.71790005354805,-159.08198825664397,-169.67135357163619,-180.73827171226952,-192.02146165461761,-203.61940402130625,-215.44881158643565]
[null,"Consumer Power Summer Minimum PM","M","M4",0,0,0,0,8.5982597153746791,5.7144883076319894,2.9261707563016182,0.23561136930063986,-2.366040672671879,-4.9610923563968781,-7.5294163002731311,-10.148061676505634,-12.783729431693027,-15.453363110526016,-18.163241215168402,-20.940630631362954,-23.790870623464421,-26.710286407742704,-29.730564313393117,-32.923157365668295,-36.25755865050661,-39.730993307402976,-43.30598541077606,-47.025009866944487,-50.833559225464981,-54.807664975898845,-58.869357727975192,-63.048516450715326,-67.319432678422146]
[null,"Consumer Power Summer Minimum PM","M","M5",0,0,0,0,26.729878573189715,27.773573250467564,28.750756256703188,29.488154065979323,30.713331247622321,32.115924618981943,33.419941031437759,34.955096717358131,36.502049846389205,38.101354790912239,39.75216012820372,41.497388738959245,43.327513585451911,45.222780534916666,47.226104726377166,49.431566279335023,51.770725981522396,54.227835795032078,56.745491640734791,59.376473714628496,62.048242483991352,64.852205376710643,67.692226692122432,70.603614040286658,73.557336148741953]
[null,"Consumer Power Summer Minimum PM","M","M6",0,0,0,0,8.055898277106845,8.3704488325643389,8.6649539824772681,8.8871922438679611,9.2564383188070387,9.6791544000970813,10.072161182438341,10.534829129523628,11.001052610966077,11.483053975539208,11.980576619950467,12.506556718215663,13.058122994784473,13.629321914040496,14.233087316800697,14.89777323656836,15.602753342001003,16.343281461465367,17.102057051642845,17.894987101741837,18.700209518559191,19.545272835052707,20.401203503017669,21.27864259268085,22.168840607587804]
[null,"Consumer Power Summer Minimum PM","M","M7",0,0,0,0,-1.0431554727127921,3.1862938943390748E-2,1.0689819025808012,2.0548486687212222,3.0452447364568203,4.0462077008856774,5.0307657147259786,6.049509831826243,7.0750079828460422,8.1160704036878162,9.1748112837839244,10.263790121008139,11.384167029148463,12.533237231182758,13.725091266234923,14.991308269086749,16.316357145675017,17.698135249507473,19.11949583349552,20.598983077584112,22.112451182636327,23.692872351607122,25.306260205692595,26.965527737844017,28.6596620234155]
[null,"Consumer Power Summer Minimum PM","M","M8",0,0,0,0,6.675260580702739,6.8899302312235582,7.0896584338884958,7.2320023386141328,7.4951885648047831,7.8019603146447913,8.0849488596757517,8.4238796351637291,8.765459331131332,9.119387381452114,9.485365417622301,9.8735260713848287,10.281457671663361,10.704370223125897,11.152331352717153,11.647383272962077,12.173184620544166,12.72591459188151,13.292036456557122,13.883882077621761,14.484447664864652,15.115054877425766,15.753250653580643,16.407263541392531,17.070344003126554]
[null,"Consumer Power Summer Minimum PM","N","N1",0,0,0,0,-156.65726838714411,-176.88478960336667,-196.21036771401504,-213.36409963556778,-233.67461294211861,-255.24612091323456,-275.98377011876096,-298.62249483570531,-321.4216011848298,-344.75020558587016,-368.62963561013669,-393.49147414863006,-419.28985522429485,-445.86504817516294,-473.66794950230798,-503.69574884647682,-535.31714345764533,-568.40547366884005,-602.37912448635564,-637.80800241038321,-673.9258013698427,-711.73034578348984,-750.18094023404592,-789.66524842981187,-829.85951826331325]
[null,"Consumer Power Summer Minimum PM","N","N2",0,0,0,0,-99.16361467676299,-118.1627753001529,-136.36615939445645,-152.85823396146753,-171.47938858128543,-190.99586643141478,-209.87206484053056,-230.19154275503553,-250.65259994945728,-271.54659266062367,-292.89857571780573,-315.06077746170706,-338.00854196424081,-361.62146135523597,-386.27248886190853,-412.78857211013383,-440.66903171057146,-469.81860505283998,-499.76148526122057,-530.97282505721319,-562.81776669544388,-596.13081547438435,-630.04367309094414,-664.88107978709343,-700.37066133513861]
[null,"Consumer Power Summer Minimum PM","N","N3",0,0,0,0,322.0137732837984,367.66593086196877,411.31625943123095,450.28099025981976,495.82062373469688,544.01613288743124,590.42367503956632,640.89669312663466,691.72572220542463,743.70743931334982,796.89328202061699,852.22235605875005,909.60326084298754,968.69497452414589,1030.4818916477066,1097.1424746687601,1167.3126017038257,1240.7219987034357,1316.1043517601022,1394.706351115407,1474.8543328038254,1558.7327696782625,1644.0646894980987,1731.6991263564357,1820.9262503424604]
[null,"Consumer Power Summer Minimum PM","N","N4",0,0,0,0,-43.373961589756306,-53.608200806502232,-63.424537510948049,-72.387832482798856,-82.323019683682716,-92.679981144030961,-102.72196229349358,-113.46973805098582,-124.29188117713809,-135.3337522527473,-146.60989870716458,-158.29893123507787,-170.39142478480667,-182.82871956051312,-195.80113095072934,-209.73115192234059,-224.36839805876184,-239.66651598968588,-255.38395702469097,-271.76408234352624,-288.48268668936601,-305.96779113881752,-323.77452653463524,-342.06957742458741,-360.71286298942772]
[null,"Consumer Power Summer Minimum PM","N","N5",0,0,0,0,-11.145432519441314,-13.944508328239237,-16.630055772039469,-19.087209226972529,-21.797676557874347,-24.619177116216566,-27.356667447917829,-30.282074638601909,-33.227685881315189,-36.232429949745054,-39.300360676493135,-42.479533658186092,-45.76764661661155,-49.149098947985316,-52.675186133359659,-56.459820468134112,-60.435901384067613,-64.591105621972119,-68.860423276432073,-73.309514622411086,-77.850978763667229,-82.600344026208219,-87.437570921860711,-92.407659029998641,-97.472770323413073]
[null,"Consumer Power Summer Minimum PM","N","N6",0,0,0,0,0.99673832499614967,0.83239003770765363,0.67293896694151067,0.51558839038500059,0.37213364427162238,0.23210817021827018,9.2096334139830288E-2,-4.7167830189156691E-2,-0.18730640064685428,-0.3287005095763425,-0.47176101500325729,-0.61748060818636974,-0.76635816034574311,-0.9184970874149444,-1.0751692389632588,-1.2392883943626574,-1.410090569994936,-1.5876679755000147,-1.7706292523392968,-1.96075988983945,-2.1558502257580323,-2.3591484889547907,-2.5673643855891406,-2.7817848322362186,-3.0012796489950584]
[null,"Consumer Power Summer Minimum PM","N","N7",0,0,0,0,5.8098436929626134,4.8825192880650512,3.9826280715247799,3.0933160064617642,2.2856478226170744,1.4984486577940352,0.7107728753019541,-7.1358403909740561E-2,-0.85838836461617207,-1.6522531873559252,-2.455290561848932,-3.2728958658474561,-4.1079553008621534,-4.9611671046630352,-5.8395117950011386,-6.7590054015664425,-7.7156945933407961,-8.7101914609098028,-9.7349183350349726,-10.799716798554744,-11.892447818883129,-13.031041494524457,-14.197355452099458,-15.398498520167534,-16.628216564580658]
[null,"Consumer Power Summer Minimum PM","P","P1",0,0,0,0,-138.9343175282952,-156.49707133921927,-173.27358131692486,-188.14439662538089,-205.80691078630943,-224.58186043421028,-242.6241192475531,-262.33780578875917,-282.19129594480881,-302.50844130848583,-323.30745462764173,-344.96629105024874,-367.44400757925956,-390.60011669621758,-414.82918579157774,-441.00369896103427,-468.56991426729809,-497.41641793579544,-527.03393425773402,-557.9209445165277,-589.40693671899783,-622.36452317290298,-655.88347502411887,-690.30277790987464,-725.33940374851193]
[null,"Consumer Power Summer Minimum PM","P","P2",0,0,0,0,0.26196424288295317,1.6781780136499422E-2,-0.21978260918610384,-0.44482249149998404,-0.67047636209866801,-0.89839535337343679,-1.1226444671713061,-1.3545189080158704,-1.5879292178092579,-1.8248570316508952,-2.0657870560067346,-2.31355713287777,-2.5684410875778663,-2.82983688166961,-3.1009328412543149,-3.3888763311900809,-3.6901713872807198,-4.0043503347338314,-4.3275377972477704,-4.6639330518653006,-5.0080716587296212,-5.3674221929006505,-5.7342880185900675,-6.1115944992492537,-6.4968457837475118]
[null,"Consumer Power Summer Minimum PM","P","P3",0,0,0,0,-5.5335073232942573,-26.218637677902315,-46.147092655876335,-64.913982585862726,-84.214169473286077,-103.87196149372294,-123.13781191998618,-143.24416012204125,-163.48530363430368,-184.06030168048844,-205.00715445339992,-226.59588961130802,-248.83899697050848,-271.66862341802261,-295.38287730407131,-320.6479289736115,-347.11568438367522,-374.73303434776398,-403.13242979823855,-432.70278882485349,-462.93419117670851,-494.51589703376283,-526.73567653343878,-559.86301376160282,-593.66907533736253]
[null,"Consumer Power Summer Minimum PM","P","P4",0,0,0,0,-13.367140264438223,-19.364266242986012,-25.129413725943159,-30.477224123430446,-36.184603699278064,-42.066536183089653,-47.799791705153247,-53.860658345169639,-59.962827288199435,-66.177578995031098,-72.514699356447622,-79.065505203071496,-85.829100633460669,-92.778551048590217,-100.01268103278103,-107.75152016092999,-115.87152259588201,-124.35147907925257,-133.06754724129647,-142.14722908941422,-151.42186906808553,-161.11648439490634,-170.99781107706679,-181.15363397167513,-191.5098328631797]
[null,"Consumer Power Summer Minimum PM","P","P5",0,0,0,0,-15.463576817025572,-18.407267751258761,-21.227556263947246,-23.782017346413088,-26.668085122580397,-29.693471173644031,-32.619357602881067,-35.769571819765176,-38.94174080920002,-42.181121330499671,-45.491584925737463,-48.927815198655544,-52.485953851684897,-56.147283786134054,-59.969694325205644,-64.081538201013174,-68.405050047160415,-72.925420975208226,-77.568784459549448,-82.408884250873385,-87.347180934576372,-92.513183795492907,-97.772134320856779,-103.17442865880314,-108.6778000173679]
[null,"Consumer Power Summer Minimum PM","P","P6",0,0,0,0,-19.256392962192947,-25.207473576526731,-30.921938596315414,-36.181228707753149,-41.901728622696091,-47.831544030839844,-53.595973167886633,-59.728251349800132,-65.902646505050186,-72.196803386641832,-78.619805539250834,-85.26890562669125,-92.140913704784566,-99.2054026162197,-106.56675242192009,-114.45700109370476,-122.74202647586365,-131.39782177424777,-140.29269273975731,-149.56067346498773,-159.0237992312652,-168.91818799827155,-178.99872979206535,-189.35745354331632,-199.91684719589915]
[null,"Consumer Power Summer Minimum PM","P","P7",0,0,0,0,1.8941038128051095,0.39921183864864485,-1.0434532484837118,-2.4178863328941973,-3.7908899490960053,-5.1759152803210489,-6.5394496440310217,-7.9473576914485653,-9.3645739437450253,-10.802838085058639,-12.265136477099182,-13.768442755365724,-15.314540457518179,-16.899942219451717,-18.543774589070363,-20.288936761063958,-22.114684682734907,-24.018313597234656,-25.976631273187742,-28.014868786275919,-30.100234546144417,-32.277629261072413,-34.500801786285869,-36.787344549548692,-39.12223645927606]
[null,"Consumer Power Summer Minimum PM","P","P8",0,0,0,0,-54.834902603248082,-72.22981406733318,-88.93465648621526,-104.31897037498146,-121.02610723604445,-138.33632586029182,-155.1674465432755,-173.063429235716,-191.08224503786462,-209.44917432808771,-228.19092006810115,-247.59014275209336,-267.63807550279807,-288.24667621198347,-309.71951679944584,-332.73152290357814,-356.89344895358653,-382.13584047851816,-408.07588933792897,-435.10355584213255,-462.7012203074238,-491.55594466699102,-520.95457930730083,-551.16493214381455,-581.96139602924768]
[null,"Consumer Power Summer Minimum PM","Q","Q2",0,0,0,0,-396.82665077906972,-469.83713846120196,-539.77271538040645,-603.0240893653704,-674.73171443444608,-749.97485837653403,-822.71057333902309,-901.10499849634743,-980.04646481341399,-1060.6727806370056,-1143.0785778421653,-1228.6348635143397,-1317.2408380027498,-1408.4240657597234,-1503.6343473233865,-1606.0855230638608,-1713.8232594301028,-1826.4736932016915,-1942.1852305993684,-2062.8035545750577,-2185.8611289939649,-2314.598550727615,-2445.6432358125103,-2580.2560388556585,-2717.3798559862817]
[null,"Consumer Power Summer Minimum PM","Q","Q4",0,0,0,0,-116.69827696517322,-133.88850902656787,-150.32983573412764,-165.03801229350304,-182.14258361601264,-200.21977231151695,-217.63727675050797,-236.55312471121533,-255.60216747443067,-275.07913765021073,-295.00388079996793,-315.72496956822545,-337.20973653904213,-359.33258306636776,-382.45938055603096,-407.40001099187714,-433.64957881778878,-461.10856351776954,-489.30682938977515,-518.70810490678377,-548.69023698465344,-580.06603175066834,-611.98846732463642,-644.7735068429057,-678.15687655413694]
[null,"Consumer Power Summer Minimum PM","Q","Q5",0,0,0,0,-37.747622870161223,-45.65086335234367,-53.226829473587379,-60.114917190448402,-67.82763288464615,-75.891681369884438,-83.699821377726394,-92.083344883056142,-100.52510077436169,-109.1422470875939,-117.94557269988806,-127.07771764604328,-136.52977049744717,-146.2538064826995,-156.4012753696951,-167.30816307042051,-178.77293415385753,-190.75769179385006,-203.06965586448754,-215.90208938306819,-228.99710340198587,-242.69433580903149,-256.64056416367833,-270.96799874165896,-285.5656529378906]
[null,"Consumer Power Summer Minimum PM","Q","Q6",0,0,0,0,-64.725132440148613,-76.010269831960002,-86.816492999581996,-96.56634000156636,-107.68229324736392,-119.36514164117898,-130.6503260944437,-142.83434522272606,-155.1035597758526,-167.63774752169954,-180.45118092762678,-193.75952770485429,-207.54590631117694,-221.73520116559362,-236.55507650236137,-252.51003698414189,-269.29148696395117,-286.83996492015592,-304.86429482323234,-323.65400867671326,-342.82170644468619,-362.87553692306631,-383.28649303718731,-404.25224442146958,-425.60715615675855]
[null,"Consumer Power Summer Minimum PM","Q","Q7",0,0,0,0,-26.793175588672479,-30.554269538752784,-34.150158460202825,-37.358213403711012,-41.112543683352534,-45.087270023818753,-48.913907247883017,-53.077364491084559,-57.270201844007332,-61.558358528833224,-65.946044664074435,-70.510921497898721,-75.245357617179167,-80.121094773266918,-85.219511167034483,-90.720684401474941,-96.511722708809685,-102.5702289936569,-108.79148932442713,-115.27854405478331,-121.89304005177301,-128.81551181836906,-135.85776861129077,-143.08997537544846,-150.45347776412262]
[null,"Consumer Power Summer Minimum PM","Q","Q8",0,0,0,0,9.3515817662263085,7.028025008249938,4.7787826999520107,2.5917064746279879,0.51849538992165611,-1.5347943238886892,-3.5737690423644137,-5.6359962262947754,-7.711481147524867,-9.8110801539742756,-11.940105757985622,-14.11784327080546,-16.349525427320071,-18.633687679378493,-20.993306774541384,-23.480414332918965,-26.075091560887024,-28.776300099568452,-31.557404887493949,-34.449591320451475,-37.413230064972964,-40.504393419824815,-43.665774704509168,-46.919459147759603,-50.246334685621392]
[null,"Consumer Power Summer Minimum PM","R","R4",0,0,0,0,55.513534644850523,64.046778911735927,72.210853439087103,79.531136698253718,87.998903591067702,96.934923946872743,105.55067295389291,114.89296518637839,124.30091915012136,133.91805399164241,143.7544739176484,153.98053502017547,164.58094876659945,175.49485925983717,186.90133980918358,199.19689430696602,212.13553838032104,225.66906342159749,239.56764245857124,254.05844264660425,268.83690167089912,284.3013254462042,300.03674929510123,316.19803487638313,332.65559331462731]
[null,"Consumer Power Summer Minimum PM","R","R5",0,0,0,0,-5.089075694399364,-9.3105581859300806,-13.373374611708226,-17.172012437757633,-21.148481496617386,-25.221790460814063,-29.20331396903633,-33.384622576816298,-37.594188558418843,-41.87720407487835,-46.241009820750627,-50.745099919010983,-55.390502747302634,-60.160925892737993,-65.12138100171029,-70.416874353896191,-75.968749578833041,-81.764211608859014,-87.72243259585548,-93.927747814332363,-100.26908344570211,-106.8955834882339,-113.65288188210472,-120.59922588330079,-127.6852968906453]
[null,"Consumer Power Summer Minimum PM","R","R6",0,0,0,0,16.282598189520343,14.193328231161534,12.162445334972444,10.133526747386338,8.3441861850692458,6.6202010403889746,4.8856296749338357,3.1863326019829974,1.4766018655499007,-0.24424170825840252,-1.9817991844262803,-3.7446896793498969,-5.5406419506943347,-7.3732004578843329,-9.2547276194928241,-11.214008392838011,-13.248277300816167,-15.360490922442585,-17.538267522558801,-19.799777775351355,-22.123323064817832,-24.542464028733587,-27.023592637986415,-29.580104388297737,-32.20001937013248]
[null,"Consumer Power Summer Minimum PM","S","S1",0,0,0,0,84.142008245470535,62.122163939565688,46.11204893147417,33.726761590891478,27.739774354327,25.427790541065047,24.535891569356377,25.556417381234137,29.509448783220137,34.803332287373479,40.298185957855019,46.029343161379138,51.946185539440386,59.128146993592132,66.602305272556237,74.617042422943427,82.941434639256158,91.718794523130015,100.96415036133369,110.46173770796833,119.99486648247775,129.90332751410216,139.85157394590328,149.97873408601879,160.18539666924795]
[null,"Consumer Power Summer Minimum PM","S","S2",0,0,0,0,49.892699824364875,42.071189132432892,35.348361635012807,30.050281451474042,25.532082202788359,21.469451888267351,18.187016302016644,15.935182607511884,13.762651698071515,11.577887485020087,9.3662719953009237,7.1272494086409548,5.3840045805285985,4.7123513135126149,4.0263949051756942,3.3527858357453884,2.6535297166789018,1.9167474295684195,1.118515682038931,0.27715277328378318,-0.28766240170285112,-0.80639369109595327,-1.3518502507074976,-1.9135382491982911,-2.4990660927741306]
[null,"Consumer Power Summer Minimum PM","S","S3",0,0,0,0,46.375437218962688,46.337692407609154,46.286883701418944,46.231010411622293,46.164841981235277,46.129170085881128,46.07938638188098,46.061727889108397,46.043135698349111,46.028361996205916,46.016325617026794,46.011109264135705,46.010105797351372,46.010067429860221,46.014427113316401,46.03102868393934,46.052739911419742,46.07781264951717,46.101098900775355,46.127259441422275,46.151270562484314,46.180780762898856,46.208079003626288,46.236149080476196,46.262885019528078]
[null,"Consumer Power Summer Minimum PM","S","S4",0,0,0,0,6.6971564008831752,5.7585924008092535,4.8089248924060204,3.8629891243715129,2.9225444469064863,2.0050615803734484,1.0845116102840282,0.56909471930658651,0.29569176497519223,0.40103678088658778,0.51529107837101851,0.64437362011478339,0.7875497615956375,0.94288250057416478,1.1164242863174856,1.3196460040289661,1.5420282936774643,1.7806373044436539,2.0279695626849774,2.2888793306297606,2.5530547642774497,2.8298110018875304,3.1082556027034753,3.391729393594038,3.6768847873369159]
[null,"Consumer Power Summer Minimum PM","S","S5",0,0,0,0,42.246188124741842,37.226870506189471,34.307874643494955,32.171736134249038,30.237021249688169,30.090590837206271,29.950006103892068,30.683690101687034,32.237951436532768,34.357319968491055,36.88745462307201,39.612660546709762,42.425004605077405,45.297789735415911,48.279189291541087,51.482652418764147,54.832707945955107,58.314384629335422,61.857846906133013,65.531443062209064,69.255005988965877,73.15225373981346,77.099675165458564,81.146847243142503,85.256120973367061]
[null,"Consumer Power Summer Minimum PM","S","S6",0,0,0,0,8.084429490979911,6.7337335499664803,5.3826799168361106,4.0436230743838184,2.7219525694530931,1.6110353341363646,0.87965218942718026,1.1033284328976491,1.3260857105936945,1.5544934287749128,1.7873673371967445,2.0312920691334999,2.2828786812830688,2.5371083861573402,2.7996875579372618,3.0850211668729242,3.3824860467844151,3.6898434907599857,3.9978023608014959,4.3157271173398009,4.6344525608548839,4.9703262724099933,5.3075596511451231,5.6528187274616535,6.0015465545133431]
[null,"Consumer Power Summer Minimum PM","S","S7",0,0,0,0,3.8507811764295976,2.6603006389114268,1.4704315816661344,0.29102575731491953,-0.87371609731895261,-2.0327423371735187,-3.1788117305518773,-4.3404578924949879,-4.9073778358228637,-5.4792990222699816,-6.0577466723519002,-6.646585806258889,-7.2476453024731944,-7.8609928205970432,-8.4913737979772002,-9.1499828448419702,-9.8329451444777014,-10.540156322303936,-11.265554748385078,-12.015819689715919,-12.782147387274673,-13.08610702782325,-13.168454457265579,-13.252396642483749,-13.338774721731781]
[null,"Consumer Power Summer Minimum PM","S","S8",0,0,0,0,0,0,0,0,0,0,0,0,0,0,0,0,0,0,0,0,0,0,0,0,0,0,0,0,0]
[null,"Consumer Power Summer Minimum PM","S","S9",0,0,0,0,0,0,0,0,0,0,0,0,0,0,0,0,0,0,0,0,0,0,0,0,0,0,0,0,0]
[null,"Consumer Power Summer Minimum PM","T","T1",0,0,0,0,41.344401227917956,40.717105965084748,39.984443194985985,39.211095315841099,38.346805219117314,37.733577372303614,37.00422114711386,36.524136757754434,36.027660134229478,35.530159749811304,34.924952924667529,34.354495343502954,33.793858247380726,33.215147100101042,32.639277796080236,32.117755955855529,31.603340812106133,31.085354549180359,30.530737102682522,29.973851198706509,29.388969099004903,28.827914713674126,28.241183742382834,27.649285938108669,27.15042711495629]
[null,"Consumer Power Summer Minimum PM","T","T2",0,0,0,0,30.186623995660756,25.299169444852556,20.480618743518693,15.728696470373091,11.079031686588035,6.2886681878288755,1.6153498066383492,-3.3270170946463367,-8.3071025472688902,-13.384163567713159,-18.567260238261639,-23.933748344308206,-29.485492619277295,-35.203073180261285,-41.170948901369286,-47.571182410696849,-54.300852677464036,-61.343060930784858,-68.595793157772334,-76.158688034114505,-83.892547971580484,-91.981351591864183,-100.23328726221348,-108.71965137394338,-117.37816006511284]
[null,"Consumer Power Summer Minimum PM","T","T3",0,0,0,0,-0.61482790407779397,4.0285267461835703,8.6616236617503297,13.276822679650266,17.900427005026931,22.650590734860938,27.417937105260709,29.770208270197351,31.38467617030156,33.199502802012418,35.256716681014318,37.645149113317459,40.431811035564159,43.676961650419827,47.511265141215858,52.107321869850537,57.364699356634461,63.264100506111674,69.7423644775143,76.820757481750491,84.307523554232787,92.244281102204496,100.52259935588506,109.13838545908195,118.04373268929976]
[null,"Consumer Power Summer Minimum PM","T","T4",0,0,0,0,28.654337346848081,25.927386944016238,22.167715243456403,17.889840909879009,13.553954684342067,9.2268862782112393,4.9719806596710363,0.64011554715857244,-3.6860515012567916,-8.0272288198455186,-12.379819387454624,-16.77609474495646,-21.200490287063261,-25.619757277379165,-30.058603557273955,-34.60892418295473,-39.218705599103522,-43.878893536528672,-48.523084383665676,-53.22552370245154,-57.92994374724519,-62.779539810613187,-67.647040703956122,-72.59556765550667,-77.587843339111359]
[null,"Consumer Power Summer Minimum PM","T","T5",0,0,0,0,-10.957474450962227,-7.286647483640289,-3.6238539872230637,7.9847489033912922E-4,3.5655956691632849,7.1116557715695654,10.601333841671277,14.139483680939021,18.318546715139032,22.583450617487181,26.857190282886489,31.167448816467161,35.502132828308163,39.832740905964805,44.180691337904207,46.896772263743578,49.546201898909857,50.752156626471155,49.936096670524734,49.11249478211105,48.244536262966527,47.42119919866601,46.560252504152423,45.69762045526457,44.812458827278107]

{"sheet":"LV Gain K","index":13,"n_rows":100,"n_cols":6,"rows_kept":100,"cut":false,"hidden":false,"merged":[]}
["Updated by Kein, 18/4/17"]
[null,"LV Gain"]
[]
[]
[null,null,"Winter Peak",null,"Manual amendments below due to order of magnitude errors"]
[null,null,"Summer Minimum AM"]
[null,null,"Summer Minimum PM"]
[]
[]
[null,null,"lv Gain","lv Gain","lv Gain","lv Gain"]
[]
[null,{"$f":"'MAIN DATA'!A5","v":"Winter Peak"},{"$f":"SUM(C15:C83)","v":6555.6497418169474},{"$f":"SUM(D15:D83)","v":6555.6497418169474},{"$f":"SUM(E15:E83)","v":8258.295947271863},{"$f":"SUM(F15:F83)","v":7342.9292494420861}]
[null,null,"Template","Peak","AM","PM"]
[null,null,null,"Winter Peak","Summer Minimum AM","Summer Minimum PM"]
[null,"A1",{"$f":"IF($B$12=$C$5,D15,IF($B$12=$C$6,E15,F15))","v":373.67613647380244},373.67613647380244,398.19919656661159,374.19779951151668]
[null,"A3",{"$f":"IF($B$12=$C$5,D16,IF($B$12=$C$6,E16,F16))","v":49.706273439059288},49.706273439059288,57.133893556613558,42.518782370581526]
[null,"A4",204.3449163480214,204.3449163480214,247.92777315513047,236.85903353893798]
[null,"A6",331.18725374336015,331.18725374336015,504.21351247764585,449.69649505486268]
[null,"A7",383.21922451684247,383.21922451684247,449.8490465814603,425.40089383308441]
[null,"A8",450.22416472775183,450.22416472775183,491.36340696678542,424.66908714951364]
[null,"A9",37.366242896511814,37.366242896511814,6.4900957857029642,13.295221008841718]
[null,"B1",156.62036536391744,156.62036536391744,201.78711641096822,181.37081514405725]
[null,"B2",282.8056194912773,282.8056194912773,290.65769629177123,271.73375101770517]
[null,"B3",161.89190002845126,161.89190002845126,270.95489306653934,184.08158966093765]
[null,"B4",132.81825027604549,132.81825027604549,113.3659183752134,131.26676758291512]
[null,"C1",11.347498125537282,11.347498125537282,40,38.355480942830354]
[null,"C2",112.15504799813048,112.15504799813048,134.56931731719186,123.77359339187386]
[null,"C3",33.202573203162501,33.202573203162501,30.784223229946452,6.9158407988528552]
[null,"C4",26.695532623348708,26.695532623348708,50.532045380402209,52.616136153298619]
[null,"C5",6.7293645305161647,6.7293645305161647,61.089299336144805,97.143108415983335]
[null,"C6",86.380869353977573,86.380869353977573,79.820310597427977,76.768677272727288]
[null,"C7",35.434880636700107,35.434880636700107,80.904758739538607,70.560114840685586]
[null,"D4",108.17707459913686,108.17707459913686,133.16885254672715,118.61238411451839]
[null,"D5",69.897233027738451,69.897233027738451,92.023017616310483,82.250031343088736]
[null,"D6",138.39235573697511,138.39235573697511,151.26656645407266,131.21350052801193]
[null,"E1",59.494969415632681,59.494969415632681,104.62758340929565,89.53216759386882]
[null,"E7",109.33778481740283,109.33778481740283,100,100.58293448647558]
[null,"E8",23.39124370461353,23.39124370461353,20,21.845793671592588]
[null,"F6",61.802966591291039,61.802966591291039,132.4195081113487,101.27782043918191]
[null,"G1",43.429254310665158,43.429254310665158,63.651572177697858,52.316857774343404]
[null,"G5",51.294133022635279,51.294133022635279,81.627766884289457,66.79103873230406]
[null,"G6",28.964177794744955,28.964177794744955,64.717861131912031,47.660925575493351]
[null,"G7",37.887921468738881,37.887921468738881,23.91329163296594,35.831698717907294]
[null,"H1",60.808938819667077,60.808938819667077,75.310872979129044,108.61522804199534]
[null,"H2",235.8798004711241,235.8798004711241,376.23453404740076,294.88528735058327]
[null,"H6",76.946085837132699,76.946085837132699,73.838177282347402,67.06572045499496]
[null,"J1",45.58760792596928,45.58760792596928,89.708481404990451,69.124030899891736]
[null,"J2",0,0,0,0]
[null,"J3",135.85751466376684,135.85751466376684,146.10422082570901,120.6655045659362]
[null,"J4",8.7671197179818563,8.7671197179818563,18.67563342258472,16.173836494526302]
[null,"J5",82.114347578242587,82.114347578242587,106.57214276832812,86.045192067531332]
[null,"J6",28.581245891216838,28.581245891216838,50.655414253880153,43.729200003758578]
[null,"J7",9.4219639378651152,9.4219639378651152,34.041219928294787,21.74984837011835]
[null,"J8",36.118970721464045,36.118970721464045,8.1436372482914035,17.34740629666393]
[null,"K1",0,0,0,0]
[null,"K2",0,0,0,0]
[null,"K4",7.5476184496298586,7.5476184496298586,13.055107567726083,11.856547895449211]
[null,"K5",39.161307711949078,39.161307711949078,56.987122723750616,43.837598746633226]
[null,"K6",14.898075779226318,14.898075779226318,20.125066004501072,13.714444498982601]
[null,"L1",34.986289349566746,34.986289349566746,32.858891752577321,30.614887708283028]
[null,"L2",271.41911594137514,271.41911594137514,292.26018540954237,270.55045213824781]
[null,"L3",336.29492925310279,336.29492925310279,400.54895814685494,366.04809094411064]
[null,"L4",0,0,0,0]
[null,"L5",121.05739915973879,121.05739915973879,231.78285775222446,182.95033107445582]
[null,"L6",0,0,0,0]
[null,"L7",118.49334445519472,118.49334445519472,144.48357602935965,125.24624126873054]
[null,"L8",2.9341907838576162,2.9341907838576162,32.658992885418868,22.937268762548655]
[null,"M4",6.7085947336891962,6.7085947336891962,34.48675130341411,29.126946081286178]
[null,"M5",4.86684770568381,4.86684770568381,3.345216020999068,1.4366457552694456]
[null,"M6",25.762261305058029,25.762261305058029,7.2476028660922012,17.413813455428279]
[null,"M7",104.67413119426945,104.67413119426945,23.158738237795227,22.054746256231425]
[null,"M8",47.209081495511569,47.209081495511569,60.472543170611431,56.254923382661332]
[null,"N1",248.0719765474042,248.0719765474042,275.89480315474873,239.79879589138875]
[null,"N2",216.98718778759977,216.98718778759977,245.20701300107737,248.61851130149378]
[null,"N3",121.34926476618529,121.34926476618529,156.62733330079533,137.54642532380311]
[null,"N4",202.587362244427,202.587362244427,226.5367200264362,191.11379291823104]
[null,"N5",13.251081018372524,13.251081018372524,7.8218488356521245,14.621114602917956]
[null,"N6",0,0,0,0]
[null,"N7",33.550966812178189,33.550966812178189,31.871629165707269,31.082982300077553]
[null,"N8",{"$f":"IF($B$12=$C$5,D80,IF($B$12=$C$6,E80,F80))","v":0},0,0,0]
[null,"P1",215.63411910989862,215.63411910989862,310.7869692996984,271.76137770449259]
[null,"P2",0.84973595775324062,0.84973595775324062,0.58986013986014019,0.3625850340136052]
[null,"P3",39.396036424856504,39.396036424856504,193.14530251634966,119.44113118535324]
[null,0,0,0,0,0]
[null,"P4",4.0065938333652369,4.0065938333652369,11.533387564759513,8.3301908163265459]
[null,"P5",7.4560708017403812,7.4560708017403812,30.799780494399823,23.835786207706747]
[null,"P6",31.949799105676952,31.949799105676952,19.925576322459023,27.133053662717387]
[null,"P7",10.174767162681835,10.174767162681835,13.999720447547269,10.623131218014326]
[null,"P8",56.941311496423793,56.941311496423793,73.323352611339644,61.192292837868195]
[null,"Q2",37.405969817794059,37.405969817794059,38.184563653268498,35.973834513546791]
[null,"Q4",67.809018115081443,67.809018115081443,135.17543992375656,104.20589105986747]
[null,"Q5",15.898467112358929,15.898467112358929,38.811647304741172,30.611085649826748]
[null,"Q6",1.5329411275051008,1.5329411275051008,7.0263394558563022,3.9797819338888232]
[null,"Q7",2.2507183143556446,2.2507183143556446,20.87106017191978,8.3682980816527284]
[null,"Q8",51.737949337308251,51.737949337308251,147.43518097503869,193.53546933215688]
[null,"R4",46.704260227769751,46.704260227769751,164.1191472574645,86.324072997250227]
[null,"R5",88.787981033534891,88.787981033534891,66.495196951381303,62.758321549636804]
[null,"R6",39.708245682715386,39.708245682715386,190.29025107595666,126.03825596134087]
[null,"C9",{"$f":"IF($B$12=$C$5,D99,IF($B$12=$C$6,E99,F99))","v":0},0,0,0]
[null,"E6",{"$f":"IF($B$12=$C$5,D100,IF($B$12=$C$6,E100,F100))","v":59.494969415632681},59.494969415632681,104.62758340929565,89.53216759386882]