## CONTENTS
Figure | Title
3 | Indexed GDP growth
4 | Indexed manufacturing output
5 | Indexed non-manufacturing output
6 | Wholesale oil price (Brent)
7 | Wholesale gas price
8 | Wholesale UK power price (baseload)
9 | Wholesale coal price
10 | Wholesale UK carbon price
13 | Take-up of loft insulation
14 | Take-up of cavity wall insulation
15 | Take-up of solid wall insulation
16 | Total residential insulation savings by scenario
17 | Heat demand from new houses
18 | Household fuel types
19 | Gas demand savings from residential energy efficiency measures: Gone Green
20 | Number of Heat Pumps
21 | Demand (excluding effect of removing old resistive heating)
20 | Number of Heat Pumps
21 | Demand (excluding effect of removing old resistive heating)
22 | Gone Green heat pump installations and heating types replaced
23 | Slow Progression, No Progression and Low Carbon Life heat pump installations
24 | Heat pump electricity annual demand
25 | Number of homes with electric heating
26 | Annual resistive electric heat and hot water demand
28-31 | Heat supply to 2050
32 | Heat duration supply curve for 2050 (Gone Green)
34 | Residential Lighting Technology - Low Carbon Life
35 | Residential Lighting Technology - No Progression
36 | Residential Lighting Technology - Gone Green
37 | Residential Lighting Technology - Slow Progression
38 | Light demand scenarios pre-weather correction
40 | Gone Green number of appliances by type
41 | Residential appliance demand pre-weather correction
43 | Peak demand impact from residential smart meters and time-of-use-tariffs
45 | Number of electric vehicles
46 | Annual demand from electric vehicles
47 | Commuter EV charging profile
48 | Shorter distance EV charging profile
49 | Peak demand scenarios with assumed TOUT response
50-53 | Energy inputs to transport
54 | Annual Residential Power Demand
55 | Industrial and Commercial Power Demand
56 | GB Annual Power Demand
57 | Peak ACS Demand
58 - 61 | Electricity use to 2050
61.5714 | Proportion of interconnection in comparison with installed capacity
63.4286 | NaS battery: comparison of total costs against revenue over 15 year lifetime
64 | Li-ion battery: comparison of total costs against revenue over 15 year lifetime
65 | PHES: comparison of total costs against revenue over 60 year lifetime
66 | Below ground CAES: comparison of total costs against revenue over 40 year lifetime
67 | Above ground CAES: comparison of total costs against revenue over 40 year lifetime
69 | Gone Green Generation Background
70 | Gone Green Generation Output
71-74 | Gone Green Power Supply Landscape at 2020/21 and 2035/36
75 | Slow Progression Generation Background
76 | Slow Progression Generation Output
77-80 | Slow Progression Power Supply Landscape at 2020/21 and 2035/36
81 | No Progression Generation Background
82 | No Progression Generation Output
83-86 | No Progression Power Supply Landscape at 2020/21 and 2035/36
87 | Low Carbon Life Generation Background
88 | Low Carbon Life Generation Output
89-92 | Low Carbon Life Power Supply Landscape at 2020/21 and 2035/36
93 | Security of Supply
94 | Low Carbon Life dsitributed generation output
95 | Low Carbon Life dsitributed generation output
96 | No Progression distributed generation installed capacity
97 | No Progression distributed generation output
98 | Gone Green micro-generation installed capacity
99 | Gone Green micro-generation output
100 | No Progression micro-generation Installed Capacity
101 | No Progression micro-generation Output
102 | Cost of New (Transmission Generation)
103-106 | Electricity Generation to 2050
108 | Residential gas demand in each scenario
110 | Total industrial and commercial demand
111 | Demand from the national transmission system to Ireland
112 | Total gas demand
113 | Peak gas demand
114 | Gas use to 2050
116 | UKCS Annuals
117 | Biomethane Annuals
118 | Shale Annuals
119 | Norwegian Production Annuals
120 | Norway Supplies Annuals
121 | Annual Gone Green
122 | Annual Slow Progression
123 | Annual No Progression
124 | Annual Low Carbon Life
125 | Diversified Peak No Progression
126 | Diversified Peak Margins
130 | Progress towards Renewable Energy Targets
132 | Carbon Emissions and progress towards targets
133-136 | Emissions by sector
137-140 | Contributions to RED targets

## Figure 3
Figure 3: Indexed GDP growth | GDP index (2013=100)
|  | 2000 | 2001 | 2002 | 2003 | 2004 | 2005 | 2006 | 2007 | 2008 | 2009 | 2010 | 2011 | 2012 | 2013 | 2014 | 2015 | 2016 | 2017 | 2018 | 2019 | 2020 | 2021 | 2022 | 2023 | 2024 | 2025 | 2026 | 2027 | 2028 | 2029 | 2030 | 2031 | 2032 | 2033 | 2034 | 2035
| FES14 Gone Green & Low Carbon Life | 82.1543 | 84.5808 | 86.5221 | 89.9388 | 92.7927 | 95.7943 | 98.4335 | 101.807 | 101.0236 | 95.8003 | 97.3903 | 98.4786 | 98.6015 | 100 | 102.0996 | 104.2829 | 106.7836 | 109.2482 | 111.7657 | 114.614 | 117.409 | 120.3864 | 123.4237 | 126.4923 | 129.6206 | 132.7538 | 135.9191 | 139.1475 | 142.4454 | 145.8329 | 149.3024 | 152.8541 | 156.4955 | 160.2358 | 164.0795 | 168.0287
| FES14 Slow Progression & No Progression | 82.1543 | 84.5808 | 86.5221 | 89.9388 | 92.7927 | 95.7943 | 98.4335 | 101.807 | 101.0236 | 95.8003 | 97.3903 | 98.4786 | 98.6015 | 100 | 101.6788 | 102.8144 | 103.8329 | 105.3152 | 107.1855 | 109.5502 | 111.7106 | 113.9228 | 116.2301 | 118.5425 | 120.7965 | 123.0596 | 125.3845 | 127.8592 | 130.387 | 132.9575 | 135.5952 | 138.3104 | 141.1108 | 143.9976 | 146.9623 | 149.993
| Historic | 2000: 82.1543; 2001: 84.5808; 2002: 86.5221; 2003: 89.9388; 2004: 92.7927; 2005: 95.7943; 2006: 98.4335; 2007: 101.807; 2008: 101.0236; 2009: 95.8003; 2010: 97.3903; 2011: 98.4786; 2012: 98.6015; 2013: 100

## Figure 4
Figure 4: Indexed manufacturing output | GDP index (2013=100)
|  | 2000 | 2001 | 2002 | 2003 | 2004 | 2005 | 2006 | 2007 | 2008 | 2009 | 2010 | 2011 | 2012 | 2013 | 2014 | 2015 | 2016 | 2017 | 2018 | 2019 | 2020 | 2021 | 2022 | 2023 | 2024 | 2025 | 2026 | 2027 | 2028 | 2029 | 2030 | 2031 | 2032 | 2033 | 2034 | 2035
| FES14 Gone Green & Low Carbon Life | 105.179 | 105.9344 | 102.6608 | 102.3566 | 104.3927 | 104.4156 | 106.6322 | 108.5151 | 106.5501 | 95.8534 | 100.0923 | 101.8972 | 100.3367 | 100 | 102.1538 | 103.6408 | 105.2138 | 106.6533 | 107.7692 | 108.9807 | 110.0303 | 111.1868 | 112.3573 | 113.4695 | 114.5821 | 115.6739 | 116.7415 | 117.7979 | 118.888 | 120.0145 | 121.1589 | 122.2991 | 123.4577 | 124.6027 | 125.7763 | 126.9745
| FES14 Slow Progression & No Progression | 105.179 | 105.9344 | 102.6608 | 102.3566 | 104.3927 | 104.4156 | 106.6322 | 108.5151 | 106.5501 | 95.8534 | 100.0923 | 101.8972 | 100.3367 | 100 | 101.3233 | 100.4969 | 97.4304 | 96.3968 | 96.343 | 96.8866 | 96.9937 | 97.0514 | 97.256 | 97.4488 | 97.518 | 97.5855 | 97.6673 | 97.8623 | 98.0491 | 98.2055 | 98.3532 | 98.4975 | 98.6423 | 98.7851 | 98.9371 | 99.0893
| Historic | 2000: 105.179; 2001: 105.9344; 2002: 102.6608; 2003: 102.3566; 2004: 104.3927; 2005: 104.4156; 2006: 106.6322; 2007: 108.5151; 2008: 106.5501; 2009: 95.8534; 2010: 100.0923; 2011: 101.8972; 2012: 100.3367; 2013: 100

## Figure 5
Figure 5: Indexed non-manufacturing output | GDP index (2013=100)
|  | 2000 | 2001 | 2002 | 2003 | 2004 | 2005 | 2006 | 2007 | 2008 | 2009 | 2010 | 2011 | 2012 | 2013 | 2014 | 2015 | 2016 | 2017 | 2018 | 2019 | 2020 | 2021 | 2022 | 2023 | 2024 | 2025 | 2026 | 2027 | 2028 | 2029 | 2030 | 2031 | 2032 | 2033 | 2034 | 2035
| FES14 Gone Green & Low Carbon Life | 79.5033 | 82.1534 | 84.3744 | 88.3124 | 91.105 | 94.7776 | 97.4195 | 101.032 | 100.6087 | 95.693 | 96.9295 | 98.0148 | 98.4386 | 100 | 102.1532 | 104.4036 | 106.9895 | 109.5354 | 112.1712 | 115.1865 | 118.1523 | 121.3268 | 124.5668 | 127.8455 | 131.1904 | 134.5423 | 137.9335 | 141.3954 | 144.9293 | 148.5591 | 152.2776 | 156.0873 | 159.9945 | 164.0137 | 168.1452 | 172.392
| FES14 Slow Progression & No Progression | 79.5033 | 82.1534 | 84.3744 | 88.3124 | 91.105 | 94.7776 | 97.4195 | 101.032 | 100.6087 | 95.693 | 96.9295 | 98.0148 | 98.4386 | 100 | 101.7614 | 103.0301 | 104.4975 | 106.2309 | 108.2562 | 110.7888 | 113.1519 | 115.5899 | 118.1069 | 120.6185 | 123.0792 | 125.5464 | 128.0805 | 130.7708 | 133.5258 | 136.3373 | 139.2257 | 142.2013 | 145.2729 | 148.4424 | 151.6986 | 155.0283
| Historic | 2000: 79.5033; 2001: 82.1534; 2002: 84.3744; 2003: 88.3124; 2004: 91.105; 2005: 94.7776; 2006: 97.4195; 2007: 101.032; 2008: 100.6087; 2009: 95.693; 2010: 96.9295; 2011: 98.0148; 2012: 98.4386; 2013: 100

## Figure 6
Figure 6: Wholesale oil price (Brent) | $/Barrel
|  | 2001 | 2002 | 2003 | 2004 | 2005 | 2006 | 2007 | 2008 | 2009 | 2010 | 2011 | 2012 | 2013 | 2014 | 2015 | 2016 | 2017 | 2018 | 2019 | 2020 | 2021 | 2022 | 2023 | 2024 | 2025 | 2026 | 2027 | 2028 | 2029 | 2030 | 2031 | 2032 | 2033 | 2034 | 2035 | 2036
| Brent Oil ($/barrel) | 33.1003 | 32.5116 | 36.2052 | 46.9869 | 66.858 | 77.6081 | 84.0225 | 110.2109 | 68.2449 | 85.2379 | 115.0401 | 114.4297 | 107.9065 | 102.5432 | 98.5522 | 94.3999 | 91.779 | 92.4073 | 94.372 | 97.0003 | 99.7784 | 102.066 | 103.9115 | 106.1762 | 108.3534 | 111.3575 | 114.1056 | 116.1137 | 117.6472 | 118.9897 | 120.546 | 122.2318 | 123.8705 | 125.4263 | 126.9759 | 128.4138
| Historic | 2001: 33.1003; 2002: 32.5116; 2003: 36.2052; 2004: 46.9869; 2005: 66.858; 2006: 77.6081; 2007: 84.0225; 2008: 110.2109; 2009: 68.2449; 2010: 85.2379; 2011: 115.0401; 2012: 114.4297; 2013: 107.9065

## Figure 7
Figure 7: Wholesale gas price | pence/therm
|  | 2001 | 2002 | 2003 | 2004 | 2005 | 2006 | 2007 | 2008 | 2009 | 2010 | 2011 | 2012 | 2013 | 2014 | 2015 | 2016 | 2017 | 2018 | 2019 | 2020 | 2021 | 2022 | 2023 | 2024 | 2025 | 2026 | 2027 | 2028 | 2029 | 2030 | 2031 | 2032 | 2033 | 2034 | 2035 | 2036
| NBP High Case | 28.5402 | 19.7618 | 25.2587 | 29.6453 | 48.1042 | 48.5039 | 34.3763 | 64.3289 | 33.6825 | 44.7226 | 58.3212 | 60.7291 | 68.4647 | 73.0924 | 75.2 | 76 | 74.1 | 73.5 | 73.7046 | 75.9157 | 78.4954 | 80.6451 | 81.8735 | 83.1633 | 84.8831 | 87.5242 | 90.5338 | 92.6835 | 93.9733 | 94.8332 | 95.6931 | 96.553 | 97.4129 | 98.2728 | 99.1326 | 99.9925
| NBP Base Case | 28.5402 | 19.7618 | 25.2587 | 29.6453 | 48.1042 | 48.5039 | 34.3763 | 64.3289 | 33.6825 | 44.7226 | 58.3212 | 60.7291 | 68.4647 | 68.225 | 69.0947 | 67.6422 | 63.5833 | 60.0763 | 57.446 | 56.0769 | 56.599 | 57.121 | 58.0424 | 59.6393 | 61.2362 | 62.8331 | 64.4301 | 66.027 | 67.2554 | 67.6239 | 67.9925 | 68.361 | 68.7295 | 69.098 | 69.4666 | 69.8351
| Historic | 2001: 28.5402; 2002: 19.7618; 2003: 25.2587; 2004: 29.6453; 2005: 48.1042; 2006: 48.5039; 2007: 34.3763; 2008: 64.3289; 2009: 33.6825; 2010: 44.7226; 2011: 58.3212; 2012: 60.7291; 2013: 68.4647

## Figure 8
Figure 8: Wholesale UK power price (baseload) | £/MWh
|  | 2001 | 2002 | 2003 | 2004 | 2005 | 2006 | 2007 | 2008 | 2009 | 2010 | 2011 | 2012 | 2013 | 2014 | 2015 | 2016 | 2017 | 2018 | 2019 | 2020 | 2021 | 2022 | 2023 | 2024 | 2025 | 2026 | 2027 | 2028 | 2029 | 2030 | 2031 | 2032 | 2033 | 2034 | 2035 | 2036
| High | 25.312 | 22.092 | 26.6469 | 29.2245 | 48.2836 | 50.1836 | 36.0437 | 83.5088 | 41.3948 | 44.4784 | 50.0892 | 46.1273 | 50.5817 | 58.912 | 65.973 | 69.8445 | 71 | 72.2 | 73.3 | 74.4714 | 76.3285 | 81.1757 | 85.425 | 89.1706 | 92.5804 | 96.1372 | 98.4349 | 100.7536 | 100.8166 | 100.953 | 101.0893 | 101.2257 | 101.3621 | 101.4985 | 101.6349 | 101.7713
| Base Case | 25.312 | 22.092 | 26.6469 | 29.2245 | 48.2836 | 50.1836 | 36.0437 | 83.5088 | 41.3948 | 44.4784 | 50.0892 | 46.1273 | 50.5817 | 52.3891 | 54.4644 | 55.8329 | 56.0196 | 57.1038 | 57.2906 | 58.3748 | 60.9167 | 62.7546 | 65.7582 | 70.1592 | 73.5439 | 76 | 77 | 77.5 | 78 | 78.2795 | 78.0431 | 77.8067 | 77.5704 | 77.334 | 77.0976 | 76.8612
| Low | 25.312 | 22.092 | 26.6469 | 29.2245 | 48.2836 | 50.1836 | 36.0437 | 83.5088 | 41.3948 | 44.4784 | 50.0892 | 46.1273 | 50.5817 | 48.0738 | 46.8987 | 45.325 | 42.9118 | 42.2194 | 42.0935 | 41.9361 | 43.7092 | 46.1538 | 50.2666 | 52.6798 | 53.687 | 54.1801 | 53.8339 | 53.2568 | 54.0647 | 53.729 | 53.3932 | 53.0575 | 52.7217 | 52.386 | 52.0503 | 51.7145
| Historic | 2001: 25.312; 2002: 22.092; 2003: 26.6469; 2004: 29.2245; 2005: 48.2836; 2006: 50.1836; 2007: 36.0437; 2008: 83.5088; 2009: 41.3948; 2010: 44.4784; 2011: 50.0892; 2012: 46.1273; 2013: 50.5817

## Figure 9
Figure 9: Wholesale coal price | $/Tonne
|  | 2001 | 2002 | 2003 | 2004 | 2005 | 2006 | 2007 | 2008 | 2009 | 2010 | 2011 | 2012 | 2013 | 2014 | 2015 | 2016 | 2017 | 2018 | 2019 | 2020 | 2021 | 2022 | 2023 | 2024 | 2025 | 2026 | 2027 | 2028 | 2029 | 2030 | 2031 | 2032 | 2033 | 2034 | 2035 | 2036
| Coal ($/Tonne) | 52.4064 | 40.7594 | 55.2863 | 89.4749 | 74.1543 | 75.4269 | 100.8918 | 164.6348 | 75.8538 | 97.7016 | 125.9553 | 95.8807 | 80.6057 | 80.433 | 91.7715 | 94.9307 | 98.556 | 100.6052 | 100.4355 | 96.495 | 96.5459 | 96.5854 | 99.4261 | 108.9036 | 109.0629 | 116.2521 | 117.3211 | 116.6158 | 120.1042 | 128.4504 | 136.7967 | 145.1429 | 153.4892 | 161.8355 | 170.1817 | 178.528
| Historic | 2001: 52.4064; 2002: 40.7594; 2003: 55.2863; 2004: 89.4749; 2005: 74.1543; 2006: 75.4269; 2007: 100.8918; 2008: 164.6348; 2009: 75.8538; 2010: 97.7016; 2011: 125.9553; 2012: 95.8807; 2013: 80.6057

## Figure 10
Figure 10: Wholesale UK carbon price | £/Tonne
|  | 2004 | 2005 | 2006 | 2007 | 2008 | 2009 | 2010 | 2011 | 2012 | 2013 | 2014 | 2015 | 2016 | 2017 | 2018 | 2019 | 2020 | 2021 | 2022 | 2023 | 2024 | 2025 | 2026 | 2027 | 2028 | 2029 | 2030 | 2031 | 2032 | 2033 | 2034 | 2035 | 2036
| High Case | 6.0864 | 6.9396 | 11.6487 | 0.44772 | 17.5883 | 11.7193 | 12.2677 | 11.2905 | 5.9033 | 15.8 | 17.4058 | 19.03 | 23.05 | 26 | 28.22 | 30.45 | 32.67 | 37.03 | 41.38 | 45.74 | 50.09 | 54.45 | 58.81 | 63.16 | 67.52 | 71.88 | 76.23 | 76.23 | 76.23 | 76.23 | 76.23 | 76.23 | 76.23
| Low Case | 6.0864 | 6.9396 | 11.6487 | 0.44772 | 17.5883 | 11.7193 | 12.2677 | 11.2905 | 5.9033 | 15.7585 | 17.4058 | 18.8947 | 20.4514 | 22.3713 | 24.4184 | 26.4951 | 28.6017 | 30.7362 | 30.7675 | 30.4231 | 30.5221 | 31.7007 | 32.4538 | 32.4538 | 32.4538 | 32.4538 | 32.4538 | 32.4538 | 32.4538 | 32.4538 | 32.4538 | 32.4538 | 32.4538
| Historic | 2004: 6.0864; 2005: 6.9396; 2006: 11.6487; 2007: 0.44772; 2008: 17.5883; 2009: 11.7193; 2010: 12.2677; 2011: 11.2905; 2012: 5.9033; 2013: 15.7585

## Figure 13
Figure 13: Take-up of loft insulation | Household Uptake (Millions)
|  | 2005 | 2006 | 2007 | 2008 | 2009 | 2010 | 2011 | 2012 | 2013 | 2014 | 2015 | 2016 | 2017 | 2018 | 2019 | 2020 | 2021 | 2022 | 2023 | 2024 | 2025 | 2026 | 2027 | 2028 | 2029 | 2030 | 2031 | 2032 | 2033 | 2034 | 2035
| High Case | 6.9046 | 7.7138 | 8.5231 | 9.4531 | 10.7493 | 11.7778 | 13.4058 | 15.2294 | 15.2475 | 15.3106 | 15.491 | 15.6713 | 15.8517 | 16.032 | 16.2124 | 16.3928 | 16.5731 | 16.7535 | 16.9338 | 17.1142 | 17.2945 | 17.4749 | 17.6553 | 17.8356 | 18.016 | 18.1963 | 18.3767 | 18.5571 | 18.7374 | 18.9178 | 19.0981
| Low Case | 6.9046 | 7.7138 | 8.5231 | 9.4531 | 10.7493 | 11.7778 | 13.4058 | 15.2294 | 15.2413 | 15.2826 | 15.4007 | 15.5188 | 15.637 | 15.7551 | 15.8732 | 15.9913 | 16.1095 | 16.2276 | 16.3457 | 16.4638 | 16.5819 | 16.7001 | 16.8182 | 16.9363 | 17.0544 | 17.1725 | 17.2907 | 17.4088 | 17.5269 | 17.645 | 17.7632
| Potential | [7 empty] | 22.7178 | 22.7178 | 22.7178 | 22.7178 | 22.7178 | 22.7178 | 22.7178 | 22.7178 | 22.7178 | 22.7178 | 22.7178 | 22.7178 | 22.7178 | 22.7178 | 22.7178 | 22.7178 | 22.7178 | 22.7178 | 22.7178 | 22.7178 | 22.7178 | 22.7178 | 22.7178 | 22.7178
| Historic | 2005: 6.9046; 2006: 7.7138; 2007: 8.5231; 2008: 9.4531; 2009: 10.7493; 2010: 11.7778; 2011: 13.4058; 2012: 15.2294; 2013: 15.2413

## Figure 14
Figure 14: Take-up of cavity wall insulation | Household Uptake (Millions)
|  | 2005 | 2006 | 2007 | 2008 | 2009 | 2010 | 2011 | 2012 | 2013 | 2014 | 2015 | 2016 | 2017 | 2018 | 2019 | 2020 | 2021 | 2022 | 2023 | 2024 | 2025 | 2026 | 2027 | 2028 | 2029 | 2030 | 2031 | 2032 | 2033 | 2034 | 2035
| High Case | 7.2935 | 7.8804 | 8.4674 | 9.0059 | 9.6683 | 10.1178 | 10.7626 | 11.3976 | 11.4182 | 11.4901 | 11.6957 | 11.9012 | 12.1068 | 12.3124 | 12.5179 | 12.7235 | 12.929 | 13.1346 | 13.3401 | 13.5457 | 13.7512 | 13.9568 | 14.1623 | 14.3679 | 14.5735 | 14.779 | 14.9846 | 15.1901 | 15.3645 | 15.3645 | 15.3645
| Low Case | 7.2935 | 7.8804 | 8.4674 | 9.0059 | 9.6683 | 10.1178 | 10.7626 | 11.3976 | 11.4053 | 11.4321 | 11.5085 | 11.585 | 11.6615 | 11.7379 | 11.8144 | 11.8909 | 11.9673 | 12.0438 | 12.1203 | 12.1967 | 12.2732 | 12.3497 | 12.4261 | 12.5026 | 12.5791 | 12.6555 | 12.732 | 12.8085 | 12.8849 | 12.9614 | 13.0379
| Potential | [7 empty] | 18.7 | 18.7 | 18.7 | 18.7 | 18.7 | 18.7 | 18.7 | 18.7 | 18.7 | 18.7 | 18.7 | 18.7 | 18.7 | 18.7 | 18.7 | 18.7 | 18.7 | 18.7 | 18.7 | 18.7 | 18.7 | 18.7 | 18.7 | 18.7
| Historic | 2005: 7.2935; 2006: 7.8804; 2007: 8.4674; 2008: 9.0059; 2009: 9.6683; 2010: 10.1178; 2011: 10.7626; 2012: 11.3976

## Figure 15
Figure 15: Take-up of solid wall insulation | Household Uptake (Millions)
|  | 2005 | 2006 | 2007 | 2008 | 2009 | 2010 | 2011 | 2012 | 2013 | 2014 | 2015 | 2016 | 2017 | 2018 | 2019 | 2020 | 2021 | 2022 | 2023 | 2024 | 2025 | 2026 | 2027 | 2028 | 2029 | 2030 | 2031 | 2032 | 2033 | 2034 | 2035
| High Case | 0.0068865 | 0.02066 | 0.034432 | 0.04644 | 0.059386 | 0.079958 | 0.098849 | 0.18049 | 0.18342 | 0.18926 | 0.21089 | 0.24363 | 0.28397 | 0.32957 | 0.37926 | 0.4313 | 0.4845 | 0.53887 | 0.59382 | 0.64936 | 0.70548 | 0.76219 | 0.81949 | 0.87678 | 0.93407 | 0.99137 | 1.0481 | 1.1042 | 1.1592 | 1.2129 | 1.265
| Low Case | 0.0068865 | 0.02066 | 0.034432 | 0.04644 | 0.059386 | 0.079958 | 0.098849 | 0.18049 | 0.18142 | 0.18327 | 0.19011 | 0.20046 | 0.21322 | 0.22765 | 0.24336 | 0.25982 | 0.27665 | 0.29385 | 0.31123 | 0.3288 | 0.34655 | 0.36449 | 0.38261 | 0.40073 | 0.41885 | 0.43698 | 0.45491 | 0.47267 | 0.49005 | 0.50706 | 0.52352
| Potential | [7 empty] | 7.8 | 7.8 | 7.8 | 7.8 | 7.8 | 7.8 | 7.8 | 7.8 | 7.8 | 7.8 | 7.8 | 7.8 | 7.8 | 7.8 | 7.8 | 7.8 | 7.8 | 7.8 | 7.8 | 7.8 | 7.8 | 7.8 | 7.8 | 7.8
| Historic | 2005: 0.0068865; 2006: 0.02066; 2007: 0.034432; 2008: 0.04644; 2009: 0.059386; 2010: 0.079958; 2011: 0.098849; 2012: 0.18049

## Figure 16
Figure 16: Total residential insulation savings by scenario | Heat Energy Saving (TWh/a)
|  | 2000 | 2001 | 2002 | 2003 | 2004 | 2005 | 2006 | 2007 | 2008 | 2009 | 2010 | 2011 | 2012 | 2013 | 2014 | 2015 | 2016 | 2017 | 2018 | 2019 | 2020 | 2021 | 2022 | 2023 | 2024 | 2025 | 2026 | 2027 | 2028 | 2029 | 2030 | 2031 | 2032 | 2033 | 2034 | 2035
| Gone Green | 0 | 0.49 | 1.47 | 4.8 | 7.59 | 8.96 | 12.83 | 16.52 | 22.37 | 25.82 | 29.37 | 34.08 | 39.72 | 39.82 | 40.14 | 41.15 | 42.2 | 43.26 | 44.34 | 45.44 | 46.53 | 47.63 | 48.72 | 49.82 | 50.92 | 52.01 | 53.11 | 54.2 | 55.29 | 56.38 | 57.46 | 58.55 | 59.62 | 60.59 | 61 | 61.4
| Slow Progression | 0 | 0.49 | 1.47 | 4.8 | 7.59 | 8.96 | 12.83 | 16.52 | 22.37 | 25.82 | 29.37 | 34.08 | 39.72 | 39.82 | 40.15 | 41.09 | 42.03 | 42.98 | 43.92 | 44.86 | 45.8 | 46.74 | 47.67 | 48.61 | 49.54 | 50.47 | 51.4 | 52.32 | 53.24 | 54.17 | 55.08 | 56 | 56.92 | 57.73 | 57.98 | 58.23
| No Progression | 0 | 0.49 | 1.47 | 4.8 | 7.59 | 8.96 | 12.83 | 16.52 | 22.37 | 25.82 | 29.37 | 34.08 | 39.73 | 39.78 | 39.92 | 40.35 | 40.78 | 41.23 | 41.67 | 42.12 | 42.56 | 43.01 | 43.46 | 43.91 | 44.35 | 44.8 | 45.24 | 45.69 | 46.13 | 46.57 | 47.02 | 47.46 | 47.89 | 48.2 | 48.52 | 48.83
| Low Carbon Life | 0 | 0.49 | 1.47 | 4.8 | 7.59 | 8.96 | 12.83 | 16.52 | 22.37 | 25.82 | 29.37 | 34.08 | 39.73 | 39.83 | 40.16 | 41.1 | 42.04 | 42.99 | 43.93 | 44.87 | 45.81 | 46.75 | 47.68 | 48.62 | 49.55 | 50.48 | 51.41 | 52.33 | 53.25 | 54.18 | 55.09 | 56.01 | 56.93 | 57.74 | 57.99 | 58.24
| Historic | 2000: 0; 2001: 0.49; 2002: 1.47; 2003: 4.8; 2004: 7.59; 2005: 8.96; 2006: 12.83; 2007: 16.52; 2008: 22.37; 2009: 25.82; 2010: 29.37; 2011: 34.08; 2012: 39.72; 2013: 39.82

## Figure 17
Figure 17: Heat demand from new houses | Total Extra Annual Heat Demand from New Houses (TWh/yr)
|  | 2013 | 2014 | 2015 | 2016 | 2017 | 2018 | 2019 | 2020 | 2021 | 2022 | 2023 | 2024 | 2025 | 2026 | 2027 | 2028 | 2029 | 2030 | 2031 | 2032 | 2033 | 2034 | 2035
| Extra Heat Demand - Gone Green and Slow Progression | 0 | 1.4 | 3 | 4.4 | 6 | 7.5 | 9.1 | 10.5 | 11.9 | 13.4 | 14.9 | 16.2 | 17.5 | 19 | 20.5 | 21.7 | 23 | 24.3 | 25.6 | 26.5 | 27.5 | 28.3 | 29.2
| Extra Heat Demand - No Progression and Low Carbon Life | 0 | 1.4 | 2.8 | 4.4 | 6 | 7.6 | 9.2 | 10.9 | 12.6 | 14.2 | 15.9 | 17.7 | 19.5 | 21.3 | 23.1 | 25.1 | 27.1 | 29 | 30.9 | 32.8 | 34.6 | 36.2 | 37.7
Annual Heat Demand (MWh/yr) per New House built in Year
|  | 2013 | 2014 | 2015 | 2016 | 2017 | 2018 | 2019 | 2020 | 2021 | 2022 | 2023 | 2024 | 2025 | 2026 | 2027 | 2028 | 2029 | 2030 | 2031 | 2032 | 2033 | 2034 | 2035
| Demand per New House - Gone Green and Slow Progression | 10.3 | 10.3 | 10.3 | 9 | 9 | 9 | 9 | 7.7 | 7.7 | 7.7 | 7.7 | 6.5 | 6.5 | 6.5 | 6.5 | 5.2 | 5.2 | 5.2 | 5.2 | 3.9 | 3.8 | 3.8 | 3.8
| Demand per New House - No Progression and Low Carbon Life | 10.3 | 10.3 | 10.3 | 10.3 | 10.3 | 9.2 | 9.2 | 9.2 | 9.2 | 8.7 | 8.7 | 8.7 | 8.7 | 8.1 | 8.1 | 8.1 | 8.1 | 7.6 | 7.6 | 7.6 | 7.6 | 7 | 7

## Figure 18
Figure 18: Household fuel types | Millions of Houses
|  | 1970 | 1971 | 1972 | 1973 | 1974 | 1975 | 1976 | 1977 | 1978 | 1979 | 1980 | 1981 | 1982 | 1983 | 1984 | 1985 | 1986 | 1987 | 1988 | 1989 | 1990 | 1991 | 1992 | 1993 | 1994 | 1995 | 1996 | 1997 | 1998 | 1999 | 2000 | 2001 | 2002 | 2003 | 2004 | 2005 | 2006 | 2007 | 2008 | 2009 | 2010
| All electric | 4.1 | 4.2 | 4.4 | 4.5 | 4.5 | 4.7 | 4.3 | 3.9 | 4 | 3.6 | 3.3 | 3.1 | 2.9 | 2.6 | 3.1 | 2.8 | 2.4 | 2.4 | 2.7 | 2.7 | 2.8 | 2.8 | 2.9 | 2.9 | 2.9 | 2.9 | 3 | 3.2 | 2.8 | 3.1 | 3.1 | 3.1 | 3.4 | 2.2 | 2.2 | 2.1 | 2 | 2 | 2.4 | 2.4 | 2.3
| Gas | 7.7 | 7.8 | 8 | 8.3 | 8.6 | 8.8 | 9.5 | 10.4 | 10.8 | 11.8 | 12.4 | 12.9 | 13.4 | 14.1 | 14.4 | 14.7 | 15.6 | 15.8 | 15.9 | 16.3 | 16.6 | 16.9 | 17.3 | 17.6 | 17.9 | 18.1 | 17.8 | 17.7 | 18.7 | 18.7 | 19 | 19 | 18.8 | 20.7 | 21 | 21.4 | 21.6 | 21.8 | 21.8 | 21.9 | 22.5
| Oil | 1 | 1.1 | 1.1 | 1.1 | 1.1 | 1.1 | 1 | 1 | 1 | 0.9 | 0.8 | 0.7 | 0.7 | 0.7 | 0.6 | 0.6 | 0.5 | 0.6 | 0.6 | 0.6 | 0.6 | 0.7 | 0.6 | 0.7 | 0.6 | 0.7 | 0.9 | 0.9 | 0.8 | 0.8 | 0.8 | 1 | 1.1 | 0.9 | 1 | 1 | 1.1 | 1.1 | 1 | 1.1 | 1.1
| Solid Fuel | 5.1 | 4.9 | 4.7 | 4.5 | 4.3 | 4.1 | 4 | 3.7 | 3.4 | 3 | 2.9 | 2.9 | 2.8 | 2.6 | 2.3 | 2.5 | 2.4 | 2.2 | 2.2 | 1.9 | 1.9 | 1.8 | 1.5 | 1.4 | 1.3 | 1.1 | 1.2 | 1.2 | 1 | 0.9 | 0.8 | 0.9 | 0.9 | 0.4 | 0.4 | 0.3 | 0.3 | 0.3 | 0.3 | 0.2 | 0.2
| Other | 0.4 | 0.4 | 0.4 | 0.5 | 0.5 | 0.6 | 0.6 | 0.6 | 0.6 | 0.5 | 0.5 | 0.5 | 0.5 | 0.5 | 0.4 | 0.5 | 0.5 | 0.5 | 0.5 | 0.5 | 0.6 | 0.6 | 0.5 | 0.5 | 0.5 | 0.6 | 0.7 | 0.6 | 0.6 | 0.5 | 0.5 | 0.5 | 0.4 | 0.6 | 0.5 | 0.5 | 0.6 | 0.5 | 0.5 | 0.7 | 0.4

## Figure 19
Figure 19: Gas demand savings from residential energy efficiency measures: Gone Green | Annual Demand Saving (TWh)
|  | 2013 | 2014 | 2015 | 2016 | 2017 | 2018 | 2019 | 2020 | 2021 | 2022 | 2023 | 2024 | 2025 | 2026 | 2027 | 2028 | 2029 | 2030 | 2031 | 2032 | 2033 | 2034 | 2035
| Loft insulation | 0 | 0.06942 | 0.26563 | 0.45833 | 0.64905 | 0.83818 | 1.0258 | 1.2124 | 1.3982 | 1.5834 | 1.768 | 1.9521 | 2.1356 | 2.3186 | 2.5011 | 2.683 | 2.8645 | 3.0457 | 3.2265 | 3.4071 | 3.5874 | 3.7673 | 3.947
| Cavity wall insulation | 0 | 0.25318 | 0.96877 | 1.6715 | 2.3671 | 3.0569 | 3.7411 | 4.4218 | 5.0994 | 5.7747 | 6.448 | 7.1192 | 7.7885 | 8.4559 | 9.1214 | 9.7851 | 10.447 | 11.1077 | 11.7673 | 12.4258 | 12.9835 | 12.9835 | 12.9835
| Solid wall insulation | 0 | 0 | 0.099778 | 0.24809 | 0.42895 | 0.6317 | 0.85089 | 1.0792 | 1.3115 | 1.5482 | 1.7867 | 2.027 | 2.2692 | 2.5131 | 2.7589 | 3.004 | 3.2484 | 3.4925 | 3.7336 | 3.9718 | 4.2047 | 4.4323 | 4.6521
| Boilers | 0 | 3.6018 | 7.0472 | 12.7327 | 15.9279 | 18.5018 | 20.9314 | 22.5386 | 23.9105 | 24.8951 | 25.8195 | 26.7057 | 27.5744 | 28.4243 | 29.255 | 30.0688 | 30.8757 | 31.3768 | 31.8704 | 32.3567 | 32.8358 | 33.3078 | 33.7728

## Figure 20
Figure 20: Number of Heat Pumps
|  | 2010 | 2011 | 2012 | 2013 | 2014 | 2015 | 2016 | 2017 | 2018 | 2019 | 2020 | 2021 | 2022 | 2023 | 2024 | 2025 | 2026 | 2027 | 2028 | 2029 | 2030 | 2031 | 2032 | 2033 | 2034 | 2035
| Gone Green | 0.051 | 0.075 | 0.1 | 0.1255 | 0.1765 | 0.2785 | 0.4009 | 0.54778 | 0.72404 | 0.93554 | 1.1894 | 1.4685 | 1.7756 | 2.1135 | 2.4851 | 2.8938 | 3.3435 | 3.8381 | 4.3821 | 4.9806 | 5.6389 | 6.3631 | 7.1596 | 8.0358 | 8.9997 | 10.0599
| Slow Progression, No Progression and Low Carbon Life | 0.051 | 0.075 | 0.1 | 0.1255 | 0.15151 | 0.17804 | 0.2047 | 0.2315 | 0.25843 | 0.28549 | 0.31269 | 0.34003 | 0.3675 | 0.39511 | 0.42286 | 0.45075 | 0.47877 | 0.50694 | 0.53525 | 0.5637 | 0.59229 | 0.62102 | 0.6499 | 0.67892 | 0.70809 | 0.7374
| Historic | 2010: 0.051; 2011: 0.075; 2012: 0.1; 2013: 0.1255
Peak Demand

## Figure 21
Figure 21: Demand (excluding effect of removing old resistive heating)
|  | 2010 | 2011 | 2012 | 2013 | 2014 | 2015 | 2016 | 2017 | 2018 | 2019 | 2020 | 2021 | 2022 | 2023 | 2024 | 2025 | 2026 | 2027 | 2028 | 2029 | 2030 | 2031 | 2032 | 2033 | 2034 | 2035
| Gone Green | 0.20243 | 0.29027 | 0.37124 | 0.45461 | 0.61713 | 0.93559 | 1.2432 | 1.6646 | 2.1607 | 2.7389 | 3.2823 | 3.9822 | 4.7313 | 5.5335 | 6.1912 | 7.1371 | 8.1696 | 9.2537 | 10.0348 | 11.2794 | 12.6582 | 14.2079 | 15.2785 | 17.1624 | 19.2859 | 21.6716
| Slow Progression | 0.20243 | 0.29027 | 0.37124 | 0.45461 | 0.52933 | 0.59598 | 0.62762 | 0.69339 | 0.75804 | 0.82035 | 0.83696 | 0.89435 | 0.95035 | 1.0048 | 1.0128 | 1.0702 | 1.129 | 1.1889 | 1.1937 | 1.2536 | 1.3143 | 1.3756 | 1.3734 | 1.4318 | 1.4907 | 1.5501
| No Progression | 0.21485 | 0.30807 | 0.39401 | 0.48249 | 0.54461 | 0.61251 | 0.68212 | 0.75084 | 0.79681 | 0.86056 | 0.92179 | 0.98201 | 1.0169 | 1.0733 | 1.1326 | 1.1941 | 1.2299 | 1.2934 | 1.358 | 1.4235 | 1.4587 | 1.5248 | 1.5916 | 1.6591 | 1.6917 | 1.7592
| Low Carbon Life | 0.21485 | 0.30807 | 0.39401 | 0.48616 | 0.55435 | 0.62789 | 0.69992 | 0.77121 | 0.81987 | 0.88621 | 0.94992 | 1.0126 | 1.0498 | 1.1085 | 1.1702 | 1.2341 | 1.2724 | 1.3385 | 1.4056 | 1.4737 | 1.5115 | 1.5803 | 1.6497 | 1.7199 | 1.7552 | 1.8255
| Historic | 2010: 0.21485; 2011: 0.30807; 2012: 0.39401; 2013: 0.48616
Peak Demand

## Figure 22
Figure 22: Gone Green heat pump installations and heating types replaced
|  | 2008 | 2009 | 2010 | 2011 | 2012 | 2013 | 2014 | 2015 | 2016 | 2017 | 2018 | 2019 | 2020 | 2021 | 2022 | 2023 | 2024 | 2025 | 2026 | 2027 | 2028 | 2029 | 2030 | 2031 | 2032 | 2033 | 2034 | 2035
| New Build | 0.0098371 | 16395.1278 | 27871.7172 | 40987.8195 | 54650.426 | 68586.2846 | 93199.0637 | 134234.7455 | 179047.7063 | 225813.7141 | 273740.2014 | 331251.9861 | 400266.1278 | 476181.6837 | 559688.7952 | 651546.6178 | 752590.2227 | 863738.188 | 994026.9636 | 1183130.0998 | 1396217.0485 | 1629523.0428 | 1880202.8878 | 2133389.5312 | 2378980.5753 | 2617203.8881 | 2848280.5016 | 3072424.8166
| Retrofit - Oil | 0.0036867 | 6144.4765 | 10445.6101 | 15361.1913 | 20481.5884 | 25704.3934 | 38178.0006 | 67819.8188 | 105595.4224 | 153444.1383 | 213042.8004 | 284561.1949 | 370383.2683 | 464787.549 | 568632.2578 | 682861.4375 | 808513.5351 | 946730.8425 | 1098769.8806 | 1266012.8226 | 1444000 | 1444000 | 1444000 | 1444000 | 1444000 | 1444000 | 1444000 | 1444000
| Retrofit - Electric | 0.0036588 | 6098.0075 | 10366.6127 | 15245.0187 | 20326.6915 | 25509.9979 | 37140.607 | 63834.4707 | 97580.6765 | 143546.5598 | 206164.0809 | 281305.1062 | 371474.3366 | 470660.49 | 579765.2587 | 699780.5044 | 831797.2746 | 977015.7218 | 1128730 | 1128730 | 1128730 | 1128730 | 1128730 | 1128730 | 1128730 | 1128730 | 1128730 | 1128730
| Retrofit - Gas | 0.00081743 | 1362.3882 | 2316.06 | 3405.9706 | 4541.2941 | 5699.3241 | 7982.3286 | 12610.965 | 18676.1948 | 24975.5878 | 31088.9173 | 38424.9128 | 47228.1073 | 56911.6213 | 67563.4867 | 79280.5386 | 92169.2957 | 106346.9286 | 121942.3247 | 260197.4834 | 413184.718 | 778346.2203 | 1185980.6216 | 1656939.6491 | 2207908.843 | 2845901.7921 | 3578663.0667 | 4414740.4285
Peak Demand

## Figure 23
Figure 23: Slow Progression, No Progression and Low Carbon Life heat pump installations
|  | 2008 | 2009 | 2010 | 2011 | 2012 | 2013 | 2014 | 2015 | 2016 | 2017 | 2018 | 2019 | 2020 | 2021 | 2022 | 2023 | 2024 | 2025 | 2026 | 2027 | 2028 | 2029 | 2030 | 2031 | 2032 | 2033 | 2034 | 2035
| New Build | 9837.0767 | 16395.1278 | 27871.7172 | 40987.8195 | 54650.426 | 68586.2846 | 81138.8019 | 91812.1828 | 101573.9581 | 110105.7505 | 117428.4363 | 124787.7355 | 132183.8312 | 139616.9074 | 147087.1489 | 154594.7417 | 162139.8724 | 169722.7288 | 177343.4995 | 185002.374 | 192699.5429 | 200435.1976 | 208209.5306 | 216022.7353 | 223875.006 | 231766.5381 | 239697.5278 | 247668.1724
| Retrofit - Oil | 3686.6859 | 6144.4765 | 10445.6101 | 15361.1913 | 20481.5884 | 25704.3934 | 32065.9331 | 39775.77 | 48004.5714 | 56733.8885 | 65839.9654 | 74991.5726 | 84188.9378 | 93432.2899 | 102721.8587 | 112057.8754 | 121440.5721 | 130870.1823 | 140346.9406 | 149871.0827 | 159442.8455 | 169062.4671 | 178730.1868 | 188446.2451 | 198210.8837 | 208024.3455 | 217886.8746 | 227798.7164
| Retrofit - Electric | 3658.8045 | 6098.0075 | 10366.6127 | 15245.0187 | 20326.6915 | 25509.9979 | 31441.6086 | 38384.6825 | 45735.7451 | 54121.5662 | 63688.8943 | 73304.0591 | 82967.2997 | 92678.8565 | 102438.9711 | 112247.8863 | 122105.8461 | 132013.0956 | 141969.8814 | 151976.4511 | 162033.0537 | 172139.9393 | 182297.3593 | 192505.5664 | 202764.8146 | 213075.359 | 223437.4561 | 233851.3637
| Retrofit - Gas | 817.4329 | 1362.3882 | 2316.06 | 3405.9706 | 4541.2941 | 5699.3241 | 6863.6564 | 8067.5647 | 9388.7765 | 10538.0111 | 11472.0664 | 12410.792 | 13354.2113 | 14302.3476 | 15255.2246 | 16212.866 | 17175.2956 | 18142.5374 | 19114.6154 | 20091.5537 | 21073.3768 | 22060.1089 | 23051.7748 | 24048.3989 | 25050.0062 | 26056.6215 | 27068.2699 | 28084.9765
Peak Demand

## Figure 24
Figure 24: Heat pump electricity annual demand
|  | 2010 | 2011 | 2012 | 2013 | 2014 | 2015 | 2016 | 2017 | 2018 | 2019 | 2020 | 2021 | 2022 | 2023 | 2024 | 2025 | 2026 | 2027 | 2028 | 2029 | 2030 | 2031 | 2032 | 2033 | 2034 | 2035
| Gone Green | 0.20243 | 0.29027 | 0.37124 | 0.45461 | 0.61713 | 0.93559 | 1.2432 | 1.6646 | 2.1607 | 2.7389 | 3.2823 | 3.9822 | 4.7313 | 5.5335 | 6.1912 | 7.1371 | 8.1696 | 9.2537 | 10.0348 | 11.2794 | 12.6582 | 14.2079 | 15.2785 | 17.1624 | 19.2859 | 21.6716
| Slow Progression | 0.20243 | 0.29027 | 0.37124 | 0.45461 | 0.52933 | 0.59598 | 0.62762 | 0.69339 | 0.75804 | 0.82035 | 0.83696 | 0.89435 | 0.95035 | 1.0048 | 1.0128 | 1.0702 | 1.129 | 1.1889 | 1.1937 | 1.2536 | 1.3143 | 1.3756 | 1.3734 | 1.4318 | 1.4907 | 1.5501
| No Progression | 0.21485 | 0.30807 | 0.39401 | 0.48249 | 0.54461 | 0.61251 | 0.68212 | 0.75084 | 0.79681 | 0.86056 | 0.92179 | 0.98201 | 1.0169 | 1.0733 | 1.1326 | 1.1941 | 1.2299 | 1.2934 | 1.358 | 1.4235 | 1.4587 | 1.5248 | 1.5916 | 1.6591 | 1.6917 | 1.7592
| Low Carbon Life | 0.21485 | 0.30807 | 0.39401 | 0.48616 | 0.55435 | 0.62789 | 0.69992 | 0.77121 | 0.81987 | 0.88621 | 0.94992 | 1.0126 | 1.0498 | 1.1085 | 1.1702 | 1.2341 | 1.2724 | 1.3385 | 1.4056 | 1.4737 | 1.5115 | 1.5803 | 1.6497 | 1.7199 | 1.7552 | 1.8255
| Historic | 2010: 0.21485; 2011: 0.30807; 2012: 0.39401; 2013: 0.48616
Peak Demand
Please note: this chart is a duplicate of Figure 21

## Figure 25
Figure 25: Number of homes with electric heating
|  | 2000/01 | 2001/02 | 2002/03 | 2003/04 | 2004/05 | 2005/06 | 2006/07 | 2007/08 | 2008/09 | 2009/10 | 2010/11 | 2011/12 | 2012/13 | 2013/14 | 2014/15 | 2015/16 | 2016/17 | 2017/18 | 2018/19 | 2019/20 | 2020/21 | 2021/22 | 2022/23 | 2023/24 | 2024/25 | 2025/26 | 2026/27 | 2027/28 | 2028/29 | 2029/30 | 2030/31 | 2031/32 | 2032/33 | 2033/34 | 2034/35 | 2035/36
| Gone Green | 3.01 | 3.019 | 3.292 | 2.085 | 2.095 | 2.046 | 1.933 | 1.956 | 2.343 | 2.259 | 2.196 | 2.138 | 2.118 | 2.112 | 2.101 | 2.074 | 2.04 | 1.994 | 1.932 | 1.857 | 1.766 | 1.667 | 1.558 | 1.438 | 1.306 | 1.161 | 1.009 | 1.009 | 1.009 | 1.009 | 1.009 | 1.009 | 1.009 | 1.009 | 1.009 | 1.009
| Slow Progression | 3.01 | 3.019 | 3.292 | 2.085 | 2.095 | 2.046 | 1.933 | 1.956 | 2.343 | 2.259 | 2.196 | 2.138 | 2.118 | 2.112 | 2.107 | 2.1 | 2.092 | 2.084 | 2.074 | 2.065 | 2.055 | 2.045 | 2.036 | 2.026 | 2.016 | 2.006 | 1.996 | 1.986 | 1.976 | 1.966 | 1.956 | 1.945 | 1.935 | 1.925 | 1.915 | 1.904
| No Progression | 3.01 | 3.019 | 3.292 | 2.085 | 2.095 | 2.046 | 1.933 | 1.956 | 2.343 | 2.259 | 2.196 | 2.138 | 2.118 | 2.112 | 2.107 | 2.1 | 2.092 | 2.084 | 2.074 | 2.065 | 2.055 | 2.045 | 2.036 | 2.026 | 2.016 | 2.006 | 1.996 | 1.986 | 1.976 | 1.966 | 1.956 | 1.945 | 1.935 | 1.925 | 1.915 | 1.904
| Low Carbon Life | 3.01 | 3.019 | 3.292 | 2.085 | 2.095 | 2.046 | 1.933 | 1.956 | 2.343 | 2.259 | 2.196 | 2.138 | 2.118 | 2.112 | 2.107 | 2.1 | 2.092 | 2.084 | 2.074 | 2.065 | 2.055 | 2.045 | 2.036 | 2.026 | 2.016 | 2.006 | 1.996 | 1.986 | 1.976 | 1.966 | 1.956 | 1.945 | 1.935 | 1.925 | 1.915 | 1.904
| Historic | 2000/01: 3.01; 2001/02: 3.019; 2002/03: 3.292; 2003/04: 2.085; 2004/05: 2.095; 2005/06: 2.046; 2006/07: 1.933; 2007/08: 1.956; 2008/09: 2.343; 2009/10: 2.259; 2010/11: 2.196; 2011/12: 2.138; 2012/13: 2.118; 2013/14: 2.112
Peak Demand

## Figure 26
Figure 26: Annual resistive electric heat and hot water demand
|  | 2000/01 | 2001/02 | 2002/03 | 2003/04 | 2004/05 | 2005/06 | 2006/07 | 2007/08 | 2008/09 | 2009/10 | 2010/11 | 2011/12 | 2012/13 | 2013/14 | 2014/15 | 2015/16 | 2016/17 | 2017/18 | 2018/19 | 2019/20 | 2020/21 | 2021/22 | 2022/23 | 2023/24 | 2024/25 | 2025/26 | 2026/27 | 2027/28 | 2028/29 | 2029/30 | 2030/31 | 2031/32 | 2032/33 | 2033/34 | 2034/35 | 2035/36
| Gone Green | 33.3 | 35.1 | 35.3 | 35.4 | 34.5 | 33.8 | 31.6 | 30 | 31.8 | 35.5 | 34.2 | 28 | 25.6 | 25.5 | 25.3 | 24.8 | 24.3 | 23.6 | 22.7 | 21.7 | 20.5 | 19.2 | 17.8 | 16.3 | 14.7 | 12.9 | 11.6 | 11.6 | 11.5 | 11.5 | 11.4 | 11.4 | 11.3 | 11.3 | 11.3 | 11.2
| Slow Progression | 33.3 | 35.1 | 35.3 | 35.4 | 34.5 | 33.8 | 31.6 | 30 | 31.8 | 35.5 | 34.2 | 28 | 25.6 | 25.5 | 25.4 | 25.2 | 25.1 | 24.9 | 24.7 | 24.5 | 24.3 | 24.1 | 23.9 | 23.7 | 23.5 | 23.3 | 23.1 | 22.9 | 22.7 | 22.5 | 22.3 | 22.1 | 21.9 | 21.7 | 21.6 | 21.5
| No Progression | 33.3 | 35.1 | 35.3 | 35.4 | 34.5 | 33.8 | 31.6 | 30 | 31.8 | 35.5 | 34.2 | 28 | 25.6 | 25.6 | 25.5 | 25.3 | 25.2 | 25.1 | 24.9 | 24.7 | 24.6 | 24.4 | 24.3 | 24.1 | 24 | 23.8 | 23.6 | 23.5 | 23.3 | 23.2 | 23 | 22.9 | 22.7 | 22.5 | 22.4 | 22.3
| Low Carbon Life | 33.3 | 35.1 | 35.3 | 35.4 | 34.5 | 33.8 | 31.6 | 30 | 31.8 | 35.5 | 34.2 | 28 | 25.7 | 26.1 | 26.5 | 26.5 | 26.3 | 26.1 | 25.9 | 25.7 | 25.5 | 25.3 | 25.1 | 24.9 | 24.7 | 24.5 | 24.3 | 24 | 23.8 | 23.6 | 23.4 | 23.2 | 23 | 22.8 | 22.7 | 22.6
| Historic | 2000/01: 33.3; 2001/02: 35.1; 2002/03: 35.3; 2003/04: 35.4; 2004/05: 34.5; 2005/06: 33.8; 2006/07: 31.6; 2007/08: 30; 2008/09: 31.8; 2009/10: 35.5; 2010/11: 34.2; 2011/12: 28
Peak Demand

## Figures 28-31
Figures: 28-31 Heat supply to 2050
Figure 30: Gone Green heat supply to 2050
| Gone Green | 2012 | 2015 | 2020 | 2025 | 2030 | 2035 | 2040 | 2045 | 2050
| Bioenergy | 5.5008 | 14.2834 | 34.6197 | 54.4371 | 61.0742 | 40.2409 | 19.4373 | 1.3642 | 1.7157
| Electric - Buildings | 61.5899 | 61.3466 | 69.3179 | 76.8179 | 63.8775 | 127.1118 | 224.8365 | 316.1056 | 418.2695
| Electric - Industry | 32.4379 | 23.2456 | 12.8646 | 5.8477 | 0.18479 | 7.4189 | 15.4268 | 23.7188 | 28.9189
| Gas - Buildings | 476.4566 | 428.9276 | 415.399 | 454.5889 | 471.6263 | 456.7841 | 380.1012 | 300.6423 | 213.9657
| Gas - Industry | 51.5427 | 39.8975 | 30.3228 | 17.6127 | 21.2477 | 35.7935 | 31.8904 | 41.5985 | 35.9071
| H2 | 0 | 0 | 8.4689e-06 | 8.4689e-06 | 8.4689e-06 | 3.731e-06 | 9.1443e-07 | 2.3411e-06 | 3.4185
| Heat Network - Buildings | 1.5169 | 10.143 | 11.0568 | 11.9998 | 12.9126 | 12.9126 | 13.7573 | 14.5381 | 14.5381
| Heat Network - Industry | 2.0044 | 9.7193 | 9.1258 | 11.9753 | 6.635 | 8.0557 | 30.6555 | 34.2445 | 36.803
| Other Fossil | 120.1232 | 160.0153 | 169.7759 | 138.8183 | 141.1766 | 87.4195 | 72.025 | 70.4867 | 66.3145
| Solar Thermal | 1.9946 | 1.9509 | 1.9071 | 1.8633 | 1.1093 | 2.7192e-05 | 1.6762e-05 | 1.5292e-05 | 1.6197e-05
Figure 31: Slow Progression heat supply to 2050
| Slow Progression | 2012 | 2015 | 2020 | 2025 | 2030 | 2035 | 2040 | 2045 | 2050
| Bioenergy | 6.3539 | 13.2374 | 32.809 | 50.7552 | 62.6784 | 41.246 | 23.7579 | 16.2602 | 16.2602
| Electric - Buildings | 61.5602 | 59.2174 | 68.2165 | 59.6402 | 45.9652 | 114.2498 | 174.77 | 269.8495 | 354.2893
| Electric - Industry | 32.4372 | 24.5881 | 16.1476 | 6.8676 | 0.25698 | 4.9147 | 11.6796 | 20.5309 | 27.4925
| Gas - Buildings | 474.8117 | 487.8929 | 498.4002 | 506.2104 | 501.7906 | 467.3146 | 430.5274 | 351.3019 | 281.059
| Gas - Industry | 51.5433 | 40.1277 | 27.5492 | 17.7368 | 21.2326 | 35.1611 | 49.3602 | 48.7289 | 42.4902
| H2 | 0 | 0 | 0 | 0 | 0 | 0 | 0 | 0 | 0
| Heat Network - Buildings | 1.5169 | 2.2279 | 3.1419 | 4.0857 | 10.4496 | 10.4496 | 10.4496 | 10.4496 | 11.5968
| Heat Network - Industry | 1.1512 | 9.857 | 10.6996 | 15.0143 | 8.356 | 14.0149 | 15.2718 | 15.2718 | 16.132
| Other Fossil | 121.7978 | 111.7057 | 94.124 | 108.691 | 113.7221 | 88.5368 | 72.0359 | 70.4912 | 71.4484
| Solar Thermal | 1.9946 | 1.9508 | 1.9071 | 1.8633 | 1.1092 | 0 | 0 | 0 | 0
Figure 29: No Progression heat supply to 2050
| No Progression | 2012 | 2015 | 2020 | 2025 | 2030 | 2035 | 2040 | 2045 | 2050
| Bioenergy | 6.3095 | 7.3704 | 10.8133 | 12.4059 | 8.1936 | 4.7785 | 17.613 | 17.613 | 15.7619
| Electric - Buildings | 61.5556 | 64.0836 | 69.6312 | 75.7262 | 44.8766 | 102.6918 | 116.0463 | 135.659 | 159.8333
| Electric - Industry | 32.4429 | 23.3062 | 12.8005 | 6.5935 | 0.18079 | 4.1374 | 5.221 | 4.6577 | 4.6003
| Gas - Buildings | 464.1318 | 424.4458 | 400.2245 | 434.4499 | 459.9043 | 469.4539 | 467.704 | 430.1035 | 419.9247
| Gas - Industry | 51.6119 | 39.8633 | 29.4285 | 18.7952 | 23.2415 | 19.3029 | 18.0692 | 15.534 | 15.2696
| H2 | 0 | 0 | 0 | 0 | 0 | 0 | 0 | 0 | 0
| Heat Network - Buildings | 1.5846 | 9.4957 | 11.2342 | 12.1395 | 13.0625 | 13.0625 | 13.0625 | 13.2553 | 13.8777
| Heat Network - Industry | 1.1214 | 9.2008 | 5.0466 | 6.5874 | 5.2114 | 15.1178 | 14.0223 | 14.6103 | 15.2268
| Other Fossil | 132.417 | 169.7891 | 211.8494 | 199.7908 | 209.9251 | 148.1591 | 136.1794 | 169.6999 | 173.3546
| Solar Thermal | 1.9946 | 1.9508 | 1.9071 | 1.8633 | 1.1092 | 0 | 0 | 0 | 0
Figure 28: Low Carbon Life heat supply to 2050 | Low Carbon Life | 2012 | 2015 | 2020 | 2025 | 2030 | 2035 | 2040 | 2045 | 2050
| Bioenergy | 5.5024 | 14.1029 | 34.0171 | 32.6895 | 21.2641 | 13.5998 | 13.5998 | 13.5998 | 0
| Electric - Buildings | 65.4229 | 68.7586 | 77.5597 | 111.7637 | 105.5575 | 141.3399 | 243.2134 | 328.796 | 413.2894
| Electric - Industry | 32.9354 | 23.344 | 20.7172 | 20.3258 | 17.3282 | 24.0307 | 26.4171 | 27.5216 | 29.5727
| Gas - Buildings | 473.6202 | 430.0221 | 422.1035 | 448.6023 | 442.4171 | 464.5185 | 370.2644 | 295.6703 | 223.4867
| Gas - Industry | 51.1194 | 39.8731 | 24.2817 | 30.139 | 42.3555 | 44.9222 | 42.9955 | 42.2056 | 40.0254
| H2 | 0 | 0 | 0 | 0 | 0 | 0 | 0 | 0 | 0
| Heat Network - Buildings | 1.5846 | 2.4117 | 3.3257 | 3.3257 | 3.3257 | 4.2464 | 7.3108 | 7.3472 | 7.5716
| Heat Network - Industry | 1.9285 | 9.9822 | 10.1831 | 14.5289 | 14.5283 | 16.0668 | 16.9759 | 17.858 | 32.7809
| Other Fossil | 119.0582 | 159.0587 | 158.8158 | 119.982 | 122.0266 | 69.8364 | 70.1285 | 71.0786 | 72.0402
| Solar Thermal | 1.9946 | 1.9508 | 1.9071 | 1.8633 | 1.1092 | 0 | 0 | 0 | 0

## Figure 32
Figure 32: Heat duration supply curve for 2050 (Gone Green)
| Gone Green | (Peak, EFA1) | (Peak, EFA2) | (Peak, EFA3) | (Peak, EFA4) | (Peak, EFA5) | (Peak, EFA6) | (Winter, EFA1) | (Winter, EFA2) | (Winter, EFA3) | (Winter, EFA4) | (Winter, EFA5) | (Winter, EFA6) | (Spring, EFA1) | (Spring, EFA2) | (Spring, EFA3) | (Spring, EFA4) | (Spring, EFA5) | (Spring, EFA6) | (Summer, EFA1) | (Summer, EFA2) | (Summer, EFA3) | (Summer, EFA4) | (Summer, EFA5) | (Summer, EFA6) | (Autumn, EFA1) | (Autumn, EFA2) | (Autumn, EFA3) | (Autumn, EFA4) | (Autumn, EFA5) | (Autumn, EFA6)
| DirectGas_Industry | 14.1858 | 14.1283 | 28.7336 | 29.494 | 29.494 | 23.0008 | 12.1401 | 12.713 | 17.6453 | 18.5921 | 18.6095 | 15.4389 | 12.1401 | 12.713 | 17.6427 | 18.3902 | 18.3902 | 15.4389 | 12.1401 | 12.713 | 17.6427 | 18.3901 | 18.3901 | 15.4388 | 12.1401 | 12.713 | 17.6427 | 18.3902 | 18.3902 | 15.4389
| DirectGas_Buildings | 43.1385 | 90.1283 | 191.9724 | 180.3113 | 193.3552 | 153.068 | 6.9436 | 12.9239 | 40.8746 | 35.3341 | 63.2551 | 48.4048 | 3.4373 | 7.3475 | 12.6283 | 10.4889 | 13.6365 | 8.8323 | 2.256 | 5.0568 | 8.6206 | 7.2503 | 9.1896 | 4.8389 | 3.3831 | 7.2273 | 12.4586 | 10.3541 | 13.4376 | 8.6685
| DirectElec_Industry | 9.3737 | 9.0898 | 4.3051 | 4.3045 | 4.3037 | 3.4081 | 5.2365 | 5.1805 | 7.7312 | 7.7312 | 7.7304 | 5.4793 | 2.2366 | 3.2077 | 5.2541 | 4.6453 | 2.4186 | 2.8466 | 0.10244 | 0.094608 | 0.20368 | 0.20368 | 0.20368 | 0.13055 | 2.2655 | 2.1493 | 3.8378 | 3.8336 | 3.4777 | 2.6322
| DirectElec_Buildings | 111.1741 | 151.1681 | 148.7758 | 145.8636 | 131.8984 | 143.0033 | 61.8573 | 64.6474 | 98.9723 | 96.494 | 119.8688 | 93.7345 | 39.8783 | 48.4938 | 64.2826 | 55.2174 | 38.6017 | 41.2652 | 4.6623 | 15.5889 | 22.6539 | 17.0427 | 22.9555 | 16.6798 | 30.1113 | 43.0038 | 48.5812 | 49.7829 | 58.1997 | 46.5695
| DirectBio_Industry | 0.1501 | 0.15737 | 0.21811 | 0.22751 | 0.22751 | 0.19115 | 0.15017 | 0.15726 | 0.21825 | 0.22749 | 0.22749 | 0.19098 | 0.15017 | 0.15725 | 0.21823 | 0.22748 | 0.22748 | 0.19097 | 0.15016 | 0.15725 | 0.21822 | 0.22747 | 0.22747 | 0.19096 | 0.15017 | 0.15725 | 0.21823 | 0.22748 | 0.22748 | 0.19097
| DirectBio_Buildings | 3.954e-05 | 4.7279e-05 | 9.1511e-05 | 8.4331e-05 | 9.1059e-05 | 4.9262e-05 | 2.1189e-05 | 2.5539e-05 | 4.7074e-05 | 4.5309e-05 | 4.7767e-05 | 2.6496e-05 | 1.2249e-05 | 1.4899e-05 | 2.7337e-05 | 2.6199e-05 | 2.765e-05 | 1.5088e-05 | 3.3663e-06 | 4.5758e-06 | 8.1607e-06 | 7.447e-06 | 8.2036e-06 | 4.5261e-06 | 1.0321e-05 | 1.2732e-05 | 2.3308e-05 | 2.2201e-05 | 2.3594e-05 | 1.303e-05
| DirectOtherFossil_Industry | 5.8014 | 6.0824 | 8.4294 | 8.793 | 8.793 | 7.3882 | 5.8048 | 6.0787 | 8.4358 | 8.7932 | 8.7932 | 7.382 | 5.8048 | 6.0787 | 8.4358 | 8.7932 | 8.7932 | 7.382 | 5.8048 | 6.0787 | 8.4358 | 8.7932 | 8.7932 | 7.382 | 5.8048 | 6.0787 | 8.4358 | 8.7932 | 8.7932 | 7.382
| DirectOtherFossil_Buildings | 3.3434e-05 | 3.5397e-05 | 4.9502e-05 | 4.9533e-05 | 4.9664e-05 | 4.682e-05 | 8.7363e-06 | 9.0496e-06 | 1.0244e-05 | 1.0268e-05 | 1.0703e-05 | 9.7002e-06 | 4.8859e-06 | 4.9463e-06 | 5.2955e-06 | 5.3157e-06 | 5.3578e-06 | 5.0259e-06 | 3.5936e-06 | 3.604e-06 | 3.6746e-06 | 3.6682e-06 | 3.6764e-06 | 3.5995e-06 | 5.7951e-06 | 5.8587e-06 | 6.154e-06 | 6.1565e-06 | 6.1862e-06 | 5.8691e-06
| DirectH2_Industry | 0.29907 | 0.31355 | 0.43454 | 0.45329 | 0.45329 | 0.38086 | 0.29924 | 0.31336 | 0.43487 | 0.45329 | 0.45329 | 0.38055 | 0.29924 | 0.31336 | 0.43487 | 0.45329 | 0.45329 | 0.38055 | 0.29924 | 0.31336 | 0.43487 | 0.45329 | 0.45329 | 0.38055 | 0.29924 | 0.31336 | 0.43487 | 0.45329 | 0.45329 | 0.38055
| DirectH2_Buildings | 5.0794e-07 | 6.6375e-07 | 1.3166e-06 | 1.1261e-06 | 1.3122e-06 | 7.7616e-07 | 2.6462e-07 | 3.5108e-07 | 6.3709e-07 | 5.8995e-07 | 6.5657e-07 | 4.0831e-07 | 1.4343e-07 | 1.9389e-07 | 3.4818e-07 | 3.1975e-07 | 3.5681e-07 | 2.1567e-07 | 2.9633e-08 | 5.2925e-08 | 8.8984e-08 | 7.2647e-08 | 9.0275e-08 | 5.6195e-08 | 1.2056e-07 | 1.6754e-07 | 2.9978e-07 | 2.7208e-07 | 3.0777e-07 | 1.9011e-07
| HeatNetwork_Industry | 3.2604 | 3.4111 | 4.7679 | 4.9687 | 4.9687 | 4.1522 | 3.2336 | 3.3826 | 4.7145 | 4.9119 | 4.9119 | 4.1123 | 3.2199 | 3.37 | 4.6872 | 4.8846 | 4.8846 | 4.0948 | 3.2057 | 3.3569 | 4.659 | 4.8564 | 4.8564 | 4.0767 | 3.2166 | 3.367 | 4.6808 | 4.8781 | 4.8781 | 4.0907
| HeatNetwork_Buildings | 3.0294 | 4.2726 | 8.6067 | 6.9859 | 8.6604 | 5.5168 | 1.5721 | 2.2515 | 4.0634 | 3.6471 | 4.2396 | 2.8845 | 0.8239 | 1.2013 | 2.1367 | 1.903 | 2.2125 | 1.4448 | 0.17103 | 0.34044 | 0.56075 | 0.43912 | 0.5725 | 0.37455 | 0.70609 | 1.0633 | 1.8852 | 1.6567 | 1.9567 | 1.3093
| SolarThermal_Buildings | 0 | 1.7964e-07 | 1.5658e-06 | 1.5658e-06 | 1.7964e-07 | 0 | 0 | 1.7962e-07 | 1.5658e-06 | 1.5658e-06 | 1.7962e-07 | 0 | 0 | 1.4677e-06 | 4.1628e-06 | 4.1628e-06 | 3.9001e-06 | 0 | 0 | 0 | 0 | 0 | 0 | 0 | 0 | 6.6216e-07 | 2.6486e-06 | 2.6486e-06 | 1.6661e-06 | 0
| Storage | -42.768 | -31.6959 | 41.6222 | -25.2352 | 53.2429 | 0.011806 | -25.5519 | 1.0202 | 17.4645 | 0.041235 | 4.4014 | 1.1302 | -20.8528 | -12.4294 | -2.4035 | -5.0181 | 29.8954 | 7.5813 | -0.00048114 | -0.66868 | 0.6527 | -1.1827 | 1.1537 | -0.0010228 | -8.7333 | -4.4979 | 11.4598 | -2.1298 | 3.2669 | -0.0001159
| Total | 147.6447 | 247.0559 | 437.866 | 356.1667 | 435.3974 | 340.1213 | 71.6856 | 108.6684 | 200.5548 | 176.2257 | 232.4908 | 179.1381 | 47.1374 | 70.4531 | 113.317 | 99.9852 | 119.5135 | 89.4573 | 28.7913 | 43.0311 | 64.0822 | 56.4736 | 66.7955 | 49.492 | 49.3436 | 71.5751 | 109.635 | 96.2397 | 113.0809 | 86.6625

## Figure 34
Figure 34: Residential Lighting Technology - Low Carbon Life
|  | Incandescent Light Bulbs | Halogens | Fluorescent Strip Lighting | CFLs | LEDs
| 1990 | 452.25 | 1.9442 | 36.6486 | 7.4281 | 0
| 1991 | 457.6262 | 2.6946 | 36.7028 | 8.6755 | 0
| 1992 | 462.6004 | 3.4823 | 36.6864 | 10.0252 | 0
| 1993 | 467.3615 | 4.2966 | 36.6171 | 11.4824 | 0
| 1994 | 471.9981 | 5.1268 | 36.5089 | 13.0529 | 0
| 1995 | 476.6079 | 5.9623 | 36.3763 | 14.7435 | 0
| 1996 | 480.9786 | 6.788 | 36.2105 | 16.5521 | 0
| 1997 | 485.6977 | 7.6004 | 36.0655 | 18.5052 | 0
| 1998 | 490.5482 | 8.3973 | 35.9219 | 20.5976 | 0
| 1999 | 481.7123 | 25.6027 | 34.4705 | 24.9631 | 0
| 2000 | 472.9107 | 42.8082 | 33.0192 | 29.3285 | 0
| 2001 | 464.2185 | 60.0136 | 31.5678 | 33.694 | 0
| 2002 | 455.4469 | 77.219 | 30.1165 | 38.0595 | 0.4247
| 2003 | 446.6649 | 94.4245 | 28.6651 | 42.425 | 0.8494
| 2004 | 437.8649 | 111.6299 | 27.2138 | 46.7904 | 1.6988
| 2005 | 429.1227 | 128.8353 | 25.7625 | 51.1559 | 2.5482
| 2006 | 420.3804 | 146.0408 | 24.3111 | 55.5214 | 3.3976
| 2007 | 411.6303 | 163.2462 | 22.8598 | 59.8869 | 4.247
| 2008 | 392.5241 | 165.7018 | 21.4084 | 87.8808 | 4.3109
| 2009 | 337.9764 | 168.1777 | 19.9571 | 151.3781 | 4.3753
| 2010 | 242.274 | 189.343 | 18.506 | 237.429 | 4.44
| 2011 | 147.452 | 222.631 | 17.054 | 310.558 | 4.506
| 2012 | 78.0738 | 262.801 | 15.603 | 351.7857 | 4.5741
| 2013 | 31.2295 | 310.219 | 14.1521 | 363.4425 | 4.6427
| 2014 | 9.3689 | 347.7215 | 12.7011 | 360.5142 | 4.7587
| 2015 | 1.8738 | 368.4258 | 11.2501 | 360.4465 | 4.9967
| 2016 | 0.18738 | 378.3973 | 9.7991 | 365.4611 | 5.4963
| 2017 | 0.018738 | 386.0236 | 8.3482 | 371.061 | 6.5956
| 2018 | 0.0018738 | 392.4828 | 6.8972 | 376.3499 | 9.2338
| 2019 | 0.00018738 | 399.0501 | 5.4462 | 380.6763 | 12.9274
| 2020 | 1.8738e-05 | 405.7273 | 3.9953 | 383.6337 | 18.0983
| 2021 | 1.8738e-06 | 412.5162 | 2.5443 | 384.6343 | 25.3377
| 2022 | 1.8738e-07 | 419.4188 | 1.0933 | 382.8527 | 35.4727
| 2023 | 1.8738e-08 | 426.4368 | 0 | 376.775 | 49.6618
| 2024 | 1.8738e-09 | 433.5722 | 0 | 364.0457 | 69.5266
| 2025 | 1.8738e-10 | 440.8271 | 0 | 343.4899 | 97.3372
| 2026 | 1.8738e-11 | 448.2033 | 0 | 311.9313 | 136.272
| 2027 | 1.8738e-12 | 455.703 | 0 | 264.9221 | 190.7809
| 2028 | 1.8738e-13 | 463.3281 | 0 | 196.2349 | 267.0932
| 2029 | 1.8738e-14 | 471.0809 | 0 | 97.1504 | 373.9305
| 2030 | 1.8738e-15 | 478.9634 | 0 | 0 | 478.9634
| 2031 | 1.8738e-16 | 486.9777 | 0 | 0 | 486.9777
| 2032 | 1.8738e-17 | 495.7721 | 0 | 0 | 495.7721
| 2033 | 1.8738e-18 | 504.5672 | 0 | 0 | 504.5672
| 2034 | 1.8738e-19 | 513.3647 | 0 | 0 | 513.3647
| 2035 | 1.8738e-20 | 522.1664 | 0 | 0 | 522.1664
| 2036 | 1.8738e-21 | 530.9739 | 0 | 0 | 530.9739

## Figure 35
Figure 35: Residential Lighting Technology - No Progression
|  | Incandescent Light Bulbs | Halogens | Fluorescent Strip Lighting | CFLs | LEDs
| 1990 | 452.25 | 1.9442 | 36.6486 | 7.4281 | 0
| 1991 | 457.6262 | 2.6946 | 36.7028 | 8.6755 | 0
| 1992 | 462.6004 | 3.4823 | 36.6864 | 10.0252 | 0
| 1993 | 467.3615 | 4.2966 | 36.6171 | 11.4824 | 0
| 1994 | 471.9981 | 5.1268 | 36.5089 | 13.0529 | 0
| 1995 | 476.6079 | 5.9623 | 36.3763 | 14.7435 | 0
| 1996 | 480.9786 | 6.788 | 36.2105 | 16.5521 | 0
| 1997 | 485.6977 | 7.6004 | 36.0655 | 18.5052 | 0
| 1998 | 490.5482 | 8.3973 | 35.9219 | 20.5976 | 0
| 1999 | 481.7123 | 25.6027 | 34.4705 | 24.9631 | 0
| 2000 | 472.9107 | 42.8082 | 33.0192 | 29.3285 | 0
| 2001 | 464.2185 | 60.0136 | 31.5678 | 33.694 | 0
| 2002 | 455.4469 | 77.219 | 30.1165 | 38.0595 | 0.4247
| 2003 | 446.6649 | 94.4245 | 28.6651 | 42.425 | 0.8494
| 2004 | 437.8649 | 111.6299 | 27.2138 | 46.7904 | 1.6988
| 2005 | 429.1227 | 128.8353 | 25.7625 | 51.1559 | 2.5482
| 2006 | 420.3804 | 146.0408 | 24.3111 | 55.5214 | 3.3976
| 2007 | 411.6303 | 163.2462 | 22.8598 | 59.8869 | 4.247
| 2008 | 392.5241 | 165.7018 | 21.4084 | 87.8808 | 4.3109
| 2009 | 337.9764 | 168.1777 | 19.9571 | 151.3781 | 4.3753
| 2010 | 242.274 | 189.343 | 18.506 | 237.429 | 4.44
| 2011 | 147.452 | 222.631 | 17.054 | 310.558 | 4.506
| 2012 | 78.0738 | 262.801 | 15.603 | 351.7857 | 4.5741
| 2013 | 31.2295 | 310.219 | 14.1521 | 362.3652 | 4.6431
| 2014 | 9.3689 | 347.7215 | 12.7011 | 358.3561 | 4.7133
| 2015 | 1.8738 | 368.4258 | 11.2501 | 357.2933 | 4.7844
| 2016 | 0.18738 | 368.4258 | 9.7991 | 371.5081 | 4.8567
| 2017 | 0.018738 | 364.7416 | 8.3482 | 384.5483 | 8.5895
| 2018 | 0.0018738 | 357.4467 | 6.8972 | 397.5736 | 15.9703
| 2019 | 0.00018738 | 346.7233 | 5.4462 | 410.6868 | 26.8534
| 2020 | 1.8738e-05 | 332.8544 | 3.9953 | 423.8693 | 40.9908
| 2021 | 1.8738e-06 | 316.2117 | 2.5443 | 437.0927 | 58.0435
| 2022 | 1.8738e-07 | 300.4011 | 1.0933 | 450.3306 | 74.4345
| 2023 | 1.8738e-08 | 285.381 | 0 | 463.2349 | 90.1989
| 2024 | 1.8738e-09 | 271.112 | 0 | 475.079 | 105.3699
| 2025 | 1.8738e-10 | 257.5564 | 0 | 486.965 | 119.9792
| 2026 | 1.8738e-11 | 244.6786 | 0 | 498.9016 | 134.0568
| 2027 | 1.8738e-12 | 232.4446 | 0 | 510.897 | 147.6313
| 2028 | 1.8738e-13 | 220.8224 | 0 | 522.9594 | 160.7299
| 2029 | 1.8738e-14 | 209.7813 | 0 | 535.0964 | 173.3783
| 2030 | 1.8738e-15 | 199.2922 | 0 | 547.3159 | 185.6011
| 2031 | 1.8738e-16 | 189.3276 | 0 | 559.6251 | 197.4218
| 2032 | 1.8738e-17 | 179.8612 | 0 | 573.2847 | 208.8624
| 2033 | 1.8738e-18 | 170.8682 | 0 | 586.7818 | 219.944
| 2034 | 1.8738e-19 | 162.3248 | 0 | 600.1235 | 230.6869
| 2035 | 1.8738e-20 | 154.2085 | 0 | 613.3166 | 241.11
| 2036 | 1.8738e-21 | 146.4981 | 0 | 626.3676 | 251.2315

## Figure 36
Figure 36: Residential Lighting Technology - Gone Green
|  | Incandescent Light Bulbs | Halogens | Fluorescent Strip Lighting | CFLs | LEDs
| 1990 | 452.25 | 1.9442 | 36.6486 | 7.4281 | 0
| 1991 | 457.6262 | 2.6946 | 36.7028 | 8.6755 | 0
| 1992 | 462.6004 | 3.4823 | 36.6864 | 10.0252 | 0
| 1993 | 467.3615 | 4.2966 | 36.6171 | 11.4824 | 0
| 1994 | 471.9981 | 5.1268 | 36.5089 | 13.0529 | 0
| 1995 | 476.6079 | 5.9623 | 36.3763 | 14.7435 | 0
| 1996 | 480.9786 | 6.788 | 36.2105 | 16.5521 | 0
| 1997 | 485.6977 | 7.6004 | 36.0655 | 18.5052 | 0
| 1998 | 490.5482 | 8.3973 | 35.9219 | 20.5976 | 0
| 1999 | 481.7123 | 25.6027 | 34.4705 | 24.9631 | 0
| 2000 | 472.9107 | 42.8082 | 33.0192 | 29.3285 | 0
| 2001 | 464.2185 | 60.0136 | 31.5678 | 33.694 | 0
| 2002 | 455.4469 | 77.219 | 30.1165 | 38.0595 | 0.4247
| 2003 | 446.6649 | 94.4245 | 28.6651 | 42.425 | 0.8494
| 2004 | 437.8649 | 111.6299 | 27.2138 | 46.7904 | 1.6988
| 2005 | 429.1227 | 128.8353 | 25.7625 | 51.1559 | 2.5482
| 2006 | 420.3804 | 146.0408 | 24.3111 | 55.5214 | 3.3976
| 2007 | 411.6303 | 163.2462 | 22.8598 | 59.8869 | 4.247
| 2008 | 392.5241 | 165.7018 | 21.4084 | 87.8808 | 4.3109
| 2009 | 337.9764 | 168.1777 | 19.9571 | 151.3781 | 4.3753
| 2010 | 242.274 | 189.343 | 18.506 | 237.429 | 4.44
| 2011 | 147.452 | 222.631 | 17.054 | 310.558 | 4.506
| 2012 | 78.0738 | 262.801 | 15.603 | 351.7857 | 4.5741
| 2013 | 31.2295 | 286.51 | 14.1521 | 386.0742 | 4.6431
| 2014 | 9.3689 | 299.434 | 12.7011 | 406.6436 | 4.7133
| 2015 | 1.8738 | 269.4906 | 11.2501 | 425.885 | 35.128
| 2016 | 0.18738 | 188.6434 | 9.7991 | 436.6593 | 119.488
| 2017 | 0.018738 | 94.3217 | 8.3482 | 437.7992 | 225.7585
| 2018 | 0.0018738 | 28.2965 | 6.8972 | 428.3345 | 314.3595
| 2019 | 0.00018738 | 2.8297 | 5.4462 | 410.1716 | 371.2623
| 2020 | 1.8738e-05 | 0.28297 | 3.9953 | 386.4964 | 410.9353
| 2021 | 1.8738e-06 | 0.028297 | 2.5443 | 359.0361 | 452.2834
| 2022 | 1.8738e-07 | 0.0028297 | 1.0933 | 327.6261 | 497.5373
| 2023 | 1.8738e-08 | 0.00028297 | 0 | 291.521 | 547.2935
| 2024 | 1.8738e-09 | 2.8297e-05 | 0 | 249.5377 | 602.0231
| 2025 | 1.8738e-10 | 2.8297e-06 | 0 | 202.2752 | 662.2255
| 2026 | 1.8738e-11 | 2.8297e-07 | 0 | 149.189 | 728.448
| 2027 | 1.8738e-12 | 2.8297e-08 | 0 | 89.6802 | 801.2928
| 2028 | 1.8738e-13 | 2.8297e-09 | 0 | 23.0896 | 881.4221
| 2029 | 1.8738e-14 | 2.8297e-10 | 0 | 0 | 918.256
| 2030 | 1.8738e-15 | 2.8297e-11 | 0 | 0 | 932.2092
| 2031 | 1.8738e-16 | 2.8297e-12 | 0 | 0 | 946.3745
| 2032 | 1.8738e-17 | 2.8297e-13 | 0 | 0 | 962.0083
| 2033 | 1.8738e-18 | 2.8297e-14 | 0 | 0 | 977.5941
| 2034 | 1.8738e-19 | 2.8297e-15 | 0 | 0 | 993.1352
| 2035 | 1.8738e-20 | 2.8297e-16 | 0 | 0 | 1008.6351
| 2036 | 1.8738e-21 | 2.8297e-17 | 0 | 0 | 1024.0972

## Figure 37
Figure 37: Residential Lighting Technology - Slow Progression
|  | Incandescent Light Bulbs | Halogens | Fluorescent Strip Lighting | CFLs | LEDs
| 1990 | 452.25 | 1.9442 | 36.6486 | 7.4281 | 0
| 1991 | 457.6262 | 2.6946 | 36.7028 | 8.6755 | 0
| 1992 | 462.6004 | 3.4823 | 36.6864 | 10.0252 | 0
| 1993 | 467.3615 | 4.2966 | 36.6171 | 11.4824 | 0
| 1994 | 471.9981 | 5.1268 | 36.5089 | 13.0529 | 0
| 1995 | 476.6079 | 5.9623 | 36.3763 | 14.7435 | 0
| 1996 | 480.9786 | 6.788 | 36.2105 | 16.5521 | 0
| 1997 | 485.6977 | 7.6004 | 36.0655 | 18.5052 | 0
| 1998 | 490.5482 | 8.3973 | 35.9219 | 20.5976 | 0
| 1999 | 481.7123 | 25.6027 | 34.4705 | 24.9631 | 0
| 2000 | 472.9107 | 42.8082 | 33.0192 | 29.3285 | 0
| 2001 | 464.2185 | 60.0136 | 31.5678 | 33.694 | 0
| 2002 | 455.4469 | 77.219 | 30.1165 | 38.0595 | 0.4247
| 2003 | 446.6649 | 94.4245 | 28.6651 | 42.425 | 0.8494
| 2004 | 437.8649 | 111.6299 | 27.2138 | 46.7904 | 1.6988
| 2005 | 429.1227 | 128.8353 | 25.7625 | 51.1559 | 2.5482
| 2006 | 420.3804 | 146.0408 | 24.3111 | 55.5214 | 3.3976
| 2007 | 411.6303 | 163.2462 | 22.8598 | 59.8869 | 4.247
| 2008 | 392.5241 | 165.7018 | 21.4084 | 87.8808 | 4.3109
| 2009 | 337.9764 | 168.1777 | 19.9571 | 151.3781 | 4.3753
| 2010 | 242.274 | 189.343 | 18.506 | 237.429 | 4.44
| 2011 | 147.452 | 222.631 | 17.054 | 310.558 | 4.506
| 2012 | 78.0738 | 262.801 | 15.603 | 351.7857 | 4.5741
| 2013 | 31.2295 | 310.219 | 14.1521 | 362.3652 | 4.6431
| 2014 | 9.3689 | 347.7215 | 12.7011 | 358.3561 | 4.7133
| 2015 | 1.8738 | 368.4258 | 11.2501 | 357.2933 | 4.7844
| 2016 | 0.18738 | 368.4258 | 9.7991 | 371.5081 | 4.8567
| 2017 | 0.018738 | 364.7416 | 8.3482 | 384.5483 | 8.5895
| 2018 | 0.0018738 | 357.4467 | 6.8972 | 397.5736 | 15.9703
| 2019 | 0.00018738 | 346.7233 | 5.4462 | 410.6868 | 26.8534
| 2020 | 1.8738e-05 | 332.8544 | 3.9953 | 423.8693 | 40.9908
| 2021 | 1.8738e-06 | 316.2117 | 2.5443 | 437.0927 | 58.0435
| 2022 | 1.8738e-07 | 300.4011 | 1.0933 | 450.3306 | 74.4345
| 2023 | 1.8738e-08 | 285.381 | 0 | 463.2349 | 90.1989
| 2024 | 1.8738e-09 | 271.112 | 0 | 475.079 | 105.3699
| 2025 | 1.8738e-10 | 230.4452 | 0 | 486.965 | 147.0904
| 2026 | 1.8738e-11 | 172.8339 | 0 | 498.6305 | 206.1726
| 2027 | 1.8738e-12 | 112.342 | 0 | 509.9048 | 268.7262
| 2028 | 1.8738e-13 | 61.7881 | 0 | 520.7562 | 321.9674
| 2029 | 1.8738e-14 | 27.8047 | 0 | 531.2808 | 359.1705
| 2030 | 1.8738e-15 | 9.7316 | 0 | 541.6424 | 380.8353
| 2031 | 1.8738e-16 | 2.4329 | 0 | 551.9992 | 391.9423
| 2032 | 1.8738e-17 | 0.36494 | 0 | 563.7137 | 397.9297
| 2033 | 1.8738e-18 | 0.036494 | 0 | 575.3201 | 402.2375
| 2034 | 1.8738e-19 | 0.0036494 | 0 | 586.8388 | 406.2927
| 2035 | 1.8738e-20 | 0.00036494 | 0 | 598.2758 | 410.3589
| 2036 | 1.8738e-21 | 3.6494e-05 | 0 | 609.6343 | 414.4628

## Figure 38
Figure 38: Light demand scenarios pre-weather correction
|  | 2000 | 2001 | 2002 | 2003 | 2004 | 2005 | 2006 | 2007 | 2008 | 2009 | 2010 | 2011 | 2012 | 2013 | 2014 | 2015 | 2016 | 2017 | 2018 | 2019 | 2020 | 2021 | 2022 | 2023 | 2024 | 2025 | 2026 | 2027 | 2028 | 2029 | 2030 | 2031 | 2032 | 2033 | 2034 | 2035
| Gone Green | 17.6182 | 17.7893 | 17.9817 | 17.8542 | 17.7067 | 17.3603 | 17.519 | 17.3859 | 15.9191 | 14.5577 | 14.0906 | 13.7081 | 13.7346 | 13.5608 | 13.5511 | 12.9107 | 11.3297 | 9.47 | 8.1205 | 7.5259 | 7.3559 | 7.216 | 7.0653 | 6.9222 | 6.8337 | 6.7244 | 6.5922 | 6.4345 | 6.2486 | 6.2457 | 6.3406 | 6.437 | 6.5433 | 6.6493 | 6.755 | 6.8604
| Slow Progression | 17.6182 | 17.7893 | 17.9817 | 17.8542 | 17.7067 | 17.3603 | 17.519 | 17.3859 | 15.9191 | 14.5577 | 14.0906 | 13.7081 | 13.7346 | 13.9236 | 14.2899 | 14.5511 | 14.5588 | 14.5139 | 14.402 | 14.2251 | 13.9885 | 13.6992 | 13.4275 | 13.1965 | 13.0548 | 12.4004 | 11.4166 | 10.3763 | 9.5292 | 9.0048 | 8.791 | 8.7885 | 8.9034 | 9.0515 | 9.2046 | 9.3577
| No Progression | 17.6182 | 17.7893 | 17.9817 | 17.8542 | 17.7067 | 17.3603 | 17.519 | 17.3859 | 15.9191 | 14.5577 | 14.0906 | 13.7081 | 13.7346 | 13.9236 | 14.2899 | 14.5511 | 14.5588 | 14.5139 | 14.402 | 14.2251 | 13.9885 | 13.6992 | 13.4275 | 13.1965 | 13.0548 | 12.9284 | 12.8168 | 12.7193 | 12.6354 | 12.5646 | 12.5062 | 12.4599 | 12.4389 | 12.4261 | 12.4211 | 12.4236
| Low Carbon Life | 17.6182 | 17.7893 | 17.9817 | 17.8542 | 17.7067 | 17.3603 | 17.519 | 17.3859 | 15.9191 | 14.5577 | 14.0906 | 13.7081 | 13.7346 | 13.9354 | 14.3139 | 14.5871 | 14.7588 | 14.9115 | 15.0438 | 15.1759 | 15.3059 | 15.4315 | 15.5492 | 15.6782 | 15.8611 | 16.0152 | 16.1275 | 16.1793 | 16.1448 | 15.9877 | 15.8429 | 16.108 | 16.3989 | 16.6898 | 16.9808 | 17.272
| Historic | 2000: 17.6182; 2001: 17.7893; 2002: 17.9817; 2003: 17.8542; 2004: 17.7067; 2005: 17.3603; 2006: 17.519; 2007: 17.3859; 2008: 15.9191; 2009: 14.5577; 2010: 14.0906; 2011: 13.7081; 2012: 13.7346
Peak Demand

## Figure 40
Figure 40: Gone Green number of appliances by type
| Millions of Appliances | Cold | Wet | Consumer Electronics | Home Computing | Cooking | Additional Telecoms
| 2000-01-01 | 35.9879 | 36.6219 | 198.622 | 30.1569 | 68.946 | 0
| 2001-01-01 | 36.5912 | 37.5309 | 215.3592 | 31.8813 | 70.0111 | 0
| 2002-01-01 | 37.034 | 38.3774 | 233.6724 | 34.1439 | 71.0699 | 0
| 2003-01-01 | 37.4459 | 39.3762 | 253.3175 | 37.1338 | 72.154 | 0
| 2004-01-01 | 37.8131 | 40.705 | 273.2128 | 42.6188 | 73.1705 | 0
| 2005-01-01 | 38.2797 | 42.2515 | 290.5546 | 47.8377 | 74.1206 | 0
| 2006-01-01 | 38.7371 | 43.3914 | 303.6131 | 52.5838 | 75.0004 | 0
| 2007-01-01 | 39.1711 | 44.3572 | 317.334 | 56.889 | 75.6191 | 0
| 2008-01-01 | 39.5976 | 45.164 | 328.1451 | 60.7252 | 76.23 | 0
| 2009-01-01 | 40.0171 | 45.9417 | 337.6278 | 65.3301 | 76.835 | 0
| 2010-01-01 | 40.4306 | 46.693 | 345.271 | 70.775 | 77.4358 | 0
| 2011-01-01 | 40.839 | 47.419 | 351.288 | 76.909 | 78.1768 | 0
| 2012-01-01 | 41.2619 | 48.1453 | 356.0762 | 83.5448 | 78.916 | 0
| 2013-01-01 | 41.7107 | 48.884 | 357.8153 | 89.3781 | 79.4694 | 2.4485
| 2014-01-01 | 42.1382 | 49.6952 | 359.3277 | 94.387 | 80.1884 | 3.9965
| 2015-01-01 | 42.5658 | 50.5203 | 360.6199 | 98.0465 | 80.9299 | 5.0671
| 2016-01-01 | 42.9933 | 51.3543 | 361.7049 | 99.9879 | 81.6938 | 6.1022
| 2017-01-01 | 43.4209 | 52.1948 | 362.6054 | 100.3429 | 82.4793 | 7.1563
| 2018-01-01 | 43.8484 | 53.0366 | 363.058 | 97.7878 | 83.2918 | 8.2303
| 2019-01-01 | 44.276 | 53.8797 | 362.8115 | 95.6732 | 84.1348 | 9.3249
| 2020-01-01 | 44.7035 | 54.7241 | 363.3036 | 93.6748 | 85.0107 | 10.4408
| 2021-01-01 | 45.1311 | 55.5698 | 364.5121 | 91.8106 | 85.9182 | 11.579
| 2022-01-01 | 45.5586 | 56.4169 | 365.7222 | 90.0926 | 86.8552 | 12.7403
| 2023-01-01 | 45.9862 | 57.2653 | 366.978 | 88.527 | 87.8192 | 13.9255
| 2024-01-01 | 46.4137 | 58.115 | 368.32 | 87.1145 | 88.81 | 15.1358
| 2025-01-01 | 46.8413 | 58.9661 | 369.7817 | 85.8999 | 89.8276 | 16.3722
| 2026-01-01 | 47.2688 | 59.8186 | 371.3909 | 84.8091 | 90.8722 | 17.6357
| 2027-01-01 | 47.6964 | 60.6724 | 373.1692 | 83.836 | 91.9436 | 18.9275
| 2028-01-01 | 48.1239 | 61.5276 | 375.1327 | 82.998 | 93.0419 | 20.2489
| 2029-01-01 | 48.5515 | 62.3842 | 377.0678 | 82.2694 | 94.1508 | 21.601
| 2030-01-01 | 48.979 | 63.2422 | 379.0369 | 81.6296 | 95.2775 | 22.9854
| 2031-01-01 | 49.4066 | 64.1016 | 381.1878 | 81.0622 | 96.4042 | 24.4034
| 2032-01-01 | 49.8342 | 65.0009 | 383.59 | 80.5927 | 97.5309 | 25.8566
| 2033-01-01 | 50.2617 | 65.8929 | 386.1725 | 80.8985 | 98.6576 | 27.3465
| 2034-01-01 | 50.6893 | 66.7778 | 388.9003 | 81.3812 | 99.7843 | 28.875
| 2035-01-01 | 51.1168 | 67.6558 | 391.7451 | 81.8724 | 100.911 | 30.4436
| 2036-01-01 | 51.5444 | 68.5272 | 394.6846 | 82.3672 | 102.0688 | 32.0545

## Figure 41
Figure 41: Residential appliance demand pre-weather correction
|  | 2000 | 2001 | 2002 | 2003 | 2004 | 2005 | 2006 | 2007 | 2008 | 2009 | 2010 | 2011 | 2012 | 2013 | 2014 | 2015 | 2016 | 2017 | 2018 | 2019 | 2020 | 2021 | 2022 | 2023 | 2024 | 2025 | 2026 | 2027 | 2028 | 2029 | 2030 | 2031 | 2032 | 2033 | 2034 | 2035
| Gone Green | 59.8227 | 60.32 | 61.554 | 62.8486 | 64.5213 | 66.0528 | 68.0135 | 68.5231 | 68.0365 | 69.1279 | 69.6358 | 69.8733 | 70.494 | 70.2067 | 69.9037 | 69.4732 | 68.9539 | 68.3486 | 67.7024 | 67.2159 | 66.8383 | 66.4482 | 66.0794 | 65.6154 | 65.161 | 64.7241 | 65.1556 | 65.6492 | 66.1682 | 66.6865 | 67.2081 | 67.7421 | 68.3011 | 68.8902 | 69.4884 | 70.0895
| Slow Progression | 59.8227 | 60.32 | 61.554 | 62.8486 | 64.5213 | 66.0528 | 68.0135 | 68.5231 | 68.0365 | 69.1279 | 69.6358 | 69.8733 | 70.494 | 70.0828 | 69.6144 | 68.9473 | 68.2506 | 67.7047 | 67.1834 | 66.8713 | 66.593 | 66.521 | 66.4605 | 66.2799 | 66.1176 | 65.9466 | 65.806 | 65.6889 | 65.5892 | 65.578 | 65.6271 | 65.8675 | 66.2089 | 66.5527 | 66.8989 | 67.2477
| No Progression | 59.8227 | 60.32 | 61.554 | 62.8486 | 64.5213 | 66.0528 | 68.0135 | 68.5231 | 68.0365 | 69.1279 | 69.6358 | 69.8733 | 70.494 | 70.72 | 70.8429 | 70.7959 | 70.7389 | 70.7694 | 70.7852 | 70.8572 | 71.0015 | 71.1321 | 71.2908 | 71.3295 | 71.3617 | 71.3888 | 71.4586 | 71.561 | 71.685 | 71.9305 | 72.2656 | 72.6097 | 72.9819 | 73.36 | 73.7415 | 74.1266
| Low Carbon Life | 59.8227 | 60.32 | 61.554 | 62.8486 | 64.5213 | 66.0528 | 68.0135 | 68.5231 | 68.0365 | 69.1279 | 69.6358 | 69.8733 | 70.494 | 70.2067 | 69.9017 | 69.4686 | 68.9451 | 68.334 | 67.6788 | 67.1799 | 66.7865 | 67.2514 | 67.7559 | 68.1846 | 68.6424 | 69.1377 | 69.5864 | 70.0936 | 70.6225 | 71.1468 | 71.6707 | 72.2072 | 72.7689 | 73.3607 | 73.9616 | 74.5654
| Historic | 2000: 59.8227; 2001: 60.32; 2002: 61.554; 2003: 62.8486; 2004: 64.5213; 2005: 66.0528; 2006: 68.0135; 2007: 68.5231; 2008: 68.0365; 2009: 69.1279; 2010: 69.6358; 2011: 69.8733; 2012: 70.494
Peak Demand

## Figure 43
Figure 43: Peak demand impact from residential smart meters and time-of-use-tariffs
|  | 2009/10 | 2010/11 | 2011/12 | 2012/13 | 2013/14 | 2014/15 | 2015/16 | 2016/17 | 2017/18 | 2018/19 | 2019/20 | 2020/21 | 2021/22 | 2022/23 | 2023/24 | 2024/25 | 2025/26 | 2026/27 | 2027/28 | 2028/29 | 2029/30 | 2030/31 | 2031/32 | 2032/33 | 2033/34 | 2034/35 | 2035/36
| Gone Green | 0 | 0 | 0 | -0.002087 | -0.0052493 | -0.011731 | -0.024967 | -0.052491 | -0.098891 | -0.16506 | -0.25016 | -0.33997 | -0.45284 | -0.54005 | -0.60123 | -0.63688 | -0.65861 | -0.68731 | -0.72631 | -0.76601 | -0.80753 | -0.85025 | -0.89368 | -0.93751 | -0.98251 | -0.99022 | -0.99815
| Slow Progression | 0 | 0 | 0 | -0.0010434 | -0.0015966 | -0.0032857 | -0.0068651 | -0.010394 | -0.013822 | -0.017149 | -0.020395 | -0.023555 | -0.026658 | -0.02968 | -0.032614 | -0.035446 | -0.038024 | -0.040405 | -0.042682 | -0.044969 | -0.047354 | -0.049861 | -0.052507 | -0.055143 | -0.055325 | -0.055531 | -0.055756
| No Progression | 0 | 0 | 0 | -0.0010433 | -0.001601 | -0.0033036 | -0.0069659 | -0.010612 | -0.014193 | -0.017701 | -0.021141 | -0.024514 | -0.027812 | -0.031047 | -0.034206 | -0.037321 | -0.040383 | -0.043407 | -0.046394 | -0.049358 | -0.052334 | -0.05531 | -0.058266 | -0.06113 | -0.061249 | -0.061374 | -0.061524
| Low Carbon Life | 0 | 0 | 0 | -0.0010433 | -0.0015995 | -0.0032911 | -0.0069452 | -0.010543 | -0.014037 | -0.017435 | -0.020767 | -0.024086 | -0.027502 | -0.030896 | -0.034259 | -0.037619 | -0.040951 | -0.044236 | -0.047486 | -0.050673 | -0.053786 | -0.056928 | -0.060213 | -0.06343 | -0.063827 | -0.064248 | -0.064691
| Historic | 2009/10: 0; 2010/11: 0; 2011/12: 0; 2012/13: -0.0010433
Peak Demand

## Figure 45
Figure 45: Number of electric vehicles
|  | 2010/11 | 2011/12 | 2012/13 | 2013/14 | 2014/15 | 2015/16 | 2016/17 | 2017/18 | 2018/19 | 2019/20 | 2020/21 | 2021/22 | 2022/23 | 2023/24 | 2024/25 | 2025/26 | 2026/27 | 2027/28 | 2028/29 | 2029/30 | 2030/31 | 2031/32 | 2032/33 | 2033/34 | 2034/35 | 2035/36
| Gone Green | 1500 | 2570 | 5370 | 8875 | 22802.5 | 56465 | 110575.5 | 202938.8 | 306418.0952 | 429845.5882 | 574450.5129 | 740702.2972 | 934831.6467 | 1158135.4905 | 1410822.7814 | 1671721.4037 | 1939511.6362 | 2219148.1826 | 2517893.6984 | 2839457.8122 | 3186015.4447 | 3558650.1592 | 3957830.8513 | 4386616.2876 | 4853502.4514 | 5369013.1676
| Slow Progression | 1500 | 2570 | 5370 | 8875 | 14195 | 24012 | 37491.2 | 56614.62 | 83015.676 | 119962.6468 | 166370.7602 | 216536.9964 | 272464.2333 | 334463.6836 | 402479.3167 | 476649.5058 | 557264.2633 | 644222.3529 | 737538.8549 | 838895.8362 | 952146.4881 | 1081179.987 | 1228832.0949 | 1397942.5595 | 1591936.8487 | 1814929.8362
| No Progression | 1500 | 2570 | 5370 | 8875 | 14195 | 24012 | 37491.2 | 56614.62 | 83015.676 | 119962.6468 | 166370.7602 | 216536.9964 | 272464.2333 | 334463.6836 | 402479.3167 | 476649.5058 | 557264.2633 | 644222.3529 | 737538.8549 | 838895.8362 | 952146.4881 | 1081179.987 | 1228832.0949 | 1397942.5595 | 1591936.8487 | 1814929.8362
| Low Carbon Life | 1500 | 2570 | 5370 | 8875 | 22802.5 | 56465 | 110575.5 | 202938.8 | 306418.0952 | 429845.5882 | 574450.5129 | 740702.2972 | 934831.6467 | 1158135.4905 | 1410822.7814 | 1671721.4037 | 1939511.6362 | 2219148.1826 | 2517893.6984 | 2839457.8122 | 3186015.4447 | 3558650.1592 | 3957830.8513 | 4386616.2876 | 4853502.4514 | 5369013.1676
| Historic | 2010/11: 1500; 2011/12: 2570; 2012/13: 5370
Peak Demand

## Figure 46
Figure 46: Annual demand from electric vehicles
|  | 2010/11 | 2011/12 | 2012/13 | 2013/14 | 2014/15 | 2015/16 | 2016/17 | 2017/18 | 2018/19 | 2019/20 | 2020/21 | 2021/22 | 2022/23 | 2023/24 | 2024/25 | 2025/26 | 2026/27 | 2027/28 | 2028/29 | 2029/30 | 2030/31 | 2031/32 | 2032/33 | 2033/34 | 2034/35 | 2035/36
| Gone Green | 0.0025413 | 0.0043672 | 0.0097151 | 0.016751 | 0.050635 | 0.13568 | 0.27175 | 0.50305 | 0.76416 | 1.0773 | 1.445 | 1.8712 | 2.3696 | 2.9433 | 3.5929 | 4.2662 | 4.9604 | 5.6885 | 6.4691 | 7.3124 | 8.225 | 9.2104 | 10.27 | 11.412 | 12.6585 | 14.0373
| Slow Progression | 0.0025413 | 0.0043672 | 0.0097151 | 0.016751 | 0.027961 | 0.050652 | 0.082169 | 0.12743 | 0.1906 | 0.27992 | 0.39295 | 0.51658 | 0.65496 | 0.80896 | 0.97856 | 1.1642 | 1.3665 | 1.5855 | 1.8212 | 2.0779 | 2.3656 | 2.6945 | 3.0721 | 3.5061 | 4.0057 | 4.5823
| No Progression | 0.0025413 | 0.0043672 | 0.0097151 | 0.016751 | 0.027961 | 0.050652 | 0.082169 | 0.12743 | 0.1906 | 0.27992 | 0.39295 | 0.51658 | 0.65496 | 0.80896 | 0.97856 | 1.1642 | 1.3665 | 1.5855 | 1.8212 | 2.0779 | 2.3656 | 2.6945 | 3.0721 | 3.5061 | 4.0057 | 4.5823
| Low Carbon Life | 0.0025413 | 0.0043672 | 0.0097151 | 0.016751 | 0.050635 | 0.13568 | 0.27175 | 0.50305 | 0.76416 | 1.0773 | 1.445 | 1.8712 | 2.3696 | 2.9433 | 3.5929 | 4.2662 | 4.9604 | 5.6885 | 6.4691 | 7.3124 | 8.225 | 9.2104 | 10.27 | 11.412 | 12.6585 | 14.0373
| Historic | 2010/11: 0.0025413; 2011/12: 0.0043672; 2012/13: 0.0097151
Peak Demand

## Figure 47
Figure 47: Commuter EV charging profile |  | 0:00 | 1:00 | 2:00 | 3:00 | 4:00 | 5:00 | 6:00 | 7:00 | 8:00 | 9:00 | 10:00 | 11:00 | 12:00 | 13:00 | 14:00 | 15:00 | 16:00 | 17:00 | 18:00 | 19:00 | 20:00 | 21:00 | 22:00 | 23:00
| Commuter | 9.317% | 8.282% | 7.246% | 6.211% | 4.141% | 3.106% | 1.656% | 0.6211% | 1.035% | 1.035% | 2.07% | 3.106% | 2.07% | 1.035% | 0.6211% | 0.4141% | 0.4141% | 2.07% | 4.141% | 6.211% | 7.246% | 8.282% | 9.317% | 10.35%

## Figure 48
Figure 48: Shorter distance EV charging profile |  | 0:00 | 1:00 | 2:00 | 3:00 | 4:00 | 5:00 | 6:00 | 7:00 | 8:00 | 9:00 | 10:00 | 11:00 | 12:00 | 13:00 | 14:00 | 15:00 | 16:00 | 17:00 | 18:00 | 19:00 | 20:00 | 21:00 | 22:00 | 23:00
| 2nd EV | 9.597% | 7.678% | 6.718% | 5.758% | 3.839% | 2.879% | 1.536% | 0.5758% | 0.9597% | 1.344% | 1.727% | 1.727% | 1.727% | 1.727% | 1.727% | 1.727% | 1.727% | 1.919% | 3.839% | 5.758% | 7.678% | 8.637% | 9.597% | 9.597%

## Figure 49
Figure 49: Peak demand scenarios with assumed TOUT response
|  | 2010/11 | 2011/12 | 2012/13 | 2013/14 | 2014/15 | 2015/16 | 2016/17 | 2017/18 | 2018/19 | 2019/20 | 2020/21 | 2021/22 | 2022/23 | 2023/24 | 2024/25 | 2025/26 | 2026/27 | 2027/28 | 2028/29 | 2029/30 | 2030/31 | 2031/32 | 2032/33 | 2033/34 | 2034/35 | 2035/36
| Gone Green TOUT | 0.00042615 | 0.00072662 | 0.0014667 | 0.0023792 | 0.0059118 | 0.014628 | 0.029004 | 0.054085 | 0.082247 | 0.11599 | 0.15575 | 0.20168 | 0.2556 | 0.31798 | 0.38895 | 0.46238 | 0.53779 | 0.61654 | 0.70064 | 0.79107 | 0.88829 | 0.99249 | 1.1036 | 1.2225 | 1.3512 | 1.4927
| Slow Progression TOUT | 0.00042615 | 0.00072662 | 0.0014667 | 0.0023792 | 0.003765 | 0.0063153 | 0.0098774 | 0.015013 | 0.02219 | 0.032348 | 0.045189 | 0.059094 | 0.074623 | 0.09186 | 0.11078 | 0.1314 | 0.15378 | 0.17786 | 0.20358 | 0.23138 | 0.26232 | 0.29744 | 0.33751 | 0.38324 | 0.43552 | 0.49537
| No Progression TOUT | 0.00042615 | 0.00072662 | 0.0014667 | 0.0023792 | 0.003765 | 0.0063153 | 0.0098774 | 0.015013 | 0.02219 | 0.032348 | 0.045189 | 0.059094 | 0.074623 | 0.09186 | 0.11078 | 0.1314 | 0.15378 | 0.17786 | 0.20358 | 0.23138 | 0.26232 | 0.29744 | 0.33751 | 0.38324 | 0.43552 | 0.49537
| Low Carbon Life TOUT | 0.00042615 | 0.00072662 | 0.0014667 | 0.0023792 | 0.0059118 | 0.014628 | 0.029004 | 0.054085 | 0.082247 | 0.11599 | 0.15575 | 0.20168 | 0.2556 | 0.31798 | 0.38895 | 0.46238 | 0.53779 | 0.61654 | 0.70064 | 0.79107 | 0.88829 | 0.99249 | 1.1036 | 1.2225 | 1.3512 | 1.4927
| Gone Green Unconstrained | 0.0025413 | 0.0043672 | 0.0097151 | 0.016751 | 0.050635 | 0.13568 | 0.27175 | 0.50305 | 0.76416 | 1.0773 | 1.445 | 1.8712 | 2.3696 | 2.9433 | 3.5929 | 4.2662 | 4.9604 | 5.6885 | 6.4691 | 7.3124 | 8.225 | 9.2104 | 10.27 | 11.412 | 12.6585 | 14.0373
| Slow Progression Unconstrained | 0.0025413 | 0.0043672 | 0.0097151 | 0.016751 | 0.027961 | 0.050652 | 0.082169 | 0.12743 | 0.1906 | 0.27992 | 0.39295 | 0.51658 | 0.65496 | 0.80896 | 0.97856 | 1.1642 | 1.3665 | 1.5855 | 1.8212 | 2.0779 | 2.3656 | 2.6945 | 3.0721 | 3.5061 | 4.0057 | 4.5823
| No Progression Unconstrained | 0.0025413 | 0.0043672 | 0.0097151 | 0.016751 | 0.027961 | 0.050652 | 0.082169 | 0.12743 | 0.1906 | 0.27992 | 0.39295 | 0.51658 | 0.65496 | 0.80896 | 0.97856 | 1.1642 | 1.3665 | 1.5855 | 1.8212 | 2.0779 | 2.3656 | 2.6945 | 3.0721 | 3.5061 | 4.0057 | 4.5823
| Low Carbon Life Unconstrained | 0.0025413 | 0.0043672 | 0.0097151 | 0.016751 | 0.050635 | 0.13568 | 0.27175 | 0.50305 | 0.76416 | 1.0773 | 1.445 | 1.8712 | 2.3696 | 2.9433 | 3.5929 | 4.2662 | 4.9604 | 5.6885 | 6.4691 | 7.3124 | 8.225 | 9.2104 | 10.27 | 11.412 | 12.6585 | 14.0373
Peak Demand

## Figures 50-53
Figures: 50-53 Energy inputs to transport
Figures 50: Energy inputs to transport Gone Green
| Gone Green | 2012 | 2015 | 2020 | 2025 | 2030 | 2035 | 2040 | 2045 | 2050
| Car Electric | 0 | 0.13568 | 1.445 | 4.2662 | 8.225 | 21.3701 | 29.9831 | 42.3233 | 52.5088
| Car Non-Electric | 257.6877 | 237.7731 | 215.789 | 190.3704 | 175.767 | 146.0381 | 126.0823 | 86.9045 | 52.4668
| Other Road Electric | 0 | 0 | 0 | 0 | 0 | 0 | 0 | 1.5146e-06 | 3.0576
| Other road Non-Electric | 186.985 | 174.7449 | 163.0935 | 162.53 | 160.2934 | 163.6051 | 169.1357 | 171.494 | 171.1019
| Shipping | 38.3224 | 41.2897 | 41.2897 | 41.2897 | 41.2897 | 41.2897 | 41.2897 | 41.2897 | 42.0065
| Aviation | 137.756 | 159.3422 | 184.6013 | 194.3496 | 204.9637 | 206.913 | 207.9849 | 205.2906 | 205.4502
Figures 51: Energy inputs to transport Slow Progression
| Slow Progression | 2012 | 2015 | 2020 | 2025 | 2030 | 2035 | 2040 | 2045 | 2050
| Car Electric | 0 | 0.050652 | 0.39295 | 1.1642 | 2.3656 | 16.119 | 28.0121 | 31.6096 | 30.6463
| Car Non-Electric | 257.6877 | 242.8255 | 221.9839 | 194.3596 | 191.3762 | 159.6789 | 131.1994 | 124.9408 | 132.5288
| Other Road Electric | 0 | 0 | 0 | 0 | 0 | 0 | 0 | 0 | 0
| Other road Non-Electric | 186.985 | 174.7448 | 163.1409 | 162.5761 | 170.989 | 169.5349 | 180.1059 | 189.0875 | 200.9768
| Shipping | 38.3224 | 41.2897 | 41.2897 | 41.2897 | 41.2897 | 41.2897 | 41.2897 | 41.2897 | 42.0065
| Aviation | 137.756 | 159.3422 | 184.6013 | 194.3496 | 204.9637 | 206.913 | 207.9849 | 205.2906 | 205.4502
Figures 52: Energy inputs to transport No Progression
| No Progression | 2012 | 2015 | 2020 | 2025 | 2030 | 2035 | 2040 | 2045 | 2050
| Car Electric | 0 | 0.050652 | 0.39295 | 1.1642 | 2.3656 | 2.1379 | 0.80472 | 0 | 0
| Car Non-Electric | 257.6877 | 237.453 | 215.5998 | 191.199 | 190.9716 | 199.0936 | 210.3806 | 220.5916 | 229.0239
| Other Road Electric | 0 | 0 | 0 | 0 | 0 | 0 | 0 | 0 | 0
| Other road Non-Electric | 186.985 | 174.7448 | 163.1409 | 162.4604 | 170.8225 | 178.9503 | 189.5804 | 202.0375 | 213.9873
| Shipping | 38.3224 | 41.2897 | 41.2897 | 41.2897 | 41.2897 | 41.2897 | 41.2897 | 41.2897 | 42.0065
| Aviation | 137.756 | 159.3422 | 184.6013 | 194.3496 | 204.9637 | 206.913 | 207.9849 | 205.2906 | 205.4502
Figures 53: Energy inputs to transport Low Carbon Life
| Low Carbon Life | 2012 | 2015 | 2020 | 2025 | 2030 | 2035 | 2040 | 2045 | 2050
| Car Electric | 0 | 0.13568 | 1.445 | 4.2662 | 16.3335 | 29.1577 | 33.2262 | 42.3232 | 53.3954
| Car Non-Electric | 257.6877 | 236.7413 | 214.7572 | 189.9577 | 154.7176 | 125.4868 | 117.6633 | 86.9049 | 50.6628
| Other Road Electric | 0 | 0 | 0 | 0 | 0 | 0 | 0 | 0 | 0
| Other road Non-Electric | 186.985 | 174.7448 | 163.1409 | 162.4714 | 161.2744 | 169.5499 | 177.7693 | 185.2189 | 191.1139
| Shipping | 38.3224 | 41.2897 | 41.2897 | 41.2897 | 41.2897 | 41.2897 | 41.2897 | 41.2897 | 42.0065
| Aviation | 137.756 | 159.3422 | 184.6013 | 194.3496 | 204.9637 | 206.913 | 207.9849 | 205.2906 | 205.4502

## Figure 54
Figure 54: Annual Residential Power Demand
|  | 2005/06 | 2006/07 | 2007/08 | 2008/09 | 2009/10 | 2010/11 | 2011/12 | 2012/13 | 2013/14 | 2014/15 | 2015/16 | 2016/17 | 2017/18 | 2018/19 | 2019/20 | 2020/21 | 2021/22 | 2022/23 | 2023/24 | 2024/25 | 2025/26 | 2026/27 | 2027/28 | 2028/29 | 2029/30 | 2030/31 | 2031/32 | 2032/33 | 2033/34 | 2034/35 | 2035/36
| Gone Green | 132.2367 | 128.8206 | 125.8668 | 122.5628 | 120.2536 | 116.9818 | 115.1543 | 118.496 | 116.9485 | 116.2666 | 114.6245 | 111.874 | 108.8978 | 106.4622 | 104.8455 | 103.6894 | 102.916 | 102.1305 | 101.2994 | 100.3081 | 99.7486 | 100.4109 | 102.5047 | 104.3959 | 106.9759 | 109.8345 | 112.9512 | 115.692 | 119.3549 | 123.3772 | 127.785
| Slow Progression | 132.2367 | 128.8206 | 125.8668 | 122.5628 | 120.2536 | 116.9818 | 115.1543 | 118.496 | 117.2168 | 116.9123 | 116.171 | 115.2105 | 114.3507 | 113.5113 | 112.8017 | 112.0991 | 111.5767 | 111.0686 | 110.5486 | 109.9278 | 108.8911 | 107.6391 | 106.4448 | 105.4947 | 105.0417 | 105.0185 | 105.4035 | 105.951 | 106.7486 | 107.6482 | 108.6549
| No Progression | 132.2367 | 128.8206 | 125.8668 | 122.5628 | 120.2536 | 116.9818 | 115.1543 | 118.496 | 117.9184 | 118.2663 | 118.2412 | 118.0272 | 117.8165 | 117.5269 | 117.28 | 117.0458 | 116.7858 | 116.528 | 116.273 | 116.1034 | 115.9776 | 115.9006 | 115.9136 | 116.0101 | 116.2592 | 116.5904 | 117.0229 | 117.5486 | 118.2387 | 118.965 | 119.8431
| Low Carbon Life | 132.2367 | 128.8206 | 125.8668 | 122.5628 | 120.2536 | 116.9818 | 115.1543 | 118.496 | 117.9413 | 118.4114 | 118.3864 | 117.9693 | 117.5319 | 117.088 | 116.8644 | 117.0263 | 117.9089 | 118.8427 | 119.8477 | 120.9965 | 122.15 | 123.2286 | 124.3456 | 125.4257 | 126.4719 | 127.6872 | 129.3388 | 131.1092 | 133.0139 | 135.0231 | 137.2263
| Historic | 2005/06: 132.2367; 2006/07: 128.8206; 2007/08: 125.8668; 2008/09: 122.5628; 2009/10: 120.2536; 2010/11: 116.9818; 2011/12: 115.1543; 2012/13: 118.496
Peak Demand

## Figure 55
Figure 55: Industrial and Commercial Power Demand
|  | 2005/06 | 2006/07 | 2007/08 | 2008/09 | 2009/10 | 2010/11 | 2011/12 | 2012/13 | 2013/14 | 2014/15 | 2015/16 | 2016/17 | 2017/18 | 2018/19 | 2019/20 | 2020/21 | 2021/22 | 2022/23 | 2023/24 | 2024/25 | 2025/26 | 2026/27 | 2027/28 | 2028/29 | 2029/30 | 2030/31 | 2031/32 | 2032/33 | 2033/34 | 2034/35 | 2035/36
| Gone Green | 215.6447 | 213.9817 | 216.2492 | 207.5599 | 200.7856 | 200.4443 | 202.7618 | 199.5151 | 196.4198 | 197.7054 | 198.6371 | 199.7587 | 200.1585 | 200.4654 | 200.8387 | 200.8865 | 200.3298 | 200.2204 | 200.2288 | 200.316 | 199.7764 | 199.6125 | 199.6364 | 199.873 | 199.527 | 199.5629 | 199.74 | 200.0056 | 199.6563 | 199.6933 | 199.8816
| Slow Progression | 215.6447 | 213.9817 | 216.2492 | 207.5599 | 200.7856 | 200.4443 | 202.7618 | 199.5151 | 196.1648 | 196.2776 | 195.2422 | 194.3402 | 193.1843 | 192.4354 | 192.0192 | 191.2388 | 190.1297 | 189.3742 | 188.6225 | 187.8121 | 186.3749 | 185.3293 | 184.5477 | 184.0005 | 182.9318 | 182.2346 | 181.6699 | 181.1722 | 180.1058 | 179.3764 | 178.7692
| No Progression | 215.6447 | 213.9817 | 216.2492 | 207.5599 | 200.7856 | 200.4443 | 202.7618 | 199.5151 | 196.3252 | 196.5634 | 195.6533 | 194.8766 | 193.8598 | 193.2855 | 193.0438 | 192.438 | 191.5034 | 190.9087 | 190.2824 | 189.5973 | 188.2854 | 187.3651 | 186.6738 | 186.1265 | 185.0578 | 184.3607 | 183.796 | 183.2983 | 182.2319 | 181.5024 | 180.8953
| Low Carbon Life | 215.6447 | 213.9817 | 216.2492 | 207.5599 | 200.7856 | 200.4443 | 202.7618 | 199.5151 | 196.5802 | 197.9912 | 199.0482 | 200.2951 | 200.834 | 201.3154 | 201.8633 | 202.0857 | 201.7036 | 201.7549 | 201.8886 | 202.1012 | 201.6869 | 201.6483 | 201.7624 | 201.9991 | 201.6531 | 201.689 | 201.8661 | 202.1317 | 201.7824 | 201.8194 | 202.0076
| Historic | 2005/06: 215.6447; 2006/07: 213.9817; 2007/08: 216.2492; 2008/09: 207.5599; 2009/10: 200.7856; 2010/11: 200.4443; 2011/12: 202.7618; 2012/13: 199.5151
Peak Demand

## Figure 56
Figure 56: GB Annual Power Demand
|  | 2005/06 | 2006/07 | 2007/08 | 2008/09 | 2009/10 | 2010/11 | 2011/12 | 2012/13 | 2013/14 | 2014/15 | 2015/16 | 2016/17 | 2017/18 | 2018/19 | 2019/20 | 2020/21 | 2021/22 | 2022/23 | 2023/24 | 2024/25 | 2025/26 | 2026/27 | 2027/28 | 2028/29 | 2029/30 | 2030/31 | 2031/32 | 2032/33 | 2033/34 | 2034/35 | 2035/36
| Gone Green | 378.3753 | 373.4137 | 373.7939 | 360.415 | 353.3884 | 348.6366 | 348.3018 | 349.3094 | 344.9864 | 345.9741 | 345.358 | 343.56 | 341.1115 | 339.2626 | 338.3869 | 337.5752 | 336.1228 | 335.3511 | 334.7873 | 334.1031 | 333.1857 | 334.0068 | 336.5501 | 339.0301 | 341.6719 | 345.0298 | 348.7209 | 352.2445 | 356.065 | 360.581 | 365.7582
| Slow Progression | 378.3753 | 373.4137 | 373.7939 | 360.415 | 353.3884 | 348.6366 | 348.3018 | 349.3094 | 346.0261 | 345.9411 | 344.1517 | 342.0246 | 340.1645 | 338.8503 | 338.0099 | 336.7835 | 334.9776 | 333.7864 | 332.7509 | 331.492 | 329.1893 | 327.0567 | 325.2146 | 323.8923 | 322.6034 | 322.1567 | 322.1916 | 322.5518 | 322.5433 | 323.0241 | 323.6673
| No Progression | 378.3753 | 373.4137 | 373.7939 | 360.415 | 353.3884 | 348.6366 | 348.3018 | 349.3094 | 349.1353 | 350.0264 | 349.073 | 347.757 | 346.6711 | 346.0014 | 345.6864 | 344.7972 | 343.6201 | 342.8132 | 341.9341 | 341.1946 | 339.7998 | 338.8215 | 338.2287 | 337.8708 | 337.1489 | 336.841 | 336.842 | 337.0273 | 336.7003 | 336.8251 | 337.2233
| Low Carbon Life | 378.3753 | 373.4137 | 373.7939 | 360.415 | 353.3884 | 348.6366 | 348.3018 | 349.3094 | 347.2347 | 349.3885 | 350.42 | 350.9844 | 351.2607 | 351.4961 | 352.0621 | 352.5345 | 353.1347 | 354.2956 | 355.6178 | 357.1218 | 357.975 | 359.1935 | 360.5938 | 362.0568 | 362.8974 | 364.2784 | 366.2756 | 368.5157 | 370.2756 | 372.5426 | 375.1665
| Historic | 2005/06: 378.3753; 2006/07: 373.4137; 2007/08: 373.7939; 2008/09: 360.415; 2009/10: 353.3884; 2010/11: 348.6366; 2011/12: 348.3018; 2012/13: 349.3094
Peak Demand

## Figure 57
Figure 57: Peak ACS Demand
|  | 2005/06 | 2006/07 | 2007/08 | 2008/09 | 2009/10 | 2010/11 | 2011/12 | 2012/13 | 2013/14 | 2014/15 | 2015/16 | 2016/17 | 2017/18 | 2018/19 | 2019/20 | 2020/21 | 2021/22 | 2022/23 | 2023/24 | 2024/25 | 2025/26 | 2026/27 | 2027/28 | 2028/29 | 2029/30 | 2030/31 | 2031/32 | 2032/33 | 2033/34 | 2034/35 | 2035/36
| Gone Green | 65.5153 | 64.9745 | 64.4813 | 62.1385 | 62.0063 | 62.6015 | 60.5791 | 61.0687 | 60.4939 | 60.7411 | 60.5856 | 60.2814 | 59.8432 | 59.5175 | 59.3991 | 59.2948 | 59.0756 | 58.9522 | 58.8614 | 58.7281 | 58.6923 | 59.0212 | 59.7254 | 60.3306 | 61.1225 | 62.0636 | 63.1244 | 63.9759 | 65.1542 | 66.5644 | 68.1401
| Slow Progression | 65.5153 | 64.9745 | 64.4813 | 62.1385 | 62.0063 | 62.6015 | 60.5791 | 61.0687 | 60.4939 | 60.7403 | 60.4533 | 60.2007 | 59.9403 | 59.7443 | 59.6279 | 59.4613 | 59.2356 | 59.0662 | 58.8873 | 58.6651 | 58.2614 | 57.8617 | 57.5143 | 57.2462 | 57.0304 | 56.9709 | 57.0276 | 57.1103 | 57.1584 | 57.276 | 57.4282
| No Progression | 65.5153 | 64.9745 | 64.4813 | 62.1385 | 62.0063 | 62.6015 | 60.5791 | 61.0687 | 60.4931 | 60.7334 | 60.7581 | 60.6564 | 60.5159 | 60.4175 | 60.3801 | 60.2542 | 60.0782 | 59.9473 | 59.8116 | 59.6891 | 59.4806 | 59.3357 | 59.2503 | 59.2056 | 59.1155 | 59.0917 | 59.1134 | 59.1625 | 59.1368 | 59.1562 | 59.2288
| Low Carbon Life | 65.5153 | 64.9745 | 64.4813 | 62.1385 | 62.0063 | 62.6015 | 60.5791 | 61.0687 | 60.4939 | 60.7357 | 61.1655 | 61.292 | 61.2917 | 61.274 | 61.3143 | 61.3549 | 61.4768 | 61.6606 | 61.8672 | 62.1151 | 62.2682 | 62.4519 | 62.6704 | 62.8931 | 63.0128 | 63.2148 | 63.5403 | 63.8994 | 64.1881 | 64.5397 | 64.9534
| Historic | 2005/06: 65.5153; 2006/07: 64.9745; 2007/08: 64.4813; 2008/09: 62.1385; 2009/10: 62.0063; 2010/11: 62.6015; 2011/12: 60.5791; 2012/13: 61.0687
Peak Demand

## Figures 58-61
Figures 58-61: Electricity use to 2050
Figure 58: Gone Green Electricity use to 2050
| Gone Green | 2012 | 2015 | 2020 | 2025 | 2030 | 2035 | 2040 | 2045 | 2050
| Non Substitutable | 250.2484 | 259.6785 | 265.088 | 270.5932 | 278.453 | 288.8171 | 299.5833 | 310.8027 | 322.4879
| Domestic Heat | 36.3343 | 31.7648 | 26.5732 | 20.3565 | 23.9444 | 25.7901 | 51.6442 | 68.7686 | 81.9543
| Service Heat | 24.4493 | 19.885 | 14.2866 | 13.4104 | 1.0825 | 9.6639 | 11.1816 | 14.9748 | 23.4661
| Industry Heat | 32.1002 | 22.3625 | 10.8817 | 2.8576 | 0.039149 | 1.4454 | 2.9885 | 4.6056 | 5.8863
| Transport |  | 0.13568 | 1.445 | 4.2662 | 8.225 | 21.3701 | 29.9831 | 42.3233 | 55.5664
| Conversion | 0.11893 | 0.13756 | 0.15509 | 0.15045 | 1.3448 | 2.6949 | 3.5642 | 5.6648 | 7.817
| Other | 8.5018e-07 | 7.1452e-06 | 0.048721 | 0.048848 | 0.0079056 | 0.52378 | 0.4824 | 0.056434 | 0.0045945
| Exports | 4.4497 | 3.793 | 5.139 |  |  | 0.0013276 | 51.6838 | 59.9466 | 65.6707
Figure 59: Slow Progression Electricicity use to 2050
| Slow Progression | 2012 | 2015 | 2020 | 2025 | 2030 | 2035 | 2040 | 2045 | 2050
| Non Substitutable | 250.2484 | 259.6785 | 265.088 | 270.5932 | 278.453 | 288.8171 | 299.5833 | 310.8027 | 322.4879
| Domestic Heat | 36.335 | 31.9367 | 27.1098 | 22.2537 | 21.4248 | 19.0468 | 34.6778 | 54.1065 | 68.4801
| Service Heat | 24.4175 | 18.154 | 16.8337 | 9.4909 | 4.8041 | 11.5221 | 12.4556 | 16.1183 | 20.746
| Industry Heat | 32.0997 | 23.2143 | 13.8451 | 3.3404 | 0.055294 | 0.96993 | 2.2671 | 3.976 | 5.3285
| Transport |  | 0.050652 | 0.39295 | 1.1642 | 2.3656 | 16.119 | 28.0121 | 31.6096 | 30.6463
| Conversion | 0.11893 | 0.11309 | 0.048325 | 0.075088 | 0.13326 | 2.6352 | 2.6432 | 2.6435 | 2.6755
| Other | 2.3601e-09 | 4.6039e-08 | 2.2065e-05 | 2.215e-05 | 3.6561e-06 | 0.28077 | 1.2794 | 1.4673 | 1.5096
| Exports | 4.4497 | 3.7768 | 4.0548 |  |  | 17.7583 | 23.5128 | 26.7736 | 20.3095
Figure 60: No Progression Electricity use to 2050
| No Progression | 2012 | 2015 | 2020 | 2025 | 2030 | 2035 | 2040 | 2045 | 2050
| Non Substitutable | 250.2484 | 259.6785 | 265.088 | 270.5932 | 278.453 | 288.8171 | 299.5833 | 310.8027 | 322.4879
| Domestic Heat | 36.3505 | 32.0142 | 27.4793 | 22.9614 | 22.3312 | 16.6094 | 19.3568 | 22.6772 | 25.9119
| Service Heat | 24.3467 | 23.3101 | 15.7998 | 13.3015 | 4.4888 | 13.8229 | 14.4238 | 15.7262 | 18.6171
| Industry Heat | 32.1049 | 22.4382 | 11.202 | 3.7999 | 0.036121 | 0.79994 | 1.0047 | 0.89495 | 0.88419
| Transport |  | 0.050652 | 0.39295 | 1.1642 | 2.3656 | 2.1379 | 0.80472
| Conversion | 0.11893 | 0.19667 | 0.17814 | 0.19519 | 0.16951 | 0.017628 | 0.018242 | 0.01715 | 0.017915
| Other | 1.4106e-09 | 1.5943e-08 | 3.0263e-08 | 0.14157 | 0.18898 | 1.2195 | 2.1575 | 2.4219 | 2.4656
| Exports | 4.4497 | 3.6197 | 3.5439 | 5.1623 | 6.4447 | 6.4447 | 6.4447 | 6.4447 | 6.4447
Figure 61: Low Carbon Life Electricity use to 2050
| Low Carbon Life | 2012 | 2015 | 2020 | 2025 | 2030 | 2035 | 2040 | 2045 | 2050
| Non Substitutable | 250.2484 | 259.6785 | 265.088 | 270.5932 | 278.453 | 288.8171 | 299.5833 | 310.8027 | 322.4879
| Domestic Heat | 36.4765 | 33.2876 | 28.4627 | 23.7573 | 22.9332 | 17.1388 | 44.8151 | 65.1087 | 81.6253
| Service Heat | 28.3021 | 26.9762 | 23.6983 | 26.3648 | 20.6616 | 18.1823 | 18.633 | 19.6262 | 23.152
| Industry Heat | 32.6094 | 22.433 | 18.4092 | 13.0499 | 6.8043 | 4.6655 | 5.1098 | 5.3328 | 5.7547
| Transport |  | 0.13568 | 1.445 | 4.2662 | 16.3335 | 29.1577 | 33.2262 | 42.3232 | 53.3954
| Conversion | 0.11893 | 0.19667 | 0.18746 | 0.19525 | 2.959 | 2.866 | 2.8828 | 2.8827 | 4.9495
| Other | 1.9893e-09 | 1.7191e-08 | 4.6431e-08 | 0.1065 | 0.26054 | 1.1446 | 1.316 | 1.3285 | 0.82912
| Exports |  | 7.7422e-09 |  | 3.9474e-08 | 7.3522 | 26.9818 | 33.0521 | 39.7697 | 43.6952

## Figure 62
Figure 62: Proportion of interconnection in comparison with installed capacity
|  | 2013/14 | 2014/15 | 2015/16 | 2016/17 | 2017/18 | 2018/19 | 2019/20 | 2020/21 | 2021/22 | 2022/23 | 2023/24 | 2024/25 | 2025/26 | 2026/27 | 2027/28 | 2028/29 | 2029/30 | 2030/31 | 2031/32 | 2032/33 | 2033/34 | 2034/35 | 2035/36
| Gone Green | 4.486% | 4.581% | 4.653% | 4.521% | 4.362% | 5.407% | 6.176% | 6.49% | 6.693% | 7.684% | 7.917% | 8.116% | 8.333% | 8.527% | 8.366% | 8.984% | 8.844% | 10.73% | 10.51% | 10.37% | 10.18% | 9.952% | 9.816%
| Slow Progression | 4.486% | 4.581% | 4.653% | 4.535% | 4.478% | 4.482% | 5.491% | 6.41% | 6.265% | 6.063% | 5.872% | 5.695% | 6.766% | 6.631% | 6.563% | 6.514% | 6.477% | 7.266% | 7.992% | 7.962% | 7.929% | 7.892% | 9.373%
| No Progression | 4.486% | 4.581% | 4.654% | 4.579% | 4.546% | 4.533% | 4.52% | 5.579% | 5.59% | 6.522% | 6.445% | 6.371% | 6.305% | 6.298% | 6.332% | 6.314% | 6.318% | 7.651% | 7.63% | 7.603% | 7.613% | 7.587% | 7.566%
| Low Carbon Life | 4.486% | 4.577% | 4.633% | 4.425% | 4.312% | 4.272% | 5.196% | 4.977% | 5.73% | 5.59% | 5.458% | 5.356% | 5.287% | 5.258% | 5.244% | 6.338% | 6.3% | 6.258% | 6.221% | 6.158% | 6.121% | 6.057% | 6.019%

## Figure 63
Figure 63: NaS battery: comparison of total costs against revenue over 15 year lifetime
|  | STOR |  | Fast Reserve
|  | Small capacity | Large capacity | Small capacity | Large capacity
| Total cost over lifetime | 7076473.5082 | 212674525.6531 | 128066002 | 232924125.6531
| Revenue over lifetime | 1585710 | 52857000 | 66589500 | 133179000

## Figure 64
Figure 64: Li-ion battery: comparison of total costs against revenue over 15 year lifetime
|  | STOR |  | Fast Reserve
|  | Small capacity | Large capacity | Small capacity | Large capacity
| Total cost over lifetime | 10724132.212 | 71518994.5001 | 187267671.6973 | 365673270.6484
| Revenue over lifetime | 1585710 | 5285700 | 66589500 | 66589500

## Figure 65
Figure 65: PHES: comparison of total costs against revenue over 60 year lifetime
|  | STOR |  | Fast Reserve
|  | Small capacity | Large capacity | Small capacity | Large capacity
| Total cost over lifetime | 653119951.1234 | 2860184835.7972 | 863115802.9752 | 2960310253.7622
| Revenue over lifetime | 591998400 | 2537136000 | 1491604800 | 2130864000

## Figure 66
Figure 66: Below ground CAES: comparison of total costs against revenue over 40 year lifetime
|  | STOR |  | Fast Reserve
|  | Small capacity | Large capacity | Small capacity | Large capacity
| Total cost over lifetime | 96817409.1679 | 705001305.4768 | 125745409.1679 | 918942423.3928
| Revenue over lifetime | 70476000 | 575084160 | 177572000 | 1420576000

## Figure 67
Figure 67: Above ground CAES: comparison of total costs against revenue over 40 year lifetime
|  | STOR |  | Fast Reserve
|  | Small capacity | Large capacity | Small capacity | Large capacity
| Total cost over lifetime | 99207225.5467 | 101425592.4315 | 144206336.6578 | 130353592.4315
| Revenue over lifetime | 70476000 | 70476000 | 177572000 | 177572000

## Figure 69
FIGURE 69 - Gone Green Generation Background
Installed Capacity (MW)
|  | 2013/14 | 2014/15 | 2015/16 | 2016/17 | 2017/18 | 2018/19 | 2019/20 | 2020/21 | 2021/22 | 2022/23 | 2023/24 | 2024/25 | 2025/26 | 2026/27 | 2027/28 | 2028/29 | 2029/30 | 2030/31 | 2031/32 | 2032/33 | 2033/34 | 2034/35 | 2035/36
| Nuclear | 9471 | 9471 | 8981 | 8981 | 8981 | 8981 | 8981 | 8981 | 8981 | 8981 | 7774 | 7329 | 6383 | 8371 | 7763 | 7352 | 9022 | 9022 | 10692 | 10692 | 10692 | 10692 | 10692
| Coal | 20454 | 18116 | 16238 | 15029 | 14458 | 10135 | 9159 | 7217 | 5217 | 5217 | 3264 | 3264 | 3264 | 3264 | 3264 | 3264 | 638 | 0 | 0 | 0 | 0 | 0 | 0
| Gas | 30760 | 28878 | 29320 | 30910 | 31620 | 31620 | 33085 | 34085 | 35405 | 34224 | 36410 | 36165 | 36575 | 34589 | 35089 | 34820 | 34419 | 33729 | 31829 | 31829 | 31829 | 31904 | 31904
| CHP | 4037.8 | 4092.604 | 4198.4144 | 4253.7977 | 4309.1811 | 4854.5645 | 4909.9479 | 4965.3312 | 5020.7146 | 5076.098 | 4830.867 | 4888.2504 | 4945.6337 | 5003.0171 | 5060.4005 | 5117.7839 | 5175.1672 | 5232.5506 | 5289.934 | 5347.3174 | 5404.7007 | 5462.0841 | 5519.4675
| CCS | 0 | 0 | 0 | 0 | 0 | 0 | 0 | 0 | 0 | 0 | 0 | 304 | 304 | 304 | 1104 | 1104 | 2242 | 4522 | 6164 | 6664 | 8164 | 9564 | 10964
| Interconnectors | 4000 | 4000 | 4000 | 4000 | 4000 | 5000 | 6000 | 6000 | 6000 | 7400 | 7400 | 7400 | 7400 | 7400 | 7400 | 8400 | 8400 | 11400 | 11400 | 11400 | 11400 | 11400 | 11400
| Onshore Wind | 6726.67 | 7130.4437 | 7905.1652 | 8844.4883 | 9977.509 | 11447.7956 | 12514.8807 | 13668.8032 | 14640.864 | 15604.3349 | 16537.3369 | 17276.4815 | 18093.3623 | 18808.5563 | 18967.6239 | 19036.1099 | 19096.5442 | 19149.4426 | 19195.3077 | 19266.2264 | 19331.47 | 19391.4072 | 19446.4036
| Offshore Wind | 4083 | 4616 | 5041 | 5125.3 | 6390.6 | 7455.9 | 9145.9 | 12580.9 | 16250.9 | 19075.9 | 21545.9 | 24338.9 | 26586.9 | 28494.9 | 29354.9 | 30214.9 | 31074.9 | 31934.9 | 32794.9 | 33654.9 | 34154.9 | 35374.9 | 35374.9
| Solar | 2262.9 | 3426.2524 | 4222.64 | 4760.3564 | 5347.6558 | 5989.2453 | 6690.2873 | 7456.445 | 8229.0765 | 9008.6612 | 9795.7069 | 10590.7517 | 11394.3658 | 12207.1533 | 13029.7544 | 13862.8475 | 14707.1516 | 15563.4284 | 16432.4854 | 17315.1781 | 18212.4132 | 19125.1516 | 20054.4117
| Biomass | 1862 | 2435.1626 | 2124.3253 | 3037.4879 | 3040.6506 | 3773.8132 | 3776.9758 | 3780.1385 | 3883.3011 | 4286.4638 | 4289.6264 | 4292.789 | 4295.9517 | 4299.1143 | 4302.277 | 4305.4396 | 4308.6022 | 4311.7649 | 4314.9275 | 4318.0902 | 4321.2528 | 4324.4154 | 4327.5781
| Other Renewables | 2892.76 | 2959.9027 | 3048.7839 | 3123.4091 | 3229.6961 | 3317.5731 | 3416.977 | 3501.8516 | 3641.8255 | 3747.2587 | 3918.5563 | 4095.1727 | 4399.4329 | 4768.0832 | 5238.7504 | 5638.1296 | 6051.9904 | 6325.1837 | 6593.1092 | 6842.7556 | 7184.1131 | 7397.1733 | 7701.929
| Other | 4445 | 4445 | 3572 | 3572 | 3572 | 3572 | 3572 | 3431 | 3431 | 3431 | 4043 | 4043 | 4043 | 4043 | 4043 | 4793 | 5509 | 5509 | 5509 | 5509 | 5509 | 5509 | 5509
| Total | 90995.13 | 89570.3654 | 88651.3287 | 91636.8394 | 94926.2926 | 96146.8916 | 101251.9687 | 105667.4695 | 110700.6818 | 116051.7165 | 119808.9936 | 123987.3453 | 127684.6464 | 131551.8242 | 134616.7061 | 137908.2105 | 140644.3557 | 146699.2703 | 150214.6638 | 152838.4676 | 156202.8498 | 160144.1316 | 162893.6899
| ACS Peak Demand | 60493.9355 | 60741.0766 | 60585.5783 | 60281.375 | 59843.2351 | 59517.5472 | 59399.1093 | 59294.7912 | 59075.6082 | 58952.2457 | 58861.4106 | 58728.1207 | 58692.3302 | 59021.22 | 59725.379 | 60330.6134 | 61122.4953 | 62063.5731 | 63124.3592 | 63975.9206 | 65154.2343 | 66564.4398 | 68140.1439
Transmission - Installed Capacity
|  | 2013/14 | 2014/15 | 2015/16 | 2016/17 | 2017/18 | 2018/19 | 2019/20 | 2020/21 | 2021/22 | 2022/23 | 2023/24 | 2024/25 | 2025/26 | 2026/27 | 2027/28 | 2028/29 | 2029/30 | 2030/31 | 2031/32 | 2032/33 | 2033/34 | 2034/35 | 2035/36
| Biomass | 1467 | 2037 | 1723 | 2633 | 2633 | 3363 | 3363 | 3363 | 3463 | 3863 | 3863 | 3863 | 3863 | 3863 | 3863 | 3863 | 3863 | 3863 | 3863 | 3863 | 3863 | 3863 | 3863
| CCS | 0 | 0 | 0 | 0 | 0 | 0 | 0 | 0 | 0 | 0 | 0 | 304 | 304 | 304 | 1104 | 1104 | 2242 | 4522 | 6164 | 6664 | 8164 | 9564 | 10964
| Coal | 20454 | 18116 | 16238 | 15029 | 14458 | 10135 | 9159 | 7217 | 5217 | 5217 | 3264 | 3264 | 3264 | 3264 | 3264 | 3264 | 638 | 0 | 0 | 0 | 0 | 0 | 0
| Gas | 30188 | 28306 | 28748 | 30263 | 30973 | 30973 | 32363 | 33363 | 34683 | 33427 | 35613 | 35368 | 35703 | 33717 | 34217 | 33873 | 33472 | 32782 | 30807 | 30807 | 30807 | 30807 | 30807
| CHP | 1699 | 1699 | 1699 | 1699 | 1699 | 2189 | 2189 | 2189 | 2189 | 2189 | 2034 | 2034 | 2034 | 2034 | 2034 | 2034 | 2034 | 2034 | 2034 | 2034 | 2034 | 2034 | 2034
| Hydro | 1122 | 1122 | 1122 | 1122 | 1122 | 1122 | 1122 | 1122 | 1122 | 1122 | 1122 | 1122 | 1122 | 1122 | 1122 | 1122 | 1122 | 1122 | 1122 | 1122 | 1122 | 1122 | 1122
| Interconnector | 4000 | 4000 | 4000 | 4000 | 4000 | 5000 | 6000 | 6000 | 6000 | 7400 | 7400 | 7400 | 7400 | 7400 | 7400 | 8400 | 8400 | 11400 | 11400 | 11400 | 11400 | 11400 | 11400
| Marine | 0 | 0 | 0 | 0 | 10 | 20 | 20 | 20 | 50 | 60 | 110 | 179 | 313 | 524 | 809 | 1034 | 1244 | 1331 | 1391 | 1451 | 1581 | 1601 | 1691
| Nuclear | 9471 | 9471 | 8981 | 8981 | 8981 | 8981 | 8981 | 8981 | 8981 | 8981 | 7774 | 7329 | 6383 | 8371 | 7763 | 7352 | 9022 | 9022 | 10692 | 10692 | 10692 | 10692 | 10692
| Oil | 1123 | 1123 | 250 | 250 | 250 | 250 | 250 | 109 | 109 | 109 | 109 | 109 | 109 | 109 | 109 | 109 | 75 | 75 | 75 | 75 | 75 | 75 | 75
| Pumped_Storage | 2744 | 2744 | 2744 | 2744 | 2744 | 2744 | 2744 | 2744 | 2744 | 2744 | 3356 | 3356 | 3356 | 3356 | 3356 | 4106 | 4856 | 4856 | 4856 | 4856 | 4856 | 4856 | 4856
| Wind Onshore | 3669 | 3799 | 4267 | 4894 | 5670 | 6771 | 7410 | 8115 | 9000 | 9835 | 10651 | 11284 | 12005 | 12634 | 12716 | 12716 | 12716 | 12716 | 12716 | 12716 | 12716 | 12716 | 12716
| Wind Offshore | 3368 | 3895 | 4320 | 4320 | 5552 | 6584 | 8274 | 11709 | 15379 | 18204 | 20674 | 23467 | 25715 | 27623 | 28483 | 29343 | 30203 | 31063 | 31923 | 32783 | 33283 | 34503 | 34503
| Total | 79305 | 76312 | 74092 | 75935 | 78092 | 78132 | 81875 | 84932 | 88937 | 93151 | 95970 | 99079 | 101571 | 104321 | 106240 | 108320 | 109887 | 114786 | 117043 | 118463 | 120593 | 123233 | 124723
Distributed Generation - Installed Capacity
|  | 2013/14 | 2014/15 | 2015/16 | 2016/17 | 2017/18 | 2018/19 | 2019/20 | 2020/21 | 2021/22 | 2022/23 | 2023/24 | 2024/25 | 2025/26 | 2026/27 | 2027/28 | 2028/29 | 2029/30 | 2030/31 | 2031/32 | 2032/33 | 2033/34 | 2034/35 | 2035/36
| Hydro | 427.9 | 428 | 448 | 448 | 468 | 468 | 488 | 488 | 508 | 508 | 528 | 528 | 548 | 548 | 568 | 568 | 588 | 588 | 608 | 608 | 628 | 628 | 648
| Solar | 537 | 1342.5 | 1745.25 | 1849.965 | 1960.9629 | 2078.6207 | 2203.3379 | 2335.5382 | 2475.6705 | 2624.2107 | 2781.6634 | 2948.5632 | 3125.4769 | 3313.0056 | 3511.7859 | 3722.493 | 3945.8426 | 4182.5932 | 4433.5488 | 4699.5617 | 4981.5354 | 5280.4275 | 5597.2532
| Wind Onshore | 3021 | 3290.2772 | 3592.4572 | 3900.148 | 4252.4438 | 4616.9108 | 5040.0801 | 5483.9884 | 5565.634 | 5688.2563 | 5798.9419 | 5898.2648 | 5986.7781 | 6065.0153 | 6133.4895 | 6192.6946 | 6243.1056 | 6285.1788 | 6319.3526 | 6377.6449 | 6429.2518 | 6474.4614 | 6513.552
| Wind Offshore | 715 | 721 | 721 | 805.3 | 838.6 | 871.9 | 871.9 | 871.9 | 871.9 | 871.9 | 871.9 | 871.9 | 871.9 | 871.9 | 871.9 | 871.9 | 871.9 | 871.9 | 871.9 | 871.9 | 871.9 | 871.9 | 871.9
| Thermal | 3266.8 | 3304.6072 | 3342.4144 | 3452.4144 | 3487.4144 | 3522.4144 | 3632.4144 | 3667.4144 | 3702.4144 | 3812.4144 | 3701.8 | 3738.8 | 3850.8 | 3887.8 | 3924.8 | 4036.8 | 4073.8 | 4110.8 | 4222.8 | 4259.8 | 4296.8 | 4408.8 | 4445.8
| Other Renewable | 1429.81 | 1475.3472 | 1573.3443 | 1625.0767 | 1678.0781 | 1732.2729 | 1787.5938 | 1843.9809 | 1901.3802 | 1959.7428 | 2019.0246 | 2079.1852 | 2176.0057 | 2273.634 | 2372.0387 | 2471.1908 | 2571.0633 | 2671.6313 | 2772.8713 | 2874.7616 | 2977.2816 | 3080.4121 | 3184.135
| Biomass | 395 | 398.1626 | 401.3253 | 404.4879 | 407.6506 | 410.8132 | 413.9758 | 417.1385 | 420.3011 | 423.4638 | 426.6264 | 429.789 | 432.9517 | 436.1143 | 439.277 | 442.4396 | 445.6022 | 448.7649 | 451.9275 | 455.0902 | 458.2528 | 461.4154 | 464.5781
| Marine | 12.9 | 12.9 | 12.9 | 16.9 | 20.9 | 24.9 | 28.9 | 36.9 | 44.9 | 52.9 | 60.9 | 68.9 | 76.9 | 84.9 | 92.9 | 100.9 | 108.9 | 108.9 | 108.9 | 108.9 | 108.9 | 108.9 | 108.9
| Total | 9805.41 | 10972.7942 | 11836.6911 | 12502.2919 | 13114.0497 | 13725.8319 | 14466.2021 | 15144.8604 | 15490.2001 | 15940.888 | 16188.8563 | 16563.4021 | 17068.8125 | 17480.3691 | 17914.191 | 18406.418 | 18848.2138 | 19267.7682 | 19789.3003 | 20255.6583 | 20751.9216 | 21314.3164 | 21834.1182
Micro Generation - Installed Capacity
|  | 2013/14 | 2014/15 | 2015/16 | 2016/17 | 2017/18 | 2018/19 | 2019/20 | 2020/21 | 2021/22 | 2022/23 | 2023/24 | 2024/25 | 2025/26 | 2026/27 | 2027/28 | 2028/29 | 2029/30 | 2030/31 | 2031/32 | 2032/33 | 2033/34 | 2034/35 | 2035/36
| Solar | 1725.9 | 2083.7524 | 2477.39 | 2910.3914 | 3386.6929 | 3910.6246 | 4486.9494 | 5120.9068 | 5753.406 | 6384.4505 | 7014.0435 | 7642.1886 | 8268.8888 | 8894.1477 | 9517.9685 | 10140.3545 | 10761.3089 | 11380.8353 | 11998.9366 | 12615.6164 | 13230.8778 | 13844.7241 | 14457.1585
| Wind | 36.67 | 41.1665 | 45.708 | 50.3403 | 55.0653 | 59.8847 | 64.8006 | 69.8148 | 75.2301 | 81.0786 | 87.395 | 94.2167 | 101.5842 | 109.541 | 118.1344 | 127.4153 | 137.4386 | 148.2638 | 159.9551 | 172.5816 | 186.2182 | 200.9458 | 216.8516
| Hydro | 122.15 | 160.6523 | 199.5396 | 238.8158 | 278.4847 | 318.5503 | 359.0166 | 399.8876 | 444.8456 | 494.2995 | 548.6987 | 608.5379 | 674.3609 | 746.7663 | 826.4122 | 914.0227 | 1010.3943 | 1116.403 | 1223.4718 | 1331.6113 | 1440.8322 | 1551.1453 | 1662.5615
| Total | 1884.72 | 2285.5712 | 2722.6376 | 3199.5475 | 3720.2429 | 4289.0597 | 4910.7667 | 5590.6091 | 6273.4817 | 6959.8285 | 7650.1372 | 8344.9431 | 9044.8339 | 9750.455 | 10462.5151 | 11181.7925 | 11909.1419 | 12645.5021 | 13382.3635 | 14119.8093 | 14857.9282 | 15596.8152 | 16336.5717

## Figure 70
FIGURE 70 - Gone Green Generation Output
Output (TWh)
|  | 2013/14 | 2014/15 | 2015/16 | 2016/17 | 2017/18 | 2018/19 | 2019/20 | 2020/21 | 2021/22 | 2022/23 | 2023/24 | 2024/25 | 2025/26 | 2026/27 | 2027/28 | 2028/29 | 2029/30 | 2030/31 | 2031/32 | 2032/33 | 2033/34 | 2034/35 | 2035/36
| Nuclear | 62.6268 | 62.6268 | 59.5613 | 59.3867 | 59.3867 | 59.3867 | 59.5613 | 59.3867 | 59.3862 | 59.3807 | 51.554 | 48.271 | 42.0162 | 54.7622 | 50.9403 | 47.9117 | 58.7398 | 58.7499 | 69.504 | 69.4673 | 69.4503 | 69.3709 | 69.4392
| Coal | 133.5903 | 118.0214 | 108.673 | 99.9193 | 97.8572 | 67.8011 | 59.5015 | 17.6342 | 15.2503 | 14.4987 | 13.9324 | 13.2697 | 13.3271 | 11.7326 | 12.2161 | 13.2198 | 2.0465 | 1.8361 | 1.8361 | 1.8361 | 1.8361 | 1.8361 | 1.8361
| Gas | 73.7299 | 75.3573 | 84.9484 | 84.2111 | 76.6148 | 88.0698 | 81.7834 | 106.3071 | 100.5209 | 94.4648 | 99.0932 | 97.1209 | 101.2986 | 90.1413 | 92.6719 | 100.2785 | 99.7631 | 92.3588 | 74.5129 | 71.2991 | 64.5987 | 57.8937 | 54.0412
| CCS Coal | 0 | 0 | 0 | 0 | 0 | 0 | 0 | 0 | 0 | 0 | 0 | 2.9059 | 2.9523 | 2.7437 | 2.7653 | 2.8645 | 6.6935 | 17.3749 | 21.7818 | 21.1719 | 28.1778 | 28.8879 | 27.5677
| CCS Gas | 0 | 0 | 0 | 0 | 0 | 0 | 0 | 0 | 0 | 0 | 0 | 0 | 0 | 0 | 5.6185 | 5.7518 | 9.0323 | 12.6128 | 15.0552 | 17.9946 | 17.9415 | 23.0497 | 31.2999
| Imports | 17.7876 | 25.7129 | 25.3133 | 24.7755 | 24.3068 | 28.9475 | 33.3909 | 36.4458 | 31.5035 | 27.5662 | 22.4983 | 17.3076 | 12.1782 | 10.4093 | 8.6641 | 6.9993 | 5.1975 | 3.5279 | 3.5279 | 3.5279 | 3.5279 | 3.5279 | 3.5279
| Wind | 30.3003 | 33.1484 | 36.6157 | 39.2172 | 46.2939 | 53.5328 | 61.9883 | 76.2157 | 90.9137 | 102.7877 | 113.6764 | 124.6566 | 134.2868 | 142.5504 | 146.3229 | 149.2005 | 152.4233 | 155.6493 | 158.8585 | 162.1295 | 164.1884 | 168.631 | 169.0001
| Solar | 1.727 | 2.7539 | 3.4179 | 3.8222 | 4.263 | 4.7435 | 5.2676 | 5.8393 | 6.4175 | 7.0029 | 7.5959 | 8.1969 | 8.8065 | 9.4254 | 10.0541 | 10.6934 | 11.3437 | 12.006 | 12.681 | 13.3695 | 14.0724 | 14.7906 | 15.5251
| Biomass | 10.927 | 14.4335 | 12.548 | 17.8653 | 17.8765 | 22.2765 | 22.3431 | 22.3408 | 22.7179 | 24.5402 | 24.745 | 24.6908 | 24.7785 | 24.1572 | 24.6014 | 24.7797 | 24.5511 | 24.6885 | 24.0862 | 23.9707 | 23.9405 | 23.7582 | 23.9291
| Other Renewables | 6.3462 | 6.478 | 6.8438 | 7.0028 | 7.1671 | 7.3365 | 7.5107 | 7.6895 | 7.8726 | 8.0598 | 8.2509 | 8.4458 | 8.8231 | 9.2038 | 9.5879 | 9.9752 | 10.3655 | 10.7588 | 11.155 | 11.5539 | 11.9555 | 12.3597 | 12.7665
| Hydro/Pumped Storage/Marine | 7.0196 | 7.0337 | 7.1228 | 7.1296 | 7.2391 | 7.2919 | 7.3932 | 7.4118 | 7.5886 | 7.6554 | 8.459 | 8.6682 | 9.1334 | 9.7525 | 10.6574 | 11.9655 | 13.3179 | 13.5874 | 13.8431 | 14.0448 | 14.4965 | 14.596 | 14.9461
| Oil/Others | 0.064327 | 0.065587 | 0.05468 | 0.05468 | 0.05468 | 0.05468 | 0.05468 | 0.05468 | 0.05468 | 0.05468 | 0.05468 | 0.05468 | 0.05468 | 0.05468 | 0.05468 | 0.05468 | 0.05468 | 0.05468 | 0.05468 | 0.05468 | 0.05468 | 0.05468 | 0.05468
|  | 344.119 | 345.6314 | 345.0988 | 343.3843 | 341.0597 | 339.4409 | 338.7946 | 339.3255 | 342.2259 | 346.0111 | 349.8597 | 353.588 | 357.6554 | 364.9333 | 374.1547 | 383.6946 | 393.5289 | 403.2052 | 406.8963 | 410.4199 | 414.2403 | 418.7564 | 423.9335
| Emissions (gCO2/kWh) | 403.3572 | 395.9803 | 388.6034 | 344.5034 | 300.4034 | 256.3034 | 212.2034 | 174.0563 | 169.3563 | 164.6563 | 159.9563 | 155.2563 | 150.6533 | 132.0533 | 113.4533 | 94.8533 | 76.2533 | 57.4257 | 53.9257 | 50.4257 | 46.9257 | 43.4257 | 39.9527

## Figure 71 - 74
FIGURES 71 - 74 - Gone Green Power Supply Landscape at 2020/21 and 2035/36
Installed Capacity (MW)
|  |  | 2013/14 | 2020/21 | 2035/36
|  | Nuclear | 9471 | 8981 | 10692
|  | Coal | 20454 | 7217 | 0
|  | Gas | 30760 | 34085 | 31904
|  | CHP | 4037.8 | 4965.3312 | 5519.4675
|  | CCS | 0 | 0 | 10964
|  | Interconnectors | 4000 | 6000 | 11400
|  | Onshore Wind | 6726.67 | 13668.8032 | 19446.4036
|  | Offshore Wind | 4083 | 12580.9 | 35374.9
|  | Solar | 2262.9 | 7456.445 | 20054.4117
|  | Biomass | 1862 | 3780.1385 | 4327.5781
|  | Other Renewables | 2892.76 | 3501.8516 | 7701.929
|  | Other | 4445 | 3431 | 5509
|  | Total | 90995.13 | 105667.4695 | 162893.6899
|  | ACS Peak Demand | 60493.9355 | 59294.7912 | 68140.1439
Output (TWh)
|  |  | 2013/14 | 2020/21 | 2035/36
|  | Nuclear | 62.6268 | 59.3867 | 69.4392
|  | Coal | 133.5903 | 17.6342 | 1.8361
|  | Gas | 73.7299 | 106.3071 | 54.0412
|  | CCS Coal | 0 | 0 | 27.5677
|  | CCS Gas | 0 | 0 | 31.2999
|  | Imports | 17.7876 | 36.4458 | 3.5279
|  | Wind | 30.3003 | 76.2157 | 169.0001
|  | Solar | 1.727 | 5.8393 | 15.5251
|  | Biomass | 10.927 | 22.3408 | 23.9291
|  | Other Renewables | 6.3462 | 7.6895 | 12.7665
|  | Hydro/Pumped Storage/Marine | 7.0196 | 7.4118 | 14.9461
|  | Oil/Others | 0.064327 | 0.05468 | 0.05468
|  |  | 344.119 | 339.3255 | 423.9335
|  | Emissions (gCO2/kWh) | 403.3572 | 174.0563 | 39.9527
Figure 3
All figure numbers may have changed

## Figure 75
FIGURE 75 - Slow Progression Generation Background
Installed Capacity (MW)
|  | 2013/14 | 2014/15 | 2015/16 | 2016/17 | 2017/18 | 2018/19 | 2019/20 | 2020/21 | 2021/22 | 2022/23 | 2023/24 | 2024/25 | 2025/26 | 2026/27 | 2027/28 | 2028/29 | 2029/30 | 2030/31 | 2031/32 | 2032/33 | 2033/34 | 2034/35 | 2035/36
| Nuclear | 9471 | 9471 | 8981 | 8981 | 8981 | 8981 | 8981 | 8981 | 8981 | 8981 | 8981 | 7122 | 5179 | 5179 | 5768 | 4552 | 6222 | 6222 | 7892 | 7892 | 7892 | 7892 | 7892
| Coal | 20454 | 18116 | 16238 | 15029 | 14458 | 12342 | 10398 | 7855 | 5855 | 5855 | 3902 | 3902 | 3902 | 3902 | 3902 | 3902 | 1914 | 1914 | 1914 | 1914 | 1914 | 1914 | 1914
| Gas | 30760 | 28878 | 29320 | 30910 | 31620 | 32540 | 32615 | 34250 | 35811 | 35320 | 36690 | 37682 | 38752 | 38257 | 36880 | 37630 | 37630 | 36250 | 34635 | 34215 | 34215 | 34290 | 34290
| CHP (Thermal & Renewable) | 4037.8 | 4092.604 | 4198.4144 | 4253.7977 | 4309.1811 | 4364.5645 | 4754.9479 | 4810.3312 | 4865.7146 | 4921.098 | 4830.867 | 4888.2504 | 4945.6337 | 5003.0171 | 5060.4005 | 5117.7839 | 5175.1672 | 5232.5506 | 5289.934 | 5347.3174 | 5404.7007 | 5462.0841 | 5519.4675
| CCS | 0 | 0 | 0 | 0 | 0 | 0 | 0 | 0 | 0 | 0 | 0 | 0 | 0 | 0 | 304 | 304 | 304 | 1104 | 1104 | 1504 | 1504 | 1504 | 1504
| Interconnectors | 4000 | 4000 | 4000 | 4000 | 4000 | 4000 | 5000 | 6000 | 6000 | 6000 | 6000 | 6000 | 7400 | 7400 | 7400 | 7400 | 7400 | 8400 | 9400 | 9400 | 9400 | 9400 | 11400
| Onshore Wind | 6726.67 | 7128.1732 | 7900.8018 | 8838.1861 | 9554.4446 | 10424.1708 | 11036.9251 | 12157.7769 | 12893.4054 | 13509.0505 | 14559.7991 | 15433.2255 | 15883.8835 | 16272.3068 | 16345.0089 | 16449.4843 | 16504.2082 | 16550.6375 | 16589.211 | 16651.9468 | 16708.0418 | 16757.7843 | 16801.4532
| Offshore Wind | 4083 | 4616 | 5041 | 5125.3 | 5158.6 | 5191.9 | 5921.9 | 7201.9 | 9106.9 | 11878.9 | 14520.9 | 17475.9 | 20165.9 | 22208.9 | 23391.9 | 24214.9 | 24714.9 | 25214.9 | 25714.9 | 25714.9 | 25714.9 | 25714.9 | 25714.9
| Solar | 2262.9 | 3263.5922 | 3861.5344 | 4165.3455 | 4479.4213 | 4804.2187 | 5140.2182 | 5487.9265 | 5845.7218 | 6214.1017 | 6593.5924 | 6984.7507 | 7388.1655 | 7804.4602 | 8234.2943 | 8678.3657 | 9137.4131 | 9612.2186 | 10103.6096 | 10612.4623 | 11139.7042 | 11686.3171 | 12253.3409
| Biomass | 1862 | 2435.1626 | 2124.3253 | 2757.4879 | 2760.6506 | 2763.8132 | 3046.9758 | 3050.1385 | 3053.3011 | 3056.4638 | 3059.6264 | 3062.789 | 3065.9517 | 3069.1143 | 3072.277 | 3075.4396 | 3078.6022 | 3081.7649 | 3084.9275 | 3088.0902 | 3091.2528 | 3094.4154 | 3097.5781
| Other Renewables (Marine/Hydro/Other) | 2892.76 | 2959.9027 | 3048.7839 | 3123.4091 | 3229.6961 | 3317.5731 | 3416.977 | 3501.8516 | 3631.8255 | 3727.2587 | 3848.5563 | 3995.1727 | 4209.4329 | 4423.0832 | 4638.7504 | 4843.1296 | 5076.9904 | 5290.1837 | 5498.1092 | 5687.7556 | 5899.1131 | 6092.1733 | 6306.929
| Other (Oil/Diesel/Pumped Storage) | 4445 | 4445 | 3572 | 3572 | 3572 | 3572 | 3572 | 3521 | 3481 | 3481 | 3481 | 3431 | 3431 | 3431 | 3431 | 3431 | 3431 | 3431 | 3431 | 3431 | 3431 | 3431 | 3431
| Total | 90995.13 | 89405.4347 | 88285.8597 | 90755.5262 | 92122.9937 | 92301.2402 | 93883.944 | 96816.9247 | 99524.8684 | 102943.8726 | 106467.3412 | 109977.0883 | 114322.9674 | 116949.8816 | 118427.631 | 119598.1031 | 120588.2812 | 122303.2553 | 124656.6913 | 125458.4722 | 126313.7126 | 127238.6743 | 130124.6687
| ACS Peak Demand | 60493.9355 | 60740.2819 | 60453.3404 | 60200.7166 | 59940.2729 | 59744.2964 | 59627.8784 | 59461.278 | 59235.6392 | 59066.2442 | 58887.2738 | 58665.0936 | 58261.4216 | 57861.6918 | 57514.3362 | 57246.151 | 57030.4216 | 56970.8615 | 57027.608 | 57110.2787 | 57158.3629 | 57275.9595 | 57428.2151
Transmission - Installed Capacity
|  | 2013/14 | 2014/15 | 2015/16 | 2016/17 | 2017/18 | 2018/19 | 2019/20 | 2020/21 | 2021/22 | 2022/23 | 2023/24 | 2024/25 | 2025/26 | 2026/27 | 2027/28 | 2028/29 | 2029/30 | 2030/31 | 2031/32 | 2032/33 | 2033/34 | 2034/35 | 2035/36
| Biomass | 1467 | 2037 | 1723 | 2353 | 2353 | 2353 | 2633 | 2633 | 2633 | 2633 | 2633 | 2633 | 2633 | 2633 | 2633 | 2633 | 2633 | 2633 | 2633 | 2633 | 2633 | 2633 | 2633
| CCS | 0 | 0 | 0 | 0 | 0 | 0 | 0 | 0 | 0 | 0 | 0 | 0 | 0 | 0 | 304 | 304 | 304 | 1104 | 1104 | 1504 | 1504 | 1504 | 1504
| Coal | 20454 | 18116 | 16238 | 15029 | 14458 | 12342 | 10398 | 7855 | 5855 | 5855 | 3902 | 3902 | 3902 | 3902 | 3902 | 3902 | 1914 | 1914 | 1914 | 1914 | 1914 | 1914 | 1914
| Gas | 30188 | 28306 | 28748 | 30263 | 30973 | 31893 | 31893 | 33528 | 35089 | 34523 | 35893 | 36885 | 37880 | 37385 | 36008 | 36683 | 36683 | 35303 | 33613 | 33193 | 33193 | 33193 | 33193
| CHP | 1699 | 1699 | 1699 | 1699 | 1699 | 1699 | 2034 | 2034 | 2034 | 2034 | 2034 | 2034 | 2034 | 2034 | 2034 | 2034 | 2034 | 2034 | 2034 | 2034 | 2034 | 2034 | 2034
| Hydro | 1122 | 1122 | 1122 | 1122 | 1122 | 1122 | 1122 | 1122 | 1122 | 1122 | 1122 | 1122 | 1122 | 1122 | 1122 | 1122 | 1122 | 1122 | 1122 | 1122 | 1122 | 1122 | 1122
| Interconnector | 4000 | 4000 | 4000 | 4000 | 4000 | 4000 | 5000 | 6000 | 6000 | 6000 | 6000 | 6000 | 7400 | 7400 | 7400 | 7400 | 7400 | 8400 | 9400 | 9400 | 9400 | 9400 | 11400
| Marine | 0 | 0 | 0 | 0 | 10 | 20 | 20 | 20 | 40 | 40 | 40 | 79 | 123 | 179 | 209 | 239 | 269 | 296 | 296 | 296 | 296 | 296 | 296
| Nuclear | 9471 | 9471 | 8981 | 8981 | 8981 | 8981 | 8981 | 8981 | 8981 | 8981 | 8981 | 7122 | 5179 | 5179 | 5768 | 4552 | 6222 | 6222 | 7892 | 7892 | 7892 | 7892 | 7892
| Oil | 1123 | 1123 | 250 | 250 | 250 | 250 | 250 | 199 | 159 | 159 | 159 | 109 | 109 | 109 | 109 | 109 | 109 | 109 | 109 | 109 | 109 | 109 | 109
| Pumped_Storage | 2744 | 2744 | 2744 | 2744 | 2744 | 2744 | 2744 | 2744 | 2744 | 2744 | 2744 | 2744 | 2744 | 2744 | 2744 | 2744 | 2744 | 2744 | 2744 | 2744 | 2744 | 2744 | 2744
| Wind Onshore | 3669 | 3799 | 4267 | 4894 | 5255 | 5757 | 5943 | 6616 | 7266 | 7755 | 8691 | 9461 | 9819 | 10125 | 10125 | 10166 | 10166 | 10166 | 10166 | 10166 | 10166 | 10166 | 10166
| Wind Offshore | 3368 | 3895 | 4320 | 4320 | 4320 | 4320 | 5050 | 6330 | 8235 | 11007 | 13649 | 16604 | 19294 | 21337 | 22520 | 23343 | 23843 | 24343 | 24843 | 24843 | 24843 | 24843 | 24843
| Total | 79305 | 76312 | 74092 | 75655 | 76165 | 75481 | 76068 | 78062 | 80158 | 82853 | 85848 | 88695 | 92239 | 94149 | 94878 | 95231 | 95443 | 96390 | 97870 | 97850 | 97850 | 97850 | 99850
Distributed Generation - Installed Capacity
|  | 2013/14 | 2014/15 | 2015/16 | 2016/17 | 2017/18 | 2018/19 | 2019/20 | 2020/21 | 2021/22 | 2022/23 | 2023/24 | 2024/25 | 2025/26 | 2026/27 | 2027/28 | 2028/29 | 2029/30 | 2030/31 | 2031/32 | 2032/33 | 2033/34 | 2034/35 | 2035/36
| Hydro | 427.9 | 428 | 448 | 448 | 468 | 468 | 488 | 488 | 508 | 508 | 528 | 528 | 548 | 548 | 568 | 568 | 588 | 588 | 608 | 608 | 628 | 628 | 648
| Solar | 537 | 1342.5 | 1745.25 | 1849.965 | 1960.9629 | 2078.6207 | 2203.3379 | 2335.5382 | 2475.6705 | 2624.2107 | 2781.6634 | 2948.5632 | 3125.4769 | 3313.0056 | 3511.7859 | 3722.493 | 3945.8426 | 4182.5932 | 4433.5488 | 4699.5617 | 4981.5354 | 5280.4275 | 5597.2532
| Wind Onshore | 3021 | 3290.2772 | 3592.4572 | 3900.148 | 4252.4438 | 4616.9108 | 5040.0801 | 5483.9884 | 5565.634 | 5688.2563 | 5798.9419 | 5898.2648 | 5986.7781 | 6065.0153 | 6133.4895 | 6192.6946 | 6243.1056 | 6285.1788 | 6319.3526 | 6377.6449 | 6429.2518 | 6474.4614 | 6513.552
| Wind Offshore | 715 | 721 | 721 | 805.3 | 838.6 | 871.9 | 871.9 | 871.9 | 871.9 | 871.9 | 871.9 | 871.9 | 871.9 | 871.9 | 871.9 | 871.9 | 871.9 | 871.9 | 871.9 | 871.9 | 871.9 | 871.9 | 871.9
| Thermal | 3266.8 | 3304.6072 | 3342.4144 | 3452.4144 | 3487.4144 | 3522.4144 | 3632.4144 | 3667.4144 | 3702.4144 | 3812.4144 | 3701.8 | 3738.8 | 3850.8 | 3887.8 | 3924.8 | 4036.8 | 4073.8 | 4110.8 | 4222.8 | 4259.8 | 4296.8 | 4408.8 | 4445.8
| Other Renewable | 1429.81 | 1475.3472 | 1573.3443 | 1625.0767 | 1678.0781 | 1732.2729 | 1787.5938 | 1843.9809 | 1901.3802 | 1959.7428 | 2019.0246 | 2079.1852 | 2176.0057 | 2273.634 | 2372.0387 | 2471.1908 | 2571.0633 | 2671.6313 | 2772.8713 | 2874.7616 | 2977.2816 | 3080.4121 | 3184.135
| Biomass | 395 | 398.1626 | 401.3253 | 404.4879 | 407.6506 | 410.8132 | 413.9758 | 417.1385 | 420.3011 | 423.4638 | 426.6264 | 429.789 | 432.9517 | 436.1143 | 439.277 | 442.4396 | 445.6022 | 448.7649 | 451.9275 | 455.0902 | 458.2528 | 461.4154 | 464.5781
| Marine | 12.9 | 12.9 | 12.9 | 16.9 | 20.9 | 24.9 | 28.9 | 36.9 | 44.9 | 52.9 | 60.9 | 68.9 | 76.9 | 84.9 | 92.9 | 100.9 | 108.9 | 108.9 | 108.9 | 108.9 | 108.9 | 108.9 | 108.9
| Total | 9805.41 | 10972.7942 | 11836.6911 | 12502.2919 | 13114.0497 | 13725.8319 | 14466.2021 | 15144.8604 | 15490.2001 | 15940.888 | 16188.8563 | 16563.4021 | 17068.8125 | 17480.3691 | 17914.191 | 18406.418 | 18848.2138 | 19267.7682 | 19789.3003 | 20255.6583 | 20751.9216 | 21314.3164 | 21834.1182
Micro Generation - Installed Capacity
|  | 2013/14 | 2014/15 | 2015/16 | 2016/17 | 2017/18 | 2018/19 | 2019/20 | 2020/21 | 2021/22 | 2022/23 | 2023/24 | 2024/25 | 2025/26 | 2026/27 | 2027/28 | 2028/29 | 2029/30 | 2030/31 | 2031/32 | 2032/33 | 2033/34 | 2034/35 | 2035/36
| Solar | 1725.9 | 1921.0922 | 2116.2844 | 2315.3805 | 2518.4584 | 2725.598 | 2936.8803 | 3152.3883 | 3370.0513 | 3589.891 | 3811.9291 | 4036.1876 | 4262.6886 | 4491.4546 | 4722.5084 | 4955.8726 | 5191.5705 | 5429.6254 | 5670.0608 | 5912.9006 | 6158.1688 | 6405.8896 | 6656.0877
| Wind | 36.67 | 38.896 | 41.3446 | 44.0381 | 47.0009 | 50.26 | 53.8449 | 57.7884 | 61.7714 | 65.7941 | 69.8571 | 73.9607 | 78.1054 | 82.2915 | 86.5194 | 90.7897 | 95.1026 | 99.4587 | 103.8583 | 108.302 | 112.79 | 117.323 | 121.9012
| Hydro | 122.15 | 160.6523 | 199.5396 | 238.8158 | 278.4847 | 318.5503 | 359.0166 | 399.8876 | 444.8456 | 494.2995 | 548.6987 | 608.5379 | 674.3609 | 746.7663 | 826.4122 | 914.0227 | 1010.3943 | 1116.403 | 1223.4718 | 1331.6113 | 1440.8322 | 1551.1453 | 1662.5615
| Total | 1884.72 | 2120.6405 | 2357.1686 | 2598.2343 | 2843.944 | 3094.4083 | 3349.7419 | 3610.0643 | 3876.6683 | 4149.9846 | 4430.4849 | 4718.6861 | 5015.1549 | 5320.5125 | 5635.44 | 5960.6851 | 6297.0674 | 6645.4871 | 6997.391 | 7352.8139 | 7711.791 | 8074.3579 | 8440.5505

## Figure 76
FIGURE 76 - Slow Progression Generation Output
Output (TWh)
|  | 2013/14 | 2014/15 | 2015/16 | 2016/17 | 2017/18 | 2018/19 | 2019/20 | 2020/21 | 2021/22 | 2022/23 | 2023/24 | 2024/25 | 2025/26 | 2026/27 | 2027/28 | 2028/29 | 2029/30 | 2030/31 | 2031/32 | 2032/33 | 2033/34 | 2034/35 | 2035/36
| Nuclear | 62.6268 | 62.6268 | 59.5613 | 59.3867 | 59.3867 | 59.3867 | 59.5613 | 59.3867 | 59.3867 | 59.3867 | 59.5613 | 47.0941 | 34.0565 | 34.0529 | 37.8183 | 29.6837 | 40.3257 | 40.1598 | 49.8299 | 49.6361 | 49.4097 | 49.1952 | 48.689
| Coal | 126.4429 | 111.7962 | 101.8087 | 96.6757 | 96.186 | 82.4723 | 69.3662 | 17.874 | 17.0017 | 16.7378 | 15.4923 | 15.4441 | 15.5004 | 14.7945 | 13.9446 | 14.1485 | 2.4535 | 2.4083 | 2.3376 | 2.3204 | 2.3126 | 2.3066 | 2.2994
| Gas | 77.7632 | 82.2157 | 91.9821 | 89.493 | 86.7319 | 90.4252 | 92.4796 | 132.2755 | 124.1618 | 113.554 | 102.9229 | 103.488 | 103.6668 | 93.4216 | 81.321 | 83.9025 | 81.7803 | 73.4208 | 62.2301 | 58.8611 | 57.2895 | 56.2673 | 54.3268
| CCS Coal | 0 | 0 | 0 | 0 | 0 | 0 | 0 | 0 | 0 | 0 | 0 | 0 | 0 | 0 | 1.9727 | 1.9999 | 1.8471 | 1.7323 | 1.5609 | 1.5086 | 1.483 | 1.4594 | 1.4187
| CCS Gas | 0 | 0 | 0 | 0 | 0 | 0 | 0 | 0 | 0 | 0 | 0 | 0 | 0 | 0 | 0 | 0 | 0 | 4.9738 | 4.5223 | 6.6267 | 6.5292 | 6.4562 | 6.3252
| Imports | 22 | 25.3617 | 24.5306 | 23.5654 | 22.6672 | 24.8697 | 28.9561 | 32.5274 | 31.572 | 30.6167 | 29.7426 | 28.706 | 28.8006 | 29.2732 | 29.8273 | 30.2184 | 30.691 | 31.7432 | 32.626 | 33.5087 | 34.3914 | 35.2742 | 37.7856
| Wind | 30.3003 | 33.1484 | 36.6157 | 39.2172 | 41.1749 | 43.5093 | 47.6187 | 54.6334 | 62.8796 | 73.7285 | 85.4068 | 97.3396 | 107.5507 | 115.4715 | 120.0462 | 122.9731 | 124.9975 | 127.0251 | 129.036 | 129.4442 | 129.8387 | 130.2197 | 130.5872
| Solar | 1.727 | 2.6399 | 3.1648 | 3.4052 | 3.6545 | 3.9131 | 4.1813 | 4.4597 | 4.7473 | 5.0445 | 5.3518 | 5.6698 | 5.999 | 6.34 | 6.6935 | 7.0601 | 7.4405 | 7.8354 | 8.2457 | 8.6723 | 9.1159 | 9.5775 | 10.0581
| Biomass | 10.927 | 14.4335 | 12.548 | 16.3936 | 16.4048 | 20.2792 | 21.816 | 21.7733 | 21.7846 | 21.7909 | 21.7831 | 21.7362 | 21.7725 | 21.6047 | 21.2279 | 21.371 | 20.317 | 19.9618 | 18.5014 | 18.3204 | 18.1086 | 17.9391 | 17.654
| Other Renewables | 6.3462 | 6.478 | 6.8438 | 7.0028 | 7.1671 | 7.3365 | 7.5107 | 7.6895 | 7.8726 | 8.0598 | 8.2509 | 8.4458 | 8.8231 | 9.2038 | 9.5879 | 9.9752 | 10.3655 | 10.7588 | 11.155 | 11.5539 | 11.9555 | 12.3597 | 12.7665
| Hydro/Pumped Storage/Marine | 6.9611 | 6.9682 | 7.0507 | 7.0518 | 7.1558 | 7.2038 | 7.3008 | 7.3164 | 7.4616 | 7.4957 | 7.6051 | 7.727 | 7.9379 | 8.1245 | 8.3172 | 8.4139 | 8.5872 | 8.6739 | 8.7444 | 8.758 | 8.8287 | 8.8425 | 8.9129
| Oil/Others | 0.064365 | 0.068557 | 0.05468 | 0.05468 | 0.05468 | 0.05468 | 0.05468 | 0.05468 | 0.05468 | 0.05468 | 0.05468 | 0.05468 | 0.05468 | 0.05468 | 0.05468 | 0.05468 | 0.05468 | 0.05468 | 0.05468 | 0.05468 | 0.05468 | 0.05468 | 0.05468
| Total | 345.1588 | 345.7369 | 344.1603 | 342.246 | 340.5835 | 339.4505 | 338.8454 | 337.9907 | 336.9225 | 336.4692 | 336.1714 | 335.7052 | 334.1621 | 332.3415 | 330.8113 | 329.8009 | 328.8601 | 328.748 | 328.8438 | 329.2649 | 329.3174 | 329.952 | 330.8781
| Emissions (gCO2/kWh) | 401.6363 | 393.3989 | 385.1616 | 348.8616 | 312.5616 | 276.2616 | 239.9616 | 203.4135 | 196.5835 | 189.7535 | 182.9235 | 176.0935 | 169.2809 | 155.1709 | 141.0609 | 126.9509 | 112.8409 | 98.711 | 94.811 | 90.911 | 87.011 | 83.111 | 79.2424

## Figures 77 - 80
FIGURES 77 - 80 - Slow Progression Power Supply Landscape at 2020/21 and 2035/36
Installed Capacity (MW)
|  | 2013/14 | 2020/21 | 2035/36
| Nuclear | 9471 | 8981 | 7892
| Coal | 20454 | 7855 | 1914
| Gas | 30760 | 34250 | 34290
| CHP (Thermal & Renewable) | 4037.8 | 4810.3312 | 5519.4675
| CCS | 0 | 0 | 1504
| Interconnectors | 4000 | 6000 | 11400
| Onshore Wind | 6726.67 | 12157.7769 | 16801.4532
| Offshore Wind | 4083 | 7201.9 | 25714.9
| Solar | 2262.9 | 5487.9265 | 12253.3409
| Biomass | 1862 | 3050.1385 | 3097.5781
| Other Renewables (Marine/Hydro/Other) | 2892.76 | 3501.8516 | 6306.929
| Other (Oil/Diesel/Pumped Storage) | 4445 | 3521 | 3431
| Total | 90995.13 | 96816.9247 | 130124.6687
| ACS Peak Demand | 60493.9355 | 59461.278 | 57428.2151
Output (TWh)
|  | 2013/14 | 2020/21 | 2035/36
| Nuclear | 62.6268 | 59.3867 | 48.689
| Coal | 126.4429 | 17.874 | 2.2994
| Gas | 77.7632 | 132.2755 | 54.3268
| CCS Coal | 0 | 0 | 1.4187
| CCS Gas | 0 | 0 | 6.3252
| Imports | 22 | 32.5274 | 37.7856
| Wind | 30.3003 | 54.6334 | 130.5872
| Solar | 1.727 | 4.4597 | 10.0581
| Biomass | 10.927 | 21.7733 | 17.654
| Other Renewables | 6.3462 | 7.6895 | 12.7665
| Hydro/Pumped Storage/Marine | 6.9611 | 7.3164 | 8.9129
| Oil/Others | 0.064365 | 0.05468 | 0.05468
| Total | 345.1588 | 337.9907 | 330.8781
| Emissions (gCO2/kWh) | 401.6363 | 203.4135 | 79.2424

## Figure 81
FIGURE 81 - No Progression Generation Background
Installed Capacity (MW)
|  | 2013/14 | 2014/15 | 2015/16 | 2016/17 | 2017/18 | 2018/19 | 2019/20 | 2020/21 | 2021/22 | 2022/23 | 2023/24 | 2024/25 | 2025/26 | 2026/27 | 2027/28 | 2028/29 | 2029/30 | 2030/31 | 2031/32 | 2032/33 | 2033/34 | 2034/35 | 2035/36
| Nuclear | 9471 | 9471 | 8981 | 8981 | 8981 | 8981 | 8981 | 8981 | 8981 | 8981 | 8069 | 6862 | 5659 | 4456 | 2882 | 2882 | 4552 | 4552 | 4552 | 4552 | 4552 | 4552 | 4552
| Coal | 20454 | 18116 | 16238 | 15029 | 14458 | 13316 | 12340 | 9797 | 7855 | 6855 | 5855 | 5855 | 5855 | 5855 | 5855 | 5855 | 3867 | 2897 | 1914 | 1914 | 1914 | 1914 | 1914
| Gas | 30760 | 28878 | 29320 | 30910 | 31620 | 32615 | 32615 | 34488 | 35788 | 36823 | 38169 | 38728 | 39568 | 40588 | 41380 | 41390 | 41390 | 42465 | 43465 | 43540 | 43139 | 43214 | 43214
| CHP (Thermal & Renewable) | 4037.8 | 4092.604 | 4198.4144 | 4230.7231 | 4263.0318 | 4295.3405 | 4817.6492 | 4694.9579 | 4727.2666 | 4759.5753 | 4646.2696 | 4675.5783 | 4704.887 | 4734.1957 | 4763.5044 | 4792.8131 | 4822.1218 | 4851.4305 | 4880.7392 | 4910.0479 | 4939.3566 | 4968.6653 | 4997.974
| CCS | 0 | 0 | 0 | 0 | 0 | 0 | 0 | 0 | 0 | 0 | 0 | 0 | 0 | 0 | 0 | 0 | 0 | 0 | 0 | 0 | 0 | 0 | 0
| Interconnectors | 4000 | 4000 | 4000 | 4000 | 4000 | 4000 | 4000 | 5000 | 5000 | 6000 | 6000 | 6000 | 6000 | 6000 | 6000 | 6000 | 6000 | 7400 | 7400 | 7400 | 7400 | 7400 | 7400
| Onshore Wind | 6726.67 | 7128.1732 | 7900.8018 | 8254.1787 | 8770.2002 | 9131.9724 | 9832.9131 | 10261.4988 | 10681.2476 | 11107.0469 | 11326.9789 | 11671.5205 | 12161.1312 | 12230.2542 | 12291.3157 | 12344.7262 | 12390.8803 | 12430.1571 | 12462.921 | 12515.7472 | 12563.069 | 12605.1259 | 12642.1494
| Offshore Wind | 4083 | 4616 | 5041 | 5125.3 | 5158.6 | 5191.9 | 5191.9 | 5191.9 | 5641.9 | 6586.9 | 7948.9 | 8860.9 | 9440.9 | 9440.9 | 9440.9 | 9440.9 | 9440.9 | 9440.9 | 9440.9 | 9440.9 | 9440.9 | 9440.9 | 9440.9
| Solar | 2262.9 | 3263.5922 | 3861.5344 | 4072.8472 | 4283.3251 | 4513.2118 | 4809.7175 | 5090.885 | 5387.7228 | 5689.2596 | 5995.5348 | 6306.5812 | 6622.4237 | 6943.0788 | 7268.5531 | 7598.8427 | 7933.9311 | 8273.7888 | 8618.3707 | 8967.6157 | 9321.4437 | 9679.7547 | 10042.4259
| Biomass | 1862 | 2435.1626 | 2124.3253 | 2755.2635 | 2755.8855 | 2757.2075 | 2757.7999 | 2760.4249 | 2763.0499 | 2765.6749 | 2768.2999 | 3050.9249 | 3053.5499 | 3056.1749 | 3058.7999 | 3061.4249 | 3064.0499 | 3066.6749 | 3069.2998 | 3071.9248 | 3074.5498 | 3077.1748 | 3079.7998
| Other Renewables (Marine/Hydro/Other) | 2892.76 | 2934.2345 | 2977.1908 | 3007.1174 | 3044.3379 | 3068.6703 | 3089.9496 | 3113.0025 | 3144.4201 | 3175.9057 | 3207.4291 | 3259.9147 | 3354.7451 | 3463.1154 | 3547.0429 | 3632.5493 | 3719.6601 | 3808.4048 | 3898.8169 | 3990.9337 | 4084.7965 | 4180.4505 | 4277.945
| Other (Oil/Diesel/Pumped Storage) | 4445 | 4445 | 3572 | 3572 | 3572 | 3572 | 3572 | 3521 | 3431 | 3431 | 3431 | 3431 | 3431 | 3431 | 3431 | 3431 | 3431 | 3431 | 3431 | 3431 | 3431 | 3431 | 3431
| Total | 90995.13 | 89379.7665 | 88214.2667 | 89937.4299 | 90906.3804 | 91442.3024 | 92007.9293 | 92899.6691 | 93400.607 | 96174.3623 | 97417.4124 | 98701.4196 | 99850.637 | 100197.7189 | 99918.1161 | 100429.2562 | 100611.5432 | 102616.356 | 103133.0477 | 103734.1694 | 103860.1157 | 104463.0713 | 104992.194
| ACS Peak Demand | 60493.0745 | 60733.4306 | 60758.0602 | 60656.3594 | 60515.925 | 60417.4867 | 60380.0841 | 60254.2241 | 60078.1912 | 59947.2682 | 59811.5649 | 59689.1377 | 59480.554 | 59335.6577 | 59250.256 | 59205.5505 | 59115.5363 | 59091.6726 | 59113.4067 | 59162.5153 | 59136.792 | 59156.2043 | 59228.8413
Transmission - Installed Capacity
|  | 2013/14 | 2014/15 | 2015/16 | 2016/17 | 2017/18 | 2018/19 | 2019/20 | 2020/21 | 2021/22 | 2022/23 | 2023/24 | 2024/25 | 2025/26 | 2026/27 | 2027/28 | 2028/29 | 2029/30 | 2030/31 | 2031/32 | 2032/33 | 2033/34 | 2034/35 | 2035/36
| Biomass | 1467 | 2037 | 1723 | 2353 | 2353 | 2353 | 2353 | 2353 | 2353 | 2353 | 2353 | 2633 | 2633 | 2633 | 2633 | 2633 | 2633 | 2633 | 2633 | 2633 | 2633 | 2633 | 2633
| CCS | 0 | 0 | 0 | 0 | 0 | 0 | 0 | 0 | 0 | 0 | 0 | 0 | 0 | 0 | 0 | 0 | 0 | 0 | 0 | 0 | 0 | 0 | 0
| Coal | 20454 | 18116 | 16238 | 15029 | 14458 | 13316 | 12340 | 9797 | 7855 | 6855 | 5855 | 5855 | 5855 | 5855 | 5855 | 5855 | 3867 | 2897 | 1914 | 1914 | 1914 | 1914 | 1914
| Gas | 30188 | 28306 | 28748 | 30263 | 30973 | 31893 | 31893 | 33691 | 34991 | 35951 | 37297 | 37781 | 38621 | 39566 | 40358 | 40293 | 40293 | 41293 | 42293 | 42293 | 41892 | 41892 | 41892
| CHP | 1699 | 1699 | 1699 | 1699 | 1699 | 1699 | 2189 | 2034 | 2034 | 2034 | 2034 | 2034 | 2034 | 2034 | 2034 | 2034 | 2034 | 2034 | 2034 | 2034 | 2034 | 2034 | 2034
| Hydro | 1122 | 1122 | 1122 | 1122 | 1122 | 1122 | 1122 | 1122 | 1122 | 1122 | 1122 | 1122 | 1122 | 1122 | 1122 | 1122 | 1122 | 1122 | 1122 | 1122 | 1122 | 1122 | 1122
| Interconnector | 4000 | 4000 | 4000 | 4000 | 4000 | 4000 | 4000 | 5000 | 5000 | 6000 | 6000 | 6000 | 6000 | 6000 | 6000 | 6000 | 6000 | 7400 | 7400 | 7400 | 7400 | 7400 | 7400
| Marine | 0 | 0 | 0 | 0 | 10 | 10 | 10 | 10 | 10 | 10 | 10 | 19 | 33 | 59 | 59 | 59 | 59 | 59 | 59 | 59 | 59 | 59 | 59
| Nuclear | 9471 | 9471 | 8981 | 8981 | 8981 | 8981 | 8981 | 8981 | 8981 | 8981 | 8069 | 6862 | 5659 | 4456 | 2882 | 2882 | 4552 | 4552 | 4552 | 4552 | 4552 | 4552 | 4552
| Oil | 1123 | 1123 | 250 | 250 | 250 | 250 | 250 | 199 | 109 | 109 | 109 | 109 | 109 | 109 | 109 | 109 | 109 | 109 | 109 | 109 | 109 | 109 | 109
| Pumped_Storage | 2744 | 2744 | 2744 | 2744 | 2744 | 2744 | 2744 | 2744 | 2744 | 2744 | 2744 | 2744 | 2744 | 2744 | 2744 | 2744 | 2744 | 2744 | 2744 | 2744 | 2744 | 2744 | 2744
| Wind Onshore | 3669 | 3799 | 4267 | 4505 | 4896 | 5065 | 5495 | 5652 | 6000 | 6320 | 6444 | 6702 | 7114 | 7114 | 7114 | 7114 | 7114 | 7114 | 7114 | 7114 | 7114 | 7114 | 7114
| Wind Offshore | 3368 | 3895 | 4320 | 4320 | 4320 | 4320 | 4320 | 4320 | 4770 | 5715 | 7077 | 7989 | 8569 | 8569 | 8569 | 8569 | 8569 | 8569 | 8569 | 8569 | 8569 | 8569 | 8569
| Total | 79305 | 76312 | 74092 | 75266 | 75806 | 75753 | 75697 | 75903 | 75969 | 78194 | 79114 | 79850 | 80493 | 80261 | 79479 | 79414 | 79096 | 80526 | 80543 | 80543 | 80142 | 80142 | 80142
Distributed Generation - Installed Capacity
|  | 2013/14 | 2014/15 | 2015/16 | 2016/17 | 2017/18 | 2018/19 | 2019/20 | 2020/21 | 2021/22 | 2022/23 | 2023/24 | 2024/25 | 2025/26 | 2026/27 | 2027/28 | 2028/29 | 2029/30 | 2030/31 | 2031/32 | 2032/33 | 2033/34 | 2034/35 | 2035/36
| Hydro | 427.9 | 428 | 428 | 428 | 428 | 428 | 428 | 428 | 428 | 428 | 428 | 428 | 428 | 428 | 428 | 428 | 428 | 428 | 428 | 428 | 428 | 428 | 428
| Solar | 537 | 1342.5 | 1745.25 | 1757.4667 | 1764.8666 | 1787.6138 | 1872.8372 | 1938.4967 | 2017.6714 | 2099.3686 | 2183.6057 | 2270.3936 | 2359.7351 | 2451.6241 | 2546.0448 | 2642.9701 | 2742.3606 | 2844.1634 | 2948.3099 | 3054.7151 | 3163.275 | 3273.8651 | 3386.3382
| Wind Onshore | 3021 | 3290.2772 | 3592.4572 | 3705.1406 | 3827.1994 | 4016.7124 | 4284.0681 | 4551.7104 | 4619.4762 | 4721.2528 | 4813.1218 | 4895.5597 | 4969.0259 | 5033.9627 | 5090.7963 | 5139.9365 | 5181.7776 | 5216.6984 | 5245.0627 | 5293.4452 | 5336.279 | 5373.8029 | 5406.2481
| Wind Offshore | 715 | 721 | 721 | 805.3 | 838.6 | 871.9 | 871.9 | 871.9 | 871.9 | 871.9 | 871.9 | 871.9 | 871.9 | 871.9 | 871.9 | 871.9 | 871.9 | 871.9 | 871.9 | 871.9 | 871.9 | 871.9 | 871.9
| Thermal | 3266.8 | 3304.6072 | 3342.4144 | 3435.4144 | 3453.4144 | 3546.4144 | 3564.4144 | 3657.4144 | 3675.4144 | 3768.4144 | 3640.8 | 3730.8 | 3745.8 | 3835.8 | 3850.8 | 3940.8 | 3955.8 | 4045.8 | 4060.8 | 4150.8 | 4165.8 | 4255.8 | 4270.8
| Other Renewable | 1429.81 | 1475.3472 | 1573.3443 | 1600.4876 | 1624.7937 | 1646.0796 | 1664.1788 | 1687.9168 | 1719.3383 | 1750.1125 | 1780.1735 | 1821.4082 | 1899.1597 | 1977.5817 | 2056.6481 | 2136.3348 | 2216.6196 | 2297.4815 | 2378.9012 | 2460.8606 | 2543.3427 | 2626.3315 | 2709.812
| Biomass | 395 | 398.1626 | 401.3253 | 402.2635 | 402.8855 | 404.2075 | 404.7999 | 407.4249 | 410.0499 | 412.6749 | 415.2999 | 417.9249 | 420.5499 | 423.1749 | 425.7999 | 428.4249 | 431.0499 | 433.6749 | 436.2998 | 438.9248 | 441.5498 | 444.1748 | 446.7998
| Marine | 12.9 | 12.9 | 12.9 | 16.9 | 20.9 | 24.9 | 28.9 | 28.9 | 28.9 | 28.9 | 28.9 | 28.9 | 28.9 | 28.9 | 28.9 | 28.9 | 28.9 | 28.9 | 28.9 | 28.9 | 28.9 | 28.9 | 28.9
| Total | 9805.41 | 10972.7942 | 11816.6911 | 12150.9728 | 12360.6596 | 12725.8277 | 13119.0985 | 13571.7632 | 13770.7503 | 14080.6231 | 14161.801 | 14464.8865 | 14723.0706 | 15050.9434 | 15298.889 | 15617.2663 | 15856.4077 | 16166.6181 | 16398.1737 | 16727.5458 | 16979.0465 | 17302.7743 | 17548.7982
Micro Generation - Installed Capacity
|  | 2013/14 | 2014/15 | 2015/16 | 2016/17 | 2017/18 | 2018/19 | 2019/20 | 2020/21 | 2021/22 | 2022/23 | 2023/24 | 2024/25 | 2025/26 | 2026/27 | 2027/28 | 2028/29 | 2029/30 | 2030/31 | 2031/32 | 2032/33 | 2033/34 | 2034/35 | 2035/36
| Solar | 1725.9 | 1921.0922 | 2116.2844 | 2315.3805 | 2518.4584 | 2725.598 | 2936.8803 | 3152.3883 | 3370.0513 | 3589.891 | 3811.9291 | 4036.1876 | 4262.6886 | 4491.4546 | 4722.5084 | 4955.8726 | 5191.5705 | 5429.6254 | 5670.0608 | 5912.9006 | 6158.1688 | 6405.8896 | 6656.0877
| Wind | 36.67 | 38.896 | 41.3446 | 44.0381 | 47.0009 | 50.26 | 53.8449 | 57.7884 | 61.7714 | 65.7941 | 69.8571 | 73.9607 | 78.1054 | 82.2915 | 86.5194 | 90.7897 | 95.1026 | 99.4587 | 103.8583 | 108.302 | 112.79 | 117.323 | 121.9012
| Hydro | 122.15 | 134.9841 | 147.9465 | 161.0386 | 174.2616 | 187.6168 | 201.1055 | 214.7292 | 229.034 | 244.0541 | 259.8252 | 276.3848 | 293.7724 | 312.0294 | 331.1993 | 351.3276 | 372.4623 | 394.6538 | 417.9549 | 442.421 | 468.1104 | 495.0843 | 523.4069
| Total | 1884.72 | 2094.9723 | 2305.5755 | 2520.4571 | 2739.7209 | 2963.4747 | 3191.8308 | 3424.9059 | 3660.8567 | 3899.7392 | 4141.6114 | 4386.5331 | 4634.5664 | 4885.7756 | 5140.2271 | 5397.9899 | 5659.1355 | 5923.7379 | 6191.874 | 6463.6236 | 6739.0692 | 7018.2969 | 7301.3959

## Figure 82
FIGURE 82 - No Progression Generation Output
Output (TWh)
|  | 2013/14 | 2014/15 | 2015/16 | 2016/17 | 2017/18 | 2018/19 | 2019/20 | 2020/21 | 2021/22 | 2022/23 | 2023/24 | 2024/25 | 2025/26 | 2026/27 | 2027/28 | 2028/29 | 2029/30 | 2030/31 | 2031/32 | 2032/33 | 2033/34 | 2034/35 | 2035/36
| Nuclear | 62.6268 | 62.6268 | 59.5613 | 59.3867 | 59.3867 | 59.3867 | 59.5613 | 59.3867 | 59.3867 | 59.3867 | 53.513 | 45.3748 | 37.42 | 29.4652 | 18.9272 | 29.7209 | 29.7209 | 29.7209 | 29.7209 | 29.7209 | 29.7209 | 29.7209 | 29.7209
| Coal | 126.2142 | 111.5376 | 101.2698 | 96.3598 | 96.0155 | 88.7607 | 82.2196 | 31.3346 | 30.6152 | 30.2457 | 29.8871 | 29.8001 | 29.8085 | 29.816 | 29.9038 | 29.8121 | 16.0632 | 16.0632 | 2.5519 | 2.5519 | 2.5519 | 2.5519 | 2.5519
| Gas | 81.0004 | 86.0289 | 96.1723 | 95.0917 | 92.9216 | 96.37 | 98.3065 | 143.467 | 140.2848 | 134.0951 | 133.9081 | 136.023 | 138.9483 | 144.4513 | 152.6367 | 140.4889 | 152.1753 | 149.0611 | 161.8378 | 161.2294 | 160.1131 | 159.4524 | 159.0685
| CCS Coal | 0 | 0 | 0 | 0 | 0 | 0 | 0 | 0 | 0 | 0 | 0 | 0 | 0 | 0 | 0 | 0 | 0 | 0 | 0 | 0 | 0 | 0 | 0
| CCS Gas | 0 | 0 | 0 | 0 | 0 | 0 | 0 | 0 | 0 | 0 | 0 | 0 | 0 | 0 | 0 | 0 | 0 | 0 | 0 | 0 | 0 | 0 | 0
| Imports | 22.1 | 25.7786 | 25.6628 | 25.4068 | 25.2209 | 27.1033 | 29.0651 | 32.9259 | 32.9992 | 34.4505 | 34.6214 | 34.6032 | 34.6795 | 35.4768 | 36.3734 | 37.0712 | 37.8685 | 40.1287 | 40.1287 | 40.1287 | 40.1287 | 40.1287 | 40.1287
| Wind | 30.3003 | 33.0854 | 36.4891 | 37.5939 | 38.9956 | 40.0186 | 41.8385 | 42.8371 | 45.39 | 49.6071 | 54.8169 | 58.6206 | 61.7847 | 61.9887 | 62.3011 | 62.3451 | 62.4995 | 62.6396 | 62.7663 | 62.945 | 63.1131 | 63.2713 | 63.4203
| Solar | 1.727 | 2.6399 | 3.1648 | 3.3161 | 3.4656 | 3.6326 | 3.8628 | 4.0771 | 4.306 | 4.5387 | 4.7755 | 5.0163 | 5.2611 | 5.51 | 5.7629 | 6.0198 | 6.2808 | 6.5457 | 6.8146 | 7.0873 | 7.3638 | 7.6439 | 7.9277
| Biomass | 10.927 | 14.4335 | 12.548 | 16.3857 | 16.3879 | 16.3926 | 16.434 | 16.404 | 16.4134 | 16.4227 | 16.4713 | 17.913 | 17.9223 | 17.9316 | 17.9842 | 17.9502 | 17.9595 | 17.9688 | 17.9782 | 17.9875 | 17.9968 | 18.0061 | 18.0154
| Other Renewables | 6.3462 | 6.478 | 6.8438 | 6.9114 | 6.9692 | 7.0165 | 7.0526 | 7.1086 | 7.1921 | 7.2737 | 7.353 | 7.4727 | 7.7742 | 8.0786 | 8.3857 | 8.6954 | 9.0078 | 9.3225 | 9.6397 | 9.9591 | 10.2808 | 10.6047 | 10.9306
| Hydro/Pumped Storage/Marine | 6.9611 | 6.9682 | 6.9937 | 6.9948 | 7.0419 | 7.0628 | 7.1027 | 7.0967 | 7.1089 | 7.1213 | 7.1518 | 7.1708 | 7.2215 | 7.3049 | 7.3363 | 7.331 | 7.3442 | 7.3576 | 7.371 | 7.3847 | 7.3984 | 7.4123 | 7.4264
| Oil/Others | 0.065036 | 0.079291 | 0.05468 | 0.05468 | 0.05468 | 0.05468 | 0.05468 | 0.05468 | 0.05468 | 0.05468 | 0.05468 | 0.05468 | 0.05468 | 0.05468 | 0.05468 | 0.05468 | 0.05468 | 0.05468 | 0.05468 | 0.05468 | 0.05468 | 0.05468 | 0.05468
| Total | 348.268 | 349.6562 | 348.7602 | 347.5017 | 346.4596 | 345.7985 | 345.4978 | 344.6926 | 343.7509 | 343.1962 | 342.5528 | 342.0491 | 340.8748 | 340.0777 | 339.6661 | 339.4894 | 338.9743 | 338.8628 | 338.8638 | 339.0492 | 338.7222 | 338.8469 | 339.2451
| Emissions (gCO2/kWh) | 402.2943 | 394.386 | 386.4777 | 359.6777 | 332.8777 | 306.0777 | 279.2777 | 252.3165 | 250.8165 | 249.3165 | 247.8165 | 246.3165 | 244.6871 | 239.0871 | 233.4871 | 227.8871 | 222.2871 | 216.7196 | 221.0196 | 225.3196 | 229.6196 | 233.9196 | 238.0566

## Figures 83 - 86
FIGURES 83 - 86 - No Progression Power Supply Landscape at 2020/21 and 2035/36
Installed Capacity (MW)
|  | 2013/14 | 2020/21 | 2035/36
| Nuclear | 9471 | 8981 | 4552
| Coal | 20454 | 9797 | 1914
| Gas | 30760 | 34488 | 43214
| CHP (Thermal & Renewable) | 4037.8 | 4694.9579 | 4997.974
| CCS | 0 | 0 | 0
| Interconnectors | 4000 | 5000 | 7400
| Onshore Wind | 6726.67 | 10261.4988 | 12642.1494
| Offshore Wind | 4083 | 5191.9 | 9440.9
| Solar | 2262.9 | 5090.885 | 10042.4259
| Biomass | 1862 | 2760.4249 | 3079.7998
| Other Renewables (Marine/Hydro/Other) | 2892.76 | 3113.0025 | 4277.945
| Other (Oil/Diesel/Pumped Storage) | 4445 | 3521 | 3431
| Total | 90995.13 | 92899.6691 | 104992.194
| ACS Peak Demand | 60493.0745 | 60254.2241 | 59228.8413
Output (TWh)
|  | 2013/14 | 2020/21 | 2035/36
| Nuclear | 62.6268 | 59.3867 | 29.7209
| Coal | 126.2142 | 31.3346 | 2.5519
| Gas | 81.0004 | 143.467 | 159.0685
| CCS Coal | 0 | 0 | 0
| CCS Gas | 0 | 0 | 0
| Imports | 22.1 | 32.9259 | 40.1287
| Wind | 30.3003 | 42.8371 | 63.4203
| Solar | 1.727 | 4.0771 | 7.9277
| Biomass | 10.927 | 16.404 | 18.0154
| Other Renewables | 6.3462 | 7.1086 | 10.9306
| Hydro/Pumped Storage/Marine | 6.9611 | 7.0967 | 7.4264
| Oil/Others | 0.065036 | 0.05468 | 0.05468
| Total | 348.268 | 344.6926 | 339.2451
| Emissions (gCO2/kWh) | 402.2943 | 252.3165 | 238.0566
92.9GW
344.7TWh

## Figure 87
FIGURE 87 - Low Carbon Life Generation Background
Installed Capacity (MW)
|  | 2013/14 | 2014/15 | 2015/16 | 2016/17 | 2017/18 | 2018/19 | 2019/20 | 2020/21 | 2021/22 | 2022/23 | 2023/24 | 2024/25 | 2025/26 | 2026/27 | 2027/28 | 2028/29 | 2029/30 | 2030/31 | 2031/32 | 2032/33 | 2033/34 | 2034/35 | 2035/36
| Nuclear | 9471 | 9471 | 8981 | 8981 | 8981 | 8981 | 8981 | 8981 | 8981 | 8981 | 9739 | 8536 | 10399 | 9318 | 10238 | 10155 | 11825 | 12958 | 12958 | 14091 | 14091 | 14091 | 14091
| Coal | 20454 | 18116 | 16238 | 15029 | 14458 | 13316 | 11366 | 9797 | 7855 | 7855 | 5855 | 5855 | 5855 | 5855 | 5217 | 5217 | 2591 | 1953 | 0 | 0 | 0 | 0 | 0
| Gas | 30760 | 28878 | 29320 | 31040 | 31453 | 31453 | 32053 | 33643 | 34929 | 34264 | 34284 | 34929 | 32252 | 32252 | 30967 | 30187 | 28545 | 25659 | 25659 | 24589 | 24589 | 24589 | 24589
| CHP (Thermal & Renewable) | 4037.8 | 4092.604 | 4198.4144 | 4285.9444 | 4218.4745 | 4396.0045 | 4478.2404 | 5050.4764 | 5132.7123 | 5214.9482 | 5151.5698 | 5245.8057 | 5340.0417 | 5434.2776 | 5528.5135 | 5622.7495 | 5716.9854 | 5811.2213 | 5905.4573 | 5999.6932 | 6093.9291 | 6188.165 | 6282.401
| CCS | 0 | 0 | 0 | 0 | 0 | 0 | 0 | 0 | 426 | 826 | 1326 | 1826 | 2826 | 3626 | 4264 | 5406 | 8086 | 10624 | 12624 | 13124 | 13124 | 13624 | 13624
| Interconnectors | 4000 | 4000 | 4000 | 4000 | 4000 | 4000 | 5000 | 5000 | 6000 | 6000 | 6000 | 6000 | 6000 | 6000 | 6000 | 7400 | 7400 | 7400 | 7400 | 7400 | 7400 | 7400 | 7400
| Onshore Wind | 6726.67 | 7130.4437 | 7905.1652 | 9380.5061 | 10768.4245 | 12004.1777 | 13033.8968 | 14059.0812 | 14903.9908 | 15369.9862 | 15694.1253 | 16092.1344 | 16205.7179 | 16307.5594 | 16398.3218 | 16478.6488 | 16549.1653 | 16610.4784 | 16663.1782 | 16745.7554 | 16821.3204 | 16890.2994 | 16953.114
| Offshore Wind | 4083 | 4616 | 5041 | 5125.3 | 5658.6 | 6541.9 | 7151.9 | 9836.9 | 12506.9 | 14631.9 | 16661.9 | 18131.9 | 18696.9 | 18921.9 | 18921.9 | 18921.9 | 18921.9 | 18921.9 | 18921.9 | 18921.9 | 18921.9 | 18921.9 | 18921.9
| Solar | 2262.9 | 3493.3774 | 4571.69 | 5685.3389 | 6288.918 | 6966.197 | 7681.7894 | 8460.7264 | 9268.8581 | 10058.3455 | 10852.739 | 11652.2344 | 12519.5375 | 13399.8353 | 14293.9973 | 15202.945 | 16127.6549 | 17069.162 | 18028.563 | 19007.0203 | 20005.7659 | 21026.1055 | 22069.4229
| Biomass | 1862 | 2435.1626 | 2124.3253 | 2766.3855 | 2770.1807 | 2773.9758 | 3057.771 | 3181.5662 | 3185.3613 | 3189.1565 | 3192.9517 | 3196.7469 | 3200.542 | 3204.3372 | 3208.1324 | 3211.9275 | 3215.7227 | 3219.5179 | 3223.313 | 3227.1082 | 3230.9034 | 3234.6985 | 3238.4937
| Other Renewables (Marine/Hydro/Other) | 2892.76 | 2934.2345 | 3011.1908 | 3121.7767 | 3252.8305 | 3360.0081 | 3464.6351 | 3545.8115 | 3674.699 | 3761.4579 | 3904.0707 | 4108.5266 | 4459.6388 | 4725.5896 | 5001.3851 | 5250.0359 | 5499.5576 | 5713.9707 | 5937.2997 | 6128.5741 | 6355.8275 | 6621.0979 | 6872.4279
| Other (Oil/Diesel/Pumped Storage) | 4445 | 4445 | 3572 | 3572 | 3572 | 3572 | 3572 | 3521 | 3431 | 3431 | 4043 | 4043 | 4043 | 4043 | 4043 | 4043 | 4009 | 4009 | 4009 | 4009 | 4009 | 4009 | 4009
| Total | 90995.13 | 89611.8222 | 88962.7857 | 92987.2515 | 95421.4281 | 97364.2631 | 99840.2327 | 105076.5616 | 110294.5216 | 113582.7943 | 116704.3565 | 119616.348 | 121797.3779 | 123087.499 | 124081.25 | 127096.2067 | 128486.986 | 129949.2502 | 131329.7112 | 133243.0512 | 134642.6463 | 136595.2664 | 138050.7594
| ACS Peak Demand | 60493.9355 | 60735.6863 | 61165.5262 | 61292.0398 | 61291.6986 | 61274.0134 | 61314.2949 | 61354.9396 | 61476.7998 | 61660.5978 | 61867.2382 | 62115.1333 | 62268.2468 | 62451.89 | 62670.3986 | 62893.1096 | 63012.7774 | 63214.8127 | 63540.2919 | 63899.3975 | 64188.0858 | 64539.7432 | 64953.418
Transmission - Installed Capacity
|  | 2013/14 | 2014/15 | 2015/16 | 2016/17 | 2017/18 | 2018/19 | 2019/20 | 2020/21 | 2021/22 | 2022/23 | 2023/24 | 2024/25 | 2025/26 | 2026/27 | 2027/28 | 2028/29 | 2029/30 | 2030/31 | 2031/32 | 2032/33 | 2033/34 | 2034/35 | 2035/36
| Biomass | 1467 | 2037 | 1723 | 2353 | 2353 | 2353 | 2633 | 2753 | 2753 | 2753 | 2753 | 2753 | 2753 | 2753 | 2753 | 2753 | 2753 | 2753 | 2753 | 2753 | 2753 | 2753 | 2753
| CCS | 0 | 0 | 0 | 0 | 0 | 0 | 0 | 0 | 426 | 826 | 1326 | 1826 | 2826 | 3626 | 4264 | 5406 | 8086 | 10624 | 12624 | 13124 | 13124 | 13624 | 13624
| Coal | 20454 | 18116 | 16238 | 15029 | 14458 | 13316 | 11366 | 9797 | 7855 | 7855 | 5855 | 5855 | 5855 | 5855 | 5217 | 5217 | 2591 | 1953 | 0 | 0 | 0 | 0 | 0
| Gas | 30188 | 28306 | 28748 | 30418 | 30831 | 30831 | 31431 | 32971 | 34257 | 33592 | 33612 | 34207 | 31530 | 31530 | 30245 | 29415 | 27773 | 24887 | 24887 | 23767 | 23767 | 23767 | 23767
| CHP | 1699 | 1699 | 1699 | 1699 | 1544 | 1544 | 1544 | 2034 | 2034 | 2034 | 2034 | 2034 | 2034 | 2034 | 2034 | 2034 | 2034 | 2034 | 2034 | 2034 | 2034 | 2034 | 2034
| Hydro | 1122 | 1122 | 1122 | 1122 | 1122 | 1122 | 1122 | 1122 | 1122 | 1122 | 1122 | 1122 | 1122 | 1122 | 1122 | 1122 | 1122 | 1122 | 1122 | 1122 | 1122 | 1122 | 1122
| Interconnector | 4000 | 4000 | 4000 | 4000 | 4000 | 4000 | 5000 | 5000 | 6000 | 6000 | 6000 | 6000 | 6000 | 6000 | 6000 | 7400 | 7400 | 7400 | 7400 | 7400 | 7400 | 7400 | 7400
| Marine | 0 | 0 | 0 | 0 | 10 | 20 | 20 | 20 | 40 | 50 | 90 | 214 | 413 | 559 | 679 | 804 | 894 | 981 | 1041 | 1101 | 1161 | 1291 | 1371
| Nuclear | 9471 | 9471 | 8981 | 8981 | 8981 | 8981 | 8981 | 8981 | 8981 | 8981 | 9739 | 8536 | 10399 | 9318 | 10238 | 10155 | 11825 | 12958 | 12958 | 14091 | 14091 | 14091 | 14091
| Oil | 1123 | 1123 | 250 | 250 | 250 | 250 | 250 | 199 | 109 | 109 | 109 | 109 | 109 | 109 | 109 | 109 | 75 | 75 | 75 | 75 | 75 | 75 | 75
| Pumped_Storage | 2744 | 2744 | 2744 | 2744 | 2744 | 2744 | 2744 | 2744 | 2744 | 2744 | 3356 | 3356 | 3356 | 3356 | 3356 | 3356 | 3356 | 3356 | 3356 | 3356 | 3356 | 3356 | 3356
| Wind Onshore | 3669 | 3799 | 4267 | 4962 | 5738 | 6404 | 6921 | 7573 | 8150 | 8463 | 8648 | 8920 | 8920 | 8920 | 8920 | 8920 | 8920 | 8920 | 8920 | 8920 | 8920 | 8920 | 8920
| Wind Offshore | 3368 | 3895 | 4320 | 4320 | 4820 | 5670 | 6280 | 8965 | 11635 | 13760 | 15790 | 17260 | 17825 | 18050 | 18050 | 18050 | 18050 | 18050 | 18050 | 18050 | 18050 | 18050 | 18050
| Total | 79305 | 76312 | 74092 | 75878 | 76851 | 77235 | 78292 | 82159 | 86106 | 88289 | 90434 | 92192 | 93142 | 93232 | 92987 | 94741 | 94879 | 95113 | 95220 | 95793 | 95853 | 96483 | 96563
Distributed Generation - Installed Capacity
|  | 2013/14 | 2014/15 | 2015/16 | 2016/17 | 2017/18 | 2018/19 | 2019/20 | 2020/21 | 2021/22 | 2022/23 | 2023/24 | 2024/25 | 2025/26 | 2026/27 | 2027/28 | 2028/29 | 2029/30 | 2030/31 | 2031/32 | 2032/33 | 2033/34 | 2034/35 | 2035/36
| Hydro | 427.9 | 428 | 462 | 462 | 496 | 496 | 530 | 530 | 564 | 564 | 588 | 588 | 622 | 622 | 656 | 656 | 690 | 690 | 724 | 724 | 758 | 758 | 792
| Solar | 537 | 1409.625 | 2094.3 | 2774.9475 | 2902.2251 | 3055.5724 | 3194.84 | 3339.8196 | 3515.4521 | 3673.895 | 3838.6954 | 4010.0459 | 4250.6486 | 4505.6876 | 4776.0288 | 5062.5905 | 5366.346 | 5688.3267 | 6029.6263 | 6391.4039 | 6774.8882 | 7181.3814 | 7612.2643
| Wind Onshore | 3021 | 3290.2772 | 3592.4572 | 4368.1658 | 4975.3592 | 5540.293 | 6048.0962 | 6416.2665 | 6678.7608 | 6825.9076 | 6958.7303 | 7077.9177 | 7184.1338 | 7278.0183 | 7360.1874 | 7431.2335 | 7491.7267 | 7542.2145 | 7583.2232 | 7653.1738 | 7715.1022 | 7769.3536 | 7816.2624
| Wind Offshore | 715 | 721 | 721 | 805.3 | 838.6 | 871.9 | 871.9 | 871.9 | 871.9 | 871.9 | 871.9 | 871.9 | 871.9 | 871.9 | 871.9 | 871.9 | 871.9 | 871.9 | 871.9 | 871.9 | 871.9 | 871.9 | 871.9
| Thermal | 3266.8 | 3304.6072 | 3342.4144 | 3452.4144 | 3512.4144 | 3572.4144 | 3632.4144 | 3742.4144 | 3802.4144 | 3862.4144 | 3776.8 | 3898.8 | 3970.8 | 4042.8 | 4114.8 | 4236.8 | 4308.8 | 4380.8 | 4452.8 | 4574.8 | 4646.8 | 4718.8 | 4790.8
| Other Renewable | 1429.81 | 1475.3472 | 1573.3443 | 1690.3681 | 1783.7291 | 1977.0814 | 2048.4556 | 2130.2443 | 2205.0629 | 2281.0376 | 2358.1153 | 2436.2475 | 2551.208 | 2667.1378 | 2783.9993 | 2901.7577 | 3020.3807 | 3139.8382 | 3260.1021 | 3381.1463 | 3502.9461 | 3625.4786 | 3748.722
| Biomass | 395 | 398.1626 | 401.3253 | 413.3855 | 417.1807 | 420.9758 | 424.771 | 428.5662 | 432.3613 | 436.1565 | 439.9517 | 443.7469 | 447.542 | 451.3372 | 455.1324 | 458.9275 | 462.7227 | 466.5179 | 470.313 | 474.1082 | 477.9034 | 481.6985 | 485.4937
| Marine | 12.9 | 12.9 | 12.9 | 20.9 | 28.9 | 36.9 | 44.9 | 52.9 | 60.9 | 68.9 | 76.9 | 84.9 | 92.9 | 100.9 | 108.9 | 116.9 | 124.9 | 132.9 | 140.9 | 148.9 | 156.9 | 164.9 | 172.9
| Total | 9805.41 | 11039.9192 | 12199.7411 | 13987.4812 | 14954.4084 | 15971.137 | 16795.3771 | 17512.1109 | 18130.8515 | 18584.2111 | 18909.0928 | 19411.558 | 19991.1324 | 20539.7809 | 21126.9479 | 21736.1093 | 22336.776 | 22912.4973 | 23532.8646 | 24219.4322 | 24904.4398 | 25571.5122 | 26290.3424
Micro Generation - Installed Capacity
|  | 2013/14 | 2014/15 | 2015/16 | 2016/17 | 2017/18 | 2018/19 | 2019/20 | 2020/21 | 2021/22 | 2022/23 | 2023/24 | 2024/25 | 2025/26 | 2026/27 | 2027/28 | 2028/29 | 2029/30 | 2030/31 | 2031/32 | 2032/33 | 2033/34 | 2034/35 | 2035/36
| Solar | 1725.9 | 2083.7524 | 2477.39 | 2910.3914 | 3386.6929 | 3910.6246 | 4486.9494 | 5120.9068 | 5753.406 | 6384.4505 | 7014.0435 | 7642.1886 | 8268.8888 | 8894.1477 | 9517.9685 | 10140.3545 | 10761.3089 | 11380.8353 | 11998.9366 | 12615.6164 | 13230.8778 | 13844.7241 | 14457.1585
| Wind | 36.67 | 41.1665 | 45.708 | 50.3403 | 55.0653 | 59.8847 | 64.8006 | 69.8148 | 75.2301 | 81.0786 | 87.395 | 94.2167 | 101.5842 | 109.541 | 118.1344 | 127.4153 | 137.4386 | 148.2638 | 159.9551 | 172.5816 | 186.2182 | 200.9458 | 216.8516
| Hydro | 122.15 | 134.9841 | 147.9465 | 161.0386 | 174.2616 | 187.6168 | 201.1055 | 214.7292 | 229.034 | 244.0541 | 259.8252 | 276.3848 | 293.7724 | 312.0294 | 331.1993 | 351.3276 | 372.4623 | 394.6538 | 417.9549 | 442.421 | 468.1104 | 495.0843 | 523.4069
|  | 1884.72 | 2259.903 | 2671.0445 | 3121.7703 | 3616.0198 | 4158.1261 | 4752.8556 | 5405.4507 | 6057.6701 | 6709.5831 | 7361.2637 | 8012.7901 | 8664.2454 | 9315.7181 | 9967.3021 | 10619.0973 | 11271.2099 | 11923.7529 | 12576.8466 | 13230.619 | 13885.2065 | 14540.7542 | 15197.4171

## Figure 88
FIGURE 88 - Low Carbon Life Generation Output
Output (TWh)
|  | 2013/14 | 2014/15 | 2015/16 | 2016/17 | 2017/18 | 2018/19 | 2019/20 | 2020/21 | 2021/22 | 2022/23 | 2023/24 | 2024/25 | 2025/26 | 2026/27 | 2027/28 | 2028/29 | 2029/30 | 2030/31 | 2031/32 | 2032/33 | 2033/34 | 2034/35 | 2035/36
| Nuclear | 62.6334 | 62.6334 | 59.5679 | 59.3933 | 59.3933 | 59.3933 | 59.5679 | 59.3933 | 59.3933 | 59.3933 | 64.4089 | 56.2612 | 68.2317 | 61.077 | 67.0279 | 66.1345 | 76.9878 | 84.3498 | 84.3498 | 91.6993 | 91.6983 | 91.6981 | 91.6985
| Coal | 128.2956 | 114.8185 | 105.0665 | 96.4977 | 95.704 | 84.4485 | 73.4594 | 31.9163 | 29.3531 | 28.4972 | 26.3032 | 26.2022 | 23.9185 | 24.1496 | 23.521 | 23.7919 | 11.4166 | 9.6896 | 1.8361 | 1.8361 | 1.8361 | 1.8361 | 1.8361
| Gas | 76.6125 | 81.6051 | 92.5073 | 92.844 | 87.842 | 90.3336 | 90.8845 | 119.051 | 110.096 | 103.4855 | 93.4537 | 97.4328 | 83.282 | 89.259 | 85.2399 | 84.5935 | 76.311 | 63.2404 | 61.6164 | 55.1092 | 55.1049 | 53.4645 | 54.0584
| CCS Coal | 0 | 0 | 0 | 0 | 0 | 0 | 0 | 0 | 3.1754 | 3.1397 | 3.0557 | 3.0709 | 2.8287 | 2.9133 | 7.2009 | 14.9944 | 24.2488 | 31.1895 | 34.4176 | 32.2135 | 32.0929 | 31.4033 | 31.4592
| CCS Gas | 0 | 0 | 0 | 0 | 0 | 0 | 0 | 0 | 0 | 2.9766 | 6.6673 | 10.3767 | 17.3942 | 23.5414 | 23.5744 | 23.6706 | 29.8429 | 35.7647 | 42.2922 | 44.2289 | 44.1024 | 47.0636 | 47.0996
| Imports | 22.5 | 26.0234 | 26.0474 | 25.9291 | 25.882 | 27.5964 | 31.3506 | 33.0937 | 31.9105 | 30.4588 | 27.8759 | 25.1407 | 22.4816 | 19.7611 | 17.0873 | 14.3202 | 11.5997 | 8.8792 | 8.8792 | 8.8792 | 8.8792 | 8.8792 | 8.8792
| Wind | 30.3003 | 33.0854 | 36.4891 | 40.3411 | 45.5415 | 51.5338 | 56.2149 | 67.5846 | 78.5667 | 86.8059 | 94.5837 | 100.2751 | 102.459 | 103.4831 | 103.9562 | 103.9553 | 104.1555 | 104.3337 | 104.4915 | 104.7231 | 104.938 | 105.1372 | 105.3217
| Solar | 1.727 | 2.8186 | 3.7542 | 4.7135 | 5.17 | 5.6849 | 6.223 | 6.807 | 7.4195 | 8.0144 | 8.6144 | 9.2197 | 9.8908 | 10.5747 | 11.2724 | 11.9847 | 12.7125 | 13.457 | 14.219 | 14.9998 | 15.8005 | 16.6224 | 17.4668
| Biomass | 10.927 | 14.4335 | 12.548 | 16.4252 | 16.4386 | 16.4521 | 17.9806 | 18.5814 | 18.5949 | 18.6059 | 18.6458 | 18.6303 | 18.6112 | 18.6592 | 18.7116 | 18.6875 | 18.6888 | 18.6876 | 18.7008 | 18.6582 | 18.6662 | 18.6815 | 18.697
| Other Renewables | 6.3462 | 6.478 | 6.8438 | 7.237 | 7.5467 | 8.2991 | 8.5331 | 8.8117 | 9.0606 | 9.3144 | 9.5729 | 9.836 | 10.2821 | 10.7324 | 11.1867 | 11.6448 | 12.1066 | 12.572 | 13.0408 | 13.5129 | 13.9882 | 14.4667 | 14.9482
| Hydro/Pumped Storage/Marine | 6.9611 | 6.9752 | 7.1039 | 7.1218 | 7.282 | 7.3456 | 7.4974 | 7.5163 | 7.7329 | 7.7997 | 8.6013 | 8.8109 | 9.3159 | 9.935 | 10.8795 | 11.515 | 12.2346 | 12.5257 | 12.843 | 13.0664 | 13.5798 | 13.701 | 14.1127
| Oil/Others | 0.064365 | 0.070194 | 0.05468 | 0.05468 | 0.05468 | 0.05468 | 0.05468 | 0.05468 | 0.05468 | 0.05468 | 0.05468 | 0.05468 | 0.05468 | 0.05468 | 0.05468 | 0.05468 | 0.05468 | 0.05468 | 0.05468 | 0.05468 | 0.05468 | 0.05468 | 0.05468
| Total | 346.3674 | 348.9412 | 349.9829 | 350.5574 | 350.8547 | 351.1422 | 351.7661 | 352.8101 | 355.3576 | 358.5461 | 361.8377 | 365.3112 | 368.7505 | 374.1405 | 379.7125 | 385.3471 | 390.3594 | 394.7439 | 396.7411 | 398.9812 | 400.7412 | 403.0081 | 405.632
| Emissions (gCO2/kWh) | 404.3 | 397.4 | 390.464 | 356.164 | 321.864 | 287.564 | 253.264 | 218.7308 | 205.8308 | 192.9308 | 180.0308 | 167.1308 | 154.2163 | 141.4163 | 128.6163 | 115.8163 | 103.0163 | 90.374 | 84.974 | 79.574 | 74.174 | 68.774 | 63.2359

## Figures 89 - 92
FIGURES 89 - 92 - Low Carbon Life Power Supply Landscape at 2020/21 and 2035/36
Installed Capacity (MW)
|  | 2013/14 | 2020/21 | 2035/36
| Nuclear | 9471 | 8981 | 14091
| Coal | 20454 | 9797 | 0
| Gas | 30760 | 33643 | 24589
| CHP (Thermal & Renewable) | 4037.8 | 5050.4764 | 6282.401
| CCS | 0 | 0 | 13624
| Interconnectors | 4000 | 5000 | 7400
| Onshore Wind | 6726.67 | 14059.0812 | 16953.114
| Offshore Wind | 4083 | 9836.9 | 18921.9
| Solar | 2262.9 | 8460.7264 | 22069.4229
| Biomass | 1862 | 3181.5662 | 3238.4937
| Other Renewables (Marine/Hydro/Other) | 2892.76 | 3545.8115 | 6872.4279
| Other (Oil/Diesel/Pumped Storage) | 4445 | 3521 | 4009
| Total | 90995.13 | 105076.5616 | 138050.7594
| ACS Peak Demand | 60493.9355 | 61354.9396 | 64953.418
Output (TWh)
|  | 2013/14 | 2020/21 | 2035/36
| Nuclear | 62.6334 | 59.3933 | 91.6985
| Coal | 128.2956 | 31.9163 | 1.8361
| Gas | 76.6125 | 119.051 | 54.0584
| CCS Coal | 0 | 0 | 31.4592
| CCS Gas | 0 | 0 | 47.0996
| Imports | 22.5 | 33.0937 | 8.8792
| Wind | 30.3003 | 67.5846 | 105.3217
| Solar | 1.727 | 6.807 | 17.4668
| Biomass | 10.927 | 18.5814 | 18.697
| Other Renewables | 6.3462 | 8.8117 | 14.9482
| Hydro/Pumped Storage/Marine | 6.9611 | 7.5163 | 14.1127
| Oil/Others | 0.064365 | 0.05468 | 0.05468
| Total | 346.3674 | 352.8101 | 405.632
| Emissions (gCO2/kWh) | 404.3 | 218.7308 | 63.2359

## Figure 93
FIGURE 93 - Security of Supply
|  | 2014/15 | 2015/16 | 2016/17 | 2017/18 | 2018/19 | 2019/20 | 2020/21
| Gone Green | 0.55983 | 3.752 | 0.8622 | 0.30339 | 1.3084 | 1.0838 | 0.83502
| Slow Progression | 0.51156 | 2.941 | 0.78335 | 0.38447 | 1.4215 | 1.6766 | 1.3104
| No Progression | 0.51156 | 3.8184 | 1.3628 | 0.81437 | 1.4742 | 1.1152 | 1.0592
| Low Carbon Life | 0.50244 | 4.9227 | 1.6329 | 1.2798 | 1.3031 | 1.4177 | 0.98277
| LOLE Target | 3 | 3 | 3 | 3 | 3 | 3 | 3
Implementation of capacity market in 2018/19 ensures that the 3 hour reliability standard can be achieved

## Figure 94
Figure 94 - Low Carbon Life distributed generation installed capacity
|  | 2013/14 | 2014/15 | 2015/16 | 2016/17 | 2017/18 | 2018/19 | 2019/20 | 2020/21 | 2021/22 | 2022/23 | 2023/24 | 2024/25 | 2025/26 | 2026/27 | 2027/28 | 2028/29 | 2029/30 | 2030/31 | 2031/32 | 2032/33 | 2033/34 | 2034/35 | 2035/36
| Fossil Fuels | 3266.8 | 3304.6072 | 3342.4144 | 3452.4144 | 3512.4144 | 3572.4144 | 3632.4144 | 3742.4144 | 3802.4144 | 3862.4144 | 3776.8 | 3898.8 | 3970.8 | 4042.8 | 4114.8 | 4236.8 | 4308.8 | 4380.8 | 4452.8 | 4574.8 | 4646.8 | 4718.8 | 4790.8
| Solar | 537 | 1409.625 | 2094.3 | 2774.9475 | 2902.2251 | 3055.5724 | 3194.84 | 3339.8196 | 3515.4521 | 3673.895 | 3838.6954 | 4010.0459 | 4250.6486 | 4505.6876 | 4776.0288 | 5062.5905 | 5366.346 | 5688.3267 | 6029.6263 | 6391.4039 | 6774.8882 | 7181.3814 | 7612.2643
| Wind | 3736 | 4011.2772 | 4313.4572 | 5173.4658 | 5813.9592 | 6412.193 | 6919.9962 | 7288.1665 | 7550.6608 | 7697.8076 | 7830.6303 | 7949.8177 | 8056.0338 | 8149.9183 | 8232.0874 | 8303.1335 | 8363.6267 | 8414.1145 | 8455.1232 | 8525.0738 | 8587.0022 | 8641.2536 | 8688.1624
| Other Renewables | 2265.61 | 2314.4098 | 2449.5696 | 2586.6536 | 2725.8097 | 2930.9573 | 3048.1266 | 3141.7105 | 3262.3243 | 3350.0942 | 3462.967 | 3552.8944 | 3713.65 | 3841.375 | 4004.0317 | 4133.5852 | 4298.0034 | 4429.256 | 4595.3151 | 4728.1545 | 4895.7495 | 5030.0771 | 5199.1157
|  | 9805.41 | 11039.9192 | 12199.7411 | 13987.4812 | 14954.4084 | 15971.137 | 16795.3771 | 17512.1109 | 18130.8515 | 18584.2111 | 18909.0928 | 19411.558 | 19991.1324 | 20539.7809 | 21126.9479 | 21736.1093 | 22336.776 | 22912.4973 | 23532.8646 | 24219.4322 | 24904.4398 | 25571.5122 | 26290.3424

## Figure 95
Figure 95 - Low Carbon Life dsitributed generation output
|  | 2013/14 | 2014/15 | 2015/16 | 2016/17 | 2017/18 | 2018/19 | 2019/20 | 2020/21 | 2021/22 | 2022/23 | 2023/24 | 2024/25 | 2025/26 | 2026/27 | 2027/28 | 2028/29 | 2029/30 | 2030/31 | 2031/32 | 2032/33 | 2033/34 | 2034/35 | 2035/36
| Fossil Fuels | 11.0209 | 11.203 | 11.3852 | 11.8057 | 12.0948 | 12.3838 | 12.6729 | 13.0934 | 13.3825 | 13.6716 | 13.2591 | 13.7374 | 14.0843 | 14.4312 | 14.778 | 15.2563 | 15.6032 | 15.9501 | 16.297 | 16.7753 | 17.1222 | 17.4691 | 17.816
| Solar | 0.51745 | 1.3583 | 2.0181 | 2.6739 | 2.7966 | 2.9443 | 3.0785 | 3.2183 | 3.3875 | 3.5402 | 3.699 | 3.8641 | 4.0959 | 4.3417 | 4.6022 | 4.8783 | 5.171 | 5.4813 | 5.8101 | 6.1588 | 6.5283 | 6.92 | 7.3352
| Wind | 9.79 | 10.4705 | 11.2116 | 13.3949 | 14.9951 | 16.4916 | 17.7372 | 18.6402 | 19.284 | 19.645 | 19.9708 | 20.2631 | 20.5236 | 20.7539 | 20.9554 | 21.1297 | 21.2781 | 21.4019 | 21.5025 | 21.6741 | 21.826 | 21.9591 | 22.0741
| Other Renewables | 9.6158 | 9.7591 | 10.233 | 10.6906 | 11.1323 | 11.9199 | 12.2859 | 12.5997 | 12.9806 | 13.2696 | 13.6316 | 13.9298 | 14.508 | 14.9935 | 15.5797 | 16.073 | 16.6668 | 17.1674 | 17.7682 | 18.2755 | 18.8828 | 19.3965 | 20.01
|  | 30.9441 | 32.7909 | 34.8479 | 38.5651 | 41.0187 | 43.7397 | 45.7745 | 47.5516 | 49.0346 | 50.1263 | 50.5604 | 51.7944 | 53.2118 | 54.5202 | 55.9154 | 57.3374 | 58.7192 | 60.0007 | 61.3778 | 62.8836 | 64.3593 | 65.7446 | 67.2353

## Figure 96
Figure 96 - No Progression distributed generation installed capacity
|  | 2013/14 | 2014/15 | 2015/16 | 2016/17 | 2017/18 | 2018/19 | 2019/20 | 2020/21 | 2021/22 | 2022/23 | 2023/24 | 2024/25 | 2025/26 | 2026/27 | 2027/28 | 2028/29 | 2029/30 | 2030/31 | 2031/32 | 2032/33 | 2033/34 | 2034/35 | 2035/36
| Fossil Fuels | 3266.8 | 3304.6072 | 3342.4144 | 3435.4144 | 3453.4144 | 3546.4144 | 3564.4144 | 3657.4144 | 3675.4144 | 3768.4144 | 3640.8 | 3730.8 | 3745.8 | 3835.8 | 3850.8 | 3940.8 | 3955.8 | 4045.8 | 4060.8 | 4150.8 | 4165.8 | 4255.8 | 4270.8
| Solar | 537 | 1342.5 | 1745.25 | 1757.4667 | 1764.8666 | 1787.6138 | 1872.8372 | 1938.4967 | 2017.6714 | 2099.3686 | 2183.6057 | 2270.3936 | 2359.7351 | 2451.6241 | 2546.0448 | 2642.9701 | 2742.3606 | 2844.1634 | 2948.3099 | 3054.7151 | 3163.275 | 3273.8651 | 3386.3382
| Wind | 3736 | 4011.2772 | 4313.4572 | 4510.4406 | 4665.7994 | 4888.6124 | 5155.9681 | 5423.6104 | 5491.3762 | 5593.1528 | 5685.0218 | 5767.4597 | 5840.9259 | 5905.8627 | 5962.6963 | 6011.8365 | 6053.6776 | 6088.5984 | 6116.9627 | 6165.3452 | 6208.179 | 6245.7029 | 6278.1481
| Other Renewables | 2265.61 | 2314.4098 | 2415.5696 | 2447.6511 | 2476.5792 | 2503.1871 | 2525.8788 | 2552.2417 | 2586.2882 | 2619.6874 | 2652.3734 | 2696.2331 | 2776.6096 | 2857.6566 | 2939.348 | 3021.6597 | 3104.5694 | 3188.0563 | 3272.1011 | 3356.6855 | 3441.7925 | 3527.4063 | 3613.5118
|  | 9805.41 | 10972.7942 | 11816.6911 | 12150.9728 | 12360.6596 | 12725.8277 | 13119.0985 | 13571.7632 | 13770.7503 | 14080.6231 | 14161.801 | 14464.8865 | 14723.0706 | 15050.9434 | 15298.889 | 15617.2663 | 15856.4077 | 16166.6181 | 16398.1737 | 16727.5458 | 16979.0465 | 17302.7743 | 17548.7982

## Figure 97
Figure 97 - No Progression distributed generation output
|  | 2013/14 | 2014/15 | 2015/16 | 2016/17 | 2017/18 | 2018/19 | 2019/20 | 2020/21 | 2021/22 | 2022/23 | 2023/24 | 2024/25 | 2025/26 | 2026/27 | 2027/28 | 2028/29 | 2029/30 | 2030/31 | 2031/32 | 2032/33 | 2033/34 | 2034/35 | 2035/36
| Fossil Fuels | 11.0209 | 11.203 | 11.3852 | 11.669 | 11.7557 | 12.0396 | 12.1263 | 12.4101 | 12.4968 | 12.7807 | 12.1658 | 12.4352 | 12.5075 | 12.7768 | 12.8491 | 13.1185 | 13.1907 | 13.4601 | 13.5324 | 13.8017 | 13.874 | 14.1434 | 14.2157
| Solar | 0.51745 | 1.2936 | 1.6817 | 1.6935 | 1.7006 | 1.7225 | 1.8047 | 1.8679 | 1.9442 | 2.023 | 2.1041 | 2.1878 | 2.2738 | 2.3624 | 2.4534 | 2.5468 | 2.6425 | 2.7406 | 2.841 | 2.9435 | 3.0481 | 3.1547 | 3.2631
| Wind | 9.79 | 10.4705 | 11.2116 | 11.7687 | 12.1789 | 12.7546 | 13.4103 | 14.0668 | 14.233 | 14.4827 | 14.708 | 14.9102 | 15.0904 | 15.2497 | 15.3891 | 15.5096 | 15.6122 | 15.6979 | 15.7675 | 15.8861 | 15.9912 | 16.0832 | 16.1628
| Other Renewables | 9.6158 | 9.7591 | 10.1362 | 10.2179 | 10.2887 | 10.3516 | 10.4007 | 10.466 | 10.5589 | 10.6497 | 10.7384 | 10.8673 | 11.1782 | 11.4919 | 11.8083 | 12.1274 | 12.449 | 12.7731 | 13.0995 | 13.4283 | 13.7593 | 14.0925 | 14.4277
|  | 30.9441 | 32.7262 | 34.4147 | 35.349 | 35.924 | 36.8683 | 37.742 | 38.8109 | 39.233 | 39.936 | 39.7163 | 40.4005 | 41.0499 | 41.8807 | 42.4998 | 43.3022 | 43.8945 | 44.6717 | 45.2404 | 46.0597 | 46.6727 | 47.4738 | 48.0693

## Figure 98
Figure 98 - Gone Green micro-generation installed capacity
|  | 2013/14 | 2014/15 | 2015/16 | 2016/17 | 2017/18 | 2018/19 | 2019/20 | 2020/21 | 2021/22 | 2022/23 | 2023/24 | 2024/25 | 2025/26 | 2026/27 | 2027/28 | 2028/29 | 2029/30 | 2030/31 | 2031/32 | 2032/33 | 2033/34 | 2034/35 | 2035/36
| Solar | 1725.9 | 2083.7524 | 2477.39 | 2910.3914 | 3386.6929 | 3910.6246 | 4486.9494 | 5120.9068 | 5753.406 | 6384.4505 | 7014.0435 | 7642.1886 | 8268.8888 | 8894.1477 | 9517.9685 | 10140.3545 | 10761.3089 | 11380.8353 | 11998.9366 | 12615.6164 | 13230.8778 | 13844.7241 | 14457.1585
| Wind | 36.67 | 41.1665 | 45.708 | 50.3403 | 55.0653 | 59.8847 | 64.8006 | 69.8148 | 75.2301 | 81.0786 | 87.395 | 94.2167 | 101.5842 | 109.541 | 118.1344 | 127.4153 | 137.4386 | 148.2638 | 159.9551 | 172.5816 | 186.2182 | 200.9458 | 216.8516
| Hydro | 122.15 | 160.6523 | 199.5396 | 238.8158 | 278.4847 | 318.5503 | 359.0166 | 399.8876 | 444.8456 | 494.2995 | 548.6987 | 608.5379 | 674.3609 | 746.7663 | 826.4122 | 914.0227 | 1010.3943 | 1116.403 | 1223.4718 | 1331.6113 | 1440.8322 | 1551.1453 | 1662.5615
|  | 1884.72 | 2285.5712 | 2722.6376 | 3199.5475 | 3720.2429 | 4289.0597 | 4910.7667 | 5590.6091 | 6273.4817 | 6959.8285 | 7650.1372 | 8344.9431 | 9044.8339 | 9750.455 | 10462.5151 | 11181.7925 | 11909.1419 | 12645.5021 | 13382.3635 | 14119.8093 | 14857.9282 | 15596.8152 | 16336.5717

## Figure 99
Figure 99 - Gone Green micro-generation Output
|  | 2013/14 | 2014/15 | 2015/16 | 2016/17 | 2017/18 | 2018/19 | 2019/20 | 2020/21 | 2021/22 | 2022/23 | 2023/24 | 2024/25 | 2025/26 | 2026/27 | 2027/28 | 2028/29 | 2029/30 | 2030/31 | 2031/32 | 2032/33 | 2033/34 | 2034/35 | 2035/36
| Solar | 1.2095 | 1.4603 | 1.7362 | 2.0396 | 2.3734 | 2.7406 | 3.1445 | 3.5887 | 4.032 | 4.4742 | 4.9154 | 5.3556 | 5.7948 | 6.233 | 6.6702 | 7.1064 | 7.5415 | 7.9757 | 8.4089 | 8.841 | 9.2722 | 9.7024 | 10.1316
| Wind | 0.11243 | 0.12622 | 0.14014 | 0.15434 | 0.16883 | 0.18361 | 0.19868 | 0.21405 | 0.23066 | 0.24859 | 0.26795 | 0.28887 | 0.31146 | 0.33585 | 0.3622 | 0.39066 | 0.42139 | 0.45458 | 0.49042 | 0.52914 | 0.57095 | 0.6161 | 0.66487
| Hydro | 0.29961 | 0.39405 | 0.48943 | 0.58577 | 0.68307 | 0.78134 | 0.8806 | 0.98084 | 1.0911 | 1.2124 | 1.3458 | 1.4926 | 1.6541 | 1.8317 | 2.027 | 2.2419 | 2.4783 | 2.7383 | 3.0009 | 3.2662 | 3.5341 | 3.8046 | 4.0779

## Figure 100
Figure 100 - No Progression micro-generation Installed Capacity
|  | 2013/14 | 2014/15 | 2015/16 | 2016/17 | 2017/18 | 2018/19 | 2019/20 | 2020/21 | 2021/22 | 2022/23 | 2023/24 | 2024/25 | 2025/26 | 2026/27 | 2027/28 | 2028/29 | 2029/30 | 2030/31 | 2031/32 | 2032/33 | 2033/34 | 2034/35 | 2035/36
| Solar | 1725.9 | 1921.0922 | 2116.2844 | 2315.3805 | 2518.4584 | 2725.598 | 2936.8803 | 3152.3883 | 3370.0513 | 3589.891 | 3811.9291 | 4036.1876 | 4262.6886 | 4491.4546 | 4722.5084 | 4955.8726 | 5191.5705 | 5429.6254 | 5670.0608 | 5912.9006 | 6158.1688 | 6405.8896 | 6656.0877
| Wind | 36.67 | 38.896 | 41.3446 | 44.0381 | 47.0009 | 50.26 | 53.8449 | 57.7884 | 61.7714 | 65.7941 | 69.8571 | 73.9607 | 78.1054 | 82.2915 | 86.5194 | 90.7897 | 95.1026 | 99.4587 | 103.8583 | 108.302 | 112.79 | 117.323 | 121.9012
| Hydro | 122.15 | 134.9841 | 147.9465 | 161.0386 | 174.2616 | 187.6168 | 201.1055 | 214.7292 | 229.034 | 244.0541 | 259.8252 | 276.3848 | 293.7724 | 312.0294 | 331.1993 | 351.3276 | 372.4623 | 394.6538 | 417.9549 | 442.421 | 468.1104 | 495.0843 | 523.4069
|  | 1884.72 | 2094.9723 | 2305.5755 | 2520.4571 | 2739.7209 | 2963.4747 | 3191.8308 | 3424.9059 | 3660.8567 | 3899.7392 | 4141.6114 | 4386.5331 | 4634.5664 | 4885.7756 | 5140.2271 | 5397.9899 | 5659.1355 | 5923.7379 | 6191.874 | 6463.6236 | 6739.0692 | 7018.2969 | 7301.3959

## Figure 101
Figure 101 - No Progression micro-generation Output
|  | 2013/14 | 2014/15 | 2015/16 | 2016/17 | 2017/18 | 2018/19 | 2019/20 | 2020/21 | 2021/22 | 2022/23 | 2023/24 | 2024/25 | 2025/26 | 2026/27 | 2027/28 | 2028/29 | 2029/30 | 2030/31 | 2031/32 | 2032/33 | 2033/34 | 2034/35 | 2035/36
| Solar | 1.2095 | 1.3463 | 1.4831 | 1.6226 | 1.7649 | 1.9101 | 2.0582 | 2.2092 | 2.3617 | 2.5158 | 2.6714 | 2.8286 | 2.9873 | 3.1476 | 3.3095 | 3.4731 | 3.6383 | 3.8051 | 3.9736 | 4.1438 | 4.3156 | 4.4892 | 4.6646
| Wind | 0.11243 | 0.11926 | 0.12676 | 0.13502 | 0.1441 | 0.1541 | 0.16509 | 0.17718 | 0.18939 | 0.20172 | 0.21418 | 0.22676 | 0.23947 | 0.25231 | 0.26527 | 0.27836 | 0.29158 | 0.30494 | 0.31843 | 0.33205 | 0.34581 | 0.35971 | 0.37375
| Hydro | 0.29961 | 0.33109 | 0.36288 | 0.395 | 0.42743 | 0.46019 | 0.49327 | 0.52669 | 0.56177 | 0.59862 | 0.6373 | 0.67792 | 0.72056 | 0.76535 | 0.81237 | 0.86174 | 0.91358 | 0.96801 | 1.0252 | 1.0852 | 1.1482 | 1.2143 | 1.2838
|  | 1.6216 | 1.7966 | 1.9727 | 2.1526 | 2.3365 | 2.5244 | 2.7165 | 2.9131 | 3.1129 | 3.3161 | 3.5229 | 3.7332 | 3.9473 | 4.1653 | 4.3872 | 4.6132 | 4.8434 | 5.078 | 5.3172 | 5.561 | 5.8096 | 6.0633 | 6.3221

## Figure 102
Figure 102 - Cost of New (Transmission Generation)
Total Cost (£ms) to 2020
| Gone Green | 32112.961
| Slow Progression | 16011.632
| No Progression | 8408.828
| Low Carbon Life | 24043.239

## Figures 103-106
Figures 103-106: Electricity Generation to 2050
Figure 103: Gone Green electricity generation to 2050
| Gone Green | 2012 | 2015 | 2020 | 2025 | 2030 | 2035 | 2040 | 2045 | 2050
| Nuclear | 62.6268 | 59.5613 | 59.3867 | 42.0162 | 58.7499 | 108.1308 | 167.6988 | 227.2667 | 277.974
| Coal_Cofire_NonCCS | 133.5903 | 108.673 | 17.6342 | 13.3271 | 1.8361 | 0.0064535 | 0.17376 | 0.00023412 | 7.4426e-05
| Coal_Cofire_CCS |  |  |  | 2.9523 | 17.3749 | 17.3782 | 17.3803 | 17.3801 | 17.3236
| Gas_NonCCS | 55.8199 | 67.7558 | 90.0113 | 87.9958 | 79.0561 | 10.6411 | 3.4787 | 3.499 | 4.3851
| GasCHP_NonCCS | 17.91 | 17.1925 | 16.2957 | 13.3028 | 13.3028 | 13.6075 | 5.455 | 1.4637 | 0.069496
| Gas_CCS | 2030: 12.6127; 2035: 27.2778; 2040: 32.7135; 2045: 32.2315; 2050: 30.944
| GasCHP_CCS | 2030: 0.00017636; 2035: 0.0068217; 2040: 46.7867; 2045: 56.6266; 2050: 63.9339
| DirectBio_CCS |  |  |  | 3.6213e-05 | 0.00018817 | 0.0032615 | 0.003464 | 0.0036083 | 0.0035252
| DirectBio_NonCCS | 30.3125 | 27.1527 | 34.3289 | 29.9179 | 25.5076 | 1.1327 | 1.5829 | 1.207 | 1.2197
| Offshore_Wind_RES | 13.5832 | 16.6128 | 41.8895 | 87.6517 | 105.2529 | 116.0177 | 116.0157 | 116.0095 | 116.0089
| Onshore_Wind_RES | 16.7315 | 19.8026 | 34.3967 | 44.9616 | 50.3079 | 50.3079 | 50.308 | 50.3081 | 50.3085
| Other_RES | 8.1457 | 10.2597 | 13.2162 | 16.5437 | 20.0512 | 19.841 | 20.6893 | 22.3246 | 23.389
| Other_Microgen |  |  | 7.9065e-08 | 1.789e-05 | 0.55102 | 0.55102 | 0.55101 | 1.0302e-05 | 1.0721e-05
| H2 | 0.00016591 | 1.6413e-07 | 6.1172e-06 | 4.604e-05 | 7.2996e-06 | 3.6271e-05 | 6.8548e-05 | 5.6352e-05 | 4.64e-05
| Imports | 17.7876 | 25.3133 | 36.4458 | 12.1782 | 3.5279 | 37.8386 | 45.0596 | 31.7112 | 16.2597
Figure 104: Slow Progression electricity generation to 2050
| Slow Progression | 2012 | 2015 | 2020 | 2025 | 2030 | 2035 | 2040 | 2045 | 2050
| Nuclear | 62.6268 | 59.5613 | 59.3867 | 34.0565 | 40.1598 | 58.8234 | 118.3914 | 177.9594 | 228.6667
| Coal_Cofire_NonCCS | 126.4429 | 101.8087 | 17.874 | 15.5004 | 2.4083 | 0.045942 | 0.010533 | 2.5037e-06 | 5.668e-07
| Coal_Cofire_CCS | 2030: 1.7323; 2035: 1.8189; 2040: 1.7392; 2045: 1.7323; 2050: 1.7323
| Gas_NonCCS | 59.8532 | 74.625 | 115.8498 | 90.0111 | 64.6652 | 94.7123 | 48.2255 | 23.2634 | 3.6002
| GasCHP_NonCCS | 17.91 | 17.3571 | 16.4257 | 16.7557 | 16.7557 | 24.3867 | 25.851 | 24.1322 | 2.7324
| Gas_CCS | 2030: 4.9738; 2035: 12.2901; 2040: 52.4696; 2045: 67.7966; 2050: 67.7966
| GasCHP_CCS | 2030: 2.9477e-07; 2035: 3.837e-06; 2040: 6.4546e-06; 2045: 9.9334e-06; 2050: 24.4645
| DirectBio_CCS |  |  |  | 0 | 0 | 0 | 0 | 0 | 0
| DirectBio_NonCCS | 28.9361 | 27.1526 | 34.7931 | 25.849 | 21.21 | 1.2641 | 1.3004 | 1.2308 | 1.2322
| Offshore_Wind_RES | 13.6608 | 16.557 | 25.3075 | 68.4481 | 86.6471 | 84.9849 | 84.9565 | 84.9265 | 84.9425
| Onshore_Wind_RES | 16.8965 | 19.8974 | 33.1783 | 39.813 | 44.6833 | 43.7743 | 43.7881 | 43.84 | 43.84
| Other_RES | 8.1457 | 10.0067 | 12.0038 | 13.9033 | 16.3902 | 16.1801 | 13.5926 | 11.8366 | 10.1422
| Other_Microgen |  |  |  | 2.153e-08 | 0.55111 | 0.55111 | 0.55111 | 9.7767e-08 | 9.7767e-08
| H2 | 0.00016591 |  | 0.29301 | 0.15422 | 4.0629e-08 | 1.7541e-07 | 1.979e-07 | 2.9219e-07 | 2.4798e-07
| Imports | 22 | 24.5306 | 32.5274 | 28.8006 | 31.7432 | 45.6523 | 43.9537 | 43.9536 | 38.7104
Figure 105: No Progression electricity generation to 2050
| No Progression | 2012 | 2015 | 2020 | 2025 | 2030 | 2035 | 2040 | 2045 | 2050
| Nuclear | 62.6268 | 59.5613 | 59.3867 | 37.42 | 29.7209 | 33.8942 | 33.8942 | 33.8942 | 33.8942
| Coal_Cofire_NonCCS | 126.2142 | 101.2698 | 31.3346 | 29.8085 | 16.0632 | 11.2318 | 24.014 | 22.8463 | 22.8439
| Coal_Cofire_CCS | 2035: 2.4742e-06; 2040: 5.1019e-06; 2045: 7.166e-06; 2050: 9.2217e-06
| Gas_NonCCS | 63.0904 | 79.0668 | 132.2596 | 124.4902 | 134.6029 | 208.1095 | 209.2442 | 208.9585 | 208.7283
| GasCHP_NonCCS | 17.91 | 17.1055 | 11.2074 | 14.4581 | 14.4581 | 25.5286 | 24.3939 | 24.6796 | 24.9098
| Gas_CCS | 2035: 3.9267e-07; 2040: 1.2933e-06; 2045: 1.5246e-06; 2050: 1.6389e-06
| GasCHP_CCS | 2035: 2.2215e-07; 2040: 4.8948e-07; 2045: 6.5333e-07; 2050: 9.3428e-07
| DirectBio_CCS |  |  |  | 0.01253 | 0.01253 | 2.7803e-06 | 4.0517e-05 | 0.010239 | 9.3447e-06
| DirectBio_NonCCS | 28.3524 | 26.166 | 23.6626 | 26.4877 | 23.6647 | 2.3722 | 4.2875 | 4.211 | 4.2106
| Offshore_Wind_RES | 13.5255 | 16.699 | 18.6896 | 31.5791 | 31.5791 | 29.9425 | 29.9425 | 29.9425 | 29.9425
| Onshore_Wind_RES | 16.7292 | 19.576 | 25.4653 | 30.0005 | 31.1111 | 30.3333 | 30.3333 | 30.3333 | 30.3333
| Other_RES | 8.1454 | 9.9258 | 11.6398 | 13.5817 | 15.486 | 15.5782 | 12.6029 | 10.9054 | 8.9474
| Other_Microgen | 2030: 9.1432e-08; 2035: 9.1432e-08; 2040: 9.1432e-08; 2045: 7.9381e-08; 2050: 1.2208e-07
| H2 |  |  |  | 1.0193e-06 | 6.6168e-08 | 1.2436e-07 | 2.5485e-07 | 2.5346e-07 | 3.0801e-07
| Imports | 22.1 | 25.6628 | 32.9259 | 34.6795 | 40.1287 | 0.11723 | 3.2389 | 22.8941 | 44.1831
Figure 106: Low Carbon Life electricity generation to 2050
| Low Carbon Life | 2012 | 2015 | 2020 | 2025 | 2030 | 2035 | 2040 | 2045 | 2050
| Nuclear | 62.6334 | 59.5679 | 59.3933 | 68.2317 | 84.3498 | 145.8746 | 205.4426 | 265.0106 | 290.394
| Coal_Cofire_NonCCS | 128.2956 | 105.0665 | 31.9163 | 23.9185 | 9.6896 | 0.03428 | 0.0076663 | 7.3334e-07 | 2.5217e-07
| Coal_Cofire_CCS |  |  |  | 2.8287 | 31.1895 | 31.491 | 32.1694 | 31.3212 | 28.2798
| Gas_NonCCS | 58.7025 | 74.8665 | 100.9846 | 66.3098 | 46.2682 | 4.6614 | 3.8715 | 3.4026 | 4.7111
| GasCHP_NonCCS | 17.91 | 17.6407 | 18.0664 | 16.9722 | 16.9722 | 27.0792 | 25.973 | 1.7492 | 0.060711
| Gas_CCS |  |  |  | 17.3942 | 35.7647 | 61.8591 | 61.8591 | 61.8591 | 60.3559
| GasCHP_CCS |  |  |  | 4.4042e-07 | 1.2307e-06 | 2.5929e-06 | 3.4761e-05 | 21.2019 | 47.8133
| DirectBio_CCS |  |  |  | 7.823e-07 | 1.0333e-06 | 2.094e-06 | 2.4193e-06 | 2.6734e-06 | 2.3834e-06
| DirectBio_NonCCS | 28.3507 | 26.142 | 29.8579 | 24.0151 | 19.7519 | 1.3467 | 1.2506 | 1.2117 | 1.2322
| Offshore_Wind_RES | 13.6608 | 16.8622 | 34.3373 | 62.0252 | 62.7631 | 62.7631 | 62.7631 | 62.7631 | 62.7631
| Onshore_Wind_RES | 16.8965 | 19.7717 | 36.232 | 40.4921 | 40.3835 | 40.3835 | 40.3835 | 40.3835 | 40.3835
| Other_RES | 8.145 | 10.6522 | 14.4975 | 19.0538 | 24.7522 | 25.7378 | 22.0737 | 17.5764 | 12.9688
| Other_Microgen |  |  |  | 2.2714e-08 | 0.49452 | 0.49452 | 0.49452 | 2.4445e-08 | 2.4445e-08
| H2 |  |  | 2.0514e-08 | 1.239e-06 | 4.628e-08 | 8.5852e-08 | 1.4434e-07 | 1.3341e-07 | 1.3137e-07
| Imports | 22.5 | 26.0474 | 33.0937 | 22.4816 | 8.8792 | 14.9884 | 14.4695 | 15.5896 | 26.577

## Figure 108
Figure 108: Residential gas demand in each scenario | Demand (TWh/yr)
|  | 2000 | 2001 | 2002 | 2003 | 2004 | 2005 | 2006 | 2007 | 2008 | 2009 | 2010 | 2011 | 2012 | 2013 | 2014 | 2015 | 2016 | 2017 | 2018 | 2019 | 2020 | 2021 | 2022 | 2023 | 2024 | 2025 | 2026 | 2027 | 2028 | 2029 | 2030 | 2031 | 2032 | 2033 | 2034 | 2035
| Gone Green | 382.7562 | 388.7598 | 394.383 | 398.6463 | 402.9664 | 398.998 | 387.299 | 374.917 | 371.7275 | 345.7889 | 353.1661 | 337.7777 | 336.7181 | 331.7205 | 328.928 | 325.4962 | 319.6928 | 316.3997 | 313.7364 | 311.1283 | 309.104 | 307.281 | 305.8077 | 304.3535 | 302.7762 | 301.1807 | 299.5185 | 295.9944 | 292.2265 | 285.8425 | 279.2924 | 272.0353 | 263.8802 | 254.8474 | 245.2363 | 234.4515
| Slow Progression | 382.7562 | 388.7598 | 394.383 | 398.6463 | 402.9664 | 398.998 | 387.299 | 374.917 | 371.7275 | 345.7889 | 353.1661 | 337.7777 | 336.7181 | 331.7205 | 329.0755 | 326.1125 | 320.8255 | 318.1085 | 316.059 | 314.1865 | 312.9493 | 311.9823 | 311.4423 | 311.004 | 310.4 | 309.8628 | 309.4089 | 309.0415 | 308.4662 | 307.927 | 307.7126 | 307.5186 | 306.9949 | 306.5441 | 306.6239 | 306.6795
| No Progression | 382.7562 | 388.7598 | 394.383 | 398.6463 | 402.9664 | 398.998 | 387.299 | 374.917 | 371.7275 | 345.7889 | 353.1661 | 337.7777 | 336.7181 | 331.7205 | 329.1836 | 326.6598 | 321.9911 | 319.8931 | 318.3709 | 317.0224 | 316.5271 | 316.307 | 316.4195 | 316.637 | 316.9387 | 317.3223 | 317.6937 | 318.1674 | 318.7458 | 319.3748 | 320.2024 | 321.0548 | 321.865 | 322.7376 | 323.4436 | 324.1098
| Low Carbon Life | 382.7562 | 388.7598 | 394.383 | 398.6463 | 402.9664 | 398.998 | 387.299 | 374.917 | 371.7275 | 345.7889 | 353.1661 | 337.7777 | 336.7181 | 331.7205 | 331.0053 | 327.9648 | 322.7888 | 320.1888 | 318.1687 | 316.3263 | 315.3398 | 314.6308 | 314.256 | 313.9878 | 313.8052 | 313.7061 | 313.5961 | 313.5898 | 313.6896 | 313.8414 | 314.1926 | 314.5694 | 314.8969 | 315.2772 | 316.048 | 316.7789
| Historic | 2000: 382.7562; 2001: 388.7598; 2002: 394.383; 2003: 398.6463; 2004: 402.9664; 2005: 398.998; 2006: 387.299; 2007: 374.917; 2008: 371.7275; 2009: 345.7889; 2010: 353.1661; 2011: 337.7777; 2012: 336.7181; 2013: 331.7205

## Figure 110
Figure 110: Total industrial and commercial demand | Demand (TWh/yr)
|  | 2000 | 2001 | 2002 | 2003 | 2004 | 2005 | 2006 | 2007 | 2008 | 2009 | 2010 | 2011 | 2012 | 2013 | 2014 | 2015 | 2016 | 2017 | 2018 | 2019 | 2020 | 2021 | 2022 | 2023 | 2024 | 2025 | 2026 | 2027 | 2028 | 2029 | 2030 | 2031 | 2032 | 2033 | 2034 | 2035
| Gone Green | 343.6754 | 330.2419 | 337.8125 | 330.7401 | 327.2467 | 313.6559 | 295.9853 | 293.7715 | 284.9453 | 262.3203 | 265.0757 | 257.0504 | 248.0035 | 239.5188 | 242.4554 | 241.7108 | 241.1947 | 239.9058 | 238.6369 | 237.4985 | 236.0079 | 233.534 | 230.6573 | 222.331 | 219.2291 | 215.9126 | 212.265 | 208.6761 | 205.4141 | 201.5458 | 198.0105 | 194.5578 | 191.5362 | 188.1016 | 185.0215 | 182.0352
| Slow Progression | 343.6754 | 330.2419 | 337.8125 | 330.7401 | 327.2467 | 313.6559 | 295.9853 | 293.7715 | 284.9453 | 262.3203 | 265.0757 | 257.0504 | 248.0035 | 239.5188 | 240.7162 | 238.0742 | 233.4394 | 229.8675 | 226.6298 | 223.9238 | 221.5876 | 218.5654 | 215.7779 | 211.0625 | 208.3013 | 205.4633 | 202.8851 | 200.3804 | 198.11 | 195.2538 | 192.7533 | 190.283 | 188.1633 | 185.6157 | 183.411 | 181.2873
| No Progression | 343.6754 | 330.2419 | 337.8125 | 330.7401 | 327.2467 | 313.6559 | 295.9853 | 293.7715 | 284.9453 | 262.3203 | 265.0757 | 257.0504 | 248.0035 | 239.5188 | 240.7466 | 236.8066 | 230.0879 | 225.094 | 220.8189 | 217.3714 | 214.6114 | 211.312 | 208.445 | 205.2088 | 202.4778 | 199.7627 | 197.0235 | 194.1961 | 191.5475 | 188.4087 | 185.8515 | 183.4721 | 181.4232 | 178.984 | 176.8674 | 174.831
| Low Carbon Life | 343.6754 | 330.2419 | 337.8125 | 330.7401 | 327.2467 | 313.6559 | 295.9853 | 293.7715 | 284.9453 | 262.3203 | 265.0757 | 257.0504 | 248.0035 | 239.5188 | 242.3772 | 240.8231 | 239.0455 | 236.9899 | 235.3124 | 233.9465 | 232.2383 | 229.581 | 227.2535 | 223.8727 | 221.3615 | 218.9256 | 216.8122 | 214.5708 | 212.5341 | 209.861 | 207.6069 | 205.5392 | 203.8569 | 201.6989 | 199.9062 | 198.1935
| Historic | 2000: 343.6754; 2001: 330.2419; 2002: 337.8125; 2003: 330.7401; 2004: 327.2467; 2005: 313.6559; 2006: 295.9853; 2007: 293.7715; 2008: 284.9453; 2009: 262.3203; 2010: 265.0757; 2011: 257.0504; 2012: 248.0035; 2013: 239.5188

## Figure 111
Figure 111: Demand from the national transmission system to Ireland | Demand (TWh/yr)
|  | 2000 | 2001 | 2002 | 2003 | 2004 | 2005 | 2006 | 2007 | 2008 | 2009 | 2010 | 2011 | 2012 | 2013 | 2014 | 2015 | 2016 | 2017 | 2018 | 2019 | 2020 | 2021 | 2022 | 2023 | 2024 | 2025 | 2026 | 2027 | 2028 | 2029 | 2030 | 2031 | 2032 | 2033 | 2034 | 2035
| Gone Green | 47.5401 | 50.7244 | 51.0236 | 53.6437 | 51.9166 | 57.8225 | 66.0477 | 70.2587 | 71.9853 | 71.4651 | 73.3861 | 69.7721 | 65.1977 | 63.0577 | 66.1614 | 44.0968 | 35.9279 | 40.493 | 42.1298 | 40.1144 | 41.9043 | 44.3487 | 49.8885 | 51.992 | 54.1732 | 56.7384 | 59.9765 | 63.1529 | 64.6132 | 66.478 | 68.3798 | 69.8741 | 71.5134 | 72.8621 | 73.9629 | 76.0359
| Slow Progression | 47.5401 | 50.7244 | 51.0236 | 53.6437 | 51.9166 | 57.8225 | 66.0477 | 70.2587 | 71.9853 | 71.4651 | 73.3861 | 69.7721 | 65.1977 | 63.0577 | 64.7655 | 42.0652 | 33.6412 | 37.9108 | 39.135 | 36.828 | 38.3133 | 40.424 | 46.1075 | 47.9926 | 49.849 | 52.5364 | 55.0416 | 57.322 | 59.2256 | 60.7531 | 62.5866 | 64.7562 | 67.049 | 68.3121 | 69.3145 | 71.1285
| No Progression | 47.5401 | 50.7244 | 51.0236 | 53.6437 | 51.9166 | 57.8225 | 66.0477 | 70.2587 | 71.9853 | 71.4651 | 73.3861 | 69.7721 | 65.1977 | 63.0577 | 64.8172 | 42.4398 | 34.7597 | 39.9581 | 42.5411 | 41.9944 | 44.2766 | 47.838 | 55.2075 | 57.5727 | 59.3779 | 61.8782 | 64.6419 | 66.3978 | 68.1138 | 69.9071 | 71.7318 | 73.0945 | 74.6264 | 76.1348 | 77.1542 | 79.1216
| Low Carbon Life | 47.5401 | 50.7244 | 51.0236 | 53.6437 | 51.9166 | 57.8225 | 66.0477 | 70.2587 | 71.9853 | 71.4651 | 73.3861 | 69.7721 | 65.1977 | 63.0577 | 66.3318 | 44.9137 | 37.7648 | 43.5903 | 45.9845 | 44.7343 | 47.5233 | 51.561 | 59.3056 | 62.0382 | 64.1479 | 66.8301 | 70.3686 | 73.7399 | 75.6487 | 77.3813 | 79.4607 | 81.0637 | 82.8087 | 84.4288 | 85.7053 | 87.7869
| Historic | 2000: 47.5401; 2001: 50.7244; 2002: 51.0236; 2003: 53.6437; 2004: 51.9166; 2005: 57.8225; 2006: 66.0477; 2007: 70.2587; 2008: 71.9853; 2009: 71.4651; 2010: 73.3861; 2011: 69.7721; 2012: 65.1977; 2013: 63.0577

## Figure 112
Figure 112: Total gas demand | Demand (TWh/yr)
|  | 2000 | 2001 | 2002 | 2003 | 2004 | 2005 | 2006 | 2007 | 2008 | 2009 | 2010 | 2011 | 2012 | 2013 | 2014 | 2015 | 2016 | 2017 | 2018 | 2019 | 2020 | 2021 | 2022 | 2023 | 2024 | 2025 | 2026 | 2027 | 2028 | 2029 | 2030 | 2031 | 2032 | 2033 | 2034 | 2035
| Gone Green | 1077.6506 | 1077.4611 | 1114.4511 | 1139.2879 | 1093.5243 | 1052.4475 | 1038.1204 | 1068.9482 | 1072.6606 | 1031.7107 | 1113.0128 | 1025.1272 | 874.0793 | 834.8954 | 797.8396 | 791.3776 | 781.66 | 774.8999 | 786.96 | 783.9324 | 811.6764 | 821.0575 | 812.8757 | 809.372 | 806.4855 | 807.7538 | 793.0196 | 794.8415 | 802.9202 | 802.5355 | 792.5659 | 761.6325 | 744.7548 | 724.035 | 708.3295 | 705.1083
| Slow Progression | 1077.6506 | 1077.4611 | 1114.4511 | 1139.2879 | 1093.5243 | 1052.4475 | 1038.1204 | 1068.9482 | 1072.6606 | 1031.7107 | 1113.0128 | 1025.1272 | 874.0793 | 834.8954 | 806.4779 | 797.2225 | 779.6723 | 774.5309 | 773.4621 | 771.8117 | 818.9877 | 826.8304 | 807.4306 | 785.6476 | 778.3201 | 777.1801 | 760.4984 | 737.6105 | 730.1828 | 725.8096 | 719.53 | 701.157 | 691.6051 | 685.8925 | 680.8956 | 675.4553
| No Progression | 1077.6506 | 1077.4611 | 1114.4511 | 1139.2879 | 1093.5243 | 1052.4475 | 1038.1204 | 1068.9482 | 1072.6606 | 1031.7107 | 1113.0128 | 1025.1272 | 874.0793 | 834.8954 | 813.5738 | 801.387 | 782.0652 | 775.5654 | 772.4068 | 772.1116 | 825.9209 | 843.693 | 835.5614 | 831.6282 | 830.9981 | 835.0626 | 842.4142 | 854.845 | 839.3268 | 846.4016 | 846.4669 | 860.3719 | 864.4938 | 860.8559 | 857.4924 | 855.3959
| Low Carbon Life | 1077.6506 | 1077.4611 | 1114.4511 | 1139.2879 | 1093.5243 | 1052.4475 | 1038.1204 | 1068.9482 | 1072.6606 | 1031.7107 | 1113.0128 | 1025.1272 | 874.0793 | 834.8954 | 810.3219 | 805.7313 | 796.5543 | 792.6633 | 791.8593 | 792.3242 | 828.075 | 835.1215 | 832.9087 | 827.865 | 836.5678 | 837.6574 | 855.4016 | 859.4062 | 856.8283 | 856.2133 | 850.7051 | 856.6067 | 857.453 | 855.826 | 860.298 | 864.4047
| Historic | 2000: 1077.6506; 2001: 1077.4611; 2002: 1114.4511; 2003: 1139.2879; 2004: 1093.5243; 2005: 1052.4475; 2006: 1038.1204; 2007: 1068.9482; 2008: 1072.6606; 2009: 1031.7107; 2010: 1113.0128; 2011: 1025.1272; 2012: 874.0793; 2013: 834.8954

## Figure 113
Figure 113: Peak gas demand | Peak Gas Demand (GWh/pkd)
|  | 2013 | 2014 | 2015 | 2016 | 2017 | 2018 | 2019 | 2020 | 2021 | 2022 | 2023 | 2024 | 2025 | 2026 | 2027 | 2028 | 2029 | 2030 | 2031 | 2032 | 2033 | 2034 | 2035
| Gone Green | 5271.7792 | 5224.2679 | 5222.1093 | 5208.3676 | 5124.4348 | 5189.28 | 5113.6802 | 5290.5698 | 5238.7304 | 5148.4707 | 5123.3437 | 5084.7872 | 5073.2082 | 4922.4935 | 4910.1653 | 4888.2894 | 4835.091 | 4733.2462 | 4524.8669 | 4444.9258 | 4308.6525 | 4201.3483 | 4112.3709
| Slow Progression | 5298.1308 | 5262.4082 | 5245.9355 | 5207.6539 | 5147.476 | 5144.9097 | 5134.9454 | 5405.8819 | 5335.4621 | 5227.1193 | 5139.0639 | 5142.7442 | 5120.6775 | 5032.7629 | 4883.5849 | 4897.3149 | 4857.0958 | 4811.6548 | 4673.1417 | 4672.3381 | 4651.3837 | 4625.8422 | 4581.9721
| No Progression | 5322.2258 | 5285.8055 | 5261.753 | 5225.7387 | 5165.7009 | 5155.0758 | 5143.9452 | 5436.337 | 5405.0735 | 5356.3734 | 5308.5657 | 5322.7574 | 5341.605 | 5380.0618 | 5386.1013 | 5297.0046 | 5356.6542 | 5337.6947 | 5390.7256 | 5398.252 | 5386.1094 | 5368.5085 | 5337.8552
| Low Carbon Life | 5307.3698 | 5282.6512 | 5285.2844 | 5277.8601 | 5207.333 | 5198.9922 | 5178.1451 | 5381.8402 | 5310.6428 | 5285.5337 | 5200.2536 | 5249.0227 | 5173.8997 | 5245.2071 | 5165.687 | 5164.5382 | 5131.6462 | 5074.1117 | 5099.9048 | 5078.3772 | 5066.6221 | 5065.9988 | 5040.1715

## Figure 114
Figure 114: Gas use to 2050
| Gone Green | 2012 | 2015 | 2020 | 2025 | 2030 | 2035 | 2040 | 2045 | 2050
| Gas_to_Power | 151.5688 | 163.1053 | 201.2128 | 191.4969 | 189.2498 | 84.8833 | 84.8834 | 84.8834 | 84.8831
| Gas_to_CHP | 44.16 | 42.4173 | 40.4273 | 40.0956 | 31.4672 | 32.22 | 145.839 | 165.8688 | 182.9339
| Gas_to_Domestic | 394.2898 | 368.2091 | 382.5727 | 390.1004 | 370.6536 | 341.601 | 232.0728 | 147.3589 | 87.2189
| Gas_to_Services | 80.214 | 73.4571 | 65.8001 | 65.5036 | 91.9678 | 53.7239 | 52.9336 | 46.2863 | 21.8424
| Gas_to_Industry | 180.9243 | 127.3144 | 76.7309 | 69.2996 | 67.5783 | 133.9522 | 140.6243 | 150.6545 | 146.6983
| Gas_to_Transport | 9.556e-05 | 0.00013312 | 2.2141 | 2.2197 | 0.35885 | 23.8071 | 21.9262 | 2.5637 | 0.20751
| Gas_to_Conversion | 2 | 1.6614 | 2 | 1.9164 | 9.473 | 10.63 | 10.7856 | 21.8575 | 52.3542
| Slow Progression | 2012 | 2015 | 2020 | 2025 | 2030 | 2035 | 2040 | 2045 | 2050
| Gas_to_Power | 155.8674 | 177.124 | 253.9427 | 192.5879 | 140.2545 | 219.6239 | 219.6239 | 207.2836 | 168.3246
| Gas_to_CHP | 44.1639 | 42.824 | 45.0269 | 56.0132 | 39.98 | 58.778 | 62.8179 | 59.5095 | 76.6765
| Gas_to_Domestic | 392.2964 | 396.3743 | 409.758 | 411.0193 | 390.9218 | 365.3652 | 312.6453 | 219.2876 | 159.0648
| Gas_to_Services | 80.264 | 78.1633 | 64.7188 | 74.0298 | 77.3043 | 50.1895 | 51.036 | 45.4197 | 37.2566
| Gas_to_Industry | 180.925 | 162.3751 | 142.6 | 101.1644 | 98.1607 | 129.2884 | 156.6341 | 157.2743 | 153.7897
| Gas_to_Transport | 2.7866e-07 | 1.1955e-06 | 0.0010012 | 0.0010044 | 0.00016341 | 12.7623 | 58.1526 | 66.695 | 68.6197
| Gas_to_Conversion | 2 | 2 | 2 | 2 | 9.9392 | 11.1935 | 10.0673 | 10.0955 | 10.6294
| No Progression | 2012 | 2015 | 2020 | 2025 | 2030 | 2035 | 2040 | 2045 | 2050
| Gas_to_Power | 161.7739 | 186.0072 | 282.2737 | 263.2089 | 269.4919 | 418.0603 | 406.4428 | 406.4428 | 406.4428
| Gas_to_CHP | 44.16 | 42.6769 | 27.8457 | 41.2736 | 35.6739 | 63.5566 | 60.1547 | 60.859 | 62.3037
| Gas_to_Domestic | 379.5056 | 368.2332 | 376.4732 | 398.907 | 391.7585 | 390.6656 | 388.6912 | 379.9674 | 375.8303
| Gas_to_Services | 80.3762 | 68.4527 | 57.6331 | 59.5345 | 82.6254 | 44.2471 | 44.9801 | 44.5558 | 40.3068
| Gas_to_Industry | 180.987 | 127.1992 | 73.141 | 55.8004 | 54.3934 | 101.2353 | 99.952 | 63.5122 | 62.9215
| Gas_to_Transport | 1.0858e-07 | 4.2639e-07 | 4.0101e-07 | 6.4352 | 8.5899 | 55.433 | 98.0699 | 110.0879 | 112.0729
| Gas_to_Conversion | 2 | 2 | 6.5654 | 4.5921 | 6.5871 | 5.4968 | 0.53127 | 0.51291 | 0.52622
| Low Carbon Life | 2012 | 2015 | 2020 | 2025 | 2030 | 2035 | 2040 | 2045 | 2050
| Gas_to_Power | 152.819 | 177.6169 | 223.6055 | 187.0924 | 177.9326 | 154.4898 | 153.9273 | 153.943 | 153.943
| Gas_to_CHP | 44.1632 | 43.5495 | 44.6317 | 50.1585 | 49.0697 | 65.7236 | 63.0103 | 64.9261 | 136.8314
| Gas_to_Domestic | 395.2597 | 375.3808 | 388.4321 | 405.4973 | 399.4738 | 382.6377 | 259.7353 | 159.3172 | 89.1834
| Gas_to_Services | 74.1489 | 68.0399 | 56.1487 | 39.8858 | 35.7782 | 35.6168 | 35.9789 | 36.6026 | 26.0802
| Gas_to_Industry | 180.4096 | 127.1816 | 84.667 | 100.3967 | 112.1894 | 160.5547 | 157.2509 | 152.7541 | 147.8783
| Gas_to_Transport | 2.6897e-07 | 4.608e-07 | 3.7714e-07 | 4.8409 | 11.8429 | 52.0282 | 59.8163 | 60.3886 | 37.6871
| Gas_to_Conversion | 2 | 2 | 1.9583 | 2.8427 | 10.5254 | 10.3903 | 10.6777 | 10.662 | 27.1175

## Figure 116
Figure 116: UKCS Annuals
| UKCS | 2000 | 2001 | 2002 | 2003 | 2004 | 2005 | 2006 | 2007 | 2008 | 2009 | 2010 | 2011 | 2012 | 2013 | 2014 | 2015 | 2016 | 2017 | 2018 | 2019 | 2020 | 2021 | 2022 | 2023 | 2024 | 2025 | 2026 | 2027 | 2028 | 2029 | 2030 | 2031 | 2032 | 2033 | 2034 | 2035
| Historic | 2000: 94.816; 2001: 95.235; 2002: 92.442; 2003: 93.799; 2004: 90.502; 2005: 82.179; 2006: 74.907; 2007: 66.839; 2008: 63.444; 2009: 54.758; 2010: 52.107; 2011: 40.013; 2012: 33.228; 2013: 32.0064
| GG | [13 empty] | 32.0064 | 33.029 | 34.4025 | 35.5081 | 36.4136 | 35.4574 | 34.5914 | 33.7286 | 32.8938 | 31.9223 | 29.5467 | 27.9628 | 25.8565 | 23.7187 | 21.4153 | 19.4574 | 16.99 | 14.7587 | 13.0475 | 12.682 | 11.6501 | 10.6199 | 10.0238
| SP | [13 empty] | 32.0064 | 33.0632 | 34.4011 | 34.8393 | 35.5568 | 34.7224 | 33.5382 | 32.3752 | 31.0006 | 29.2757 | 25.5347 | 23.3302 | 20.7149 | 18.8291 | 16.945 | 15.191 | 13.2256 | 11.3115 | 10.1282 | 9.6948 | 8.9376 | 8.0785 | 7.6897
| NP | [13 empty] | 32.0064 | 33.1959 | 34.9297 | 34.9355 | 34.9549 | 33.8392 | 29.9376 | 28.2627 | 25.5128 | 22.4806 | 19.3149 | 17.6907 | 15.904 | 14.1647 | 13.1414 | 11.6574 | 10.0454 | 8.6933 | 7.8412 | 7.1223 | 7.2852 | 6.7667 | 6.3652
| LC | [13 empty] | 32.0064 | 33.4967 | 34.5226 | 36.3524 | 37.2811 | 36.3104 | 35.4449 | 34.5681 | 33.7293 | 32.8773 | 32.0593 | 31.2952 | 29.9057 | 27.5872 | 24.9741 | 22.9394 | 20.041 | 17.6562 | 15.4681 | 15.0871 | 14.0194 | 12.8993 | 12.0925

## Figure 117
Figure 117: Biomethane Annuals
| Bio Methaine | 2000 | 2001 | 2002 | 2003 | 2004 | 2005 | 2006 | 2007 | 2008 | 2009 | 2010 | 2011 | 2012 | 2013 | 2014 | 2015 | 2016 | 2017 | 2018 | 2019 | 2020 | 2021 | 2022 | 2023 | 2024 | 2025 | 2026 | 2027 | 2028 | 2029 | 2030 | 2031 | 2032 | 2033 | 2034 | 2035
Historic
| GG | [14 empty] | 0.069185 | 0.12157 | 0.1731 | 0.24027 | 0.32451 | 0.42889 | 0.55503 | 0.68529 | 0.82851 | 0.98885 | 1.1577 | 1.3328 | 1.5123 | 1.6972 | 1.8897 | 2.0855 | 2.2838 | 2.4864 | 2.694 | 2.9035 | 3.1194 | 3.3382
| SP | [14 empty] | 0.057936 | 0.091679 | 0.12473 | 0.16759 | 0.22195 | 0.28854 | 0.3519 | 0.41735 | 0.48722 | 0.56752 | 0.65238 | 0.73976 | 0.82994 | 0.92223 | 1.0191 | 1.1172 | 1.2167 | 1.3177 | 1.4217 | 1.5273 | 1.6354 | 1.7449
| NP | [14 empty] | 0.046802 | 0.06296 | 0.076464 | 0.094925 | 0.11753 | 0.1393 | 0.14234 | 0.1463 | 0.14606 | 0.14546 | 0.14513 | 0.14454 | 0.14383 | 0.1467 | 0.14532 | 0.14509 | 0.14415 | 0.14447 | 0.14602 | 0.14587 | 0.14572 | 0.14555
| LC | [14 empty] | 0.06443 | 0.10692 | 0.14935 | 0.20454 | 0.27372 | 0.35954 | 0.45468 | 0.55291 | 0.658 | 0.77886 | 0.90645 | 1.0381 | 1.1738 | 1.3118 | 1.458 | 1.6045 | 1.7554 | 1.9065 | 2.064 | 2.2227 | 2.3854 | 2.5507

## Figure 118
Figure 118: Shale Annuals
| Shale | 2000 | 2001 | 2002 | 2003 | 2004 | 2005 | 2006 | 2007 | 2008 | 2009 | 2010 | 2011 | 2012 | 2013 | 2014 | 2015 | 2016 | 2017 | 2018 | 2019 | 2020 | 2021 | 2022 | 2023 | 2024 | 2025 | 2026 | 2027 | 2028 | 2029 | 2030 | 2031 | 2032 | 2033 | 2034 | 2035
Historic
| GG | [14 empty] | 0 | 0 | 0 | 0 | 0 | 0 | 0 | 0 | 0.56703 | 1.1346 | 2.1273 | 4.2538 | 6.3771 | 8.5012 | 11.3369 | 12.7512 | 14.1669 | 14.8767 | 15.8897 | 15.883 | 15.888 | 15.8841
| SP | [14 empty] | 0 | 0 | 0 | 0 | 0 | 0 | 0 | 0 | 0 | 0 | 0.28399 | 0.56765 | 1.0642 | 2.1275 | 3.1933 | 4.2571 | 5.6767 | 6.3844 | 7.0969 | 7.4525 | 7.9584 | 7.9562
| NP | [14 empty] | 0 | 0 | 0 | 0 | 0 | 0 | 0 | 0 | 0 | 0 | 0 | 0 | 0 | 0 | 0 | 0 | 0 | 0 | 0 | 0 | 0 | 0
| LC | [14 empty] | 0 | 0 | 0 | 0 | 0 | 0 | 1.1356 | 2.2713 | 4.2544 | 8.5184 | 12.7896 | 17.051 | 22.7368 | 25.5525 | 28.4275 | 29.8285 | 31.874 | 31.855 | 31.8888 | 31.8911 | 31.9022 | 31.9015

## Figure 119
Figure 119: Norwegian Production Annuals
| Norway Prod | 2000 | 2001 | 2002 | 2003 | 2004 | 2005 | 2006 | 2007 | 2008 | 2009 | 2010 | 2011 | 2012 | 2013 | 2014 | 2015 | 2016 | 2017 | 2018 | 2019 | 2020 | 2021 | 2022 | 2023 | 2024 | 2025 | 2026 | 2027 | 2028 | 2029 | 2030 | 2031 | 2032 | 2033 | 2034 | 2035
| Historic | 2000: 49.7961; 2001: 54.0367; 2002: 65.5941; 2003: 72.9601; 2004: 79.1791; 2005: 85.8429; 2006: 88.6686; 2007: 90.3101; 2008: 100.1105; 2009: 104.3838; 2010: 107.2506; 2011: 101.2667; 2012: 114.7272; 2013: 108.7463
| Min Value | [12 empty] | 36 | 109 | 104.6 | 102.9 | 101.3 | 101.3 | 103.3 | 98.4 | 92 | 86.7 | 81.5 | 77.2 | 73.1 | 69.6 | 66.2 | 63.4 | 61 | 58.4 | 55.4 | 52.2 | 49.3 | 46.8 | 44.9 | 43
| Range | [12 empty] | 0 | 0 | 3 | 3 | 7 | 8.3 | 12.3 | 19.2 | 23.7 | 29.3 | 33.2 | 38.4 | 42 | 44.8 | 47.7 | 49.2 | 50.7 | 49.1 | 49.8 | 47.5 | 46.2 | 42.1 | 37.8 | 33.5
| Max Value | [12 empty] | 36 | 36 | 36 | 36 | 36 | 40 | 40 | 40 | 40 | 40 | 35 | 35 | 35 | 35 | 35 | 35 | 35 | 35 | 35 | 35 | 35 | 35 | 35 | 35

## Figure 120
Figure 120: Norway Supplies Annuals
| Norway | 2000 | 2001 | 2002 | 2003 | 2004 | 2005 | 2006 | 2007 | 2008 | 2009 | 2010 | 2011 | 2012 | 2013 | 2014 | 2015 | 2016 | 2017 | 2018 | 2019 | 2020 | 2021 | 2022 | 2023 | 2024 | 2025 | 2026 | 2027 | 2028 | 2029 | 2030 | 2031 | 2032 | 2033 | 2034 | 2035
| Historic | 2000: 1.2; 2001: 1.375; 2002: 3.429; 2003: 5.161; 2004: 7.069; 2005: 9.288; 2006: 13.113; 2007: 20.085; 2008: 26.189; 2009: 23.727; 2010: 25.357; 2011: 21.865; 2012: 27.858; 2013: 26.9228
| GG | [13 empty] | 26.9228 | 26.3397 | 26.3124 | 25.6702 | 24.9593 | 24.436 | 23.9832 | 23.6596 | 23.0039 | 22.6727 | 22.2744 | 21.8703 | 21.4645 | 21.054 | 20.6539 | 20.2632 | 19.8665 | 19.4743 | 19.1112 | 18.7546 | 18.3817 | 18.3875 | 18.383
| SP | [13 empty] | 26.9228 | 27.0885 | 26.7207 | 26.4494 | 25.7335 | 25.6636 | 25.2166 | 24.8866 | 24.5917 | 24.1452 | 24.1155 | 24.0912 | 24.0415 | 24.0053 | 23.9628 | 23.9493 | 23.9185 | 23.8952 | 23.8881 | 23.8986 | 23.9012 | 23.907 | 23.9004
| NP | [13 empty] | 26.9228 | 27.5595 | 27.6879 | 26.6005 | 26.2237 | 26.0017 | 24.7983 | 25.1999 | 25.7927 | 25.8864 | 25.9182 | 26.0025 | 26.0431 | 26.0622 | 26.7355 | 26.6362 | 26.75 | 26.7314 | 26.9721 | 27.4456 | 27.6008 | 27.7542 | 27.9052
| LC | [13 empty] | 26.9228 | 26.7127 | 26.4042 | 25.7653 | 25.0529 | 24.5332 | 23.362 | 22.3104 | 21.2891 | 20.4898 | 19.7386 | 18.9857 | 18.2155 | 17.4516 | 16.6711 | 15.9307 | 15.1607 | 14.7822 | 14.4074 | 14.0563 | 13.6909 | 13.3292 | 12.9623

## Figure 121
Figure 121: Annual Gone Green
|  | 2000 | 2001 | 2002 | 2003 | 2004 | 2005 | 2006 | 2007 | 2008 | 2009 | 2010 | 2011 | 2012 | 2013 | 2014 | 2015 | 2016 | 2017 | 2018 | 2019 | 2020 | 2021 | 2022 | 2023 | 2024 | 2025 | 2026 | 2027 | 2028 | 2029 | 2030 | 2031 | 2032 | 2033 | 2034 | 2035
| UKCS | 94.816 | 95.235 | 92.442 | 93.799 | 90.502 | 82.179 | 74.907 | 66.839 | 63.444 | 54.758 | 52.107 | 40.013 | 33.228 | 32.0064 | 33.029 | 34.4025 | 35.5081 | 36.4136 | 35.4574 | 34.5914 | 33.7286 | 32.8938 | 31.9223 | 29.5467 | 27.9628 | 25.8565 | 23.7187 | 21.4153 | 19.4574 | 16.99 | 14.7587 | 13.0475 | 12.682 | 11.6501 | 10.6199 | 10.0238
| Norway | 1.2 | 1.375 | 3.429 | 5.161 | 7.069 | 9.288 | 13.113 | 20.085 | 26.189 | 23.727 | 25.357 | 21.865 | 27.858 | 26.9228 | 26.3397 | 26.3124 | 25.6702 | 24.9593 | 24.436 | 23.9832 | 23.6596 | 23.0039 | 22.6727 | 22.2744 | 21.8703 | 21.4645 | 21.054 | 20.6539 | 20.2632 | 19.8665 | 19.4743 | 19.1112 | 18.7546 | 18.3817 | 18.3875 | 18.383
| Shale | 0 | 0 | 0 | 0 | 0 | 0 | 0 | 0 | 0 | 0 | 0 | 0 | 0 | 0 | 0 | 0 | 0 | 0 | 0 | 0 | 0 | 0 | 0.56703 | 1.1346 | 2.1273 | 4.2538 | 6.3771 | 8.5012 | 11.3369 | 12.7512 | 14.1669 | 14.8767 | 15.8897 | 15.883 | 15.888 | 15.8841
| Biomethane | 0 | 0 | 0 | 0 | 0 | 0 | 0 | 0 | 0 | 0 | 0 | 0 | 0 | 0.007502 | 0.069185 | 0.12157 | 0.1731 | 0.24027 | 0.32451 | 0.42889 | 0.55503 | 0.68529 | 0.82851 | 0.98885 | 1.1577 | 1.3328 | 1.5123 | 1.6972 | 1.8897 | 2.0855 | 2.2838 | 2.4864 | 2.694 | 2.9035 | 3.1194 | 3.3382
| CBM | 0 | 0 | 0 | 0 | 0 | 0 | 0 | 0 | 0 | 0 | 0 | 0 | 0 | 0 | 0 | 0 | 0.054628 | 0.16386 | 0.30912 | 0.45485 | 0.60044 | 0.7732 | 0.86722 | 0.86761 | 0.86762 | 0.86745 | 0.86696 | 0.86679 | 0.86694 | 0.86675 | 0.86668 | 0.86677 | 0.86715 | 0.86679 | 0.86706 | 0.86685
| Continent | 0.261 | 0.366 | 0.61 | 0.592 | 2.357 | 2.227 | 3.668 | 7.7 | 9.557 | 7.233 | 9.545 | 6.264 | 8.092 | 8.0722 | 6.2453 | 4.4111 | 3.6369 | 3.2727 | 2.9417 | 2.6491 | 2.3843 | 2.1456 | 1.9379 | 1.7449 | 1.5704 | 1.4131 | 1.2711 | 1.1437 | 1.0295 | 0.92638 | 0.83368 | 0.75038 | 0.67564 | 0.60782 | 0.54721 | 0.49237
| LNG | 0 | 0 | 0 | 0 | 0 | 0 | 0 | 0 | 0 | 6.405 | 18.688 | 24.779 | 13.573 | 8.8907 | 6.8476 | 5.1055 | 4.006 | 3.2772 | 2.9093 | 2.911 | 2.9112 | 2.9109 | 2.9212 | 2.9225 | 2.9225 | 2.9219 | 2.9203 | 2.9197 | 2.9202 | 2.9196 | 2.9194 | 2.9196 | 2.9209 | 2.9197 | 2.9206 | 2.9199
| Import Generic | 0 | 0 | 0 | 0 | 0 | 0 | 0 | 0 | 0 | 0 | 0 | 0 | 0 | 0 | 0 | 1.5904 | 2.011 | 2.1185 | 5.1639 | 6.2481 | 9.9496 | 12.229 | 12.181 | 14.0998 | 14.8382 | 15.3221 | 14.3722 | 15.0605 | 15.2288 | 16.552 | 16.748 | 15.1807 | 13.221 | 12.6088 | 12.0439 | 12.1926
| Demand | 103.018 | 105.022 | 103.727 | 107.878 | 103.915 | 99.929 | 97.687 | 99.814 | 104.295 | 100.212 | 112.572 | 96.215 | 87.846 | 75.8996 | 72.5309 | 71.9434 | 71.06 | 70.4454 | 71.5418 | 71.2666 | 73.7888 | 74.6416 | 73.8978 | 73.5793 | 73.3169 | 73.4322 | 72.0927 | 72.2583 | 72.9927 | 72.9578 | 72.0514 | 69.2393 | 67.705 | 65.8214 | 64.3936 | 64.1008
| Import Dependency | 1.418% | 1.658% | 3.894% | 5.333% | 9.071% | 11.52% | 17.18% | 27.84% | 34.27% | 37.29% | 47.61% | 54.99% | 56.37% | 57.82% | 54.37% | 52.01% | 49.71% | 47.74% | 49.55% | 50.22% | 52.72% | 53.98% | 53.74% | 55.78% | 56.2% | 56% | 54.95% | 55.05% | 54.04% | 55.19% | 55.48% | 54.83% | 52.54% | 52.44% | 52.64% | 53.02%

## Figure 122
Figure 122: Annual Slow Progression
|  | 2000 | 2001 | 2002 | 2003 | 2004 | 2005 | 2006 | 2007 | 2008 | 2009 | 2010 | 2011 | 2012 | 2013 | 2014 | 2015 | 2016 | 2017 | 2018 | 2019 | 2020 | 2021 | 2022 | 2023 | 2024 | 2025 | 2026 | 2027 | 2028 | 2029 | 2030 | 2031 | 2032 | 2033 | 2034 | 2035
| UKCS | 94.816 | 95.235 | 92.442 | 93.799 | 90.502 | 82.179 | 74.907 | 66.839 | 63.444 | 54.758 | 52.107 | 40.013 | 33.228 | 32.0001 | 33.0632 | 34.4011 | 34.8393 | 35.5568 | 34.7224 | 33.5382 | 32.3752 | 31.0006 | 29.2757 | 25.5347 | 23.3302 | 20.7149 | 18.8291 | 16.945 | 15.191 | 13.2256 | 11.3115 | 10.1282 | 9.6948 | 8.9376 | 8.0785 | 7.6897
| Norway | 1.2 | 1.375 | 3.429 | 5.161 | 7.069 | 9.288 | 13.113 | 20.085 | 26.189 | 23.727 | 25.357 | 21.865 | 27.858 | 26.9174 | 27.0885 | 26.7207 | 26.4494 | 25.7335 | 25.6636 | 25.2166 | 24.8866 | 24.5917 | 24.1452 | 24.1155 | 24.0912 | 24.0415 | 24.0053 | 23.9628 | 23.9493 | 23.9185 | 23.8952 | 23.8881 | 23.8986 | 23.9012 | 23.907 | 23.9004
| Shale | 0 | 0 | 0 | 0 | 0 | 0 | 0 | 0 | 0 | 0 | 0 | 0 | 0 | 0 | 0 | 0 | 0 | 0 | 0 | 0 | 0 | 0 | 0 | 0 | 0.28399 | 0.56765 | 1.0642 | 2.1275 | 3.1933 | 4.2571 | 5.6767 | 6.3844 | 7.0969 | 7.4525 | 7.9584 | 7.9562
| Biomethane | 0 | 0 | 0 | 0 | 0 | 0 | 0 | 0 | 0 | 0 | 0 | 0 | 0 | 0.022502 | 0.057936 | 0.091679 | 0.12473 | 0.16759 | 0.22195 | 0.28854 | 0.3519 | 0.41735 | 0.48722 | 0.56752 | 0.65238 | 0.73976 | 0.82994 | 0.92223 | 1.0191 | 1.1172 | 1.2167 | 1.3177 | 1.4217 | 1.5273 | 1.6354 | 1.7449
| CBM | 0 | 0 | 0 | 0 | 0 | 0 | 0 | 0 | 0 | 0 | 0 | 0 | 0 | 0 | 0 | 0 | 0.054733 | 0.16415 | 0.31077 | 0.45742 | 0.60372 | 0.77738 | 0.86765 | 0.86813 | 0.86867 | 0.86818 | 0.86808 | 0.86767 | 0.86824 | 0.86812 | 0.8682 | 0.86795 | 0.86833 | 0.86842 | 0.86863 | 0.86839
| Continent | 0.261 | 0.366 | 0.61 | 0.592 | 2.357 | 2.227 | 3.668 | 7.7 | 9.557 | 7.233 | 9.545 | 6.264 | 8.092 | 8.0706 | 6.2518 | 4.4183 | 3.6439 | 3.2786 | 2.9574 | 2.664 | 2.3973 | 2.1572 | 1.9388 | 1.7459 | 1.5723 | 1.4143 | 1.2727 | 1.1449 | 1.0311 | 0.92784 | 0.83514 | 0.7514 | 0.67656 | 0.60897 | 0.54821 | 0.49325
| LNG | 0 | 0 | 0 | 0 | 0 | 0 | 0 | 0 | 0 | 6.405 | 18.688 | 24.779 | 13.573 | 8.8889 | 6.8547 | 5.1138 | 4.0138 | 3.2831 | 2.9249 | 2.9275 | 2.9271 | 2.9266 | 2.9226 | 2.9242 | 2.9261 | 2.9244 | 2.9241 | 2.9227 | 2.9246 | 2.9242 | 2.9245 | 2.9236 | 2.9249 | 2.9252 | 2.9259 | 2.9251
| Import Generic | 0 | 0 | 0 | 0 | 0 | 0 | 0 | 0 | 0 | 0 | 0 | 0 | 0 | 0 | 0 | 1.7292 | 1.7535 | 2.2282 | 3.5137 | 5.0723 | 10.9116 | 13.2955 | 13.7655 | 15.6665 | 17.0316 | 19.3821 | 19.3427 | 18.1627 | 18.2037 | 18.7442 | 18.6839 | 17.4801 | 16.2914 | 16.1326 | 15.9775 | 15.8271
| Demand | 103.018 | 105.022 | 103.727 | 107.878 | 103.915 | 99.929 | 97.687 | 99.814 | 104.295 | 100.212 | 112.572 | 96.215 | 87.846 | 75.8996 | 73.3162 | 72.4748 | 70.8793 | 70.4119 | 70.3147 | 70.1647 | 74.4534 | 75.1664 | 73.4028 | 71.4225 | 70.7564 | 70.6527 | 69.1362 | 67.0555 | 66.3803 | 65.9827 | 65.4118 | 63.7415 | 62.8732 | 62.3539 | 61.8996 | 61.405
| Import Dependency | 1.418% | 1.658% | 3.894% | 5.333% | 9.071% | 11.52% | 17.18% | 27.84% | 34.27% | 37.29% | 47.61% | 54.99% | 56.37% | 57.81% | 54.82% | 52.41% | 50.59% | 49.03% | 49.86% | 51.14% | 55.23% | 57.17% | 58.27% | 62.24% | 64.48% | 67.6% | 68.77% | 68.89% | 69.46% | 70.5% | 70.84% | 70.67% | 69.65% | 69.87% | 70.05% | 70.26%

## Figure 123
Figure 123: Annual No Progression
|  | 2000 | 2001 | 2002 | 2003 | 2004 | 2005 | 2006 | 2007 | 2008 | 2009 | 2010 | 2011 | 2012 | 2013 | 2014 | 2015 | 2016 | 2017 | 2018 | 2019 | 2020 | 2021 | 2022 | 2023 | 2024 | 2025 | 2026 | 2027 | 2028 | 2029 | 2030 | 2031 | 2032 | 2033 | 2034 | 2035
| UKCS | 94.816 | 95.235 | 92.442 | 93.799 | 90.502 | 82.179 | 74.907 | 66.839 | 63.444 | 54.758 | 52.107 | 40.013 | 33.228 | 31.764 | 33.1959 | 34.9297 | 34.9355 | 34.9549 | 33.8392 | 29.9376 | 28.2627 | 25.5128 | 22.4806 | 19.3149 | 17.6907 | 15.904 | 14.1647 | 13.1414 | 11.6574 | 10.0454 | 8.6933 | 7.8412 | 7.1223 | 7.2852 | 6.7667 | 6.3652
| Norway | 1.2 | 1.375 | 3.429 | 5.161 | 7.069 | 9.288 | 13.113 | 20.085 | 26.189 | 23.727 | 25.357 | 21.865 | 27.858 | 28.522 | 27.5595 | 27.6879 | 26.6005 | 26.2237 | 26.0017 | 24.7983 | 25.1999 | 25.7927 | 25.8864 | 25.9182 | 26.0025 | 26.0431 | 26.0622 | 26.7355 | 26.6362 | 26.75 | 26.7314 | 26.9721 | 27.4456 | 27.6008 | 27.7542 | 27.9052
| Shale | 0 | 0 | 0 | 0 | 0 | 0 | 0 | 0 | 0 | 0 | 0 | 0 | 0 | 0 | 0 | 0 | 0 | 0 | 0 | 0 | 0 | 0 | 0 | 0 | 0 | 0 | 0 | 0 | 0 | 0 | 0 | 0 | 0 | 0 | 0 | 0
| Biomethane | 0 | 0 | 0 | 0 | 0 | 0 | 0 | 0 | 0 | 0 | 0 | 0 | 0 | 0.0076997 | 0.046802 | 0.06296 | 0.076464 | 0.094925 | 0.11753 | 0.1393 | 0.14234 | 0.1463 | 0.14606 | 0.14546 | 0.14513 | 0.14454 | 0.14383 | 0.1467 | 0.14532 | 0.14509 | 0.14415 | 0.14447 | 0.14602 | 0.14587 | 0.14572 | 0.14555
| CBM | 0 | 0 | 0 | 0 | 0 | 0 | 0 | 0 | 0 | 0 | 0 | 0 | 0 | 0 | 0 | 0 | 0.055046 | 0.16494 | 0.31044 | 0.43715 | 0.58965 | 0.78051 | 0.87092 | 0.86729 | 0.86533 | 0.86184 | 0.85759 | 0.87472 | 0.86645 | 0.86512 | 0.85949 | 0.8614 | 0.87067 | 0.86978 | 0.86885 | 0.86786
| Continent | 0.261 | 0.366 | 0.61 | 0.592 | 2.357 | 2.227 | 3.668 | 7.7 | 9.557 | 7.233 | 9.545 | 6.264 | 8.092 | 10.589 | 6.2769 | 4.5165 | 4.1234 | 3.8441 | 3.5934 | 3.2454 | 3.1455 | 3.0842 | 2.9546 | 2.8398 | 2.7504 | 2.674 | 2.6114 | 2.6274 | 2.5795 | 2.5638 | 2.5457 | 2.5592 | 2.603 | 2.6242 | 2.6519 | 2.6854
| LNG | 0 | 0 | 0 | 0 | 0 | 0 | 0 | 0 | 0 | 6.405 | 18.688 | 24.779 | 13.573 | 9.381 | 6.8822 | 5.2275 | 4.0367 | 3.2989 | 3.3783 | 3.3223 | 3.4843 | 3.673 | 3.7587 | 3.8344 | 3.9168 | 4.0824 | 4.2428 | 4.5117 | 4.6515 | 4.8264 | 4.976 | 5.1684 | 5.4073 | 5.5849 | 5.7619 | 5.938
| Import Generic | 0 | 0 | 0 | 0 | 0 | 0 | 0 | 0 | 0 | 0 | 0 | 0 | 0 | 0 | 0 | 0.42882 | 1.2692 | 1.9245 | 2.9782 | 8.3119 | 14.2593 | 17.7099 | 19.8628 | 22.6826 | 24.1745 | 26.2049 | 28.5006 | 29.6757 | 29.766 | 31.7498 | 33.0015 | 34.6689 | 34.9955 | 34.1488 | 34.0047 | 33.8561
| Demand | 103.018 | 105.022 | 103.727 | 107.878 | 103.915 | 99.929 | 97.687 | 99.814 | 104.295 | 100.212 | 112.572 | 96.215 | 87.846 | 87.316 | 73.9613 | 72.8534 | 71.0968 | 70.5059 | 70.2188 | 70.192 | 75.0837 | 76.6994 | 75.9601 | 75.6026 | 75.5453 | 75.9148 | 76.5831 | 77.7132 | 76.3024 | 76.9456 | 76.9515 | 78.2156 | 78.5903 | 78.2596 | 77.9539 | 77.7633
| Import Dependency | 1.418% | 1.658% | 3.894% | 5.333% | 9.071% | 11.52% | 17.18% | 27.84% | 34.27% | 37.29% | 47.61% | 54.99% | 56.37% | 55.54% | 55.05% | 51.97% | 50.68% | 50.05% | 51.2% | 56.53% | 61.38% | 65.53% | 69.07% | 73.11% | 75.25% | 77.72% | 80.2% | 81.78% | 83.4% | 85.63% | 87.4% | 88.69% | 89.64% | 89.39% | 90.02% | 90.51%

## Figure 124
Figure 124: Annual Low Carbon Life
|  | 2000 | 2001 | 2002 | 2003 | 2004 | 2005 | 2006 | 2007 | 2008 | 2009 | 2010 | 2011 | 2012 | 2013 | 2014 | 2015 | 2016 | 2017 | 2018 | 2019 | 2020 | 2021 | 2022 | 2023 | 2024 | 2025 | 2026 | 2027 | 2028 | 2029 | 2030 | 2031 | 2032 | 2033 | 2034 | 2035
| UKCS | 94.816 | 95.235 | 92.442 | 93.799 | 90.502 | 82.179 | 74.907 | 66.839 | 63.444 | 54.758 | 52.107 | 40.013 | 33.228 | 31.764 | 33.4967 | 34.5226 | 36.3524 | 37.2811 | 36.3104 | 35.4449 | 34.5681 | 33.7293 | 32.8773 | 32.0593 | 31.2952 | 29.9057 | 27.5872 | 24.9741 | 22.9394 | 20.041 | 17.6562 | 15.4681 | 15.0871 | 14.0194 | 12.8993 | 12.0925
| Norway | 1.2 | 1.375 | 3.429 | 5.161 | 7.069 | 9.288 | 13.113 | 20.085 | 26.189 | 23.727 | 25.357 | 21.865 | 27.858 | 28.522 | 26.7127 | 26.4042 | 25.7653 | 25.0529 | 24.5332 | 23.362 | 22.3104 | 21.2891 | 20.4898 | 19.7386 | 18.9857 | 18.2155 | 17.4516 | 16.6711 | 15.9307 | 15.1607 | 14.7822 | 14.4074 | 14.0563 | 13.6909 | 13.3292 | 12.9623
| Shale | 0 | 0 | 0 | 0 | 0 | 0 | 0 | 0 | 0 | 0 | 0 | 0 | 0 | 0 | 0 | 0 | 0 | 0 | 0 | 0 | 1.1356 | 2.2713 | 4.2544 | 8.5184 | 12.7896 | 17.051 | 22.7368 | 25.5525 | 28.4275 | 29.8285 | 31.874 | 31.855 | 31.8888 | 31.8911 | 31.9022 | 31.9015
| Biomethane | 0 | 0 | 0 | 0 | 0 | 0 | 0 | 0 | 0 | 0 | 0 | 0 | 0 | 0.0076997 | 0.06443 | 0.10692 | 0.14935 | 0.20454 | 0.27372 | 0.35954 | 0.45468 | 0.55291 | 0.658 | 0.77886 | 0.90645 | 1.0381 | 1.1738 | 1.3118 | 1.458 | 1.6045 | 1.7554 | 1.9065 | 2.064 | 2.2227 | 2.3854 | 2.5507
| CBM | 0 | 0 | 0 | 0 | 0 | 0 | 0 | 0 | 0 | 0 | 0 | 0 | 0 | 0 | 0 | 0 | 0.05483 | 0.16448 | 0.31035 | 0.45693 | 0.60332 | 0.77701 | 0.86756 | 0.86854 | 0.86936 | 0.86927 | 0.86935 | 0.86846 | 0.86955 | 0.86896 | 0.86973 | 0.86922 | 0.87014 | 0.8702 | 0.87051 | 0.87049
| Continent | 0.261 | 0.366 | 0.61 | 0.592 | 2.357 | 2.227 | 3.668 | 7.7 | 9.557 | 7.233 | 9.545 | 6.264 | 8.092 | 10.589 | 6.3337 | 4.4265 | 3.6503 | 3.285 | 2.9534 | 2.6612 | 2.3957 | 2.1562 | 1.9386 | 1.7467 | 1.5736 | 1.416 | 1.2746 | 1.1459 | 1.0326 | 0.92874 | 0.83661 | 0.7525 | 0.67797 | 0.61022 | 0.54939 | 0.49444
| LNG | 0 | 0 | 0 | 0 | 0 | 0 | 0 | 0 | 0 | 6.405 | 18.688 | 24.779 | 13.573 | 9.381 | 6.9446 | 5.1233 | 4.0209 | 3.2895 | 2.9209 | 2.9244 | 2.9252 | 2.9252 | 2.9223 | 2.9256 | 2.9284 | 2.9281 | 2.9283 | 2.9253 | 2.929 | 2.927 | 2.9296 | 2.9279 | 2.931 | 2.9312 | 2.9322 | 2.9322
| Import Generic | 0 | 0 | 0 | 0 | 0 | 0 | 0 | 0 | 0 | 0 | 0 | 0 | 0 | 0 | 0.11351 | 2.6649 | 2.421 | 2.7827 | 4.6853 | 6.8205 | 10.8865 | 12.2191 | 11.7111 | 8.6244 | 6.7033 | 4.727 | 3.742 | 4.6786 | 4.3067 | 6.4782 | 6.6331 | 9.6867 | 10.375 | 11.5666 | 13.3407 | 14.7782
| Demand | 103.018 | 105.022 | 103.727 | 107.878 | 103.915 | 99.929 | 97.687 | 99.814 | 104.295 | 100.212 | 112.572 | 96.215 | 87.846 | 87.316 | 73.6656 | 73.2483 | 72.414 | 72.0603 | 71.9872 | 72.0295 | 75.2795 | 75.9201 | 75.719 | 75.2605 | 76.0516 | 76.1507 | 77.7638 | 78.1278 | 77.8935 | 77.8376 | 77.3368 | 77.8733 | 77.9503 | 77.8024 | 78.2089 | 78.5822
| Import Dependency | 1.418% | 1.658% | 3.894% | 5.333% | 9.071% | 11.52% | 17.18% | 27.84% | 34.27% | 37.29% | 47.61% | 54.99% | 56.37% | 55.54% | 54.44% | 52.72% | 49.52% | 47.75% | 48.75% | 49.66% | 51.17% | 50.83% | 48.95% | 43.89% | 39.7% | 35.83% | 32.66% | 32.54% | 31.07% | 32.75% | 32.56% | 35.67% | 35.97% | 37.02% | 38.55% | 39.66%

## Figure 125
Figure 125: Diversified Peak No Progression
No Progression
|  | 2014 | 2015 | 2016 | 2017 | 2018 | 2019 | 2020 | 2021 | 2022 | 2023 | 2024 | 2025 | 2026 | 2027 | 2028 | 2029 | 2030 | 2031 | 2032 | 2033 | 2034 | 2035
| UKCS | 95.58 | 98.9765 | 101.0307 | 102.8152 | 102.9938 | 100.0652 | 92.4534 | 85.4137 | 75.017 | 66.2089 | 57.1233 | 52.4385 | 47.3335 | 42.3657 | 38.5354 | 34.51 | 29.7837 | 25.9437 | 23.3488 | 20.9826 | 21.4842 | 19.9765
| Norway | 111.35 | 111.35 | 111.35 | 111.35 | 111.35 | 111.35 | 111.35 | 111.35 | 111.35 | 111.35 | 111.35 | 111.35 | 111.35 | 111.35 | 111.35 | 111.35 | 111.35 | 111.35 | 111.35 | 111.35 | 111.35 | 111.35
| LNG | 121.7079 | 121.7079 | 121.7079 | 121.7079 | 121.7079 | 121.7079 | 121.7079 | 121.7079 | 121.7079 | 121.7079 | 121.7079 | 121.7079 | 121.7079 | 121.7079 | 121.7079 | 121.7079 | 121.7079 | 121.7079 | 121.7079 | 121.7079 | 121.7079 | 121.7079
| Additional LNG | 0 | 0 | 0 | 0 | 0 | 0 | 0 | 0 | 0 | 0 | 0 | 0 | 0 | 0 | 0 | 0 | 0 | 0 | 0 | 0 | 0 | 0
| Continent | 103.6592 | 103.6592 | 103.6592 | 103.6592 | 103.6592 | 103.6592 | 103.6592 | 103.6592 | 103.6592 | 103.6592 | 103.6592 | 103.6592 | 103.6592 | 103.6592 | 103.6592 | 103.6592 | 103.6592 | 103.6592 | 103.6592 | 103.6592 | 103.6592 | 103.6592
| Storage | 124.1 | 143.0705 | 160.0164 | 168.5164 | 168.5164 | 168.5164 | 168.5164 | 168.5164 | 168.5164 | 168.5164 | 168.5164 | 168.5164 | 168.5164 | 168.5164 | 168.5164 | 168.5164 | 168.5164 | 168.5164 | 168.5164 | 168.5164 | 168.5164 | 168.5164
| Additional Storage | 0 | 0 | 0 | 0 | 0 | 0 | 0 | 0 | 0 | 0 | 0 | 0 | 0 | 0 | 0 | 0 | 0 | 0 | 0 | 0 | 0 | 0
| Onshore | 0.10521 | 0.12888 | 0.16819 | 0.35747 | 0.7072 | 1.1689 | 1.6442 | 2.0432 | 2.517 | 2.7664 | 2.7664 | 2.7664 | 2.7664 | 2.7664 | 2.7664 | 2.7664 | 2.7664 | 2.7664 | 2.7664 | 2.7664 | 2.7664 | 2.7664
| Undiv. Demand | 565.8402 | 559.606 | 554.2863 | 553.2632 | 554.0843 | 549.3567 | 555.7468 | 554.6573 | 561.751 | 557.5396 | 544.3025 | 545.9971 | 545.5017 | 547.8709 | 544.0927 | 540.9817 | 540.1673 | 539.4042 | 537.7722 | 538.5497 | 536.1384 | 535.5621
| Div. Demand | 483.8387 | 480.5278 | 478.3412 | 475.0672 | 469.6092 | 468.6433 | 467.6314 | 494.2125 | 491.3703 | 486.943 | 482.5969 | 483.887 | 485.6005 | 489.0965 | 489.6456 | 481.5459 | 486.9686 | 485.245 | 490.066 | 490.7502 | 489.6463 | 488.0462

## Figure 126
Figure 126: Diversified Peak Margins
|  | 2014 | 2015 | 2016 | 2017 | 2018 | 2019 | 2020 | 2021 | 2022 | 2023 | 2024 | 2025 | 2026 | 2027 | 2028 | 2029 | 2030 | 2031 | 2032 | 2033 | 2034 | 2035
| GG | 77.1655 | 104.0221 | 124.2128 | 137.6693 | 148.4828 | 140.5187 | 145.4435 | 127.5407 | 130.6186 | 137.7895 | 134.9942 | 136.9869 | 138.1155 | 151.8363 | 152.4692 | 156.9246 | 158.8805 | 165.9544 | 182.3191 | 191.8018 | 201.7282 | 209.0122
| SP | 74.812 | 100.5235 | 121.794 | 135.4193 | 143.459 | 141.5361 | 139.4357 | 111.9567 | 114.9696 | 120.2867 | 117.4092 | 111.523 | 106.8553 | 110.8839 | 122.0596 | 118.7638 | 119.792 | 122.4078 | 133.7256 | 134.7236 | 135.6448 | 137.092
| NP | 72.6636 | 98.3652 | 119.5912 | 133.339 | 139.3253 | 137.8243 | 131.6998 | 98.478 | 91.3972 | 87.2657 | 82.5263 | 76.5513 | 69.7329 | 61.269 | 56.8897 | 60.964 | 50.815 | 48.6986 | 41.2828 | 38.2323 | 39.8378 | 39.9301
| LC | 73.951 | 98.6989 | 118.4285 | 133.3912 | 143.0067 | 141.5995 | 141.4419 | 124.0624 | 130.8154 | 135.5577 | 151.6496 | 154.6755 | 169.3916 | 172.9994 | 181.7993 | 183.9476 | 183.7833 | 187.8336 | 181.6374 | 182.8461 | 181.1962 | 178.3786

## Figure 130
Figure 130: Progress towards Renewable Energy Targets
|  | 2010 | 2011 | 2012 | 2013 | 2014 | 2015 | 2016 | 2017 | 2018 | 2019 | 2020
| Low Carbon Life |  |  | 4.2% | 5.3% | 6.3% | 7.4% | 8.5% | 9.6% | 10.6% | 11.7% | 12.8%
| Gone Green |  |  | 4.2% | 5.5% | 6.9% | 8.2% | 9.6% | 10.9% | 12.3% | 13.6% | 15%
| Slow Progression |  |  | 4.2% | 5.2% | 6.3% | 7.3% | 8.4% | 9.4% | 10.5% | 11.5% | 12.6%
| No Progression |  |  | 4.2% | 5.1% | 5.9% | 6.8% | 7.6% | 8.5% | 9.4% | 10.2% | 11.1%
| Renewables Target | 15% | 15% | 15% | 15% | 15% | 15% | 15% | 15% | 15% | 15% | 15%
| Historic | 3.3% | 3.8% | 2012 4.2%: 4.2%

## Figure 132
Figure 132: Carbon Emissions and progress towards targets
|  | 2012 | 2015 | 2020 | 2025 | 2030 | 2035 | 2040 | 2045 | 2050
| Carbon Target | 494 | 489.475 | 434.55 | 365.9132 | 289.0004 | 225.0403 | 174.8894 | 135.642 | 105.006
| Gone Green | 494.0001 | 470.4721 | 379.0763 | 350.0713 | 289.0009 | 225.0409 | 174.89 | 135.6425 | 105.0064
| Slow Progression | 494 | 483.2666 | 401.0066 | 376.8651 | 330.0004 | 278.8323 | 238.7115 | 207.3136 | 182.8048
| No Progression | 494 | 490.3637 | 434.6056 | 417.1938 | 397.9104 | 397.7372 | 403.0882 | 412.9157 | 425.8924
| Low Carbon Life | 494 | 489.4017 | 412.5131 | 365.9132 | 289.0004 | 225.0403 | 174.8894 | 135.642 | 105.006
Note on U8: National Grid: 2050 target of 159.6 Mt Less process and non-energy emissions

## Figures 133-136
Figures 133-136: Emissions by sector
Please note: Figures 133, 134, 135 and 136 are pictures
Figure 133: Gone Green emissions by sector
| Gone Green | 2012 | 2015 | 2020 | 2025 | 2030 | 2035 | 2040 | 2045 | 2050
| Bioenergy lifecycle emissions | 1.1462 | 1.3465 | 1.5047 | 1.5984 | 1.8989 | 1.8024 | 1.8271 | 1.7069 | 1.8738
| Electricity and CHP | 163.5833 | 146.215 | 63.6487 | 57.0568 | 25.6673 | -2.0937 | -6.0006 | 4.4274 | 7.0938
| Domestic Heat excluding CHP | 87.5249 | 86.2782 | 82.8898 | 80.029 | 71.2786 | 68.5827 | 45.7591 | 29.7836 | 16.8789
| Services Heat excluding CHP | 19.8472 | 17.2722 | 14.6293 | 13.438 | 17.9209 | 10.9415 | 10.6605 | 9.3552 | 4.227
| Industry Heat excluding CHP | 81.1143 | 81.6089 | 83.538 | 76.2952 | 75.0726 | 68.662 | 63.778 | 53.2658 | 32.3335
| Road transport | 114.5336 | 104.7465 | 96.4619 | 88.566 | 70.053 | 40.446 | 27.951 | 1.9282 | -5.5783
| Non-road transport | 44.6508 | 50.4522 | 52.3397 | 48.7431 | 39.7803 | 32.2199 | 26.356 | 30.2697 | 42.7529
| Other | -18.4002 | -17.4473 | -15.9358 | -15.6552 | -12.6707 | 4.4801 | 4.5589 | 4.9058 | 5.4247
| Net_Emissions | 494.0001 | 470.4721 | 379.0763 | 350.0713 | 289.0009 | 225.0409 | 174.89 | 135.6425 | 105.0064
Figure 134: Slow Progression emissions by sector
| Slow Progression | 2012 | 2015 | 2020 | 2025 | 2030 | 2035 | 2040 | 2045 | 2050
| Bioenergy lifecycle emissions | 0.65512 | 0.69609 | 1.1661 | 1.3881 | 1.5997 | 1.7118 | 1.6626 | 1.6682 | 1.6484
| Electricity and CHP | 158.5672 | 142.4501 | 75.5415 | 62.8409 | 36.9542 | 50.2072 | 35.0641 | 24.3211 | 6.8516
| Domestic Heat excluding CHP | 87.698 | 86.4156 | 84.4021 | 84.3206 | 78.526 | 73.4196 | 62.7011 | 44.6121 | 32.3164
| Services Heat excluding CHP | 19.8575 | 18.2961 | 14.4075 | 15.1872 | 15.5384 | 10.2211 | 10.3966 | 9.2402 | 7.5692
| Industry Heat excluding CHP | 81.1144 | 77.0172 | 72.7147 | 71.3684 | 71.173 | 68.1334 | 67.3708 | 66.815 | 54.3722
| Road transport | 114.3972 | 105.5579 | 97.1862 | 91.7261 | 90.2277 | 50.2569 | 43.0727 | 43.3926 | 48.1689
| Non-road transport | 44.6507 | 50.4522 | 52.3397 | 49.0769 | 41.3866 | 32.7653 | 25.9804 | 25.6434 | 38.854
| Other | 2.149 | 2.3815 | 3.2488 | 0.95693 | -5.4052 | -7.8831 | -7.5368 | -8.3791 | -6.976
| Net_Emissions | 494 | 483.2666 | 401.0066 | 376.8651 | 330.0004 | 278.8323 | 238.7115 | 207.3136 | 182.8048
Figure 135: No Progression emissions by sector
| No Progression | 2012 | 2015 | 2020 | 2025 | 2030 | 2035 | 2040 | 2045 | 2050
| Bioenergy lifecycle emissions | 0.65512 | 0.93343 | 1.3158 | 1.6672 | 1.9261 | 1.5817 | 1.5771 | 1.5721 | 1.5745
| Electricity and CHP | 158.0301 | 144.8263 | 89.7629 | 87.902 | 75.9406 | 107.9154 | 115.0185 | 114.1302 | 114.4333
| Domestic Heat excluding CHP | 88.7645 | 86.3507 | 83.7797 | 81.8371 | 81.1246 | 80.1433 | 79.74 | 77.9503 | 77.1016
| Services Heat excluding CHP | 19.8805 | 16.2031 | 12.7539 | 12.2135 | 16.95 | 9.0771 | 9.2277 | 9.1406 | 8.2689
| Industry Heat excluding CHP | 81.1271 | 84.8715 | 94.7821 | 96.7255 | 99.3923 | 86.262 | 81.378 | 86.5989 | 87.8139
| Road transport | 114.1257 | 104.6978 | 97.2443 | 88.2031 | 88.9986 | 89.4472 | 94.2543 | 99.5302 | 104.567
| Non-road transport | 44.6507 | 50.4522 | 52.3397 | 47.1011 | 37.8011 | 27.8709 | 25.9804 | 25.8105 | 29.1599
| Other | 2.1365 | 2.0287 | 2.6274 | 1.5443 | -4.2229 | -4.5604 | -4.0877 | -1.8171 | 2.9732
| Net_Emissions | 494 | 490.3637 | 434.6056 | 417.1938 | 397.9104 | 397.7372 | 403.0882 | 412.9157 | 425.8924
Figure 136: Low Carbon Life emissions by sector
| Low Carbon Life | 2012 | 2015 | 2020 | 2025 | 2030 | 2035 | 2040 | 2045 | 2050
| Bioenergy lifecycle emissions | 0.65512 | 0.93297 | 1.3512 | 1.6747 | 1.909 | 1.6869 | 1.7998 | 1.6961 | 1.8481
| Electricity and CHP | 159.3052 | 146.922 | 82.6785 | 61.2463 | 40.2675 | 11.0689 | -2.3397 | 4.2935 | 7.9988
| Domestic Heat excluding CHP | 87.3538 | 87.2148 | 85.0851 | 83.1878 | 81.6081 | 77.1042 | 51.9751 | 32.3582 | 17.806
| Services Heat excluding CHP | 18.603 | 16.1199 | 12.5609 | 8.1826 | 7.3399 | 7.2597 | 7.3225 | 7.4342 | 5.2071
| Industry Heat excluding CHP | 81.0087 | 81.4392 | 79.1053 | 75.5073 | 78.0294 | 67.4142 | 66.7404 | 54.0655 | 40.8786
| Road transport | 114.7942 | 104.2937 | 96.7915 | 88.0214 | 44.986 | 37.6082 | 36.999 | 31.4515 | 13.613
| Non-road transport | 44.6507 | 50.4522 | 52.3397 | 46.8196 | 39.1514 | 30.9703 | 25.9804 | 30.4394 | 43.2839
| Other | 2.1365 | 2.027 | 2.601 | 1.2736 | -4.2909 | -8.0721 | -13.5881 | -26.0964 | -25.6296
| Net_Emissions | 494 | 489.4017 | 412.5131 | 365.9132 | 289.0004 | 225.0403 | 174.8894 | 135.642 | 105.006

## Figures 137-140
Figures 137-140: Contributions to RED targets
Figure 137 Gone Green contributions to RED targets
| Gone Green | 2012 | 2015 | 2020 | 2025 | 2030 | 2035 | 2040 | 2045 | 2050
| Transport | 12.6196 | 18.0977 | 31.0024 | 63.2735 | 104.6365 | 148.5743 | 170.9528 | 149.0903 | 96.638
| BioHeat | 6.8317 | 26.8704 | 57.1967 | 70.5424 | 78.7203 | 51.4213 | 24.0024 | 1.6886 | 2.1483
| SolarThermal | 1.9946 | 1.9509 | 1.9071 | 1.8633 | 1.1093 | 2.7192e-05 | 1.6762e-05 | 1.5292e-05 | 1.6197e-05
| BioCHP_Electricity | 0.14968 | 0.12975 | 0.10983 | 5.3453e-05 | 0.00028445 | 0.00025615 | 0.00011676 | 4.4433e-05 | 4.2432e-05
| BioCHP_Heat | 0.053544 | 0.053554 | 0.053567 | 6.3052e-05 | 0.00024613 | 0.00028913 | 0.00020767 | 7.9027e-05 | 7.5467e-05
| HeatPump | 4.4492 | 13.2263 | 32.0303 | 54.3926 | 47.9412 | 96.1927 | 169.9981 | 243.3428 | 321.9242
| Electricity_EndUseBio | 37.6968 | 27.0234 | 37.6074 | 29.9187 | 42.7976 | 16.7853 | 17.3889 | 5.5585 | 3.1734
| Electricity_EndUseOtherRES | 8.1457 | 10.2597 | 13.2162 | 16.5437 | 20.0512 | 19.841 | 20.6893 | 22.3246 | 23.389
| Electricity_EndUseWind | 30.3147 | 36.4155 | 76.2862 | 132.6133 | 155.5608 | 166.3256 | 166.3237 | 166.3176 | 166.3174
Figure 138 Slow Progression contributions to RED targets
| Slow Progression | 2012 | 2015 | 2020 | 2025 | 2030 | 2035 | 2040 | 2045 | 2050
| Transport | 13.1325 | 18.4925 | 32.6051 | 53.3641 | 106.4855 | 150.4844 | 172.7697 | 171.8969 | 126.058
| BioHeat | 10.0158 | 18.517 | 42.0464 | 62.7044 | 77.8233 | 50.7934 | 29.2031 | 20.0743 | 20.0743
| SolarThermal | 2012: 1.9946; 2015: 1.9508; 2020: 1.9071; 2025: 1.8633; 2030: 1.1092
| BioCHP_Electricity | 0.14968 | 0.12975 | 0.10982 | 0.00014911 | 0.069963 | 0.00016621 | 4.0303e-05 | 2.0046e-07 | 2.009e-07
| BioCHP_Heat | 0.053543 | 0.053543 | 0.053543 | 8.8938e-05 | 0.053543 | 0.00017793 | 7.1681e-05 | 3.5653e-07 | 3.5732e-07
| HeatPump | 4.4489 | 13.1093 | 28.5985 | 32.5268 | 27.6173 | 86.8226 | 128.9157 | 204.5872 | 270.3512
| Electricity_EndUseBio | 36.1618 | 32.5028 | 34.6832 | 25.8488 | 22.3968 | 5.914 | 2.802 | 2.4617 | 2.4631
| Electricity_EndUseOtherRES | 8.1457 | 10.0067 | 12.0038 | 13.9033 | 16.3902 | 16.1801 | 13.5926 | 11.8366 | 10.1422
| Electricity_EndUseWind | 30.5573 | 36.4544 | 58.4858 | 108.2611 | 131.3305 | 128.7592 | 128.7446 | 128.7665 | 128.7825
Figure 139 No Progression contributions to RED targets
| No Progression | 2012 | 2015 | 2020 | 2025 | 2030 | 2035 | 2040 | 2045 | 2050
| Transport | 14.153 | 18.134 | 28.117 | 71.3925 | 124.1244 | 169.4234 | 170.089 | 169.2597 | 159.5919
| BioHeat | 10.0252 | 21.2029 | 27.5055 | 20.8935 | 23.419 | 7.3916 | 21.7445 | 21.7445 | 19.4592
| SolarThermal | 2012: 1.9946; 2015: 1.9508; 2020: 1.9071; 2025: 1.8633; 2030: 1.1092
| BioCHP_Electricity | 0.11957 | 0.099644 | 0.079713 | 0.059786 | 0.039858 | 6.6287e-05 | 1.8146e-07 | 1.6876e-07 | 1.8465e-07
| BioCHP_Heat | 1.358e-07 | 1.7127e-07 | 1.9339e-07 | 2.5875e-07 | 3.046e-07 | 3.0553e-07 | 3.2274e-07 | 3.0016e-07 | 3.2841e-07
| HeatPump | 4.4969 | 12.4712 | 29.803 | 43.5251 | 19.1698 | 80.002 | 88.4903 | 104.7247 | 121.9281
| Electricity_EndUseBio | 35.292 | 26.0663 | 23.5828 | 26.4404 | 23.6373 | 2.3721 | 4.2875 | 4.2212 | 4.2106
| Electricity_EndUseOtherRES | 8.1454 | 9.9258 | 11.6398 | 13.5817 | 15.486 | 15.5782 | 12.6029 | 10.9054 | 8.9474
| Electricity_EndUseWind | 30.2548 | 36.275 | 44.1549 | 61.5796 | 62.6903 | 60.2758 | 60.2758 | 60.2758 | 60.2758
Figure 139 No Progression contributions to RED targets
| Low Carbon Life | 2012 | 2015 | 2020 | 2025 | 2030 | 2035 | 2040 | 2045 | 2050
| Transport | 11.6408 | 19.1095 | 29.12 | 71.816 | 118.7857 | 150.99 | 170.4254 | 149.6563 | 101.9889
| BioHeat | 9.0089 | 19.8415 | 45.726 | 40.5411 | 26.3626 | 16.7899 | 16.7899 | 16.7899 | 9.9521e-06
| SolarThermal | 2012: 1.9946; 2015: 1.9508; 2020: 1.9071; 2025: 1.8633; 2030: 1.1092
| BioCHP_Electricity | 0.11957 | 0.099644 | 0.079713 | 0.00019948 | 1.8497e-07 | 6.6274e-05 | 1.5008e-07 | 1.2927e-07 | 1.2718e-07
| BioCHP_Heat | 1.2053e-07 | 1.5192e-07 | 1.9321e-07 | 2.2045e-07 | 2.0651e-07 | 2.7384e-07 | 2.6692e-07 | 2.2992e-07 | 2.262e-07
| HeatPump | 4.5002 | 12.4957 | 30.3593 | 71.0545 | 74.3154 | 116.2306 | 192.7618 | 254.772 | 320.5081
| Electricity_EndUseBio | 36.0691 | 26.0423 | 29.7781 | 24.0149 | 23.0251 | 18.5172 | 44.8572 | 9.4664 | 5.9353
| Electricity_EndUseOtherRES | 8.145 | 10.6522 | 14.4975 | 19.0538 | 24.7522 | 25.7378 | 22.0737 | 17.5764 | 12.9688
| Electricity_EndUseWind | 30.5573 | 36.6339 | 70.5693 | 102.5173 | 103.1466 | 103.1466 | 103.1466 | 103.1466 | 103.1466

## AdditionalAnnex1
Net Movement by Fuel Type by Year
* Tables shown only include Nuclear, Coal and Gas. Other fuel types only show increases.
Gone Green 2014
| 2013/14 | 2014/15 | 2015/16 | 2016/17 | 2017/18 | 2018/19 | 2019/20 | 2020/21 | 2021/22 | 2022/23 | 2023/24 | 2024/25 | 2025/26 | 2026/27 | 2027/28 | 2028/29 | 2029/30 | 2030/31 | 2031/32 | 2032/33 | 2033/34 | 2034/35 | 2035/36 | Totals
Nuclear Increase | 0 | 0 | 0 | 0 | 0 | 0 | 0 | 0 | 0 | 0 | 0 | 1670 | 0 | 3070 | 0 | 1400 | 1670 | 0 | 1670 | 0 | 0 | 0 | 0 | 9480
Nuclear Decrease | 0 | -490 | 0 | 0 | 0 | 0 | 0 | 0 | 0 | 0 | -1207 | -2115 | -946 | -1082 | -608 | -1811 | 0 | 0 | 0 | 0 | 0 | 0 | 0 | -8259
Nuclear Net | 0 | -490 | 0 | 0 | 0 | 0 | 0 | 0 | 0 | 0 | -1207 | -445 | -946 | 1988 | -608 | -411 | 1670 | 0 | 1670 | 0 | 0 | 0 | 0 | 1221
Coal Increase | 0 | 0 | 0 | 0 | 0 | 0 | 0 | 0 | 0 | 0 | 0 | 0 | 0 | 0 | 0 | 0 | 0 | 0 | 0 | 0 | 0 | 0 | 0 | 0
Coal Decrease | 0 | -2338 | -1878 | -1209 | -571 | -4323 | -976 | -1942 | -2000 | 0 | -1953 | 0 | 0 | 0 | 0 | 0 | -2626 | -638 | 0 | 0 | 0 | 0 | 0 | -20454
Coal Net | 0 | -2338 | -1878 | -1209 | -571 | -4323 | -976 | -1942 | -2000 | 0 | -1953 | 0 | 0 | 0 | 0 | 0 | -2626 | -638 | 0 | 0 | 0 | 0 | 0 | -20454
Gas Increase | 0 | 37.8072 | 479.8072 | 1780 | 745 | 525 | 1500 | 1035 | 2165 | 2199 | 4851 | 37 | 812 | 1237 | 537 | 612 | 37 | 37 | 112 | 37 | 37 | 112 | 37 | 18961.6144
Gas Decrease | 0 | -1882 | 0 | -155 | 0 | 0 | 0 | 0 | -810 | -3345 | -2820 | -245 | -365 | -3186 | 0 | -844 | -401 | -690 | -1975 | 0 | 0 | 0 | 0 | -16718
Gas Net | 0 | -1844.1928 | 479.8072 | 1625 | 745 | 525 | 1500 | 1035 | 1355 | -1146 | 2031 | -208 | 447 | -1949 | 537 | -232 | -364 | -653 | -1863 | 37 | 37 | 112 | 37 | 2243.6144
Slow Progression 2014
| 2013/14 | 2014/15 | 2015/16 | 2016/17 | 2017/18 | 2018/19 | 2019/20 | 2020/21 | 2021/22 | 2022/23 | 2023/24 | 2024/25 | 2025/26 | 2026/27 | 2027/28 | 2028/29 | 2029/30 | 2030/31 | 2031/32 | 2032/33 | 2033/34 | 2034/35 | 2035/36 | Totals
Nuclear Increase | 0 | 0 | 0 | 0 | 0 | 0 | 0 | 0 | 0 | 0 | 0 | 0 | 1670 | 0 | 1670 | 0 | 1670 | 0 | 1670 | 0 | 0 | 0 | 0 | 6680
Nuclear Decrease | 0 | -490 | 0 | 0 | 0 | 0 | 0 | 0 | 0 | 0 | 0 | -1859 | -3613 | 0 | -1081 | -1216 | 0 | 0 | 0 | 0 | 0 | 0 | 0 | -8259
Nuclear Net | 0 | -490 | 0 | 0 | 0 | 0 | 0 | 0 | 0 | 0 | 0 | -1859 | -1943 | 0 | 589 | -1216 | 1670 | 0 | 1670 | 0 | 0 | 0 | 0 | -1579
Coal Increase | 0 | 0 | 0 | 0 | 0 | 0 | 0 | 0 | 0 | 0 | 0 | 0 | 0 | 0 | 0 | 0 | 0 | 0 | 0 | 0 | 0 | 0 | 0 | 0
Coal Decrease | 0 | -2338 | -1878 | -1209 | -571 | -2116 | -1944 | -2543 | -2000 | 0 | -1953 | 0 | 0 | 0 | 0 | 0 | -1988 | 0 | 0 | 0 | 0 | 0 | 0 | -18540
Coal Net | 0 | -2338 | -1878 | -1209 | -571 | -2116 | -1944 | -2543 | -2000 | 0 | -1953 | 0 | 0 | 0 | 0 | 0 | -1988 | 0 | 0 | 0 | 0 | 0 | 0 | -18540
Gas Increase | 0 | 37.8072 | 479.8072 | 1780 | 745 | 955 | 445 | 2635 | 2856 | 1759 | 2080 | 1437 | 1512 | 1437 | 737 | 812 | 37 | 37 | 112 | 37 | 37 | 112 | 37 | 20116.6144
Gas Decrease | 0 | -1882 | 0 | -155 | 0 | 0 | 0 | -965 | -1260 | -2215 | -821 | -408 | -405 | -1895 | -2077 | -25 | 0 | -1380 | -1690 | -420 | 0 | 0 | 0 | -15598
Gas Net | 0 | -1844.1928 | 479.8072 | 1625 | 745 | 955 | 445 | 1670 | 1596 | -456 | 1259 | 1029 | 1107 | -458 | -1340 | 787 | 37 | -1343 | -1578 | -383 | 37 | 112 | 37 | 4518.6144
No Progression 2014
| 2013/14 | 2014/15 | 2015/16 | 2016/17 | 2017/18 | 2018/19 | 2019/20 | 2020/21 | 2021/22 | 2022/23 | 2023/24 | 2024/25 | 2025/26 | 2026/27 | 2027/28 | 2028/29 | 2029/30 | 2030/31 | 2031/32 | 2032/33 | 2033/34 | 2034/35 | 2035/36 | Totals
Nuclear Increase | 0 | 0 | 0 | 0 | 0 | 0 | 0 | 0 | 0 | 0 | 0 | 0 | 0 | 0 | 1670 | 0 | 1670 | 0 | 0 | 0 | 0 | 0 | 0 | 3340
Nuclear Decrease | 0 | -490 | 0 | 0 | 0 | 0 | 0 | 0 | 0 | 0 | -912 | -1207 | -1203 | -1203 | -3244 | 0 | 0 | 0 | 0 | 0 | 0 | 0 | 0 | -8259
Nuclear Net | 0 | -490 | 0 | 0 | 0 | 0 | 0 | 0 | 0 | 0 | -912 | -1207 | -1203 | -1203 | -1574 | 0 | 1670 | 0 | 0 | 0 | 0 | 0 | 0 | -4919
Coal Increase | 0 | 0 | 0 | 0 | 0 | 0 | 0 | 0 | 0 | 0 | 0 | 0 | 0 | 0 | 0 | 0 | 0 | 0 | 0 | 0 | 0 | 0 | 0 | 0
Coal Decrease | 0 | -2338 | -1878 | -1209 | -571 | -1142 | -976 | -2543 | -1942 | -1000 | -1000 | 0 | 0 | 0 | 0 | 0 | -1988 | -970 | -983 | 0 | 0 | 0 | 0 | -18540
Coal Net | 0 | -2338 | -1878 | -1209 | -571 | -1142 | -976 | -2543 | -1942 | -1000 | -1000 | 0 | 0 | 0 | 0 | 0 | -1988 | -970 | -983 | 0 | 0 | 0 | 0 | -18540
Gas Increase | 0 | 37.8072 | 479.8072 | 1763 | 728 | 1013 | 508 | 2033 | 1318 | 2603 | 4431 | 1289 | 1465 | 1550 | 1215 | 790 | 15 | 1090 | 1015 | 90 | 15 | 90 | 15 | 23553.6144
Gas Decrease | 0 | -1882 | 0 | -155 | 0 | 0 | 0 | -297 | 0 | -1550 | -3213 | -715 | -610 | -515 | -408 | -765 | 0 | 0 | 0 | 0 | -401 | 0 | 0 | -10511
Gas Net | 0 | -1844.1928 | 479.8072 | 1608 | 728 | 1013 | 508 | 1736 | 1318 | 1053 | 1218 | 574 | 855 | 1035 | 807 | 25 | 15 | 1090 | 1015 | 90 | -386 | 90 | 15 | 13042.6144
Low Carbon Life 2014
| 2013/14 | 2014/15 | 2015/16 | 2016/17 | 2017/18 | 2018/19 | 2019/20 | 2020/21 | 2021/22 | 2022/23 | 2023/24 | 2024/25 | 2025/26 | 2026/27 | 2027/28 | 2028/29 | 2029/30 | 2030/31 | 2031/32 | 2032/33 | 2033/34 | 2034/35 | 2035/36 | Totals
Nuclear Increase | 0 | 0 | 0 | 0 | 0 | 0 | 0 | 0 | 0 | 0 | 1670 | 0 | 3070 | 0 | 3070 | 1133 | 1670 | 1133 | 0 | 1133 | 0 | 0 | 0 | 12879
Nuclear Decrease | 0 | -490 | 0 | 0 | 0 | 0 | 0 | 0 | 0 | 0 | -912 | -1203 | -1207 | -1081 | -2150 | -1216 | 0 | 0 | 0 | 0 | 0 | 0 | 0 | -8259
Nuclear Net | 0 | -490 | 0 | 0 | 0 | 0 | 0 | 0 | 0 | 0 | 758 | -1203 | 1863 | -1081 | 920 | -83 | 1670 | 1133 | 0 | 1133 | 0 | 0 | 0 | 4620
Coal Increase | 0 | 0 | 0 | 0 | 0 | 0 | 0 | 0 | 0 | 0 | 0 | 0 | 0 | 0 | 0 | 0 | 0 | 0 | 0 | 0 | 0 | 0 | 0 | 0
Coal Decrease | 0 | -2338 | -1878 | -1209 | -571 | -1142 | -1950 | -1569 | -1942 | 0 | -2000 | 0 | 0 | 0 | -638 | 0 | -2626 | -638 | -1953 | 0 | 0 | 0 | 0 | -20454
Coal Net | 0 | -2338 | -1878 | -1209 | -571 | -1142 | -1950 | -1569 | -1942 | 0 | -2000 | 0 | 0 | 0 | -638 | 0 | -2626 | -638 | -1953 | 0 | 0 | 0 | 0 | -20454
Gas Increase | 0 | 38 | 479.8072 | 1780 | 770 | 60 | 660 | 2590 | 2971 | 60 | 2310 | 962 | 1081 | 72 | 72 | 122 | 72 | 72 | 72 | 122 | 72 | 72 | 72 | 14581.8072
Gas Decrease | 0 | -1882 | 0 | 0 | -452 | 0 | 0 | -450 | -1625 | -665 | -2376 | -245 | -3686 | 0 | -1285 | -830 | -1642 | -2886 | 0 | -1120 | 0 | 0 | 0 | -19144
Gas Net | 0 | -1844 | 479.8072 | 1780 | 318 | 60 | 660 | 2140 | 1346 | -605 | -66 | 717 | -2605 | 72 | -1213 | -708 | -1570 | -2814 | 72 | -998 | 72 | 72 | 72 | -4562.1928

## UnDiv Peak LC
Diversified Peak Low Carbon Life
Low Carbon Life
|  | 2014 | 2015 | 2016 | 2017 | 2018 | 2019 | 2020 | 2021 | 2022 | 2023 | 2024 | 2025 | 2026 | 2027 | 2028 | 2029 | 2030 | 2031 | 2032 | 2033 | 2034 | 2035
| UKCS | 106.2 | 109.9739 | 113.2044 | 119.34 | 122.4 | 119.34 | 116.3565 | 113.4476 | 109.493 | 105.6043 | 101.5978 | 96.5937 | 92.0494 | 85.6392 | 78.3573 | 71.585 | 63.3304 | 55.457 | 50.7169 | 49.4152 | 45.9148 | 42.2317
| Norway | 131 | 131 | 131 | 131 | 131 | 131 | 131 | 131 | 131 | 131 | 131 | 131 | 131 | 131 | 131 | 131 | 131 | 131 | 131 | 131 | 131 | 131
| LNG | 162.2772 | 162.2772 | 162.2772 | 162.2772 | 162.2772 | 162.2772 | 162.2772 | 162.2772 | 162.2772 | 162.2772 | 162.2772 | 162.2772 | 162.2772 | 162.2772 | 162.2772 | 162.2772 | 162.2772 | 162.2772 | 162.2772 | 162.2772 | 162.2772 | 162.2772
| Additional LNG | 0 | 0 | 0 | 0 | 0 | 0 | 0 | 0 | 0 | 0 | 0 | 0 | 0 | 0 | 0 | 0 | 0 | 0 | 0 | 0 | 0 | 0
| Continent | 121.9521 | 121.9521 | 121.9521 | 121.9521 | 121.9521 | 121.9521 | 121.9521 | 121.9521 | 121.9521 | 121.9521 | 121.9521 | 121.9521 | 121.9521 | 121.9521 | 121.9521 | 121.9521 | 121.9521 | 121.9521 | 121.9521 | 121.9521 | 121.9521 | 121.9521
| Storage | 146 | 168.3182 | 188.2545 | 198.2545 | 198.2545 | 198.2545 | 198.2545 | 198.2545 | 198.2545 | 198.2545 | 198.2545 | 198.2545 | 198.2545 | 198.2545 | 198.2545 | 198.2545 | 198.2545 | 198.2545 | 198.2545 | 198.2545 | 198.2545 | 198.2545
| Additional Storage | 0 | 0 | 0 | 0 | 0 | 0 | 0 | 0 | 0 | 0 | 0 | 0 | 0 | 0 | 0 | 0 | 0 | 0 | 0 | 0 | 0 | 0
| Onshore | 0.0443 | 0.18509 | 0.30678 | 0.58649 | 1.0601 | 1.6797 | 2.3452 | 6.2992 | 10.3411 | 16.614 | 29.1878 | 41.7806 | 54.3876 | 71.0817 | 79.6339 | 88.2011 | 92.7008 | 98.9175 | 99.3542 | 99.7996 | 100.2541 | 100.7179
| Undiv. Demand | 569.0856 | 563.6146 | 560.7172 | 558.1985 | 562.5746 | 557.6899 | 558.8424 | 569.1923 | 565.187 | 552.8427 | 535.5459 | 537.964 | 533.2483 | 519.7749 | 513.0767 | 513.9585 | 504.1018 | 495.5983 | 476.4259 | 467.8672 | 454.315 | 453.6546
| Div. Demand | 479.2527 | 474.9334 | 474.7372 | 473.488 | 465.8577 | 471.7527 | 464.88 | 480.9609 | 476.2482 | 468.0428 | 465.7585 | 462.2534 | 461.2007 | 447.4994 | 446.3787 | 444.3899 | 439.5537 | 430.2951 | 411.3515 | 404.0842 | 391.6957 | 381.9408

## Div Peak GG
Diversified Peak Gone Green
|  | 2014 | 2015 | 2016 | 2017 | 2018 | 2019 | 2020 | 2021 | 2022 | 2023 | 2024 | 2025 | 2026 | 2027 | 2028 | 2029 | 2030 | 2031 | 2032 | 2033 | 2034 | 2035
| UKCS | 95.58 | 98.9765 | 101.884 | 105.3 | 108 | 105.3 | 102.6675 | 100.1008 | 97.635 | 94.4174 | 87.3521 | 82.668 | 76.4563 | 70.1743 | 63.3717 | 57.5682 | 50.2791 | 43.6792 | 38.611 | 37.5128 | 34.475 | 31.4166
| Norway | 111.35 | 111.35 | 111.35 | 111.35 | 111.35 | 111.35 | 111.35 | 111.35 | 111.35 | 111.35 | 111.35 | 111.35 | 111.35 | 111.35 | 111.35 | 111.35 | 111.35 | 111.35 | 111.35 | 111.35 | 111.35 | 111.35
| LNG | 121.7079 | 121.7079 | 121.7079 | 121.7079 | 121.7079 | 121.7079 | 121.7079 | 121.7079 | 121.7079 | 121.7079 | 121.7079 | 121.7079 | 121.7079 | 121.7079 | 121.7079 | 121.7079 | 121.7079 | 121.7079 | 121.7079 | 121.7079 | 121.7079 | 121.7079
| Additional LNG | 0 | 0 | 0 | 0 | 0 | 0 | 0 | 0 | 0 | 0 | 0 | 0 | 0 | 0 | 0 | 0 | 0 | 0 | 0 | 0 | 0 | 0
| Continent | 103.6592 | 103.6592 | 103.6592 | 103.6592 | 103.6592 | 103.6592 | 103.6592 | 103.6592 | 103.6592 | 103.6592 | 103.6592 | 103.6592 | 103.6592 | 103.6592 | 103.6592 | 103.6592 | 103.6592 | 103.6592 | 103.6592 | 103.6592 | 103.6592 | 103.6592
| Storage | 124.1 | 143.0705 | 160.0164 | 168.5164 | 168.5164 | 168.5164 | 168.5164 | 168.5164 | 168.5164 | 168.5164 | 168.5164 | 168.5164 | 168.5164 | 168.5164 | 168.5164 | 168.5164 | 168.5164 | 168.5164 | 168.5164 | 168.5164 | 168.5164 | 168.5164
| Additional Storage | 0 | 0 | 0 | 0 | 0 | 0 | 0 | 0 | 0 | 0 | 0 | 0 | 0 | 0 | 0 | 0 | 0 | 0 | 0 | 0 | 0 | 0
| Onshore | 0.021042 | 0.19149 | 0.33252 | 0.62374 | 1.1071 | 1.738 | 2.4226 | 3.1673 | 3.9984 | 6.1814 | 8.1672 | 11.3389 | 17.6265 | 23.9279 | 30.2427 | 38.5129 | 42.9216 | 47.3368 | 49.8261 | 53.1397 | 53.7154 | 54.3029
| Undiv. Demand | 569.0856 | 563.6146 | 560.7172 | 558.1985 | 562.5746 | 557.6899 | 558.8424 | 569.1923 | 565.187 | 552.8427 | 535.5459 | 537.964 | 533.2483 | 519.7749 | 513.0767 | 513.9585 | 504.1018 | 495.5983 | 476.4259 | 467.8672 | 454.315 | 453.6546
| Div. Demand | 479.2527 | 474.9334 | 474.7372 | 473.488 | 465.8577 | 471.7527 | 464.88 | 480.9609 | 476.2482 | 468.0428 | 465.7585 | 462.2534 | 461.2007 | 447.4994 | 446.3787 | 444.3899 | 439.5537 | 430.2951 | 411.3515 | 404.0842 | 391.6957 | 381.9408

## Div Peak SP
Diversified Peak Slow Progression
Slow Progression
|  | 2014 | 2015 | 2016 | 2017 | 2018 | 2019 | 2020 | 2021 | 2022 | 2023 | 2024 | 2025 | 2026 | 2027 | 2028 | 2029 | 2030 | 2031 | 2032 | 2033 | 2034 | 2035
| UKCS | 95.58 | 98.9765 | 101.7133 | 103.1182 | 105.2708 | 102.5682 | 98.982 | 95.5618 | 91.5205 | 86.5465 | 75.4455 | 68.889 | 61.2012 | 55.6359 | 50.0925 | 44.878 | 39.0774 | 33.4184 | 29.9313 | 28.638 | 26.3982 | 23.855
| Norway | 111.35 | 111.35 | 111.35 | 111.35 | 111.35 | 111.35 | 111.35 | 111.35 | 111.35 | 111.35 | 111.35 | 111.35 | 111.35 | 111.35 | 111.35 | 111.35 | 111.35 | 111.35 | 111.35 | 111.35 | 111.35 | 111.35
| LNG | 121.7079 | 121.7079 | 121.7079 | 121.7079 | 121.7079 | 121.7079 | 121.7079 | 121.7079 | 121.7079 | 121.7079 | 121.7079 | 121.7079 | 121.7079 | 121.7079 | 121.7079 | 121.7079 | 121.7079 | 121.7079 | 121.7079 | 121.7079 | 121.7079 | 121.7079
| Additional LNG | 0 | 0 | 0 | 0 | 0 | 0 | 0 | 0 | 0 | 0 | 0 | 0 | 0 | 0 | 0 | 0 | 0 | 0 | 0 | 0 | 0 | 0
| Continent | 103.6592 | 103.6592 | 103.6592 | 103.6592 | 103.6592 | 103.6592 | 103.6592 | 103.6592 | 103.6592 | 103.6592 | 103.6592 | 103.6592 | 103.6592 | 103.6592 | 103.6592 | 103.6592 | 103.6592 | 103.6592 | 103.6592 | 103.6592 | 103.6592 | 103.6592
| Storage | 124.1 | 143.0705 | 160.0164 | 168.5164 | 168.5164 | 168.5164 | 168.5164 | 168.5164 | 168.5164 | 168.5164 | 168.5164 | 168.5164 | 168.5164 | 168.5164 | 168.5164 | 168.5164 | 168.5164 | 168.5164 | 168.5164 | 168.5164 | 168.5164 | 168.5164
| Additional Storage | 0 | 0 | 0 | 0 | 0 | 0 | 0 | 0 | 0 | 0 | 0 | 0 | 0 | 0 | 0 | 0 | 0 | 0 | 0 | 0 | 0 | 0
| Onshore | 0.063127 | 0.16019 | 0.25036 | 0.4906 | 0.90713 | 1.4534 | 2.0334 | 2.6052 | 3.2577 | 3.6994 | 3.9178 | 4.9228 | 5.9367 | 7.5384 | 10.6958 | 13.8628 | 17.0353 | 21.1791 | 23.3919 | 25.6102 | 26.8662 | 28.5346
| Undiv. Demand | 565.7056 | 559.8836 | 555.5616 | 555.2654 | 556.5089 | 551.977 | 565.6817 | 566.6853 | 561.1397 | 549.9081 | 543.2808 | 540.3782 | 537.044 | 534.7737 | 514.1818 | 509.0866 | 498.7933 | 488.5577 | 485.394 | 484.9493 | 483.7218 | 482.5521
| Div. Demand | 481.6483 | 478.4007 | 476.9032 | 473.4231 | 467.9524 | 467.7191 | 466.8132 | 491.4438 | 485.042 | 475.1927 | 467.1876 | 467.5222 | 465.5161 | 457.5239 | 443.9623 | 445.2104 | 441.5542 | 437.4232 | 424.8311 | 424.758 | 422.8531 | 420.5311

## Div Peak LC
Diversified Peak Low Carbon Life
Low Carbon Life
|  | 2014 | 2015 | 2016 | 2017 | 2018 | 2019 | 2020 | 2021 | 2022 | 2023 | 2024 | 2025 | 2026 | 2027 | 2028 | 2029 | 2030 | 2031 | 2032 | 2033 | 2034 | 2035
| UKCS | 95.58 | 98.9765 | 101.884 | 107.406 | 110.16 | 107.406 | 104.7209 | 102.1028 | 98.5437 | 95.0439 | 91.4381 | 86.9343 | 82.8444 | 77.0752 | 70.5215 | 64.4265 | 56.9974 | 49.9113 | 45.6452 | 44.4737 | 41.3233 | 38.0085
| Norway | 111.35 | 111.35 | 111.35 | 111.35 | 111.35 | 111.35 | 111.35 | 111.35 | 111.35 | 111.35 | 111.35 | 111.35 | 111.35 | 111.35 | 111.35 | 111.35 | 111.35 | 111.35 | 111.35 | 111.35 | 111.35 | 111.35
| LNG | 121.7079 | 121.7079 | 121.7079 | 121.7079 | 121.7079 | 121.7079 | 121.7079 | 121.7079 | 121.7079 | 121.7079 | 121.7079 | 121.7079 | 121.7079 | 121.7079 | 121.7079 | 121.7079 | 121.7079 | 121.7079 | 121.7079 | 121.7079 | 121.7079 | 121.7079
| Additional LNG | 0 | 0 | 0 | 0 | 0 | 0 | 0 | 0 | 0 | 0 | 0 | 0 | 0 | 0 | 0 | 0 | 0 | 0 | 0 | 0 | 0 | 0
| Continent | 103.6592 | 103.6592 | 103.6592 | 103.6592 | 103.6592 | 103.6592 | 103.6592 | 103.6592 | 103.6592 | 103.6592 | 103.6592 | 103.6592 | 103.6592 | 103.6592 | 103.6592 | 103.6592 | 103.6592 | 103.6592 | 103.6592 | 103.6592 | 103.6592 | 103.6592
| Storage | 124.1 | 143.0705 | 160.0164 | 168.5164 | 168.5164 | 168.5164 | 168.5164 | 168.5164 | 168.5164 | 168.5164 | 168.5164 | 168.5164 | 168.5164 | 168.5164 | 168.5164 | 168.5164 | 168.5164 | 168.5164 | 168.5164 | 168.5164 | 168.5164 | 168.5164
| Additional Storage | 0 | 0 | 0 | 0 | 0 | 0 | 0 | 0 | 0 | 0 | 0 | 0 | 0 | 0 | 0 | 0 | 0 | 0 | 0 | 0 | 0 | 0
| Onshore | 0.042085 | 0.17584 | 0.29144 | 0.55717 | 1.0071 | 1.5957 | 2.228 | 5.9842 | 9.824 | 15.7833 | 27.7284 | 39.6916 | 51.6682 | 67.5276 | 75.6522 | 83.7911 | 88.0657 | 93.9717 | 94.3865 | 94.8096 | 95.2414 | 95.682
| Undiv. Demand | 567.1496 | 561.9156 | 558.5927 | 559.4246 | 559.9823 | 558.5285 | 560.0054 | 575.0755 | 568.5118 | 575.1358 | 562.545 | 560.9906 | 547.0176 | 545.8052 | 538.3614 | 529.6036 | 523.854 | 521.5425 | 519.5118 | 516.4759 | 515.5631 | 515.0832
| Div. Demand | 482.4882 | 480.241 | 480.4804 | 479.8055 | 473.3939 | 472.6357 | 470.7405 | 489.2582 | 482.7857 | 480.5031 | 472.7503 | 477.1839 | 470.3545 | 476.837 | 469.6079 | 469.5035 | 466.5133 | 461.2829 | 463.6277 | 461.6707 | 460.602 | 460.5453

## UnDiv Peak GG
UnDiversified Peak Gone Green
Gone Green
|  | 2014 | 2015 | 2016 | 2017 | 2018 | 2019 | 2020 | 2021 | 2022 | 2023 | 2024 | 2025 | 2026 | 2027 | 2028 | 2029 | 2030 | 2031 | 2032 | 2033 | 2034 | 2035
| UKCS | 106.2 | 109.9739 | 113.2044 | 117 | 120 | 117 | 114.075 | 111.2231 | 108.4833 | 104.9082 | 97.0578 | 91.8533 | 84.9514 | 77.9715 | 70.413 | 63.9647 | 55.8657 | 48.5325 | 42.9012 | 41.6808 | 38.3056 | 34.9073
| Norway | 131 | 131 | 131 | 131 | 131 | 131 | 131 | 131 | 131 | 131 | 131 | 131 | 131 | 131 | 131 | 131 | 131 | 131 | 131 | 131 | 131 | 131
| LNG | 162.2772 | 162.2772 | 162.2772 | 162.2772 | 162.2772 | 162.2772 | 162.2772 | 162.2772 | 162.2772 | 162.2772 | 162.2772 | 162.2772 | 162.2772 | 162.2772 | 162.2772 | 162.2772 | 162.2772 | 162.2772 | 162.2772 | 162.2772 | 162.2772 | 162.2772
| Additional LNG | 0 | 0 | 0 | 0 | 0 | 0 | 0 | 0 | 0 | 0 | 0 | 0 | 0 | 0 | 0 | 0 | 0 | 0 | 0 | 0 | 0 | 0
| Continent | 121.9521 | 121.9521 | 121.9521 | 121.9521 | 121.9521 | 121.9521 | 121.9521 | 121.9521 | 121.9521 | 121.9521 | 121.9521 | 121.9521 | 121.9521 | 121.9521 | 121.9521 | 121.9521 | 121.9521 | 121.9521 | 121.9521 | 121.9521 | 121.9521 | 121.9521
| Storage | 146 | 168.3182 | 188.2545 | 198.2545 | 198.2545 | 198.2545 | 198.2545 | 198.2545 | 198.2545 | 198.2545 | 198.2545 | 198.2545 | 198.2545 | 198.2545 | 198.2545 | 198.2545 | 198.2545 | 198.2545 | 198.2545 | 198.2545 | 198.2545 | 198.2545
| Additional Storage | 0 | 0 | 0 | 0 | 0 | 0 | 0 | 0 | 0 | 0 | 0 | 0 | 0 | 0 | 0 | 0 | 0 | 0 | 0 | 0 | 0 | 0
| Onshore | 0.02215 | 0.20156 | 0.35002 | 0.65657 | 1.1653 | 1.8294 | 2.5501 | 3.334 | 4.2088 | 6.5067 | 8.597 | 11.9356 | 18.5542 | 25.1872 | 31.8344 | 40.5399 | 45.1806 | 49.8282 | 52.4485 | 55.9366 | 56.5425 | 57.1609
| Undiv. Demand | 569.0856 | 563.6146 | 560.7172 | 558.1985 | 562.5746 | 557.6899 | 558.8424 | 569.1923 | 565.187 | 552.8427 | 535.5459 | 537.964 | 533.2483 | 519.7749 | 513.0767 | 513.9585 | 504.1018 | 495.5983 | 476.4259 | 467.8672 | 454.315 | 453.6546
| Div. Demand | 479.2527 | 474.9334 | 474.7372 | 473.488 | 465.8577 | 471.7527 | 464.88 | 480.9609 | 476.2482 | 468.0428 | 465.7585 | 462.2534 | 461.2007 | 447.4994 | 446.3787 | 444.3899 | 439.5537 | 430.2951 | 411.3515 | 404.0842 | 391.6957 | 381.9408

## UnDiv Peak SP
Diversified Peak Slow Progression
Slow Progression
|  | 2014 | 2015 | 2016 | 2017 | 2018 | 2019 | 2020 | 2021 | 2022 | 2023 | 2024 | 2025 | 2026 | 2027 | 2028 | 2029 | 2030 | 2031 | 2032 | 2033 | 2034 | 2035
| UKCS | 106.2 | 109.9739 | 113.0148 | 114.5758 | 116.9675 | 113.9647 | 109.98 | 106.1798 | 101.6894 | 96.1627 | 83.8284 | 76.5433 | 68.0014 | 61.8177 | 55.6584 | 49.8644 | 43.4193 | 37.1316 | 33.257 | 31.82 | 29.3314 | 26.5056
| Norway | 131 | 131 | 131 | 131 | 131 | 131 | 131 | 131 | 131 | 131 | 131 | 131 | 131 | 131 | 131 | 131 | 131 | 131 | 131 | 131 | 131 | 131
| LNG | 162.2772 | 162.2772 | 162.2772 | 162.2772 | 162.2772 | 162.2772 | 162.2772 | 162.2772 | 162.2772 | 162.2772 | 162.2772 | 162.2772 | 162.2772 | 162.2772 | 162.2772 | 162.2772 | 162.2772 | 162.2772 | 162.2772 | 162.2772 | 162.2772 | 162.2772
| Additional LNG | 0 | 0 | 0 | 0 | 0 | 0 | 0 | 0 | 0 | 0 | 0 | 0 | 0 | 0 | 0 | 0 | 0 | 0 | 0 | 0 | 0 | 0
| Continent | 121.9521 | 121.9521 | 121.9521 | 121.9521 | 121.9521 | 121.9521 | 121.9521 | 121.9521 | 121.9521 | 121.9521 | 121.9521 | 121.9521 | 121.9521 | 121.9521 | 121.9521 | 121.9521 | 121.9521 | 121.9521 | 121.9521 | 121.9521 | 121.9521 | 121.9521
| Storage | 146 | 168.3182 | 188.2545 | 198.2545 | 198.2545 | 198.2545 | 198.2545 | 198.2545 | 198.2545 | 198.2545 | 198.2545 | 198.2545 | 198.2545 | 198.2545 | 198.2545 | 198.2545 | 198.2545 | 198.2545 | 198.2545 | 198.2545 | 198.2545 | 198.2545
| Additional Storage | 0 | 0 | 0 | 0 | 0 | 0 | 0 | 0 | 0 | 0 | 0 | 0 | 0 | 0 | 0 | 0 | 0 | 0 | 0 | 0 | 0 | 0
| Onshore | 0.06645 | 0.16862 | 0.26354 | 0.51642 | 0.95488 | 1.5299 | 2.1404 | 2.7424 | 3.4291 | 3.8941 | 4.124 | 5.1818 | 6.2492 | 7.9352 | 11.2588 | 14.5924 | 17.9319 | 22.2938 | 24.623 | 26.9581 | 28.2802 | 30.0365
| Undiv. Demand | 569.0856 | 563.6146 | 560.7172 | 558.1985 | 562.5746 | 557.6899 | 558.8424 | 569.1923 | 565.187 | 552.8427 | 535.5459 | 537.964 | 533.2483 | 519.7749 | 513.0767 | 513.9585 | 504.1018 | 495.5983 | 476.4259 | 467.8672 | 454.315 | 453.6546
| Div. Demand | 479.2527 | 474.9334 | 474.7372 | 473.488 | 465.8577 | 471.7527 | 464.88 | 480.9609 | 476.2482 | 468.0428 | 465.7585 | 462.2534 | 461.2007 | 447.4994 | 446.3787 | 444.3899 | 439.5537 | 430.2951 | 411.3515 | 404.0842 | 391.6957 | 381.9408

## UnDiv Peak NP
Diversified Peak No Progression
No Progression
|  | 2014 | 2015 | 2016 | 2017 | 2018 | 2019 | 2020 | 2021 | 2022 | 2023 | 2024 | 2025 | 2026 | 2027 | 2028 | 2029 | 2030 | 2031 | 2032 | 2033 | 2034 | 2035
| UKCS | 106.2 | 109.9739 | 112.2563 | 114.2391 | 114.4376 | 111.1835 | 102.7261 | 94.9042 | 83.3523 | 73.5654 | 63.4704 | 58.265 | 52.5928 | 47.073 | 42.8172 | 38.3445 | 33.093 | 28.8263 | 25.9432 | 23.314 | 23.8714 | 22.1961
| Norway | 131 | 131 | 131 | 131 | 131 | 131 | 131 | 131 | 131 | 131 | 131 | 131 | 131 | 131 | 131 | 131 | 131 | 131 | 131 | 131 | 131 | 131
| LNG | 162.2772 | 162.2772 | 162.2772 | 162.2772 | 162.2772 | 162.2772 | 162.2772 | 162.2772 | 162.2772 | 162.2772 | 162.2772 | 162.2772 | 162.2772 | 162.2772 | 162.2772 | 162.2772 | 162.2772 | 162.2772 | 162.2772 | 162.2772 | 162.2772 | 162.2772
| Additional LNG | 0 | 0 | 0 | 0 | 0 | 0 | 0 | 0 | 0 | 0 | 0 | 0 | 0 | 0 | 0 | 0 | 0 | 0 | 0 | 0 | 0 | 0
| Continent | 121.9521 | 121.9521 | 121.9521 | 121.9521 | 121.9521 | 121.9521 | 121.9521 | 121.9521 | 121.9521 | 121.9521 | 121.9521 | 121.9521 | 121.9521 | 121.9521 | 121.9521 | 121.9521 | 121.9521 | 121.9521 | 121.9521 | 121.9521 | 121.9521 | 121.9521
| Storage | 146 | 168.3182 | 188.2545 | 198.2545 | 198.2545 | 198.2545 | 198.2545 | 198.2545 | 198.2545 | 198.2545 | 198.2545 | 198.2545 | 198.2545 | 198.2545 | 198.2545 | 198.2545 | 198.2545 | 198.2545 | 198.2545 | 198.2545 | 198.2545 | 198.2545
| Additional Storage | 0 | 0 | 0 | 0 | 0 | 0 | 0 | 0 | 0 | 0 | 0 | 0 | 0 | 0 | 0 | 0 | 0 | 0 | 0 | 0 | 0 | 0
| Onshore | 0.11075 | 0.13567 | 0.17705 | 0.37628 | 0.74443 | 1.2304 | 1.7307 | 2.1507 | 2.6495 | 2.912 | 2.912 | 2.912 | 2.912 | 2.912 | 2.912 | 2.912 | 2.912 | 2.912 | 2.912 | 2.912 | 2.912 | 2.912
| Undiv. Demand | 569.0856 | 563.6146 | 560.7172 | 558.1985 | 562.5746 | 557.6899 | 558.8424 | 569.1923 | 565.187 | 552.8427 | 535.5459 | 537.964 | 533.2483 | 519.7749 | 513.0767 | 513.9585 | 504.1018 | 495.5983 | 476.4259 | 467.8672 | 454.315 | 453.6546
| Div. Demand | 479.2527 | 474.9334 | 474.7372 | 473.488 | 465.8577 | 471.7527 | 464.88 | 480.9609 | 476.2482 | 468.0428 | 465.7585 | 462.2534 | 461.2007 | 447.4994 | 446.3787 | 444.3899 | 439.5537 | 430.2951 | 411.3515 | 404.0842 | 391.6957 | 381.9408