## Contents
Introduction
The workbook contains all graphs and data from our 2021 Winter Outlook publication The Winter Outlook can be downloaded from the National Grid ESO website. (Initial publication 7th Oct 2021)
Chart Contents
| Figure Title | Figure
Executive Summary | Day-by-day view of operational surplus for winter 2021/22 (MW) | Figure 1
| Generation portfolio availability | Figure 2
| Supply margin in relation to generation capacity and demand | Figure 3
System Margins | Range of outcomes for de-rated margin winter 2021/22 under different supply and demand scenarios | Figure 4
| Historic de-rated margin forecasts ahead of each winter in the WOR | Figure 5
Operational Surplus | Range of outcomes for de-rated margin winter 2021/22 under different supply and demand scenarios | Figure 7
| Probability of Electricity Margin Notices | Figure 8
Demand | Historical and forecast normalised weekly peak winter demand | Figure 9.
Supply | Daily generation availability by fuel type (based on market submissions and including breakdown rates) | Figure 10
| Historical flows on the interconnectors for winter 2020/21 | Figure 11
| Conditional Capacity Market agreements 2021/22 | Figure 12
| Winter 2021/22 electricity baseload forward prices (£/MWh) | Figure 13a
Europe and interconnected markets | Winter 2021/22 electricity peak forward prices | Figure 13b
| The impact on French nuclear capacity from planned outages in 2021/22 and last winter’s actuals | Figure 14
| Daily peak time flows across the continental interconnectors in winter 2020/21 (positive MW values mean imports into GB) | Figure 15
| Daily peak time flows across the Irish interconnectors in winter 2020/21 (positive MW values mean imports into GB) | Figure 16
| Proportion of import and export for Irish interconnectors during winter 2020/21 | Figure 17
Market Prices | Historically traded GB winter ahead forward electricity baseload prices for Winter 2020/21 and Winter 2021/22 | Figure 18
| GB wholesale market prices 2020/21 | Figure 19

## Figure 1.
Figure 1 - Day-by-day view of operational surplus for winter 2021/22 (MW)
| Mon | Tue | Wed | Thu | Fri | Sat | Sun | Mon | Tue | Wed | Thu | Fri | Sat | Sun | Mon | Tue | Wed | Thu | Fri | Sat | Sun | Mon | Tue | Wed | Thu | Fri | Sat | Sun | Mon | Tue | Wed | Thu | Fri | Sat | Sun | Mon | Tue | Wed | Thu | Fri | Sat | Sun | Mon | Tue | Wed | Thu | Fri | Sat | Sun | Mon | Tue | Wed | Thu | Fri | Sat | Sun | Mon | Tue | Wed | Thu | Fri | Sat | Sun | Mon | Tue | Wed | Thu | Fri | Sat | Sun | Mon | Tue | Wed | Thu | Fri | Sat | Sun | Mon | Tue | Wed | Thu | Fri | Sat | Sun | Mon | Tue | Wed | Thu | Fri | Sat | Sun | Mon | Tue | Wed | Thu | Fri | Sat | Sun | Mon | Tue | Wed | Thu | Fri | Sat | Sun | Mon | Tue | Wed | Thu | Fri | Sat | Sun | Mon | Tue | Wed | Thu | Fri | Sat | Sun | Mon | Tue | Wed | Thu | Fri | Sat | Sun | Mon | Tue | Wed | Thu | Fri | Sat | Sun | Mon | Tue | Wed | Thu | Fri | Sat | Sun | Mon | Tue | Wed | Thu | Fri | Sat
Date | time axis 2021-11-01 to 2022-03-26
Demand (inc. exports to Ireland) | 42482 | 42661 | 42775 | 42914 | 41522 | 38191 | 39208 | 43535 | 43621 | 43733 | 43748 | 42302 | 38940 | 39870 | 44020 | 44165 | 44394 | 44560 | 43207 | 39934 | 40964 | 45106 | 45073 | 45042 | 44953 | 43397 | 39935 | 40877 | 45061 | 45160 | 45226 | 45266 | 43808 | 40436 | 41385 | 45655 | 45737 | 45780 | 45760 | 44301 | 40959 | 41954 | 46205 | 46301 | 46348 | 46316 | 44793 | 41043 | 40881 | 44970 | 44684 | 43579 | 42226 | 38705 | 31552 | 32251 | 37608 | 38946 | 40962 | 40941 | 39603 | 35411 | 37444 | 40509 | 45149 | 45970 | 45788 | 44292 | 40907 | 41744 | 45895 | 45853 | 45771 | 45722 | 44169 | 40755 | 41674 | 45719 | 45759 | 45646 | 45687 | 44154 | 40786 | 41583 | 45652 | 45616 | 45617 | 45634 | 44072 | 40628 | 41500 | 45553 | 45438 | 45288 | 45089 | 43429 | 39848 | 40727 | 44834 | 44882 | 44912 | 44831 | 43237 | 39636 | 40341 | 44331 | 44174 | 43988 | 43926 | 42396 | 39015 | 39882 | 43988 | 43821 | 43698 | 43562 | 42001 | 38498 | 39337 | 43439 | 43464 | 43406 | 43306 | 41759 | 38106 | 38731 | 42568 | 42368 | 42237 | 42076 | 40457 | 36909 | 37694 | 41593 | 41421 | 41297 | 41261 | 39735 | 36378 | 37116 | 41140 | 41006 | 40853 | 40692 | 38970 | 35818
Assumed generation with low imports from Europe | 47035.849 | 46712.799 | 46643.639 | 45979.949 | 46262.569 | 45107.929 | 46686.489 | 48262.359 | 48323.329 | 47996.159 | 48447.529 | 48707.579 | 47519.419 | 47098.299 | 48266.419 | 48792.819 | 48792.819 | 48266.419 | 48266.419 | 46855.549 | 47488.339 | 47709.219 | 47592.739 | 47592.739 | 48119.139 | 47981.589 | 47849.189 | 49174.439 | 48519.249 | 48659.389 | 48135.229 | 48218.039 | 47680.929 | 46593.479 | 47206.229 | 48642.579 | 48642.579 | 48413.559 | 48907.199 | 48491.789 | 47158.289 | 47196.509 | 47884.169 | 49268.469 | 49268.469 | 49268.469 | 49385.859 | 48978.769 | 49905.469 | 50123.869 | 50516.989 | 50516.989 | 50516.989 | 50516.989 | 50516.989 | 50516.989 | 50516.989 | 50516.989 | 50453.289 | 50442.369 | 50581.849 | 49833.349 | 49822.429 | 49631.329 | 48834.169 | 48457.429 | 47897.609 | 47897.609 | 46210.549 | 46093.159 | 47674.399 | 47605.299 | 47810.049 | 47810.049 | 47810.049 | 46668.889 | 46668.889 | 47810.049 | 47810.049 | 47455.149 | 47455.149 | 47455.149 | 47532.329 | 48353.149 | 48782.669 | 48863.659 | 48763.559 | 48763.559 | 48017.199 | 48393.199 | 48393.199 | 49480.809 | 49480.809 | 49986.529 | 49986.529 | 49986.529 | 49986.529 | 49986.529 | 49986.529 | 49661.659 | 49399.579 | 49217.579 | 48352.779 | 47916.619 | 48298.819 | 48547.429 | 48606.579 | 48811.329 | 48811.329 | 49676.129 | 49262.529 | 48415.649 | 48415.649 | 49355.649 | 49355.649 | 49355.649 | 48744.129 | 47456.329 | 47869.929 | 47646.979 | 47646.979 | 47646.979 | 47270.979 | 46580.079 | 45839.359 | 45839.359 | 47222.519 | 47222.519 | 46958.619 | 46778.439 | 46026.439 | 46026.439 | 45982.759 | 46497.249 | 46558.219 | 46406.249 | 46406.249 | 45701.249 | 45282.949 | 45637.849 | 46761.149 | 46761.149 | 46889.399 | 46889.399 | 46908.509 | 45657.089
Assumed generation with medium imports from Europe | 50235.849 | 49912.799 | 49843.639 | 49179.949 | 49462.569 | 48307.929 | 49886.489 | 51462.359 | 51523.329 | 51196.159 | 51647.529 | 51907.579 | 50719.419 | 50298.299 | 51466.419 | 51992.819 | 51992.819 | 51466.419 | 51466.419 | 50055.549 | 50688.339 | 50909.219 | 50792.739 | 50792.739 | 51319.139 | 51181.589 | 51049.189 | 52374.439 | 51719.249 | 51859.389 | 51335.229 | 51418.039 | 50880.929 | 49793.479 | 50406.229 | 51842.579 | 51842.579 | 51613.559 | 52107.199 | 51691.789 | 50358.289 | 50396.509 | 51084.169 | 52468.469 | 52468.469 | 52468.469 | 52585.859 | 52178.769 | 53105.469 | 53323.869 | 53716.989 | 53716.989 | 53716.989 | 53716.989 | 53716.989 | 53716.989 | 53716.989 | 53716.989 | 53653.289 | 53642.369 | 53781.849 | 53033.349 | 53022.429 | 52831.329 | 52034.169 | 51657.429 | 51097.609 | 51097.609 | 49410.549 | 49293.159 | 50874.399 | 50805.299 | 51010.049 | 51010.049 | 51010.049 | 49868.889 | 49868.889 | 51010.049 | 51010.049 | 50655.149 | 50655.149 | 50655.149 | 50732.329 | 51553.149 | 51982.669 | 52063.659 | 51963.559 | 51963.559 | 51217.199 | 51593.199 | 51593.199 | 52680.809 | 52680.809 | 53186.529 | 53186.529 | 53186.529 | 53186.529 | 53186.529 | 53186.529 | 52861.659 | 52599.579 | 52417.579 | 51552.779 | 51116.619 | 51498.819 | 51747.429 | 51806.579 | 52011.329 | 52011.329 | 52876.129 | 52462.529 | 51615.649 | 51615.649 | 52555.649 | 52555.649 | 52555.649 | 51944.129 | 50656.329 | 51069.929 | 50846.979 | 50846.979 | 50846.979 | 50470.979 | 49780.079 | 49039.359 | 49039.359 | 50422.519 | 50422.519 | 50158.619 | 49978.439 | 49226.439 | 49226.439 | 49182.759 | 49697.249 | 49758.219 | 49606.249 | 49606.249 | 48901.249 | 48482.949 | 48837.849 | 49961.149 | 49961.149 | 50089.399 | 50089.399 | 50108.509 | 48857.089
Assumed generation with high imports from Europe | 51735.849 | 51412.799 | 51343.639 | 50679.949 | 50962.569 | 49807.929 | 51386.489 | 52962.359 | 53023.329 | 52696.159 | 53147.529 | 53407.579 | 52219.419 | 51798.299 | 52966.419 | 53492.819 | 53492.819 | 52966.419 | 52966.419 | 51555.549 | 52188.339 | 52409.219 | 52292.739 | 52292.739 | 52819.139 | 52681.589 | 52549.189 | 53874.439 | 53219.249 | 53359.389 | 52835.229 | 52918.039 | 52380.929 | 51293.479 | 51906.229 | 53342.579 | 53342.579 | 53113.559 | 53607.199 | 53191.789 | 51858.289 | 51896.509 | 52584.169 | 53968.469 | 53968.469 | 53968.469 | 54085.859 | 53678.769 | 54605.469 | 54823.869 | 55216.989 | 55216.989 | 55216.989 | 55216.989 | 55216.989 | 55216.989 | 55216.989 | 55216.989 | 55153.289 | 55142.369 | 55281.849 | 54533.349 | 54522.429 | 54331.329 | 53534.169 | 53157.429 | 52597.609 | 52597.609 | 50910.549 | 50793.159 | 52374.399 | 52305.299 | 52510.049 | 52510.049 | 52510.049 | 51368.889 | 51368.889 | 52510.049 | 52510.049 | 52155.149 | 52155.149 | 52155.149 | 52232.329 | 53053.149 | 53482.669 | 53563.659 | 53463.559 | 53463.559 | 52717.199 | 53093.199 | 53093.199 | 54180.809 | 54180.809 | 54686.529 | 54686.529 | 54686.529 | 54686.529 | 54686.529 | 54686.529 | 54361.659 | 54099.579 | 53917.579 | 53052.779 | 52616.619 | 52998.819 | 53247.429 | 53306.579 | 53511.329 | 53511.329 | 54376.129 | 53962.529 | 53115.649 | 53115.649 | 54055.649 | 54055.649 | 54055.649 | 53444.129 | 52156.329 | 52569.929 | 52346.979 | 52346.979 | 52346.979 | 51970.979 | 51280.079 | 50539.359 | 50539.359 | 51922.519 | 51922.519 | 51658.619 | 51478.439 | 50726.439 | 50726.439 | 50682.759 | 51197.249 | 51258.219 | 51106.249 | 51106.249 | 50401.249 | 49982.949 | 50337.849 | 51461.149 | 51461.149 | 51589.399 | 51589.399 | 51608.509 | 50357.089
Reserve requirement | 1500 | 1500 | 1500 | 1500 | 1500 | 1500 | 1500 | 1500 | 1500 | 1500 | 1500 | 1500 | 1500 | 1500 | 1500 | 1500 | 1500 | 1500 | 1500 | 1500 | 1500 | 1500 | 1500 | 1500 | 1500 | 1500 | 1500 | 1500 | 1500 | 1500 | 1500 | 1500 | 1500 | 1500 | 1500 | 1500 | 1500 | 1500 | 1500 | 1500 | 1500 | 1500 | 1500 | 1500 | 1500 | 1500 | 1500 | 1500 | 1500 | 1500 | 1500 | 1500 | 1500 | 1500 | 1500 | 1500 | 1500 | 1500 | 1500 | 1500 | 1500 | 1500 | 1500 | 1500 | 1500 | 1500 | 1500 | 1500 | 1500 | 1500 | 1500 | 1500 | 1500 | 1500 | 1500 | 1500 | 1500 | 1500 | 1500 | 1500 | 1500 | 1500 | 1500 | 1500 | 1500 | 1500 | 1500 | 1500 | 1500 | 1500 | 1500 | 1500 | 1500 | 1500 | 1500 | 1500 | 1500 | 1500 | 1500 | 1500 | 1500 | 1500 | 1500 | 1500 | 1500 | 1500 | 1500 | 1500 | 1500 | 1500 | 1500 | 1500 | 1500 | 1500 | 1500 | 1500 | 1500 | 1500 | 1500 | 1500 | 1500 | 1500 | 1500 | 1500 | 1500 | 1500 | 1500 | 1500 | 1500 | 1500 | 1500 | 1500 | 1500 | 1500 | 1500 | 1500 | 1500 | 1500 | 1500 | 1500 | 1500 | 1500 | 1500 | 1500 | 1500 | 1500
Max normal demand (inc. Ireland export and no triad avoidance) | 42482 | 42661 | 42775 | 42914 | 41522 | 38191 | 39208 | 43535 | 43621 | 43733 | 43748 | 42302 | 38940 | 39870 | 44020 | 44165 | 44394 | 44560 | 43207 | 39934 | 40964 | 45106 | 45073 | 45042 | 44953 | 43397 | 39935 | 40877 | 45061 | 45160 | 45226 | 45266 | 43808 | 40436 | 41385 | 45655 | 45737 | 45780 | 45760 | 44301 | 40959 | 41954 | 46205 | 46301 | 46348 | 46316 | 44793 | 41043 | 40881 | 44970 | 44684 | 43579 | 42226 | 38705 | 31552 | 32251 | 37608 | 38946 | 40962 | 40941 | 39603 | 35411 | 37444 | 40509 | 45149 | 45970 | 45788 | 44292 | 40907 | 41744 | 45895 | 45853 | 45771 | 45722 | 44169 | 40755 | 41674 | 45719 | 45759 | 45646 | 45687 | 44154 | 40786 | 41583 | 45652 | 45616 | 45617 | 45634 | 44072 | 40628 | 41500 | 45553 | 45438 | 45288 | 45089 | 43429 | 39848 | 40727 | 44834 | 44882 | 44912 | 44831 | 43237 | 39636 | 40341 | 44331 | 44174 | 43988 | 43926 | 42396 | 39015 | 39882 | 43988 | 43821 | 43698 | 43562 | 42001 | 38498 | 39337 | 43439 | 43464 | 43406 | 43306 | 41759 | 38106 | 38731 | 42568 | 42368 | 42237 | 42076 | 40457 | 36909 | 37694 | 41593 | 41421 | 41297 | 41261 | 39735 | 36378 | 37116 | 41140 | 41006 | 40853 | 40692 | 38970 | 35818
ACS demand inc. reserve requirement and exports to Ireland | 2021-12-01: 50583; 2021-12-02: 50583; 2021-12-03: 50583; 2021-12-06: 50583; 2021-12-07: 50583; 2021-12-08: 50583; 2021-12-09: 50583; 2021-12-10: 50583; 2021-12-13: 50583; 2021-12-14: 50583; 2021-12-15: 50583; 2021-12-16: 50583; 2021-12-17: 50583; 2022-01-03: 50583; 2022-01-04: 50583; 2022-01-05: 50583; 2022-01-06: 50583; 2022-01-07: 50583; 2022-01-10: 50583; 2022-01-11: 50583; 2022-01-12: 50583; 2022-01-13: 50583; 2022-01-14: 50583; 2022-01-17: 50583; 2022-01-18: 50583; 2022-01-19: 50583; 2022-01-20: 50583; 2022-01-21: 50583; 2022-01-24: 50583; 2022-01-25: 50583; 2022-01-26: 50583; 2022-01-27: 50583; 2022-01-28: 50583; 2022-01-31: 50583; 2022-02-01: 50583; 2022-02-02: 50583; 2022-02-03: 50583; 2022-02-04: 50583
Date format | time axis 2021-11-01 to 2022-03-26
Surplus with Medium imports | 6253.849 | 5751.799 | 5568.639 | 4765.949 | 6440.569 | 8616.929 | 9178.489 | 6427.359 | 6402.329 | 5963.159 | 6399.529 | 8105.579 | 10279.419 | 8928.299 | 5946.419 | 6327.819 | 6098.819 | 5406.419 | 6759.419 | 8621.549 | 8224.339 | 4303.219 | 4219.739 | 4250.739 | 4866.139 | 6284.589 | 9614.189 | 9997.439 | 5158.249 | 5199.389 | 4609.229 | 4652.039 | 5572.929 | 7857.479 | 7521.229 | 4687.579 | 4605.579 | 4333.559 | 4847.199 | 5890.789 | 7899.289 | 6942.509 | 3379.169 | 4667.469 | 4620.469 | 4652.469 | 6292.859 | 9635.769 | 10724.469 | 6853.869 | 7532.989 | 8637.989 | 9990.989 | 13511.989 | 20664.989 | 19965.989 | 14608.989 | 13270.989 | 11191.289 | 11201.369 | 12678.849 | 16122.349 | 14078.429 | 10822.329 | 5385.169 | 4187.429 | 3809.609 | 5305.609 | 7003.549 | 6049.159 | 3479.399 | 3452.299 | 3739.049 | 3788.049 | 5341.049 | 7613.889 | 6694.889 | 3791.049 | 3751.049 | 3509.149 | 3468.149 | 5001.149 | 8446.329 | 8470.149 | 4830.669 | 4947.659 | 4846.559 | 4829.559 | 5645.199 | 9465.199 | 8593.199 | 5627.809 | 5742.809 | 6398.529 | 6597.529 | 8257.529 | 11838.529 | 10959.529 | 6852.529 | 6479.659 | 6187.579 | 6086.579 | 6815.779 | 9980.619 | 9657.819 | 5916.429 | 6132.579 | 6523.329 | 6585.329 | 8980.129 | 11947.529 | 10233.649 | 6127.649 | 7234.649 | 7357.649 | 7493.649 | 8443.129 | 10658.329 | 10232.929 | 5907.979 | 5882.979 | 5940.979 | 5664.979 | 6521.079 | 9433.359 | 8808.359 | 6354.519 | 6554.519 | 6421.619 | 6402.439 | 7269.439 | 10817.439 | 9988.759 | 6604.249 | 6837.219 | 6809.249 | 6845.249 | 7666.249 | 10604.949 | 10221.849 | 7321.149 | 7455.149 | 7736.399 | 7897.399 | 9638.509 | 11539.089
Surplus with High imports | 7753.849 | 7251.799 | 7068.639 | 6265.949 | 7940.569 | 10116.929 | 10678.489 | 7927.359 | 7902.329 | 7463.159 | 7899.529 | 9605.579 | 11779.419 | 10428.299 | 7446.419 | 7827.819 | 7598.819 | 6906.419 | 8259.419 | 10121.549 | 9724.339 | 5803.219 | 5719.739 | 5750.739 | 6366.139 | 7784.589 | 11114.189 | 11497.439 | 6658.249 | 6699.389 | 6109.229 | 6152.039 | 7072.929 | 9357.479 | 9021.229 | 6187.579 | 6105.579 | 5833.559 | 6347.199 | 7390.789 | 9399.289 | 8442.509 | 4879.169 | 6167.469 | 6120.469 | 6152.469 | 7792.859 | 11135.769 | 12224.469 | 8353.869 | 9032.989 | 10137.989 | 11490.989 | 15011.989 | 22164.989 | 21465.989 | 16108.989 | 14770.989 | 12691.289 | 12701.369 | 14178.849 | 17622.349 | 15578.429 | 12322.329 | 6885.169 | 5687.429 | 5309.609 | 6805.609 | 8503.549 | 7549.159 | 4979.399 | 4952.299 | 5239.049 | 5288.049 | 6841.049 | 9113.889 | 8194.889 | 5291.049 | 5251.049 | 5009.149 | 4968.149 | 6501.149 | 9946.329 | 9970.149 | 6330.669 | 6447.659 | 6346.559 | 6329.559 | 7145.199 | 10965.199 | 10093.199 | 7127.809 | 7242.809 | 7898.529 | 8097.529 | 9757.529 | 13338.529 | 12459.529 | 8352.529 | 7979.659 | 7687.579 | 7586.579 | 8315.779 | 11480.619 | 11157.819 | 7416.429 | 7632.579 | 8023.329 | 8085.329 | 10480.129 | 13447.529 | 11733.649 | 7627.649 | 8734.649 | 8857.649 | 8993.649 | 9943.129 | 12158.329 | 11732.929 | 7407.979 | 7382.979 | 7440.979 | 7164.979 | 8021.079 | 10933.359 | 10308.359 | 7854.519 | 8054.519 | 7921.619 | 7902.439 | 8769.439 | 12317.439 | 11488.759 | 8104.249 | 8337.219 | 8309.249 | 8345.249 | 9166.249 | 12104.949 | 11721.849 | 8821.149 | 8955.149 | 9236.399 | 9397.399 | 11138.509 | 13039.089

## Figure 2.
Figure 2 - Generation portfolio availability
cdate | Daily Available Generation Real Time | Assumed generation with high imports from Europe
2020-10-26 | 50628.502 | 46003.442
2020-10-27 | 51587.798 | 46003.442
2020-10-28 | 52282.356 | 46003.442
2020-10-29 | 53343.96 | 46003.442
2020-10-30 | 46707.014 | 46003.442
2020-10-31 | 48351.518 | 46003.442
2020-11-01 | 51243.232 | 46003.442
2020-11-02 | 49804.2 | 48133.164
2020-11-03 | 51000.208 | 48133.164
2020-11-04 | 46131.796 | 48133.164
2020-11-05 | 45580.394 | 48133.164
2020-11-06 | 47413.072 | 48133.164
2020-11-08 | 46068.656 | 48133.164
2020-11-09 | 45310.564 | 47909.074
2020-11-10 | 48487.348 | 47909.074
2020-11-11 | 52056.266 | 47909.074
2020-11-12 | 52113.374 | 47909.074
2020-11-13 | 49723.978 | 47909.074
2020-11-14 | 49471.8 | 47909.074
2020-11-15 | 48161.18 | 47909.074
2020-11-16 | 51457.116 | 48515.2359
2020-11-17 | 52975.58 | 48515.2359
2020-11-18 | 54135.634 | 48515.2359
2020-11-19 | 50026.118 | 48515.2359
2020-11-20 | 51018.804 | 48515.2359
2020-11-21 | 51382.836 | 48515.2359
2020-11-22 | 50441.23 | 48515.2359
2020-11-23 | 54650.502 | 48953.665
2020-11-24 | 54586.434 | 48953.665
2020-11-26 | 47638.556 | 48953.665
2020-11-27 | 47920.182 | 48953.665
2020-11-28 | 48025.9 | 48953.665
2020-11-29 | 47086.96 | 48953.665
2020-11-30 | 54538.67 | 48593.743
2020-12-01 | 50494.814 | 48593.743
2020-12-02 | 49969.616 | 48593.743
2020-12-03 | 49750.132 | 48593.743
2020-12-04 | 53867.684 | 48593.743
2020-12-05 | 47034.976 | 48593.743
2020-12-06 | 47566.752 | 48593.743
2020-12-07 | 50769.294 | 47816.7188
2020-12-08 | 49115.964 | 47816.7188
2020-12-09 | 50022.252 | 47816.7188
2020-12-10 | 51678.734 | 47816.7188
2020-12-11 | 49104.37 | 47816.7188
2020-12-12 | 47891.716 | 47816.7188
2020-12-13 | 53148.532 | 47816.7188
2020-12-14 | 51742.274 | 48661.6304
2020-12-15 | 48750.316 | 48661.6304
2020-12-16 | 52030.896 | 48661.6304
2020-12-17 | 51971.084 | 48661.6304
2020-12-18 | 53501.566 | 48661.6304
2020-12-19 | 50755.864 | 48661.6304
2020-12-20 | 52527.83 | 48661.6304
2020-12-21 | 50616.35 | 50077.6645
2020-12-22 | 47827.134 | 50077.6645
2020-12-23 | 52291.214 | 50077.6645
2020-12-24 | 53146.58 | 50077.6645
2020-12-25 | 51579.868 | 50077.6645
2020-12-26 | 54482.622 | 50077.6645
2020-12-27 | 49924.222 | 50077.6645
2020-12-28 | 45881.056 | 50126.324
2020-12-29 | 48589.814 | 50126.324
2020-12-30 | 47320.162 | 50126.324
2020-12-31 | 50973.004 | 50126.324
2021-01-01 | 49633.112 | 50126.324
2021-01-02 | 47778.172 | 50126.324
2021-01-03 | 51857.5 | 50126.324
2021-01-04 | 52533.466 | 50215.1091
2021-01-05 | 49949.982 | 50215.1091
2021-01-06 | 49208.548 | 50215.1091
2021-01-07 | 49299.234 | 50215.1091
2021-01-08 | 48215.364 | 50215.1091
2021-01-09 | 48611.792 | 50215.1091
2021-01-10 | 47760.948 | 50215.1091
2021-01-11 | 50740.834 | 50278.0143
2021-01-12 | 47523.474 | 50278.0143
2021-01-13 | 47907.634 | 50278.0143
2021-01-14 | 50399.046 | 50278.0143
2021-01-15 | 49767.868 | 50278.0143
2021-01-16 | 50261.998 | 50278.0143
2021-01-17 | 49205.1 | 50278.0143
2021-01-18 | 51534.45 | 49592.5106
2021-01-19 | 49092.246 | 49592.5106
2021-01-20 | 48242.802 | 49592.5106
2021-01-21 | 51841.6 | 49592.5106
2021-01-22 | 47662.678 | 49592.5106
2021-01-23 | 48213.44 | 49592.5106
2021-01-24 | 49090.446 | 49592.5106
2021-01-25 | 52861.664 | 49116.8027
2021-01-26 | 50056.566 | 49116.8027
2021-01-27 | 48851.878 | 49116.8027
2021-01-28 | 50188.904 | 49116.8027
2021-01-29 | 48846.146 | 49116.8027
2021-01-30 | 50610.928 | 49116.8027
2021-01-31 | 50339.542 | 49116.8027
2021-02-01 | 47379.57 | 49438.7353
2021-02-02 | 52584.1 | 49438.7353
2021-02-03 | 51863.844 | 49438.7353
2021-02-04 | 53059.064 | 49438.7353
2021-02-05 | 51056.632 | 49438.7353
2021-02-06 | 52114.88 | 49438.7353
2021-02-07 | 52225.102 | 49438.7353
2021-02-08 | 52825.358 | 49664.0994
2021-02-09 | 51265.718 | 49664.0994
2021-02-10 | 50933.03 | 49664.0994
2021-02-11 | 51321.996 | 49664.0994
2021-02-12 | 54295.048 | 49664.0994
2021-02-13 | 52978.65 | 49664.0994
2021-02-14 | 53966.768 | 49664.0994
2021-02-15 | 51142.964 | 50111.8786
2021-02-16 | 52908.598 | 50111.8786
2021-02-17 | 52709.184 | 50111.8786
2021-02-18 | 52530.226 | 50111.8786
2021-02-19 | 50898.484 | 50111.8786
2021-02-20 | 47646.298 | 50111.8786
2021-02-21 | 46693.346 | 50111.8786
2021-02-22 | 49551.214 | 49110.1445
2021-02-23 | 52317.766 | 49110.1445
2021-02-24 | 51721.698 | 49110.1445
2021-02-25 | 48369.568 | 49110.1445
2021-02-26 | 48033.098 | 49110.1445
2021-02-27 | 44529.162 | 49110.1445
2021-02-28 | 45368.798 | 49110.1445
2021-03-01 | 45398.884 | 47971.8771
2021-03-02 | 46140.5 | 47971.8771
2021-03-03 | 46458.608 | 47971.8771
2021-03-04 | 50246.782 | 47971.8771
2021-03-05 | 45457.344 | 47971.8771
2021-03-06 | 43137.632 | 47971.8771
2021-03-07 | 44229.814 | 47971.8771
2021-03-08 | 47249.482 | 48047.6451
2021-03-09 | 46631.518 | 48047.6451
2021-03-10 | 50652.152 | 48047.6451
2021-03-11 | 50490.114 | 48047.6451
2021-03-12 | 49461.834 | 48047.6451
2021-03-13 | 48746.08 | 48047.6451
2021-03-14 | 51456.1 | 48047.6451
2021-03-15 | 47249.812 | 48179.9701
2021-03-16 | 50841.216 | 48179.9701
2021-03-17 | 47684.998 | 48179.9701
2021-03-18 | 47554.314 | 48179.9701
2021-03-19 | 47452.23 | 48179.9701
2021-03-20 | 48496.934 | 48179.9701
2021-03-21 | 47120.054 | 48179.9701
2021-03-22 | 47294.468 | 48582.2004
2021-03-23 | 52714.87 | 48582.2004
2021-03-24 | 51587.742 | 48582.2004
2021-03-25 | 53631.73 | 48582.2004
2021-03-26 | 50694.668 | 48582.2004
2021-03-27 | 51982.032 | 48582.2004
2021-03-28 | 53199.548 | 48582.2004

## Figure 3.
Figure 3 - Supply margin in relation to generation capacity and demand
Key Statistics - Electricity
|  |  | WOR 2020 | WOR 2021
| Summary |  | 2020/21 Base Case | 2021/22 Base Case
| De-rated margin at underlying demand level (GW) |  | 4.8 GW | 3.9 GW
| De-rated margin at underlying demand level (%) |  | 8.332% | 6.6%
| Loss of Load Expectation (LOLE) |  | < 0.1 hours / year | 0.3 hours / year
| Total maximum technical capability from generation |  | 100.7 GW | 103.2 GW
| Total average cold spell (ACS) peak underlying demand (including operating reserve) |  | 58 GW | 59.5 GW | * including operating reserve
| Operating reserve |  | 1.5 GW | 1.5 GW
| Interconnectors net import flows |  | 3 GW | 4.2 GW
| Table 1 | Generation Capacities and Derating Factors
| Category | Type | SubType | De-rating Factor (%) | WOR Base Case Installed capacity (MW) | WOR Base Case De-rated capacity (MW)
| Renewable | Biomass / Waste | Biomass - CHP | 88.55% | 132 | 116.8804
| Renewable | Biomass / Waste | Biomass - Conversion | 88.55% | 2936 | 2599.7031
| Renewable | Biomass / Waste | Biomass - Dedicated | 88.55% | 467 | 413.5086
| Thermal | Coal | Coal | 60% | 4240 | 2544
| Thermal | Diesel | Diesel | 95.47% | 70.8 | 67.5935
| Other | Other | DSR | 78.45% | 1334.5852 | 1046.9821
| Thermal | Gas | Gas - CCGT Existing | 90.92% | 25447 | 23136.4124
| Thermal | Gas | Gas - CHP | 90.92% | 2114.68 | 1922.6671
| Thermal | Gas | Gas Recip | 95.47% | 366 | 349.4242
| Renewable | Hydro / Tidal / Wind | Hydro | 91.15% | 1350.02 | 1230.6057
| Nuclear | Nuclear | Nuclear | 75.77% | 7136 | 5406.6146
| Thermal | Gas | OCGT - GT | 95.47% | 2177.81 | 2079.1789
| Storage | Storage | Storage - Battery | 77.35% | 489.16 | 378.3601
| Storage | Storage | Storage - Pumped | 77.35% | 2470 | 1910.5189
| Renewable | Hydro / Tidal / Wind | Tidal - Array | 22% | 14.9 | 3.278
| Renewable | Biomass / Waste | Waste | 88.55% | 36 | 31.8765
| Renewable | Hydro / Tidal / Wind | Wind - Offshore | 17.43% | 13231.3 | 2305.6037
| Renewable | Hydro / Tidal / Wind | Wind - Onshore | 17.43% | 13029.2529 | 2270.3963
| Other | Other | Other Embedded Gen |  | 26185.3835 | 11418.9477
| Total Generation |  |  |  | 103227.8915 | 59232.5517
| Table 2 | Supply margin in relation to generation capacity and demand
| Category | Technical capability (generation) | De-rated generation capacity | ACS peak underlying demand | De-rated capacity margin (MW) | De-rated capacity margin (%)
| Nuclear | 7136 | 5406.6146
| Thermal | 34416.29 | 30099.276
| Renewable | 31196.4729 | 8971.8523
| Storage | 2959.16 | 2288.879
| Other | 27519.9686 | 12465.9298
| Interconnector Imports | 6060 | 4168.312 |  |  |  | * Our assumptions on net imports for 2021/22 are broadly in line with Capacity Market agreements with some readjustment due to the IFA outage. The 4.2 GW consists of: 0.8 GW IFA, 0.8 GW IFA2, 0.8 GW Britned, 0.8 GW Nemo Link, 0.6 GW NSL, 0.3 GW EWIC, 0.1 GW Moyle.
| Demand |  |  | 58000
| Operating reserve |  |  | 1500
|  | 109287.8915 | 63400.8637 | 59500 | 3900.8637 | 6.556%
| Chart label | De-rated margin of 3.9 GW (6.6%)

## Figure 4.
Figure 4 - Range of outcomes for de-rated margin winter 2021/22 under different supply and demand scenarios
| De-rated margin (GW) | Margin |  | Approx 3 hour LOLE margin equivalent*
|  | GW | % | GW
| Low case | 2.5 | 4.2% | 1.7
| Base case | 3.9 | 6.6% | 1.7
| High case | 4.8 | 8% | 1.7
* The margin that exactly meets 3 hours LOLE may vary depending on demand and generation assumptions.

## Figure 5.
Figure 5 - Historic de-rated margin forecasts ahead of each winter in the WOR
Winter | De-rated margin (%)
2015/16 | 5.1%
2016/17 | 6.6%
2017/18 | 10.3%
2018/19 | 11.7%
2019/20 | 12.9%
2020/21 | 8.3%
2021/22 | 6.6%

## Figure 7.
Figure 7 - Range of outcomes for de-rated margin winter 2021/22 under different supply and demand scenarios
Date | time axis 2021-11-01 to 2022-03-26
Surplus daily credible lower bound | 2844.8073 | 3228.106 | 3026.76 | 2570.883 | 3558.52 | 5814.166 | 6145.853 | 3636.841 | 3536.931 | 2835.22 | 3355.825 | 3975.684 | 5936.303 | 4817.392 | 2717.485 | 2708.442 | 2624.303 | 2573.732 | 3290.592 | 4860.718 | 4421.489 | 1574.824 | 1391.415 | 1361.237 | 1194.692 | 1300.863 | 4388.104 | 3226.602 | -179.774 | -1.0826 | 491.7444 | -311.868 | 8.3186 | 2377.373 | 2043.262 | -595.577 | -661.154 | -698.657 | -753.955 | 275.3735 | 3190.608 | 2569.333 | -552.661 | -597.827 | -484.802 | -500.688 | 469.8399 | 3846.071 | 4876.53 | 1750.723 | 2210.621 | 3198.541 | 4128.588 | 7412.993 | 18142.27 | 13928.57 | 8839.478 | 7627.106 | 6084.009 | 5975.403 | 7226.546 | 11080.45 | 9090.379 | 6354.899 | 2250.558 | 1435.009 | 882.1047 | 1762.537 | 3073.868 | 2410.497 | 846.6801 | 640.443 | 534.3465 | 349.6333 | 1428.703 | 3745.834 | 2862.86 | 872.2512 | 774.6797 | 460.2947 | 436.0355 | 1399.485 | 4231.35 | 3723.609 | 704.8953 | 717.8444 | 399.2235 | 407.0782 | 635.3229 | 4232.686 | 3549.966 | 1310.893 | 1403.189 | 1336.438 | 1329.035 | 2213.409 | 5457.553 | 4622.442 | 1122.699 | 885.355 | 1088.001 | 824.5357 | 1017.762 | 4025.973 | 3637.559 | 818.7725 | 884.2012 | 982.1834 | 1105.576 | 3179.634 | 6335.454 | 5195.036 | 1844.772 | 2429.662 | 2370.656 | 2614.522 | 3552.86 | 6720.194 | 6578.743 | 2378.625 | 2321.862 | 2441.098 | 2276.657 | 3406.545 | 6287.63 | 5448.517 | 2837.459 | 3112.998 | 3387.456 | 3440.916 | 5193.717 | 8093.713 | 7464.212 | 4550.144 | 4794.45 | 4682.885 | 4470.131 | 6175.687 | 8619.973 | 8088.341 | 5193.451 | 5276.28 | 5413.739 | 5473.499 | 6705.978 | 9135.05
Surplus daily credible upper bound | 13877.0438 | 14213.73 | 14105.23 | 13537.41 | 14783.2 | 16888.12 | 17284.94 | 14468.28 | 14585.69 | 13912.11 | 14383.81 | 15514.93 | 17257.76 | 16588.13 | 14019.22 | 13972.84 | 13987.32 | 13915.51 | 15123.67 | 16901.7 | 16474.76 | 13115.57 | 13234.61 | 13190.2 | 13185.19 | 13853.87 | 16987.73 | 15931.39 | 12183.68 | 12508.26 | 13097.78 | 12427.51 | 13275.08 | 15692.53 | 15606.53 | 12491.91 | 12457.26 | 12397.37 | 12363.51 | 13728.25 | 16493.97 | 15744.1 | 12479.54 | 12490.32 | 12596.85 | 12591.96 | 14087.98 | 17254.58 | 18282.9 | 14977.84 | 15509.87 | 16733.33 | 17893.87 | 21120.15 | 31017.31 | 27108.83 | 22373.36 | 21294.28 | 19488.25 | 19634 | 20762.77 | 24445.42 | 22573.72 | 19901.05 | 15269.46 | 14322.46 | 13818.58 | 15057.6 | 16413.22 | 15755.63 | 13530.74 | 13451.91 | 13578.05 | 13626.03 | 15012.22 | 16916.42 | 16114.15 | 13643.8 | 13769.87 | 13449.69 | 13479.95 | 14879.04 | 17871.88 | 17519.08 | 13885.82 | 13992.48 | 13881.99 | 13899.91 | 14614.54 | 18157.1 | 17511.49 | 14880.43 | 14916.16 | 14985.42 | 14952.98 | 16406.6 | 19418.25 | 18480.52 | 14412.81 | 14102.6 | 14111.69 | 13924.58 | 14488.58 | 16994.18 | 16748.54 | 13823.15 | 14002.03 | 14101.01 | 14131.48 | 16434.2 | 19180.58 | 17970.56 | 14454.23 | 15037.27 | 15161.57 | 15205.19 | 15995.29 | 18792 | 18474.31 | 14522.38 | 14681.82 | 14780.75 | 14391.19 | 15272.09 | 17727.26 | 17012.44 | 14931.05 | 15035.38 | 15233.85 | 15250.98 | 16771.1 | 19282.75 | 18566.05 | 15938.35 | 16225.08 | 16043.26 | 15815.03 | 17246.63 | 19267.14 | 19008.86 | 16498.64 | 16680.72 | 16805.72 | 16864.26 | 17828.18 | 19756.94
Date format | time axis 2021-11-01 to 2022-03-26
Surplus under average conditions with medium imports | 6253.849 | 5751.799 | 5568.639 | 4765.949 | 6440.569 | 8616.929 | 9178.489 | 6427.359 | 6402.329 | 5963.159 | 6399.529 | 8105.579 | 10279.419 | 8928.299 | 5946.419 | 6327.819 | 6098.819 | 5406.419 | 6759.419 | 8621.549 | 8224.339 | 4303.219 | 4219.739 | 4250.739 | 4866.139 | 6284.589 | 9614.189 | 9997.439 | 5158.249 | 5199.389 | 4609.229 | 4652.039 | 5572.929 | 7857.479 | 7521.229 | 4687.579 | 4605.579 | 4333.559 | 4847.199 | 5890.789 | 7899.289 | 6942.509 | 3379.169 | 4667.469 | 4620.469 | 4652.469 | 6292.859 | 9635.769 | 10724.469 | 6853.869 | 7532.989 | 8637.989 | 9990.989 | 13511.989 | 20664.989 | 19965.989 | 14608.989 | 13270.989 | 11191.289 | 11201.369 | 12678.849 | 16122.349 | 14078.429 | 10822.329 | 5385.169 | 4187.429 | 3809.609 | 5305.609 | 7003.549 | 6049.159 | 3479.399 | 3452.299 | 3739.049 | 3788.049 | 5341.049 | 7613.889 | 6694.889 | 3791.049 | 3751.049 | 3509.149 | 3468.149 | 5001.149 | 8446.329 | 8470.149 | 4830.669 | 4947.659 | 4846.559 | 4829.559 | 5645.199 | 9465.199 | 8593.199 | 5627.809 | 5742.809 | 6398.529 | 6597.529 | 8257.529 | 11838.529 | 10959.529 | 6852.529 | 6479.659 | 6187.579 | 6086.579 | 6815.779 | 9980.619 | 9657.819 | 5916.429 | 6132.579 | 6523.329 | 6585.329 | 8980.129 | 11947.529 | 10233.649 | 6127.649 | 7234.649 | 7357.649 | 7493.649 | 8443.129 | 10658.329 | 10232.929 | 5907.979 | 5882.979 | 5940.979 | 5664.979 | 6521.079 | 9433.359 | 8808.359 | 6354.519 | 6554.519 | 6421.619 | 6402.439 | 7269.439 | 10817.439 | 9988.759 | 6604.249 | 6837.219 | 6809.249 | 6845.249 | 7666.249 | 10604.949 | 10221.849 | 7321.149 | 7455.149 | 7736.399 | 7897.399 | 9638.509 | 11539.089
Surplus under average conditions with high imports | 7753.849 | 7251.799 | 7068.639 | 6265.949 | 7940.569 | 10116.929 | 10678.489 | 7927.359 | 7902.329 | 7463.159 | 7899.529 | 9605.579 | 11779.419 | 10428.299 | 7446.419 | 7827.819 | 7598.819 | 6906.419 | 8259.419 | 10121.549 | 9724.339 | 5803.219 | 5719.739 | 5750.739 | 6366.139 | 7784.589 | 11114.189 | 11497.439 | 6658.249 | 6699.389 | 6109.229 | 6152.039 | 7072.929 | 9357.479 | 9021.229 | 6187.579 | 6105.579 | 5833.559 | 6347.199 | 7390.789 | 9399.289 | 8442.509 | 4879.169 | 6167.469 | 6120.469 | 6152.469 | 7792.859 | 11135.769 | 12224.469 | 8353.869 | 9032.989 | 10137.989 | 11490.989 | 15011.989 | 22164.989 | 21465.989 | 16108.989 | 14770.989 | 12691.289 | 12701.369 | 14178.849 | 17622.349 | 15578.429 | 12322.329 | 6885.169 | 5687.429 | 5309.609 | 6805.609 | 8503.549 | 7549.159 | 4979.399 | 4952.299 | 5239.049 | 5288.049 | 6841.049 | 9113.889 | 8194.889 | 5291.049 | 5251.049 | 5009.149 | 4968.149 | 6501.149 | 9946.329 | 9970.149 | 6330.669 | 6447.659 | 6346.559 | 6329.559 | 7145.199 | 10965.199 | 10093.199 | 7127.809 | 7242.809 | 7898.529 | 8097.529 | 9757.529 | 13338.529 | 12459.529 | 8352.529 | 7979.659 | 7687.579 | 7586.579 | 8315.779 | 11480.619 | 11157.819 | 7416.429 | 7632.579 | 8023.329 | 8085.329 | 10480.129 | 13447.529 | 11733.649 | 7627.649 | 8734.649 | 8857.649 | 8993.649 | 9943.129 | 12158.329 | 11732.929 | 7407.979 | 7382.979 | 7440.979 | 7164.979 | 8021.079 | 10933.359 | 10308.359 | 7854.519 | 8054.519 | 7921.619 | 7902.439 | 8769.439 | 12317.439 | 11488.759 | 8104.249 | 8337.219 | 8309.249 | 8345.249 | 9166.249 | 12104.949 | 11721.849 | 8821.149 | 8955.149 | 9236.399 | 9397.399 | 11138.509 | 13039.089
Difference | 11032.2365 | 10985.624 | 11078.47 | 10966.527 | 11224.68 | 11073.954 | 11139.087 | 10831.439 | 11048.759 | 11076.89 | 11027.985 | 11539.246 | 11321.457 | 11770.738 | 11301.735 | 11264.398 | 11363.017 | 11341.778 | 11833.078 | 12040.982 | 12053.271 | 11540.746 | 11843.195 | 11828.963 | 11990.498 | 12553.007 | 12599.626 | 12704.788 | 12363.454 | 12509.3426 | 12606.0356 | 12739.378 | 13266.7614 | 13315.157 | 13563.268 | 13087.487 | 13118.414 | 13096.027 | 13117.465 | 13452.8765 | 13303.362 | 13174.767 | 13032.201 | 13088.147 | 13081.652 | 13092.648 | 13618.1401 | 13408.509 | 13406.37 | 13227.117 | 13299.249 | 13534.789 | 13765.282 | 13707.157 | 12875.04 | 13180.26 | 13533.882 | 13667.174 | 13404.241 | 13658.597 | 13536.224 | 13364.97 | 13483.341 | 13546.151 | 13018.902 | 12887.451 | 12936.4753 | 13295.063 | 13339.352 | 13345.133 | 12684.0599 | 12811.467 | 13043.7035 | 13276.3967 | 13583.517 | 13170.586 | 13251.29 | 12771.5488 | 12995.1903 | 12989.3953 | 13043.9145 | 13479.555 | 13640.53 | 13795.471 | 13180.9247 | 13274.6356 | 13482.7665 | 13492.8318 | 13979.2171 | 13924.414 | 13961.524 | 13569.537 | 13512.971 | 13648.982 | 13623.945 | 14193.191 | 13960.697 | 13858.078 | 13290.111 | 13217.245 | 13023.689 | 13100.0443 | 13470.818 | 12968.207 | 13110.981 | 13004.3775 | 13117.8288 | 13118.8266 | 13025.904 | 13254.566 | 12845.126 | 12775.524 | 12609.458 | 12607.608 | 12790.914 | 12590.668 | 12442.43 | 12071.806 | 11895.567 | 12143.755 | 12359.958 | 12339.652 | 12114.533 | 11865.545 | 11439.63 | 11563.923 | 12093.591 | 11922.382 | 11846.394 | 11810.064 | 11577.383 | 11189.037 | 11101.838 | 11388.206 | 11430.63 | 11360.375 | 11344.899 | 11070.943 | 10647.167 | 10920.519 | 11305.189 | 11404.44 | 11391.981 | 11390.761 | 11122.202 | 10621.89

## Figure 8.
Figure 8 - Probability of Electricity Margin Notices
Date | EMN Probability
2021-11-01 | 0.001
2021-11-02 | 0.001
2021-11-03 | 0.001
2021-11-04 | 0.003
2021-11-05 | 0.001
2021-11-06 | 0
2021-11-07 | 0
2021-11-08 | 0.001
2021-11-09 | 0.001
2021-11-10 | 0.003
2021-11-11 | 0.001
2021-11-12 | 0
2021-11-13 | 0
2021-11-14 | 0
2021-11-15 | 0.005
2021-11-16 | 0.006
2021-11-17 | 0.007
2021-11-18 | 0.007
2021-11-19 | 0.004
2021-11-20 | 0.001
2021-11-21 | 0.001
2021-11-22 | 0.014
2021-11-23 | 0.017
2021-11-24 | 0.019
2021-11-25 | 0.02
2021-11-26 | 0.018
2021-11-27 | 0.001
2021-11-28 | 0.003
2021-11-29 | 0.056
2021-11-30 | 0.05
2021-12-01 | 0.035
2021-12-02 | 0.061
2021-12-03 | 0.05
2021-12-04 | 0.007
2021-12-05 | 0.009
2021-12-06 | 0.072
2021-12-07 | 0.075
2021-12-08 | 0.078
2021-12-09 | 0.078
2021-12-10 | 0.042
2021-12-11 | 0.002
2021-12-12 | 0.004
2021-12-13 | 0.071
2021-12-14 | 0.071
2021-12-15 | 0.069
2021-12-16 | 0.07
2021-12-17 | 0.037
2021-12-18 | 0.002
2021-12-19 | 0
2021-12-20 | 0.013
2021-12-21 | 0.01
2021-12-22 | 0.004
2021-12-23 | 0.001
2021-12-24 | 0
2021-12-25 | 0
2021-12-26 | 0
2021-12-27 | 0
2021-12-28 | 0
2021-12-29 | 0
2021-12-30 | 0
2021-12-31 | 0
2022-01-01 | 0
2022-01-02 | 0
2022-01-03 | 0
2022-01-04 | 0.009
2022-01-05 | 0.018
2022-01-06 | 0.027
2022-01-07 | 0.014
2022-01-08 | 0.004
2022-01-09 | 0.008
2022-01-10 | 0.028
2022-01-11 | 0.031
2022-01-12 | 0.035
2022-01-13 | 0.039
2022-01-14 | 0.019
2022-01-15 | 0.002
2022-01-16 | 0.004
2022-01-17 | 0.027
2022-01-18 | 0.029
2022-01-19 | 0.037
2022-01-20 | 0.037
2022-01-21 | 0.016
2022-01-22 | 0.001
2022-01-23 | 0.001
2022-01-24 | 0.029
2022-01-25 | 0.029
2022-01-26 | 0.036
2022-01-27 | 0.036
2022-01-28 | 0.03
2022-01-29 | 0
2022-01-30 | 0.001
2022-01-31 | 0.016
2022-02-01 | 0.017
2022-02-02 | 0.02
2022-02-03 | 0.018
2022-02-04 | 0.008
2022-02-05 | 0
2022-02-06 | 0
2022-02-07 | 0.022
2022-02-08 | 0.027
2022-02-09 | 0.022
2022-02-10 | 0.026
2022-02-11 | 0.024
2022-02-12 | 0.001
2022-02-13 | 0.002
2022-02-14 | 0.026
2022-02-15 | 0.024
2022-02-16 | 0.023
2022-02-17 | 0.021
2022-02-18 | 0.003
2022-02-19 | 0
2022-02-20 | 0
2022-02-21 | 0.01
2022-02-22 | 0.005
2022-02-23 | 0.006
2022-02-24 | 0.004
2022-02-25 | 0.002
2022-02-26 | 0
2022-02-27 | 0
2022-02-28 | 0.005
2022-03-01 | 0.007
2022-03-02 | 0.007
2022-03-03 | 0.007
2022-03-04 | 0.002
2022-03-05 | 0
2022-03-06 | 0
2022-03-07 | 0.004
2022-03-08 | 0.002
2022-03-09 | 0.002
2022-03-10 | 0.001
2022-03-11 | 0
2022-03-12 | 0
2022-03-13 | 0
2022-03-14 | 0
2022-03-15 | 0
2022-03-16 | 0.001
2022-03-17 | 0.001
2022-03-18 | 0
2022-03-19 | 0
2022-03-20 | 0
2022-03-21 | 0
2022-03-22 | 0
2022-03-23 | 0
2022-03-24 | 0
2022-03-25 | 0
2022-03-26 | 0

## Figure 9.
Figure 9 - Historical and forecast normalised weekly peak winter demand*
Week | Week commencing (2021/22) | Normalised Transmission System Demand Outturn | Normalised Transmission System Demand Outturn | Normalised Transmission System Demand Forecast
| Date | 2019/20 | 2020/21 | 2021/22
44 | 01-Nov | 42.759 | 41.632 | 43.4
45 | 08-Nov | 43.649 | 42.76 | 44.3
46 | 15-Nov | 44.365 | 43.249 | 45.1
47 | 22-Nov | 45.002 | 44.023 | 45.6
48 | 29-Nov | 46.091 | 44.635 | 45.8
49 | 06-Dec | 46.422 | 44.499 | 46.3
50 | 13-Dec | 47.624 | 45.719 | 46.9
51 | 20-Dec | 46.336 | 46.388 | 45.5
52 | 27-Dec | 41.484 | 43.632 | 41.5
53 |  |  | 41.51
1 | 03-Jan | 44.073 | 44.808 | 46.5
2 | 10-Jan | 46.26 | 45.17 | 46.4
3 | 17-Jan | 46.862 | 44.588 | 46.3
4 | 24-Jan | 46.218 | 44.451 | 46.2
5 | 31-Jan | 45.248 | 44.244 | 46.1
6 | 07-Feb | 46.132 | 44.537 | 45.4
7 | 14-Feb | 45.612 | 43.233 | 44.9
8 | 21-Feb | 44.411 | 42.349 | 44.5
9 | 28-Feb | 44.991 | 41.667 | 44
10 | 07-Mar | 43.838 | 41.025 | 43.1
11 | 14-Mar | 42.456 | 40.065 | 42.1
12 | 21-Mar | 40.699 | 39.14 | 41.7
*Weeks are counted from the Monday the week commences on, 2020 has one more Monday than previous years.
**Data is adjusted for interconnector export, historical data is weather corrected, forecast uses normal weather

## Figure 10.
Figure 10 - Daily generation availability by fuel type (based on market submissions and including breakdown rates)
Date | time axis 2021-11-01 to 2022-03-26
Nuclear | 6895.98 | 6572.93 | 6503.77 | 6500.13 | 6538.35 | 6552 | 6653.01 | 6787.69 | 6848.66 | 6878.69 | 6703.06 | 6541.99 | 6541.99 | 6541.99 | 6541.99 | 6541.99 | 6541.99 | 6541.99 | 6541.99 | 6541.99 | 6541.99 | 6057.87 | 5941.39 | 5941.39 | 5941.39 | 5941.39 | 6250.79 | 6578.39 | 6720.35 | 6860.49 | 6336.33 | 6419.14 | 6572.93 | 6572.93 | 6572.93 | 6572.93 | 6572.93 | 6250.79 | 6218.03 | 6238.05 | 6265.35 | 6303.57 | 6572.93 | 6572.93 | 6572.93 | 6572.93 | 6690.32 | 6895.98 | 7209.93 | 7428.33 | 7821.45 | 7821.45 | 7821.45 | 7821.45 | 7821.45 | 7821.45 | 7821.45 | 7821.45 | 7757.75 | 7746.83 | 7735.91 | 7724.99 | 7714.07 | 7522.97 | 6725.81 | 6349.07 | 6165.25 | 6165.25 | 5559.19 | 5441.8 | 5295.29 | 5354.44 | 5559.19 | 5559.19 | 5559.19 | 5559.19 | 5559.19 | 5559.19 | 5559.19 | 5204.29 | 5204.29 | 5204.29 | 5657.47 | 6478.29 | 6907.81 | 6988.8 | 6888.7 | 6888.7 | 6888.7 | 6888.7 | 6888.7 | 7229.95 | 7229.95 | 7229.95 | 7229.95 | 7229.95 | 7229.95 | 7229.95 | 7229.95 | 6905.08 | 6643 | 6461 | 6461 | 6461 | 6843.2 | 6966.05 | 7025.2 | 7229.95 | 7229.95 | 7229.95 | 7229.95 | 7229.95 | 7229.95 | 7229.95 | 7229.95 | 7229.95 | 6618.43 | 6618.43 | 6618.43 | 6486.48 | 6486.48 | 6486.48 | 6486.48 | 6486.48 | 6486.48 | 6486.48 | 6473.74 | 6473.74 | 6209.84 | 6029.66 | 6029.66 | 6029.66 | 5985.98 | 5748.47 | 5809.44 | 5657.47 | 5657.47 | 5657.47 | 5657.47 | 6012.37 | 6012.37 | 6012.37 | 6012.37 | 6012.37 | 5940.48 | 5065.06
Biomass | 2800.6 | 2800.6 | 2800.6 | 2800.6 | 2800.6 | 2187.85 | 2800.6 | 2800.6 | 2800.6 | 2800.6 | 3427.6 | 3427.6 | 3427.6 | 3427.6 | 3427.6 | 3427.6 | 3427.6 | 3427.6 | 3427.6 | 2814.85 | 3427.6 | 3427.6 | 3427.6 | 3427.6 | 3427.6 | 3427.6 | 3427.6 | 3427.6 | 3156.85 | 3156.85 | 3156.85 | 3156.85 | 3156.85 | 2544.1 | 3156.85 | 3427.6 | 3427.6 | 3427.6 | 3427.6 | 3427.6 | 3427.6 | 3427.6 | 3427.6 | 3427.6 | 3427.6 | 3427.6 | 3427.6 | 2814.85 | 3427.6 | 3427.6 | 3427.6 | 3427.6 | 3427.6 | 3427.6 | 3427.6 | 3427.6 | 3427.6 | 3427.6 | 3427.6 | 3427.6 | 3427.6 | 3156.85 | 3156.85 | 3156.85 | 3156.85 | 3156.85 | 3156.85 | 3156.85 | 3156.85 | 3156.85 | 3427.6 | 3299.35 | 3299.35 | 3299.35 | 3299.35 | 3299.35 | 3299.35 | 3299.35 | 3299.35 | 3299.35 | 3299.35 | 3299.35 | 3299.35 | 3299.35 | 3299.35 | 3299.35 | 3299.35 | 3299.35 | 3299.35 | 3299.35 | 3299.35 | 3299.35 | 3299.35 | 3299.35 | 3299.35 | 3299.35 | 3299.35 | 3299.35 | 3299.35 | 3299.35 | 3299.35 | 3299.35 | 3299.35 | 3299.35 | 3299.35 | 3299.35 | 3299.35 | 3299.35 | 3299.35 | 3299.35 | 3299.35 | 3299.35 | 3299.35 | 3299.35 | 3299.35 | 3299.35 | 3299.35 | 3299.35 | 3299.35 | 3299.35 | 3299.35 | 3299.35 | 3299.35 | 3299.35 | 3299.35 | 3299.35 | 3299.35 | 3299.35 | 3299.35 | 3299.35 | 3299.35 | 3299.35 | 3299.35 | 3299.35 | 3299.35 | 3299.35 | 3299.35 | 3299.35 | 3299.35 | 3299.35 | 3299.35 | 3299.35 | 3427.6 | 3427.6 | 3427.6 | 3427.6
CCGT | 25640.38 | 25640.38 | 25640.38 | 25264.38 | 25508.78 | 24953.24 | 25818.04 | 26975.18 | 26975.18 | 26617.98 | 26617.98 | 27039.1 | 25850.94 | 25429.82 | 26617.98 | 27144.38 | 27144.38 | 26617.98 | 26617.98 | 25912.98 | 25912.98 | 26617.98 | 26617.98 | 26617.98 | 27144.38 | 27036.28 | 26594.48 | 27562.68 | 27036.28 | 27036.28 | 27036.28 | 27036.28 | 26345.38 | 25870.68 | 25870.68 | 27036.28 | 27036.28 | 27036.28 | 27562.68 | 27120.88 | 25818.98 | 25818.98 | 26237.28 | 27562.68 | 27562.68 | 27562.68 | 27562.68 | 27562.68 | 27562.68 | 27562.68 | 27562.68 | 27562.68 | 27562.68 | 27562.68 | 27562.68 | 27562.68 | 27562.68 | 27562.68 | 27562.68 | 27562.68 | 27713.08 | 27168.82 | 27168.82 | 27168.82 | 27168.82 | 27168.82 | 26792.82 | 26792.82 | 25711.82 | 25711.82 | 27168.82 | 27168.82 | 27168.82 | 27168.82 | 27168.82 | 26027.66 | 26027.66 | 27168.82 | 27168.82 | 27168.82 | 27168.82 | 27168.82 | 26792.82 | 26792.82 | 26792.82 | 26792.82 | 26792.82 | 26792.82 | 26046.46 | 26422.46 | 26422.46 | 27168.82 | 27168.82 | 27674.54 | 27674.54 | 27674.54 | 27674.54 | 27674.54 | 27674.54 | 27674.54 | 27674.54 | 27674.54 | 26809.74 | 26373.58 | 26373.58 | 26809.74 | 26809.74 | 26809.74 | 26809.74 | 27674.54 | 27260.94 | 26320.94 | 26320.94 | 27260.94 | 27260.94 | 27260.94 | 27260.94 | 25973.14 | 26386.74 | 26386.74 | 26386.74 | 26386.74 | 26010.74 | 25319.84 | 24579.12 | 24579.12 | 25975.02 | 25975.02 | 25975.02 | 25975.02 | 25223.02 | 25223.02 | 25223.02 | 25975.02 | 25975.02 | 25975.02 | 25975.02 | 25270.02 | 24851.72 | 24851.72 | 25975.02 | 25975.02 | 25975.02 | 25975.02 | 25975.02 | 25599.02
Coal | 3782.5 | 3782.5 | 3782.5 | 3782.5 | 3782.5 | 3782.5 | 3782.5 | 3782.5 | 3782.5 | 3782.5 | 3782.5 | 3782.5 | 3782.5 | 3782.5 | 3782.5 | 3782.5 | 3782.5 | 3782.5 | 3782.5 | 3782.5 | 3782.5 | 3782.5 | 3782.5 | 3782.5 | 3782.5 | 3782.5 | 3782.5 | 3782.5 | 3782.5 | 3782.5 | 3782.5 | 3782.5 | 3782.5 | 3782.5 | 3782.5 | 3782.5 | 3782.5 | 3782.5 | 3782.5 | 3782.5 | 3782.5 | 3782.5 | 3782.5 | 3782.5 | 3782.5 | 3782.5 | 3782.5 | 3782.5 | 3782.5 | 3782.5 | 3782.5 | 3782.5 | 3782.5 | 3782.5 | 3782.5 | 3782.5 | 3782.5 | 3782.5 | 3782.5 | 3782.5 | 3782.5 | 3859.93 | 3859.93 | 3859.93 | 3859.93 | 3859.93 | 3859.93 | 3859.93 | 3859.93 | 3859.93 | 3859.93 | 3859.93 | 3859.93 | 3859.93 | 3859.93 | 3859.93 | 3859.93 | 3859.93 | 3859.93 | 3859.93 | 3859.93 | 3859.93 | 3859.93 | 3859.93 | 3859.93 | 3859.93 | 3859.93 | 3859.93 | 3859.93 | 3859.93 | 3859.93 | 3859.93 | 3859.93 | 3859.93 | 3859.93 | 3859.93 | 3859.93 | 3859.93 | 3859.93 | 3859.93 | 3859.93 | 3859.93 | 3859.93 | 3859.93 | 3859.93 | 3859.93 | 3859.93 | 3859.93 | 3859.93 | 3859.93 | 3859.93 | 3859.93 | 3859.93 | 3859.93 | 3859.93 | 3859.93 | 3859.93 | 3859.93 | 3859.93 | 3859.93 | 3859.93 | 3859.93 | 3859.93 | 3859.93 | 3859.93 | 3859.93 | 3859.93 | 3859.93 | 3859.93 | 3859.93 | 3859.93 | 3859.93 | 3859.93 | 3859.93 | 3859.93 | 3859.93 | 3859.93 | 3859.93 | 3859.93 | 3859.93 | 3859.93 | 3859.93 | 3859.93 | 3859.93 | 3859.93 | 3859.93
Hydro | 1024.66 | 1024.66 | 1024.66 | 1024.66 | 1024.66 | 1024.66 | 1024.66 | 1024.66 | 1024.66 | 1024.66 | 1024.66 | 1024.66 | 1024.66 | 1024.66 | 1024.66 | 1024.66 | 1024.66 | 1024.66 | 1024.66 | 1024.66 | 1024.66 | 1024.66 | 1024.66 | 1024.66 | 1024.66 | 1024.66 | 1024.66 | 1024.66 | 1024.66 | 1024.66 | 1024.66 | 1024.66 | 1024.66 | 1024.66 | 1024.66 | 1024.66 | 1024.66 | 1024.66 | 1024.66 | 1031.03 | 1031.03 | 1031.03 | 1031.03 | 1031.03 | 1031.03 | 1031.03 | 1031.03 | 1031.03 | 1031.03 | 1031.03 | 1031.03 | 1031.03 | 1031.03 | 1031.03 | 1031.03 | 1031.03 | 1031.03 | 1031.03 | 1031.03 | 1031.03 | 1031.03 | 1031.03 | 1031.03 | 1031.03 | 1031.03 | 1031.03 | 1031.03 | 1031.03 | 1031.03 | 1031.03 | 1031.03 | 1031.03 | 1031.03 | 1031.03 | 1031.03 | 1031.03 | 1031.03 | 1031.03 | 1031.03 | 1031.03 | 1031.03 | 1031.03 | 1031.03 | 1031.03 | 1031.03 | 1031.03 | 1031.03 | 1031.03 | 1031.03 | 1031.03 | 1031.03 | 1031.03 | 1031.03 | 1031.03 | 1031.03 | 1031.03 | 1031.03 | 1031.03 | 1031.03 | 1031.03 | 1031.03 | 1031.03 | 1031.03 | 1031.03 | 1031.03 | 1031.03 | 1031.03 | 1031.03 | 1031.03 | 1031.03 | 1031.03 | 1031.03 | 1031.03 | 1031.03 | 1031.03 | 1031.03 | 1031.03 | 1031.03 | 1031.03 | 940.03 | 940.03 | 940.03 | 940.03 | 940.03 | 940.03 | 940.03 | 940.03 | 940.03 | 940.03 | 940.03 | 940.03 | 940.03 | 940.03 | 940.03 | 940.03 | 940.03 | 940.03 | 940.03 | 940.03 | 940.03 | 940.03 | 940.03 | 940.03 | 940.03 | 1031.03 | 1031.03
OCGT | 1053.55 | 1053.55 | 1053.55 | 769.5 | 769.5 | 769.5 | 769.5 | 1053.55 | 1053.55 | 1053.55 | 1053.55 | 1053.55 | 1053.55 | 1053.55 | 1053.55 | 1053.55 | 1053.55 | 1053.55 | 1053.55 | 1053.55 | 1053.55 | 1053.55 | 1053.55 | 1053.55 | 1053.55 | 1053.55 | 1053.55 | 1053.55 | 1053.55 | 1053.55 | 1053.55 | 1053.55 | 1053.55 | 1053.55 | 1053.55 | 1053.55 | 1053.55 | 1053.55 | 1053.55 | 1053.55 | 1053.55 | 1053.55 | 1053.55 | 1053.55 | 1053.55 | 1053.55 | 1053.55 | 1053.55 | 1053.55 | 1053.55 | 1053.55 | 1053.55 | 1053.55 | 1053.55 | 1053.55 | 1053.55 | 1053.55 | 1053.55 | 1053.55 | 1053.55 | 1053.55 | 1053.55 | 1053.55 | 1053.55 | 1053.55 | 1053.55 | 1053.55 | 1053.55 | 1053.55 | 1053.55 | 1053.55 | 1053.55 | 1053.55 | 1053.55 | 1053.55 | 1053.55 | 1053.55 | 1053.55 | 1053.55 | 1053.55 | 1053.55 | 1053.55 | 1053.55 | 1053.55 | 1053.55 | 1053.55 | 1053.55 | 1053.55 | 1053.55 | 1053.55 | 1053.55 | 1053.55 | 1053.55 | 1053.55 | 1053.55 | 1053.55 | 1053.55 | 1053.55 | 1053.55 | 1053.55 | 1053.55 | 1053.55 | 1053.55 | 1053.55 | 1053.55 | 1053.55 | 1053.55 | 1053.55 | 1053.55 | 1053.55 | 1053.55 | 1053.55 | 1053.55 | 1053.55 | 1053.55 | 1053.55 | 1053.55 | 1053.55 | 1053.55 | 1053.55 | 1053.55 | 1053.55 | 1053.55 | 1053.55 | 1053.55 | 1053.55 | 1053.55 | 1053.55 | 1053.55 | 1053.55 | 1053.55 | 1053.55 | 1053.55 | 1053.55 | 1053.55 | 1053.55 | 1053.55 | 1053.55 | 1053.55 | 1053.55 | 1053.55 | 1053.55 | 1053.55 | 1053.55 | 1053.55 | 1053.55
Other | 159.6 | 159.6 | 159.6 | 159.6 | 159.6 | 159.6 | 159.6 | 159.6 | 159.6 | 159.6 | 159.6 | 159.6 | 159.6 | 159.6 | 159.6 | 159.6 | 159.6 | 159.6 | 159.6 | 159.6 | 159.6 | 159.6 | 159.6 | 159.6 | 159.6 | 130.15 | 130.15 | 159.6 | 159.6 | 159.6 | 159.6 | 159.6 | 159.6 | 159.6 | 159.6 | 159.6 | 159.6 | 159.6 | 159.6 | 159.6 | 100.7 | 100.7 | 100.7 | 159.6 | 159.6 | 159.6 | 159.6 | 159.6 | 159.6 | 159.6 | 159.6 | 159.6 | 159.6 | 159.6 | 159.6 | 159.6 | 159.6 | 159.6 | 159.6 | 159.6 | 159.6 | 159.6 | 159.6 | 159.6 | 159.6 | 159.6 | 159.6 | 159.6 | 159.6 | 159.6 | 159.6 | 159.6 | 159.6 | 159.6 | 159.6 | 159.6 | 159.6 | 159.6 | 159.6 | 159.6 | 159.6 | 159.6 | 159.6 | 159.6 | 159.6 | 159.6 | 159.6 | 159.6 | 159.6 | 159.6 | 159.6 | 159.6 | 159.6 | 159.6 | 159.6 | 159.6 | 159.6 | 159.6 | 159.6 | 159.6 | 159.6 | 159.6 | 159.6 | 159.6 | 159.6 | 159.6 | 159.6 | 159.6 | 159.6 | 159.6 | 159.6 | 159.6 | 159.6 | 159.6 | 159.6 | 159.6 | 159.6 | 159.6 | 159.6 | 159.6 | 159.6 | 159.6 | 159.6 | 159.6 | 159.6 | 159.6 | 159.6 | 159.6 | 159.6 | 159.6 | 159.6 | 159.6 | 159.6 | 159.6 | 159.6 | 159.6 | 159.6 | 159.6 | 159.6 | 159.6 | 159.6 | 159.6 | 159.6 | 159.6 | 159.6 | 159.6
Pumped storage | 2599.6 | 2599.6 | 2599.6 | 2599.6 | 2599.6 | 2599.6 | 2599.6 | 2599.6 | 2599.6 | 2599.6 | 2599.6 | 2599.6 | 2599.6 | 2599.6 | 2599.6 | 2599.6 | 2599.6 | 2599.6 | 2599.6 | 2506.48 | 2506.48 | 2506.48 | 2506.48 | 2506.48 | 2506.48 | 2506.48 | 2506.48 | 2506.48 | 2506.48 | 2506.48 | 2506.48 | 2506.48 | 2506.48 | 2506.48 | 2506.48 | 2506.48 | 2506.48 | 2599.6 | 2599.6 | 2599.6 | 2599.6 | 2599.6 | 2599.6 | 2599.6 | 2599.6 | 2599.6 | 2599.6 | 2599.6 | 2599.6 | 2599.6 | 2599.6 | 2599.6 | 2599.6 | 2599.6 | 2599.6 | 2599.6 | 2599.6 | 2599.6 | 2599.6 | 2599.6 | 2599.6 | 2599.6 | 2599.6 | 2599.6 | 2599.6 | 2599.6 | 2599.6 | 2599.6 | 2599.6 | 2599.6 | 2599.6 | 2599.6 | 2599.6 | 2599.6 | 2599.6 | 2599.6 | 2599.6 | 2599.6 | 2599.6 | 2599.6 | 2599.6 | 2599.6 | 2599.6 | 2599.6 | 2599.6 | 2599.6 | 2599.6 | 2599.6 | 2599.6 | 2599.6 | 2599.6 | 2599.6 | 2599.6 | 2599.6 | 2599.6 | 2599.6 | 2599.6 | 2599.6 | 2599.6 | 2599.6 | 2599.6 | 2599.6 | 2599.6 | 2599.6 | 2599.6 | 2289.2 | 2289.2 | 2289.2 | 2289.2 | 2289.2 | 2289.2 | 2382.32 | 2382.32 | 2382.32 | 2382.32 | 2382.32 | 2382.32 | 2382.32 | 2382.32 | 2382.32 | 2382.32 | 2382.32 | 2382.32 | 2382.32 | 2382.32 | 2382.32 | 2382.32 | 2382.32 | 2382.32 | 2382.32 | 2382.32 | 2382.32 | 2382.32 | 2382.32 | 2382.32 | 2382.32 | 2382.32 | 2382.32 | 2382.32 | 2382.32 | 2382.32 | 2382.32 | 2382.32 | 2382.32 | 2382.32 | 2382.32
Wind (EFC) | 3078.979 | 3078.979 | 3078.979 | 3078.979 | 3078.979 | 3078.979 | 3078.979 | 3078.979 | 3078.979 | 3078.979 | 3078.979 | 3078.979 | 3078.979 | 3078.979 | 3058.939 | 3058.939 | 3058.939 | 3058.939 | 3058.939 | 3058.939 | 3078.979 | 3078.979 | 3078.979 | 3078.979 | 3078.979 | 3078.979 | 3078.979 | 3078.979 | 3078.979 | 3078.979 | 3078.979 | 3078.979 | 3078.979 | 3078.979 | 3078.979 | 3078.979 | 3078.979 | 3078.979 | 3078.979 | 3078.979 | 3078.979 | 3078.979 | 3078.979 | 3078.979 | 3078.979 | 3078.979 | 3078.979 | 3078.979 | 3078.979 | 3078.979 | 3078.979 | 3078.979 | 3078.979 | 3078.979 | 3078.979 | 3078.979 | 3078.979 | 3078.979 | 3078.979 | 3078.979 | 3078.979 | 3078.979 | 3078.979 | 3078.979 | 3078.979 | 3078.979 | 3078.979 | 3078.979 | 3078.979 | 3078.979 | 3078.979 | 3078.979 | 3078.979 | 3078.979 | 3078.979 | 3078.979 | 3078.979 | 3078.979 | 3078.979 | 3078.979 | 3078.979 | 3078.979 | 3078.979 | 3078.979 | 3078.979 | 3078.979 | 3078.979 | 3078.979 | 3078.979 | 3078.979 | 3078.979 | 3078.979 | 3078.979 | 3078.979 | 3078.979 | 3078.979 | 3078.979 | 3078.979 | 3078.979 | 3078.979 | 3078.979 | 3078.979 | 3078.979 | 3078.979 | 3078.979 | 3078.979 | 3078.979 | 3078.979 | 3078.979 | 3078.979 | 3078.979 | 3078.979 | 3078.979 | 3078.979 | 3078.979 | 3078.979 | 3078.979 | 3078.979 | 3078.979 | 3078.979 | 3078.979 | 3078.979 | 3078.979 | 3078.979 | 3078.979 | 3078.979 | 3078.979 | 3078.979 | 3078.979 | 3078.979 | 3078.979 | 3078.979 | 3078.979 | 3078.979 | 3078.979 | 3078.979 | 3078.979 | 3078.979 | 3078.979 | 3078.979 | 3078.979 | 3078.979 | 3078.979 | 3078.979 | 3078.979 | 3078.979
Date format | 01-Nov-2021 | time axis 2021-11-02 to 2022-03-26

## Figure 11.
Figure 11 - Historical flows on the interconnectors for winter 2020/21

## Figure 12.
Figure 12 - Conditional Capacity Market agreements 2021/22
| Interconnectors | Auction acquired capacity obligation 2021/22 (MW) | Connection capacity (MW) | Comments
| BritNed | 1003.2 | 1320 | T-4 auction
| EWIC | 295 | 500 | T-4 auction
| IFA | 1260 | 2000 | T-4 auction
| IFA2 | 715 | 1100 | T-4 auction
| Moyle | 140 | 500 | T-4 auction
| Nemo Link | 750 | 1000 | T-4 auction
| ElecLink | 690 | 1000 | T-1 auction

## Figure 13a.
Figure 13a - Winter 2021/22 electricity baseload forward prices
Date | £/MWh
| GB baseload | French baseload | Netherlands baseload | Belgian baseload
2021-09-30 | 245 | 159.02 | 179.15 | 177.067
2021-09-29 | 245 | 165.91 | 157.27 | 155.2071
2021-09-28 | 228 | 160.6 | 162.32 | 150.1962
2021-09-27 | 228 | 152.19 | 146.85 | 143.5079
2021-09-24 | 191.09 | 140.97 | 146.85 | 133.0151
2021-09-23 | 191.09 | 142.26 | 132.86 | 132.4744
2021-09-22 | 191.09 | 145.26 | 137.74 | 136.4657
2021-09-21 | 185 | 147.48 | 140.35 | 139.9325
2021-09-20 | 185 | 141.54 | 144.33 | 143.5558
2021-09-17 | 165.97 | 135.41 | 127.09 | 126.8143
2021-09-16 | 185 | 127.98 | 123.08 | 122.7014
2021-09-15 | 192 | 147.05 | 149.4 | 138.9725
2021-09-14 | 192 | 135.3 | 130.61 | 128.5695
2021-09-13 | 192 | 126.47 | 119.47 | 120.287
2021-09-10 | 142.8 | 118.75 | 111.97 | 113.2087
2021-09-09 | 134 | 115.02 | 111.64 | 111.6949
2021-09-08 | 136.35 | 114.15 | 109.6 | 109.3131
2021-09-07 | 136.35 | 110.81 | 105.87 | 107.5945
2021-09-06 | 136.35 | 110.71 | 106.59 | 106.5935
2021-09-03 | 128.16 | 108.28 | 104.94 | 102.6625
2021-09-02 | 127.9 | 106.58 | 101.35 | 103.8865
2021-09-01 | 126.5 | 107.44 | 102.72 | 98.7654
2021-08-31 | 126.5 | 104.66 | 98.18 | 99.8057
2021-08-30 | 126.5 | 104.66 | 98.42 | 98.9368
2021-08-27 | 123 | 103.42 | 98.42 | 95.9386
2021-08-26 | 123 | 99.15 | 98.42 | 93.2478
2021-08-25 | 125 | 95.02 | 91.89 | 90.7475
2021-08-24 | 115 | 94.13 | 91.89 | 90.4635
2021-08-23 | 109.95 | 88.59 | 86.62 | 86.4308
2021-08-20 | 109.75 | 91.59 | 86.22 | 85.9374
2021-08-19 | 109.75 | 89.03 | 90.74 | 83.6941
2021-08-18 | 118.25 | 85.17 | 93.94 | 91.8477
2021-08-17 | 118.25 | 99.37 | 97.37 | 94.2896
2021-08-16 | 118.25 | 96.18 | 95.04 | 95.5717
2021-08-13 | 118.25 | 95.35 | 92.2 | 91.1128
2021-08-12 | 118.25 | 99.4 | 94.47 | 92.9372
2021-08-11 | 118.25 | 94.63 | 92.98 | 93.1011
2021-08-10 | 112.8 | 87.07 | 90.03 | 90.9483
2021-08-09 | 112.8 | 87.32 | 89.88 | 88.3117
2021-08-06 | 112.5 | 94.74 | 90.29 | 87.6808
2021-08-05 | 112.5 | 91.53 | 88.09 | 87.6151
2021-08-04 | 112.5 | 91.78 | 87.39 | 86.9307
2021-08-03 | 107.25 | 91.25 | 85.7 | 85.0621
2021-08-02 | 108 | 90.98 | 88.2 | 86.0927
2021-07-30 | 106 | 88.01 | 85.49 | 83.3825
2021-07-29 | 106 | 88.17 | 84.89 | 84.2137
2021-07-28 | 105 | 85.94 | 82.32 | 81.8761
2021-07-27 | 98.7 | 84.09 | 80.55 | 79.7781
2021-07-26 | 98.5 | 83.29 | 80.55 | 79.3808
2021-07-23 | 97 | 81.89 | 77.83 | 77.5898
2021-07-22 | 97 | 77.08 | 77.83 | 77.3448
2021-07-21 | 96.7 | 83.34 | 78.34 | 79.0582
2021-07-20 | 96.7 | 81.66 | 77.77 | 78.1816
2021-07-19 | 96.25 | 79.62 | 77.77 | 79.2225
2021-07-16 | 94.15 | 79.51 | 78.01 | 77.8276
2021-07-15 | 93 | 79.9 | 76.06 | 76.1245
2021-07-14 | 93.75 | 80.5 | 77.51 | 77.6952
2021-07-13 | 94.75 | 79.73 | 78.28 | 78.4333
2021-07-12 | 94.75 | 83.71 | 78.63 | 77.3222
2021-07-09 | 94.75 | 83.5 | 79.05 | 80.4443
2021-07-08 | 91 | 79.98 | 75.04 | 75.6805
2021-07-07 | 91 | 80.35 | 78.3 | 73.5941
2021-07-06 | 91 | 79.96 | 82.32 | 78.0644
2021-07-05 | 101 | 89.71 | 83.29 | 83.8854
2021-07-02 | 98.6 | 85.8 | 79.11 | 80.4206
2021-07-01 | 98 | 88.01 | 80.91 | 81.3394
2021-06-30 | 98 | 88.01 | 73.41 | 77.8874
2021-06-29 | 87.75 | 71.51 | 71.59 | 70.6033
2021-06-28 | 85.5 | 69.47 | 73.12 | 68.7575
2021-06-25 | 84.75 | 80.89 | 70.41 | 69.1053
2021-06-24 | 84.75 | 68.18 | 69.59 | 67.6992
2021-06-23 | 82.8 | 67.2 | 68 | 66.5751
2021-06-22 | 81.4 | 39.13 | 67.39 | 64.8055
2021-06-21 | 80.25 | 63.2 | 65.29 | 62.8751
2021-06-18 | 79 | 63.81 | 64.37 | 62.6226
2021-06-17 | 76.5 | 61.08 | 62.88 | 60.5843
2021-06-16 | 77.6 | 61.78 | 63.67 | 60.9878
2021-06-15 | 77 | 61.36 | 63.75 | 61.1841
2021-06-14 | 79 | 37.15 | 65.49 | 62.4017
2021-06-11 | 76.75 | 61.58 | 63.47 | 60.6437
2021-06-10 | 78.65 | 60.86 | 65.16 | 62.4813
2021-06-09 | 78.75 | 61.74 | 64.87 | 61.6659
2021-06-08 | 77.5 | 61.85 | 62.62 | 60.1041
2021-06-07 | 74.9 | 57.06 | 60.67 | 57.7921
2021-06-04 | 74 | 56.58 | 59.41 | 56.2682
2021-06-03 | 73.9 | 56.05 | 61.38 | 56.1875
2021-06-02 | 74 | 57.72 | 61.25 | 56.7145
2021-06-01 | 75.4 | 56.88 | 61.68 | 57.5118
2021-05-31 | 75.4 | 39.34 | 61.68 | 55.7069
2021-05-28 | 73.75 | 39.27 | 62.31 | 55.5065
2021-05-27 | 75.5 | 56.91 | 60 | 55.9472
2021-05-26 | 75.5 | 58.75 | 61.86 | 57.9496
2021-05-25 | 75.9 | 57.99 | 61.46 | 56.8401
2021-05-21 | 75.9 | 55.72 | 58.47 | 54.0699
2021-05-20 | 75.9 | 55.45 | 57.9 | 54.7397
2021-05-19 | 68.5 | 51.92 | 57.27 | 51.3944
2021-05-18 | 74.75 | 39.29 | 61.03 | 55.7723
2021-05-17 | 76.1 | 59.02 | 61.69 | 58.6693
2021-05-14 | 76.9 | 59.66 | 62.59 | 59.1146
2021-05-13 | 75.25 | 56.58 | 62.52 | 57.4439
2021-05-12 | 75 | 58.58 | 60.82 | 58.0066
2021-05-11 | 75 | 56.29 | 59.77 | 55.9467
2021-05-10 | 75 | 56.44 | 58.81 | 55.6561
2021-05-07 | 70 | 54.97 | 57.36 | 54.2267
2021-05-06 | 71 | 55.97 | 57.92 | 54.5725
2021-05-05 | 71 | 54.78 | 55.86 | 53.2638
2021-05-04 | 69.2 | 53.87 | 55.86 | 52.4394
2021-05-03 | 69.2 | 54.38 | 55.77 | 53.114
2021-04-30 | 69.1 | 54.44 | 54.22 | 52.2666
2021-04-29 | 67.25 | 53.28 | 54.63 | 51.442
2021-04-28 | 65.6 | 51.87 | 53 | 50.4313
2021-04-27 | 65.5 | 52 | 49.96 | 50.0305
2021-04-26 | 62.5 | 49.53 | 50.88 | 48.8409
2021-04-23 | 61 | 39.92 | 51.16 | 48.8249
2021-04-22 | 64.25 | 39.73 | 51.16 | 49.8404
2021-04-21 | 64.25 | 48.96 | 50.81 | 48.6283
2021-04-20 | 62.5 | 48.93 | 50.1 | 48.315
2021-04-19 | 62.15 | 49.06 | 50.22 | 48.1245
2021-04-16 | 61.6 | 47.57 | 50.56 | 48.0462
2021-04-15 | 60.35 | 47.67 | 50.23 | 47.3795
2021-04-14 | 59.5 | 48.17 | 49.04 | 46.4944
2021-04-13 | 59.5 | 47.54 | 48.88 | 46.3702
2021-04-12 | 59.55 | 48.3 | 49.29 | 46.4987
2021-04-09 | 57.65 | 39.7 | 48.03 | 45.4544
2021-04-08 | 58 | 45.81 | 48.2 | 45.7487
2021-04-07 | 58.2 | 47.21 | 48.16 | 45.9829
2021-04-06 | 58.1 | 46.32 | 48.03 | 45.6339
2021-04-01 | 58.1 | 45.58 | 47.11 | 44.416
2021-03-30 | 58.1 | 40.33 | 43.56 | 40.3925
2021-03-29 | 56 | 40.42 | 43.28 | 40.1101
2021-03-26 | 56.59 | 41.88 | 45.57 | 40.6799
2021-03-25 | 56.59 | 41.44 | 43.76 | 39.6354
2021-03-24 | 56.59 | 40.97 | 44.5 | 40.1581
2021-03-23 | 55.5 | 40.84 | 44.21 | 40.0191
2021-03-22 | 55.5 | 41.77 | 44.1 | 40.3169
2021-03-19 | 55.5 | 40.37 | 42.64 | 38.8585
2021-03-18 | 56 | 41.09 | 45.02 | 39.8027
2021-03-17 | 56 | 41.43 | 44.47 | 39.4438
2021-03-16 | 54.5 | 39.75 | 43.18 | 39.0632
2021-03-15 | 54.5 | 41.25 | 44 | 40.3825
2021-03-12 | 54.5 | 41.45 | 43.17 | 40.4303
2021-03-11 | 55.25 | 39.94 | 43.11 | 39.445
2021-03-10 | 55.25 | 38.54 | 42.61 | 39.2086
2021-03-09 | 55.25 | 39.58 | 42.23 | 37.9197
2021-03-08 | 55.25 | 37.36 | 39.88 | 36.9187
2021-03-05 | 55.25 | 37.2 | 40.84 | 36.8105
2021-03-04 | 49.35 | 36.01 | 38.5 | 35.8244
2021-03-03 | 49.35 | 35.58 | 39.37 | 35.5525
2021-03-02 | 50.4 | 36.37 | 39.26 | 36.0013
2021-03-01 | 50.5 | 35.38 | 39.19 | 36.0088
2021-02-26 | 50.5 | 35.91 | 39.45 | 36.1837
2021-02-25 | 50.9 | 36.86 | 40.16 | 36.9473
2021-02-24 | 50.2 | 36.77 | 41.16 | 36.7911
2021-02-23 | 50.75 | 36.48 | 40.43 | 36.532
2021-02-22 | 50.75 | 36.31 | 39.57 | 36.3818
2021-02-19 | 50.75 | 37.49 | 41.16 | 37.8503
2021-02-18 | 50.75 | 37.51 | 41.36 | 37.7567
2021-02-17 | 50.75 | 37.03 | 41.73 | 38.1457
2021-02-16 | 50.75 | 38.12 | 41.34 | 38.4837
2021-02-15 | 50.75 | 38.72 | 41.86 | 39.1668
2021-02-12 | 50.75 | 38.53 | 42.69 | 39.9817
2021-02-11 | 54 | 40.26 | 43.2 | 40.1339
2021-02-10 | 54 | 40.22 | 43.93 | 40.7752
2021-02-09 | 54 | 39.91 | 44.3 | 40.7454
2021-02-08 | 54 | 41.2 | 44.27 | 41.3624
2021-02-05 | 54 | 40.32 | 43.17 | 40.6143
2021-02-04 | 54 | 39.4 | 42.03 | 39.5632
2021-02-03 | 54 | 37.69 | 42.18 | 39.2326
2021-02-02 | 52.25 | 37.52 | 41.22 | 38.6824
2021-02-01 | 51.4 | 37.38 | 41.48 | 37.9478
2021-01-29 | 53.25 | 38.55 | 41.78 | 39.263
2021-01-28 | 53.5 | 37.63 | 42.14 | 39.5224
2021-01-27 | 52.5 | 38.26 | 41.02 | 38.1744
2021-01-26 | 53.25 | 37.71 | 40.68 | 38.3293
2021-01-25 | 54.5 | 38.65 | 41.93 | 39.8031
2021-01-22 | 54 | 40.03 | 42.69 | 40.4627
2021-01-21 | 53.5 | 37.75 | 41.83 | 39.7248
2021-01-20 | 53 | 37.81 | 42.78 | 39.657
2021-01-19 | 53 | 38.15 | 41.19 | 39.2098
2021-01-18 | 52 | 36.94 | 40.1 | 38.246
2021-01-15 | 52.2 | 38.44 | 41.69 | 38.7442
2021-01-14 | 53.25 | 39.99 | 42.44 | 40.2592
2021-01-13 | 55 | 40.58 | 43.43 | 41.1505
2021-01-12 | 56 | 42.67 | 44.95 | 42.8582
2021-01-11 | 55.5 | 40.93 | 43.72 | 41.4529
2021-01-08 | 55.5 | 41.15 | 43 | 41.0869
2021-01-07 | 55.5 | 39.88 | 42.55 | 40.5933
2021-01-06 | 51.75 | 38.1 | 41.22 | 39.1651
2021-01-05 | 51.75 | 39.02 | 42.86 | 39.4154
2021-01-04 | 51.75 | 41.01 | 42.99 | 40.8587
2020-12-30 | 68 | 53.77 | 48.93 | 49.0548
2020-12-29 | 65 | 54.54 | 48.91 | 48.9725
2020-12-28 | 65 | 56.26 | 49.59 | 50.1724
2020-12-24 | 65 | 51.11 | 49.59 | 46.682
2020-12-23 | 60.5 | 52.42 | 46.64 | 46.8878
2020-12-22 | 60.5 | 52.91 | 46.64 | 47.0064
2020-12-21 | 60.5 | 51.46 | 44.66 | 44.8711
2020-12-18 | 56.25 | 48.02 | 42.22 | 42.6506
2020-12-17 | 56.25 | 48.2 | 43.25 | 43.1866
2020-12-16 | 57.35 | 50 | 45.3 | 44.7419
2020-12-15 | 58.4 | 47.99 | 45.64 | 45.7029
2020-12-14 | 57.5 | 49.23 | 44.54 | 45.0598
2020-12-11 | 55.25 | 47.96 | 43.1 | 43.103
2020-12-10 | 54.9 | 47.85 | 42.75 | 42.9536
2020-12-09 | 52.5 | 44.33 | 41.12 | 41.3171
2020-12-08 | 52 | 45.88 | 40.98 | 40.8602
2020-12-07 | 52.5 | 48.12 | 41.35 | 41.8209
2020-12-04 | 53.05 | 45.97 | 41.55 | 42.1097
2020-12-03 | 51.5 | 44.58 | 40.53 | 41.0556
2020-12-02 | 52.3 | 45.74 | 41.57 | 41.6589
2020-12-01 | 52 | 45.78 | 41.74 | 42.324
2020-11-30 | 52.2 | 45.75 | 42.08 | 42.2611
2020-11-27 | 51 | 46.47 | 39.64 | 40.4529
2020-11-26 | 50 | 45.23 | 38.67 | 39.31
2020-11-25 | 49.3 | 42.92 | 38.2 | 38.8568
2020-11-24 | 48.4 | 41.11 | 38.93 | 37.6398
2020-11-23 | 47.85 | 40.65 | 36.56 | 37.5884
2020-11-20 | 46.35 | 40.66 | 36.16 | 36.4057
2020-11-19 | 47.4 | 41.03 | 37.23 | 37.4345
2020-11-18 | 47.4 | 41.76 | 37.16 | 38.8542
2020-11-17 | 49.35 | 42.37 | 37.81 | 39.1402
2020-11-16 | 50.25 | 39.93 | 38.36 | 40.0386
2020-11-13 | 49.55 | 40.31 | 37.57 | 39.0183
2020-11-12 | 49.1 | 40.93 | 37.77 | 39.1102
2020-11-11 | 49.3 | 40.4 | 37.32 | 39.1759
2020-11-10 | 49.2 | 41.25 | 36.83 | 38.9363
2020-11-09 | 49.5 | 41.37 | 37.77 | 39.6653
2020-11-06 | 49 | 41.1 | 37.48 | 39.9243
2020-11-05 | 50.15 | 42.48 | 38.29 | 39.3851
2020-11-04 | 49 | 41.91 | 35.83 | 38.0023
2020-11-03 | 49 | 40 | 35.83 | 37.5437
2020-11-02 | 50 | 40.77 | 35.05 | 36.9528

## Figure 13b.
Figure 13b - Winter 2021/22 electricity peak forward prices
Date | £/MWh
| GB peakload | French peakload | Netherlands peakload
2021-09-30 | 281.3 | 211.1226 | 193.8723
2021-09-29 | 281.7 | 188.6776 | 177.8738
2021-09-28 | 276.05 | 183.2687 | 176.671
2021-09-27 | 252.85 | 171.631 | 160.8774
2021-09-24 | 231.25 | 162.7548 | 148.6637
2021-09-23 | 224.75 | 160.8272 | 149.5471
2021-09-22 | 221.3 | 163.2864 | 152.1141
2021-09-21 | 217.7 | 167.4395 | 148.2913
2021-09-20 | 210.25 | 167.3102 | 149.8927
2021-09-17 | 193.8 | 154.0102 | 142.4915
2021-09-16 | 192.3 | 149.3939 | 138.04
2021-09-15 | 216 | 164.504 | 147.4304
2021-09-14 | 190.4 | 152.5691 | 140.833
2021-09-13 | 180.2 | 143.5335 | 133.5096
2021-09-10 | 164.25 | 136.4258 | 124.4234
2021-09-09 | 160.65 | 133.8287 | 122.7688
2021-09-08 | 154.45 | 132.1444 | 119.8539
2021-09-07 | 150.05 | 129.4451 | 119.3953
2021-09-06 | 147.6 | 128.4108 | 118.6288
2021-09-03 | 144.85 | 126.189 | 116.6338
2021-09-02 | 144.05 | 125.5469 | 116.2392
2021-09-01 | 140.2 | 124.4198 | 116.8987
2021-08-31 | 141.65 | 122.6407 | 111.5305
2021-08-27 | 136.95 | 119.9211 | 109.1634
2021-08-26 | 132.45 | 115.6154 | 105.2023
2021-08-25 | 131.65 | 114.6895 | 101.6274
2021-08-24 | 131.5 | 113.5936 | 101.8661
2021-08-23 | 126.05 | 108.6027 | 98.7686
2021-08-20 | 123.6 | 107.7372 | 99.9314
2021-08-19 | 120.45 | 105.6459 | 98.1608
2021-08-18 | 128.7 | 112.7372 | 106.1431
2021-08-17 | 132.35 | 115.9124 | 105.3865
2021-08-16 | 134 | 116.3434 | 106.9849
2021-08-13 | 128.3 | 114.2748 | 102.4855
2021-08-12 | 129.8 | 115.3716 | 102.3498
2021-08-11 | 129.55 | 114.7041 | 102.5142
2021-08-10 | 126.05 | 113.2323 | 101.253
2021-08-09 | 124.2 | 110.2349 | 99.1266
2021-08-06 | 123.8 | 109.0092 | 99.0414
2021-08-05 | 123.45 | 107.0973 | 98.4275
2021-08-04 | 121.05 | 106.0696 | 96.8758
2021-08-03 | 119.45 | 106.0244 | 96.7659
2021-08-02 | 119.5 | 106.4894 | 96.315
2021-07-30 | 117.5 | 102.3192 | 92.5136
2021-07-29 | 117.65 | 104.6967 | 94.0611
2021-07-28 | 114.35 | 102.3056 | 93.0747
2021-07-27 | 110.7 | 100.0512 | 90.2464
2021-07-26 | 110.25 | 99.4959 | 90.1828
2021-07-23 | 107.1 | 97.3493 | 88.2428
2021-07-22 | 107.95 | 98.0048 | 87.9003
2021-07-21 | 108.75 | 98.3444 | 88.9023
2021-07-20 | 107.85 | 97.1117 | 87.2535
2021-07-19 | 108.7 | 98.939 | 88.7605
2021-07-16 | 106.85 | 97.773 | 86.9379
2021-07-15 | 104.35 | 96.7357 | 84.8035
2021-07-14 | 104.9 | 99.4965 | 85.5448
2021-07-13 | 106.85 | 100.5036 | 87.0604
2021-07-12 | 105.95 | 98.6758 | 85.0064
2021-07-09 | 110.55 | 102.4432 | 88.324
2021-07-08 | 103.6 | 98.1067 | 88.0809
2021-07-07 | 100.3 | 99.5374 | 86.9453
2021-07-06 | 103.3 | 101.1833 | 88.321
2021-07-05 | 111.05 | 104.6253 | 91.9914

## Figure 14.
Figure 14 - The impact on French nuclear capacity from planned outages in 2021/22 and last winter’s actuals
| Nuclear GW outages during Winter 2020/21 | Date | Installed nuclear capacity in France: 61.4GW | Nuclear GW outages Winter 2021/22 (expected)
| 20.1 | 2020-10-28 | 61.4 | 12.96
| 20.1 | 2020-10-29 | 61.4 | 12.96
| 20.1 | 2020-10-30 | 61.4 | 12.96
| 21 | 2020-10-31 | 61.4 | 12.575
| 19.2 | 2020-11-01 | 61.4 | 10.35
| 18.3 | 2020-11-02 | 61.4 | 10.35
| 18.3 | 2020-11-03 | 61.4 | 10.35
| 18.3 | 2020-11-04 | 61.4 | 10.35
| 17.4 | 2020-11-05 | 61.4 | 10.35
| 16.1 | 2020-11-06 | 61.4 | 10.35
| 16.1 | 2020-11-07 | 61.4 | 11.68
| 16.1 | 2020-11-08 | 61.4 | 11.68
| 16.1 | 2020-11-09 | 61.4 | 11.68
| 15.2 | 2020-11-10 | 61.4 | 11.68
| 15.2 | 2020-11-11 | 61.4 | 11.68
| 15.2 | 2020-11-12 | 61.4 | 11.68
| 15.2 | 2020-11-13 | 61.4 | 11.68
| 15.2 | 2020-11-14 | 61.4 | 11.68
| 15.2 | 2020-11-15 | 61.4 | 11.68
| 15.2 | 2020-11-16 | 61.4 | 11.68
| 15.2 | 2020-11-17 | 61.4 | 11.68
| 15.2 | 2020-11-18 | 61.4 | 11.68
| 15.2 | 2020-11-19 | 61.4 | 11.68
| 15.2 | 2020-11-20 | 61.4 | 11.68
| 14.3 | 2020-11-21 | 61.4 | 11.68
| 15.2 | 2020-11-22 | 61.4 | 11.68
| 15.2 | 2020-11-23 | 61.4 | 11.68
| 15.2 | 2020-11-24 | 61.4 | 11.68
| 15.2 | 2020-11-25 | 61.4 | 11.68
| 15.2 | 2020-11-26 | 61.4 | 11.68
| 14.3 | 2020-11-27 | 61.4 | 11.68
| 14.3 | 2020-11-28 | 61.4 | 11.68
| 14.3 | 2020-11-29 | 61.4 | 11.68
| 14.3 | 2020-11-30 | 61.4 | 11.68
| 14.3 | 2020-12-01 | 61.4 | 11.68
| 14.3 | 2020-12-02 | 61.4 | 11.68
| 14.3 | 2020-12-03 | 61.4 | 11.68
| 13 | 2020-12-04 | 61.4 | 11.68
| 13 | 2020-12-05 | 61.4 | 11.68
| 13 | 2020-12-06 | 61.4 | 11.68
| 13 | 2020-12-07 | 61.4 | 11.68
| 12.1 | 2020-12-08 | 61.4 | 11.68
| 12.1 | 2020-12-09 | 61.4 | 11.68
| 12.1 | 2020-12-10 | 61.4 | 11.68
| 12.1 | 2020-12-11 | 61.4 | 11.68
| 12.1 | 2020-12-12 | 61.4 | 8.975
| 11.1 | 2020-12-13 | 61.4 | 8.975
| 11.1 | 2020-12-14 | 61.4 | 8.975
| 11.1 | 2020-12-15 | 61.4 | 8.975
| 11.1 | 2020-12-16 | 61.4 | 8.975
| 11.1 | 2020-12-17 | 61.4 | 8.975
| 11.1 | 2020-12-18 | 61.4 | 8.975
| 11.1 | 2020-12-19 | 61.4 | 8.975
| 11.1 | 2020-12-20 | 61.4 | 8.975
| 11.1 | 2020-12-21 | 61.4 | 8.085
| 11.1 | 2020-12-22 | 61.4 | 8.085
| 11.1 | 2020-12-23 | 61.4 | 8.085
| 11.1 | 2020-12-24 | 61.4 | 8.085
| 10.2 | 2020-12-25 | 61.4 | 8.085
| 10.2 | 2020-12-26 | 61.4 | 8.085
| 10.2 | 2020-12-27 | 61.4 | 8.085
| 10.2 | 2020-12-28 | 61.4 | 8.085
| 9.3 | 2020-12-29 | 61.4 | 8.085
| 9.3 | 2020-12-30 | 61.4 | 6.755
| 9.3 | 2020-12-31 | 61.4 | 6.755
| 7.1 | 2021-01-01 | 61.4 | 6.755
| 7.1 | 2021-01-02 | 61.4 | 5.84
| 7.1 | 2021-01-03 | 61.4 | 5.84
| 5.8 | 2021-01-04 | 61.4 | 5.84
| 5.8 | 2021-01-05 | 61.4 | 5.84
| 5.8 | 2021-01-06 | 61.4 | 5.84
| 5.8 | 2021-01-07 | 61.4 | 5.84
| 5.8 | 2021-01-08 | 61.4 | 5.84
| 4.9 | 2021-01-09 | 61.4 | 5.84
| 4.9 | 2021-01-10 | 61.4 | 5.84
| 4.9 | 2021-01-11 | 61.4 | 5.84
| 4.9 | 2021-01-12 | 61.4 | 5.84
| 4.9 | 2021-01-13 | 61.4 | 5.84
| 4.9 | 2021-01-14 | 61.4 | 4.345
| 4.9 | 2021-01-15 | 61.4 | 4.345
| 4.9 | 2021-01-16 | 61.4 | 5.675
| 4.9 | 2021-01-17 | 61.4 | 5.675
| 4.9 | 2021-01-18 | 61.4 | 5.675
| 4.9 | 2021-01-19 | 61.4 | 5.675
| 4.9 | 2021-01-20 | 61.4 | 5.675
| 4.9 | 2021-01-21 | 61.4 | 5.675
| 4 | 2021-01-22 | 61.4 | 5.675
| 4 | 2021-01-23 | 61.4 | 6.975
| 5.3 | 2021-01-24 | 61.4 | 6.975
| 5.3 | 2021-01-25 | 61.4 | 6.975
| 5.3 | 2021-01-26 | 61.4 | 6.975
| 5.3 | 2021-01-27 | 61.4 | 6.975
| 5.3 | 2021-01-28 | 61.4 | 6.975
| 5.3 | 2021-01-29 | 61.4 | 6.975
| 5.3 | 2021-01-30 | 61.4 | 9.2
| 7.7 | 2021-01-31 | 61.4 | 9.2
| 7.7 | 2021-02-01 | 61.4 | 9.2
| 7.7 | 2021-02-02 | 61.4 | 9.2
| 7.7 | 2021-02-03 | 61.4 | 9.2
| 7.7 | 2021-02-04 | 61.4 | 9.2
| 7.7 | 2021-02-05 | 61.4 | 9.2
| 6.4 | 2021-02-06 | 61.4 | 9.225
| 9.7 | 2021-02-07 | 61.4 | 9.225
| 9.7 | 2021-02-08 | 61.4 | 9.225
| 9.7 | 2021-02-09 | 61.4 | 9.225
| 9.7 | 2021-02-10 | 61.4 | 9.225
| 9.7 | 2021-02-11 | 61.4 | 9.225
| 9.7 | 2021-02-12 | 61.4 | 9.225
| 9.7 | 2021-02-13 | 61.4 | 10.725
| 11 | 2021-02-14 | 61.4 | 10.725
| 11 | 2021-02-15 | 61.4 | 10.725
| 11 | 2021-02-16 | 61.4 | 10.725
| 11 | 2021-02-17 | 61.4 | 10.725
| 11 | 2021-02-18 | 61.4 | 9.815
| 11 | 2021-02-19 | 61.4 | 9.815
| 11 | 2021-02-20 | 61.4 | 10.725
| 12.8 | 2021-02-21 | 61.4 | 10.725
| 12.8 | 2021-02-22 | 61.4 | 10.725
| 12.8 | 2021-02-23 | 61.4 | 10.725
| 12.8 | 2021-02-24 | 61.4 | 10.725
| 12.8 | 2021-02-25 | 61.4 | 12.055
| 12.8 | 2021-02-26 | 61.4 | 11.145
| 12.8 | 2021-02-27 | 61.4 | 12.055
| 15 | 2021-02-28 | 61.4 | 12.055
| 15 | 2021-03-01 | 61.4 | 12.055
| 15 | 2021-03-02 | 61.4 | 12.055
| 15 | 2021-03-03 | 61.4 | 12.055
| 15 | 2021-03-04 | 61.4 | 12.055
| 13.7 | 2021-03-05 | 61.4 | 12.055
| 13.7 | 2021-03-06 | 61.4 | 12.055
| 13.7 | 2021-03-07 | 61.4 | 12.055
| 13.7 | 2021-03-08 | 61.4 | 12.055
| 13.7 | 2021-03-09 | 61.4 | 12.055
| 13.7 | 2021-03-10 | 61.4 | 12.055
| 13.7 | 2021-03-11 | 61.4 | 12.055
| 13.7 | 2021-03-12 | 61.4 | 12.055
| 13.7 | 2021-03-13 | 61.4 | 16.105
| 14.6 | 2021-03-14 | 61.4 | 14.775
| 14.6 | 2021-03-15 | 61.4 | 14.775
| 14.6 | 2021-03-16 | 61.4 | 14.775
| 14.6 | 2021-03-17 | 61.4 | 14.775
| 14.6 | 2021-03-18 | 61.4 | 14.775
| 14.6 | 2021-03-19 | 61.4 | 14.775
| 14.6 | 2021-03-20 | 61.4 | 14.775
| 15.9 | 2021-03-21 | 61.4 | 14.775
| 15.9 | 2021-03-22 | 61.4 | 13.445
| 15.9 | 2021-03-23 | 61.4 | 13.445
| 14.4 | 2021-03-24 | 61.4 | 13.445
| 14.4 | 2021-03-25 | 61.4 | 13.445
| 14.4 | 2021-03-26 | 61.4 | 13.445
| 14.4 | 2021-03-27 | 61.4 | 15.685
| 16.2 | 2021-03-28 | 61.4 | 15.685
| 16.2 | 2021-03-29 | 61.4 | 15.685
| 16.2 | 2021-03-30 | 61.4 | 15.685
| 16.2 | 2021-03-31 | 61.4 | 15.685

## Figure 15.
Figure 15 - Daily peak time flows across the continental interconnectors in winter 2020/21 (positive MW values mean imports into GB)
Peak time interconnector flows (MW) | [6 empty] | GB and France prices (£/MWh)
Date | GTIME | IFA flow at peak times | Moyle flow at peak times | EWIC flow at peak times | Britned flow at peak times | Nemo Link flow at peak times | Date | GB baseload | French baseload | GB/France price differential
2020-10-29 | 1730 | 2004 | 52 | 484 | 994 | 1020 | 2020-10-29 | 40.55 | 30.9395 | 9.6105 | Baseload price data was not provided for weekends so interpolation was used to predict these values.
2020-10-30 | 1800 | 2004 | -306 | -462 | 984 | 1020 | 2020-10-30 | 35.9 | 22.484 | 13.416
2020-10-31 | 1800 | 2004 | -110 | 136 | 968 | 1000 | 2020-10-31 | 37.7833 | 25.7416 | 12.0418
2020-11-01 | 1730 | 2004 | -362 | 102 | 994 | 1000 | 2020-11-01 | 39.6667 | 28.9991 | 10.6676
2020-11-02 | 1800 | 2004 | -222 | 0 | 994 | 1020 | 2020-11-02 | 41.55 | 32.2566 | 9.2934
2020-11-03 | 1730 | 2004 | -454 | -536 | 994 | 1020 | 2020-11-03 | 53.5 | 37.6918 | 15.8082
2020-11-04 | 1800 | 2010 | -380 | -358 | 994 | 1020 | 2020-11-04 | 56.1 | 37.0003 | 19.0997
2020-11-05 | 1800 | 2004 | -298 | -444 | 988 | 1020 | 2020-11-05 | 47.25 | 36.7747 | 10.4753
2020-11-06 | 1730 | 2004 | -454 | -148 | 994 | 1020 | 2020-11-06 | 44.55 | 37.0036 | 7.5464
2020-11-07 | 1800 | 2006 | -156 | 0 | 1058 | 1020 | 2020-11-07 | 45.45 | 38.6092 | 6.8408
2020-11-08 | 1730 | 2006 | -84 | 78 | 1058 | 1020 | 2020-11-08 | 46.35 | 40.2147 | 6.1353
2020-11-09 | 1730 | 2006 | -456 | -536 | 1056 | 1020 | 2020-11-09 | 47.25 | 41.8203 | 5.4297
2020-11-10 | 1800 | 2006 | 98 | 504 | 1012 | 608 | 2020-11-10 | 42.65 | 33.965 | 8.685
2020-11-11 | 1730 | 2004 | -456 | -478 | 1058 | 1020 | 2020-11-11 | 41.85 | 34.9853 | 6.8647
2020-11-12 | 1800 | 2006 | 78 | 484 | 1058 | 920 | 2020-11-12 | 41.7 | 36.8289 | 4.8711
2020-11-13 | 1800 | 2004 | -380 | -46 | 1056 | 1020 | 2020-11-13 | 37 | 28.5009 | 8.4991
2020-11-14 | 1730 | 2004 | 88 | 504 | 1000 | 1000 | 2020-11-14 | 37.8 | 30.6789 | 7.1211
2020-11-15 | 1730 | 2004 | 116 | 262 | 1054 | 1020 | 2020-11-15 | 38.6 | 32.857 | 5.743
2020-11-16 | 1730 | 2004 | -20 | 6 | 770 | 1020 | 2020-11-16 | 39.4 | 35.035 | 4.365
2020-11-17 | 1730 | 2004 | 72 | 0 | 1058 | 1020 | 2020-11-17 | 40.5 | 33.7989 | 6.7011
2020-11-18 | 1730 | 2002 | 82 | 504 | 1012 | 1020 | 2020-11-18 | 40.6 | 30.7981 | 9.8019
2020-11-19 | 1800 | 2004 | -456 | -502 | 1058 | 1020 | 2020-11-19 | 44.6 | 40.0591 | 4.5409
2020-11-20 | 1730 | 1400 | 72 | 344 | 356 | 914 | 2020-11-20 | 44.5 | 41.9306 | 2.5694
2020-11-21 | 1800 | 2004 | -278 | -94 | 900 | 1000 | 2020-11-21 | 44 | 41.8883 | 2.1117
2020-11-22 | 1730 | 2004 | -346 | -312 | 1058 | 1020 | 2020-11-22 | 43.5 | 41.8461 | 1.6539
2020-11-23 | 1730 | 1838 | 86 | 504 | 1056 | 748 | 2020-11-23 | 43 | 41.8038 | 1.1962
2020-11-24 | 1730 | 2002 | -456 | -536 | 538 | 1004 | 2020-11-24 | 47.65 | 41.8224 | 5.8276
2020-11-25 | 1730 | 2000 | -350 | -478 | 1058 | 1020 | 2020-11-25 | 67.5 | 46.7165 | 20.7835
2020-11-26 | 1800 | 2002 | -82 | -72 | 950 | 560 | 2020-11-26 | 61 | 52.9207 | 8.0793
2020-11-27 | 1730 | 2004 | -40 | -426 | 1058 | 1020 | 2020-11-27 | 51 | 52.929 | -1.929
2020-11-28 | 1730 | 2004 | -224 | -190 | 1058 | 1020 | 2020-11-28 | 51.05 | 52.0796 | -1.0296
2020-11-29 | 1730 | 2004 | -428 | -536 | 1058 | 1018 | 2020-11-29 | 51.1 | 51.2301 | -0.13012
2020-11-30 | 1730 | 1492 | -456 | -512 | 1058 | 1020 | 2020-11-30 | 51.15 | 50.3807 | 0.76935
2020-12-01 | 1730 | 1710 | -250 | -534 | 870 | 788 | 2020-12-01 | 56 | 60.7623 | -4.7623
2020-12-02 | 1730 | -16 | 308 | 504 | 250 | 330 | 2020-12-02 | 56.75 | 50.0725 | 6.6775
2020-12-03 | 1730 | 2002 | -454 | -536 | 1058 | 1020 | 2020-12-03 | 49 | 45.7043 | 3.2957
2020-12-04 | 1730 | 1544 | 268 | 504 | 958 | 970 | 2020-12-04 | 104.35 | 58.0976 | 46.2524
2020-12-05 | 1800 | 2004 | -84 | 20 | 1058 | 1020 | 2020-12-05 | 91.7333 | 60.241 | 31.4923
2020-12-06 | 1730 | 2004 | -204 | -76 | 1054 | 1020 | 2020-12-06 | 79.1167 | 62.3845 | 16.7322
2020-12-07 | 1730 | 2006 | -454 | -536 | 744 | 310 | 2020-12-07 | 66.5 | 64.5279 | 1.9721
2020-12-08 | 1730 | 2006 | 82 | 284 | 0 | 920 | 2020-12-08 | 77.25 | 73.8961 | 3.3539
2020-12-09 | 1730 | 1816 | 96 | 316 | 0 | 1020 | 2020-12-09 | 59.65 | 67.0308 | -7.3808
2020-12-10 | 1730 | -452 | 198 | 340 | 0 | -494 | 2020-12-10 | 58.15 | 47.8884 | 10.2616
2020-12-11 | 1730 | 2004 | 138 | 370 | 0 | 1020 | 2020-12-11 | 45 | 40.3115 | 4.6885
2020-12-12 | 1800 | 2002 | -454 | -536 | 0 | 1020 | 2020-12-12 | 47.4833 | 43.1341 | 4.3492
2020-12-13 | 1730 | 2002 | 284 | 504 | 0 | 1020 | 2020-12-13 | 49.9667 | 45.9568 | 4.0099
2020-12-14 | 1730 | 2004 | 14 | 0 | 0 | 1020 | 2020-12-14 | 52.45 | 48.7794 | 3.6706
2020-12-15 | 1800 | 2004 | -224 | 94 | 0 | 850 | 2020-12-15 | 51.75 | 47.9421 | 3.8079
2020-12-16 | 1730 | 2002 | -454 | -214 | 0 | 1020 | 2020-12-16 | 51.5 | 47.8339 | 3.6661
2020-12-17 | 1730 | 1028 | 204 | -4 | 0 | 882 | 2020-12-17 | 49.6 | 44.0303 | 5.5697
2020-12-18 | 1730 | 2006 | -402 | 0 | 0 | 1020 | 2020-12-18 | 49.8 | 36.2582 | 13.5418
2020-12-19 | 1730 | 2006 | 224 | 0 | 0 | 1000 | 2020-12-19 | 53.7 | 35.4736 | 18.2264
2020-12-20 | 1730 | 2002 | 240 | 18 | 0 | 1020 | 2020-12-20 | 57.6 | 34.6891 | 22.9109
2020-12-21 | 1800 | 2002 | -456 | -536 | 0 | 1020 | 2020-12-21 | 61.5 | 33.9045 | 27.5955
2020-12-22 | 1730 | 2004 | -182 | -398 | 0 | 1020 | 2020-12-22 | 53.5 | 37.201 | 16.299
2020-12-23 | 1730 | 2002 | 336 | 280 | 0 | 1020 | 2020-12-23 | 49.25 | 25.7429 | 23.5071
2020-12-24 | 1730 | 2002 | -358 | -536 | 0 | 1020 | 2020-12-24 | 57.1 | 36.8805 | 20.2195
2020-12-25 | 1330 | 2004 | -326 | 0 | 0 | 1000 | 2020-12-25 | 59.08 | 38.3892 | 20.6908
2020-12-26 | 1730 | 1804 | 144 | 2 | 0 | 902 | 2020-12-26 | 61.06 | 39.898 | 21.162
2020-12-27 | 1730 | 2004 | 78 | 20 | 0 | 1020 | 2020-12-27 | 63.04 | 41.4068 | 21.6332
2020-12-28 | 1800 | 2004 | 280 | 448 | 0 | 1020 | 2020-12-28 | 65.02 | 42.9155 | 22.1045
2020-12-29 | 1730 | 2004 | 244 | 202 | 0 | 1020 | 2020-12-29 | 67 | 44.4243 | 22.5757
2020-12-30 | 1730 | 2004 | -112 | -2 | 0 | 1020 | 2020-12-30 | 62.5 | 45.0972 | 17.4028
2020-12-31 | 1730 | 2004 | 400 | 504 | 0 | 1020 | 2020-12-31 | 64.35 | 57.3169 | 7.0331
2021-01-01 | 1730 | 2004 | 152 | 14 | 0 | 1020 | 2021-01-01 | 65.2625 | 57.1473 | 8.1152
2021-01-02 | 1800 | 2004 | -148 | 0 | 0 | 1020 | 2021-01-02 | 66.175 | 56.9778 | 9.1972
2021-01-03 | 1730 | 2004 | -126 | 0 | 0 | 1020 | 2021-01-03 | 67.0875 | 56.8082 | 10.2793
2021-01-04 | 1730 | 2002 | -404 | 0 | 0 | 1020 | 2021-01-04 | 68 | 56.6387 | 11.3613
2021-01-05 | 1730 | 2004 | -456 | -446 | 0 | 486 | 2021-01-05 | 145 | 60.2219 | 84.7781
2021-01-06 | 1800 | 2002 | 48 | -26 | 0 | 1020 | 2021-01-06 | 98 | 71.6611 | 26.3389
2021-01-07 | 1730 | 2004 | 88 | 98 | 0 | 1020 | 2021-01-07 | 109.5 | 76.0387 | 33.4613
2021-01-08 | 1730 | 2004 | 202 | 340 | 0 | 1020 | 2021-01-08 | 67 | 67.6834 | -0.68342
2021-01-09 | 1800 | 2004 | -446 | -192 | 0 | 1020 | 2021-01-09 | 79.0833 | 65.3962 | 13.6871
2021-01-10 | 1730 | 2004 | 206 | 0 | 0 | 902 | 2021-01-10 | 91.1667 | 63.109 | 28.0577
2021-01-11 | 1800 | 1226 | 304 | 62 | 0 | 904 | 2021-01-11 | 103.25 | 60.8218 | 42.4282
2021-01-12 | 1800 | 2004 | 162 | 362 | 0 | 1020 | 2021-01-12 | 140 | 60.698 | 79.302
2021-01-13 | 1730 | 2002 | 402 | 504 | 0 | 1020 | 2021-01-13 | 157 | 64.2341 | 92.7659
2021-01-14 | 1800 | 2002 | 112 | 356 | 0 | 1020 | 2021-01-14 | 195 | 68.9762 | 126.0238
2021-01-15 | 1800 | 2004 | 324 | 504 | 0 | 774 | 2021-01-15 | 65.35 | 54.2801 | 11.0699
2021-01-16 | 1800 | 2004 | 116 | 0 | 0 | 1018 | 2021-01-16 | 63.4833 | 54.351 | 9.1323
2021-01-17 | 1730 | 2004 | 82 | 28 | 0 | 894 | 2021-01-17 | 61.6167 | 54.422 | 7.1947
2021-01-18 | 1730 | 1750 | -454 | -230 | 0 | 1020 | 2021-01-18 | 59.75 | 54.4929 | 5.2571
2021-01-19 | 1730 | 2000 | -56 | 0 | 0 | 1018 | 2021-01-19 | 59.5 | 45.3979 | 14.1021
2021-01-20 | 1800 | 2000 | -456 | -536 | 0 | 1020 | 2021-01-20 | 59.75 | 37.6974 | 22.0526
2021-01-21 | 1800 | 2002 | -454 | -536 | 0 | 770 | 2021-01-21 | 62.25 | 45.346 | 16.904
2021-01-22 | 1800 | 2002 | -454 | -536 | 0 | 1018 | 2021-01-22 | 90 | 57.2485 | 32.7515
2021-01-23 | 1800 | 2002 | -446 | -266 | 0 | 1020 | 2021-01-23 | 83.7 | 57.2683 | 26.4317
2021-01-24 | 1730 | 2004 | -90 | -376 | 0 | 1020 | 2021-01-24 | 77.4 | 57.2881 | 20.1119
2021-01-25 | 1800 | 2002 | -456 | -254 | 0 | 908 | 2021-01-25 | 71.1 | 57.3079 | 13.7921
2021-01-26 | 1730 | 1570 | -254 | -30 | 0 | 920 | 2021-01-26 | 71.25 | 53.2188 | 18.0312
2021-01-27 | 1730 | 2002 | -18 | 0 | 0 | 1018 | 2021-01-27 | 58.5 | 48.1194 | 10.3806
2021-01-28 | 1800 | 2002 | 290 | 456 | 0 | 522 | 2021-01-28 | 59.25 | 41.7477 | 17.5023
2021-01-29 | 1800 | 2002 | -108 | -28 | 0 | 1020 | 2021-01-29 | 73.5 | 49.115 | 24.385
2021-01-30 | 1800 | 2002 | 364 | 94 | 0 | 1020 | 2021-01-30 | 68 | 47.1747 | 20.8253
2021-01-31 | 1800 | 2004 | 106 | -56 | 0 | 1020 | 2021-01-31 | 62.5 | 45.2343 | 17.2657
2021-02-01 | 1800 | 2002 | 372 | 204 | 0 | 1020 | 2021-02-01 | 57 | 43.2939 | 13.7061
2021-02-02 | 1800 | 2002 | 252 | 188 | 0 | 1020 | 2021-02-02 | 56.2 | 36.4133 | 19.7867
2021-02-03 | 1800 | 2004 | 252 | 268 | 0 | 608 | 2021-02-03 | 56.5 | 43.8172 | 12.6828
2021-02-04 | 1800 | 2002 | -454 | -536 | 0 | 1020 | 2021-02-04 | 58.25 | 45.2792 | 12.9708
2021-02-05 | 1800 | 2002 | -88 | -536 | 0 | 1020 | 2021-02-05 | 61.5 | 47.7526 | 13.7474
2021-02-06 | 1800 | 2002 | -452 | -56 | 0 | 1020 | 2021-02-06 | 63.1667 | 50.4672 | 12.6994
2021-02-07 | 1800 | 2002 | 364 | 414 | 0 | 752 | 2021-02-07 | 64.8333 | 53.1819 | 11.6515
2021-02-08 | 1830 | 1902 | 274 | 0 | 104 | 1018 | 2021-02-08 | 66.5 | 55.8965 | 10.6035
2021-02-09 | 1800 | 1828 | -90 | 0 | 710 | 922 | 2021-02-09 | 79.2 | 59.8789 | 19.3211
2021-02-10 | 1800 | 2002 | 350 | 86 | 1004 | 1020 | 2021-02-10 | 70.5 | 69.4566 | 1.0434
2021-02-11 | 1830 | 1836 | 296 | 504 | 724 | 484 | 2021-02-11 | 58.25 | 57.9405 | 0.30952
2021-02-12 | 1800 | 1152 | 234 | 52 | 996 | 1020 | 2021-02-12 | 56.5 | 49.0239 | 7.4761
2021-02-13 | 1800 | 1038 | 252 | 296 | 1004 | 914 | 2021-02-13 | 54.4167 | 48.5978 | 5.8188
2021-02-14 | 1800 | 2002 | 134 | 68 | 1004 | 964 | 2021-02-14 | 52.3333 | 48.1718 | 4.1616
2021-02-15 | 1830 | 2002 | 124 | 68 | 1004 | 890 | 2021-02-15 | 50.25 | 47.7457 | 2.5043
2021-02-16 | 1830 | 2002 | -334 | -332 | 1004 | 1020 | 2021-02-16 | 48.75 | 42.6495 | 6.1005
2021-02-17 | 1800 | 2002 | -456 | -536 | 1004 | 1020 | 2021-02-17 | 47.9 | 41.3043 | 6.5957
2021-02-18 | 1830 | 1998 | -272 | -258 | 594 | 574 | 2021-02-18 | 46.7 | 41.9768 | 4.7232
2021-02-19 | 1830 | 2000 | -252 | -56 | 998 | 1020 | 2021-02-19 | 57.25 | 41.7677 | 15.4823
2021-02-20 | 1830 | 1902 | 194 | 52 | 954 | 952 | 2021-02-20 | 53.75 | 40.7354 | 13.0146
2021-02-21 | 1830 | 2002 | -452 | -434 | 1004 | 1020 | 2021-02-21 | 50.25 | 39.7032 | 10.5468
2021-02-22 | 1830 | 2002 | 264 | 360 | 1062 | 1020 | 2021-02-22 | 46.75 | 38.6709 | 8.0791
2021-02-23 | 1830 | 2000 | 144 | 340 | 1062 | 1020 | 2021-02-23 | 43.3 | 32.9798 | 10.3202
2021-02-24 | 1830 | 2002 | -436 | -536 | 1062 | 1020 | 2021-02-24 | 47.75 | 38.541 | 9.209
2021-02-25 | 1830 | 2002 | -456 | -536 | 1062 | 1020 | 2021-02-25 | 53 | 41.3205 | 11.6795
2021-02-26 | 1830 | 2002 | 254 | 0 | 1062 | 1020 | 2021-02-26 | 66.15 | 45.5887 | 20.5613
2021-02-27 | 1900 | 2002 | -456 | -536 | 1062 | 1020 | 2021-02-27 | 71.1333 | 46.0967 | 25.0366
2021-02-28 | 1830 | 2002 | -452 | -422 | 1062 | 1020 | 2021-02-28 | 76.1167 | 46.6047 | 29.5119
2021-03-01 | 1830 | 2004 | -454 | -164 | 1062 | 1020 | 2021-03-01 | 81.1 | 47.1127 | 33.9873
2021-03-02 | 1830 | 2004 | -20 | 0 | 1062 | 1020 | 2021-03-02 | 104.35 | 46.2883 | 58.0617
2021-03-03 | 1830 | 2002 | -210 | -54 | 1062 | 1020 | 2021-03-03 | 57 | 44.5087 | 12.4913
2021-03-04 | 1830 | 1504 | -456 | -536 | 1060 | 818 | 2021-03-04 | 77.35 | 45.208 | 32.142
2021-03-05 | 1830 | 1504 | -90 | 0 | 1062 | 1020 | 2021-03-05 | 67.5 | 50.0388 | 17.4612
2021-03-06 | 1830 | 1504 | -284 | -256 | 1062 | 1020 | 2021-03-06 | 63.5 | 50.5981 | 12.9019
2021-03-07 | 1830 | 1504 | -344 | -142 | 1062 | 1020 | 2021-03-07 | 59.5 | 51.1574 | 8.3426
2021-03-08 | 1900 | 1504 | -182 | 246 | 1062 | 1020 | 2021-03-08 | 55.5 | 51.7167 | 3.7833
2021-03-09 | 1830 | 662 | 252 | 504 | 0 | 364 | 2021-03-09 | 51.5 | 45.3534 | 6.1466
2021-03-10 | 1830 | 1504 | 240 | 308 | 0 | 526 | 2021-03-10 | 46 | 33.8243 | 12.1757
2021-03-11 | 1900 | 1504 | 216 | 178 | 0 | 1020 | 2021-03-11 | 47 | 31.8976 | 15.1024
2021-03-12 | 1900 | 1504 | 322 | 482 | 0 | 1020 | 2021-03-12 | 66.4 | 40.3745 | 26.0255
2021-03-13 | 1900 | 1504 | 252 | 0 | 0 | 960 | 2021-03-13 | 63.15 | 43.0301 | 20.1199
2021-03-14 | 1900 | 1504 | 402 | 0 | 0 | 1020 | 2021-03-14 | 59.9 | 45.6857 | 14.2143
2021-03-15 | 1900 | 1504 | -372 | 0 | 0 | 1020 | 2021-03-15 | 56.65 | 48.3414 | 8.3086
2021-03-16 | 1900 | 1498 | -456 | -536 | 0 | 1018 | 2021-03-16 | 56.45 | 48.3125 | 8.1375
2021-03-17 | 1900 | 1504 | -456 | -22 | 0 | 1020 | 2021-03-17 | 56.75 | 52.8393 | 3.9107
2021-03-18 | 1900 | 1452 | -28 | 22 | 0 | 1008 | 2021-03-18 | 63.75 | 48.4039 | 15.3461
2021-03-19 | 1900 | 2004 | -436 | -516 | 0 | 1020 | 2021-03-19 | 59 | 51.4712 | 7.5288
2021-03-20 | 1900 | 2002 | -456 | -238 | 0 | 1020 | 2021-03-20 | 57.3333 | 51.9622 | 5.3711
2021-03-21 | 1900 | 2002 | -456 | -420 | 0 | 1020 | 2021-03-21 | 55.6667 | 52.4532 | 3.2135
2021-03-22 | 1900 | 2002 | -388 | 0 | 0 | 1020 | 2021-03-22 | 54 | 52.9442 | 1.0558
2021-03-23 | 1900 | 1804 | -290 | -60 | 0 | 984 | 2021-03-23 | 55.25 | 52.3892 | 2.8608
2021-03-24 | 1900 | 2000 | -454 | -156 | 0 | 916 | 2021-03-24 | 54.65 | 51.0732 | 3.5768
2021-03-25 | 1900 | 1940 | 268 | 504 | 0 | 1020 | 2021-03-25 | 50.1 | 44.187 | 5.913
2021-03-26 | 1900 | 2002 | 290 | 480 | 0 | 1020 | 2021-03-26 | 47.7 | 41.909 | 5.791
2021-03-27 | 1900 | 1766 | 252 | 504 | 0 | 902 | 2021-03-27 | 49.6333 | 42.6691 | 6.9643
2021-03-28 | 1830 | 1632 | 252 | 268 | 0 | 824 | 2021-03-28 | 51.5667 | 43.4291 | 8.1375
2021-03-29 | 2030 | 1734 | 230 | 0 | 0 | 802 | 2021-03-29 | 53.5 | 44.1892 | 9.3108
2021-03-30 | 2030 | 2002 | -454 | -522 | 0 | 1000 | 2021-03-30 | 56 | 47.8592 | 8.1408
2021-03-31 | 0 | 1680 | -456 | -164 | 0 | 852 | 2021-03-31 | 55 | 44.0838 | 10.9162

## Figure 16.
Figure 16 - Daily peak time flows across the Irish interconnectors in winter 2020/21 (positive MW values mean imports into GB)
MW
Date | Moyle flow at peak times | EWIC flow at peak times
2020-10-29 | 52 | 484
2020-10-30 | -306 | -462
2020-10-31 | -110 | 136
2020-11-01 | -362 | 102
2020-11-02 | -222 | 0
2020-11-03 | -454 | -536
2020-11-04 | -380 | -358
2020-11-05 | -298 | -444
2020-11-06 | -454 | -148
2020-11-07 | -156 | 0
2020-11-08 | -84 | 78
2020-11-09 | -456 | -536
2020-11-10 | 98 | 504
2020-11-11 | -456 | -478
2020-11-12 | 78 | 484
2020-11-13 | -380 | -46
2020-11-14 | 88 | 504
2020-11-15 | 116 | 262
2020-11-16 | -20 | 6
2020-11-17 | 72 | 0
2020-11-18 | 82 | 504
2020-11-19 | -456 | -502
2020-11-20 | 72 | 344
2020-11-21 | -278 | -94
2020-11-22 | -346 | -312
2020-11-23 | 86 | 504
2020-11-24 | -456 | -536
2020-11-25 | -350 | -478
2020-11-26 | -82 | -72
2020-11-27 | -40 | -426
2020-11-28 | -224 | -190
2020-11-29 | -428 | -536
2020-11-30 | -456 | -512
2020-12-01 | -250 | -534
2020-12-02 | 308 | 504
2020-12-03 | -454 | -536
2020-12-04 | 268 | 504
2020-12-05 | -84 | 20
2020-12-06 | -204 | -76
2020-12-07 | -454 | -536
2020-12-08 | 82 | 284
2020-12-09 | 96 | 316
2020-12-10 | 198 | 340
2020-12-11 | 138 | 370
2020-12-12 | -454 | -536
2020-12-13 | 284 | 504
2020-12-14 | 14 | 0
2020-12-15 | -224 | 94
2020-12-16 | -454 | -214
2020-12-17 | 204 | -4
2020-12-18 | -402 | 0
2020-12-19 | 224 | 0
2020-12-20 | 240 | 18
2020-12-21 | -456 | -536
2020-12-22 | -182 | -398
2020-12-23 | 336 | 280
2020-12-24 | -358 | -536
2020-12-25 | -326 | 0
2020-12-26 | 144 | 2
2020-12-27 | 78 | 20
2020-12-28 | 280 | 448
2020-12-29 | 244 | 202
2020-12-30 | -112 | -2
2020-12-31 | 400 | 504
2021-01-01 | 152 | 14
2021-01-02 | -148 | 0
2021-01-03 | -126 | 0
2021-01-04 | -404 | 0
2021-01-05 | -456 | -446
2021-01-06 | 48 | -26
2021-01-07 | 88 | 98
2021-01-08 | 202 | 340
2021-01-09 | -446 | -192
2021-01-10 | 206 | 0
2021-01-11 | 304 | 62
2021-01-12 | 162 | 362
2021-01-13 | 402 | 504
2021-01-14 | 112 | 356
2021-01-15 | 324 | 504
2021-01-16 | 116 | 0
2021-01-17 | 82 | 28
2021-01-18 | -454 | -230
2021-01-19 | -56 | 0
2021-01-20 | -456 | -536
2021-01-21 | -454 | -536
2021-01-22 | -454 | -536
2021-01-23 | -446 | -266
2021-01-24 | -90 | -376
2021-01-25 | -456 | -254
2021-01-26 | -254 | -30
2021-01-27 | -18 | 0
2021-01-28 | 290 | 456
2021-01-29 | -108 | -28
2021-01-30 | 364 | 94
2021-01-31 | 106 | -56
2021-02-01 | 372 | 204
2021-02-02 | 252 | 188
2021-02-03 | 252 | 268
2021-02-04 | -454 | -536
2021-02-05 | -88 | -536
2021-02-06 | -452 | -56
2021-02-07 | 364 | 414
2021-02-08 | 274 | 0
2021-02-09 | -90 | 0
2021-02-10 | 350 | 86
2021-02-11 | 296 | 504
2021-02-12 | 234 | 52
2021-02-13 | 252 | 296
2021-02-14 | 134 | 68
2021-02-15 | 124 | 68
2021-02-16 | -334 | -332
2021-02-17 | -456 | -536
2021-02-18 | -272 | -258
2021-02-19 | -252 | -56
2021-02-20 | 194 | 52
2021-02-21 | -452 | -434
2021-02-22 | 264 | 360
2021-02-23 | 144 | 340
2021-02-24 | -436 | -536
2021-02-25 | -456 | -536
2021-02-26 | 254 | 0
2021-02-27 | -456 | -536
2021-02-28 | -452 | -422
2021-03-01 | -454 | -164
2021-03-02 | -20 | 0
2021-03-03 | -210 | -54
2021-03-04 | -456 | -536
2021-03-05 | -90 | 0
2021-03-06 | -284 | -256
2021-03-07 | -344 | -142
2021-03-08 | -182 | 246
2021-03-09 | 252 | 504
2021-03-10 | 240 | 308
2021-03-11 | 216 | 178
2021-03-12 | 322 | 482
2021-03-13 | 252 | 0
2021-03-14 | 402 | 0
2021-03-15 | -372 | 0
2021-03-16 | -456 | -536
2021-03-17 | -456 | -22
2021-03-18 | -28 | 22
2021-03-19 | -436 | -516
2021-03-20 | -456 | -238
2021-03-21 | -456 | -420
2021-03-22 | -388 | 0
2021-03-23 | -290 | -60
2021-03-24 | -454 | -156
2021-03-25 | 268 | 504
2021-03-26 | 290 | 480
2021-03-27 | 252 | 504
2021-03-28 | 252 | 268
2021-03-29 | 230 | 0
2021-03-30 | -454 | -522
2021-03-31 | -456 | -164

## Figure 17.
Figure 17- Proportion of import and export for Irish interconnectors during winter 2020/21
|  | Import | Floating | Export | Total
Moyle | Daytime 7am to 7pm | 51.5% | 0.1% | 48.4% | 100%
| Ovenight 7pm to 7am | 58.1% | 0.1% | 41.8% | 100%
| Peak hours 5pm to 8pm | 45.9% | 0% | 54.1% | 100%
EWIC | Daytime 7am to 7pm | 44.6% | 20.5% | 34.9% | 100%
| Ovenight 7pm to 7am | 46.3% | 27.1% | 26.6% | 100%
| Peak hours 5pm to 8pm | 42% | 14.4% | 43.6% | 100%

## Figure 18.
Figure 18 - Historically traded GB winter ahead forward electricity baseload prices for Winter 2020/21 and Winter 2021/22
Date | £/MWh
| 2020/21 GB baseload | 2021/22 GB baseload
2021-09-30 | 49.65 | 228
2021-09-29 | 49.85 | 233.8
2021-09-28 | 50.1 | 224.7
2021-09-27 |  | 213.25
2021-09-26
2021-09-25 | 49
2021-09-24 | 48.9 | 193.65
2021-09-23 | 48.8 | 186.4
2021-09-22 | 48.8 | 184.5
2021-09-21 | 48.05 | 184.25
2021-09-20 |  | 179.9
2021-09-19
2021-09-18 | 49.25
2021-09-17 | 48.95 | 165.8
2021-09-16 | 49.75 | 163.5
2021-09-15 | 49.65 | 181.35
2021-09-14 | 49.45 | 161.35
2021-09-13 |  | 152.75
2021-09-12
2021-09-11 | 48.2
2021-09-10 | 48 | 141.1
2021-09-09 | 47.7 | 139.05
2021-09-08 | 47.4 | 136.05
2021-09-07 | 47.95 | 132
2021-09-06 |  | 130.3
2021-09-05
2021-09-04 | 48.85
2021-09-03 | 49 | 127.55
2021-09-02 | 48.05 | 127
2021-09-01 | 48.55 | 124
2021-08-31 |  | 124.7
2021-08-30
2021-08-29
2021-08-28 | 49.2
2021-08-27 | 47.4 | 120.25
2021-08-26 | 48.1 | 115.7
2021-08-25 | 47.8 | 115.05
2021-08-24 | 46.05 | 114.3
2021-08-23 |  | 110.2
2021-08-22
2021-08-21 | 44.4
2021-08-20 | 45.7 | 108.85
2021-08-19 | 45.9 | 105.75
2021-08-18 | 46.05 | 113.6
2021-08-17 | 45.05 | 117.9
2021-08-16 |  | 119.15
2021-08-15
2021-08-14 | 44.55
2021-08-13 | 44.05 | 113.6
2021-08-12 | 43.7 | 115
2021-08-11 | 44.15 | 114.75
2021-08-10 | 44.3 | 111.9
2021-08-09 |  | 109.8
2021-08-08
2021-08-07 | 44.55
2021-08-06 | 44.25 | 109.35
2021-08-05 | 43.7 | 109.3
2021-08-04 | 43.3 | 107.45
2021-08-03 | 42.65 | 105.75
2021-08-02 |  | 106.45
2021-08-01
2021-07-31 | 41.65
2021-07-30 | 41.45 | 104.35
2021-07-29 | 41.55 | 104.4
2021-07-28 | 40.9 | 101.5
2021-07-27 | 40.55 | 98
2021-07-26 |  | 97.6
2021-07-25
2021-07-24 | 41.35
2021-07-23 | 41.8 | 94.7
2021-07-22 | 41.4 | 95.8
2021-07-21 | 41.6 | 96.35
2021-07-20 | 41.05 | 95.2
2021-07-19 |  | 96.25
2021-07-18
2021-07-17 | 43
2021-07-16 | 42.8 | 94.35
2021-07-15 | 44 | 91.9
2021-07-14 | 44.25 | 92.4
2021-07-13 | 44.35 | 94.9
2021-07-12 |  | 93.4
2021-07-11
2021-07-10 | 44
2021-07-09 | 44.35 | 98.05

## Figure 19.
Figure 19 - GB wholesale market prices 2020/21
Date | £/MWh
| Baseload (23:00-23:00) | Overnight | Peak (07:00-19:00) | Extended peak | Block 3+4 | EFA Block 5 (15:00-19:00) | Block 6
2020-10-27 | 44.53 | 35.57 | 51.01 | 49.01 | 48.4 | 56.24 | 43.02
2020-10-28 | 39.49 | 27.79 | 47.3 | 45.35 | 42.26 | 57.39 | 39.48
2020-10-29 | 39.69 | 24.75 | 50.08 | 47.16 | 49.14 | 51.96 | 38.41
2020-10-30 | 38.97 | 15.99 | 52 | 50.46 | 45.57 | 64.85 | 45.83
2020-10-31 | 37.5 | 30.62 | 41.93 | 40.94 | 36 | 53.78 | 37.99
2020-11-01 | 29.15 | 11.94 | 36.65 | 37.76 | 26.28 | 57.39 | 41.09
2020-11-02 | 32.9 | 9.62 | 46.04 | 44.55 | 41.34 | 55.44 | 40.07
2020-11-03 | 38.78 | 27.09 | 45.35 | 44.63 | 41.08 | 53.87 | 42.47
2020-11-04 | 47.84 | 35.75 | 56.92 | 53.88 | 44 | 82.75 | 44.76
2020-11-05 | 53.45 | 34.98 | 67.27 | 62.69 | 44.41 | 113 | 48.95
2020-11-06 | 45.77 | 39.62 | 50.5 | 48.85 | 46.42 | 58.67 | 43.9
2020-11-07 | 43.84 | 37.61 | 49.56 | 46.96 | 45.49 | 57.72 | 39.13
2020-11-08 | 44.56 | 39.55 | 49.3 | 47.06 | 44.95 | 57.99 | 40.36
2020-11-09 | 48.84 | 43.78 | 52.9 | 51.38 | 46.54 | 65.61 | 46.82
2020-11-10 | 47.97 | 41.88 | 53.64 | 51.01 | 48 | 64.93 | 43.11
2020-11-11 | 42.65 | 34.36 | 48.27 | 46.8 | 44.36 | 56.11 | 42.37
2020-11-12 | 41.14 | 32.09 | 47.42 | 45.67 | 43.1 | 56.05 | 40.41
2020-11-13 | 41.17 | 29.52 | 47.92 | 47 | 43.4 | 56.97 | 44.21
2020-11-14 | 42.26 | 33.77 | 50.59 | 46.5 | 47.47 | 56.83 | 34.23
2020-11-15 | 32.36 | 1.74 | 48.6 | 47.67 | 44.03 | 57.75 | 44.85
2020-11-16 | 33.7 | 7.37 | 47.97 | 46.87 | 43.96 | 56 | 43.57
2020-11-17 | 39.76 | 28.17 | 47.14 | 45.56 | 43.42 | 54.57 | 40.83
2020-11-18 | 40.27 | 28.91 | 48.3 | 45.95 | 44.97 | 54.96 | 38.89
2020-11-19 | 38.85 | 16.53 | 51.2 | 50.01 | 44.19 | 65.23 | 46.43
2020-11-20 | 43.86 | 40.81 | 47.75 | 45.39 | 47.74 | 47.77 | 38.3
2020-11-21 | 38.47 | 25.92 | 46.06 | 44.74 | 41.09 | 56 | 40.79
2020-11-22 | 40.53 | 28.86 | 48 | 46.37 | 43.03 | 57.94 | 41.48
2020-11-23 | 44.13 | 38.39 | 48.35 | 47 | 46.94 | 51.18 | 42.95
2020-11-24 | 41.53 | 33 | 46.68 | 45.8 | 43.55 | 52.95 | 43.15
2020-11-25 | 47.32 | 37.86 | 54.4 | 52.05 | 46.95 | 69.31 | 45
2020-11-26 | 70.22 | 41.47 | 95.1 | 84.6 | 56.16 | 173 | 53.08
2020-11-27 | 60.33 | 43 | 75.94 | 68.99 | 65.2 | 97.41 | 48.15
2020-11-28 | 48.91 | 42.62 | 53.74 | 52.06 | 48.74 | 63.72 | 47.04
2020-11-29 | 51.08 | 44.66 | 56.71 | 54.3 | 48.06 | 74 | 47.08
2020-11-30 | 48.74 | 43.22 | 53.55 | 51.5 | 52.2 | 56.27 | 45.34
2020-12-01 | 51.04 | 40.08 | 59.18 | 56.53 | 54.32 | 68.9 | 48.56
2020-12-02 | 55.68 | 44.45 | 65.44 | 61.29 | 60.77 | 74.79 | 48.84
2020-12-03 | 59.6 | 44 | 71.56 | 67.4 | 56.76 | 101.16 | 54.92
2020-12-04 | 49.59 | 42.2 | 55.17 | 53.28 | 54.12 | 57.26 | 47.64
2020-12-05 | 59.34 | 39.4 | 73.51 | 69.31 | 51.67 | 117.19 | 56.7
2020-12-06 | 69.96 | 38.18 | 96.29 | 85.86 | 50 | 188.86 | 54.56
2020-12-07 | 66.32 | 41.09 | 88.76 | 78.93 | 81.4 | 103.48 | 49.46
2020-12-08 | 65.14 | 42.4 | 84.59 | 76.52 | 73.3 | 107.17 | 52.3
2020-12-09 | 77.88 | 41.06 | 111.39 | 96.3 | 95.58 | 143.03 | 51
2020-12-10 | 59.2 | 42.85 | 74.08 | 67.38 | 74 | 74.25 | 47.28
2020-12-11 | 55.74 | 36.59 | 69.78 | 65.31 | 56.44 | 96.45 | 51.92
2020-12-12 | 52.28 | 44.32 | 57.26 | 56.26 | 51.69 | 68.42 | 53.25
2020-12-13 | 49.58 | 47.75 | 52.29 | 50.5 | 47.73 | 61.41 | 45.12
2020-12-14 | 46.74 | 31.15 | 56.18 | 54.53 | 50.6 | 67.33 | 49.59
2020-12-15 | 51.81 | 45.17 | 56.95 | 55.13 | 52.82 | 65.22 | 49.67
2020-12-16 | 51.64 | 44.37 | 56.29 | 55.28 | 52.26 | 64.35 | 52.25
2020-12-17 | 51.66 | 43.17 | 57.67 | 55.9 | 54.41 | 64.19 | 50.59
2020-12-18 | 49.33 | 37.86 | 55.5 | 55.07 | 52.22 | 62.07 | 53.79
2020-12-19 | 42.32 | 27.86 | 50.51 | 49.55 | 46.12 | 59.3 | 46.66
2020-12-20 | 43.29 | 29.46 | 51 | 50.21 | 46.5 | 60 | 47.85
2020-12-21 | 51.95 | 43.33 | 56.47 | 56.27 | 52.6 | 64.2 | 55.68
2020-12-22 | 62.61 | 46.42 | 73.9 | 70.71 | 53.65 | 114.4 | 61.13
2020-12-23 | 54.13 | 49.98 | 56.9 | 56.2 | 57.19 | 56.32 | 54.11
2020-12-24 | 47.66 | 30.13 | 57.23 | 56.43 | 53.05 | 65.59 | 54
2020-12-25 | 55.1 | 52.11 | 58.15 | 56.6 | 60.35 | 53.75 | 51.95
2020-12-26 | 39.41 | 23.45 | 50.65 | 47.39 | 46.68 | 58.61 | 37.6
2020-12-27 | 37.38 | 0.13 | 53.17 | 56 | 44.03 | 71.44 | 64.5
2020-12-28 | 58.82 | 52.65 | 62.51 | 61.91 | 56.8 | 73.95 | 60.1
2020-12-29 | 61.46 | 57.38 | 65.22 | 63.5 | 60.18 | 75.29 | 58.35
2020-12-30 | 65.74 | 52.93 | 75.83 | 72.15 | 61.97 | 103.54 | 61.13
2020-12-31 | 61.95 | 56.5 | 66.71 | 64.68 | 61.14 | 77.84 | 58.6
2021-01-01 | 61.49 | 56.5 | 64.66 | 63.99 | 59.48 | 75 | 61.98
2021-01-02 | 64.32 | 57.25 | 69.4 | 67.86 | 61.27 | 85.66 | 63.25
2021-01-03 | 58.68 | 52.1 | 64.15 | 61.97 | 57.66 | 77.15 | 55.42
2021-01-04 | 60.7 | 50.91 | 67.1 | 65.59 | 60.84 | 79.6 | 61.08
2021-01-05 | 60.88 | 52.65 | 67.17 | 65 | 59.9 | 81.73 | 58.49
2021-01-06 | 145.08 | 46.06 | 230.85 | 194.59 | 93.61 | 505.34 | 85.79
2021-01-07 | 91.8 | 52.65 | 126.46 | 111.38 | 83.61 | 212.14 | 66.14
2021-01-08 | 104.06 | 52.18 | 149.34 | 130 | 88.66 | 270.69 | 71.99
2021-01-09 | 66.81 | 62 | 70.42 | 69.21 | 62.58 | 86.1 | 65.58
2021-01-10 | 68.92 | 59.37 | 78.39 | 73.7 | 68.15 | 98.89 | 59.61
2021-01-11 | 64.53 | 57.03 | 69.85 | 68.29 | 64.68 | 80.19 | 63.59
2021-01-12 | 112.93 | 49.97 | 162.21 | 144.41 | 83.83 | 318.99 | 90.99
2021-01-13 | 198.79 | 62.24 | 323.53 | 267.07 | 146.68 | 677.24 | 97.67
2021-01-14 | 170.03 | 62.5 | 261.8 | 223.79 | 76.54 | 632.32 | 109.75
2021-01-15 | 154.62 | 60.09 | 245.63 | 201.88 | 155.39 | 426.09 | 70.64
2021-01-16 | 60.15 | 53.21 | 65.67 | 63.62 | 60 | 76.99 | 57.48
2021-01-17 | 60.01 | 45.15 | 68.85 | 67.44 | 60.78 | 85 | 63.19
2021-01-18 | 60.91 | 50.8 | 66.97 | 65.97 | 62.15 | 76.62 | 62.97
2021-01-19 | 60.7 | 55.35 | 65.05 | 63.38 | 61.31 | 72.54 | 58.36
2021-01-20 | 58.32 | 48.51 | 66.01 | 63.23 | 65.12 | 67.78 | 54.9
2021-01-21 | 57.47 | 47.73 | 62.21 | 62.33 | 57.04 | 72.53 | 62.72
2021-01-22 | 64.84 | 58.95 | 68.41 | 67.78 | 61.62 | 82 | 65.9
2021-01-23 | 64.82 | 59.07 | 69.67 | 67.7 | 64.13 | 80.77 | 61.77
2021-01-24 | 75.65 | 59.12 | 89.2 | 83.92 | 68.21 | 131.18 | 68.07
2021-01-25 | 62.99 | 51.26 | 71.75 | 68.86 | 63.93 | 87.41 | 60.17
2021-01-26 | 69.2 | 57.84 | 79.18 | 74.88 | 78.31 | 80.92 | 61.99
2021-01-27 | 68.79 | 51.41 | 81.68 | 77.47 | 68.73 | 107.57 | 64.87
2021-01-28 | 58.49 | 52.58 | 62.76 | 61.45 | 58.84 | 70.58 | 57.55
2021-01-29 | 59.17 | 49.08 | 64.75 | 64.22 | 60.12 | 74 | 62.63
2021-01-30 | 62.02 | 57.73 | 63.75 | 64.17 | 58.07 | 75.11 | 65.42
2021-01-31 | 60.86 | 57.41 | 64.75 | 62.58 | 60.17 | 73.92 | 56.07
2021-02-01 | 80.56 | 54.5 | 101.48 | 93.59 | 80.42 | 143.62 | 69.91
2021-02-02 | 57.68 | 51.81 | 62.58 | 60.62 | 58.88 | 70 | 54.71
2021-02-03 | 56.43 | 46.1 | 62.09 | 61.59 | 59.3 | 67.68 | 60.08
2021-02-04 | 57.07 | 50.7 | 61.52 | 60.25 | 59.68 | 65.2 | 56.46
2021-02-05 | 57.65 | 49.2 | 63.83 | 61.87 | 60.39 | 70.7 | 56
2021-02-06 | 57.94 | 53.77 | 61.36 | 60.02 | 59.01 | 66.04 | 56
2021-02-07 | 47.07 | 25.38 | 58.64 | 57.92 | 53 | 69.92 | 55.77
2021-02-08 | 53.34 | 36.76 | 63.59 | 61.63 | 58.62 | 73.54 | 55.73
2021-02-09 | 63.9 | 55.7 | 70.28 | 67.99 | 66.78 | 77.27 | 61.15
2021-02-10 | 83.03 | 50.73 | 106.07 | 99.18 | 71.61 | 175 | 78.52
2021-02-11 | 69.49 | 55 | 82.4 | 76.73 | 80.05 | 87.08 | 59.75
2021-02-12 | 58.12 | 51.51 | 64.22 | 61.43 | 63.22 | 66.22 | 53.05
2021-02-13 | 50.57 | 37.66 | 57.84 | 57.02 | 54 | 65.52 | 54.57
2021-02-14 | 48.1 | 34.06 | 55.78 | 55.12 | 49.11 | 69.12 | 53.15
2021-02-15 | 52.54 | 40.79 | 59.29 | 58.41 | 54.44 | 69 | 55.76
2021-02-16 | 49.9 | 36.94 | 57.34 | 56.38 | 53.89 | 64.24 | 53.5
2021-02-17 | 47.43 | 34.84 | 54.8 | 53.73 | 51 | 62.39 | 50.53
2021-02-18 | 46.92 | 34.18 | 54.05 | 53.29 | 51.7 | 58.75 | 51.04
2021-02-19 | 46.84 | 34.39 | 54.65 | 53.07 | 52.72 | 58.5 | 48.34
2021-02-20 | 44.87 | 32.6 | 54.24 | 51 | 52.3 | 58.12 | 41.29
2021-02-21 | 42.68 | 16.13 | 54.61 | 55.96 | 51 | 61.83 | 60
2021-02-22 | 54.82 | 51 | 57.46 | 56.73 | 54.06 | 64.25 | 54.57
2021-02-23 | 44.6 | 38.66 | 50.26 | 47.57 | 47.5 | 55.79 | 39.51
2021-02-24 | 41.68 | 22.76 | 51.68 | 51.14 | 47.76 | 59.51 | 49.55
2021-02-25 | 47.5 | 32.5 | 55.33 | 55 | 52.59 | 60.83 | 54
2021-02-26 | 53.67 | 48 | 57.21 | 56.5 | 54.45 | 62.74 | 54.37
2021-02-27 | 53.9 | 45.2 | 57.09 | 58.25 | 50.33 | 70.6 | 61.76
2021-02-28 | 55.33 | 48 | 58.67 | 59 | 52.47 | 71.07 | 59.99
2021-03-01 | 60.96 | 47.8 | 70.07 | 67.54 | 60.1 | 90 | 59.95
2021-03-02 | 84.18 | 47.15 | 108.3 | 102.69 | 63.93 | 197.05 | 85.86
2021-03-03 | 92.2 | 50.03 | 124.04 | 113.29 | 85.6 | 200.93 | 81.02
2021-03-04 | 56.11 | 48.6 | 62.78 | 59.87 | 63.44 | 61.47 | 51.12
2021-03-05 | 65.72 | 47.5 | 75.74 | 74.83 | 56.3 | 114.62 | 72.11
2021-03-06 | 63.71 | 49.44 | 69.47 | 70.85 | 61.86 | 84.68 | 75
2021-03-07 | 60.47 | 49.53 | 66.08 | 65.94 | 58.92 | 80.39 | 65.54
2021-03-08 | 78.14 | 48.84 | 97.09 | 92.8 | 65.99 | 159.28 | 79.93
2021-03-09 | 55.92 | 50 | 60.75 | 58.88 | 58.73 | 64.79 | 53.27
2021-03-10 | 52.77 | 43.42 | 59.07 | 57.45 | 62.26 | 52.7 | 52.59
2021-03-11 | 45.21 | 22.57 | 57.38 | 56.53 | 56 | 60.14 | 54
2021-03-12 | 47.19 | 22.21 | 59.64 | 59.68 | 56.96 | 65 | 59.81
2021-03-13 | 51.7 | 40.29 | 56.48 | 57.4 | 51.62 | 66.2 | 60.17
2021-03-14 | 47.73 | 22.3 | 59.14 | 60.44 | 53.72 | 69.97 | 64.36
2021-03-15 | 63.74 | 50.17 | 69.2 | 70.53 | 61.47 | 84.68 | 74.52
2021-03-16 | 58.42 | 53 | 61.33 | 61.13 | 61.5 | 61 | 60.53
2021-03-17 | 57.33 | 52 | 58.87 | 59.99 | 55.73 | 65.15 | 63.35
2021-03-18 | 56.18 | 50.5 | 60.32 | 59.03 | 58.97 | 63 | 55.16
2021-03-19 | 66.61 | 54 | 73.91 | 72.91 | 69.33 | 83.06 | 69.94
2021-03-20 | 55.54 | 51.91 | 56.57 | 57.36 | 55.06 | 59.59 | 59.72
2021-03-21 | 55.49 | 44.57 | 59.14 | 60.96 | 53.86 | 69.7 | 66.42
2021-03-22 | 58.95 | 49.5 | 61.91 | 63.67 | 56.76 | 72.2 | 68.95
2021-03-23 | 53.83 | 50.75 | 56.13 | 55.37 | 54.43 | 59.53 | 53.07
2021-03-24 | 54.58 | 48.75 | 57.17 | 57.5 | 55.38 | 60.77 | 58.49
2021-03-25 | 56.67 | 59.44 | 55.57 | 55.29 | 53.97 | 58.77 | 54.45
2021-03-26 | 50.5 | 37.29 | 56.61 | 57.11 | 54.97 | 59.9 | 58.59
2021-03-27 | 44.36 | 28.07 | 52.68 | 52.5 | 45.28 | 67.5 | 51.96
2021-03-28 | 24.76 | 15 | 21.23 | 29.03 | 12.43 | 38.84 | 52.41
2021-03-29 | 40.4 | 21.54 | 45.33 | 49.84 | 43.45 | 49.08 | 63.36
2021-03-30 | 52.08 | 41.56 | 55.28 | 57.34 | 54.17 | 57.5 | 63.5
2021-03-31 | 55.52 | 53 | 55.96 | 56.78 | 54.94 | 58 | 59.25
2021-04-01 | 57.25 | 52.81 | 58.38 | 59.47 | 57.88 | 59.38 | 62.74
2021-04-02 | 58 | 55.37 | 58.86 | 59.32 | 59.85 | 56.89 | 60.68
2021-04-03 | 57.77 | 49.73 | 59.44 | 61.79 | 57.25 | 63.84 | 68.81
2021-04-04 | 54.32 | 64.4 | 48.67 | 49.27 | 52 | 42.02 | 51.08
2021-04-05 | 31.07 | 7.48 | 34.04 | 42.87 | 24.71 | 52.7 | 69.36
2021-04-06 | 53.92 | 43.19 | 58.32 | 59.29 | 59.39 | 56.18 | 62.19
2021-04-07 | 63.5 | 55.74 | 64.48 | 67.38 | 62.17 | 69.09 | 76.1
2021-04-08 | 61.47 | 58.9 | 62.34 | 62.75 | 62.86 | 61.3 | 64
2021-04-09 | 65.42 | 57.3 | 68.71 | 69.48 | 67.61 | 70.92 | 71.77
2021-04-10 | 63.4 | 57.04 | 65.34 | 66.58 | 65.29 | 65.45 | 70.31
2021-04-11 | 62.54 | 54.84 | 62.58 | 66.39 | 59.89 | 67.96 | 77.81
2021-04-12 | 72.94 | 58.52 | 76.89 | 80.16 | 72.58 | 85.5 | 89.96
2021-04-13 | 104.86 | 63.9 | 118.2 | 125.34 | 90.61 | 173.38 | 146.74
2021-04-14 | 101.45 | 64.4 | 110.51 | 119.97 | 96.71 | 138.1 | 148.35
2021-04-15 | 70.89 | 63.16 | 72.76 | 74.76 | 70.64 | 77 | 80.73
2021-04-16 | 71.17 | 60.75 | 74.52 | 76.39 | 73.33 | 76.9 | 81.98
2021-04-17 | 68.38 | 62.37 | 68.88 | 71.39 | 69.72 | 67.19 | 78.93
2021-04-18 | 69.78 | 61.87 | 70.53 | 73.74 | 68.37 | 74.85 | 83.39
2021-04-19 | 70.1 | 61.36 | 71.74 | 74.47 | 71.97 | 71.27 | 82.65
2021-04-20 | 68.7 | 62.59 | 70.1 | 71.75 | 70.51 | 69.26 | 76.72
2021-04-21 | 62.15 | 59 | 62.5 | 63.72 | 62.61 | 62.27 | 67.39
2021-04-22 | 66.92 | 60.41 | 67.42 | 70.17 | 67.62 | 67 | 78.45
2021-04-23 | 66.89 | 61 | 68.25 | 69.84 | 68.21 | 68.34 | 74.6
2021-04-24 | 64.84 | 59.5 | 66.16 | 67.51 | 66.74 | 65 | 71.55
2021-04-25 | 61.49 | 53.36 | 62.17 | 65.55 | 62.17 | 62.18 | 75.7
2021-04-26 | 66.98 | 60.41 | 68.26 | 70.26 | 68.61 | 67.56 | 76.27
2021-04-27 | 65.85 | 59.5 | 70.94 | 69.03 | 73.55 | 65.72 | 63.31
2021-04-28 | 64.34 | 57.57 | 67.47 | 67.72 | 65.97 | 70.47 | 68.49
2021-04-29 | 68.19 | 59.95 | 69.75 | 72.31 | 67.45 | 74.36 | 79.99
2021-04-30 | 76.23 | 62.6 | 80.06 | 83.04 | 76.59 | 87.01 | 91.98
2021-05-01 | 70.27 | 61.8 | 70.23 | 74.5 | 72.16 | 66.36 | 87.32
2021-05-02 | 70.39 | 62.1 | 71.65 | 74.54 | 69.7 | 75.56 | 83.2
2021-05-03 | 69 | 68.06 | 69.24 | 69.47 | 73.28 | 61.15 | 70.17
2021-05-04 | 57.27 | 26.29 | 69.27 | 72.77 | 66.9 | 74 | 83.27
2021-05-05 | 75.03 | 71.17 | 73.46 | 76.96 | 71.82 | 76.74 | 87.45
2021-05-06 | 74.69 | 68 | 77.24 | 78.04 | 80.12 | 71.49 | 80.44
2021-05-07 | 79.74 | 69.51 | 81.27 | 84.86 | 80.01 | 83.79 | 95.62
2021-05-08 | 68.83 | 73.43 | 63 | 66.53 | 61.1 | 66.8 | 77.12
2021-05-09 | 64.94 | 45.3 | 70.17 | 74.76 | 71.52 | 67.49 | 88.53
2021-05-10 | 71.46 | 76.31 | 67.88 | 69.04 | 71.42 | 60.79 | 72.53
2021-05-11 | 73.45 | 66.39 | 76.43 | 76.98 | 73.74 | 81.82 | 78.63
2021-05-12 | 79.22 | 65.17 | 82.78 | 86.25 | 77.74 | 92.85 | 96.67
2021-05-13 | 87.12 | 69.5 | 98.34 | 95.94 | 99.89 | 95.25 | 88.72
2021-05-14 | 83.78 | 69 | 93.33 | 91.17 | 94.24 | 91.52 | 84.67
2021-05-15 | 77.74 | 72 | 79.88 | 80.61 | 79.03 | 81.57 | 82.79
2021-05-16 | 79.91 | 71.72 | 83.15 | 84.01 | 80.99 | 87.47 | 86.59
2021-05-17 | 81.59 | 70.06 | 87.01 | 87.35 | 88.44 | 84.14 | 88.4
2021-05-18 | 82.74 | 70.45 | 89.01 | 88.89 | 89.29 | 88.44 | 88.55
2021-05-19 | 82.88 | 71.42 | 87.36 | 88.61 | 89.14 | 83.8 | 92.37
2021-05-20 | 69.39 | 64.28 | 72.93 | 71.95 | 74.14 | 70.53 | 69
2021-05-21 | 57.71 | 31 | 71.55 | 71.06 | 71.29 | 72.07 | 69.61
2021-05-22 | 64 | 33.8 | 74.96 | 79.1 | 75.67 | 73.53 | 91.52
2021-05-23 | 73.92 | 69.67 | 75.64 | 76.04 | 78 | 70.92 | 77.25
2021-05-24 | 76.17 | 64.41 | 82.18 | 82.06 | 80.77 | 85 | 81.68
2021-05-25 | 72.35 | 63.5 | 73.55 | 76.77 | 71.32 | 78 | 86.43
2021-05-26 | 76.5 | 70.5 | 76.7 | 79.5 | 74.05 | 82 | 87.91
2021-05-27 | 83.5 | 72.26 | 86.49 | 89.12 | 83.54 | 92.41 | 97
2021-05-28 | 84.31 | 70.15 | 92.27 | 91.39 | 91.05 | 94.72 | 88.74
2021-05-29 | 76.62 | 68.5 | 77.71 | 80.68 | 78.67 | 75.79 | 89.59
2021-05-30 | 70.09 | 72.29 | 63.79 | 68.99 | 63.1 | 65.17 | 84.57
2021-05-31 | 71.63 | 70.12 | 69.27 | 72.38 | 69.23 | 69.35 | 81.71
2021-06-01 | 70.85 | 64.15 | 74.97 | 74.2 | 75.71 | 73.5 | 71.88
2021-06-02 | 72.36 | 68 | 74.32 | 74.54 | 73.83 | 75.3 | 75.2
2021-06-03 | 71.64 | 67.33 | 73.51 | 73.8 | 73.9 | 72.72 | 74.66
2021-06-04 | 73.46 | 65.43 | 75.51 | 77.47 | 75.31 | 75.91 | 83.35
2021-06-05 | 71.28 | 65.5 | 70.57 | 74.17 | 70.8 | 70.09 | 84.99
2021-06-06 | 73.14 | 64.5 | 74.11 | 77.46 | 70.17 | 81.99 | 87.5
2021-06-07 | 73.41 | 67 | 78.35 | 76.62 | 80.25 | 74.56 | 71.41
2021-06-08 | 70 | 63.53 | 71.81 | 73.24 | 70.58 | 74.28 | 77.5
2021-06-09 | 71.66 | 64.56 | 74.25 | 75.21 | 71.95 | 78.85 | 78.12
2021-06-10 | 71.03 | 62.76 | 76 | 75.17 | 78.12 | 71.77 | 72.67
2021-06-11 | 70.62 | 59.47 | 74.54 | 76.2 | 72.97 | 77.7 | 81.17
2021-06-12 | 75 | 68.29 | 72.87 | 78.35 | 71.51 | 75.58 | 94.82
2021-06-13 | 75.19 | 74.15 | 72.7 | 75.71 | 72.02 | 74.05 | 84.75
2021-06-14 | 75.42 | 66.7 | 75.74 | 79.78 | 72.86 | 81.51 | 91.9
2021-06-15 | 78.63 | 75 | 80.64 | 80.45 | 82.61 | 76.71 | 79.87
2021-06-16 | 81.45 | 71.15 | 83.34 | 86.6 | 79.24 | 91.53 | 96.39
2021-06-17 | 80.78 | 70.96 | 86.61 | 85.69 | 87.42 | 85 | 82.94
2021-06-18 | 77.64 | 71.97 | 80.5 | 80.48 | 81.65 | 78.21 | 80.41
2021-06-19 | 78.64 | 70.26 | 83.02 | 82.83 | 81.53 | 86.01 | 82.23
2021-06-20 | 83.02 | 79.23 | 85.52 | 84.91 | 83.12 | 90.32 | 83.1
2021-06-21 | 79.95 | 72.27 | 85.35 | 83.78 | 84.53 | 86.99 | 79.09
2021-06-22 | 81.94 | 73.87 | 84.71 | 85.97 | 81.17 | 91.78 | 89.76
2021-06-23 | 86.99 | 73.97 | 89.57 | 93.5 | 83.48 | 101.77 | 105.28
2021-06-24 | 83.68 | 74.26 | 90.45 | 88.38 | 92.49 | 86.38 | 82.18
2021-06-25 | 81.54 | 73 | 85.78 | 85.81 | 85.16 | 87.03 | 85.89
2021-06-26 | 88.75 | 77.75 | 91.75 | 94.24 | 91.12 | 93 | 101.74
2021-06-27 | 85.48 | 78.75 | 87.35 | 88.84 | 84.13 | 93.8 | 93.3
2021-06-28 | 88.78 | 76.75 | 95.17 | 94.8 | 91.27 | 102.99 | 93.67
2021-06-29 | 88.04 | 79 | 95.06 | 92.56 | 96.14 | 92.92 | 85.05
2021-06-30 | 86.79 | 77.13 | 93.69 | 91.62 | 93.29 | 94.5 | 85.38
2021-07-01 | 89.76 | 80 | 92.47 | 94.64 | 88.89 | 99.64 | 101.15
2021-07-02 | 97.36 | 87.93 | 103.28 | 102.07 | 102.98 | 103.88 | 98.42
2021-07-03 | 91.87 | 83.53 | 96.65 | 96.04 | 98.48 | 93 | 94.2
2021-07-04 | 89.47 | 81.2 | 94.14 | 93.61 | 94.04 | 94.34 | 92
2021-07-05 | 90.51 | 74.86 | 96.29 | 98.33 | 91.48 | 105.92 | 104.44
2021-07-06 | 93.05 | 86.98 | 97.28 | 96.09 | 98.67 | 94.5 | 92.52
2021-07-07 | 93.89 | 86 | 97.06 | 97.83 | 94.01 | 103.14 | 100.17
2021-07-08 | 94.04 | 82.2 | 97.8 | 99.96 | 93 | 107.4 | 106.42
2021-07-09 | 91.51 | 79 | 97.9 | 97.77 | 96.71 | 100.28 | 97.4
2021-07-10 | 95.49 | 86.07 | 100.12 | 100.2 | 100.58 | 99.18 | 100.44
2021-07-11 | 91.74 | 86.84 | 93.61 | 94.2 | 89.79 | 101.26 | 95.94
2021-07-12 | 100.71 | 82.5 | 113.17 | 109.81 | 112.4 | 114.71 | 99.72
2021-07-13 | 91.68 | 83.1 | 97.64 | 95.97 | 99.68 | 93.55 | 90.98
2021-07-14 | 85.37 | 78.2 | 88.65 | 88.96 | 88.3 | 89.36 | 89.88
2021-07-15 | 87.36 | 79.77 | 90.89 | 91.16 | 88.84 | 95 | 91.97
2021-07-16 | 83.32 | 76.74 | 84.58 | 86.61 | 85.5 | 82.73 | 92.69
2021-07-17 | 85.71 | 78.8 | 85.07 | 89.16 | 87.34 | 80.53 | 101.44
2021-07-18 | 87.45 | 82 | 82.84 | 90.18 | 83.26 | 82 | 112.21
2021-07-19 | 92.67 | 82 | 96.14 | 98 | 91.62 | 105.2 | 103.57
2021-07-20 | 94.81 | 83.5 | 96.85 | 100.46 | 90.9 | 108.76 | 111.28
2021-07-21 | 98.47 | 84 | 102.06 | 105.7 | 96.94 | 112.29 | 116.63
2021-07-22 | 99.5 | 83.89 | 104.53 | 107.31 | 99.08 | 115.41 | 115.64
2021-07-23 | 92.2 | 84 | 97.09 | 96.3 | 97.96 | 95.36 | 93.92
2021-07-24 | 94 | 83.16 | 96.21 | 99.42 | 91.35 | 105.91 | 109.07
2021-07-25 | 97.14 | 88.36 | 98.24 | 101.53 | 95.69 | 103.34 | 111.4
2021-07-26 | 107.54 | 88.29 | 116.5 | 117.17 | 112.02 | 125.46 | 119.18
2021-07-27 | 104.75 | 83.42 | 119.53 | 115.42 | 118.88 | 120.84 | 103.09
2021-07-28 | 92.36 | 88.38 | 94.33 | 94.35 | 96.08 | 90.84 | 94.4
2021-07-29 | 86.91 | 64.26 | 94.77 | 98.23 | 93.31 | 97.7 | 108.6
2021-07-30 | 98.27 | 91 | 104.52 | 101.9 | 108.91 | 95.74 | 94.05
2021-07-31 | 100.13 | 89.91 | 101.99 | 105.24 | 99.94 | 106.07 | 115
2021-08-01 | 100.41 | 93 | 100.5 | 104.12 | 98.4 | 104.7 | 114.97
2021-08-02 | 119.09 | 89.65 | 133.23 | 133.81 | 123.84 | 152.02 | 135.53
2021-08-03 | 110.19 | 94.42 | 113.69 | 118.08 | 105.7 | 129.66 | 131.27
2021-08-04 | 104.92 | 90.92 | 110.04 | 111.91 | 107.37 | 115.4 | 117.52
2021-08-05 | 98.64 | 93.8 | 101.62 | 101.06 | 103.36 | 98.13 | 99.38
2021-08-06 | 98.22 | 86.36 | 103.46 | 104.15 | 106.26 | 97.87 | 106.19
2021-08-07 | 96.5 | 76.45 | 105.24 | 106.52 | 105.21 | 105.28 | 110.39
2021-08-08 | 85.22 | 54.71 | 95.41 | 100.47 | 94.93 | 96.36 | 115.67
2021-08-09 | 105.38 | 95.51 | 108.27 | 110.32 | 106.14 | 112.53 | 116.46
2021-08-10 | 108.19 | 93.87 | 111.69 | 115.35 | 108.26 | 118.54 | 126.35
2021-08-11 | 107.2 | 99.5 | 107.36 | 111.05 | 106.62 | 108.85 | 122.12
2021-08-12 | 103.36 | 97.5 | 104.95 | 106.29 | 107 | 100.85 | 110.32
2021-08-13 | 100.67 | 94 | 100.33 | 104 | 102.3 | 96.4 | 115
2021-08-14 | 102.7 | 84.55 | 106 | 111.77 | 103.75 | 110.52 | 129.07
2021-08-15 | 105.11 | 104.13 | 106.28 | 105.59 | 106.89 | 105.05 | 103.55
2021-08-16 | 91.36 | 58.15 | 102.21 | 107.97 | 100.43 | 105.76 | 125.26
2021-08-17 | 107.33 | 97.4 | 108.66 | 112.29 | 102.87 | 120.24 | 123.18
2021-08-18 | 112.77 | 103 | 114.76 | 117.65 | 114.29 | 115.7 | 126.33
2021-08-19 | 129.69 | 97.17 | 145.13 | 145.95 | 136.79 | 161.81 | 148.42
2021-08-20 | 114.3 | 99.5 | 124.39 | 121.7 | 127.03 | 119.12 | 113.62
2021-08-21 | 104.98 | 92.77 | 108.96 | 111.09 | 103.98 | 118.91 | 117.49
2021-08-22 | 106.53 | 95.98 | 109.5 | 111.8 | 108.42 | 111.68 | 118.71
2021-08-23 | 108.16 | 92.8 | 111.77 | 115.84 | 109.14 | 117.02 | 128.07
2021-08-24 | 118.5 | 97 | 126.8 | 129.25 | 120.97 | 138.46 | 136.6
2021-08-25 | 110.9 | 99 | 119.01 | 116.86 | 121 | 115.02 | 110.4
2021-08-26 | 106.83 | 97.8 | 108.3 | 111.35 | 107.57 | 109.75 | 120.51
2021-08-27 | 111.28 | 99.2 | 117.96 | 117.31 | 120.44 | 113 | 115.37
2021-08-28 | 109.7 | 101.25 | 108.77 | 113.92 | 108.2 | 109.91 | 129.36
2021-08-29 | 109.46 | 103 | 110.42 | 112.68 | 110.67 | 109.94 | 119.47
2021-08-30 | 110.31 | 106.52 | 109.74 | 112.2 | 106.54 | 116.16 | 119.58
2021-08-31 | 113.94 | 102.06 | 119.8 | 119.88 | 120 | 119.4 | 120.14
2021-09-01 | 124.97 | 106.6 | 133.79 | 134.15 | 130.61 | 140.13 | 135.26
2021-09-02 | 140.99 | 110.1 | 155.15 | 156.43 | 146.64 | 172.16 | 160.26
2021-09-03 | 162.88 | 106.75 | 193.53 | 190.94 | 193.73 | 193.14 | 183.16
2021-09-04 | 125.48 | 113.5 | 127.55 | 131.47 | 120.16 | 142.35 | 143.2
2021-09-05 | 124.95 | 112 | 125.41 | 131.43 | 121.5 | 133.24 | 149.5
2021-09-06 | 219.46 | 113.51 | 270 | 272.44 | 210 | 389.99 | 279.79
2021-09-07 | 187.38 | 114.03 | 228.05 | 224.05 | 184.17 | 315.8 | 212.08
2021-09-08 | 131.21 | 112.5 | 138.9 | 140.56 | 132.59 | 151.5 | 145.55
2021-09-09 | 277.3 | 103.89 | 351.12 | 364 | 245.05 | 563.25 | 402.66
2021-09-10 | 247.84 | 115.12 | 329.56 | 314.19 | 331.47 | 325.75 | 268.09
2021-09-11 | 128.32 | 120.78 | 130.05 | 132.09 | 133.21 | 123.73 | 138.21
2021-09-13 | 207.89 | 114.8 | 262.14 | 254.44 | 199.41 | 387.6 | 231.34
2021-09-14 | 354.1 | 112 | 397.8 | 475.15 | 200 | 793.41 | 707.17
2021-09-15 | 424.61 | 125.32 | 398.43 | 574.26 | 224.32 | 746.64 | 1 101.74
2021-09-16 | 414.88 | 136.12 | 494.02 | 554.27 | 289.63 | 902.82 | 735
2021-09-17 | 160.26 | 129 | 167.4 | 175.89 | 156.09 | 190 | 201.37
2021-09-18 | 157 | 131 | 171.74 | 170 | 169 | 177.22 | 164.78
2021-09-19 | 156.35 | 117.58 | 166.47 | 175.73 | 145.19 | 209.02 | 203.52
2021-09-20 | 237.53 | 118.19 | 229.61 | 297.21 | 184.08 | 320.67 | 500
2021-09-21 | 163.11 | 130.9 | 176.56 | 179.22 | 173.01 | 183.67 | 187.2
2021-09-22 | 160.13 | 143.11 | 167.92 | 168.64 | 168.1 | 167.56 | 170.79
2021-09-23 | 148.95 | 105.81 | 162.05 | 170.53 | 144.93 | 196.29 | 195.95
2021-09-24 | 146.7 | 138.97 | 141.51 | 150.56 | 138.26 | 147.99 | 177.73
2021-09-25 | 154.37 | 138 | 160.91 | 162.55 | 159.57 | 163.58 | 167.47
2021-09-26 | 139.7 | 135 | 140.2 | 142.05 | 135.79 | 149.03 | 147.6
2021-09-27 | 140.11 | 133.67 | 139.27 | 143.33 | 136.16 | 145.48 | 155.54
2021-09-28 | 151.86 | 124.58 | 163.43 | 165.5 | 156.17 | 177.94 | 171.74
2021-09-29 | 160.02 | 140.99 | 160.96 | 169.53 | 158.63 | 165.62 | 195.27
2021-09-30 | 164 | 153.32 | 166.37 | 169.34 | 158.58 | 181.95 | 178.23