## Contents
Future Energy Scenarios 2022 Data Workbook
This workbook contains all the graphs and its data to our 2022 Future Energy Scenarios Document. This workbook also contains additional data and charts that we think might be useful to our stakeholders. The full FES document can be downloaded from our website:
https://www.nationalgrideso.com/future-energy/future-energy-scenarios
Charts Contents
Chapter Section | Subsection | Figure Title | Figure Number
Legal notice
Versions |  | Version History | Versions | Pursuant to its electricity transmission licence,National Grid Electricity System Operator Limited is the system operator of the national electricity transmission system. For the purpose of this outlook document, the terms “we”, “our”, “us” etc. are used to refer to the licensed entity, National Grid Electricity System Operator Limited. National Grid Electricity System Operator Limited has prepared this outlook document pursuant to its electricity transmission licence in good faith, and has endeavoured to prepare this outlook document in a manner which is, as far as reasonably possible, objective, using information collected and compiled from users of the gas national transmission system and the electricity transmission system together with its own forecasts of the future development of those systems. While National Grid Electricity System Operator Limited has not sought to mislead any person as to the contents of this outlook document and whilst such content represent its best view as at the time of publication, readers of this document should not place any reliance on the contents of this outlook document. The contents of this outlook document must be considered as illustrative only and no warranty can be or is made as to the accuracy and completeness of such contents, nor shall anything within this outlook document constitute an offer capable of acceptance or form the basis of any contract. Other than in the event of fraudulent misstatement or fraudulent misrepresentation, National Grid Electricity System Operator Limited does not accept any responsibility for any use which is made of the information contained within this outlook document. This data is released under the terms of the ESO open data licence, a copy of which can be obtained here: https://data.nationalgrideso.com/licence
Commodity Prices |  | Commodity prices - fuels | CP1
|  | Commodity prices - carbon | CP2
FES in Five |  | Energy flow diagram inputs | Energy flow diagrams
|  | Key Statistics in 2030, 2035 and 2050 | Key Stats
|  | FES Key Comparison Chart | Key Comparisons
Net Zero |  | NZ.01: Historical emissions and carbon budgets | NZ.01
|  | NZ.02: Historical emissions by sector and trajectory | NZ.02
|  | NZ.04: Impact of global policies and commitments on expected global warming since the Paris Agreement | NZ.04
|  | NZ.05: UK transmission system carbon intensity | NZ.05
|  | NZ.06: Regional carbon intensity of UK electricity transmission system (gCO2/kWh) | NZ.06
|  | NZ.08: Total net greenhouse gas emissions | NZ.08
|  | NZ.09: Total net greenhouse gas emissions (by scenario) | NZ.09
|  | NZ.10: Negative emissions (by scenario) | NZ.10
|  | NZ.11: Poll result to the question “How serious do you consider the issue of climate change to be” | NZ.11
|  | NZ.12: Household appliance ownership – current and by 2035 in FES | NZ.12
|  | NZ.13: Likelihood of households to purchase technologies in next five years | NZ.13
The Energy Consumer | Introduction | EC.01: Annual end consumer energy demand by sector | EC.01
|  | EC.02: Annual end consumer energy demand by fuel | EC.02
| The Energy Consumer: Residential (EC Resi ->) | EC.R.01: Total residential energy demand for heat and appliances (excluding electric vehicle charging) | EC.R.01
|  | EC.R.02: Emissions from the residential sector | EC.R.02
|  | EC.R.03: GB day-ahead wholesale gas prices over the last five years | EC.R.03
|  | EC.R.04: Residential energy use today | EC.R.04
|  | EC.R.05: Total annual demand for heating homes | EC.R.05
|  | EC.R.06: Electricity demand for home heating | EC.R.06
|  | EC.R.07: Natural gas demand for home heating | EC.R.07
|  | EC.R.08: Hydrogen demand for home heating | EC.R.08
|  | EC.R.09: Home heating technology mix today, in 2035 and in 2050 | EC.R.09
|  | EC.R.10: Annual ASHP installations (including hybrids) | EC.R.10
|  | EC.R.11: Annual hydrogen boiler installations (including hybrids) | EC.R.11
|  | EC.R.12: Annual savings in underlying heat demand from applying fabric insulation measures to existing homes, higher standards in new builds and consumer behavioural change | EC.R.12
|  | EC.R.13: Regional heating technology deployment in Leading the Way in 2035 | EC.R.13
|  | EC.R.14: Regional heat pump takeup in 2050 | EC.R.14
|  | EC.R.15: Annual residential electricity demand for appliances | EC.R.15
|  | EC.R.16: Reduction in non-heat residential peak electricity demand from demand side response by white goods | EC.R.16
|  | EC.R.17: Thermal storage use on a peak day: hourly dispatch profiles for Air Source heat pump in Leading the Way | EC.R.17
|  | EC.R.18: Thermal storage use on a peak day: hourly dispatch profiles for Ground Source heat pump pump in Leading the Way | EC.R.18
|  | EC.R.19: Domestic solar PV installed capacity | EC.R.19
|  | EC.R.20: Residential battery storage connection capacity | EC.R.20
|  | EC.R.a: Breakdown of savings in underlying heat demand due to building fabric improvement and consumer behavioural change - 2050 | EC.R.a
|  | EC.R.b: Cumulative savings in underlying heat demand from applying fabric insulation measures to existing homes | EC.R.b
|  | EC.R.c: Residential heat pump (including hybrids) total uptake trends | EC.R.c
|  | EC.R.d: Residential hydrogen boilers (including hybrids) total uptake trends | EC.R.d
|  | EC.R.e: Number of homes being heated by natural gas boilers | EC.R.e
|  | EC.R.f: District heat network connections in 2050 | EC.R.f
|  | EC.R.g: Biofuel technology mix in 2050 | EC.R.g
|  | EC.R.h: Hydrogen technology mix in 2050 | EC.R.h
|  | EC.R.i: Hybrid system use on a peak day: hourly dispatch profile for Hybrid Air Source Heat Pump and Hydrogen boiler in Leading the Way | EC.R.i
|  | EC.R.j: Hybrid system use on a peak day: hourly dispatch profile for Hybrid Air Source Heat Pump and Resistive heater in Leading the Way | EC.R.j
|  | EC.R.k: Hybrid system use on a peak day: hourly dispatch profile for Hybrid Air Source Heat Pump and BioFuel boiler in Leading the Way | EC.R.k
| The Energy Consumer: Transport (EC Trans ->) | EC.T.01: Total annual demand for road transport in 2035 and 2050 | EC.T.01
|  | EC.T.02: Emissions from road transport, rail, aviation and shipping | EC.T.02
|  | EC.T.03: Total annual energy demand for road transport in 2021 | EC.T.03
|  | EC.T.04: BEV Cars - New Registrations by Year | EC.T.04
|  | EC.T.05: EV public chargepoints installed in the UK | EC.T.05
|  | EC.T.06: Annual energy demand for Road Transport | EC.T.06
|  | EC.T.07: Number of BEV cars on the road | EC.T.07
|  | EC.T.08: Number of BEV vans on the road | EC.T.08
|  | EC.T.09: HGVs on the road by fuel type | EC.T.09
|  | EC.T.10: Number of electric (BEV) HGVs on the road | EC.T.10
|  | EC.T.11: Number of hydrogen HGVs on the road | EC.T.11
|  | EC.T.12: Number of petrol/diesel HGVs on the road | EC.T.12
|  | EC.T.13: Consumer engagement in smart charging and vehicle to grid, and proportion of demand shifted at peak | EC.T.13
|  | EC.T.14: Charging behaviour in 2035 and 2050, proportion of demand per chargepoint archetype | EC.T.14
|  | EC.T.a: Total numbers of cars on the road and miles travelled by each autonomous car in 2050 | EC.T.a
| The Energy Consumer: Industrial (EC Ind ->) | EC.I.01: Annual industrial energy demand in 2050 | EC.I.01
|  | EC.I.02: Emissions from the industrial sector | EC.I.02
|  | EC.I.03: Industrial demand in 2020 by end use | EC.I.03
|  | EC.I.04: Annual electricity demand for the industrial sector (excluding hydrogen production) | EC.I.04
|  | EC.I.05: Annual natural gas demand for the industrial sector | EC.I.05
|  | EC.I.06: Annual hydrogen demand for the industrial sector | EC.I.06
|  | EC.I.08: Industrial Demand Side Response | EC.I.08
| The Energy Consumer: Commercial (EC Com ->) | EC.C.01: Annual commercial energy demand | EC.C.01
|  | EC.C.02: Emissions from the commercial sector | EC.C.02
|  | EC.C.03: Commercial demand in 2020 by fuel and subsector | EC.C.03
|  | EC.C.04: Annual electricity demand for the commercial sector (excluding hydrogen production) | EC.C.04
|  | EC.C.05: Annual natural gas demand for the commercial sector | EC.C.05
|  | EC.C.06: Annual hydrogen demand for the commercial sector | EC.C.06
|  | EC.C.07: Net additional annual electricity demand for data centres | EC.C.07
|  | EC.C.08: Overall commercial heating technology mix | EC.C.08
|  | EC.C.09: Annual savings in underlying heat demand for the commercial sector | EC.C.09
|  | EC.C.10: Regional deployment of commercial heating technologies, in Leading the Way in 2035 | EC.C.10
|  | EC.C.11: Commercial heating peak shaving by technology | EC.C.11
The Energy System | Bioenergy supply -> | ES.B.01: Total bioenergy annual demand in 2050 | ES.B.01
|  | ES.B.02: Total bioenergy supply in 2050 (TWh) | ES.B.02
|  | ES.B.03: UK Bioenergy and waste supply from 2000 to 2020 (TWh) | ES.B.03
|  | ES.B.04: UK Bioenergy by end use from 2000 to 2020 (TWh) | ES.B.04
|  | ES.B.05: 2020 bioenergy supply and demand in the UK | ES.B.05
|  | ES.B.06: Total bioenergy demand in each scenario, compared to high/low CCC pathways | ES.B.06
|  | ES.B.07-12: Bioenergy demand in each scenario by sector | ES.B.07-12
|  | ES.B.13: Biomass imports as a % of total supply (based on CCC pathways) | ES.B.13
|  | ES.B.14: 2050 bioenergy supply and demand | ES.B.14
| Natural Gas Supply -> | ES.N.01: Natural gas supply and demand sources in 2021 (% of total) | ES.N.01
|  | ES.N.02: Natural gas supply from different sources in 2030 and 2050 (TWh) | ES.N.02
|  | ES.N.03: Natural gas supply from different sources in 2030 and 2050 (bcm/year) | ES.N.03
|  | ES.N.04: Annual gas supply and import dependency in Consumer Transformation | ES.N.04
|  | ES.N.05: Annual gas supply and import dependency in System Transformation | ES.N.05
|  | ES.N.06: Annual gas supply and import dependency in Leading the Way | ES.N.06
|  | ES.N.07: Annual gas supply and import dependency in Falling Short | ES.N.07
| Hydrogen -> | ES.H.01: Hydrogen supply in 2030 by technlogy (TWh) | ES.H.01
|  | ES.H.02: Hydrogen supply in 2050 by technology (TWh) | ES.H.02
|  | ES.H.03: Emissions from hydrogen production | ES.H.03
|  | ES.H.05: Hydrogen demand by end user in 2050 | ES.H.05
|  | ES.H.06: Hydrogen production capacity in each scenario (GW) | ES.H.06
|  | ES.H.07: Hydrogen blending into the gas network | ES.H.07
|  | ES.H.08: Electricity demand for hydrogen production (including offshore hydrogen production) | ES.H.08
|  | ES.H.09: Natural gas demand for hydrogen production | ES.H.09
|  | ES.H.10: Nuclear electricity demand for electrolysis | ES.H.10
|  | ES.H.11: Bioresources demand for hydrogen production by gasification | ES.H.11
|  | ES.H.12: Hydrogen supply in Consumer Transformation | ES.H.12
|  | ES.H.13: Hydrogen production capacity in Consumer Transformation | ES.H.13
|  | ES.H.14: Hydrogen supply in System Transformation | ES.H.14
|  | ES.H.15: Hydrogen production capacity in System Transformation | ES.H.15
|  | ES.H.16: Hydrogen supply in Leading the Way | ES.H.16
|  | ES.H.17: Hydrogen production capacity in Leading the Way | ES.H.17
|  | ES.H.18: Hydrogen supply in Falling Short | ES.H.18
|  | ES.H.19: Hydrogen production capacity in Falling Short | ES.H.19
|  | ES.H.a: H2 sensitivity analysis | ES.H.a
| Electricity Supply -> | ES.E.01: Installed generation capacity, peak demand and percentage of decentralised generation capacity (GW) | ES.E.01
|  | ES.E.02: Historical power sector carbon intensity, constrained network (gCO2/KWh) | ES.E.02
|  | ES.E.03: Electricity generation capacity (GW) and output (TWh) in 2021 | ES.E.03
|  | ES.E.04: Wind and solar generation capacity by region (GW) | ES.E.04
|  | ES.E.05: Locations of electricity generation output and demand in Leading the Way | ES.E.05
|  | ES.E.06: Installed renewable generation capacity by scenario (GW) | ES.E.06
|  | ES.E.07: Electricity output by technology (excluding non-networked wind and solar) | ES.E.07
|  | ES.E.08 & ES.E.09: Load Factor, Capacity (GW) and Generation (TWh) in 2030 and 2050 | ES.E.08-09
|  | ES.E.10: Power sector carbon intensity | ES.E.10
|  | ES.E.11: Installed wind generation capacity by type (GW) | ES.E.11
|  | ES.E.12: Total wind generation capacity by year | ES.E.12
|  | ES.E.13: Installed offshore wind generation capacity (GW) | ES.E.13
|  | ES.E.14: Installed onshore wind generation capacity (GW) | ES.E.14
|  | ES.E.15: Increase in offshore wind generation capacity pipeline between FES 2021 and FES 2022 | ES.E.15
|  | ES.E.16: Installed solar generation capacity (GW) | ES.E.16
|  | ES.E.17: Installed unabated natural gas generation capacity (GW) | ES.E.17
|  | ES.E.18: Installed abated (CCUS) natural gas generation capacity (GW) | ES.E.18
|  | ES.E.19: Installed BECCS generation capacity (GW) | ES.E.19
|  | ES.E.20: Unabated biomass electricity generation capacity (GW) | ES.E.20
|  | ES.E.21: Installed nuclear generation capacity (GW) | ES.E.21
|  | ES.E.22: Nuclear plant decommissioning as shown by installed nuclear capacity of existing fleet (GW) | ES.E.22
|  | ES.E.23: Installed hydrogen generation capacity (GW) | ES.E.23
|  | ES.E.24: Installed marine generation capacity (GW) | ES.E.24
|  | ES.E.25: Installed interconnector capacity (GW) | ES.E.25
|  | ES.E.26: Electricity storage capacity, excluding V2G and hydrogen (GW) | ES.E.26
Flexibility -> |  | FL.01: Electricity and gas storage capacity in 2021 | FL.01
|  | FL.02: Power output of flexible electricity technologies in 2021 | FL.02
|  | FL.03: Supply and demand flexibility in 2021, 2035 and 2050 | FL.03
|  | FL.04: Electricity ACS peak demand (including losses) | FL.04
|  | FL.05: Peak natural gas demand (1-in-20 day) | FL.05
|  | FL.06: Hydrogen storage capacity requirements | FL.06
|  | FL.07: Levels of hydrogen in storage in 2050 | FL.07
|  | FL.08: Domestic thermal energy storage at ACS winter peak | FL.08
|  | FL.09: Impact of flexible demand side response technologies on peak demands in 2050 | FL.09
|  | FL.10: Industrial and commercial demand side response | FL.10
|  | FL.11: Residential winter peak electricity demand for heating and flexibility from heating technologies | FL.11
|  | FL.12: Electric vehicle charging behaviour at ACS winter peak system demand | FL.12
|  | FL.13: Electrolysis capacity by scenario | FL.13
|  | FL.14: Electrolyser Locations | FL.14
|  | FL.15: Dispatchable electricity supply sources | FL.15
|  | FL.16: Varying power and energy outputs of electricity storage types in 2030 and 2050 | FL.16
|  | FL.17: Total electrical energy storage volume [GWh] (excluding vehicle-to-grid) | FL.17
|  | FL.18: Total electrical energy storage capacity [GW] (excluding vehicle-to-grid) | FL.18
|  | FL.19: Interconnector peak flows | FL.19
|  | FL.20: Interconnector imports and exports and net annual flows | FL.20
|  | FL.21: Annual Curtailment | FL.21
|  | FL.a: Hydrogen daily demand and supply in 2050 | FL.a
Data Tables |  | FLX1: Flexibility data table | FLX1
|  | ES1: Electricity supply data table | ES1
|  | ES2: European electricity supply data table | ES2
|  | ES3: Electricity supply data with boundary (network) constraints. | ES3
|  | ED1: Electricity demand summary | ED1
|  | ED2: Electricity definitions | ED2
|  | ED3: Natural Gas and residential heat demand summary | ED3
|  | ED4: Natural Gas demand definitions | ED4
|  | ED5: Road transport summary | ED5
|  | ED6: Road Transport Notes | ED6
|  | WS1: Whole System & Gas Supply | WS1
|  | WS2: Whole System & Gas Supply - Emissions | WS2
| Building Blocks -> | Building Block Data | BB1
|  | Building Block Definitions | BB2

## Versions
Version History
Return to: Main Menu
Version | Date Uploaded | Changes
1 | 2022-07-18 | Initial published version
2 | 2022-07-27 | Added ES2 tab
3 | 2022-08-05 | Amended scenario colours/names on ES.E.10 (excluding BECCS chart version)
3 | 2022-09-02 | Updated mapping of distributed generation in Building Blocks (BB1) for Ferrybridge B to place in the NpGY region
3 | 2022-09-02 | Removed Ferrybridge B (_F) rows in BB1 which were all 0s after mapping to _M in previous update and changed Tynemouth 2 DNO to "IDNO - Refer to Comment Field"
3 | 2022-09-02 | Amended ED3 non-domestic technology uptakes.
4 | 2022-09-23 | Building Blocks updated with revised distribution of Evs between GSPs. (DEM_BB006+7, LCT_BB001-004)
5 | 2022-11-03 | Added ES3 tab "Electricity supply data with boundary (network) constraints"
6 | 2023-02-02 | Changed "@INDIRECT" to "INDIRECT" in navigation menu formula to increase compatibility with older versions of Excel

## Commodity prices
Commodity Prices
Commodity Prices | Commodity prices - fuels | CP1
| Commodity prices - carbon | CP2

## CP1
Commodity prices - fuels
Return to: Main menu
Return to: Section contents
Wholesale NBP gas price (2022 EUR/MWh)
NBP Gas Price (EUR/MWh)
[10 empty] | Year | 2010 | 2011 | 2012 | 2013 | 2014 | 2015 | 2016 | 2017 | 2018 | 2019 | 2020 | 2021 | 2022 | 2023 | 2024 | 2025 | 2026 | 2027 | 2028 | 2029 | 2030 | 2031 | 2032 | 2033 | 2034 | 2035 | 2036 | 2037 | 2038 | 2039 | 2040 | 2041 | 2042 | 2043 | 2044 | 2045 | 2046 | 2047 | 2048 | 2049 | 2050
[10 empty] | Gas price | 21.2631 | 27.2216 | 30.3719 | 32.5398 | 24.7569 | 23.2723 | 16.4651 | 19.5267 | 25.3573 | 14.4226 | 9.6793 | 44.6886 | 31.2071 | 22.9954 | 22.264 | 22.3375 | 22.9812 | 23.5104 | 23.6558 | 23.74 | 23.9564 | 24.2272 | 24.4771 | 24.6768 | 24.8788 | 25.0826 | 25.2768 | 25.4882 | 25.7102 | 25.9068 | 26.1006 | 26.2846 | 26.4346 | 26.5783 | 26.71 | 26.8276 | 26.9568 | 27.0844 | 27.2027 | 27.3232 | 27.4577
Years represent fiscal years (i.e. 2018 is 2018/19)
All prices converted to Euro/MWh. Please see convesion charts below for used conversion rates
Wholesale ARA coal price (2022 EUR/MWh)
ARA Coal Price (EUR/MWh)
[10 empty] | Year | 2010 | 2011 | 2012 | 2013 | 2014 | 2015 | 2016 | 2017 | 2018 | 2019 | 2020 | 2021 | 2022 | 2023 | 2024 | 2025 | 2026 | 2027 | 2028 | 2029 | 2030 | 2031 | 2032 | 2033 | 2034 | 2035 | 2036 | 2037 | 2038 | 2039 | 2040 | 2041 | 2042 | 2043 | 2044 | 2045 | 2046 | 2047 | 2048 | 2049 | 2050
[10 empty] | Coal price | 10.4991 | 13.1841 | 10.7365 | 8.9809 | 8.1316 | 7.2797 | 7.4885 | 10.2283 | 10.4265 | 7.1932 | 5.479 | 13.8263 | 12.2173 | 8.3228 | 7.1891 | 7.0143 | 6.9873 | 6.8977 | 6.9298 | 6.9491 | 6.9663 | 6.9766 | 6.9639 | 6.9292 | 6.9038 | 6.8745 | 6.8355 | 6.791 | 6.7405 | 6.677 | 6.5971 | 6.5188 | 6.4487 | 6.3864 | 6.3292 | 6.2676 | 6.1941 | 6.1228 | 6.0569 | 5.9851 | 5.9199
Years represent fiscal years (i.e. 2018 is 2018/19)
Wholesale Brent oil price (2022 EUR/MWh)
Brent Oil Price (EUR/MWh)
[10 empty] | Year | 2010 | 2011 | 2012 | 2013 | 2014 | 2015 | 2016 | 2017 | 2018 | 2019 | 2020 | 2021 | 2022 | 2023 | 2024 | 2025 | 2026 | 2027 | 2028 | 2029 | 2030 | 2031 | 2032 | 2033 | 2034 | 2035 | 2036 | 2037 | 2038 | 2039 | 2040 | 2041 | 2042 | 2043 | 2044 | 2045 | 2046 | 2047 | 2048 | 2049 | 2050
[10 empty] | Oil price | 44.2967 | 57.8281 | 61.8079 | 57.1721 | 51.261 | 32.214 | 26.3049 | 31.5248 | 38.6009 | 36.0675 | 21.7204 | 33.8857 | 31.4407 | 28.757 | 27.7702 | 27.4761 | 27.8729 | 28.6093 | 29.2373 | 29.8459 | 30.2572 | 30.5972 | 30.8051 | 30.8839 | 30.8751 | 30.9694 | 31.0781 | 31.1574 | 31.2254 | 31.2493 | 31.1312 | 30.9175 | 30.6774 | 30.4566 | 30.2109 | 29.9116 | 29.5646 | 29.1611 | 28.7132 | 28.3353 | 28.0574
Conversion Rates
| Commodity | From | To | Value
| Gas | GB therm | MWh | 0.029307
| Gas | MMBtu | MWh | 0.29307
| Coal | tonne | MWh | 8.141
| Oil | bbl | MWh | 1.6994
| Carbon | t CO2 | t CO2 | 1
| All | MWh | MWh | 1
[8 empty] | 2018 Nominal Prices | Nominal Prices
[8 empty] | Used to convert from Nominal Prices | Used to convert from Nominal Prices
| From: | GBP | GBP-pence | USD | EUR |  |  | GDP Deflator | Rebased GDP Deflator
| To: | EUR | EUR | EUR | EUR | EUR |  | 2018=100 | 2022=1
| 2010 | 1.1657 | 0.011657 | 0.75491 | 1 |  | 2010 | 86.8458 | 0.79736
| 2011 | 1.1526 | 0.011526 | 0.71884 | 1 |  | 2011 | 88.6425 | 0.81386
| 2012 | 1.2333 | 0.012333 | 0.7783 | 1 |  | 2012 | 90.1077 | 0.82731
| 2013 | 1.178 | 0.01178 | 0.75304 | 1 |  | 2013 | 91.7091 | 0.84201
| 2014 | 1.2405 | 0.012405 | 0.7536 | 1 |  | 2014 | 93.3015 | 0.85663
| 2015 | 1.378 | 0.01378 | 0.9017 | 1 |  | 2015 | 93.9198 | 0.86231
| 2016 | 1.2248 | 0.012248 | 0.90418 | 1 |  | 2016 | 95.937 | 0.88083
| 2017 | 1.1413 | 0.011413 | 0.88676 | 1 |  | 2017 | 97.7978 | 0.89791
| 2018 | 1.1301 | 0.011301 | 0.84754 | 1 |  | 2018 | 99.9975 | 0.91811
| 2019 | 1.1397 | 0.011397 | 0.89288 | 1 |  | 2019 | 102.1126 | 0.93753
| 2020 | 1.1246 | 0.011246 | 0.87682 | 1 |  | 2020 | 108.0411 | 0.99196
| 2021 | 1.1604 | 0.011604 | 0.83415 | 1 |  | 2021 | 108.2883 | 0.99423
| 2022 | 1.1679 | 0.011679 | 0.82213 | 1 |  | 2022 | 108.9166 | 1
| 2023 | 1.165 | 0.01165 | 0.81241 | 1 |  | 2023 | 110.9542 | 1.0187
| 2024 | 1.1621 | 0.011621 | 0.80527 | 1 |  | 2024 | 113.2167 | 1.0395
| 2025 | 1.1601 | 0.011601 | 0.80022 | 1 |  | 2025 | 115.5271 | 1.0607
| 2026 | 1.16 | 0.0116 | 0.8 | 1 |  | 2026 | 118.0032 | 1.0834
| 2027 | 1.16 | 0.0116 | 0.8 | 1 |  | 2027 | 120.5536 | 1.1068
| 2028 | 1.16 | 0.0116 | 0.8 | 1 |  | 2028 | 123.1622 | 1.1308
| 2029 | 1.16 | 0.0116 | 0.8 | 1 |  | 2029 | 125.8291 | 1.1553
| 2030 | 1.16 | 0.0116 | 0.8 | 1 |  | 2030 | 128.5537 | 1.1803
| 2031 | 1.16 | 0.0116 | 0.8 | 1 |  | 2031 | 131.3374 | 1.2059
| 2032 | 1.16 | 0.0116 | 0.8 | 1 |  | 2032 | 134.1713 | 1.2319
| 2033 | 1.16 | 0.0116 | 0.8 | 1 |  | 2033 | 137.0602 | 1.2584
| 2034 | 1.16 | 0.0116 | 0.8 | 1 |  | 2034 | 140.0114 | 1.2855
| 2035 | 1.16 | 0.0116 | 0.8 | 1 |  | 2035 | 143.0261 | 1.3132
| 2036 | 1.16 | 0.0116 | 0.8 | 1 |  | 2036 | 146.1057 | 1.3414
| 2037 | 1.16 | 0.0116 | 0.8 | 1 |  | 2037 | 149.2516 | 1.3703
| 2038 | 1.16 | 0.0116 | 0.8 | 1 |  | 2038 | 152.4652 | 1.3998
| 2039 | 1.16 | 0.0116 | 0.8 | 1 |  | 2039 | 155.748 | 1.43
| 2040 | 1.16 | 0.0116 | 0.8 | 1 |  | 2040 | 159.1035 | 1.4608
| 2041 | 1.16 | 0.0116 | 0.8 | 1 |  | 2041 | 162.5325 | 1.4923
| 2042 | 1.16 | 0.0116 | 0.8 | 1 |  | 2042 | 166.0355 | 1.5244
| 2043 | 1.16 | 0.0116 | 0.8 | 1 |  | 2043 | 169.6138 | 1.5573
| 2044 | 1.16 | 0.0116 | 0.8 | 1 |  | 2044 | 173.2694 | 1.5908
| 2045 | 1.16 | 0.0116 | 0.8 | 1 |  | 2045 | 177.0037 | 1.6251
| 2046 | 1.16 | 0.0116 | 0.8 | 1 |  | 2046 | 180.8185 | 1.6602
| 2047 | 1.16 | 0.0116 | 0.8 | 1 |  | 2047 | 184.7154 | 1.6959
| 2048 | 1.16 | 0.0116 | 0.8 | 1 |  | 2048 | 188.6964 | 1.7325
| 2049 | 1.16 | 0.0116 | 0.8 | 1 |  | 2049 | 192.7632 | 1.7698
| 2050 | 1.16 | 0.0116 | 0.8 | 1 |  | 2050 | 196.9177 | 1.808

## CP2
Commodity prices - carbon
Return to: Main menu
Return to: Section contents
GB total carbon price (2022 EUR/tonne) | GB total carbon price (EUR/tonne CO2)
| Year | 2010 | 2011 | 2012 | 2013 | 2014 | 2015 | 2016 | 2017 | 2018 | 2019 | 2020 | 2021 | 2022 | 2023 | 2024 | 2025 | 2026 | 2027 | 2028 | 2029 | 2030 | 2031 | 2032 | 2033 | 2034 | 2035 | 2036 | 2037 | 2038 | 2039 | 2040 | 2041 | 2042 | 2043 | 2044 | 2045 | 2046 | 2047 | 2048 | 2049 | 2050
| History | 2010: 16.3111; 2011: 14.0827; 2012: 9.1141; 2013: 12.0182; 2014: 21.1634; 2015: 39.483; 2016: 33.2367; 2017: 29.4773; 2018: 39.0072; 2019: 50.5686; 2020: 43.4608; 2021: 71.5438
| High case | [11 empty] | 71.5438 | 101.4856 | 104.4705 | 107.4683 | 110.4881 | 113.5347 | 116.5823 | 119.63 | 122.6776 | 125.7252 | 128.8935 | 132.0618 | 135.2301 | 138.3983 | 141.5666 | 144.7349 | 147.9032 | 151.0714 | 154.2397 | 157.408 | 160.5763 | 163.7445 | 166.9128 | 170.0811 | 173.2494 | 176.4176 | 179.5859 | 182.7542 | 185.9225 | 189.0907
| Base case | [11 empty] | 71.5438 | 88.913 | 89.3095 | 89.7187 | 90.1499 | 90.608 | 91.0671 | 91.5262 | 91.9853 | 92.4444 | 95.697 | 98.9497 | 102.2023 | 105.455 | 108.7076 | 111.9603 | 115.2129 | 118.4656 | 121.7182 | 124.9709 | 129.0947 | 133.2184 | 137.3422 | 141.466 | 145.5898 | 149.7136 | 153.8374 | 157.9612 | 162.085 | 166.2087
| Low case | [11 empty] | 71.5438 | 76.3405 | 76.7068 | 77.0859 | 77.487 | 77.9149 | 78.3439 | 78.7728 | 79.2018 | 79.6308 | 82.6309 | 85.6311 | 88.6313 | 91.6314 | 94.6316 | 97.6317 | 100.6319 | 103.6321 | 106.6322 | 109.6324 | 111.5686 | 113.5047 | 115.4409 | 117.3771 | 119.3132 | 121.2494 | 123.1856 | 125.1217 | 127.0579 | 128.9941
Falling Short maps to the low case, Leading the Way to the high case, whilst Consumer Transformation & System Transformation map to the base case.
EU ETS carbon price (2022 EUR/tonne) | EU ETS carbon price (EUR/tonne CO2)
| Year | 2010 | 2011 | 2012 | 2013 | 2014 | 2015 | 2016 | 2017 | 2018 | 2019 | 2020 | 2021 | 2022 | 2023 | 2024 | 2025 | 2026 | 2027 | 2028 | 2029 | 2030 | 2031 | 2032 | 2033 | 2034 | 2035 | 2036 | 2037 | 2038 | 2039 | 2040 | 2041 | 2042 | 2043 | 2044 | 2045 | 2046 | 2047 | 2048 | 2049 | 2050
| History | 2010: 16.3111; 2011: 14.0827; 2012: 9.1141; 2013: 5.1072; 2014: 7.334; 2015: 10.5909; 2016: 8.2069; 2017: 6.598; 2018: 16.8515; 2019: 28.6865; 2020: 23.0545; 2021: 50.5359
| High case | [11 empty] | 50.5359 | 80.4641 | 86.1218 | 91.7794 | 97.437 | 103.0947 | 108.7523 | 114.41 | 120.0676 | 125.7252 | 128.8935 | 132.0618 | 135.2301 | 138.3983 | 141.5666 | 144.7349 | 147.9032 | 151.0714 | 154.2397 | 157.408 | 160.5763 | 163.7445 | 166.9128 | 170.0811 | 173.2494 | 176.4176 | 179.5859 | 182.7542 | 185.9225 | 189.0907
| Base case | [11 empty] | 50.5359 | 67.8916 | 70.9607 | 74.0298 | 77.0989 | 80.168 | 83.2371 | 86.3062 | 89.3753 | 92.4444 | 95.697 | 98.9497 | 102.2023 | 105.455 | 108.7076 | 111.9603 | 115.2129 | 118.4656 | 121.7182 | 124.9709 | 129.0947 | 133.2184 | 137.3422 | 141.466 | 145.5898 | 149.7136 | 153.8374 | 157.9612 | 162.085 | 166.2087
| Low case | [11 empty] | 50.5359 | 55.3191 | 58.3581 | 61.397 | 64.436 | 67.4749 | 70.5139 | 73.5528 | 76.5918 | 79.6308 | 82.6309 | 85.6311 | 88.6313 | 91.6314 | 94.6316 | 97.6317 | 100.6319 | 103.6321 | 106.6322 | 109.6324 | 111.5686 | 113.5047 | 115.4409 | 117.3771 | 119.3132 | 121.2494 | 123.1856 | 125.1217 | 127.0579 | 128.9941
Falling Short maps to the low case, Leading the Way to the high case, whilst Consumer Transformation & System Transformation map to the base case.

## FES-IN-5
FES IN 5
Chapter Section | Subsection | Figure Title | Figure Number
FES IN 5 |  | Energy flow diagram inputs | Energy flow diagrams
|  | Key Statistics in 2030, 2035 and 2050 | Key Stats
|  | FES Key Comparison Chart | Key Comparisons

## Energy flow diagrams
Energy flow diagram inputs
Return to: Main Menu |  |  | Industrial and commercial demand includes direct transmission connected demand as well as distribution connected demand | [17 empty] | Energy flow diagrams created using:
Return to: Chapter contents |  |  | Natural gas figures exclude natural gas exports | [17 empty] | https://sankeymatic.com/
|  |  | Aviation excludes demand met by petroleum products | [17 empty] | Each column below can be pasted in to the online tool to produce a diagram for that scenario year
|  |  | Bioresource figures in 2020 include only energy related uses, and are referenced from CCC data and FES analysis | [17 empty] | Values in the left hand side of this sheet are accurate, but values in the column belows are all rounded and will introduce rounding errors to totals
FES 2021 data
| Category | Subcategory | Fuel lookup | Description | Data | Data table | Component | Component 2 | Component 3 | Subtract component | Unit lookup |  | 2035 |  | Scenario data 2050 | [6 empty] | 2035 |  | 2050
[12 empty] | 2020 | Leading the Way | Falling Short | Consumer Transformation | System Transformation | Leading the Way | Falling Short | Diagram name in | Diagram name out |  | LW | FS | CT | ST | LW | FS
| End user demand | I&C | Electricity | Electricity | Demand (TWh) | ED1 | GBFES Customer Demand: Total Industrial (Excluding electrolysis) | Total Commercial Demand inc EV, Heat Pumps, District Heat, Rail Traction, No Directs | GBFES Customer Demand: Direct Transmission Customers | I&C Rail Traction Demand | GWh | 173.914 | 202.827 | 186.781 | 274.33 | 213.237 | 226.766 | 222.035 | Electricity 2 | I&C |  | Electricity 2 [203] I&C | Electricity 2 [187] I&C | Electricity 2 [274] I&C | Electricity 2 [213] I&C | Electricity 2 [227] I&C | Electricity 2 [222] I&C
|  |  | Gas | Gas | Demand (TWh) | ED3 | Annual end-use gas demand from industry | Annual end-use gas demand from the commercial sector |  |  | GWh | 233.097 | 101.6296 | 227.186 | 13.6235 | 11.5 | 11.3528 | 200.8902 | Natural gas 3 | I&C |  | Natural gas 3 [102] I&C | Natural gas 3 [227] I&C | Natural gas 3 [14] I&C | Natural gas 3 [12] I&C | Natural gas 3 [11] I&C | Natural gas 3 [201] I&C
|  |  | Hydrogen | Hydrogen | Demand (TWh) | WS1 | Industrial | Commercial |  |  | TWh | 0 | 34.3318 | 2.9744 | 13.2378 | 133.7263 | 75.6479 | 9.1266 | Hydrogen 2 | I&C |  | Hydrogen 2 [34] I&C | Hydrogen 2 [3] I&C | Hydrogen 2 [13] I&C | Hydrogen 2 [134] I&C | Hydrogen 2 [76] I&C | Hydrogen 2 [9] I&C
|  |  | Bioenergy | Bioresource | Demand (TWh) | WS1 | Industrial | Commercial |  |  | TWh | 45.18 | 5.67 | 0.46 | 10.09 | 7.43 | 9.2 | 1.93 | Bioresource 2 | I&C |  | Bioresource 2 [6] I&C | Bioresource 2 [0] I&C | Bioresource 2 [10] I&C | Bioresource 2 [7] I&C | Bioresource 2 [9] I&C | Bioresource 2 [2] I&C
|  |  | Other fuels | Oil/Petroleum/Waste/Solid fuels | Demand (TWh) | [6 empty] | 41.11 | 29.4725 | 46.4908 | 3.7423 | 2.6295 | 5.2089 | 17.2204 | Other fuels 2 | I&C |  | Other fuels 2 [29] I&C | Other fuels 2 [46] I&C | Other fuels 2 [4] I&C | Other fuels 2 [3] I&C | Other fuels 2 [5] I&C | Other fuels 2 [17] I&C
|  | Residential | Electricity | Electricity | Demand (TWh) | ED1 | GBFES Customer Demand: Residential |  |  | Residential Electric Vehicles Demand (Evs) | GWh | 94.42 | 92.464 | 109.148 | 141.403 | 130.912 | 110.212 | 162.672 | Electricity 2 | Residential |  | Electricity 2 [92] Residential | Electricity 2 [109] Residential | Electricity 2 [141] Residential | Electricity 2 [131] Residential | Electricity 2 [110] Residential | Electricity 2 [163] Residential
|  |  | Gas | Gas | Demand (TWh) | ED3 | Total end-use residential gas demand |  |  |  | GWh | 333.6768 | 112.9023 | 283.7459 | 0.080915 | 0.78913 | 0.00030963 | 142.1501 | Natural gas 3 | Residential |  | Natural gas 3 [113] Residential | Natural gas 3 [284] Residential | Natural gas 3 [0] Residential | Natural gas 3 [1] Residential | Natural gas 3 [0] Residential | Natural gas 3 [142] Residential
|  |  | Hydrogen | Hydrogen | Demand (TWh) | WS1 | Residential |  |  |  | TWh | 0 | 17.4651 | 0 | 0 | 145.3041 | 42.7932 | 0 | Hydrogen 2 | Residential |  | Hydrogen 2 [17] Residential | Hydrogen 2 [0] Residential | Hydrogen 2 [0] Residential | Hydrogen 2 [145] Residential | Hydrogen 2 [43] Residential | Hydrogen 2 [0] Residential
|  |  | Bioenergy | Bioresource | Demand (TWh) | WS1 | Residential Heat |  |  |  | TWh | 2.5475 | 7.4319 | 2.6 | 11.14 | 7.84 | 15.7134 | 7.64 | Bioresource 2 | Residential |  | Bioresource 2 [7] Residential | Bioresource 2 [3] Residential | Bioresource 2 [11] Residential | Bioresource 2 [8] Residential | Bioresource 2 [16] Residential | Bioresource 2 [8] Residential
|  |  | Petrol/Diesel | Oil/Petroleum | Demand (TWh) | ED3 | Other |  |  |  | TWh | 40.9486 | 4.0991 | 12.3971 | 0.011128 | 0.013818 | 0.0034944 | 4.1898 | Other fuels 2 | Residential |  | Other fuels 2 [4] Residential | Other fuels 2 [12] Residential | Other fuels 2 [0] Residential | Other fuels 2 [0] Residential | Other fuels 2 [0] Residential | Other fuels 2 [4] Residential
|  | Road Transport | Electricity | Electricity | Demand (TWh) | ED1 | Residential Electric Vehicles Demand (EVs) | Commercial Electric Vehicles Demand (EVs) |  |  | GWh | 1.293 | 87.668 | 38.966 | 118.436 | 89.695 | 114.971 | 123.108 | Electricity 2 | Transport
|  |  | Gas | Gas | Demand (TWh) | ED3 | Gas end-use demand for transport |  |  |  | GWh | 0.24469 | 1.362 | 8.458 | 0 | 0 | 0 | 12.397 | Natural gas 3 | Transport |  | Natural gas 3 [1] Transport | Natural gas 3 [8] Transport | Natural gas 3 [0] Transport | Natural gas 3 [0] Transport | Natural gas 3 [0] Transport | Natural gas 3 [12] Transport
|  |  | Hydrogen | Hydrogen | Demand (TWh) | WS1 | Road Transport |  |  |  | TWh | 0.01515 | 0.82532 | 0.20813 | 3.108 | 56.2244 | 6.1345 | 1.1176 | Hydrogen 2 | Transport
|  |  | Bioenergy | Bioresource | Demand (TWh) | WS1 | Road Transport | Road Transport |  |  | TWh | 15.9 | 12.8207 | 36.2231 | 0 | 0 | 0 | 13.0093 | Bioresource 2 | Transport |  | Bioresource 2 [13] Transport | Bioresource 2 [36] Transport | Bioresource 2 [0] Transport | Bioresource 2 [0] Transport | Bioresource 2 [0] Transport | Bioresource 2 [13] Transport
|  |  | Petrol/Diesel | Oil/Petroleum | Demand (TWh) | ED5 | TWh Vehicles - Petrol/Diesel |  |  |  | TWh | 398.2093 | 93.1017 | 225.5857 | 0 | 0 | 0 | 4.9763 | Other fuels 2 | Transport |  | Other fuels 2 [93] Transport | Other fuels 2 [226] Transport | Other fuels 2 [0] Transport | Other fuels 2 [0] Transport | Other fuels 2 [0] Transport | Other fuels 2 [5] Transport
|  | Rail | Electricity | Electricity | Demand (TWh) | ED1 | I&C Rail Traction Demand |  |  |  | GWh | 4.951 | 6.943 | 5.192 | 9.263 | 8.349 | 10.721 | 6.028 | Electricity 2 | Transport
|  |  | Hydrogen | Hydrogen | Demand (TWh) | WS1 | Rail |  |  |  | TWh | 0 | 0 | 0 | 0 | 2.0833 | 0 | 0 | Hydrogen 2 | Transport
|  | Aviation & Shipping | Bioenergy | Bioresource | Demand (TWh) | WS1 | Shipping | Aviation |  |  | TWh | 0 | 18.57 | 8.5 | 41.34 | 41.34 | 41.34 | 16 | Bioresource 2 | Aviation & Shipping |  | Bioresource 2 [19] Aviation & Shipping | Bioresource 2 [9] Aviation & Shipping | Bioresource 2 [41] Aviation & Shipping | Bioresource 2 [41] Aviation & Shipping | Bioresource 2 [41] Aviation & Shipping | Bioresource 2 [16] Aviation & Shipping
|  |  | Hydrogen | Hydrogen | Demand (TWh) | WS1 | Shipping | Aviation |  |  | TWh | 0 | 5 | 0 | 79.7755 | 79.7755 | 79.7755 | 0 | Hydrogen 2 | Aviation & Shipping |  | Hydrogen 2 [5] Aviation & Shipping | Hydrogen 2 [0] Aviation & Shipping | Hydrogen 2 [80] Aviation & Shipping | Hydrogen 2 [80] Aviation & Shipping | Hydrogen 2 [80] Aviation & Shipping | Hydrogen 2 [0] Aviation & Shipping
|  | DACCS | Electricity | Electricity | Demand (TWh) | [6 empty] | 0 | 0 | 0 | 0 | 0 | 5 | 0 | Non-networked generation | DACCS |  | Non-networked generation [0] DACCS | Non-networked generation [0] DACCS | Non-networked generation [0] DACCS | Non-networked generation [0] DACCS | Non-networked generation [5] DACCS | Non-networked generation [0] DACCS
|  |  | Hydrogen | Hydrogen | Demand (TWh) | WS1 | Direct Air Carbon Capture and Storage |  |  |  | TWh | 0 | 0.0061806 | 0 | 0 | 0 | 24.3058 | 0 | Hydrogen 2 | DACCS |  | Hydrogen 2 [0] DACCS | Hydrogen 2 [0] DACCS | Hydrogen 2 [0] DACCS | Hydrogen 2 [0] DACCS | Hydrogen 2 [24] DACCS | Hydrogen 2 [0] DACCS
| Energy supply | Electricity supply | Electricity | Solar | Generation (TWh) | ES1 | Solar |  |  |  | Generation (TWh) | 12.0244 | 61.7173 | 25.1252 | 81.7284 | 59.2621 | 94.6411 | 35.2195 | Solar | Electricity 1 |  | Solar [62] Electricity 1 | Solar [25] Electricity 1 | Solar [82] Electricity 1 | Solar [59] Electricity 1 | Solar [95] Electricity 1 | Solar [35] Electricity 1
|  |  | Electricity | Offshore wind | Generation (TWh) | ES1 | Offshore Wind |  |  |  | Generation (TWh) | 45.6615 | 349.7717 | 190.7604 | 489.953 | 435.9813 | 398.3162 | 325.7597 | Offshore wind | Electricity 1
|  |  | Electricity | Onshore wind | Generation (TWh) | ES1 | Onshore Wind |  |  |  | Generation (TWh) | 43.422 | 76.947 | 76.2752 | 112.4633 | 99.4271 | 151.484 | 73.0574 | Onshore wind | Electricity 1
|  |  | Electricity | Nuclear (non hydrogen related) | Generation (TWh) | ES1 | Nuclear |  |  |  | Generation (TWh) | 47.2009 | 47.6873 | 32.614 | 82.9991 | 64.2196 | 57.7143 | 86.013 | Nuclear | Electricity 1 |  | Nuclear [48] Electricity 1 | Nuclear [33] Electricity 1 | Nuclear [83] Electricity 1 | Nuclear [64] Electricity 1 | Nuclear [58] Electricity 1 | Nuclear [86] Electricity 1
|  |  | Electricity | Other Renewables | Generation (TWh) | ES1 | Hydro | Marine | Other Renewables |  | Generation (TWh) | 28.8746 | 17.3623 | 10.117 | 34.7618 | 39.9404 | 19.8469 | 18.7154 | Other renewables | Electricity 1 |  | Other renewables [17] Electricity 1 | Other renewables [10] Electricity 1 | Other renewables [35] Electricity 1 | Other renewables [40] Electricity 1 | Other renewables [20] Electricity 1 | Other renewables [19] Electricity 1
|  |  | Electricity | Non-networked renewables for hydrogen | Generation (TWh) | ES1 | Offshore Wind |  |  |  | Generation (TWh) | 0 | 9.602 | 0 | 2.2158 | 48.3494 | 50.4501 | 0 | Non-networked generation | Electrolysis 2 |  | Non-networked generation [10] Electrolysis 2 | Non-networked generation [0] Electrolysis 2 | Non-networked generation [2] Electrolysis 2 | Non-networked generation [48] Electrolysis 2 | Non-networked generation [50] Electrolysis 2 | Non-networked generation [0] Electrolysis 2
|  |  | Electricity | Non-networked renewables for DACCS | Generation (TWh) | [6 empty] | 0 | 0 | 0 | 0 | 0 | 5 | 0
|  |  | Hydrogen | Nuclear to produce hydrogen | Generation (TWh) | WS1 | Nuclear |  |  |  | TWh | 0 | 0 | 0 | 9.1347 | 22.8368 | 0 | 0 | Nuclear | Electrolysis 3 |  | Nuclear [0] Electrolysis 3 | Nuclear [0] Electrolysis 3 | Nuclear [9] Electrolysis 3 | Nuclear [23] Electrolysis 3 | Nuclear [0] Electrolysis 3 | Nuclear [0] Electrolysis 3
|  | Imports and exports | Electricity | Electricity import | Demand (TWh) | ES1 | Interconnectors |  |  |  | Import (TWh) | 26.9414 | 26.2791 | 27.4497 | 11.9526 | 19.8713 | 30.5454 | 22.7709 | Electricity import | Electricity 1 |  | Electricity import [26] Electricity 1 | Electricity import [27] Electricity 1 | Electricity import [12] Electricity 1 | Electricity import [20] Electricity 1 | Electricity import [31] Electricity 1 | Electricity import [23] Electricity 1
|  |  | Electricity | Electricity export | Demand (TWh) | ES1 | Interconnectors |  |  |  | Export (TWh) | 6.634 | 143.748 | 59.5993 | 160.422 | 81.9236 | 108.164 | 75.7804 | Electricity 2 | Electricity export |  | Electricity 2 [144] Electricity export | Electricity 2 [60] Electricity export | Electricity 2 [160] Electricity export | Electricity 2 [82] Electricity export | Electricity 2 [108] Electricity export | Electricity 2 [76] Electricity export
|  |  | Hydrogen | Hydrogen import | Demand (TWh) | WS1 | Imports |  |  |  | TWh | 0 | 3 | 0 | 0 | 0 | 32 | 0 | Hydrogen import | Hydrogen 1 |  | Hydrogen import [3] Hydrogen 1 | Hydrogen import [0] Hydrogen 1 | Hydrogen import [0] Hydrogen 1 | Hydrogen import [0] Hydrogen 1 | Hydrogen import [32] Hydrogen 1 | Hydrogen import [0] Hydrogen 1
|  |  | Hydrogen | Hydrogen export | Demand (TWh) | WS1 | Exports |  |  |  | TWh | 0 | 0 | 0 | 0 | 57.4229 | 19.4507 | 0 | Hydrogen 2 | Hydrogen export |  | Hydrogen 2 [0] Hydrogen export | Hydrogen 2 [0] Hydrogen export | Hydrogen 2 [0] Hydrogen export | Hydrogen 2 [57] Hydrogen export | Hydrogen 2 [19] Hydrogen export | Hydrogen 2 [0] Hydrogen export
| Transformation demand | Methane reformation | Gas | Natural gas for Methane Reformation | Demand (TWh) | ED3 | Hydrogen Production - Natural Gas Demand |  |  |  | TWh | 0 | 34.5931 | 1.1941 | 1.6887 | 265.8944 | 35.23 | 8.13 | Natural gas 2 | Methane reforming |  | Natural gas 2 [35] Methane reforming | Natural gas 2 [1] Methane reforming | Natural gas 2 [2] Methane reforming | Natural gas 2 [266] Methane reforming | Natural gas 2 [35] Methane reforming | Natural gas 2 [8] Methane reforming
|  |  | Bioresources | Bioresources for Methane Reformation | Demand (TWh) | WS1 | Hydrogen Production |  |  |  | TWh | 0 | 6.212 | 0 | 0 | 42.306 | 9.9742 | 0 | Bioresource | Methane reforming |  | Bioresource [6] Methane reforming | Bioresource [0] Methane reforming | Bioresource [0] Methane reforming | Bioresource [42] Methane reforming | Bioresource [10] Methane reforming | Bioresource [0] Methane reforming
|  |  | Hydrogen | Hydrogen produced from Methane Reformation (natural gas) | Production (TWh) | WS1 | Methane Reformation with CCUS |  |  |  | TWh | 0 | 25.53 | 0.88129 | 1.2463 | 218.0356 | 26 | 6 | Methane reforming | Hydrogen 1 |  | Methane reforming [26] Hydrogen 1 | Methane reforming [1] Hydrogen 1 | Methane reforming [1] Hydrogen 1 | Methane reforming [218] Hydrogen 1 | Methane reforming [26] Hydrogen 1 | Methane reforming [6] Hydrogen 1
|  |  | Hydrogen | Hydrogen produced from Methane Reformation (biomethane) | Production (TWh) | WS1 | Biomass gasification |  |  |  | TWh | 0 | 4.4119 | 0 | 0 | 33 | 7.084 | 0 | Methane reforming | Hydrogen 1 |  | Methane reforming [4] Hydrogen 1 | Methane reforming [0] Hydrogen 1 | Methane reforming [0] Hydrogen 1 | Methane reforming [33] Hydrogen 1 | Methane reforming [7] Hydrogen 1 | Methane reforming [0] Hydrogen 1
|  | Storage | Hydrogen | Hydrogen storage | Total annual TWh hydrogen stored | WS1 | [5 empty] | 0 | 1.8491 | 0 | 11.2722 | 55.8417 | 19.1407 | 0.61802 | Hydrogen 1 | Hydrogen storage |  | Hydrogen 1 [2] Hydrogen storage | Hydrogen 1 [0] Hydrogen storage | Hydrogen 1 [11] Hydrogen storage | Hydrogen 1 [56] Hydrogen storage | Hydrogen 1 [19] Hydrogen storage | Hydrogen 1 [1] Hydrogen storage
|  |  | Hydrogen | Hydrogen storage losses | Losses (TWh) | WS1 | [5 empty] | 0
|  |  | Hydrogen | Hydrogen storage supply | Supply from hydrogen storage | WS1 | [5 empty] | 0 | 1.8491 | 0 | 11.2722 | 55.8417 | 19.1407 | 0.61802 | Hydrogen storage | Hydrogen 2 |  | Hydrogen storage [2] Hydrogen 2 | Hydrogen storage [0] Hydrogen 2 | Hydrogen storage [11] Hydrogen 2 | Hydrogen storage [56] Hydrogen 2 | Hydrogen storage [19] Hydrogen 2 | Hydrogen storage [1] Hydrogen 2
|  |  | Electricity | Electricity storage | Total annual TWh electricity stored | ES1 | Storage Consumption (TWh) |  |  |  | Consumption (TWh) | 2.0345 | 13.0119 | 10.5268 | 15.5635 | 11.0217 | 10.5029 | 10.6627 | Electricity 1 | Electricity storage |  | Electricity 1 [13] Electricity storage | Electricity 1 [11] Electricity storage | Electricity 1 [16] Electricity storage | Electricity 1 [11] Electricity storage | Electricity 1 [11] Electricity storage | Electricity 1 [11] Electricity storage
[5 empty] | Storage output (TWh) | ES1 | Storage |  |  |  | Generation (TWh) | 1.6042 | 10.57 | 8.6404 | 12.8076 | 9.0772 | 8.6378 | 8.8114 | Electricity storage | Electricity 2 |  | Electricity storage [11] Electricity 2 | Electricity storage [9] Electricity 2 | Electricity storage [13] Electricity 2 | Electricity storage [9] Electricity 2 | Electricity storage [9] Electricity 2 | Electricity storage [9] Electricity 2
|  | Electrolysis | Hydrogen | Electricity demand (network connected) | Electricity demand (TWh) | WS1 | Networked Electricity |  |  |  | TWh | 0 | 42.2942 | 2.8917 | 116.9098 | 147.0083 | 153.6478 | 6.6866 | Electricity 1 | Electrolysis
|  |  | Hydrogen | Hydrogen produced (network connected) | Hydrogen produced (TWh) | WS1 | Networked Electrolysis |  |  |  | TWh | 0 | 36.1369 | 2.3139 | 102.387 | 120.7 | 134.5613 | 5.49 | Electrolysis | Hydrogen 1
|  |  | Electricity | Additional electrolysis for hydrogen export |  | WS1 |  |  |  |  | TWh |  | 0 | 0 | 0 | 70 | 22 | 0 | Electricity 1 | Electrolysis
|  |  | Hydrogen | Hydrogen produced for export | Demand (TWh) | WS1 | Exports |  |  |  | TWh | 0 | 0 | 0 | 0 | 57.4229 | 19.4507 | 0 | Electrolysis | Hydrogen 1
|  |  | Hydrogen | Hydrogen produced by non-networked wind/electrolysis | Hydrogen produced (TWh) | WS1 | Non-networked Electrolysis |  |  |  | TWh | 0 | 8.2041 | 0 | 1.9405 | 39.6969 | 44.183 | 0 | Electrolysis 2 | Hydrogen 1 |  | Electrolysis 2 [8] Hydrogen 1 | Electrolysis 2 [0] Hydrogen 1 | Electrolysis 2 [2] Hydrogen 1 | Electrolysis 2 [40] Hydrogen 1 | Electrolysis 2 [44] Hydrogen 1 | Electrolysis 2 [0] Hydrogen 1
|  |  | Hydrogen | Hydrogen produced by nuclear connected electrolysis | Hydrogen produced (TWh) | WS1 | Nuclear Electrolysis |  |  |  | TWh | 0 | 0 | 0 | 8 | 20 | 0 | 0 | Electrolysis 3 | Hydrogen 1 |  | Electrolysis 3 [0] Hydrogen 1 | Electrolysis 3 [0] Hydrogen 1 | Electrolysis 3 [8] Hydrogen 1 | Electrolysis 3 [20] Hydrogen 1 | Electrolysis 3 [0] Hydrogen 1 | Electrolysis 3 [0] Hydrogen 1
|  | Hydrogen elec generation | Hydrogen | Hydrogen demand | Demand (TWh) | WS1 | Power Generation |  |  |  | TWh | 0 | 6.6 | 0 | 17 | 12.6 | 14.2 | 1.2 | Hydrogen 1 | Hydrogen generation |  | Hydrogen 1 [7] Hydrogen generation | Hydrogen 1 [0] Hydrogen generation | Hydrogen 1 [17] Hydrogen generation | Hydrogen 1 [13] Hydrogen generation | Hydrogen 1 [14] Hydrogen generation | Hydrogen 1 [1] Hydrogen generation
|  |  | Electricity | Electricity produced | Generation (TWh) | ES1 |  | Hydrogen | Hydrogen CHP |  | Generation (TWh) | 0 | 2.5361 | 0 | 9.1059 | 2.9959 | 4.9668 | 0.79801 | Hydrogen generation | Electricity 2 |  | Hydrogen generation [3] Electricity 2 | Hydrogen generation [0] Electricity 2 | Hydrogen generation [9] Electricity 2 | Hydrogen generation [3] Electricity 2 | Hydrogen generation [5] Electricity 2 | Hydrogen generation [1] Electricity 2
|  | Gas elec generation | Gas | Gas demand | Demand (TWh) | ED3 | Total gas demand (gas NTS connected only) for electricity generation | LDZ connected peaking/flexible plants |  |  | GWh | 187 | 24.7427 | 104.2263 | 11.8808 | 47.0957 | 27.9201 | 122.962 | Natural gas | Gas gen |  | Natural gas [25] Gas gen | Natural gas [104] Gas gen | Natural gas [12] Gas gen | Natural gas [47] Gas gen | Natural gas [28] Gas gen | Natural gas [123] Gas gen
|  |  | Electricity | Electricity produced | Generation (TWh) | ES1 | Gas |  | CCS Gas |  | Generation (TWh) | 91.703 | 13.0829 | 53.5641 | 6.0305 | 23.8228 | 14.2365 | 60.5878 | Gas gen | Electricity 1 |  | Gas gen [13] Electricity 1 | Gas gen [54] Electricity 1 | Gas gen [6] Electricity 1 | Gas gen [24] Electricity 1 | Gas gen [14] Electricity 1 | Gas gen [61] Electricity 1
|  | Biomass/BECCS elec generation | Bioenergy | Bioresources demand | Demand (TWh) | WS1 | Power Generation |  |  | Waste | TWh | 68.34 | 59.0074 | 17.3907 | 159.1347 | 134.98 | 68.4131 | 53.6715 | Bioresource | Bio gen |  | Bioresource [59] Bio gen | Bioresource [17] Bio gen | Bioresource [159] Bio gen | Bioresource [135] Bio gen | Bioresource [68] Bio gen | Bioresource [54] Bio gen
|  |  | Electricity | Electricity produced | Generation (TWh) | ES1 | Biomass |  | CCS Biomass |  | Generation (TWh) | 7.8382 | 17.3349 | 5.0646 | 46.1482 | 39.1571 | 19.9618 | 15.614 | Bio gen | Electricity 1 |  | Bio gen [17] Electricity 1 | Bio gen [5] Electricity 1 | Bio gen [46] Electricity 1 | Bio gen [39] Electricity 1 | Bio gen [20] Electricity 1 | Bio gen [16] Electricity 1
|  | Energy from waste generation | Bioenergy | Bioenergy - waste powergen | TWh | WS1 | Waste |  |  |  | TWh |  | 34.2743 | 36.3739 | 25.5537 | 16.96 | 28.1054 | 17.5007 | Bioresource | Energy from waste |  | Bioresource [34] Energy from waste | Bioresource [36] Energy from waste | Bioresource [26] Energy from waste | Bioresource [17] Energy from waste | Bioresource [28] Energy from waste | Bioresource [18] Energy from waste
|  |  | Other fuels | Non-biogenic waste for power | TWh | WS1 | [6 empty] | 34.2743 | 36.3739 | 25.5537 | 16.96 | 28.1054 | 17.5007 | Other fuels | Energy from waste |  | Other fuels [34] Energy from waste | Other fuels [36] Energy from waste | Other fuels [26] Energy from waste | Other fuels [17] Energy from waste | Other fuels [28] Energy from waste | Other fuels [18] Energy from waste
|  |  | Electricity | Electricity prouced from waste | Generation (TWh) | ES1 | Waste |  |  |  | Generation (TWh) |  | 6.0923 | 14.3006 | 2.6473 | 2.7003 | 2.8566 | 6.6973 | Energy from waste | Electricity 1 |  | Energy from waste [6] Electricity 1 | Energy from waste [14] Electricity 1 | Energy from waste [3] Electricity 1 | Energy from waste [3] Electricity 1 | Energy from waste [3] Electricity 1 | Energy from waste [7] Electricity 1
|  | Green Gas | Bioenergy | Bioresource demand | Demand (TWh) | WS1 | Biomethane blending |  |  |  | TWh | 5 | 6.8269 | 32.5247 | 3.2399 | 0 | 4.015 | 50.212 | Bioresource | Natural gas 2 |  | Bioresource [7] Natural gas 2 | Bioresource [33] Natural gas 2 | Bioresource [3] Natural gas 2 | Bioresource [0] Natural gas 2 | Bioresource [4] Natural gas 2 | Bioresource [50] Natural gas 2
|  | Hydrogen blending | Hydrogen | Hydrogen for blending | Demand (TWh) | WS1 | Blending |  |  |  | TWh | 0 | 12.7466 | 0 | 0 | 0 | 0 | 0 | Hydrogen 2 | Natural gas 3 |  | Hydrogen 2 [13] Natural gas 3 | Hydrogen 2 [0] Natural gas 3 | Hydrogen 2 [0] Natural gas 3 | Hydrogen 2 [0] Natural gas 3 | Hydrogen 2 [0] Natural gas 3 | Hydrogen 2 [0] Natural gas 3
| Losses | Network and storage losses | Gas | Natural gas shrinkage losses | Shrinkage Losses (TWh) | ED3 | Total (NTS+LDZ) gas shrinkage |  |  |  | GWh | 7 | 2.1988 | 4.9178 | 0.13992 | 1.5947 | 0.32414 | 3.6 | Natural gas 3 | Losses |  | Natural gas 3 [2] Losses | Natural gas 3 [5] Losses | Natural gas 3 [0] Losses | Natural gas 3 [2] Losses | Natural gas 3 [0] Losses | Natural gas 3 [4] Losses
|  |  | Electricity | Electricity network losses (Tx and Dx) | TWh | ED1 | GBFES System Losses: Transmission | GBFES System Losses: Distribution |  |  | GWh | 22.0236 | 29.627 | 27.126 | 40.554 | 34.283 | 33.234 | 42.114 | Electricity 2 | Losses
|  |  | Electricity | Other electricity losses (station load, pumping, flexibility conversion losses etc) | TWh | [5 empty] | Demand Total (TWh) - Excluding Electrolysis |  | 10.8025 | 3.9425 | 13.7124 | 10.0848 | 12.7768 | 4.9543 | Electricity 2 | Losses
|  |  | Electricity | Electricity storage conversion losses | TWh | ES1 | [5 empty] | 0.43029 | 2.4419 | 1.8864 | 2.7559 | 1.9445 | 1.8651 | 1.8512 | Electricity storage | Losses |  | Electricity storage [2] Losses | Electricity storage [2] Losses | Electricity storage [3] Losses | Electricity storage [2] Losses | Electricity storage [2] Losses | Electricity storage [2] Losses
|  |  | Hydrogen | Hydrogen Tx and Dx losses | TWh | WS1 | Transmission Losses |  |  |  | TWh | 0 | 0.3079 | 0.01273 | 0.45249 | 1.7189 | 0.97143 | 0.045777 | Hydrogen 2 | Losses |  | Hydrogen 2 [0] Losses | Hydrogen 2 [0] Losses | Hydrogen 2 [0] Losses | Hydrogen 2 [2] Losses | Hydrogen 2 [1] Losses | Hydrogen 2 [0] Losses
|  | Thermal generation losses | Gas | Gas generation losses | TWh | [6 empty] | 95.297 | 11.6598 | 50.6623 | 5.8503 | 23.2728 | 13.6836 | 62.3741 | Gas gen | Losses |  | Gas gen [12] Losses | Gas gen [51] Losses | Gas gen [6] Losses | Gas gen [23] Losses | Gas gen [14] Losses | Gas gen [62] Losses
|  |  | Bioresource | Biomass/BECCS generation losses | TWh | [6 empty] | 60.5018 | 41.6725 | 12.3261 | 112.9865 | 95.8229 | 48.4514 | 38.0575 | Bio gen | Losses |  | Bio gen [42] Losses | Bio gen [12] Losses | Bio gen [113] Losses | Bio gen [96] Losses | Bio gen [48] Losses | Bio gen [38] Losses
|  |  | Hydrogen | Hydrogen generation losses | TWh | [6 empty] | 0 | 4.0639 | 0 | 7.8941 | 9.6041 | 9.2332 | 0.40199 | Hydrogen generation | Losses |  | Hydrogen generation [4] Losses | Hydrogen generation [0] Losses | Hydrogen generation [8] Losses | Hydrogen generation [10] Losses | Hydrogen generation [9] Losses | Hydrogen generation [0] Losses
|  |  | Waste | Energy from waste losses | TWh | [5 empty] | TWh |  | 62.4564 | 58.4473 | 48.4601 | 31.2197 | 53.3543 | 28.3041 | Energy from waste | Losses |  | Energy from waste [62] Losses | Energy from waste [58] Losses | Energy from waste [48] Losses | Energy from waste [31] Losses | Energy from waste [53] Losses | Energy from waste [28] Losses
|  | Hydrogen production losses | Electricity | Grid-connected electrolysis losses | TWh | [6 empty] | 0 | 6.1573 | 0.57775 | 14.5228 | 38.8855 | 21.6358 | 1.1966 | Electrolysis | Losses |  | Electrolysis [6] Losses | Electrolysis [1] Losses | Electrolysis [15] Losses | Electrolysis [39] Losses | Electrolysis [22] Losses | Electrolysis [1] Losses
|  |  | Electricity | Non-networked electrolysis losses | TWh | [6 empty] | 0 | 1.3979 | 0 | 0.27525 | 8.6525 | 6.267 | 0 | Electrolysis 2 | Losses |  | Electrolysis 2 [1] Losses | Electrolysis 2 [0] Losses | Electrolysis 2 [0] Losses | Electrolysis 2 [9] Losses | Electrolysis 2 [6] Losses | Electrolysis 2 [0] Losses
|  |  | Electricity | Nuclear electrolysis losses | TWh | [6 empty] | 0 | 0 | 0 | 1.1347 | 2.8368 | 0 | 0 | Electrolysis 3 | Losses |  | Electrolysis 3 [0] Losses | Electrolysis 3 [0] Losses | Electrolysis 3 [1] Losses | Electrolysis 3 [3] Losses | Electrolysis 3 [0] Losses | Electrolysis 3 [0] Losses
|  |  | Gas | Methane reformation losses | TWh | [6 empty] | 0 | 10.8632 | 0.31286 | 0.44242 | 57.1648 | 12.1203 | 2.13 | Methane reforming | Losses |  | Methane reforming [11] Losses | Methane reforming [0] Losses | Methane reforming [0] Losses | Methane reforming [57] Losses | Methane reforming [12] Losses | Methane reforming [2] Losses
| Energy curtailment |  | Electricity | Total energy curtailment | Generation (TWh) | ES1 |  |  |  |  | Curtailment (TWh) | 0 | 48.5534 | 13.3528 | 52.8841 | 18.459 | 1.6674 | 32.1452 | Electricity 1 | Curtailment |  | Electricity 1 [49] Curtailment | Electricity 1 [13] Curtailment | Electricity 1 [53] Curtailment | Electricity 1 [18] Curtailment | Electricity 1 [2] Curtailment | Electricity 1 [32] Curtailment
|  |  | Electricity | Offshore wind |  |  | Offshore wind |  |  |  | Curtailment (TWh) | 0 | 2.4774 | 0.029035 | 3.9496 | 0.38511 | 0 | 3.5782 | Offshore wind | Electricity 1
|  |  | Electricity | Onshore wind |  |  | Onshore wind |  |  |  | Curtailment (TWh) | 0 | 46.076 | 13.3238 | 48.9346 | 18.0739 | 1.6674 | 28.567 | Onshore wind | Electricity 1
| Energy flow diagram transformation flows and combined flows | Transformation flows |  | Electricity Transformation | [7 empty] | 301.6314 | 560.9687 | 421.8523 | 736.2109 | 556.352 | 603.452 | 627.0858 | Electricity 1 | Electricity 2 |  | Electricity 1 [561] Electricity 2 | Electricity 1 [422] Electricity 2 | Electricity 1 [736] Electricity 2 | Electricity 1 [556] Electricity 2 | Electricity 1 [603] Electricity 2 | Electricity 1 [627] Electricity 2
|  |  |  | Natural gas transformation | [7 empty] | 574.0185 | 205.3461 | 524.3078 | 13.8443 | 13.8838 | 11.6773 | 359.0373 | Natural gas 2 | Natural gas 3 |  | Natural gas 2 [205] Natural gas 3 | Natural gas 2 [524] Natural gas 3 | Natural gas 2 [14] Natural gas 3 | Natural gas 2 [14] Natural gas 3 | Natural gas 2 [12] Natural gas 3 | Natural gas 2 [359] Natural gas 3
|  |  |  | Natural gas 2 transformation | [7 empty] | 569.0185 | 233.1123 | 492.9772 | 12.2931 | 279.7783 | 42.8923 | 316.9553 | Natural gas | Natural gas 2 |  | Natural gas [233] Natural gas 2 | Natural gas [493] Natural gas 2 | Natural gas [12] Natural gas 2 | Natural gas [280] Natural gas 2 | Natural gas [43] Natural gas 2 | Natural gas [317] Natural gas 2
|  |  |  | Hydrogen transformation | [7 empty] | 0 | 68.8338 | 3.1952 | 85.3016 | 420.4137 | 229.9384 | 9.6719 | Hydrogen 1 | Hydrogen 2 |  | Hydrogen 1 [69] Hydrogen 2 | Hydrogen 1 [3] Hydrogen 2 | Hydrogen 1 [85] Hydrogen 2 | Hydrogen 1 [420] Hydrogen 2 | Hydrogen 1 [230] Hydrogen 2 | Hydrogen 1 [10] Hydrogen 2
|  |  |  | Bioresource transformation | [7 empty] | 63.6275 | 44.4926 | 47.7831 | 62.57 | 56.61 | 66.2534 | 38.5793 | Bioresource | Bioresource 2 |  | Bioresource [44] Bioresource 2 | Bioresource [48] Bioresource 2 | Bioresource [63] Bioresource 2 | Bioresource [57] Bioresource 2 | Bioresource [66] Bioresource 2 | Bioresource [39] Bioresource 2
|  |  |  | Other fuels transformation | [7 empty] | 480.2679 | 126.6732 | 284.4736 | 3.7534 | 2.6433 | 5.2124 | 26.3865 | Other fuels | Other fuels 2 |  | Other fuels [127] Other fuels 2 | Other fuels [284] Other fuels 2 | Other fuels [4] Other fuels 2 | Other fuels [3] Other fuels 2 | Other fuels [5] Other fuels 2 | Other fuels [26] Other fuels 2
|  | Combined flows for diagrams |  | Total offshore wind generation | [7 empty] | 45.6615 | 352.2492 | 190.7895 | 493.9025 | 436.3664 | 398.3162 | 329.3379 | Offshore wind | Electricity 1 |  | Offshore wind [352] Electricity 1 | Offshore wind [191] Electricity 1 | Offshore wind [494] Electricity 1 | Offshore wind [436] Electricity 1 | Offshore wind [398] Electricity 1 | Offshore wind [329] Electricity 1
|  |  |  | Total onshore wind generation | [7 empty] | 43.422 | 123.0229 | 89.5989 | 161.3979 | 117.501 | 153.1514 | 101.6244 | Onshore wind | Electricity 1 |  | Onshore wind [123] Electricity 1 | Onshore wind [90] Electricity 1 | Onshore wind [161] Electricity 1 | Onshore wind [118] Electricity 1 | Onshore wind [153] Electricity 1 | Onshore wind [102] Electricity 1
|  |  |  | Total Electrolysis 1 in | [7 empty] | 0 | 42.2942 | 2.8917 | 116.9098 | 217.0083 | 175.6478 | 6.6866 | Electricity 1 | Electrolysis |  | Electricity 1 [42] Electrolysis | Electricity 1 [3] Electrolysis | Electricity 1 [117] Electrolysis | Electricity 1 [217] Electrolysis | Electricity 1 [176] Electrolysis | Electricity 1 [7] Electrolysis
|  |  |  | Total Electrolysis 1 Hydrogen out | [7 empty] | 0 | 36.1369 | 2.3139 | 102.387 | 178.1228 | 154.012 | 5.49 | Electrolysis | Hydrogen 1 |  | Electrolysis [36] Hydrogen 1 | Electrolysis [2] Hydrogen 1 | Electrolysis [102] Hydrogen 1 | Electrolysis [178] Hydrogen 1 | Electrolysis [154] Hydrogen 1 | Electrolysis [5] Hydrogen 1
|  |  |  | Total Transport electricity demand | [7 empty] | 6.244 | 94.611 | 44.158 | 127.699 | 98.044 | 125.692 | 129.136 | Electricity 2 | Transport |  | Electricity 2 [95] Transport | Electricity 2 [44] Transport | Electricity 2 [128] Transport | Electricity 2 [98] Transport | Electricity 2 [126] Transport | Electricity 2 [129] Transport
|  |  |  | Total transport hydrogen demand | [7 empty] | 0.01515 | 0.82532 | 0.20813 | 3.108 | 58.3077 | 6.1345 | 1.1176 | Hydrogen 2 | Transport |  | Hydrogen 2 [1] Transport | Hydrogen 2 [0] Transport | Hydrogen 2 [3] Transport | Hydrogen 2 [58] Transport | Hydrogen 2 [6] Transport | Hydrogen 2 [1] Transport
|  |  |  | Electricity 2 losses | [7 empty] | 22.0236 | 40.4295 | 31.0685 | 54.2664 | 44.3678 | 46.0108 | 47.0683 | Electricity 2 | Losses |  | Electricity 2 [40] Losses | Electricity 2 [31] Losses | Electricity 2 [54] Losses | Electricity 2 [44] Losses | Electricity 2 [46] Losses | Electricity 2 [47] Losses
| Totals for energy supply categories |  |  | Total energy supply | [7 empty] | 1577 | 1210.5359 | 1427.8177 | 1182.0722 | 1405.6804 | 1122.5567 | 1237.449
|  |  |  | Natural gas | [7 empty] | 756 | 257.8551 | 597.2035 | 24.1739 | 326.874 | 70.8124 | 439.9172
|  |  |  | Hydrogen import | [7 empty] | 0 | 3 | 0 | 0 | 0 | 32 | 0
|  |  |  | Non-networked generation | [7 empty] | 0 | 9.602 | 0 | 2.2158 | 48.3494 | 55.4501 | 0
|  |  |  | Nuclear | [7 empty] | 47 | 47.6873 | 32.614 | 92.1339 | 87.0564 | 57.7143 | 86.013
|  |  |  | Solar | [7 empty] | 12 | 61.7173 | 25.1252 | 81.7284 | 59.2621 | 94.6411 | 35.2195
|  |  |  | Offshore wind | [7 empty] | 46 | 352.2492 | 190.7895 | 493.9025 | 436.3664 | 398.3162 | 329.3379
|  |  |  | Onshore wind | [7 empty] | 43 | 123.0229 | 89.5989 | 161.3979 | 117.501 | 153.1514 | 101.6244
|  |  |  | Other renewables | [7 empty] | 29 | 17.3623 | 10.117 | 34.7618 | 39.9404 | 19.8469 | 18.7154
|  |  |  | Electricity import | [7 empty] | 27 | 26.2791 | 27.4497 | 11.9526 | 19.8713 | 30.5454 | 22.7709
|  |  |  | Bioresource | [7 empty] | 137 | 150.8132 | 134.0724 | 250.4983 | 250.856 | 176.7612 | 159.9635
|  |  |  | Other fuels | [7 empty] | 480 | 160.9476 | 320.8475 | 29.3071 | 19.6033 | 33.3178 | 43.8872
| Total energy demand categories |  |  | Total energy demand, export and losses | [7 empty] | 1577 | 1210.5406 | 1428.0798 | 1182.0682 | 1405.7397 | 1122.345 | 1237.4455
|  |  |  | I&C | [7 empty] | 493 | 373.9308 | 463.8922 | 315.0235 | 368.5228 | 328.1756 | 451.2022
|  |  |  | Residential | [7 empty] | 472 | 234.3624 | 407.891 | 152.635 | 284.859 | 168.7225 | 316.6519
|  |  |  | Transport | [7 empty] | 421 | 202.7207 | 314.6329 | 130.807 | 156.3517 | 131.8265 | 160.6362
|  |  |  | Electricity Export | [7 empty] | 7 | 143.748 | 59.5993 | 160.422 | 81.9236 | 108.164 | 75.7804
|  |  |  | Aviation & shipping | [7 empty] | 0 | 23.57 | 8.5 | 121.1155 | 121.1155 | 121.1155 | 16
|  |  |  | Hydrogen export | [7 empty] | 0 | 0 | 0 | 0 | 57.4229 | 19.4507 | 0
|  |  |  | DACCS | [7 empty] | 0 | 0.0061806 | 0 | 0 | 0 | 29.3058 | 0
|  |  |  | Curtailment | [7 empty] | 0 | 48.5534 | 13.3528 | 52.8841 | 18.459 | 1.6674 | 32.1452
|  |  |  | Losses | [7 empty] | 184 | 183.6492 | 160.2116 | 249.1809 | 317.0851 | 213.917 | 185.0297

## Key Stats
Key Statistics in 2030, 2035 and 2050
Return to: Main Menu
Return to: Chapter contents
|  |  | Consumer Transformation | System Transformation | Leading the Way | Falling Short | Consumer Transformation | System Transformation | Leading the Way | Falling Short | Consumer Transformation | System Transformation | Leading the Way | Falling Short
Emissions |  | 2021 | 2030 |  |  |  | 2035 |  |  |  | 2050 |  |  |  | Emissions
|  |  | CT | ST | LW | FS | CT | ST | LW | FS | CT | ST | LW | FS
Annual average carbon intensity of electricity (g CO2/kWh) |  | 0 | 39.7826 | 47.1731 | 15.2231 | 105.7677 | -26.3174 | -25.75 | -12.0225 | 43.2887 | -53.1071 | -51.1037 | -18.9421 | -11.823 | Annual average carbon intensity of electricity (g CO2/kWh)
Electricity |  | 2021 | 2030 |  |  |  | 2035 |  |  |  | 2050 |  |  |  | Electricity
|  |  | CT | ST | LW | FS | CT | ST | LW | FS | CT | ST | LW | FS
Annual demand (TWh) [1] |  | 0 | 339.283 | 321.412 | 367.922 | 323.299 | 462.682 | 391.969 | 476.371 | 369.842 | 710.034 | 716.262 | 671.765 | 565.786 | Annual demand (TWh) [1]
Peak demand (GW) [2] |  | 0 | 68.5 | 63.8 | 62.7 | 67.4 | 87 | 72.9 | 81.8 | 77.6 | 112.9 | 100.8 | 97.5 | 114.2 | Peak demand (GW) [2]
Total installed capacity (GW) [3] |  | 0 | 190.6629 | 170.9448 | 211.035 | 155.9681 | 265.8887 | 224.5331 | 285.5562 | 189.6288 | 382.2646 | 318.3169 | 363.1636 | 275.9727 | Total installed capacity (GW) [3]
Wind and solar capacity (GW) |  | 0 | 104.4977 | 90.3161 | 123.7143 | 69.7602 | 156.3199 | 136.2977 | 174.8915 | 93.897 | 236.8205 | 189.0491 | 225.6389 | 137.7429 | Wind and solar capacity (GW)
Interconnector capacity (GW) |  | 0 | 13.1 | 13.1 | 19.45 | 13.1 | 18.75 | 13.1 | 24.55 | 13.1 | 21.95 | 15.9 | 27.35 | 13.1 | Interconnector capacity (GW)
Total storage capacity (GW) [4] |  | 0 | 19.9212 | 15.224 | 30.1894 | 12.0338 | 36.1324 | 18.7393 | 51.0629 | 15.6967 | 63.0737 | 40.3047 | 70.9878 | 26.5013 | Total storage capacity (GW)
Total storage capacity (GWh) [5] |  | 27.4563 | 58.6402 | 47.1624 | 117.542 | 41.5858 | 115.5219 | 56.238 | 147.0025 | 47.5689 | 165.4443 | 113.2408 | 194.5504 | 63.2691 | Total storage capacity (GWh)
Total vehicle-to-grid capacity (GW) [6] |  | 0 | 1.8879 | 0.05929 | 3.4384 | 0 | 14.4346 | 0.75952 | 27.5363 | 0.1053 | 34.373 | 16.0834 | 39.3314 | 8.2073 | Total vehicle-to-grid capacity (GW) [4]
Natural Gas |  | 2021 | 2030 |  |  |  | 2035 |  |  |  | 2050 |  |  |  | Natural Gas
|  |  | CT | ST | LW | FS | CT | ST | LW | FS | CT | ST | LW | FS
Annual demand (TWh) [7] |  | 877.7456 | 592.2568 | 675.6544 | 488.956 | 788.7648 | 401.5252 | 592.9744 | 331.9198 | 741.8629 | 27.4263 | 391.9691 | 74.8249 | 572.0733 | Annual demand (TWh) [5]
1-in-20 peak demand (GWh/day) |  | 5555.0912 | 3984.6797 | 4823.3364 | 3368 | 5330.9625 | 2592.8384 | 3858.3921 | 1987 | 4949.9252 | 281.7391 | 2086.3292 | 509 | 3961.8374 | 1-in-20 peak demand (GWh/day)
Residential demand (TWh) [8] |  | 0 | 242.0358 | 292.001 | 199.5519 | 314.0975 | 152.02 | 212.675 | 112.9023 | 283.7459 | 0.080915 | 0.78913 | 0.00030963 | 142.1501 | Residential demand (TWh)
Imports (TWh) |  | 551.6843 | 431.7203 | 431.7203 | 431.7203 | 431.7203 | 300.5765 | 432.8743 | 227.5579 | 465.2674 | 24.1864 | 386.0776 | 54.7499 | 392.9983 | Imports (TWh)
Hydrogen |  | 2021 | 2030 |  |  |  | 2035 |  |  |  | 2050 |  |  |  | Hydrogen
|  |  | CT | ST | LW | FS | CT | ST | LW | FS | CT | ST | LW | FS
Annual demand (TWh) |  | 0 | 2.7957 | 36.4432 | 38.0066 | 1.1278 | 17.3079 | 147.9453 | 77.2829 | 3.1952 | 113.5738 | 431.4325 | 243.8283 | 11.49 | Annual demand (TWh)
Blue hydrogen production (TWh) [9] |  | 0 | 0.032662 | 24.7307 | 6.5 | 0 | 1.2463 | 104 | 25.53 | 0.88129 | 1.2463 | 218.0356 | 26 | 6 | Blue hydrogen production (TWh) [6]
Green hydrogen production (TWh) [10] |  | 0 | 2.7631 | 9.6382 | 30.6841 | 1.1278 | 14.7283 | 22.9453 | 44.341 | 2.3139 | 104.3275 | 160.3969 | 178.7444 | 5.49 | Green hydrogen production (TWh) [7]
Bioresources |  | 2021 | 2030 |  |  |  | 2035 |  |  |  | 2050 |  |  |  | Bioresources
|  |  | CT | ST | LW | FS | CT | ST | LW | FS | CT | ST | LW | FS
Bioresource demand (TWh) |  | - | 108.6991 | 109.886 | 139.8229 | 119.9962 | 190.4351 | 190.3821 | 150.8132 | 134.0724 | 250.4983 | 250.856 | 176.7612 | 159.9635 | Bioresource demand (TWh)
1 | Customer demand plus on-grid electrolysis meeting GB hydrogen demand only, plus losses, equivalent to GBFES System Demand Total in ED1 of data workbook
2 | Refer to data workbook for further information on winter average cold spell (ACS) peak demand.
3 | Includes all networked generation as well as total interconnector and storage capacity (including vehicle-to-grid available at winter peak).
4 | Includes vehicle-to-grid capacity available at winter peak
5 | Excludes vehicle-to-grid
6 | Less capacity will be available during winter peak 5-6pm due to vehicle usage.
7 | Includes shrinkage, exports, biomethane and natural gas for methane reformation.
8 | Residential demand made up of biomethane and natural gas
9 | Blue hydrogen is created using natural gas as an imput, plus CCUS
10 | Green hydrogen is created via electrolysis using zero carbon electricity (this figure does not include hydrogen produced directly from nuclear or bioenergy)

## Key Comparisons
FES Key Comparison Chart
Return to: Main Menu
Return to: Chapter contents
Denotes UK Government Target
|  |  | 2021 | By 2025 |  | By 2030 |  |  | By 2035 |  |  |  | By 2040 |  |  |  | By 2045 |  |  | By 2050 |  |  | Maximum Potential by 2050 | Max potential scenario
| Emissions | Meets 2050 Net Zero target | 499 MtCO2e | [16 empty] | CT | ST | LW | Net Zero by 2047 | LW
|  | Meets 5th carbon budget |  |  |  | CT | ST | LW |  |  |  | FS
|  | Meets 6th carbon budget | [6 empty] | CT | ST | LW
| Electricity Generation | 50 GW of offshore wind | 13 GW |  |  |  |  | LW | CT |  | ST |  |  |  |  | FS | [6 empty] | 110 GW | CT
|  | Up to 5 GW floating offshore wind | 0 GW | [5 empty] | CT | ST | LW |  |  |  |  | FS | [6 empty] | 25 GW | CT
|  | Up to 70 GW of solar | 13 GW | [11 empty] | LW |  |  |  |  | CT |  |  | 92 GW | CT
|  | No unabated natural gas-fired generation capacity (subject to security of supply) | 35 GW | [11 empty] | LW |  |  | ST |  | CT |  |  | LW reaches this target in 2036 | LW
|  | Up to 24 GW nuclear generation capacity | 7.6 GW | [19 empty] | 15 GW | CT
| Hydrogen | 10 GW low carbon hydrogen production capacity | <1 GW |  |  |  |  | LW |  |  | ST | [5 empty] | CT | [5 empty] | 83 GW | ST
|  | 5 GW hydrogen production from electrolysis | <1 GW |  |  |  |  | LW |  |  | ST |  | CT | [9 empty] | 55 GW | LW
|  | Up to 2 GW of low carbon hydrogen production capacity in operation or construction | <1 GW |  |  |  | ST | LW | CT | [13 empty] | 83 GW | ST
|  | 4 hydrogen clusters | 0 |  |  |  | ST | LW | [14 empty] | 5 clusters | ST
| Natural gas | 40% reduction in gas consumption | [5 empty] | LW | CT |  |  |  |  | ST | [8 empty] | 96% reduction | ST
| Bioenergy | Strategy expected this year – bioresource supply consistent with CCC Carbon Budget 6
|  |  | 2021 | By 2025 |  | By 2030 |  |  | By 2035 |  |  |  | By 2040 |  |  |  | By 2045 |  |  | By 2050 |  |  | Maximum Potential by 2050 | Max potential scenario
| Transport | Sales of petrol and diesel cars and vans banned | 1.6m petrol and diesel cars and vans sold |  |  | CT |  | LW |  | ST | [5 empty] | FS | [6 empty] | 37m battery electric cars and vans | FS
|  | Zero tailpipe emissions for all new cars | 7% of cars sold | [5 empty] | CT | ST | LW |  |  |  |  | FS | [6 empty] | Zero ICE cars still on the road | CT | ST | LW
|  | Zero tailpipe emissions for all new HGVs | <1% of HGVs sold | [9 empty] | CT | ST | LW |  |  |  | FS |  |  |  | Zero ICE cars still on the road | CT | ST | LW
| Heating | 600,000 heat pumps installed per year (by 2028) | Approximately 60,000 |  | LW | CT |  |  |  | ST | [5 empty] | FS | [6 empty] | 1.1m per year | CT
|  | 4 in 5 homes not using natural gas boiler as primary heat source | 1 in 5 | [11 empty] | LW |  | CT | ST |  |  |  |  | 100% | CT | ST | LW
| Natural Gas | Gas grid connection for new homes ends | >60% | CT | LW |  |  |  |  | ST | [12 empty] | 0% | LW
| Data centres | Additional demand for data centres exceeds 5 TWh | <0.5 TWh |  |  | CT |  | LW |  | ST | [8 empty] | FS |  |  |  | 20 TWh | LW
| Industry | Annual industrial hydrogen demand over 10 TWh | <0.5 TWh | [6 empty] | ST | LW | [5 empty] | CT | [5 empty] | 88 TWh (45 TWh target by 2035 narrowly missed in ST) | ST
| Energy storage | 100 GWh of non-battery electrical storage | 2.4 GW / 26 GWh | [7 empty] | LW | [5 empty] | CT | [5 empty] | 132 GWh | LW
|  | 30 GWh of battery electrical storage | 1.6 GW / 1.6 GWh |  |  |  |  | LW | CT | [11 empty] | ST |  | 62 GWh | LW
| Interconnectors | 18 GW capacity | 6 GW |  |  |  |  | LW | CT |  |  |  |  | ST | [8 empty] | 27.4 GW | LW

## Net Zero
Net Zero
Chapter Section | Subsection | Figure Title | Figure Number
Net Zero |  | NZ.01: Historical emissions and carbon budgets | NZ.01
|  | NZ.02: Historical emissions by sector and trajectory | NZ.02
|  | NZ.04: Impact of global policies and commitments on expected global warming since the Paris Agreement | NZ.04
|  | NZ.05: UK transmission system carbon intensity | NZ.05
|  | NZ.06: Regional carbon intensity of UK electricity transmission system (gCO2/kWh) | NZ.06
|  | NZ.08: Total net greenhouse gas emissions | NZ.08
|  | NZ.09: Total net greenhouse gas emissions (by scenario) | NZ.09
|  | NZ.10: Negative emissions (by scenario) | NZ.10
|  | NZ.11: Poll result to the question “How serious do you consider the issue of climate change to be” | NZ.11
|  | NZ.12: Household appliance ownership – current and by 2035 in FES | NZ.12
|  | NZ.13: Likelihood of households to purchase technologies in next five years | NZ.13

## NZ.01
NZ.01: Historical emissions and carbon budgets
Return to: Main Menu
Return to: Chapter contents
|  | 1990 | 1991 | 1992 | 1993 | 1994 | 1995 | 1996 | 1997 | 1998 | 1999 | 2000 | 2001 | 2002 | 2003 | 2004 | 2005 | 2006 | 2007 | 2008 | 2009 | 2010 | 2011 | 2012 | 2013 | 2014 | 2015 | 2016 | 2017 | 2018 | 2019 | 2020 | 2021 | 2022 | 2023 | 2024 | 2025 | 2026 | 2027 | 2028 | 2029 | 2030 | 2031 | 2032 | 2033 | 2034 | 2035 | 2036 | 2037 | 2038 | 2039 | 2040 | 2041 | 2042 | 2043 | 2044 | 2045 | 2046 | 2047 | 2048 | 2049 | 2050
| Past carbon budgets (cumulative for budget period) | 2008: 3018; 2009: 3018; 2010: 3018; 2011: 3018; 2012: 3018; 2013: 2782; 2014: 2782; 2015: 2782; 2016: 2782; 2017: 2782
| Active legislated carbon budgets | 2018: 2544; 2019: 2544; 2020: 2544; 2021: 2544; 2022: 2544; 2023: 1950; 2024: 1950; 2025: 1950; 2026: 1950; 2027: 1950; 2028: 1725; 2029: 1725; 2030: 1725; 2031: 1725; 2032: 1725
| The Sixth Carbon Budget | 2033: 193.51; 2034: 193.51; 2035: 193.51; 2036: 193.51; 2037: 193.51
| Headroom for IAS emissions | 2008: 214.2805; 2009: 214.2805; 2010: 214.2805; 2011: 214.2805; 2012: 214.2805; 2013: 211.4329; 2014: 211.4329; 2015: 211.4329; 2016: 211.4329; 2017: 211.4329; 2018: 222.8797; 2019: 222.8797; 2020: 222.8797; 2021: 222.8797; 2022: 222.8797; 2023: 213.4819; 2024: 213.4819; 2025: 213.4819; 2026: 213.4819; 2027: 213.4819; 2028: 198.4457; 2029: 198.4457; 2030: 198.4457; 2031: 198.4457; 2032: 198.4457
| Historical emissions | 1990: 829.9325; 1991: 837.8226; 1992: 818.1344; 1993: 799.1751; 1994: 788.1233; 1995: 783.4865; 1996: 805.0396; 1997: 782.6261; 1998: 783.4402; 1999: 753.39; 2000: 755.1919; 2001: 757.632; 2002: 733.6317; 2003: 740.3117; 2004: 739.8926; 2005: 734.1084; 2006: 727.8395; 2007: 715.1755; 2008: 696.3575; 2009: 637.7861; 2010: 649.395; 2011: 606.1499; 2012: 620.2572; 2013: 607.0485; 2014: 567.2674; 2015: 549.4591; 2016: 525.31; 2017: 515.8064; 2018: 507.9778; 2019: 492.0335; 2020: 426.0429
| The Balanced Net Zero Pathway | 2022: 491.9754; 2023: 478.5438; 2024: 464.3445; 2025: 445.2689; 2026: 416.4312; 2027: 391.0138; 2028: 368.436; 2029: 343.2683; 2030: 316.2674; 2031: 293.4251; 2032: 264.5594; 2033: 238.5394; 2034: 215.4521; 2035: 190.9108; 2036: 170.2866; 2037: 152.3612; 2038: 137.3429; 2039: 122.9241; 2040: 104.5195; 2041: 87.5263; 2042: 73.5861; 2043: 61.1825; 2044: 48.6247; 2045: 37.7664; 2046: 27.9485; 2047: 18.9823; 2048: 12.0983; 2049: 6.3317; 2050: -0.97245
Carbon budgets, headroom for IAS emissions and historical emissions are taken from the CCC:6th Carbon Budget, Supporting information, charts and data: 6th Carbon Budget - Charts and data in the report https://www.theccc.org.uk/publication/sixth-carbon-budget/
Historical emissions taken from BEIS final estimates of UK territorial greenhouse gas emissions:
Final UK greenhouse gas emissions national statistics: 1990 to 2020 - GOV.UK (www.gov.uk)
Historical emissions include non-domestic shipping and aviation
CB1 CB2 CB3 CB4 CB5 CB6
Source: CCC 6th Carbon Budget - Charts and data in the report, https://www.theccc.org.uk/publication/sixth-carbon-budget/
BEIS final estimates of UK territorial greenhouse gas emissions, Final UK greenhouse gas emissions national statistics: 1990 to 2020 - GOV.UK (www.gov.uk)

## NZ.02
NZ.02: Historical emissions by sector and trajectory
Return to: Main Menu
Return to: Chapter contents
|  | 2000 | 2001 | 2002 | 2003 | 2004 | 2005 | 2006 | 2007 | 2008 | 2009 | 2010 | 2011 | 2012 | 2013 | 2014 | 2015 | 2016 | 2017 | 2018 | 2019 | 2020
| Surface transport | 118.855 | 118.7294 | 120.9377 | 120.214 | 121.2298 | 121.9139 | 121.8991 | 123.1237 | 117.9667 | 113.7862 | 112.4702 | 110.887 | 110.7185 | 109.8687 | 111.3583 | 113.5207 | 116.099 | 116.27 | 114.6607 | 112.5262 | 90.9938
| Buildings | 112.8501 | 115.2892 | 107.6175 | 109.0946 | 111.2498 | 106.6758 | 101.8862 | 97.1514 | 102.1095 | 95.4446 | 106.4924 | 86.2502 | 95.052 | 96.562 | 81.0225 | 84.6976 | 86.3806 | 83.7405 | 86.0232 | 83.4632 | 83.414
| Manufacturing & construction | 118.3266 | 113.6136 | 102.4878 | 105.01 | 106.0955 | 105.4392 | 102.3086 | 102.498 | 95.2822 | 77.9706 | 79.7075 | 73.1348 | 72.8552 | 74.867 | 74.3732 | 71.7751 | 66.9561 | 67.7633 | 66.5203 | 64.0303 | 61.0191
| Agriculture & LULUCF | 59.0281 | 56.1826 | 55.0469 | 55.7208 | 54.8517 | 54.2342 | 52.4899 | 51.1656 | 49.1443 | 48.7953 | 49.0572 | 48.4901 | 48.3055 | 48.0065 | 49.2856 | 49.29 | 49.3762 | 49.6474 | 49.7866 | 50.4478 | 48.4673
| Electricity supply | 159.3485 | 170.1726 | 165.8094 | 174.8527 | 174.5052 | 173.8138 | 182.6608 | 178.4116 | 173.2984 | 151.5286 | 157.8149 | 145.0835 | 159.1118 | 148.1127 | 124.8839 | 104.7392 | 82.7616 | 72.7811 | 66.4261 | 58.457 | 50.1933
| Aviation | 35.7202 | 35.0566 | 34.6591 | 35.5467 | 38.4532 | 41.1185 | 42.1532 | 42.1441 | 40.743 | 38.3444 | 37.0241 | 38.2881 | 37.0931 | 37.1507 | 37.014 | 37.206 | 37.2389 | 39.9752 | 40.2956 | 40.5254 | 17.0166
| Fuel supply | 63.4807 | 62.7016 | 62.9732 | 59.6834 | 58.0085 | 57.6004 | 53.0842 | 51.9127 | 50.2821 | 48.8287 | 49.5525 | 47.506 | 43.8552 | 41.866 | 40.1597 | 40.4164 | 38.8863 | 38.3481 | 37.5316 | 37.1205 | 33.7626
| Waste | 61.1973 | 59.0704 | 57.9784 | 54.3984 | 50.076 | 47.4507 | 44.4373 | 41.4084 | 36.8656 | 32.9901 | 28.4011 | 26.339 | 24.8827 | 22.0216 | 19.9 | 19.2548 | 18.5627 | 18.9876 | 18.9346 | 18.8134 | 17.5566
| Shipping | 15.7785 | 15.9718 | 15.0041 | 14.1318 | 15.0391 | 14.8123 | 15.2257 | 15.396 | 18.5406 | 17.7414 | 15.8659 | 16.4887 | 14.5338 | 14.3546 | 14.9497 | 14.2252 | 14.6862 | 13.9092 | 13.9148 | 13.3999 | 11.3197
| F-gas | 10.6069 | 10.8442 | 11.1177 | 11.6594 | 10.3838 | 11.0497 | 11.6944 | 11.9641 | 12.1251 | 12.3561 | 13.0092 | 13.6825 | 13.8493 | 14.2386 | 14.3206 | 14.3342 | 14.3624 | 14.384 | 13.8844 | 13.2497 | 12.2999
| Total | 755.1919 | 757.632 | 733.6317 | 740.3117 | 739.8926 | 734.1084 | 727.8395 | 715.1755 | 696.3575 | 637.7861 | 649.395 | 606.1499 | 620.2572 | 607.0485 | 567.2674 | 549.4591 | 525.31 | 515.8064 | 507.9778 | 492.0335 | 426.0429
NB: Aviation and Shipping include non-domestic emissions

## NZ.04
NZ.04: Impact of global policies and commitments on expected global warming since the Paris Agreement
Return to: Main Menu
Return to: Chapter contents
| Policies | Pre-Paris agreement policies | Current policies | 2030 NDCs | NDCs and Net Zero commitments
| Global mean temperature increase (oC) | 3.6 | 2.65 | 2.4 | 1.9
Data taken from: CCC - COP26: Key outcomes and and next steps for the UK: https://www.theccc.org.uk/publication/cop26-key-outcomes-and-next-steps-for-the-uk/

## NZ.05
NZ.05: UK transmission system carbon intensity
Return to: Main Menu
Return to: Chapter contents
Carbon intensity data is available from our website:
https://data.nationalgrideso.com/carbon-intensity1/historic-generation-mix
NZ.05: GB transmission system carbon intensity
NZ.05: GB transmission system carbon intensity, 2021-2022 inset only

## NZ.06
NZ.06: Regional carbon intensity of UK electricity transmission system (gCO2/kWh)
Return to: Main Menu
Return to: Chapter contents
Regional carbon intensity of UK electricity transmission system (gCO2/kWh): left; 08/02/22, right; 14/01/22
Carbon intensity (gCO2/kWh)
|  | 2021 Wind capacity (GW) | 8th February 2022 | 14th January 2022
| East England | 3.8 | 80-179 (low) | 280-380 (high)
| East Midlands | 1.5 | 180-279 (moderate) | 381+ (very high)
| London | 0 | 80-179 (low) | 280-380 (high)
| North Wales and Merseyside | 1.8 | 0-79 (very low) | 180-279 (moderate)
| West Midlands | 0 | 80-179 (low) | 280 - 380 (high)
| North East England | 0.6 | 80-179 (low) | 280-380 (high)
| North West England | 2.3 | 0-79 (very low) | 80-170 (low)
| South England | 0.1 | 180-279 (moderate) | 280-380 (high)
| South East England | 1.6 | 80-179 (low) | 280-380 (high)
| South Wales | 0.5 | 180-279 (moderate) | 280-380 (high)
| South West England | 0.4 | 80-179 (low) | 180-279 (moderate)
| Yorkshire | 3.2 | 80-179 (low) | 180-279 (moderate)
| South Scotland | 4.8 | 0-79 (very low) | 80-179 (low)
| North Scotland | 5.8 | 0-79 (very low) | 0-79 (very low)

## NZ.08
NZ.08: Total net greenhouse gas emissions
Return to: Main Menu
Return to: Chapter contents
| Total Carbon Emissions | MtCO2e
|  | 2020-01-01 | 2021-01-01 | 2022-01-01 | 2023-01-01 | 2024-01-01 | 2025-01-01 | 2026-01-01 | 2027-01-01 | 2028-01-01 | 2029-01-01 | 2030-01-01 | 2031-01-01 | 2032-01-01 | 2033-01-01 | 2034-01-01 | 2035-01-01 | 2036-01-01 | 2037-01-01 | 2038-01-01 | 2039-01-01 | 2040-01-01 | 2041-01-01 | 2042-01-01 | 2043-01-01 | 2044-01-01 | 2045-01-01 | 2046-01-01 | 2047-01-01 | 2048-01-01 | 2049-01-01 | 2050-01-01
| Consumer Transformation | 426.0429 | 475.2173 | 460.7091 | 464.1154 | 443.2856 | 422.4171 | 401.6929 | 379.1232 | 360.171 | 334.6139 | 303.1539 | 273.354 | 251.2218 | 218.6037 | 194.9066 | 169.0197 | 148.7142 | 130.0923 | 113.058 | 101.1965 | 88.2109 | 70.9282 | 58.6252 | 50.0112 | 42.3006 | 35.9276 | 29.9885 | 24.0326 | 20.2286 | 3.4877 | -0.38875
| System Transformation | 426.0429 | 475.5941 | 470.5515 | 479.2764 | 460.2066 | 435.7666 | 414.9188 | 397.26 | 379.4732 | 357.726 | 323.1059 | 302.9698 | 274.4666 | 250.5215 | 219.2297 | 188.5318 | 162.478 | 143.619 | 125.0263 | 107.9278 | 90.7495 | 73.9771 | 59.4108 | 46.4367 | 38.6949 | 31.7212 | 26.6016 | 20.4748 | 16.062 | 11.5051 | -3.6773
| Leading the Way | 426.0429 | 473.2926 | 450.0276 | 452.6988 | 431.5009 | 412.1669 | 385.1674 | 364.0258 | 340.3515 | 307.7942 | 278.6976 | 256.7109 | 229.3254 | 204.856 | 177.7451 | 152.7816 | 126.8961 | 110.442 | 95.924 | 83.4199 | 68.4318 | 52.8415 | 39.992 | 28.1886 | 18.2086 | 9.4855 | 1.5381 | -7.5418 | -15.0515 | -22.5133 | -30.0978
| Falling Short | 426.0429 | 475.0622 | 472.9753 | 484.7099 | 472.9199 | 456.8551 | 443.5559 | 433.5 | 423.8505 | 412.644 | 402.5922 | 392.5333 | 381.5241 | 369.6846 | 356.5839 | 338.0535 | 323.5746 | 307.7576 | 296.5061 | 285.3207 | 274.1753 | 262.363 | 251.78 | 240.3936 | 231.5167 | 223.5321 | 211.901 | 205.7604 | 198.1434 | 192.4536 | 185.7138
| CB4 | 2023-01-01: 390; 2024-01-01: 390; 2025-01-01: 390; 2026-01-01: 390; 2027-01-01: 390
| CB5 | 2028-01-01: 345; 2029-01-01: 345; 2030-01-01: 345; 2031-01-01: 345; 2032-01-01: 345
| CB6 | 2033-01-01: 193.51; 2034-01-01: 193.51; 2035-01-01: 193.51; 2036-01-01: 193.51; 2037-01-01: 193.51
| ISA Headroom | 2023-01-01: 42.6964; 2024-01-01: 42.6964; 2025-01-01: 42.6964; 2026-01-01: 42.6964; 2027-01-01: 42.6964
| ISA Headroom | 2028-01-01: 39.6891; 2029-01-01: 39.6891; 2030-01-01: 39.6891; 2031-01-01: 39.6891; 2032-01-01: 39.6891

## NZ.09
NZ.09: Total net greenhouse gas emissions (by scenario)
Return to: Main Menu
Return to: Chapter contents
Consumer Transformation | Carbon dioxide equivalent (Mt)
|  | 2020-01-01 | 2021-01-01 | 2022-01-01 | 2023-01-01 | 2024-01-01 | 2025-01-01 | 2026-01-01 | 2027-01-01 | 2028-01-01 | 2029-01-01 | 2030-01-01 | 2031-01-01 | 2032-01-01 | 2033-01-01 | 2034-01-01 | 2035-01-01 | 2036-01-01 | 2037-01-01 | 2038-01-01 | 2039-01-01 | 2040-01-01 | 2041-01-01 | 2042-01-01 | 2043-01-01 | 2044-01-01 | 2045-01-01 | 2046-01-01 | 2047-01-01 | 2048-01-01 | 2049-01-01 | 2050-01-01
| Residential Heat | 65.1135 | 67.2227 | 61.8946 | 60.8783 | 59.8018 | 58.5343 | 57.091 | 55.2305 | 52.9698 | 50.2599 | 47.1157 | 43.9432 | 40.7117 | 37.4399 | 34.1379 | 30.342 | 26.8828 | 23.6723 | 20.5093 | 17.3688 | 14.3484 | 11.7445 | 9.5959 | 7.8764 | 6.5671 | 5.5867 | 4.7492 | 3.9449 | 3.1706 | 2.4273 | 2.2147
| Service Heat | 18.3004 | 17.5279 | 16.7553 | 16.7553 | 16.6664 | 16.3189 | 15.8758 | 15.2049 | 14.3832 | 13.5291 | 12.6483 | 11.7527 | 10.835 | 9.9076 | 8.9723 | 8.0289 | 7.0041 | 5.9659 | 5.0336 | 4.3154 | 3.6876 | 3.1208 | 2.7484 | 2.4989 | 2.2583 | 2.0759 | 1.8759 | 1.6905 | 1.5089 | 1.333 | 1.171
| Industrial Heat | 33.7456 | 33.1225 | 31.7853 | 30.7741 | 29.7948 | 27.778 | 21.0531 | 19.5128 | 17.9613 | 14.6901 | 11.5245 | 10.0427 | 8.5838 | 7.1545 | 6.2028 | 5.2303 | 4.3189 | 3.4775 | 2.7711 | 2.2015 | 1.7395 | 1.3685 | 1.0735 | 0.83005 | 0.63141 | 0.47855 | 0.35006 | 0.25045 | 0.16956 | 0.10936 | 0.067046
| Industrial Process | 27.2736 | 26.77 | 25.6893 | 24.872 | 24.0805 | 22.4339 | 21.2472 | 19.68 | 18.7316 | 17.92 | 16.5335 | 15.402 | 13.2769 | 11.4685 | 10.0631 | 7.4292 | 5.7643 | 4.805 | 3.5402 | 3.131 | 2.121 | 1.7964 | 1.1901 | 1.0743 | 0.97581 | 0.95595 | 0.84415 | 0.83104 | 0.77187 | 0.7492 | 0.7103
| Agriculture | 44.808 | 54.4694 | 52.4252 | 51.2335 | 49.9951 | 48.6543 | 47.2499 | 45.8724 | 44.5066 | 43.0947 | 41.6327 | 41.088 | 40.5992 | 40.1906 | 39.6989 | 39.4401 | 39.183 | 38.9222 | 38.6566 | 38.3858 | 38.1244 | 37.8327 | 37.5534 | 37.2724 | 36.8257 | 36.5382 | 36.2489 | 35.9564 | 35.6606 | 35.3612 | 35.0216
| Aviation | 17.0166 | 27.8883 | 33.2642 | 37.0378 | 36.973 | 36.5198 | 35.8486 | 35.1137 | 34.4108 | 33.589 | 33.1291 | 32.5789 | 31.8568 | 31.3005 | 30.7314 | 30.4655 | 30.2434 | 29.9927 | 29.8013 | 29.6154 | 29.2011 | 27.7448 | 27.3166 | 26.8719 | 26.3491 | 25.8983 | 25.4272 | 24.8855 | 24.3939 | 23.901 | 23.3851
| Shipping | 11.3197 | 12.804 | 14.9268 | 15.0583 | 15.1898 | 15.3214 | 15.4235 | 15.4963 | 15.5398 | 15.5832 | 15.6267 | 15.2269 | 14.3841 | 13.0981 | 11.8121 | 10.5261 | 9.5309 | 8.8266 | 8.4132 | 7.9997 | 7.5863 | 6.9135 | 5.9814 | 4.7901 | 3.5987 | 2.4073 | 1.5864 | 1.136 | 1.0561 | 0.97614 | 0.89621
| Waste | 17.5566 | 30.3315 | 29.3939 | 27.6081 | 25.7765 | 25.3503 | 23.1923 | 21.2292 | 19.5304 | 18.0139 | 16.5995 | 16.0704 | 15.6452 | 15.2814 | 14.8788 | 14.4613 | 14.0831 | 13.8978 | 13.7055 | 13.5839 | 14.6979 | 13.9728 | 13.0234 | 11.6852 | 10.6764 | 9.5528 | 8.8787 | 7.012 | 6.8706 | 6.7373 | 6.581
| F-gases | 12.2999 | 12.2338 | 11.4535 | 10.4432 | 9.3696 | 8.5846 | 7.7286 | 7.0077 | 6.3821 | 5.6979 | 5.0826 | 4.5005 | 3.9732 | 3.6514 | 3.4347 | 3.2795 | 3.1392 | 3.0014 | 2.8305 | 2.713 | 2.6461 | 2.5914 | 2.5613 | 2.5241 | 2.5016 | 2.5001 | 2.4872 | 2.4932 | 2.4879 | 2.48 | 2.4895
| Fuel Supply | 33.7626 | 36.6065 | 34.8643 | 33.4547 | 31.4656 | 29.3735 | 27.6395 | 25.7769 | 22.9385 | 19.2334 | 16.4286 | 14.2703 | 12.3012 | 10.8529 | 10.3623 | 8.1444 | 6.9144 | 5.9588 | 5.3021 | 4.6898 | 2.3705 | 1.4457 | 1.4418 | 1.3795 | 1.3067 | 1.2299 | 1.1201 | 0.99488 | 0.84737 | 0.68205 | 0.43341
| Electricity without BECCS | 50.1933 | 40.4975 | 36.0475 | 47.6754 | 40.2503 | 34.4012 | 34.7299 | 29.2824 | 28.5403 | 27.2994 | 20.538 | 18.0934 | 17.4097 | 16.5624 | 14.9158 | 13.6357 | 12.935 | 11.369 | 10.9481 | 10.7477 | 10.2112 | 9.0646 | 8.262 | 7.9405 | 7.4866 | 7.2823 | 6.3943 | 6.2803 | 6.2193 | 6.0875 | 6.0289
| Road Transport and Rail | 90.9938 | 103.7353 | 100.3537 | 96.7587 | 92.8885 | 88.7447 | 84.9405 | 80.8353 | 76.1374 | 70.6831 | 64.7038 | 57.6434 | 50.0024 | 42.304 | 34.9884 | 27.907 | 21.7951 | 16.6965 | 12.41 | 8.7889 | 5.6667 | 3.3477 | 1.7468 | 0.99245 | 0.71375 | 0.47544 | 0.27555 | 0.08986 | 0.0050591 | 0 | 0
| Hydrogen Production | 0 | 0 | 0 | 0 | 0 | 0 | 0 | 0 | 0.00024487 | 0.00032649 | 0.00040811 | 0.0041991 | 0.0079901 | 0.011781 | 0.015572 | 0.015572 | 0.015572 | 0.015572 | 0.015572 | 0.015572 | 0.015572 | 0.015572 | 0.015572 | 0.015572 | 0.015572 | 0.015572 | 0.015572 | 0.015572 | 0.015572 | 0.015572 | 0.015572
| LULUCF P | 3.6593 | 12.0078 | 11.8555 | 11.5658 | 11.0335 | 10.4023 | 9.673 | 8.881 | 8.1391 | 7.46 | 6.6354 | 5.8834 | 4.9049 | 3.7688 | 2.4474 | 1.0283 | 0 | 0 | 0 | 0 | 0 | 0 | 0 | 0 | 0 | 0 | 0 | 0 | 0 | 0 | 0
| LULUCF N | 0 | 0 | 0 | 0 | 0 | 0 | 0 | 0 | 0 | 0 | 0 | 0 | 0 | 0 | 0 | 0 | -0.33411 | -1.5172 | -2.596 | -3.2994 | -4.3861 | -5.9885 | -7.6312 | -9.2863 | -10.9505 | -12.2104 | -13.2008 | -14.2773 | -15.4698 | -16.9261 | -18.7456
| LULUCF N | 0 | 0 | 0 | 0 | 0 | 0 | 0 | 0 | 0 | 0 | 0 | 0 | 0 | 0 | 0 | 0 | 0.33411 | 1.5172 | 2.596 | 3.2994 | 4.3861 | 5.9885 | 7.6312 | 9.2863 | 10.9505 | 12.2104 | 13.2008 | 14.2773 | 15.4698 | 16.9261 | 18.7456
| Power Sector BECCS | 0 | 0 | 0 | 0 | 0 | 0 | 0 | 0 | 0 | -2.44 | -4.8801 | -12.8656 | -12.8656 | -23.2912 | -25.9531 | -28.3931 | -29.5269 | -31.0207 | -33.5532 | -33.5532 | -33.5532 | -37.5796 | -39.5928 | -39.5928 | -39.5928 | -39.5928 | -39.5928 | -39.5928 | -39.5928 | -52.3498 | -52.3498
| Power Sector BECCS | 0 | 0 | 0 | 0 | 0 | 0 | 0 | 0 | 0 | 2.44 | 4.8801 | 12.8656 | 12.8656 | 23.2912 | 25.9531 | 28.3931 | 29.5269 | 31.0207 | 33.5532 | 33.5532 | 33.5532 | 37.5796 | 39.5928 | 39.5928 | 39.5928 | 39.5928 | 39.5928 | 39.5928 | 39.5928 | 52.3498 | 52.3498
| BECCS for Biofuels | 0 | 0 | 0 | 0 | 0 | 0 | 0 | 0 | 0 | 0 | -0.16477 | -0.28027 | -0.40472 | -1.0975 | -1.8017 | -2.5212 | -3.2348 | -3.9711 | -4.7298 | -5.5073 | -6.2658 | -6.4626 | -6.661 | -6.8611 | -7.0628 | -7.2662 | -7.4712 | -7.6778 | -7.8861 | -8.0961 | -8.3076
| BECCS for Biofuels | 0 | 0 | 0 | 0 | 0 | 0 | 0 | 0 | 0 | 0 | 0.16477 | 0.28027 | 0.40472 | 1.0975 | 1.8017 | 2.5212 | 3.2348 | 3.9711 | 4.7298 | 5.5073 | 6.2658 | 6.4626 | 6.661 | 6.8611 | 7.0628 | 7.2662 | 7.4712 | 7.6778 | 7.8861 | 8.0961 | 8.3076
| Net1 | 426.0429 | 475.2173 | 460.7091 | 464.1154 | 443.2856 | 422.4171 | 401.6929 | 379.1232 | 360.171 | 334.6139 | 303.1539 | 273.354 | 251.2218 | 218.6037 | 194.9066 | 169.0197 | 148.7142 | 130.0923 | 113.058 | 101.1965 | 88.2109 | 70.9282 | 58.6252 | 50.0112 | 42.3006 | 35.9276 | 29.9885 | 24.0326 | 20.2286 | 3.4877 | -0.38875
Rows coloured in grey are for chart, please do not delete
System Transformation
Carbon dioxide equivalent (Mt)
|  | 2020-01-01 | 2021-01-01 | 2022-01-01 | 2023-01-01 | 2024-01-01 | 2025-01-01 | 2026-01-01 | 2027-01-01 | 2028-01-01 | 2029-01-01 | 2030-01-01 | 2031-01-01 | 2032-01-01 | 2033-01-01 | 2034-01-01 | 2035-01-01 | 2036-01-01 | 2037-01-01 | 2038-01-01 | 2039-01-01 | 2040-01-01 | 2041-01-01 | 2042-01-01 | 2043-01-01 | 2044-01-01 | 2045-01-01 | 2046-01-01 | 2047-01-01 | 2048-01-01 | 2049-01-01 | 2050-01-01
| Residential Heat | 65.1135 | 67.2227 | 66.1734 | 65.1781 | 64.1037 | 62.9254 | 61.5892 | 60.1352 | 58.6227 | 57.0621 | 55.3902 | 52.6733 | 49.9168 | 47.1803 | 44.4546 | 41.0072 | 37.5429 | 34.3321 | 31.1609 | 28.0344 | 24.9437 | 22.098 | 19.3309 | 16.5816 | 13.841 | 11.1463 | 9.6303 | 8.1908 | 6.7606 | 5.3439 | 4.6819
| Service Heat | 18.3004 | 17.8056 | 17.3108 | 17.3108 | 17.6071 | 17.7258 | 17.7863 | 17.6379 | 17.3122 | 16.8439 | 16.2838 | 15.5218 | 14.6344 | 13.7388 | 12.8399 | 11.9256 | 10.9256 | 9.8374 | 8.745 | 7.6511 | 6.5563 | 5.4795 | 4.5427 | 3.764 | 3.1076 | 2.5403 | 2.16 | 1.8916 | 1.6265 | 1.3643 | 1.116
| Industrial Heat | 33.7456 | 33.1225 | 31.7853 | 30.7741 | 29.7948 | 27.7784 | 21.4198 | 19.9599 | 18.3935 | 12.1009 | 6.0522 | 4.8028 | 2.7295 | 1.7002 | 1.4076 | 1.1312 | 0.63391 | 0.45102 | 0.38883 | 0.33359 | 0.28219 | 0.23612 | 0.19598 | 0.16053 | 0.13037 | 0.10296 | 0.079911 | 0.063251 | 0.04787 | 0.037567 | 0.030131
| Industrial Process | 27.2736 | 26.77 | 25.6893 | 24.872 | 24.0805 | 22.4339 | 21.2472 | 19.68 | 18.7316 | 17.92 | 16.5335 | 15.402 | 13.2769 | 11.4685 | 10.0631 | 7.4292 | 5.7643 | 4.805 | 3.5402 | 3.131 | 2.121 | 1.7964 | 1.1901 | 1.0743 | 0.97581 | 0.95595 | 0.84415 | 0.83104 | 0.77187 | 0.7492 | 0.7103
| Agriculture | 44.808 | 54.4694 | 54.3125 | 53.0779 | 51.7949 | 50.4059 | 48.9508 | 47.5238 | 46.1089 | 44.56 | 42.9233 | 41.088 | 40.1932 | 37.3772 | 36.92 | 36.6793 | 36.4402 | 36.1976 | 37.1104 | 37.6181 | 38.1244 | 37.8327 | 37.5534 | 37.2724 | 36.8257 | 36.5382 | 36.2489 | 35.9564 | 35.6606 | 35.3612 | 35.0216
| Aviation | 17.0166 | 27.8883 | 33.2642 | 37.0378 | 36.973 | 36.5198 | 35.8486 | 35.1137 | 34.4108 | 33.589 | 33.1291 | 32.5789 | 31.8568 | 31.3005 | 30.7314 | 30.4655 | 30.2434 | 29.9927 | 29.8013 | 29.6154 | 29.2011 | 27.7448 | 27.3166 | 26.8719 | 26.3491 | 25.8983 | 25.4272 | 24.8855 | 24.3939 | 23.901 | 23.3851
| Shipping | 11.3197 | 12.804 | 14.9268 | 15.0583 | 15.1898 | 15.3214 | 15.4248 | 15.5003 | 15.5476 | 15.595 | 15.6423 | 14.9086 | 13.3939 | 11.0981 | 8.8023 | 6.5064 | 4.7706 | 3.5946 | 2.9786 | 2.3625 | 1.7465 | 1.3252 | 1.0986 | 1.0668 | 1.035 | 1.0031 | 0.97156 | 0.94028 | 0.90928 | 0.87828 | 0.84728
| Waste | 17.5566 | 30.3315 | 29.3939 | 27.6081 | 25.7765 | 25.3503 | 23.1923 | 21.2292 | 19.5304 | 18.0139 | 16.5995 | 16.0704 | 15.6452 | 15.2814 | 14.8788 | 14.4613 | 14.0831 | 13.8978 | 13.7055 | 13.5839 | 14.6979 | 13.9728 | 13.0234 | 11.6852 | 10.6764 | 9.5528 | 8.8787 | 7.012 | 6.8706 | 6.7373 | 6.581
| F-gases | 12.2999 | 12.2338 | 11.4535 | 10.4432 | 9.3696 | 8.5846 | 7.7286 | 7.0077 | 6.3821 | 5.6979 | 5.0826 | 4.5005 | 3.9732 | 3.6514 | 3.4347 | 3.2795 | 3.1392 | 3.0014 | 2.8305 | 2.713 | 2.6461 | 2.5914 | 2.5613 | 2.5241 | 2.5016 | 2.5001 | 2.4872 | 2.4932 | 2.4879 | 2.48 | 2.4895
| Fuel Supply | 33.7626 | 36.6065 | 34.8643 | 33.4547 | 31.4656 | 29.3735 | 27.6395 | 25.7769 | 22.9385 | 19.2334 | 16.4286 | 14.2703 | 12.3012 | 10.8529 | 10.3623 | 8.1444 | 6.9144 | 5.9588 | 5.3021 | 4.6898 | 2.3705 | 1.4457 | 1.4418 | 1.3795 | 1.3067 | 1.2299 | 1.1201 | 0.99488 | 0.84737 | 0.68205 | 0.43341
| Electricity without BECCS | 50.1933 | 40.5373 | 38.8002 | 55.3385 | 48.6847 | 37.9007 | 36.036 | 33.0823 | 30.5116 | 30.1974 | 19.6712 | 18.1303 | 16.0536 | 15.1472 | 13.7028 | 11.2204 | 10.0597 | 9.243 | 8.2829 | 7.5863 | 7.0089 | 6.4275 | 5.4637 | 4.5929 | 4.5558 | 4.4835 | 4.3707 | 4.3073 | 4.2248 | 4.1758 | 4.0741
| Road Transport and Rail | 90.9938 | 103.7946 | 100.722 | 97.557 | 94.3328 | 91.0447 | 88.3741 | 85.6971 | 82.7429 | 79.2718 | 75.4742 | 70.9681 | 65.6258 | 59.6553 | 52.9827 | 45.6691 | 38.1757 | 30.7259 | 23.5739 | 17.1612 | 11.5703 | 6.8592 | 2.8794 | 0.862 | 0.6139 | 0.4297 | 0.23826 | 0.046937 | 0 | 0 | 0
| Power Sector BECCS | 0 | 0 | 0 | 0 | 0 | 0 | 0 | 0 | 0 | 0 | -2.44 | -2.44 | -7.5419 | -7.5419 | -17.9675 | -23.2912 | -27.2982 | -27.2982 | -29.1595 | -31.54 | -31.54 | -31.54 | -31.54 | -33.5532 | -33.5532 | -33.5532 | -33.5532 | -33.5532 | -33.5532 | -33.5532 | -44.3642
| Power Sector BECCS | 0 | 0 | 0 | 0 | 0 | 0 | 0 | 0 | 0 | 0 | 2.44 | 2.44 | 7.5419 | 7.5419 | 17.9675 | 23.2912 | 27.2982 | 27.2982 | 29.1595 | 31.54 | 31.54 | 31.54 | 31.54 | 33.5532 | 33.5532 | 33.5532 | 33.5532 | 33.5532 | 33.5532 | 33.5532 | 44.3642
| Hydrogen Production | 0 | 0 | 0 | 0 | 0 | 0 | 0.0085186 | 0.035076 | 0.10139 | 0.18086 | -0.13534 | -1.1084 | -2.0922 | -3.0597 | -4.0287 | -4.6033 | -5.348 | -5.6317 | -5.9086 | -6.2057 | -8.3272 | -9.841 | -11.3548 | -11.6979 | -11.6574 | -11.6302 | -11.6302 | -11.6302 | -11.6302 | -11.6302 | -11.6302
| Hydrogen Production | 0 | 0 | 0 | 0 | 0 | 0 | -0.0085186 | -0.035076 | -0.10139 | -0.18086 | 0.13534 | 1.1084 | 2.0922 | 3.0597 | 4.0287 | 4.6033 | 5.348 | 5.6317 | 5.9086 | 6.2057 | 8.3272 | 9.841 | 11.3548 | 11.6979 | 11.6574 | 11.6302 | 11.6302 | 11.6302 | 11.6302 | 11.6302 | 11.6302
| LULUCF P | 2020-01-01: 3.6593; 2021-01-01: 12.0078; 2022-01-01: 11.8555; 2023-01-01: 11.5658; 2024-01-01: 11.0335; 2025-01-01: 10.4023; 2026-01-01: 9.673; 2027-01-01: 8.881; 2028-01-01: 8.1391; 2029-01-01: 7.46; 2030-01-01: 6.6354; 2031-01-01: 5.8834; 2032-01-01: 4.9049; 2033-01-01: 3.7688; 2034-01-01: 2.4474; 2035-01-01: 1.0283
| LULUCF N | 0 | 0 | 0 | 0 | 0 | 0 | 0 | 0 | 0 | 0 | 0 | 0 | 0 | 0 | 0 | 0 | -0.33411 | -1.5172 | -2.596 | -3.2994 | -4.3861 | -5.9885 | -7.6312 | -9.2863 | -10.9505 | -12.2104 | -13.2008 | -14.2773 | -15.4698 | -16.9261 | -18.7456
| LULUCF N | 0 | 0 | 0 | 0 | 0 | 0 | 0 | 0 | 0 | 0 | 0 | 0 | 0 | 0 | 0 | 0 | 0.33411 | 1.5172 | 2.596 | 3.2994 | 4.3861 | 5.9885 | 7.6312 | 9.2863 | 10.9505 | 12.2104 | 13.2008 | 14.2773 | 15.4698 | 16.9261 | 18.7456
| BECCS for Biofuels | 0 | 0 | 0 | 0 | 0 | 0 | 0 | 0 | 0 | 0 | -0.16477 | -0.28027 | -0.40472 | -1.0975 | -1.8017 | -2.5212 | -3.2348 | -3.9711 | -4.7298 | -5.5073 | -6.2658 | -6.4626 | -6.661 | -6.8611 | -7.0628 | -7.2662 | -7.4712 | -7.6778 | -7.8861 | -8.0961 | -8.3076
| BECCS for Biofuels | 0 | 0 | 0 | 0 | 0 | 0 | 0 | 0 | 0 | 0 | 0.16477 | 0.28027 | 0.40472 | 1.0975 | 1.8017 | 2.5212 | 3.2348 | 3.9711 | 4.7298 | 5.5073 | 6.2658 | 6.4626 | 6.661 | 6.8611 | 7.0628 | 7.2662 | 7.4712 | 7.6778 | 7.8861 | 8.0961 | 8.3076
| Net | 426.0429 | 475.5941 | 470.5515 | 479.2764 | 460.2066 | 435.7666 | 414.9188 | 397.26 | 379.4732 | 357.726 | 323.1059 | 302.9698 | 274.4666 | 250.5215 | 219.2297 | 188.5318 | 162.478 | 143.619 | 125.0263 | 107.9278 | 90.7495 | 73.9771 | 59.4108 | 46.4367 | 38.6949 | 31.7212 | 26.6016 | 20.4748 | 16.062 | 11.5051 | -3.6773
Rows coloured in grey are for chart, please do not delete
Leading the Way
Carbon dioxide equivalent (Mt)
|  | 2020-01-01 | 2021-01-01 | 2022-01-01 | 2023-01-01 | 2024-01-01 | 2025-01-01 | 2026-01-01 | 2027-01-01 | 2028-01-01 | 2029-01-01 | 2030-01-01 | 2031-01-01 | 2032-01-01 | 2033-01-01 | 2034-01-01 | 2035-01-01 | 2036-01-01 | 2037-01-01 | 2038-01-01 | 2039-01-01 | 2040-01-01 | 2041-01-01 | 2042-01-01 | 2043-01-01 | 2044-01-01 | 2045-01-01 | 2046-01-01 | 2047-01-01 | 2048-01-01 | 2049-01-01 | 2050-01-01
| Residential Heat | 65.1135 | 67.2227 | 57.8958 | 56.6786 | 55.1491 | 53.3032 | 51.4302 | 49.0636 | 46.4259 | 43.3373 | 40.0232 | 36.8214 | 33.5811 | 30.3223 | 27.0509 | 23.4095 | 20.0927 | 17.0368 | 14.4338 | 12.1422 | 10.1968 | 8.3882 | 7.0595 | 5.9363 | 5.1228 | 4.4237 | 3.7686 | 3.1654 | 2.5891 | 2.0312 | 1.9109
| Service Heat | 18.3004 | 17.3445 | 16.3886 | 16.3886 | 16.6129 | 16.4004 | 16.004 | 15.3222 | 14.5916 | 13.8029 | 12.8827 | 11.964 | 11.0362 | 10.1005 | 9.1598 | 8.2123 | 7.2063 | 6.1874 | 5.1635 | 4.1746 | 3.4239 | 2.8295 | 2.4732 | 2.1553 | 1.8823 | 1.734 | 1.5804 | 1.4308 | 1.2842 | 1.1424 | 1.0632
| Industrial Heat | 33.7456 | 33.1225 | 31.7853 | 30.7741 | 29.7948 | 27.7778 | 20.8136 | 19.1725 | 17.4025 | 11.6235 | 6.2784 | 4.987 | 3.7739 | 2.6942 | 2.2658 | 1.8763 | 1.3873 | 1.1125 | 0.87759 | 0.68126 | 0.52895 | 0.41404 | 0.32472 | 0.24725 | 0.18275 | 0.1327 | 0.09359 | 0.0684 | 0.053143 | 0.041176 | 0.030902
| Industrial Process | 27.2736 | 26.77 | 25.6893 | 24.872 | 24.0805 | 22.4339 | 21.2472 | 19.68 | 18.7316 | 17.92 | 16.5335 | 15.402 | 13.2769 | 11.4685 | 10.0631 | 7.4292 | 5.7643 | 4.805 | 3.5402 | 3.131 | 2.121 | 1.7964 | 1.1901 | 1.0743 | 0.97581 | 0.95595 | 0.84415 | 0.83104 | 0.77187 | 0.7492 | 0.7103
| Agriculture | 44.808 | 53.5562 | 51.076 | 49.482 | 47.8752 | 46.1345 | 44.366 | 42.6613 | 41.004 | 39.3332 | 38.0402 | 36.7075 | 35.7858 | 34.9428 | 34.0227 | 33.3549 | 32.7889 | 32.2055 | 31.6162 | 31.0097 | 30.4272 | 29.8187 | 29.2092 | 28.568 | 27.8494 | 27.2457 | 26.6423 | 26.0368 | 25.4363 | 24.8336 | 24.1531
| Aviation | 17.0166 | 27.7324 | 33.0796 | 36.8358 | 39.0621 | 38.9108 | 38.0552 | 37.1443 | 36.3653 | 35.4406 | 36.5432 | 37.0885 | 37.2409 | 37.5447 | 36.8647 | 35.7813 | 34.7251 | 33.6861 | 32.6146 | 31.3559 | 30.0162 | 27.2264 | 25.8259 | 24.4574 | 22.9586 | 21.4051 | 20.0551 | 18.5873 | 17.1427 | 15.8874 | 14.5278
| Shipping | 11.3197 | 12.804 | 14.9268 | 15.0583 | 15.1898 | 15.3214 | 15.4248 | 15.5003 | 15.5476 | 15.595 | 15.6423 | 14.9086 | 13.3939 | 11.0981 | 8.8023 | 6.5064 | 4.7706 | 3.5946 | 2.9786 | 2.3625 | 1.7465 | 1.3252 | 1.0986 | 1.0668 | 1.035 | 1.0031 | 0.97156 | 0.94028 | 0.90928 | 0.87828 | 0.84728
| Waste | 17.5566 | 30.3315 | 29.3939 | 27.6081 | 25.7765 | 25.3503 | 23.1923 | 21.2292 | 19.5304 | 18.0139 | 16.5995 | 16.0704 | 15.6452 | 15.2814 | 14.8788 | 14.4613 | 14.0831 | 13.8978 | 13.7055 | 13.5839 | 14.6979 | 13.9728 | 13.0234 | 11.6852 | 10.6764 | 9.5528 | 8.8787 | 7.012 | 6.8706 | 6.7373 | 6.581
| F-gases | 12.2999 | 12.2491 | 11.449 | 10.4816 | 9.5091 | 8.7841 | 7.9491 | 7.2091 | 6.4955 | 5.719 | 5.0634 | 4.4326 | 3.8634 | 3.4933 | 3.2204 | 3.0052 | 2.7824 | 2.589 | 2.359 | 2.1839 | 2.0673 | 1.9734 | 1.8908 | 1.8094 | 1.7465 | 1.7049 | 1.6758 | 1.6607 | 1.6314 | 1.6194 | 1.6096
| Fuel Supply | 33.7626 | 36.6065 | 34.8643 | 33.4547 | 31.4656 | 29.3735 | 27.6395 | 25.7769 | 22.9385 | 19.2334 | 16.4286 | 14.2703 | 12.3012 | 10.8529 | 10.3623 | 8.1444 | 6.9144 | 5.9588 | 5.3021 | 4.6898 | 2.3705 | 1.4457 | 1.4418 | 1.3795 | 1.3067 | 1.2299 | 1.1201 | 0.99488 | 0.84737 | 0.68205 | 0.43341
| Electricity without BECCS | 50.1933 | 40.0432 | 31.5332 | 43.0707 | 33.4082 | 29.6115 | 24.9776 | 22.3567 | 22.5935 | 16.0091 | 15.1191 | 13.4636 | 13.0365 | 11.3919 | 10.0123 | 9.3056 | 7.9648 | 8.0201 | 8.0727 | 7.9483 | 7.7658 | 7.4487 | 7.0918 | 6.9753 | 6.9307 | 6.9007 | 6.8557 | 6.8219 | 6.7512 | 6.7128 | 6.6585
| Road Transport and Rail | 90.9938 | 103.7034 | 100.317 | 96.6809 | 92.8253 | 88.6846 | 84.8606 | 80.6827 | 75.6487 | 69.6828 | 63.0057 | 55.6387 | 47.4608 | 39.3763 | 31.7814 | 25.1634 | 19.7797 | 15.4032 | 11.821 | 8.7835 | 6.3829 | 4.1228 | 2.0538 | 0.38536 | 0 | 0 | 0 | 0 | 0 | 0 | 0
| Power Sector BECCS | 0 | 0 | 0 | 0 | 0 | 0 | 0 | 0 | -4.1437 | -4.1437 | -8.2875 | -8.2875 | -12.4312 | -12.4312 | -16.575 | -16.575 | -21.0954 | -21.0954 | -21.0954 | -21.0954 | -21.0954 | -21.0954 | -21.0954 | -21.0954 | -21.0954 | -21.0954 | -21.0954 | -21.0954 | -21.0954 | -21.0954 | -21.0954
| Power Sector BECCS | 0 | 0 | 0 | 0 | 0 | 0 | 0 | 0 | 4.1437 | 4.1437 | 8.2875 | 8.2875 | 12.4312 | 12.4312 | 16.575 | 16.575 | 21.0954 | 21.0954 | 21.0954 | 21.0954 | 21.0954 | 21.0954 | 21.0954 | 21.0954 | 21.0954 | 21.0954 | 21.0954 | 21.0954 | 21.0954 | 21.0954 | 21.0954
| Hydrogen Production | 0 | 0 | 0 | 0 | 0 | 0 | -0.057034 | -0.11532 | -0.1686 | -0.22064 | -0.26643 | -0.5069 | -0.72113 | -0.94484 | -1.1939 | -1.5458 | -1.7124 | -1.8395 | -1.9666 | -2.0937 | -2.2207 | -2.3365 | -2.4522 | -2.5679 | -2.6836 | -2.7993 | -2.7993 | -2.7993 | -2.7993 | -2.7993 | -2.7993
| Hydrogen Production | 0 | 0 | 0 | 0 | 0 | 0 | 0.057034 | 0.11532 | 0.1686 | 0.22064 | 0.26643 | 0.5069 | 0.72113 | 0.94484 | 1.1939 | 1.5458 | 1.7124 | 1.8395 | 1.9666 | 2.0937 | 2.2207 | 2.3365 | 2.4522 | 2.5679 | 2.6836 | 2.7993 | 2.7993 | 2.7993 | 2.7993 | 2.7993 | 2.7993
| DACCS | 0 | 0 | 0 | 0 | 0 | 0 | 0 | 0 | 0 | 0 | 0 | 0 | 0 | 0 | 0 | 0 | 0 | 0 | 0 | 0 | 2.1818 | 4.3636 | 6.5455 | 8.7273 | 10.9091 | 13.0909 | 15.2727 | 17.4545 | 19.6364 | 21.8182 | 24
| DACCS | 0 | 0 | 0 | 0 | 0 | 0 | 0 | 0 | 0 | 0 | 0 | 0 | 0 | 0 | 0 | 0 | 0 | 0 | 0 | 0 | -2.1818 | -4.3636 | -6.5455 | -8.7273 | -10.9091 | -13.0909 | -15.2727 | -17.4545 | -19.6364 | -21.8182 | -24
| LULUCF P | 3.6593 | 11.8066 | 11.6287 | 11.3133 | 10.7518 | 10.081 | 9.2643 | 8.3425 | 7.3888 | 6.4481 | 5.2563 | 4.0307 | 2.4864 | 0.76264 | 0 | 0 | 0 | 0 | 0 | 0 | 0 | 0 | 0 | 0 | 0 | 0 | 0 | 0 | 0 | 0 | 0
| LULUCF N | 0 | 0 | 0 | 0 | 0 | 0 | 0 | 0 | 0 | 0 | 0 | 0 | 0 | 0 | -1.1689 | -3.2263 | -5.3208 | -7.1488 | -8.7691 | -9.9304 | -11.5493 | -13.6621 | -15.9368 | -18.2996 | -20.7075 | -22.5513 | -24.3092 | -26.0642 | -27.9214 | -30.0191 | -32.4214
| LULUCF N | 0 | 0 | 0 | 0 | 0 | 0 | 0 | 0 | 0 | 0 | 0 | 0 | 0 | 0 | 1.1689 | 3.2263 | 5.3208 | 7.1488 | 8.7691 | 9.9304 | 11.5493 | 13.6621 | 15.9368 | 18.2996 | 20.7075 | 22.5513 | 24.3092 | 26.0642 | 27.9214 | 30.0191 | 32.4214
| BECCS for Biofuels | 0 | 0 | 0 | 0 | 0 | 0 | 0 | 0 | 0 | 0 | -0.16477 | -0.28027 | -0.40472 | -1.0975 | -1.8017 | -2.5212 | -3.2348 | -3.9711 | -4.7298 | -5.5073 | -6.2658 | -6.4626 | -6.661 | -6.8611 | -7.0628 | -7.2662 | -7.4712 | -7.6778 | -7.8861 | -8.0961 | -8.3076
| BECCS for Biofuels | 0 | 0 | 0 | 0 | 0 | 0 | 0 | 0 | 0 | 0 | 0.16477 | 0.28027 | 0.40472 | 1.0975 | 1.8017 | 2.5212 | 3.2348 | 3.9711 | 4.7298 | 5.5073 | 6.2658 | 6.4626 | 6.661 | 6.8611 | 7.0628 | 7.2662 | 7.4712 | 7.6778 | 7.8861 | 8.0961 | 8.3076
| Net | 426.0429 | 473.2926 | 450.0276 | 452.6988 | 431.5009 | 412.1669 | 385.1674 | 364.0258 | 340.3515 | 307.7942 | 278.6976 | 256.7109 | 229.3254 | 204.856 | 177.7451 | 152.7816 | 126.8961 | 110.442 | 95.924 | 83.4199 | 68.4318 | 52.8415 | 39.992 | 28.1886 | 18.2086 | 9.4855 | 1.5381 | -7.5418 | -15.0515 | -22.5133 | -30.0978
Rows coloured in grey are for chart, please do not delete
Falling Short | Carbon dioxide equivalent (Mt)
|  | 2020-01-01 | 2021-01-01 | 2022-01-01 | 2023-01-01 | 2024-01-01 | 2025-01-01 | 2026-01-01 | 2027-01-01 | 2028-01-01 | 2029-01-01 | 2030-01-01 | 2031-01-01 | 2032-01-01 | 2033-01-01 | 2034-01-01 | 2035-01-01 | 2036-01-01 | 2037-01-01 | 2038-01-01 | 2039-01-01 | 2040-01-01 | 2041-01-01 | 2042-01-01 | 2043-01-01 | 2044-01-01 | 2045-01-01 | 2046-01-01 | 2047-01-01 | 2048-01-01 | 2049-01-01 | 2050-01-01
| Residential Heat | 65.1135 | 67.2227 | 66.734 | 66.2199 | 65.6782 | 65.0697 | 64.3971 | 63.5107 | 62.5305 | 61.4473 | 60.1706 | 59.0361 | 57.7878 | 56.4733 | 55.0742 | 53.5738 | 52.2194 | 50.811 | 49.2736 | 47.5856 | 45.7564 | 43.983 | 42.3915 | 40.851 | 39.3562 | 37.9832 | 36.5868 | 35.0484 | 33.1632 | 31.0584 | 28.7864
| Service Heat | 18.3004 | 17.9815 | 17.6625 | 17.6625 | 18.0875 | 18.3443 | 18.5738 | 18.7177 | 18.8422 | 18.9256 | 18.9797 | 19.1512 | 19.2671 | 19.3802 | 19.4961 | 19.6174 | 19.7795 | 19.9086 | 20.0072 | 20.0779 | 20.129 | 20.1686 | 20.2255 | 20.2782 | 20.3229 | 20.3013 | 20.2141 | 20.1434 | 20.0647 | 19.9758 | 19.8771
| Industrial Heat | 33.7456 | 33.1225 | 31.7853 | 30.7741 | 29.7948 | 27.7574 | 23.0363 | 22.5671 | 22.1202 | 21.6984 | 21.2117 | 20.7048 | 20.2013 | 19.7341 | 19.2957 | 18.886 | 18.536 | 18.2095 | 17.8862 | 17.5626 | 16.9725 | 16.3726 | 15.7928 | 15.2009 | 14.6165 | 13.9704 | 13.3184 | 12.6427 | 12.0004 | 11.3332 | 10.6411
| Industrial Process | 27.2736 | 27.4644 | 27.6553 | 27.8462 | 28.0371 | 28.228 | 28.4189 | 28.6097 | 28.8006 | 28.9915 | 29.1824 | 29.3733 | 29.5641 | 29.755 | 29.9459 | 30.1368 | 30.3277 | 30.5185 | 30.7094 | 30.9003 | 31.0912 | 31.2821 | 31.473 | 31.6638 | 31.8547 | 32.0456 | 32.2365 | 32.4274 | 32.6182 | 32.8091 | 33
| Agriculture and LULUCF | 48.4673 | 66.4772 | 64.2807 | 62.7993 | 61.0287 | 59.0567 | 56.9228 | 55.5927 | 54.2626 | 52.9325 | 51.6024 | 50.2722 | 48.9421 | 47.612 | 46.2819 | 44.9518 | 43.6216 | 42.2915 | 40.9614 | 39.6313 | 38.3012 | 36.9711 | 35.6409 | 34.3108 | 32.9807 | 31.6506 | 30.3205 | 28.9904 | 27.6602 | 26.3301 | 25
| Aviation | 17.0166 | 27.8883 | 33.2642 | 37.0378 | 36.973 | 36.5198 | 35.8486 | 35.1137 | 34.4108 | 33.589 | 33.1291 | 32.5789 | 31.8568 | 31.3005 | 30.7314 | 30.4655 | 30.2434 | 29.9927 | 29.8013 | 29.6154 | 30.3099 | 31.0043 | 31.6988 | 32.3932 | 33.0877 | 33.7821 | 34.4766 | 35.171 | 35.8655 | 36.5599 | 37.85
| Shipping | 11.3197 | 12.804 | 14.9268 | 15.0583 | 15.1898 | 15.3214 | 15.4235 | 15.4963 | 15.5398 | 15.5832 | 15.6267 | 15.2269 | 14.3841 | 13.0981 | 11.8121 | 10.5261 | 9.5309 | 8.8266 | 8.4132 | 7.9997 | 7.5863 | 6.9135 | 5.9814 | 5.7508 | 5.5201 | 5.2895 | 5.0588 | 4.8282 | 4.5975 | 4.3668 | 4.4
| Waste | 17.5566 | 30.3315 | 29.3939 | 27.6081 | 25.7765 | 25.3503 | 23.1923 | 22.5634 | 21.9346 | 21.3058 | 20.6769 | 20.0481 | 19.4192 | 18.7904 | 18.1615 | 17.5327 | 16.9038 | 16.275 | 15.6461 | 15.0173 | 14.3885 | 13.7596 | 13.1308 | 12.5019 | 11.8731 | 11.2442 | 10.6154 | 9.9865 | 9.3577 | 8.7288 | 8.1
| F-gases | 12.2999 | 12.2338 | 11.4535 | 10.4432 | 9.3696 | 8.5846 | 8.3769 | 8.1692 | 7.9615 | 7.7538 | 7.5462 | 7.3385 | 7.1308 | 6.9231 | 6.7154 | 6.5077 | 6.3 | 6.0923 | 5.8846 | 5.6769 | 5.4692 | 5.2615 | 5.0538 | 4.8462 | 4.6385 | 4.4308 | 4.2231 | 4.0154 | 3.8077 | 3.6 | 3.6
| Fuel Supply | 33.7626 | 33.286 | 32.8093 | 32.3327 | 31.856 | 31.3794 | 30.9027 | 30.4261 | 29.9494 | 29.4728 | 28.9961 | 28.5195 | 28.0429 | 27.5662 | 27.0896 | 26.6129 | 26.1363 | 25.6596 | 25.183 | 24.7063 | 24.2297 | 23.753 | 23.2764 | 22.7997 | 22.3231 | 21.8464 | 21.3698 | 20.8931 | 20.4165 | 19.9398 | 19.4632
| Electricity without BECCS | 50.1933 | 42.3387 | 42.0199 | 58.9179 | 56.1446 | 49.281 | 48.8025 | 45.2494 | 42.2958 | 38.3314 | 35.5071 | 34.9004 | 32.8948 | 32.6525 | 29.5412 | 23.1087 | 18.9651 | 15.5743 | 15.0058 | 14.6463 | 13.9054 | 12.5515 | 12.0932 | 11.7562 | 11.4931 | 11.5224 | 10.5083 | 10.5313 | 10.3321 | 10.2036 | 10.073
| Road Transport and Rail | 90.9938 | 103.9115 | 100.9899 | 98.0099 | 94.9841 | 91.9627 | 89.6604 | 87.4838 | 85.2024 | 82.6125 | 79.9634 | 77.0466 | 73.6739 | 70.0901 | 66.1243 | 61.6596 | 56.5305 | 50.9569 | 45.087 | 39.2477 | 33.3757 | 27.6744 | 22.3479 | 17.3736 | 12.7774 | 8.7893 | 6.3217 | 4.4302 | 3.6192 | 2.9075 | 2.2957
| Hydrogen Production | 0 | 0 | 0 | 0 | 0 | 0 | 0 | 0 | 0 | 0 | 0 | 0 | 0 | 0 | 0.0054549 | 0.011012 | 0.016675 | 0.022762 | 0.028955 | 0.035125 | 0.042275 | 0.049535 | 0.055808 | 0.062121 | 0.067722 | 0.071222 | 0.072472 | 0.073846 | 0.074971 | 0.074971 | 0.074971
| Hydrogen Production | 0 | 0 | 0 | 0 | 0 | 0 | 0 | 0 | 0 | 0 | 0 | 0 | 0 | 0 | -0.0054549 | -0.011012 | -0.016675 | -0.022762 | -0.028955 | -0.035125 | -0.042275 | -0.049535 | -0.055808 | -0.062121 | -0.067722 | -0.071222 | -0.072472 | -0.073846 | -0.074971 | -0.074971 | -0.074971
| Power Sector BECCS | 0 | 0 | 0 | 0 | 0 | 0 | 0 | 0 | 0 | 0 | 0 | -1.6631 | -1.6407 | -3.6909 | -3.6909 | -5.5363 | -5.5363 | -7.3817 | -7.3817 | -7.3817 | -7.3817 | -7.3817 | -7.3817 | -9.3949 | -9.3949 | -9.3949 | -13.4213 | -13.4213 | -15.4345 | -15.4345 | -17.4477
| Power Sector BECCS | 0 | 0 | 0 | 0 | 0 | 0 | 0 | 0 | 0 | 0 | 0 | 1.6631 | 1.6407 | 3.6909 | 3.6909 | 5.5363 | 5.5363 | 7.3817 | 7.3817 | 7.3817 | 7.3817 | 7.3817 | 7.3817 | 9.3949 | 9.3949 | 9.3949 | 13.4213 | 13.4213 | 15.4345 | 15.4345 | 17.4477
| Net | 426.0429 | 475.0622 | 472.9753 | 484.7099 | 472.9199 | 456.8551 | 443.5559 | 433.5 | 423.8505 | 412.644 | 402.5922 | 392.5333 | 381.5241 | 369.6846 | 356.5785 | 338.0425 | 323.5579 | 307.7348 | 296.4771 | 285.2856 | 274.1331 | 262.3135 | 251.7242 | 240.3315 | 231.449 | 223.4609 | 211.8285 | 205.6865 | 198.0684 | 192.3786 | 185.6388
Rows coloured in grey are for chart, please do not delete

## NZ.10
NZ.10: Negative emissions (by scenario)
Return to: Main Menu
Return to: Chapter contents
Consumer Transformation
Carbon dioxide equivalent (Mt)
|  | 2020 | 2021 | 2022 | 2023 | 2024 | 2025 | 2026 | 2027 | 2028 | 2029 | 2030 | 2031 | 2032 | 2033 | 2034 | 2035 | 2036 | 2037 | 2038 | 2039 | 2040 | 2041 | 2042 | 2043 | 2044 | 2045 | 2046 | 2047 | 2048 | 2049 | 2050
| Power Sector BECCS | 0 | 0 | 0 | 0 | 0 | 0 | 0 | 0 | 0 | 2.44 | 4.8801 | 12.8656 | 12.8656 | 23.2912 | 25.9531 | 28.3931 | 29.5269 | 31.0207 | 33.5532 | 33.5532 | 33.5532 | 37.5796 | 39.5928 | 39.5928 | 39.5928 | 39.5928 | 39.5928 | 39.5928 | 39.5928 | 52.3498 | 52.3498
| Hydrogen Production | 0 | 0 | 0 | 0 | 0 | 0 | 0 | 0 | -0.00024487 | -0.00032649 | -0.00040811 | -0.0041991 | -0.0079901 | -0.011781 | -0.015572 | -0.015572 | -0.015572 | -0.015572 | -0.015572 | -0.015572 | -0.015572 | -0.015572 | -0.015572 | -0.015572 | -0.015572 | -0.015572 | -0.015572 | -0.015572 | -0.015572 | -0.015572 | -0.015572
| BECCS for biofuels | 0 | 0 | 0 | 0 | 0 | 0 | 0 | 0 | 0 | 0 | 0.16477 | 0.28027 | 0.40472 | 1.0975 | 1.8017 | 2.5212 | 3.2348 | 3.9711 | 4.7298 | 5.5073 | 6.2658 | 6.4626 | 6.661 | 6.8611 | 7.0628 | 7.2662 | 7.4712 | 7.6778 | 7.8861 | 8.0961 | 8.3076
| DACCS | 0 | 0 | 0 | 0 | 0 | 0 | 0 | 0 | 0 | 0 | 0 | 0 | 0 | 0 | 0 | 0 | 0 | 0 | 0 | 0 | 0 | 0 | 0 | 0 | 0 | 0 | 0 | 0 | 0 | 0 | 0
| LULUCF | 0 | 0 | 0 | 0 | 0 | 0 | 0 | 0 | 0 | 0 | 0 | 0 | 0 | 0 | 0 | 0 | 0.33411 | 1.5172 | 2.596 | 3.2994 | 4.3861 | 5.9885 | 7.6312 | 9.2863 | 10.9505 | 12.2104 | 13.2008 | 14.2773 | 15.4698 | 16.9261 | 18.7456
System Transformation
Carbon dioxide equivalent (Mt)
|  | 2020 | 2021 | 2022 | 2023 | 2024 | 2025 | 2026 | 2027 | 2028 | 2029 | 2030 | 2031 | 2032 | 2033 | 2034 | 2035 | 2036 | 2037 | 2038 | 2039 | 2040 | 2041 | 2042 | 2043 | 2044 | 2045 | 2046 | 2047 | 2048 | 2049 | 2050
| Power Sector BECCS | 0 | 0 | 0 | 0 | 0 | 0 | 0 | 0 | 0 | 0 | 2.44 | 2.44 | 7.5419 | 7.5419 | 17.9675 | 23.2912 | 27.2982 | 27.2982 | 29.1595 | 31.54 | 31.54 | 31.54 | 31.54 | 33.5532 | 33.5532 | 33.5532 | 33.5532 | 33.5532 | 33.5532 | 33.5532 | 44.3642
| Hydrogen Production | 0 | 0 | 0 | 0 | 0 | 0 | -0.0085186 | -0.035076 | -0.10139 | -0.18086 | 0.13534 | 1.1084 | 2.0922 | 3.0597 | 4.0287 | 4.6033 | 5.348 | 5.6317 | 5.9086 | 6.2057 | 8.3272 | 9.841 | 11.3548 | 11.6979 | 11.6574 | 11.6302 | 11.6302 | 11.6302 | 11.6302 | 11.6302 | 11.6302
| BECCS for biofuels | 0 | 0 | 0 | 0 | 0 | 0 | 0 | 0 | 0 | 0 | 0.16477 | 0.28027 | 0.40472 | 1.0975 | 1.8017 | 2.5212 | 3.2348 | 3.9711 | 4.7298 | 5.5073 | 6.2658 | 6.4626 | 6.661 | 6.8611 | 7.0628 | 7.2662 | 7.4712 | 7.6778 | 7.8861 | 8.0961 | 8.3076
| DACCS | 0 | 0 | 0 | 0 | 0 | 0 | 0 | 0 | 0 | 0 | 0 | 0 | 0 | 0 | 0 | 0 | 0 | 0 | 0 | 0 | 0 | 0 | 0 | 0 | 0 | 0 | 0 | 0 | 0 | 0 | 0
| LULUCF | 0 | 0 | 0 | 0 | 0 | 0 | 0 | 0 | 0 | 0 | 0 | 0 | 0 | 0 | 0 | 0 | 0.33411 | 1.5172 | 2.596 | 3.2994 | 4.3861 | 5.9885 | 7.6312 | 9.2863 | 10.9505 | 12.2104 | 13.2008 | 14.2773 | 15.4698 | 16.9261 | 18.7456
Leading the Way
Carbon dioxide equivalent (Mt)
|  | 2020 | 2021 | 2022 | 2023 | 2024 | 2025 | 2026 | 2027 | 2028 | 2029 | 2030 | 2031 | 2032 | 2033 | 2034 | 2035 | 2036 | 2037 | 2038 | 2039 | 2040 | 2041 | 2042 | 2043 | 2044 | 2045 | 2046 | 2047 | 2048 | 2049 | 2050
| Power Sector BECCS | 0 | 0 | 0 | 0 | 0 | 0 | 0 | 0 | 4.1437 | 4.1437 | 8.2875 | 8.2875 | 12.4312 | 12.4312 | 16.575 | 16.575 | 21.0954 | 21.0954 | 21.0954 | 21.0954 | 21.0954 | 21.0954 | 21.0954 | 21.0954 | 21.0954 | 21.0954 | 21.0954 | 21.0954 | 21.0954 | 21.0954 | 21.0954
| Hydrogen Production | 0 | 0 | 0 | 0 | 0 | 0 | 0.057034 | 0.11532 | 0.1686 | 0.22064 | 0.26643 | 0.5069 | 0.72113 | 0.94484 | 1.1939 | 1.5458 | 1.7124 | 1.8395 | 1.9666 | 2.0937 | 2.2207 | 2.3365 | 2.4522 | 2.5679 | 2.6836 | 2.7993 | 2.7993 | 2.7993 | 2.7993 | 2.7993 | 2.7993
| BECCS for biofuels | 0 | 0 | 0 | 0 | 0 | 0 | 0 | 0 | 0 | 0 | 0.16477 | 0.28027 | 0.40472 | 1.0975 | 1.8017 | 2.5212 | 3.2348 | 3.9711 | 4.7298 | 5.5073 | 6.2658 | 6.4626 | 6.661 | 6.8611 | 7.0628 | 7.2662 | 7.4712 | 7.6778 | 7.8861 | 8.0961 | 8.3076
| DACCS | 0 | 0 | 0 | 0 | 0 | 0 | 0 | 0 | 0 | 0 | 0 | 0 | 0 | 0 | 0 | 0 | 0 | 0 | 0 | 0 | 2.1818 | 4.3636 | 6.5455 | 8.7273 | 10.9091 | 13.0909 | 15.2727 | 17.4545 | 19.6364 | 21.8182 | 24
| LULUCF | 0 | 0 | 0 | 0 | 0 | 0 | 0 | 0 | 0 | 0 | 0 | 0 | 0 | 0 | 1.1689 | 3.2263 | 5.3208 | 7.1488 | 8.7691 | 9.9304 | 11.5493 | 13.6621 | 15.9368 | 18.2996 | 20.7075 | 22.5513 | 24.3092 | 26.0642 | 27.9214 | 30.0191 | 32.4214
Falling Short
Carbon dioxide equivalent (Mt)
|  | 2020 | 2021 | 2022 | 2023 | 2024 | 2025 | 2026 | 2027 | 2028 | 2029 | 2030 | 2031 | 2032 | 2033 | 2034 | 2035 | 2036 | 2037 | 2038 | 2039 | 2040 | 2041 | 2042 | 2043 | 2044 | 2045 | 2046 | 2047 | 2048 | 2049 | 2050
| Power Sector BECCS | 0 | 0 | 0 | 0 | 0 | 0 | 0 | 0 | 0 | 0 | 0 | 1.6631 | 1.6407 | 3.6909 | 3.6909 | 5.5363 | 5.5363 | 7.3817 | 7.3817 | 7.3817 | 7.3817 | 7.3817 | 7.3817 | 9.3949 | 9.3949 | 9.3949 | 13.4213 | 13.4213 | 15.4345 | 15.4345 | 17.4477
| Hydrogen Production | 0 | 0 | 0 | 0 | 0 | 0 | 0 | 0 | 0 | 0 | 0 | 0 | 0 | 0 | -0.0054549 | -0.011012 | -0.016675 | -0.022762 | -0.028955 | -0.035125 | -0.042275 | -0.049535 | -0.055808 | -0.062121 | -0.067722 | -0.071222 | -0.072472 | -0.073846 | -0.074971 | -0.074971 | -0.074971
| BECCS for biofuels | 0 | 0 | 0 | 0 | 0 | 0 | 0 | 0 | 0 | 0 | 0 | 0 | 0 | 0 | 0 | 0 | 0 | 0 | 0 | 0 | 0 | 0 | 0 | 0 | 0 | 0 | 0 | 0 | 0 | 0 | 0
| DACCS | 0 | 0 | 0 | 0 | 0 | 0 | 0 | 0 | 0 | 0 | 0 | 0 | 0 | 0 | 0 | 0 | 0 | 0 | 0 | 0 | 0 | 0 | 0 | 0 | 0 | 0 | 0 | 0 | 0 | 0 | 0
| LULUCF | 0 | 0 | 0 | 0 | 0 | 0 | 0 | 0 | 0 | 0 | 0 | 0 | 0 | 0 | 0 | 0 | 0 | 0 | 0 | 0 | 0 | 0 | 0 | 0 | 0 | 0 | 0 | 0 | 0 | 0 | 0

## NZ.11
NZ.11: Poll result to the question “How serious do you consider the issue of climate change to be”
Return to: Main Menu
Return to: Chapter contents
How serious do you consider the issue of climate change to be?
From Empowering climate action survey results (survey carried out Aug 21, results published Oct 210
|  | Climate change is the single most important issue at the moment | 21%
|  | Climate change is one of the most pressing issues of our time | 50%
|  | Climate change is a concern but other issues are more important at the moment | 21%
|  | Climate change is not that much of a concern | 3%
|  | Climate change is not a concern at all | 3%
|  | Don’t Know | 3%
Survey question and results taken from National Grid ESO's Empowering Climate Action report:
https://www.nationalgrideso.com/future-energy/our-net-zero-work/empowering-climate-action
Empowering climate action survey results (survey carried out Aug 21, results published Oct 21)

## NZ.12
NZ.12: Household appliance ownership – current and by 2035 in FES
Return to: Main Menu
Return to: Chapter contents
Household appliance ownership in 2021 and under FES Net Zero scenarios in 2035
2021 values from Empowering climate action survey results (survey carried out Aug 21, results published Oct 210
|  | 2021 | 2035 min | 2035 max | 2035 FES range
| Smart appliance | 21% | 64% | 91% | 27%
| Solar panels | 9% | 12% | 22% | 10%
| Heat pump | 4% | 12% | 48% | 36%
| Hydrogen ready boiler | 3% | 2% | 14% | 12%
| Electric vehicle | 5% | 64% | 91% | 27%
Assumptions: domestic solar PV systems were assumed to be 2.16 kW, the survey response only included EV’s as a first car. FES assumes the trigger point for residential consumers moving to dynamic tariffs is getting
an EV, therefore we’ve also assumed by this point households will have a smart meter and appliances. Hydrogen ready boilers in 2021 were compared to the range of hydrogen boilers in 2035 in FES.
2021 results taken from National Grid ESO's Empowering Climate Action report:
https://www.nationalgrideso.com/future-energy/our-net-zero-work/empowering-climate-action

## NZ.13
NZ.13: Likelihood of households to purchase technologies in next five years
Return to: Main Menu
Return to: Chapter contents
How likely or unlikely are you to purchase these over the next five years?
From Empowering climate action survey results (survey carried out Aug 21, results published Oct 210
|  | Likely | Unlikely | Don't know
| Smart appliance | 33% | 55% | 12%
| Solar panels | 24% | 63% | 13%
| Heat pump | 17% | 62% | 21%
| Hydrogen or hydrogen ready boiler | 15% | 63% | 22%
Survey question and results taken from National Grid ESO's Empowering Climate Action report:
https://www.nationalgrideso.com/future-energy/our-net-zero-work/empowering-climate-action

## The Energy Consumer
The Energy Consumer
Chapter Section | Subsection | Figure Title | Figure Number
The Energy Consumer | Introduction | EC.01: Annual end consumer energy demand by sector | EC.01
|  | EC.02: Annual end consumer energy demand by fuel | EC.02
| The Energy Consumer: Residential (EC Resi ->) | EC.R.01: Total residential energy demand for heat and appliances (excluding electric vehicle charging) | EC.R.01
|  | EC.R.02: Emissions from the residential sector | EC.R.02
|  | EC.R.03: GB day-ahead wholesale gas prices over the last five years | EC.R.03
|  | EC.R.04: Residential energy use today | EC.R.04
|  | EC.R.05: Total annual demand for heating homes | EC.R.05
|  | EC.R.06: Electricity demand for home heating | EC.R.06
|  | EC.R.07: Natural gas demand for home heating | EC.R.07
|  | EC.R.08: Hydrogen demand for home heating | EC.R.08
|  | EC.R.09: Home heating technology mix today, in 2035 and in 2050 | EC.R.09
|  | EC.R.10: Annual ASHP installations (including hybrids) | EC.R.10
|  | EC.R.11: Annual hydrogen boiler installations (including hybrids) | EC.R.11
|  | EC.R.12: Annual savings in underlying heat demand from applying fabric insulation measures to existing homes, higher standards in new builds and consumer behavioural change | EC.R.12
|  | EC.R.13: Regional heating technology deployment in Leading the Way in 2035 | EC.R.13
|  | EC.R.14: Regional heat pump takeup in 2050 | EC.R.14
|  | EC.R.15: Annual residential electricity demand for appliances | EC.R.15
|  | EC.R.16: Reduction in non-heat residential peak electricity demand from demand side response by white goods | EC.R.16
|  | EC.R.17: Thermal storage use on a peak day: hourly dispatch profiles for Air Source heat pump in Leading the Way | EC.R.17
|  | EC.R.18: Thermal storage use on a peak day: hourly dispatch profiles for Ground Source heat pump pump in Leading the Way | EC.R.18
|  | EC.R.19: Domestic solar PV installed capacity | EC.R.19
|  | EC.R.20: Residential battery storage connection capacity | EC.R.20
|  | EC.R.a: Breakdown of savings in underlying heat demand due to building fabric improvement and consumer behavioural change - 2050 | EC.R.a
|  | EC.R.b: Cumulative savings in underlying heat demand from applying fabric insulation measures to existing homes | EC.R.b
|  | EC.R.c: Residential heat pump (including hybrids) total uptake trends | EC.R.c
|  | EC.R.d: Residential hydrogen boilers (including hybrids) total uptake trends | EC.R.d
|  | EC.R.e: Number of homes being heated by natural gas boilers | EC.R.e
|  | EC.R.f: District heat network connections in 2050 | EC.R.f
|  | EC.R.g: Biofuel technology mix in 2050 | EC.R.g
|  | EC.R.h: Hydrogen technology mix in 2050 | EC.R.h
|  | EC.R.i: Hybrid system use on a peak day: hourly dispatch profile for Hybrid Air Source Heat Pump and Hydrogen boiler in Leading the Way | EC.R.i
|  | EC.R.j: Hybrid system use on a peak day: hourly dispatch profile for Hybrid Air Source Heat Pump and Resistive heater in Leading the Way | EC.R.j
|  | EC.R.k: Hybrid system use on a peak day: hourly dispatch profile for Hybrid Air Source Heat Pump and BioFuel boiler in Leading the Way | EC.R.k
| The Energy Consumer: Transport (EC Trans ->) | EC.T.01: Total annual demand for road transport in 2035 and 2050 | EC.T.01
|  | EC.T.02: Emissions from road transport, rail, aviation and shipping | EC.T.02
|  | EC.T.03: Total annual energy demand for road transport in 2021 | EC.T.03
|  | EC.T.04: BEV Cars - New Registrations by Year | EC.T.04
|  | EC.T.05: EV public chargepoints installed in the UK | EC.T.05
|  | EC.T.06: Annual energy demand for Road Transport | EC.T.06
|  | EC.T.07: Number of BEV cars on the road | EC.T.07
|  | EC.T.08: Number of BEV vans on the road | EC.T.08
|  | EC.T.09: HGVs on the road by fuel type | EC.T.09
|  | EC.T.10: Number of electric (BEV) HGVs on the road | EC.T.10
|  | EC.T.11: Number of hydrogen HGVs on the road | EC.T.11
|  | EC.T.12: Number of petrol/diesel HGVs on the road | EC.T.12
|  | EC.T.13: Consumer engagement in smart charging and vehicle to grid, and proportion of demand shifted at peak | EC.T.13
|  | EC.T.14: Charging behaviour in 2035 and 2050, proportion of demand per chargepoint archetype | EC.T.14
|  | EC.T.a: Total numbers of cars on the road and miles travelled by each autonomous car in 2050 | EC.T.a
| The Energy Consumer: Industrial (EC Ind ->) | EC.I.01: Annual industrial energy demand in 2050 | EC.I.01
|  | EC.I.02: Emissions from the industrial sector | EC.I.02
|  | EC.I.03: Industrial demand in 2020 by end use | EC.I.03
|  | EC.I.04: Annual electricity demand for the industrial sector (excluding hydrogen production) | EC.I.04
|  | EC.I.05: Annual natural gas demand for the industrial sector | EC.I.05
|  | EC.I.06: Annual hydrogen demand for the industrial sector | EC.I.06
|  | EC.I.08: Industrial Demand Side Response | EC.I.08
| The Energy Consumer: Commercial (EC Com ->) | EC.C.01: Annual commercial energy demand | EC.C.01
|  | EC.C.02: Emissions from the commercial sector | EC.C.02
|  | EC.C.03: Commercial demand in 2020 by fuel and subsector | EC.C.03
|  | EC.C.04: Annual electricity demand for the commercial sector (excluding hydrogen production) | EC.C.04
|  | EC.C.05: Annual natural gas demand for the commercial sector | EC.C.05
|  | EC.C.06: Annual hydrogen demand for the commercial sector | EC.C.06
|  | EC.C.07: Net additional annual electricity demand for data centres | EC.C.07
|  | EC.C.08: Overall commercial heating technology mix | EC.C.08
|  | EC.C.09: Annual savings in underlying heat demand for the commercial sector | EC.C.09
|  | EC.C.10: Regional deployment of commercial heating technologies, in Leading the Way in 2035 | EC.C.10
|  | EC.C.11: Commercial heating peak shaving by technology | EC.C.11

## EC.01
EC.01: Annual end consumer energy demand by sector
Return to: Main Menu
Return to: Chapter contents
| Consumer demand TWh - split by sector | Consumer demand TWh - split by sector
|  |  | Five Year Forecast |  | Consumer Transformation | System Transformation | Leading the Way | Falling Short |  | Consumer Transformation | System Transformation | Leading the Way | Falling Short
|  |  | 2021 |  | 2035 |  |  |  |  | 2050
[5 empty] | CT | ST | LW | FS |  | CT | ST | LW | FS
|  | Residential | 471.8337 |  | 267.4863 | 367.9589 | 234.3624 | 407.8934 |  | 152.6232 | 284.8534 | 168.7225 | 316.6441
|  | Transport | 414.4628 |  | 204.6404 | 260.1975 | 194.4157 | 300.9826 |  | 121.544 | 148.0027 | 121.1055 | 142.2114
|  | Industrial | 255.3099 |  | 206.3695 | 223.1227 | 199.9747 | 239.1861 |  | 166.4032 | 200.5429 | 169.3925 | 225.3215
|  | Commercial | 213.439 |  | 175.0457 | 194.8801 | 180.8992 | 229.8981 |  | 157.8823 | 176.3289 | 169.5051 | 231.9077
|  | Total | 1355.0454 |  | 853.542 | 1046.1593 | 809.652 | 1177.9601 |  | 598.4528 | 809.7279 | 628.7255 | 916.0846
Does not include demand for aviation and maritime
Customer demand for homes, road transport, rail industry and commerce
Includes Industrial direct connects
Excludes electrolysis
|  | Data Table | ED1
|  | Item | GBFES Customer Demand: Residential | GBFES Customer Demand: Total Industrial (Excluding Electrolysis) | GBFES Customer Demand: Commercial with Micro-generation included | GBFES Customer Demand: Direct Transmission Customers | Residential Electric Vehicles Demand (EVs) | Commercial Electric Vehicles Demand (EVs)
|  | Unit | GWh
|  | Fuel | Electricity
|  | Peak/Annual/Minimum | Annual [Fiscal]
|  | Data Table | ED3
|  | Sector | Total end-use residential gas demand | Annual end-use gas demand from industry | Annual end-use gas demand from the commercial sector | Gas end-use demand for transport | Domestic | Domestic | Domestic | Domestic
|  | Fuel | gas |  |  |  | other | biomass | biofuel | biomethane
Technology
|  | Time | Annuals
|  | Units | GWh |  |  |  | TWh
|  | Data Table | WS1
|  | Item | Hydrogen
|  | Unit | TWh
|  | Fuel | Demand
|  | Peak/Annual/Minimum | Residential | Industrial | Commercial | Road Transport | Rail
|  | Data Table | ED5
|  | Item | TWh Vehicles - Petrol/Diesel
|  | Unit | TWh
|  | Fuel | Petrol/Diesel
|  | Peak/Annual/Minimum | Annual

## EC.02
EC.02: Annual end consumer energy demand by fuel
Return to: Main Menu
Return to: Chapter contents
| Consumer Demand TWh - split by fuel | Consumer Demand TWh - split by fuel
|  |  | Five Year Forecast |  | Consumer Transformation | System Transformation | Leading the Way | Falling Short |  | Consumer Transformation | System Transformation | Leading the Way | Falling Short
|  |  | 2021 |  | 2035 |  |  |  |  | 2050
[5 empty] | CT | ST | LW | FS |  | CT | ST | LW | FS
|  | Electricity | 271.911 |  | 408.701 | 335.214 | 389.902 | 340.087 |  | 543.431 | 442.193 | 462.671 | 513.842
|  | Natural Gas | 559.9324 |  | 272.2479 | 361.7649 | 215.8939 | 519.39 |  | 13.7044 | 12.2891 | 11.3531 | 355.4372
|  | Hydrogen | 0 |  | 7.7389 | 110.1146 | 52.6222 | 3.1825 |  | 16.3458 | 337.3381 | 124.5756 | 10.2442
|  | Oil/Petroleum | 479.6592 |  | 132.0388 | 210.1155 | 118.1572 | 289.821 |  | 0.011128 | 0.013818 | 0.0034944 | 24.7085
|  | Biofuels and other | 43.6512 |  | 32.8154 | 28.9503 | 33.0767 | 25.4796 |  | 24.9604 | 17.8939 | 30.1223 | 11.8528
|  | Total | 1355.1538 |  | 853.542 | 1046.1593 | 809.652 | 1177.9601 |  | 598.4528 | 809.7279 | 628.7255 | 916.0846
|  |  | 677.5769 |  |  |  | 40.25% |  |  | 55.84%
Does not include demand for aviation and maritime
Customer demand for homes, road transport, rail industry and commerce
Includes Industrial direct connects
Excludes electrolysis
|  | Data Table | ED1
|  | Item | GBFES Customer Demand: Residential | GBFES Customer Demand: Total Industrial (Excluding Electrolysis) | GBFES Customer Demand: Commercial with Micro-generation included | GBFES Customer Demand: Direct Transmission Customers
|  | Unit | GWh
|  | Fuel | Electricity
|  | Peak/Annual/Minimum | Annual [Fiscal]
|  | Data Table | ED3
|  | Sector | Total end-use residential gas demand | Annual end-use gas demand from industry | Annual end-use gas demand from the commercial sector | Gas end-use demand for transport | Domestic | Domestic | Domestic | Domestic
|  | Fuel | gas | gas | gas | gas | other | biomass | biofuel | biomethane
Technology
|  | Time | Annuals
|  | Units | GWh |  |  |  | TWh | TWh | TWh | TWh
|  | Data Table | WS1
|  | Item | Hydrogen
|  | Unit | TWh
|  | Fuel | Demand
|  | Peak/Annual/Minimum | Residential | Industrial | Commercial | Road Transport | Rail

## EC Resi ->
The Energy Consumer: Residential
Chapter Section | Subsection | Figure Title | Figure Number
The Energy Consumer | The Energy Consumer: Residential (EC Resi ->) | EC.R.01: Total residential energy demand for heat and appliances (excluding electric vehicle charging) | EC.R.01
|  | EC.R.02: Emissions from the residential sector | EC.R.02
|  | EC.R.03: GB day-ahead wholesale gas prices over the last five years | EC.R.03
|  | EC.R.04: Residential energy use today | EC.R.04
|  | EC.R.05: Total annual demand for heating homes | EC.R.05
|  | EC.R.06: Electricity demand for home heating | EC.R.06
|  | EC.R.07: Natural gas demand for home heating | EC.R.07
|  | EC.R.08: Hydrogen demand for home heating | EC.R.08
|  | EC.R.09: Home heating technology mix today, in 2035 and in 2050 | EC.R.09
|  | EC.R.10: Annual ASHP installations (including hybrids) | EC.R.10
|  | EC.R.11: Annual hydrogen boiler installations (including hybrids) | EC.R.11
|  | EC.R.12: Annual savings in underlying heat demand from applying fabric insulation measures to existing homes, higher standards in new builds and consumer behavioural change | EC.R.12
|  | EC.R.13: Regional heating technology deployment in Leading the Way in 2035 | EC.R.13
|  | EC.R.14: Regional heat pump takeup in 2050 | EC.R.14
|  | EC.R.15: Annual residential electricity demand for appliances | EC.R.15
|  | EC.R.16: Reduction in non-heat residential peak electricity demand from demand side response by white goods | EC.R.16
|  | EC.R.17: Thermal storage use on a peak day: hourly dispatch profiles for Air Source heat pump in Leading the Way | EC.R.17
|  | EC.R.18: Thermal storage use on a peak day: hourly dispatch profiles for Ground Source heat pump pump in Leading the Way | EC.R.18
|  | EC.R.19: Domestic solar PV installed capacity | EC.R.19
|  | EC.R.20: Residential battery storage connection capacity | EC.R.20
|  | EC.R.a: Breakdown of savings in underlying heat demand due to building fabric improvement and consumer behavioural change - 2050 | EC.R.a
|  | EC.R.b: Cumulative savings in underlying heat demand from applying fabric insulation measures to existing homes | EC.R.b
|  | EC.R.c: Residential heat pump (including hybrids) total uptake trends | EC.R.c
|  | EC.R.d: Residential hydrogen boilers (including hybrids) total uptake trends | EC.R.d
|  | EC.R.e: Number of homes being heated by natural gas boilers | EC.R.e
|  | EC.R.f: District heat network connections in 2050 | EC.R.f
|  | EC.R.g: Biofuel technology mix in 2050 | EC.R.g
|  | EC.R.h: Hydrogen technology mix in 2050 | EC.R.h
|  | EC.R.i: Hybrid system use on a peak day: hourly dispatch profile for Hybrid Air Source Heat Pump and Hydrogen boiler in Leading the Way | EC.R.i
|  | EC.R.j: Hybrid system use on a peak day: hourly dispatch profile for Hybrid Air Source Heat Pump and Resistive heater in Leading the Way | EC.R.j
|  | EC.R.k: Hybrid system use on a peak day: hourly dispatch profile for Hybrid Air Source Heat Pump and BioFuel boiler in Leading the Way | EC.R.k

## EC.R.01
EC.R.01: Total residential energy demand for heat and appliances (excluding electric vehicle charging)
Return to: Main Menu
Return to: Chapter contents
Residential energy demand for heat and appliances 2021, 2035 and 2050 (excluding electric vehicle charging) | Residential energy demand for heat and appliances 2021, 2035 and 2050 (excluding electric vehicle charging)
TWh/yr
|  | Five Year Forecast |  | Consumer Transformation | System Transformation | Leading the Way | Falling Short | Consumer Transformation | System Transformation | Leading the Way | Falling Short
|  | 2021 |  | 2035 |  |  |  | 2050
|  |  |  | CT | ST | LW | FS | CT | ST | LW | FS
| Electricity | 101.361 |  | 102.532 | 87.935 | 92.464 | 109.148 | 141.403 | 130.912 | 110.212 | 162.672
| Natural Gas | 339.9362 |  | 152.02 | 212.675 | 112.9023 | 283.7459 | 0.080915 | 0.78913 | 0.00030963 | 142.1501
| Hydrogen | 0 |  | 0 | 55.2742 | 17.4651 | 0 | 0 | 145.3041 | 42.7932 | 0
| Oil/Petroleum/Solid Fuels | 30.6224 |  | 4.8072 | 6.8663 | 4.0991 | 12.3971 | 0.011128 | 0.013818 | 0.0034944 | 4.1898
| Biofuels | 1.4881 |  | 8.1271 | 5.2085 | 7.4319 | 2.6024 | 11.1282 | 7.8343 | 15.7134 | 7.6322
| Total | 473.4077 |  | 267.4863 | 367.9589 | 234.3624 | 407.8934 | 152.6232 | 284.8534 | 168.7225 | 316.6441
| Data Table | ED1
| Item | GBFES Customer Demand: Residential | Residential Electric Vehicles Demand (EVs)
| Unit | GWh
| Fuel | Electricity
| Peak/Annual/Minimum | Annual [Fiscal]
| Data Table | ED3
| Sector | Total end-use residential gas demand | Domestic | Domestic | Domestic | Domestic
| Fuel | gas | other | biomass | biofuel | biomethane
| Technology | Residential demand
| Time | Annuals
| Units | GWh | TWh
| Data Table | WS1
| Item | Hydrogen
| Unit | TWh
| Fuel | Demand
| Peak/Annual/Minimum | Residential

## EC.R.02
EC.R.02: Emissions from the residential sector
Return to: Main Menu
Return to: Chapter contents
Residential Sector Emissions
| Residential Sector Emissions | MtCO2e
|  | 2020 | 2021 | 2022 | 2023 | 2024 | 2025 | 2026 | 2027 | 2028 | 2029 | 2030 | 2031 | 2032 | 2033 | 2034 | 2035 | 2036 | 2037 | 2038 | 2039 | 2040 | 2041 | 2042 | 2043 | 2044 | 2045 | 2046 | 2047 | 2048 | 2049 | 2050
| Consumer Transformation | 65.1135 | 67.2227 | 61.8946 | 60.8783 | 59.8018 | 58.5343 | 57.091 | 55.2305 | 52.9698 | 50.2599 | 47.1157 | 43.9432 | 40.7117 | 37.4399 | 34.1379 | 30.342 | 26.8828 | 23.6723 | 20.5093 | 17.3688 | 14.3484 | 11.7445 | 9.5959 | 7.8764 | 6.5671 | 5.5867 | 4.7492 | 3.9449 | 3.1706 | 2.4273 | 2.2147
| System Transformation | 65.1135 | 67.2227 | 66.1734 | 65.1781 | 64.1037 | 62.9254 | 61.5892 | 60.1352 | 58.6227 | 57.0621 | 55.3902 | 52.6733 | 49.9168 | 47.1803 | 44.4546 | 41.0072 | 37.5429 | 34.3321 | 31.1609 | 28.0344 | 24.9437 | 22.098 | 19.3309 | 16.5816 | 13.841 | 11.1463 | 9.6303 | 8.1908 | 6.7606 | 5.3439 | 4.6819
| Leading the Way | 65.1135 | 67.2227 | 57.8958 | 56.6786 | 55.1491 | 53.3032 | 51.4302 | 49.0636 | 46.4259 | 43.3373 | 40.0232 | 36.8214 | 33.5811 | 30.3223 | 27.0509 | 23.4095 | 20.0927 | 17.0368 | 14.4338 | 12.1422 | 10.1968 | 8.3882 | 7.0595 | 5.9363 | 5.1228 | 4.4237 | 3.7686 | 3.1654 | 2.5891 | 2.0312 | 1.9109
| Falling Short | 65.1135 | 67.2227 | 66.734 | 66.2199 | 65.6782 | 65.0697 | 64.3971 | 63.5107 | 62.5305 | 61.4473 | 60.1706 | 59.0361 | 57.7878 | 56.4733 | 55.0742 | 53.5738 | 52.2194 | 50.811 | 49.2736 | 47.5856 | 45.7564 | 43.983 | 42.3915 | 40.851 | 39.3562 | 37.9832 | 36.5868 | 35.0484 | 33.1632 | 31.0584 | 28.7864
| Data Table | MtCO2e 2020: WS2
| Sector | MtCO2e 2020: Residential Heat
Sector
Sector

## EC.R.03
EC.R.03: GB day-ahead wholesale gas prices over the last five years
Return to: Main Menu |  |  |  | Day-ahead natural gas price
Return to: Chapter contents |  | Natural gas NBP day-ahead London close, p/th |  |  |  | Natural gas NBP quarter 1 London close, p/th |  |  |  |  | Natural gas NBP season 1 London close, p/th |  |  |  |  | Natural gas NBP p/th month 1 London close, p/th
| Date | Bid | Offer | midpoint | Date | Timing | bid | offer | midpoint | Date | Timing | bid | offer | midpoint | Date | Timing | bid | offer | midpoint
| 2017-05-25 | 36.0758 | 36.1221 | 36.099 | 2017-05-25 | Q3-2017 | 38.0509 | 38.151 | 38.101 | 2017-05-25 | Winter 2017-18 | 45.8533 | 45.999 | 45.9262 | 2017-05-25 | Jun-2017 | 36.05 | 36.1 | 36.075
| 2017-05-26 | 37.597 | 37.6987 | 37.6478 | 2017-05-26 | Q3-2017 | 38.5519 | 38.6533 | 38.6026 | 2017-05-26 | Winter 2017-18 | 46.1962 | 46.3516 | 46.2739 | 2017-05-26 | Jun-2017 | 36.6 | 36.7 | 36.65
| 2017-05-30 | 38.3474 | 38.4484 | 38.3979 | 2017-05-30 | Q3-2017 | 38.8536 | 38.9466 | 38.9001 | 2017-05-30 | Winter 2017-18 | 46.6005 | 46.7472 | 46.6738 | 2017-05-30 | Jun-2017 | 37.15 | 37.2 | 37.175
| 2017-05-31 | 37.2979 | 37.2979 | 37.2979 | 2017-05-31 | Q3-2017 | 37.9985 | 38.099 | 38.0488 | 2017-05-31 | Winter 2017-18 | 45.7741 | 45.9281 | 45.8511 | 2017-05-31 | Jun-2017 | 36.15 | 36.25 | 36.2
| 2017-06-01 | 36.3999 | 36.3999 | 36.3999 | 2017-06-01 | Q3-2017 | 37.6231 | 37.7237 | 37.6734 | 2017-06-01 | Winter 2017-18 | 45.5271 | 45.6735 | 45.6003 | 2017-06-01 | Jul-2017 | 36.55 | 36.65 | 36.6
| 2017-06-02 | 37.1767 | 37.2233 | 37.2 | 2017-06-02 | Q3-2017 | 37.5967 | 37.6973 | 37.647 | 2017-06-02 | Winter 2017-18 | 45.6716 | 45.8259 | 45.7488 | 2017-06-02 | Jul-2017 | 36.575 | 36.675 | 36.625
| 2017-06-05 | 36.5723 | 36.6265 | 36.5994 | 2017-06-05 | Q3-2017 | 37.6743 | 37.7747 | 37.7245 | 2017-06-05 | Winter 2017-18 | 45.9779 | 46.124 | 46.051 | 2017-06-05 | Jul-2017 | 36.525 | 36.625 | 36.575
| 2017-06-06 | 36.0773 | 36.0773 | 36.0773 | 2017-06-06 | Q3-2017 | 37.1756 | 37.2762 | 37.2259 | 2017-06-06 | Winter 2017-18 | 45.5519 | 45.6984 | 45.6251 | 2017-06-06 | Jul-2017 | 35.95 | 36.05 | 36
| 2017-06-07 | 36.7485 | 36.8025 | 36.7755 | 2017-06-07 | Q3-2017 | 37.2228 | 37.3229 | 37.2729 | 2017-06-07 | Winter 2017-18 | 45.4984 | 45.6518 | 45.5751 | 2017-06-07 | Jul-2017 | 36.05 | 36.15 | 36.1
| 2017-06-08 | 38.4508 | 38.5512 | 38.501 | 2017-06-08 | Q3-2017 | 38.5234 | 38.6237 | 38.5736 | 2017-06-08 | Winter 2017-18 | 46.3965 | 46.5501 | 46.4733 | 2017-06-08 | Jul-2017 | 37.625 | 37.725 | 37.675
| 2017-06-09 | 37.4743 | 37.5214 | 37.4978 | 2017-06-09 | Q3-2017 | 37.8722 | 37.9741 | 37.9232 | 2017-06-09 | Winter 2017-18 | 46.0221 | 46.1782 | 46.1001 | 2017-06-09 | Jul-2017 | 36.8 | 36.9 | 36.85
| 2017-06-12 | 35.5049 | 35.5049 | 35.5049 | 2017-06-12 | Q3-2017 | 37.3391 | 37.4416 | 37.3903 | 2017-06-12 | Winter 2017-18 | 45.8919 | 46.0411 | 45.9665 | 2017-06-12 | Jul-2017 | 35.85 | 35.95 | 35.9
| 2017-06-13 | 31.4981 | 31.4981 | 31.4981 | 2017-06-13 | Q3-2017 | 36.5995 | 36.7015 | 36.6505 | 2017-06-13 | Winter 2017-18 | 45.3717 | 45.5279 | 45.4498 | 2017-06-13 | Jul-2017 | 35.175 | 35.275 | 35.225
| 2017-06-14 | 27.8264 | 27.8733 | 27.8499 | 2017-06-14 | Q3-2017 | 36.6287 | 36.7224 | 36.6756 | 2017-06-14 | Winter 2017-18 | 45.2272 | 45.3749 | 45.301 | 2017-06-14 | Jul-2017 | 35.2 | 35.3 | 35.25
| 2017-06-15 | 24.9482 | 25.0031 | 24.9757 | 2017-06-15 | Q3-2017 | 36.0488 | 36.1505 | 36.0997 | 2017-06-15 | Winter 2017-18 | 44.6751 | 44.8231 | 44.7491 | 2017-06-15 | Jul-2017 | 34.425 | 34.525 | 34.475
| 2017-06-16 | 29.5029 | 29.6983 | 29.6006 | 2017-06-16 | Q3-2017 | 36.0527 | 36.1463 | 36.0995 | 2017-06-16 | Winter 2017-18 | 44.5969 | 44.7523 | 44.6746 | 2017-06-16 | Jul-2017 | 34.5 | 34.6 | 34.55
| 2017-06-19 | 30.7991 | 30.8462 | 30.8226 | 2017-06-19 | Q3-2017 | 36.3757 | 36.4777 | 36.4267 | 2017-06-19 | Winter 2017-18 | 44.903 | 45.0513 | 44.9771 | 2017-06-19 | Jul-2017 | 34.975 | 35.075 | 35.025
| 2017-06-20 | 34.0775 | 34.0775 | 34.0775 | 2017-06-20 | Q3-2017 | 36.9481 | 37.0035 | 36.9758 | 2017-06-20 | Winter 2017-18 | 44.8968 | 45.0465 | 44.9717 | 2017-06-20 | Jul-2017 | 35.775 | 35.825 | 35.8
| 2017-06-21 | 35.3476 | 35.4029 | 35.3752 | 2017-06-21 | Q3-2017 | 36.8996 | 36.9469 | 36.9233 | 2017-06-21 | Winter 2017-18 | 44.7516 | 44.9009 | 44.8263 | 2017-06-21 | Jul-2017 | 35.7 | 35.75 | 35.725
| 2017-06-22 | 35.5534 | 35.6008 | 35.5771 | 2017-06-22 | Q3-2017 | 36.6226 | 36.6778 | 36.6502 | 2017-06-22 | Winter 2017-18 | 44.453 | 44.6022 | 44.5276 | 2017-06-22 | Jul-2017 | 35.5 | 35.55 | 35.525
| 2017-06-23 | 36.1465 | 36.1465 | 36.1465 | 2017-06-23 | Q3-2017 | 36.747 | 36.8019 | 36.7745 | 2017-06-23 | Winter 2017-18 | 44.5258 | 44.6741 | 44.6 | 2017-06-23 | Jul-2017 | 35.7 | 35.75 | 35.725
| 2017-06-26 | 36.8516 | 36.8987 | 36.8751 | 2017-06-26 | Q3-2017 | 37.4226 | 37.4775 | 37.45 | 2017-06-26 | Winter 2017-18 | 44.7222 | 44.8784 | 44.8003 | 2017-06-26 | Jul-2017 | 36.675 | 36.725 | 36.7
| 2017-06-27 | 37.6717 | 37.7265 | 37.6991 | 2017-06-27 | Q3-2017 | 38.0522 | 38.0991 | 38.0756 | 2017-06-27 | Winter 2017-18 | 45.1755 | 45.3235 | 45.2495 | 2017-06-27 | Jul-2017 | 37.5 | 37.55 | 37.525
| 2017-06-28 | 38.6785 | 38.7249 | 38.7017 | 2017-06-28 | Q3-2017 | 38.2761 | 38.3224 | 38.2993 | 2017-06-28 | Winter 2017-18 | 45.249 | 45.4029 | 45.3259 | 2017-06-28 | Jul-2017 | 37.75 | 37.8 | 37.775
| 2017-06-29 | 36.803 | 36.9032 | 36.8531 | 2017-06-29 | Q3-2017 | 37.101 | 37.1471 | 37.124 | 2017-06-29 | Winter 2017-18 | 44.8215 | 44.9747 | 44.8981 | 2017-06-29 | Jul-2017 | 36.325 | 36.375 | 36.35
| 2017-06-30 | 35.9735 | 36.0274 | 36.0004 | 2017-06-30 | Q3-2017 | 36.7735 | 36.8274 | 36.8005 | 2017-06-30 | Winter 2017-18 | 44.8222 | 44.9754 | 44.8988 | 2017-06-30 | Jul-2017 | 35.875 | 35.925 | 35.9
| 2017-07-03 | 38.075 | 38.1214 | 38.0982 | 2017-07-03 | Q4-2017 | 43.7748 | 43.9288 | 43.8518 | 2017-07-03 | Winter 2017-18 | 45.5224 | 45.6763 | 45.5993 | 2017-07-03 | Aug-2017 | 37.75 | 37.8 | 37.775
| 2017-07-04 | 37.0964 | 37.0964 | 37.0964 | 2017-07-04 | Q4-2017 | 43.3243 | 43.4786 | 43.4014 | 2017-07-04 | Winter 2017-18 | 45.074 | 45.228 | 45.151 | 2017-07-04 | Aug-2017 | 36.85 | 36.9 | 36.875
| 2017-07-05 | 37.4756 | 37.4756 | 37.4756 | 2017-07-05 | Q4-2017 | 43.2769 | 43.4235 | 43.3502 | 2017-07-05 | Winter 2017-18 | 45.0272 | 45.1735 | 45.1003 | 2017-07-05 | Aug-2017 | 37 | 37.05 | 37.025
| 2017-07-06 | 36.8483 | 36.8483 | 36.8483 | 2017-07-06 | Q4-2017 | 43.5019 | 43.6479 | 43.5749 | 2017-07-06 | Winter 2017-18 | 45.253 | 45.3988 | 45.3259 | 2017-07-06 | Aug-2017 | 36.75 | 36.8 | 36.775
| 2017-07-07 | 35.8495 | 35.9039 | 35.8767 | 2017-07-07 | Q4-2017 | 43.0287 | 43.1757 | 43.1022 | 2017-07-07 | Winter 2017-18 | 44.7992 | 44.9537 | 44.8764 | 2017-07-07 | Aug-2017 | 36.1 | 36.15 | 36.125
| 2017-07-10 | 35.0722 | 35.0722 | 35.0722 | 2017-07-10 | Q4-2017 | 42.5535 | 42.7469 | 42.6502 | 2017-07-10 | Winter 2017-18 | 44.349 | 44.5498 | 44.4494 | 2017-07-10 | Aug-2017 | 35.15 | 35.25 | 35.2
| 2017-07-11 | 34.1522 | 34.1522 | 34.1522 | 2017-07-11 | Q4-2017 | 42.1739 | 42.3212 | 42.2475 | 2017-07-11 | Winter 2017-18 | 44.0501 | 44.1973 | 44.1237 | 2017-07-11 | Aug-2017 | 34.3 | 34.35 | 34.325
| 2017-07-12 | 33.628 | 33.6745 | 33.6513 | 2017-07-12 | Q4-2017 | 42.1724 | 42.3271 | 42.2497 | 2017-07-12 | Winter 2017-18 | 44.0531 | 44.1999 | 44.1265 | 2017-07-12 | Aug-2017 | 33.85 | 33.9 | 33.875
| 2017-07-13 | 33.3989 | 33.3989 | 33.3989 | 2017-07-13 | Q4-2017 | 42.6032 | 42.8036 | 42.7034 | 2017-07-13 | Winter 2017-18 | 44.4525 | 44.6526 | 44.5526 | 2017-07-13 | Aug-2017 | 34.1 | 34.15 | 34.125
| 2017-07-14 | 32.8468 | 32.9538 | 32.9003 | 2017-07-14 | Q4-2017 | 42.4484 | 42.6463 | 42.5474 | 2017-07-14 | Winter 2017-18 | 44.3284 | 44.5261 | 44.4273 | 2017-07-14 | Aug-2017 | 33.625 | 33.675 | 33.65
| 2017-07-17 | 35.3463 | 35.3999 | 35.3731 | 2017-07-17 | Q4-2017 | 43.1728 | 43.3713 | 43.272 | 2017-07-17 | Winter 2017-18 | 45.0261 | 45.2243 | 45.1252 | 2017-07-17 | Aug-2017 | 35.675 | 35.725 | 35.7
| 2017-07-18 | 34.7994 | 34.7994 | 34.7994 | 2017-07-18 | Q4-2017 | 42.9786 | 43.1775 | 43.078 | 2017-07-18 | Winter 2017-18 | 44.8492 | 45.0477 | 44.9485 | 2017-07-18 | Aug-2017 | 35.05 | 35.1 | 35.075
| 2017-07-19 | 34.4248 | 34.4784 | 34.4516 | 2017-07-19 | Q4-2017 | 42.9785 | 43.1238 | 43.0511 | 2017-07-19 | Winter 2017-18 | 44.8486 | 45.0013 | 44.9249 | 2017-07-19 | Aug-2017 | 34.9 | 34.9 | 34.9
| 2017-07-20 | 36.8225 | 36.8225 | 36.8225 | 2017-07-20 | Q4-2017 | 43.6647 | 43.8181 | 43.7414 | 2017-07-20 | Winter 2017-18 | 45.5009 | 45.6464 | 45.5737 | 2017-07-20 | Aug-2017 | 36.725 | 36.775 | 36.75
| 2017-07-21 | 36.2518 | 36.2518 | 36.2518 | 2017-07-21 | Q4-2017 | 43.1754 | 43.3753 | 43.2754 | 2017-07-21 | Winter 2017-18 | 44.9257 | 45.1254 | 45.0256 | 2017-07-21 | Aug-2017 | 36.725 | 36.775 | 36.75
| 2017-07-24 | 36.4788 | 36.5248 | 36.5018 | 2017-07-24 | Q4-2017 | 42.4969 | 42.6499 | 42.5734 | 2017-07-24 | Winter 2017-18 | 44.2774 | 44.4225 | 44.35 | 2017-07-24 | Aug-2017 | 36.25 | 36.3 | 36.275
| 2017-07-25 | 36.7264 | 36.7264 | 36.7264 | 2017-07-25 | Q4-2017 | 42.8998 | 43.0527 | 42.9763 | 2017-07-25 | Winter 2017-18 | 44.6771 | 44.8222 | 44.7496 | 2017-07-25 | Aug-2017 | 36.675 | 36.725 | 36.7
| 2017-07-26 | 38.5994 | 38.653 | 38.6262 | 2017-07-26 | Q4-2017 | 43.7501 | 43.8493 | 43.7997 | 2017-07-26 | Winter 2017-18 | 45.4241 | 45.5232 | 45.4737 | 2017-07-26 | Aug-2017 | 38.55 | 38.6 | 38.575
| 2017-07-27 | 38.173 | 38.2265 | 38.1997 | 2017-07-27 | Q4-2017 | 43.6255 | 43.7245 | 43.675 | 2017-07-27 | Winter 2017-18 | 45.2743 | 45.3732 | 45.3237 | 2017-07-27 | Aug-2017 | 38.4 | 38.45 | 38.425
| 2017-07-28 | 38.549 | 38.6024 | 38.5757 | 2017-07-28 | Q4-2017 | 43.8002 | 43.8989 | 43.8495 | 2017-07-28 | Winter 2017-18 | 45.4507 | 45.5493 | 45.5 | 2017-07-28 | Aug-2017 | 38.4 | 38.45 | 38.425
| 2017-07-31 | 39.4034 | 39.4034 | 39.4034 | 2017-07-31 | Q4-2017 | 43.7996 | 43.9509 | 43.8753 | 2017-07-31 | Winter 2017-18 | 45.4506 | 45.6017 | 45.5261 | 2017-07-31 | Aug-2017 | 38.775 | 38.825 | 38.8
| 2017-08-01 | 37.6784 | 37.7238 | 37.7011 | 2017-08-01 | Q4-2017 | 42.7972 | 42.9481 | 42.8726 | 2017-08-01 | Winter 2017-18 | 44.6034 | 44.7466 | 44.675 | 2017-08-01 | Sep-2017 | 38.175 | 38.225 | 38.2
| 2017-08-02 | 38.5477 | 38.5477 | 38.5477 | 2017-08-02 | Q4-2017 | 43.1728 | 43.3234 | 43.2481 | 2017-08-02 | Winter 2017-18 | 44.9232 | 45.0736 | 44.9984 | 2017-08-02 | Sep-2017 | 38.825 | 38.875 | 38.85
| 2017-08-03 | 38.8515 | 38.8971 | 38.8743 | 2017-08-03 | Q4-2017 | 43.9481 | 44.0467 | 43.9974 | 2017-08-03 | Winter 2017-18 | 45.6252 | 45.7236 | 45.6744 | 2017-08-03 | Sep-2017 | 39.375 | 39.425 | 39.4
| 2017-08-04 | 39.8217 | 39.8754 | 39.8486 | 2017-08-04 | Q4-2017 | 44.2495 | 44.4024 | 44.326 | 2017-08-04 | Winter 2017-18 | 45.9249 | 46.0776 | 46.0013 | 2017-08-04 | Sep-2017 | 39.925 | 39.975 | 39.95
| 2017-08-07 | 41.8253 | 41.8253 | 41.8253 | 2017-08-07 | Q4-2017 | 45.1757 | 45.2752 | 45.2255 | 2017-08-07 | Winter 2017-18 | 46.6746 | 46.8275 | 46.751 | 2017-08-07 | Sep-2017 | 41.375 | 41.425 | 41.4
| 2017-08-08 | 40.998 | 41.1986 | 41.0983 | 2017-08-08 | Q4-2017 | 44.8998 | 45.0999 | 44.9999 | 2017-08-08 | Winter 2017-18 | 46.4743 | 46.674 | 46.5741 | 2017-08-08 | Sep-2017 | 40.875 | 40.925 | 40.9
| 2017-08-09 | 42.2527 | 42.2988 | 42.2758 | 2017-08-09 | Q4-2017 | 45.5479 | 45.7013 | 45.6246 | 2017-08-09 | Winter 2017-18 | 47.025 | 47.1781 | 47.1016 | 2017-08-09 | Sep-2017 | 41.75 | 41.8 | 41.775
| 2017-08-10 | 42.3027 | 42.3489 | 42.3258 | 2017-08-10 | Q4-2017 | 46.1734 | 46.1734 | 46.1734 | 2017-08-10 | Winter 2017-18 | 47.5735 | 47.6732 | 47.6234 | 2017-08-10 | Sep-2017 | 42.375 | 42.425 | 42.4
| 2017-08-11 | 43.1689 | 43.269 | 43.219 | 2017-08-11 | Q4-2017 | 46.6164 | 46.8162 | 46.7163 | 2017-08-11 | Winter 2017-18 | 48.0702 | 48.2697 | 48.17 | 2017-08-11 | Sep-2017 | 43.2 | 43.3 | 43.25
| 2017-08-14 | 41.8514 | 41.8976 | 41.8745 | 2017-08-14 | Q4-2017 | 45.7517 | 45.8977 | 45.8247 | 2017-08-14 | Winter 2017-18 | 47.223 | 47.3765 | 47.2997 | 2017-08-14 | Sep-2017 | 41.925 | 41.975 | 41.95
| 2017-08-15 | 42.3691 | 42.3691 | 42.3691 | 2017-08-15 | Q4-2017 | 46.0831 | 46.184 | 46.1336 | 2017-08-15 | Winter 2017-18 | 47.59 | 47.6906 | 47.6403 | 2017-08-15 | Sep-2017 | 42.175 | 42.225 | 42.2
| 2017-08-16 | 42.8997 | 42.8997 | 42.8997 | 2017-08-16 | Q4-2017 | 46.6516 | 46.7989 | 46.7253 | 2017-08-16 | Winter 2017-18 | 48.0264 | 48.1735 | 48.0999 | 2017-08-16 | Sep-2017 | 43.275 | 43.325 | 43.3
| 2017-08-17 | 42.6534 | 42.6534 | 42.6534 | 2017-08-17 | Q4-2017 | 46.5258 | 46.6729 | 46.5994 | 2017-08-17 | Winter 2017-18 | 47.9229 | 48.0775 | 48.0002 | 2017-08-17 | Sep-2017 | 43.275 | 43.325 | 43.3
| 2017-08-18 | 43.8509 | 43.9522 | 43.9016 | 2017-08-18 | Q4-2017 | 46.874 | 47.0216 | 46.9478 | 2017-08-18 | Winter 2017-18 | 48.1747 | 48.3221 | 48.2484 | 2017-08-18 | Sep-2017 | 43.9 | 43.95 | 43.925
| 2017-08-21 | 43.9255 | 43.972 | 43.9487 | 2017-08-21 | Q4-2017 | 46.6734 | 46.7739 | 46.7236 | 2017-08-21 | Winter 2017-18 | 47.9526 | 48.053 | 48.0028 | 2017-08-21 | Sep-2017 | 43.775 | 43.825 | 43.8
| 2017-08-22 | 44.3489 | 44.3489 | 44.3489 | 2017-08-22 | Q4-2017 | 46.9488 | 47.0964 | 47.0226 | 2017-08-22 | Winter 2017-18 | 48.1713 | 48.3265 | 48.2489 | 2017-08-22 | Sep-2017 | 44.225 | 44.275 | 44.25
| 2017-08-23 | 44.7212 | 44.776 | 44.7486 | 2017-08-23 | Q4-2017 | 47.7528 | 47.901 | 47.8269 | 2017-08-23 | Winter 2017-18 | 48.9722 | 49.128 | 49.0501 | 2017-08-23 | Sep-2017 | 45.025 | 45.075 | 45.05
| 2017-08-24 | 44.3022 | 44.4037 | 44.3529 | 2017-08-24 | Q4-2017 | 47.5743 | 47.6756 | 47.6249 | 2017-08-24 | Winter 2017-18 | 48.8008 | 48.9019 | 48.8514 | 2017-08-24 | Sep-2017 | 44.725 | 44.775 | 44.75
| 2017-08-25 | 43.8728 | 43.9272 | 43.9 | 2017-08-25 | Q4-2017 | 47.199 | 47.2997 | 47.2493 | 2017-08-25 | Winter 2017-18 | 48.5969 | 48.6975 | 48.6472 | 2017-08-25 | Sep-2017 | 44.3 | 44.35 | 44.325
| 2017-08-29 | 45.4994 | 45.6463 | 45.5729 | 2017-08-29 | Q4-2017 | 47.9724 | 48.1266 | 48.0495 | 2017-08-29 | Winter 2017-18 | 49.3236 | 49.4776 | 49.4006 | 2017-08-29 | Sep-2017 | 45.6 | 45.65 | 45.625
| 2017-08-30 | 45.7224 | 45.7766 | 45.7495 | 2017-08-30 | Q4-2017 | 47.5733 | 47.7742 | 47.6737 | 2017-08-30 | Winter 2017-18 | 48.8488 | 49.0494 | 48.9491 | 2017-08-30 | Sep-2017 | 45.475 | 45.625 | 45.55
| 2017-08-31 | 44.8722 | 44.9266 | 44.8994 | 2017-08-31 | Q4-2017 | 47.422 | 47.577 | 47.4995 | 2017-08-31 | Winter 2017-18 | 48.7257 | 48.8727 | 48.7992 | 2017-08-31 | Sep-2017 | 45.1 | 45.3 | 45.2
| 2017-09-01 | 44.9753 | 45.0216 | 44.9985 | 2017-09-01 | Q4-2017 | 47.2781 | 47.3781 | 47.3281 | 2017-09-01 | Winter 2017-18 | 48.6494 | 48.8031 | 48.7262 | 2017-09-01 | Oct-2017 | 44.575 | 44.625 | 44.6
| 2017-09-04 | 45.2262 | 45.2725 | 45.2494 | 2017-09-04 | Q4-2017 | 47.6517 | 47.7519 | 47.7018 | 2017-09-04 | Winter 2017-18 | 49.0006 | 49.1467 | 49.0737 | 2017-09-04 | Oct-2017 | 44.875 | 44.925 | 44.9
| 2017-09-05 | 45.9275 | 45.9736 | 45.9505 | 2017-09-05 | Q4-2017 | 48.5233 | 48.623 | 48.5731 | 2017-09-05 | Winter 2017-18 | 49.9721 | 50.1252 | 50.0487 | 2017-09-05 | Oct-2017 | 45.675 | 45.725 | 45.7
| 2017-09-06 | 46.2996 | 46.2996 | 46.2996 | 2017-09-06 | Q4-2017 | 48.7259 | 48.8251 | 48.7755 | 2017-09-06 | Winter 2017-18 | 50.2973 | 50.4497 | 50.3735 | 2017-09-06 | Oct-2017 | 45.625 | 45.675 | 45.65
| 2017-09-07 | 45.8523 | 45.8523 | 45.8523 | 2017-09-07 | Q4-2017 | 48.5736 | 48.6726 | 48.6231 | 2017-09-07 | Winter 2017-18 | 50.1507 | 50.3028 | 50.2267 | 2017-09-07 | Oct-2017 | 45.425 | 45.475 | 45.45
| 2017-09-08 | 45.8536 | 45.9521 | 45.9028 | 2017-09-08 | Q4-2017 | 48.5504 | 48.7017 | 48.626 | 2017-09-08 | Winter 2017-18 | 50.2016 | 50.3527 | 50.2772 | 2017-09-08 | Oct-2017 | 45.3 | 45.35 | 45.325
| 2017-09-11 | 46.8533 | 46.8988 | 46.876 | 2017-09-11 | Q4-2017 | 49.5724 | 49.6785 | 49.6254 | 2017-09-11 | Winter 2017-18 | 51.1249 | 51.2762 | 51.2006 | 2017-09-11 | Oct-2017 | 46.425 | 46.475 | 46.45
| 2017-09-12 | 46.7015 | 46.7467 | 46.7241 | 2017-09-12 | Q4-2017 | 48.8532 | 48.9509 | 48.9021 | 2017-09-12 | Winter 2017-18 | 50.3771 | 50.5273 | 50.4522 | 2017-09-12 | Oct-2017 | 45.725 | 45.775 | 45.75
| 2017-09-13 | 47.6027 | 47.6481 | 47.6254 | 2017-09-13 | Q4-2017 | 49.2522 | 49.4487 | 49.3505 | 2017-09-13 | Winter 2017-18 | 50.8277 | 51.0239 | 50.9258 | 2017-09-13 | Oct-2017 | 46.175 | 46.225 | 46.2
| 2017-09-14 | 47.3531 | 47.3531 | 47.3531 | 2017-09-14 | Q4-2017 | 49.2516 | 49.453 | 49.3523 | 2017-09-14 | Winter 2017-18 | 50.8022 | 51.0034 | 50.9028 | 2017-09-14 | Oct-2017 | 46.2 | 46.3 | 46.25
| 2017-09-15 | 46.901 | 47.0998 | 47.0004 | 2017-09-15 | Q4-2017 | 47.8027 | 48.0012 | 47.902 | 2017-09-15 | Winter 2017-18 | 49.2969 | 49.5025 | 49.3997 | 2017-09-15 | Oct-2017 | 45.075 | 45.125 | 45.1
| 2017-09-18 | 48.3989 | 48.5025 | 48.4507 | 2017-09-18 | Q4-2017 | 47.6508 | 47.7986 | 47.7247 | 2017-09-18 | Winter 2017-18 | 49.152 | 49.2997 | 49.2258 | 2017-09-18 | Oct-2017 | 44.95 | 45 | 44.975
| 2017-09-19 | 47.0758 | 47.0758 | 47.0758 | 2017-09-19 | Q4-2017 | 47.9477 | 48.1472 | 48.0474 | 2017-09-19 | Winter 2017-18 | 49.4997 | 49.6988 | 49.5993 | 2017-09-19 | Oct-2017 | 45.25 | 45.3 | 45.275
| 2017-09-20 | 45.3489 | 45.4005 | 45.3747 | 2017-09-20 | Q4-2017 | 47.5497 | 47.6529 | 47.6013 | 2017-09-20 | Winter 2017-18 | 49.1286 | 49.2759 | 49.2023 | 2017-09-20 | Oct-2017 | 44.475 | 44.525 | 44.5
| 2017-09-21 | 45.5014 | 45.553 | 45.5272 | 2017-09-21 | Q4-2017 | 47.2532 | 47.349 | 47.3011 | 2017-09-21 | Winter 2017-18 | 48.847 | 49.0015 | 48.9243 | 2017-09-21 | Oct-2017 | 44.125 | 44.175 | 44.15
| 2017-09-22 | 43.948 | 43.948 | 43.948 | 2017-09-22 | Q4-2017 | 47.147 | 47.2505 | 47.1987 | 2017-09-22 | Winter 2017-18 | 48.7223 | 48.8773 | 48.7998 | 2017-09-22 | Oct-2017 | 43.875 | 43.925 | 43.9
| 2017-09-25 | 46.7757 | 46.8276 | 46.8017 | 2017-09-25 | Q4-2017 | 48.7733 | 48.877 | 48.8251 | 2017-09-25 | Winter 2017-18 | 50.1778 | 50.3257 | 50.2517 | 2017-09-25 | Oct-2017 | 46.2 | 46.25 | 46.225
| 2017-09-26 | 46.0758 | 46.1279 | 46.1019 | 2017-09-26 | Q4-2017 | 48.5003 | 48.597 | 48.5487 | 2017-09-26 | Winter 2017-18 | 49.7716 | 49.9276 | 49.8496 | 2017-09-26 | Oct-2017 | 45.95 | 46 | 45.975
| 2017-09-27 | 46.4006 | 46.4006 | 46.4006 | 2017-09-27 | Q4-2017 | 48.5532 | 48.6501 | 48.6017 | 2017-09-27 | Winter 2017-18 | 49.8271 | 49.9759 | 49.9015 | 2017-09-27 | Oct-2017 | 46.225 | 46.275 | 46.25
| 2017-09-28 | 45.8219 | 45.874 | 45.8479 | 2017-09-28 | Q4-2017 | 48.7786 | 48.8751 | 48.8268 | 2017-09-28 | Winter 2017-18 | 50.0776 | 50.2259 | 50.1517 | 2017-09-28 | Oct-2017 | 46.15 | 46.25 | 46.2
| 2017-09-29 | 40.4778 | 40.5748 | 40.5263 | 2017-09-29 | Q4-2017 | 47.0499 | 47.1468 | 47.0983 | 2017-09-29 | Winter 2017-18 | 48.4729 | 48.6217 | 48.5473 | 2017-09-29 | Oct-2017 | 44.1 | 44.2 | 44.15
| 2017-10-02 | 44.1216 | 44.1744 | 44.148 | 2017-10-02 | Q1-2018 | 50.5008 | 50.7035 | 50.6022 | 2017-10-02 | Summer 2018 | 41.0985 | 41.3004 | 41.1995 | 2017-10-02 | Nov-2017 | 48.125 | 48.175 | 48.15
| 2017-10-03 | 45.8464 | 45.8992 | 45.8728 | 2017-10-03 | Q1-2018 | 51.3732 | 51.5235 | 51.4484 | 2017-10-03 | Summer 2018 | 41.5983 | 41.8004 | 41.6993 | 2017-10-03 | Nov-2017 | 49.1 | 49.1 | 49.1
| 2017-10-04 | 46.1531 | 46.1983 | 46.1757 | 2017-10-04 | Q1-2018 | 51.7478 | 51.8529 | 51.8004 | 2017-10-04 | Summer 2018 | 41.5779 | 41.7723 | 41.6751 | 2017-10-04 | Nov-2017 | 49.1 | 49.15 | 49.125
| 2017-10-05 | 47.4017 | 47.5007 | 47.4512 | 2017-10-05 | Q1-2018 | 52.4462 | 52.5525 | 52.4993 | 2017-10-05 | Summer 2018 | 42.102 | 42.2985 | 42.2002 | 2017-10-05 | Nov-2017 | 50.175 | 50.225 | 50.2
| 2017-10-06 | 47.8031 | 47.9028 | 47.853 | 2017-10-06 | Q1-2018 | 52.6036 | 52.8022 | 52.7029 | 2017-10-06 | Summer 2018 | 42.1519 | 42.3497 | 42.2508 | 2017-10-06 | Nov-2017 | 50.25 | 50.3 | 50.275
| 2017-10-09 | 48.5742 | 48.6276 | 48.6009 | 2017-10-09 | Q1-2018 | 52.4745 | 52.6718 | 52.5732 | 2017-10-09 | Summer 2018 | 41.8534 | 42.0499 | 41.9517 | 2017-10-09 | Nov-2017 | 50.2 | 50.25 | 50.225
| 2017-10-10 | 46.201 | 46.2464 | 46.2237 | 2017-10-10 | Q1-2018 | 52.2035 | 52.3995 | 52.3015 | 2017-10-10 | Summer 2018 | 41.9472 | 42.1499 | 42.0486 | 2017-10-10 | Nov-2017 | 49.7 | 49.75 | 49.725
| 2017-10-11 | 44.6985 | 44.6985 | 44.6985 | 2017-10-11 | Q1-2018 | 52.222 | 52.4258 | 52.3239 | 2017-10-11 | Summer 2018 | 42.2963 | 42.4993 | 42.3978 | 2017-10-11 | Nov-2017 | 49.675 | 49.725 | 49.7
| 2017-10-12 | 43.2757 | 43.2757 | 43.2757 | 2017-10-12 | Q1-2018 | 52.2502 | 52.4469 | 52.3485 | 2017-10-12 | Summer 2018 | 42.5726 | 42.776 | 42.6743 | 2017-10-12 | Nov-2017 | 49.325 | 49.375 | 49.35
| 2017-10-13 | 43.4506 | 43.5032 | 43.4769 | 2017-10-13 | Q1-2018 | 52.3276 | 52.5224 | 52.425 | 2017-10-13 | Summer 2018 | 42.6218 | 42.8233 | 42.7225 | 2017-10-13 | Nov-2017 | 49.35 | 49.4 | 49.375
| 2017-10-16 | 43.3745 | 43.4272 | 43.4009 | 2017-10-16 | Q1-2018 | 52.4524 | 52.6476 | 52.55 | 2017-10-16 | Summer 2018 | 42.7501 | 42.9519 | 42.851 | 2017-10-16 | Nov-2017 | 49.775 | 49.825 | 49.8
| 2017-10-17 | 43.8481 | 43.8481 | 43.8481 | 2017-10-17 | Q1-2018 | 52.5278 | 52.7245 | 52.6261 | 2017-10-17 | Summer 2018 | 42.8277 | 43.0235 | 42.9256 | 2017-10-17 | Nov-2017 | 49.925 | 49.975 | 49.95
| 2017-10-18 | 44.9781 | 45.0236 | 45.0009 | 2017-10-18 | Q1-2018 | 53.1025 | 53.2991 | 53.2008 | 2017-10-18 | Summer 2018 | 43.1469 | 43.3502 | 43.2486 | 2017-10-18 | Nov-2017 | 50.475 | 50.525 | 50.5
| 2017-10-19 | 43.8761 | 43.9216 | 43.8989 | 2017-10-19 | Q1-2018 | 52.627 | 52.7251 | 52.6761 | 2017-10-19 | Summer 2018 | 42.8237 | 43.0267 | 42.9252 | 2017-10-19 | Nov-2017 | 49.875 | 49.925 | 49.9
| 2017-10-20 | 43.8473 | 43.9004 | 43.8739 | 2017-10-20 | Q1-2018 | 51.4261 | 51.6226 | 51.5244 | 2017-10-20 | Summer 2018 | 42.1258 | 42.3214 | 42.2236 | 2017-10-20 | Nov-2017 | 48.75 | 48.8 | 48.775
| 2017-10-23 | 44.2462 | 44.2462 | 44.2462 | 2017-10-23 | Q1-2018 | 50.9733 | 51.1775 | 51.0754 | 2017-10-23 | Summer 2018 | 41.8986 | 42.1019 | 42.0002 | 2017-10-23 | Nov-2017 | 48.35 | 48.4 | 48.375
| 2017-10-24 | 44.6725 | 44.7259 | 44.6992 | 2017-10-24 | Q1-2018 | 50.998 | 51.2031 | 51.1005 | 2017-10-24 | Summer 2018 | 42.0483 | 42.2525 | 42.1504 | 2017-10-24 | Nov-2017 | 48.425 | 48.475 | 48.45
| 2017-10-25 | 45.6752 | 45.728 | 45.7016 | 2017-10-25 | Q1-2018 | 51.0233 | 51.2263 | 51.1248 | 2017-10-25 | Summer 2018 | 42.1969 | 42.399 | 42.2979 | 2017-10-25 | Nov-2017 | 48.625 | 48.675 | 48.65
| 2017-10-26 | 46.0257 | 46.0713 | 46.0485 | 2017-10-26 | Q1-2018 | 50.8993 | 51.1037 | 51.0015 | 2017-10-26 | Summer 2018 | 42.2471 | 42.4506 | 42.3489 | 2017-10-26 | Nov-2017 | 48.325 | 48.375 | 48.35
| 2017-10-27 | 45.7265 | 45.7723 | 45.7494 | 2017-10-27 | Q1-2018 | 50.9748 | 51.1268 | 51.0508 | 2017-10-27 | Summer 2018 | 42.6023 | 42.7991 | 42.7007 | 2017-10-27 | Nov-2017 | 47.95 | 48 | 47.975
| 2017-10-30 | 47.0519 | 47.0973 | 47.0746 | 2017-10-30 | Q1-2018 | 50.6491 | 50.8001 | 50.7246 | 2017-10-30 | Summer 2018 | 42.422 | 42.6249 | 42.5235 | 2017-10-30 | Nov-2017 | 47.65 | 47.8 | 47.725
| 2017-10-31 | 47.5013 | 47.5465 | 47.5239 | 2017-10-31 | Q1-2018 | 51.0966 | 51.2469 | 51.1717 | 2017-10-31 | Summer 2018 | 42.7021 | 42.8966 | 42.7994 | 2017-10-31 | Nov-2017 | 48.55 | 48.65 | 48.6
| 2017-11-01 | 48.2975 | 48.2975 | 48.2975 | 2017-11-01 | Q1-2018 | 51.776 | 51.9265 | 51.8513 | 2017-11-01 | Summer 2018 | 42.9003 | 43.1026 | 43.0015 | 2017-11-01 | Dec-2017 | 51.15 | 51.25 | 51.2
| 2017-11-02 | 48.5996 | 48.5996 | 48.5996 | 2017-11-02 | Q1-2018 | 52.4996 | 52.5989 | 52.5493 | 2017-11-02 | Summer 2018 | 42.9969 | 43.2022 | 43.0995 | 2017-11-02 | Dec-2017 | 51.9 | 51.95 | 51.925
| 2017-11-03 | 49.3983 | 49.4519 | 49.4251 | 2017-11-03 | Q1-2018 | 51.6995 | 51.7987 | 51.7491 | 2017-11-03 | Summer 2018 | 42.4972 | 42.7022 | 42.5997 | 2017-11-03 | Dec-2017 | 50.95 | 51 | 50.975
| 2017-11-06 | 50.9033 | 50.9033 | 50.9033 | 2017-11-06 | Q1-2018 | 53.2975 | 53.3507 | 53.3241 | 2017-11-06 | Summer 2018 | 43.4491 | 43.6534 | 43.5513 | 2017-11-06 | Dec-2017 | 52.75 | 52.75 | 52.75
| 2017-11-07 | 51.2248 | 51.2248 | 51.2248 | 2017-11-07 | Q1-2018 | 54.1991 | 54.2978 | 54.2485 | 2017-11-07 | Summer 2018 | 43.9533 | 44.1498 | 44.0515 | 2017-11-07 | Dec-2017 | 53.5 | 53.55 | 53.525
| 2017-11-08 | 51.1786 | 51.2244 | 51.2015 | 2017-11-08 | Q1-2018 | 54.4015 | 54.5538 | 54.4777 | 2017-11-08 | Summer 2018 | 44.2759 | 44.4729 | 44.3744 | 2017-11-08 | Dec-2017 | 53.8 | 53.9 | 53.85
| 2017-11-09 | 51.3475 | 51.3475 | 51.3475 | 2017-11-09 | Q1-2018 | 54.8999 | 54.9987 | 54.9493 | 2017-11-09 | Summer 2018 | 44.8229 | 45.0271 | 44.925 | 2017-11-09 | Dec-2017 | 54.35 | 54.4 | 54.375
| 2017-11-10 | 53.549 | 53.602 | 53.5755 | 2017-11-10 | Q1-2018 | 55.398 | 55.549 | 55.4735 | 2017-11-10 | Summer 2018 | 45.1967 | 45.3997 | 45.2982 | 2017-11-10 | Dec-2017 | 54.9 | 55 | 54.95
| 2017-11-13 | 53.9999 | 54.0533 | 54.0266 | 2017-11-13 | Q1-2018 | 55.8285 | 55.973 | 55.9008 | 2017-11-13 | Summer 2018 | 45.4029 | 45.5998 | 45.5013 | 2017-11-13 | Dec-2017 | 55.375 | 55.425 | 55.4
| 2017-11-14 | 52.5788 | 52.6245 | 52.6016 | 2017-11-14 | Q1-2018 | 54.4035 | 54.5023 | 54.4529 | 2017-11-14 | Summer 2018 | 44.7008 | 44.8974 | 44.7991 | 2017-11-14 | Dec-2017 | 53.55 | 53.65 | 53.6
| 2017-11-15 | 51.2511 | 51.2511 | 51.2511 | 2017-11-15 | Q1-2018 | 54.0746 | 54.1277 | 54.1011 | 2017-11-15 | Summer 2018 | 44.5528 | 44.7489 | 44.6509 | 2017-11-15 | Dec-2017 | 53.1 | 53.15 | 53.125
| 2017-11-16 | 52.3247 | 52.3778 | 52.3513 | 2017-11-16 | Q1-2018 | 53.7034 | 53.847 | 53.7752 | 2017-11-16 | Summer 2018 | 44.4496 | 44.6528 | 44.5512 | 2017-11-16 | Dec-2017 | 52.875 | 52.925 | 52.9
| 2017-11-17 | 52.0025 | 52.0479 | 52.0252 | 2017-11-17 | Q1-2018 | 53.2769 | 53.375 | 53.3259 | 2017-11-17 | Summer 2018 | 44.3987 | 44.6015 | 44.5001 | 2017-11-17 | Dec-2017 | 52.3 | 52.35 | 52.325
| 2017-11-20 | 52.55 | 52.6028 | 52.5764 | 2017-11-20 | Q1-2018 | 54.597 | 54.6497 | 54.6234 | 2017-11-20 | Summer 2018 | 44.6506 | 44.8528 | 44.7517 | 2017-11-20 | Dec-2017 | 53.9 | 53.9 | 53.9
| 2017-11-21 | 52.6013 | 52.6013 | 52.6013 | 2017-11-21 | Q1-2018 | 55.297 | 55.4477 | 55.3723 | 2017-11-21 | Summer 2018 | 45.1011 | 45.3036 | 45.2024 | 2017-11-21 | Dec-2017 | 54.8 | 54.8 | 54.8
| 2017-11-22 | 53.0769 | 53.122 | 53.0995 | 2017-11-22 | Q1-2018 | 54.8773 | 55.0274 | 54.9523 | 2017-11-22 | Summer 2018 | 44.8218 | 45.0235 | 44.9226 | 2017-11-22 | Dec-2017 | 54.25 | 54.3 | 54.275
| 2017-11-23 | 55.2974 | 55.2974 | 55.2974 | 2017-11-23 | Q1-2018 | 56.427 | 56.5769 | 56.502 | 2017-11-23 | Summer 2018 | 45.4993 | 45.7008 | 45.6001 | 2017-11-23 | Dec-2017 | 55.85 | 55.9 | 55.875
| 2017-11-24 | 56.2971 | 56.402 | 56.3496 | 2017-11-24 | Q1-2018 | 57.8495 | 57.9467 | 57.8981 | 2017-11-24 | Summer 2018 | 45.4981 | 45.699 | 45.5986 | 2017-11-24 | Dec-2017 | 57.35 | 57.4 | 57.375
| 2017-11-27 | 57.3008 | 57.3008 | 57.3008 | 2017-11-27 | Q1-2018 | 58.3488 | 58.4012 | 58.375 | 2017-11-27 | Summer 2018 | 45.5778 | 45.7713 | 45.6745 | 2017-11-27 | Dec-2017 | 57.925 | 57.975 | 57.95
| 2017-11-28 | 57.4007 | 57.4007 | 57.4007 | 2017-11-28 | Q1-2018 | 56.7981 | 56.9036 | 56.8508 | 2017-11-28 | Summer 2018 | 44.9532 | 45.1483 | 45.0507 | 2017-11-28 | Dec-2017 | 56.475 | 56.525 | 56.5
| 2017-11-29 | 57.1774 | 57.1774 | 57.1774 | 2017-11-29 | Q1-2018 | 56.4713 | 56.5753 | 56.5233 | 2017-11-29 | Summer 2018 | 44.5974 | 44.797 | 44.6972 | 2017-11-29 | Dec-2017 | 56.15 | 56.2 | 56.175
| 2017-11-30 | 56.3251 | 56.3251 | 56.3251 | 2017-11-30 | Q1-2018 | 56.045 | 56.1484 | 56.0967 | 2017-11-30 | Summer 2018 | 44.2461 | 44.452 | 44.3491 | 2017-11-30 | Dec-2017 | 55.675 | 55.725 | 55.7
| 2017-12-01 | 56.8489 | 56.8489 | 56.8489 | 2017-12-01 | Q1-2018 | 57.4724 | 57.5758 | 57.5241 | 2017-12-01 | Summer 2018 | 44.4992 | 44.7492 | 44.6242 | 2017-12-01 | Jan-2018 | 58.25 | 58.3 | 58.275
| 2017-12-04 | 58.3217 | 58.3737 | 58.3477 | 2017-12-04 | Q1-2018 | 59.197 | 59.3969 | 59.2969 | 2017-12-04 | Summer 2018 | 44.5478 | 44.7468 | 44.6473 | 2017-12-04 | Jan-2018 | 59.9 | 60 | 59.95
| 2017-12-05 | 57.5968 | 57.5968 | 57.5968 | 2017-12-05 | Q1-2018 | 59.2234 | 59.2753 | 59.2493 | 2017-12-05 | Summer 2018 | 44.3014 | 44.5007 | 44.401 | 2017-12-05 | Jan-2018 | 60.1 | 60.15 | 60.125
| 2017-12-06 | 56.5002 | 56.5002 | 56.5002 | 2017-12-06 | Q1-2018 | 58.2785 | 58.3754 | 58.327 | 2017-12-06 | Summer 2018 | 43.6489 | 43.9012 | 43.7751 | 2017-12-06 | Jan-2018 | 59.125 | 59.175 | 59.15
| 2017-12-07 | 58.9029 | 58.9029 | 58.9029 | 2017-12-07 | Q1-2018 | 58.5259 | 58.6745 | 58.6002 | 2017-12-07 | Summer 2018 | 43.6112 | 43.8405 | 43.7259 | 2017-12-07 | Jan-2018 | 59.425 | 59.475 | 59.45
| 2017-12-08 | 57.6782 | 57.6782 | 57.6782 | 2017-12-08 | Q1-2018 | 57.2464 | 57.3508 | 57.2986 | 2017-12-08 | Summer 2018 | 43.2033 | 43.4037 | 43.3035 | 2017-12-08 | Jan-2018 | 57.85 | 57.9 | 57.875
| 2017-12-11 | 63.9976 | 63.9976 | 63.9976 | 2017-12-11 | Q1-2018 | 60.3471 | 60.4517 | 60.3994 | 2017-12-11 | Summer 2018 | 44.6753 | 44.876 | 44.7757 | 2017-12-11 | Jan-2018 | 61.35 | 61.45 | 61.4
| 2017-12-12 | 67.3474 | 67.3474 | 67.3474 | 2017-12-12 | Q1-2018 | 63.7979 | 63.9477 | 63.8728 | 2017-12-12 | Summer 2018 | 44.4032 | 44.6491 | 44.5262 | 2017-12-12 | Jan-2018 | 66.3 | 66.45 | 66.375
| 2017-12-13 | 60.9718 | 60.9718 | 60.9718 | 2017-12-13 | Q1-2018 | 59.0012 | 59.0982 | 59.0497 | 2017-12-13 | Summer 2018 | 43.4986 | 43.6991 | 43.5988 | 2017-12-13 | Jan-2018 | 60.35 | 60.4 | 60.375
| 2017-12-14 | 61.7224 | 61.7745 | 61.7485 | 2017-12-14 | Q1-2018 | 60.549 | 60.6975 | 60.6233 | 2017-12-14 | Summer 2018 | 44.3774 | 44.5769 | 44.4771 | 2017-12-14 | Jan-2018 | 62 | 62.1 | 62.05
| 2017-12-15 | 60.7996 | 60.7996 | 60.7996 | 2017-12-15 | Q1-2018 | 60.0503 | 60.1476 | 60.0989 | 2017-12-15 | Summer 2018 | 44.4914 | 44.7148 | 44.6031 | 2017-12-15 | Jan-2018 | 61.55 | 61.6 | 61.575
| 2017-12-18 | 59.8992 | 59.9514 | 59.9253 | 2017-12-18 | Q1-2018 | 58.5518 | 58.7007 | 58.6262 | 2017-12-18 | Summer 2018 | 44.3235 | 44.5235 | 44.4235 | 2017-12-18 | Jan-2018 | 59.8 | 59.85 | 59.825
| 2017-12-19 | 57.5979 | 57.5979 | 57.5979 | 2017-12-19 | Q1-2018 | 57.898 | 58.0476 | 57.9728 | 2017-12-19 | Summer 2018 | 44.3749 | 44.5758 | 44.4753 | 2017-12-19 | Jan-2018 | 58.8 | 59 | 58.9
| 2017-12-20 | 58.3011 | 58.3011 | 58.3011 | 2017-12-20 | Q1-2018 | 59.0019 | 59.0987 | 59.0503 | 2017-12-20 | Summer 2018 | 44.8518 | 45.0518 | 44.9518 | 2017-12-20 | Jan-2018 | 60.15 | 60.25 | 60.2
| 2017-12-21 | 56.7785 | 56.8234 | 56.801 | 2017-12-21 | Q1-2018 | 57.7484 | 57.8529 | 57.8007 | 2017-12-21 | Summer 2018 | 44.947 | 45.1475 | 45.0473 | 2017-12-21 | Jan-2018 | 58.725 | 58.775 | 58.75
| 2017-12-22 | 55.5377 | 55.59 | 55.5638 | 2017-12-22 | Q1-2018 | 55.9708 | 56.1199 | 56.0454 | 2017-12-22 | Summer 2018 | 44.681 | 44.9779 | 44.8295 | 2017-12-22 | Jan-2018 | 56.6 | 56.7 | 56.65
| 2017-12-27 | 55.2477 | 55.3522 | 55.3 | 2017-12-27 | Q1-2018 | 54.5251 | 54.6219 | 54.5735 | 2017-12-27 | Summer 2018 | 44.4728 | 44.673 | 44.5729 | 2017-12-27 | Jan-2018 | 55.2 | 55.25 | 55.225
| 2017-12-28 | 55.8022 | 55.8022 | 55.8022 | 2017-12-28 | Q1-2018 | 55.6738 | 55.8224 | 55.7481 | 2017-12-28 | Summer 2018 | 45.0744 | 45.274 | 45.1742 | 2017-12-28 | Jan-2018 | 56.5 | 56.6 | 56.55
| 2017-12-29 | 52.5811 | 52.5811 | 52.5811 | 2017-12-29 | Q1-2018 | 54.9757 | 55.0792 | 55.0274 | 2017-12-29 | Summer 2018 | 44.8146 | 45.0132 | 44.9139 | 2017-12-29 | Jan-2018 | 55.1 | 55.3 | 55.2
| 2018-01-02 | 52.0035 | 52.0035 | 52.0035 | 2018-01-02 | Q2-2018 | 45.6259 | 45.8239 | 45.7249 | 2018-01-02 | Summer 2018 | 44.6532 | 44.8509 | 44.752 | 2018-01-02 | Feb-2018 | 54.8 | 54.85 | 54.825
| 2018-01-03 | 51.7493 | 51.7493 | 51.7493 | 2018-01-03 | Q2-2018 | 45.9015 | 46.1005 | 46.001 | 2018-01-03 | Summer 2018 | 44.9764 | 45.175 | 45.0757 | 2018-01-03 | Feb-2018 | 54.7 | 54.75 | 54.725
| 2018-01-04 | 52.299 | 52.299 | 52.299 | 2018-01-04 | Q2-2018 | 45.8729 | 46.0714 | 45.9721 | 2018-01-04 | Summer 2018 | 45.0719 | 45.2774 | 45.1746 | 2018-01-04 | Feb-2018 | 54.25 | 54.25 | 54.25
| 2018-01-05 | 52.2974 | 52.2974 | 52.2974 | 2018-01-05 | Q2-2018 | 45.2776 | 45.4758 | 45.3767 | 2018-01-05 | Summer 2018 | 44.5749 | 44.7729 | 44.6739 | 2018-01-05 | Feb-2018 | 52.8 | 52.85 | 52.825
| 2018-01-08 | 52.6515 | 52.6515 | 52.6515 | 2018-01-08 | Q2-2018 | 45.3753 | 45.5734 | 45.4744 | 2018-01-08 | Summer 2018 | 44.6513 | 44.8492 | 44.7503 | 2018-01-08 | Feb-2018 | 53.2 | 53.25 | 53.225
| 2018-01-09 | 53.0974 | 53.1492 | 53.1233 | 2018-01-09 | Q2-2018 | 45.9237 | 46.1227 | 46.0232 | 2018-01-09 | Summer 2018 | 45.2026 | 45.4013 | 45.302 | 2018-01-09 | Feb-2018 | 54.4 | 54.45 | 54.425
| 2018-01-10 | 52.8005 | 52.8005 | 52.8005 | 2018-01-10 | Q2-2018 | 46.0721 | 46.2784 | 46.1753 | 2018-01-10 | Summer 2018 | 45.373 | 45.5716 | 45.4723 | 2018-01-10 | Feb-2018 | 54.15 | 54.25 | 54.2
| 2018-01-11 | 52.6217 | 52.6217 | 52.6217 | 2018-01-11 | Q2-2018 | 46.0237 | 46.2222 | 46.1229 | 2018-01-11 | Summer 2018 | 45.3245 | 45.5227 | 45.4236 | 2018-01-11 | Feb-2018 | 54.25 | 54.35 | 54.3
| 2018-01-12 | 52.7989 | 52.7989 | 52.7989 | 2018-01-12 | Q2-2018 | 46.2748 | 46.4786 | 46.3767 | 2018-01-12 | Summer 2018 | 45.5013 | 45.6975 | 45.5994 | 2018-01-12 | Feb-2018 | 55.95 | 56 | 55.975
| 2018-01-15 | 52.0286 | 52.072 | 52.0503 | 2018-01-15 | Q2-2018 | 45.4731 | 45.6751 | 45.5741 | 2018-01-15 | Summer 2018 | 44.7494 | 44.9511 | 44.8502 | 2018-01-15 | Feb-2018 | 53.6 | 53.65 | 53.625
| 2018-01-16 | 51.001 | 51.1536 | 51.0773 | 2018-01-16 | Q2-2018 | 44.8737 | 45.0764 | 44.9751 | 2018-01-16 | Summer 2018 | 44.1772 | 44.3723 | 44.2747 | 2018-01-16 | Feb-2018 | 52.8 | 52.85 | 52.825
| 2018-01-17 | 49.698 | 49.698 | 49.698 | 2018-01-17 | Q2-2018 | 44.1496 | 44.3513 | 44.2505 | 2018-01-17 | Summer 2018 | 43.5726 | 43.7739 | 43.6733 | 2018-01-17 | Feb-2018 | 50.975 | 51.025 | 51
| 2018-01-18 | 50.301 | 50.3514 | 50.3262 | 2018-01-18 | Q2-2018 | 44.1243 | 44.3249 | 44.2246 | 2018-01-18 | Summer 2018 | 43.5996 | 43.7999 | 43.6998 | 2018-01-18 | Feb-2018 | 50.375 | 50.425 | 50.4
| 2018-01-19 | 49.2479 | 49.3995 | 49.3237 | 2018-01-19 | Q2-2018 | 43.9512 | 44.1526 | 44.0519 | 2018-01-19 | Summer 2018 | 43.4469 | 43.6479 | 43.5474 | 2018-01-19 | Feb-2018 | 50.3 | 50.35 | 50.325
| 2018-01-22 | 49.3007 | 49.3509 | 49.3258 | 2018-01-22 | Q2-2018 | 44.1002 | 44.3 | 44.2001 | 2018-01-22 | Summer 2018 | 43.5783 | 43.7777 | 43.678 | 2018-01-22 | Feb-2018 | 51.35 | 51.4 | 51.375
| 2018-01-23 | 48.6476 | 48.7477 | 48.6976 | 2018-01-23 | Q2-2018 | 43.4771 | 43.6767 | 43.5769 | 2018-01-23 | Summer 2018 | 42.9775 | 43.1767 | 43.0771 | 2018-01-23 | Feb-2018 | 49.875 | 49.925 | 49.9
| 2018-01-24 | 47.7468 | 47.7468 | 47.7468 | 2018-01-24 | Q2-2018 | 42.4271 | 42.6233 | 42.5252 | 2018-01-24 | Summer 2018 | 41.9522 | 42.148 | 42.0501 | 2018-01-24 | Feb-2018 | 48.375 | 48.475 | 48.425
| 2018-01-25 | 47.7975 | 47.8465 | 47.822 | 2018-01-25 | Q2-2018 | 42.598 | 42.8004 | 42.6992 | 2018-01-25 | Summer 2018 | 42.1519 | 42.3469 | 42.2494 | 2018-01-25 | Feb-2018 | 48.725 | 48.775 | 48.75
| 2018-01-26 | 47.0991 | 47.0991 | 47.0991 | 2018-01-26 | Q2-2018 | 42.1482 | 42.3523 | 42.2502 | 2018-01-26 | Summer 2018 | 41.6986 | 41.9023 | 41.8005 | 2018-01-26 | Feb-2018 | 49.05 | 49.15 | 49.1
| 2018-01-29 | 46.8268 | 46.8767 | 46.8518 | 2018-01-29 | Q2-2018 | 41.7018 | 41.9006 | 41.8012 | 2018-01-29 | Summer 2018 | 41.2989 | 41.4973 | 41.3981 | 2018-01-29 | Feb-2018 | 48 | 48.1 | 48.05
| 2018-01-30 | 46.6997 | 46.6997 | 46.6997 | 2018-01-30 | Q2-2018 | 41.6735 | 41.8783 | 41.7759 | 2018-01-30 | Summer 2018 | 41.2225 | 41.427 | 41.3247 | 2018-01-30 | Feb-2018 | 47.65 | 47.75 | 47.7
| 2018-01-31 | 48.1999 | 48.2985 | 48.2492 | 2018-01-31 | Q2-2018 | 42.4227 | 42.6262 | 42.5245 | 2018-01-31 | Summer 2018 | 41.8475 | 42.0506 | 41.9491 | 2018-01-31 | Feb-2018 | 49.95 | 50.05 | 50
| 2018-02-01 | 50.0503 | 50.0994 | 50.0749 | 2018-02-01 | Q2-2018 | 42.4724 | 42.6753 | 42.5739 | 2018-02-01 | Summer 2018 | 41.8002 | 42.0028 | 41.9015 | 2018-02-01 | Mar-2018 | 49.975 | 50.175 | 50.075
| 2018-02-02 | 50.7256 | 50.7256 | 50.7256 | 2018-02-02 | Q2-2018 | 42.4997 | 42.6973 | 42.5985 | 2018-02-02 | Summer 2018 | 41.7733 | 41.9776 | 41.8754 | 2018-02-02 | Mar-2018 | 50 | 50.1 | 50.05
| 2018-02-05 | 49.8512 | 49.8512 | 49.8512 | 2018-02-05 | Q2-2018 | 41.8263 | 42.0254 | 41.9258 | 2018-02-05 | Summer 2018 | 41.202 | 41.4008 | 41.3014 | 2018-02-05 | Mar-2018 | 48.4 | 48.5 | 48.45
| 2018-02-06 | 51.1238 | 51.1741 | 51.1489 | 2018-02-06 | Q2-2018 | 42.701 | 42.9014 | 42.8012 | 2018-02-06 | Summer 2018 | 42.0003 | 42.2003 | 42.1003 | 2018-02-06 | Mar-2018 | 49.95 | 50.05 | 50
| 2018-02-07 | 50.8982 | 50.999 | 50.9486 | 2018-02-07 | Q2-2018 | 42.7971 | 42.998 | 42.8975 | 2018-02-07 | Summer 2018 | 42.0505 | 42.251 | 42.1507 | 2018-02-07 | Mar-2018 | 50.85 | 50.95 | 50.9
| 2018-02-08 | 49.5515 | 49.5515 | 49.5515 | 2018-02-08 | Q2-2018 | 41.7285 | 41.9218 | 41.8251 | 2018-02-08 | Summer 2018 | 41.0995 | 41.2996 | 41.1996 | 2018-02-08 | Mar-2018 | 48.75 | 48.8 | 48.775
| 2018-02-09 | 50.0778 | 50.1285 | 50.1031 | 2018-02-09 | Q2-2018 | 42.1277 | 42.3227 | 42.2252 | 2018-02-09 | Summer 2018 | 41.4259 | 41.6276 | 41.5267 | 2018-02-09 | Mar-2018 | 49.65 | 49.75 | 49.7
| 2018-02-12 | 50.7036 | 50.7036 | 50.7036 | 2018-02-12 | Q2-2018 | 42.5464 | 42.7484 | 42.6474 | 2018-02-12 | Summer 2018 | 41.7715 | 41.9731 | 41.8723 | 2018-02-12 | Mar-2018 | 50.25 | 50.3 | 50.275
| 2018-02-13 | 51.8975 | 51.8975 | 51.8975 | 2018-02-13 | Q2-2018 | 43.0015 | 43.2023 | 43.1019 | 2018-02-13 | Summer 2018 | 42.1529 | 42.3533 | 42.2531 | 2018-02-13 | Mar-2018 | 51.9 | 51.95 | 51.925
| 2018-02-14 | 50.0741 | 50.0741 | 50.0741 | 2018-02-14 | Q2-2018 | 42.6977 | 42.8976 | 42.7976 | 2018-02-14 | Summer 2018 | 41.9016 | 42.1011 | 42.0013 | 2018-02-14 | Mar-2018 | 51 | 51.1 | 51.05
| 2018-02-15 | 49.151 | 49.151 | 49.151 | 2018-02-15 | Q2-2018 | 42.4236 | 42.6219 | 42.5227 | 2018-02-15 | Summer 2018 | 41.7472 | 41.9521 | 41.8496 | 2018-02-15 | Mar-2018 | 49.6 | 49.7 | 49.65
| 2018-02-16 | 50.1026 | 50.2519 | 50.1772 | 2018-02-16 | Q2-2018 | 42.9767 | 43.1753 | 43.076 | 2018-02-16 | Summer 2018 | 42.298 | 42.5033 | 42.4006 | 2018-02-16 | Mar-2018 | 51.325 | 51.375 | 51.35
| 2018-02-19 | 54.147 | 54.197 | 54.172 | 2018-02-19 | Q2-2018 | 44.4497 | 44.6491 | 44.5494 | 2018-02-19 | Summer 2018 | 43.4246 | 43.6236 | 43.5241 | 2018-02-19 | Mar-2018 | 53.875 | 53.975 | 53.925
| 2018-02-20 | 57.0035 | 57.0035 | 57.0035 | 2018-02-20 | Q2-2018 | 44.5778 | 44.7773 | 44.6776 | 2018-02-20 | Summer 2018 | 43.5519 | 43.751 | 43.6515 | 2018-02-20 | Mar-2018 | 54.875 | 54.925 | 54.9
| 2018-02-21 | 58.9979 | 59.0481 | 59.023 | 2018-02-21 | Q2-2018 | 44.3489 | 44.5492 | 44.4491 | 2018-02-21 | Summer 2018 | 43.3473 | 43.5471 | 43.4472 | 2018-02-21 | Mar-2018 | 55.2 | 55.3 | 55.25
| 2018-02-22 | 61.3471 | 61.3973 | 61.3722 | 2018-02-22 | Q2-2018 | 44.5778 | 44.7781 | 44.678 | 2018-02-22 | Summer 2018 | 43.4981 | 43.698 | 43.5981 | 2018-02-22 | Mar-2018 | 56.15 | 56.25 | 56.2
| 2018-02-23 | 70.9965 | 70.9965 | 70.9965 | 2018-02-23 | Q2-2018 | 44.1533 | 44.353 | 44.2531 | 2018-02-23 | Summer 2018 | 43.1501 | 43.3494 | 43.2497 | 2018-02-23 | Mar-2018 | 56.8 | 57 | 56.9
| 2018-02-26 | 66.098 | 66.2987 | 66.1984 | 2018-02-26 | Q2-2018 | 43.4273 | 43.6274 | 43.5273 | 2018-02-26 | Summer 2018 | 42.6232 | 42.8229 | 42.723 | 2018-02-26 | Mar-2018 | 51.325 | 51.425 | 51.375
| 2018-02-27 | 91.1275 | 91.1779 | 91.1527 | 2018-02-27 | Q2-2018 | 43.553 | 43.7467 | 43.6498 | 2018-02-27 | Summer 2018 | 42.6217 | 42.8222 | 42.7219 | 2018-02-27 | Mar-2018 | 52.9 | 53.1 | 53
| 2018-02-28 | 115.0031 | 115.0031 | 115.0031 | 2018-02-28 | Q2-2018 | 43.2181 | 43.4204 | 43.3192 | 2018-02-28 | Summer 2018 | 42.3469 | 42.5489 | 42.4479 | 2018-02-28 | Mar-2018 | 54.75 | 54.9 | 54.825
| 2018-03-01 | 229.9971 | 229.9971 | 229.9971 | 2018-03-01 | Q2-2018 | 43.5726 | 43.7759 | 43.6743 | 2018-03-01 | Summer 2018 | 42.6768 | 42.8725 | 42.7747 | 2018-03-01 | Apr-2018 | 47.425 | 47.575 | 47.5
| 2018-03-02 | 82.2483 | 83.9977 | 83.123 | 2018-03-02 | Q2-2018 | 44.6235 | 44.8262 | 44.7248 | 2018-03-02 | Summer 2018 | 43.4975 | 43.6998 | 43.5987 | 2018-03-02 | Apr-2018 | 48.65 | 48.75 | 48.7
| 2018-03-05 | 54.6009 | 54.6514 | 54.6262 | 2018-03-05 | Q2-2018 | 43.9466 | 44.148 | 44.0473 | 2018-03-05 | Summer 2018 | 43.2014 | 43.4023 | 43.3019 | 2018-03-05 | Apr-2018 | 47.3 | 47.4 | 47.35
| 2018-03-06 | 52.5978 | 52.749 | 52.6734 | 2018-03-06 | Q2-2018 | 44.4996 | 44.7007 | 44.6001 | 2018-03-06 | Summer 2018 | 43.6026 | 43.8034 | 43.703 | 2018-03-06 | Apr-2018 | 47.925 | 48.075 | 48
| 2018-03-07 | 51.1501 | 51.1501 | 51.1501 | 2018-03-07 | Q2-2018 | 44.7535 | 44.9475 | 44.8505 | 2018-03-07 | Summer 2018 | 43.8999 | 44.1006 | 44.0003 | 2018-03-07 | Apr-2018 | 48 | 48.2 | 48.1
| 2018-03-08 | 51.6993 | 51.6993 | 51.6993 | 2018-03-08 | Q2-2018 | 45.8011 | 46.003 | 45.902 | 2018-03-08 | Summer 2018 | 44.8266 | 45.0282 | 44.9274 | 2018-03-08 | Apr-2018 | 49.3 | 49.5 | 49.4
| 2018-03-09 | 53.3985 | 53.3985 | 53.3985 | 2018-03-09 | Q2-2018 | 46.8984 | 47.0997 | 46.9991 | 2018-03-09 | Summer 2018 | 45.5003 | 45.7012 | 45.6008 | 2018-03-09 | Apr-2018 | 51.075 | 51.275 | 51.175
| 2018-03-12 | 69.3024 | 69.3024 | 69.3024 | 2018-03-12 | Q2-2018 | 47.8486 | 48.0498 | 47.9492 | 2018-03-12 | Summer 2018 | 46.1273 | 46.328 | 46.2276 | 2018-03-12 | Apr-2018 | 53.075 | 53.275 | 53.175
| 2018-03-13 | 66.5502 | 66.5502 | 66.5502 | 2018-03-13 | Q2-2018 | 47.3971 | 47.597 | 47.4971 | 2018-03-13 | Summer 2018 | 45.7503 | 45.9498 | 45.85 | 2018-03-13 | Apr-2018 | 52.45 | 52.65 | 52.55
| 2018-03-14 | 59.0971 | 59.0971 | 59.0971 | 2018-03-14 | Q2-2018 | 46.1012 | 46.3014 | 46.2013 | 2018-03-14 | Summer 2018 | 44.6965 | 44.9035 | 44.8 | 2018-03-14 | Apr-2018 | 50 | 50.2 | 50.1
| 2018-03-15 | 64.4754 | 64.4754 | 64.4754 | 2018-03-15 | Q2-2018 | 46.5283 | 46.7215 | 46.6249 | 2018-03-15 | Summer 2018 | 45.0721 | 45.272 | 45.1721 | 2018-03-15 | Apr-2018 | 50.45 | 50.65 | 50.55
| 2018-03-16 | 55.0514 | 55.1016 | 55.0765 | 2018-03-16 | Q2-2018 | 46.1492 | 46.2996 | 46.2244 | 2018-03-16 | Summer 2018 | 44.7285 | 44.9216 | 44.825 | 2018-03-16 | Apr-2018 | 50.05 | 50.15 | 50.1
| 2018-03-19 | 54.5984 | 54.6483 | 54.6234 | 2018-03-19 | Q2-2018 | 46.2732 | 46.4723 | 46.3728 | 2018-03-19 | Summer 2018 | 44.8278 | 45.0265 | 44.9272 | 2018-03-19 | Apr-2018 | 49.8 | 50 | 49.9
| 2018-03-20 | 56.7972 | 56.8973 | 56.8472 | 2018-03-20 | Q2-2018 | 47.101 | 47.3008 | 47.2009 | 2018-03-20 | Summer 2018 | 45.5778 | 45.7771 | 45.6775 | 2018-03-20 | Apr-2018 | 50.9 | 51.1 | 51
| 2018-03-21 | 56.4968 | 56.6035 | 56.5501 | 2018-03-21 | Q2-2018 | 47.5747 | 47.7733 | 47.674 | 2018-03-21 | Summer 2018 | 46.098 | 46.3034 | 46.2007 | 2018-03-21 | Apr-2018 | 51.45 | 51.65 | 51.55
| 2018-03-22 | 54.0017 | 54.0017 | 54.0017 | 2018-03-22 | Q2-2018 | 46.6262 | 46.8243 | 46.7253 | 2018-03-22 | Summer 2018 | 45.4247 | 45.6225 | 45.5236 | 2018-03-22 | Apr-2018 | 49.725 | 49.925 | 49.825
| 2018-03-23 | 51.6222 | 51.6717 | 51.647 | 2018-03-23 | Q2-2018 | 46.2767 | 46.4248 | 46.3508 | 2018-03-23 | Summer 2018 | 45.3248 | 45.5219 | 45.4234 | 2018-03-23 | Apr-2018 | 48.75 | 48.8 | 48.775
| 2018-03-26 | 48.2035 | 48.2527 | 48.2281 | 2018-03-26 | Q2-2018 | 45.6023 | 45.7986 | 45.7005 | 2018-03-26 | Summer 2018 | 44.8471 | 45.0501 | 44.9486 | 2018-03-26 | Apr-2018 | 47.425 | 47.625 | 47.525
| 2018-03-27 | 49.5474 | 49.5969 | 49.5722 | 2018-03-27 | Q2-2018 | 46.7235 | 46.9281 | 46.8258 | 2018-03-27 | Summer 2018 | 45.8493 | 46.0465 | 45.9479 | 2018-03-27 | Apr-2018 | 48.95 | 49.15 | 49.05
| 2018-03-28 | 49.3019 | 49.3019 | 49.3019 | 2018-03-28 | Q2-2018 | 46.5495 | 46.7477 | 46.6486 | 2018-03-28 | Summer 2018 | 45.8275 | 46.0253 | 45.9264 | 2018-03-28 | Apr-2018 | 48.25 | 48.45 | 48.35
| 2018-03-29 | 51.5004 | 51.5004 | 51.5004 | 2018-03-29 | Q2-2018 | 47.328 | 47.5273 | 47.4277 | 2018-03-29 | Summer 2018 | 46.4989 | 46.6978 | 46.5983 | 2018-03-29 | Apr-2018 | 49.65 | 49.85 | 49.75
| 2018-04-03 | 48.4499 | 48.4996 | 48.4748 | 2018-04-03 | Q3-2018 | 44.9 | 45.0981 | 44.9991 | 2018-04-03 | Winter 2018-19 | 52.9778 | 53.1747 | 53.0763 | 2018-04-03 | May-2018 | 46.7 | 46.8 | 46.75
| 2018-04-04 | 49.7021 | 49.7021 | 49.7021 | 2018-04-04 | Q3-2018 | 45.2475 | 45.4523 | 45.3499 | 2018-04-04 | Winter 2018-19 | 52.9479 | 53.1514 | 53.0497 | 2018-04-04 | May-2018 | 47.1 | 47.15 | 47.125
| 2018-04-05 | 49.0501 | 49.2003 | 49.1252 | 2018-04-05 | Q3-2018 | 45.0994 | 45.2987 | 45.1991 | 2018-04-05 | Winter 2018-19 | 52.9484 | 53.1535 | 53.0509 | 2018-04-05 | May-2018 | 46.75 | 46.85 | 46.8
| 2018-04-06 | 48.652 | 48.652 | 48.652 | 2018-04-06 | Q3-2018 | 45.0485 | 45.2533 | 45.1509 | 2018-04-06 | Winter 2018-19 | 52.8483 | 53.0519 | 52.9501 | 2018-04-06 | May-2018 | 46.95 | 47 | 46.975
| 2018-04-09 | 49.5499 | 49.5499 | 49.5499 | 2018-04-09 | Q3-2018 | 46.3487 | 46.5529 | 46.4508 | 2018-04-09 | Winter 2018-19 | 53.824 | 54.0269 | 53.9255 | 2018-04-09 | May-2018 | 48.25 | 48.45 | 48.35
| 2018-04-10 | 50.3965 | 50.3965 | 50.3965 | 2018-04-10 | Q3-2018 | 46.853 | 47.0498 | 46.9514 | 2018-04-10 | Winter 2018-19 | 54.3231 | 54.5257 | 54.4244 | 2018-04-10 | May-2018 | 48.7 | 48.75 | 48.725
| 2018-04-11 | 51.451 | 51.451 | 51.451 | 2018-04-11 | Q3-2018 | 47.7529 | 47.9491 | 47.851 | 2018-04-11 | Winter 2018-19 | 55.3226 | 55.5246 | 55.4236 | 2018-04-11 | May-2018 | 49.775 | 49.925 | 49.85
| 2018-04-12 | 52.9999 | 52.9999 | 52.9999 | 2018-04-12 | Q3-2018 | 47.5495 | 47.7523 | 47.6509 | 2018-04-12 | Winter 2018-19 | 55.1993 | 55.4008 | 55.3001 | 2018-04-12 | May-2018 | 49.325 | 49.475 | 49.4
| 2018-04-13 | 51.2523 | 51.2523 | 51.2523 | 2018-04-13 | Q3-2018 | 48.2023 | 48.3978 | 48.3001 | 2018-04-13 | Winter 2018-19 | 55.9227 | 56.1239 | 56.0233 | 2018-04-13 | May-2018 | 50.05 | 50.15 | 50.1
| 2018-04-16 | 50.7009 | 50.7987 | 50.7498 | 2018-04-16 | Q3-2018 | 47.8534 | 48.0481 | 47.9508 | 2018-04-16 | Winter 2018-19 | 55.2741 | 55.4745 | 55.3743 | 2018-04-16 | May-2018 | 49.35 | 49.45 | 49.4
| 2018-04-17 | 48.2984 | 48.2984 | 48.2984 | 2018-04-17 | Q3-2018 | 47.2251 | 47.427 | 47.3261 | 2018-04-17 | Winter 2018-19 | 54.4519 | 54.6526 | 54.5522 | 2018-04-17 | May-2018 | 48.625 | 48.725 | 48.675
| 2018-04-18 | 49.1011 | 49.1011 | 49.1011 | 2018-04-18 | Q3-2018 | 48.3507 | 48.5466 | 48.4486 | 2018-04-18 | Winter 2018-19 | 55.4531 | 55.6478 | 55.5505 | 2018-04-18 | May-2018 | 49.9 | 50 | 49.95
| 2018-04-19 | 51.3007 | 51.35 | 51.3254 | 2018-04-19 | Q3-2018 | 50.0493 | 50.2525 | 50.1509 | 2018-04-19 | Winter 2018-19 | 56.4484 | 56.6504 | 56.5494 | 2018-04-19 | May-2018 | 51.45 | 51.55 | 51.5
| 2018-04-20 | 50.3986 | 50.5482 | 50.4734 | 2018-04-20 | Q3-2018 | 50.4015 | 50.6001 | 50.5008 | 2018-04-20 | Winter 2018-19 | 56.648 | 56.8524 | 56.7502 | 2018-04-20 | May-2018 | 51.4 | 51.5 | 51.45
| 2018-04-23 | 50.9034 | 50.9966 | 50.95 | 2018-04-23 | Q3-2018 | 50.7769 | 50.9767 | 50.8768 | 2018-04-23 | Winter 2018-19 | 57.2031 | 57.4016 | 57.3024 | 2018-04-23 | May-2018 | 51.3 | 51.4 | 51.35
| 2018-04-24 | 51.0029 | 51.0029 | 51.0029 | 2018-04-24 | Q3-2018 | 50.147 | 50.3465 | 50.2468 | 2018-04-24 | Winter 2018-19 | 56.7526 | 56.9509 | 56.8517 | 2018-04-24 | May-2018 | 50.675 | 50.775 | 50.725
| 2018-04-25 | 51.8519 | 51.9021 | 51.877 | 2018-04-25 | Q3-2018 | 50.6513 | 50.8511 | 50.7512 | 2018-04-25 | Winter 2018-19 | 57.0516 | 57.2501 | 57.1509 | 2018-04-25 | May-2018 | 51.45 | 51.55 | 51.5
| 2018-04-26 | 52.3512 | 52.3512 | 52.3512 | 2018-04-26 | Q3-2018 | 50.8986 | 51.0989 | 50.9988 | 2018-04-26 | Winter 2018-19 | 57.7257 | 57.9246 | 57.8252 | 2018-04-26 | May-2018 | 51.825 | 51.925 | 51.875
| 2018-04-27 | 53.3966 | 53.3966 | 53.3966 | 2018-04-27 | Q3-2018 | 51.8779 | 52.0728 | 51.9754 | 2018-04-27 | Winter 2018-19 | 58.6492 | 58.8499 | 58.7495 | 2018-04-27 | May-2018 | 52.7 | 52.8 | 52.75
| 2018-04-30 | 54.6965 | 54.6965 | 54.6965 | 2018-04-30 | Q3-2018 | 52.699 | 52.9015 | 52.8002 | 2018-04-30 | Winter 2018-19 | 59.5236 | 59.7247 | 59.6242 | 2018-04-30 | May-2018 | 54.1 | 54.2 | 54.15
| 2018-05-01 | 53.3508 | 53.3508 | 53.3508 | 2018-05-01 | Q3-2018 | 51.8464 | 52.0512 | 51.9488 | 2018-05-01 | Winter 2018-19 | 58.5002 | 58.7036 | 58.6019 | 2018-05-01 | Jun-2018 | 51.625 | 51.725 | 51.675
| 2018-05-02 | 53 | 53.1029 | 53.0514 | 2018-05-02 | Q3-2018 | 51.0274 | 51.225 | 51.1262 | 2018-05-02 | Winter 2018-19 | 57.6245 | 57.8281 | 57.7263 | 2018-05-02 | Jun-2018 | 50.6 | 50.75 | 50.675
| 2018-05-03 | 52.2515 | 52.2515 | 52.2515 | 2018-05-03 | Q3-2018 | 51.4465 | 51.6523 | 51.5494 | 2018-05-03 | Winter 2018-19 | 57.9533 | 58.1503 | 58.0518 | 2018-05-03 | Jun-2018 | 50.9 | 51 | 50.95
| 2018-05-04 | 52.0721 | 52.1238 | 52.0979 | 2018-05-04 | Q3-2018 | 52.6717 | 52.8264 | 52.749 | 2018-05-04 | Winter 2018-19 | 59.149 | 59.3466 | 59.2478 | 2018-05-04 | Jun-2018 | 52.075 | 52.175 | 52.125
| 2018-05-08 | 52.4494 | 52.4494 | 52.4494 | 2018-05-08 | Q3-2018 | 52.7014 | 52.7972 | 52.7493 | 2018-05-08 | Winter 2018-19 | 58.9008 | 59.0472 | 58.974 | 2018-05-08 | Jun-2018 | 51.975 | 52.075 | 52.025
| 2018-05-09 | 53.5973 | 53.5973 | 53.5973 | 2018-05-09 | Q3-2018 | 53.4273 | 53.5227 | 53.475 | 2018-05-09 | Winter 2018-19 | 59.9738 | 60.1268 | 60.0503 | 2018-05-09 | Jun-2018 | 52.825 | 52.875 | 52.85
| 2018-05-10 | 53.9533 | 53.9533 | 53.9533 | 2018-05-10 | Q3-2018 | 54.3248 | 54.4282 | 54.3765 | 2018-05-10 | Winter 2018-19 | 61.1729 | 61.3269 | 61.2499 | 2018-05-10 | Jun-2018 | 53.425 | 53.525 | 53.475
| 2018-05-11 | 54.9968 | 54.9968 | 54.9968 | 2018-05-11 | Q3-2018 | 54.9031 | 54.9987 | 54.9509 | 2018-05-11 | Winter 2018-19 | 61.9504 | 62.1477 | 62.0491 | 2018-05-11 | Jun-2018 | 53.95 | 54 | 53.975
| 2018-05-14 | 55.7518 | 55.7518 | 55.7518 | 2018-05-14 | Q3-2018 | 55.702 | 55.7973 | 55.7496 | 2018-05-14 | Winter 2018-19 | 62.5473 | 62.7512 | 62.6492 | 2018-05-14 | Jun-2018 | 54.775 | 54.875 | 54.825
| 2018-05-15 | 55.5965 | 55.5965 | 55.5965 | 2018-05-15 | Q3-2018 | 55.2012 | 55.2971 | 55.2492 | 2018-05-15 | Winter 2018-19 | 62.2978 | 62.5029 | 62.4003 | 2018-05-15 | Jun-2018 | 54.225 | 54.275 | 54.25
| 2018-05-16 | 55.8023 | 55.9506 | 55.8764 | 2018-05-16 | Q3-2018 | 55.503 | 55.6508 | 55.5769 | 2018-05-16 | Winter 2018-19 | 62.7477 | 62.9532 | 62.8505 | 2018-05-16 | Jun-2018 | 54.575 | 54.725 | 54.65
| 2018-05-17 | 57.8718 | 57.8718 | 57.8718 | 2018-05-17 | Q3-2018 | 57.0034 | 57.0476 | 57.0255 | 2018-05-17 | Winter 2018-19 | 64.1495 | 64.3472 | 64.2483 | 2018-05-17 | Jun-2018 | 56.175 | 56.225 | 56.2
| 2018-05-18 | 56.024 | 56.076 | 56.05 | 2018-05-18 | Q3-2018 | 56.1737 | 56.2773 | 56.2255 | 2018-05-18 | Winter 2018-19 | 63.3269 | 63.5252 | 63.426 | 2018-05-18 | Jun-2018 | 55.4 | 55.45 | 55.425
| 2018-05-21 | 56.6986 | 56.6986 | 56.6986 | 2018-05-21 | Q3-2018 | 57.2243 | 57.4248 | 57.3245 | 2018-05-21 | Winter 2018-19 | 64.4771 | 64.6763 | 64.5767 | 2018-05-21 | Jun-2018 | 56.6 | 56.7 | 56.65
| 2018-05-22 | 57.8965 | 58.0008 | 57.9487 | 2018-05-22 | Q3-2018 | 58.5252 | 58.7255 | 58.6253 | 2018-05-22 | Winter 2018-19 | 65.6729 | 65.8719 | 65.7724 | 2018-05-22 | Jun-2018 | 58 | 58.1 | 58.05
| 2018-05-23 | 59.6515 | 59.7488 | 59.7002 | 2018-05-23 | Q3-2018 | 58.0974 | 58.299 | 58.1982 | 2018-05-23 | Winter 2018-19 | 65.3996 | 65.5997 | 65.4997 | 2018-05-23 | Jun-2018 | 57.4 | 57.55 | 57.475
| 2018-05-24 | 58.3005 | 58.3005 | 58.3005 | 2018-05-24 | Q3-2018 | 57.8463 | 58.0475 | 57.9469 | 2018-05-24 | Winter 2018-19 | 65.1524 | 65.3523 | 65.2523 | 2018-05-24 | Jun-2018 | 57.2 | 57.35 | 57.275
| 2018-05-25 | 55.1033 | 55.2986 | 55.2009 | 2018-05-25 | Q3-2018 | 55.7519 | 55.9466 | 55.8492 | 2018-05-25 | Winter 2018-19 | 63.2262 | 63.427 | 63.3266 | 2018-05-25 | Jun-2018 | 54.825 | 54.925 | 54.875
| 2018-05-29 | 58.1037 | 58.149 | 58.1264 | 2018-05-29 | Q3-2018 | 57.7513 | 57.9017 | 57.8265 | 2018-05-29 | Winter 2018-19 | 64.3213 | 64.523 | 64.4221 | 2018-05-29 | Jun-2018 | 57.4 | 57.5 | 57.45
| 2018-05-30 | 59.4506 | 59.4506 | 59.4506 | 2018-05-30 | Q3-2018 | 58.8021 | 58.8997 | 58.8509 | 2018-05-30 | Winter 2018-19 | 65.4518 | 65.6009 | 65.5264 | 2018-05-30 | Jun-2018 | 58.55 | 58.65 | 58.6
| 2018-05-31 | 58.798 | 58.8507 | 58.8243 | 2018-05-31 | Q3-2018 | 57.1787 | 57.3738 | 57.2762 | 2018-05-31 | Winter 2018-19 | 63.7997 | 64.0009 | 63.9003 | 2018-05-31 | Jun-2018 | 57.175 | 57.375 | 57.275
| 2018-06-01 | 57.0013 | 57.0987 | 57.05 | 2018-06-01 | Q3-2018 | 55.5477 | 55.7494 | 55.6485 | 2018-06-01 | Winter 2018-19 | 62.5025 | 62.7029 | 62.6027 | 2018-06-01 | Jul-2018 | 55.05 | 55.25 | 55.15
| 2018-06-04 | 58.5519 | 58.597 | 58.5745 | 2018-06-04 | Q3-2018 | 56.0222 | 56.2245 | 56.1233 | 2018-06-04 | Winter 2018-19 | 62.6244 | 62.8254 | 62.7249 | 2018-06-04 | Jul-2018 | 55.5 | 55.7 | 55.6
| 2018-06-05 | 57.3998 | 57.3998 | 57.3998 | 2018-06-05 | Q3-2018 | 54.4495 | 54.6511 | 54.5503 | 2018-06-05 | Winter 2018-19 | 61.2018 | 61.402 | 61.3019 | 2018-06-05 | Jul-2018 | 53.95 | 54.15 | 54.05
| 2018-06-06 | 56.7531 | 56.7531 | 56.7531 | 2018-06-06 | Q3-2018 | 54.3249 | 54.5256 | 54.4252 | 2018-06-06 | Winter 2018-19 | 60.8967 | 61.1034 | 61.0001 | 2018-06-06 | Jul-2018 | 53.825 | 54.025 | 53.925
| 2018-06-07 | 57.7493 | 57.8535 | 57.8014 | 2018-06-07 | Q3-2018 | 55.6771 | 55.8775 | 55.7773 | 2018-06-07 | Winter 2018-19 | 62.2977 | 62.4968 | 62.3973 | 2018-06-07 | Jul-2018 | 55.175 | 55.375 | 55.275
| 2018-06-08 | 55.6232 | 55.6232 | 55.6232 | 2018-06-08 | Q3-2018 | 54.9473 | 55.1482 | 55.0478 | 2018-06-08 | Winter 2018-19 | 61.7783 | 61.9779 | 61.8781 | 2018-06-08 | Jul-2018 | 54.3 | 54.5 | 54.4
| 2018-06-11 | 55.9765 | 55.9765 | 55.9765 | 2018-06-11 | Q3-2018 | 54.8517 | 54.9486 | 54.9001 | 2018-06-11 | Winter 2018-19 | 61.8482 | 62.0482 | 61.9482 | 2018-06-11 | Jul-2018 | 54.075 | 54.175 | 54.125
| 2018-06-12 | 54.0008 | 54.0008 | 54.0008 | 2018-06-12 | Q3-2018 | 55.9223 | 56.1233 | 56.0228 | 2018-06-12 | Winter 2018-19 | 63.1493 | 63.349 | 63.2492 | 2018-06-12 | Jul-2018 | 55.075 | 55.275 | 55.175
| 2018-06-13 | 56.1007 | 56.1979 | 56.1493 | 2018-06-13 | Q3-2018 | 57.3985 | 57.5999 | 57.4992 | 2018-06-13 | Winter 2018-19 | 64.3031 | 64.5032 | 64.4031 | 2018-06-13 | Jul-2018 | 56.675 | 56.875 | 56.775
| 2018-06-14 | 55.9967 | 56.0491 | 56.0229 | 2018-06-14 | Q3-2018 | 56.4744 | 56.6762 | 56.5753 | 2018-06-14 | Winter 2018-19 | 63.1482 | 63.3486 | 63.2484 | 2018-06-14 | Jul-2018 | 55.7 | 55.9 | 55.8
| 2018-06-15 | 53.6985 | 53.7963 | 53.7474 | 2018-06-15 | Q3-2018 | 54.9232 | 55.1259 | 55.0245 | 2018-06-15 | Winter 2018-19 | 61.6968 | 61.898 | 61.7974 | 2018-06-15 | Jul-2018 | 54 | 54.2 | 54.1
| 2018-06-18 | 55.2725 | 55.3253 | 55.2989 | 2018-06-18 | Q3-2018 | 56.2996 | 56.5029 | 56.4013 | 2018-06-18 | Winter 2018-19 | 63.2249 | 63.4269 | 63.3259 | 2018-06-18 | Jul-2018 | 55.2 | 55.4 | 55.3
| 2018-06-19 | 53.4989 | 53.5976 | 53.5483 | 2018-06-19 | Q3-2018 | 54.5764 | 54.7733 | 54.6749 | 2018-06-19 | Winter 2018-19 | 62.0247 | 62.2278 | 62.1262 | 2018-06-19 | Jul-2018 | 53.3 | 53.5 | 53.4
| 2018-06-20 | 52.8969 | 52.8969 | 52.8969 | 2018-06-20 | Q3-2018 | 54.0032 | 54.1998 | 54.1015 | 2018-06-20 | Winter 2018-19 | 61.5484 | 61.7512 | 61.6498 | 2018-06-20 | Jul-2018 | 52.525 | 52.725 | 52.625
| 2018-06-21 | 52.2018 | 52.2018 | 52.2018 | 2018-06-21 | Q3-2018 | 54.0751 | 54.173 | 54.124 | 2018-06-21 | Winter 2018-19 | 61.7505 | 61.9526 | 61.8516 | 2018-06-21 | Jul-2018 | 52.525 | 52.625 | 52.575
| 2018-06-22 | 53.3537 | 53.4969 | 53.4253 | 2018-06-22 | Q3-2018 | 54.7713 | 54.8766 | 54.824 | 2018-06-22 | Winter 2018-19 | 62.1762 | 62.378 | 62.2771 | 2018-06-22 | Jul-2018 | 53.5 | 53.6 | 53.55
| 2018-06-25 | 52.4468 | 52.4468 | 52.4468 | 2018-06-25 | Q3-2018 | 54.1275 | 54.323 | 54.2253 | 2018-06-25 | Winter 2018-19 | 62.05 | 62.2517 | 62.1509 | 2018-06-25 | Jul-2018 | 52.4 | 52.6 | 52.5
| 2018-06-26 | 52.3003 | 52.3003 | 52.3003 | 2018-06-26 | Q3-2018 | 54.1982 | 54.349 | 54.2736 | 2018-06-26 | Winter 2018-19 | 62.2985 | 62.5007 | 62.3996 | 2018-06-26 | Jul-2018 | 52.35 | 52.45 | 52.4
| 2018-06-27 | 54.7469 | 54.8001 | 54.7735 | 2018-06-27 | Q3-2018 | 55.7226 | 55.9276 | 55.8251 | 2018-06-27 | Winter 2018-19 | 63.7989 | 64.0026 | 63.9008 | 2018-06-27 | Jul-2018 | 54.075 | 54.275 | 54.175
| 2018-06-28 | 54.5215 | 54.5215 | 54.5215 | 2018-06-28 | Q3-2018 | 55.4751 | 55.6733 | 55.5742 | 2018-06-28 | Winter 2018-19 | 63.7773 | 63.9742 | 63.8757 | 2018-06-28 | Jul-2018 | 53.625 | 53.825 | 53.725
| 2018-06-29 | 53.5731 | 53.6262 | 53.5996 | 2018-06-29 | Q3-2018 | 55.3277 | 55.5244 | 55.4261 | 2018-06-29 | Winter 2018-19 | 64.102 | 64.2975 | 64.1998 | 2018-06-29 | Jul-2018 | 53.4 | 53.6 | 53.5
| 2018-07-02 | 56.0026 | 56.0026 | 56.0026 | 2018-07-02 | Q4-2018 | 63.1264 | 63.3234 | 63.2249 | 2018-07-02 | Winter 2018-19 | 64.602 | 64.7986 | 64.7003 | 2018-07-02 | Aug-2018 | 56.65 | 56.85 | 56.75
| 2018-07-03 | 56.7032 | 56.7487 | 56.726 | 2018-07-03 | Q4-2018 | 62.7266 | 62.9228 | 62.8247 | 2018-07-03 | Winter 2018-19 | 64.2523 | 64.4481 | 64.3502 | 2018-07-03 | Aug-2018 | 56.75 | 56.95 | 56.85
| 2018-07-04 | 56.6534 | 56.6534 | 56.6534 | 2018-07-04 | Q4-2018 | 62.8003 | 63.0035 | 62.9019 | 2018-07-04 | Winter 2018-19 | 64.1974 | 64.4002 | 64.2988 | 2018-07-04 | Aug-2018 | 57.325 | 57.475 | 57.4
| 2018-07-05 | 57.8473 | 57.8473 | 57.8473 | 2018-07-05 | Q4-2018 | 63.6992 | 63.9024 | 63.8008 | 2018-07-05 | Winter 2018-19 | 65.1524 | 65.3477 | 65.25 | 2018-07-05 | Aug-2018 | 58.375 | 58.575 | 58.475
| 2018-07-06 | 57.7532 | 57.7984 | 57.7758 | 2018-07-06 | Q4-2018 | 62.9254 | 63.1278 | 63.0266 | 2018-07-06 | Winter 2018-19 | 64.3531 | 64.5475 | 64.4503 | 2018-07-06 | Aug-2018 | 57.7 | 57.8 | 57.75
| 2018-07-09 | 59.7782 | 59.9216 | 59.8499 | 2018-07-09 | Q4-2018 | 64.3032 | 64.4985 | 64.4008 | 2018-07-09 | Winter 2018-19 | 65.6007 | 65.8031 | 65.7019 | 2018-07-09 | Aug-2018 | 59.3 | 59.4 | 59.35
| 2018-07-10 | 59.1 | 59.1 | 59.1 | 2018-07-10 | Q4-2018 | 63.9015 | 64.0964 | 63.999 | 2018-07-10 | Winter 2018-19 | 65.3238 | 65.5257 | 65.4248 | 2018-07-10 | Aug-2018 | 58.8 | 58.85 | 58.825
| 2018-07-11 | 59.3217 | 59.3217 | 59.3217 | 2018-07-11 | Q4-2018 | 63.3727 | 63.5758 | 63.4742 | 2018-07-11 | Winter 2018-19 | 64.7286 | 64.9237 | 64.8262 | 2018-07-11 | Aug-2018 | 58.1 | 58.3 | 58.2
| 2018-07-12 | 56.8527 | 56.9963 | 56.9245 | 2018-07-12 | Q4-2018 | 61.5996 | 61.8028 | 61.7012 | 2018-07-12 | Winter 2018-19 | 62.9513 | 63.1465 | 63.0489 | 2018-07-12 | Aug-2018 | 56.4 | 56.5 | 56.45
| 2018-07-13 | 58.3488 | 58.3488 | 58.3488 | 2018-07-13 | Q4-2018 | 62.4464 | 62.6496 | 62.548 | 2018-07-13 | Winter 2018-19 | 63.7987 | 64.0015 | 63.9001 | 2018-07-13 | Aug-2018 | 57.8 | 57.9 | 57.85
| 2018-07-16 | 57.3531 | 57.3531 | 57.3531 | 2018-07-16 | Q4-2018 | 61.4513 | 61.6469 | 61.5491 | 2018-07-16 | Winter 2018-19 | 62.7744 | 62.977 | 62.8757 | 2018-07-16 | Aug-2018 | 56.8 | 56.9 | 56.85
| 2018-07-17 | 57.0503 | 57.1035 | 57.0769 | 2018-07-17 | Q4-2018 | 61.5467 | 61.6525 | 61.5996 | 2018-07-17 | Winter 2018-19 | 62.8217 | 62.9725 | 62.8971 | 2018-07-17 | Aug-2018 | 56.75 | 56.8 | 56.775
| 2018-07-18 | 58.3975 | 58.4971 | 58.4473 | 2018-07-18 | Q4-2018 | 62.4504 | 62.6486 | 62.5495 | 2018-07-18 | Winter 2018-19 | 63.6984 | 63.9038 | 63.8011 | 2018-07-18 | Aug-2018 | 57.8 | 57.9 | 57.85
| 2018-07-19 | 58.3761 | 58.3761 | 58.3761 | 2018-07-19 | Q4-2018 | 62.6283 | 62.8275 | 62.7279 | 2018-07-19 | Winter 2018-19 | 63.9271 | 64.126 | 64.0265 | 2018-07-19 | Aug-2018 | 57.8 | 57.85 | 57.825
| 2018-07-20 | 57.4968 | 57.6036 | 57.5502 | 2018-07-20 | Q4-2018 | 61.922 | 62.1271 | 62.0246 | 2018-07-20 | Winter 2018-19 | 63.2527 | 63.4497 | 63.3512 | 2018-07-20 | Aug-2018 | 57.15 | 57.3 | 57.225
| 2018-07-23 | 58.3733 | 58.4267 | 58.4 | 2018-07-23 | Q4-2018 | 62.5755 | 62.773 | 62.6743 | 2018-07-23 | Winter 2018-19 | 63.8522 | 64.0494 | 63.9508 | 2018-07-23 | Aug-2018 | 57.95 | 58.05 | 58
| 2018-07-24 | 58.702 | 58.702 | 58.702 | 2018-07-24 | Q4-2018 | 62.6508 | 62.8478 | 62.7493 | 2018-07-24 | Winter 2018-19 | 63.9224 | 64.1265 | 64.0245 | 2018-07-24 | Aug-2018 | 57.925 | 58.025 | 57.975
| 2018-07-25 | 58.2994 | 58.3527 | 58.326 | 2018-07-25 | Q4-2018 | 62.7519 | 62.9489 | 62.8504 | 2018-07-25 | Winter 2018-19 | 63.9492 | 64.1534 | 64.0513 | 2018-07-25 | Aug-2018 | 58 | 58.05 | 58.025
| 2018-07-26 | 57.6968 | 57.6968 | 57.6968 | 2018-07-26 | Q4-2018 | 62.6477 | 62.8523 | 62.75 | 2018-07-26 | Winter 2018-19 | 64.0029 | 64.1994 | 64.1012 | 2018-07-26 | Aug-2018 | 57.7 | 57.8 | 57.75
| 2018-07-27 | 57.8212 | 57.8212 | 57.8212 | 2018-07-27 | Q4-2018 | 62.4982 | 62.7032 | 62.6007 | 2018-07-27 | Winter 2018-19 | 63.8034 | 64.0004 | 63.9019 | 2018-07-27 | Aug-2018 | 57.425 | 57.575 | 57.5
| 2018-07-30 | 58.9025 | 59.0471 | 58.9748 | 2018-07-30 | Q4-2018 | 62.9986 | 63.2032 | 63.1009 | 2018-07-30 | Winter 2018-19 | 64.3507 | 64.5473 | 64.449 | 2018-07-30 | Aug-2018 | 58.4 | 58.5 | 58.45
| 2018-07-31 | 58.1513 | 58.1513 | 58.1513 | 2018-07-31 | Q4-2018 | 62.4991 | 62.6966 | 62.5978 | 2018-07-31 | Winter 2018-19 | 63.8009 | 63.9979 | 63.8994 | 2018-07-31 | Aug-2018 | 58.1 | 58.2 | 58.15
| 2018-08-01 | 57.7465 | 57.7465 | 57.7465 | 2018-08-01 | Q4-2018 | 61.8491 | 62.0465 | 61.9478 | 2018-08-01 | Winter 2018-19 | 63.1518 | 63.3488 | 63.2503 | 2018-08-01 | Sep-2018 | 57.675 | 57.775 | 57.725
| 2018-08-02 | 58.5005 | 58.5005 | 58.5005 | 2018-08-02 | Q4-2018 | 62.1288 | 62.274 | 62.2014 | 2018-08-02 | Winter 2018-19 | 63.3719 | 63.5245 | 63.4482 | 2018-08-02 | Sep-2018 | 58.175 | 58.225 | 58.2
| 2018-08-03 | 59.0024 | 59.0024 | 59.0024 | 2018-08-03 | Q4-2018 | 62.6964 | 62.8494 | 62.7729 | 2018-08-03 | Winter 2018-19 | 63.8999 | 64.0526 | 63.9763 | 2018-08-03 | Sep-2018 | 58.75 | 58.8 | 58.775
| 2018-08-06 | 58.8532 | 58.8532 | 58.8532 | 2018-08-06 | Q4-2018 | 63.2249 | 63.4249 | 63.3249 | 2018-08-06 | Winter 2018-19 | 64.3972 | 64.5968 | 64.497 | 2018-08-06 | Sep-2018 | 59.35 | 59.45 | 59.4
| 2018-08-07 | 59.1537 | 59.2 | 59.1769 | 2018-08-07 | Q4-2018 | 63.7785 | 63.9785 | 63.8785 | 2018-08-07 | Winter 2018-19 | 65.0755 | 65.275 | 65.1753 | 2018-08-07 | Sep-2018 | 59.775 | 59.825 | 59.8
| 2018-08-08 | 59.3003 | 59.3003 | 59.3003 | 2018-08-08 | Q4-2018 | 64.0036 | 64.1969 | 64.1002 | 2018-08-08 | Winter 2018-19 | 65.3015 | 65.502 | 65.4018 | 2018-08-08 | Sep-2018 | 60 | 60.15 | 60.075
| 2018-08-09 | 58.4991 | 58.5534 | 58.5263 | 2018-08-09 | Q4-2018 | 64.1762 | 64.2768 | 64.2265 | 2018-08-09 | Winter 2018-19 | 65.4214 | 65.5759 | 65.4987 | 2018-08-09 | Sep-2018 | 60.1 | 60.2 | 60.15
| 2018-08-10 | 58.7008 | 58.7008 | 58.7008 | 2018-08-10 | Q4-2018 | 64.7781 | 64.973 | 64.8756 | 2018-08-10 | Winter 2018-19 | 66.0716 | 66.2738 | 66.1727 | 2018-08-10 | Sep-2018 | 60.375 | 60.575 | 60.475
| 2018-08-13 | 61.4507 | 61.4507 | 61.4507 | 2018-08-13 | Q4-2018 | 66.2475 | 66.4505 | 66.349 | 2018-08-13 | Winter 2018-19 | 67.548 | 67.7505 | 67.6492 | 2018-08-13 | Sep-2018 | 62.025 | 62.225 | 62.125
| 2018-08-14 | 60.5004 | 60.5004 | 60.5004 | 2018-08-14 | Q4-2018 | 66.4238 | 66.6271 | 66.5254 | 2018-08-14 | Winter 2018-19 | 67.724 | 67.9269 | 67.8254 | 2018-08-14 | Sep-2018 | 62.125 | 62.225 | 62.175
| 2018-08-15 | 60.1483 | 60.2034 | 60.1759 | 2018-08-15 | Q4-2018 | 65.8011 | 65.9975 | 65.8993 | 2018-08-15 | Winter 2018-19 | 67.1032 | 67.2991 | 67.2012 | 2018-08-15 | Sep-2018 | 61.5 | 61.6 | 61.55
| 2018-08-16 | 61.3514 | 61.5007 | 61.426 | 2018-08-16 | Q4-2018 | 67.324 | 67.5276 | 67.4258 | 2018-08-16 | Winter 2018-19 | 68.5782 | 68.7735 | 68.6759 | 2018-08-16 | Sep-2018 | 63.075 | 63.175 | 63.125
| 2018-08-17 | 63.501 | 63.5481 | 63.5245 | 2018-08-17 | Q4-2018 | 68.1984 | 68.3471 | 68.2728 | 2018-08-17 | Winter 2018-19 | 69.4762 | 69.6246 | 69.5504 | 2018-08-17 | Sep-2018 | 63.8 | 63.85 | 63.825
| 2018-08-20 | 63.5262 | 63.5732 | 63.5497 | 2018-08-20 | Q4-2018 | 68.2976 | 68.4539 | 68.3757 | 2018-08-20 | Winter 2018-19 | 69.5501 | 69.6982 | 69.6241 | 2018-08-20 | Sep-2018 | 63.8 | 63.9 | 63.85
| 2018-08-21 | 63.6011 | 63.6478 | 63.6245 | 2018-08-21 | Q4-2018 | 68.5492 | 68.7507 | 68.6499 | 2018-08-21 | Winter 2018-19 | 69.828 | 70.0213 | 69.9247 | 2018-08-21 | Sep-2018 | 64.225 | 64.325 | 64.275
| 2018-08-22 | 64.5015 | 64.5015 | 64.5015 | 2018-08-22 | Q4-2018 | 69.0766 | 69.2775 | 69.177 | 2018-08-22 | Winter 2018-19 | 70.3522 | 70.5526 | 70.4524 | 2018-08-22 | Sep-2018 | 64.7 | 64.8 | 64.75
| 2018-08-23 | 65.6499 | 65.7512 | 65.7006 | 2018-08-23 | Q4-2018 | 70.0977 | 70.2997 | 70.1987 | 2018-08-23 | Winter 2018-19 | 71.3495 | 71.5511 | 71.4503 | 2018-08-23 | Sep-2018 | 65.925 | 66.025 | 65.975
| 2018-08-24 | 66.9962 | 67.0507 | 67.0234 | 2018-08-24 | Q4-2018 | 70.9752 | 71.1768 | 71.076 | 2018-08-24 | Winter 2018-19 | 72.2522 | 72.4535 | 72.3528 | 2018-08-24 | Sep-2018 | 66.675 | 66.725 | 66.7
| 2018-08-28 | 68.8966 | 68.8966 | 68.8966 | 2018-08-28 | Q4-2018 | 72.3499 | 72.5512 | 72.4506 | 2018-08-28 | Winter 2018-19 | 73.5748 | 73.7757 | 73.6752 | 2018-08-28 | Sep-2018 | 68.45 | 68.5 | 68.475
| 2018-08-29 | 69.999 | 69.999 | 69.999 | 2018-08-29 | Q4-2018 | 73.0998 | 73.2992 | 73.1995 | 2018-08-29 | Winter 2018-19 | 74.3263 | 74.5253 | 74.4258 | 2018-08-29 | Sep-2018 | 69.55 | 69.65 | 69.6
| 2018-08-30 | 69.4465 | 69.5003 | 69.4734 | 2018-08-30 | Q4-2018 | 72.4012 | 72.6008 | 72.501 | 2018-08-30 | Winter 2018-19 | 73.5962 | 73.803 | 73.6996 | 2018-08-30 | Sep-2018 | 69.1 | 69.3 | 69.2
| 2018-08-31 | 68.2962 | 68.2962 | 68.2962 | 2018-08-31 | Q4-2018 | 71.752 | 71.9518 | 71.8519 | 2018-08-31 | Winter 2018-19 | 73.0272 | 73.2265 | 73.1269 | 2018-08-31 | Sep-2018 | 68.35 | 68.6 | 68.475
| 2018-09-03 | 70.7233 | 70.7233 | 70.7233 | 2018-09-03 | Q4-2018 | 73.3488 | 73.5501 | 73.4495 | 2018-09-03 | Winter 2018-19 | 74.4758 | 74.6766 | 74.5762 | 2018-09-03 | Oct-2018 | 69.6 | 69.8 | 69.7
| 2018-09-04 | 71.4008 | 71.5021 | 71.4515 | 2018-09-04 | Q4-2018 | 74.3487 | 74.5509 | 74.4498 | 2018-09-04 | Winter 2018-19 | 75.4728 | 75.6747 | 75.5738 | 2018-09-04 | Oct-2018 | 70.55 | 70.75 | 70.65
| 2018-09-05 | 72.548 | 72.6023 | 72.5751 | 2018-09-05 | Q4-2018 | 75.4496 | 75.6509 | 75.5503 | 2018-09-05 | Winter 2018-19 | 76.6502 | 76.8511 | 76.7506 | 2018-09-05 | Oct-2018 | 71.475 | 71.575 | 71.525
| 2018-09-06 | 73.4487 | 73.5492 | 73.4989 | 2018-09-06 | Q4-2018 | 76.5227 | 76.7232 | 76.623 | 2018-09-06 | Winter 2018-19 | 77.7752 | 77.9752 | 77.8752 | 2018-09-06 | Oct-2018 | 72.4 | 72.6 | 72.5
| 2018-09-07 | 74.7982 | 74.8986 | 74.8484 | 2018-09-07 | Q4-2018 | 77.9783 | 78.1786 | 78.0784 | 2018-09-07 | Winter 2018-19 | 79.2023 | 79.4021 | 79.3022 | 2018-09-07 | Oct-2018 | 73.95 | 74.15 | 74.05
| 2018-09-10 | 77.3524 | 77.3524 | 77.3524 | 2018-09-10 | Q4-2018 | 80.4477 | 80.6469 | 80.5473 | 2018-09-10 | Winter 2018-19 | 81.7028 | 81.9015 | 81.8021 | 2018-09-10 | Oct-2018 | 76.15 | 76.35 | 76.25
| 2018-09-11 | 75.4004 | 75.5466 | 75.4735 | 2018-09-11 | Q4-2018 | 79.1233 | 79.3229 | 79.2231 | 2018-09-11 | Winter 2018-19 | 80.3468 | 80.5536 | 80.4502 | 2018-09-11 | Oct-2018 | 74.9 | 75.1 | 75
| 2018-09-12 | 72.9972 | 72.9972 | 72.9972 | 2018-09-12 | Q4-2018 | 76.1516 | 76.3506 | 76.2511 | 2018-09-12 | Winter 2018-19 | 77.5537 | 77.7523 | 77.653 | 2018-09-12 | Oct-2018 | 71.7 | 71.9 | 71.8
| 2018-09-13 | 70.102 | 70.2012 | 70.1516 | 2018-09-13 | Q4-2018 | 73.7265 | 73.9245 | 73.8255 | 2018-09-13 | Winter 2018-19 | 75.0765 | 75.274 | 75.1753 | 2018-09-13 | Oct-2018 | 69.2 | 69.4 | 69.3
| 2018-09-14 | 71.5009 | 71.5009 | 71.5009 | 2018-09-14 | Q4-2018 | 75.6747 | 75.8731 | 75.7739 | 2018-09-14 | Winter 2018-19 | 77.0025 | 77.2004 | 77.1015 | 2018-09-14 | Oct-2018 | 71.25 | 71.45 | 71.35
| 2018-09-17 | 71.5965 | 71.7488 | 71.6726 | 2018-09-17 | Q4-2018 | 76.5534 | 76.751 | 76.6522 | 2018-09-17 | Winter 2018-19 | 77.9017 | 78.0988 | 78.0003 | 2018-09-17 | Oct-2018 | 72.25 | 72.45 | 72.35
| 2018-09-18 | 70.6976 | 70.6976 | 70.6976 | 2018-09-18 | Q4-2018 | 75.3248 | 75.5222 | 75.4235 | 2018-09-18 | Winter 2018-19 | 76.7004 | 76.8973 | 76.7989 | 2018-09-18 | Oct-2018 | 70.9 | 71.1 | 71
| 2018-09-19 | 74.1021 | 74.2999 | 74.201 | 2018-09-19 | Q4-2018 | 78.049 | 78.2463 | 78.1477 | 2018-09-19 | Winter 2018-19 | 79.4267 | 79.6236 | 79.5251 | 2018-09-19 | Oct-2018 | 73.8 | 74 | 73.9
| 2018-09-20 | 73.903 | 73.903 | 73.903 | 2018-09-20 | Q4-2018 | 77.4485 | 77.6521 | 77.5503 | 2018-09-20 | Winter 2018-19 | 78.6463 | 78.8494 | 78.7479 | 2018-09-20 | Oct-2018 | 73.5 | 73.7 | 73.6
| 2018-09-21 | 77.0023 | 77.0023 | 77.0023 | 2018-09-21 | Q4-2018 | 79.6018 | 79.8002 | 79.701 | 2018-09-21 | Winter 2018-19 | 80.5972 | 80.8028 | 80.7 | 2018-09-21 | Oct-2018 | 76.25 | 76.45 | 76.35
| 2018-09-24 | 78.9032 | 78.9032 | 78.9032 | 2018-09-24 | Q4-2018 | 81.2484 | 81.4536 | 81.351 | 2018-09-24 | Winter 2018-19 | 82.2495 | 82.4467 | 82.3481 | 2018-09-24 | Oct-2018 | 77.65 | 77.85 | 77.75
| 2018-09-25 | 78.0016 | 78.1993 | 78.1005 | 2018-09-25 | Q4-2018 | 80.9236 | 81.1285 | 81.0261 | 2018-09-25 | Winter 2018-19 | 81.9485 | 82.153 | 82.0507 | 2018-09-25 | Oct-2018 | 77.6 | 77.8 | 77.7
| 2018-09-26 | 74.8519 | 74.8974 | 74.8747 | 2018-09-26 | Q4-2018 | 77.9032 | 78.1003 | 78.0018 | 2018-09-26 | Winter 2018-19 | 78.8485 | 79.0526 | 78.9505 | 2018-09-26 | Oct-2018 | 74.725 | 74.925 | 74.825
| 2018-09-27 | 72.9981 | 72.9981 | 72.9981 | 2018-09-27 | Q4-2018 | 75.8524 | 76.0505 | 75.9515 | 2018-09-27 | Winter 2018-19 | 76.8735 | 77.0787 | 76.9761 | 2018-09-27 | Oct-2018 | 72.55 | 72.75 | 72.65
| 2018-09-28 | 71.8018 | 71.9015 | 71.8516 | 2018-09-28 | Q4-2018 | 74.9994 | 75.1984 | 75.0989 | 2018-09-28 | Winter 2018-19 | 76.1 | 76.2986 | 76.1993 | 2018-09-28 | Oct-2018 | 71.8 | 72 | 71.9
| 2018-10-01 | 70.6008 | 70.7005 | 70.6506 | 2018-10-01 | Q1-2019 | 77.9983 | 78.3031 | 78.1507 | 2018-10-01 | Summer 2019 | 64.7501 | 64.9469 | 64.8485 | 2018-10-01 | Nov-2018 | 75.475 | 75.675 | 75.575
| 2018-10-02 | 70.6038 | 70.6038 | 70.6038 | 2018-10-02 | Q1-2019 | 76.5784 | 76.7775 | 76.6779 | 2018-10-02 | Summer 2019 | 63.8988 | 64.0966 | 63.9977 | 2018-10-02 | Nov-2018 | 73.9 | 74.1 | 74
| 2018-10-03 | 70.4534 | 70.4534 | 70.4534 | 2018-10-03 | Q1-2019 | 76.5964 | 76.8028 | 76.6996 | 2018-10-03 | Summer 2019 | 64.2967 | 64.5018 | 64.3993 | 2018-10-03 | Nov-2018 | 73.875 | 74.075 | 73.975
| 2018-10-04 | 71.1026 | 71.1026 | 71.1026 | 2018-10-04 | Q1-2019 | 77.6739 | 77.8724 | 77.7732 | 2018-10-04 | Summer 2019 | 65.4966 | 65.7013 | 65.5989 | 2018-10-04 | Nov-2018 | 74.9 | 75.1 | 75
| 2018-10-05 | 71.3978 | 71.3978 | 71.3978 | 2018-10-05 | Q1-2019 | 78.1768 | 78.3742 | 78.2755 | 2018-10-05 | Summer 2019 | 65.2972 | 65.5008 | 65.399 | 2018-10-05 | Nov-2018 | 75.325 | 75.525 | 75.425
| 2018-10-08 | 68.3028 | 68.3028 | 68.3028 | 2018-10-08 | Q1-2019 | 76.2223 | 76.428 | 76.3251 | 2018-10-08 | Summer 2019 | 63.8503 | 64.0469 | 63.9486 | 2018-10-08 | Nov-2018 | 73.2 | 73.3 | 73.25
| 2018-10-09 | 67.2015 | 67.3006 | 67.2511 | 2018-10-09 | Q1-2019 | 74.6493 | 74.8465 | 74.7479 | 2018-10-09 | Summer 2019 | 62.3968 | 62.6002 | 62.4985 | 2018-10-09 | Nov-2018 | 71.5 | 71.6 | 71.55
| 2018-10-10 | 65.5032 | 65.5032 | 65.5032 | 2018-10-10 | Q1-2019 | 73.0987 | 73.3022 | 73.2005 | 2018-10-10 | Summer 2019 | 60.9258 | 61.1278 | 61.0268 | 2018-10-10 | Nov-2018 | 70 | 70.1 | 70.05
| 2018-10-11 | 60.2513 | 60.403 | 60.3272 | 2018-10-11 | Q1-2019 | 72.0269 | 72.2229 | 72.1249 | 2018-10-11 | Summer 2019 | 59.5493 | 59.7515 | 59.6504 | 2018-10-11 | Nov-2018 | 69.5 | 69.6 | 69.55
| 2018-10-12 | 66.2028 | 66.2028 | 66.2028 | 2018-10-12 | Q1-2019 | 74.0788 | 74.2753 | 74.177 | 2018-10-12 | Summer 2019 | 61.3986 | 61.6014 | 61.5 | 2018-10-12 | Nov-2018 | 71.9 | 72 | 71.95
| 2018-10-15 | 67.403 | 67.403 | 67.403 | 2018-10-15 | Q1-2019 | 73.7219 | 73.9262 | 73.824 | 2018-10-15 | Summer 2019 | 61.2003 | 61.4031 | 61.3017 | 2018-10-15 | Nov-2018 | 71.6 | 71.75 | 71.675
| 2018-10-16 | 67.1984 | 67.2968 | 67.2476 | 2018-10-16 | Q1-2019 | 73.0509 | 73.2468 | 73.1488 | 2018-10-16 | Summer 2019 | 60.7519 | 60.9464 | 60.8491 | 2018-10-16 | Nov-2018 | 70.4 | 70.55 | 70.475
| 2018-10-17 | 65.2994 | 65.2994 | 65.2994 | 2018-10-17 | Q1-2019 | 73.3274 | 73.5243 | 73.4259 | 2018-10-17 | Summer 2019 | 60.6013 | 60.7968 | 60.699 | 2018-10-17 | Nov-2018 | 70.55 | 70.6 | 70.575
| 2018-10-18 | 66.0286 | 66.0286 | 66.0286 | 2018-10-18 | Q1-2019 | 72.6754 | 72.8731 | 72.7743 | 2018-10-18 | Summer 2019 | 60.1533 | 60.3496 | 60.2515 | 2018-10-18 | Nov-2018 | 69.6 | 69.7 | 69.65
| 2018-10-19 | 68.1522 | 68.1522 | 68.1522 | 2018-10-19 | Q1-2019 | 75.1471 | 75.3532 | 75.2501 | 2018-10-19 | Summer 2019 | 62.0483 | 62.2528 | 62.1505 | 2018-10-19 | Nov-2018 | 72.675 | 72.725 | 72.7
| 2018-10-22 | 65.3018 | 65.4019 | 65.3519 | 2018-10-22 | Q1-2019 | 73.3483 | 73.5476 | 73.4479 | 2018-10-22 | Summer 2019 | 61.302 | 61.4998 | 61.4009 | 2018-10-22 | Nov-2018 | 70.4 | 70.45 | 70.425
| 2018-10-23 | 64.5977 | 64.7517 | 64.6747 | 2018-10-23 | Q1-2019 | 72.2469 | 72.4538 | 72.3503 | 2018-10-23 | Summer 2019 | 60.8508 | 61.0486 | 60.9497 | 2018-10-23 | Nov-2018 | 69.2 | 69.25 | 69.225
| 2018-10-24 | 65.2536 | 65.2536 | 65.2536 | 2018-10-24 | Q1-2019 | 71.801 | 72.0015 | 71.9013 | 2018-10-24 | Summer 2019 | 60.3025 | 60.5016 | 60.402 | 2018-10-24 | Nov-2018 | 68.175 | 68.225 | 68.2
| 2018-10-25 | 64.7491 | 64.8037 | 64.7764 | 2018-10-25 | Q1-2019 | 71.0967 | 71.2986 | 71.1976 | 2018-10-25 | Summer 2019 | 60.0245 | 60.2248 | 60.1246 | 2018-10-25 | Nov-2018 | 67.05 | 67.05 | 67.05
| 2018-10-26 | 63.2503 | 63.297 | 63.2736 | 2018-10-26 | Q1-2019 | 69.4234 | 69.625 | 69.5242 | 2018-10-26 | Summer 2019 | 58.5014 | 58.7016 | 58.6015 | 2018-10-26 | Nov-2018 | 65.1 | 65.15 | 65.125
| 2018-10-29 | 64.999 | 64.999 | 64.999 | 2018-10-29 | Q1-2019 | 70.0036 | 70.198 | 70.1008 | 2018-10-29 | Summer 2019 | 59.0535 | 59.2465 | 59.15 | 2018-10-29 | Nov-2018 | 66.45 | 66.55 | 66.5
| 2018-10-30 | 63.8994 | 63.8994 | 63.8994 | 2018-10-30 | Q1-2019 | 68.6776 | 68.8731 | 68.7753 | 2018-10-30 | Summer 2019 | 58.1471 | 58.349 | 58.248 | 2018-10-30 | Nov-2018 | 64.65 | 64.85 | 64.75
| 2018-10-31 | 61.9963 | 62.0982 | 62.0472 | 2018-10-31 | Q1-2019 | 67.8245 | 68.0273 | 67.9259 | 2018-10-31 | Summer 2019 | 57.6004 | 57.8019 | 57.7011 | 2018-10-31 | Nov-2018 | 63.7 | 63.8 | 63.75
| 2018-11-01 | 61.2983 | 61.3985 | 61.3484 | 2018-11-01 | Q1-2019 | 66.2032 | 66.4027 | 66.3029 | 2018-11-01 | Summer 2019 | 55.3277 | 55.5258 | 55.4268 | 2018-11-01 | Dec-2018 | 66 | 66.05 | 66.025
| 2018-11-02 | 61.6526 | 61.6526 | 61.6526 | 2018-11-02 | Q1-2019 | 67.5497 | 67.7493 | 67.6495 | 2018-11-02 | Summer 2019 | 56.4024 | 56.6006 | 56.5015 | 2018-11-02 | Dec-2018 | 67.425 | 67.575 | 67.5
| 2018-11-05 | 60.1976 | 60.1976 | 60.1976 | 2018-11-05 | Q1-2019 | 65.8525 | 66.0513 | 65.9519 | 2018-11-05 | Summer 2019 | 55.4474 | 55.6525 | 55.55 | 2018-11-05 | Dec-2018 | 65.7 | 65.75 | 65.725
| 2018-11-06 | 60.2036 | 60.2495 | 60.2265 | 2018-11-06 | Q1-2019 | 65.7234 | 65.9213 | 65.8223 | 2018-11-06 | Summer 2019 | 55.5006 | 55.6971 | 55.5989 | 2018-11-06 | Dec-2018 | 65.75 | 65.8 | 65.775
| 2018-11-07 | 62.7991 | 62.898 | 62.8485 | 2018-11-07 | Q1-2019 | 67.4714 | 67.6757 | 67.5736 | 2018-11-07 | Summer 2019 | 56.7744 | 56.9773 | 56.8759 | 2018-11-07 | Dec-2018 | 67.625 | 67.675 | 67.65
| 2018-11-08 | 61.6017 | 61.6017 | 61.6017 | 2018-11-08 | Q1-2019 | 66.647 | 66.852 | 66.7495 | 2018-11-08 | Summer 2019 | 55.9965 | 56.2001 | 56.0983 | 2018-11-08 | Dec-2018 | 66.65 | 66.75 | 66.7
| 2018-11-09 | 60.9752 | 61.0213 | 60.9983 | 2018-11-09 | Q1-2019 | 66.9477 | 67.1469 | 67.0473 | 2018-11-09 | Summer 2019 | 56.2033 | 56.4011 | 56.3022 | 2018-11-09 | Dec-2018 | 67.2 | 67.3 | 67.25
| 2018-11-12 | 65.5969 | 65.5969 | 65.5969 | 2018-11-12 | Q1-2019 | 70.8977 | 71.0991 | 70.9984 | 2018-11-12 | Summer 2019 | 58.6516 | 58.8515 | 58.7515 | 2018-11-12 | Dec-2018 | 71.3 | 71.45 | 71.375
| 2018-11-13 | 67.5003 | 67.5003 | 67.5003 | 2018-11-13 | Q1-2019 | 71.7982 | 71.997 | 71.8976 | 2018-11-13 | Summer 2019 | 57.9512 | 58.1486 | 58.0499 | 2018-11-13 | Dec-2018 | 72.525 | 72.625 | 72.575
| 2018-11-14 | 67.7988 | 67.8526 | 67.8257 | 2018-11-14 | Q1-2019 | 71.6759 | 71.8747 | 71.7753 | 2018-11-14 | Summer 2019 | 57.4783 | 57.6757 | 57.577 | 2018-11-14 | Dec-2018 | 72.45 | 72.6 | 72.525
| 2018-11-15 | 70.0525 | 70.2014 | 70.1269 | 2018-11-15 | Q1-2019 | 73.2483 | 73.4511 | 73.3497 | 2018-11-15 | Summer 2019 | 58.9252 | 59.1266 | 59.0259 | 2018-11-15 | Dec-2018 | 74.225 | 74.325 | 74.275
| 2018-11-16 | 66.7983 | 66.7983 | 66.7983 | 2018-11-16 | Q1-2019 | 71.5503 | 71.7521 | 71.6512 | 2018-11-16 | Summer 2019 | 58.1271 | 58.3275 | 58.2273 | 2018-11-16 | Dec-2018 | 71.9 | 72 | 71.95
| 2018-11-19 | 64.801 | 64.801 | 64.801 | 2018-11-19 | Q1-2019 | 67.1477 | 67.3492 | 67.2484 | 2018-11-19 | Summer 2019 | 56.5007 | 56.7009 | 56.6008 | 2018-11-19 | Dec-2018 | 67.025 | 67.125 | 67.075
| 2018-11-20 | 65.852 | 65.852 | 65.852 | 2018-11-20 | Q1-2019 | 67.2218 | 67.4239 | 67.3228 | 2018-11-20 | Summer 2019 | 55.9022 | 56.103 | 56.0026 | 2018-11-20 | Dec-2018 | 67 | 67.15 | 67.075
| 2018-11-21 | 66.5011 | 66.5011 | 66.5011 | 2018-11-21 | Q1-2019 | 67.4017 | 67.5965 | 67.4991 | 2018-11-21 | Summer 2019 | 55.8966 | 56.0978 | 55.9972 | 2018-11-21 | Dec-2018 | 67.375 | 67.475 | 67.425
| 2018-11-22 | 66.0519 | 66.0519 | 66.0519 | 2018-11-22 | Q1-2019 | 67.3218 | 67.5231 | 67.4225 | 2018-11-22 | Summer 2019 | 55.4278 | 55.6277 | 55.5278 | 2018-11-22 | Dec-2018 | 66.75 | 66.95 | 66.85
| 2018-11-23 | 65.9002 | 65.947 | 65.9236 | 2018-11-23 | Q1-2019 | 67.9221 | 68.1244 | 68.0233 | 2018-11-23 | Summer 2019 | 55.0521 | 55.2531 | 55.1526 | 2018-11-23 | Dec-2018 | 67.475 | 67.675 | 67.575
| 2018-11-26 | 64.7529 | 64.7529 | 64.7529 | 2018-11-26 | Q1-2019 | 67.0473 | 67.2494 | 67.1484 | 2018-11-26 | Summer 2019 | 55.2489 | 55.4497 | 55.3493 | 2018-11-26 | Dec-2018 | 66.05 | 66.15 | 66.1
| 2018-11-27 | 65.2733 | 65.3282 | 65.3007 | 2018-11-27 | Q1-2019 | 68.801 | 68.9965 | 68.8988 | 2018-11-27 | Summer 2019 | 56.4246 | 56.6265 | 56.5256 | 2018-11-27 | Dec-2018 | 67.85 | 67.95 | 67.9
| 2018-11-28 | 62.2997 | 62.2997 | 62.2997 | 2018-11-28 | Q1-2019 | 66.5033 | 66.6986 | 66.6009 | 2018-11-28 | Summer 2019 | 55.1496 | 55.3514 | 55.2505 | 2018-11-28 | Dec-2018 | 64.525 | 64.625 | 64.575
| 2018-11-29 | 64.3495 | 64.3495 | 64.3495 | 2018-11-29 | Q1-2019 | 67.6035 | 67.7984 | 67.7009 | 2018-11-29 | Summer 2019 | 55.9961 | 56.1975 | 56.0968 | 2018-11-29 | Dec-2018 | 65.9 | 66.3 | 66.1
| 2018-11-30 | 63.4024 | 63.4024 | 63.4024 | 2018-11-30 | Q1-2019 | 67.0464 | 67.2494 | 67.1479 | 2018-11-30 | Summer 2019 | 55.7485 | 55.9502 | 55.8493 | 2018-11-30 | Dec-2018 | 65.5 | 65.5 | 65.5
| 2018-12-03 | 66.0011 | 66.1031 | 66.0521 | 2018-12-03 | Q1-2019 | 67.6527 | 67.8481 | 67.7504 | 2018-12-03 | Summer 2019 | 56.0517 | 56.2536 | 56.1527 | 2018-12-03 | Jan-2019 | 68.125 | 68.325 | 68.225
| 2018-12-04 | 63.8481 | 63.8481 | 63.8481 | 2018-12-04 | Q1-2019 | 66.4283 | 66.6239 | 66.5261 | 2018-12-04 | Summer 2019 | 55.9978 | 56.1999 | 56.0988 | 2018-12-04 | Jan-2019 | 66.75 | 66.95 | 66.85
| 2018-12-05 | 62.501 | 62.501 | 62.501 | 2018-12-05 | Q1-2019 | 64.3738 | 64.5771 | 64.4755 | 2018-12-05 | Summer 2019 | 54.7969 | 54.9988 | 54.8979 | 2018-12-05 | Jan-2019 | 64.575 | 64.775 | 64.675
| 2018-12-06 | 60.7976 | 60.7976 | 60.7976 | 2018-12-06 | Q1-2019 | 62.6978 | 62.9007 | 62.7993 | 2018-12-06 | Summer 2019 | 54.5261 | 54.7277 | 54.6269 | 2018-12-06 | Jan-2019 | 62.7 | 62.9 | 62.8
| 2018-12-07 | 60.7013 | 60.7013 | 60.7013 | 2018-12-07 | Q1-2019 | 63.5743 | 63.7777 | 63.676 | 2018-12-07 | Summer 2019 | 55.5471 | 55.7492 | 55.6481 | 2018-12-07 | Jan-2019 | 63.575 | 63.775 | 63.675
| 2018-12-10 | 62.8039 | 62.8039 | 62.8039 | 2018-12-10 | Q1-2019 | 64.1248 | 64.3236 | 64.2242 | 2018-12-10 | Summer 2019 | 56.0534 | 56.2509 | 56.1522 | 2018-12-10 | Jan-2019 | 64.225 | 64.425 | 64.325
| 2018-12-11 | 63.8512 | 63.8991 | 63.8751 | 2018-12-11 | Q1-2019 | 65.0238 | 65.2227 | 65.1232 | 2018-12-11 | Summer 2019 | 56.3253 | 56.5229 | 56.4241 | 2018-12-11 | Jan-2019 | 65.1 | 65.3 | 65.2
| 2018-12-12 | 64.8537 | 64.9485 | 64.9011 | 2018-12-12 | Q1-2019 | 65.9507 | 66.1478 | 66.0492 | 2018-12-12 | Summer 2019 | 57.4507 | 57.6464 | 57.5485 | 2018-12-12 | Jan-2019 | 66.025 | 66.225 | 66.125
| 2018-12-13 | 65.5495 | 65.5495 | 65.5495 | 2018-12-13 | Q1-2019 | 66.3282 | 66.5256 | 66.4269 | 2018-12-13 | Summer 2019 | 57.5032 | 57.6992 | 57.6012 | 2018-12-13 | Jan-2019 | 66.425 | 66.625 | 66.525
| 2018-12-14 | 66.6985 | 66.802 | 66.7503 | 2018-12-14 | Q1-2019 | 67.329 | 67.5274 | 67.4282 | 2018-12-14 | Summer 2019 | 58.5013 | 58.6985 | 58.5999 | 2018-12-14 | Jan-2019 | 67.5 | 67.7 | 67.6
| 2018-12-17 | 66.4277 | 66.4753 | 66.4515 | 2018-12-17 | Q1-2019 | 67.3748 | 67.5727 | 67.4737 | 2018-12-17 | Summer 2019 | 58.725 | 58.9216 | 58.8233 | 2018-12-17 | Jan-2019 | 67.65 | 67.85 | 67.75
| 2018-12-18 | 64.4007 | 64.5035 | 64.4521 | 2018-12-18 | Q1-2019 | 65.3723 | 65.5775 | 65.4749 | 2018-12-18 | Summer 2019 | 57.5774 | 57.7735 | 57.6755 | 2018-12-18 | Jan-2019 | 65.675 | 65.875 | 65.775
| 2018-12-19 | 65.9252 | 65.9726 | 65.9489 | 2018-12-19 | Q1-2019 | 67.2235 | 67.4284 | 67.3259 | 2018-12-19 | Summer 2019 | 58.8996 | 59.1033 | 59.0015 | 2018-12-19 | Jan-2019 | 67.55 | 67.75 | 67.65
| 2018-12-20 | 66.6768 | 66.7242 | 66.7005 | 2018-12-20 | Q1-2019 | 67.8765 | 68.0265 | 67.9515 | 2018-12-20 | Summer 2019 | 58.3964 | 58.6003 | 58.4983 | 2018-12-20 | Jan-2019 | 68.5 | 68.7 | 68.6
| 2018-12-21 | 66.403 | 66.403 | 66.403 | 2018-12-21 | Q1-2019 | 68.1258 | 68.3226 | 68.2242 | 2018-12-21 | Summer 2019 | 58.0027 | 58.1983 | 58.1005 | 2018-12-21 | Jan-2019 | 68.825 | 69.025 | 68.925
| 2018-12-24 | 64.732 | 64.732 | 64.732 | 2018-12-24 | Q1-2019 | 66.7241 | 66.9673 | 66.8457 | 2018-12-24 | Summer 2019 | 56.7279 | 56.9305 | 56.8292 | 2018-12-24 | Jan-2019 | 67.7 | 67.8 | 67.75
| 2018-12-27 | 61.7 | 61.8976 | 61.7988 | 2018-12-27 | Q1-2019 | 64.0964 | 64.3016 | 64.199 | 2018-12-27 | Summer 2019 | 55.5492 | 55.7531 | 55.6511 | 2018-12-27 | Jan-2019 | 64.65 | 64.75 | 64.7
| 2018-12-28 | 57.7476 | 57.9997 | 57.8737 | 2018-12-28 | Q1-2019 | 62.3963 | 62.6008 | 62.4985 | 2018-12-28 | Summer 2019 | 54.9976 | 55.2008 | 55.0992 | 2018-12-28 | Jan-2019 | 62.45 | 62.65 | 62.55
| 2018-12-31 | 55.4719 | 55.9741 | 55.723 | 2018-12-31 | Q1-2019 | 60.1198 | 60.3156 | 60.2177 | 2018-12-31 | Summer 2019 | 53.099 | 53.3014 | 53.2002 | 2018-12-31 | Jan-2019 | 60.05 | 60.25 | 60.15
| 2019-01-02 | 60.7524 | 60.7524 | 60.7524 | 2019-01-02 | Q2-2019 | 54.6971 | 54.9025 | 54.7998 | 2019-01-02 | Summer 2019 | 54.0527 | 54.2497 | 54.1512 | 2019-01-02 | Feb-2019 | 62.4 | 62.6 | 62.5
| 2019-01-03 | 59.5032 | 59.5507 | 59.5269 | 2019-01-03 | Q2-2019 | 54.0246 | 54.2216 | 54.1231 | 2019-01-03 | Summer 2019 | 53.3518 | 53.5484 | 53.4501 | 2019-01-03 | Feb-2019 | 61.575 | 61.625 | 61.6
| 2019-01-04 | 59.9963 | 59.9963 | 59.9963 | 2019-01-04 | Q2-2019 | 54.8721 | 55.0755 | 54.9738 | 2019-01-04 | Summer 2019 | 54.1462 | 54.3491 | 54.2477 | 2019-01-04 | Feb-2019 | 62.925 | 63.075 | 63
| 2019-01-07 | 56.202 | 56.202 | 56.202 | 2019-01-07 | Q2-2019 | 52.7284 | 52.9233 | 52.8259 | 2019-01-07 | Summer 2019 | 52.1481 | 52.3504 | 52.2492 | 2019-01-07 | Feb-2019 | 58.825 | 58.875 | 58.85
| 2019-01-08 | 59.2009 | 59.2009 | 59.2009 | 2019-01-08 | Q2-2019 | 54.1004 | 54.3035 | 54.2019 | 2019-01-08 | Summer 2019 | 53.5533 | 53.7481 | 53.6507 | 2019-01-08 | Feb-2019 | 61.1 | 61.25 | 61.175
| 2019-01-09 | 58.0786 | 58.1256 | 58.1021 | 2019-01-09 | Q2-2019 | 53.102 | 53.297 | 53.1995 | 2019-01-09 | Summer 2019 | 52.5505 | 52.7528 | 52.6517 | 2019-01-09 | Feb-2019 | 60.3 | 60.4 | 60.35
| 2019-01-10 | 58.3018 | 58.3018 | 58.3018 | 2019-01-10 | Q2-2019 | 53.2538 | 53.4486 | 53.3512 | 2019-01-10 | Summer 2019 | 52.7263 | 52.9284 | 52.8273 | 2019-01-10 | Feb-2019 | 60.425 | 60.625 | 60.525
| 2019-01-11 | 58.0004 | 58.0004 | 58.0004 | 2019-01-11 | Q2-2019 | 53.5977 | 53.7993 | 53.6985 | 2019-01-11 | Summer 2019 | 53.0483 | 53.2495 | 53.1489 | 2019-01-11 | Feb-2019 | 61.4 | 61.45 | 61.425
| 2019-01-14 | 57.2034 | 57.2034 | 57.2034 | 2019-01-14 | Q2-2019 | 52.0769 | 52.2775 | 52.1772 | 2019-01-14 | Summer 2019 | 51.6248 | 51.825 | 51.7249 | 2019-01-14 | Feb-2019 | 59.3 | 59.4 | 59.35
| 2019-01-15 | 57.9477 | 57.9477 | 57.9477 | 2019-01-15 | Q2-2019 | 53.0971 | 53.2997 | 53.1984 | 2019-01-15 | Summer 2019 | 52.5762 | 52.7784 | 52.6773 | 2019-01-15 | Feb-2019 | 60.4 | 60.5 | 60.45
| 2019-01-16 | 58.8001 | 58.8467 | 58.8234 | 2019-01-16 | Q2-2019 | 53.4019 | 53.603 | 53.5024 | 2019-01-16 | Summer 2019 | 52.8993 | 53.1 | 52.9997 | 2019-01-16 | Feb-2019 | 60.425 | 60.525 | 60.475
| 2019-01-17 | 60.9012 | 60.9012 | 60.9012 | 2019-01-17 | Q2-2019 | 55.2468 | 55.4468 | 55.3468 | 2019-01-17 | Summer 2019 | 54.7724 | 54.9719 | 54.8721 | 2019-01-17 | Feb-2019 | 62.625 | 62.725 | 62.675
| 2019-01-18 | 60.2966 | 60.2966 | 60.2966 | 2019-01-18 | Q2-2019 | 55.1286 | 55.3214 | 55.225 | 2019-01-18 | Summer 2019 | 54.6518 | 54.8518 | 54.7518 | 2019-01-18 | Feb-2019 | 61.55 | 61.65 | 61.6
| 2019-01-21 | 58.5716 | 58.5716 | 58.5716 | 2019-01-21 | Q2-2019 | 53.6502 | 53.8507 | 53.7505 | 2019-01-21 | Summer 2019 | 53.2996 | 53.4998 | 53.3997 | 2019-01-21 | Feb-2019 | 59.25 | 59.35 | 59.3
| 2019-01-22 | 58.4969 | 58.4969 | 58.4969 | 2019-01-22 | Q2-2019 | 53.1756 | 53.3753 | 53.2754 | 2019-01-22 | Summer 2019 | 52.8259 | 53.0251 | 52.9255 | 2019-01-22 | Feb-2019 | 59.05 | 59.15 | 59.1
| 2019-01-23 | 59.5029 | 59.5029 | 59.5029 | 2019-01-23 | Q2-2019 | 53.6491 | 53.8471 | 53.7481 | 2019-01-23 | Summer 2019 | 53.3477 | 53.5528 | 53.4502 | 2019-01-23 | Feb-2019 | 59.8 | 59.9 | 59.85
| 2019-01-24 | 56.3 | 56.3 | 56.3 | 2019-01-24 | Q2-2019 | 52.0716 | 52.2777 | 52.1747 | 2019-01-24 | Summer 2019 | 51.7971 | 52.0027 | 51.8999 | 2019-01-24 | Feb-2019 | 57.675 | 57.775 | 57.725
| 2019-01-25 | 55.0987 | 55.0987 | 55.0987 | 2019-01-25 | Q2-2019 | 51.1241 | 51.3281 | 51.2261 | 2019-01-25 | Summer 2019 | 50.9282 | 51.1241 | 51.0262 | 2019-01-25 | Feb-2019 | 56.25 | 56.35 | 56.3
| 2019-01-28 | 55.1499 | 55.1499 | 55.1499 | 2019-01-28 | Q2-2019 | 50.072 | 50.2762 | 50.1741 | 2019-01-28 | Summer 2019 | 49.8997 | 50.1034 | 50.0016 | 2019-01-28 | Feb-2019 | 55.125 | 55.175 | 55.15
| 2019-01-29 | 55.2967 | 55.3499 | 55.3233 | 2019-01-29 | Q2-2019 | 50.7032 | 50.9 | 50.8016 | 2019-01-29 | Summer 2019 | 50.5975 | 50.8015 | 50.6995 | 2019-01-29 | Feb-2019 | 55.2 | 55.4 | 55.3
| 2019-01-30 | 54.3272 | 54.3272 | 54.3272 | 2019-01-30 | Q2-2019 | 49.5505 | 49.7486 | 49.6496 | 2019-01-30 | Summer 2019 | 49.6971 | 49.9023 | 49.7997 | 2019-01-30 | Feb-2019 | 54.05 | 54.15 | 54.1
| 2019-01-31 | 53.1269 | 53.1269 | 53.1269 | 2019-01-31 | Q2-2019 | 49.0009 | 49.1979 | 49.0994 | 2019-01-31 | Summer 2019 | 49.0523 | 49.2488 | 49.1506 | 2019-01-31 | Feb-2019 | 53.2 | 53.4 | 53.3
| 2019-02-01 | 51.1004 | 51.1462 | 51.1233 | 2019-02-01 | Q2-2019 | 48.0782 | 48.2758 | 48.177 | 2019-02-01 | Summer 2019 | 48.1767 | 48.3739 | 48.2753 | 2019-02-01 | Mar-2019 | 50.05 | 50.25 | 50.15
| 2019-02-04 | 51.3229 | 51.3229 | 51.3229 | 2019-02-04 | Q2-2019 | 47.8483 | 48.0465 | 47.9474 | 2019-02-04 | Summer 2019 | 47.9476 | 48.153 | 48.0503 | 2019-02-04 | Mar-2019 | 50.3 | 50.4 | 50.35
| 2019-02-05 | 49.7277 | 49.7741 | 49.7509 | 2019-02-05 | Q2-2019 | 47.7724 | 47.9725 | 47.8725 | 2019-02-05 | Summer 2019 | 47.903 | 48.1027 | 48.0029 | 2019-02-05 | Mar-2019 | 50.1 | 50.2 | 50.15
| 2019-02-06 | 50.3514 | 50.3514 | 50.3514 | 2019-02-06 | Q2-2019 | 47.3968 | 47.5968 | 47.4968 | 2019-02-06 | Summer 2019 | 47.4974 | 47.6968 | 47.5971 | 2019-02-06 | Mar-2019 | 50 | 50.1 | 50.05
| 2019-02-07 | 49.3999 | 49.4462 | 49.423 | 2019-02-07 | Q2-2019 | 46.8012 | 47.0008 | 46.901 | 2019-02-07 | Summer 2019 | 46.9019 | 47.101 | 47.0014 | 2019-02-07 | Mar-2019 | 49.5 | 49.55 | 49.525
| 2019-02-08 | 48.5214 | 48.5214 | 48.5214 | 2019-02-08 | Q2-2019 | 45.8463 | 46.0464 | 45.9463 | 2019-02-08 | Summer 2019 | 46.0728 | 46.2724 | 46.1726 | 2019-02-08 | Mar-2019 | 48.35 | 48.4 | 48.375
| 2019-02-11 | 48.1015 | 48.1015 | 48.1015 | 2019-02-11 | Q2-2019 | 45.5271 | 45.7284 | 45.6277 | 2019-02-11 | Summer 2019 | 45.7243 | 45.9251 | 45.8247 | 2019-02-11 | Mar-2019 | 47.9 | 47.95 | 47.925
| 2019-02-12 | 46.4256 | 46.4722 | 46.4489 | 2019-02-12 | Q2-2019 | 44.5238 | 44.6783 | 44.601 | 2019-02-12 | Summer 2019 | 44.7526 | 44.8991 | 44.8259 | 2019-02-12 | Mar-2019 | 46.55 | 46.65 | 46.6
| 2019-02-13 | 47.5283 | 47.5749 | 47.5516 | 2019-02-13 | Q2-2019 | 45.5524 | 45.6994 | 45.6259 | 2019-02-13 | Summer 2019 | 45.7416 | 45.9114 | 45.8265 | 2019-02-13 | Mar-2019 | 47.675 | 47.725 | 47.7
| 2019-02-14 | 46.9031 | 46.9969 | 46.95 | 2019-02-14 | Q2-2019 | 45.3761 | 45.5787 | 45.4774 | 2019-02-14 | Summer 2019 | 45.7019 | 45.8963 | 45.7991 | 2019-02-14 | Mar-2019 | 47.1 | 47.2 | 47.15
| 2019-02-15 | 47.0038 | 47.0505 | 47.0272 | 2019-02-15 | Q2-2019 | 45.7518 | 45.9533 | 45.8525 | 2019-02-15 | Summer 2019 | 46.2529 | 46.4462 | 46.3495 | 2019-02-15 | Mar-2019 | 47.65 | 47.75 | 47.7
| 2019-02-18 | 45.8733 | 45.9275 | 45.9004 | 2019-02-18 | Q2-2019 | 44.3475 | 44.5478 | 44.4476 | 2019-02-18 | Summer 2019 | 44.9014 | 45.1013 | 45.0014 | 2019-02-18 | Mar-2019 | 45.8 | 45.85 | 45.825
| 2019-02-19 | 46.0223 | 46.076 | 46.0491 | 2019-02-19 | Q2-2019 | 44.8245 | 45.0231 | 44.9238 | 2019-02-19 | Summer 2019 | 45.425 | 45.6232 | 45.5241 | 2019-02-19 | Mar-2019 | 46.6 | 46.7 | 46.65
| 2019-02-20 | 46.4971 | 46.4971 | 46.4971 | 2019-02-20 | Q2-2019 | 45.5778 | 45.7759 | 45.6768 | 2019-02-20 | Summer 2019 | 46.1986 | 46.3963 | 46.2974 | 2019-02-20 | Mar-2019 | 47.175 | 47.225 | 47.2
| 2019-02-21 | 44.6228 | 44.6228 | 44.6228 | 2019-02-21 | Q2-2019 | 44.2753 | 44.4738 | 44.3745 | 2019-02-21 | Summer 2019 | 45.0535 | 45.2516 | 45.1526 | 2019-02-21 | Mar-2019 | 45.625 | 45.675 | 45.65
| 2019-02-22 | 44.6508 | 44.8499 | 44.7504 | 2019-02-22 | Q2-2019 | 43.6486 | 43.847 | 43.7478 | 2019-02-22 | Summer 2019 | 44.4722 | 44.6778 | 44.575 | 2019-02-22 | Mar-2019 | 44.65 | 44.75 | 44.7
| 2019-02-25 | 43.6751 | 43.7287 | 43.7019 | 2019-02-25 | Q2-2019 | 43.025 | 43.2233 | 43.1242 | 2019-02-25 | Summer 2019 | 43.8722 | 44.0777 | 43.975 | 2019-02-25 | Mar-2019 | 44.075 | 44.125 | 44.1
| 2019-02-26 | 43.6983 | 43.902 | 43.8002 | 2019-02-26 | Q2-2019 | 42.7478 | 42.9508 | 42.8493 | 2019-02-26 | Summer 2019 | 43.6501 | 43.8527 | 43.7514 | 2019-02-26 | Mar-2019 | 43.8 | 43.9 | 43.85
| 2019-02-27 | 44.9259 | 44.9785 | 44.9522 | 2019-02-27 | Q2-2019 | 43.8027 | 43.9974 | 43.9001 | 2019-02-27 | Summer 2019 | 44.6772 | 44.8715 | 44.7743 | 2019-02-27 | Mar-2019 | 44.925 | 45.175 | 45.05
| 2019-02-28 | 44.6993 | 44.6993 | 44.6993 | 2019-02-28 | Q2-2019 | 43.8921 | 44.0946 | 43.9933 | 2019-02-28 | Summer 2019 | 44.9913 | 45.1933 | 45.0923 | 2019-02-28 | Mar-2019 | 44.95 | 45.05 | 45
| 2019-03-01 | 43.6287 | 43.6741 | 43.6514 | 2019-03-01 | Q2-2019 | 43.002 | 43.198 | 43.1 | 2019-03-01 | Summer 2019 | 44.2223 | 44.4254 | 44.3238 | 2019-03-01 | Apr-2019 | 43.125 | 43.175 | 43.15
| 2019-03-04 | 43.8481 | 43.8481 | 43.8481 | 2019-03-04 | Q2-2019 | 43.15 | 43.3014 | 43.2257 | 2019-03-04 | Summer 2019 | 44.2464 | 44.3974 | 44.3219 | 2019-03-04 | Apr-2019 | 43.25 | 43.3 | 43.275
| 2019-03-05 | 43.3739 | 43.4729 | 43.4234 | 2019-03-05 | Q2-2019 | 42.7786 | 42.8773 | 42.828 | 2019-03-05 | Summer 2019 | 43.8786 | 43.977 | 43.9278 | 2019-03-05 | Apr-2019 | 42.9 | 42.95 | 42.925
| 2019-03-06 | 42.6977 | 42.6977 | 42.6977 | 2019-03-06 | Q2-2019 | 42.0008 | 42.0995 | 42.0502 | 2019-03-06 | Summer 2019 | 43.0216 | 43.1731 | 43.0974 | 2019-03-06 | Apr-2019 | 42.125 | 42.175 | 42.15
| 2019-03-07 | 42.6275 | 42.6275 | 42.6275 | 2019-03-07 | Q2-2019 | 41.7476 | 41.8009 | 41.7743 | 2019-03-07 | Summer 2019 | 42.8485 | 42.9473 | 42.8979 | 2019-03-07 | Apr-2019 | 41.85 | 41.9 | 41.875
| 2019-03-08 | 42.7965 | 42.8962 | 42.8464 | 2019-03-08 | Q2-2019 | 41.8991 | 42.0979 | 41.9985 | 2019-03-08 | Summer 2019 | 42.9286 | 43.127 | 43.0278 | 2019-03-08 | Apr-2019 | 42.1 | 42.3 | 42.2
| 2019-03-11 | 42.4507 | 42.4507 | 42.4507 | 2019-03-11 | Q2-2019 | 41.2511 | 41.35 | 41.3005 | 2019-03-11 | Summer 2019 | 42.2986 | 42.4505 | 42.3745 | 2019-03-11 | Apr-2019 | 41.5 | 41.55 | 41.525
| 2019-03-12 | 40.7518 | 40.7518 | 40.7518 | 2019-03-12 | Q2-2019 | 40.2284 | 40.3276 | 40.278 | 2019-03-12 | Summer 2019 | 41.2729 | 41.425 | 41.3489 | 2019-03-12 | Apr-2019 | 40.45 | 40.55 | 40.5
| 2019-03-13 | 39.1491 | 39.202 | 39.1756 | 2019-03-13 | Q2-2019 | 38.8782 | 38.9763 | 38.9273 | 2019-03-13 | Summer 2019 | 39.9525 | 40.0504 | 40.0014 | 2019-03-13 | Apr-2019 | 39.275 | 39.325 | 39.3
| 2019-03-14 | 38.7773 | 38.8225 | 38.7999 | 2019-03-14 | Q2-2019 | 38.3965 | 38.5017 | 38.4491 | 2019-03-14 | Summer 2019 | 39.4224 | 39.5273 | 39.4749 | 2019-03-14 | Apr-2019 | 38.8 | 38.85 | 38.825
| 2019-03-15 | 38.1772 | 38.2223 | 38.1998 | 2019-03-15 | Q2-2019 | 37.1523 | 37.3474 | 37.2499 | 2019-03-15 | Summer 2019 | 38.1284 | 38.3231 | 38.2257 | 2019-03-15 | Apr-2019 | 37.525 | 37.625 | 37.575
| 2019-03-18 | 37.9976 | 38.2017 | 38.0996 | 2019-03-18 | Q2-2019 | 37.2239 | 37.3747 | 37.2993 | 2019-03-18 | Summer 2019 | 38.1964 | 38.3469 | 38.2716 | 2019-03-18 | Apr-2019 | 37.65 | 37.75 | 37.7
| 2019-03-19 | 37.353 | 37.4509 | 37.402 | 2019-03-19 | Q2-2019 | 36.6231 | 36.7284 | 36.6757 | 2019-03-19 | Summer 2019 | 37.6235 | 37.7286 | 37.676 | 2019-03-19 | Apr-2019 | 37.2 | 37.3 | 37.25
| 2019-03-20 | 37.6732 | 37.7262 | 37.6997 | 2019-03-20 | Q2-2019 | 37.5231 | 37.6213 | 37.5722 | 2019-03-20 | Summer 2019 | 38.4213 | 38.5721 | 38.4967 | 2019-03-20 | Apr-2019 | 38.15 | 38.2 | 38.175
| 2019-03-21 | 36.8774 | 36.9235 | 36.9005 | 2019-03-21 | Q2-2019 | 36.6502 | 36.7498 | 36.7 | 2019-03-21 | Summer 2019 | 37.7244 | 37.8774 | 37.8009 | 2019-03-21 | Apr-2019 | 37.175 | 37.225 | 37.2
| 2019-03-22 | 36.6477 | 36.6477 | 36.6477 | 2019-03-22 | Q2-2019 | 35.5037 | 35.602 | 35.5528 | 2019-03-22 | Summer 2019 | 36.6257 | 36.7765 | 36.7011 | 2019-03-22 | Apr-2019 | 36.15 | 36.2 | 36.175
| 2019-03-25 | 35.5468 | 35.7517 | 35.6493 | 2019-03-25 | Q2-2019 | 34.9221 | 35.0282 | 34.9752 | 2019-03-25 | Summer 2019 | 36.1008 | 36.1991 | 36.15 | 2019-03-25 | Apr-2019 | 35.55 | 35.65 | 35.6
| 2019-03-26 | 36.2243 | 36.2773 | 36.2508 | 2019-03-26 | Q2-2019 | 35.3527 | 35.5491 | 35.4509 | 2019-03-26 | Summer 2019 | 36.4971 | 36.7006 | 36.5988 | 2019-03-26 | Apr-2019 | 36.15 | 36.2 | 36.175
| 2019-03-27 | 37.1715 | 37.3227 | 37.2471 | 2019-03-27 | Q2-2019 | 36.4288 | 36.6251 | 36.5269 | 2019-03-27 | Summer 2019 | 37.5264 | 37.7222 | 37.6243 | 2019-03-27 | Apr-2019 | 37.15 | 37.35 | 37.25
| 2019-03-28 | 35.7739 | 35.8274 | 35.8007 | 2019-03-28 | Q2-2019 | 35.2288 | 35.3281 | 35.2784 | 2019-03-28 | Summer 2019 | 36.5236 | 36.6226 | 36.5731 | 2019-03-28 | Apr-2019 | 35.825 | 35.925 | 35.875
| 2019-03-29 | 35.2001 | 35.2999 | 35.25 | 2019-03-29 | Q2-2019 | 34.8474 | 35.0467 | 34.947 | 2019-03-29 | Summer 2019 | 36.1023 | 36.3012 | 36.2018 | 2019-03-29 | Apr-2019 | 35.4 | 35.6 | 35.5
| 2019-04-01 | 33.6484 | 33.6484 | 33.6484 | 2019-04-01 | Q3-2019 | 35.9017 | 36.0002 | 35.951 | 2019-04-01 | Winter 2019-20 | 50.3963 | 50.5996 | 50.4979 | 2019-04-01 | May-2019 | 33.1 | 33.1 | 33.1
| 2019-04-02 | 31.7498 | 31.7498 | 31.7498 | 2019-04-02 | Q3-2019 | 34.8484 | 35.0467 | 34.9475 | 2019-04-02 | Winter 2019-20 | 50.3484 | 50.553 | 50.4507 | 2019-04-02 | May-2019 | 32.1 | 32.2 | 32.15
| 2019-04-03 | 33.2028 | 33.2028 | 33.2028 | 2019-04-03 | Q3-2019 | 36.1983 | 36.4479 | 36.3231 | 2019-04-03 | Winter 2019-20 | 51.4026 | 51.598 | 51.5003 | 2019-04-03 | May-2019 | 33.825 | 34.025 | 33.925
| 2019-04-04 | 35.0024 | 35.0024 | 35.0024 | 2019-04-04 | Q3-2019 | 38.1968 | 38.4022 | 38.2995 | 2019-04-04 | Winter 2019-20 | 53.8033 | 53.9998 | 53.9015 | 2019-04-04 | May-2019 | 35.675 | 35.725 | 35.7
| 2019-04-05 | 39.4983 | 39.4983 | 39.4983 | 2019-04-05 | Q3-2019 | 43.3013 | 43.4464 | 43.3738 | 2019-04-05 | Winter 2019-20 | 57.1504 | 57.3477 | 57.2491 | 2019-04-05 | May-2019 | 41.05 | 41.1 | 41.075
| 2019-04-08 | 38.0528 | 38.1525 | 38.1026 | 2019-04-08 | Q3-2019 | 41.4011 | 41.5993 | 41.5002 | 2019-04-08 | Winter 2019-20 | 56.6997 | 56.8966 | 56.7982 | 2019-04-08 | May-2019 | 38.4 | 38.6 | 38.5
| 2019-04-09 | 42.0978 | 42.297 | 42.1974 | 2019-04-09 | Q3-2019 | 43.2976 | 43.5033 | 43.4005 | 2019-04-09 | Winter 2019-20 | 58.8771 | 59.0739 | 58.9755 | 2019-04-09 | May-2019 | 41.35 | 41.45 | 41.4
| 2019-04-10 | 40.3972 | 40.3972 | 40.3972 | 2019-04-10 | Q3-2019 | 41.5009 | 41.6985 | 41.5997 | 2019-04-10 | Winter 2019-20 | 57.9977 | 58.2016 | 58.0996 | 2019-04-10 | May-2019 | 38.55 | 38.65 | 38.6
| 2019-04-11 | 40.5484 | 40.5484 | 40.5484 | 2019-04-11 | Q3-2019 | 41.9521 | 42.1498 | 42.0509 | 2019-04-11 | Winter 2019-20 | 58.502 | 58.6985 | 58.6003 | 2019-04-11 | May-2019 | 39.575 | 39.625 | 39.6
| 2019-04-12 | 39.1484 | 39.3467 | 39.2475 | 2019-04-12 | Q3-2019 | 41.0722 | 41.277 | 41.1746 | 2019-04-12 | Winter 2019-20 | 58.5495 | 58.753 | 58.6513 | 2019-04-12 | May-2019 | 38.2 | 38.3 | 38.25
| 2019-04-15 | 36.9535 | 36.9535 | 36.9535 | 2019-04-15 | Q3-2019 | 38.6741 | 38.8714 | 38.7727 | 2019-04-15 | Winter 2019-20 | 56.9014 | 57.0974 | 56.9994 | 2019-04-15 | May-2019 | 35.8 | 35.9 | 35.85
| 2019-04-16 | 35.4467 | 35.4467 | 35.4467 | 2019-04-16 | Q3-2019 | 38.6019 | 38.8 | 38.701 | 2019-04-16 | Winter 2019-20 | 57.1035 | 57.3004 | 57.2019 | 2019-04-16 | May-2019 | 35.8 | 35.9 | 35.85
| 2019-04-17 | 35.7742 | 35.8739 | 35.8241 | 2019-04-17 | Q3-2019 | 39.7036 | 39.8485 | 39.776 | 2019-04-17 | Winter 2019-20 | 58.0982 | 58.3028 | 58.2005 | 2019-04-17 | May-2019 | 37.05 | 37.1 | 37.075
| 2019-04-18 | 33.102 | 33.102 | 33.102 | 2019-04-18 | Q3-2019 | 37.2482 | 37.4471 | 37.3476 | 2019-04-18 | Winter 2019-20 | 56.7036 | 56.9012 | 56.8024 | 2019-04-18 | May-2019 | 34.425 | 34.475 | 34.45
| 2019-04-23 | 26.701 | 26.9021 | 26.8015 | 2019-04-23 | Q3-2019 | 37.2216 | 37.3217 | 37.2716 | 2019-04-23 | Winter 2019-20 | 57.3481 | 57.5469 | 57.4475 | 2019-04-23 | May-2019 | 34.25 | 34.4 | 34.325
| 2019-04-24 | 31.0009 | 31.0473 | 31.0241 | 2019-04-24 | Q3-2019 | 36.6723 | 36.826 | 36.7492 | 2019-04-24 | Winter 2019-20 | 56.8971 | 57.1033 | 57.0002 | 2019-04-24 | May-2019 | 33.775 | 33.825 | 33.8
| 2019-04-25 | 32.1975 | 32.1975 | 32.1975 | 2019-04-25 | Q3-2019 | 37.5227 | 37.6229 | 37.5728 | 2019-04-25 | Winter 2019-20 | 57.4503 | 57.6495 | 57.5499 | 2019-04-25 | May-2019 | 34.55 | 34.65 | 34.6
| 2019-04-26 | 31.4025 | 31.503 | 31.4528 | 2019-04-26 | Q3-2019 | 36.3755 | 36.5757 | 36.4756 | 2019-04-26 | Winter 2019-20 | 56.5979 | 56.7968 | 56.6974 | 2019-04-26 | May-2019 | 33.45 | 33.5 | 33.475
| 2019-04-29 | 33.1466 | 33.1466 | 33.1466 | 2019-04-29 | Q3-2019 | 36.8739 | 37.0741 | 36.974 | 2019-04-29 | Winter 2019-20 | 56.5238 | 56.7228 | 56.6233 | 2019-04-29 | May-2019 | 33.925 | 33.975 | 33.95
| 2019-04-30 | 34.0999 | 34.0999 | 34.0999 | 2019-04-30 | Q3-2019 | 36.7255 | 36.8248 | 36.7751 | 2019-04-30 | Winter 2019-20 | 55.3005 | 55.498 | 55.3993 | 2019-04-30 | May-2019 | 34.175 | 34.325 | 34.25
| 2019-05-01 | 32.9472 | 32.9472 | 32.9472 | 2019-05-01 | Q3-2019 | 35.7263 | 35.8252 | 35.7758 | 2019-05-01 | Winter 2019-20 | 53.7488 | 53.9529 | 53.8508 | 2019-05-01 | Jun-2019 | 32.625 | 32.675 | 32.65
| 2019-05-02 | 34.4026 | 34.4026 | 34.4026 | 2019-05-02 | Q3-2019 | 36.4256 | 36.6242 | 36.5249 | 2019-05-02 | Winter 2019-20 | 53.2526 | 53.4499 | 53.3512 | 2019-05-02 | Jun-2019 | 33.7 | 33.8 | 33.75
| 2019-05-03 | 34.7012 | 34.7012 | 34.7012 | 2019-05-03 | Q3-2019 | 36.6757 | 36.8725 | 36.7741 | 2019-05-03 | Winter 2019-20 | 54.6519 | 54.8475 | 54.7497 | 2019-05-03 | Jun-2019 | 33.775 | 33.825 | 33.8
| 2019-05-07 | 31.8249 | 31.8785 | 31.8517 | 2019-05-07 | Q3-2019 | 35.4032 | 35.6016 | 35.5024 | 2019-05-07 | Winter 2019-20 | 55.0962 | 55.3009 | 55.1986 | 2019-05-07 | Jun-2019 | 31.975 | 32.125 | 32.05
| 2019-05-08 | 33.9038 | 34.0036 | 33.9537 | 2019-05-08 | Q3-2019 | 36.2993 | 36.4982 | 36.3987 | 2019-05-08 | Winter 2019-20 | 55.9036 | 56.1013 | 56.0025 | 2019-05-08 | Jun-2019 | 33.5 | 33.6 | 33.55
| 2019-05-09 | 37.7501 | 37.7501 | 37.7501 | 2019-05-09 | Q3-2019 | 36.3987 | 36.5976 | 36.4982 | 2019-05-09 | Winter 2019-20 | 55.0215 | 55.2267 | 55.1241 | 2019-05-09 | Jun-2019 | 33.65 | 33.7 | 33.675
| 2019-05-10 | 36.1037 | 36.2034 | 36.1536 | 2019-05-10 | Q3-2019 | 35.603 | 35.7023 | 35.6526 | 2019-05-10 | Winter 2019-20 | 54.2492 | 54.4467 | 54.3479 | 2019-05-10 | Jun-2019 | 32.675 | 32.725 | 32.7
| 2019-05-13 | 32.2502 | 32.7518 | 32.501 | 2019-05-13 | Q3-2019 | 34.7963 | 34.8963 | 34.8463 | 2019-05-13 | Winter 2019-20 | 54.1237 | 54.3224 | 54.223 | 2019-05-13 | Jun-2019 | 32 | 32.1 | 32.05
| 2019-05-14 | 31.9489 | 31.9489 | 31.9489 | 2019-05-14 | Q3-2019 | 35.3025 | 35.3488 | 35.3256 | 2019-05-14 | Winter 2019-20 | 55.2261 | 55.4255 | 55.3258 | 2019-05-14 | Jun-2019 | 32.225 | 32.375 | 32.3
| 2019-05-15 | 31.5008 | 31.5008 | 31.5008 | 2019-05-15 | Q3-2019 | 35.2252 | 35.3258 | 35.2755 | 2019-05-15 | Winter 2019-20 | 55.6966 | 55.8966 | 55.7966 | 2019-05-15 | Jun-2019 | 32.225 | 32.325 | 32.275
| 2019-05-16 | 29.6011 | 29.9997 | 29.8004 | 2019-05-16 | Q3-2019 | 33.8008 | 33.8475 | 33.8241 | 2019-05-16 | Winter 2019-20 | 54.8266 | 55.0278 | 54.9272 | 2019-05-16 | Jun-2019 | 30.65 | 30.7 | 30.675
| 2019-05-17 | 29.9274 | 30.0766 | 30.002 | 2019-05-17 | Q3-2019 | 33.4507 | 33.5524 | 33.5016 | 2019-05-17 | Winter 2019-20 | 54.1473 | 54.3494 | 54.2484 | 2019-05-17 | Jun-2019 | 30.1 | 30.2 | 30.15
| 2019-05-20 | 30.6011 | 30.6011 | 30.6011 | 2019-05-20 | Q3-2019 | 33.5257 | 33.6275 | 33.5766 | 2019-05-20 | Winter 2019-20 | 53.9017 | 54.1972 | 54.0495 | 2019-05-20 | Jun-2019 | 30.625 | 30.675 | 30.65
| 2019-05-21 | 29.6993 | 29.8012 | 29.7503 | 2019-05-21 | Q3-2019 | 32.8961 | 33.0992 | 32.9977 | 2019-05-21 | Winter 2019-20 | 53.5023 | 53.6963 | 53.5993 | 2019-05-21 | Jun-2019 | 29.85 | 29.9 | 29.875
| 2019-05-22 | 29.547 | 29.547 | 29.547 | 2019-05-22 | Q3-2019 | 33.3484 | 33.4508 | 33.3996 | 2019-05-22 | Winter 2019-20 | 54.4999 | 54.7035 | 54.6017 | 2019-05-22 | Jun-2019 | 30.475 | 30.625 | 30.55
| 2019-05-23 | 29.2021 | 29.2021 | 29.2021 | 2019-05-23 | Q3-2019 | 32.7019 | 32.7963 | 32.7491 | 2019-05-23 | Winter 2019-20 | 54.1235 | 54.3268 | 54.2251 | 2019-05-23 | Jun-2019 | 30.025 | 30.075 | 30.05
| 2019-05-24 | 29.2283 | 29.2756 | 29.252 | 2019-05-24 | Q3-2019 | 32.2774 | 32.3717 | 32.3246 | 2019-05-24 | Winter 2019-20 | 53.8977 | 54.1006 | 53.9991 | 2019-05-24 | Jun-2019 | 29.925 | 29.975 | 29.95
| 2019-05-28 | 30.2467 | 30.3494 | 30.298 | 2019-05-28 | Q3-2019 | 33.0282 | 33.1777 | 33.1029 | 2019-05-28 | Winter 2019-20 | 54.8014 | 54.9968 | 54.8991 | 2019-05-28 | Jun-2019 | 30.45 | 30.55 | 30.5
| 2019-05-29 | 28.8481 | 28.8481 | 28.8481 | 2019-05-29 | Q3-2019 | 32.5031 | 32.5979 | 32.5505 | 2019-05-29 | Winter 2019-20 | 54.3525 | 54.5487 | 54.4506 | 2019-05-29 | Jun-2019 | 29.75 | 29.85 | 29.8
| 2019-05-30 | 27.5261 | 27.6768 | 27.6015 | 2019-05-30 | Q3-2019 | 31.598 | 31.7008 | 31.6494 | 2019-05-30 | Winter 2019-20 | 53.8017 | 53.9981 | 53.8999 | 2019-05-30 | Jun-2019 | 28.425 | 28.475 | 28.45
| 2019-05-31 | 26.2476 | 26.2476 | 26.2476 | 2019-05-31 | Q3-2019 | 30.8515 | 31.049 | 30.9502 | 2019-05-31 | Winter 2019-20 | 52.1504 | 52.3468 | 52.2486 | 2019-05-31 | Jun-2019 | 27.1 | 27.3 | 27.2
| 2019-06-03 | 26.173 | 26.2284 | 26.2007 | 2019-06-03 | Q3-2019 | 29.9033 | 29.9507 | 29.927 | 2019-06-03 | Winter 2019-20 | 51.2474 | 51.4515 | 51.3495 | 2019-06-03 | Jul-2019 | 26.675 | 26.725 | 26.7
| 2019-06-04 | 29.2979 | 29.503 | 29.4004 | 2019-06-04 | Q3-2019 | 31.6213 | 31.8258 | 31.7236 | 2019-06-04 | Winter 2019-20 | 51.1995 | 51.4029 | 51.3012 | 2019-06-04 | Jul-2019 | 28.9 | 29.1 | 29
| 2019-06-05 | 28.5462 | 28.6013 | 28.5737 | 2019-06-05 | Q3-2019 | 30.7751 | 30.9713 | 30.8732 | 2019-06-05 | Winter 2019-20 | 50.9725 | 51.1754 | 51.074 | 2019-06-05 | Jul-2019 | 28 | 28.2 | 28.1
| 2019-06-06 | 27.2509 | 27.2509 | 27.2509 | 2019-06-06 | Q3-2019 | 30.0494 | 30.1514 | 30.1004 | 2019-06-06 | Winter 2019-20 | 50.9256 | 50.9725 | 50.9491 | 2019-06-06 | Jul-2019 | 27.15 | 27.2 | 27.175
| 2019-06-07 | 28.3509 | 28.3509 | 28.3509 | 2019-06-07 | Q3-2019 | 31.3762 | 31.525 | 31.4506 | 2019-06-07 | Winter 2019-20 | 52.8016 | 52.9963 | 52.8989 | 2019-06-07 | Jul-2019 | 28.625 | 28.675 | 28.65
| 2019-06-10 | 30.4523 | 30.5469 | 30.4996 | 2019-06-10 | Q3-2019 | 32.0515 | 32.1538 | 32.1026 | 2019-06-10 | Winter 2019-20 | 53.7035 | 53.8991 | 53.8013 | 2019-06-10 | Jul-2019 | 29.475 | 29.525 | 29.5
| 2019-06-11 | 29.3537 | 29.4009 | 29.3773 | 2019-06-11 | Q3-2019 | 30.4732 | 30.5752 | 30.5242 | 2019-06-11 | Winter 2019-20 | 51.7965 | 51.9993 | 51.8979 | 2019-06-11 | Jul-2019 | 27.95 | 28.05 | 28
| 2019-06-12 | 29.549 | 29.549 | 29.549 | 2019-06-12 | Q3-2019 | 30.4738 | 30.5756 | 30.5247 | 2019-06-12 | Winter 2019-20 | 52.0982 | 52.3009 | 52.1996 | 2019-06-12 | Jul-2019 | 28 | 28.1 | 28.05
| 2019-06-13 | 31.0038 | 31.0038 | 31.0038 | 2019-06-13 | Q3-2019 | 30.7262 | 30.8284 | 30.7773 | 2019-06-13 | Winter 2019-20 | 51.8776 | 52.0732 | 51.9754 | 2019-06-13 | Jul-2019 | 28.4 | 28.5 | 28.45
| 2019-06-14 | 29.4484 | 29.5515 | 29.5 | 2019-06-14 | Q3-2019 | 30.8527 | 30.9476 | 30.9002 | 2019-06-14 | Winter 2019-20 | 51.4986 | 51.7033 | 51.6009 | 2019-06-14 | Jul-2019 | 28.65 | 28.7 | 28.675
| 2019-06-17 | 31.0242 | 31.072 | 31.0481 | 2019-06-17 | Q3-2019 | 31.076 | 31.227 | 31.1515 | 2019-06-17 | Winter 2019-20 | 51.3523 | 51.5499 | 51.4511 | 2019-06-17 | Jul-2019 | 29.175 | 29.225 | 29.2
| 2019-06-18 | 30.2029 | 30.2029 | 30.2029 | 2019-06-18 | Q3-2019 | 29.5498 | 29.6531 | 29.6015 | 2019-06-18 | Winter 2019-20 | 50.503 | 50.7008 | 50.6019 | 2019-06-18 | Jul-2019 | 27.7 | 27.8 | 27.75
| 2019-06-19 | 27.1006 | 27.1006 | 27.1006 | 2019-06-19 | Q3-2019 | 28.3714 | 28.4741 | 28.4228 | 2019-06-19 | Winter 2019-20 | 49.7027 | 49.8992 | 49.801 | 2019-06-19 | Jul-2019 | 26.475 | 26.525 | 26.5
| 2019-06-20 | 27.0027 | 27.05 | 27.0263 | 2019-06-20 | Q3-2019 | 28.2524 | 28.3468 | 28.2996 | 2019-06-20 | Winter 2019-20 | 50.2516 | 50.4472 | 50.3494 | 2019-06-20 | Jul-2019 | 26.2 | 26.25 | 26.225
| 2019-06-21 | 27.4976 | 27.6 | 27.5488 | 2019-06-21 | Q3-2019 | 29.1718 | 29.274 | 29.2229 | 2019-06-21 | Winter 2019-20 | 51.5776 | 51.7732 | 51.6754 | 2019-06-21 | Jul-2019 | 27.3 | 27.35 | 27.325
| 2019-06-24 | 27.3034 | 27.3034 | 27.3034 | 2019-06-24 | Q3-2019 | 28.4212 | 28.5232 | 28.4722 | 2019-06-24 | Winter 2019-20 | 51.3536 | 51.5487 | 51.4512 | 2019-06-24 | Jul-2019 | 26.375 | 26.475 | 26.425
| 2019-06-25 | 25.2019 | 25.2019 | 25.2019 | 2019-06-25 | Q3-2019 | 27.6032 | 27.6974 | 27.6503 | 2019-06-25 | Winter 2019-20 | 50.9277 | 51.123 | 51.0254 | 2019-06-25 | Jul-2019 | 25.05 | 25.1 | 25.075
| 2019-06-26 | 26.4002 | 26.4002 | 26.4002 | 2019-06-26 | Q3-2019 | 27.4515 | 27.6009 | 27.5262 | 2019-06-26 | Winter 2019-20 | 51.1762 | 51.3719 | 51.2741 | 2019-06-26 | Jul-2019 | 25.175 | 25.225 | 25.2
| 2019-06-27 | 23.7987 | 23.7987 | 23.7987 | 2019-06-27 | Q3-2019 | 26.4979 | 26.7027 | 26.6003 | 2019-06-27 | Winter 2019-20 | 50.4474 | 50.6512 | 50.5493 | 2019-06-27 | Jul-2019 | 23.825 | 23.975 | 23.9
| 2019-06-28 | 24.2532 | 24.2532 | 24.2532 | 2019-06-28 | Q3-2019 | 26.4272 | 26.6236 | 26.5254 | 2019-06-28 | Winter 2019-20 | 49.5463 | 49.7495 | 49.6479 | 2019-06-28 | Jul-2019 | 23.9 | 24.1 | 24
| 2019-07-01 | 26.7515 | 26.8464 | 26.799 | 2019-07-01 | Q4-2019 | 45.4725 | 45.677 | 45.5748 | 2019-07-01 | Winter 2019-20 | 49.4717 | 49.6758 | 49.5737 | 2019-07-01 | Aug-2019 | 26.35 | 26.45 | 26.4
| 2019-07-02 | 26.998 | 26.998 | 26.998 | 2019-07-02 | Q4-2019 | 44.5509 | 44.7484 | 44.6497 | 2019-07-02 | Winter 2019-20 | 48.5031 | 48.7002 | 48.6017 | 2019-07-02 | Aug-2019 | 26.125 | 26.225 | 26.175
| 2019-07-03 | 27.4015 | 27.4015 | 27.4015 | 2019-07-03 | Q4-2019 | 44.4223 | 44.6282 | 44.5252 | 2019-07-03 | Winter 2019-20 | 48.2721 | 48.4775 | 48.3748 | 2019-07-03 | Aug-2019 | 26.675 | 26.725 | 26.7
| 2019-07-04 | 26.997 | 27.0526 | 27.0248 | 2019-07-04 | Q4-2019 | 44.5503 | 44.748 | 44.6491 | 2019-07-04 | Winter 2019-20 | 48.4497 | 48.647 | 48.5484 | 2019-07-04 | Aug-2019 | 26.85 | 26.95 | 26.9
| 2019-07-05 | 29.8539 | 29.9499 | 29.9019 | 2019-07-05 | Q4-2019 | 45.2986 | 45.4975 | 45.3981 | 2019-07-05 | Winter 2019-20 | 49.2971 | 49.5036 | 49.4003 | 2019-07-05 | Aug-2019 | 29.75 | 29.85 | 29.8
| 2019-07-08 | 32.201 | 32.201 | 32.201 | 2019-07-08 | Q4-2019 | 46.3035 | 46.5024 | 46.4029 | 2019-07-08 | Winter 2019-20 | 50.1481 | 50.3466 | 50.2474 | 2019-07-08 | Aug-2019 | 31.65 | 31.75 | 31.7
| 2019-07-09 | 31.1268 | 31.1749 | 31.1508 | 2019-07-09 | Q4-2019 | 45.9503 | 46.1499 | 46.0501 | 2019-07-09 | Winter 2019-20 | 49.8972 | 50.0965 | 49.9968 | 2019-07-09 | Aug-2019 | 30.025 | 30.125 | 30.075
| 2019-07-10 | 33.498 | 33.6021 | 33.5501 | 2019-07-10 | Q4-2019 | 48.4971 | 48.6962 | 48.5966 | 2019-07-10 | Winter 2019-20 | 52.4276 | 52.6264 | 52.527 | 2019-07-10 | Aug-2019 | 33.075 | 33.275 | 33.175
| 2019-07-11 | 34.749 | 34.8526 | 34.8008 | 2019-07-11 | Q4-2019 | 50.4988 | 50.697 | 50.5979 | 2019-07-11 | Winter 2019-20 | 54.4982 | 54.704 | 54.6011 | 2019-07-11 | Aug-2019 | 34.55 | 34.65 | 34.6
| 2019-07-12 | 35.8011 | 35.8966 | 35.8488 | 2019-07-12 | Q4-2019 | 52.647 | 52.853 | 52.75 | 2019-07-12 | Winter 2019-20 | 56.6011 | 56.7988 | 56.7 | 2019-07-12 | Aug-2019 | 35.85 | 35.95 | 35.9
| 2019-07-15 | 34.6734 | 34.7213 | 34.6974 | 2019-07-15 | Q4-2019 | 50.6002 | 50.799 | 50.6996 | 2019-07-15 | Winter 2019-20 | 54.5979 | 54.7964 | 54.6971 | 2019-07-15 | Aug-2019 | 34.3 | 34.4 | 34.35
| 2019-07-16 | 31.0018 | 31.0018 | 31.0018 | 2019-07-16 | Q4-2019 | 48.346 | 48.5466 | 48.4463 | 2019-07-16 | Winter 2019-20 | 52.4998 | 52.7 | 52.5999 | 2019-07-16 | Aug-2019 | 31.125 | 31.175 | 31.15
| 2019-07-17 | 30.1499 | 30.1981 | 30.174 | 2019-07-17 | Q4-2019 | 48.428 | 48.6282 | 48.5281 | 2019-07-17 | Winter 2019-20 | 52.903 | 53.1028 | 53.0029 | 2019-07-17 | Aug-2019 | 30.3 | 30.45 | 30.375
| 2019-07-18 | 28.922 | 28.922 | 28.922 | 2019-07-18 | Q4-2019 | 47.6249 | 47.8242 | 47.7246 | 2019-07-18 | Winter 2019-20 | 52.1032 | 52.3021 | 52.2026 | 2019-07-18 | Aug-2019 | 28.85 | 28.95 | 28.9
| 2019-07-19 | 28.7466 | 28.8026 | 28.7746 | 2019-07-19 | Q4-2019 | 48.3967 | 48.6037 | 48.5002 | 2019-07-19 | Winter 2019-20 | 52.9979 | 53.1966 | 53.0973 | 2019-07-19 | Aug-2019 | 28.6 | 28.7 | 28.65
| 2019-07-22 | 27.278 | 27.278 | 27.278 | 2019-07-22 | Q4-2019 | 47.6275 | 47.8269 | 47.7272 | 2019-07-22 | Winter 2019-20 | 52.1474 | 52.3463 | 52.2469 | 2019-07-22 | Aug-2019 | 27.45 | 27.55 | 27.5
| 2019-07-23 | 29.3993 | 29.3993 | 29.3993 | 2019-07-23 | Q4-2019 | 48.1496 | 48.3496 | 48.2496 | 2019-07-23 | Winter 2019-20 | 52.6491 | 52.8487 | 52.7489 | 2019-07-23 | Aug-2019 | 29.25 | 29.45 | 29.35
| 2019-07-24 | 27.327 | 27.375 | 27.351 | 2019-07-24 | Q4-2019 | 46.5475 | 46.7467 | 46.6471 | 2019-07-24 | Winter 2019-20 | 51.1515 | 51.3504 | 51.251 | 2019-07-24 | Aug-2019 | 27.65 | 27.7 | 27.675
| 2019-07-25 | 27.173 | 27.3252 | 27.2491 | 2019-07-25 | Q4-2019 | 46.1474 | 46.3468 | 46.2471 | 2019-07-25 | Winter 2019-20 | 51.0255 | 51.2245 | 51.125 | 2019-07-25 | Aug-2019 | 27.55 | 27.6 | 27.575
| 2019-07-26 | 27.6026 | 27.6995 | 27.6511 | 2019-07-26 | Q4-2019 | 45.3268 | 45.4715 | 45.3992 | 2019-07-26 | Winter 2019-20 | 50.3239 | 50.4763 | 50.4001 | 2019-07-26 | Aug-2019 | 27.525 | 27.575 | 27.55
| 2019-07-29 | 26.8215 | 26.8215 | 26.8215 | 2019-07-29 | Q4-2019 | 44.8467 | 45.0502 | 44.9485 | 2019-07-29 | Winter 2019-20 | 49.9987 | 50.2018 | 50.1002 | 2019-07-29 | Aug-2019 | 27.3 | 27.35 | 27.325
| 2019-07-30 | 27.1485 | 27.1978 | 27.1731 | 2019-07-30 | Q4-2019 | 44.925 | 45.1216 | 45.0233 | 2019-07-30 | Winter 2019-20 | 50.0968 | 50.3012 | 50.199 | 2019-07-30 | Aug-2019 | 28.05 | 28.15 | 28.1
| 2019-07-31 | 28.499 | 28.499 | 28.499 | 2019-07-31 | Q4-2019 | 44.9003 | 45.104 | 45.0022 | 2019-07-31 | Winter 2019-20 | 50.152 | 50.3472 | 50.2496 | 2019-07-31 | Aug-2019 | 28.6 | 28.7 | 28.65
| 2019-08-01 | 31.1501 | 31.1501 | 31.1501 | 2019-08-01 | Q4-2019 | 47.5029 | 47.6998 | 47.6013 | 2019-08-01 | Winter 2019-20 | 52.5002 | 52.6967 | 52.5984 | 2019-08-01 | Sep-2019 | 33.925 | 34.075 | 34
| 2019-08-02 | 31.7976 | 32.0038 | 31.9007 | 2019-08-02 | Q4-2019 | 46.1487 | 46.3541 | 46.2514 | 2019-08-02 | Winter 2019-20 | 50.9024 | 51.0992 | 51.0008 | 2019-08-02 | Sep-2019 | 32.5 | 32.65 | 32.575
| 2019-08-05 | 28.1033 | 28.3009 | 28.2021 | 2019-08-05 | Q4-2019 | 45.5973 | 45.8024 | 45.6998 | 2019-08-05 | Winter 2019-20 | 50.252 | 50.4486 | 50.3503 | 2019-08-05 | Sep-2019 | 31.375 | 31.425 | 31.4
| 2019-08-06 | 24.548 | 24.5974 | 24.5727 | 2019-08-06 | Q4-2019 | 44.6517 | 44.8485 | 44.7501 | 2019-08-06 | Winter 2019-20 | 49.4722 | 49.6769 | 49.5746 | 2019-08-06 | Sep-2019 | 30.175 | 30.275 | 30.225
| 2019-08-07 | 26.902 | 26.902 | 26.902 | 2019-08-07 | Q4-2019 | 45.3278 | 45.5245 | 45.4261 | 2019-08-07 | Winter 2019-20 | 49.8733 | 50.0779 | 49.9756 | 2019-08-07 | Sep-2019 | 31.5 | 31.6 | 31.55
| 2019-08-08 | 27.3522 | 27.451 | 27.4016 | 2019-08-08 | Q4-2019 | 46.7242 | 46.9213 | 46.8228 | 2019-08-08 | Winter 2019-20 | 50.9999 | 51.1966 | 51.0982 | 2019-08-08 | Sep-2019 | 34.15 | 34.25 | 34.2
| 2019-08-09 | 29.0025 | 29.2011 | 29.1018 | 2019-08-09 | Q4-2019 | 45.7263 | 45.9242 | 45.8252 | 2019-08-09 | Winter 2019-20 | 50.096 | 50.3018 | 50.1989 | 2019-08-09 | Sep-2019 | 33.15 | 33.3 | 33.225
| 2019-08-12 | 30.0007 | 30.0007 | 30.0007 | 2019-08-12 | Q4-2019 | 45.0221 | 45.2285 | 45.1253 | 2019-08-12 | Winter 2019-20 | 49.2503 | 49.4481 | 49.3492 | 2019-08-12 | Sep-2019 | 32.25 | 32.3 | 32.275
| 2019-08-13 | 30.1035 | 30.1035 | 30.1035 | 2019-08-13 | Q4-2019 | 45.7787 | 45.977 | 45.8778 | 2019-08-13 | Winter 2019-20 | 49.9471 | 50.1533 | 50.0502 | 2019-08-13 | Sep-2019 | 33.225 | 33.475 | 33.35
| 2019-08-14 | 27.3009 | 27.3009 | 27.3009 | 2019-08-14 | Q4-2019 | 45.0036 | 45.1523 | 45.0779 | 2019-08-14 | Winter 2019-20 | 49.325 | 49.4735 | 49.3992 | 2019-08-14 | Sep-2019 | 31.7 | 31.8 | 31.75
| 2019-08-15 | 26.2493 | 26.2493 | 26.2493 | 2019-08-15 | Q4-2019 | 43.8261 | 44.0235 | 43.9248 | 2019-08-15 | Winter 2019-20 | 48.3476 | 48.553 | 48.4503 | 2019-08-15 | Sep-2019 | 31.2 | 31.25 | 31.225
| 2019-08-16 | 25.8016 | 25.9992 | 25.9004 | 2019-08-16 | Q4-2019 | 43.5747 | 43.7224 | 43.6485 | 2019-08-16 | Winter 2019-20 | 48.2744 | 48.4219 | 48.3481 | 2019-08-16 | Sep-2019 | 30.35 | 30.5 | 30.425
| 2019-08-19 | 25.9018 | 26.0996 | 26.0007 | 2019-08-19 | Q4-2019 | 42.5003 | 42.5988 | 42.5496 | 2019-08-19 | Winter 2019-20 | 47.253 | 47.3514 | 47.3022 | 2019-08-19 | Sep-2019 | 30.025 | 30.075 | 30.05
| 2019-08-20 | 27.1471 | 27.1471 | 27.1471 | 2019-08-20 | Q4-2019 | 42.6035 | 42.8004 | 42.7019 | 2019-08-20 | Winter 2019-20 | 47.5493 | 47.7541 | 47.6517 | 2019-08-20 | Sep-2019 | 31.45 | 31.55 | 31.5
| 2019-08-21 | 28.1462 | 28.1462 | 28.1462 | 2019-08-21 | Q4-2019 | 42.547 | 42.7523 | 42.6496 | 2019-08-21 | Winter 2019-20 | 47.4235 | 47.6285 | 47.526 | 2019-08-21 | Sep-2019 | 31.775 | 31.825 | 31.8
| 2019-08-22 | 28.6505 | 28.6995 | 28.675 | 2019-08-22 | Q4-2019 | 41.9503 | 42.1539 | 42.0521 | 2019-08-22 | Winter 2019-20 | 46.7753 | 46.9786 | 46.877 | 2019-08-22 | Sep-2019 | 30.525 | 30.625 | 30.575
| 2019-08-23 | 26.4021 | 26.5977 | 26.4999 | 2019-08-23 | Q4-2019 | 41.402 | 41.597 | 41.4995 | 2019-08-23 | Winter 2019-20 | 46.3965 | 46.5993 | 46.4979 | 2019-08-23 | Sep-2019 | 29.45 | 29.5 | 29.475
| 2019-08-27 | 27.6014 | 27.6014 | 27.6014 | 2019-08-27 | Q4-2019 | 40.2539 | 40.4486 | 40.3513 | 2019-08-27 | Winter 2019-20 | 45.429 | 45.6235 | 45.5263 | 2019-08-27 | Sep-2019 | 28.45 | 28.5 | 28.475
| 2019-08-28 | 27.748 | 27.7971 | 27.7725 | 2019-08-28 | Q4-2019 | 40.549 | 40.7528 | 40.6509 | 2019-08-28 | Winter 2019-20 | 45.6982 | 45.9017 | 45.8 | 2019-08-28 | Sep-2019 | 28.925 | 28.975 | 28.95
| 2019-08-29 | 26.8963 | 27.1014 | 26.9989 | 2019-08-29 | Q4-2019 | 42.2984 | 42.5029 | 42.4006 | 2019-08-29 | Winter 2019-20 | 46.9287 | 47.1247 | 47.0267 | 2019-08-29 | Sep-2019 | 30.075 | 30.175 | 30.125
| 2019-08-30 | 24.9982 | 24.9982 | 24.9982 | 2019-08-30 | Q4-2019 | 41.5521 | 41.7486 | 41.6504 | 2019-08-30 | Winter 2019-20 | 46.2513 | 46.4474 | 46.3493 | 2019-08-30 | Sep-2019 | 27.65 | 27.65 | 27.65
| 2019-09-02 | 19.3986 | 19.5976 | 19.4981 | 2019-09-02 | Q4-2019 | 40.2 | 40.2992 | 40.2496 | 2019-09-02 | Winter 2019-20 | 45.0475 | 45.1961 | 45.1218 | 2019-09-02 | Oct-2019 | 31.1 | 31.2 | 31.15
| 2019-09-03 | 19.1713 | 19.221 | 19.1961 | 2019-09-03 | Q4-2019 | 40.1727 | 40.2718 | 40.2222 | 2019-09-03 | Winter 2019-20 | 44.8229 | 44.9712 | 44.897 | 2019-09-03 | Oct-2019 | 31.575 | 31.575 | 31.575
| 2019-09-04 | 19.2726 | 19.3218 | 19.2972 | 2019-09-04 | Q4-2019 | 39.6972 | 39.8037 | 39.7505 | 2019-09-04 | Winter 2019-20 | 44.4241 | 44.5712 | 44.4976 | 2019-09-04 | Oct-2019 | 30.9 | 30.95 | 30.925
| 2019-09-05 | 20.5535 | 20.6994 | 20.6265 | 2019-09-05 | Q4-2019 | 40.3466 | 40.4518 | 40.3992 | 2019-09-05 | Winter 2019-20 | 45.1509 | 45.2961 | 45.2235 | 2019-09-05 | Oct-2019 | 31.575 | 31.625 | 31.6
| 2019-09-06 | 24.848 | 24.9535 | 24.9007 | 2019-09-06 | Q4-2019 | 40.6993 | 40.7965 | 40.7479 | 2019-09-06 | Winter 2019-20 | 45.3531 | 45.4987 | 45.4259 | 2019-09-06 | Oct-2019 | 31.975 | 32.025 | 32
| 2019-09-09 | 26.301 | 26.5033 | 26.4021 | 2019-09-09 | Q4-2019 | 40.5269 | 40.6723 | 40.5996 | 2019-09-09 | Winter 2019-20 | 45.4129 | 45.5902 | 45.5015 | 2019-09-09 | Oct-2019 | 31.75 | 31.75 | 31.75
| 2019-09-10 | 28.9034 | 29.0977 | 29.0006 | 2019-09-10 | Q4-2019 | 46.9499 | 46.9984 | 46.9742 | 2019-09-10 | Winter 2019-20 | 51.6735 | 51.7219 | 51.6977 | 2019-09-10 | Oct-2019 | 38.225 | 38.275 | 38.25
| 2019-09-11 | 25.4039 | 25.5985 | 25.5012 | 2019-09-11 | Q4-2019 | 44.5259 | 44.7282 | 44.627 | 2019-09-11 | Winter 2019-20 | 49.2715 | 49.4735 | 49.3725 | 2019-09-11 | Oct-2019 | 35.65 | 35.85 | 35.75
| 2019-09-12 | 27.7463 | 28.249 | 27.9976 | 2019-09-12 | Q4-2019 | 45.7759 | 45.9782 | 45.877 | 2019-09-12 | Winter 2019-20 | 50.101 | 50.303 | 50.202 | 2019-09-12 | Oct-2019 | 37.6 | 37.8 | 37.7
| 2019-09-13 | 29.7483 | 30.2463 | 29.9973 | 2019-09-13 | Q4-2019 | 45.2268 | 45.4272 | 45.327 | 2019-09-13 | Winter 2019-20 | 49.1286 | 49.3286 | 49.2286 | 2019-09-13 | Oct-2019 | 37.65 | 37.8 | 37.725
| 2019-09-16 | 30.1508 | 30.3521 | 30.2515 | 2019-09-16 | Q4-2019 | 48.0023 | 48.2033 | 48.1028 | 2019-09-16 | Winter 2019-20 | 52.7504 | 52.951 | 52.8507 | 2019-09-16 | Oct-2019 | 39.65 | 39.85 | 39.75
| 2019-09-17 | 25.8012 | 25.8012 | 25.8012 | 2019-09-17 | Q4-2019 | 44.2284 | 44.4283 | 44.3284 | 2019-09-17 | Winter 2019-20 | 49.1526 | 49.3522 | 49.2524 | 2019-09-17 | Oct-2019 | 35.025 | 35.225 | 35.125
| 2019-09-18 | 25.3718 | 25.4279 | 25.3998 | 2019-09-18 | Q4-2019 | 43.2232 | 43.4232 | 43.3232 | 2019-09-18 | Winter 2019-20 | 48.4782 | 48.6778 | 48.578 | 2019-09-18 | Oct-2019 | 32.95 | 33.15 | 33.05
| 2019-09-19 | 24.2215 | 24.2776 | 24.2495 | 2019-09-19 | Q4-2019 | 43.203 | 43.299 | 43.251 | 2019-09-19 | Winter 2019-20 | 48.4972 | 48.601 | 48.5491 | 2019-09-19 | Oct-2019 | 32.4 | 32.5 | 32.45
| 2019-09-20 | 25.2964 | 25.4966 | 25.3965 | 2019-09-20 | Q4-2019 | 43.6033 | 43.8031 | 43.7032 | 2019-09-20 | Winter 2019-20 | 48.9039 | 49.1034 | 49.0036 | 2019-09-20 | Oct-2019 | 33.075 | 33.275 | 33.175
| 2019-09-23 | 25.1513 | 25.3523 | 25.2518 | 2019-09-23 | Q4-2019 | 42.3247 | 42.5254 | 42.425 | 2019-09-23 | Winter 2019-20 | 47.8994 | 48.0998 | 47.9996 | 2019-09-23 | Oct-2019 | 31.825 | 32.025 | 31.925
| 2019-09-24 | 26.6534 | 26.854 | 26.7537 | 2019-09-24 | Q4-2019 | 42.3724 | 42.5726 | 42.4725 | 2019-09-24 | Winter 2019-20 | 47.7495 | 47.9494 | 47.8495 | 2019-09-24 | Oct-2019 | 32.275 | 32.325 | 32.3
| 2019-09-25 | 24.9522 | 25.0492 | 25.0007 | 2019-09-25 | Q4-2019 | 41.3012 | 41.503 | 41.4021 | 2019-09-25 | Winter 2019-20 | 47.0264 | 47.2278 | 47.1271 | 2019-09-25 | Oct-2019 | 30.75 | 30.95 | 30.85
| 2019-09-26 | 24.6756 | 24.7727 | 24.7241 | 2019-09-26 | Q4-2019 | 42.0282 | 42.1252 | 42.0767 | 2019-09-26 | Winter 2019-20 | 47.6478 | 47.7527 | 47.7003 | 2019-09-26 | Oct-2019 | 30.9 | 31 | 30.95
| 2019-09-27 | 24.8 | 24.8 | 24.8 | 2019-09-27 | Q4-2019 | 41.5505 | 41.7532 | 41.6519 | 2019-09-27 | Winter 2019-20 | 47.154 | 47.3482 | 47.2511 | 2019-09-27 | Oct-2019 | 30.55 | 30.75 | 30.65
| 2019-09-30 | 21.6269 | 21.6756 | 21.6513 | 2019-09-30 | Q4-2019 | 40.1743 | 40.3773 | 40.2758 | 2019-09-30 | Winter 2019-20 | 46.1991 | 46.4017 | 46.3004 | 2019-09-30 | Oct-2019 | 28.5 | 28.7 | 28.6
| 2019-10-01 | 26.502 | 26.6979 | 26.5999 | 2019-10-01 | Q1-2020 | 52.8476 | 53.0507 | 52.9492 | 2019-10-01 | Summer 2020 | 44.8982 | 45.1006 | 44.9994 | 2019-10-01 | Nov-2019 | 44 | 44.05 | 44.025
| 2019-10-02 | 27.6981 | 27.9013 | 27.7997 | 2019-10-02 | Q1-2020 | 51.3488 | 51.551 | 51.4499 | 2019-10-02 | Summer 2020 | 43.6024 | 43.8039 | 43.7032 | 2019-10-02 | Nov-2019 | 42.325 | 42.375 | 42.35
| 2019-10-03 | 31.2004 | 31.2488 | 31.2246 | 2019-10-03 | Q1-2020 | 50.9508 | 51.0471 | 50.9989 | 2019-10-03 | Summer 2020 | 42.9532 | 43.1533 | 43.0532 | 2019-10-03 | Nov-2019 | 42.4 | 42.5 | 42.45
| 2019-10-04 | 27.004 | 27.004 | 27.004 | 2019-10-04 | Q1-2020 | 50.6235 | 50.7772 | 50.7004 | 2019-10-04 | Summer 2020 | 43.0768 | 43.2784 | 43.1776 | 2019-10-04 | Nov-2019 | 41.8 | 41.85 | 41.825
| 2019-10-07 | 25.8994 | 26.1023 | 26.0009 | 2019-10-07 | Q1-2020 | 50.2986 | 50.5007 | 50.3997 | 2019-10-07 | Summer 2020 | 43.1984 | 43.3998 | 43.2991 | 2019-10-07 | Nov-2019 | 41.15 | 41.2 | 41.175
| 2019-10-08 | 25.0497 | 25.2463 | 25.148 | 2019-10-08 | Q1-2020 | 50.9284 | 51.1243 | 51.0264 | 2019-10-08 | Summer 2020 | 43.3485 | 43.5518 | 43.4501 | 2019-10-08 | Nov-2019 | 41.9 | 42 | 41.95
| 2019-10-09 | 20.9531 | 21.1495 | 21.0513 | 2019-10-09 | Q1-2020 | 51.3776 | 51.5733 | 51.4755 | 2019-10-09 | Summer 2020 | 43.9281 | 44.123 | 44.0256 | 2019-10-09 | Nov-2019 | 42.075 | 42.175 | 42.125
| 2019-10-10 | 22.0277 | 22.1738 | 22.1007 | 2019-10-10 | Q1-2020 | 51.6019 | 51.804 | 51.703 | 2019-10-10 | Summer 2020 | 44.0531 | 44.2465 | 44.1498 | 2019-10-10 | Nov-2019 | 42.3 | 42.35 | 42.325
| 2019-10-11 | 23.101 | 23.2981 | 23.1996 | 2019-10-11 | Q1-2020 | 51.1538 | 51.3501 | 51.2519 | 2019-10-11 | Summer 2020 | 43.8977 | 44.1012 | 43.9995 | 2019-10-11 | Nov-2019 | 41.8 | 42 | 41.9
| 2019-10-14 | 28.0497 | 28.2485 | 28.1491 | 2019-10-14 | Q1-2020 | 50.8995 | 51.0975 | 50.9985 | 2019-10-14 | Summer 2020 | 43.598 | 43.8033 | 43.7006 | 2019-10-14 | Nov-2019 | 42.2 | 42.25 | 42.225
| 2019-10-15 | 28.0498 | 28.1519 | 28.1008 | 2019-10-15 | Q1-2020 | 50.1463 | 50.248 | 50.1972 | 2019-10-15 | Summer 2020 | 43.0741 | 43.2768 | 43.1754 | 2019-10-15 | Nov-2019 | 41.7 | 41.8 | 41.75
| 2019-10-16 | 25.9785 | 26.0253 | 26.0019 | 2019-10-16 | Q1-2020 | 49.8507 | 49.9982 | 49.9244 | 2019-10-16 | Summer 2020 | 42.7486 | 42.9498 | 42.8492 | 2019-10-16 | Nov-2019 | 41.7 | 41.8 | 41.75
| 2019-10-17 | 25.4498 | 25.6519 | 25.5508 | 2019-10-17 | Q1-2020 | 49.4788 | 49.626 | 49.5524 | 2019-10-17 | Summer 2020 | 42.4385 | 42.6161 | 42.5273 | 2019-10-17 | Nov-2019 | 41.425 | 41.475 | 41.45
| 2019-10-18 | 27.3536 | 27.3536 | 27.3536 | 2019-10-18 | Q1-2020 | 48.7468 | 48.9481 | 48.8474 | 2019-10-18 | Summer 2020 | 42.0516 | 42.0979 | 42.0747 | 2019-10-18 | Nov-2019 | 41.25 | 41.35 | 41.3
| 2019-10-21 | 22.3979 | 22.5982 | 22.498 | 2019-10-21 | Q1-2020 | 47.6027 | 47.7026 | 47.6527 | 2019-10-21 | Summer 2020 | 41.2032 | 41.3486 | 41.2759 | 2019-10-21 | Nov-2019 | 40.2 | 40.25 | 40.225
| 2019-10-22 | 24.1037 | 24.1037 | 24.1037 | 2019-10-22 | Q1-2020 | 47.3006 | 47.5006 | 47.4006 | 2019-10-22 | Summer 2020 | 41.1016 | 41.3009 | 41.2012 | 2019-10-22 | Nov-2019 | 40.55 | 40.6 | 40.575
| 2019-10-23 | 25.9511 | 26.052 | 26.0016 | 2019-10-23 | Q1-2020 | 46.8491 | 47.0038 | 46.9264 | 2019-10-23 | Summer 2020 | 40.9481 | 41.0483 | 40.9982 | 2019-10-23 | Nov-2019 | 40.125 | 40.175 | 40.15
| 2019-10-24 | 25.9982 | 25.9982 | 25.9982 | 2019-10-24 | Q1-2020 | 46.9986 | 47.0996 | 47.0491 | 2019-10-24 | Summer 2020 | 41.2283 | 41.4218 | 41.3251 | 2019-10-24 | Nov-2019 | 40.975 | 41.075 | 41.025
| 2019-10-25 | 27.7489 | 28.2472 | 27.9981 | 2019-10-25 | Q1-2020 | 46.2466 | 46.5027 | 46.3747 | 2019-10-25 | Summer 2020 | 40.5488 | 40.7499 | 40.6494 | 2019-10-25 | Nov-2019 | 39.8 | 39.85 | 39.825
| 2019-10-28 | 27.0962 | 27.0962 | 27.0962 | 2019-10-28 | Q1-2020 | 45.6987 | 45.9002 | 45.7995 | 2019-10-28 | Summer 2020 | 40.0983 | 40.2991 | 40.1987 | 2019-10-28 | Nov-2019 | 37.35 | 37.45 | 37.4
| 2019-10-29 | 25.0499 | 25.1508 | 25.1004 | 2019-10-29 | Q1-2020 | 45.0972 | 45.2984 | 45.1978 | 2019-10-29 | Summer 2020 | 39.6525 | 39.853 | 39.7528 | 2019-10-29 | Nov-2019 | 35.925 | 36.075 | 36
| 2019-10-30 | 22.9538 | 22.9538 | 22.9538 | 2019-10-30 | Q1-2020 | 45.1013 | 45.3027 | 45.202 | 2019-10-30 | Summer 2020 | 39.2021 | 39.4028 | 39.3024 | 2019-10-30 | Nov-2019 | 36.175 | 36.375 | 36.275
| 2019-10-31 | 23.0982 | 23.0982 | 23.0982 | 2019-10-31 | Q1-2020 | 45.1492 | 45.3496 | 45.2494 | 2019-10-31 | Summer 2020 | 39.298 | 39.4978 | 39.3979 | 2019-10-31 | Nov-2019 | 35.15 | 35.35 | 35.25
| 2019-11-01 | 28.3036 | 28.3036 | 28.3036 | 2019-11-01 | Q1-2020 | 45.5745 | 45.6746 | 45.6246 | 2019-11-01 | Summer 2020 | 39.7758 | 39.9756 | 39.8757 | 2019-11-01 | Dec-2019 | 43.05 | 43.1 | 43.075
| 2019-11-04 | 31.748 | 31.748 | 31.748 | 2019-11-04 | Q1-2020 | 46.4528 | 46.5533 | 46.503 | 2019-11-04 | Summer 2020 | 40.8023 | 41.0025 | 40.9024 | 2019-11-04 | Dec-2019 | 43.975 | 44.075 | 44.025
| 2019-11-05 | 34.4782 | 34.5248 | 34.5015 | 2019-11-05 | Q1-2020 | 46.2252 | 46.4267 | 46.3259 | 2019-11-05 | Summer 2020 | 40.4485 | 40.6493 | 40.5489 | 2019-11-05 | Dec-2019 | 43.925 | 43.975 | 43.95
| 2019-11-06 | 33.7248 | 33.7715 | 33.7482 | 2019-11-06 | Q1-2020 | 45.2011 | 45.4026 | 45.3018 | 2019-11-06 | Summer 2020 | 39.5026 | 39.7034 | 39.603 | 2019-11-06 | Dec-2019 | 42.875 | 42.925 | 42.9
| 2019-11-07 | 35.8268 | 36.1777 | 36.0022 | 2019-11-07 | Q1-2020 | 44.8033 | 44.9977 | 44.9005 | 2019-11-07 | Summer 2020 | 39.2002 | 39.4016 | 39.3009 | 2019-11-07 | Dec-2019 | 42.4 | 42.5 | 42.45
| 2019-11-08 | 38.1015 | 38.2031 | 38.1523 | 2019-11-08 | Q1-2020 | 44.2287 | 44.4237 | 44.3262 | 2019-11-08 | Summer 2020 | 38.8011 | 38.8477 | 38.8244 | 2019-11-08 | Dec-2019 | 41.75 | 41.8 | 41.775
| 2019-11-11 | 36.5505 | 36.7526 | 36.6516 | 2019-11-11 | Q1-2020 | 43.7967 | 43.9518 | 43.8742 | 2019-11-11 | Summer 2020 | 38.3768 | 38.5777 | 38.4772 | 2019-11-11 | Dec-2019 | 41.475 | 41.625 | 41.55
| 2019-11-12 | 39.0252 | 39.0252 | 39.0252 | 2019-11-12 | Q1-2020 | 43.2233 | 43.4252 | 43.3242 | 2019-11-12 | Summer 2020 | 37.7759 | 37.977 | 37.8764 | 2019-11-12 | Dec-2019 | 40.875 | 40.975 | 40.925
| 2019-11-13 | 38.599 | 38.599 | 38.599 | 2019-11-13 | Q1-2020 | 43.0713 | 43.1257 | 43.0985 | 2019-11-13 | Summer 2020 | 37.803 | 37.9964 | 37.8997 | 2019-11-13 | Dec-2019 | 40.225 | 40.275 | 40.25
| 2019-11-14 | 38.0004 | 38.047 | 38.0237 | 2019-11-14 | Q1-2020 | 43.5496 | 43.6503 | 43.5999 | 2019-11-14 | Summer 2020 | 38.3478 | 38.5484 | 38.4481 | 2019-11-14 | Dec-2019 | 40.575 | 40.675 | 40.625
| 2019-11-15 | 39.1527 | 39.1527 | 39.1527 | 2019-11-15 | Q1-2020 | 43.975 | 44.0755 | 44.0252 | 2019-11-15 | Summer 2020 | 38.9024 | 39.1028 | 39.0026 | 2019-11-15 | Dec-2019 | 40.925 | 41.025 | 40.975
| 2019-11-18 | 38.2523 | 38.3525 | 38.3024 | 2019-11-18 | Q1-2020 | 42.9005 | 43.1005 | 43.0005 | 2019-11-18 | Summer 2020 | 37.8982 | 38.0975 | 37.9979 | 2019-11-18 | Dec-2019 | 39.725 | 39.775 | 39.75
| 2019-11-19 | 38.9024 | 39.1034 | 39.0029 | 2019-11-19 | Q1-2020 | 42.9217 | 43.022 | 42.9719 | 2019-11-19 | Summer 2020 | 37.95 | 38.1498 | 38.0499 | 2019-11-19 | Dec-2019 | 40 | 40.1 | 40.05
| 2019-11-20 | 39.8279 | 39.8744 | 39.8512 | 2019-11-20 | Q1-2020 | 43.3731 | 43.4735 | 43.4233 | 2019-11-20 | Summer 2020 | 38.3479 | 38.5481 | 38.448 | 2019-11-20 | Dec-2019 | 40.65 | 40.7 | 40.675
| 2019-11-21 | 40.8975 | 41.0989 | 40.9982 | 2019-11-21 | Q1-2020 | 43.6462 | 43.8472 | 43.7467 | 2019-11-21 | Summer 2020 | 38.7241 | 38.9244 | 38.8243 | 2019-11-21 | Dec-2019 | 41.125 | 41.175 | 41.15
| 2019-11-22 | 41.7774 | 41.9255 | 41.8515 | 2019-11-22 | Q1-2020 | 44.5748 | 44.7771 | 44.6759 | 2019-11-22 | Summer 2020 | 39.7973 | 39.8515 | 39.8244 | 2019-11-22 | Dec-2019 | 42.375 | 42.425 | 42.4
| 2019-11-25 | 41.7981 | 41.9996 | 41.8988 | 2019-11-25 | Q1-2020 | 44.3021 | 44.5031 | 44.4026 | 2019-11-25 | Summer 2020 | 39.3968 | 39.597 | 39.4969 | 2019-11-25 | Dec-2019 | 42.6 | 42.65 | 42.625
| 2019-11-26 | 40.6782 | 40.7249 | 40.7015 | 2019-11-26 | Q1-2020 | 43.523 | 43.624 | 43.5735 | 2019-11-26 | Summer 2020 | 38.7225 | 38.9236 | 38.8231 | 2019-11-26 | Dec-2019 | 41.6 | 41.7 | 41.65
| 2019-11-27 | 40.9714 | 41.0257 | 40.9985 | 2019-11-27 | Q1-2020 | 43.9466 | 43.9466 | 43.9466 | 2019-11-27 | Summer 2020 | 39.0282 | 39.2287 | 39.1285 | 2019-11-27 | Dec-2019 | 41.9 | 42 | 41.95
| 2019-11-28 | 41.0996 | 41.0996 | 41.0996 | 2019-11-28 | Q1-2020 | 43.0213 | 43.2223 | 43.1218 | 2019-11-28 | Summer 2020 | 38.0263 | 38.2265 | 38.1264 | 2019-11-28 | Dec-2019 | 40.7 | 40.9 | 40.8
| 2019-11-29 | 40.3487 | 40.5498 | 40.4492 | 2019-11-29 | Q1-2020 | 42.7538 | 42.9466 | 42.8502 | 2019-11-29 | Summer 2020 | 37.7494 | 37.9492 | 37.8493 | 2019-11-29 | Dec-2019 | 40.7 | 40.9 | 40.8
| 2019-12-02 | 39.0723 | 39.1264 | 39.0994 | 2019-12-02 | Q1-2020 | 41.4764 | 41.5767 | 41.5265 | 2019-12-02 | Summer 2020 | 36.9 | 37.0999 | 36.9999 | 2019-12-02 | Jan-2020 | 41.325 | 41.425 | 41.375
| 2019-12-03 | 36.6038 | 36.6038 | 36.6038 | 2019-12-03 | Q1-2020 | 41.1471 | 41.2469 | 41.197 | 2019-12-03 | Summer 2020 | 36.6277 | 36.8266 | 36.7272 | 2019-12-03 | Jan-2020 | 41.1 | 41.2 | 41.15
| 2019-12-04 | 35.4037 | 35.4037 | 35.4037 | 2019-12-04 | Q1-2020 | 40.9712 | 41.0779 | 41.0245 | 2019-12-04 | Summer 2020 | 36.3486 | 36.5536 | 36.4511 | 2019-12-04 | Jan-2020 | 40.9 | 41 | 40.95
| 2019-12-05 | 31.2477 | 31.453 | 31.3504 | 2019-12-05 | Q1-2020 | 39.8464 | 39.9982 | 39.9223 | 2019-12-05 | Summer 2020 | 35.3981 | 35.6023 | 35.5002 | 2019-12-05 | Jan-2020 | 39.775 | 39.875 | 39.825
| 2019-12-06 | 32.8028 | 33.001 | 32.9019 | 2019-12-06 | Q1-2020 | 38.9485 | 39.0474 | 38.998 | 2019-12-06 | Summer 2020 | 34.4964 | 34.7012 | 34.5988 | 2019-12-06 | Jan-2020 | 38.825 | 38.925 | 38.875
| 2019-12-09 | 33.2481 | 33.3013 | 33.2747 | 2019-12-09 | Q1-2020 | 38.1217 | 38.2279 | 38.1748 | 2019-12-09 | Summer 2020 | 34.0022 | 34.1987 | 34.1005 | 2019-12-09 | Jan-2020 | 38 | 38.1 | 38.05
| 2019-12-10 | 32.6251 | 32.6251 | 32.6251 | 2019-12-10 | Q1-2020 | 37.2787 | 37.3242 | 37.3015 | 2019-12-10 | Summer 2020 | 33.3715 | 33.5753 | 33.4734 | 2019-12-10 | Jan-2020 | 37.075 | 37.125 | 37.1
| 2019-12-11 | 31.5715 | 31.5715 | 31.5715 | 2019-12-11 | Q1-2020 | 36.1749 | 36.2733 | 36.2241 | 2019-12-11 | Summer 2020 | 32.873 | 33.0767 | 32.9749 | 2019-12-11 | Jan-2020 | 35.9 | 36 | 35.95
| 2019-12-12 | 33.65 | 33.65 | 33.65 | 2019-12-12 | Q1-2020 | 38.2243 | 38.3232 | 38.2737 | 2019-12-12 | Summer 2020 | 34.5528 | 34.7497 | 34.6513 | 2019-12-12 | Jan-2020 | 37.975 | 38.075 | 38.025
| 2019-12-13 | 30.9467 | 31.0517 | 30.9992 | 2019-12-13 | Q1-2020 | 35.2277 | 35.325 | 35.2764 | 2019-12-13 | Summer 2020 | 32.0754 | 32.2768 | 32.1761 | 2019-12-13 | Jan-2020 | 34.925 | 35.025 | 34.975
| 2019-12-16 | 32.1495 | 32.3521 | 32.2508 | 2019-12-16 | Q1-2020 | 35.5251 | 35.5775 | 35.5513 | 2019-12-16 | Summer 2020 | 32.3464 | 32.5479 | 32.4471 | 2019-12-16 | Jan-2020 | 35.35 | 35.4 | 35.375
| 2019-12-17 | 32.598 | 32.8036 | 32.7008 | 2019-12-17 | Q1-2020 | 37.4528 | 37.5516 | 37.5022 | 2019-12-17 | Summer 2020 | 33.8767 | 34.0735 | 33.9751 | 2019-12-17 | Jan-2020 | 37.55 | 37.65 | 37.6
| 2019-12-18 | 31.9027 | 32.1016 | 32.0022 | 2019-12-18 | Q1-2020 | 38.9971 | 39.2032 | 39.1001 | 2019-12-18 | Summer 2020 | 35.0003 | 35.1981 | 35.0992 | 2019-12-18 | Jan-2020 | 39.2 | 39.4 | 39.3
| 2019-12-19 | 33.9017 | 34.1014 | 34.0016 | 2019-12-19 | Q1-2020 | 39.0777 | 39.1237 | 39.1007 | 2019-12-19 | Summer 2020 | 35.4496 | 35.6482 | 35.5489 | 2019-12-19 | Jan-2020 | 39.15 | 39.2 | 39.175
| 2019-12-20 | 32.1483 | 32.1483 | 32.1483 | 2019-12-20 | Q1-2020 | 36.9731 | 37.0726 | 37.0228 | 2019-12-20 | Summer 2020 | 34.4273 | 34.6256 | 34.5265 | 2019-12-20 | Jan-2020 | 37.125 | 37.225 | 37.175
| 2019-12-23 | 29.4011 | 29.6023 | 29.5017 | 2019-12-23 | Q1-2020 | 34.3768 | 34.4232 | 34.4 | 2019-12-23 | Summer 2020 | 32.2278 | 32.4281 | 32.328 | 2019-12-23 | Jan-2020 | 34.15 | 34.2 | 34.175
| 2019-12-24 | 27.2188 | 27.2728 | 27.2458 | 2019-12-24 | Q1-2020 | 33.2114 | 33.3038 | 33.2576 | 2019-12-24 | Summer 2020 | 31.2356 | 31.4351 | 31.3353 | 2019-12-24 | Jan-2020 | 32.95 | 33 | 32.975
| 2019-12-27 | 27.9507 | 28.05 | 28.0003 | 2019-12-27 | Q1-2020 | 33.653 | 33.7979 | 33.7254 | 2019-12-27 | Summer 2020 | 31.1477 | 31.3529 | 31.2503 | 2019-12-27 | Jan-2020 | 33.45 | 33.5 | 33.475
| 2019-12-30 | 29.8498 | 30.1467 | 29.9982 | 2019-12-30 | Q1-2020 | 32.1261 | 32.2782 | 32.2021 | 2019-12-30 | Summer 2020 | 29.801 | 29.9981 | 29.8995 | 2019-12-30 | Jan-2020 | 31.725 | 31.825 | 31.775
| 2019-12-31 | 26.5853 | 26.6306 | 26.608 | 2019-12-31 | Q1-2020 | 30.5889 | 30.687 | 30.6379 | 2019-12-31 | Summer 2020 | 28.9705 | 29.166 | 29.0682 | 2019-12-31 | Jan-2020 | 30.2 | 30.3 | 30.25
| 2020-01-02 | 26.7716 | 26.8248 | 26.7982 | 2020-01-02 | Q2-2020 | 28.5017 | 28.6986 | 28.6002 | 2020-01-02 | Summer 2020 | 28.8768 | 29.0734 | 28.9751 | 2020-01-02 | Feb-2020 | 30.9 | 30.95 | 30.925
| 2020-01-03 | 29.4032 | 29.5025 | 29.4529 | 2020-01-03 | Q2-2020 | 31.2036 | 31.4016 | 31.3026 | 2020-01-03 | Summer 2020 | 31.6538 | 31.8515 | 31.7526 | 2020-01-03 | Feb-2020 | 33.35 | 33.35 | 33.35
| 2020-01-06 | 27.9483 | 28.1534 | 28.0508 | 2020-01-06 | Q2-2020 | 29.7751 | 29.8735 | 29.8243 | 2020-01-06 | Summer 2020 | 30.2472 | 30.3531 | 30.3002 | 2020-01-06 | Feb-2020 | 31.1 | 31.2 | 31.15
| 2020-01-07 | 27.9474 | 27.9474 | 27.9474 | 2020-01-07 | Q2-2020 | 28.7261 | 28.9237 | 28.8249 | 2020-01-07 | Summer 2020 | 29.1483 | 29.3532 | 29.2508 | 2020-01-07 | Feb-2020 | 30.125 | 30.175 | 30.15
| 2020-01-08 | 28.2021 | 28.4007 | 28.3014 | 2020-01-08 | Q2-2020 | 28.8974 | 28.9964 | 28.9469 | 2020-01-08 | Summer 2020 | 29.3736 | 29.4725 | 29.423 | 2020-01-08 | Feb-2020 | 30.3 | 30.35 | 30.325
| 2020-01-09 | 29.1785 | 29.324 | 29.2512 | 2020-01-09 | Q2-2020 | 29.1531 | 29.3516 | 29.2524 | 2020-01-09 | Summer 2020 | 29.5973 | 29.8032 | 29.7002 | 2020-01-09 | Feb-2020 | 30.675 | 30.725 | 30.7
| 2020-01-10 | 29.3501 | 29.4496 | 29.3998 | 2020-01-10 | Q2-2020 | 29.0497 | 29.2482 | 29.1489 | 2020-01-10 | Summer 2020 | 29.5004 | 29.6986 | 29.5995 | 2020-01-10 | Feb-2020 | 30.55 | 30.55 | 30.55
| 2020-01-13 | 30.5463 | 30.5463 | 30.5463 | 2020-01-13 | Q2-2020 | 29.424 | 29.5238 | 29.4739 | 2020-01-13 | Summer 2020 | 29.8735 | 29.9731 | 29.9233 | 2020-01-13 | Feb-2020 | 31.325 | 31.375 | 31.35
| 2020-01-14 | 28.6471 | 28.7009 | 28.674 | 2020-01-14 | Q2-2020 | 27.648 | 27.7017 | 27.6748 | 2020-01-14 | Summer 2020 | 28.1766 | 28.2225 | 28.1995 | 2020-01-14 | Feb-2020 | 29.2 | 29.2 | 29.2
| 2020-01-15 | 28.7258 | 28.7719 | 28.7489 | 2020-01-15 | Q2-2020 | 27.6733 | 27.7728 | 27.723 | 2020-01-15 | Summer 2020 | 28.153 | 28.2524 | 28.2027 | 2020-01-15 | Feb-2020 | 29.325 | 29.375 | 29.35
| 2020-01-16 | 28.7982 | 28.7982 | 28.7982 | 2020-01-16 | Q2-2020 | 27.0485 | 27.1019 | 27.0752 | 2020-01-16 | Summer 2020 | 27.5507 | 27.5964 | 27.5735 | 2020-01-16 | Feb-2020 | 28.825 | 28.875 | 28.85
| 2020-01-17 | 28.3493 | 28.3493 | 28.3493 | 2020-01-17 | Q2-2020 | 26.5267 | 26.5726 | 26.5497 | 2020-01-17 | Summer 2020 | 27.0532 | 27.1526 | 27.1029 | 2020-01-17 | Feb-2020 | 28.3 | 28.35 | 28.325
| 2020-01-20 | 27.6776 | 27.6776 | 27.6776 | 2020-01-20 | Q2-2020 | 25.8025 | 25.9022 | 25.8523 | 2020-01-20 | Summer 2020 | 26.3234 | 26.4229 | 26.3732 | 2020-01-20 | Feb-2020 | 27.275 | 27.325 | 27.3
| 2020-01-21 | 27.8247 | 27.8784 | 27.8515 | 2020-01-21 | Q2-2020 | 26.1021 | 26.2014 | 26.1518 | 2020-01-21 | Summer 2020 | 26.6217 | 26.7285 | 26.6751 | 2020-01-21 | Feb-2020 | 27.775 | 27.825 | 27.8
| 2020-01-22 | 27.0506 | 27.0506 | 27.0506 | 2020-01-22 | Q2-2020 | 25.0473 | 25.2522 | 25.1498 | 2020-01-22 | Summer 2020 | 25.573 | 25.7776 | 25.6753 | 2020-01-22 | Feb-2020 | 26.725 | 26.775 | 26.75
| 2020-01-23 | 26.9751 | 27.0743 | 27.0247 | 2020-01-23 | Q2-2020 | 24.9761 | 25.1739 | 25.075 | 2020-01-23 | Summer 2020 | 25.503 | 25.7005 | 25.6017 | 2020-01-23 | Feb-2020 | 26.825 | 26.875 | 26.85
| 2020-01-24 | 27.3979 | 27.5968 | 27.4973 | 2020-01-24 | Q2-2020 | 25.1485 | 25.2019 | 25.1752 | 2020-01-24 | Summer 2020 | 25.6772 | 25.7229 | 25.7001 | 2020-01-24 | Feb-2020 | 27.175 | 27.225 | 27.2
| 2020-01-27 | 27.7008 | 27.8004 | 27.7506 | 2020-01-27 | Q2-2020 | 25.3283 | 25.5268 | 25.4275 | 2020-01-27 | Summer 2020 | 25.8272 | 26.0255 | 25.9264 | 2020-01-27 | Feb-2020 | 27.325 | 27.425 | 27.375
| 2020-01-28 | 28.623 | 28.6769 | 28.65 | 2020-01-28 | Q2-2020 | 26.2226 | 26.4222 | 26.3224 | 2020-01-28 | Summer 2020 | 26.7463 | 26.9533 | 26.8498 | 2020-01-28 | Feb-2020 | 28.1 | 28.15 | 28.125
| 2020-01-29 | 26.4508 | 26.6508 | 26.5508 | 2020-01-29 | Q2-2020 | 24.6756 | 24.7753 | 24.7255 | 2020-01-29 | Summer 2020 | 25.2774 | 25.377 | 25.3272 | 2020-01-29 | Feb-2020 | 26.45 | 26.5 | 26.475
| 2020-01-30 | 24.7002 | 24.7536 | 24.7269 | 2020-01-30 | Q2-2020 | 24.3268 | 24.4258 | 24.3763 | 2020-01-30 | Summer 2020 | 24.9513 | 25.0502 | 25.0007 | 2020-01-30 | Feb-2020 | 25.425 | 25.475 | 25.45
| 2020-01-31 | 24.6976 | 24.8037 | 24.7507 | 2020-01-31 | Q2-2020 | 24.0242 | 24.1225 | 24.0733 | 2020-01-31 | Summer 2020 | 24.6225 | 24.7282 | 24.6753 | 2020-01-31 | Feb-2020 | 25.2 | 25.35 | 25.275
| 2020-02-03 | 24.5981 | 24.798 | 24.698 | 2020-02-03 | Q2-2020 | 23.1977 | 23.2514 | 23.2246 | 2020-02-03 | Summer 2020 | 23.8515 | 23.8975 | 23.8745 | 2020-02-03 | Mar-2020 | 22.775 | 22.825 | 22.8
| 2020-02-04 | 24.8972 | 24.997 | 24.9471 | 2020-02-04 | Q2-2020 | 23.5983 | 23.6519 | 23.6251 | 2020-02-04 | Summer 2020 | 24.2967 | 24.3503 | 24.3235 | 2020-02-04 | Mar-2020 | 23.075 | 23.075 | 23.075
| 2020-02-05 | 24.7982 | 24.7982 | 24.7982 | 2020-02-05 | Q2-2020 | 23.2746 | 23.3745 | 23.3246 | 2020-02-05 | Summer 2020 | 24.0527 | 24.1524 | 24.1025 | 2020-02-05 | Mar-2020 | 22.825 | 22.875 | 22.85
| 2020-02-06 | 23.0515 | 23.0978 | 23.0746 | 2020-02-06 | Q2-2020 | 23.0221 | 23.0761 | 23.0491 | 2020-02-06 | Summer 2020 | 23.8272 | 23.8735 | 23.8503 | 2020-02-06 | Mar-2020 | 22.525 | 22.625 | 22.575
| 2020-02-07 | 22.5728 | 22.6271 | 22.6 | 2020-02-07 | Q2-2020 | 22.6997 | 22.8002 | 22.7499 | 2020-02-07 | Summer 2020 | 23.6463 | 23.7467 | 23.6965 | 2020-02-07 | Mar-2020 | 22.075 | 22.125 | 22.1
| 2020-02-10 | 22.098 | 22.1522 | 22.1251 | 2020-02-10 | Q2-2020 | 21.5787 | 21.6714 | 21.6251 | 2020-02-10 | Summer 2020 | 22.7269 | 22.8272 | 22.777 | 2020-02-10 | Mar-2020 | 20.75 | 20.8 | 20.775
| 2020-02-11 | 21.4992 | 21.4992 | 21.4992 | 2020-02-11 | Q2-2020 | 21.453 | 21.4993 | 21.4762 | 2020-02-11 | Summer 2020 | 22.6522 | 22.6984 | 22.6753 | 2020-02-11 | Mar-2020 | 20.6 | 20.65 | 20.625
| 2020-02-12 | 21.6033 | 21.8037 | 21.7035 | 2020-02-12 | Q2-2020 | 21.6963 | 21.7963 | 21.7463 | 2020-02-12 | Summer 2020 | 22.9996 | 23.0995 | 23.0495 | 2020-02-12 | Mar-2020 | 20.8 | 20.85 | 20.825
| 2020-02-13 | 20.8483 | 20.9479 | 20.8981 | 2020-02-13 | Q2-2020 | 21.5773 | 21.776 | 21.6767 | 2020-02-13 | Summer 2020 | 22.8272 | 23.0257 | 22.9264 | 2020-02-13 | Mar-2020 | 20.525 | 20.575 | 20.55
| 2020-02-14 | 21.5477 | 21.6474 | 21.5976 | 2020-02-14 | Q2-2020 | 22.2773 | 22.4765 | 22.3769 | 2020-02-14 | Summer 2020 | 23.3995 | 23.5985 | 23.499 | 2020-02-14 | Mar-2020 | 21.125 | 21.175 | 21.15
| 2020-02-17 | 22.776 | 22.9758 | 22.8759 | 2020-02-17 | Q2-2020 | 23.3757 | 23.4754 | 23.4256 | 2020-02-17 | Summer 2020 | 24.5283 | 24.6279 | 24.5781 | 2020-02-17 | Mar-2020 | 22.1 | 22.15 | 22.125
| 2020-02-18 | 23.5527 | 23.7523 | 23.6525 | 2020-02-18 | Q2-2020 | 23.0776 | 23.1772 | 23.1274 | 2020-02-18 | Summer 2020 | 24.0999 | 24.1994 | 24.1497 | 2020-02-18 | Mar-2020 | 22.175 | 22.225 | 22.2
| 2020-02-19 | 25.1516 | 25.3525 | 25.252 | 2020-02-19 | Q2-2020 | 23.4224 | 23.6228 | 23.5226 | 2020-02-19 | Summer 2020 | 24.4276 | 24.6278 | 24.5277 | 2020-02-19 | Mar-2020 | 23.1 | 23.3 | 23.2
| 2020-02-20 | 23.2 | 23.402 | 23.301 | 2020-02-20 | Q2-2020 | 23.2256 | 23.4271 | 23.3264 | 2020-02-20 | Summer 2020 | 24.152 | 24.3533 | 24.2526 | 2020-02-20 | Mar-2020 | 23.1 | 23.3 | 23.2
| 2020-02-21 | 23.0989 | 23.0989 | 23.0989 | 2020-02-21 | Q2-2020 | 22.7017 | 22.9018 | 22.8018 | 2020-02-21 | Summer 2020 | 23.5532 | 23.7532 | 23.6532 | 2020-02-21 | Mar-2020 | 22.725 | 22.875 | 22.8
| 2020-02-24 | 24.5238 | 24.5779 | 24.5508 | 2020-02-24 | Q2-2020 | 21.8006 | 21.847 | 21.8238 | 2020-02-24 | Summer 2020 | 22.5486 | 22.6026 | 22.5756 | 2020-02-24 | Mar-2020 | 22.425 | 22.475 | 22.45
| 2020-02-25 | 24.7505 | 24.7505 | 24.7505 | 2020-02-25 | Q2-2020 | 21.4466 | 21.5463 | 21.4965 | 2020-02-25 | Summer 2020 | 22.1748 | 22.2745 | 22.2247 | 2020-02-25 | Mar-2020 | 22.425 | 22.475 | 22.45
| 2020-02-26 | 24.897 | 24.897 | 24.897 | 2020-02-26 | Q2-2020 | 21.8489 | 21.9493 | 21.8991 | 2020-02-26 | Summer 2020 | 22.5278 | 22.6281 | 22.5779 | 2020-02-26 | Mar-2020 | 22.975 | 23.025 | 23
| 2020-02-27 | 24.1485 | 24.3505 | 24.2495 | 2020-02-27 | Q2-2020 | 21.5489 | 21.6032 | 21.5761 | 2020-02-27 | Summer 2020 | 22.2253 | 22.2718 | 22.2485 | 2020-02-27 | Mar-2020 | 22.925 | 22.975 | 22.95
| 2020-02-28 | 24.9537 | 25.1495 | 25.0516 | 2020-02-28 | Q2-2020 | 22.1524 | 22.2462 | 22.1993 | 2020-02-28 | Summer 2020 | 22.75 | 22.8516 | 22.8008 | 2020-02-28 | Mar-2020 | 23.2 | 23.4 | 23.3
| 2020-03-02 | 25.0758 | 25.1228 | 25.0993 | 2020-03-02 | Q2-2020 | 22.7487 | 22.8034 | 22.776 | 2020-03-02 | Summer 2020 | 23.3028 | 23.3497 | 23.3263 | 2020-03-02 | Apr-2020 | 22.525 | 22.575 | 22.55
| 2020-03-03 | 25.8494 | 26.0525 | 25.951 | 2020-03-03 | Q2-2020 | 23.1037 | 23.1505 | 23.1271 | 2020-03-03 | Summer 2020 | 23.6271 | 23.6739 | 23.6505 | 2020-03-03 | Apr-2020 | 22.85 | 22.9 | 22.875
| 2020-03-04 | 25.0516 | 25.1531 | 25.1024 | 2020-03-04 | Q2-2020 | 22.5215 | 22.6229 | 22.5722 | 2020-03-04 | Summer 2020 | 23.1253 | 23.2267 | 23.176 | 2020-03-04 | Apr-2020 | 22.25 | 22.3 | 22.275
| 2020-03-05 | 25.3533 | 25.4462 | 25.3997 | 2020-03-05 | Q2-2020 | 22.5462 | 22.6467 | 22.5965 | 2020-03-05 | Summer 2020 | 23.1231 | 23.2235 | 23.1733 | 2020-03-05 | Apr-2020 | 22.4 | 22.5 | 22.45
| 2020-03-06 | 23.0963 | 23.2038 | 23.1501 | 2020-03-06 | Q2-2020 | 21.8746 | 21.9283 | 21.9014 | 2020-03-06 | Summer 2020 | 22.4734 | 22.5271 | 22.5002 | 2020-03-06 | Apr-2020 | 21.7 | 21.75 | 21.725
| 2020-03-09 | 22.3999 | 22.3999 | 22.3999 | 2020-03-09 | Q2-2020 | 21.5991 | 21.7974 | 21.6982 | 2020-03-09 | Summer 2020 | 22.1506 | 22.3489 | 22.2497 | 2020-03-09 | Apr-2020 | 21.575 | 21.775 | 21.675
| 2020-03-10 | 23.9516 | 24.052 | 24.0018 | 2020-03-10 | Q2-2020 | 22.8024 | 23.0033 | 22.9028 | 2020-03-10 | Summer 2020 | 23.3469 | 23.5477 | 23.4473 | 2020-03-10 | Apr-2020 | 22.9 | 23.1 | 23
| 2020-03-11 | 24.5994 | 24.7003 | 24.6498 | 2020-03-11 | Q2-2020 | 23.9228 | 24.1246 | 24.0237 | 2020-03-11 | Summer 2020 | 24.3987 | 24.6005 | 24.4996 | 2020-03-11 | Apr-2020 | 24 | 24.2 | 24.1
| 2020-03-12 | 24.8985 | 24.8985 | 24.8985 | 2020-03-12 | Q2-2020 | 23.6788 | 23.8783 | 23.7786 | 2020-03-12 | Summer 2020 | 24.0538 | 24.2533 | 24.1536 | 2020-03-12 | Apr-2020 | 23.75 | 23.95 | 23.85
| 2020-03-13 | 24.1036 | 24.2487 | 24.1761 | 2020-03-13 | Q2-2020 | 23.5966 | 23.7979 | 23.6972 | 2020-03-13 | Summer 2020 | 24.1017 | 24.3028 | 24.2023 | 2020-03-13 | Apr-2020 | 23.75 | 23.8 | 23.775
| 2020-03-16 | 22.8526 | 22.8526 | 22.8526 | 2020-03-16 | Q2-2020 | 22.6751 | 22.8784 | 22.7767 | 2020-03-16 | Summer 2020 | 23.2246 | 23.4278 | 23.3262 | 2020-03-16 | Apr-2020 | 22.725 | 22.925 | 22.825
| 2020-03-17 | 23.5039 | 23.7031 | 23.6035 | 2020-03-17 | Q2-2020 | 22.2027 | 22.2524 | 22.2276 | 2020-03-17 | Summer 2020 | 22.7738 | 22.8235 | 22.7987 | 2020-03-17 | Apr-2020 | 22.175 | 22.225 | 22.2
| 2020-03-18 | 24.1477 | 24.3517 | 24.2497 | 2020-03-18 | Q2-2020 | 21.9251 | 21.976 | 21.9505 | 2020-03-18 | Summer 2020 | 22.4014 | 22.4523 | 22.4269 | 2020-03-18 | Apr-2020 | 22.025 | 22.075 | 22.05
| 2020-03-19 | 24.4026 | 24.4541 | 24.4284 | 2020-03-19 | Q2-2020 | 22.6538 | 22.748 | 22.7009 | 2020-03-19 | Summer 2020 | 23.0492 | 23.1519 | 23.1005 | 2020-03-19 | Apr-2020 | 22.875 | 22.975 | 22.925
| 2020-03-20 | 23.1458 | 23.299 | 23.2224 | 2020-03-20 | Q2-2020 | 21.628 | 21.7215 | 21.6747 | 2020-03-20 | Summer 2020 | 22.1515 | 22.2535 | 22.2025 | 2020-03-20 | Apr-2020 | 21.975 | 22.075 | 22.025
| 2020-03-23 | 21.8522 | 21.948 | 21.9001 | 2020-03-23 | Q2-2020 | 21.1519 | 21.3521 | 21.252 | 2020-03-23 | Summer 2020 | 21.6792 | 21.8792 | 21.7792 | 2020-03-23 | Apr-2020 | 21.55 | 21.75 | 21.65
| 2020-03-24 | 21.496 | 21.5981 | 21.5471 | 2020-03-24 | Q2-2020 | 20.8462 | 21.0502 | 20.9482 | 2020-03-24 | Summer 2020 | 21.4282 | 21.6236 | 21.5259 | 2020-03-24 | Apr-2020 | 21.325 | 21.525 | 21.425
| 2020-03-25 | 22.2982 | 22.3999 | 22.3491 | 2020-03-25 | Q2-2020 | 20.3481 | 20.4497 | 20.3989 | 2020-03-25 | Summer 2020 | 21.2001 | 21.3017 | 21.2509 | 2020-03-25 | Apr-2020 | 20.675 | 20.725 | 20.7
| 2020-03-26 | 19.9212 | 19.9788 | 19.95 | 2020-03-26 | Q2-2020 | 19.2478 | 19.4536 | 19.3507 | 2020-03-26 | Summer 2020 | 20.2005 | 20.398 | 20.2992 | 2020-03-26 | Apr-2020 | 19.45 | 19.65 | 19.55
| 2020-03-27 | 18.9728 | 19.0212 | 18.997 | 2020-03-27 | Q2-2020 | 18.1284 | 18.225 | 18.1767 | 2020-03-27 | Summer 2020 | 19.1244 | 19.229 | 19.1767 | 2020-03-27 | Apr-2020 | 18.25 | 18.35 | 18.3
| 2020-03-30 | 18.7738 | 18.8222 | 18.798 | 2020-03-30 | Q2-2020 | 16.6984 | 16.7468 | 16.7226 | 2020-03-30 | Summer 2020 | 17.7511 | 17.7994 | 17.7753 | 2020-03-30 | Apr-2020 | 16.8 | 16.8 | 16.8
| 2020-03-31 | 17.1967 | 17.3975 | 17.2971 | 2020-03-31 | Q2-2020 | 16.7519 | 16.9526 | 16.8523 | 2020-03-31 | Summer 2020 | 18.0509 | 18.2514 | 18.1511 | 2020-03-31 | Apr-2020 | 16.65 | 16.85 | 16.75
| 2020-04-01 | 16.7785 | 16.9237 | 16.8511 | 2020-04-01 | Q3-2020 | 18.9769 | 19.1219 | 19.0494 | 2020-04-01 | Winter 2020-21 | 31.5012 | 31.7025 | 31.6018 | 2020-04-01 | May-2020 | 16.075 | 16.125 | 16.1
| 2020-04-02 | 17.3996 | 17.3996 | 17.3996 | 2020-04-02 | Q3-2020 | 19.079 | 19.2722 | 19.1756 | 2020-04-02 | Winter 2020-21 | 31.871 | 32.0722 | 31.9716 | 2020-04-02 | May-2020 | 15.95 | 16.15 | 16.05
| 2020-04-03 | 15.8525 | 15.9015 | 15.877 | 2020-04-03 | Q3-2020 | 19.3287 | 19.5245 | 19.4266 | 2020-04-03 | Winter 2020-21 | 32.4472 | 32.651 | 32.5491 | 2020-04-03 | May-2020 | 15.975 | 16.025 | 16
| 2020-04-06 | 15.7978 | 15.8466 | 15.8222 | 2020-04-06 | Q3-2020 | 20.326 | 20.5211 | 20.4236 | 2020-04-06 | Winter 2020-21 | 33.5989 | 33.8021 | 33.7005 | 2020-04-06 | May-2020 | 16.85 | 16.85 | 16.85
| 2020-04-07 | 16.7277 | 16.7763 | 16.752 | 2020-04-07 | Q3-2020 | 20.7228 | 20.9251 | 20.824 | 2020-04-07 | Winter 2020-21 | 34.1489 | 34.351 | 34.2499 | 2020-04-07 | May-2020 | 17.1 | 17.15 | 17.125
| 2020-04-08 | 15.3971 | 15.4535 | 15.4253 | 2020-04-08 | Q3-2020 | 20.2239 | 20.425 | 20.3244 | 2020-04-08 | Winter 2020-21 | 33.6487 | 33.8497 | 33.7492 | 2020-04-08 | May-2020 | 16.825 | 16.875 | 16.85
| 2020-04-09 | 14.8753 | 14.8753 | 14.8753 | 2020-04-09 | Q3-2020 | 20.1783 | 20.3788 | 20.2786 | 2020-04-09 | Winter 2020-21 | 33.7731 | 33.9735 | 33.8733 | 2020-04-09 | May-2020 | 16.775 | 16.875 | 16.825
| 2020-04-14 | 14.8017 | 15.0003 | 14.901 | 2020-04-14 | Q3-2020 | 18.775 | 18.9735 | 18.8743 | 2020-04-14 | Winter 2020-21 | 32.4484 | 32.6468 | 32.5476 | 2020-04-14 | May-2020 | 15.375 | 15.475 | 15.425
| 2020-04-15 | 13.801 | 13.801 | 13.801 | 2020-04-15 | Q3-2020 | 18.0464 | 18.1502 | 18.0983 | 2020-04-15 | Winter 2020-21 | 32.1972 | 32.3966 | 32.2969 | 2020-04-15 | May-2020 | 14.725 | 14.775 | 14.75
| 2020-04-16 | 14.2038 | 14.2038 | 14.2038 | 2020-04-16 | Q3-2020 | 19.0248 | 19.2257 | 19.1252 | 2020-04-16 | Winter 2020-21 | 33.3538 | 33.5466 | 33.4502 | 2020-04-16 | May-2020 | 15.4 | 15.45 | 15.425
| 2020-04-17 | 13.129 | 13.377 | 13.253 | 2020-04-17 | Q3-2020 | 19.149 | 19.3009 | 19.2249 | 2020-04-17 | Winter 2020-21 | 33.9475 | 34.1473 | 34.0474 | 2020-04-17 | May-2020 | 15.15 | 15.25 | 15.2
| 2020-04-20 | 10.3969 | 10.4531 | 10.425 | 2020-04-20 | Q3-2020 | 18.7991 | 18.9515 | 18.8753 | 2020-04-20 | Winter 2020-21 | 33.6494 | 33.8499 | 33.7496 | 2020-04-20 | May-2020 | 13.85 | 13.9 | 13.875
| 2020-04-21 | 9.2716 | 9.3286 | 9.3001 | 2020-04-21 | Q3-2020 | 18.8486 | 18.9462 | 18.8974 | 2020-04-21 | Winter 2020-21 | 33.403 | 33.5981 | 33.5005 | 2020-04-21 | May-2020 | 14.3 | 14.3 | 14.3
| 2020-04-22 | 11.8222 | 11.879 | 11.8506 | 2020-04-22 | Q3-2020 | 18.1491 | 18.3518 | 18.2504 | 2020-04-22 | Winter 2020-21 | 32.6988 | 32.9014 | 32.8001 | 2020-04-22 | May-2020 | 14.05 | 14.1 | 14.075
| 2020-04-23 | 11.5482 | 11.6531 | 11.6006 | 2020-04-23 | Q3-2020 | 17.5994 | 17.801 | 17.7002 | 2020-04-23 | Winter 2020-21 | 32.3282 | 32.5217 | 32.425 | 2020-04-23 | May-2020 | 13.725 | 13.775 | 13.75
| 2020-04-24 | 10.7525 | 10.7525 | 10.7525 | 2020-04-24 | Q3-2020 | 16.9712 | 17.1739 | 17.0726 | 2020-04-24 | Winter 2020-21 | 31.9488 | 32.1513 | 32.05 | 2020-04-24 | May-2020 | 12.8 | 12.85 | 12.825
| 2020-04-27 | 12.7765 | 12.8248 | 12.8006 | 2020-04-27 | Q3-2020 | 17.2032 | 17.348 | 17.2756 | 2020-04-27 | Winter 2020-21 | 31.8785 | 31.9267 | 31.9026 | 2020-04-27 | May-2020 | 13.325 | 13.375 | 13.35
| 2020-04-28 | 13.3263 | 13.3746 | 13.3505 | 2020-04-28 | Q3-2020 | 17.5777 | 17.6741 | 17.6259 | 2020-04-28 | Winter 2020-21 | 31.6523 | 31.853 | 31.7527 | 2020-04-28 | May-2020 | 13.625 | 13.725 | 13.675
| 2020-04-29 | 12.7026 | 12.7026 | 12.7026 | 2020-04-29 | Q3-2020 | 16.9506 | 17.1517 | 17.0512 | 2020-04-29 | Winter 2020-21 | 31.5529 | 31.7538 | 31.6533 | 2020-04-29 | May-2020 | 13.15 | 13.2 | 13.175
| 2020-04-30 | 12.8502 | 12.8978 | 12.874 | 2020-04-30 | Q3-2020 | 17.1535 | 17.3519 | 17.2527 | 2020-04-30 | Winter 2020-21 | 31.5467 | 31.7529 | 31.6498 | 2020-04-30 | May-2020 | 13.2 | 13.3 | 13.25
| 2020-05-01 | 12.8988 | 13.0982 | 12.9985 | 2020-05-01 | Q3-2020 | 16.6019 | 16.8012 | 16.7015 | 2020-05-01 | Winter 2020-21 | 31.0754 | 31.2747 | 31.175 | 2020-05-01 | Jun-2020 | 13.175 | 13.275 | 13.225
| 2020-05-04 | 13.9965 | 14.1011 | 14.0488 | 2020-05-04 | Q3-2020 | 16.9284 | 17.0249 | 16.9766 | 2020-05-04 | Winter 2020-21 | 31.4024 | 31.6035 | 31.503 | 2020-05-04 | Jun-2020 | 14.025 | 14.175 | 14.1
| 2020-05-05 | 13.7236 | 13.7718 | 13.7477 | 2020-05-05 | Q3-2020 | 16.4963 | 16.6007 | 16.5485 | 2020-05-05 | Winter 2020-21 | 31.4016 | 31.6022 | 31.5019 | 2020-05-05 | Jun-2020 | 13.475 | 13.525 | 13.5
| 2020-05-06 | 13.8528 | 13.8528 | 13.8528 | 2020-05-06 | Q3-2020 | 16.672 | 16.7772 | 16.7246 | 2020-05-06 | Winter 2020-21 | 31.8282 | 32.0224 | 31.9253 | 2020-05-06 | Jun-2020 | 13.725 | 13.725 | 13.725
| 2020-05-07 | 14.1723 | 14.221 | 14.1966 | 2020-05-07 | Q3-2020 | 16.7257 | 16.8231 | 16.7744 | 2020-05-07 | Winter 2020-21 | 32.2966 | 32.4996 | 32.3981 | 2020-05-07 | Jun-2020 | 13.75 | 13.8 | 13.775
| 2020-05-11 | 13.2509 | 13.2509 | 13.2509 | 2020-05-11 | Q3-2020 | 16.3249 | 16.3735 | 16.3492 | 2020-05-11 | Winter 2020-21 | 32.4783 | 32.6726 | 32.5754 | 2020-05-11 | Jun-2020 | 13.075 | 13.125 | 13.1
| 2020-05-12 | 12.7734 | 12.8221 | 12.7978 | 2020-05-12 | Q3-2020 | 15.3993 | 15.4967 | 15.448 | 2020-05-12 | Winter 2020-21 | 32.0281 | 32.2229 | 32.1255 | 2020-05-12 | Jun-2020 | 12.125 | 12.175 | 12.15
| 2020-05-13 | 12.6526 | 12.7507 | 12.7017 | 2020-05-13 | Q3-2020 | 14.897 | 14.9461 | 14.9216 | 2020-05-13 | Winter 2020-21 | 31.7474 | 31.9517 | 31.8496 | 2020-05-13 | Jun-2020 | 12.025 | 12.075 | 12.05
| 2020-05-14 | 12.6006 | 12.6498 | 12.6252 | 2020-05-14 | Q3-2020 | 15.1784 | 15.2768 | 15.2276 | 2020-05-14 | Winter 2020-21 | 32.4539 | 32.6505 | 32.5522 | 2020-05-14 | Jun-2020 | 12.425 | 12.475 | 12.45
| 2020-05-15 | 12.1032 | 12.1032 | 12.1032 | 2020-05-15 | Q3-2020 | 14.871 | 15.0772 | 14.9741 | 2020-05-15 | Winter 2020-21 | 32.397 | 32.603 | 32.5 | 2020-05-15 | Jun-2020 | 12.25 | 12.3 | 12.275
| 2020-05-18 | 11.2537 | 11.3029 | 11.2783 | 2020-05-18 | Q3-2020 | 14.2471 | 14.3536 | 14.3003 | 2020-05-18 | Winter 2020-21 | 32.5999 | 32.7963 | 32.6981 | 2020-05-18 | Jun-2020 | 11.275 | 11.325 | 11.3
| 2020-05-19 | 11.1492 | 11.2472 | 11.1982 | 2020-05-19 | Q3-2020 | 13.775 | 13.824 | 13.7995 | 2020-05-19 | Winter 2020-21 | 32.5017 | 32.6975 | 32.5996 | 2020-05-19 | Jun-2020 | 11.275 | 11.325 | 11.3
| 2020-05-20 | 10.5012 | 10.599 | 10.5501 | 2020-05-20 | Q3-2020 | 13.1535 | 13.349 | 13.2513 | 2020-05-20 | Winter 2020-21 | 32.4526 | 32.6479 | 32.5503 | 2020-05-20 | Jun-2020 | 10.6 | 10.65 | 10.625
| 2020-05-21 | 8.5492 | 8.5492 | 8.5492 | 2020-05-21 | Q3-2020 | 12.023 | 12.1784 | 12.1007 | 2020-05-21 | Winter 2020-21 | 31.1481 | 31.3524 | 31.2502 | 2020-05-21 | Jun-2020 | 9.525 | 9.575 | 9.55
| 2020-05-22 | 9.6041 | 9.8011 | 9.7026 | 2020-05-22 | Q3-2020 | 12.6462 | 12.7529 | 12.6996 | 2020-05-22 | Winter 2020-21 | 31.0728 | 31.2779 | 31.1753 | 2020-05-22 | Jun-2020 | 10.1 | 10.2 | 10.15
| 2020-05-26 | 10.0285 | 10.0771 | 10.0528 | 2020-05-26 | Q3-2020 | 12.1966 | 12.3505 | 12.2736 | 2020-05-26 | Winter 2020-21 | 31.1288 | 31.323 | 31.2259 | 2020-05-26 | Jun-2020 | 9.725 | 9.775 | 9.75
| 2020-05-27 | 8.9026 | 8.9026 | 8.9026 | 2020-05-27 | Q3-2020 | 11.4774 | 11.5755 | 11.5265 | 2020-05-27 | Winter 2020-21 | 30.7975 | 31.0019 | 30.8997 | 2020-05-27 | Jun-2020 | 8.725 | 8.775 | 8.75
| 2020-05-28 | 8.5732 | 8.622 | 8.5976 | 2020-05-28 | Q3-2020 | 11.2253 | 11.3227 | 11.274 | 2020-05-28 | Winter 2020-21 | 30.198 | 30.4008 | 30.2994 | 2020-05-28 | Jun-2020 | 8.55 | 8.65 | 8.6
| 2020-05-29 | 9.0744 | 9.123 | 9.0987 | 2020-05-29 | Q3-2020 | 11.9961 | 12.1014 | 12.0488 | 2020-05-29 | Winter 2020-21 | 30.7028 | 30.8971 | 30.8 | 2020-05-29 | Jun-2020 | 9.4 | 9.6 | 9.5
| 2020-06-01 | 8.3759 | 8.6246 | 8.5003 | 2020-06-01 | Q3-2020 | 11.2772 | 11.3735 | 11.3254 | 2020-06-01 | Winter 2020-21 | 29.8989 | 30.0993 | 29.9991 | 2020-06-01 | Jul-2020 | 9.125 | 9.175 | 9.15
| 2020-06-02 | 10.8737 | 10.9216 | 10.8977 | 2020-06-02 | Q3-2020 | 12.8485 | 12.9522 | 12.9004 | 2020-06-02 | Winter 2020-21 | 30.527 | 30.7263 | 30.6266 | 2020-06-02 | Jul-2020 | 10.875 | 10.925 | 10.9
| 2020-06-03 | 12.3732 | 12.4287 | 12.4009 | 2020-06-03 | Q3-2020 | 14.1227 | 14.1782 | 14.1505 | 2020-06-03 | Winter 2020-21 | 30.7237 | 30.9219 | 30.8228 | 2020-06-03 | Jul-2020 | 12.175 | 12.225 | 12.2
| 2020-06-04 | 11.9033 | 12.1019 | 12.0026 | 2020-06-04 | Q3-2020 | 14.2988 | 14.3465 | 14.3227 | 2020-06-04 | Winter 2020-21 | 30.8482 | 31.0467 | 30.9475 | 2020-06-04 | Jul-2020 | 12.5 | 12.55 | 12.525
| 2020-06-05 | 12.9731 | 13.0282 | 13.0006 | 2020-06-05 | Q3-2020 | 15.3278 | 15.3749 | 15.3514 | 2020-06-05 | Winter 2020-21 | 31.797 | 32.0013 | 31.8992 | 2020-06-05 | Jul-2020 | 13.6 | 13.65 | 13.625
| 2020-06-08 | 12.6514 | 12.7539 | 12.7026 | 2020-06-08 | Q3-2020 | 14.3027 | 14.3973 | 14.35 | 2020-06-08 | Winter 2020-21 | 31.0031 | 31.2 | 31.1015 | 2020-06-08 | Jul-2020 | 12.45 | 12.55 | 12.5
| 2020-06-09 | 12.4517 | 12.4988 | 12.4752 | 2020-06-09 | Q3-2020 | 13.8765 | 13.9785 | 13.9275 | 2020-06-09 | Winter 2020-21 | 30.7536 | 30.9497 | 30.8516 | 2020-06-09 | Jul-2020 | 12 | 12.1 | 12.05
| 2020-06-10 | 11.2282 | 11.2752 | 11.2517 | 2020-06-10 | Q3-2020 | 13.7491 | 13.851 | 13.8 | 2020-06-10 | Winter 2020-21 | 30.8471 | 31.0508 | 30.949 | 2020-06-10 | Jul-2020 | 12.025 | 12.125 | 12.075
| 2020-06-11 | 12.5003 | 12.698 | 12.5992 | 2020-06-11 | Q3-2020 | 14.3779 | 14.4253 | 14.4016 | 2020-06-11 | Winter 2020-21 | 30.7982 | 31.0036 | 30.9009 | 2020-06-11 | Jul-2020 | 12.9 | 12.95 | 12.925
| 2020-06-12 | 13.5988 | 13.7025 | 13.6506 | 2020-06-12 | Q3-2020 | 14.8469 | 14.9506 | 14.8987 | 2020-06-12 | Winter 2020-21 | 30.499 | 30.6982 | 30.5986 | 2020-06-12 | Jul-2020 | 13.65 | 13.75 | 13.7
| 2020-06-15 | 14.4275 | 14.4753 | 14.4514 | 2020-06-15 | Q3-2020 | 15.1479 | 15.2514 | 15.1997 | 2020-06-15 | Winter 2020-21 | 30.5019 | 30.7008 | 30.6013 | 2020-06-15 | Jul-2020 | 14 | 14.1 | 14.05
| 2020-06-16 | 13.5217 | 13.6727 | 13.5972 | 2020-06-16 | Q3-2020 | 14.3757 | 14.4711 | 14.4234 | 2020-06-16 | Winter 2020-21 | 30.6243 | 30.8226 | 30.7234 | 2020-06-16 | Jul-2020 | 13.175 | 13.225 | 13.2
| 2020-06-17 | 13.7981 | 13.9498 | 13.8739 | 2020-06-17 | Q3-2020 | 14.6247 | 14.6726 | 14.6486 | 2020-06-17 | Winter 2020-21 | 31.0517 | 31.2511 | 31.1514 | 2020-06-17 | Jul-2020 | 13.425 | 13.475 | 13.45
| 2020-06-18 | 13.8497 | 13.898 | 13.8738 | 2020-06-18 | Q3-2020 | 15.1247 | 15.173 | 15.1489 | 2020-06-18 | Winter 2020-21 | 31.8484 | 32.0492 | 31.9488 | 2020-06-18 | Jul-2020 | 13.925 | 13.975 | 13.95
| 2020-06-19 | 13.9972 | 14.1994 | 14.0983 | 2020-06-19 | Q3-2020 | 15.7723 | 15.8289 | 15.8006 | 2020-06-19 | Winter 2020-21 | 32.8039 | 32.9978 | 32.9009 | 2020-06-19 | Jul-2020 | 14.5 | 14.55 | 14.525
| 2020-06-22 | 13.6217 | 13.678 | 13.6498 | 2020-06-22 | Q3-2020 | 14.9038 | 14.952 | 14.9279 | 2020-06-22 | Winter 2020-21 | 32.45 | 32.6507 | 32.5503 | 2020-06-22 | Jul-2020 | 13.725 | 13.775 | 13.75
| 2020-06-23 | 14.4962 | 14.7039 | 14.6001 | 2020-06-23 | Q3-2020 | 16.1776 | 16.2255 | 16.2016 | 2020-06-23 | Winter 2020-21 | 33.3526 | 33.5521 | 33.4524 | 2020-06-23 | Jul-2020 | 15.1 | 15.15 | 15.125
| 2020-06-24 | 14.775 | 14.8232 | 14.7991 | 2020-06-24 | Q3-2020 | 15.7286 | 15.7768 | 15.7527 | 2020-06-24 | Winter 2020-21 | 32.8969 | 33.0978 | 32.9974 | 2020-06-24 | Jul-2020 | 14.625 | 14.675 | 14.65
| 2020-06-25 | 13.4789 | 13.5272 | 13.503 | 2020-06-25 | Q3-2020 | 14.7969 | 14.9016 | 14.8492 | 2020-06-25 | Winter 2020-21 | 32.2523 | 32.3489 | 32.3006 | 2020-06-25 | Jul-2020 | 13.65 | 13.75 | 13.7
| 2020-06-26 | 13.629 | 13.6777 | 13.6533 | 2020-06-26 | Q3-2020 | 15.1506 | 15.1993 | 15.1749 | 2020-06-26 | Winter 2020-21 | 32.5489 | 32.7515 | 32.6502 | 2020-06-26 | Jul-2020 | 14.075 | 14.125 | 14.1
| 2020-06-29 | 14.8272 | 14.9739 | 14.9006 | 2020-06-29 | Q3-2020 | 16.6009 | 16.6498 | 16.6254 | 2020-06-29 | Winter 2020-21 | 33.5508 | 33.7462 | 33.6485 | 2020-06-29 | Jul-2020 | 15.85 | 15.85 | 15.85
| 2020-06-30 | 15.3532 | 15.4502 | 15.4017 | 2020-06-30 | Q3-2020 | 16.5774 | 16.6743 | 16.6258 | 2020-06-30 | Winter 2020-21 | 33.2265 | 33.4282 | 33.3274 | 2020-06-30 | Jul-2020 | 15.8 | 15.9 | 15.85
| 2020-07-01 | 15.1713 | 15.2275 | 15.1994 | 2020-07-01 | Q4-2020 | 29.1764 | 29.3769 | 29.2766 | 2020-07-01 | Winter 2020-21 | 32.9501 | 33.1505 | 33.0503 | 2020-07-01 | Aug-2020 | 15.425 | 15.475 | 15.45
| 2020-07-02 | 13.7248 | 13.7729 | 13.7488 | 2020-07-02 | Q4-2020 | 29.3225 | 29.5227 | 29.4226 | 2020-07-02 | Winter 2020-21 | 33.2213 | 33.4216 | 33.3214 | 2020-07-02 | Aug-2020 | 15.025 | 15.075 | 15.05
| 2020-07-03 | 13.5234 | 13.5715 | 13.5475 | 2020-07-03 | Q4-2020 | 29.747 | 29.8512 | 29.7991 | 2020-07-03 | Winter 2020-21 | 33.7035 | 33.7997 | 33.7516 | 2020-07-03 | Aug-2020 | 15 | 15.05 | 15.025
| 2020-07-06 | 14.6016 | 14.8017 | 14.7017 | 2020-07-06 | Q4-2020 | 30.6963 | 30.8962 | 30.7962 | 2020-07-06 | Winter 2020-21 | 34.7469 | 34.9467 | 34.8468 | 2020-07-06 | Aug-2020 | 15.275 | 15.325 | 15.3
| 2020-07-07 | 15.2253 | 15.273 | 15.2491 | 2020-07-07 | Q4-2020 | 31.0267 | 31.2252 | 31.1259 | 2020-07-07 | Winter 2020-21 | 35.1283 | 35.3268 | 35.2275 | 2020-07-07 | Aug-2020 | 15.55 | 15.6 | 15.575
| 2020-07-08 | 14.6764 | 14.7241 | 14.7003 | 2020-07-08 | Q4-2020 | 30.6776 | 30.7252 | 30.7014 | 2020-07-08 | Winter 2020-21 | 34.8534 | 34.9011 | 34.8773 | 2020-07-08 | Aug-2020 | 14.875 | 14.925 | 14.9
| 2020-07-09 | 13.6744 | 13.722 | 13.6982 | 2020-07-09 | Q4-2020 | 30.201 | 30.399 | 30.3 | 2020-07-09 | Winter 2020-21 | 34.4524 | 34.6504 | 34.5514 | 2020-07-09 | Aug-2020 | 14.45 | 14.5 | 14.475
| 2020-07-10 | 12.8282 | 12.8757 | 12.852 | 2020-07-10 | Q4-2020 | 29.8534 | 29.9008 | 29.8771 | 2020-07-10 | Winter 2020-21 | 34.1029 | 34.1503 | 34.1266 | 2020-07-10 | Aug-2020 | 13.575 | 13.625 | 13.6
| 2020-07-13 | 11.9248 | 11.9723 | 11.9486 | 2020-07-13 | Q4-2020 | 29.6007 | 29.6482 | 29.6245 | 2020-07-13 | Winter 2020-21 | 34.1611 | 34.2878 | 34.2245 | 2020-07-13 | Aug-2020 | 12.475 | 12.525 | 12.5
| 2020-07-14 | 12.7498 | 12.7498 | 12.7498 | 2020-07-14 | Q4-2020 | 29.5502 | 29.6538 | 29.602 | 2020-07-14 | Winter 2020-21 | 34.1473 | 34.251 | 34.1991 | 2020-07-14 | Aug-2020 | 13.075 | 13.125 | 13.1
| 2020-07-15 | 12.576 | 12.6236 | 12.5998 | 2020-07-15 | Q4-2020 | 29.2213 | 29.3244 | 29.2729 | 2020-07-15 | Winter 2020-21 | 33.8491 | 33.9522 | 33.9007 | 2020-07-15 | Aug-2020 | 13.55 | 13.6 | 13.575
| 2020-07-16 | 12.5967 | 12.5967 | 12.5967 | 2020-07-16 | Q4-2020 | 28.6518 | 28.6994 | 28.6756 | 2020-07-16 | Winter 2020-21 | 33.3259 | 33.3734 | 33.3497 | 2020-07-16 | Aug-2020 | 12.775 | 12.825 | 12.8
| 2020-07-17 | 12.9755 | 13.0233 | 12.9994 | 2020-07-17 | Q4-2020 | 28.6539 | 28.7018 | 28.6779 | 2020-07-17 | Winter 2020-21 | 33.3213 | 33.3771 | 33.3492 | 2020-07-17 | Aug-2020 | 13.475 | 13.525 | 13.5
| 2020-07-20 | 12.698 | 12.8008 | 12.7494 | 2020-07-20 | Q4-2020 | 26.5511 | 26.5985 | 26.5748 | 2020-07-20 | Winter 2020-21 | 31.5032 | 31.5506 | 31.5269 | 2020-07-20 | Aug-2020 | 12.2 | 12.25 | 12.225
| 2020-07-21 | 12.5999 | 12.7019 | 12.6509 | 2020-07-21 | Q4-2020 | 26.9752 | 27.0223 | 26.9988 | 2020-07-21 | Winter 2020-21 | 31.6725 | 31.7274 | 31.6999 | 2020-07-21 | Aug-2020 | 12.725 | 12.775 | 12.75
| 2020-07-22 | 12.8267 | 12.8739 | 12.8503 | 2020-07-22 | Q4-2020 | 27.2969 | 27.3518 | 27.3244 | 2020-07-22 | Winter 2020-21 | 31.9736 | 32.0285 | 32.001 | 2020-07-22 | Aug-2020 | 13.225 | 13.275 | 13.25
| 2020-07-23 | 13.2229 | 13.2778 | 13.2503 | 2020-07-23 | Q4-2020 | 27.3735 | 27.4284 | 27.4009 | 2020-07-23 | Winter 2020-21 | 32.1246 | 32.1716 | 32.1481 | 2020-07-23 | Aug-2020 | 13.665 | 13.715 | 13.69
| 2020-07-24 | 12.6039 | 12.6508 | 12.6274 | 2020-07-24 | Q4-2020 | 27.0474 | 27.1021 | 27.0747 | 2020-07-24 | Winter 2020-21 | 31.6488 | 31.7035 | 31.6762 | 2020-07-24 | Aug-2020 | 13.355 | 13.405 | 13.38
| 2020-07-27 | 11.6031 | 11.6031 | 11.6031 | 2020-07-27 | Q4-2020 | 26.5765 | 26.6231 | 26.5998 | 2020-07-27 | Winter 2020-21 | 31.1518 | 31.1984 | 31.1751 | 2020-07-27 | Aug-2020 | 12.78 | 12.85 | 12.815
| 2020-07-28 | 12.8527 | 12.9533 | 12.903 | 2020-07-28 | Q4-2020 | 26.9285 | 26.9749 | 26.9517 | 2020-07-28 | Winter 2020-21 | 31.4713 | 31.5253 | 31.4983 | 2020-07-28 | Aug-2020 | 13.19 | 13.21 | 13.2
| 2020-07-29 | 13.1783 | 13.2245 | 13.2014 | 2020-07-29 | Q4-2020 | 27.2907 | 27.3908 | 27.3407 | 2020-07-29 | Winter 2020-21 | 31.7881 | 31.8882 | 31.8381 | 2020-07-29 | Aug-2020 | 13.655 | 13.705 | 13.68
| 2020-07-30 | 12.8239 | 12.8777 | 12.8508 | 2020-07-30 | Q4-2020 | 27.1018 | 27.1479 | 27.1249 | 2020-07-30 | Winter 2020-21 | 31.3216 | 31.3753 | 31.3485 | 2020-07-30 | Aug-2020 | 13.35 | 13.35 | 13.35
| 2020-07-31 | 13.3499 | 13.4488 | 13.3993 | 2020-07-31 | Q4-2020 | 27.0146 | 27.0678 | 27.0412 | 2020-07-31 | Winter 2020-21 | 31.2506 | 31.2962 | 31.2734 | 2020-07-31 | Aug-2020 | 13.6 | 13.8 | 13.7
| 2020-08-03 | 15.5713 | 15.6249 | 15.5981 | 2020-08-03 | Q4-2020 | 28.4013 | 28.6006 | 28.5009 | 2020-08-03 | Winter 2020-21 | 32.3 | 32.4992 | 32.3996 | 2020-08-03 | Sep-2020 | 18.6 | 18.64 | 18.62
| 2020-08-04 | 15.7732 | 15.8268 | 15.8 | 2020-08-04 | Q4-2020 | 29.0469 | 29.1464 | 29.0967 | 2020-08-04 | Winter 2020-21 | 32.8492 | 32.9487 | 32.8989 | 2020-08-04 | Sep-2020 | 19.225 | 19.275 | 19.25
| 2020-08-05 | 16.1266 | 16.1723 | 16.1494 | 2020-08-05 | Q4-2020 | 29.9225 | 30.0214 | 29.972 | 2020-08-05 | Winter 2020-21 | 33.6017 | 33.7006 | 33.6511 | 2020-08-05 | Sep-2020 | 19.755 | 19.805 | 19.78
| 2020-08-06 | 18.228 | 18.2737 | 18.2508 | 2020-08-06 | Q4-2020 | 30.549 | 30.648 | 30.5985 | 2020-08-06 | Winter 2020-21 | 34.1492 | 34.2482 | 34.1987 | 2020-08-06 | Sep-2020 | 21.255 | 21.305 | 21.28
| 2020-08-07 | 19.3464 | 19.5532 | 19.4498 | 2020-08-07 | Q4-2020 | 30.6474 | 30.7469 | 30.6971 | 2020-08-07 | Winter 2020-21 | 34.022 | 34.1751 | 34.0986 | 2020-08-07 | Sep-2020 | 21.56 | 21.66 | 21.61
| 2020-08-10 | 19.3487 | 19.4022 | 19.3755 | 2020-08-10 | Q4-2020 | 30.0785 | 30.1244 | 30.1014 | 2020-08-10 | Winter 2020-21 | 33.6762 | 33.7221 | 33.6992 | 2020-08-10 | Sep-2020 | 20.815 | 20.865 | 20.84
| 2020-08-11 | 18.623 | 18.7224 | 18.6727 | 2020-08-11 | Q4-2020 | 30.1787 | 30.2245 | 30.2016 | 2020-08-11 | Winter 2020-21 | 33.8982 | 33.9517 | 33.925 | 2020-08-11 | Sep-2020 | 20.525 | 20.575 | 20.55
| 2020-08-12 | 17.9979 | 18.0515 | 18.0247 | 2020-08-12 | Q4-2020 | 29.9979 | 30.0975 | 30.0477 | 2020-08-12 | Winter 2020-21 | 33.7734 | 33.873 | 33.8232 | 2020-08-12 | Sep-2020 | 20.215 | 20.265 | 20.24
| 2020-08-13 | 18.5269 | 18.5727 | 18.5498 | 2020-08-13 | Q4-2020 | 30.6754 | 30.7747 | 30.7251 | 2020-08-13 | Winter 2020-21 | 34.3252 | 34.4245 | 34.3748 | 2020-08-13 | Sep-2020 | 20.575 | 20.625 | 20.6
| 2020-08-14 | 19.8022 | 19.9014 | 19.8518 | 2020-08-14 | Q4-2020 | 32.3965 | 32.4499 | 32.4232 | 2020-08-14 | Winter 2020-21 | 35.7731 | 35.8265 | 35.7998 | 2020-08-14 | Sep-2020 | 22.475 | 22.525 | 22.5
| 2020-08-17 | 20.1032 | 20.1032 | 20.1032 | 2020-08-17 | Q4-2020 | 32.2537 | 32.2995 | 32.2766 | 2020-08-17 | Winter 2020-21 | 35.4261 | 35.4719 | 35.449 | 2020-08-17 | Sep-2020 | 22.335 | 22.385 | 22.36
| 2020-08-18 | 21.7969 | 22.0011 | 21.899 | 2020-08-18 | Q4-2020 | 33.2005 | 33.2534 | 33.227 | 2020-08-18 | Winter 2020-21 | 36.4024 | 36.4477 | 36.4251 | 2020-08-18 | Sep-2020 | 23.975 | 24.025 | 24
| 2020-08-19 | 21.2773 | 21.3228 | 21.3001 | 2020-08-19 | Q4-2020 | 32.7006 | 32.7536 | 32.7271 | 2020-08-19 | Winter 2020-21 | 35.9723 | 36.0253 | 35.9988 | 2020-08-19 | Sep-2020 | 22.965 | 23.015 | 22.99
| 2020-08-20 | 19.7755 | 19.8287 | 19.8021 | 2020-08-20 | Q4-2020 | 32.6465 | 32.6996 | 32.673 | 2020-08-20 | Winter 2020-21 | 36.025 | 36.0782 | 36.0516 | 2020-08-20 | Sep-2020 | 22.445 | 22.495 | 22.47
| 2020-08-21 | 18.5475 | 18.601 | 18.5742 | 2020-08-21 | Q4-2020 | 31.4925 | 31.546 | 31.5192 | 2020-08-21 | Winter 2020-21 | 34.8429 | 34.8964 | 34.8697 | 2020-08-21 | Sep-2020 | 20.945 | 20.995 | 20.97
| 2020-08-24 | 22.3762 | 22.4221 | 22.3992 | 2020-08-24 | Q4-2020 | 32.9485 | 33.0021 | 32.9753 | 2020-08-24 | Winter 2020-21 | 36.274 | 36.3275 | 36.3008 | 2020-08-24 | Sep-2020 | 23.3 | 23.35 | 23.325
| 2020-08-25 | 23.7467 | 23.8001 | 23.7734 | 2020-08-25 | Q4-2020 | 34.1224 | 34.2214 | 34.1719 | 2020-08-25 | Winter 2020-21 | 37.4484 | 37.5474 | 37.4979 | 2020-08-25 | Sep-2020 | 24.725 | 24.775 | 24.75
| 2020-08-26 | 25.1733 | 25.2719 | 25.2226 | 2020-08-26 | Q4-2020 | 34.6497 | 34.7028 | 34.6763 | 2020-08-26 | Winter 2020-21 | 37.899 | 37.9521 | 37.9255 | 2020-08-26 | Sep-2020 | 25.21 | 25.31 | 25.26
| 2020-08-27 | 24.6281 | 24.6736 | 24.6508 | 2020-08-27 | Q4-2020 | 33.7275 | 33.7729 | 33.7502 | 2020-08-27 | Winter 2020-21 | 36.9736 | 37.0266 | 37.0001 | 2020-08-27 | Sep-2020 | 24.75 | 24.8 | 24.775
| 2020-08-28 | 26.9002 | 26.9527 | 26.9265 | 2020-08-28 | Q4-2020 | 35.3472 | 35.3921 | 35.3697 | 2020-08-28 | Winter 2020-21 | 38.4728 | 38.5178 | 38.4953 | 2020-08-28 | Sep-2020 | 27.075 | 27.125 | 27.1
| 2020-09-01 | 28.0979 | 28.0979 | 28.0979 | 2020-09-01 | Q4-2020 | 35.4884 | 35.5926 | 35.5405 | 2020-09-01 | Winter 2020-21 | 38.6022 | 38.6989 | 38.6505 | 2020-09-01 | Oct-2020 | 29.15 | 29.25 | 29.2
| 2020-09-02 | 27.0283 | 27.0735 | 27.0509 | 2020-09-02 | Q4-2020 | 34.5615 | 34.757 | 34.6592 | 2020-09-02 | Winter 2020-21 | 37.7514 | 37.9468 | 37.8491 | 2020-09-02 | Oct-2020 | 28.3 | 28.5 | 28.4
| 2020-09-03 | 28.7015 | 28.7468 | 28.7241 | 2020-09-03 | Q4-2020 | 36.0969 | 36.2024 | 36.1496 | 2020-09-03 | Winter 2020-21 | 38.8724 | 38.978 | 38.9252 | 2020-09-03 | Oct-2020 | 30.35 | 30.45 | 30.4
| 2020-09-04 | 30.3977 | 30.3977 | 30.3977 | 2020-09-04 | Q4-2020 | 35.976 | 36.0744 | 36.0252 | 2020-09-04 | Winter 2020-21 | 38.7715 | 38.8775 | 38.8245 | 2020-09-04 | Oct-2020 | 30.61 | 30.71 | 30.66
| 2020-09-07 | 28.6472 | 28.7535 | 28.7003 | 2020-09-07 | Q4-2020 | 34.3566 | 34.5541 | 34.4553 | 2020-09-07 | Winter 2020-21 | 37.0992 | 37.2965 | 37.1979 | 2020-09-07 | Oct-2020 | 29.05 | 29.25 | 29.15
| 2020-09-08 | 27.7967 | 27.8965 | 27.8466 | 2020-09-08 | Q4-2020 | 33.9077 | 33.9921 | 33.9499 | 2020-09-08 | Winter 2020-21 | 36.7609 | 36.8375 | 36.7992 | 2020-09-08 | Oct-2020 | 28.24 | 28.26 | 28.25
| 2020-09-09 | 28.1512 | 28.1973 | 28.1743 | 2020-09-09 | Q4-2020 | 33.7878 | 33.8262 | 33.807 | 2020-09-09 | Winter 2020-21 | 36.6917 | 36.7301 | 36.7109 | 2020-09-09 | Oct-2020 | 28.04 | 28.08 | 28.06
| 2020-09-10 | 27.7968 | 27.7968 | 27.7968 | 2020-09-10 | Q4-2020 | 33.761 | 33.8619 | 33.8115 | 2020-09-10 | Winter 2020-21 | 36.799 | 36.8999 | 36.8495 | 2020-09-10 | Oct-2020 | 27.73 | 27.83 | 27.78
| 2020-09-11 | 26.7006 | 26.8023 | 26.7514 | 2020-09-11 | Q4-2020 | 33.9744 | 34.0761 | 34.0253 | 2020-09-11 | Winter 2020-21 | 37.0964 | 37.198 | 37.1472 | 2020-09-11 | Oct-2020 | 27.77 | 27.87 | 27.82
| 2020-09-14 | 27.7531 | 27.7997 | 27.7764 | 2020-09-14 | Q4-2020 | 34.552 | 34.6063 | 34.5791 | 2020-09-14 | Winter 2020-21 | 37.7267 | 37.7732 | 37.7499 | 2020-09-14 | Oct-2020 | 28.425 | 28.475 | 28.45
| 2020-09-15 | 28.402 | 28.402 | 28.402 | 2020-09-15 | Q4-2020 | 34.8242 | 34.8787 | 34.8514 | 2020-09-15 | Winter 2020-21 | 37.9278 | 37.9745 | 37.9512 | 2020-09-15 | Oct-2020 | 28.925 | 28.975 | 28.95
| 2020-09-16 | 30.1032 | 30.1032 | 30.1032 | 2020-09-16 | Q4-2020 | 35.5277 | 35.5738 | 35.5507 | 2020-09-16 | Winter 2020-21 | 38.3992 | 38.453 | 38.4261 | 2020-09-16 | Oct-2020 | 30.025 | 30.075 | 30.05
| 2020-09-17 | 28.9995 | 29.0536 | 29.0265 | 2020-09-17 | Q4-2020 | 34.8727 | 34.9267 | 34.8997 | 2020-09-17 | Winter 2020-21 | 37.8767 | 37.923 | 37.8999 | 2020-09-17 | Oct-2020 | 29.325 | 29.375 | 29.35
| 2020-09-18 | 29.502 | 29.5483 | 29.5252 | 2020-09-18 | Q4-2020 | 35.3756 | 35.4219 | 35.3988 | 2020-09-18 | Winter 2020-21 | 38.2789 | 38.3251 | 38.302 | 2020-09-18 | Oct-2020 | 30.215 | 30.265 | 30.24
| 2020-09-21 | 30.1466 | 30.2482 | 30.1974 | 2020-09-21 | Q4-2020 | 34.9784 | 35.0253 | 35.0018 | 2020-09-21 | Winter 2020-21 | 37.7245 | 37.7714 | 37.748 | 2020-09-21 | Oct-2020 | 30.325 | 30.375 | 30.35
| 2020-09-22 | 31.2007 | 31.2007 | 31.2007 | 2020-09-22 | Q4-2020 | 35.3227 | 35.3777 | 35.3502 | 2020-09-22 | Winter 2020-21 | 38.027 | 38.0741 | 38.0506 | 2020-09-22 | Oct-2020 | 31.175 | 31.225 | 31.2
| 2020-09-23 | 32.4002 | 32.4002 | 32.4002 | 2020-09-23 | Q4-2020 | 36.0622 | 36.0935 | 36.0779 | 2020-09-23 | Winter 2020-21 | 38.5115 | 38.5428 | 38.5272 | 2020-09-23 | Oct-2020 | 32.06 | 32.09 | 32.075
| 2020-09-24 | 31.5537 | 31.6009 | 31.5773 | 2020-09-24 | Q4-2020 | 35.6247 | 35.6718 | 35.6483 | 2020-09-24 | Winter 2020-21 | 38.1504 | 38.1975 | 38.1739 | 2020-09-24 | Oct-2020 | 31.325 | 31.375 | 31.35
| 2020-09-25 | 32.0722 | 32.1273 | 32.0997 | 2020-09-25 | Q4-2020 | 36.3237 | 36.3788 | 36.3513 | 2020-09-25 | Winter 2020-21 | 38.6963 | 38.7514 | 38.7238 | 2020-09-25 | Oct-2020 | 31.975 | 32.025 | 32
| 2020-09-28 | 34.4987 | 34.561 | 34.5299 | 2020-09-28 | Q4-2020 | 37.7281 | 37.7748 | 37.7515 | 2020-09-28 | Winter 2020-21 | 39.6762 | 39.7229 | 39.6995 | 2020-09-28 | Oct-2020 | 34.025 | 34.075 | 34.05
| 2020-09-29 | 33.9755 | 34.0222 | 33.9989 | 2020-09-29 | Q4-2020 | 37.3278 | 37.3744 | 37.3511 | 2020-09-29 | Winter 2020-21 | 39.3978 | 39.4522 | 39.425 | 2020-09-29 | Oct-2020 | 33.725 | 33.775 | 33.75
| 2020-09-30 | 33.5767 | 33.6231 | 33.5999 | 2020-09-30 | Q4-2020 | 37.2745 | 37.3286 | 37.3016 | 2020-09-30 | Winter 2020-21 | 39.1484 | 39.2025 | 39.1755 | 2020-09-30 | Oct-2020 | 33.875 | 33.925 | 33.9
| 2020-10-01 | 32.6538 | 32.8476 | 32.7507 | 2020-10-01 | Q1-2021 | 40.1284 | 40.1749 | 40.1517 | 2020-10-01 | Summer 2021 | 33.2519 | 33.4532 | 33.3525 | 2020-10-01 | Nov-2020 | 36.51 | 36.56 | 36.535
| 2020-10-02 | 34.4997 | 34.6002 | 34.5499 | 2020-10-02 | Q1-2021 | 39.3457 | 39.392 | 39.3689 | 2020-10-02 | Summer 2021 | 32.201 | 32.4016 | 32.3013 | 2020-10-02 | Nov-2020 | 36.075 | 36.125 | 36.1
| 2020-10-05 | 36.2003 | 36.3006 | 36.2504 | 2020-10-05 | Q1-2021 | 40.3732 | 40.4271 | 40.4001 | 2020-10-05 | Summer 2021 | 33.1489 | 33.3491 | 33.249 | 2020-10-05 | Nov-2020 | 37.525 | 37.575 | 37.55
| 2020-10-06 | 35.6752 | 35.7215 | 35.6984 | 2020-10-06 | Q1-2021 | 40.1471 | 40.2011 | 40.1741 | 2020-10-06 | Summer 2021 | 32.8785 | 33.0712 | 32.9748 | 2020-10-06 | Nov-2020 | 36.925 | 36.975 | 36.95
| 2020-10-07 | 37.8268 | 37.8733 | 37.8501 | 2020-10-07 | Q1-2021 | 41.4772 | 41.5236 | 41.5004 | 2020-10-07 | Summer 2021 | 33.8996 | 34.1006 | 34.0001 | 2020-10-07 | Nov-2020 | 38.525 | 38.575 | 38.55
| 2020-10-08 | 38.5742 | 38.6283 | 38.6013 | 2020-10-08 | Q1-2021 | 42.1532 | 42.1996 | 42.1764 | 2020-10-08 | Summer 2021 | 34.8256 | 35.0265 | 34.926 | 2020-10-08 | Nov-2020 | 38.875 | 38.925 | 38.9
| 2020-10-09 | 38.3725 | 38.4263 | 38.3994 | 2020-10-09 | Q1-2021 | 41.7736 | 41.8274 | 41.8005 | 2020-10-09 | Summer 2021 | 34.3469 | 34.5465 | 34.4467 | 2020-10-09 | Nov-2020 | 38.475 | 38.525 | 38.5
| 2020-10-12 | 38.6509 | 38.6509 | 38.6509 | 2020-10-12 | Q1-2021 | 41.3245 | 41.3781 | 41.3513 | 2020-10-12 | Summer 2021 | 33.7504 | 33.949 | 33.8497 | 2020-10-12 | Nov-2020 | 38.635 | 38.685 | 38.66
| 2020-10-13 | 36.8751 | 36.9214 | 36.8982 | 2020-10-13 | Q1-2021 | 40.6777 | 40.7239 | 40.7008 | 2020-10-13 | Summer 2021 | 33.4011 | 33.6012 | 33.5011 | 2020-10-13 | Nov-2020 | 37.495 | 37.545 | 37.52
| 2020-10-14 | 38.5976 | 38.5976 | 38.5976 | 2020-10-14 | Q1-2021 | 41.7243 | 41.7779 | 41.7511 | 2020-10-14 | Summer 2021 | 34.1011 | 34.3004 | 34.2008 | 2020-10-14 | Nov-2020 | 39.155 | 39.205 | 39.18
| 2020-10-15 | 39.6985 | 39.6985 | 39.6985 | 2020-10-15 | Q1-2021 | 42.5039 | 42.5503 | 42.5271 | 2020-10-15 | Summer 2021 | 34.2755 | 34.4764 | 34.3759 | 2020-10-15 | Nov-2020 | 40.025 | 40.075 | 40.05
| 2020-10-16 | 40.2754 | 40.3219 | 40.2987 | 2020-10-16 | Q1-2021 | 43.199 | 43.2532 | 43.2261 | 2020-10-16 | Summer 2021 | 34.9964 | 35.1974 | 35.0969 | 2020-10-16 | Nov-2020 | 40.75 | 40.8 | 40.775
| 2020-10-19 | 39.5734 | 39.6273 | 39.6003 | 2020-10-19 | Q1-2021 | 44.0756 | 44.1217 | 44.0987 | 2020-10-19 | Summer 2021 | 35.4003 | 35.6003 | 35.5003 | 2020-10-19 | Nov-2020 | 41.575 | 41.625 | 41.6
| 2020-10-20 | 39.8012 | 39.8475 | 39.8243 | 2020-10-20 | Q1-2021 | 44.2734 | 44.3274 | 44.3004 | 2020-10-20 | Summer 2021 | 35.6026 | 35.803 | 35.7028 | 2020-10-20 | Nov-2020 | 41.975 | 42.025 | 42
| 2020-10-21 | 39.9494 | 40.0483 | 39.9988 | 2020-10-21 | Q1-2021 | 43.7118 | 43.7879 | 43.7498 | 2020-10-21 | Summer 2021 | 34.8969 | 35.1021 | 34.9995 | 2020-10-21 | Nov-2020 | 41.58 | 41.62 | 41.6
| 2020-10-22 | 41.2745 | 41.328 | 41.3013 | 2020-10-22 | Q1-2021 | 44.9749 | 45.0283 | 45.0016 | 2020-10-22 | Summer 2021 | 36.2215 | 36.4275 | 36.3245 | 2020-10-22 | Nov-2020 | 43.425 | 43.475 | 43.45
| 2020-10-23 | 41.4507 | 41.5503 | 41.5005 | 2020-10-23 | Q1-2021 | 45.3619 | 45.4768 | 45.4194 | 2020-10-23 | Summer 2021 | 36.5034 | 36.7024 | 36.6029 | 2020-10-23 | Nov-2020 | 43.6 | 43.6 | 43.6
| 2020-10-26 | 40.0028 | 40.0028 | 40.0028 | 2020-10-26 | Q1-2021 | 43.7925 | 43.8923 | 43.8424 | 2020-10-26 | Summer 2021 | 35.0904 | 35.2898 | 35.1901 | 2020-10-26 | Nov-2020 | 41.82 | 41.86 | 41.84
| 2020-10-27 | 40.2277 | 40.2736 | 40.2506 | 2020-10-27 | Q1-2021 | 43.8783 | 43.9241 | 43.9012 | 2020-10-27 | Summer 2021 | 35.6493 | 35.8479 | 35.7486 | 2020-10-27 | Nov-2020 | 42.235 | 42.285 | 42.26
| 2020-10-28 | 38.098 | 38.098 | 38.098 | 2020-10-28 | Q1-2021 | 42.5787 | 42.6249 | 42.6018 | 2020-10-28 | Summer 2021 | 34.4 | 34.6 | 34.5 | 2020-10-28 | Nov-2020 | 41.275 | 41.325 | 41.3
| 2020-10-29 | 37.6732 | 37.7274 | 37.7003 | 2020-10-29 | Q1-2021 | 42.0765 | 42.123 | 42.0998 | 2020-10-29 | Summer 2021 | 33.9986 | 34.1998 | 34.0992 | 2020-10-29 | Nov-2020 | 40.825 | 40.875 | 40.85
| 2020-10-30 | 34.4713 | 34.5253 | 34.4983 | 2020-10-30 | Q1-2021 | 41.0739 | 41.1278 | 41.1009 | 2020-10-30 | Summer 2021 | 33.1979 | 33.3983 | 33.2981 | 2020-10-30 | Nov-2020 | 39.575 | 39.625 | 39.6
| 2020-11-02 | 35.9727 | 36.0269 | 35.9998 | 2020-11-02 | Q1-2021 | 39.6361 | 39.6904 | 39.6633 | 2020-11-02 | Summer 2021 | 32.4982 | 32.6995 | 32.5989 | 2020-11-02 | Dec-2020 | 39.875 | 39.925 | 39.9
| 2020-11-03 | 37.7244 | 37.7779 | 37.7511 | 2020-11-03 | Q1-2021 | 39.9015 | 39.9474 | 39.9245 | 2020-11-03 | Summer 2021 | 32.9026 | 33.1012 | 33.0019 | 2020-11-03 | Dec-2020 | 39.725 | 39.775 | 39.75
| 2020-11-04 | 37.2758 | 37.3221 | 37.2989 | 2020-11-04 | Q1-2021 | 40.4707 | 40.5708 | 40.5207 | 2020-11-04 | Summer 2021 | 33.7929 | 33.993 | 33.893 | 2020-11-04 | Dec-2020 | 39.94 | 39.96 | 39.95
| 2020-11-05 | 38.2738 | 38.3272 | 38.3005 | 2020-11-05 | Q1-2021 | 41.8222 | 41.8756 | 41.8489 | 2020-11-05 | Summer 2021 | 34.3506 | 34.5489 | 34.4498 | 2020-11-05 | Dec-2020 | 41.325 | 41.375 | 41.35
| 2020-11-06 | 36.3229 | 36.3761 | 36.3495 | 2020-11-06 | Q1-2021 | 40.4518 | 40.4973 | 40.4745 | 2020-11-06 | Summer 2021 | 33.5464 | 33.7511 | 33.6487 | 2020-11-06 | Dec-2020 | 39.85 | 39.9 | 39.875
| 2020-11-09 | 37.6283 | 37.674 | 37.6511 | 2020-11-09 | Q1-2021 | 40.5269 | 40.5725 | 40.5497 | 2020-11-09 | Summer 2021 | 34.052 | 34.2497 | 34.1508 | 2020-11-09 | Dec-2020 | 39.65 | 39.7 | 39.675
| 2020-11-10 | 36.3726 | 36.4255 | 36.3991 | 2020-11-10 | Q1-2021 | 40.6729 | 40.7258 | 40.6993 | 2020-11-10 | Summer 2021 | 34.0985 | 34.3024 | 34.2004 | 2020-11-10 | Dec-2020 | 39.6 | 39.65 | 39.625
| 2020-11-11 | 36.6973 | 36.6973 | 36.6973 | 2020-11-11 | Q1-2021 | 40.5972 | 40.6503 | 40.6237 | 2020-11-11 | Summer 2021 | 34.0528 | 34.2496 | 34.1512 | 2020-11-11 | Dec-2020 | 39.825 | 39.875 | 39.85
| 2020-11-12 | 37.0018 | 37.0018 | 37.0018 | 2020-11-12 | Q1-2021 | 40.6367 | 40.7356 | 40.6862 | 2020-11-12 | Summer 2021 | 34.0636 | 34.2613 | 34.1624 | 2020-11-12 | Dec-2020 | 39.685 | 39.715 | 39.7
| 2020-11-13 | 37.999 | 37.999 | 37.999 | 2020-11-13 | Q1-2021 | 41.2749 | 41.328 | 41.3015 | 2020-11-13 | Summer 2021 | 34.0494 | 34.2465 | 34.148 | 2020-11-13 | Dec-2020 | 40.395 | 40.445 | 40.42
| 2020-11-16 | 37.4251 | 37.4782 | 37.4516 | 2020-11-16 | Q1-2021 | 41.3476 | 41.4006 | 41.3741 | 2020-11-16 | Summer 2021 | 34.1037 | 34.3004 | 34.2021 | 2020-11-16 | Dec-2020 | 40.775 | 40.825 | 40.8
| 2020-11-17 | 35.2271 | 35.2724 | 35.2498 | 2020-11-17 | Q1-2021 | 39.9641 | 40.0169 | 39.9905 | 2020-11-17 | Summer 2021 | 33.1531 | 33.349 | 33.2511 | 2020-11-17 | Dec-2020 | 39.285 | 39.335 | 39.31
| 2020-11-18 | 36.7263 | 36.7714 | 36.7489 | 2020-11-18 | Q1-2021 | 38.6511 | 38.7488 | 38.6999 | 2020-11-18 | Summer 2021 | 32.4478 | 32.6506 | 32.5492 | 2020-11-18 | Dec-2020 | 38.11 | 38.14 | 38.125
| 2020-11-19 | 35.4739 | 35.4739 | 35.4739 | 2020-11-19 | Q1-2021 | 37.2805 | 37.3787 | 37.3296 | 2020-11-19 | Summer 2021 | 31.2524 | 31.3506 | 31.3015 | 2020-11-19 | Dec-2020 | 36.76 | 36.78 | 36.77
| 2020-11-20 | 34.0726 | 34.1252 | 34.0989 | 2020-11-20 | Q1-2021 | 36.8717 | 36.9243 | 36.898 | 2020-11-20 | Summer 2021 | 30.7737 | 30.9765 | 30.8751 | 2020-11-20 | Dec-2020 | 36.275 | 36.325 | 36.3
| 2020-11-23 | 36.5771 | 36.6222 | 36.5997 | 2020-11-23 | Q1-2021 | 38.4277 | 38.4728 | 38.4503 | 2020-11-23 | Summer 2021 | 31.7271 | 31.9224 | 31.8248 | 2020-11-23 | Dec-2020 | 38.135 | 38.185 | 38.16
| 2020-11-24 | 38.5748 | 38.6272 | 38.601 | 2020-11-24 | Q1-2021 | 39.3236 | 39.376 | 39.3498 | 2020-11-24 | Summer 2021 | 32.3027 | 32.4971 | 32.3999 | 2020-11-24 | Dec-2020 | 39.025 | 39.075 | 39.05
| 2020-11-25 | 39.1769 | 39.2217 | 39.1993 | 2020-11-25 | Q1-2021 | 39.2215 | 39.2738 | 39.2477 | 2020-11-25 | Summer 2021 | 32.2025 | 32.3965 | 32.2995 | 2020-11-25 | Dec-2020 | 39.025 | 39.075 | 39.05
| 2020-11-26 | 40.4282 | 40.4732 | 40.4507 | 2020-11-26 | Q1-2021 | 39.7748 | 39.8273 | 39.8011 | 2020-11-26 | Summer 2021 | 32.652 | 32.8467 | 32.7493 | 2020-11-26 | Dec-2020 | 39.975 | 40.025 | 40
| 2020-11-27 | 41.0242 | 41.0767 | 41.0505 | 2020-11-27 | Q1-2021 | 41.3101 | 41.3626 | 41.3364 | 2020-11-27 | Summer 2021 | 33.4531 | 33.6479 | 33.5505 | 2020-11-27 | Dec-2020 | 41.475 | 41.525 | 41.5
| 2020-11-30 | 42.2716 | 42.3241 | 42.2979 | 2020-11-30 | Q1-2021 | 42.7863 | 42.8313 | 42.8088 | 2020-11-30 | Summer 2021 | 34.5021 | 34.6967 | 34.5994 | 2020-11-30 | Dec-2020 | 42.925 | 42.975 | 42.95
| 2020-12-01 | 42.2468 | 42.2468 | 42.2468 | 2020-12-01 | Q1-2021 | 42.2746 | 42.3267 | 42.3006 | 2020-12-01 | Summer 2021 | 33.8528 | 34.0536 | 33.9532 | 2020-12-01 | Jan-2021 | 43.035 | 43.085 | 43.06
| 2020-12-02 | 42.9775 | 43.0224 | 43 | 2020-12-02 | Q1-2021 | 42.8347 | 42.8872 | 42.861 | 2020-12-02 | Summer 2021 | 34.4024 | 34.5971 | 34.4997 | 2020-12-02 | Jan-2021 | 43.655 | 43.705 | 43.68
| 2020-12-03 | 40.0969 | 40.0969 | 40.0969 | 2020-12-03 | Q1-2021 | 40.271 | 40.3302 | 40.3006 | 2020-12-03 | Summer 2021 | 32.5022 | 32.7021 | 32.6022 | 2020-12-03 | Jan-2021 | 41.12 | 41.14 | 41.13
| 2020-12-04 | 42.5269 | 42.5715 | 42.5492 | 2020-12-04 | Q1-2021 | 41.7268 | 41.7713 | 41.7491 | 2020-12-04 | Summer 2021 | 33.553 | 33.7532 | 33.6531 | 2020-12-04 | Jan-2021 | 42.425 | 42.475 | 42.45
| 2020-12-07 | 40.9776 | 41.03 | 41.0038 | 2020-12-07 | Q1-2021 | 41.1715 | 41.2238 | 41.1977 | 2020-12-07 | Summer 2021 | 33.2014 | 33.4033 | 33.3024 | 2020-12-07 | Jan-2021 | 41.825 | 41.875 | 41.85
| 2020-12-08 | 40.4977 | 40.5501 | 40.5239 | 2020-12-08 | Q1-2021 | 41.3469 | 41.3918 | 41.3694 | 2020-12-08 | Summer 2021 | 33.2435 | 33.4379 | 33.3407 | 2020-12-08 | Jan-2021 | 41.985 | 42.035 | 42.01
| 2020-12-09 | 40.7503 | 40.8026 | 40.7764 | 2020-12-09 | Q1-2021 | 41.7984 | 41.8507 | 41.8245 | 2020-12-09 | Summer 2021 | 33.8736 | 34.0751 | 33.9744 | 2020-12-09 | Jan-2021 | 42.225 | 42.275 | 42.25
| 2020-12-10 | 42.9022 | 42.9474 | 42.9248 | 2020-12-10 | Q1-2021 | 44.6726 | 44.7252 | 44.6989 | 2020-12-10 | Summer 2021 | 35.9284 | 36.1238 | 36.0261 | 2020-12-10 | Jan-2021 | 45.195 | 45.245 | 45.22
| 2020-12-11 | 43.2225 | 43.2755 | 43.249 | 2020-12-11 | Q1-2021 | 45.8015 | 45.8468 | 45.8242 | 2020-12-11 | Summer 2021 | 36.8991 | 37.103 | 37.001 | 2020-12-11 | Jan-2021 | 46.095 | 46.145 | 46.12
| 2020-12-14 | 46.078 | 46.123 | 46.1005 | 2020-12-14 | Q1-2021 | 47.9729 | 48.0254 | 47.9992 | 2020-12-14 | Summer 2021 | 37.8989 | 38.1013 | 38.0001 | 2020-12-14 | Jan-2021 | 48.225 | 48.275 | 48.25
| 2020-12-15 | 45.5239 | 45.576 | 45.55 | 2020-12-15 | Q1-2021 | 49.2774 | 49.322 | 49.2997 | 2020-12-15 | Summer 2021 | 38.7923 | 38.993 | 38.8926 | 2020-12-15 | Jan-2021 | 49.555 | 49.605 | 49.58
| 2020-12-16 | 44.9234 | 44.9753 | 44.9493 | 2020-12-16 | Q1-2021 | 46.5735 | 46.6253 | 46.5994 | 2020-12-16 | Summer 2021 | 37.0283 | 37.2282 | 37.1282 | 2020-12-16 | Jan-2021 | 46.695 | 46.745 | 46.72
| 2020-12-17 | 43.0003 | 43.0003 | 43.0003 | 2020-12-17 | Q1-2021 | 45.6017 | 45.6531 | 45.6274 | 2020-12-17 | Summer 2021 | 36.6993 | 36.8976 | 36.7984 | 2020-12-17 | Jan-2021 | 45.725 | 45.775 | 45.75
| 2020-12-18 | 41.2719 | 41.3237 | 41.2978 | 2020-12-18 | Q1-2021 | 45.5271 | 45.5716 | 45.5494 | 2020-12-18 | Summer 2021 | 36.9014 | 37.1012 | 37.0013 | 2020-12-18 | Jan-2021 | 45.64 | 45.69 | 45.665
| 2020-12-21 | 47.0731 | 47.1256 | 47.0993 | 2020-12-21 | Q1-2021 | 48.8374 | 48.8824 | 48.8599 | 2020-12-21 | Summer 2021 | 38.9517 | 39.1464 | 39.0491 | 2020-12-21 | Jan-2021 | 49.075 | 49.125 | 49.1
| 2020-12-22 | 48.2742 | 48.3267 | 48.3005 | 2020-12-22 | Q1-2021 | 51.0212 | 51.0811 | 51.0512 | 2020-12-22 | Summer 2021 | 40.3724 | 40.5221 | 40.4472 | 2020-12-22 | Jan-2021 | 51.53 | 51.57 | 51.55
| 2020-12-23 | 46.5765 | 46.6283 | 46.6024 | 2020-12-23 | Q1-2021 | 49.8638 | 49.9156 | 49.8897 | 2020-12-23 | Summer 2021 | 39.6902 | 39.8898 | 39.79 | 2020-12-23 | Jan-2021 | 50.7 | 50.75 | 50.725
| 2020-12-24 | 50.3601 | 50.4044 | 50.3823 | 2020-12-24 | Q1-2021 | 50.6076 | 50.6592 | 50.6334 | 2020-12-24 | Summer 2021 | 40.0837 | 40.2902 | 40.187 | 2020-12-24 | Jan-2021 | 51.14 | 51.19 | 51.165
| 2020-12-29 | 56.5025 | 56.5469 | 56.5247 | 2020-12-29 | Q1-2021 | 54.6764 | 54.7282 | 54.7023 | 2020-12-29 | Summer 2021 | 42.1515 | 42.3511 | 42.2513 | 2020-12-29 | Jan-2021 | 56.165 | 56.215 | 56.19
| 2020-12-30 | 56.0246 | 56.076 | 56.0503 | 2020-12-30 | Q1-2021 | 54.0482 | 54.0923 | 54.0703 | 2020-12-30 | Summer 2021 | 41.7768 | 41.9752 | 41.876 | 2020-12-30 | Jan-2021 | 55.375 | 55.425 | 55.4
| 2020-12-31 | 57.5698 | 57.6137 | 57.5918 | 2020-12-31 | Q1-2021 | 55.3743 | 55.4255 | 55.3999 | 2020-12-31 | Summer 2021 | 42.553 | 42.7506 | 42.6518 | 2020-12-31 | Jan-2021 | 56.675 | 56.725 | 56.7
| 2021-01-04 | 59.7273 | 59.7715 | 59.7494 | 2021-01-04 | Q2-2021 | 44.4966 | 44.7025 | 44.5996 | 2021-01-04 | Summer 2021 | 43.1483 | 43.3468 | 43.2476 | 2021-01-04 | Feb-2021 | 59.175 | 59.225 | 59.2
| 2021-01-05 | 54.2495 | 54.2495 | 54.2495 | 2021-01-05 | Q2-2021 | 42.203 | 42.4012 | 42.3021 | 2021-01-05 | Summer 2021 | 41.0475 | 41.253 | 41.1503 | 2021-01-05 | Feb-2021 | 53.745 | 53.795 | 53.77
| 2021-01-06 | 54.4472 | 54.4472 | 54.4472 | 2021-01-06 | Q2-2021 | 41.8993 | 42.0981 | 41.9987 | 2021-01-06 | Summer 2021 | 40.7996 | 40.9982 | 40.8989 | 2021-01-06 | Feb-2021 | 53.005 | 53.055 | 53.03
| 2021-01-07 | 58.7726 | 58.8242 | 58.7984 | 2021-01-07 | Q2-2021 | 44.4022 | 44.6012 | 44.5017 | 2021-01-07 | Summer 2021 | 43.1519 | 43.3509 | 43.2514 | 2021-01-07 | Feb-2021 | 58.085 | 58.135 | 58.11
| 2021-01-08 | 61.5754 | 61.6269 | 61.6012 | 2021-01-08 | Q2-2021 | 44.8474 | 45.0536 | 44.9505 | 2021-01-08 | Summer 2021 | 43.6272 | 43.826 | 43.7266 | 2021-01-08 | Feb-2021 | 60.975 | 61.025 | 61
| 2021-01-11 | 67.4753 | 67.5272 | 67.5013 | 2021-01-11 | Q2-2021 | 46.3004 | 46.5004 | 46.4004 | 2021-01-11 | Summer 2021 | 44.8004 | 45.0003 | 44.9003 | 2021-01-11 | Feb-2021 | 67.055 | 67.105 | 67.08
| 2021-01-12 | 78.8995 | 78.8995 | 78.8995 | 2021-01-12 | Q2-2021 | 48.1019 | 48.3 | 48.201 | 2021-01-12 | Summer 2021 | 46.1973 | 46.4027 | 46.3 | 2021-01-12 | Feb-2021 | 78.675 | 78.725 | 78.7
| 2021-01-13 | 65.4267 | 65.4781 | 65.4524 | 2021-01-13 | Q2-2021 | 44.5028 | 44.7007 | 44.6018 | 2021-01-13 | Summer 2021 | 43.077 | 43.2749 | 43.1759 | 2021-01-13 | Feb-2021 | 65.475 | 65.525 | 65.5
| 2021-01-14 | 64.4224 | 64.4735 | 64.448 | 2021-01-14 | Q2-2021 | 43.6468 | 43.8512 | 43.749 | 2021-01-14 | Summer 2021 | 42.5269 | 42.7239 | 42.6254 | 2021-01-14 | Feb-2021 | 62.675 | 62.725 | 62.7
| 2021-01-15 | 57.7215 | 57.773 | 57.7472 | 2021-01-15 | Q2-2021 | 42.1728 | 42.3787 | 42.2757 | 2021-01-15 | Summer 2021 | 41.052 | 41.2504 | 41.1512 | 2021-01-15 | Feb-2021 | 58.675 | 58.725 | 58.7
| 2021-01-18 | 53.2244 | 53.276 | 53.2502 | 2021-01-18 | Q2-2021 | 41.4718 | 41.678 | 41.5749 | 2021-01-18 | Summer 2021 | 40.4975 | 40.7036 | 40.6005 | 2021-01-18 | Feb-2021 | 54.595 | 54.645 | 54.62
| 2021-01-19 | 55.376 | 55.4274 | 55.4017 | 2021-01-19 | Q2-2021 | 43.9739 | 44.1721 | 44.073 | 2021-01-19 | Summer 2021 | 42.8985 | 43.0967 | 42.9976 | 2021-01-19 | Feb-2021 | 57.785 | 57.835 | 57.81
| 2021-01-20 | 55.772 | 55.8233 | 55.7976 | 2021-01-20 | Q2-2021 | 43.4968 | 43.702 | 43.5994 | 2021-01-20 | Summer 2021 | 42.4973 | 42.7024 | 42.5999 | 2021-01-20 | Feb-2021 | 56.675 | 56.725 | 56.7
| 2021-01-21 | 56.5269 | 56.5779 | 56.5524 | 2021-01-21 | Q2-2021 | 43.7479 | 43.9518 | 43.8498 | 2021-01-21 | Summer 2021 | 42.6744 | 42.8782 | 42.7763 | 2021-01-21 | Feb-2021 | 56.045 | 56.095 | 56.07
| 2021-01-22 | 60.4761 | 60.5273 | 60.5017 | 2021-01-22 | Q2-2021 | 45.1476 | 45.3524 | 45.25 | 2021-01-22 | Summer 2021 | 43.9731 | 44.1778 | 44.0755 | 2021-01-22 | Feb-2021 | 60.325 | 60.375 | 60.35
| 2021-01-25 | 56.9781 | 57.022 | 57 | 2021-01-25 | Q2-2021 | 43.5502 | 43.7479 | 43.6491 | 2021-01-25 | Summer 2021 | 42.4997 | 42.6973 | 42.5985 | 2021-01-25 | Feb-2021 | 56.295 | 56.345 | 56.32
| 2021-01-26 | 53.3275 | 53.3785 | 53.353 | 2021-01-26 | Q2-2021 | 43.1992 | 43.403 | 43.3011 | 2021-01-26 | Summer 2021 | 42.2718 | 42.4755 | 42.3737 | 2021-01-26 | Feb-2021 | 54.075 | 54.125 | 54.1
| 2021-01-27 | 53.3776 | 53.4286 | 53.4031 | 2021-01-27 | Q2-2021 | 43.4249 | 43.6218 | 43.5234 | 2021-01-27 | Summer 2021 | 42.5471 | 42.7512 | 42.6492 | 2021-01-27 | Feb-2021 | 53.875 | 53.925 | 53.9
| 2021-01-28 | 57.2217 | 57.2727 | 57.2472 | 2021-01-28 | Q2-2021 | 44.6515 | 44.8481 | 44.7498 | 2021-01-28 | Summer 2021 | 43.7521 | 43.9487 | 43.8504 | 2021-01-28 | Feb-2021 | 58.475 | 58.525 | 58.5
| 2021-01-29 | 55.2278 | 55.2716 | 55.2497 | 2021-01-29 | Q2-2021 | 43.3005 | 43.4973 | 43.3989 | 2021-01-29 | Summer 2021 | 42.5473 | 42.7513 | 42.6493 | 2021-01-29 | Feb-2021 | 55.475 | 55.525 | 55.5
| 2021-02-01 | 49.2218 | 49.273 | 49.2474 | 2021-02-01 | Q2-2021 | 41.9998 | 42.1972 | 42.0985 | 2021-02-01 | Summer 2021 | 41.3987 | 41.6033 | 41.501 | 2021-02-01 | Mar-2021 | 47.975 | 48.025 | 48
| 2021-02-02 | 49.2715 | 49.3228 | 49.2972 | 2021-02-02 | Q2-2021 | 42.1527 | 42.3504 | 42.2516 | 2021-02-02 | Summer 2021 | 41.5722 | 41.7772 | 41.6747 | 2021-02-02 | Mar-2021 | 48.025 | 48.075 | 48.05
| 2021-02-03 | 47.422 | 47.4733 | 47.4477 | 2021-02-03 | Q2-2021 | 41.9765 | 42.1741 | 42.0753 | 2021-02-03 | Summer 2021 | 41.4481 | 41.6531 | 41.5506 | 2021-02-03 | Mar-2021 | 47.125 | 47.175 | 47.15
| 2021-02-04 | 49.3774 | 49.4214 | 49.3994 | 2021-02-04 | Q2-2021 | 42.5249 | 42.7225 | 42.6237 | 2021-02-04 | Summer 2021 | 42.0271 | 42.2247 | 42.1259 | 2021-02-04 | Mar-2021 | 47.285 | 47.335 | 47.31
| 2021-02-05 | 50.3751 | 50.4261 | 50.4006 | 2021-02-05 | Q2-2021 | 43.053 | 43.2496 | 43.1513 | 2021-02-05 | Summer 2021 | 42.5513 | 42.7479 | 42.6496 | 2021-02-05 | Mar-2021 | 47.975 | 48.025 | 48
| 2021-02-08 | 57.4766 | 57.5276 | 57.5021 | 2021-02-08 | Q2-2021 | 45.1749 | 45.3715 | 45.2732 | 2021-02-08 | Summer 2021 | 44.6215 | 44.8253 | 44.7234 | 2021-02-08 | Mar-2021 | 51.85 | 51.9 | 51.875
| 2021-02-09 | 54.2777 | 54.3285 | 54.3031 | 2021-02-09 | Q2-2021 | 44.5966 | 44.7996 | 44.6981 | 2021-02-09 | Summer 2021 | 44.1476 | 44.3506 | 44.2491 | 2021-02-09 | Mar-2021 | 49.975 | 50.025 | 50
| 2021-02-10 | 51.6762 | 51.7268 | 51.7015 | 2021-02-10 | Q2-2021 | 43.4512 | 43.6534 | 43.5523 | 2021-02-10 | Summer 2021 | 43.1997 | 43.4018 | 43.3007 | 2021-02-10 | Mar-2021 | 47.575 | 47.625 | 47.6
| 2021-02-11 | 48.2228 | 48.2735 | 48.2481 | 2021-02-11 | Q2-2021 | 41.6976 | 41.9002 | 41.7989 | 2021-02-11 | Summer 2021 | 41.5466 | 41.7491 | 41.6479 | 2021-02-11 | Mar-2021 | 44.875 | 44.925 | 44.9
| 2021-02-12 | 45.7741 | 45.8246 | 45.7993 | 2021-02-12 | Q2-2021 | 41.7969 | 41.9991 | 41.898 | 2021-02-12 | Summer 2021 | 41.6467 | 41.8489 | 41.7478 | 2021-02-12 | Mar-2021 | 44.85 | 44.9 | 44.875
| 2021-02-15 | 41.773 | 41.8233 | 41.7981 | 2021-02-15 | Q2-2021 | 39.7999 | 40.0012 | 39.9006 | 2021-02-15 | Summer 2021 | 39.9022 | 40.1034 | 40.0028 | 2021-02-15 | Mar-2021 | 41.65 | 41.7 | 41.675
| 2021-02-16 | 42.7986 | 43.2011 | 42.9998 | 2021-02-16 | Q2-2021 | 40.3007 | 40.5018 | 40.4013 | 2021-02-16 | Summer 2021 | 40.3022 | 40.5034 | 40.4028 | 2021-02-16 | Mar-2021 | 42.75 | 42.85 | 42.8
| 2021-02-17 | 41.7238 | 41.8249 | 41.7744 | 2021-02-17 | Q2-2021 | 39.6261 | 39.8283 | 39.7272 | 2021-02-17 | Summer 2021 | 39.6573 | 39.8594 | 39.7583 | 2021-02-17 | Mar-2021 | 41.7 | 41.74 | 41.72
| 2021-02-18 | 43.9976 | 44.0478 | 44.0227 | 2021-02-18 | Q2-2021 | 41.099 | 41.2996 | 41.1993 | 2021-02-18 | Summer 2021 | 41.1512 | 41.3518 | 41.2515 | 2021-02-18 | Mar-2021 | 43.975 | 44.025 | 44
| 2021-02-19 | 42.124 | 42.1739 | 42.1489 | 2021-02-19 | Q2-2021 | 39.7471 | 39.9467 | 39.8469 | 2021-02-19 | Summer 2021 | 39.7284 | 39.928 | 39.8282 | 2021-02-19 | Mar-2021 | 41.995 | 42.045 | 42.02
| 2021-02-22 | 39.3256 | 39.4749 | 39.4002 | 2021-02-22 | Q2-2021 | 38.3994 | 38.5985 | 38.499 | 2021-02-22 | Summer 2021 | 38.4514 | 38.6505 | 38.551 | 2021-02-22 | Mar-2021 | 39.76 | 39.82 | 39.79
| 2021-02-23 | 40.2272 | 40.2769 | 40.2521 | 2021-02-23 | Q2-2021 | 39.4023 | 39.6008 | 39.5016 | 2021-02-23 | Summer 2021 | 39.3973 | 39.6029 | 39.5001 | 2021-02-23 | Mar-2021 | 40.975 | 41.025 | 41
| 2021-02-24 | 41.0479 | 41.1472 | 41.0976 | 2021-02-24 | Q2-2021 | 39.4482 | 39.5475 | 39.4979 | 2021-02-24 | Summer 2021 | 39.4716 | 39.578 | 39.5248 | 2021-02-24 | Mar-2021 | 41.01 | 41.09 | 41.05
| 2021-02-25 | 40.6754 | 40.7249 | 40.7001 | 2021-02-25 | Q2-2021 | 38.3497 | 38.5479 | 38.4488 | 2021-02-25 | Summer 2021 | 38.402 | 38.6001 | 38.5011 | 2021-02-25 | Mar-2021 | 40.05 | 40.1 | 40.075
| 2021-02-26 | 41.2477 | 41.2979 | 41.2728 | 2021-02-26 | Q2-2021 | 38.2486 | 38.4497 | 38.3491 | 2021-02-26 | Summer 2021 | 38.3007 | 38.5017 | 38.4012 | 2021-02-26 | Mar-2021 | 40.325 | 40.375 | 40.35
| 2021-03-01 | 43.5254 | 43.5756 | 43.5505 | 2021-03-01 | Q2-2021 | 39.2266 | 39.4273 | 39.327 | 2021-03-01 | Summer 2021 | 39.1572 | 39.3579 | 39.2575 | 2021-03-01 | Apr-2021 | 40.9 | 41.1 | 41
| 2021-03-02 | 44.2503 | 44.3506 | 44.3005 | 2021-03-02 | Q2-2021 | 38.5002 | 38.7009 | 38.6005 | 2021-03-02 | Summer 2021 | 38.4381 | 38.6387 | 38.5384 | 2021-03-02 | Apr-2021 | 40.06 | 40.26 | 40.16
| 2021-03-03 | 43.4528 | 43.5529 | 43.5029 | 2021-03-03 | Q2-2021 | 37.482 | 37.6821 | 37.5821 | 2021-03-03 | Summer 2021 | 37.5993 | 37.7994 | 37.6994 | 2021-03-03 | Apr-2021 | 38.79 | 38.99 | 38.89
| 2021-03-04 | 44.652 | 44.7521 | 44.7021 | 2021-03-04 | Q2-2021 | 38.5525 | 38.6526 | 38.6026 | 2021-03-04 | Summer 2021 | 38.6263 | 38.7263 | 38.6763 | 2021-03-04 | Apr-2021 | 39.8 | 39.9 | 39.85
| 2021-03-05 | 45.0028 | 45.5027 | 45.2528 | 2021-03-05 | Q2-2021 | 39.9875 | 40.1831 | 40.0853 | 2021-03-05 | Summer 2021 | 40.0477 | 40.2505 | 40.1491 | 2021-03-05 | Apr-2021 | 41.31 | 41.51 | 41.41
| 2021-03-08 | 44.3219 | 44.3726 | 44.3473 | 2021-03-08 | Q2-2021 | 39.2752 | 39.3259 | 39.3005 | 2021-03-08 | Summer 2021 | 39.3354 | 39.4657 | 39.4006 | 2021-03-08 | Apr-2021 | 40.505 | 40.555 | 40.53
| 2021-03-09 | 43.7746 | 43.825 | 43.7998 | 2021-03-09 | Q2-2021 | 41.2757 | 41.3261 | 41.3009 | 2021-03-09 | Summer 2021 | 41.1626 | 41.2849 | 41.2238 | 2021-03-09 | Apr-2021 | 42.855 | 42.905 | 42.88
| 2021-03-10 | 45.2974 | 45.7005 | 45.4989 | 2021-03-10 | Q2-2021 | 43.2576 | 43.4591 | 43.3583 | 2021-03-10 | Summer 2021 | 42.9499 | 43.1514 | 43.0507 | 2021-03-10 | Apr-2021 | 44.925 | 45.125 | 45.025
| 2021-03-11 | 46.7229 | 46.773 | 46.7479 | 2021-03-11 | Q2-2021 | 44.5234 | 44.5735 | 44.5484 | 2021-03-11 | Summer 2021 | 44.2387 | 44.3604 | 44.2996 | 2021-03-11 | Apr-2021 | 46.325 | 46.375 | 46.35
| 2021-03-12 | 47.2737 | 47.3241 | 47.2989 | 2021-03-12 | Q2-2021 | 45.5025 | 45.5529 | 45.5277 | 2021-03-12 | Summer 2021 | 45.1157 | 45.238 | 45.1768 | 2021-03-12 | Apr-2021 | 47.15 | 47.2 | 47.175
| 2021-03-15 | 45.0776 | 45.128 | 45.1028 | 2021-03-15 | Q2-2021 | 44.1257 | 44.1761 | 44.1509 | 2021-03-15 | Summer 2021 | 43.9409 | 44.0632 | 44.0021 | 2021-03-15 | Apr-2021 | 45.375 | 45.425 | 45.4
| 2021-03-16 | 43.0764 | 43.1268 | 43.1016 | 2021-03-16 | Q2-2021 | 42.4776 | 42.528 | 42.5028 | 2021-03-16 | Summer 2021 | 42.3859 | 42.5155 | 42.4507 | 2021-03-16 | Apr-2021 | 43.605 | 43.655 | 43.63
| 2021-03-17 | 45.8721 | 45.9226 | 45.8974 | 2021-03-17 | Q2-2021 | 44.0973 | 44.1478 | 44.1225 | 2021-03-17 | Summer 2021 | 43.7891 | 43.9116 | 43.8504 | 2021-03-17 | Apr-2021 | 45.425 | 45.475 | 45.45
| 2021-03-18 | 44.5534 | 44.5964 | 44.5749 | 2021-03-18 | Q2-2021 | 42.7248 | 42.775 | 42.7499 | 2021-03-18 | Summer 2021 | 42.5122 | 42.6412 | 42.5767 | 2021-03-18 | Apr-2021 | 43.925 | 43.975 | 43.95
| 2021-03-19 | 42.4763 | 42.5267 | 42.5015 | 2021-03-19 | Q2-2021 | 42.0513 | 42.1017 | 42.0765 | 2021-03-19 | Summer 2021 | 41.9386 | 42.061 | 41.9998 | 2021-03-19 | Apr-2021 | 42.965 | 43.015 | 42.99
| 2021-03-22 | 44.0768 | 44.1273 | 44.1021 | 2021-03-22 | Q2-2021 | 44.4235 | 44.4739 | 44.4487 | 2021-03-22 | Summer 2021 | 44.0357 | 44.1655 | 44.1006 | 2021-03-22 | Apr-2021 | 45.735 | 45.785 | 45.76
| 2021-03-23 | 44.9722 | 45.023 | 44.9976 | 2021-03-23 | Q2-2021 | 45.298 | 45.3488 | 45.3234 | 2021-03-23 | Summer 2021 | 44.9151 | 45.0384 | 44.9768 | 2021-03-23 | Apr-2021 | 46.475 | 46.525 | 46.5
| 2021-03-24 | 45.2268 | 45.2778 | 45.2523 | 2021-03-24 | Q2-2021 | 45.8244 | 45.8753 | 45.8499 | 2021-03-24 | Summer 2021 | 45.3388 | 45.4626 | 45.4007 | 2021-03-24 | Apr-2021 | 47.125 | 47.175 | 47.15
| 2021-03-25 | 45.273 | 45.324 | 45.2985 | 2021-03-25 | Q2-2021 | 45.5726 | 45.6236 | 45.5981 | 2021-03-25 | Summer 2021 | 44.9633 | 45.087 | 45.0252 | 2021-03-25 | Apr-2021 | 47.075 | 47.125 | 47.1
| 2021-03-26 | 46.4763 | 46.5271 | 46.5017 | 2021-03-26 | Q2-2021 | 46.8107 | 46.9122 | 46.8614 | 2021-03-26 | Summer 2021 | 46.051 | 46.1525 | 46.1017 | 2021-03-26 | Apr-2021 | 48.45 | 48.55 | 48.5
| 2021-03-29 | 46.2967 | 46.3475 | 46.3221 | 2021-03-29 | Q2-2021 | 45.3466 | 45.5497 | 45.4482 | 2021-03-29 | Summer 2021 | 44.7752 | 44.9783 | 44.8768 | 2021-03-29 | Apr-2021 | 46.7 | 46.9 | 46.8
| 2021-03-30 | 45.9762 | 46.0272 | 46.0017 | 2021-03-30 | Q2-2021 | 46.5972 | 46.8012 | 46.6992 | 2021-03-30 | Summer 2021 | 45.9496 | 46.1536 | 46.0516 | 2021-03-30 | Apr-2021 | 48.15 | 48.35 | 48.25
| 2021-03-31 | 48.1258 | 48.1767 | 48.1512 | 2021-03-31 | Q2-2021 | 47.301 | 47.497 | 47.399 | 2021-03-31 | Summer 2021 | 46.547 | 46.7502 | 46.6486 | 2021-03-31 | Apr-2021 | 48.95 | 49.15 | 49.05
| 2021-04-01 | 50.2028 | 50.2534 | 50.2281 | 2021-04-01 | Q3-2021 | 46.2027 | 46.3978 | 46.3002 | 2021-04-01 | Winter 2021-22 | 55.0765 | 55.2716 | 55.1741 | 2021-04-01 | May-2021 | 46.8 | 47 | 46.9
| 2021-04-06 | 53.6715 | 53.722 | 53.6967 | 2021-04-06 | Q3-2021 | 47.9006 | 48.1028 | 48.0017 | 2021-04-06 | Winter 2021-22 | 56.7982 | 57.0002 | 56.8992 | 2021-04-06 | May-2021 | 48.8 | 49 | 48.9
| 2021-04-07 | 52.4223 | 52.4731 | 52.4477 | 2021-04-07 | Q3-2021 | 47.1499 | 47.3531 | 47.2515 | 2021-04-07 | Winter 2021-22 | 55.9967 | 56.1998 | 56.0983 | 2021-04-07 | May-2021 | 47.6 | 47.8 | 47.7
| 2021-04-08 | 52.4779 | 52.5216 | 52.4998 | 2021-04-08 | Q3-2021 | 46.5007 | 46.6972 | 46.5989 | 2021-04-08 | Winter 2021-22 | 55.4516 | 55.648 | 55.5498 | 2021-04-08 | May-2021 | 47.1 | 47.3 | 47.2
| 2021-04-09 | 51.7238 | 51.7748 | 51.7493 | 2021-04-09 | Q3-2021 | 46.2724 | 46.4764 | 46.3744 | 2021-04-09 | Winter 2021-22 | 55.4004 | 55.597 | 55.4987 | 2021-04-09 | May-2021 | 46.65 | 46.85 | 46.75
| 2021-04-12 | 56.3483 | 56.6465 | 56.4974 | 2021-04-12 | Q3-2021 | 48.4904 | 48.5922 | 48.5413 | 2021-04-12 | Winter 2021-22 | 57.1514 | 57.3477 | 57.2496 | 2021-04-12 | May-2021 | 49.425 | 49.475 | 49.45
| 2021-04-13 | 55.7464 | 55.7464 | 55.7464 | 2021-04-13 | Q3-2021 | 47.7966 | 48.0004 | 47.8985 | 2021-04-13 | Winter 2021-22 | 56.3972 | 56.6008 | 56.499 | 2021-04-13 | May-2021 | 48.51 | 48.59 | 48.55
| 2021-04-14 | 55.4766 | 55.5273 | 55.502 | 2021-04-14 | Q3-2021 | 48.3506 | 48.5536 | 48.4521 | 2021-04-14 | Winter 2021-22 | 57.0024 | 57.198 | 57.1002 | 2021-04-14 | May-2021 | 48.85 | 49.05 | 48.95
| 2021-04-15 | 56.4239 | 56.4747 | 56.4493 | 2021-04-15 | Q3-2021 | 49.9228 | 50.1258 | 50.0243 | 2021-04-15 | Winter 2021-22 | 58.4785 | 58.6742 | 58.5763 | 2021-04-15 | May-2021 | 50.35 | 50.55 | 50.45
| 2021-04-16 | 56.7255 | 56.7762 | 56.7509 | 2021-04-16 | Q3-2021 | 50.4509 | 50.6534 | 50.5521 | 2021-04-16 | Winter 2021-22 | 59.0489 | 59.2513 | 59.1501 | 2021-04-16 | May-2021 | 51.05 | 51.25 | 51.15
| 2021-04-19 | 56.524 | 56.574 | 56.549 | 2021-04-19 | Q3-2021 | 51.547 | 51.7471 | 51.647 | 2021-04-19 | Winter 2021-22 | 59.5487 | 59.7487 | 59.6487 | 2021-04-19 | May-2021 | 52.625 | 52.825 | 52.725
| 2021-04-20 | 55.676 | 55.7263 | 55.7012 | 2021-04-20 | Q3-2021 | 51.5007 | 51.7015 | 51.6011 | 2021-04-20 | Winter 2021-22 | 59.6223 | 59.8229 | 59.7226 | 2021-04-20 | May-2021 | 52.6 | 52.8 | 52.7
| 2021-04-21 | 56.3014 | 56.3517 | 56.3266 | 2021-04-21 | Q3-2021 | 51.9017 | 52.1025 | 52.0021 | 2021-04-21 | Winter 2021-22 | 59.8755 | 60.0762 | 59.9759 | 2021-04-21 | May-2021 | 52.84 | 53.04 | 52.94
| 2021-04-22 | 56.1783 | 56.2216 | 56.1999 | 2021-04-22 | Q3-2021 | 52.5278 | 52.7229 | 52.6254 | 2021-04-22 | Winter 2021-22 | 60.6013 | 60.8035 | 60.7024 | 2021-04-22 | May-2021 | 53.6 | 53.8 | 53.7
| 2021-04-23 | 53.3967 | 53.5989 | 53.4978 | 2021-04-23 | Q3-2021 | 49.1716 | 49.3666 | 49.2691 | 2021-04-23 | Winter 2021-22 | 57.9501 | 58.1522 | 58.0511 | 2021-04-23 | May-2021 | 50.25 | 50.35 | 50.3
| 2021-04-26 | 54.974 | 55.0244 | 54.9992 | 2021-04-26 | Q3-2021 | 50.1993 | 50.4009 | 50.3001 | 2021-04-26 | Winter 2021-22 | 58.1468 | 58.3483 | 58.2476 | 2021-04-26 | May-2021 | 52 | 52.2 | 52.1
| 2021-04-27 | 57.9972 | 58.1983 | 58.0977 | 2021-04-27 | Q3-2021 | 53.5502 | 53.7513 | 53.6507 | 2021-04-27 | Winter 2021-22 | 60.9513 | 61.1523 | 61.0518 | 2021-04-27 | May-2021 | 55.15 | 55.21 | 55.18
| 2021-04-28 | 59.2738 | 59.3241 | 59.2989 | 2021-04-28 | Q3-2021 | 53.5988 | 53.7999 | 53.6994 | 2021-04-28 | Winter 2021-22 | 61.3974 | 61.5984 | 61.4979 | 2021-04-28 | May-2021 | 54.825 | 55.025 | 54.925
| 2021-04-29 | 60.8971 | 60.9473 | 60.9222 | 2021-04-29 | Q3-2021 | 55.9021 | 56.1027 | 56.0024 | 2021-04-29 | Winter 2021-22 | 63.5995 | 63.8 | 63.6998 | 2021-04-29 | May-2021 | 57.55 | 57.75 | 57.65
| 2021-04-30 | 63.9719 | 64.0226 | 63.9973 | 2021-04-30 | Q3-2021 | 58.0504 | 58.253 | 58.1517 | 2021-04-30 | Winter 2021-22 | 65.8529 | 66.0482 | 65.9505 | 2021-04-30 | May-2021 | 59.95 | 60.15 | 60.05
| 2021-05-04 | 65.3784 | 65.4216 | 65.4 | 2021-05-04 | Q3-2021 | 57.6024 | 57.7969 | 57.6996 | 2021-05-04 | Winter 2021-22 | 65.4023 | 65.5968 | 65.4996 | 2021-05-04 | Jun-2021 | 59.775 | 59.975 | 59.875
| 2021-05-05 | 65.4496 | 65.5502 | 65.4999 | 2021-05-05 | Q3-2021 | 59.2689 | 59.4702 | 59.3696 | 2021-05-05 | Winter 2021-22 | 67.0008 | 67.2019 | 67.1014 | 2021-05-05 | Jun-2021 | 61.475 | 61.525 | 61.5
| 2021-05-06 | 67.9782 | 68.0215 | 67.9998 | 2021-05-06 | Q3-2021 | 60.503 | 60.6975 | 60.6003 | 2021-05-06 | Winter 2021-22 | 68.2967 | 68.4984 | 68.3975 | 2021-05-06 | Jun-2021 | 62.2 | 62.4 | 62.3
| 2021-05-07 | 62.2258 | 62.2758 | 62.2508 | 2021-05-07 | Q3-2021 | 59.7985 | 59.9986 | 59.8986 | 2021-05-07 | Winter 2021-22 | 68.0899 | 68.29 | 68.19 | 2021-05-07 | Jun-2021 | 61.35 | 61.55 | 61.45
| 2021-05-10 | 66.473 | 66.5225 | 66.4977 | 2021-05-10 | Q3-2021 | 61.8995 | 62.0975 | 61.9985 | 2021-05-10 | Winter 2021-22 | 69.7973 | 70.0023 | 69.8998 | 2021-05-10 | Jun-2021 | 63.65 | 63.85 | 63.75
| 2021-05-11 | 66.403 | 66.403 | 66.403 | 2021-05-11 | Q3-2021 | 63.4876 | 63.6925 | 63.5901 | 2021-05-11 | Winter 2021-22 | 71.5259 | 71.7236 | 71.6248 | 2021-05-11 | Jun-2021 | 65.35 | 65.45 | 65.4
| 2021-05-12 | 66.7247 | 66.7744 | 66.7495 | 2021-05-12 | Q3-2021 | 63.9479 | 64.1465 | 64.0472 | 2021-05-12 | Winter 2021-22 | 72.2492 | 72.4477 | 72.3485 | 2021-05-12 | Jun-2021 | 65.9 | 66.1 | 66
| 2021-05-13 | 68.575 | 68.6249 | 68.6 | 2021-05-13 | Q3-2021 | 63.9264 | 64.126 | 64.0262 | 2021-05-13 | Winter 2021-22 | 72.1977 | 72.3971 | 72.2974 | 2021-05-13 | Jun-2021 | 66.35 | 66.55 | 66.45
| 2021-05-14 | 68.8228 | 68.8725 | 68.8477 | 2021-05-14 | Q3-2021 | 65.8472 | 66.0529 | 65.9501 | 2021-05-14 | Winter 2021-22 | 73.4745 | 73.6731 | 73.5738 | 2021-05-14 | Jun-2021 | 68.5 | 68.7 | 68.6
| 2021-05-17 | 67.7248 | 67.7744 | 67.7496 | 2021-05-17 | Q3-2021 | 63.8991 | 64.0974 | 63.9982 | 2021-05-17 | Winter 2021-22 | 71.3482 | 71.5535 | 71.4509 | 2021-05-17 | Jun-2021 | 66.5 | 66.7 | 66.6
| 2021-05-18 | 64.9715 | 65.0279 | 64.9997 | 2021-05-18 | Q3-2021 | 60.2002 | 60.3975 | 60.2988 | 2021-05-18 | Winter 2021-22 | 68.1478 | 68.3521 | 68.2499 | 2021-05-18 | Jun-2021 | 62.725 | 62.925 | 62.825
| 2021-05-19 | 59.6761 | 59.7256 | 59.7009 | 2021-05-19 | Q3-2021 | 54.8034 | 55.0012 | 54.9023 | 2021-05-19 | Winter 2021-22 | 62.8993 | 63.097 | 62.9982 | 2021-05-19 | Jun-2021 | 57.45 | 57.65 | 57.55
| 2021-05-20 | 62.9769 | 63.0263 | 63.0016 | 2021-05-20 | Q3-2021 | 59.9001 | 60.0978 | 59.999 | 2021-05-20 | Winter 2021-22 | 67.702 | 67.8996 | 67.8008 | 2021-05-20 | Jun-2021 | 62.075 | 62.275 | 62.175
| 2021-05-21 | 66.972 | 67.0285 | 67.0002 | 2021-05-21 | Q3-2021 | 59.9012 | 60.0989 | 60.0001 | 2021-05-21 | Winter 2021-22 | 67.8999 | 68.0975 | 67.9987 | 2021-05-21 | Jun-2021 | 62.3 | 62.5 | 62.4
| 2021-05-24 | 63.7263 | 63.7758 | 63.751 | 2021-05-24 | Q3-2021 | 60.2523 | 60.4501 | 60.3512 | 2021-05-24 | Winter 2021-22 | 68.0976 | 68.3024 | 68.2 | 2021-05-24 | Jun-2021 | 62.05 | 62.25 | 62.15
| 2021-05-25 | 70.4745 | 70.5241 | 70.4993 | 2021-05-25 | Q3-2021 | 64.5726 | 64.7779 | 64.6752 | 2021-05-25 | Winter 2021-22 | 72.151 | 72.3491 | 72.25 | 2021-05-25 | Jun-2021 | 66.125 | 66.325 | 66.225
| 2021-05-26 | 70.5715 | 70.6282 | 70.5999 | 2021-05-26 | Q3-2021 | 64.4011 | 64.5993 | 64.5002 | 2021-05-26 | Winter 2021-22 | 72.2754 | 72.4736 | 72.3745 | 2021-05-26 | Jun-2021 | 65.95 | 66.15 | 66.05
| 2021-05-27 | 65.2985 | 65.3479 | 65.3232 | 2021-05-27 | Q3-2021 | 60.8507 | 61.0482 | 60.9494 | 2021-05-27 | Winter 2021-22 | 68.8528 | 69.0502 | 68.9515 | 2021-05-27 | Jun-2021 | 62.25 | 62.45 | 62.35
| 2021-05-28 | 60.9762 | 61.0255 | 61.0009 | 2021-05-28 | Q3-2021 | 60.9234 | 61.1278 | 61.0256 | 2021-05-28 | Winter 2021-22 | 68.9531 | 69.1505 | 69.0518 | 2021-05-28 | Jun-2021 | 61.65 | 61.85 | 61.75
| 2021-06-01 | 63.4215 | 63.478 | 63.4498 | 2021-06-01 | Q3-2021 | 63.3535 | 63.5511 | 63.4523 | 2021-06-01 | Winter 2021-22 | 71.6528 | 71.8504 | 71.7516 | 2021-06-01 | Jul-2021 | 63.3 | 63.5 | 63.4
| 2021-06-02 | 62.0744 | 62.1237 | 62.099 | 2021-06-02 | Q3-2021 | 62.4216 | 62.6261 | 62.5239 | 2021-06-02 | Winter 2021-22 | 70.5483 | 70.7528 | 70.6506 | 2021-06-02 | Jul-2021 | 62.3 | 62.5 | 62.4
| 2021-06-03 | 63.0256 | 63.0753 | 63.0504 | 2021-06-03 | Q3-2021 | 62.9007 | 63.0992 | 62.9999 | 2021-06-03 | Winter 2021-22 | 71.0482 | 71.2466 | 71.1474 | 2021-06-03 | Jul-2021 | 62.9 | 63.1 | 63
| 2021-06-04 | 62.3274 | 62.3768 | 62.3521 | 2021-06-04 | Q3-2021 | 62.7474 | 62.9521 | 62.8497 | 2021-06-04 | Winter 2021-22 | 70.9511 | 71.1487 | 71.0499 | 2021-06-04 | Jul-2021 | 62.65 | 62.85 | 62.75
| 2021-06-07 | 63.3783 | 63.4276 | 63.4029 | 2021-06-07 | Q3-2021 | 64.7217 | 64.9262 | 64.824 | 2021-06-07 | Winter 2021-22 | 72.6717 | 72.8762 | 72.774 | 2021-06-07 | Jul-2021 | 64.55 | 64.75 | 64.65
| 2021-06-08 | 67.5504 | 67.5999 | 67.5751 | 2021-06-08 | Q3-2021 | 67.9485 | 68.1535 | 68.051 | 2021-06-08 | Winter 2021-22 | 76.0491 | 76.2469 | 76.148 | 2021-06-08 | Jul-2021 | 67.8 | 68 | 67.9
| 2021-06-09 | 67.8216 | 67.8783 | 67.85 | 2021-06-09 | Q3-2021 | 68.8023 | 69.0006 | 68.9015 | 2021-06-09 | Winter 2021-22 | 76.9476 | 77.1529 | 77.0503 | 2021-06-09 | Jul-2021 | 68.6 | 68.8 | 68.7
| 2021-06-10 | 67.9743 | 68.0237 | 67.999 | 2021-06-10 | Q3-2021 | 69.1011 | 69.299 | 69.2001 | 2021-06-10 | Winter 2021-22 | 76.7487 | 76.9466 | 76.8476 | 2021-06-10 | Jul-2021 | 68.925 | 69.125 | 69.025
| 2021-06-11 | 67.7747 | 67.8243 | 67.7995 | 2021-06-11 | Q3-2021 | 67.8772 | 68.0757 | 67.9764 | 2021-06-11 | Winter 2021-22 | 75.5985 | 75.7969 | 75.6977 | 2021-06-11 | Jul-2021 | 67.6 | 67.8 | 67.7
| 2021-06-14 | 69.9245 | 69.9741 | 69.9493 | 2021-06-14 | Q3-2021 | 70.125 | 70.3234 | 70.2242 | 2021-06-14 | Winter 2021-22 | 77.7486 | 77.947 | 77.8478 | 2021-06-14 | Jul-2021 | 69.9 | 70.1 | 70
| 2021-06-15 | 69.8242 | 69.8739 | 69.8491 | 2021-06-15 | Q3-2021 | 68.6261 | 68.8248 | 68.7254 | 2021-06-15 | Winter 2021-22 | 75.798 | 75.9967 | 75.8974 | 2021-06-15 | Jul-2021 | 68.315 | 68.515 | 68.415
| 2021-06-16 | 68.178 | 68.2277 | 68.2029 | 2021-06-16 | Q3-2021 | 68.8752 | 69.0737 | 68.9744 | 2021-06-16 | Winter 2021-22 | 76.2035 | 76.402 | 76.3028 | 2021-06-16 | Jul-2021 | 68.65 | 68.85 | 68.75
| 2021-06-17 | 70.0785 | 70.1216 | 70.1001 | 2021-06-17 | Q3-2021 | 69.3479 | 69.5488 | 69.4484 | 2021-06-17 | Winter 2021-22 | 76.5476 | 76.7485 | 76.6481 | 2021-06-17 | Jul-2021 | 69.15 | 69.35 | 69.25
| 2021-06-18 | 74.6265 | 74.6772 | 74.6518 | 2021-06-18 | Q3-2021 | 72.4173 | 72.6202 | 72.5187 | 2021-06-18 | Winter 2021-22 | 79.3016 | 79.4972 | 79.3994 | 2021-06-18 | Jul-2021 | 72.11 | 72.31 | 72.21
| 2021-06-21 | 74.4756 | 74.5259 | 74.5008 | 2021-06-21 | Q3-2021 | 72.2412 | 72.4423 | 72.3417 | 2021-06-21 | Winter 2021-22 | 79.0279 | 79.2219 | 79.1249 | 2021-06-21 | Jul-2021 | 72.07 | 72.27 | 72.17
| 2021-06-22 | 78.2248 | 78.2751 | 78.25 | 2021-06-22 | Q3-2021 | 75.3016 | 75.5028 | 75.4022 | 2021-06-22 | Winter 2021-22 | 82.2471 | 82.4482 | 82.3477 | 2021-06-22 | Jul-2021 | 75.21 | 75.41 | 75.31
| 2021-06-23 | 80.4731 | 80.5232 | 80.4981 | 2021-06-23 | Q3-2021 | 76.9507 | 77.1512 | 77.0509 | 2021-06-23 | Winter 2021-22 | 83.7223 | 83.9227 | 83.8225 | 2021-06-23 | Jul-2021 | 76.62 | 76.82 | 76.72
| 2021-06-24 | 80.5733 | 80.6236 | 80.5985 | 2021-06-24 | Q3-2021 | 78.6522 | 78.8536 | 78.7529 | 2021-06-24 | Winter 2021-22 | 85.0001 | 85.2014 | 85.1008 | 2021-06-24 | Jul-2021 | 78.5 | 78.7 | 78.6
| 2021-06-25 | 82.2721 | 82.3224 | 82.2972 | 2021-06-25 | Q3-2021 | 79.7973 | 79.9986 | 79.898 | 2021-06-25 | Winter 2021-22 | 85.8535 | 86.0476 | 85.9505 | 2021-06-25 | Jul-2021 | 79.7 | 79.9 | 79.8
| 2021-06-28 | 79.1267 | 79.1771 | 79.1519 | 2021-06-28 | Q3-2021 | 79.4492 | 79.6508 | 79.55 | 2021-06-28 | Winter 2021-22 | 85.7976 | 85.9992 | 85.8984 | 2021-06-28 | Jul-2021 | 79.4 | 79.6 | 79.5
| 2021-06-29 | 82.8285 | 82.8719 | 82.8502 | 2021-06-29 | Q3-2021 | 82.9011 | 83.1034 | 83.0023 | 2021-06-29 | Winter 2021-22 | 89.0244 | 89.2266 | 89.1255 | 2021-06-29 | Jul-2021 | 82.85 | 83.05 | 82.95
| 2021-06-30 | 88.2255 | 88.2762 | 88.2508 | 2021-06-30 | Q3-2021 | 86.5023 | 86.6978 | 86.6001 | 2021-06-30 | Winter 2021-22 | 92.0499 | 92.2526 | 92.1513 | 2021-06-30 | Jul-2021 | 86.7 | 86.9 | 86.8
| 2021-07-01 | 91.624 | 91.6749 | 91.6494 | 2021-07-01 | Q4-2021 | 94.1505 | 94.3465 | 94.2485 | 2021-07-01 | Winter 2021-22 | 94.3996 | 94.6028 | 94.5012 | 2021-07-01 | Aug-2021 | 88.6 | 88.8 | 88.7
| 2021-07-02 | 86.0021 | 86.0529 | 86.0275 | 2021-07-02 | Q4-2021 | 93.9757 | 94.1714 | 94.0736 | 2021-07-02 | Winter 2021-22 | 93.9998 | 94.2026 | 94.1012 | 2021-07-02 | Aug-2021 | 88.33 | 88.53 | 88.43
| 2021-07-05 | 92.827 | 92.8776 | 92.8523 | 2021-07-05 | Q4-2021 | 98.5013 | 98.7034 | 98.6024 | 2021-07-05 | Winter 2021-22 | 98.1778 | 98.3726 | 98.2752 | 2021-07-05 | Aug-2021 | 92.7 | 92.9 | 92.8
| 2021-07-06 | 82.6222 | 82.673 | 82.6476 | 2021-07-06 | Q4-2021 | 88.2274 | 88.423 | 88.3252 | 2021-07-06 | Winter 2021-22 | 88.0002 | 88.2031 | 88.1016 | 2021-07-06 | Aug-2021 | 82.05 | 82.25 | 82.15
| 2021-07-07 | 80.7278 | 80.7786 | 80.7532 | 2021-07-07 | Q4-2021 | 85.2532 | 85.4492 | 85.3512 | 2021-07-07 | Winter 2021-22 | 84.9973 | 85.2005 | 85.0989 | 2021-07-07 | Aug-2021 | 79.325 | 79.525 | 79.425
| 2021-07-08 | 84.2728 | 84.3237 | 84.2983 | 2021-07-08 | Q4-2021 | 89.3519 | 89.548 | 89.4499 | 2021-07-08 | Winter 2021-22 | 89.1967 | 89.4 | 89.2984 | 2021-07-08 | Aug-2021 | 83.3 | 83.5 | 83.4
| 2021-07-09 | 90.9754 | 91.026 | 91.0007 | 2021-07-09 | Q4-2021 | 96.9468 | 97.1492 | 97.048 | 2021-07-09 | Winter 2021-22 | 96.6981 | 96.9004 | 96.7992 | 2021-07-09 | Aug-2021 | 90.325 | 90.525 | 90.425
| 2021-07-12 | 84.3776 | 84.428 | 84.4028 | 2021-07-12 | Q4-2021 | 90.9021 | 91.0965 | 90.9993 | 2021-07-12 | Winter 2021-22 | 90.7765 | 90.978 | 90.8773 | 2021-07-12 | Aug-2021 | 84.34 | 84.54 | 84.44
| 2021-07-13 | 86.9721 | 87.0227 | 86.9974 | 2021-07-13 | Q4-2021 | 92.2972 | 92.4995 | 92.3983 | 2021-07-13 | Winter 2021-22 | 92.2517 | 92.4467 | 92.3492 | 2021-07-13 | Aug-2021 | 86.5 | 86.7 | 86.6
| 2021-07-14 | 83.3035 | 83.3468 | 83.3252 | 2021-07-14 | Q4-2021 | 89.4973 | 89.6994 | 89.5984 | 2021-07-14 | Winter 2021-22 | 89.4752 | 89.6772 | 89.5762 | 2021-07-14 | Aug-2021 | 83.7 | 83.9 | 83.8
| 2021-07-15 | 82.3786 | 82.4219 | 82.4002 | 2021-07-15 | Q4-2021 | 88.0744 | 88.2764 | 88.1754 | 2021-07-15 | Winter 2021-22 | 88.0478 | 88.2497 | 88.1487 | 2021-07-15 | Aug-2021 | 82.45 | 82.65 | 82.55
| 2021-07-16 | 86.2744 | 86.3252 | 86.2998 | 2021-07-16 | Q4-2021 | 91.7967 | 91.9998 | 91.8983 | 2021-07-16 | Winter 2021-22 | 91.5508 | 91.7466 | 91.6487 | 2021-07-16 | Aug-2021 | 85.95 | 86.15 | 86.05
| 2021-07-19 | 89.9716 | 90.0227 | 89.9971 | 2021-07-19 | Q4-2021 | 94.3506 | 94.5479 | 94.4493 | 2021-07-19 | Winter 2021-22 | 93.9989 | 94.2036 | 94.1013 | 2021-07-19 | Aug-2021 | 88.38 | 88.58 | 88.48
| 2021-07-20 | 88.7236 | 88.775 | 88.7493 | 2021-07-20 | Q4-2021 | 93.4996 | 93.6979 | 93.5988 | 2021-07-20 | Winter 2021-22 | 93.0743 | 93.2726 | 93.1735 | 2021-07-20 | Aug-2021 | 88.05 | 88.25 | 88.15
| 2021-07-21 | 90.7725 | 90.8237 | 90.7981 | 2021-07-21 | Q4-2021 | 94.6028 | 94.8001 | 94.7014 | 2021-07-21 | Winter 2021-22 | 93.7485 | 93.9531 | 93.8508 | 2021-07-21 | Aug-2021 | 89.045 | 89.245 | 89.145
| 2021-07-22 | 90.2253 | 90.2762 | 90.2508 | 2021-07-22 | Q4-2021 | 94.0222 | 94.2257 | 94.124 | 2021-07-22 | Winter 2021-22 | 93.1275 | 93.3237 | 93.2256 | 2021-07-22 | Aug-2021 | 88.5 | 88.7 | 88.6
| 2021-07-23 | 89.0016 | 89.0525 | 89.0271 | 2021-07-23 | Q4-2021 | 93.2275 | 93.4237 | 93.3256 | 2021-07-23 | Winter 2021-22 | 92.2469 | 92.4504 | 92.3487 | 2021-07-23 | Aug-2021 | 87.935 | 88.135 | 88.035
| 2021-07-26 | 94.5726 | 94.6233 | 94.5979 | 2021-07-26 | Q4-2021 | 96.998 | 97.2006 | 97.0993 | 2021-07-26 | Winter 2021-22 | 95.7984 | 96.001 | 95.8997 | 2021-07-26 | Aug-2021 | 93 | 93.2 | 93.1
| 2021-07-27 | 95.6528 | 95.7032 | 95.678 | 2021-07-27 | Q4-2021 | 98.2476 | 98.4492 | 98.3484 | 2021-07-27 | Winter 2021-22 | 96.5977 | 96.7994 | 96.6986 | 2021-07-27 | Aug-2021 | 95.35 | 95.55 | 95.45
| 2021-07-28 | 100.0761 | 100.1265 | 100.1013 | 2021-07-28 | Q4-2021 | 103.7722 | 103.9739 | 103.873 | 2021-07-28 | Winter 2021-22 | 101.525 | 101.7267 | 101.6259 | 2021-07-28 | Aug-2021 | 101 | 101.2 | 101.1
| 2021-07-29 | 104.6244 | 104.6745 | 104.6495 | 2021-07-29 | Q4-2021 | 106.9014 | 107.1018 | 107.0016 | 2021-07-29 | Winter 2021-22 | 104.3532 | 104.5535 | 104.4534 | 2021-07-29 | Aug-2021 | 104.6 | 104.8 | 104.7
| 2021-07-30 | 103.9761 | 104.0265 | 104.0013 | 2021-07-30 | Q4-2021 | 106.2997 | 106.501 | 106.4004 | 2021-07-30 | Winter 2021-22 | 103.5532 | 103.7473 | 103.6503 | 2021-07-30 | Aug-2021 | 104.4 | 104.6 | 104.5
| 2021-08-02 | 106.7262 | 106.7765 | 106.7514 | 2021-08-02 | Q4-2021 | 109.0016 | 109.203 | 109.1023 | 2021-08-02 | Winter 2021-22 | 106.0519 | 106.2533 | 106.1526 | 2021-08-02 | Sep-2021 | 106.62 | 106.82 | 106.72
| 2021-08-03 | 104.7249 | 104.7753 | 104.7501 | 2021-08-03 | Q4-2021 | 107.3266 | 107.5281 | 107.4273 | 2021-08-03 | Winter 2021-22 | 104.3245 | 104.526 | 104.4253 | 2021-08-03 | Sep-2021 | 105.15 | 105.35 | 105.25
| 2021-08-04 | 105.2251 | 105.2754 | 105.2502 | 2021-08-04 | Q4-2021 | 108.7476 | 108.949 | 108.8483 | 2021-08-04 | Winter 2021-22 | 105.7481 | 105.9494 | 105.8487 | 2021-08-04 | Sep-2021 | 106.85 | 107.05 | 106.95
| 2021-08-05 | 104.7269 | 104.7771 | 104.752 | 2021-08-05 | Q4-2021 | 110.7534 | 110.9471 | 110.8503 | 2021-08-05 | Winter 2021-22 | 108.1476 | 108.3485 | 108.2481 | 2021-08-05 | Sep-2021 | 108.4 | 108.6 | 108.5
| 2021-08-06 | 105.4738 | 105.5243 | 105.4991 | 2021-08-06 | Q4-2021 | 111.0726 | 111.2745 | 111.1736 | 2021-08-06 | Winter 2021-22 | 108.9971 | 109.1989 | 109.098 | 2021-08-06 | Sep-2021 | 107.9 | 108.1 | 108
| 2021-08-09 | 107.9722 | 108.0227 | 107.9975 | 2021-08-09 | Q4-2021 | 111.6763 | 111.8783 | 111.7773 | 2021-08-09 | Winter 2021-22 | 109.8001 | 110.002 | 109.901 | 2021-08-09 | Sep-2021 | 107.89 | 108.09 | 107.99
| 2021-08-10 | 109.4779 | 109.5284 | 109.5031 | 2021-08-10 | Q4-2021 | 114.5529 | 114.7479 | 114.6504 | 2021-08-10 | Winter 2021-22 | 112.6507 | 112.8529 | 112.7518 | 2021-08-10 | Sep-2021 | 111.5 | 111.7 | 111.6
| 2021-08-11 | 111.598 | 111.699 | 111.6485 | 2021-08-11 | Q4-2021 | 119.2976 | 119.4995 | 119.3986 | 2021-08-11 | Winter 2021-22 | 117.2965 | 117.4984 | 117.3974 | 2021-08-11 | Sep-2021 | 116 | 116.2 | 116.1
| 2021-08-12 | 107.7512 | 107.8018 | 107.7765 | 2021-08-12 | Q4-2021 | 118.2011 | 118.4035 | 118.3023 | 2021-08-12 | Winter 2021-22 | 116.3997 | 116.602 | 116.5009 | 2021-08-12 | Sep-2021 | 114.24 | 114.26 | 114.25
| 2021-08-13 | 107.4719 | 107.5224 | 107.4971 | 2021-08-13 | Q4-2021 | 116.4516 | 116.6464 | 116.549 | 2021-08-13 | Winter 2021-22 | 114.8486 | 115.0505 | 114.9496 | 2021-08-13 | Sep-2021 | 111.65 | 111.85 | 111.75
| 2021-08-16 | 113.9979 | 113.9979 | 113.9979 | 2021-08-16 | Q4-2021 | 123.713 | 123.9079 | 123.8105 | 2021-08-16 | Winter 2021-22 | 121.8894 | 122.0916 | 121.9905 | 2021-08-16 | Sep-2021 | 118.775 | 118.875 | 118.825
| 2021-08-17 | 113.2021 | 113.2021 | 113.2021 | 2021-08-17 | Q4-2021 | 121.1501 | 121.3465 | 121.2483 | 2021-08-17 | Winter 2021-22 | 119.5972 | 119.8009 | 119.699 | 2021-08-17 | Sep-2021 | 116.05 | 116.1 | 116.075
| 2021-08-18 | 110.2256 | 110.3783 | 110.302 | 2021-08-18 | Q4-2021 | 116.1269 | 116.3232 | 116.2251 | 2021-08-18 | Winter 2021-22 | 114.7282 | 114.9245 | 114.8263 | 2021-08-18 | Sep-2021 | 111.25 | 111.35 | 111.3
| 2021-08-19 | 99.4991 | 99.4991 | 99.4991 | 2021-08-19 | Q4-2021 | 104.8933 | 105.0909 | 104.9921 | 2021-08-19 | Winter 2021-22 | 103.903 | 104.1006 | 104.0018 | 2021-08-19 | Sep-2021 | 99.6 | 99.8 | 99.7
| 2021-08-20 | 102.3261 | 102.5244 | 102.4252 | 2021-08-20 | Q4-2021 | 108.7806 | 108.9788 | 108.8797 | 2021-08-20 | Winter 2021-22 | 107.8085 | 108.0067 | 107.9076 | 2021-08-20 | Sep-2021 | 103.4 | 103.6 | 103.5
| 2021-08-23 | 102.9767 | 103.0277 | 103.0022 | 2021-08-23 | Q4-2021 | 110.9246 | 111.1215 | 111.0231 | 2021-08-23 | Winter 2021-22 | 110.4253 | 110.6221 | 110.5237 | 2021-08-23 | Sep-2021 | 104.75 | 104.95 | 104.85
| 2021-08-24 | 111.9778 | 112.0215 | 111.9997 | 2021-08-24 | Q4-2021 | 117.9968 | 118.2008 | 118.0988 | 2021-08-24 | Winter 2021-22 | 117.3015 | 117.4982 | 117.3998 | 2021-08-24 | Sep-2021 | 112.3 | 112.5 | 112.4
| 2021-08-25 | 112.2242 | 112.2752 | 112.2497 | 2021-08-25 | Q4-2021 | 118.3774 | 118.5743 | 118.4758 | 2021-08-25 | Winter 2021-22 | 117.3756 | 117.5724 | 117.474 | 2021-08-25 | Sep-2021 | 113.375 | 113.575 | 113.475
| 2021-08-26 | 112.476 | 112.527 | 112.5015 | 2021-08-26 | Q4-2021 | 119.5729 | 119.7769 | 119.6749 | 2021-08-26 | Winter 2021-22 | 118.4986 | 118.7026 | 118.6006 | 2021-08-26 | Sep-2021 | 114.55 | 114.75 | 114.65
| 2021-08-27 | 117.2261 | 117.2771 | 117.2516 | 2021-08-27 | Q4-2021 | 125.1966 | 125.4003 | 125.2985 | 2021-08-27 | Winter 2021-22 | 123.8999 | 124.1035 | 124.0017 | 2021-08-27 | Sep-2021 | 120.75 | 120.95 | 120.85
| 2021-08-31 | 124.1964 | 124.2473 | 124.2219 | 2021-08-31 | Q4-2021 | 131.4982 | 131.7017 | 131.6 | 2021-08-31 | Winter 2021-22 | 130.2978 | 130.5012 | 130.3995 | 2021-08-31 | Sep-2021 | 126.9 | 127.1 | 127
| 2021-09-01 | 125.2724 | 125.3232 | 125.2978 | 2021-09-01 | Q4-2021 | 129.2482 | 129.4513 | 129.3498 | 2021-09-01 | Winter 2021-22 | 127.9286 | 128.1244 | 128.0265 | 2021-09-01 | Oct-2021 | 126.4 | 126.6 | 126.5
| 2021-09-02 | 131.4741 | 131.5247 | 131.4994 | 2021-09-02 | Q4-2021 | 134.0481 | 134.2506 | 134.1493 | 2021-09-02 | Winter 2021-22 | 132.8475 | 133.0499 | 132.9487 | 2021-09-02 | Oct-2021 | 131.385 | 131.585 | 131.485
| 2021-09-03 | 129.2732 | 129.3237 | 129.2985 | 2021-09-03 | Q4-2021 | 133.6004 | 133.7519 | 133.6762 | 2021-09-03 | Winter 2021-22 | 132.347 | 132.5489 | 132.448 | 2021-09-03 | Oct-2021 | 130.5 | 130.7 | 130.6
| 2021-09-06 | 131.7276 | 131.7782 | 131.7529 | 2021-09-06 | Q4-2021 | 136.1492 | 136.3518 | 136.2505 | 2021-09-06 | Winter 2021-22 | 135.0996 | 135.3021 | 135.2009 | 2021-09-06 | Oct-2021 | 132.8 | 133 | 132.9
| 2021-09-07 | 134.2485 | 134.2993 | 134.2739 | 2021-09-07 | Q4-2021 | 140.0467 | 140.2498 | 140.1482 | 2021-09-07 | Winter 2021-22 | 139.0534 | 139.2493 | 139.1514 | 2021-09-07 | Oct-2021 | 136.6 | 136.8 | 136.7
| 2021-09-08 | 136.7245 | 136.7754 | 136.7499 | 2021-09-08 | Q4-2021 | 143.3527 | 143.5491 | 143.4509 | 2021-09-08 | Winter 2021-22 | 142.5964 | 142.8 | 142.6982 | 2021-09-08 | Oct-2021 | 139.725 | 139.925 | 139.825
| 2021-09-09 | 140.1728 | 140.2233 | 140.198 | 2021-09-09 | Q4-2021 | 146.1722 | 146.3744 | 146.2733 | 2021-09-09 | Winter 2021-22 | 145.2975 | 145.4998 | 145.3986 | 2021-09-09 | Oct-2021 | 142.2 | 142.4 | 142.3
| 2021-09-10 | 139.2267 | 139.2772 | 139.2519 | 2021-09-10 | Q4-2021 | 149.5768 | 149.7718 | 149.6743 | 2021-09-10 | Winter 2021-22 | 148.6516 | 148.8465 | 148.749 | 2021-09-10 | Oct-2021 | 145.64 | 145.84 | 145.74
| 2021-09-13 | 154.2284 | 154.2718 | 154.2501 | 2021-09-13 | Q4-2021 | 157.6534 | 157.8484 | 157.7509 | 2021-09-13 | Winter 2021-22 | 156.799 | 157.0012 | 156.9001 | 2021-09-13 | Oct-2021 | 153.55 | 153.75 | 153.65
| 2021-09-14 | 164.4731 | 164.5236 | 164.4984 | 2021-09-14 | Q4-2021 | 169.2969 | 169.4991 | 169.398 | 2021-09-14 | Winter 2021-22 | 168.1522 | 168.3471 | 168.2496 | 2021-09-14 | Oct-2021 | 165.525 | 165.725 | 165.625
| 2021-09-15 | 170.9748 | 171.0253 | 171.0001 | 2021-09-15 | Q4-2021 | 179.4999 | 179.7022 | 179.6011 | 2021-09-15 | Winter 2021-22 | 178.2471 | 178.4493 | 178.3482 | 2021-09-15 | Oct-2021 | 175.65 | 175.85 | 175.75
| 2021-09-16 | 151.4736 | 151.5244 | 151.499 | 2021-09-16 | Q4-2021 | 157.1226 | 157.3258 | 157.2242 | 2021-09-16 | Winter 2021-22 | 156.2497 | 156.4529 | 156.3513 | 2021-09-16 | Oct-2021 | 153.075 | 153.275 | 153.175
| 2021-09-17 | 164.9722 | 165.0231 | 164.9976 | 2021-09-17 | Q4-2021 | 169.1994 | 169.4029 | 169.3011 | 2021-09-17 | Winter 2021-22 | 168.1488 | 168.3524 | 168.2506 | 2021-09-17 | Oct-2021 | 165.2 | 165.4 | 165.3
| 2021-09-20 | 185.4745 | 185.5257 | 185.5001 | 2021-09-20 | Q4-2021 | 190.0467 | 190.2514 | 190.149 | 2021-09-20 | Winter 2021-22 | 188.4535 | 188.6509 | 188.5522 | 2021-09-20 | Oct-2021 | 186.15 | 186.35 | 186.25
| 2021-09-21 | 180.975 | 181.0263 | 181.0006 | 2021-09-21 | Q4-2021 | 187.8734 | 188.0786 | 187.976 | 2021-09-21 | Winter 2021-22 | 186.7754 | 186.9733 | 186.8743 | 2021-09-21 | Oct-2021 | 183.675 | 183.875 | 183.775
| 2021-09-22 | 170.0233 | 170.0745 | 170.0489 | 2021-09-22 | Q4-2021 | 182.6976 | 182.9025 | 182.8 | 2021-09-22 | Winter 2021-22 | 181.6747 | 181.8723 | 181.7735 | 2021-09-22 | Oct-2021 | 178.475 | 178.675 | 178.575
| 2021-09-23 | 163.7251 | 163.776 | 163.7505 | 2021-09-23 | Q4-2021 | 177.5496 | 177.7535 | 177.6515 | 2021-09-23 | Winter 2021-22 | 176.8506 | 177.0472 | 176.9489 | 2021-09-23 | Oct-2021 | 172.15 | 172.35 | 172.25
| 2021-09-24 | 154.9767 | 155.028 | 155.0024 | 2021-09-24 | Q4-2021 | 182.202 | 182.3995 | 182.3008 | 2021-09-24 | Winter 2021-22 | 181.7286 | 181.9261 | 181.8274 | 2021-09-24 | Oct-2021 | 176.25 | 176.45 | 176.35
| 2021-09-27 | 170.9758 | 171.0268 | 171.0013 | 2021-09-27 | Q4-2021 | 198.5746 | 198.7715 | 198.673 | 2021-09-27 | Winter 2021-22 | 198.1225 | 198.3267 | 198.2246 | 2021-09-27 | Oct-2021 | 191.9 | 192.1 | 192
| 2021-09-28 | 159.977 | 160.0213 | 159.9992 | 2021-09-28 | Q4-2021 | 206.9002 | 207.0995 | 206.9998 | 2021-09-28 | Winter 2021-22 | 207.1242 | 207.3235 | 207.2238 | 2021-09-28 | Oct-2021 | 198.65 | 198.85 | 198.75
| 2021-09-29 | 185.003 | 185.0476 | 185.0253 | 2021-09-29 | Q4-2021 | 221.6004 | 221.8012 | 221.7008 | 2021-09-29 | Winter 2021-22 | 221.9231 | 222.1239 | 222.0235 | 2021-09-29 | Oct-2021 | 213.4 | 213.6 | 213.5
| 2021-09-30 | 199.9755 | 200.0273 | 200.0014 | 2021-09-30 | Q4-2021 | 233.8243 | 234.0243 | 233.9243 | 2021-09-30 | Winter 2021-22 | 234.4497 | 234.6496 | 234.5496 | 2021-09-30 | Oct-2021 | 224.15 | 224.35 | 224.25
| 2021-10-01 | 189.9777 | 190.022 | 189.9998 | 2021-10-01 | Q1-2022 | 238.9529 | 239.1521 | 239.0525 | 2021-10-01 | Summer 2022 | 115.776 | 115.9754 | 115.8757 | 2021-10-01 | Nov-2021 | 236.9 | 237.1 | 237
| 2021-10-04 | 214.9771 | 215.0285 | 215.0028 | 2021-10-04 | Q1-2022 | 244.4965 | 244.7023 | 244.5994 | 2021-10-04 | Summer 2022 | 119.9511 | 120.1496 | 120.0504 | 2021-10-04 | Nov-2021 | 242.4 | 242.6 | 242.5
| 2021-10-05 | 276.9778 | 277.0218 | 276.9998 | 2021-10-05 | Q1-2022 | 300.2021 | 300.3999 | 300.301 | 2021-10-05 | Summer 2022 | 127.3231 | 127.5284 | 127.4257 | 2021-10-05 | Nov-2021 | 298.575 | 298.775 | 298.675
| 2021-10-06 | 231.9971 | 231.9971 | 231.9971 | 2021-10-06 | Q1-2022 | 278.7725 | 278.9717 | 278.8721 | 2021-10-06 | Summer 2022 | 109.1606 | 109.36 | 109.2603 | 2021-10-06 | Nov-2021 | 273.3 | 273.5 | 273.4
| 2021-10-07 | 215.9778 | 216.0218 | 215.9998 | 2021-10-07 | Q1-2022 | 249.3506 | 249.5487 | 249.4497 | 2021-10-07 | Summer 2022 | 102.2977 | 102.5034 | 102.4006 | 2021-10-07 | Nov-2021 | 244.85 | 245.05 | 244.95
| 2021-10-08 | 184.977 | 185.0283 | 185.0026 | 2021-10-08 | Q1-2022 | 220.6018 | 220.7998 | 220.7008 | 2021-10-08 | Summer 2022 | 97.297 | 97.5025 | 97.3998 | 2021-10-08 | Nov-2021 | 216.225 | 216.425 | 216.325
| 2021-10-11 | 201.6758 | 201.7272 | 201.7015 | 2021-10-11 | Q1-2022 | 218.6467 | 218.8521 | 218.7494 | 2021-10-11 | Summer 2022 | 99.425 | 99.6234 | 99.5242 | 2021-10-11 | Nov-2021 | 211.8 | 212 | 211.9
| 2021-10-12 | 205.9761 | 206.0276 | 206.0018 | 2021-10-12 | Q1-2022 | 223.4283 | 223.6268 | 223.5275 | 2021-10-12 | Summer 2022 | 103.4716 | 103.6778 | 103.5747 | 2021-10-12 | Nov-2021 | 219.65 | 219.85 | 219.75
| 2021-10-13 | 214.9772 | 215.0285 | 215.0028 | 2021-10-13 | Q1-2022 | 239.5493 | 239.7473 | 239.6483 | 2021-10-13 | Summer 2022 | 104.1491 | 104.3473 | 104.2482 | 2021-10-13 | Nov-2021 | 236.725 | 236.925 | 236.825
| 2021-10-14 | 236.9731 | 237.0243 | 236.9987 | 2021-10-14 | Q1-2022 | 258.8028 | 259.0002 | 258.9015 | 2021-10-14 | Summer 2022 | 112.9029 | 113.1006 | 113.0018 | 2021-10-14 | Nov-2021 | 254.91 | 255.11 | 255.01
| 2021-10-15 | 201.9734 | 202.0243 | 201.9989 | 2021-10-15 | Q1-2022 | 226.7729 | 226.9764 | 226.8747 | 2021-10-15 | Summer 2022 | 111.6479 | 111.8517 | 111.7498 | 2021-10-15 | Nov-2021 | 221.9 | 222.1 | 222
| 2021-10-18 | 199.9721 | 200.0231 | 199.9976 | 2021-10-18 | Q1-2022 | 236.3977 | 236.6019 | 236.4998 | 2021-10-18 | Summer 2022 | 114.4997 | 114.697 | 114.5984 | 2021-10-18 | Nov-2021 | 231.15 | 231.35 | 231.25
| 2021-10-19 | 199.9748 | 200.0255 | 200.0001 | 2021-10-19 | Q1-2022 | 234.972 | 235.1749 | 235.0734 | 2021-10-19 | Summer 2022 | 114.5018 | 114.6979 | 114.5999 | 2021-10-19 | Nov-2021 | 228.9 | 229.1 | 229
| 2021-10-20 | 207.4999 | 207.9991 | 207.7495 | 2021-10-20 | Q1-2022 | 241.978 | 242.1734 | 242.0757 | 2021-10-20 | Summer 2022 | 114.1008 | 114.2966 | 114.1987 | 2021-10-20 | Nov-2021 | 235.4 | 235.6 | 235.5
| 2021-10-21 | 199.9782 | 200.0216 | 199.9999 | 2021-10-21 | Q1-2022 | 224.1749 | 224.3777 | 224.2763 | 2021-10-21 | Summer 2022 | 110.8969 | 111.1001 | 110.9985 | 2021-10-21 | Nov-2021 | 218.9 | 219.1 | 219
| 2021-10-22 | 201.9777 | 202.0285 | 202.0031 | 2021-10-22 | Q1-2022 | 222.7778 | 222.9813 | 222.8795 | 2021-10-22 | Summer 2022 | 111.4967 | 111.7005 | 111.5986 | 2021-10-22 | Nov-2021 | 217.9 | 218.1 | 218
| 2021-10-25 | 207.4723 | 207.5232 | 207.4977 | 2021-10-25 | Q1-2022 | 225.1492 | 225.3525 | 225.2509 | 2021-10-25 | Summer 2022 | 114.9033 | 115.0996 | 115.0015 | 2021-10-25 | Nov-2021 | 221.9 | 222.1 | 222
| 2021-10-26 | 207.9734 | 208.0241 | 207.9987 | 2021-10-26 | Q1-2022 | 222.5753 | 222.7784 | 222.6769 | 2021-10-26 | Summer 2022 | 115.8984 | 116.1018 | 116.0001 | 2021-10-26 | Nov-2021 | 220.9 | 221.1 | 221
| 2021-10-27 | 198.4726 | 198.5236 | 198.4981 | 2021-10-27 | Q1-2022 | 215.9021 | 216.0987 | 216.0004 | 2021-10-27 | Summer 2022 | 115.9014 | 116.0985 | 115.9999 | 2021-10-27 | Nov-2021 | 217.85 | 218.05 | 217.95
| 2021-10-28 | 169.974 | 170.0247 | 169.9994 | 2021-10-28 | Q1-2022 | 189.6515 | 189.847 | 189.7493 | 2021-10-28 | Summer 2022 | 109.6013 | 109.7972 | 109.6992 | 2021-10-28 | Nov-2021 | 191.4 | 191.6 | 191.5
| 2021-10-29 | 138.9023 | 139.0996 | 139.0009 | 2021-10-29 | Q1-2022 | 161.0973 | 161.3019 | 161.1996 | 2021-10-29 | Summer 2022 | 102.4996 | 102.6973 | 102.5984 | 2021-10-29 | Nov-2021 | 160.89 | 161.09 | 160.99
| 2021-11-01 | 149.4745 | 149.5257 | 149.5001 | 2021-11-01 | Q1-2022 | 163.6976 | 163.9024 | 163.8 | 2021-11-01 | Summer 2022 | 99.3004 | 99.4982 | 99.3993 | 2021-11-01 | Dec-2021 | 168.9 | 169.1 | 169
| 2021-11-02 | 171.0993 | 171.2976 | 171.1985 | 2021-11-02 | Q1-2022 | 174.6924 | 174.8908 | 174.7916 | 2021-11-02 | Summer 2022 | 102.7407 | 102.9394 | 102.84 | 2021-11-02 | Dec-2021 | 180.9 | 181.1 | 181
| 2021-11-03 | 193.8985 | 194.1034 | 194.0009 | 2021-11-03 | Q1-2022 | 196.7202 | 196.9178 | 196.819 | 2021-11-03 | Summer 2022 | 108.9021 | 109.1001 | 109.0011 | 2021-11-03 | Dec-2021 | 203.15 | 203.35 | 203.25
| 2021-11-04 | 178.9731 | 179.0249 | 178.999 | 2021-11-04 | Q1-2022 | 183.8981 | 184.098 | 183.9981 | 2021-11-04 | Summer 2022 | 105.5432 | 105.7433 | 105.6432 | 2021-11-04 | Dec-2021 | 189.9 | 190.1 | 190
| 2021-11-05 | 177.9737 | 178.0256 | 177.9997 | 2021-11-05 | Q1-2022 | 185.4033 | 185.6034 | 185.5033 | 2021-11-05 | Summer 2022 | 103.7 | 103.9003 | 103.8001 | 2021-11-05 | Dec-2021 | 191.4 | 191.6 | 191.5
| 2021-11-08 | 184.9775 | 185.0218 | 184.9997 | 2021-11-08 | Q1-2022 | 194.3033 | 194.5024 | 194.4028 | 2021-11-08 | Summer 2022 | 107.0008 | 107.2001 | 107.1004 | 2021-11-08 | Dec-2021 | 199.4 | 199.6 | 199.5
| 2021-11-09 | 168.9727 | 169.0244 | 168.9985 | 2021-11-09 | Q1-2022 | 177.9019 | 178.1014 | 178.0016 | 2021-11-09 | Summer 2022 | 99.9026 | 100.1024 | 100.0025 | 2021-11-09 | Dec-2021 | 182.9 | 183.1 | 183
| 2021-11-10 | 165.4768 | 165.5213 | 165.4991 | 2021-11-10 | Q1-2022 | 178.5304 | 178.7306 | 178.6305 | 2021-11-10 | Summer 2022 | 102.6473 | 102.8476 | 102.7475 | 2021-11-10 | Dec-2021 | 183 | 183.2 | 183.1
| 2021-11-11 | 176.5248 | 176.5772 | 176.551 | 2021-11-11 | Q1-2022 | 188.8268 | 189.0285 | 188.9276 | 2021-11-11 | Summer 2022 | 102.9988 | 103.2008 | 103.0998 | 2021-11-11 | Dec-2021 | 192.75 | 192.95 | 192.85
| 2021-11-12 | 178.224 | 178.224 | 178.224 | 2021-11-12 | Q1-2022 | 187.4031 | 187.5968 | 187.5 | 2021-11-12 | Summer 2022 | 102.3989 | 102.6003 | 102.4996 | 2021-11-12 | Dec-2021 | 191.165 | 191.365 | 191.265
| 2021-11-15 | 201.978 | 202.0226 | 202.0003 | 2021-11-15 | Q1-2022 | 202.4878 | 202.6887 | 202.5882 | 2021-11-15 | Summer 2022 | 104.1924 | 104.3935 | 104.293 | 2021-11-15 | Dec-2021 | 206.4 | 206.6 | 206.5
| 2021-11-16 | 222.9742 | 223.0263 | 223.0002 | 2021-11-16 | Q1-2022 | 233.7574 | 233.9586 | 233.858 | 2021-11-16 | Summer 2022 | 110.4008 | 110.6022 | 110.5015 | 2021-11-16 | Dec-2021 | 239.39 | 239.59 | 239.49
| 2021-11-17 | 221.9733 | 222.0252 | 221.9993 | 2021-11-17 | Q1-2022 | 234.391 | 234.5914 | 234.4912 | 2021-11-17 | Summer 2022 | 109.2878 | 109.4884 | 109.3881 | 2021-11-17 | Dec-2021 | 238.9 | 239.1 | 239
| 2021-11-18 | 213.9713 | 214.0232 | 213.9973 | 2021-11-18 | Q1-2022 | 232.1136 | 232.3065 | 232.2101 | 2021-11-18 | Summer 2022 | 110.9714 | 111.1719 | 111.0717 | 2021-11-18 | Dec-2021 | 235.77 | 235.97 | 235.87
| 2021-11-19 | 214.2232 | 214.2751 | 214.2492 | 2021-11-19 | Q1-2022 | 216.7097 | 216.9102 | 216.8099 | 2021-11-19 | Summer 2022 | 107.3986 | 107.5992 | 107.4989 | 2021-11-19 | Dec-2021 | 219.4 | 219.6 | 219.5
| 2021-11-22 | 210.7287 | 210.7734 | 210.751 | 2021-11-22 | Q1-2022 | 211.2035 | 211.3973 | 211.3004 | 2021-11-22 | Summer 2022 | 106.1479 | 106.3493 | 106.2486 | 2021-11-22 | Dec-2021 | 213.4 | 213.6 | 213.5
| 2021-11-23 | 227.9997 | 228.052 | 228.0259 | 2021-11-23 | Q1-2022 | 226.3164 | 226.5181 | 226.4172 | 2021-11-23 | Summer 2022 | 109.7993 | 110.0013 | 109.9003 | 2021-11-23 | Dec-2021 | 229.7 | 229.9 | 229.8
| 2021-11-24 | 233.7779 | 233.8229 | 233.8004 | 2021-11-24 | Q1-2022 | 231.3966 | 231.5991 | 231.4979 | 2021-11-24 | Summer 2022 | 113.6002 | 113.8028 | 113.7015 | 2021-11-24 | Dec-2021 | 235.005 | 235.205 | 235.105
| 2021-11-25 | 229.973 | 230.0255 | 229.9992 | 2021-11-25 | Q1-2022 | 229.4981 | 229.7007 | 229.5994 | 2021-11-25 | Summer 2022 | 114.647 | 114.8497 | 114.7484 | 2021-11-25 | Dec-2021 | 232.1 | 232.3 | 232.2
| 2021-11-26 | 220.4717 | 220.5243 | 220.498 | 2021-11-26 | Q1-2022 | 218.0411 | 218.2437 | 218.1424 | 2021-11-26 | Summer 2022 | 109.9013 | 110.0966 | 109.999 | 2021-11-26 | Dec-2021 | 221.15 | 221.35 | 221.25
| 2021-11-29 | 233.7217 | 233.7743 | 233.748 | 2021-11-29 | Q1-2022 | 233.0912 | 233.2865 | 233.1888 | 2021-11-29 | Summer 2022 | 113.2406 | 113.4436 | 113.3421 | 2021-11-29 | Dec-2021 | 236.15 | 236.35 | 236.25
| 2021-11-30 | 228.8785 | 228.9238 | 228.9012 | 2021-11-30 | Q1-2022 | 229.4332 | 229.6294 | 229.5313 | 2021-11-30 | Summer 2022 | 112.647 | 112.8509 | 112.749 | 2021-11-30 | Dec-2021 | 232.9 | 233.1 | 233
| 2021-12-01 | 239.9737 | 240.0263 | 240 | 2021-12-01 | Q1-2022 | 237.2962 | 237.4913 | 237.3937 | 2021-12-01 | Summer 2022 | 115.648 | 115.8508 | 115.7494 | 2021-12-01 | Jan-2022 | 243.7 | 243.9 | 243.8
| 2021-12-02 | 232.9755 | 233.0281 | 233.0018 | 2021-12-02 | Q1-2022 | 229.6672 | 229.87 | 229.7686 | 2021-12-02 | Summer 2022 | 116.3008 | 116.5037 | 116.4023 | 2021-12-02 | Jan-2022 | 235.4 | 235.6 | 235.5
| 2021-12-03 | 226.474 | 226.527 | 226.5005 | 2021-12-03 | Q1-2022 | 223.6284 | 223.825 | 223.7267 | 2021-12-03 | Summer 2022 | 120.4981 | 120.7024 | 120.6002 | 2021-12-03 | Jan-2022 | 229.325 | 229.525 | 229.425
| 2021-12-06 | 225.3717 | 225.4245 | 225.3981 | 2021-12-06 | Q1-2022 | 223.157 | 223.3606 | 223.2588 | 2021-12-06 | Summer 2022 | 127.9016 | 128.0979 | 127.9997 | 2021-12-06 | Jan-2022 | 228.7 | 228.9 | 228.8
| 2021-12-07 | 239.8737 | 239.9267 | 239.9002 | 2021-12-07 | Q1-2022 | 238.0581 | 238.2622 | 238.1601 | 2021-12-07 | Summer 2022 | 145.3988 | 145.603 | 145.5009 | 2021-12-07 | Jan-2022 | 243.15 | 243.35 | 243.25
| 2021-12-08 | 260.4781 | 260.5235 | 260.5008 | 2021-12-08 | Q1-2022 | 256.5614 | 256.7578 | 256.6596 | 2021-12-08 | Summer 2022 | 169.4783 | 169.6824 | 169.5804 | 2021-12-08 | Jan-2022 | 262.39 | 262.59 | 262.49
| 2021-12-09 | 249.2519 | 249.502 | 249.3769 | 2021-12-09 | Q1-2022 | 251.1307 | 251.3277 | 251.2292 | 2021-12-09 | Summer 2022 | 161.3986 | 161.6032 | 161.5009 | 2021-12-09 | Jan-2022 | 256.66 | 256.86 | 256.76
| 2021-12-10 | 259.9732 | 260.026 | 259.9996 | 2021-12-10 | Q1-2022 | 260.9206 | 261.1169 | 261.0187 | 2021-12-10 | Summer 2022 | 175.402 | 175.5985 | 175.5003 | 2021-12-10 | Jan-2022 | 267.16 | 267.36 | 267.26
| 2021-12-13 | 292.9717 | 293.0246 | 292.9982 | 2021-12-13 | Q1-2022 | 288.6805 | 288.877 | 288.7788 | 2021-12-13 | Summer 2022 | 183.4013 | 183.5978 | 183.4996 | 2021-12-13 | Jan-2022 | 294.9 | 295.1 | 295
| 2021-12-14 | 313.9756 | 314.0284 | 314.002 | 2021-12-14 | Q1-2022 | 313.0985 | 313.3023 | 313.2004 | 2021-12-14 | Summer 2022 | 182.5122 | 182.7086 | 182.6104 | 2021-12-14 | Jan-2022 | 321.9 | 322.1 | 322
| 2021-12-15 | 324.4774 | 324.5228 | 324.5001 | 2021-12-15 | Q1-2022 | 315.8769 | 316.081 | 315.979 | 2021-12-15 | Summer 2022 | 176.8994 | 177.1037 | 177.0015 | 2021-12-15 | Jan-2022 | 326.59 | 326.79 | 326.69
| 2021-12-16 | 334.9763 | 335.0213 | 334.9988 | 2021-12-16 | Q1-2022 | 326.2609 | 326.4636 | 326.3623 | 2021-12-16 | Summer 2022 | 192.4737 | 192.6766 | 192.5751 | 2021-12-16 | Jan-2022 | 341.25 | 341.45 | 341.35
| 2021-12-17 | 338.8987 | 338.9514 | 338.925 | 2021-12-17 | Q1-2022 | 329.3734 | 329.5692 | 329.4713 | 2021-12-17 | Summer 2022 | 204.5964 | 204.8 | 204.6982 | 2021-12-17 | Jan-2022 | 341.65 | 341.85 | 341.75
| 2021-12-20 | 374.4726 | 374.5255 | 374.499 | 2021-12-20 | Q1-2022 | 359.6176 | 359.8218 | 359.7197 | 2021-12-20 | Summer 2022 | 234.4016 | 234.5984 | 234.5 | 2021-12-20 | Jan-2022 | 370.15 | 370.35 | 370.25
| 2021-12-21 | 449.9716 | 450.0244 | 449.998 | 2021-12-21 | Q1-2022 | 440.1719 | 440.3681 | 440.27 | 2021-12-21 | Summer 2022 | 316.9004 | 317.0968 | 316.9986 | 2021-12-21 | Jan-2022 | 450.9 | 451.1 | 451
| 2021-12-22 | 409.9752 | 410.0277 | 410.0014 | 2021-12-22 | Q1-2022 | 409.9024 | 410.0971 | 409.9997 | 2021-12-22 | Summer 2022 | 322.8979 | 323.1003 | 322.9991 | 2021-12-22 | Jan-2022 | 414.9 | 415.1 | 415
| 2021-12-23 | 300.9773 | 301.0221 | 300.9997 | 2021-12-23 | Q1-2022 | 307.4488 | 307.6502 | 307.5495 | 2021-12-23 | Summer 2022 | 260.9011 | 261.1027 | 261.0019 | 2021-12-23 | Jan-2022 | 310.925 | 311.125 | 311.025
| 2021-12-24 | 229.1335 | 229.1782 | 229.1558 | 2021-12-24 | Q1-2022 | 243.0655 | 243.2669 | 243.1662 | 2021-12-24 | Summer 2022 | 223.8517 | 224.0533 | 223.9525 | 2021-12-24 | Jan-2022 | 242.4 | 242.6 | 242.5
| 2021-12-29 | 174.9768 | 175.0287 | 175.0027 | 2021-12-29 | Q1-2022 | 233.7271 | 233.9274 | 233.8272 | 2021-12-29 | Summer 2022 | 217.3055 | 217.506 | 217.4057 | 2021-12-29 | Jan-2022 | 232.9 | 233.1 | 233
| 2021-12-30 | 171.9749 | 172.0268 | 172.0009 | 2021-12-30 | Q1-2022 | 207.1465 | 207.3466 | 207.2466 | 2021-12-30 | Summer 2022 | 188.9655 | 189.1657 | 189.0656 | 2021-12-30 | Jan-2022 | 205.9 | 206.1 | 206
| 2021-12-31 | 127.7049 | 127.7566 | 127.7307 | 2021-12-31 | Q1-2022 | 158.4318 | 158.6313 | 158.5316 | 2021-12-31 | Summer 2022 | 145.4223 | 145.6219 | 145.5221 | 2021-12-31 | Jan-2022 | 157.4 | 157.6 | 157.5
| 2022-01-04 | 198.9742 | 199.0259 | 199.0001 | 2022-01-04 | Q2-2022 | 192.7764 | 192.976 | 192.8762 | 2022-01-04 | Summer 2022 | 192.6084 | 192.8081 | 192.7082 | 2022-01-04 | Feb-2022 | 209.9 | 210.1 | 210
| 2022-01-05 | 222.9523 | 222.9966 | 222.9745 | 2022-01-05 | Q2-2022 | 208.018 | 208.2171 | 208.1175 | 2022-01-05 | Summer 2022 | 207.1479 | 207.3471 | 207.2475 | 2022-01-05 | Feb-2022 | 229.91 | 230.11 | 230.01
| 2022-01-06 | 227.474 | 227.5258 | 227.4999 | 2022-01-06 | Q2-2022 | 212.9504 | 213.1499 | 213.0502 | 2022-01-06 | Summer 2022 | 211.9116 | 212.1112 | 212.0114 | 2022-01-06 | Feb-2022 | 238.5 | 238.7 | 238.6
| 2022-01-07 | 199.9753 | 200.0269 | 200.0011 | 2022-01-07 | Q2-2022 | 194.3992 | 194.5982 | 194.4987 | 2022-01-07 | Summer 2022 | 193.954 | 194.1532 | 194.0536 | 2022-01-07 | Feb-2022 | 212.4 | 212.6 | 212.5
| 2022-01-10 | 200.4757 | 200.5273 | 200.5015 | 2022-01-10 | Q2-2022 | 190.7484 | 190.9475 | 190.848 | 2022-01-10 | Summer 2022 | 190.1466 | 190.3532 | 190.2499 | 2022-01-10 | Feb-2022 | 206.91 | 207.11 | 207.01
| 2022-01-11 | 189.9763 | 190.0277 | 190.002 | 2022-01-11 | Q2-2022 | 176.3524 | 176.5582 | 176.4553 | 2022-01-11 | Summer 2022 | 176.099 | 176.2974 | 176.1982 | 2022-01-11 | Feb-2022 | 194.3 | 194.5 | 194.4
| 2022-01-12 | 177.4751 | 177.5262 | 177.5007 | 2022-01-12 | Q2-2022 | 157.651 | 157.8483 | 157.7497 | 2022-01-12 | Summer 2022 | 157.2475 | 157.4522 | 157.3499 | 2022-01-12 | Feb-2022 | 182.51 | 182.71 | 182.61
| 2022-01-13 | 201.9721 | 202.0231 | 201.9976 | 2022-01-13 | Q2-2022 | 153.5381 | 153.742 | 153.6401 | 2022-01-13 | Summer 2022 | 152.2929 | 152.4896 | 152.3913 | 2022-01-13 | Feb-2022 | 203.9 | 204.1 | 204
| 2022-01-14 | 202.0024 | 202.0024 | 202.0024 | 2022-01-14 | Q2-2022 | 160.3491 | 161.8491 | 161.0991 | 2022-01-14 | Summer 2022 | 159.2533 | 160.7465 | 159.9999 | 2022-01-14 | Feb-2022 | 203.5 | 204.5 | 204
| 2022-01-17 | 183.497 | 184.5002 | 183.9986 | 2022-01-17 | Q2-2022 | 154.0009 | 155.5028 | 154.7519 | 2022-01-17 | Summer 2022 | 153.2494 | 154.7517 | 154.0006 | 2022-01-17 | Feb-2022 | 183 | 183.8 | 183.4
| 2022-01-18 | 188.503 | 191.4999 | 190.0015 | 2022-01-18 | Q2-2022 | 156.7529 | 157.7474 | 157.2502 | 2022-01-18 | Summer 2022 | 156.249 | 157.2512 | 156.7501 | 2022-01-18 | Feb-2022 | 191.51 | 192.49 | 192
| 2022-01-19 | 181.9991 | 181.9991 | 181.9991 | 2022-01-19 | Q2-2022 | 145.7335 | 149.5729 | 147.6532 | 2022-01-19 | Summer 2022 | 144.9915 | 149.5076 | 147.2495 | 2022-01-19 | Feb-2022 | 177.425 | 178.315 | 177.87
| 2022-01-20 | 180.0024 | 180.0024 | 180.0024 | 2022-01-20 | Q2-2022 | 155.2768 | 159.3233 | 157.3 | 2022-01-20 | Summer 2022 | 154.9818 | 159.0221 | 157.002 | 2022-01-20 | Feb-2022 | 180.5 | 180.5 | 180.5
| 2022-01-21 | 189.0017 | 189.0017 | 189.0017 | 2022-01-21 | Q2-2022 | 167.0804 | 171.7808 | 169.4306 | 2022-01-21 | Summer 2022 | 167.0002 | 171.7019 | 169.3511 | 2022-01-21 | Feb-2022 | 191.545 | 192.435 | 191.99
| 2022-01-24 | 221.5003 | 222.5035 | 222.0019 | 2022-01-24 | Q2-2022 | 196.9484 | 202.0488 | 199.4986 | 2022-01-24 | Summer 2022 | 195.447 | 200.5488 | 197.9979 | 2022-01-24 | Feb-2022 | 221.7 | 222.3 | 222
| 2022-01-25 | 219.0008 | 219.0008 | 219.0008 | 2022-01-25 | Q2-2022 | 199.214 | 203.9158 | 201.5649 | 2022-01-25 | Summer 2022 | 198.3775 | 203.6222 | 200.9998 | 2022-01-25 | Feb-2022 | 219.6 | 221.66 | 220.63
| 2022-01-26 | 213.002 | 213.4978 | 213.2499 | 2022-01-26 | Q2-2022 | 204.6217 | 205.6285 | 205.1251 | 2022-01-26 | Summer 2022 | 204.6224 | 205.622 | 205.1222 | 2022-01-26 | Feb-2022 | 216.75 | 218.25 | 217.5
| 2022-01-27 | 211.4994 | 211.9996 | 211.7495 | 2022-01-27 | Q2-2022 | 207.2741 | 211.8749 | 209.5745 | 2022-01-27 | Summer 2022 | 206.6528 | 211.247 | 208.9499 | 2022-01-27 | Feb-2022 | 215.625 | 216.375 | 216
| 2022-01-28 | 220.0034 | 220.0034 | 220.0034 | 2022-01-28 | Q2-2022 | 211.689 | 212.0914 | 211.8902 | 2022-01-28 | Summer 2022 | 211.5005 | 211.903 | 211.7018 | 2022-01-28 | Feb-2022 | 218.5 | 218.5 | 218.5
| 2022-01-31 | 188.997 | 188.997 | 188.997 | 2022-01-31 | Q2-2022 | 193.9065 | 198.7519 | 196.3292 | 2022-01-31 | Summer 2022 | 193.5753 | 198.4217 | 195.9985 | 2022-01-31 | Feb-2022 | 200 | 200 | 200
| 2022-02-01 | 174.4988 | 174.4988 | 174.4988 | 2022-02-01 | Q2-2022 | 172.2752 | 177.1264 | 174.7008 | 2022-02-01 | Summer 2022 | 171.6258 | 176.4781 | 174.052 | 2022-02-01 | Mar-2022 | 179.51 | 180.99 | 180.25
| 2022-02-02 | 174.4992 | 175.0005 | 174.7498 | 2022-02-02 | Q2-2022 | 179.3496 | 181.6512 | 180.5004 | 2022-02-02 | Summer 2022 | 179.0982 | 181.4004 | 180.2493 | 2022-02-02 | Mar-2022 | 183.5 | 183.57 | 183.535
| 2022-02-03 | 180.851 | 184.0019 | 182.4265 | 2022-02-03 | Q2-2022 | 188.4492 | 191.4481 | 189.9486 | 2022-02-03 | Summer 2022 | 188.2474 | 191.2477 | 189.7475 | 2022-02-03 | Mar-2022 | 191.95 | 194.74 | 193.345
| 2022-02-04 | 191.899 | 191.899 | 191.899 | 2022-02-04 | Q2-2022 | 196.4118 | 198.6129 | 197.5123 | 2022-02-04 | Summer 2022 | 196.2979 | 198.5001 | 197.399 | 2022-02-04 | Mar-2022 | 197.52 | 198.5 | 198.01
| 2022-02-07 | 181.2004 | 181.2004 | 181.2004 | 2022-02-07 | Q2-2022 | 187.6916 | 191.0632 | 189.3774 | 2022-02-07 | Summer 2022 | 187.9233 | 191.2964 | 189.6099 | 2022-02-07 | Mar-2022 | 190 | 190.5 | 190.25
| 2022-02-08 | 177.4993 | 177.4993 | 177.4993 | 2022-02-08 | Q2-2022 | 181.0828 | 183.8886 | 182.4857 | 2022-02-08 | Summer 2022 | 181.538 | 184.0866 | 182.8123 | 2022-02-08 | Mar-2022 | 183 | 184 | 183.5
| 2022-02-09 | 180.0033 | 180.9995 | 180.5014 | 2022-02-09 | Q2-2022 | 179.8916 | 181.2502 | 180.5709 | 2022-02-09 | Summer 2022 | 179.5485 | 181.2105 | 180.3795 | 2022-02-09 | Mar-2022 | 181.96 | 182 | 181.98
| 2022-02-10 | 180.5021 | 180.5021 | 180.5021 | 2022-02-10 | Q2-2022 | 178.5506 | 180.7375 | 179.644 | 2022-02-10 | Summer 2022 | 178.6579 | 180.8456 | 179.7517 | 2022-02-10 | Mar-2022 | 179.01 | 179.99 | 179.5
| 2022-02-11 | 180.5015 | 181.5015 | 181.0015 | 2022-02-11 | Q2-2022 | 182.5492 | 186.3528 | 184.451 | 2022-02-11 | Summer 2022 | 183.3253 | 188.1754 | 185.7503 | 2022-02-11 | Mar-2022 | 184.02 | 184.98 | 184.5
| 2022-02-14 | 187.5023 | 187.702 | 187.6022 | 2022-02-14 | Q2-2022 | 188.2128 | 190.9131 | 189.5629 | 2022-02-14 | Summer 2022 | 189.165 | 191.9553 | 190.5601 | 2022-02-14 | Mar-2022 | 189.38 | 190.62 | 190
| 2022-02-15 | 162.0024 | 162.0024 | 162.0024 | 2022-02-15 | Q2-2022 | 161.237 | 165.3917 | 163.3143 | 2022-02-15 | Summer 2022 | 161.848 | 165.9234 | 163.8857 | 2022-02-15 | Mar-2022 | 164.27 | 164.73 | 164.5
| 2022-02-16 | 164.9968 | 164.9968 | 164.9968 | 2022-02-16 | Q2-2022 | 164.1736 | 168.9327 | 166.5531 | 2022-02-16 | Summer 2022 | 164.7173 | 169.2792 | 166.9982 | 2022-02-16 | Mar-2022 | 167 | 167 | 167
| 2022-02-17 | 175.9982 | 176.9965 | 176.4974 | 2022-02-17 | Q2-2022 | 176.0159 | 181.9649 | 178.9904 | 2022-02-17 | Summer 2022 | 175.9506 | 182.049 | 178.9998 | 2022-02-17 | Mar-2022 | 179.34 | 180 | 179.67
| 2022-02-18 | 171.9965 | 173.6009 | 172.7987 | 2022-02-18 | Q2-2022 | 173.163 | 177.0212 | 175.0921 | 2022-02-18 | Summer 2022 | 172.1779 | 178.0264 | 175.1022 | 2022-02-18 | Mar-2022 | 175 | 176.5 | 175.75
| 2022-02-21 | 170.0246 | 170.0246 | 170.0246 | 2022-02-21 | Q2-2022 | 171.3283 | 173.6737 | 172.501 | 2022-02-21 | Summer 2022 | 172.1214 | 174.4751 | 173.2982 | 2022-02-21 | Mar-2022 | 171.5 | 172 | 171.75
| 2022-02-22 | 185.0013 | 185.0013 | 185.0013 | 2022-02-22 | Q2-2022 | 190.2968 | 191.9011 | 191.0989 | 2022-02-22 | Summer 2022 | 190.5234 | 191.9737 | 191.2485 | 2022-02-22 | Mar-2022 | 189.25 | 190.73 | 189.99
| 2022-02-23 | 209.0001 | 209.0001 | 209.0001 | 2022-02-23 | Q2-2022 | 215.3345 | 216.7362 | 216.0353 | 2022-02-23 | Summer 2022 | 215.235 | 217.3381 | 216.2865 | 2022-02-23 | Mar-2022 | 213.15 | 215 | 214.075
| 2022-02-24 | 280.0026 | 280.9983 | 280.5004 | 2022-02-24 | Q2-2022 | 277.2017 | 287.1991 | 282.2004 | 2022-02-24 | Summer 2022 | 275.4627 | 285.4633 | 280.463 | 2022-02-24 | Mar-2022 | 280 | 290 | 285
| 2022-02-25 | 205.0004 | 205.9996 | 205.5 | 2022-02-25 | Q2-2022 | 215.9024 | 217.8119 | 216.8572 | 2022-02-25 | Summer 2022 | 215.7634 | 217.6734 | 216.7184 | 2022-02-25 | Mar-2022 | 216.5 | 217 | 216.75
| 2022-02-28 | 228.9983 | 228.9983 | 228.9983 | 2022-02-28 | Q2-2022 | 228.9838 | 231.6821 | 230.333 | 2022-02-28 | Summer 2022 | 229.4851 | 232.1842 | 230.8347 | 2022-02-28 | Mar-2022 | 229.79 | 230.69 | 230.24
| 2022-03-01 | 292.0036 | 296.0005 | 294.002 | 2022-03-01 | Q2-2022 | 288.5613 | 293.563 | 291.0622 | 2022-03-01 | Summer 2022 | 288.0009 | 292.9966 | 290.4987 | 2022-03-01 | Apr-2022 | 291 | 295 | 293
| 2022-03-02 | 405.0001 | 435.0031 | 420.0016 | 2022-03-02 | Q2-2022 | 412.0965 | 428.3034 | 420.2 | 2022-03-02 | Summer 2022 | 408.4475 | 427.5523 | 417.9999 | 2022-03-02 | Apr-2022 | 422.5 | 422.5 | 422.5
| 2022-03-03 | 339.9994 | 339.9994 | 339.9994 | 2022-03-03 | Q2-2022 | 335.4317 | 345.0307 | 340.2312 | 2022-03-03 | Summer 2022 | 333.1969 | 342.7993 | 337.9981 | 2022-03-03 | Apr-2022 | 344 | 348.62 | 346.31
| 2022-03-04 | 460.001 | 469.9974 | 464.9992 | 2022-03-04 | Q2-2022 | 436.3536 | 465.353 | 450.8533 | 2022-03-04 | Summer 2022 | 427.5516 | 456.5466 | 442.0491 | 2022-03-04 | Apr-2022 | 463 | 463 | 463
| 2022-03-07 | 511.997 | 511.997 | 511.997 | 2022-03-07 | Q2-2022 | 480.2762 | 508.6771 | 494.4766 | 2022-03-07 | Summer 2022 | 461.0642 | 504.8139 | 482.939 | 2022-03-07 | Apr-2022 | 487.98 | 512.98 | 500.48
| 2022-03-08 | 493.9971 | 493.9971 | 493.9971 | 2022-03-08 | Q2-2022 | 491.4571 | 495.3612 | 493.4091 | 2022-03-08 | Summer 2022 | 476.0185 | 481.5216 | 478.77 | 2022-03-08 | Apr-2022 | 502 | 508 | 505
| 2022-03-09 | 354.9965 | 354.9965 | 354.9965 | 2022-03-09 | Q2-2022 | 359.2925 | 365.7068 | 362.4996 | 2022-03-09 | Summer 2022 | 344.2179 | 353.7858 | 349.0019 | 2022-03-09 | Apr-2022 | 367.02 | 370 | 368.51
| 2022-03-10 | 292.9977 | 292.9977 | 292.9977 | 2022-03-10 | Q2-2022 | 297.0471 | 307.7908 | 302.4189 | 2022-03-10 | Summer 2022 | 293.6396 | 304.318 | 298.9788 | 2022-03-10 | Apr-2022 | 303 | 306.13 | 304.565
| 2022-03-11 | 301.0018 | 320.0021 | 310.5019 | 2022-03-11 | Q2-2022 | 312.8579 | 315.8071 | 314.3325 | 2022-03-11 | Summer 2022 | 309.3775 | 312.7797 | 311.0786 | 2022-03-11 | Apr-2022 | 315 | 315 | 315
| 2022-03-14 | 259.0023 | 264.9977 | 262 | 2022-03-14 | Q2-2022 | 268.858 | 271.0025 | 269.9303 | 2022-03-14 | Summer 2022 | 268.8622 | 270.9996 | 269.9309 | 2022-03-14 | Apr-2022 | 266.71 | 271.29 | 269
| 2022-03-15 | 265.9985 | 265.9985 | 265.9985 | 2022-03-15 | Q2-2022 | 269.6254 | 272.3778 | 271.0016 | 2022-03-15 | Summer 2022 | 269.5034 | 272.2489 | 270.8761 | 2022-03-15 | Apr-2022 | 269.5 | 269.63 | 269.565
| 2022-03-16 | 228.0004 | 228.0004 | 228.0004 | 2022-03-16 | Q2-2022 | 242.1785 | 244.9723 | 243.5754 | 2022-03-16 | Summer 2022 | 241.9735 | 245.9286 | 243.951 | 2022-03-16 | Apr-2022 | 241.51 | 242.49 | 242
| 2022-03-17 | 244.0027 | 244.0027 | 244.0027 | 2022-03-17 | Q2-2022 | 249.9231 | 253.7922 | 251.8577 | 2022-03-17 | Summer 2022 | 252.2391 | 255.7591 | 253.9991 | 2022-03-17 | Apr-2022 | 249 | 249 | 249
| 2022-03-18 | 220.0033 | 220.0033 | 220.0033 | 2022-03-18 | Q2-2022 | 241.4957 | 243.1885 | 242.3421 | 2022-03-18 | Summer 2022 | 243.6197 | 245.3127 | 244.4662 | 2022-03-18 | Apr-2022 | 238.7 | 240 | 239.35
| 2022-03-21 | 202.0759 | 202.1214 | 202.0987 | 2022-03-21 | Q2-2022 | 224.9236 | 225.2723 | 225.0979 | 2022-03-21 | Summer 2022 | 229.8241 | 230.1727 | 229.9984 | 2022-03-21 | Apr-2022 | 222.535 | 222.845 | 222.69
| 2022-03-22 | 216.5026 | 217.4988 | 217.0007 | 2022-03-22 | Q2-2022 | 235.7139 | 236.514 | 236.114 | 2022-03-22 | Summer 2022 | 238.6025 | 239.4026 | 239.0026 | 2022-03-22 | Apr-2022 | 233.75 | 234.25 | 234
| 2022-03-23 | 246.0025 | 248.0022 | 247.0023 | 2022-03-23 | Q2-2022 | 271.9058 | 274.7545 | 273.3302 | 2022-03-23 | Summer 2022 | 273.7996 | 276.6483 | 275.2239 | 2022-03-23 | Apr-2022 | 269.18 | 271.82 | 270.5
| 2022-03-24 | 225.0015 | 226.0024 | 225.5019 | 2022-03-24 | Q2-2022 | 255.0727 | 258.2276 | 256.6501 | 2022-03-24 | Summer 2022 | 258.4779 | 262.6263 | 260.5521 | 2022-03-24 | Apr-2022 | 253 | 253.02 | 253.01
| 2022-03-25 | 214.997 | 216.9988 | 215.9979 | 2022-03-25 | Q2-2022 | 235.6028 | 238.0978 | 236.8503 | 2022-03-25 | Summer 2022 | 238.7482 | 241.2507 | 239.9994 | 2022-03-25 | Apr-2022 | 232.35 | 233.65 | 233
| 2022-03-28 | 247.5004 | 248.5011 | 248.0007 | 2022-03-28 | Q2-2022 | 253.7483 | 255.2534 | 254.5008 | 2022-03-28 | Summer 2022 | 256.2484 | 257.7534 | 257.0009 | 2022-03-28 | Apr-2022 | 251.965 | 253.035 | 252.5
| 2022-03-29 | 252.9992 | 252.9992 | 252.9992 | 2022-03-29 | Q2-2022 | 258.04 | 260.3007 | 259.1704 | 2022-03-29 | Summer 2022 | 260.5382 | 262.7988 | 261.6685 | 2022-03-29 | Apr-2022 | 258 | 258 | 258
| 2022-03-30 | 273.9974 | 276.003 | 275.0002 | 2022-03-30 | Q2-2022 | 282.0678 | 284.5829 | 283.3253 | 2022-03-30 | Summer 2022 | 284.8185 | 287.3335 | 286.076 | 2022-03-30 | Apr-2022 | 279 | 281 | 280
| 2022-03-31 | 286.0002 | 286.0002 | 286.0002 | 2022-03-31 | Q2-2022 | 295.9823 | 297.1236 | 296.553 | 2022-03-31 | Summer 2022 | 299.2045 | 300.3458 | 299.7752 | 2022-03-31 | Apr-2022 | 293.825 | 295.275 | 294.55
| 2022-04-01 | 249.0007 | 250.0002 | 249.5005 | 2022-04-01 | Q3-2022 | 263.8239 | 268.1728 | 265.9984 | 2022-04-01 | Winter 2022-23 | 266.2713 | 267.7264 | 266.9989 | 2022-04-01 | May-2022 | 255.13 | 256.87 | 256
| 2022-04-04 | 226.0037 | 226.0037 | 226.0037 | 2022-04-04 | Q3-2022 | 259.7046 | 261.9152 | 260.8099 | 2022-04-04 | Winter 2022-23 | 260.2912 | 265.7105 | 263.0009 | 2022-04-04 | May-2022 | 240.14 | 241.86 | 241
| 2022-04-05 | 230.9995 | 230.9995 | 230.9995 | 2022-04-05 | Q3-2022 | 256.1588 | 260.7637 | 258.4612 | 2022-04-05 | Winter 2022-23 | 261.4081 | 269.5136 | 265.4609 | 2022-04-05 | May-2022 | 238.12 | 240.88 | 239.5
| 2022-04-06 | 239.0035 | 239.0035 | 239.0035 | 2022-04-06 | Q3-2022 | 256.2615 | 262.4488 | 259.3552 | 2022-04-06 | Winter 2022-23 | 264.2654 | 272.7329 | 268.4991 | 2022-04-06 | May-2022 | 241.82 | 244.19 | 243.005
| 2022-04-07 | 232.2474 | 232.7528 | 232.5001 | 2022-04-07 | Q3-2022 | 248.424 | 249.6719 | 249.048 | 2022-04-07 | Winter 2022-23 | 261.0772 | 261.9256 | 261.5014 | 2022-04-07 | May-2022 | 232.895 | 233.105 | 233
| 2022-04-08 | 210.0011 | 210.0011 | 210.0011 | 2022-04-08 | Q3-2022 | 245.3555 | 248.1436 | 246.7495 | 2022-04-08 | Winter 2022-23 | 256.3514 | 259.1421 | 257.7468 | 2022-04-08 | May-2022 | 221 | 222 | 221.5
| 2022-04-11 | 186.0035 | 186.0035 | 186.0035 | 2022-04-11 | Q3-2022 | 237.662 | 239.7784 | 238.7202 | 2022-04-11 | Winter 2022-23 | 251.3115 | 253.4471 | 252.3793 | 2022-04-11 | May-2022 | 212.26 | 213.34 | 212.8
| 2022-04-12 | 184.0019 | 184.5005 | 184.2512 | 2022-04-12 | Q3-2022 | 242.2876 | 244.2358 | 243.2617 | 2022-04-12 | Winter 2022-23 | 254.751 | 257.7759 | 256.2635 | 2022-04-12 | May-2022 | 212 | 212.49 | 212.245
| 2022-04-13 | 190.9962 | 190.9962 | 190.9962 | 2022-04-13 | Q3-2022 | 242.2741 | 243.8752 | 243.0747 | 2022-04-13 | Winter 2022-23 | 257.611 | 259.3936 | 258.5023 | 2022-04-13 | May-2022 | 210 | 210 | 210
| 2022-04-14 | 99.9991 | 99.9991 | 99.9991 | 2022-04-14 | Q3-2022 | 203.624 | 207.9725 | 205.7982 | 2022-04-14 | Winter 2022-23 | 217.3618 | 229.4633 | 223.4125 | 2022-04-14 | May-2022 | 160 | 165.28 | 162.64
| 2022-04-19 | 161.497 | 162.4968 | 161.9969 | 2022-04-19 | Q3-2022 | 214.112 | 214.9117 | 214.5119 | 2022-04-19 | Winter 2022-23 | 230.0342 | 234.9867 | 232.5104 | 2022-04-19 | May-2022 | 171.22 | 171.31 | 171.265
| 2022-04-20 | 136.0029 | 136.0029 | 136.0029 | 2022-04-20 | Q3-2022 | 211.4114 | 214.4147 | 212.9131 | 2022-04-20 | Winter 2022-23 | 228.9462 | 233.2977 | 231.1219 | 2022-04-20 | May-2022 | 174.27 | 174.75 | 174.51
| 2022-04-21 | 137.2504 | 137.7484 | 137.4994 | 2022-04-21 | Q3-2022 | 226.0578 | 230.9225 | 228.4902 | 2022-04-21 | Winter 2022-23 | 239.0038 | 249.2 | 244.1019 | 2022-04-21 | May-2022 | 190.59 | 191.41 | 191
| 2022-04-22 | 127.9976 | 129.9978 | 128.9977 | 2022-04-22 | Q3-2022 | 208.5332 | 210.2761 | 209.4047 | 2022-04-22 | Winter 2022-23 | 228.4996 | 233.601 | 231.0503 | 2022-04-22 | May-2022 | 166 | 166.5 | 166.25
| 2022-04-25 | 118.9996 | 118.9996 | 118.9996 | 2022-04-25 | Q3-2022 | 202.4663 | 204.3302 | 203.3982 | 2022-04-25 | Winter 2022-23 | 223.3475 | 230.6477 | 226.9976 | 2022-04-25 | May-2022 | 153.61 | 153.89 | 153.75
| 2022-04-26 | 149.9977 | 151.0037 | 150.5007 | 2022-04-26 | Q3-2022 | 204.5824 | 211.4239 | 208.0032 | 2022-04-26 | Winter 2022-23 | 235.3117 | 238.6939 | 237.0028 | 2022-04-26 | May-2022 | 154.19 | 154.63 | 154.41
| 2022-04-27 | 112.0017 | 112.0017 | 112.0017 | 2022-04-27 | Q3-2022 | 225.6312 | 229.272 | 227.4516 | 2022-04-27 | Winter 2022-23 | 256.0836 | 259.9401 | 258.0118 | 2022-04-27 | May-2022 | 144 | 146 | 145
| 2022-04-28 | 110.5192 | 113.522 | 112.0206 | 2022-04-28 | Q3-2022 | 197.1785 | 201.4962 | 199.3374 | 2022-04-28 | Winter 2022-23 | 240.8226 | 243.193 | 242.0078 | 2022-04-28 | May-2022 | 127.7 | 128 | 127.85
| 2022-04-29 | 91.0002 | 92.004 | 91.5021 | 2022-04-29 | Q3-2022 | 198.6061 | 198.9485 | 198.7773 | 2022-04-29 | Winter 2022-23 | 229.0017 | 234.9915 | 231.9966 | 2022-04-29 | May-2022 | 112 | 118 | 115
| 2022-05-03 | 111.9962 | 111.9962 | 111.9962 | 2022-05-03 | Q3-2022 | 195.7042 | 197.2937 | 196.499 | 2022-05-03 | Winter 2022-23 | 231.4489 | 234.1112 | 232.78 | 2022-05-03 | Jun-2022 | 152.75 | 155.25 | 154
| 2022-05-04 | 107.9972 | 107.9972 | 107.9972 | 2022-05-04 | Q3-2022 | 209.8233 | 212.118 | 210.9706 | 2022-05-04 | Winter 2022-23 | 242.0211 | 247.5728 | 244.7969 | 2022-05-04 | Jun-2022 | 161 | 161.24 | 161.12
| 2022-05-05 | 96.0025 | 96.0025 | 96.0025 | 2022-05-05 | Q3-2022 | 221.5973 | 222.6017 | 222.0995 | 2022-05-05 | Winter 2022-23 | 251.6771 | 254.3274 | 253.0023 | 2022-05-05 | Jun-2022 | 166.775 | 167.075 | 166.925
| 2022-05-06 | 44.9961 | 44.9961 | 44.9961 | 2022-05-06 | Q3-2022 | 193.0439 | 197.7805 | 195.4122 | 2022-05-06 | Winter 2022-23 | 238.3028 | 242.6973 | 240.5 | 2022-05-06 | Jun-2022 | 128.525 | 131.475 | 130
| 2022-05-09 | 39.9991 | 39.9991 | 39.9991 | 2022-05-09 | Q3-2022 | 183.018 | 186.6151 | 184.8166 | 2022-05-09 | Winter 2022-23 | 227.748 | 229.2466 | 228.4973 | 2022-05-09 | Jun-2022 | 126 | 126.88 | 126.44
| 2022-05-10 | 34.8747 | 35.1267 | 35.0007 | 2022-05-10 | Q3-2022 | 189.6817 | 191.9162 | 190.7989 | 2022-05-10 | Winter 2022-23 | 232.0519 | 233.9485 | 233.0002 | 2022-05-10 | Jun-2022 | 134.48 | 136.02 | 135.25
| 2022-05-11 | 50.001 | 50.001 | 50.001 | 2022-05-11 | Q3-2022 | 194.2058 | 195.9978 | 195.1018 | 2022-05-11 | Winter 2022-23 | 234.0505 | 235.9508 | 235.0006 | 2022-05-11 | Jun-2022 | 140.55 | 141.5 | 141.025
| 2022-05-12 | 24.9962 | 24.9962 | 24.9962 | 2022-05-12 | Q3-2022 | 215.1822 | 218.8188 | 217.0005 | 2022-05-12 | Winter 2022-23 | 264.4477 | 265.9476 | 265.1976 | 2022-05-12 | Jun-2022 | 167 | 167 | 167
| 2022-05-13 | 79.9983 | 79.9983 | 79.9983 | 2022-05-13 | Q3-2022 | 198.9659 | 201.2612 | 200.1135 | 2022-05-13 | Winter 2022-23 | 248.5487 | 249.453 | 249.0008 | 2022-05-13 | Jun-2022 | 148.78 | 149.62 | 149.2
| 2022-05-16 | 89.0018 | 91.0023 | 90.002 | 2022-05-16 | Q3-2022 | 203.1976 | 204.7972 | 203.9974 | 2022-05-16 | Winter 2022-23 | 235.6459 | 237.3311 | 236.4885 | 2022-05-16 | Jun-2022 | 171.66 | 173.34 | 172.5
| 2022-05-17 | 82.0035 | 82.9979 | 82.5007 | 2022-05-17 | Q3-2022 | 217.2472 | 219.1471 | 218.1971 | 2022-05-17 | Winter 2022-23 | 248.4001 | 249.9997 | 249.1999 | 2022-05-17 | Jun-2022 | 185.055 | 185.965 | 185.51
| 2022-05-18 | 96.4985 | 97.4982 | 96.9984 | 2022-05-18 | Q3-2022 | 212.7712 | 214.0525 | 213.4119 | 2022-05-18 | Winter 2022-23 | 244.6353 | 245.962 | 245.2986 | 2022-05-18 | Jun-2022 | 175.83 | 176.49 | 176.16
| 2022-05-19 | 84.0002 | 84.0002 | 84.0002 | 2022-05-19 | Q3-2022 | 201.1967 | 202.6038 | 201.9003 | 2022-05-19 | Winter 2022-23 | 236.0601 | 236.5627 | 236.3114 | 2022-05-19 | Jun-2022 | 161.76 | 163.24 | 162.5
| 2022-05-20 | 104.9985 | 107.9989 | 106.4987 | 2022-05-20 | Q3-2022 | 185.9125 | 187.0913 | 186.5019 | 2022-05-20 | Winter 2022-23 | 227.9964 | 231.3974 | 229.6969 | 2022-05-20 | Jun-2022 | 139.14 | 140.5 | 139.82
| 2022-05-23 | 125.9962 | 125.9962 | 125.9962 | 2022-05-23 | Q3-2022 | 179.6734 | 182.6705 | 181.172 | 2022-05-23 | Winter 2022-23 | 223.8483 | 225.0938 | 224.471 | 2022-05-23 | Jun-2022 | 137.39 | 138.41 | 137.9
| 2022-05-24 | 119.2214 | 119.7726 | 119.497 | 2022-05-24 | Q3-2022 | 184.2512 | 185.5525 | 184.9019 | 2022-05-24 | Winter 2022-23 | 230.3521 | 231.6505 | 231.0013 | 2022-05-24 | Jun-2022 | 136.17 | 138.85 | 137.51
| 2022-05-25 | 93.0024 | 93.0024 | 93.0024 | 2022-05-25 | Q3-2022 | 191.7166 | 193.619 | 192.6678 | 2022-05-25 | Winter 2022-23 | 236.6071 | 237.7986 | 237.2028 | 2022-05-25 | Jun-2022 | 145.54 | 146 | 145.77

## EC.R.04
EC.R.04: Residential energy use today
Return to: Main Menu
Return to: Chapter contents
Data from Energy Consumption in the UK (ECUK) 2021
|  | Electricity | Natural gas | Bioenergy & waste | Solid fuels
| Space heating | 17.1513 | 225.0642 | 2.4141 | 5.1563
| Water heating | 4.7132 | 67.1054 | 0.71978 | 0.20752
| Cooking | 6.0293 | 7.131 | 0 | 0
| Lighting | 14.7774 | 0 | 0 | 0
| Appliances | 65.1757 | 0 | 0 | 0
Data for 2020 from: ECUK Energy Data Tables (Table U3)
https://gov.uk/government/statistics/energy-consumption-in-the-uk-2021

## EC.R.05
EC.R.05: Total annual demand for heating homes
Return to: Main Menu
Return to: Chapter contents
Total annual residential demand for home heating
Total annual residential demand for home heating
TWh/yr
 | time axis 2005-01-01 to 2050-01-01
| History | 2005-01-01: 464; 2006-01-01: 449; 2007-01-01: 429; 2008-01-01: 444; 2009-01-01: 436; 2010-01-01: 492; 2011-01-01: 393; 2012-01-01: 429; 2013-01-01: 434; 2014-01-01: 365; 2015-01-01: 384; 2016-01-01: 373; 2017-01-01: 358; 2018-01-01: 369; 2019-01-01: 356; 2020-01-01: 362
| Consumer Transformation | [15 empty] | 362 | 371.7227 | 344.1229 | 340.4395 | 336.4633 | 331.5721 | 325.5862 | 317.5899 | 308.0222 | 296.7261 | 283.8759 | 270.6694 | 257.4691 | 244.3718 | 231.3492 | 217.3495 | 205.4486 | 196.2138 | 187.1758 | 178.3852 | 169.9993 | 162.7195 | 157.1356 | 153.0707 | 150.3466 | 148.5634 | 146.9398 | 145.2823 | 143.6289 | 142.2685 | 142.3203
| System Transformation | [15 empty] | 362 | 371.7227 | 366.89 | 363.3874 | 359.4905 | 355.0499 | 349.8066 | 344.0104 | 338.0294 | 331.9222 | 325.3226 | 319.581 | 314.0928 | 308.6043 | 303.0933 | 297.6298 | 291.1361 | 288.355 | 285.5498 | 282.7498 | 279.9324 | 277.1079 | 274.0783 | 270.6271 | 266.7892 | 262.477 | 257.0205 | 251.5096 | 245.907 | 240.2396 | 234.3895
| Leading the Way | [15 empty] | 362 | 371.7227 | 322.3701 | 317.0444 | 310.1324 | 301.5199 | 293.2837 | 282.8803 | 271.7965 | 261.3179 | 249.9496 | 238.609 | 227.1111 | 215.6082 | 204.1422 | 191.9414 | 181.9239 | 174.5345 | 169.03 | 164.6334 | 161.6155 | 158.3473 | 156.7431 | 155.6762 | 153.7509 | 152.3938 | 151.0199 | 150.0037 | 149.3626 | 148.9774 | 150.1272
| Falling Short | [15 empty] | 362 | 371.7227 | 371.3175 | 370.8945 | 370.4416 | 369.6843 | 368.5499 | 366.3068 | 363.6913 | 360.7637 | 355.9694 | 352.4348 | 348.3954 | 344.203 | 339.8229 | 335.206 | 331.6128 | 327.6616 | 323.2705 | 318.3903 | 313.1002 | 307.9827 | 303.7149 | 299.8545 | 296.3546 | 294.2423 | 291.4249 | 288.41 | 284.319 | 279.6886 | 274.5921
| Five Year Forecast | 2020-01-01: 362; 2021-01-01: 371.7227; 2022-01-01: 370.7012; 2023-01-01: 370.1724; 2024-01-01: 369.6249; 2025-01-01: 368.8154; 2026-01-01: 366.9069; 2027-01-01: 363.909
History from ECUK 2021_End_use_tables (non weather corrected)
|  | Data Table | ED3
|  | Sector | Domestic
Fuel
Technology
|  | Time | Annuals
|  | Units | TWh

## EC.R.06
EC.R.06: Electricity demand for home heating
Return to: Main Menu
Return to: Chapter contents
| Annual electricity demand for home heating TWh | Annual electricity demand for home heating GWh
 | time axis 2005-01-01 to 2050-01-01
|  | History | 2010-01-01: 33486; 2011-01-01: 29215; 2012-01-01: 27393; 2013-01-01: 25647; 2014-01-01: 25731; 2015-01-01: 26881; 2016-01-01: 25693; 2017-01-01: 25721; 2018-01-01: 23593; 2019-01-01: 21515; 2020-01-01: 21682
|  | Consumer Transformation | [15 empty] | 21682 | 20823 | 18998 | 18857 | 18800 | 18744 | 19115 | 20127 | 21907 | 24292 | 26948 | 29886 | 32802 | 35754 | 38737 | 42523 | 46769 | 51484 | 56068 | 60586 | 64885 | 68818 | 71876 | 74163 | 75744 | 76689 | 77443 | 78167 | 78860 | 79572 | 79560
|  | System Transformation | [15 empty] | 21682 | 20823 | 20011 | 20033 | 20126 | 20116 | 20222 | 20405 | 20606 | 20826 | 20931 | 20929 | 20872 | 20873 | 20944 | 21412 | 23535 | 25869 | 28272 | 30703 | 33160 | 35598 | 38100 | 40671 | 43331 | 46072 | 49134 | 52122 | 55073 | 57977 | 60496
|  | Leading the Way | [15 empty] | 21682 | 20939 | 18084 | 18727 | 19634 | 21280 | 22564 | 24210 | 26442 | 28436 | 30484 | 32700 | 35098 | 37551 | 40041 | 43122 | 46483 | 50204 | 53046 | 55442 | 57264 | 59179 | 60288 | 61108 | 62165 | 62984 | 63772 | 64417 | 64988 | 65518 | 65223
|  | Falling Short | [15 empty] | 21682 | 20823 | 20337 | 20328 | 20528 | 20577 | 20803 | 21197 | 21749 | 22420 | 23527 | 24446 | 25504 | 26707 | 28080 | 29644 | 31626 | 33735 | 36062 | 38655 | 41514 | 44574 | 47301 | 49916 | 52442 | 54485 | 56821 | 59329 | 62317 | 65623 | 69140
|  | Five Year Forecast | 2020-01-01: 21682; 2021-01-01: 20757; 2022-01-01: 19906; 2023-01-01: 19890; 2024-01-01: 20116; 2025-01-01: 20218; 2026-01-01: 20863; 2027-01-01: 21715
Includes: Electrical heat, electrical hot water, heat pumps and residential district heat
|  | Data Table | 2005-01-01: ED1
|  | Item | 2005-01-01: Residential Storage Heat; 2006-01-01: Residential Resistive Heat Demand; 2007-01-01: Residential Resistive Hot Water; 2008-01-01: Residential Heat Pumps; 2009-01-01: Residential District Heat Demand
|  | Unit | 2005-01-01: GWh
|  | Fuel | 2005-01-01: Electricity
|  | Peak/Annual/Minimum | 2005-01-01: Annual [Fiscal]

## EC.R.07
EC.R.07: Natural gas demand for home heating
Return to: Main Menu
Return to: Chapter contents
Annual natural gas demand for home heating GWh
Annual natural gas demand for home heating TWh
GWh
|  | 2005 | 2006 | 2007 | 2008 | 2009 | 2010 | 2011 | 2012 | 2013 | 2014 | 2015 | 2016 | 2017 | 2018 | 2019 | 2020 | 2021 | 2022 | 2023 | 2024 | 2025 | 2026 | 2027 | 2028 | 2029 | 2030 | 2031 | 2032 | 2033 | 2034 | 2035 | 2036 | 2037 | 2038 | 2039 | 2040 | 2041 | 2042 | 2043 | 2044 | 2045 | 2046 | 2047 | 2048 | 2049 | 2050
| History | 2005: 404898.7372; 2006: 393024.6604; 2007: 380450.0022; 2008: 377264.3746; 2009: 351125.5929; 2010: 358828.7763; 2011: 343013.3201; 2012: 343108.0077; 2013: 337342.8597; 2014: 324033.4804; 2015: 336662.8889; 2016: 354697.153; 2017: 363385.8359; 2018: 343801.9064; 2019: 335996.8546; 2020: 333676.8073; 2021: 339936.1607
| Consumer Transformation | [16 empty] | 339936.1607 | 314804.0166 | 310447.8765 | 305942.3394 | 300673.7881 | 294188.8346 | 284872.9614 | 272916.9153 | 258430.6784 | 242035.7529 | 224751.4196 | 207369.3325 | 189926.6668 | 172463.7389 | 152020.0034 | 132627.5772 | 114794.7745 | 97434.0259 | 80340.2694 | 64099.7668 | 49145.3722 | 37018.8789 | 27536.9489 | 20593.4635 | 15593.9205 | 11564.3752 | 7748.7214 | 4111.3956 | 613.8562 | 80.9145
| System Transformation | [16 empty] | 339936.1607 | 335554.6853 | 331422.8338 | 327023.2424 | 322418.6289 | 316941.6852 | 310925.657 | 304783.1166 | 298560.2927 | 292001.0444 | 277443.5855 | 262462.793 | 247472.9635 | 232453.5321 | 212674.9535 | 192363.1873 | 172957.7808 | 153844.5491 | 135119.4282 | 116722.3578 | 99290.8121 | 82506.0445 | 65973.7017 | 49649.4882 | 33777.9092 | 25673.6989 | 18102.9251 | 10669.9815 | 3394.465 | 789.1264
| Leading the Way | [16 empty] | 339936.1607 | 294474.4522 | 287855.8518 | 279420.6246 | 269007.3015 | 258943.0373 | 245977.3228 | 231812.9336 | 215941.2031 | 199551.8734 | 182850.0046 | 165934.548 | 148995.102 | 132065.8246 | 112902.317 | 94728.2417 | 78277.7025 | 64551.4958 | 52676.9446 | 42807.6074 | 32719.3267 | 25517.3111 | 19574.0024 | 15374.6611 | 11782.5246 | 8601.5685 | 5737.1678 | 3008.2321 | 382.1128 | 0.30963
| Falling Short | [16 empty] | 339936.1607 | 337869.546 | 335794.599 | 333711.3048 | 331618.2992 | 329280.4047 | 325904.8602 | 322287.8574 | 318373.7689 | 314097.5318 | 309414.897 | 303879.3738 | 297805.3954 | 291116.4146 | 283745.9237 | 276531.3413 | 268995.641 | 260752.9344 | 251719.6988 | 241971.2352 | 231648.9962 | 222300.2877 | 213126.1605 | 204162.3737 | 195452.4512 | 187041.0116 | 177949.7763 | 167028.7955 | 155008.7096 | 142150.0631
| Five Year Forecast | 2021: 339936.1607; 2022: 337845.4447; 2023: 335724.465; 2024: 333566.9371; 2025: 331353.5654; 2026: 327891.0231; 2027: 323255.1744
| Data Table | 2005: ED3
| Sector | 2005: Total end-use residential gas demand
| Fuel | 2005: gas
| Technology | 2005: Residential demand
| Time | 2005: Annuals
| Units | 2005: GWh
Reduction in indoor temperature in LW and CT

## EC.R.08
EC.R.08: Hydrogen demand for home heating
Return to: Main Menu
Return to: Chapter contents |  | Annual hydrogen demand for home heating TWh
| Annual hydrogen demand for home heating TWh | TWh
|  |  | 2020 | 2021 | 2022 | 2023 | 2024 | 2025 | 2026 | 2027 | 2028 | 2029 | 2030 | 2031 | 2032 | 2033 | 2034 | 2035 | 2036 | 2037 | 2038 | 2039 | 2040 | 2041 | 2042 | 2043 | 2044 | 2045 | 2046 | 2047 | 2048 | 2049 | 2050
|  | Consumer Transformation | 0 | 0 | 0 | 0 | 0 | 0 | 0 | 0 | 0 | 0 | 0 | 0 | 0 | 0 | 0 | 0 | 0 | 0 | 0 | 0 | 0 | 0 | 0 | 0 | 0 | 0 | 0 | 0 | 0 | 0 | 0
|  | System Transformation | 0 | 0 | 0 | 0 | 0 | 0 | 0 | 0 | 0 | 0 | 0 | 8.68 | 18.0095 | 27.2081 | 36.2607 | 48.864 | 57.8656 | 68.7672 | 79.261 | 89.3084 | 99.0135 | 107.9949 | 115.9172 | 123.3323 | 130.2992 | 136.6348 | 133.8717 | 130.923 | 128.0061 | 125.1374 | 118.6109
|  | Leading the Way | 0 | 0 | 0 | 0 | 0 | 0 | 0 | 0 | 0 | 2.4946 | 4.825 | 6.9241 | 8.8358 | 10.6747 | 12.464 | 14.287 | 16.2618 | 18.5696 | 20.7695 | 22.8666 | 24.9292 | 26.983 | 28.9291 | 30.7896 | 30.0695 | 29.4393 | 28.9777 | 28.7864 | 28.7875 | 28.8883 | 28.9972
|  | Falling Short | 0 | 0 | 0 | 0 | 0 | 0 | 0 | 0 | 0 | 0 | 0 | 0 | 0 | 0 | 0 | 0 | 0 | 0 | 0 | 0 | 0 | 0 | 0 | 0 | 0 | 0 | 0 | 0 | 0 | 0 | 0
|  | Five Year Forecast | 2020: 0; 2021: 0; 2022: 0; 2023: 0; 2024: 0; 2025: 0; 2026: 0; 2027: 0
|  | Data Table | 2020: ED3
|  | Sector | 2020: Domestic
|  | Fuel | 2020: Hydrogen
Technology
|  | Time | 2020: Annuals
|  | Units | 2020: TWh

## EC.R.09
EC.R.09: Home heating technology mix today, in 2035 and in 2050
Return to: Main Menu
Return to: Chapter contents
Overall heating technology mix | Overall heating technology mix
[13 empty] | Consumer Transformation | Consumer Transformation | System Transformation | Leading the Way | Falling Short | Consumer Transformation | System Transformation | Leading the Way | Falling Short
| Number of homes | 2021 | 2035 |  |  |  | 2050 |  |  |  | Category | Number of homes | 2021 | 2035 |  |  |  | 2050
|  |  | CT | ST | LW | FS | CT | ST | LW | FS |  |  |  | CT | ST | LW | FS | CT | ST | LW | FS
| Gas boiler | 24009540.7873 | 15158289.6555 | 19634959.3438 | 11659987.4605 | 23177295.5335 | 5279.2816 | 48787.0983 | 34.4941 | 12879016.2901 | ASHP | ASHP | 201365.9854 | 5077023.9375 | 1022648.4896 | 7039023.8729 | 2241852.9186 | 8152953.3588 | 4057670.4526 | 6024638.3747 | 7372903.1907
| Direct electric | 2350588.7697 | 2060042.0225 | 1862382.4977 | 1988387.8527 | 1908289.0459 | 1737630.4305 | 757939.113 | 1744679.2126 | 1754149.7274 | Biofuel boiler or hybrid | Biofuel boiler | 22028.642 | 557552.3152 | 406161.0482 | 508370.6181 | 149590.2701 | 590801.3205 | 620526.831 | 1048297.8263 | 235209.7633
| GSHP | 71379.3153 | 3488392.792 | 643391.5157 | 3500018.2536 | 613089.0348 | 8835201.3193 | 1058773.946 | 7115109.1928 | 3941553.0577 | Biofuel boiler or hybrid | Biomass boiler | 889.5829 | 54557.6094 | 33031.9403 | 53158.2316 | 22997.8821 | 119778.5769 | 84130.7363 | 474168.1702 | 38242.5093
| ASHP | 202963.4223 | 7053536.5064 | 1331053.6384 | 8420551.6708 | 2578075.4492 | 14458394.1474 | 5954787.5149 | 10806501.6034 | 9212099.1494 | Biofuel boiler or hybrid | Biomass CHP | 0 | 0 | 0 | 0 | 0 | 0 | 0 | 0 | 0
| Hybrid (ASHP + Hydrogen boiler) | 0 | 0 | 82791.671 | 636595.2823 | 0 | 0 | 7022657.7064 | 2568799.7864 | 0 | District heating | Community | 205646.9372 | 69422.1772 | 91367.152 | 68070.632 | 201879.7392 | 569.0195 | 2632.7009 | 699.9941 | 198380.8988
| Hydrogen boiler | 0 | 0 | 4935231.8335 | 1646641.0916 | 0 | 0 | 11427148.7341 | 3175965.8429 | 0 | District heating | DH | 535869.2225 | 1689544.6826 | 1042485.5956 | 1694920.3211 | 1239408.9105 | 6222293.3461 | 5244411.1627 | 5176601.5639 | 3735670.2967
| Biofuel boiler or hybrid | 23321.3348 | 789289.5484 | 578131.1127 | 720499.4305 | 262174.1063 | 1215611.1174 | 957756.6949 | 1841326.6955 | 529402.4107 | Direct electric | Electric resistive | 689199.9313 | 524026.1792 | 544697.4099 | 505282.4979 | 560498.315 | 264818.0328 | 213085.2941 | 276538.6532 | 538659.0052
| District heating | 741516.1597 | 1758966.8598 | 1133852.7476 | 1762990.9532 | 1441288.6497 | 6222862.3656 | 5247043.8636 | 5177301.558 | 3934051.1954 | Direct electric | Electric storage | 1661388.8385 | 1536015.8432 | 1317685.0879 | 1483105.3548 | 1347790.7309 | 1472812.3977 | 544853.8189 | 1468140.5594 | 1215490.7221
| Other | 1486506.3473 | 310209.7203 | 416822.4044 | 283055.1095 | 638515.2855 | 438.7661 | 7.9268 | 0.0052325 | 225145.5972 | Gas boiler | Gas boiler | 24009540.7873 | 15158289.6555 | 19634959.3438 | 11659987.4605 | 23177295.5335 | 5279.2816 | 48787.0983 | 34.4941 | 12879016.2901
[11 empty] | Gas boiler | Gas CHP | 0 | 0 | 0 | 0 | 0 | 0 | 0 | 0 | 0
[11 empty] | GSHP | GSHP | 71379.3153 | 3488392.792 | 643391.5157 | 3500018.2536 | 613089.0348 | 8835201.3193 | 1058773.946 | 7115109.1928 | 3941553.0577
[11 empty] | Biofuel boiler or hybrid | Hybrid (ASHP + Biofuel boiler) | 403.1099 | 177179.6238 | 138938.1242 | 158970.5808 | 89585.9541 | 505031.22 | 253099.1277 | 318860.699 | 255950.1381
[11 empty] | ASHP | Hybrid (ASHP + Electric resistive) | 1597.4369 | 1976512.5689 | 308405.1488 | 1381527.7979 | 336222.5305 | 6305440.7887 | 1897117.0623 | 4781863.2286 | 1839195.9588
[11 empty] | Hybrid (ASHP + Hydrogen boiler) | Hybrid (ASHP + Hydrogen boiler) | 0 | 0 | 82791.671 | 636595.2823 | 0 | 0 | 7022657.7064 | 2568799.7864 | 0
[11 empty] | ASHP | Hybrid (ASHP + Solar thermal) | 0 | 0 | 0 | 0 | 0 | 0 | 0 | 0 | 0
[11 empty] | Hydrogen boiler | Hydrogen boiler | 0 | 0 | 4935231.8335 | 1646641.0916 | 0 | 0 | 11427148.7341 | 3175965.8429 | 0
[11 empty] | Other | Oil boiler | 1486506.3473 | 310209.7203 | 416822.4044 | 283055.1095 | 638515.2855 | 438.7661 | 7.9268 | 0.0052325 | 225145.5972
[12 empty] | Total | 28885816.1365 | 30618727.1048 | 30618616.7649 | 30618727.1048 | 30618727.1048 | 32475417.428 | 32474902.5979 | 32429718.3909 | 32475417.428
Others includes biomass, waste heat
Oil boiler includes LPG, solid fuel, waste
| Data Table | ED3
| Sector | Domestic
Fuel
Technology
Time
| Units | number

## EC.R.10
EC.R.10: Annual ASHP installations (including hybrids)
Return to: Main Menu
Return to: Chapter contents
Residential Air Source Heat Pump annual installations (including hybrids) | Residential Air Source Heat Pump (including hybrids) annual installations
Number of homes
|  | 2020 | 2021 | 2022 | 2023 | 2024 | 2025 | 2026 | 2027 | 2028 | 2029 | 2030 | 2031 | 2032 | 2033 | 2034 | 2035 | 2036 | 2037 | 2038 | 2039 | 2040 | 2041 | 2042 | 2043 | 2044 | 2045 | 2046 | 2047 | 2048 | 2049 | 2050
| Consumer Transformation | 45534.4051 | 46291.0456 | 97493.9381 | 98158.1226 | 104991.5836 | 201721.9599 | 405114.2007 | 590971.9892 | 710745.5809 | 751148.521 | 772837.1119 | 782097.0029 | 787135.1025 | 791315.9506 | 984824.217 | 1030120.7293 | 1043597.822 | 1044452.5933 | 1041708.4196 | 1051720.0535 | 1069520.4975 | 1049067.3701 | 1042808.3215 | 985855.3343 | 906761.4803 | 887252.3188 | 873086.9749 | 901610.4369 | 979173.1533 | 1056689.8623 | 1166707.8789
| System Transformation | 45534.4051 | 46291.0456 | 73787.6028 | 79347.6075 | 85066.4361 | 87204.7959 | 114452.8332 | 119564.1542 | 123254.2274 | 127003.1894 | 128286.257 | 107176.7899 | 112095.5693 | 118771.89 | 160555.0035 | 684442.6572 | 686270.9071 | 708966.4466 | 728546.7402 | 746753.5239 | 787244.4808 | 827762.1782 | 875135.4999 | 929053.5935 | 997393.4091 | 1049523.0332 | 1040492.957 | 1048913.0928 | 1057294.6159 | 1062751.2136 | 1109829.4169
| Leading the Way | 45534.4051 | 46291.0456 | 372991.0194 | 464182.4892 | 646404.1758 | 683717.8459 | 843618.1778 | 825086.1913 | 662988.468 | 651609.0772 | 680733.0537 | 754147.6884 | 772057.5638 | 778880.3162 | 955227.1785 | 964277.9078 | 960931.0497 | 936078.6513 | 958362.7619 | 958625.2696 | 1003938.7683 | 940284.5229 | 915965.8632 | 863398.4856 | 823029.6352 | 789852.005 | 825963.3601 | 883562.5908 | 918878.6359 | 951012.5813 | 1010323.6928
| Falling Short | 45534.4051 | 46291.0456 | 50800.9023 | 50238.0191 | 51207.9801 | 111049.0624 | 155911.8261 | 183771.138 | 210689.9197 | 233461.7943 | 251198.2061 | 288408.8388 | 304784.3248 | 327902.1905 | 356411.7503 | 457695.387 | 488713.3179 | 515371.6186 | 549063.1705 | 585379.9631 | 633052.6465 | 623763.0638 | 621377.0831 | 619894.2693 | 618321.0547 | 612766.2332 | 679463.4912 | 750162.387 | 823771.83 | 889253.7716 | 989424.1209
| Five Year Forecast | 2020: 45534.4051; 2021: 46291.0456; 2022: 50749.5006; 2023: 50292.1979; 2024: 50864.3975; 2025: 208635.1404; 2026: 247976.4465; 2027: 267837.3716
| Government annual installation target | 2020: 600000; 2021: 600000; 2022: 600000; 2023: 600000; 2024: 600000; 2025: 600000; 2026: 600000; 2027: 600000; 2028: 600000; 2029: 600000; 2030: 600000; 2031: 600000; 2032: 600000; 2033: 600000; 2034: 600000; 2035: 600000
Total ASHP annual installations include:
ASHP
Hybrid (ASHP + Hydrogen boiler)
Hybrid (ASHP + Biofuel boiler)
Hybrid (ASHP + Electric resistive)
Hybrid (ASHP + Solar thermal)
| Data Table | 2020: ED3
| Sector | 2020: Domestic
Fuel
| Technology | 2020: ASHP; 2021: Hybrid (ASHP + Hydrogen boiler); 2022: Hybrid (ASHP + Biofuel boiler); 2023: Hybrid (ASHP + Electric resistive); 2024: Hybrid (ASHP + Solar thermal)
Time
| Units | 2020: uptake
Government 2028 annual installation target

## EC.R.11
EC.R.11: Annual hydrogen boiler installations (including hybrids)
Return to: Main Menu
Return to: Chapter contents
Annual residential hydrogen installations (including hybrids) | Residential hydrogen (including hybrids) uptake trends
Number of homes
|  | 2020 | 2021 | 2022 | 2023 | 2024 | 2025 | 2026 | 2027 | 2028 | 2029 | 2030 | 2031 | 2032 | 2033 | 2034 | 2035 | 2036 | 2037 | 2038 | 2039 | 2040 | 2041 | 2042 | 2043 | 2044 | 2045 | 2046 | 2047 | 2048 | 2049 | 2050
| Consumer Transformation | 0 | 0 | 0 | 0 | 0 | 0 | 0 | 0 | 0 | 0 | 0 | 0 | 0 | 0 | 0 | 0 | 0 | 0 | 0 | 0 | 0 | 0 | 0 | 0 | 0 | 0 | 0 | 0 | 0 | 0 | 0
| System Transformation | 0 | 0 | 0 | 0 | 0 | 0 | 0 | 0 | 0 | 0 | 844081.0164 | 943608.9846 | 935970.3624 | 927356.3736 | 1367006.7676 | 1369590.1925 | 1468162.8965 | 1454264.6706 | 1436129.0348 | 1425753.7631 | 1404105.509 | 1308446.2396 | 1257520.7701 | 1180025.6257 | 1071288.4967 | 989347.051 | 1046202.7977 | 1030382.2164 | 1013446.2501 | 995140.9267 | 1004605.9865
| Leading the Way | 0 | 0 | 0 | 0 | 0 | 0 | 0 | 0 | 296276.4073 | 305966.2354 | 314661.1563 | 326315.0277 | 329453.6659 | 332165.5918 | 378398.2896 | 396550.5823 | 415402.8898 | 404141.3017 | 408032.3694 | 403788.291 | 410026.5444 | 394603.6072 | 379287.4047 | 361177.6088 | 344927.6732 | 331598.8141 | 345657.5947 | 371367.2483 | 382714.6801 | 395489.0196 | 408353.4579
| Falling Short | 0 | 0 | 0 | 0 | 0 | 0 | 0 | 0 | 0 | 0 | 0 | 0 | 0 | 0 | 0 | 0 | 0 | 0 | 0 | 0 | 0 | 0 | 0 | 0 | 0 | 0 | 0 | 0 | 0 | 0 | 0
| Five Year Forecast | 2020: 0; 2021: 0; 2022: 0; 2023: 0; 2024: 0; 2025: 0; 2026: 0; 2027: 0
| Data Table | 2020: ED3
| Sector | 2020: Domestic
Fuel
| Technology | 2020: Hydrogen Boiler; 2021: Hybrid (ASHP + Hydrogen boiler)
Time
| Units | 2020: uptake

## EC.R.12
EC.R.12: Annual savings in underlying heat demand from applying fabric insulation measures to existing homes, higher standards in new builds and consumer behavioural change
Return to: Main Menu
Return to: Chapter contents
Annual savings in underlying heat demand from insulation, higher standards in new builds and consumer behavioural change
Annual savings in underlying heat demand from insulation, higher standards in new builds and consumer behavioural change
|  | 2020 | 2021 | 2022 | 2023 | 2024 | 2025 | 2026 | 2027 | 2028 | 2029 | 2030 | 2031 | 2032 | 2033 | 2034 | 2035 | 2036 | 2037 | 2038 | 2039 | 2040 | 2041 | 2042 | 2043 | 2044 | 2045 | 2046 | 2047 | 2048 | 2049 | 2050
| Falling Short | 0 | 2.2819 | 1.8866 | 1.4913 | 1.0961 | 0.70081 | 0.30555 | 0.46976 | 0.63397 | 0.79818 | 0.96239 | 1.1266 | 1.5705 | 2.0145 | 2.4584 | 2.9024 | 3.3451 | 3.7869 | 4.2272 | 4.6663 | 5.1044 | 5.5404 | 5.9766 | 6.4131 | 6.8502 | 7.3012 | 7.774 | 8.2658 | 8.7724 | 9.2961 | 9.8242
| System Transformation | 0 | 2.2819 | 4.454 | 6.2461 | 8.2763 | 10.529 | 13.5109 | 16.828 | 20.2987 | 23.8015 | 27.4962 | 31.2621 | 35.1509 | 39.0434 | 42.9339 | 46.8587 | 50.564 | 51.1391 | 51.6912 | 52.2383 | 52.7794 | 53.2817 | 53.7802 | 54.279 | 54.7711 | 55.2561 | 55.8079 | 56.3863 | 56.9749 | 57.5811 | 58.2265
| Consumer Transformation | 0 | 2.2819 | 22.2764 | 24.185 | 26.2525 | 29.0261 | 32.0245 | 35.8111 | 39.5378 | 43.3068 | 47.214 | 51.171 | 55.3465 | 59.5832 | 63.8623 | 68.2376 | 72.197 | 73.2447 | 74.2669 | 75.276 | 76.3235 | 77.381 | 78.4707 | 79.5685 | 80.7159 | 81.9682 | 83.3021 | 84.5822 | 85.8567 | 87.0995 | 88.1062
| Leading the Way | 0 | 2.2819 | 40.0371 | 41.9031 | 44.5625 | 47.3322 | 50.3705 | 54.4737 | 58.661 | 62.8416 | 66.9931 | 71.1235 | 75.1242 | 79.1494 | 83.2134 | 87.3977 | 91.2283 | 92.1887 | 93.1921 | 94.1894 | 95.1793 | 96.2706 | 97.49 | 98.6951 | 99.9129 | 101.2212 | 102.4333 | 103.648 | 104.8525 | 105.9763 | 106.9642
| Data Table | 2020: ED3
| Sector | 2020: Domestic
Fuel
| Technology | 2020: Savings from Behaviour and Insulation
| Time | 2020: Cumulative Annual
| Units | 2020: TWh

## EC.R.13
EC.R.13: Regional heating technology deployment in Leading the Way in 2035
Return to: Main Menu
Return to: Chapter contents
Note: Two datasets presented here; 1. Number of buildings per LA on each technology model and 2. Proportion of buildings in each LA on each technology
ASHP and Hydrogen boiler takeup in charts above includes hybrid systems. Separated figures in table below.
Local_Authority | LA_Code | Year | Scenario | Sector | stock_ASHP | stock_Biofuel_boiler | stock_Biomass_boiler | stock_Community | stock_DH | stock_Electric_resistive | stock_Electric_storage | stock_GSHP | stock_Gas_boiler | stock_Hybrid_(ASHP+Biofuel_boiler) | stock_Hybrid_(ASHP+Electric_resistive) | stock_Hybrid_(ASHP+Hydrogen_boiler) | stock_Hydrogen_boiler | stock_Oil_boiler | stock_proportion_ASHP | stock_proportion_Biofuel_boiler | stock_proportion_Biomass_boiler | stock_proportion_Community | stock_proportion_DH | stock_proportion_Electric_resistive | stock_proportion_Electric_storage | stock_proportion_GSHP | stock_proportion_Gas_boiler | stock_proportion_Hybrid_(ASHP+Biofuel_boiler) | stock_proportion_Hybrid_(ASHP+Electric_resistive) | stock_proportion_Hybrid_(ASHP+Hydrogen_boiler) | stock_proportion_Hydrogen_boiler | stock_proportion_Oil_boiler
Aberdeen City | S12000033 | 2035 | LW | domestic | 32117.9373 | 1993.8903 | 281.3118 | 354.296 | 4961.572 | 0 | 10065.8722 | 18922.5412 | 53320.6916 | 736.6188 | 9881.62 | 122.8174 | 233.6802 | 1880.3761 | 0.23813 | 0.014783 | 0.0020857 | 0.0026269 | 0.036787 | 0 | 0.074632 | 0.1403 | 0.39534 | 0.0054616 | 0.073266 | 0.00091061 | 0.0017326 | 0.013942
Aberdeenshire | S12000034 | 2035 | LW | domestic | 22321.1883 | 1664.5701 | 200.2162 | 248.5009 | 3431.15 | 0 | 9789.001 | 12964.896 | 35672.8627 | 591.8658 | 7022.556 | 84.9229 | 168.7066 | 1335.6517 | 0.23374 | 0.017431 | 0.0020966 | 0.0026022 | 0.03593 | 0 | 0.10251 | 0.13576 | 0.37355 | 0.0061978 | 0.073538 | 0.00088928 | 0.0017666 | 0.013986
Adur | E07000223 | 2035 | LW | domestic | 7196.518 | 377.0256 | 42.7716 | 58.04 | 1592.2076 | 326.793 | 1769.188 | 3257.5452 | 11508.6488 | 111.0248 | 1144.8362 | 932.7691 | 2472.0886 | 169.9463 | 0.23245 | 0.012178 | 0.0013815 | 0.0018747 | 0.051429 | 0.010556 | 0.057145 | 0.10522 | 0.37173 | 0.0035861 | 0.036979 | 0.030129 | 0.079849 | 0.0054893
Allerdale | E07000026 | 2035 | LW | domestic | 11242.7712 | 977.1341 | 123.6681 | 68.421 | 3013.7293 | 531.9794 | 2107.1868 | 6371.4897 | 19851.3086 | 355.6189 | 2598.1613 | 346.753 | 814.0465 | 663.2238 | 0.22914 | 0.019915 | 0.0025205 | 0.0013945 | 0.061423 | 0.010842 | 0.042946 | 0.12986 | 0.40459 | 0.0072478 | 0.052953 | 0.0070671 | 0.016591 | 0.013517
Amber Valley | E07000032 | 2035 | LW | domestic | 14148.2426 | 723.4363 | 90.3956 | 72.0318 | 2749.7348 | 435.1836 | 2304.0421 | 6475.0831 | 22973.1408 | 233.9997 | 2271.5506 | 1844.791 | 4705.8682 | 426.2733 | 0.23797 | 0.012168 | 0.0015204 | 0.0012116 | 0.04625 | 0.0073197 | 0.038754 | 0.10891 | 0.3864 | 0.0039358 | 0.038207 | 0.031029 | 0.079152 | 0.0071698
Angus | S12000041 | 2035 | LW | domestic | 13316.8703 | 889.6429 | 117.371 | 149.119 | 2065.666 | 0 | 4820.872 | 7799.043 | 21798.8475 | 323.0351 | 4129.2101 | 63.5587 | 123.0084 | 783.7517 | 0.2362 | 0.015779 | 0.0020818 | 0.0026449 | 0.036638 | 0 | 0.085507 | 0.13833 | 0.38664 | 0.0057296 | 0.073239 | 0.0011273 | 0.0021818 | 0.013901
Argyll and Bute | S12000035 | 2035 | LW | domestic | 7267.4438 | 668.7934 | 67.0076 | 84.4791 | 1124.0163 | 0 | 4472.0354 | 4134.2504 | 10983.1692 | 228.5285 | 2356.4144 | 27.4447 | 57.8326 | 443.1656 | 0.22772 | 0.020956 | 0.0020996 | 0.002647 | 0.03522 | 0 | 0.14013 | 0.12954 | 0.34414 | 0.0071606 | 0.073835 | 0.00085994 | 0.0018121 | 0.013886
Arun | E07000224 | 2035 | LW | domestic | 18763.283 | 1023.0119 | 113.9281 | 130.3674 | 3957.1101 | 1252.5792 | 4522.5716 | 8504.7673 | 29971.8579 | 302.9016 | 3009.3826 | 2426.9223 | 6472.1359 | 465.0529 | 0.23189 | 0.012643 | 0.001408 | 0.0016111 | 0.048904 | 0.01548 | 0.055892 | 0.10511 | 0.37041 | 0.0037434 | 0.037191 | 0.029993 | 0.079986 | 0.0057474
Ashfield | E07000170 | 2035 | LW | domestic | 14022.5955 | 587.0498 | 81.5008 | 77.1137 | 2779.7627 | 379.878 | 1930.0783 | 6378.178 | 23043.834 | 184.5696 | 2204.7348 | 1841.8259 | 4667.6708 | 330.321 | 0.23967 | 0.010033 | 0.001393 | 0.001318 | 0.04751 | 0.0064926 | 0.032988 | 0.10901 | 0.39385 | 0.0031545 | 0.037682 | 0.031479 | 0.079777 | 0.0056456
Ashford | E07000105 | 2035 | LW | domestic | 13431.0814 | 1215.6255 | 118.3669 | 93.8219 | 2932.3737 | 796.3624 | 2480.8931 | 6329.2819 | 21012.4495 | 405.2938 | 2333.3653 | 1726.3692 | 4435.9822 | 784.0718 | 0.23119 | 0.020925 | 0.0020375 | 0.001615 | 0.050475 | 0.013708 | 0.042704 | 0.10895 | 0.36169 | 0.0069764 | 0.040164 | 0.029716 | 0.076357 | 0.013496
Aylesbury Vale District | E07000004 | 2035 | LW | domestic | 19774.8854 | 1799.9244 | 172.9295 | 125.9327 | 4200.512 | 1554.0474 | 3902.2974 | 9298.3922 | 30848.4559 | 594.8716 | 3443.2111 | 2536.5427 | 6588.4935 | 1127.1044 | 0.23003 | 0.020937 | 0.0020116 | 0.0014649 | 0.048862 | 0.018077 | 0.045393 | 0.10816 | 0.35884 | 0.0069197 | 0.040052 | 0.029506 | 0.076639 | 0.013111
Babergh | E07000200 | 2035 | LW | domestic | 9415.0042 | 1333.002 | 114.5302 | 61.6813 | 2116.3847 | 756.8597 | 2170.1423 | 4612.0069 | 13948.9142 | 459.7496 | 1802.6575 | 1183.9645 | 3061.772 | 919.3137 | 0.2244 | 0.031771 | 0.0027298 | 0.0014701 | 0.050443 | 0.018039 | 0.051724 | 0.10992 | 0.33247 | 0.010958 | 0.042965 | 0.028219 | 0.072976 | 0.021911
Barking and Dagenham | E09000002 | 2035 | LW | domestic | 18528.0369 | 1083.4938 | 104.6207 | 314.6514 | 5571.9121 | 1485.2024 | 4266.9563 | 8353.1199 | 29629.4794 | 273.4481 | 2940.1512 | 2434.1482 | 6525.4406 | 360.6306 | 0.22631 | 0.013234 | 0.0012779 | 0.0038432 | 0.068057 | 0.018141 | 0.052118 | 0.10203 | 0.3619 | 0.00334 | 0.035912 | 0.029731 | 0.079704 | 0.0044048
Barnet | E09000003 | 2035 | LW | domestic | 37472.3533 | 2306.9948 | 217.0681 | 665.7288 | 11591.554 | 4244.2792 | 7307.6989 | 16945.1026 | 60134.5673 | 574.5165 | 5996.1294 | 4938.8449 | 13255.4993 | 778.5674 | 0.22516 | 0.013862 | 0.0013043 | 0.0040001 | 0.069649 | 0.025502 | 0.043909 | 0.10182 | 0.36132 | 0.003452 | 0.036028 | 0.029675 | 0.079647 | 0.0046781
Barnsley | E08000016 | 2035 | LW | domestic | 24768.1168 | 1374.0266 | 194.5439 | 191.1994 | 6277.9043 | 1152.6012 | 3228.5192 | 13242.1438 | 47482.6468 | 446.274 | 4935.0543 | 3050.799 | 7061.1265 | 787.6227 | 0.2169 | 0.012033 | 0.0017036 | 0.0016744 | 0.054976 | 0.010093 | 0.028273 | 0.11596 | 0.41581 | 0.0039081 | 0.043217 | 0.026716 | 0.061835 | 0.0068973
Barrow-in-Furness | E07000027 | 2035 | LW | domestic | 8157.3361 | 388.517 | 58.2958 | 43.0776 | 2054.3344 | 456.303 | 1435.5386 | 4512.9809 | 14980.3935 | 125.0782 | 1765.8598 | 269.9207 | 644.8696 | 196.7043 | 0.23247 | 0.011072 | 0.0016614 | 0.0012277 | 0.058546 | 0.013004 | 0.040911 | 0.12861 | 0.42692 | 0.0035646 | 0.050325 | 0.0076924 | 0.018378 | 0.0056058
Basildon | E07000066 | 2035 | LW | domestic | 18693.7765 | 961.5656 | 107.9174 | 194.2384 | 4418.0441 | 1119.2574 | 3781.4749 | 8461.8842 | 30183.1171 | 269.9319 | 2972.8375 | 2428.5072 | 6368.8556 | 406.2602 | 0.2326 | 0.011965 | 0.0013428 | 0.0024169 | 0.054973 | 0.013927 | 0.047052 | 0.10529 | 0.37556 | 0.0033587 | 0.03699 | 0.030217 | 0.079246 | 0.005055
Basingstoke and Deane | E07000084 | 2035 | LW | domestic | 17637.0841 | 1361.4685 | 136.9802 | 116.596 | 3762.1346 | 1472.2997 | 3348.263 | 8190.8497 | 27879.1158 | 436.9294 | 2982.6256 | 2276.4461 | 5941.1367 | 797.8573 | 0.23103 | 0.017834 | 0.0017943 | 0.0015273 | 0.049281 | 0.019286 | 0.04386 | 0.10729 | 0.3652 | 0.0057235 | 0.03907 | 0.02982 | 0.077825 | 0.010451
Bassetlaw | E07000171 | 2035 | LW | domestic | 12292.1191 | 1154.8446 | 113.2837 | 75.0416 | 2642.3665 | 783.9472 | 1849.2524 | 5830.0936 | 19282.099 | 391.3231 | 2155.7999 | 1589.1753 | 4032.2986 | 778.7465 | 0.23206 | 0.021802 | 0.0021386 | 0.0014167 | 0.049884 | 0.0148 | 0.034911 | 0.11006 | 0.36402 | 0.0073876 | 0.040698 | 0.030001 | 0.076124 | 0.014702
Bath and North East Somerset | E06000022 | 2035 | LW | domestic | 22482.4443 | 1600.6082 | 153.9927 | 209.5504 | 5082.2384 | 1443.8546 | 5045.7798 | 10958.011 | 34273.5967 | 501.6207 | 4231.3145 | 948.4292 | 2475.7691 | 762.0988 | 0.24934 | 0.017751 | 0.0017078 | 0.002324 | 0.056363 | 0.016013 | 0.055959 | 0.12153 | 0.3801 | 0.0055631 | 0.046926 | 0.010518 | 0.027457 | 0.0084519
Bedford | E06000055 | 2035 | LW | domestic | 18154.7969 | 1190.8501 | 124.2139 | 137.178 | 3980.5696 | 1527.7243 | 3718.6216 | 8324.8447 | 28916.0645 | 363.9626 | 2986.9796 | 2353.975 | 6216.6258 | 617.2491 | 0.23094 | 0.015148 | 0.0015801 | 0.001745 | 0.050635 | 0.019433 | 0.047302 | 0.1059 | 0.36782 | 0.0046298 | 0.037996 | 0.029944 | 0.079078 | 0.0078517
Bexley | E09000004 | 2035 | LW | domestic | 23731.4553 | 1173.3151 | 134.3996 | 221.7814 | 5548.0343 | 1698.918 | 4813.9129 | 10717.9899 | 38341.4741 | 326.2126 | 3750.7507 | 3103.2131 | 8198.9215 | 477.8809 | 0.23212 | 0.011476 | 0.0013146 | 0.0021693 | 0.054266 | 0.016617 | 0.047085 | 0.10483 | 0.37502 | 0.0031907 | 0.036686 | 0.030353 | 0.080194 | 0.0046742
Birmingham | E08000025 | 2035 | LW | domestic | 111588.702 | 5951.6764 | 643.5317 | 915.2309 | 25476.4595 | 13348.4864 | 24309.9111 | 50335.3851 | 179082.6401 | 1623.1595 | 17787.442 | 14606.4849 | 39597.7833 | 2247.6583 | 0.22889 | 0.012208 | 0.00132 | 0.0018773 | 0.052258 | 0.027381 | 0.049865 | 0.10325 | 0.36734 | 0.0033295 | 0.036486 | 0.029961 | 0.081224 | 0.0046104
Blaby | E07000129 | 2035 | LW | domestic | 9998.9004 | 431.0086 | 58.0155 | 60.1549 | 1977.6663 | 287.2588 | 1482.8569 | 4545.9021 | 16394.7575 | 133.8574 | 1578.2808 | 1305.153 | 3316.6784 | 233.5158 | 0.23919 | 0.01031 | 0.0013878 | 0.001439 | 0.047308 | 0.0068716 | 0.035472 | 0.10874 | 0.39218 | 0.003202 | 0.037754 | 0.031221 | 0.079339 | 0.005586
Blackburn with Darwen | E06000008 | 2035 | LW | domestic | 15003.8142 | 671.2594 | 103.0381 | 119.7092 | 4080.6893 | 555.7865 | 2446.6196 | 8295.2856 | 27701.8714 | 210.7443 | 3219.5405 | 508.0557 | 1199.7959 | 329.9438 | 0.23281 | 0.010416 | 0.0015988 | 0.0018575 | 0.063319 | 0.008624 | 0.037964 | 0.12872 | 0.42985 | 0.0032701 | 0.049957 | 0.0078834 | 0.018617 | 0.0051197
Blackpool | E06000009 | 2035 | LW | domestic | 17805.1457 | 1178.8664 | 125.7207 | 166.9317 | 5025.4346 | 3236.2084 | 4092.0286 | 9752.4134 | 32074.2596 | 313.9083 | 3942.6373 | 617.9935 | 1588.8351 | 373.2587 | 0.22175 | 0.014682 | 0.0015658 | 0.002079 | 0.062588 | 0.040305 | 0.050963 | 0.12146 | 0.39946 | 0.0039095 | 0.049103 | 0.0076967 | 0.019788 | 0.0046487
Blaenau Gwent | W06000019 | 2035 | LW | domestic | 7831.0323 | 758.5082 | 64.8851 | 48.5154 | 1550.4958 | 148.2123 | 884.6762 | 3917.6986 | 14887.4716 | 243.51 | 1831.3167 | 208.9083 | 524.287 | 507.8644 | 0.23441 | 0.022705 | 0.0019422 | 0.0014522 | 0.046412 | 0.0044365 | 0.026481 | 0.11727 | 0.44563 | 0.0072891 | 0.054818 | 0.0062534 | 0.015694 | 0.015202
Bolsover | E07000033 | 2035 | LW | domestic | 8720.4687 | 497.1558 | 59.3818 | 70.3654 | 1888.6673 | 170.1441 | 1028.0642 | 4025.0115 | 14221.0082 | 160.8333 | 1418.2167 | 1140.0259 | 2844.8934 | 312.2478 | 0.23855 | 0.0136 | 0.0016244 | 0.0019248 | 0.051664 | 0.0046543 | 0.028123 | 0.1101 | 0.38901 | 0.0043996 | 0.038795 | 0.031185 | 0.077822 | 0.0085415
Bolton | E08000001 | 2035 | LW | domestic | 29926.7402 | 1482.7543 | 207.3835 | 213.7932 | 7914.9456 | 2073.533 | 5734.3537 | 16500.0495 | 54811.2027 | 450.4499 | 6476.8472 | 1009.0797 | 2438.5059 | 653.5846 | 0.23039 | 0.011415 | 0.0015966 | 0.0016459 | 0.060934 | 0.015963 | 0.044147 | 0.12703 | 0.42197 | 0.0034678 | 0.049863 | 0.0077685 | 0.018773 | 0.0050317
Boston | E07000136 | 2035 | LW | domestic | 7125.3663 | 817.0756 | 74.05 | 57.2778 | 1650.0439 | 444.6152 | 1377.8385 | 3423.362 | 10899.7071 | 276.9626 | 1295.8492 | 908.7399 | 2328.2069 | 549.9707 | 0.22816 | 0.026164 | 0.0023712 | 0.0018341 | 0.052837 | 0.014237 | 0.04412 | 0.10962 | 0.34902 | 0.0088687 | 0.041495 | 0.029099 | 0.074553 | 0.017611
Bournemouth, Christchurch and Poole | E06000058 | 2035 | LW | domestic | 54613.0454 | 3075.1247 | 312.7844 | 470.842 | 11863.7952 | 4358.0293 | 12626.0833 | 26234.1292 | 84226.6017 | 893.7946 | 10009.9536 | 2369.1807 | 6238.1994 | 1127.3574 | 0.25004 | 0.014079 | 0.001432 | 0.0021557 | 0.054317 | 0.019953 | 0.057807 | 0.12011 | 0.38562 | 0.0040921 | 0.045829 | 0.010847 | 0.028561 | 0.0051614
Bracknell Forest | E06000036 | 2035 | LW | domestic | 12101.2002 | 592.2702 | 68.9518 | 96.7346 | 2633.1154 | 666.6549 | 2745.2391 | 5465.2833 | 19478.4935 | 170.1441 | 1915.8275 | 1568.6331 | 4148.9393 | 251.1741 | 0.23315 | 0.011411 | 0.0013285 | 0.0018638 | 0.050732 | 0.012844 | 0.052892 | 0.1053 | 0.37529 | 0.0032781 | 0.036912 | 0.030223 | 0.079937 | 0.0048393
Bradford | E08000032 | 2035 | LW | domestic | 53139.234 | 2699.7427 | 362.5559 | 390.0668 | 14118.2465 | 5458.5366 | 9160.3854 | 29294.7703 | 97619.0762 | 780.1591 | 11539.8599 | 1796.6925 | 4381.4742 | 1085.2631 | 0.22922 | 0.011646 | 0.0015639 | 0.0016826 | 0.0609 | 0.023546 | 0.039514 | 0.12637 | 0.42109 | 0.0033653 | 0.049778 | 0.0077502 | 0.0189 | 0.0046814
Braintree | E07000067 | 2035 | LW | domestic | 16020.5227 | 1529.0445 | 143.3532 | 103.681 | 3448.2188 | 1042.0651 | 4040.3635 | 7533.5504 | 24641.7784 | 506.9796 | 2801.0874 | 2040.6464 | 5379.2303 | 948.1712 | 0.22828 | 0.021788 | 0.0020427 | 0.0014774 | 0.049135 | 0.014849 | 0.057573 | 0.10735 | 0.35113 | 0.0072241 | 0.039914 | 0.029078 | 0.07665 | 0.013511
Breckland | E07000143 | 2035 | LW | domestic | 13698.1149 | 2342.0764 | 193.6574 | 87.9351 | 3163.2233 | 1165.0704 | 3521.5382 | 6861.3559 | 19637.1562 | 817.6951 | 2759.8352 | 1701.5138 | 4407.5016 | 1656.2675 | 0.22089 | 0.037768 | 0.0031229 | 0.001418 | 0.051009 | 0.018788 | 0.056787 | 0.11064 | 0.31666 | 0.013186 | 0.044504 | 0.027438 | 0.071074 | 0.026708
Brent | E09000005 | 2035 | LW | domestic | 33958.9238 | 2090.8017 | 203.8858 | 639.2386 | 11160.53 | 2356.8046 | 6084.0744 | 15428.5325 | 54623.278 | 543.0504 | 5401.0129 | 4538.4573 | 11896.0849 | 821.3238 | 0.22678 | 0.013962 | 0.0013615 | 0.0042688 | 0.07453 | 0.015739 | 0.040629 | 0.10303 | 0.36477 | 0.0036265 | 0.036068 | 0.030308 | 0.079442 | 0.0054848
Brentwood | E07000068 | 2035 | LW | domestic | 8409.0449 | 432.1962 | 51.5152 | 52.5664 | 1710.981 | 543.7286 | 1440.9234 | 3829.0337 | 13635.4934 | 131.3704 | 1348.6334 | 1096.453 | 2844.5052 | 220.0957 | 0.23524 | 0.012091 | 0.0014411 | 0.0014705 | 0.047864 | 0.015211 | 0.040309 | 0.10712 | 0.38145 | 0.0036751 | 0.037728 | 0.030673 | 0.079574 | 0.0061571
Bridgend | W06000013 | 2035 | LW | domestic | 14521.4403 | 1348.7524 | 118.5175 | 55.0771 | 2619.4505 | 342.8293 | 1665.7473 | 7250.5206 | 27652.8421 | 440.3119 | 3385.4749 | 386.5815 | 973.9869 | 913.1208 | 0.23545 | 0.021869 | 0.0019217 | 0.00089303 | 0.042472 | 0.0055587 | 0.027009 | 0.11756 | 0.44837 | 0.0071393 | 0.054892 | 0.0062681 | 0.015792 | 0.014805
Brighton and Hove | E06000043 | 2035 | LW | domestic | 42579.3336 | 2681.2869 | 249.7073 | 565.9287 | 10860.279 | 4178.9978 | 8998.2322 | 20317.7149 | 66027.2366 | 736.2343 | 7734.9469 | 2408.1164 | 6357.7847 | 939.2746 | 0.24382 | 0.015354 | 0.0014299 | 0.0032406 | 0.062188 | 0.02393 | 0.051526 | 0.11634 | 0.37809 | 0.0042158 | 0.044292 | 0.013789 | 0.036406 | 0.0053785
Bristol, City of | E06000023 | 2035 | LW | domestic | 55738.5418 | 3455.3604 | 321.146 | 599.5047 | 13060.5055 | 7036.0544 | 11999.1618 | 26647.6488 | 86109.9149 | 948.1018 | 10242.534 | 2771.0567 | 7368.9968 | 1127.1736 | 0.24508 | 0.015193 | 0.0014121 | 0.002636 | 0.057428 | 0.030938 | 0.052761 | 0.11717 | 0.37863 | 0.0041688 | 0.045037 | 0.012184 | 0.032402 | 0.0049562
Broadland | E07000144 | 2035 | LW | domestic | 13739.1258 | 1375.2587 | 130.9236 | 90.7334 | 2955.9036 | 639.7831 | 2700.1491 | 6532.6695 | 21271.3117 | 467.9187 | 2435.0937 | 1754.4979 | 4483.2413 | 922.1496 | 0.23091 | 0.023114 | 0.0022004 | 0.001525 | 0.04968 | 0.010753 | 0.045382 | 0.1098 | 0.35751 | 0.0078643 | 0.040927 | 0.029488 | 0.07535 | 0.015499
Bromley | E09000006 | 2035 | LW | domestic | 37460.1495 | 1745.0975 | 215.9496 | 316.4385 | 8513.5718 | 1731.0849 | 6327.4643 | 16985.6648 | 61009.2401 | 509.6676 | 5899.1684 | 4924.915 | 12732.5939 | 831.5479 | 0.2353 | 0.010961 | 0.0013564 | 0.0019876 | 0.053476 | 0.010873 | 0.039745 | 0.10669 | 0.38322 | 0.0032014 | 0.037054 | 0.030935 | 0.079977 | 0.0052232
Bromsgrove | E07000234 | 2035 | LW | domestic | 10548.058 | 560.0066 | 68.7701 | 54.4851 | 2040.4697 | 367.6748 | 1617.3917 | 4838.4765 | 17131.4298 | 181.6771 | 1703.5919 | 1372.9806 | 3493.1975 | 334.973 | 0.23803 | 0.012637 | 0.0015519 | 0.0012295 | 0.046047 | 0.0082972 | 0.036499 | 0.10919 | 0.3866 | 0.0040998 | 0.038444 | 0.030984 | 0.07883 | 0.0075592
Broxbourne | E07000095 | 2035 | LW | domestic | 9773.9982 | 535.8899 | 58.0122 | 73.6476 | 2101.0316 | 769.9259 | 2521.1244 | 4416.2643 | 15564.4092 | 154.187 | 1566.5081 | 1260.7735 | 3393.8696 | 222.0033 | 0.23046 | 0.012635 | 0.0013678 | 0.0017365 | 0.049539 | 0.018154 | 0.059444 | 0.10413 | 0.36698 | 0.0036355 | 0.036936 | 0.029727 | 0.080022 | 0.0052345
Broxtowe | E07000172 | 2035 | LW | domestic | 12231.2056 | 523.5997 | 71.2479 | 56.8901 | 2387.5366 | 466.0941 | 1957.6562 | 5553.9474 | 19995.9952 | 164.0445 | 1923.5413 | 1609.9744 | 4134.6289 | 283.7904 | 0.23815 | 0.010195 | 0.0013872 | 0.0011077 | 0.046486 | 0.009075 | 0.038116 | 0.10814 | 0.38933 | 0.003194 | 0.037452 | 0.031347 | 0.080503 | 0.0055255
Burnley | E07000117 | 2035 | LW | domestic | 10029.1247 | 411.5567 | 66.9849 | 47.9868 | 2477.1643 | 624.5079 | 1419.1554 | 5544.435 | 18636.031 | 128.8484 | 2149.7761 | 341.6545 | 810.3729 | 200.2087 | 0.23385 | 0.0095961 | 0.0015619 | 0.0011189 | 0.057759 | 0.014561 | 0.03309 | 0.12928 | 0.43453 | 0.0030043 | 0.050126 | 0.0079662 | 0.018895 | 0.0046682
Bury | E08000002 | 2035 | LW | domestic | 20355.0229 | 977.9264 | 142.6524 | 104.6223 | 5094.5786 | 1644.1152 | 3398.547 | 11248.54 | 37456.5966 | 302.6133 | 4411.5903 | 683.7951 | 1645.6323 | 458.2628 | 0.23151 | 0.011122 | 0.0016224 | 0.0011899 | 0.057943 | 0.018699 | 0.038653 | 0.12793 | 0.42601 | 0.0034417 | 0.050175 | 0.0077771 | 0.018716 | 0.005212
Caerphilly | W06000018 | 2035 | LW | domestic | 18342.0342 | 1798.9946 | 154.9489 | 63.7492 | 3279.4774 | 231.1099 | 2055.6491 | 9210.0438 | 34788.4153 | 584.7952 | 4295.1827 | 488.8782 | 1220.7996 | 1263.955 | 0.23583 | 0.02313 | 0.0019922 | 0.00081963 | 0.042165 | 0.0029714 | 0.02643 | 0.11841 | 0.44728 | 0.0075188 | 0.055224 | 0.0062856 | 0.015696 | 0.016251
Calderdale | E08000033 | 2035 | LW | domestic | 24629.3207 | 1323.921 | 181.948 | 133.6405 | 6209.0642 | 2219.7042 | 4346.7927 | 13635.2874 | 45028.3034 | 413.5259 | 5393.8688 | 807.7182 | 1953.7581 | 632.9377 | 0.23037 | 0.012384 | 0.0017019 | 0.00125 | 0.058078 | 0.020762 | 0.040659 | 0.12754 | 0.42118 | 0.003868 | 0.050453 | 0.0075551 | 0.018275 | 0.0059203
Cambridge | E07000008 | 2035 | LW | domestic | 13582.2076 | 825.0397 | 78.2492 | 222.4786 | 3986.3772 | 1506.084 | 2897.2024 | 6132.5417 | 21739.6754 | 207.9587 | 2175.9191 | 1777.8265 | 4785.8742 | 275.7336 | 0.22564 | 0.013707 | 0.0013 | 0.0036961 | 0.066226 | 0.025021 | 0.048132 | 0.10188 | 0.36117 | 0.0034549 | 0.036149 | 0.029535 | 0.079509 | 0.0045808
Camden | E09000007 | 2035 | LW | domestic | 36591.5203 | 2705.0762 | 224.7702 | 1066.0123 | 16336.0453 | 3276.9781 | 6243.8691 | 16662.4492 | 58357.8466 | 643.0542 | 5812.6274 | 5059.2646 | 13367.1122 | 916.9317 | 0.21877 | 0.016173 | 0.0013438 | 0.0063732 | 0.097666 | 0.019592 | 0.03733 | 0.099618 | 0.3489 | 0.0038446 | 0.034751 | 0.030247 | 0.079916 | 0.005482
Cannock Chase | E07000192 | 2035 | LW | domestic | 10749.3944 | 494.1492 | 62.5107 | 61.4926 | 2153.8382 | 535.7273 | 2018.544 | 4872.189 | 17450.4421 | 149.5251 | 1700.3817 | 1400.8663 | 3644.4959 | 242.6705 | 0.23606 | 0.010852 | 0.0013728 | 0.0013504 | 0.047299 | 0.011765 | 0.044328 | 0.107 | 0.38322 | 0.0032837 | 0.037341 | 0.030764 | 0.080035 | 0.0053292
Canterbury | E07000106 | 2035 | LW | domestic | 17586.3933 | 989.9996 | 110.3306 | 127.3837 | 3734.0903 | 1234.0037 | 3570.117 | 8009.3139 | 28247.9924 | 297.1356 | 2840.2353 | 2281.0929 | 6000.6592 | 484.2948 | 0.23289 | 0.01311 | 0.0014611 | 0.0016869 | 0.04945 | 0.016342 | 0.047278 | 0.10607 | 0.37408 | 0.0039349 | 0.037613 | 0.030208 | 0.079465 | 0.0064134
Cardiff | W06000015 | 2035 | LW | domestic | 37037.4293 | 3934.3838 | 295.545 | 164.1637 | 7314.7053 | 5714.9003 | 6739.0511 | 18125.7297 | 69490.1368 | 1324.3886 | 8905.7613 | 1121.5712 | 3131.1081 | 2063.6617 | 0.22398 | 0.023792 | 0.0017873 | 0.00099275 | 0.044234 | 0.03456 | 0.040753 | 0.10961 | 0.42023 | 0.008009 | 0.053856 | 0.0067825 | 0.018935 | 0.01248
Carlisle | E07000028 | 2035 | LW | domestic | 12057.9446 | 961.6358 | 121.2862 | 59.836 | 3120.6644 | 988.8169 | 2258.374 | 6780.8316 | 21464.5492 | 336.4369 | 2753.1794 | 390.0297 | 933.3662 | 602.383 | 0.22824 | 0.018203 | 0.0022958 | 0.0011326 | 0.059071 | 0.018717 | 0.042748 | 0.12835 | 0.4063 | 0.0063684 | 0.052115 | 0.0073828 | 0.017668 | 0.011402
Carmarthenshire | W06000010 | 2035 | LW | domestic | 18584.8685 | 4628.6573 | 267.4101 | 79.8626 | 3908.6957 | 1077.8855 | 3116.8127 | 10164.8559 | 30881.674 | 1479.3282 | 5161.0258 | 480.9106 | 1212.3648 | 3450.6206 | 0.21995 | 0.05478 | 0.0031648 | 0.00094518 | 0.04626 | 0.012757 | 0.036888 | 0.1203 | 0.36549 | 0.017508 | 0.061081 | 0.0056916 | 0.014348 | 0.040838
Castle Point | E07000069 | 2035 | LW | domestic | 9475.5633 | 440.598 | 56.0306 | 53.5602 | 1888.2011 | 463.0444 | 1615.5066 | 4304.5613 | 15423.1352 | 135.109 | 1503.739 | 1235.9067 | 3187.3604 | 226.5505 | 0.23684 | 0.011013 | 0.0014005 | 0.0013387 | 0.047195 | 0.011574 | 0.040379 | 0.10759 | 0.38549 | 0.003377 | 0.037585 | 0.030891 | 0.079666 | 0.0056625
Central Bedfordshire | E06000056 | 2035 | LW | domestic | 28613.6966 | 1732.826 | 191.9703 | 184.6989 | 5840.2256 | 1817.417 | 5265.3074 | 13124.1892 | 45951.7318 | 542.4906 | 4683.0042 | 3702.7463 | 9609.8959 | 947.3828 | 0.23414 | 0.014179 | 0.0015709 | 0.0015114 | 0.047789 | 0.014872 | 0.043085 | 0.10739 | 0.37601 | 0.0044391 | 0.03832 | 0.030299 | 0.078636 | 0.0077522
Ceredigion | W06000008 | 2035 | LW | domestic | 7066.2817 | 2615.3472 | 129.8846 | 41.5914 | 1696.2646 | 975.0785 | 2477.7484 | 4020.1954 | 10152.9322 | 851.9559 | 2234.9115 | 177.3195 | 484.0096 | 1850.3811 | 0.20321 | 0.07521 | 0.0037351 | 0.0011961 | 0.04878 | 0.028041 | 0.071253 | 0.11561 | 0.29197 | 0.0245 | 0.06427 | 0.0050992 | 0.013919 | 0.053212
Charnwood | E07000130 | 2035 | LW | domestic | 19841.5554 | 873.7152 | 115.2457 | 117.3256 | 4009.2217 | 716.7706 | 3234.3969 | 9009.0676 | 32409.7699 | 268.7313 | 3128.1788 | 2602.0198 | 6670.9791 | 456.6372 | 0.23776 | 0.010469 | 0.001381 | 0.0014059 | 0.048041 | 0.0085889 | 0.038757 | 0.10795 | 0.38836 | 0.0032201 | 0.037484 | 0.031179 | 0.079936 | 0.0054717
Chelmsford | E07000070 | 2035 | LW | domestic | 17162.3724 | 1317.5987 | 127.6603 | 143.6906 | 3858.9793 | 1256.8061 | 4421.3655 | 7912.202 | 26830.0722 | 410.3957 | 2881.3823 | 2196.286 | 5857.1558 | 701.8741 | 0.22859 | 0.01755 | 0.0017004 | 0.0019139 | 0.0514 | 0.01674 | 0.05889 | 0.10539 | 0.35736 | 0.0054663 | 0.038379 | 0.029253 | 0.078014 | 0.0093486
Cheltenham | E07000078 | 2035 | LW | domestic | 14968.7376 | 747.3078 | 85.8681 | 109.2474 | 3315.6658 | 1182.9668 | 3407.739 | 6754.323 | 24044.1937 | 212.3023 | 2366.6589 | 1960.7087 | 5250.4502 | 307.7792 | 0.23131 | 0.011548 | 0.0013269 | 0.0016882 | 0.051236 | 0.01828 | 0.052658 | 0.10437 | 0.37155 | 0.0032806 | 0.036571 | 0.030298 | 0.081133 | 0.004756
Cherwell | E07000177 | 2035 | LW | domestic | 14809.7641 | 1499.6356 | 136.8882 | 119.0744 | 3388.457 | 1210.1613 | 3357.8249 | 6996.1532 | 22781.5456 | 492.394 | 2619.4082 | 1889.4916 | 4958.1578 | 927.3188 | 0.22719 | 0.023005 | 0.0021 | 0.0018267 | 0.051981 | 0.018565 | 0.051511 | 0.10733 | 0.34948 | 0.0075536 | 0.040183 | 0.028986 | 0.076061 | 0.014226
Cheshire East | E06000049 | 2035 | LW | domestic | 38778.4688 | 2898.1021 | 358.081 | 255.0515 | 9679.7373 | 2406.4734 | 7174.0563 | 20873.7333 | 72340.9386 | 976.1812 | 7991.4921 | 4662.6106 | 10971.5793 | 1732.2885 | 0.21413 | 0.016003 | 0.0019773 | 0.0014084 | 0.05345 | 0.013288 | 0.039614 | 0.11526 | 0.39946 | 0.0053903 | 0.044128 | 0.025746 | 0.060583 | 0.0095654
Cheshire West and Chester | E06000050 | 2035 | LW | domestic | 37399.8959 | 2372.0106 | 319.0305 | 271.1873 | 10096.3757 | 2114.7048 | 6561.1302 | 20876.2467 | 67734.4579 | 797.8803 | 8302.5158 | 1213.5602 | 2882.8865 | 1369.1136 | 0.23042 | 0.014614 | 0.0019656 | 0.0016708 | 0.062204 | 0.013029 | 0.040423 | 0.12862 | 0.41731 | 0.0049157 | 0.051152 | 0.0074768 | 0.017761 | 0.0084351
Chesterfield | E07000034 | 2035 | LW | domestic | 12156.685 | 563.0274 | 70.7913 | 110.624 | 2756.2911 | 517.7584 | 1619.8253 | 5529.5956 | 19943.3876 | 165.4779 | 1922.1387 | 1596.4658 | 4063.7208 | 284.0217 | 0.23697 | 0.010975 | 0.00138 | 0.0021564 | 0.053729 | 0.010093 | 0.031576 | 0.10779 | 0.38876 | 0.0032257 | 0.037469 | 0.03112 | 0.079215 | 0.0055365
Chichester | E07000225 | 2035 | LW | domestic | 13714.1353 | 1518.3838 | 134.489 | 118.8647 | 3202.9858 | 937.7989 | 3591.6933 | 6517.1729 | 20792.6767 | 502.9736 | 2465.6704 | 1735.6899 | 4572.7929 | 950.8544 | 0.22572 | 0.024991 | 0.0022136 | 0.0019564 | 0.052719 | 0.015435 | 0.059117 | 0.10727 | 0.34223 | 0.0082786 | 0.040583 | 0.028568 | 0.075265 | 0.01565
Chiltern District | E07000005 | 2035 | LW | domestic | 10112.7037 | 630.2546 | 69.5853 | 79.176 | 2190.8554 | 469.9691 | 1702.2791 | 4655.1491 | 16268.2082 | 198.9913 | 1657.9764 | 1313.604 | 3367.4263 | 360.6514 | 0.23476 | 0.014631 | 0.0016154 | 0.001838 | 0.050859 | 0.01091 | 0.039517 | 0.10807 | 0.37766 | 0.0046194 | 0.038489 | 0.030494 | 0.078173 | 0.0083723
Chorley | E07000118 | 2035 | LW | domestic | 11926.7918 | 566.2243 | 86.4909 | 76.4882 | 3087.1344 | 520.0106 | 1866.7559 | 6619.0557 | 21970.9329 | 184.7845 | 2584.0518 | 388.4569 | 915.6336 | 302.294 | 0.23342 | 0.011082 | 0.0016927 | 0.001497 | 0.060419 | 0.010177 | 0.036535 | 0.12954 | 0.43 | 0.0036165 | 0.050573 | 0.0076026 | 0.01792 | 0.0059163
City of Edinburgh | S12000036 | 2035 | LW | domestic | 70094.0092 | 4287.4609 | 613.0518 | 770.9866 | 10822.4957 | 0 | 21318.105 | 41340.2773 | 116686.267 | 1589.5941 | 21530.0399 | 269.818 | 511.7323 | 4100.424 | 0.23847 | 0.014586 | 0.0020857 | 0.002623 | 0.036819 | 0 | 0.072527 | 0.14064 | 0.39698 | 0.005408 | 0.073248 | 0.00091795 | 0.001741 | 0.01395
City of London | E09000001 | 2035 | LW | domestic | 1669.9444 | 247.6255 | 12.6433 | 68.0047 | 919.6061 | 1188.1343 | 468.0561 | 756.5698 | 2448.383 | 50.8752 | 306.1465 | 224.7803 | 765.9061 | 45.5746 | 0.18206 | 0.026997 | 0.0013784 | 0.0074142 | 0.10026 | 0.12954 | 0.05103 | 0.082485 | 0.26693 | 0.0055466 | 0.033377 | 0.024507 | 0.083503 | 0.0049688
Clackmannanshire | S12000005 | 2035 | LW | domestic | 7252.9625 | 428.905 | 63.2078 | 79.4294 | 1119.3294 | 0 | 2057.5207 | 4287.6899 | 12147.1683 | 160.2935 | 2219.716 | 27.6654 | 52.0696 | 423.0458 | 0.23922 | 0.014146 | 0.0020848 | 0.0026198 | 0.036918 | 0 | 0.067862 | 0.14142 | 0.40065 | 0.0052869 | 0.073212 | 0.00091248 | 0.0017174 | 0.013953
Colchester | E07000071 | 2035 | LW | domestic | 18916.7903 | 1464.7558 | 142.7207 | 105.2085 | 3872.4817 | 2003.5975 | 4762.6209 | 8723.2434 | 29550.4456 | 460.3873 | 3193.9314 | 2424.8509 | 6526.3047 | 784.3535 | 0.2281 | 0.017662 | 0.0017209 | 0.0012686 | 0.046695 | 0.02416 | 0.057428 | 0.10519 | 0.35632 | 0.0055514 | 0.038513 | 0.029239 | 0.078695 | 0.0094578
Conwy | W06000003 | 2035 | LW | domestic | 13249.0537 | 1886.5733 | 128.7932 | 64.8635 | 2591.7978 | 893.5261 | 2555.218 | 6719.0616 | 24012.7634 | 624.163 | 3302.9673 | 350.1243 | 916.907 | 1221.4364 | 0.22641 | 0.03224 | 0.0022009 | 0.0011085 | 0.044291 | 0.015269 | 0.043666 | 0.11482 | 0.41035 | 0.010666 | 0.056444 | 0.0059833 | 0.015669 | 0.020873
Copeland | E07000029 | 2035 | LW | domestic | 8219.9071 | 575.353 | 77.3619 | 43.3419 | 2104.497 | 366.6096 | 1532.7702 | 4614.5933 | 14747.2312 | 204.7043 | 1850.9767 | 256.4547 | 604.651 | 367.1881 | 0.23112 | 0.016177 | 0.0021752 | 0.0012186 | 0.059172 | 0.010308 | 0.043097 | 0.12975 | 0.41465 | 0.0057557 | 0.052044 | 0.0072107 | 0.017001 | 0.010324
Corby | E07000150 | 2035 | LW | domestic | 7886.3194 | 305.9436 | 44.587 | 41.0003 | 1574.3455 | 198.6765 | 1043.9657 | 3579.9814 | 12996.9973 | 95.9097 | 1229.3685 | 1040.8312 | 2635.3212 | 171.3196 | 0.24011 | 0.0093149 | 0.0013575 | 0.0012483 | 0.047933 | 0.006049 | 0.031785 | 0.109 | 0.39571 | 0.0029201 | 0.03743 | 0.03169 | 0.080236 | 0.0052161
Cornwall | E06000052 | 2035 | LW | domestic | 65753.6844 | 11062.7191 | 836.7506 | 371.482 | 14001.6415 | 12020.4446 | 23830.4079 | 33736.812 | 89543.4949 | 3786.2324 | 14537.4328 | 2469.288 | 6720.8573 | 6395.7347 | 0.23066 | 0.038807 | 0.0029353 | 0.0013031 | 0.049117 | 0.042167 | 0.083596 | 0.11835 | 0.31411 | 0.013282 | 0.050997 | 0.0086621 | 0.023576 | 0.022436
Cotswold | E07000079 | 2035 | LW | domestic | 10080.4893 | 1511.5222 | 125.8513 | 72.4391 | 2314.1594 | 945.198 | 2789.598 | 4944.2351 | 14691.9015 | 516.8527 | 1955.2471 | 1254.2359 | 3307.1842 | 1015.5918 | 0.22143 | 0.033202 | 0.0027645 | 0.0015912 | 0.050833 | 0.020762 | 0.061277 | 0.10861 | 0.32273 | 0.011353 | 0.042949 | 0.027551 | 0.072646 | 0.022309
County Durham | E06000047 | 2035 | LW | domestic | 59794.9153 | 3063.8431 | 478.4055 | 336.8183 | 15270.9589 | 1861.3414 | 7642.3162 | 33444.3652 | 110152.034 | 1071.2539 | 13081.6774 | 1907.3154 | 4405.9277 | 1943.0463 | 0.23499 | 0.012041 | 0.0018801 | 0.0013237 | 0.060015 | 0.007315 | 0.030034 | 0.13144 | 0.4329 | 0.00421 | 0.051411 | 0.0074957 | 0.017315 | 0.0076361
Coventry | E08000026 | 2035 | LW | domestic | 36388.4545 | 1698.0221 | 207.4163 | 253.0591 | 7980.5031 | 2396.8812 | 7039.1019 | 16446.5598 | 58965.6465 | 491.9167 | 5724.8704 | 4798.1724 | 12608.4684 | 754.8944 | 0.23363 | 0.010902 | 0.0013317 | 0.0016247 | 0.051238 | 0.015389 | 0.045194 | 0.10559 | 0.37858 | 0.0031583 | 0.036756 | 0.030806 | 0.080951 | 0.0048467
Craven | E07000163 | 2035 | LW | domestic | 6622.1474 | 706.2642 | 76.7445 | 58.9881 | 1808.8701 | 538.1768 | 1363.6722 | 3607.9416 | 12013.7023 | 242.2388 | 1423.8335 | 841.9333 | 1990.034 | 444.7005 | 0.20864 | 0.022252 | 0.002418 | 0.0018585 | 0.056992 | 0.016956 | 0.042965 | 0.11367 | 0.37851 | 0.0076322 | 0.04486 | 0.026527 | 0.062699 | 0.014011
Crawley | E07000226 | 2035 | LW | domestic | 12428.2453 | 583.813 | 72.9246 | 76.0776 | 2608.3751 | 677.8063 | 2282.0835 | 5635.573 | 20164.3023 | 175.6324 | 1963.3184 | 1631.0048 | 4248.1762 | 286.9014 | 0.23523 | 0.01105 | 0.0013803 | 0.0014399 | 0.049369 | 0.012829 | 0.043193 | 0.10667 | 0.38165 | 0.0033242 | 0.03716 | 0.03087 | 0.080406 | 0.0054302
Croydon | E09000008 | 2035 | LW | domestic | 41324.173 | 2271.3737 | 240.1436 | 573.914 | 11411.3625 | 3036.8204 | 7540.4103 | 18724.2929 | 66758.7296 | 607.4321 | 6560.4234 | 5444.2902 | 14302.292 | 908.6697 | 0.22996 | 0.01264 | 0.0013363 | 0.0031937 | 0.063501 | 0.016899 | 0.04196 | 0.1042 | 0.37149 | 0.0033802 | 0.036507 | 0.030296 | 0.079588 | 0.0050565
Dacorum | E07000096 | 2035 | LW | domestic | 15483.7464 | 841.8479 | 93.4346 | 121.8525 | 3369.5586 | 1477.4928 | 2840.8394 | 7030.9748 | 24997.93 | 242.3817 | 2491.5299 | 2013.9499 | 5313.5372 | 376.8432 | 0.23215 | 0.012622 | 0.0014009 | 0.001827 | 0.050521 | 0.022153 | 0.042594 | 0.10542 | 0.3748 | 0.0036341 | 0.037357 | 0.030196 | 0.079668 | 0.0056502
Darlington | E06000005 | 2035 | LW | domestic | 11925.0422 | 662.6394 | 88.9859 | 101.3629 | 3388.4426 | 798.4679 | 2328.1665 | 6614.7107 | 21652.9332 | 205.2781 | 2628.8261 | 324.7976 | 731.5078 | 317.9094 | 0.23035 | 0.0128 | 0.0017189 | 0.001958 | 0.065453 | 0.015424 | 0.044972 | 0.12777 | 0.41826 | 0.0039653 | 0.05078 | 0.006274 | 0.01413 | 0.0061409
Dartford | E07000107 | 2035 | LW | domestic | 10837.2794 | 484.6607 | 61.0697 | 64.1894 | 2161.506 | 563.3192 | 2213.2139 | 4896.291 | 17567.0316 | 143.4129 | 1708.4906 | 1408.7532 | 3691.6667 | 219.815 | 0.23549 | 0.010531 | 0.001327 | 0.0013948 | 0.046968 | 0.012241 | 0.048092 | 0.10639 | 0.38172 | 0.0031163 | 0.037124 | 0.030611 | 0.080218 | 0.0047764
Daventry | E07000151 | 2035 | LW | domestic | 8053.5338 | 911.5614 | 82.4113 | 46.9546 | 1698.4143 | 673.6391 | 1750.9287 | 3854.2811 | 12274.025 | 308.7945 | 1465.7119 | 1021.5906 | 2655.5891 | 600.5584 | 0.22751 | 0.025752 | 0.0023281 | 0.0013265 | 0.047981 | 0.01903 | 0.049464 | 0.10888 | 0.34674 | 0.0087235 | 0.041407 | 0.02886 | 0.075021 | 0.016966
Denbighshire | W06000004 | 2035 | LW | domestic | 10535.9549 | 1631.6904 | 109.2288 | 44.4943 | 1593.4248 | 452.4311 | 1521.7624 | 5453.9622 | 19042.3373 | 532 | 2673.9541 | 287.9308 | 712.8502 | 1109.6994 | 0.23054 | 0.035703 | 0.00239 | 0.00097358 | 0.034866 | 0.0098997 | 0.033298 | 0.11934 | 0.41667 | 0.011641 | 0.058509 | 0.0063002 | 0.015598 | 0.024281
Derby | E06000015 | 2035 | LW | domestic | 28591.9961 | 1281.3269 | 161.6824 | 175.4842 | 6123.8138 | 1732.0384 | 5551.555 | 12915.8613 | 46386.4105 | 375.6711 | 4481.022 | 3781.7541 | 9938.0093 | 580.4752 | 0.23421 | 0.010496 | 0.0013244 | 0.0014375 | 0.050163 | 0.014188 | 0.045476 | 0.1058 | 0.37998 | 0.0030773 | 0.036706 | 0.030978 | 0.081408 | 0.004755
Derbyshire Dales | E07000035 | 2035 | LW | domestic | 8775.8637 | 873.6369 | 82.4817 | 73.3408 | 1976.6806 | 449.067 | 1553.9537 | 4170.7184 | 13656.9326 | 293.1705 | 1554.8024 | 1121.605 | 2850.1715 | 576.3829 | 0.23089 | 0.022985 | 0.0021701 | 0.0019296 | 0.052006 | 0.011815 | 0.040884 | 0.10973 | 0.35931 | 0.0077132 | 0.040906 | 0.029509 | 0.074987 | 0.015164
Doncaster | E08000017 | 2035 | LW | domestic | 30725.7645 | 1634.4748 | 237.9432 | 225.4402 | 7695.4854 | 1163.9173 | 4068.2609 | 16424.1456 | 58949.0594 | 535.8767 | 6106.0906 | 3748.5274 | 8656.2844 | 948.2845 | 0.21773 | 0.011582 | 0.0016861 | 0.0015975 | 0.054532 | 0.0082477 | 0.028828 | 0.11638 | 0.41772 | 0.0037973 | 0.043269 | 0.026563 | 0.06134 | 0.0067197
Dorset | E06000059 | 2035 | LW | domestic | 47923.044 | 4482.2729 | 411.0558 | 329.2842 | 10152.134 | 3160.0126 | 10856.5497 | 23845.0495 | 71506.2353 | 1516.2883 | 9429.3201 | 1877.5755 | 4847.9519 | 2569.912 | 0.24843 | 0.023235 | 0.0021309 | 0.001707 | 0.052627 | 0.016381 | 0.056279 | 0.12361 | 0.37068 | 0.0078602 | 0.04888 | 0.0097331 | 0.025131 | 0.013322
Dover | E07000108 | 2035 | LW | domestic | 13433.9471 | 832.0213 | 91.14 | 106.0022 | 2942.2208 | 690.8063 | 2480.9673 | 6169.4876 | 21550.1273 | 259.638 | 2195.965 | 1744.3344 | 4514.7828 | 459.6013 | 0.23375 | 0.014477 | 0.0015858 | 0.0018444 | 0.051195 | 0.01202 | 0.043169 | 0.10735 | 0.37497 | 0.0045177 | 0.03821 | 0.030352 | 0.078558 | 0.0079971
Dudley | E08000027 | 2035 | LW | domestic | 35476.3562 | 1675.2037 | 208.9344 | 218.3813 | 7413.1252 | 1735.2005 | 6737.4997 | 16089.2978 | 57488.3671 | 506.6523 | 5608.1692 | 4644.1921 | 12092.6681 | 829.5068 | 0.23537 | 0.011114 | 0.0013862 | 0.0014489 | 0.049184 | 0.011512 | 0.044701 | 0.10675 | 0.38142 | 0.0033615 | 0.037208 | 0.030813 | 0.080231 | 0.0055035
Dumfries and Galloway | S12000006 | 2035 | LW | domestic | 14768.7198 | 1086.4762 | 131.5206 | 169.7376 | 2302.3151 | 0 | 6359.2326 | 8582.9132 | 23671.8948 | 386.1894 | 4637.0674 | 55.7186 | 110.4689 | 871.6641 | 0.23393 | 0.017209 | 0.0020832 | 0.0026885 | 0.036467 | 0 | 0.10073 | 0.13595 | 0.37495 | 0.006117 | 0.073448 | 0.00088255 | 0.0017498 | 0.013807
Dundee City | S12000042 | 2035 | LW | domestic | 19503.7733 | 1256.3781 | 172.1927 | 210.9201 | 2983.7504 | 0 | 6542.3666 | 11464.8599 | 32157.0333 | 461.3557 | 6026.9728 | 74.7712 | 143.3393 | 1155.4917 | 0.23741 | 0.015293 | 0.002096 | 0.0025674 | 0.036319 | 0 | 0.079636 | 0.13955 | 0.39143 | 0.0056158 | 0.073363 | 0.00091014 | 0.0017448 | 0.014065
Ealing | E09000009 | 2035 | LW | domestic | 36618.0026 | 2210.5147 | 213.3062 | 697.1796 | 11806.3273 | 2703.3146 | 6896.8222 | 16591.1674 | 58907.6242 | 560.7581 | 5822.2642 | 4850.5379 | 12780.1888 | 806.9783 | 0.22679 | 0.01369 | 0.0013211 | 0.0043178 | 0.07312 | 0.016742 | 0.042714 | 0.10275 | 0.36483 | 0.0034729 | 0.036059 | 0.030041 | 0.079151 | 0.0049979
East Ayrshire | S12000008 | 2035 | LW | domestic | 17179.4262 | 1007.4953 | 149.8095 | 186.4598 | 2642.7326 | 0 | 4777.7131 | 10163.2517 | 28815.4839 | 377.643 | 5253.2949 | 65.7936 | 123.6191 | 1004.698 | 0.23944 | 0.014042 | 0.002088 | 0.0025988 | 0.036834 | 0 | 0.066591 | 0.14165 | 0.40162 | 0.0052635 | 0.073219 | 0.00091702 | 0.001723 | 0.014003
East Cambridgeshire | E07000009 | 2035 | LW | domestic | 8678.3693 | 1053.1539 | 93.946 | 65.4163 | 1955.9805 | 533.0804 | 1840.5579 | 4188.9319 | 13152.858 | 359.5086 | 1600.9352 | 1098.685 | 2820.0999 | 713.4992 | 0.22745 | 0.027602 | 0.0024622 | 0.0017145 | 0.051264 | 0.013971 | 0.048239 | 0.10979 | 0.34472 | 0.0094223 | 0.041959 | 0.028795 | 0.073912 | 0.0187
East Devon | E07000040 | 2035 | LW | domestic | 18026.6541 | 2008.1707 | 165.7398 | 257.8234 | 4883.5671 | 1201.6331 | 4526.5137 | 9013.9763 | 26460.3085 | 652.8794 | 3615.8188 | 707.3868 | 1836.0096 | 1089.2237 | 0.24214 | 0.026975 | 0.0022263 | 0.0034632 | 0.065599 | 0.016141 | 0.060803 | 0.12108 | 0.35543 | 0.0087699 | 0.04857 | 0.009502 | 0.024662 | 0.014631
East Dunbartonshire | S12000045 | 2035 | LW | domestic | 13929.1781 | 817.9688 | 121.1569 | 153.5881 | 2156.3652 | 0 | 3899.9253 | 8237.2084 | 23356.1065 | 305.9743 | 4259.4601 | 53.3355 | 100.2945 | 809.8661 | 0.23933 | 0.014054 | 0.0020817 | 0.002639 | 0.037051 | 0 | 0.067009 | 0.14153 | 0.4013 | 0.0052573 | 0.073186 | 0.00091641 | 0.0017233 | 0.013915
East Hampshire | E07000085 | 2035 | LW | domestic | 13093.7553 | 1027.4891 | 103.0037 | 100.2405 | 2852.4057 | 762.472 | 2607.1211 | 6092.7722 | 20658.2438 | 332.3711 | 2218.9526 | 1682.824 | 4360.2778 | 614.3874 | 0.23172 | 0.018184 | 0.0018229 | 0.001774 | 0.050479 | 0.013494 | 0.046139 | 0.10782 | 0.36559 | 0.005882 | 0.039269 | 0.029781 | 0.077164 | 0.010873
East Hertfordshire | E07000242 | 2035 | LW | domestic | 14510.9403 | 1126.3496 | 108.8175 | 95.8803 | 3065.2345 | 1465.9835 | 3658.3243 | 6689.9024 | 22676.5932 | 351.4603 | 2449.36 | 1859.225 | 4993.3015 | 595.3761 | 0.22799 | 0.017697 | 0.0017097 | 0.0015064 | 0.04816 | 0.023033 | 0.057479 | 0.10511 | 0.35629 | 0.005522 | 0.038484 | 0.029212 | 0.078453 | 0.0093544
East Lindsey | E07000137 | 2035 | LW | domestic | 15904.8597 | 2590.6086 | 214.7884 | 119.0611 | 3770.8069 | 1551.6322 | 3757.9681 | 7911.6873 | 23081.9993 | 894.6029 | 3160.9485 | 1987.6421 | 5150.0269 | 1800.5384 | 0.22122 | 0.036032 | 0.0029874 | 0.001656 | 0.052447 | 0.021581 | 0.052269 | 0.11004 | 0.32104 | 0.012443 | 0.043965 | 0.027646 | 0.07163 | 0.025043
East Lothian | S12000010 | 2035 | LW | domestic | 13207.4656 | 816.309 | 115.9266 | 143.3788 | 2027.4288 | 0 | 4088.9098 | 7786.0195 | 21946.4283 | 302.3748 | 4062.0027 | 50.5184 | 95.9756 | 777.4336 | 0.23832 | 0.014729 | 0.0020918 | 0.0025871 | 0.036583 | 0 | 0.07378 | 0.14049 | 0.396 | 0.005456 | 0.073295 | 0.00091155 | 0.0017318 | 0.014028
East Northamptonshire | E07000152 | 2035 | LW | domestic | 9613.2593 | 682.0518 | 72.1297 | 56.2866 | 1951.1304 | 455.9282 | 1929.583 | 4453.0715 | 15251.2355 | 223.3211 | 1606.1079 | 1238.5386 | 3202.7846 | 411.7622 | 0.23363 | 0.016576 | 0.001753 | 0.0013679 | 0.047418 | 0.01108 | 0.046895 | 0.10822 | 0.37065 | 0.0054274 | 0.039033 | 0.0301 | 0.077837 | 0.010007
East Renfrewshire | S12000011 | 2035 | LW | domestic | 11376.2851 | 680.2754 | 99.5976 | 122.1749 | 1741.0785 | 0 | 3287.6932 | 6722.6851 | 19017.7033 | 254.118 | 3486.3421 | 43.5528 | 82.1383 | 669.2463 | 0.23908 | 0.014297 | 0.0020931 | 0.0025676 | 0.03659 | 0 | 0.069094 | 0.14128 | 0.39968 | 0.0053405 | 0.073269 | 0.00091531 | 0.0017262 | 0.014065
East Riding of Yorkshire | E06000011 | 2035 | LW | domestic | 37321.0649 | 3173.731 | 382.3961 | 206.0165 | 9099.0259 | 2261.8604 | 6951.3019 | 20208.4794 | 69039.9293 | 1105.6345 | 7807.6575 | 4613.5805 | 10807.8936 | 2035.3043 | 0.21325 | 0.018134 | 0.0021849 | 0.0011771 | 0.05199 | 0.012924 | 0.039719 | 0.11547 | 0.39448 | 0.0063174 | 0.044612 | 0.026361 | 0.061754 | 0.011629
East Staffordshire | E07000193 | 2035 | LW | domestic | 12194.4585 | 906.5854 | 92.3789 | 95.7371 | 2707.8134 | 663.4874 | 2512.1772 | 5650.6165 | 19277.7633 | 290.5037 | 2042.8955 | 1572.9567 | 4091.0532 | 529.7102 | 0.23171 | 0.017226 | 0.0017553 | 0.0018191 | 0.051452 | 0.012607 | 0.047734 | 0.10737 | 0.3663 | 0.0055199 | 0.038818 | 0.029888 | 0.077735 | 0.010065
East Suffolk | E07000244 | 2035 | LW | domestic | 28485.1243 | 2675.0033 | 250.0355 | 197.2675 | 6192.3483 | 1999.0505 | 7115.3337 | 13366.397 | 43910.1144 | 879.1433 | 4966.5312 | 3631.7554 | 9580.5584 | 1625.8174 | 0.22811 | 0.021422 | 0.0020023 | 0.0015797 | 0.049589 | 0.016008 | 0.05698 | 0.10704 | 0.35163 | 0.0070402 | 0.039772 | 0.029083 | 0.076722 | 0.01302
Eastbourne | E07000061 | 2035 | LW | domestic | 14289.7466 | 891.2325 | 82.2302 | 170.0841 | 3469.548 | 1425.9972 | 3505.9683 | 6843.5188 | 21926.0216 | 246.2738 | 2628.8645 | 650.0568 | 1734.9882 | 291.3475 | 0.24571 | 0.015325 | 0.001414 | 0.0029246 | 0.059659 | 0.02452 | 0.060286 | 0.11768 | 0.37702 | 0.0042347 | 0.045204 | 0.011178 | 0.029833 | 0.0050098
Eastleigh | E07000086 | 2035 | LW | domestic | 13260.1683 | 635.7337 | 74.6074 | 135.5418 | 3077.9717 | 615.0979 | 2555.1977 | 5997.2484 | 21515.4358 | 178.6756 | 2095.5272 | 1724.0599 | 4487.0671 | 270.8381 | 0.23418 | 0.011227 | 0.0013176 | 0.0023938 | 0.054359 | 0.010863 | 0.045126 | 0.10592 | 0.37998 | 0.0031555 | 0.037008 | 0.030448 | 0.079244 | 0.0047832
Eden | E07000030 | 2035 | LW | domestic | 5744.9783 | 1156.5916 | 119.3994 | 36.6578 | 1752.2729 | 789.0683 | 1772.4313 | 3405.2713 | 8867.2891 | 433.0221 | 1557.3892 | 170.1925 | 415.6179 | 834.8606 | 0.21234 | 0.04275 | 0.0044132 | 0.0013549 | 0.064767 | 0.029165 | 0.065512 | 0.12586 | 0.32775 | 0.016005 | 0.057564 | 0.0062906 | 0.015362 | 0.030858
Elmbridge | E07000207 | 2035 | LW | domestic | 14866.7833 | 735.1947 | 83.9478 | 156.5295 | 3569.3466 | 1146.4211 | 2547.8537 | 6724.4584 | 24170.2589 | 200.9253 | 2354.8026 | 1947.6232 | 5095.1876 | 299.5447 | 0.23266 | 0.011506 | 0.0013138 | 0.0024496 | 0.055859 | 0.017941 | 0.039873 | 0.10524 | 0.37826 | 0.0031444 | 0.036852 | 0.03048 | 0.079738 | 0.0046878
Enfield | E09000010 | 2035 | LW | domestic | 28689.6176 | 1602.021 | 164.3628 | 290.917 | 7114.6701 | 2901.9099 | 7498.7274 | 12911.259 | 45619.916 | 430.9345 | 4562.172 | 3762.0753 | 10264.7744 | 564.5648 | 0.22701 | 0.012676 | 0.0013006 | 0.002302 | 0.056297 | 0.022962 | 0.059336 | 0.10216 | 0.36098 | 0.0034099 | 0.036099 | 0.029768 | 0.081223 | 0.0044673
Epping Forest | E07000072 | 2035 | LW | domestic | 14178.5328 | 889.4241 | 96.4183 | 105.2242 | 3036.1333 | 883.6307 | 2636.814 | 6509.6962 | 22722.0292 | 276.9278 | 2325.5956 | 1836.5999 | 4764.9985 | 484.3811 | 0.23341 | 0.014642 | 0.0015872 | 0.0017322 | 0.04998 | 0.014546 | 0.043407 | 0.10716 | 0.37405 | 0.0045588 | 0.038284 | 0.030234 | 0.078441 | 0.0079738
Epsom and Ewell | E07000208 | 2035 | LW | domestic | 8105.923 | 427.6282 | 47.3291 | 74.8346 | 1887.5586 | 815.8047 | 1480.8155 | 3669.9725 | 13106.8494 | 118.3588 | 1294.1107 | 1062.1843 | 2817.5365 | 176.3913 | 0.23103 | 0.012188 | 0.001349 | 0.0021329 | 0.053799 | 0.023252 | 0.042206 | 0.1046 | 0.37357 | 0.0033735 | 0.036885 | 0.030274 | 0.080305 | 0.0050275
Erewash | E07000036 | 2035 | LW | domestic | 12603.806 | 550.3254 | 73.0364 | 61.7764 | 2443.8075 | 660.6642 | 1963.7209 | 5720.3569 | 20610.6822 | 168.9787 | 1989.9704 | 1651.5599 | 4251.5901 | 284.9657 | 0.23765 | 0.010377 | 0.0013771 | 0.0011648 | 0.046079 | 0.012457 | 0.037027 | 0.10786 | 0.38862 | 0.0031862 | 0.037522 | 0.031141 | 0.080165 | 0.0053731
Exeter | E07000041 | 2035 | LW | domestic | 15491.8901 | 799.7387 | 87.6472 | 89.3339 | 3014.9286 | 1003.458 | 3739.5029 | 7437.672 | 23912.7315 | 242.5644 | 2823.8803 | 665.4824 | 1749.5201 | 310.8955 | 0.25244 | 0.013032 | 0.0014282 | 0.0014557 | 0.049128 | 0.016351 | 0.060934 | 0.1212 | 0.38965 | 0.0039525 | 0.046015 | 0.010844 | 0.028508 | 0.005066
Falkirk | S12000014 | 2035 | LW | domestic | 21421.4299 | 1300.2895 | 186.8899 | 237.8428 | 3321.2105 | 0 | 6428.1398 | 12638.532 | 35707.9721 | 482.4402 | 6573.8269 | 81.9542 | 155.2147 | 1247.5868 | 0.23859 | 0.014483 | 0.0020816 | 0.0026491 | 0.036991 | 0 | 0.071596 | 0.14077 | 0.39771 | 0.0053734 | 0.073219 | 0.0009128 | 0.0017288 | 0.013896
Fareham | E07000087 | 2035 | LW | domestic | 12014.026 | 561.4399 | 70.2801 | 71.3749 | 2412.7454 | 528.8897 | 2352.6626 | 5447.2808 | 19468.0917 | 170.5337 | 1902.9446 | 1561.8937 | 4065.2626 | 277.2315 | 0.23601 | 0.011029 | 0.0013806 | 0.0014021 | 0.047397 | 0.01039 | 0.046217 | 0.10701 | 0.38244 | 0.0033501 | 0.037383 | 0.030683 | 0.07986 | 0.0054461
Fenland | E07000010 | 2035 | LW | domestic | 10455.987 | 1064.5906 | 99.3113 | 77.7512 | 2333.6151 | 663.9701 | 2090.7464 | 4965.6729 | 16156.125 | 356.8456 | 1856.4993 | 1337.1761 | 3445.9827 | 693.5282 | 0.22931 | 0.023347 | 0.002178 | 0.0017052 | 0.051178 | 0.014561 | 0.045852 | 0.1089 | 0.35432 | 0.0078259 | 0.040715 | 0.029325 | 0.075573 | 0.01521
Fife | S12000047 | 2035 | LW | domestic | 51956.2272 | 3087.9986 | 452.9191 | 570.5983 | 8026.372 | 0 | 14898.9029 | 30703.2908 | 86938.362 | 1152.4896 | 15909.0653 | 198.8956 | 374.8907 | 3030.1918 | 0.2391 | 0.014211 | 0.0020843 | 0.0026259 | 0.036937 | 0 | 0.068564 | 0.14129 | 0.40008 | 0.0053037 | 0.073212 | 0.0009153 | 0.0017252 | 0.013945
Flintshire | W06000005 | 2035 | LW | domestic | 15873.1158 | 2496.6045 | 169.0485 | 87.7947 | 3228.0484 | 518.4339 | 2391.7117 | 8217.052 | 28593.5234 | 803.7384 | 3991.4762 | 416.3502 | 1050.9425 | 1771.0533 | 0.22803 | 0.035866 | 0.0024285 | 0.0012613 | 0.046374 | 0.0074478 | 0.034359 | 0.11805 | 0.41077 | 0.011546 | 0.057341 | 0.0059813 | 0.015098 | 0.025443
Folkestone and Hythe | E07000112 | 2035 | LW | domestic | 13446.8547 | 940.7155 | 97.4065 | 87.4725 | 2861.8235 | 942.7123 | 2950.54 | 6195.1559 | 21273.2225 | 297.8128 | 2232.3367 | 1740.2046 | 4586.1918 | 523.7605 | 0.23114 | 0.01617 | 0.0016743 | 0.0015036 | 0.049192 | 0.016204 | 0.050717 | 0.10649 | 0.36567 | 0.0051192 | 0.038372 | 0.029913 | 0.078833 | 0.009003
Forest of Dean | E07000080 | 2035 | LW | domestic | 9170.9685 | 1393.0109 | 119.8382 | 61.4587 | 2100.2694 | 523.6339 | 1963.3052 | 4549.067 | 13501.2318 | 488.1762 | 1789.2921 | 1151.9143 | 2924.8146 | 1000.451 | 0.22512 | 0.034195 | 0.0029417 | 0.0015087 | 0.051556 | 0.012854 | 0.048194 | 0.11167 | 0.33142 | 0.011983 | 0.043923 | 0.028277 | 0.071797 | 0.024559
Fylde | E07000119 | 2035 | LW | domestic | 9975.5369 | 612.8102 | 74.5868 | 60.1162 | 2538.3273 | 1057.9083 | 2507.4155 | 5491.2585 | 17906.0472 | 186.3449 | 2204.8049 | 319.9504 | 802.2153 | 256.9115 | 0.22675 | 0.013929 | 0.0016954 | 0.0013665 | 0.057697 | 0.024047 | 0.056994 | 0.12482 | 0.40701 | 0.0042357 | 0.050116 | 0.0072726 | 0.018235 | 0.0058397
Gateshead | E08000037 | 2035 | LW | domestic | 23180.5743 | 1120.4629 | 162.3381 | 172.9341 | 6194.0001 | 1192.3925 | 4276.6824 | 12802.7041 | 42523.5332 | 349.3018 | 5006.7027 | 776.1134 | 1857.811 | 529.5492 | 0.23147 | 0.011188 | 0.001621 | 0.0017268 | 0.06185 | 0.011907 | 0.042705 | 0.12784 | 0.42462 | 0.003488 | 0.049994 | 0.0077499 | 0.018551 | 0.0052878
Gedling | E07000173 | 2035 | LW | domestic | 12495.352 | 584.727 | 71.8989 | 102.5359 | 2730.1294 | 602.9305 | 2155.3489 | 5665.4001 | 20346.7383 | 170.9093 | 1975.9498 | 1630.9534 | 4219.9681 | 275.9301 | 0.23563 | 0.011027 | 0.0013558 | 0.0019336 | 0.051484 | 0.01137 | 0.040645 | 0.10684 | 0.38369 | 0.003223 | 0.037262 | 0.030756 | 0.079579 | 0.0052034
Glasgow City | S12000049 | 2035 | LW | domestic | 82391.9586 | 5173.2104 | 723.3598 | 903.584 | 12691.1857 | 0 | 26373.7176 | 48508.3938 | 136498.6745 | 1907.553 | 25382.8335 | 315.5047 | 601.756 | 4840.7184 | 0.23791 | 0.014938 | 0.0020887 | 0.0026092 | 0.036647 | 0 | 0.076156 | 0.14007 | 0.39415 | 0.0055082 | 0.073295 | 0.00091104 | 0.0017376 | 0.013978
Gloucester | E07000081 | 2035 | LW | domestic | 13945.5317 | 675.3103 | 79.3494 | 85.5198 | 2905.4152 | 1273.7439 | 2946.9407 | 6292.3871 | 22490.3924 | 192.4138 | 2209.0569 | 1820.7569 | 4861.5805 | 278.2246 | 0.23221 | 0.011245 | 0.0013212 | 0.001424 | 0.048378 | 0.021209 | 0.049069 | 0.10477 | 0.37449 | 0.0032039 | 0.036783 | 0.030317 | 0.08095 | 0.0046327
Gosport | E07000088 | 2035 | LW | domestic | 8958.7197 | 498.8133 | 51.6927 | 61.0284 | 1888.8139 | 1015.9519 | 2622.9786 | 4025.8758 | 14159.9524 | 138.1009 | 1435.9116 | 1153.1595 | 3188.9841 | 176.0508 | 0.22752 | 0.012668 | 0.0013128 | 0.0015499 | 0.047969 | 0.025801 | 0.066614 | 0.10224 | 0.35961 | 0.0035072 | 0.036467 | 0.029286 | 0.080988 | 0.004471
Gravesham | E07000109 | 2035 | LW | domestic | 10924.4814 | 565.9966 | 68.3247 | 61.3102 | 2292.8767 | 606.3411 | 1968.1349 | 4979.2494 | 17663.3491 | 175.8884 | 1743.0257 | 1442.917 | 3758.5551 | 303.2832 | 0.23466 | 0.012158 | 0.0014677 | 0.001317 | 0.049252 | 0.013025 | 0.042277 | 0.10696 | 0.37942 | 0.0037782 | 0.037441 | 0.030995 | 0.080736 | 0.0065147
Great Yarmouth | E07000145 | 2035 | LW | domestic | 10960.3777 | 1195.4914 | 107.2259 | 70.77 | 2436.0532 | 1301.2955 | 2392.5915 | 5206.8628 | 16751.3516 | 394.5295 | 1972.3825 | 1403.0789 | 3714.6134 | 747.2587 | 0.22527 | 0.024571 | 0.0022038 | 0.0014546 | 0.050069 | 0.026746 | 0.049176 | 0.10702 | 0.3443 | 0.0081089 | 0.040539 | 0.028838 | 0.076348 | 0.015359
Greenwich | E09000011 | 2035 | LW | domestic | 29840.1699 | 2124.5111 | 169.8329 | 976.8912 | 13005.6416 | 2084.8494 | 5251.7385 | 13525.3206 | 47874.666 | 472.8905 | 4760.0441 | 3969.7451 | 10424.1821 | 617.7172 | 0.22088 | 0.015726 | 0.0012571 | 0.007231 | 0.096268 | 0.015432 | 0.038873 | 0.10011 | 0.35437 | 0.0035003 | 0.035234 | 0.029384 | 0.07716 | 0.0045724
Guildford | E07000209 | 2035 | LW | domestic | 15989.7359 | 955.8539 | 104.695 | 129.9928 | 3540.8638 | 984.7595 | 3031.2245 | 7315.9128 | 25673.8806 | 291.3397 | 2599.4007 | 2078.9311 | 5416.6207 | 497.2156 | 0.23305 | 0.013932 | 0.0015259 | 0.0018947 | 0.051608 | 0.014353 | 0.04418 | 0.10663 | 0.3742 | 0.0042463 | 0.037886 | 0.030301 | 0.078947 | 0.0072469
Gwynedd | W06000002 | 2035 | LW | domestic | 13877.6042 | 3280.7978 | 183.5815 | 62.2359 | 2871.4606 | 1229.8174 | 3998.0842 | 7370.513 | 22866.0172 | 1084.2404 | 3847.8548 | 358.346 | 959.0133 | 2235.3164 | 0.21608 | 0.051083 | 0.0028584 | 0.00096903 | 0.044709 | 0.019149 | 0.062251 | 0.11476 | 0.35603 | 0.016882 | 0.059912 | 0.0055796 | 0.014932 | 0.034805
Hackney | E09000012 | 2035 | LW | domestic | 31987.5795 | 2158.8349 | 189.3101 | 770.6481 | 12548.1598 | 3225.1871 | 5852.446 | 14500.5471 | 51170.8743 | 518.2619 | 5066.6237 | 4375.9056 | 11668.0351 | 713.9402 | 0.22099 | 0.014915 | 0.0013079 | 0.0053241 | 0.086691 | 0.022282 | 0.040432 | 0.10018 | 0.35352 | 0.0035805 | 0.035003 | 0.030232 | 0.08061 | 0.0049324
Halton | E06000006 | 2035 | LW | domestic | 13397.4358 | 572.3142 | 91.6629 | 86.9676 | 3491.6847 | 640.754 | 1871.654 | 7418.9758 | 24865.2216 | 180.9324 | 2875.1969 | 453.1901 | 1065.1912 | 291.0969 | 0.2338 | 0.0099876 | 0.0015996 | 0.0015177 | 0.060934 | 0.011182 | 0.032663 | 0.12947 | 0.43393 | 0.0031575 | 0.050176 | 0.0079088 | 0.018589 | 0.00508
Hambleton | E07000164 | 2035 | LW | domestic | 8508.8003 | 1419.9811 | 143.9997 | 66.4706 | 2425.1011 | 617.304 | 2120.9437 | 4803.8314 | 14437.8641 | 518.859 | 2006.1282 | 1073.0541 | 2510.5714 | 1012.7909 | 0.20422 | 0.03408 | 0.0034561 | 0.0015953 | 0.058204 | 0.014816 | 0.050904 | 0.11529 | 0.34652 | 0.012453 | 0.048148 | 0.025754 | 0.060255 | 0.024308
Hammersmith and Fulham | E09000013 | 2035 | LW | domestic | 30335.858 | 1714.9565 | 177.8272 | 494.8223 | 10164.7499 | 2542.6701 | 4874.2224 | 13753.5694 | 49018.6034 | 444.83 | 4734.0094 | 4188.7674 | 11011.1164 | 671.0153 | 0.22617 | 0.012786 | 0.0013258 | 0.0036892 | 0.075785 | 0.018957 | 0.03634 | 0.10254 | 0.36546 | 0.0033165 | 0.035295 | 0.03123 | 0.082095 | 0.0050028
Harborough | E07000131 | 2035 | LW | domestic | 9457.2241 | 763.6028 | 76.009 | 75.0693 | 2068.6132 | 591.9575 | 1696.0042 | 4414.82 | 14949.9211 | 247.7454 | 1613.3921 | 1215.9383 | 3127.2416 | 464.3218 | 0.23201 | 0.018733 | 0.0018647 | 0.0018417 | 0.050749 | 0.014522 | 0.041608 | 0.10831 | 0.36676 | 0.0060779 | 0.039581 | 0.02983 | 0.07672 | 0.011391
Haringey | E09000014 | 2035 | LW | domestic | 29528.4852 | 1561.8476 | 164.2934 | 469.6152 | 9319.5712 | 2810.6782 | 4292.2169 | 13349.7265 | 48060.1823 | 391.0349 | 4616.0641 | 4022.4439 | 10544.6837 | 556.2967 | 0.22769 | 0.012043 | 0.0012668 | 0.0036211 | 0.071862 | 0.021673 | 0.033097 | 0.10294 | 0.37059 | 0.0030152 | 0.035594 | 0.031017 | 0.081309 | 0.0042895
Harlow | E07000073 | 2035 | LW | domestic | 11697.4685 | 517.152 | 65.117 | 129.8763 | 2896.1813 | 345.8126 | 1701.4712 | 5300.9663 | 19184.5468 | 145.6964 | 1827.3428 | 1543.1017 | 3934.6429 | 239.2008 | 0.23618 | 0.010441 | 0.0013147 | 0.0026223 | 0.058475 | 0.0069821 | 0.034353 | 0.10703 | 0.38734 | 0.0029417 | 0.036895 | 0.031156 | 0.079442 | 0.0048296
Harrogate | E07000165 | 2035 | LW | domestic | 16650.8729 | 1632.7445 | 185.3058 | 112.18 | 4302.2829 | 1251.4331 | 3304.236 | 9080.3428 | 30335.8247 | 566.5482 | 3566.9633 | 1985.0271 | 4675.8196 | 1046.1405 | 0.21159 | 0.020748 | 0.0023547 | 0.0014255 | 0.05467 | 0.015902 | 0.041987 | 0.11539 | 0.38548 | 0.0071992 | 0.045326 | 0.025224 | 0.059416 | 0.013293
Harrow | E09000015 | 2035 | LW | domestic | 22583.1177 | 1137.7204 | 130.7508 | 244.0586 | 5615.8819 | 1491.4019 | 3749.2325 | 10237.9695 | 36701.054 | 317.2907 | 3572.4632 | 2975.9336 | 7742.6541 | 498.0192 | 0.23282 | 0.011729 | 0.001348 | 0.0025161 | 0.057897 | 0.015376 | 0.038653 | 0.10555 | 0.37837 | 0.0032711 | 0.03683 | 0.030681 | 0.079823 | 0.0051343
Hart | E07000089 | 2035 | LW | domestic | 9788.6581 | 560.3595 | 61.5752 | 107.2361 | 2333.2773 | 377.023 | 1819.7943 | 4469.7963 | 15783.7733 | 166.1496 | 1579.5773 | 1268.0772 | 3270.526 | 279.9414 | 0.23381 | 0.013385 | 0.0014708 | 0.0025614 | 0.055732 | 0.0090055 | 0.043467 | 0.10676 | 0.37701 | 0.0039686 | 0.03773 | 0.030289 | 0.078119 | 0.0066866
Hartlepool | E06000001 | 2035 | LW | domestic | 10505.4897 | 440.0577 | 68.8424 | 90.7428 | 2890.8791 | 325.5449 | 1754.9472 | 5796.86 | 19435.5691 | 134.6899 | 2241.9427 | 354.1369 | 836.2766 | 201.7579 | 0.23305 | 0.0097622 | 0.0015272 | 0.002013 | 0.064131 | 0.0072219 | 0.038932 | 0.1286 | 0.43116 | 0.0029879 | 0.049735 | 0.0078561 | 0.018552 | 0.0044758
Hastings | E07000062 | 2035 | LW | domestic | 12958.4595 | 753.9845 | 72.7866 | 143.0197 | 3053.9809 | 1104.0063 | 3158.7427 | 6200.7287 | 19950.4655 | 209.887 | 2367.0788 | 590.7276 | 1571.1482 | 248.0389 | 0.24738 | 0.014394 | 0.0013895 | 0.0027303 | 0.058301 | 0.021076 | 0.060301 | 0.11837 | 0.38086 | 0.0040068 | 0.045188 | 0.011277 | 0.029993 | 0.0047351
Havant | E07000090 | 2035 | LW | domestic | 13286.7463 | 605.5965 | 75.9107 | 72.8685 | 2634.1069 | 851.6846 | 2571.537 | 6009.2925 | 21552.8996 | 179.6471 | 2100.4586 | 1730.5224 | 4537.4791 | 279.0821 | 0.23521 | 0.010721 | 0.0013438 | 0.00129 | 0.046631 | 0.015077 | 0.045524 | 0.10638 | 0.38155 | 0.0031803 | 0.037184 | 0.030635 | 0.080327 | 0.0049406
Havering | E09000016 | 2035 | LW | domestic | 25020.7156 | 1239.5134 | 141.965 | 290.8259 | 6252.9627 | 1421.6649 | 4337.6336 | 11329.3594 | 40670.1648 | 340.9611 | 3953.4175 | 3276.7666 | 8516.192 | 522.7437 | 0.23315 | 0.01155 | 0.0013229 | 0.00271 | 0.058267 | 0.013248 | 0.04042 | 0.10557 | 0.37898 | 0.0031772 | 0.036839 | 0.030534 | 0.079357 | 0.0048711
Herefordshire, County of | E06000019 | 2035 | LW | domestic | 19971.4079 | 2935.6628 | 251.0436 | 132.0453 | 4590.1454 | 1394.1536 | 4872.9259 | 9826.7966 | 29352.4284 | 1018.2212 | 3851.5332 | 2509.3175 | 6493.639 | 2048.4445 | 0.22377 | 0.032893 | 0.0028129 | 0.0014795 | 0.051431 | 0.015621 | 0.0546 | 0.11011 | 0.32889 | 0.011409 | 0.043156 | 0.028116 | 0.07276 | 0.022952
Hertsmere | E07000098 | 2035 | LW | domestic | 10497.4457 | 525.1538 | 61.6324 | 84.0634 | 2299.6185 | 736.5757 | 1863.7171 | 4761.421 | 17027.8933 | 152.2171 | 1671.8335 | 1370.5936 | 3576.7532 | 240.517 | 0.23396 | 0.011704 | 0.0013736 | 0.0018735 | 0.051251 | 0.016416 | 0.041536 | 0.10612 | 0.3795 | 0.0033924 | 0.03726 | 0.030546 | 0.079715 | 0.0053604
High Peak | E07000037 | 2035 | LW | domestic | 10927.8668 | 613.3425 | 70.889 | 85.3687 | 2357.5161 | 458.0078 | 1799.1803 | 5006.3154 | 17682.4646 | 190.8402 | 1768.0614 | 1423.2832 | 3644.8541 | 339.1611 | 0.23568 | 0.013228 | 0.0015289 | 0.0018411 | 0.050845 | 0.0098779 | 0.038803 | 0.10797 | 0.38136 | 0.0041158 | 0.038132 | 0.030696 | 0.078609 | 0.0073147
Highland | S12000017 | 2035 | LW | domestic | 15707.2684 | 1547.5644 | 146.4925 | 183.8797 | 2425.8016 | 0 | 10690.6309 | 8866.9851 | 23231.2443 | 523.0917 | 5149.6287 | 59.1844 | 127.3638 | 967.5301 | 0.22559 | 0.022227 | 0.002104 | 0.0026409 | 0.03484 | 0 | 0.15354 | 0.12735 | 0.33365 | 0.0075128 | 0.073961 | 0.00085003 | 0.0018292 | 0.013896
Hillingdon | E09000017 | 2035 | LW | domestic | 27526.7941 | 1486.1124 | 159.0414 | 332.4404 | 6999.5129 | 2061.7601 | 5562.0529 | 12453.1917 | 44356.3619 | 403.6527 | 4382.6013 | 3590.9831 | 9484.4962 | 589.8313 | 0.23056 | 0.012448 | 0.0013321 | 0.0027845 | 0.058628 | 0.017269 | 0.046588 | 0.10431 | 0.37153 | 0.003381 | 0.036709 | 0.030078 | 0.079442 | 0.0049404
Hinckley and Bosworth | E07000132 | 2035 | LW | domestic | 12171.377 | 688.1109 | 81.9303 | 55.5441 | 2336.9989 | 500.7526 | 2065.9421 | 5591.5627 | 19644.0473 | 224.7735 | 1977.3811 | 1583.2696 | 4063.9784 | 413.5298 | 0.2368 | 0.013388 | 0.001594 | 0.0010806 | 0.045468 | 0.0097424 | 0.040194 | 0.10879 | 0.38219 | 0.0043731 | 0.038471 | 0.030803 | 0.079067 | 0.0080455
Horsham | E07000227 | 2035 | LW | domestic | 14403.7378 | 1349.6369 | 125.0901 | 137.15 | 3403.939 | 1081.8041 | 3033.0433 | 6764.924 | 22391.7785 | 435.4063 | 2509.6674 | 1843.0304 | 4803.7532 | 810.3016 | 0.22829 | 0.021391 | 0.0019826 | 0.0021738 | 0.053951 | 0.017146 | 0.048072 | 0.10722 | 0.3549 | 0.006901 | 0.039777 | 0.029211 | 0.076137 | 0.012843
Hounslow | E09000018 | 2035 | LW | domestic | 26834.8019 | 1807.3259 | 162.0038 | 528.1922 | 8805.1413 | 2969.6861 | 5659.7023 | 12161.9801 | 42756.2587 | 455.2525 | 4328.4633 | 3543.2701 | 9525.5969 | 629.8936 | 0.22331 | 0.01504 | 0.0013481 | 0.0043955 | 0.073274 | 0.024713 | 0.047098 | 0.10121 | 0.35581 | 0.0037885 | 0.03602 | 0.029486 | 0.079269 | 0.0052418
Huntingdonshire | E07000011 | 2035 | LW | domestic | 19693.323 | 1486.7163 | 153.5314 | 122.9098 | 4086.3827 | 1204.7792 | 3593.4045 | 9161.1299 | 31224.0597 | 486.3022 | 3325.0771 | 2540.2359 | 6550.2898 | 909.1003 | 0.23295 | 0.017587 | 0.0018161 | 0.0014539 | 0.048338 | 0.014251 | 0.042507 | 0.10837 | 0.36935 | 0.0057525 | 0.039333 | 0.030049 | 0.077484 | 0.010754
Hyndburn | E07000120 | 2035 | LW | domestic | 9114.4885 | 409.2925 | 62.5255 | 72.176 | 2462.9862 | 503.9528 | 1255.9534 | 5048.727 | 16899.9425 | 125.851 | 1962.1333 | 306.6114 | 723.4308 | 198.3344 | 0.23283 | 0.010455 | 0.0015972 | 0.0018437 | 0.062917 | 0.012874 | 0.032083 | 0.12897 | 0.43171 | 0.0032149 | 0.050123 | 0.0078324 | 0.01848 | 0.0050665
Inverclyde | S12000018 | 2035 | LW | domestic | 10941.4881 | 672.2394 | 95.6385 | 121.2774 | 1694.3723 | 0 | 3362.1246 | 6450.3742 | 18198.8973 | 248.8045 | 3362.2983 | 41.8486 | 79.4568 | 638.7076 | 0.23834 | 0.014643 | 0.0020833 | 0.0026418 | 0.036908 | 0 | 0.073237 | 0.14051 | 0.39643 | 0.0054197 | 0.073241 | 0.00091159 | 0.0017308 | 0.013913
Ipswich | E07000202 | 2035 | LW | domestic | 14369.8289 | 877.9102 | 82.7213 | 163.4363 | 3577.4157 | 2148.15 | 3852.5939 | 6459.5551 | 22738.5344 | 225.8457 | 2319.3705 | 1855.9816 | 5165.0942 | 272.4788 | 0.22415 | 0.013694 | 0.0012903 | 0.0025494 | 0.055802 | 0.033508 | 0.060095 | 0.10076 | 0.35469 | 0.0035228 | 0.036179 | 0.02895 | 0.080567 | 0.0042502
Isle of Anglesey | W06000001 | 2035 | LW | domestic | 7510.2116 | 2019.8273 | 110.0656 | 22.0284 | 1512.7669 | 699.841 | 2112.8985 | 4079.2736 | 12020.0669 | 663.3194 | 2150.3436 | 192.8486 | 512.564 | 1425.6098 | 0.21438 | 0.057657 | 0.0031419 | 0.00062881 | 0.043183 | 0.019977 | 0.060314 | 0.11645 | 0.34312 | 0.018935 | 0.061383 | 0.005505 | 0.014631 | 0.040695
Isle of Wight | E06000046 | 2035 | LW | domestic | 20827.3694 | 1468.4484 | 140.8218 | 148.0384 | 4324.6022 | 1733.3479 | 5025.5852 | 10134.2744 | 31631.5345 | 461.9005 | 3937.1168 | 838.9257 | 2197.5608 | 673.0902 | 0.2493 | 0.017577 | 0.0016856 | 0.001772 | 0.051765 | 0.020748 | 0.060156 | 0.12131 | 0.37863 | 0.0055289 | 0.047127 | 0.010042 | 0.026305 | 0.0080568
Isles of Scilly | E06000053 | 2035 | LW | domestic | 253.9162 | 59.7137 | 3.0754 | 6.9627 | 94.2376 | 150.7309 | 163.8171 | 125.1042 | 309.5224 | 16.8548 | 60.9317 | 8.4705 | 27.5778 | 19.9805 | 0.19519 | 0.045902 | 0.0023641 | 0.0053522 | 0.072441 | 0.11587 | 0.12593 | 0.096168 | 0.23793 | 0.012956 | 0.046838 | 0.0065113 | 0.021199 | 0.015359
Islington | E09000019 | 2035 | LW | domestic | 28415.8725 | 1914.0343 | 165.2414 | 671.2066 | 11036.0086 | 3833.9505 | 4896.4885 | 12861.1352 | 45529.7185 | 446.6585 | 4510.1526 | 3880.5529 | 10448.3937 | 583.4011 | 0.21995 | 0.014815 | 0.001279 | 0.0051954 | 0.085423 | 0.029676 | 0.037901 | 0.09955 | 0.35242 | 0.0034573 | 0.03491 | 0.030037 | 0.080874 | 0.0045157
Kensington and Chelsea | E09000020 | 2035 | LW | domestic | 30477.8655 | 2207.0217 | 183.3854 | 853.8229 | 13354.8209 | 3457.5174 | 5141.1899 | 13845.3582 | 48668.3675 | 514.7326 | 4830.8202 | 4221.8731 | 11271.0103 | 706.2441 | 0.21811 | 0.015794 | 0.0013124 | 0.0061103 | 0.095573 | 0.024744 | 0.036793 | 0.099084 | 0.34829 | 0.0036837 | 0.034572 | 0.030214 | 0.08066 | 0.0050542
Kettering | E07000153 | 2035 | LW | domestic | 10703.6865 | 524.156 | 65.4424 | 50.0975 | 2114.3161 | 596.3999 | 1847.1213 | 4872.145 | 17375.5635 | 163.7337 | 1704.4785 | 1411.2293 | 3662.4433 | 280.6367 | 0.23591 | 0.011553 | 0.0014424 | 0.0011042 | 0.0466 | 0.013145 | 0.040711 | 0.10738 | 0.38296 | 0.0036087 | 0.037567 | 0.031104 | 0.080721 | 0.0061853
King's Lynn and West Norfolk | E07000146 | 2035 | LW | domestic | 16368.0253 | 3015.7494 | 242.6554 | 118.0068 | 3953.9197 | 1650.4814 | 4770.1555 | 8247.2177 | 23008.7042 | 1046.8688 | 3363.2354 | 2019.9899 | 5315.5519 | 2102.5979 | 0.21759 | 0.040091 | 0.0032258 | 0.0015688 | 0.052563 | 0.021941 | 0.063413 | 0.10964 | 0.30587 | 0.013917 | 0.04471 | 0.026853 | 0.070664 | 0.027951
Kingston upon Hull, City of | E06000010 | 2035 | LW | domestic | 29935.7682 | 1539.2074 | 208.4594 | 240.5833 | 7564.7762 | 2223.1059 | 5263.8159 | 15842.1696 | 57186.9808 | 452.729 | 5916.5309 | 3626.0159 | 8607.2984 | 670.7992 | 0.21493 | 0.011051 | 0.0014967 | 0.0017274 | 0.054314 | 0.015962 | 0.037794 | 0.11374 | 0.4106 | 0.0032505 | 0.04248 | 0.026034 | 0.061799 | 0.0048163
Kingston upon Thames | E09000021 | 2035 | LW | domestic | 18852.1763 | 983.7563 | 109.2182 | 152.3835 | 4340.0524 | 1853.1527 | 4077.2527 | 8511.7177 | 30285.1915 | 274.09 | 2993.1113 | 2476.6644 | 6647.8906 | 393.641 | 0.23004 | 0.012004 | 0.0013327 | 0.0018595 | 0.05296 | 0.022613 | 0.049753 | 0.10386 | 0.36956 | 0.0033446 | 0.036523 | 0.030222 | 0.081121 | 0.0048034
Kirklees | E08000034 | 2035 | LW | domestic | 42359.3326 | 2285.8814 | 308.371 | 323.1042 | 10612.7724 | 3344.8841 | 6752.2963 | 22500.586 | 80928.9404 | 689.2988 | 8423.2806 | 5121.7189 | 12119.5285 | 1080.7402 | 0.21519 | 0.011612 | 0.0015665 | 0.0016414 | 0.053913 | 0.016992 | 0.034302 | 0.1143 | 0.41112 | 0.0035016 | 0.04279 | 0.026018 | 0.061567 | 0.0054902
Knowsley | E08000011 | 2035 | LW | domestic | 15940.3135 | 679.535 | 109.5889 | 92.5065 | 4082.6802 | 865.4029 | 2133.7945 | 8831.4184 | 29609.8042 | 215.5661 | 3424.0027 | 539.0823 | 1269.0228 | 350.1087 | 0.23393 | 0.0099722 | 0.0016082 | 0.0013575 | 0.059914 | 0.0127 | 0.031314 | 0.1296 | 0.43453 | 0.0031634 | 0.050247 | 0.0079111 | 0.018623 | 0.0051379
Lambeth | E09000022 | 2035 | LW | domestic | 46423.8929 | 2714.1341 | 271.8748 | 850.2281 | 15908.3043 | 3596.6496 | 7656.9398 | 21056.4065 | 74927.9627 | 692.272 | 7280.6695 | 6340.0476 | 16657.2445 | 1033.3343 | 0.22601 | 0.013213 | 0.0013236 | 0.0041392 | 0.077447 | 0.01751 | 0.037276 | 0.10251 | 0.36477 | 0.0033702 | 0.035445 | 0.030865 | 0.081093 | 0.0050306
Lancaster | E07000121 | 2035 | LW | domestic | 16643.2607 | 1009.716 | 131.8835 | 118.0737 | 4426.0884 | 1161.2391 | 3499.058 | 9223.4733 | 30072.9365 | 325.047 | 3670.5579 | 546.3118 | 1325.4868 | 510.5977 | 0.22904 | 0.013896 | 0.001815 | 0.0016249 | 0.060912 | 0.015981 | 0.048154 | 0.12693 | 0.41386 | 0.0044733 | 0.050514 | 0.0075184 | 0.018241 | 0.0070269
Leeds | E08000035 | 2035 | LW | domestic | 78729.3355 | 5000.2708 | 560.133 | 589.8703 | 19646.6494 | 13023.7919 | 16832.0927 | 41592.087 | 147814.8775 | 1359.6466 | 15969.7726 | 9075.1732 | 22488.0217 | 1741.7247 | 0.21027 | 0.013355 | 0.001496 | 0.0015754 | 0.052472 | 0.034784 | 0.044955 | 0.11108 | 0.39478 | 0.0036313 | 0.042652 | 0.024238 | 0.06006 | 0.0046518
Leicester | E06000016 | 2035 | LW | domestic | 32261.094 | 1792.1159 | 182.7337 | 403.7155 | 8588.2356 | 4026.1489 | 6382.537 | 14551.4114 | 51920.0464 | 459.0015 | 5133.4693 | 4247.7426 | 11489.1668 | 613.8972 | 0.22711 | 0.012616 | 0.0012864 | 0.002842 | 0.060459 | 0.028343 | 0.044931 | 0.10244 | 0.3655 | 0.0032312 | 0.036138 | 0.029903 | 0.08088 | 0.0043217
Lewes | E07000063 | 2035 | LW | domestic | 12184.0161 | 893.1901 | 87.3958 | 82.8793 | 2527.4768 | 879.5625 | 2559.2466 | 5969.435 | 18555.8846 | 289.6184 | 2316.0929 | 495.3662 | 1282.2071 | 457.8304 | 0.2508 | 0.018386 | 0.001799 | 0.001706 | 0.052027 | 0.018105 | 0.052681 | 0.12288 | 0.38196 | 0.0059617 | 0.047676 | 0.010197 | 0.026394 | 0.0094242
Lewisham | E09000023 | 2035 | LW | domestic | 37011.8485 | 2171.7652 | 212.5943 | 674.3364 | 11706.426 | 3139.4635 | 6674.6349 | 16749.9457 | 59690.2339 | 545.953 | 5871.079 | 4914.11 | 12976.4441 | 773.5862 | 0.22691 | 0.013315 | 0.0013034 | 0.0041342 | 0.071769 | 0.019247 | 0.04092 | 0.10269 | 0.36595 | 0.0033471 | 0.035994 | 0.030127 | 0.079555 | 0.0047427
Lichfield | E07000194 | 2035 | LW | domestic | 10798.5361 | 692.2232 | 76.594 | 60.091 | 2149.4599 | 501.3963 | 2044.6011 | 4978.7692 | 17265.8773 | 224.8822 | 1780.748 | 1395.4273 | 3601.0004 | 410.468 | 0.23485 | 0.015055 | 0.0016658 | 0.0013069 | 0.046748 | 0.010905 | 0.044467 | 0.10828 | 0.37551 | 0.0048909 | 0.038729 | 0.030349 | 0.078317 | 0.0089271
Lincoln | E07000138 | 2035 | LW | domestic | 12321.7875 | 553.7879 | 70.0335 | 71.7956 | 2581.6013 | 839.7139 | 2255.0497 | 5571.1276 | 20022.2305 | 162.5876 | 1936.7704 | 1622.752 | 4254.8068 | 253.6996 | 0.23462 | 0.010545 | 0.0013335 | 0.0013671 | 0.049157 | 0.015989 | 0.042939 | 0.10608 | 0.38125 | 0.0030959 | 0.036878 | 0.030899 | 0.081017 | 0.0048307
Liverpool | E08000012 | 2035 | LW | domestic | 56881.0777 | 3435.7979 | 402.9496 | 518.237 | 16091.4177 | 8736.3669 | 10373.203 | 31309.2758 | 103652.01 | 942.0297 | 12502.0175 | 1967.4364 | 4922.7573 | 1249.1455 | 0.22484 | 0.013581 | 0.0015928 | 0.0020485 | 0.063607 | 0.034533 | 0.041003 | 0.12376 | 0.40972 | 0.0037237 | 0.049418 | 0.0077769 | 0.019459 | 0.0049377
Luton | E06000032 | 2035 | LW | domestic | 20190.0918 | 1063.7297 | 116.3386 | 206.1568 | 4911.2891 | 1758.7975 | 4170.2007 | 9123.5651 | 32510.1723 | 291.2709 | 3206.561 | 2643.4845 | 7042.8102 | 421.8717 | 0.23033 | 0.012135 | 0.0013272 | 0.0023519 | 0.056029 | 0.020065 | 0.047574 | 0.10408 | 0.37088 | 0.0033229 | 0.036581 | 0.030157 | 0.080346 | 0.0048128
Maidstone | E07000110 | 2035 | LW | domestic | 17612.9564 | 1137.3262 | 122.4006 | 103.0967 | 3602.4171 | 1451.1427 | 3299.274 | 8095.1022 | 28151.6629 | 356.7562 | 2903.6241 | 2283.5614 | 5985.2362 | 625.4609 | 0.23258 | 0.015018 | 0.0016163 | 0.0013614 | 0.047569 | 0.019162 | 0.043566 | 0.10689 | 0.37174 | 0.0047109 | 0.038342 | 0.030154 | 0.079034 | 0.0082591
Maldon | E07000074 | 2035 | LW | domestic | 6289.9492 | 887.3819 | 75.8771 | 40.7593 | 1411.5003 | 569.2441 | 1494.0574 | 3074.9758 | 9309.8459 | 304.6054 | 1203.0621 | 790.9814 | 2058.6585 | 604.4152 | 0.22372 | 0.031562 | 0.0026988 | 0.0014497 | 0.050204 | 0.020247 | 0.05314 | 0.10937 | 0.33113 | 0.010834 | 0.04279 | 0.028133 | 0.073222 | 0.021498
Malvern Hills | E07000235 | 2035 | LW | domestic | 8538.9316 | 1150.4466 | 100.0317 | 67.9562 | 2010.8181 | 579.9735 | 1822.0912 | 4164.8429 | 12778.6504 | 394.6471 | 1611.6067 | 1080.6793 | 2773.9459 | 791.3369 | 0.2255 | 0.030382 | 0.0026417 | 0.0017947 | 0.053104 | 0.015316 | 0.04812 | 0.10999 | 0.33747 | 0.010422 | 0.042561 | 0.02854 | 0.073257 | 0.020898
Manchester | E08000003 | 2035 | LW | domestic | 50107.5356 | 4154.6326 | 351.4262 | 899.4723 | 16594.2365 | 12334.3906 | 13111.4732 | 26358.8221 | 92048.0154 | 977.1528 | 10425.6789 | 5470.7611 | 14154.2159 | 978.3479 | 0.20207 | 0.016755 | 0.0014172 | 0.0036274 | 0.066921 | 0.049742 | 0.052876 | 0.1063 | 0.37121 | 0.0039407 | 0.042045 | 0.022063 | 0.057081 | 0.0039455
Mansfield | E07000174 | 2035 | LW | domestic | 11929.2568 | 594.7838 | 70.9043 | 147.8703 | 3028.017 | 344.1182 | 1506.7069 | 5439.7433 | 19558.8014 | 171.4317 | 1891.1455 | 1570.6421 | 3967.7831 | 300.0442 | 0.23612 | 0.011773 | 0.0014035 | 0.0029269 | 0.059936 | 0.0068114 | 0.029823 | 0.10767 | 0.38714 | 0.0033933 | 0.037433 | 0.031089 | 0.078537 | 0.005939
Medway | E06000035 | 2035 | LW | domestic | 28292.8014 | 1304.9677 | 162.7263 | 203.3694 | 6185.393 | 1708.0894 | 4784.8864 | 12819.9514 | 46073.4324 | 382.13 | 4457.4085 | 3727.219 | 9695.7182 | 615.5093 | 0.23496 | 0.010837 | 0.0013514 | 0.0016889 | 0.051368 | 0.014185 | 0.039737 | 0.10647 | 0.38263 | 0.0031735 | 0.037017 | 0.030953 | 0.08052 | 0.0051116
Melton | E07000133 | 2035 | LW | domestic | 5457.6665 | 507.4306 | 49.1198 | 37.4553 | 1166.0368 | 273.0282 | 1052.4784 | 2578.4289 | 8511.7529 | 170.596 | 954.2522 | 698.453 | 1790.4733 | 331.8208 | 0.23146 | 0.02152 | 0.0020832 | 0.0015885 | 0.049452 | 0.011579 | 0.044636 | 0.10935 | 0.36099 | 0.0072351 | 0.04047 | 0.029622 | 0.075935 | 0.014073
Mendip | E07000187 | 2035 | LW | domestic | 13525.115 | 1375.3819 | 126.5142 | 73.126 | 2751.2753 | 780.5815 | 2950.1127 | 6788.1355 | 20063.4563 | 479.5107 | 2698.0122 | 540.2008 | 1384.9843 | 849.0046 | 0.24869 | 0.02529 | 0.0023263 | 0.0013446 | 0.050588 | 0.014353 | 0.054245 | 0.12482 | 0.36891 | 0.0088169 | 0.049609 | 0.0099328 | 0.025466 | 0.015611
Merthyr Tydfil | W06000024 | 2035 | LW | domestic | 6482.6699 | 580.0677 | 52.3829 | 35.0876 | 1243.4784 | 100.8559 | 622.6813 | 3238.0812 | 12419.9919 | 185.4551 | 1500.5628 | 173.3917 | 432.6804 | 396.374 | 0.23604 | 0.021121 | 0.0019073 | 0.0012776 | 0.045277 | 0.0036723 | 0.022673 | 0.1179 | 0.45223 | 0.0067527 | 0.054638 | 0.0063135 | 0.015755 | 0.014433
Merton | E09000024 | 2035 | LW | domestic | 22799.1722 | 1087.6508 | 127.733 | 203.0025 | 5391.1503 | 1986.5695 | 4003.0052 | 10294.9215 | 37039.069 | 298.6711 | 3586.6012 | 3015.1191 | 7949.5564 | 439.9481 | 0.23212 | 0.011073 | 0.0013005 | 0.0020668 | 0.054887 | 0.020225 | 0.040755 | 0.10481 | 0.37709 | 0.0030408 | 0.036515 | 0.030697 | 0.080934 | 0.0044791
Mid Devon | E07000042 | 2035 | LW | domestic | 8757.2009 | 1383.801 | 113.9168 | 40.0697 | 1816.6793 | 840.8509 | 2281.1566 | 4554.1867 | 12251.8105 | 494.2695 | 1912.1352 | 327.2859 | 845.5982 | 905.2868 | 0.23976 | 0.037887 | 0.0031189 | 0.0010971 | 0.049739 | 0.023022 | 0.062456 | 0.12469 | 0.33544 | 0.013533 | 0.052352 | 0.0089608 | 0.023152 | 0.024786
Mid Suffolk | E07000203 | 2035 | LW | domestic | 9402.1101 | 1990.71 | 158.4821 | 64.0933 | 2297.7627 | 925.1089 | 2560.9268 | 4856.7505 | 12912.9394 | 701.2027 | 2025.708 | 1151.5692 | 2974.388 | 1439.0849 | 0.21634 | 0.045805 | 0.0036466 | 0.0014747 | 0.05287 | 0.021286 | 0.058925 | 0.11175 | 0.29712 | 0.016134 | 0.04661 | 0.026497 | 0.068438 | 0.033112
Mid Sussex | E07000228 | 2035 | LW | domestic | 15348.9871 | 1052.3386 | 109.6507 | 116.6956 | 3338.7339 | 962.275 | 3133.5429 | 7071.7953 | 24394.833 | 330.8868 | 2543.4967 | 1980.8189 | 5174.0651 | 585.2437 | 0.23206 | 0.01591 | 0.0016578 | 0.0017643 | 0.050477 | 0.014548 | 0.047375 | 0.10692 | 0.36882 | 0.0050026 | 0.038454 | 0.029947 | 0.078225 | 0.0088481
Middlesbrough | E06000002 | 2035 | LW | domestic | 14965.1045 | 694.3168 | 98.6615 | 130.2727 | 4129.0874 | 922.5008 | 2753.9281 | 8239.7495 | 27527.3956 | 203.5518 | 3215.5608 | 505.0851 | 1215.7443 | 283.8276 | 0.23064 | 0.010701 | 0.0015206 | 0.0020078 | 0.063637 | 0.014218 | 0.042443 | 0.12699 | 0.42425 | 0.0031371 | 0.049558 | 0.0077843 | 0.018737 | 0.0043743
Midlothian | S12000019 | 2035 | LW | domestic | 11852.5237 | 696.5825 | 103.228 | 129.8038 | 1829.7716 | 0 | 3318.2688 | 7009.726 | 19872.1163 | 260.72 | 3624.9493 | 45.3863 | 85.3397 | 691.0258 | 0.23935 | 0.014067 | 0.0020846 | 0.0026213 | 0.036951 | 0 | 0.067009 | 0.14156 | 0.4013 | 0.005265 | 0.073203 | 0.00091654 | 0.0017234 | 0.013955
Milton Keynes | E06000042 | 2035 | LW | domestic | 26803.4632 | 1283.9685 | 150.2932 | 314.0974 | 6607.2571 | 1070.4197 | 4714.3722 | 12134.2627 | 43628.9305 | 355.9374 | 4223.9441 | 3496.734 | 9036.1133 | 550.6009 | 0.23436 | 0.011226 | 0.0013141 | 0.0027463 | 0.057771 | 0.0093592 | 0.04122 | 0.1061 | 0.38147 | 0.0031121 | 0.036932 | 0.030574 | 0.079007 | 0.0048142
Mole Valley | E07000210 | 2035 | LW | domestic | 9827.6905 | 630.5522 | 66.1431 | 95.6023 | 2263.1439 | 595.2896 | 1889.5322 | 4508.0504 | 15729.4857 | 191.0886 | 1612.2786 | 1270.6167 | 3305.7124 | 327.651 | 0.23226 | 0.014902 | 0.0015632 | 0.0022594 | 0.053486 | 0.014069 | 0.044656 | 0.10654 | 0.37174 | 0.0045161 | 0.038104 | 0.030029 | 0.078126 | 0.0077435
Monmouthshire | W06000021 | 2035 | LW | domestic | 9115.9527 | 1667.7943 | 106.8248 | 34.4989 | 1899.4022 | 491.4858 | 1521.8945 | 4773.8534 | 16058.5773 | 538.4581 | 2354.2648 | 269.3877 | 691.8716 | 1209.7395 | 0.22379 | 0.040944 | 0.0026225 | 0.00084693 | 0.046629 | 0.012066 | 0.037362 | 0.1172 | 0.39423 | 0.013219 | 0.057796 | 0.0066133 | 0.016985 | 0.029699
Moray | S12000020 | 2035 | LW | domestic | 10119.9798 | 685.7048 | 89.2666 | 114.6657 | 1574.6846 | 0 | 3762.834 | 5921.2827 | 16513.627 | 248.0156 | 3144.8169 | 39.3119 | 76.3845 | 593.474 | 0.23598 | 0.01599 | 0.0020816 | 0.0026739 | 0.03672 | 0 | 0.087744 | 0.13808 | 0.38508 | 0.0057834 | 0.073333 | 0.0009167 | 0.0017812 | 0.013839
Na h-Eileanan Siar | S12000013 | 2035 | LW | domestic | 882.8607 | 163.8146 | 9.4153 | 11.78 | 136.3036 | 0 | 1376.0736 | 446.3013 | 923.6832 | 51.236 | 331.9788 | 3.2028 | 8.9068 | 60.6038 | 0.20037 | 0.037179 | 0.0021369 | 0.0026735 | 0.030935 | 0 | 0.31231 | 0.10129 | 0.20963 | 0.011628 | 0.075344 | 0.0007269 | 0.0020214 | 0.013754
Neath Port Talbot | W06000012 | 2035 | LW | domestic | 14948.5213 | 1603.4942 | 130.9701 | 77.5725 | 2884.1559 | 350.0266 | 1594.5936 | 7540.2125 | 28206.2056 | 513.7964 | 3539.6522 | 398.9033 | 999.1703 | 1114.0185 | 0.23393 | 0.025093 | 0.0020496 | 0.0012139 | 0.045135 | 0.0054776 | 0.024954 | 0.118 | 0.4414 | 0.0080405 | 0.055392 | 0.0062425 | 0.015636 | 0.017433
New Forest | E07000091 | 2035 | LW | domestic | 20496.6724 | 1390.8533 | 148.0713 | 150.0914 | 4389.4891 | 805.4287 | 4220.9386 | 9460.2399 | 32588.2306 | 446.9849 | 3393.0828 | 2643.0284 | 6839.7462 | 810.7311 | 0.23349 | 0.015844 | 0.0016868 | 0.0017098 | 0.050004 | 0.0091752 | 0.048083 | 0.10777 | 0.37123 | 0.0050919 | 0.038653 | 0.030108 | 0.077916 | 0.0092356
Newark and Sherwood | E07000175 | 2035 | LW | domestic | 12978.0437 | 1026.6424 | 108.2124 | 59.3103 | 2579.3115 | 632.461 | 1968.5633 | 6089.3112 | 20614.962 | 349.5484 | 2212.5029 | 1688.713 | 4280.6559 | 690.4187 | 0.23477 | 0.018572 | 0.0019576 | 0.0010729 | 0.04666 | 0.011441 | 0.035612 | 0.11016 | 0.37293 | 0.0063234 | 0.040025 | 0.030549 | 0.077438 | 0.01249
Newcastle upon Tyne | E08000021 | 2035 | LW | domestic | 29892.6753 | 1795.9848 | 202.9941 | 511.0706 | 10125.7673 | 2215.5762 | 6735.7498 | 16408.5186 | 54156.7841 | 483.0545 | 6494.1124 | 1022.267 | 2510.1938 | 607.9194 | 0.22448 | 0.013487 | 0.0015244 | 0.0038379 | 0.076041 | 0.016638 | 0.050583 | 0.12322 | 0.4067 | 0.0036276 | 0.048768 | 0.0076768 | 0.018851 | 0.0045652
Newcastle-under-Lyme | E07000195 | 2035 | LW | domestic | 13630.2451 | 749.6355 | 89.0004 | 91.3382 | 2865.9891 | 557.8458 | 2124.355 | 6249.5295 | 22092.3942 | 237.3359 | 2200.3014 | 1780.1477 | 4549.3617 | 431.5052 | 0.23644 | 0.013003 | 0.0015438 | 0.0015844 | 0.049714 | 0.0096766 | 0.03685 | 0.10841 | 0.38322 | 0.0041169 | 0.038167 | 0.030879 | 0.078915 | 0.007485
Newham | E09000025 | 2035 | LW | domestic | 29279.0259 | 1635.8871 | 158.3268 | 569.2315 | 9940.9996 | 3007.0031 | 4937.0334 | 13190.079 | 47429.8273 | 384.2529 | 4582.6318 | 3974.071 | 10536.4017 | 488.922 | 0.22503 | 0.012573 | 0.0012168 | 0.0043749 | 0.076402 | 0.023111 | 0.037944 | 0.10137 | 0.36453 | 0.0029532 | 0.03522 | 0.030543 | 0.080978 | 0.0037577
Newport | W06000022 | 2035 | LW | domestic | 15453.6769 | 1452.7941 | 121.4867 | 166.6028 | 3606.7868 | 722.3417 | 1999.405 | 7640.3528 | 29468.4299 | 461.125 | 3609.6561 | 419.6419 | 1079.8824 | 842.9516 | 0.2305 | 0.021669 | 0.001812 | 0.0024849 | 0.053796 | 0.010774 | 0.029822 | 0.11396 | 0.43953 | 0.0068778 | 0.053839 | 0.0062591 | 0.016107 | 0.012573
North Ayrshire | S12000021 | 2035 | LW | domestic | 18936.9292 | 1164.5516 | 165.5566 | 209.6839 | 2931.0946 | 0 | 5829.674 | 11163.2894 | 31492.2849 | 430.9514 | 5819.8963 | 72.5206 | 137.728 | 1105.7808 | 0.23832 | 0.014656 | 0.0020835 | 0.0026389 | 0.036888 | 0 | 0.073366 | 0.14049 | 0.39633 | 0.0054235 | 0.073243 | 0.00091267 | 0.0017333 | 0.013916
North Devon | E07000043 | 2035 | LW | domestic | 12002.55 | 1452.9005 | 122.6073 | 77.6939 | 2562.0884 | 1234.1928 | 3084.5332 | 6055.5073 | 17395.3405 | 497.2004 | 2469.2883 | 467.948 | 1222.684 | 855.5911 | 0.24248 | 0.029351 | 0.0024769 | 0.0015696 | 0.051759 | 0.024933 | 0.062314 | 0.12233 | 0.35142 | 0.010044 | 0.049884 | 0.0094535 | 0.024701 | 0.017285
North East Derbyshire | E07000038 | 2035 | LW | domestic | 11232.3017 | 641.055 | 77.7017 | 68.8856 | 2263.1 | 190.6968 | 1426.8228 | 5189.9799 | 18274.1008 | 213.0838 | 1830.7446 | 1464.8375 | 3660.8297 | 417.0248 | 0.23923 | 0.013654 | 0.0016549 | 0.0014672 | 0.048201 | 0.0040616 | 0.03039 | 0.11054 | 0.38922 | 0.0045384 | 0.038993 | 0.031199 | 0.077971 | 0.0088821
North East Lincolnshire | E06000012 | 2035 | LW | domestic | 16441.2071 | 847.4866 | 119.6551 | 119.7416 | 4092.481 | 918.9317 | 2658.9862 | 8745.1674 | 31413.6161 | 263.6142 | 3261.9445 | 1955.2107 | 4595.6192 | 425.4044 | 0.21673 | 0.011172 | 0.0015773 | 0.0015785 | 0.053948 | 0.012114 | 0.035052 | 0.11528 | 0.4141 | 0.0034751 | 0.043 | 0.025774 | 0.060581 | 0.0056078
North Hertfordshire | E07000099 | 2035 | LW | domestic | 13510.3788 | 992.532 | 95.8675 | 117.8549 | 3050.3245 | 1409.289 | 3165.4293 | 6202.4993 | 21275.4463 | 298.8299 | 2257.8677 | 1733.7649 | 4644.0117 | 491.2737 | 0.22804 | 0.016753 | 0.0016181 | 0.0019893 | 0.051486 | 0.023787 | 0.053429 | 0.10469 | 0.35911 | 0.0050439 | 0.03811 | 0.029264 | 0.078386 | 0.0082922
North Kesteven | E07000139 | 2035 | LW | domestic | 11869.5724 | 1330.204 | 125.8594 | 54.5205 | 2406.7872 | 576.5335 | 1969.7448 | 5728.1777 | 18273.3656 | 465.8626 | 2162.4802 | 1516.6495 | 3819.7023 | 952.7524 | 0.23159 | 0.025954 | 0.0024557 | 0.0010638 | 0.04696 | 0.011249 | 0.038432 | 0.11176 | 0.35654 | 0.0090896 | 0.042193 | 0.029592 | 0.074528 | 0.018589
North Lanarkshire | S12000050 | 2035 | LW | domestic | 45576.3774 | 2703.9573 | 398.2508 | 492.5147 | 6995.177 | 0 | 12974.5788 | 26944.0968 | 76293.6855 | 1011.2663 | 13954.5899 | 174.5657 | 328.7426 | 2672.9593 | 0.23922 | 0.014192 | 0.0020903 | 0.0025851 | 0.036716 | 0 | 0.068101 | 0.14142 | 0.40045 | 0.0053079 | 0.073244 | 0.00091626 | 0.0017255 | 0.01403
North Lincolnshire | E06000013 | 2035 | LW | domestic | 16985.818 | 1233.2487 | 158.7556 | 122.547 | 4308.0092 | 711.3695 | 2559.5536 | 9155.6991 | 32006.7298 | 424.2636 | 3471.7203 | 2145.6238 | 4962.2764 | 786.5002 | 0.21492 | 0.015604 | 0.0020087 | 0.0015506 | 0.05451 | 0.009001 | 0.032386 | 0.11585 | 0.40498 | 0.0053682 | 0.043928 | 0.027149 | 0.062788 | 0.0099517
North Norfolk | E07000147 | 2035 | LW | domestic | 12295.0564 | 2316.9864 | 183.7187 | 87.6807 | 2932.9661 | 1491.3428 | 3813.9709 | 6194.8312 | 17151.6454 | 799.9528 | 2547.0993 | 1507.1973 | 4008.7763 | 1589.0077 | 0.21601 | 0.040706 | 0.0032277 | 0.0015404 | 0.051528 | 0.026201 | 0.067006 | 0.10883 | 0.30133 | 0.014054 | 0.044749 | 0.026479 | 0.070428 | 0.027916
North Somerset | E06000024 | 2035 | LW | domestic | 27659.3723 | 1727.9187 | 182.1559 | 198.2373 | 5781.3543 | 1509.9199 | 5119.1992 | 13490.3793 | 42698.6793 | 553.1604 | 5155.6171 | 1148.891 | 2948.3995 | 870.5651 | 0.25365 | 0.015846 | 0.0016705 | 0.001818 | 0.053019 | 0.013847 | 0.046946 | 0.12372 | 0.39157 | 0.0050728 | 0.04728 | 0.010536 | 0.027039 | 0.0079836
North Tyneside | E08000022 | 2035 | LW | domestic | 23482.9186 | 1034.9624 | 158.1554 | 214.9887 | 6568.016 | 625.9645 | 4044.0901 | 12965.8987 | 43332.3892 | 320.918 | 5023.0564 | 800.48 | 1887.482 | 491.2135 | 0.23262 | 0.010252 | 0.0015667 | 0.0021296 | 0.065062 | 0.0062007 | 0.04006 | 0.12844 | 0.42924 | 0.003179 | 0.049758 | 0.0079294 | 0.018697 | 0.0048659
North Warwickshire | E07000218 | 2035 | LW | domestic | 6863.3067 | 479.3375 | 50.8677 | 41.3275 | 1380.2089 | 318.6373 | 1392.8596 | 3175.7336 | 10899.2745 | 156.3172 | 1145.7176 | 883.0292 | 2283.3474 | 286.0632 | 0.2338 | 0.016328 | 0.0017328 | 0.0014078 | 0.047016 | 0.010854 | 0.047447 | 0.10818 | 0.37128 | 0.0053249 | 0.039028 | 0.03008 | 0.077781 | 0.0097446
North West Leicestershire | E07000134 | 2035 | LW | domestic | 10383.2146 | 817.6893 | 84.361 | 67.0123 | 2159.9884 | 476.551 | 1778.2753 | 4856.5429 | 16455.8283 | 272.3181 | 1766.8043 | 1338.4299 | 3412.3431 | 524.8612 | 0.23389 | 0.018419 | 0.0019003 | 0.0015095 | 0.048655 | 0.010735 | 0.040056 | 0.1094 | 0.37068 | 0.0061341 | 0.039798 | 0.030149 | 0.076865 | 0.011823
Northampton | E07000154 | 2035 | LW | domestic | 24260.1158 | 1083.9306 | 135.1677 | 180.7471 | 5257.6194 | 1380.2491 | 4616.5381 | 10956.2511 | 39419.5324 | 310.9326 | 3808.7519 | 3174.3182 | 8310.3526 | 472.8614 | 0.2347 | 0.010486 | 0.0013076 | 0.0017486 | 0.050863 | 0.013353 | 0.044661 | 0.10599 | 0.38135 | 0.003008 | 0.036847 | 0.030709 | 0.080396 | 0.0045746
Northumberland | E06000057 | 2035 | LW | domestic | 35352.7965 | 3420.5579 | 418.7786 | 247.0028 | 9866.7681 | 1894.7925 | 6589.1702 | 20124.4097 | 61897.0285 | 1247.1424 | 8280.3697 | 1109.542 | 2596.7901 | 2353.8023 | 0.2275 | 0.022011 | 0.0026949 | 0.0015895 | 0.063493 | 0.012193 | 0.042402 | 0.1295 | 0.39831 | 0.0080254 | 0.053285 | 0.00714 | 0.01671 | 0.015147
Norwich | E07000148 | 2035 | LW | domestic | 17865.9949 | 945.6534 | 100.7321 | 231.9741 | 4800.0863 | 1661.4522 | 3244.1583 | 8068.7779 | 28913.0292 | 246.8794 | 2826.6416 | 2362.0351 | 6255.1833 | 349.1871 | 0.22943 | 0.012144 | 0.0012936 | 0.0029789 | 0.061641 | 0.021336 | 0.04166 | 0.10362 | 0.37129 | 0.0031703 | 0.036299 | 0.030332 | 0.080327 | 0.0044841
Nottingham | E06000018 | 2035 | LW | domestic | 33389.1795 | 1847.1681 | 181.0522 | 516.1886 | 9528.9117 | 4081.2786 | 6785.8869 | 15013.08 | 53776.1841 | 446.3624 | 5293.889 | 4384.8189 | 11870.8494 | 542.2812 | 0.22613 | 0.01251 | 0.0012262 | 0.0034959 | 0.064534 | 0.02764 | 0.045957 | 0.10168 | 0.3642 | 0.003023 | 0.035853 | 0.029696 | 0.080395 | 0.0036726
Nuneaton and Bedworth | E07000219 | 2035 | LW | domestic | 13354.0477 | 629.1443 | 76.2419 | 124.7191 | 3055.2381 | 485.1152 | 2506.4102 | 6048.6056 | 21687.0464 | 181.9597 | 2105.4291 | 1742.4753 | 4513.3965 | 288.9492 | 0.23511 | 0.011077 | 0.0013423 | 0.0021958 | 0.053791 | 0.0085409 | 0.044128 | 0.10649 | 0.38182 | 0.0032036 | 0.037068 | 0.030678 | 0.079463 | 0.0050872
Oadby and Wigston | E07000135 | 2035 | LW | domestic | 5596.3971 | 235.3694 | 31.93 | 35.3079 | 1158.9361 | 167.5518 | 875.1996 | 2538.7152 | 9165.0572 | 71.9508 | 876.9266 | 735.0844 | 1878.9504 | 123.0544 | 0.23824 | 0.01002 | 0.0013593 | 0.0015031 | 0.049337 | 0.0071328 | 0.037258 | 0.10807 | 0.39016 | 0.003063 | 0.037331 | 0.031293 | 0.079988 | 0.0052385
Oldham | E08000004 | 2035 | LW | domestic | 22117.6342 | 1187.1602 | 154.1696 | 359.3423 | 7042.8514 | 714.1057 | 3285.8875 | 11777.3164 | 42314.8447 | 335.7063 | 4378.8464 | 2551.6683 | 5937.7067 | 517.7222 | 0.21541 | 0.011562 | 0.0015015 | 0.0034998 | 0.068594 | 0.006955 | 0.032003 | 0.1147 | 0.41212 | 0.0032696 | 0.042648 | 0.024852 | 0.05783 | 0.0050423
Orkney Islands | S12000023 | 2035 | LW | domestic | 302.7428 | 116.693 | 4.3764 | 3.7023 | 38.3677 | 0 | 1071.9621 | 113.6876 | 17.4094 | 35.117 | 147.6929 | 1.0079 | 4.4069 | 28.8815 | 0.16052 | 0.061872 | 0.0023204 | 0.001963 | 0.020343 | 0 | 0.56836 | 0.060278 | 0.0092306 | 0.018619 | 0.078308 | 0.00053438 | 0.0023366 | 0.015313
Oxford | E07000178 | 2035 | LW | domestic | 17520.0062 | 1014.0185 | 104.4436 | 176.5283 | 4289.0971 | 1970.8006 | 3938.1074 | 7921.902 | 27991.5847 | 277.4662 | 2811.3569 | 2293.8582 | 6200.0905 | 393.9003 | 0.22782 | 0.013186 | 0.0013581 | 0.0022955 | 0.055773 | 0.025627 | 0.051209 | 0.10301 | 0.36398 | 0.003608 | 0.036557 | 0.029828 | 0.080622 | 0.005122
Pembrokeshire | W06000009 | 2035 | LW | domestic | 13815.3185 | 3350.8619 | 191.4161 | 56.7587 | 2861.9415 | 1101.8168 | 2907.771 | 7460.1409 | 22933.5896 | 1084.9648 | 3831.7858 | 359.2281 | 932.3284 | 2408.6035 | 0.21826 | 0.052939 | 0.0030241 | 0.00089671 | 0.045215 | 0.017407 | 0.045939 | 0.11786 | 0.36232 | 0.017141 | 0.060537 | 0.0056753 | 0.01473 | 0.038053
Pendle | E07000122 | 2035 | LW | domestic | 9945.6151 | 458.2209 | 72.1983 | 47.2055 | 2459.1826 | 553.8083 | 1381.6973 | 5526.1039 | 18387.775 | 150.9659 | 2156.0885 | 322.627 | 760.2207 | 251.7501 | 0.23416 | 0.010788 | 0.0016998 | 0.0011114 | 0.057899 | 0.013039 | 0.032531 | 0.13011 | 0.43292 | 0.0035544 | 0.050763 | 0.007596 | 0.017899 | 0.0059272
Perth and Kinross | S12000048 | 2035 | LW | domestic | 15581.7958 | 1105.7221 | 138.4179 | 176.0261 | 2415.9233 | 0 | 6287.8214 | 9084.9311 | 25178.8101 | 396.3884 | 4870.2895 | 59.3591 | 116.5434 | 920.6575 | 0.2349 | 0.016669 | 0.0020867 | 0.0026537 | 0.036421 | 0 | 0.094792 | 0.13696 | 0.37958 | 0.0059758 | 0.073422 | 0.00089487 | 0.001757 | 0.013879
Peterborough | E06000031 | 2035 | LW | domestic | 20125.3599 | 1021.6934 | 119.9719 | 168.0229 | 4512.2888 | 1274.0212 | 3340.3355 | 9148.8979 | 32689.9397 | 299.5224 | 3205.6797 | 2633.7313 | 6838.6747 | 491.0544 | 0.23437 | 0.011898 | 0.0013971 | 0.0019567 | 0.052548 | 0.014837 | 0.0389 | 0.10654 | 0.38069 | 0.0034881 | 0.037332 | 0.030671 | 0.079641 | 0.0057186
Plymouth | E06000026 | 2035 | LW | domestic | 33420.2394 | 1514.1849 | 181.6448 | 220.5485 | 6734.2129 | 1826.4356 | 6087.2982 | 16047.6427 | 52438.395 | 451.9397 | 6012.5461 | 1538.0457 | 3972.5314 | 612.8829 | 0.255 | 0.011553 | 0.001386 | 0.0016828 | 0.051383 | 0.013936 | 0.046447 | 0.12245 | 0.40011 | 0.0034484 | 0.045877 | 0.011736 | 0.030311 | 0.0046764
Portsmouth | E06000044 | 2035 | LW | domestic | 27439.2075 | 1597.051 | 156.8209 | 302.0169 | 6495.8591 | 2570.9408 | 5671.0694 | 13127.6691 | 42598.1588 | 445.2508 | 4992.506 | 1386.3281 | 3641.3531 | 561.1122 | 0.24723 | 0.01439 | 0.001413 | 0.0027212 | 0.058529 | 0.023165 | 0.051097 | 0.11828 | 0.38382 | 0.0040118 | 0.044983 | 0.012491 | 0.032809 | 0.0050557
Powys | W06000023 | 2035 | LW | domestic | 13576.8661 | 4010.5286 | 217.9764 | 46.4681 | 2857.8892 | 954.7164 | 3159.7669 | 7568.5873 | 21381.1616 | 1294.6305 | 3963.1306 | 347.3211 | 891.1421 | 2964.9632 | 0.2147 | 0.063422 | 0.0034471 | 0.00073485 | 0.045195 | 0.015098 | 0.049969 | 0.11969 | 0.33812 | 0.020473 | 0.062673 | 0.0054925 | 0.014093 | 0.046888
Preston | E07000123 | 2035 | LW | domestic | 14592.7608 | 811.9636 | 104.9459 | 119.2885 | 3999.6276 | 1279.563 | 2981.2284 | 8044.4046 | 26547.144 | 242.7048 | 3183.653 | 491.0163 | 1202.1056 | 347.7271 | 0.2282 | 0.012697 | 0.0016411 | 0.0018654 | 0.062545 | 0.020009 | 0.046619 | 0.1258 | 0.41514 | 0.0037953 | 0.049785 | 0.0076784 | 0.018798 | 0.0054376
Reading | E06000038 | 2035 | LW | domestic | 17230.3127 | 1087.1678 | 100.0179 | 207.2172 | 4464.6589 | 2752.7413 | 4715.0373 | 7744.1998 | 27185.8428 | 276.9514 | 2782.6582 | 2236.4332 | 6273.0494 | 331.3722 | 0.22265 | 0.014048 | 0.0012924 | 0.0026777 | 0.057692 | 0.035571 | 0.060928 | 0.10007 | 0.35129 | 0.0035788 | 0.035957 | 0.028899 | 0.08106 | 0.004282
Redbridge | E09000026 | 2035 | LW | domestic | 26498.8374 | 1316.0684 | 151.7234 | 260.6879 | 6536.8737 | 1618.3325 | 5266.5541 | 11980.7452 | 42818.8744 | 369.102 | 4169.2328 | 3508.2137 | 9230.6908 | 557.7816 | 0.23187 | 0.011516 | 0.0013276 | 0.0022811 | 0.057199 | 0.014161 | 0.046083 | 0.10483 | 0.37467 | 0.0032297 | 0.036481 | 0.030697 | 0.08077 | 0.0048807
Redcar and Cleveland | E06000003 | 2035 | LW | domestic | 15416.6647 | 760.417 | 114.8372 | 85.2944 | 3914.3223 | 697.4603 | 2565.5504 | 8557.5284 | 28299.4589 | 252.3833 | 3350.4974 | 502.8249 | 1188.312 | 417.277 | 0.23315 | 0.0115 | 0.0017367 | 0.0012899 | 0.059198 | 0.010548 | 0.0388 | 0.12942 | 0.42798 | 0.0038169 | 0.050671 | 0.0076044 | 0.017971 | 0.0063106
Redditch | E07000236 | 2035 | LW | domestic | 9896.3992 | 453.5695 | 58.6744 | 63.8394 | 2066.2901 | 392.3242 | 1516.0501 | 4501.8912 | 16165.5874 | 139.3037 | 1564.6694 | 1298.6566 | 3324.9736 | 242.0102 | 0.23741 | 0.010881 | 0.0014076 | 0.0015315 | 0.04957 | 0.0094118 | 0.03637 | 0.108 | 0.38781 | 0.0033419 | 0.037536 | 0.031155 | 0.079766 | 0.0058058
Reigate and Banstead | E07000211 | 2035 | LW | domestic | 15560.7311 | 714.4659 | 87.7668 | 121.8659 | 3341.2222 | 828.4068 | 2886.062 | 7039.2718 | 25298.3506 | 206.41 | 2455.9211 | 2027.3503 | 5281.5612 | 319.5341 | 0.23517 | 0.010798 | 0.0013264 | 0.0018417 | 0.050495 | 0.01252 | 0.043617 | 0.10638 | 0.38233 | 0.0031194 | 0.037116 | 0.030639 | 0.079819 | 0.0048291
Renfrewshire | S12000038 | 2035 | LW | domestic | 25501.8694 | 1530.9848 | 223.0785 | 276.2169 | 3915.8989 | 0 | 7443.0132 | 15063.7862 | 42599.9653 | 570.9067 | 7817.9945 | 98.071 | 185.1372 | 1496.6203 | 0.23895 | 0.014345 | 0.0020902 | 0.0025882 | 0.036692 | 0 | 0.069741 | 0.14115 | 0.39916 | 0.0053494 | 0.073255 | 0.00091893 | 0.0017347 | 0.014023
Rhondda Cynon Taf | W06000016 | 2035 | LW | domestic | 25919.284 | 2462.6766 | 214.3553 | 97.7201 | 4670.0962 | 562.0979 | 2902.978 | 12969.5125 | 49295.5771 | 801.5632 | 6055.5846 | 692.1495 | 1739.2898 | 1687.3362 | 0.23548 | 0.022374 | 0.0019474 | 0.0008878 | 0.042428 | 0.0051067 | 0.026374 | 0.11783 | 0.44786 | 0.0072823 | 0.055016 | 0.0062883 | 0.015802 | 0.01533
Ribble Valley | E07000124 | 2035 | LW | domestic | 6366.6674 | 511.6979 | 67.1588 | 34.1262 | 1660.1108 | 305.3404 | 1039.6186 | 3606.014 | 11352.8786 | 186.5219 | 1460.1478 | 195.8201 | 455.9535 | 350.3608 | 0.23074 | 0.018545 | 0.002434 | 0.0012368 | 0.060165 | 0.011066 | 0.037678 | 0.13069 | 0.41145 | 0.0067599 | 0.052918 | 0.0070969 | 0.016525 | 0.012698
Richmond upon Thames | E09000027 | 2035 | LW | domestic | 23256.6204 | 1146.747 | 132.3489 | 240.337 | 5722.1254 | 2028.5953 | 3488.4294 | 10530.3181 | 37925.9802 | 313.2746 | 3676.0769 | 3076.419 | 8023.4018 | 478.8214 | 0.23247 | 0.011463 | 0.001323 | 0.0024024 | 0.057199 | 0.020278 | 0.034871 | 0.10526 | 0.37911 | 0.0031315 | 0.036746 | 0.030752 | 0.080202 | 0.0047863
Richmondshire | E07000166 | 2035 | LW | domestic | 4730.6446 | 899.9029 | 88.6441 | 51.2166 | 1493.1588 | 348.096 | 1190.2116 | 2704.3741 | 7847.2742 | 328.6077 | 1150.3251 | 596.7712 | 1389.4815 | 646.5924 | 0.2016 | 0.03835 | 0.0037777 | 0.0021827 | 0.063633 | 0.014834 | 0.050722 | 0.11525 | 0.33442 | 0.014004 | 0.049022 | 0.025432 | 0.059214 | 0.027555
Rochdale | E08000005 | 2035 | LW | domestic | 20999.9482 | 970.8154 | 143.9629 | 165.3647 | 5298.7533 | 776.3698 | 3580.6667 | 11146.0791 | 40201.5682 | 298.0007 | 4132.0877 | 2445.1533 | 5737.8117 | 463.0052 | 0.21793 | 0.010075 | 0.001494 | 0.0017161 | 0.054989 | 0.008057 | 0.037159 | 0.11567 | 0.4172 | 0.0030926 | 0.042882 | 0.025375 | 0.059546 | 0.004805
Rochford | E07000075 | 2035 | LW | domestic | 8461.711 | 460.3911 | 52.4957 | 77.1723 | 1895.2579 | 401.2529 | 1511.2639 | 3859.1481 | 13685.1045 | 137.7003 | 1361.0844 | 1098.1445 | 2838.0145 | 232.1172 | 0.23459 | 0.012764 | 0.0014553 | 0.0021395 | 0.052543 | 0.011124 | 0.041897 | 0.10699 | 0.3794 | 0.0038175 | 0.037734 | 0.030444 | 0.078679 | 0.006435
Rossendale | E07000125 | 2035 | LW | domestic | 8003.0148 | 360.4411 | 56.5128 | 50.6025 | 2049.4181 | 307.2575 | 1247.3095 | 4439.8465 | 14771.0431 | 117.3643 | 1729.9101 | 254.8542 | 598.5444 | 189.6381 | 0.23417 | 0.010547 | 0.0016536 | 0.0014807 | 0.059967 | 0.0089905 | 0.036497 | 0.12991 | 0.43221 | 0.0034341 | 0.050618 | 0.0074572 | 0.017514 | 0.0055489
Rother | E07000064 | 2035 | LW | domestic | 13184.9215 | 1238.9646 | 110.0526 | 120.895 | 3014.1991 | 959.3494 | 3155.1694 | 6534.5022 | 19647.3852 | 407.5187 | 2586.8968 | 523.0578 | 1359.7139 | 668.6619 | 0.2464 | 0.023153 | 0.0020566 | 0.0022592 | 0.056328 | 0.017928 | 0.058963 | 0.12211 | 0.36716 | 0.0076156 | 0.048343 | 0.0097747 | 0.02541 | 0.012496
Rotherham | E08000018 | 2035 | LW | domestic | 26280.4645 | 1272.9211 | 191.8825 | 217.8785 | 6726.1522 | 657.5905 | 3645.6352 | 13998.2761 | 50586.1798 | 408.9045 | 5169.0394 | 3209.5806 | 7408.5735 | 703.192 | 0.21814 | 0.010566 | 0.0015927 | 0.0018085 | 0.05583 | 0.0054583 | 0.03026 | 0.11619 | 0.41989 | 0.0033941 | 0.042905 | 0.026641 | 0.061494 | 0.0058368
Rugby | E07000220 | 2035 | LW | domestic | 10921.9629 | 624.2547 | 69.852 | 64.5859 | 2189.7547 | 663.9672 | 2441.2049 | 4978.2814 | 17460.9511 | 192.5715 | 1769.1724 | 1409.4012 | 3714.029 | 317.101 | 0.23329 | 0.013334 | 0.001492 | 0.0013795 | 0.046773 | 0.014182 | 0.052143 | 0.10633 | 0.37296 | 0.0041133 | 0.037789 | 0.030104 | 0.079331 | 0.0067732
Runnymede | E07000212 | 2035 | LW | domestic | 9237.2969 | 530.9767 | 58.1119 | 53.8431 | 1867.3254 | 725.227 | 2215.159 | 4197.1329 | 14717.2484 | 160.1739 | 1494.9402 | 1193.746 | 3185.1694 | 250.8621 | 0.23159 | 0.013312 | 0.0014569 | 0.0013499 | 0.046815 | 0.018182 | 0.055536 | 0.10523 | 0.36897 | 0.0040157 | 0.037479 | 0.029928 | 0.079854 | 0.0062893
Rushcliffe | E07000176 | 2035 | LW | domestic | 12372.0983 | 672.9592 | 81.9358 | 63.5765 | 2400.9283 | 436.5425 | 1867.068 | 5683.6129 | 20078.5047 | 219.3648 | 2003.7251 | 1610.3214 | 4094.0422 | 408.3812 | 0.23796 | 0.012943 | 0.0015759 | 0.0012228 | 0.046178 | 0.0083962 | 0.03591 | 0.10931 | 0.38618 | 0.0042191 | 0.038538 | 0.030972 | 0.078742 | 0.0078545
Rushmoor | E07000092 | 2035 | LW | domestic | 9704.1012 | 475.3545 | 53.8174 | 81.7614 | 2161.9791 | 810.2614 | 2187.122 | 4369.1912 | 15621.6567 | 130.5018 | 1534.7856 | 1260.2865 | 3369.3338 | 177.8486 | 0.23139 | 0.011335 | 0.0012833 | 0.0019496 | 0.051552 | 0.01932 | 0.052151 | 0.10418 | 0.37249 | 0.0031118 | 0.036597 | 0.030051 | 0.080341 | 0.0042408
Rutland | E06000017 | 2035 | LW | domestic | 4174.3272 | 385.4726 | 37.5134 | 28.116 | 873.2056 | 178.8169 | 805.1673 | 1972.6059 | 6516.0919 | 130.1942 | 730.2595 | 532.7993 | 1359.6057 | 253.8138 | 0.23219 | 0.021441 | 0.0020866 | 0.0015639 | 0.048571 | 0.0099464 | 0.044786 | 0.10972 | 0.36245 | 0.0072419 | 0.04062 | 0.029636 | 0.075626 | 0.014118
Ryedale | E07000167 | 2035 | LW | domestic | 5490.1015 | 1104.9314 | 109.6279 | 41.4555 | 1618.6961 | 437.698 | 1375.119 | 3164.8249 | 8997.0088 | 409.8848 | 1359.8501 | 694.8999 | 1611.3682 | 815.5588 | 0.20161 | 0.040576 | 0.0040258 | 0.0015224 | 0.059443 | 0.016074 | 0.050498 | 0.11622 | 0.3304 | 0.015052 | 0.049938 | 0.025519 | 0.059174 | 0.02995
Salford | E08000006 | 2035 | LW | domestic | 26710.9107 | 2004.9161 | 186.0126 | 238.7753 | 7416.5519 | 7430.9401 | 6417.7013 | 14574.3799 | 47760.8471 | 492.325 | 6016.2215 | 899.809 | 2424.1007 | 491.5566 | 0.21705 | 0.016292 | 0.0015115 | 0.0019402 | 0.060265 | 0.060382 | 0.052149 | 0.11843 | 0.38809 | 0.0040005 | 0.048887 | 0.0073117 | 0.019698 | 0.0039943
Sandwell | E08000028 | 2035 | LW | domestic | 32534.8642 | 1500.667 | 185.7576 | 193.3879 | 6755.8609 | 2242.3819 | 6312.3926 | 14706.4579 | 52724.7468 | 439.7329 | 5129.637 | 4262.943 | 11211.5919 | 676.8588 | 0.23427 | 0.010806 | 0.0013376 | 0.0013925 | 0.048646 | 0.016146 | 0.045453 | 0.1059 | 0.37965 | 0.0031663 | 0.036936 | 0.030696 | 0.08073 | 0.0048738
Scarborough | E07000168 | 2035 | LW | domestic | 14302.5833 | 1233.068 | 138.9061 | 95.3833 | 3595.7998 | 1321.9759 | 3376.045 | 7692.5682 | 26193.0581 | 407.1375 | 3000.3085 | 1699.6191 | 4096.18 | 693.4217 | 0.21081 | 0.018174 | 0.0020474 | 0.0014059 | 0.052999 | 0.019485 | 0.04976 | 0.11338 | 0.38607 | 0.0060009 | 0.044222 | 0.025051 | 0.060375 | 0.010221
Scottish Borders | S12000026 | 2035 | LW | domestic | 12372.9047 | 887.1697 | 110.2102 | 138.8912 | 1912.4228 | 0 | 5077.6773 | 7208.9985 | 19949.1704 | 317.6112 | 3872.6322 | 47.1245 | 92.732 | 734.1113 | 0.23468 | 0.016827 | 0.0020904 | 0.0026344 | 0.036274 | 0 | 0.096311 | 0.13674 | 0.37839 | 0.0060243 | 0.073454 | 0.00089384 | 0.0017589 | 0.013924
Sedgemoor | E07000188 | 2035 | LW | domestic | 14076.7093 | 1608.3305 | 140.2824 | 89.1018 | 2978.0232 | 896.0531 | 3725.3978 | 7091.2188 | 20492.7971 | 558.3166 | 2858.9043 | 550.4326 | 1429.2123 | 973.9138 | 0.24495 | 0.027986 | 0.002441 | 0.0015504 | 0.05182 | 0.015592 | 0.064825 | 0.12339 | 0.35659 | 0.0097151 | 0.049747 | 0.009578 | 0.024869 | 0.016947
Sefton | E08000014 | 2035 | LW | domestic | 32962.9191 | 1676.5558 | 234.2827 | 256.0207 | 8929.6152 | 2535.6565 | 5376.8622 | 18228.5991 | 60599.1871 | 509.0652 | 7153.0902 | 1122.9114 | 2694.7096 | 775.2823 | 0.23042 | 0.01172 | 0.0016377 | 0.0017897 | 0.062421 | 0.017725 | 0.037586 | 0.12742 | 0.42361 | 0.0035585 | 0.050002 | 0.0078495 | 0.018837 | 0.0054195
Selby | E07000169 | 2035 | LW | domestic | 8786.1272 | 1051.872 | 116.0089 | 53.9031 | 2267.5165 | 495.0152 | 1844.1753 | 4844.9377 | 15704.3258 | 380.3843 | 1933.8613 | 1116.4365 | 2600.7361 | 731.4902 | 0.20956 | 0.025088 | 0.0027669 | 0.0012856 | 0.054083 | 0.011807 | 0.043986 | 0.11556 | 0.37457 | 0.0090726 | 0.046125 | 0.026628 | 0.06203 | 0.017447
Sevenoaks | E07000111 | 2035 | LW | domestic | 12389.4744 | 950.2634 | 98.492 | 77.0209 | 2557.9455 | 569.4534 | 2287.2362 | 5777.4305 | 19619.3032 | 315.0499 | 2097.3214 | 1596.0906 | 4092.1265 | 598.6199 | 0.23365 | 0.017921 | 0.0018574 | 0.0014525 | 0.04824 | 0.010739 | 0.043134 | 0.10896 | 0.37 | 0.0059414 | 0.039553 | 0.0301 | 0.077172 | 0.011289
Sheffield | E08000019 | 2035 | LW | domestic | 53938.2151 | 3413.4907 | 385.0985 | 816.8409 | 16716.3512 | 6058.7493 | 9175.5011 | 28622.1007 | 102222.5671 | 912.1558 | 10852.4933 | 6298.1839 | 15154.5516 | 1269.8743 | 0.21083 | 0.013342 | 0.0015053 | 0.0031928 | 0.06534 | 0.023682 | 0.035865 | 0.11188 | 0.39956 | 0.0035654 | 0.04242 | 0.024618 | 0.059235 | 0.0049636
Shetland Islands | S12000027 | 2035 | LW | domestic | 359.5772 | 138.3558 | 5.0368 | 5.4973 | 51.8443 | 0 | 1278.2305 | 133.9901 | 20.7513 | 41.3864 | 175.0268 | 1.1933 | 5.2477 | 31.9591 | 0.15995 | 0.061544 | 0.0022405 | 0.0024453 | 0.023061 | 0 | 0.56858 | 0.059602 | 0.0092306 | 0.01841 | 0.077856 | 0.00053079 | 0.0023343 | 0.014216
Shropshire | E06000051 | 2035 | LW | domestic | 33383.2406 | 4581.4437 | 398.6471 | 207.3572 | 7464.1423 | 2701.8602 | 7277.2666 | 16315.3586 | 49756.2795 | 1581.1033 | 6341.5277 | 4218.2231 | 10891.2169 | 3172.2486 | 0.22512 | 0.030895 | 0.0026883 | 0.0013983 | 0.050335 | 0.01822 | 0.049075 | 0.11002 | 0.33553 | 0.010662 | 0.042764 | 0.028446 | 0.073445 | 0.021392
Slough | E06000039 | 2035 | LW | domestic | 12638.5092 | 726.6422 | 73.5354 | 83.6908 | 2752.7201 | 2028.7764 | 3296.3802 | 5682.2914 | 20046.433 | 195.8086 | 2033.033 | 1649.6864 | 4597.525 | 245.5877 | 0.22548 | 0.012964 | 0.0013119 | 0.0014931 | 0.049111 | 0.036195 | 0.058811 | 0.10138 | 0.35765 | 0.0034934 | 0.036271 | 0.029432 | 0.082025 | 0.0043815
Solihull | E08000029 | 2035 | LW | domestic | 21987.1266 | 1094.1396 | 132.4666 | 131.4969 | 4476.9091 | 1065.0612 | 4412.6356 | 9986.7489 | 35501.4476 | 334.5326 | 3501.4548 | 2860.9562 | 7463.8047 | 549.7848 | 0.23516 | 0.011702 | 0.0014168 | 0.0014064 | 0.047882 | 0.011391 | 0.047195 | 0.10681 | 0.3797 | 0.0035779 | 0.037449 | 0.030599 | 0.079828 | 0.0058801
Somerset West and Taunton | E07000246 | 2035 | LW | domestic | 18303.655 | 1985.4323 | 175.0399 | 103.0572 | 3752.3815 | 1370.0452 | 4711.1731 | 9179.7743 | 26810.0132 | 684.8995 | 3688.5701 | 718.8987 | 1870.6913 | 1178.9484 | 0.24558 | 0.026638 | 0.0023485 | 0.0013827 | 0.050346 | 0.018382 | 0.06321 | 0.12316 | 0.35971 | 0.0091893 | 0.049489 | 0.0096454 | 0.025099 | 0.015818
South Ayrshire | S12000028 | 2035 | LW | domestic | 15000.1045 | 931.9585 | 131.9031 | 161.5536 | 2294.6223 | 0 | 4685.6384 | 8840.7587 | 24902.0496 | 345.0719 | 4616.3145 | 57.3718 | 109.0944 | 885.8576 | 0.23824 | 0.014802 | 0.002095 | 0.0025659 | 0.036444 | 0 | 0.07442 | 0.14041 | 0.39551 | 0.0054806 | 0.073319 | 0.00091121 | 0.0017327 | 0.01407
South Bucks District | E07000006 | 2035 | LW | domestic | 7484.9649 | 402.9326 | 46.7309 | 74.0408 | 1707.6398 | 286.5546 | 1102.2195 | 3422.9982 | 12185.0194 | 121.2726 | 1204.559 | 974.8876 | 2480.9333 | 212.9174 | 0.23606 | 0.012708 | 0.0014738 | 0.0023351 | 0.053856 | 0.0090374 | 0.034762 | 0.10795 | 0.38429 | 0.0038247 | 0.03799 | 0.030746 | 0.078244 | 0.006715
South Cambridgeshire | E07000012 | 2035 | LW | domestic | 15584.5289 | 1749.7093 | 161.202 | 80.9824 | 3177.3127 | 1004.7913 | 3196.557 | 7479.1303 | 23826.6738 | 601.806 | 2837.7015 | 1975.703 | 5067.677 | 1191.3187 | 0.2294 | 0.025756 | 0.0023729 | 0.0011921 | 0.04677 | 0.01479 | 0.047053 | 0.11009 | 0.35073 | 0.0088585 | 0.041771 | 0.029082 | 0.074596 | 0.017536
South Derbyshire | E07000039 | 2035 | LW | domestic | 10394.9697 | 642.8376 | 73.6698 | 60.0959 | 2084.431 | 391.9128 | 1560.0532 | 4803.8869 | 16770.9755 | 211.224 | 1709.4929 | 1350.5495 | 3424.9739 | 400.4835 | 0.2369 | 0.01465 | 0.0016789 | 0.0013696 | 0.047503 | 0.0089316 | 0.035553 | 0.10948 | 0.3822 | 0.0048137 | 0.038959 | 0.030779 | 0.078054 | 0.0091269
South Gloucestershire | E06000025 | 2035 | LW | domestic | 27613.2946 | 1824.6032 | 194.0924 | 192.1086 | 5926.2099 | 1637.3323 | 5712.1697 | 12700.0982 | 43936.2347 | 575.8257 | 4549.3554 | 3572.5286 | 9328.8125 | 1014.5788 | 0.23248 | 0.015362 | 0.0016341 | 0.0016174 | 0.049893 | 0.013785 | 0.048091 | 0.10692 | 0.3699 | 0.0048479 | 0.038302 | 0.030078 | 0.07854 | 0.0085419
South Hams | E07000044 | 2035 | LW | domestic | 10931.544 | 1713.7011 | 135.2575 | 64.5102 | 2342.0434 | 1341.634 | 3651.4098 | 5612.8199 | 15123.6652 | 596.4377 | 2372.7916 | 411.9866 | 1094.877 | 1036.2964 | 0.23545 | 0.03691 | 0.0029132 | 0.0013894 | 0.050444 | 0.028896 | 0.078645 | 0.12089 | 0.32574 | 0.012846 | 0.051106 | 0.0088735 | 0.023582 | 0.02232
South Holland | E07000140 | 2035 | LW | domestic | 9581.4414 | 1178.0066 | 108.2959 | 43.9093 | 1978.9695 | 467.867 | 1788.6624 | 4658.6522 | 14548.5256 | 414.0823 | 1778.8601 | 1218.1918 | 3080.5957 | 847.2307 | 0.22981 | 0.028254 | 0.0025974 | 0.0010531 | 0.047465 | 0.011222 | 0.0429 | 0.11174 | 0.34894 | 0.0099316 | 0.042665 | 0.029218 | 0.073887 | 0.020321
South Kesteven | E07000141 | 2035 | LW | domestic | 15213.5869 | 1486.4387 | 140.4124 | 91.8357 | 3229.4405 | 910.4988 | 3460.9139 | 7191.0516 | 23457.2055 | 500.0307 | 2677.4742 | 1939.2278 | 5045.8667 | 958.3081 | 0.22946 | 0.022419 | 0.0021178 | 0.0013851 | 0.048708 | 0.013733 | 0.052199 | 0.10846 | 0.35379 | 0.0075417 | 0.040383 | 0.029248 | 0.076104 | 0.014454
South Lakeland | E07000031 | 2035 | LW | domestic | 14068.2947 | 1368.0691 | 157.8148 | 85.2846 | 3760.5182 | 1253.5337 | 3515.285 | 7931.754 | 24388.0821 | 479.6996 | 3295.466 | 435.5939 | 1060.629 | 842.5519 | 0.22458 | 0.021839 | 0.0025193 | 0.0013614 | 0.060031 | 0.020011 | 0.056117 | 0.12662 | 0.38932 | 0.0076577 | 0.052607 | 0.0069536 | 0.016931 | 0.01345
South Lanarkshire | S12000029 | 2035 | LW | domestic | 40728.7504 | 2527.5656 | 356.3478 | 452.0135 | 6307.4943 | 0 | 12772.6485 | 23993.4685 | 67617.8559 | 933.2521 | 12529.77 | 155.7365 | 296.3531 | 2378.9373 | 0.23811 | 0.014777 | 0.0020833 | 0.0026426 | 0.036875 | 0 | 0.074672 | 0.14027 | 0.39531 | 0.005456 | 0.073252 | 0.00091047 | 0.0017326 | 0.013908
South Norfolk | E07000149 | 2035 | LW | domestic | 12917.6934 | 2324.2485 | 190.7421 | 93.1548 | 3091.6626 | 1070.487 | 3165.4136 | 6523.476 | 18410.5732 | 813.3994 | 2642.5661 | 1603.603 | 4118.8119 | 1660.9716 | 0.22034 | 0.039645 | 0.0032535 | 0.0015889 | 0.052735 | 0.018259 | 0.053993 | 0.11127 | 0.31403 | 0.013874 | 0.045074 | 0.027353 | 0.070255 | 0.028331
South Northamptonshire | E07000155 | 2035 | LW | domestic | 8973.653 | 866.1332 | 82.4666 | 58.0576 | 1886.4871 | 508.7166 | 1846.0245 | 4246 | 13917.856 | 291.5228 | 1581.1689 | 1143.4483 | 2944.761 | 563.5102 | 0.23063 | 0.02226 | 0.0021194 | 0.0014921 | 0.048484 | 0.013074 | 0.047444 | 0.10912 | 0.3577 | 0.0074923 | 0.040637 | 0.029387 | 0.075682 | 0.014482
South Oxfordshire | E07000179 | 2035 | LW | domestic | 14280.6224 | 1247.3291 | 120.9574 | 90.6301 | 2979.4621 | 792.212 | 3364.8003 | 6683.9853 | 22201.1007 | 412.9176 | 2463.7697 | 1821.1327 | 4755.0226 | 769.3067 | 0.23039 | 0.020124 | 0.0019515 | 0.0014622 | 0.048069 | 0.012781 | 0.054286 | 0.10784 | 0.35818 | 0.0066618 | 0.039749 | 0.029381 | 0.076715 | 0.012412
South Ribble | E07000126 | 2035 | LW | domestic | 11817.5471 | 559.2313 | 85.8259 | 72.6312 | 3042.7708 | 557.0306 | 1788.6123 | 6560.9009 | 21788.6407 | 182.517 | 2561.2437 | 384.4296 | 905.2647 | 300.6697 | 0.23351 | 0.01105 | 0.0016959 | 0.0014352 | 0.060125 | 0.011007 | 0.035343 | 0.12964 | 0.43054 | 0.0036065 | 0.05061 | 0.0075963 | 0.017888 | 0.0059412
South Somerset | E07000189 | 2035 | LW | domestic | 19614.4487 | 2431.0536 | 207.1937 | 86.6164 | 3885.0448 | 1714.7131 | 5600.6926 | 9924.7823 | 28179.02 | 849.989 | 4057.4462 | 750.7513 | 1967.1597 | 1477.2793 | 0.24291 | 0.030107 | 0.002566 | 0.0010727 | 0.048114 | 0.021236 | 0.069362 | 0.12291 | 0.34898 | 0.010527 | 0.050249 | 0.0092977 | 0.024362 | 0.018295
South Staffordshire | E07000196 | 2035 | LW | domestic | 11498.9487 | 782.3759 | 85.3783 | 90.4481 | 2509.4736 | 379.123 | 1690.754 | 5339.3385 | 18478.248 | 255.3907 | 1910.814 | 1493.247 | 3771.4543 | 490.5018 | 0.23575 | 0.01604 | 0.0017504 | 0.0018544 | 0.051449 | 0.0077728 | 0.034664 | 0.10947 | 0.37884 | 0.005236 | 0.039176 | 0.030615 | 0.077323 | 0.010056
South Tyneside | E08000023 | 2035 | LW | domestic | 17407.4562 | 732.9289 | 118.3278 | 154.1541 | 4843.3541 | 407.5585 | 2435.3888 | 9643.1907 | 32328.0065 | 231.8362 | 3720.1957 | 589.9872 | 1372.1068 | 378.4248 | 0.23409 | 0.0098561 | 0.0015912 | 0.002073 | 0.065131 | 0.0054807 | 0.03275 | 0.12968 | 0.43473 | 0.0031176 | 0.050028 | 0.0079339 | 0.018451 | 0.0050889
Southampton | E06000045 | 2035 | LW | domestic | 25603.5424 | 1858.891 | 154.0437 | 296.0515 | 6612.3545 | 5160.1018 | 9295.0797 | 11466.3458 | 39404.1997 | 471.868 | 4200.6215 | 3290.2373 | 9653.0255 | 510.3586 | 0.21702 | 0.015756 | 0.0013057 | 0.0025094 | 0.056048 | 0.043738 | 0.078787 | 0.097192 | 0.334 | 0.0039997 | 0.035606 | 0.027889 | 0.081821 | 0.0043259
Southend-on-Sea | E06000033 | 2035 | LW | domestic | 20982.0668 | 1026.9823 | 120.9002 | 166.8267 | 4998.73 | 1401.2504 | 4395.968 | 9479.6394 | 33831.8232 | 293.9841 | 3292.7255 | 2801.634 | 7428.9475 | 444.6074 | 0.23142 | 0.011327 | 0.0013335 | 0.00184 | 0.055133 | 0.015455 | 0.048485 | 0.10456 | 0.37315 | 0.0032425 | 0.036317 | 0.030901 | 0.081937 | 0.0049038
Southwark | E09000028 | 2035 | LW | domestic | 39587.5251 | 3305.8139 | 237.1381 | 1367.6783 | 18701.3249 | 5775.3361 | 8813.7739 | 17919.82 | 62244.1452 | 725.3237 | 6399.7541 | 5342.4094 | 14725.5639 | 866.0164 | 0.21282 | 0.017772 | 0.0012749 | 0.0073526 | 0.10054 | 0.031048 | 0.047383 | 0.096337 | 0.33463 | 0.0038993 | 0.034405 | 0.028721 | 0.079165 | 0.0046557
Spelthorne | E07000213 | 2035 | LW | domestic | 10353.4824 | 540.5417 | 60.2814 | 81.932 | 2263.6468 | 909.1883 | 2218.7996 | 4680.7776 | 16653.352 | 153.0777 | 1653.4079 | 1344.8149 | 3578.6085 | 223.5994 | 0.23154 | 0.012088 | 0.0013481 | 0.0018323 | 0.050623 | 0.020333 | 0.04962 | 0.10468 | 0.37243 | 0.0034234 | 0.036976 | 0.030075 | 0.080031 | 0.0050005
St Albans | E07000240 | 2035 | LW | domestic | 13561.8235 | 641.7355 | 77.907 | 82.8729 | 2728.5413 | 1035.4951 | 2515.3485 | 6137.652 | 22008.8657 | 187.3995 | 2154.1916 | 1764.8792 | 4632.7531 | 288.4385 | 0.23456 | 0.011099 | 0.0013475 | 0.0014333 | 0.047192 | 0.01791 | 0.043505 | 0.10615 | 0.38066 | 0.0032412 | 0.037258 | 0.030525 | 0.080127 | 0.0049887
St. Helens | E08000013 | 2035 | LW | domestic | 19480.4152 | 852.4912 | 134.2815 | 161.7218 | 5341.3955 | 773.9459 | 2597.6307 | 10801.8144 | 36164.6745 | 267.424 | 4183.5252 | 651.5169 | 1522.8929 | 435.7358 | 0.23366 | 0.010225 | 0.0016107 | 0.0019398 | 0.064069 | 0.0092833 | 0.031158 | 0.12957 | 0.43379 | 0.0032077 | 0.050181 | 0.0078148 | 0.018267 | 0.0052266
Stafford | E07000197 | 2035 | LW | domestic | 14448.0355 | 1152.3638 | 117.8522 | 92.5024 | 3062.6118 | 670.0832 | 2696.9754 | 6753.4183 | 22802.437 | 383.0865 | 2455.7316 | 1863.7831 | 4786.371 | 733.46 | 0.23296 | 0.018581 | 0.0019003 | 0.0014915 | 0.049382 | 0.010805 | 0.043486 | 0.10889 | 0.36767 | 0.0061769 | 0.039597 | 0.030052 | 0.077176 | 0.011826
Staffordshire Moorlands | E07000198 | 2035 | LW | domestic | 10664.8344 | 899.5772 | 91.8398 | 68.1725 | 2263.1188 | 412.8893 | 1667.4212 | 5023.7711 | 16859.581 | 304.7326 | 1834.0639 | 1378.2353 | 3481.8397 | 604.6031 | 0.23411 | 0.019747 | 0.002016 | 0.0014965 | 0.049679 | 0.0090636 | 0.036603 | 0.11028 | 0.3701 | 0.0066894 | 0.040261 | 0.030255 | 0.076432 | 0.013272
Stevenage | E07000243 | 2035 | LW | domestic | 10558.6841 | 559.1788 | 62.2602 | 124.7693 | 2698.9217 | 712.3403 | 1750.4862 | 4793.8579 | 17130.5623 | 155.496 | 1679.2328 | 1387.8926 | 3608.9879 | 245.8084 | 0.23222 | 0.012298 | 0.0013693 | 0.0027441 | 0.059358 | 0.015667 | 0.038499 | 0.10543 | 0.37676 | 0.0034199 | 0.036932 | 0.030524 | 0.079373 | 0.0054061
Stirling | S12000030 | 2035 | LW | domestic | 10435.6861 | 673.1256 | 91.7662 | 115.7814 | 1613.2081 | 0 | 3526.7552 | 6130.914 | 17199.0524 | 246.483 | 3224.6334 | 40.0171 | 76.7915 | 612.6631 | 0.23725 | 0.015303 | 0.0020862 | 0.0026322 | 0.036675 | 0 | 0.080177 | 0.13938 | 0.391 | 0.0056036 | 0.073309 | 0.00090975 | 0.0017458 | 0.013928
Stockport | E08000007 | 2035 | LW | domestic | 28661.7161 | 1598.7285 | 206.1675 | 296.2319 | 7807.3255 | 1429.2807 | 5935.4181 | 15207.5922 | 54127.5557 | 477.8058 | 5714.4636 | 3297.4948 | 7854.0079 | 713.2821 | 0.21497 | 0.011991 | 0.0015463 | 0.0022218 | 0.058558 | 0.01072 | 0.044518 | 0.11406 | 0.40598 | 0.0035837 | 0.04286 | 0.024732 | 0.058908 | 0.0053499
Stockton-on-Tees | E06000004 | 2035 | LW | domestic | 20452.0083 | 839.9602 | 133.53 | 169.7893 | 5564.6782 | 737.36 | 3143.7653 | 11297.058 | 37940.7353 | 256.5261 | 4366.0268 | 684.1586 | 1612.0548 | 387.9047 | 0.23351 | 0.0095902 | 0.0015246 | 0.0019386 | 0.063534 | 0.0084187 | 0.035894 | 0.12898 | 0.43318 | 0.0029289 | 0.049849 | 0.0078113 | 0.018405 | 0.0044289
Stoke-on-Trent | E06000021 | 2035 | LW | domestic | 28316.9168 | 1251.6819 | 161.5197 | 195.3339 | 6040.1699 | 1206.8282 | 4881.9179 | 12827.7086 | 46163.2935 | 372.7754 | 4447.2262 | 3715.6822 | 9604.0437 | 609.887 | 0.23638 | 0.010449 | 0.0013483 | 0.0016306 | 0.050421 | 0.010074 | 0.040752 | 0.10708 | 0.38535 | 0.0031118 | 0.037124 | 0.031017 | 0.080171 | 0.0050911
Stratford-on-Avon | E07000221 | 2035 | LW | domestic | 13379.7728 | 1677.5626 | 144.5788 | 105.0971 | 3066.0245 | 1179.6347 | 3395.6278 | 6436.962 | 20044.3229 | 563.2557 | 2480.7462 | 1683.7892 | 4424.6055 | 1083.8008 | 0.22425 | 0.028116 | 0.0024231 | 0.0017614 | 0.051387 | 0.019771 | 0.056911 | 0.10788 | 0.33594 | 0.0094402 | 0.041577 | 0.02822 | 0.074157 | 0.018165
Stroud | E07000082 | 2035 | LW | domestic | 13128.5968 | 1070.0396 | 104.4581 | 81.7779 | 2687.2148 | 1026.9497 | 3048.7866 | 6101.0811 | 20529.8411 | 345.638 | 2242.2515 | 1675.5078 | 4413.9424 | 620.468 | 0.23002 | 0.018747 | 0.0018301 | 0.0014328 | 0.047081 | 0.017992 | 0.053416 | 0.10689 | 0.35969 | 0.0060557 | 0.039285 | 0.029355 | 0.077334 | 0.010871
Sunderland | E08000024 | 2035 | LW | domestic | 30453.4578 | 1374.3897 | 203.0003 | 364.4691 | 9149.989 | 892.2229 | 4653.154 | 16835.3019 | 56366.2671 | 408.0872 | 6515.7099 | 1031.3898 | 2420.8615 | 620.2909 | 0.23196 | 0.010468 | 0.0015462 | 0.0027761 | 0.069694 | 0.0067959 | 0.035442 | 0.12823 | 0.42933 | 0.0031083 | 0.049629 | 0.0078559 | 0.018439 | 0.0047246
Surrey Heath | E07000214 | 2035 | LW | domestic | 8996.6477 | 406.9941 | 51.6387 | 53.4626 | 1786.0375 | 548.223 | 1524.3611 | 4077.2018 | 14668.7452 | 121.2126 | 1424.9943 | 1173.2869 | 3043.8637 | 194.9358 | 0.23631 | 0.01069 | 0.0013564 | 0.0014043 | 0.046913 | 0.0144 | 0.040039 | 0.10709 | 0.38529 | 0.0031838 | 0.037429 | 0.030818 | 0.079951 | 0.0051202
Sutton | E09000029 | 2035 | LW | domestic | 20588.3153 | 1245.3034 | 123.453 | 230.3329 | 5179.4888 | 2445.513 | 4848.1992 | 9307.953 | 32773.8189 | 336.0652 | 3319.4641 | 2680.62 | 7285.1704 | 467.1126 | 0.22667 | 0.01371 | 0.0013592 | 0.0025358 | 0.057023 | 0.026924 | 0.053376 | 0.10248 | 0.36082 | 0.0036999 | 0.036546 | 0.029512 | 0.080206 | 0.0051427
Swale | E07000113 | 2035 | LW | domestic | 16044.0508 | 852.838 | 100.7546 | 104.6994 | 3285.8305 | 902.9597 | 2671.7974 | 7325.646 | 26004.6146 | 263.0292 | 2584.067 | 2088.5804 | 5387.3937 | 453.7356 | 0.2357 | 0.012529 | 0.0014802 | 0.0015381 | 0.048271 | 0.013265 | 0.039251 | 0.10762 | 0.38203 | 0.0038641 | 0.037962 | 0.030683 | 0.079145 | 0.0066657
Swansea | W06000011 | 2035 | LW | domestic | 25596.8726 | 2856.8761 | 220.0301 | 126.6684 | 4948.2298 | 1752.5382 | 3908.7793 | 12785.6484 | 47853.5856 | 940.6442 | 6143.412 | 691.3414 | 1810.2925 | 1792.0374 | 0.22972 | 0.025639 | 0.0019747 | 0.0011368 | 0.044408 | 0.015728 | 0.035079 | 0.11474 | 0.42946 | 0.0084418 | 0.055134 | 0.0062044 | 0.016246 | 0.016083
Swindon | E06000030 | 2035 | LW | domestic | 22895.3984 | 1183.4351 | 132.5787 | 212.7907 | 5286.2944 | 1773.6589 | 4653.3523 | 10357.5991 | 36926.2344 | 331.7566 | 3642.8427 | 2981.9385 | 7892.71 | 493.7147 | 0.23182 | 0.011982 | 0.0013424 | 0.0021545 | 0.053524 | 0.017959 | 0.047116 | 0.10487 | 0.37388 | 0.0033591 | 0.036884 | 0.030192 | 0.079915 | 0.0049989
Tameside | E08000008 | 2035 | LW | domestic | 24028.3081 | 1180.8904 | 169.1814 | 172.0861 | 5961.8898 | 1415.4462 | 3942.5235 | 12774.0424 | 45922.2371 | 360.7778 | 4763.399 | 2779.623 | 6551.9227 | 564.7973 | 0.21728 | 0.010678 | 0.0015298 | 0.0015561 | 0.053911 | 0.012799 | 0.035651 | 0.11551 | 0.41526 | 0.0032624 | 0.043074 | 0.025135 | 0.059247 | 0.0051073
Tamworth | E07000199 | 2035 | LW | domestic | 7751.4525 | 348.0262 | 44.3108 | 44.8866 | 1561.6402 | 254.4772 | 1692.1738 | 3504.8872 | 12526.9206 | 105.5646 | 1219.1529 | 1007.5833 | 2635.0893 | 166.548 | 0.23587 | 0.01059 | 0.0013484 | 0.0013659 | 0.04752 | 0.0077436 | 0.051492 | 0.10665 | 0.38119 | 0.0032123 | 0.037098 | 0.03066 | 0.080185 | 0.005068
Tandridge | E07000215 | 2035 | LW | domestic | 9512.8489 | 587.9923 | 65.2213 | 72.042 | 2031.4524 | 482.411 | 1558.5652 | 4378.3098 | 15321.5655 | 185.488 | 1560.0407 | 1234.3844 | 3164.9108 | 336.032 | 0.23494 | 0.014521 | 0.0016108 | 0.0017792 | 0.05017 | 0.011914 | 0.038491 | 0.10813 | 0.37839 | 0.0045809 | 0.038528 | 0.030485 | 0.078163 | 0.0082989
Teignbridge | E07000045 | 2035 | LW | domestic | 16619.7226 | 1538.8193 | 140.6124 | 90.3619 | 3323.4576 | 1351.2288 | 4027.481 | 8244.8128 | 24738.7789 | 519.6051 | 3270.2921 | 649.9608 | 1693.5715 | 860.9919 | 0.2478 | 0.022944 | 0.0020965 | 0.0013473 | 0.049552 | 0.020147 | 0.060049 | 0.12293 | 0.36885 | 0.0077472 | 0.04876 | 0.0096908 | 0.025251 | 0.012837
Telford and Wrekin | E06000020 | 2035 | LW | domestic | 18557.4323 | 844.1388 | 110.9287 | 125.0835 | 3864.4299 | 501.2013 | 2546.9536 | 8460.5318 | 30419.0263 | 263.3572 | 2936.2657 | 2431.4815 | 6158.4902 | 475.0817 | 0.23885 | 0.010865 | 0.0014278 | 0.0016099 | 0.049739 | 0.0064509 | 0.032782 | 0.10889 | 0.39152 | 0.0033897 | 0.037792 | 0.031295 | 0.079266 | 0.0061147
Tendring | E07000076 | 2035 | LW | domestic | 16880.4407 | 1240.7752 | 123.1962 | 121.5283 | 3617.9107 | 1208.3181 | 4316.3064 | 7768.8397 | 26466.6271 | 388.85 | 2820.5779 | 2162.7024 | 5762.3366 | 662.7878 | 0.22954 | 0.016872 | 0.0016752 | 0.0016525 | 0.049196 | 0.01643 | 0.058692 | 0.10564 | 0.35989 | 0.0052875 | 0.038354 | 0.029408 | 0.078355 | 0.0090125
Test Valley | E07000093 | 2035 | LW | domestic | 12626.1539 | 1334.0467 | 123.0913 | 84.7639 | 2785.8265 | 807.3675 | 2804.185 | 6007.2285 | 19351.9856 | 449.8954 | 2255.5885 | 1609.9945 | 4177.7167 | 872.2675 | 0.22836 | 0.024128 | 0.0022263 | 0.0015331 | 0.050386 | 0.014602 | 0.050718 | 0.10865 | 0.35001 | 0.008137 | 0.040796 | 0.029119 | 0.07556 | 0.015776
Tewkesbury | E07000083 | 2035 | LW | domestic | 11180.2654 | 752.4588 | 81.3159 | 69.2797 | 2266.1586 | 415.2568 | 2256.1202 | 5165.825 | 17796.5074 | 245.5164 | 1854.3088 | 1439.8953 | 3714.0939 | 450.3441 | 0.23445 | 0.015779 | 0.0017052 | 0.0014528 | 0.047521 | 0.0087079 | 0.047311 | 0.10833 | 0.37319 | 0.0051485 | 0.038885 | 0.030194 | 0.077884 | 0.0094437
Thanet | E07000114 | 2035 | LW | domestic | 18020.8251 | 886.9722 | 104.0873 | 106.9358 | 3745.1358 | 1594.2615 | 3867.132 | 8139.3438 | 29026.1085 | 255.6834 | 2857.76 | 2357.1216 | 6306.4051 | 378.3502 | 0.23209 | 0.011423 | 0.0013405 | 0.0013772 | 0.048233 | 0.020532 | 0.049805 | 0.10483 | 0.37383 | 0.0032929 | 0.036805 | 0.030357 | 0.08122 | 0.0048728
Three Rivers | E07000102 | 2035 | LW | domestic | 9768.4104 | 491.3683 | 58.5332 | 79.2523 | 2126.7302 | 359.3281 | 1887.4167 | 4439.4726 | 15803.1666 | 147.6811 | 1555.6717 | 1270.1018 | 3285.4308 | 243.3792 | 0.23529 | 0.011836 | 0.0014099 | 0.001909 | 0.051227 | 0.0086552 | 0.045462 | 0.10693 | 0.38065 | 0.0035572 | 0.037472 | 0.030593 | 0.079137 | 0.0058623
Thurrock | E06000034 | 2035 | LW | domestic | 16541.5606 | 901.0163 | 97.2981 | 93.07 | 3273.068 | 1317.3496 | 5029.1008 | 7449.6649 | 26120.6033 | 261.9516 | 2650.1159 | 2119.4401 | 5808.3193 | 357.6983 | 0.22968 | 0.012511 | 0.001351 | 0.0012923 | 0.045446 | 0.018291 | 0.069829 | 0.10344 | 0.36268 | 0.0036372 | 0.036797 | 0.029428 | 0.080648 | 0.0049666
Tonbridge and Malling | E07000115 | 2035 | LW | domestic | 13009.9857 | 787.4352 | 86.6334 | 110.9074 | 2873.363 | 716.2535 | 2180.9769 | 5970.4607 | 20968.3205 | 242.7022 | 2124.4333 | 1687.9156 | 4340.331 | 427.1408 | 0.2343 | 0.014181 | 0.0015602 | 0.0019974 | 0.051747 | 0.012899 | 0.039278 | 0.10752 | 0.37762 | 0.0043709 | 0.03826 | 0.030398 | 0.078166 | 0.0076925
Torbay | E06000027 | 2035 | LW | domestic | 19973.5089 | 1210.1404 | 116.132 | 191.1203 | 4480.8486 | 1814.6917 | 5011.671 | 9588.7037 | 30604.0223 | 347.2406 | 3684.6316 | 858.6986 | 2276.5658 | 423.6629 | 0.24787 | 0.015018 | 0.0014412 | 0.0023718 | 0.055606 | 0.02252 | 0.062194 | 0.11899 | 0.37979 | 0.0043092 | 0.045725 | 0.010656 | 0.028252 | 0.0052576
Torfaen | W06000020 | 2035 | LW | domestic | 9518.7771 | 891.4213 | 77.4273 | 66.059 | 1939.8272 | 135.9674 | 1119.7506 | 4748.0125 | 18132.9398 | 285.9912 | 2215.5561 | 253.618 | 636.2748 | 587.5247 | 0.2344 | 0.021951 | 0.0019066 | 0.0016267 | 0.047768 | 0.0033482 | 0.027574 | 0.11692 | 0.44652 | 0.0070425 | 0.054558 | 0.0062453 | 0.015668 | 0.014468
Torridge | E07000046 | 2035 | LW | domestic | 7541.6621 | 1543.6504 | 118.3187 | 46.2828 | 1721.1596 | 1254.7379 | 2142.2074 | 4008.9667 | 10074.4794 | 545.7031 | 1757.0836 | 291.2553 | 767.7105 | 997.9559 | 0.22985 | 0.047046 | 0.003606 | 0.0014106 | 0.052457 | 0.038241 | 0.065289 | 0.12218 | 0.30704 | 0.016632 | 0.053551 | 0.0088767 | 0.023398 | 0.030415
Tower Hamlets | E09000030 | 2035 | LW | domestic | 35004.4219 | 3765.9762 | 218.1979 | 1647.6768 | 20635.5501 | 8327.6814 | 9443.0478 | 15842.3678 | 53550.4926 | 768.5307 | 5817.9349 | 4719.4066 | 13722.4328 | 781.3834 | 0.20089 | 0.021613 | 0.0012522 | 0.0094561 | 0.11843 | 0.047793 | 0.054194 | 0.09092 | 0.30733 | 0.0044106 | 0.033389 | 0.027085 | 0.078754 | 0.0044844
Trafford | E08000009 | 2035 | LW | domestic | 24309.4488 | 1260.0885 | 170.027 | 216.3668 | 6779.9313 | 1887.3637 | 4354.5964 | 13415.0717 | 44558.4089 | 373.542 | 5271.958 | 826.7769 | 1997.2806 | 544.3505 | 0.22941 | 0.011892 | 0.0016046 | 0.0020419 | 0.063983 | 0.017811 | 0.041095 | 0.1266 | 0.4205 | 0.0035251 | 0.049752 | 0.0078023 | 0.018848 | 0.0051371
Tunbridge Wells | E07000116 | 2035 | LW | domestic | 12364.8528 | 1040.5518 | 99.4928 | 92.0866 | 2755.4939 | 1041.2181 | 2949.8295 | 5748.1117 | 19260.2862 | 332.1321 | 2109.7603 | 1588.8725 | 4223.6852 | 594.8179 | 0.22813 | 0.019198 | 0.0018356 | 0.001699 | 0.050838 | 0.01921 | 0.054424 | 0.10605 | 0.35535 | 0.0061278 | 0.038925 | 0.029314 | 0.077926 | 0.010974
Uttlesford | E07000077 | 2035 | LW | domestic | 8796.8102 | 1110.8738 | 98.2709 | 71.2191 | 2033.6081 | 625.1172 | 1650.7126 | 4268.3577 | 13336.6962 | 378.9917 | 1639.5097 | 1115.9647 | 2848.7798 | 759.7557 | 0.2271 | 0.028679 | 0.002537 | 0.0018386 | 0.052501 | 0.016138 | 0.042616 | 0.11019 | 0.34431 | 0.0097843 | 0.042327 | 0.02881 | 0.073546 | 0.019614
Vale of Glamorgan | W06000014 | 2035 | LW | domestic | 12913.3318 | 1456.1743 | 113.3777 | 33.3211 | 2257.5681 | 732.4018 | 1855.8624 | 6484.8316 | 24111.7726 | 482.5043 | 3102.3667 | 343.5485 | 886.274 | 963.1553 | 0.23169 | 0.026126 | 0.0020342 | 0.00059783 | 0.040504 | 0.01314 | 0.033297 | 0.11635 | 0.4326 | 0.0086569 | 0.055661 | 0.0061638 | 0.015901 | 0.017281
Vale of White Horse | E07000180 | 2035 | LW | domestic | 13161.4367 | 1024.1078 | 103.197 | 74.616 | 2646.4075 | 857.1918 | 2922.691 | 6112.7454 | 20679.163 | 334.2758 | 2231.3581 | 1686.0871 | 4412.4344 | 608.7794 | 0.23149 | 0.018013 | 0.0018151 | 0.0013124 | 0.046547 | 0.015077 | 0.051407 | 0.10752 | 0.36372 | 0.0058795 | 0.039247 | 0.029656 | 0.077609 | 0.010708
Wakefield | E08000036 | 2035 | LW | domestic | 35020.3403 | 1904.8033 | 261.2959 | 284.767 | 8916.044 | 1704.8702 | 6033.6122 | 18616.5225 | 66730.1862 | 596.8783 | 6953.2032 | 4257.4904 | 9998.411 | 969.6916 | 0.21584 | 0.01174 | 0.0016105 | 0.0017551 | 0.054953 | 0.010508 | 0.037188 | 0.11474 | 0.41128 | 0.0036788 | 0.042855 | 0.026241 | 0.061624 | 0.0059766
Walsall | E08000030 | 2035 | LW | domestic | 27745.5115 | 1281.9193 | 158.2788 | 169.5806 | 5691.1828 | 1921.169 | 5262.7805 | 12546.5954 | 45015.8226 | 374.9814 | 4384.9529 | 3623.2637 | 9509.6316 | 577.8095 | 0.23461 | 0.01084 | 0.0013384 | 0.0014339 | 0.048123 | 0.016245 | 0.0445 | 0.10609 | 0.38064 | 0.0031707 | 0.037078 | 0.030637 | 0.080411 | 0.0048858
Waltham Forest | E09000031 | 2035 | LW | domestic | 28940.5118 | 1485.2136 | 166.1261 | 360.8794 | 8035.8165 | 1774.3576 | 5247.194 | 13096.9757 | 46855.9121 | 404.546 | 4536.3492 | 3888.3736 | 10180.4179 | 616.0801 | 0.23044 | 0.011826 | 0.0013228 | 0.0028735 | 0.063985 | 0.014128 | 0.041781 | 0.10428 | 0.37309 | 0.0032212 | 0.036121 | 0.030961 | 0.081062 | 0.0049055
Wandsworth | E09000032 | 2035 | LW | domestic | 43055.9482 | 2655.2372 | 245.0093 | 942.8691 | 15700.2776 | 4288.1296 | 7255.2538 | 19479.5461 | 69382.8374 | 632.8178 | 6785.8531 | 5833.5826 | 15480.5653 | 860.2068 | 0.22355 | 0.013786 | 0.0012721 | 0.0048955 | 0.081518 | 0.022265 | 0.03767 | 0.10114 | 0.36025 | 0.0032857 | 0.035233 | 0.030289 | 0.080378 | 0.0044663
Warrington | E06000007 | 2035 | LW | domestic | 22343.726 | 967.3589 | 152.2659 | 120.5897 | 5628.4563 | 1425.9762 | 3212.6901 | 12364.012 | 41420.5029 | 302.4331 | 4808.816 | 746.5015 | 1769.1591 | 472.8262 | 0.23339 | 0.010105 | 0.0015905 | 0.0012596 | 0.058792 | 0.014895 | 0.033558 | 0.12915 | 0.43266 | 0.0031591 | 0.05023 | 0.0077976 | 0.01848 | 0.0049389
Warwick | E07000222 | 2035 | LW | domestic | 15398.9872 | 1051.0046 | 103.5921 | 150.0073 | 3609.8644 | 1181.7651 | 3996.3043 | 7032.7054 | 24254.8468 | 311.9145 | 2532.6095 | 1978.705 | 5312.9909 | 497.2996 | 0.22843 | 0.015591 | 0.0015367 | 0.0022252 | 0.053549 | 0.01753 | 0.059281 | 0.10432 | 0.3598 | 0.0046269 | 0.037569 | 0.029352 | 0.078813 | 0.007377
Watford | E07000103 | 2035 | LW | domestic | 9627.746 | 522.7247 | 54.6249 | 98.3609 | 2325.4901 | 917.2761 | 2431.4062 | 4334.0985 | 15357.8918 | 140.3966 | 1530.9751 | 1250.8108 | 3397.7422 | 185.6963 | 0.22828 | 0.012394 | 0.0012952 | 0.0023322 | 0.055139 | 0.021749 | 0.05765 | 0.10276 | 0.36414 | 0.0033289 | 0.0363 | 0.029657 | 0.080562 | 0.004403
Waverley | E07000216 | 2035 | LW | domestic | 14169.3873 | 916.9904 | 99.0195 | 105.1458 | 3008.7195 | 769.4674 | 2589.1375 | 6525.1919 | 22689.1884 | 289.758 | 2336.5022 | 1832.3043 | 4730.8543 | 519.2956 | 0.23389 | 0.015137 | 0.0016345 | 0.0017356 | 0.049664 | 0.012701 | 0.042738 | 0.10771 | 0.37453 | 0.004783 | 0.038568 | 0.030246 | 0.078091 | 0.0085719
Wealden | E07000065 | 2035 | LW | domestic | 18868.5956 | 1907.084 | 173.7991 | 152.0987 | 4220.467 | 1035.0821 | 3675.6744 | 9476.9125 | 28136.5353 | 653.4627 | 3757.2931 | 740.953 | 1885.3545 | 1159.1488 | 0.24879 | 0.025145 | 0.0022916 | 0.0020055 | 0.055648 | 0.013648 | 0.048465 | 0.12496 | 0.37099 | 0.0086161 | 0.049541 | 0.0097696 | 0.024859 | 0.015284
Wellingborough | E07000156 | 2035 | LW | domestic | 8531.4821 | 398.1043 | 49.204 | 72.7742 | 1869.8245 | 346.4259 | 1415.678 | 3871.8825 | 13914.7169 | 117.0231 | 1350.1638 | 1113.261 | 2861.6113 | 191.7657 | 0.2363 | 0.011027 | 0.0013628 | 0.0020157 | 0.05179 | 0.0095952 | 0.039211 | 0.10724 | 0.38541 | 0.0032413 | 0.037397 | 0.030835 | 0.07926 | 0.0053115
Welwyn Hatfield | E07000241 | 2035 | LW | domestic | 10775.5146 | 536.8156 | 62.9847 | 86.3068 | 2359.7173 | 688.7428 | 2036.7204 | 4884.6999 | 17447.0011 | 155.8722 | 1713.5077 | 1404.7375 | 3674.9732 | 244.3223 | 0.23388 | 0.011652 | 0.0013671 | 0.0018733 | 0.051218 | 0.014949 | 0.044207 | 0.10602 | 0.37869 | 0.0033832 | 0.037192 | 0.03049 | 0.079766 | 0.0053031
West Berkshire | E06000037 | 2035 | LW | domestic | 15589.9932 | 1855.8426 | 157.5208 | 166.5259 | 3919.3985 | 1494.9731 | 4176.5953 | 7426.8206 | 23447.2211 | 603.5872 | 2841.4568 | 1968.1158 | 5241.6901 | 1125.5857 | 0.22267 | 0.026506 | 0.0022498 | 0.0023784 | 0.055979 | 0.021352 | 0.059653 | 0.10607 | 0.33489 | 0.0086208 | 0.040583 | 0.02811 | 0.074865 | 0.016076
West Devon | E07000047 | 2035 | LW | domestic | 6270.9461 | 1156.3685 | 92.9309 | 31.3565 | 1357.8162 | 603.2116 | 1689.9807 | 3319.4316 | 8551.3048 | 416.8802 | 1420.6285 | 235.7885 | 607.2851 | 777.6808 | 0.23636 | 0.043585 | 0.0035026 | 0.0011819 | 0.051177 | 0.022736 | 0.063697 | 0.12511 | 0.32231 | 0.015713 | 0.053545 | 0.0088871 | 0.022889 | 0.029311
West Dunbartonshire | S12000039 | 2035 | LW | domestic | 13148.8566 | 786.5163 | 114.6985 | 144.5007 | 2031.2799 | 0 | 3821.291 | 7766.8399 | 21977.0036 | 293.0913 | 4028.9741 | 50.3276 | 94.9904 | 767.254 | 0.23896 | 0.014294 | 0.0020845 | 0.0026261 | 0.036915 | 0 | 0.069446 | 0.14115 | 0.3994 | 0.0053265 | 0.07322 | 0.00091462 | 0.0017263 | 0.013944
West Lancashire | E07000127 | 2035 | LW | domestic | 12069.2651 | 795.1863 | 103.9084 | 106.3084 | 3381.3619 | 565.329 | 2326.094 | 6736.7288 | 21749.3428 | 266.1546 | 2687.5308 | 380.6503 | 905.0183 | 450.9868 | 0.22979 | 0.01514 | 0.0019783 | 0.002024 | 0.064378 | 0.010763 | 0.044286 | 0.12826 | 0.41408 | 0.0050673 | 0.051168 | 0.0072472 | 0.017231 | 0.0085863
West Lindsey | E07000142 | 2035 | LW | domestic | 10224.2999 | 1156.1429 | 107.9684 | 54.8541 | 2126.7875 | 567.8904 | 1770.7149 | 4929.3086 | 15710.3069 | 401.2366 | 1864.8203 | 1303.3542 | 3300.3841 | 813.2956 | 0.23063 | 0.02608 | 0.0024355 | 0.0012374 | 0.047975 | 0.01281 | 0.039943 | 0.11119 | 0.35438 | 0.0090509 | 0.042065 | 0.0294 | 0.074448 | 0.018346
West Lothian | S12000040 | 2035 | LW | domestic | 23841.7306 | 1395.9602 | 207.6295 | 260.506 | 3677.7925 | 0 | 6619.1075 | 14104.2986 | 39999.8972 | 523.0635 | 7288.89 | 91.419 | 171.7563 | 1390.5707 | 0.23944 | 0.01402 | 0.0020852 | 0.0026162 | 0.036936 | 0 | 0.066475 | 0.14165 | 0.40172 | 0.0052531 | 0.073202 | 0.00091811 | 0.0017249 | 0.013965
West Oxfordshire | E07000181 | 2035 | LW | domestic | 11545.0567 | 1192.5261 | 109.1395 | 73.612 | 2457.6028 | 996.8926 | 2642.9537 | 5467.6267 | 17716.1391 | 396.6433 | 2058.403 | 1466.2079 | 3845.015 | 750.8949 | 0.22763 | 0.023513 | 0.0021519 | 0.0014514 | 0.048456 | 0.019655 | 0.05211 | 0.1078 | 0.3493 | 0.0078205 | 0.040585 | 0.028909 | 0.075811 | 0.014805
West Suffolk | E07000245 | 2035 | LW | domestic | 18217.328 | 2506.3886 | 214.1492 | 142.4751 | 4346.7985 | 1748.5348 | 4038.7639 | 8876.5837 | 27134.3956 | 851.4557 | 3452.6507 | 2308.1613 | 6005.2372 | 1684.0593 | 0.22345 | 0.030743 | 0.0026267 | 0.0017476 | 0.053317 | 0.021447 | 0.049539 | 0.10888 | 0.33283 | 0.010444 | 0.04235 | 0.028312 | 0.07366 | 0.020656
Westminster | E09000033 | 2035 | LW | domestic | 41084.4626 | 3579.968 | 258.4784 | 1406.5539 | 20158.3083 | 7197.9451 | 7812.1377 | 18682.9821 | 64640.7648 | 800.4139 | 6663.5943 | 5665.9697 | 15599.0532 | 1017.6309 | 0.21116 | 0.0184 | 0.0013285 | 0.0072291 | 0.10361 | 0.036994 | 0.040151 | 0.096023 | 0.33223 | 0.0041138 | 0.034248 | 0.029121 | 0.080173 | 0.0052302
Wigan | E08000010 | 2035 | LW | domestic | 34279.3608 | 1526.1657 | 237.6001 | 193.0597 | 8690.0978 | 1784.4104 | 5505.1748 | 18963.3678 | 63294.9827 | 486.3553 | 7383.6079 | 1146.5386 | 2719.0491 | 765.2746 | 0.23323 | 0.010384 | 0.0016166 | 0.0013136 | 0.059126 | 0.012141 | 0.037457 | 0.12902 | 0.43065 | 0.0033091 | 0.050237 | 0.0078009 | 0.0185 | 0.0052068
Wiltshire | E06000054 | 2035 | LW | domestic | 54515.097 | 6226.5452 | 541.6359 | 339.1974 | 11478.3545 | 3778.0538 | 14371.7171 | 27456.9528 | 79361.6177 | 2156.6482 | 11083.1088 | 2108.0891 | 5474.9565 | 3746.9269 | 0.24486 | 0.027967 | 0.0024328 | 0.0015235 | 0.051556 | 0.016969 | 0.064552 | 0.12333 | 0.35646 | 0.0096868 | 0.049781 | 0.0094686 | 0.024591 | 0.01683
Winchester | E07000094 | 2035 | LW | domestic | 13246.6859 | 1183.5997 | 114.5129 | 81.9776 | 2788.4629 | 959.4598 | 2722.3362 | 6219.3138 | 20663.9981 | 391.652 | 2297.6279 | 1698.99 | 4421.4641 | 739.8996 | 0.23026 | 0.020574 | 0.0019905 | 0.001425 | 0.04847 | 0.016678 | 0.04732 | 0.10811 | 0.35919 | 0.0068078 | 0.039938 | 0.029532 | 0.076855 | 0.012861
Windsor and Maidenhead | E06000040 | 2035 | LW | domestic | 16224.7656 | 920.8472 | 103.0555 | 103.8797 | 3361.5048 | 1291.2049 | 3123.4059 | 7397.3734 | 26087.7368 | 278.9066 | 2627.1003 | 2109.2725 | 5538.6676 | 459.9052 | 0.23302 | 0.013225 | 0.0014801 | 0.0014919 | 0.048278 | 0.018544 | 0.044859 | 0.10624 | 0.37468 | 0.0040057 | 0.037731 | 0.030294 | 0.079547 | 0.0066052
Wirral | E08000015 | 2035 | LW | domestic | 37462.3965 | 1808.0301 | 267.1505 | 294.0528 | 10175.6034 | 1816.4382 | 6053.5128 | 20739.9576 | 68992.3452 | 569.8826 | 8089.9989 | 1279.7662 | 3029.697 | 907.5197 | 0.23198 | 0.011196 | 0.0016543 | 0.0018209 | 0.063012 | 0.011248 | 0.037486 | 0.12843 | 0.42723 | 0.003529 | 0.050097 | 0.0079249 | 0.018761 | 0.0056198
Woking | E07000217 | 2035 | LW | domestic | 10283.6162 | 680.1334 | 62.0063 | 116.1303 | 2534.7483 | 1978.7569 | 2353.6599 | 4642.4033 | 16322.1694 | 175.4459 | 1687.6358 | 1331.4357 | 3703.2808 | 222.2903 | 0.2231 | 0.014755 | 0.0013452 | 0.0025194 | 0.054991 | 0.042929 | 0.051062 | 0.10072 | 0.35411 | 0.0038063 | 0.036613 | 0.028885 | 0.080342 | 0.0048226
Wokingham | E06000041 | 2035 | LW | domestic | 15899.0087 | 791.1068 | 94.8878 | 114.6894 | 3333.6753 | 971.4336 | 2682.2728 | 7227.4163 | 25836.9841 | 235.8559 | 2539.0498 | 2070.0853 | 5359.0898 | 387.8653 | 0.23539 | 0.011713 | 0.0014048 | 0.001698 | 0.049356 | 0.014382 | 0.039712 | 0.107 | 0.38252 | 0.0034919 | 0.037591 | 0.030648 | 0.079343 | 0.0057425
Wolverhampton | E08000031 | 2035 | LW | domestic | 26653.9063 | 1385.4963 | 151.9899 | 292.1441 | 6600.9758 | 1875.5449 | 5703.6042 | 12038.603 | 42904.8886 | 378.969 | 4221.5645 | 3481.0795 | 9232.4707 | 546.561 | 0.23083 | 0.011999 | 0.0013163 | 0.0025301 | 0.057167 | 0.016243 | 0.049396 | 0.10426 | 0.37157 | 0.003282 | 0.036561 | 0.030148 | 0.079957 | 0.0047334
Worcester | E07000237 | 2035 | LW | domestic | 11127.5082 | 555.9688 | 62.5362 | 89.6764 | 2457.9499 | 1130.2121 | 2334.2686 | 5016.2475 | 17943.376 | 152.2199 | 1766.959 | 1448.3643 | 3881.3685 | 210.6234 | 0.23097 | 0.01154 | 0.001298 | 0.0018614 | 0.051019 | 0.023459 | 0.048452 | 0.10412 | 0.37244 | 0.0031596 | 0.036676 | 0.030063 | 0.080564 | 0.0043718
Worthing | E07000229 | 2035 | LW | domestic | 13052.0847 | 752.341 | 76.7274 | 107.058 | 2967.2198 | 1295.0799 | 3926.8141 | 5874.5756 | 20566.722 | 209.0394 | 2090.303 | 1686.2502 | 4660.4552 | 275.6295 | 0.22683 | 0.013075 | 0.0013335 | 0.0018606 | 0.051568 | 0.022507 | 0.068245 | 0.10209 | 0.35743 | 0.0036329 | 0.036328 | 0.029306 | 0.080995 | 0.0047902
Wrexham | W06000006 | 2035 | LW | domestic | 14263.4287 | 1924.7194 | 138.2496 | 47.2873 | 2619.0619 | 546.3913 | 2343.3909 | 7263.2174 | 26082.4611 | 633.2689 | 3507.7788 | 376.9981 | 963.5699 | 1324.2929 | 0.22993 | 0.031027 | 0.0022286 | 0.00076228 | 0.04222 | 0.0088079 | 0.037776 | 0.11708 | 0.42045 | 0.010208 | 0.056546 | 0.0060773 | 0.015533 | 0.021348
Wychavon | E07000238 | 2035 | LW | domestic | 13312.4334 | 1331.8666 | 126.0038 | 89.787 | 2879.8119 | 606.8703 | 2844.1953 | 6319.6957 | 20548.0315 | 451.4125 | 2355.4618 | 1697.6413 | 4369.293 | 881.8405 | 0.23026 | 0.023037 | 0.0021795 | 0.001553 | 0.049811 | 0.010497 | 0.049195 | 0.10931 | 0.35541 | 0.007808 | 0.040742 | 0.029364 | 0.075575 | 0.015253
Wycombe District | E07000007 | 2035 | LW | domestic | 18264.908 | 1192.3035 | 126.4698 | 107.0179 | 3712.8923 | 1234.1703 | 4156.9442 | 8378.3026 | 28971.9367 | 375.3397 | 3008.4699 | 2354.1981 | 6212.2166 | 642.215 | 0.23197 | 0.015143 | 0.0016062 | 0.0013592 | 0.047155 | 0.015675 | 0.052795 | 0.10641 | 0.36796 | 0.004767 | 0.038209 | 0.029899 | 0.078898 | 0.0081564
Wyre | E07000128 | 2035 | LW | domestic | 12583.574 | 751.056 | 101.3832 | 65.506 | 3175.6066 | 886.7751 | 2513.7266 | 6986.9304 | 22777.0711 | 248.114 | 2779.8243 | 408.5222 | 985.2776 | 401.8537 | 0.23019 | 0.013739 | 0.0018546 | 0.0011983 | 0.058092 | 0.016222 | 0.045984 | 0.12781 | 0.41666 | 0.0045388 | 0.050852 | 0.0074732 | 0.018024 | 0.0073512
Wyre Forest | E07000239 | 2035 | LW | domestic | 11579.0425 | 729.7799 | 79.6099 | 78.9526 | 2448.7863 | 739.7444 | 2137.8281 | 5320.8577 | 18547.0792 | 229.1621 | 1900.278 | 1501.0525 | 3899.5085 | 405.4922 | 0.23346 | 0.014714 | 0.0016051 | 0.0015919 | 0.049374 | 0.014915 | 0.043104 | 0.10728 | 0.37395 | 0.0046205 | 0.038314 | 0.030265 | 0.078624 | 0.0081757
York | E06000014 | 2035 | LW | domestic | 19889.7342 | 1256.9615 | 150.9808 | 152.3938 | 5005.4709 | 1776.4625 | 4668.5784 | 10543.0552 | 37177.5535 | 378.7866 | 4017.8924 | 2316.5181 | 5619.0957 | 555.2635 | 0.2127 | 0.013442 | 0.0016146 | 0.0016297 | 0.053529 | 0.018998 | 0.049927 | 0.11275 | 0.39758 | 0.0040508 | 0.042968 | 0.024773 | 0.060092 | 0.0059381

## EC.R.14
EC.R.14: Regional heat pump takeup in 2050
Return to: Main Menu
Return to: Chapter contents
Note: Two datasets presented here; 1. Number of buildings per LA on each technology model and 2. Proportion of buildings in each LA on each technology
ASHP takeup in charts above includes hybrid systems. Separated figures in table below.
Local_Authority | LA_Code | Year | Scenario | Sector | stock_ASHP | stock_Biofuel_boiler | stock_Biomass_boiler | stock_Community | stock_DH | stock_Electric_resistive | stock_Electric_storage | stock_GSHP | stock_Gas_boiler | stock_Hybrid_(ASHP+Biofuel_boiler) | stock_Hybrid_(ASHP+Electric_resistive) | stock_Hybrid_(ASHP+Hydrogen_boiler) | stock_Hydrogen_boiler | stock_Oil_boiler | stock_proportion_ASHP | stock_proportion_Biofuel_boiler | stock_proportion_Biomass_boiler | stock_proportion_Community | stock_proportion_DH | stock_proportion_Electric_resistive | stock_proportion_Electric_storage | stock_proportion_GSHP | stock_proportion_Gas_boiler | stock_proportion_Hybrid_(ASHP+Biofuel_boiler) | stock_proportion_Hybrid_(ASHP+Electric_resistive) | stock_proportion_Hybrid_(ASHP+Hydrogen_boiler) | stock_proportion_Hydrogen_boiler | stock_proportion_Oil_boiler
Aberdeen City | S12000033 | 2050 | CT | domestic | 36902.6677 | 1973.8868 | 945.2211 | 6.5762 | 27325.6131 | 0 | 6735.0798 | 38257.4601 | 25.7691 | 2154.904 | 28353.5408 | 0 | 0 | 14.2214 | 0.25861 | 0.013833 | 0.0066241 | 4.61e-05 | 0.1915 | 0 | 0.047199 | 0.26811 | 0.00018059 | 0.015101 | 0.1987 | 0 | 0 | 9.97e-05
Aberdeenshire | S12000034 | 2050 | CT | domestic | 26611.122 | 1437.9476 | 672.4995 | 4.6126 | 18412.2385 | 0 | 6071.9951 | 25956.8819 | 17.2162 | 1847.715 | 19989.8787 | 0 | 0 | 10.1019 | 0.26339 | 0.014233 | 0.0066563 | 4.57e-05 | 0.18224 | 0 | 0.0601 | 0.25692 | 0.0001704 | 0.018288 | 0.19786 | 0 | 0 | 0.0001
Adur | E07000223 | 2050 | CT | domestic | 8357.5243 | 545.1874 | 77.7619 | 0.34412 | 6137.1332 | 161.283 | 1780.9495 | 9062.2636 | 4.8218 | 450.1531 | 6372.8172 | 0 | 0 | 0.038439 | 0.25364 | 0.016546 | 0.00236 | 1.04e-05 | 0.18625 | 0.0048947 | 0.05405 | 0.27503 | 0.00014634 | 0.013662 | 0.19341 | 0 | 0 | 1.17e-06
Allerdale | E07000026 | 2050 | CT | domestic | 13224.3254 | 1117.7634 | 274.8666 | 0.46326 | 9656.3876 | 229.967 | 2139.5287 | 14468.7455 | 12.5531 | 909.3767 | 10216.7302 | 0 | 0 | 0.77233 | 0.25309 | 0.021392 | 0.0052605 | 8.87e-06 | 0.18481 | 0.0044012 | 0.040947 | 0.27691 | 0.00024024 | 0.017404 | 0.19553 | 0 | 0 | 1.48e-05
Amber Valley | E07000032 | 2050 | CT | domestic | 15951.1918 | 1034.6816 | 183.0828 | 0.5731 | 12284.5221 | 230.4635 | 2627.2612 | 17828.9407 | 9.0922 | 759.2917 | 12360.6107 | 0 | 0 | 0.16811 | 0.25211 | 0.016353 | 0.0028937 | 9.06e-06 | 0.19416 | 0.0036425 | 0.041525 | 0.28179 | 0.0001437 | 0.012001 | 0.19536 | 0 | 0 | 2.66e-06
Angus | S12000041 | 2050 | CT | domestic | 15538.3476 | 833.9816 | 394.6305 | 2.7655 | 11210.9145 | 0 | 3121.5491 | 15725.0858 | 10.5305 | 975.7596 | 11831.1059 | 0 | 0 | 5.9301 | 0.26049 | 0.013981 | 0.0066157 | 4.64e-05 | 0.18794 | 0 | 0.052331 | 0.26362 | 0.00017654 | 0.016358 | 0.19834 | 0 | 0 | 9.94e-05
Argyll and Bute | S12000035 | 2050 | CT | domestic | 9108.4197 | 497.6792 | 224.0462 | 1.5681 | 5744.5975 | 0 | 2617.0606 | 8160.8378 | 5.2891 | 761.6155 | 6639.3602 | 0 | 0 | 3.3518 | 0.26977 | 0.01474 | 0.0066357 | 4.64e-05 | 0.17014 | 0 | 0.077511 | 0.2417 | 0.00015665 | 0.022557 | 0.19664 | 0 | 0 | 9.93e-05
Arun | E07000224 | 2050 | CT | domestic | 21879.7351 | 1463.3687 | 209.2859 | 0.75574 | 15778.582 | 619.3268 | 4567.1018 | 23614.5142 | 12.5679 | 1231.471 | 16683.9493 | 0 | 0 | 0.099512 | 0.25424 | 0.017004 | 0.0024318 | 8.78e-06 | 0.18334 | 0.0071964 | 0.053068 | 0.27439 | 0.00014604 | 0.014309 | 0.19386 | 0 | 0 | 1.16e-06
Ashfield | E07000170 | 2050 | CT | domestic | 15717.1634 | 939.9545 | 149.7451 | 0.60676 | 12301.2898 | 202.9162 | 2313.306 | 17737.5414 | 9.1015 | 642.16 | 12256.639 | 0 | 0 | 0.13353 | 0.2524 | 0.015095 | 0.0024048 | 9.74e-06 | 0.19755 | 0.0032586 | 0.037149 | 0.28485 | 0.00014616 | 0.010312 | 0.19683 | 0 | 0 | 2.14e-06
Ashford | E07000105 | 2050 | CT | domestic | 15404.0066 | 1348.9051 | 305.7237 | 0.73772 | 11800.0038 | 420.8113 | 2760.1713 | 16867.119 | 8.2884 | 1114.6333 | 11812.4601 | 0 | 0 | 0.3008 | 0.24908 | 0.021812 | 0.0049435 | 1.19e-05 | 0.19081 | 0.0068045 | 0.044632 | 0.27274 | 0.00013402 | 0.018024 | 0.19101 | 0 | 0 | 4.86e-06
Aylesbury Vale District | E07000004 | 2050 | CT | domestic | 22851.8435 | 2002.5987 | 441.5697 | 0.98332 | 17209.6709 | 835.4803 | 4286.1254 | 24762.1786 | 12.1662 | 1695.0392 | 17451.5925 | 0 | 0 | 0.43218 | 0.24961 | 0.021874 | 0.0048233 | 1.07e-05 | 0.18798 | 0.009126 | 0.046817 | 0.27048 | 0.00013289 | 0.018515 | 0.19062 | 0 | 0 | 4.72e-06
Babergh | E07000200 | 2050 | CT | domestic | 11002.3948 | 1275.0423 | 342.298 | 0.47875 | 8148.2808 | 394.9657 | 2300.6988 | 11747.8929 | 5.506 | 1142.5826 | 8311.3676 | 0 | 0 | 0.34739 | 0.24629 | 0.028542 | 0.0076625 | 1.07e-05 | 0.1824 | 0.0088415 | 0.051502 | 0.26298 | 0.00012326 | 0.025577 | 0.18605 | 0 | 0 | 7.78e-06
Barking and Dagenham | E09000002 | 2050 | CT | domestic | 21673.5602 | 1442.0472 | 179.5248 | 2.2813 | 17658.84 | 830.009 | 4552.7745 | 23135.1046 | 11.5448 | 1179.6556 | 16416.7264 | 0 | 0 | 0.15415 | 0.24889 | 0.01656 | 0.0020616 | 2.62e-05 | 0.20278 | 0.0095313 | 0.052281 | 0.26567 | 0.00013257 | 0.013546 | 0.18852 | 0 | 0 | 1.77e-06
Barnet | E09000003 | 2050 | CT | domestic | 43967.558 | 3066.393 | 382.1729 | 4.9767 | 36296.3402 | 2362.115 | 8114.724 | 46971.9344 | 23.4173 | 2491.6602 | 33453.8079 | 0 | 0 | 0.33373 | 0.24821 | 0.017311 | 0.0021575 | 2.81e-05 | 0.20491 | 0.013335 | 0.045811 | 0.26518 | 0.0001322 | 0.014066 | 0.18886 | 0 | 0 | 1.88e-06
Barnsley | E08000016 | 2050 | CT | domestic | 30666.9022 | 1980.8631 | 351.0296 | 1.4416 | 24188.7328 | 676.5212 | 4092.8087 | 34097.0779 | 29.304 | 1397.5602 | 23917.8192 | 0 | 0 | 1.3637 | 0.25261 | 0.016317 | 0.0028915 | 1.19e-05 | 0.19925 | 0.0055726 | 0.033713 | 0.28086 | 0.00024138 | 0.011512 | 0.19701 | 0 | 0 | 1.12e-05
Barrow-in-Furness | E07000027 | 2050 | CT | domestic | 9573.5914 | 592.91 | 94.0842 | 0.28757 | 6982.2898 | 216.5033 | 1486.4469 | 10508.0768 | 9.4421 | 444.4745 | 7433.795 | 0 | 0 | 0.24217 | 0.25637 | 0.015878 | 0.0025195 | 7.7e-06 | 0.18698 | 0.0057978 | 0.039806 | 0.2814 | 0.00025285 | 0.011903 | 0.19907 | 0 | 0 | 6.49e-06
Basildon | E07000066 | 2050 | CT | domestic | 21474.0812 | 1368.8843 | 190.551 | 1.5352 | 16890.5119 | 609.8749 | 4107.9139 | 23397.9782 | 11.8783 | 1067.8988 | 16435.2706 | 0 | 0 | 0.16715 | 0.25099 | 0.016 | 0.0022272 | 1.79e-05 | 0.19742 | 0.0071283 | 0.048014 | 0.27348 | 0.00013883 | 0.012482 | 0.1921 | 0 | 0 | 1.95e-06
Basingstoke and Deane | E07000084 | 2050 | CT | domestic | 20362.2497 | 1623.6855 | 322.4234 | 0.91806 | 15419.6218 | 806.2213 | 3698.0411 | 22107.1688 | 10.9918 | 1345.854 | 15587.9481 | 0 | 0 | 0.30999 | 0.2505 | 0.019975 | 0.0039666 | 1.13e-05 | 0.1897 | 0.0099184 | 0.045495 | 0.27197 | 0.00013522 | 0.016557 | 0.19177 | 0 | 0 | 3.81e-06
Bassetlaw | E07000171 | 2050 | CT | domestic | 14030.2661 | 1272.6956 | 300.7327 | 0.59025 | 10792.615 | 412.3668 | 2177.4473 | 15519.0701 | 7.6144 | 1033.3804 | 10836.4791 | 0 | 0 | 0.29935 | 0.24884 | 0.022572 | 0.0053337 | 1.05e-05 | 0.19141 | 0.0073136 | 0.038618 | 0.27524 | 0.00013505 | 0.018328 | 0.19219 | 0 | 0 | 5.31e-06
Bath and North East Somerset | E06000022 | 2050 | CT | domestic | 24174.4272 | 1843.1383 | 309.5413 | 1.1799 | 17869.8046 | 703.1224 | 5007.1099 | 26033.9093 | 13.6626 | 1574.5629 | 18401.818 | 0 | 0 | 0.15123 | 0.25199 | 0.019213 | 0.0032267 | 1.23e-05 | 0.18627 | 0.0073294 | 0.052194 | 0.27138 | 0.00014242 | 0.016413 | 0.19182 | 0 | 0 | 1.58e-06
Bedford | E06000055 | 2050 | CT | domestic | 21016.4572 | 1523.2903 | 262.6027 | 1.025 | 15963.5719 | 826.8145 | 4053.8422 | 22700.1675 | 11.3693 | 1258.0805 | 16041.1467 | 0 | 0 | 0.24362 | 0.25122 | 0.018208 | 0.003139 | 1.23e-05 | 0.19082 | 0.0098832 | 0.048457 | 0.27134 | 0.0001359 | 0.015038 | 0.19175 | 0 | 0 | 2.91e-06
Bexley | E09000004 | 2050 | CT | domestic | 27378.4628 | 1720.5501 | 230.7 | 1.7614 | 21331.8836 | 922.9829 | 5238.8546 | 29714.4496 | 15.0331 | 1353.7735 | 20944.5622 | 0 | 0 | 0.20174 | 0.25152 | 0.015806 | 0.0021194 | 1.62e-05 | 0.19597 | 0.0084792 | 0.048128 | 0.27298 | 0.0001381 | 0.012437 | 0.19241 | 0 | 0 | 1.85e-06
Birmingham | E08000025 | 2050 | CT | domestic | 130899.856 | 8544.0197 | 1101.0261 | 7.0193 | 98840.4838 | 7518.7069 | 26184.2638 | 139190.3682 | 69.9958 | 7190.9513 | 99470.8759 | 0 | 0 | 0.95821 | 0.25221 | 0.016462 | 0.0021214 | 1.35e-05 | 0.19044 | 0.014486 | 0.05045 | 0.26818 | 0.00013486 | 0.013855 | 0.19165 | 0 | 0 | 1.85e-06
Blaby | E07000129 | 2050 | CT | domestic | 11225.9009 | 675.6573 | 105.5483 | 0.46695 | 8761.1807 | 151.3606 | 1735.8824 | 12620.1826 | 6.4917 | 471.0754 | 8731.1444 | 0 | 0 | 0.092886 | 0.25235 | 0.015188 | 0.0023727 | 1.05e-05 | 0.19695 | 0.0034025 | 0.039022 | 0.2837 | 0.00014593 | 0.01059 | 0.19627 | 0 | 0 | 2.09e-06
Blackburn with Darwen | E06000008 | 2050 | CT | domestic | 17494.2314 | 1049.0605 | 160.5434 | 0.79967 | 13210.0586 | 262.609 | 2599.4984 | 19380.8009 | 17.4267 | 747.5238 | 13622.6319 | 0 | 0 | 0.40658 | 0.25522 | 0.015305 | 0.0023421 | 1.17e-05 | 0.19272 | 0.0038312 | 0.037924 | 0.28274 | 0.00025424 | 0.010905 | 0.19874 | 0 | 0 | 5.93e-06
Blackpool | E06000009 | 2050 | CT | domestic | 21927.298 | 1573.6325 | 187.5005 | 1.1107 | 15561.5212 | 1542.1273 | 3973.7562 | 22686.5597 | 20.1444 | 1389.3399 | 16688.0652 | 0 | 0 | 0.46375 | 0.25631 | 0.018394 | 0.0021917 | 1.3e-05 | 0.1819 | 0.018026 | 0.046449 | 0.26518 | 0.00023546 | 0.01624 | 0.19506 | 0 | 0 | 5.42e-06
Blaenau Gwent | W06000019 | 2050 | CT | domestic | 7797.2111 | 447.2366 | 161.1256 | 0.42865 | 5971.2767 | 91.7418 | 630.1508 | 10215.8059 | 2.6233 | 507.977 | 7600.6477 | 0 | 0 | 0.34858 | 0.23326 | 0.01338 | 0.0048203 | 1.28e-05 | 0.17864 | 0.0027446 | 0.018852 | 0.30562 | 7.85e-05 | 0.015197 | 0.22738 | 0 | 0 | 1.04e-05
Bolsover | E07000033 | 2050 | CT | domestic | 9728.9246 | 671.326 | 129.2651 | 0.5556 | 7830.4122 | 89.513 | 1297.5675 | 11067.3611 | 5.6438 | 467.8965 | 7611.0444 | 0 | 0 | 0.12226 | 0.2501 | 0.017258 | 0.003323 | 1.43e-05 | 0.2013 | 0.0023011 | 0.033357 | 0.28451 | 0.00014509 | 0.012028 | 0.19566 | 0 | 0 | 3.14e-06
Bolton | E08000001 | 2050 | CT | domestic | 35389.5267 | 2209.1159 | 320.4188 | 1.4203 | 25945.0724 | 969.8192 | 5805.6577 | 38456.8627 | 34.5006 | 1705.6196 | 27351.9042 | 0 | 0 | 0.808 | 0.25609 | 0.015986 | 0.0023187 | 1.03e-05 | 0.18775 | 0.007018 | 0.042012 | 0.27829 | 0.00024966 | 0.012343 | 0.19793 | 0 | 0 | 5.85e-06
Boston | E07000136 | 2050 | CT | domestic | 8215.8365 | 832.2347 | 208.2652 | 0.45403 | 6310.1469 | 233.5755 | 1518.0709 | 8943.8049 | 4.3017 | 709.7111 | 6274.2409 | 0 | 0 | 0.20872 | 0.24709 | 0.025029 | 0.0062635 | 1.37e-05 | 0.18977 | 0.0070246 | 0.045655 | 0.26898 | 0.00012937 | 0.021344 | 0.18869 | 0 | 0 | 6.28e-06
Bournemouth, Christchurch and Poole | E06000058 | 2050 | CT | domestic | 58925.4827 | 3964.4501 | 514.4329 | 2.678 | 43070.2001 | 2136.8619 | 12462.3914 | 63060.2761 | 33.4746 | 3392.0124 | 44792.886 | 0 | 0 | 0.25533 | 0.2536 | 0.017062 | 0.002214 | 1.15e-05 | 0.18536 | 0.0091965 | 0.053635 | 0.2714 | 0.00014407 | 0.014598 | 0.19278 | 0 | 0 | 1.1e-06
Bracknell Forest | E06000036 | 2050 | CT | domestic | 13929.5145 | 862.9573 | 119.079 | 0.76868 | 10673.1718 | 357.9187 | 2904.324 | 15094.9385 | 7.6696 | 688.732 | 10617.1935 | 0 | 0 | 0.10295 | 0.25209 | 0.015617 | 0.002155 | 1.39e-05 | 0.19316 | 0.0064774 | 0.052561 | 0.27318 | 0.0001388 | 0.012464 | 0.19214 | 0 | 0 | 1.86e-06
Bradford | E08000032 | 2050 | CT | domestic | 62785.2223 | 3947.0606 | 532.0259 | 2.8992 | 47408.0243 | 2441.672 | 9564.5366 | 68140.6173 | 60.3769 | 3007.8052 | 48567.5328 | 0 | 0 | 1.4418 | 0.25475 | 0.016015 | 0.0021587 | 1.18e-05 | 0.19236 | 0.009907 | 0.038808 | 0.27648 | 0.00024498 | 0.012204 | 0.19706 | 0 | 0 | 5.85e-06
Braintree | E07000067 | 2050 | CT | domestic | 18642.0362 | 1652.6662 | 370.525 | 0.82152 | 13838.2118 | 555.0303 | 4185.5902 | 19921.5088 | 9.7106 | 1448.795 | 14081.9011 | 0 | 0 | 0.36534 | 0.24953 | 0.022122 | 0.0049597 | 1.1e-05 | 0.18523 | 0.0074294 | 0.056027 | 0.26666 | 0.00012998 | 0.019393 | 0.18849 | 0 | 0 | 4.89e-06
Breckland | E07000143 | 2050 | CT | domestic | 16151.0181 | 2127.6892 | 608.1718 | 0.69523 | 11787.0269 | 603.8971 | 3650.1618 | 17039.1962 | 7.7513 | 1955.8191 | 12104.3325 | 0 | 0 | 0.62446 | 0.24458 | 0.03222 | 0.0092096 | 1.05e-05 | 0.17849 | 0.0091449 | 0.055275 | 0.25803 | 0.00011738 | 0.029617 | 0.1833 | 0 | 0 | 9.46e-06
Brent | E09000005 | 2050 | CT | domestic | 39370.2177 | 2754.4923 | 392.5709 | 4.8234 | 33554.6295 | 1311.5429 | 6903.5758 | 42788.1252 | 21.1376 | 2122.4866 | 30132.8254 | 0 | 0 | 0.35903 | 0.24706 | 0.017285 | 0.0024635 | 3.03e-05 | 0.21056 | 0.0082302 | 0.043322 | 0.26851 | 0.00013264 | 0.013319 | 0.18909 | 0 | 0 | 2.25e-06
Brentwood | E07000068 | 2050 | CT | domestic | 9595.8544 | 623.5744 | 97.8342 | 0.4085 | 7354.791 | 294.3325 | 1628.3028 | 10571.6023 | 5.3908 | 476.8584 | 7400.3586 | 0 | 0 | 0.087523 | 0.25219 | 0.016389 | 0.0025712 | 1.07e-05 | 0.1933 | 0.0077355 | 0.042794 | 0.27784 | 0.00014168 | 0.012533 | 0.19449 | 0 | 0 | 2.3e-06
Bridgend | W06000013 | 2050 | CT | domestic | 14460.3143 | 798.8847 | 289.3404 | 0.48639 | 10818.6207 | 212.2961 | 1187.2824 | 18922.3382 | 4.869 | 918.8463 | 14086.9681 | 0 | 0 | 0.62944 | 0.23436 | 0.012948 | 0.0046894 | 7.88e-06 | 0.17534 | 0.0034407 | 0.019243 | 0.30668 | 7.89e-05 | 0.014892 | 0.22831 | 0 | 0 | 1.02e-05
Brighton and Hove | E06000043 | 2050 | CT | domestic | 46684.3376 | 3328.5475 | 424.3815 | 3.2141 | 35746.4683 | 2060.8138 | 9188.4468 | 49919.6452 | 26.3079 | 2821.8331 | 35534.2287 | 0 | 0 | 0.22814 | 0.25134 | 0.017921 | 0.0022848 | 1.73e-05 | 0.19246 | 0.011095 | 0.04947 | 0.26876 | 0.00014164 | 0.015193 | 0.19131 | 0 | 0 | 1.23e-06
Bristol, City of | E06000023 | 2050 | CT | domestic | 61187.2596 | 4360.4047 | 522.4431 | 3.3606 | 45205.9789 | 3465.8548 | 12144.7645 | 64767.2287 | 34.2457 | 3817.1214 | 46479.6495 | 0 | 0 | 0.26609 | 0.25285 | 0.018019 | 0.002159 | 1.39e-05 | 0.18681 | 0.014322 | 0.050187 | 0.26765 | 0.00014152 | 0.015774 | 0.19207 | 0 | 0 | 1.1e-06
Broadland | E07000144 | 2050 | CT | domestic | 15737.1647 | 1462.3836 | 353.6672 | 0.71057 | 11984.929 | 331.8832 | 2949.3399 | 17234.5877 | 8.4185 | 1224.3146 | 12041.2565 | 0 | 0 | 0.35145 | 0.2485 | 0.023092 | 0.0055846 | 1.12e-05 | 0.18925 | 0.0052406 | 0.046572 | 0.27214 | 0.00013293 | 0.019333 | 0.19014 | 0 | 0 | 5.55e-06
Bromley | E09000006 | 2050 | CT | domestic | 42620.9788 | 2631.9483 | 389.6323 | 2.4323 | 33621.6167 | 956.6708 | 7207.932 | 47170.8466 | 23.9138 | 1932.6773 | 32916.5572 | 0 | 0 | 0.34894 | 0.25149 | 0.01553 | 0.002299 | 1.44e-05 | 0.19839 | 0.0056449 | 0.042531 | 0.27833 | 0.00014111 | 0.011404 | 0.19423 | 0 | 0 | 2.06e-06
Bromsgrove | E07000234 | 2050 | CT | domestic | 11879.9543 | 787.9159 | 141.948 | 0.43499 | 9170.2728 | 193.8637 | 1874.6047 | 13305.5424 | 6.793 | 577.5575 | 9220.4509 | 0 | 0 | 0.13011 | 0.25191 | 0.016707 | 0.00301 | 9.22e-06 | 0.19445 | 0.0041108 | 0.03975 | 0.28214 | 0.00014404 | 0.012247 | 0.19552 | 0 | 0 | 2.76e-06
Broxbourne | E07000095 | 2050 | CT | domestic | 11392.9977 | 738.9424 | 103.5507 | 0.5741 | 8512.002 | 415.9944 | 2600.3199 | 12125.4903 | 6.1209 | 628.9904 | 8610.6572 | 0 | 0 | 0.091382 | 0.25242 | 0.016372 | 0.0022942 | 1.27e-05 | 0.18859 | 0.0092165 | 0.057611 | 0.26865 | 0.00013561 | 0.013936 | 0.19077 | 0 | 0 | 2.02e-06
Broxtowe | E07000172 | 2050 | CT | domestic | 13826.2544 | 829.8537 | 130.3082 | 0.44866 | 10626.9824 | 256.991 | 2253.6392 | 15426.751 | 7.8715 | 595.742 | 10722.7113 | 0 | 0 | 0.11617 | 0.25287 | 0.015177 | 0.0023832 | 8.21e-06 | 0.19436 | 0.0047001 | 0.041217 | 0.28214 | 0.00014396 | 0.010896 | 0.19611 | 0 | 0 | 2.12e-06
Burnley | E07000117 | 2050 | CT | domestic | 11709.2214 | 691.5582 | 99.7837 | 0.32054 | 8612.699 | 295.2877 | 1580.5272 | 12982.3792 | 11.7389 | 487.9283 | 9156.4617 | 0 | 0 | 0.24562 | 0.25662 | 0.015156 | 0.0021869 | 7.03e-06 | 0.18876 | 0.0064716 | 0.034639 | 0.28453 | 0.00025727 | 0.010694 | 0.20068 | 0 | 0 | 5.38e-06
Bury | E08000002 | 2050 | CT | domestic | 24003.4853 | 1503.2402 | 223.1712 | 0.69514 | 17419.3416 | 768.5639 | 3588.6811 | 26225.4153 | 23.5702 | 1138.4286 | 18643.972 | 0 | 0 | 0.56817 | 0.25661 | 0.016071 | 0.0023859 | 7.43e-06 | 0.18623 | 0.0082165 | 0.038366 | 0.28037 | 0.00025198 | 0.012171 | 0.19932 | 0 | 0 | 6.07e-06
Caerphilly | W06000018 | 2050 | CT | domestic | 18215.9323 | 1061.4606 | 395.4411 | 0.56249 | 13635.6947 | 142.7618 | 1464.0565 | 23925.827 | 6.1299 | 1201.7808 | 17770.1323 | 0 | 0 | 0.86823 | 0.23408 | 0.01364 | 0.0050814 | 7.23e-06 | 0.17522 | 0.0018345 | 0.018813 | 0.30745 | 7.88e-05 | 0.015443 | 0.22835 | 0 | 0 | 1.12e-05
Calderdale | E08000033 | 2050 | CT | domestic | 29166.9985 | 1915.2334 | 299.2829 | 0.8939 | 21045.4216 | 1018.9702 | 4504.0588 | 31679.2796 | 28.3932 | 1495.3265 | 22593.5864 | 0 | 0 | 0.76833 | 0.25642 | 0.016837 | 0.0026311 | 7.86e-06 | 0.18502 | 0.0089581 | 0.039597 | 0.2785 | 0.00024962 | 0.013146 | 0.19863 | 0 | 0 | 6.75e-06
Cambridge | E07000008 | 2050 | CT | domestic | 15964.4042 | 1097.568 | 135.7053 | 1.7191 | 12943.7432 | 851.4731 | 3159.1932 | 16964.9808 | 8.4636 | 910.4394 | 12109.2359 | 0 | 0 | 0.11791 | 0.24887 | 0.01711 | 0.0021155 | 2.68e-05 | 0.20178 | 0.013274 | 0.049249 | 0.26447 | 0.00013194 | 0.014193 | 0.18877 | 0 | 0 | 1.84e-06
Camden | E09000007 | 2050 | CT | domestic | 43198.9806 | 3349.8908 | 459.0348 | 7.6627 | 40044.1435 | 1865.261 | 7281.7271 | 46391.6082 | 22.2738 | 2604.4329 | 32852.5268 | 0 | 0 | 0.4153 | 0.24258 | 0.018811 | 0.0025777 | 4.3e-05 | 0.22487 | 0.010474 | 0.040891 | 0.26051 | 0.00012508 | 0.014625 | 0.18448 | 0 | 0 | 2.33e-06
Cannock Chase | E07000192 | 2050 | CT | domestic | 12245.6177 | 750.1151 | 112.0541 | 0.48626 | 9350.3399 | 287.9729 | 2220.3935 | 13486.4249 | 6.8806 | 567.5843 | 9427.3279 | 0 | 0 | 0.09996 | 0.25272 | 0.015481 | 0.0023125 | 1e-05 | 0.19297 | 0.0059431 | 0.045824 | 0.27833 | 0.000142 | 0.011714 | 0.19456 | 0 | 0 | 2.06e-06
Canterbury | E07000106 | 2050 | CT | domestic | 20243.0317 | 1354.4508 | 214.0726 | 0.96874 | 15416.6788 | 676.3906 | 3891.8658 | 21991.5926 | 11.1115 | 1088.1939 | 15485.5278 | 0 | 0 | 0.19209 | 0.25186 | 0.016852 | 0.0026635 | 1.21e-05 | 0.19181 | 0.0084155 | 0.048422 | 0.27362 | 0.00013825 | 0.013539 | 0.19267 | 0 | 0 | 2.39e-06
Cardiff | W06000015 | 2050 | CT | domestic | 38584.5358 | 2457.0674 | 678.6774 | 1.444 | 27691.6199 | 3561.3165 | 4699.0124 | 47862.2331 | 12.2697 | 3119.091 | 36784.264 | 0 | 0 | 1.4644 | 0.23321 | 0.014851 | 0.0041019 | 8.73e-06 | 0.16737 | 0.021525 | 0.028401 | 0.28928 | 7.42e-05 | 0.018852 | 0.22232 | 0 | 0 | 8.85e-06
Carlisle | E07000028 | 2050 | CT | domestic | 14308.901 | 1153.516 | 255.3896 | 0.40115 | 10267.7301 | 445.7267 | 2302.1022 | 15499.4396 | 13.5199 | 948.3 | 11042.6576 | 0 | 0 | 0.71472 | 0.25443 | 0.020511 | 0.0045412 | 7.13e-06 | 0.18258 | 0.0079257 | 0.040935 | 0.2756 | 0.0002404 | 0.016862 | 0.19635 | 0 | 0 | 1.27e-05
Carmarthenshire | W06000010 | 2050 | CT | domestic | 18785.9489 | 2743.1433 | 997.6022 | 0.70309 | 14156.698 | 665.2457 | 2217.094 | 23868.7536 | 5.442 | 2988.1657 | 18058.18 | 0 | 0 | 2.3417 | 0.22235 | 0.032467 | 0.011807 | 8.32e-06 | 0.16756 | 0.0078737 | 0.026241 | 0.28251 | 6.44e-05 | 0.035367 | 0.21373 | 0 | 0 | 2.77e-05
Castle Point | E07000069 | 2050 | CT | domestic | 10756.3505 | 666.2367 | 103.0789 | 0.41635 | 8254.2472 | 247.1734 | 1826.9058 | 11914.5976 | 6.0806 | 494.8805 | 8311.1713 | 0 | 0 | 0.093227 | 0.25261 | 0.015646 | 0.0024208 | 9.78e-06 | 0.19385 | 0.0058047 | 0.042904 | 0.27981 | 0.0001428 | 0.011622 | 0.19518 | 0 | 0 | 2.19e-06
Central Bedfordshire | E06000056 | 2050 | CT | domestic | 32715.8576 | 2292.4898 | 400.6244 | 1.4607 | 24965.5816 | 966.2388 | 5832.4082 | 35892.676 | 18.1863 | 1811.0901 | 25146.2246 | 0 | 0 | 0.36798 | 0.25158 | 0.017629 | 0.0030807 | 1.12e-05 | 0.19198 | 0.0074301 | 0.04485 | 0.27601 | 0.00013985 | 0.013927 | 0.19337 | 0 | 0 | 2.83e-06
Ceredigion | W06000008 | 2050 | CT | domestic | 7499.7547 | 1559.2891 | 528.585 | 0.36537 | 5366.5101 | 601.2528 | 1758.5641 | 8754.5379 | 1.7903 | 1760.924 | 6916.782 | 0 | 0 | 1.2533 | 0.21582 | 0.044872 | 0.015211 | 1.05e-05 | 0.15443 | 0.017302 | 0.050607 | 0.25193 | 5.15e-05 | 0.050675 | 0.19905 | 0 | 0 | 3.61e-05
Charnwood | E07000130 | 2050 | CT | domestic | 22420.5777 | 1358.1076 | 210.1679 | 0.90346 | 17376.4693 | 386.1128 | 3701.7221 | 24997.2298 | 12.7713 | 978.0195 | 17368.8201 | 0 | 0 | 0.18538 | 0.25245 | 0.015292 | 0.0023665 | 1.02e-05 | 0.19566 | 0.0043476 | 0.041681 | 0.28147 | 0.0001438 | 0.011012 | 0.19557 | 0 | 0 | 2.09e-06
Chelmsford | E07000070 | 2050 | CT | domestic | 20009.5806 | 1551.6161 | 288.7477 | 1.1448 | 15058.9653 | 666.2518 | 4552.5386 | 21309.8987 | 10.5783 | 1345.4454 | 15103.2373 | 0 | 0 | 0.27413 | 0.25044 | 0.01942 | 0.0036139 | 1.43e-05 | 0.18848 | 0.0083388 | 0.056979 | 0.26671 | 0.0001324 | 0.016839 | 0.18903 | 0 | 0 | 3.43e-06
Cheltenham | E07000078 | 2050 | CT | domestic | 17387.7982 | 1092.8973 | 149.4111 | 0.83319 | 13155.4712 | 660.8792 | 3628.6263 | 18672.041 | 9.4015 | 896.7656 | 13228.6999 | 0 | 0 | 0.13043 | 0.25243 | 0.015866 | 0.0021691 | 1.21e-05 | 0.19098 | 0.0095942 | 0.052678 | 0.27107 | 0.00013648 | 0.013019 | 0.19205 | 0 | 0 | 1.89e-06
Cherwell | E07000177 | 2050 | CT | domestic | 17259.3354 | 1596.3019 | 360.2873 | 0.9259 | 13015.279 | 651.4865 | 3576.7621 | 18474.2938 | 8.9672 | 1392.0215 | 13080.5961 | 0 | 0 | 0.35667 | 0.24863 | 0.022996 | 0.0051902 | 1.33e-05 | 0.1875 | 0.0093852 | 0.051526 | 0.26614 | 0.00012918 | 0.020053 | 0.18844 | 0 | 0 | 5.14e-06
Cheshire East | E06000049 | 2050 | CT | domestic | 48869.7023 | 3614.0014 | 767.1287 | 1.3554 | 37128.9031 | 1127.8461 | 7682.1282 | 53474.3225 | 48.1168 | 2860.0441 | 37797.9364 | 0 | 0 | 1.7103 | 0.25272 | 0.018689 | 0.0039671 | 7.01e-06 | 0.19201 | 0.0058325 | 0.039727 | 0.27653 | 0.00024883 | 0.01479 | 0.19547 | 0 | 0 | 8.84e-06
Cheshire West and Chester | E06000050 | 2050 | CT | domestic | 43737.1986 | 3082.8692 | 601.9968 | 2.0161 | 33401.222 | 941.9941 | 6827.578 | 47969.6678 | 41.8148 | 2369.5434 | 33857.2125 | 0 | 0 | 1.8398 | 0.25306 | 0.017837 | 0.0034831 | 1.17e-05 | 0.19326 | 0.0054503 | 0.039503 | 0.27755 | 0.00024194 | 0.01371 | 0.19589 | 0 | 0 | 1.06e-05
Chesterfield | E07000034 | 2050 | CT | domestic | 13705.4028 | 854.6602 | 129.7877 | 0.87583 | 11009.4026 | 283.4648 | 1972.138 | 15383.7011 | 7.8706 | 596.3628 | 10670.9668 | 0 | 0 | 0.11626 | 0.25095 | 0.015649 | 0.0023764 | 1.6e-05 | 0.20158 | 0.0051903 | 0.03611 | 0.28168 | 0.00014411 | 0.010919 | 0.19539 | 0 | 0 | 2.13e-06
Chichester | E07000225 | 2050 | CT | domestic | 16152.7229 | 1598.3425 | 357.0544 | 0.64747 | 11630.5229 | 465.1125 | 3595.6362 | 17206.312 | 8.7264 | 1440.4094 | 12199.7285 | 0 | 0 | 0.1721 | 0.24983 | 0.024721 | 0.0055224 | 1e-05 | 0.17988 | 0.0071937 | 0.055612 | 0.26612 | 0.00013497 | 0.022278 | 0.18869 | 0 | 0 | 2.66e-06
Chiltern District | E07000005 | 2050 | CT | domestic | 11487.8065 | 819.4345 | 150.5131 | 0.63512 | 8980.0234 | 246.9329 | 1927.1744 | 12731.7634 | 6.4439 | 628.6065 | 8866.8203 | 0 | 0 | 0.14028 | 0.25057 | 0.017874 | 0.003283 | 1.39e-05 | 0.19587 | 0.0053861 | 0.042036 | 0.27771 | 0.00014055 | 0.013711 | 0.1934 | 0 | 0 | 3.06e-06
Chorley | E07000118 | 2050 | CT | domestic | 13892.7063 | 860.785 | 142.2667 | 0.51002 | 10329.3073 | 236.7892 | 2004.3235 | 15409.3197 | 13.8721 | 619.8436 | 10834.6511 | 0 | 0 | 0.36275 | 0.25564 | 0.015839 | 0.0026179 | 9.38e-06 | 0.19007 | 0.0043572 | 0.036882 | 0.28355 | 0.00025526 | 0.011406 | 0.19937 | 0 | 0 | 6.67e-06
City of Edinburgh | S12000036 | 2050 | CT | domestic | 80313.3101 | 4293.2123 | 2060.6541 | 14.3099 | 59759.3279 | 0 | 14376.0485 | 83640.5681 | 56.3984 | 4622.6662 | 61813.5356 | 0 | 0 | 31.0108 | 0.25826 | 0.013805 | 0.0066263 | 4.6e-05 | 0.19216 | 0 | 0.046228 | 0.26896 | 0.00018136 | 0.014865 | 0.19877 | 0 | 0 | 9.97e-05
City of London | E09000001 | 2050 | CT | domestic | 2363.1763 | 260.7949 | 24.1206 | 0.43266 | 1883.8934 | 687.288 | 511.4004 | 2041.095 | 0.91825 | 280.8484 | 1680.9443 | 0 | 0 | 0.019599 | 0.24275 | 0.02679 | 0.0024777 | 4.44e-05 | 0.19352 | 0.0706 | 0.052533 | 0.20967 | 9.43e-05 | 0.02885 | 0.17267 | 0 | 0 | 2.01e-06
Clackmannanshire | S12000005 | 2050 | CT | domestic | 8258.7529 | 440.7072 | 212.5157 | 1.4745 | 6212.9219 | 0 | 1413.3521 | 8688.1312 | 5.8725 | 459.5865 | 6380.8245 | 0 | 0 | 3.1999 | 0.25746 | 0.013739 | 0.0066251 | 4.6e-05 | 0.19369 | 0 | 0.044061 | 0.27085 | 0.00018307 | 0.014327 | 0.19892 | 0 | 0 | 9.98e-05
Colchester | E07000071 | 2050 | CT | domestic | 22216.413 | 1744.9851 | 322.8196 | 0.83776 | 16182.5741 | 1073.3317 | 4948.7786 | 23477.0752 | 11.6344 | 1546.3546 | 16764.5496 | 0 | 0 | 0.30711 | 0.25163 | 0.019764 | 0.0036564 | 9.49e-06 | 0.18329 | 0.012157 | 0.056052 | 0.26591 | 0.00013177 | 0.017515 | 0.18988 | 0 | 0 | 3.48e-06
Conwy | W06000003 | 2050 | CT | domestic | 13514.1097 | 1127.5638 | 371.8458 | 0.57415 | 9886.2422 | 552.8106 | 1821.2407 | 17007.0095 | 4.2299 | 1329.1627 | 12916.8153 | 0 | 0 | 0.83343 | 0.23088 | 0.019264 | 0.0063528 | 9.81e-06 | 0.1689 | 0.0094445 | 0.031115 | 0.29056 | 7.23e-05 | 0.022708 | 0.22068 | 0 | 0 | 1.42e-05
Copeland | E07000029 | 2050 | CT | domestic | 9639.2224 | 719.608 | 157.4845 | 0.29105 | 7004.1828 | 160.1985 | 1555.8369 | 10573.9068 | 9.3214 | 569.2138 | 7462.1006 | 0 | 0 | 0.43244 | 0.25466 | 0.019011 | 0.0041606 | 7.69e-06 | 0.18504 | 0.0042323 | 0.041103 | 0.27935 | 0.00024626 | 0.015038 | 0.19714 | 0 | 0 | 1.14e-05
Corby | E07000150 | 2050 | CT | domestic | 8831.3126 | 513.5985 | 79.5162 | 0.32908 | 6927.1774 | 106.5195 | 1264.5589 | 9991.939 | 5.13 | 342.6267 | 6898.6411 | 0 | 0 | 0.07087 | 0.2526 | 0.01469 | 0.0022744 | 9.41e-06 | 0.19814 | 0.0030468 | 0.03617 | 0.2858 | 0.00014673 | 0.0098001 | 0.19732 | 0 | 0 | 2.03e-06
Cornwall | E06000052 | 2050 | CT | domestic | 75714.2258 | 9758.3108 | 2304.2387 | 1.9294 | 48762.4095 | 5760.5362 | 21700.8845 | 74547.9829 | 35.6008 | 9901.2698 | 55262.2987 | 0 | 0 | 1.1404 | 0.24926 | 0.032126 | 0.007586 | 6.35e-06 | 0.16053 | 0.018965 | 0.071443 | 0.24542 | 0.0001172 | 0.032597 | 0.18193 | 0 | 0 | 3.75e-06
Cotswold | E07000079 | 2050 | CT | domestic | 11935.0677 | 1419.5218 | 377.7332 | 0.57082 | 8689.2383 | 492.8386 | 2862.4958 | 12483.4247 | 5.7884 | 1314.0188 | 8912.0487 | 0 | 0 | 0.38364 | 0.24612 | 0.029273 | 0.0077894 | 1.18e-05 | 0.17918 | 0.010163 | 0.059029 | 0.25743 | 0.00011937 | 0.027097 | 0.18378 | 0 | 0 | 7.91e-06
County Durham | E06000047 | 2050 | CT | domestic | 68993.9485 | 4489.0221 | 872.0268 | 2.2562 | 51723.5567 | 813.2538 | 8806.6283 | 77581.9208 | 69.619 | 3131.4491 | 54160.2586 | 0 | 0 | 2.3133 | 0.25492 | 0.016586 | 0.003222 | 8.34e-06 | 0.19111 | 0.0030049 | 0.032539 | 0.28665 | 0.00025723 | 0.01157 | 0.20011 | 0 | 0 | 8.55e-06
Coventry | E08000026 | 2050 | CT | domestic | 41861.7454 | 2575.4353 | 363.0647 | 1.938 | 32153.5887 | 1337.3296 | 7762.2556 | 45677.1715 | 23.0739 | 1993.59 | 32129.1151 | 0 | 0 | 0.31958 | 0.25236 | 0.015526 | 0.0021887 | 1.17e-05 | 0.19384 | 0.0080621 | 0.046795 | 0.27537 | 0.0001391 | 0.012018 | 0.19369 | 0 | 0 | 1.93e-06
Craven | E07000163 | 2050 | CT | domestic | 8532.545 | 765.5776 | 181.9831 | 0.37725 | 6216.963 | 273.3529 | 1398.0277 | 9196.6417 | 7.9367 | 643.9247 | 6562.5815 | 0 | 0 | 0.5107 | 0.25259 | 0.022663 | 0.0053872 | 1.12e-05 | 0.18404 | 0.0080921 | 0.041386 | 0.27225 | 0.00023495 | 0.019062 | 0.19427 | 0 | 0 | 1.51e-05
Crawley | E07000226 | 2050 | CT | domestic | 14297.4172 | 912.8271 | 132.2418 | 0.46742 | 10554.8201 | 334.5559 | 2460.262 | 15792.8401 | 8.4471 | 704.22 | 11049.1773 | 0 | 0 | 0.06701 | 0.25419 | 0.016229 | 0.0023511 | 8.31e-06 | 0.18765 | 0.0059479 | 0.04374 | 0.28077 | 0.00015018 | 0.01252 | 0.19644 | 0 | 0 | 1.19e-06
Croydon | E09000008 | 2050 | CT | domestic | 47744.1688 | 3155.6657 | 435.0723 | 4.2258 | 38870.2458 | 1715.5414 | 8530.3142 | 51906.0845 | 25.9478 | 2443.9021 | 36577.1307 | 0 | 0 | 0.38747 | 0.24944 | 0.016487 | 0.002273 | 2.21e-05 | 0.20307 | 0.0089627 | 0.044566 | 0.27118 | 0.00013556 | 0.012768 | 0.19109 | 0 | 0 | 2.02e-06
Dacorum | E07000096 | 2050 | CT | domestic | 17885.1514 | 1189.841 | 171.3402 | 0.97503 | 13707.7589 | 815.246 | 3165.5455 | 19408.7356 | 9.8577 | 950.3348 | 13716.7294 | 0 | 0 | 0.15054 | 0.25183 | 0.016753 | 0.0024125 | 1.37e-05 | 0.19301 | 0.011479 | 0.044572 | 0.27328 | 0.0001388 | 0.013381 | 0.19313 | 0 | 0 | 2.12e-06
Darlington | E06000005 | 2050 | CT | domestic | 14051.768 | 890.1009 | 142.7641 | 0.64023 | 10473.0975 | 276.4599 | 2266.4104 | 15387.0999 | 13.7608 | 673.0018 | 10880.0252 | 0 | 0 | 0.36855 | 0.25523 | 0.016167 | 0.0025931 | 1.16e-05 | 0.19023 | 0.0050215 | 0.041166 | 0.27948 | 0.00024995 | 0.012224 | 0.19762 | 0 | 0 | 6.69e-06
Dartford | E07000107 | 2050 | CT | domestic | 12386.6466 | 744.0682 | 104.178 | 0.49764 | 9396.0087 | 304.0569 | 2387.5579 | 13558.694 | 6.928 | 573.4358 | 9500.2264 | 0 | 0 | 0.089271 | 0.25298 | 0.015197 | 0.0021277 | 1.02e-05 | 0.1919 | 0.00621 | 0.048763 | 0.27692 | 0.0001415 | 0.011712 | 0.19403 | 0 | 0 | 1.82e-06
Daventry | E07000151 | 2050 | CT | domestic | 9367.6596 | 936.2211 | 228.5731 | 0.35854 | 6930.3603 | 353.0624 | 1886.7734 | 10053.1348 | 4.8388 | 822.2706 | 7109.6907 | 0 | 0 | 0.22744 | 0.24852 | 0.024838 | 0.006064 | 9.51e-06 | 0.18386 | 0.0093667 | 0.050056 | 0.26671 | 0.00012837 | 0.021815 | 0.18862 | 0 | 0 | 6.03e-06
Denbighshire | W06000004 | 2050 | CT | domestic | 10444.5712 | 1011.4602 | 348.2132 | 0.34473 | 7634.0371 | 383.1325 | 1370.365 | 13191.8102 | 3.22 | 1161.7189 | 9999.4636 | 0 | 0 | 0.79569 | 0.2293 | 0.022206 | 0.0076448 | 7.57e-06 | 0.1676 | 0.0084114 | 0.030085 | 0.28962 | 7.07e-05 | 0.025505 | 0.21953 | 0 | 0 | 1.75e-05
Derby | E06000015 | 2050 | CT | domestic | 32843.9219 | 1982.5142 | 280.9284 | 1.3286 | 25095.6488 | 965.7488 | 6122.4876 | 35902.7332 | 18.1317 | 1524.0684 | 25225.9094 | 0 | 0 | 0.24458 | 0.25272 | 0.015254 | 0.0021616 | 1.02e-05 | 0.1931 | 0.0074309 | 0.047109 | 0.27625 | 0.00013951 | 0.011727 | 0.1941 | 0 | 0 | 1.88e-06
Derbyshire Dales | E07000035 | 2050 | CT | domestic | 10026.1094 | 932.5532 | 220.928 | 0.57985 | 7784.2117 | 231.5779 | 1742.2278 | 11034.9769 | 5.4227 | 769.5351 | 7697.814 | 0 | 0 | 0.21747 | 0.24789 | 0.023057 | 0.0054623 | 1.43e-05 | 0.19246 | 0.0057256 | 0.043075 | 0.27283 | 0.00013407 | 0.019026 | 0.19032 | 0 | 0 | 5.38e-06
Doncaster | E08000017 | 2050 | CT | domestic | 38122.1097 | 2397.1246 | 427.8369 | 1.6012 | 29671.0391 | 578.4918 | 4824.3034 | 42795.7558 | 37.8536 | 1638.7306 | 29890.3359 | 0 | 0 | 1.264 | 0.25349 | 0.01594 | 0.0028449 | 1.06e-05 | 0.1973 | 0.0038467 | 0.032079 | 0.28457 | 0.00025171 | 0.010897 | 0.19876 | 0 | 0 | 8.41e-06
Dorset | E06000059 | 2050 | CT | domestic | 51593.7435 | 4643.4094 | 971.2847 | 1.7296 | 37040.4329 | 1524.8055 | 10717.3573 | 55454.3887 | 28.5712 | 4085.2855 | 39219.648 | 0 | 0 | 0.46614 | 0.25133 | 0.02262 | 0.0047315 | 8.43e-06 | 0.18044 | 0.0074279 | 0.052208 | 0.27014 | 0.00013918 | 0.019901 | 0.19105 | 0 | 0 | 2.27e-06
Dover | E07000108 | 2050 | CT | domestic | 15341.2885 | 1081.8154 | 194.379 | 0.79588 | 11890.2 | 376.1955 | 2760.8404 | 16861.9708 | 8.4845 | 847.6925 | 11791.3129 | 0 | 0 | 0.18087 | 0.25086 | 0.01769 | 0.0031785 | 1.3e-05 | 0.19443 | 0.0061515 | 0.045145 | 0.27572 | 0.00013874 | 0.013861 | 0.19281 | 0 | 0 | 2.96e-06
Dudley | E08000027 | 2050 | CT | domestic | 40499.3198 | 2509.215 | 383.6441 | 1.723 | 31076.3251 | 938.9415 | 7425.1949 | 44532.4714 | 22.5857 | 1908.4503 | 31154.4677 | 0 | 0 | 0.34997 | 0.25241 | 0.015638 | 0.002391 | 1.07e-05 | 0.19368 | 0.0058518 | 0.046277 | 0.27754 | 0.00014076 | 0.011894 | 0.19417 | 0 | 0 | 2.18e-06
Dumfries and Galloway | S12000006 | 2050 | CT | domestic | 17567.1546 | 946.5409 | 439.7446 | 3.1508 | 12240.7626 | 0 | 3959.0036 | 17200.5134 | 11.4254 | 1205.3925 | 13213.779 | 0 | 0 | 6.5928 | 0.263 | 0.014171 | 0.0065836 | 4.72e-05 | 0.18326 | 0 | 0.059272 | 0.25752 | 0.00017106 | 0.018046 | 0.19783 | 0 | 0 | 9.87e-05
Dundee City | S12000042 | 2050 | CT | domestic | 22557.0792 | 1210.5841 | 580.2468 | 3.9149 | 16475.8185 | 0 | 4303.8429 | 23135.1109 | 15.5373 | 1364.4308 | 17261.9434 | 0 | 0 | 8.739 | 0.25952 | 0.013928 | 0.0066759 | 4.5e-05 | 0.18956 | 0 | 0.049517 | 0.26617 | 0.00017876 | 0.015698 | 0.1986 | 0 | 0 | 0.00010054
Ealing | E09000009 | 2050 | CT | domestic | 42534.6038 | 2911.3119 | 390.9604 | 4.9569 | 35864.2614 | 1535.0804 | 7773.7108 | 46011.2859 | 22.8084 | 2270.5656 | 32474.0909 | 0 | 0 | 0.34812 | 0.24759 | 0.016947 | 0.0022758 | 2.89e-05 | 0.20876 | 0.0089356 | 0.04525 | 0.26783 | 0.00013277 | 0.013217 | 0.18903 | 0 | 0 | 2.03e-06
East Ayrshire | S12000008 | 2050 | CT | domestic | 19528.7897 | 1042.4178 | 504.3751 | 3.461 | 14725.601 | 0 | 3300.2953 | 20600.4451 | 13.9314 | 1077.673 | 15104.1528 | 0 | 0 | 7.5988 | 0.25727 | 0.013733 | 0.0066445 | 4.56e-05 | 0.19399 | 0 | 0.043477 | 0.27138 | 0.00018353 | 0.014197 | 0.19898 | 0 | 0 | 0.0001001
East Cambridgeshire | E07000009 | 2050 | CT | domestic | 10031.6792 | 1051.4511 | 268.6786 | 0.51968 | 7602.3324 | 276.2505 | 1977.9001 | 10860.5797 | 5.2094 | 912.3513 | 7628.1994 | 0 | 0 | 0.26943 | 0.24699 | 0.025888 | 0.0066152 | 1.28e-05 | 0.18718 | 0.0068016 | 0.048698 | 0.2674 | 0.00012826 | 0.022463 | 0.18782 | 0 | 0 | 6.63e-06
East Devon | E07000040 | 2050 | CT | domestic | 19622.849 | 1943.4062 | 407.2089 | 1.2703 | 14940.9215 | 578.4983 | 4390.3594 | 20825.3513 | 10.5568 | 1742.3195 | 14784.008 | 0 | 0 | 0.1968 | 0.24762 | 0.024523 | 0.0051385 | 1.6e-05 | 0.18854 | 0.0072999 | 0.055401 | 0.26279 | 0.00013321 | 0.021986 | 0.18656 | 0 | 0 | 2.48e-06
East Dunbartonshire | S12000045 | 2050 | CT | domestic | 15843.5401 | 844.8344 | 406.9819 | 2.8508 | 11949.2067 | 0 | 2689.0555 | 16697.0215 | 11.2917 | 875.9783 | 12249.1241 | 0 | 0 | 6.1252 | 0.2573 | 0.01372 | 0.0066094 | 4.63e-05 | 0.19406 | 0 | 0.043671 | 0.27116 | 0.00018338 | 0.014226 | 0.19893 | 0 | 0 | 9.95e-05
East Hampshire | E07000085 | 2050 | CT | domestic | 15032.0344 | 1201.7057 | 246.3418 | 0.75193 | 11504.5046 | 406.1153 | 2850.0372 | 16397.8723 | 8.1589 | 987.9134 | 11498.7099 | 0 | 0 | 0.2368 | 0.24997 | 0.019984 | 0.0040965 | 1.25e-05 | 0.19131 | 0.0067535 | 0.047394 | 0.27269 | 0.00013568 | 0.016428 | 0.19122 | 0 | 0 | 3.94e-06
East Hertfordshire | E07000242 | 2050 | CT | domestic | 17021.4972 | 1337.4869 | 245.6507 | 0.76422 | 12516.2917 | 786.5843 | 3795.0181 | 18007.9062 | 8.9372 | 1180.7262 | 12843.4774 | 0 | 0 | 0.23207 | 0.25126 | 0.019743 | 0.0036261 | 1.13e-05 | 0.18476 | 0.011611 | 0.05602 | 0.26582 | 0.00013192 | 0.017429 | 0.18959 | 0 | 0 | 3.43e-06
East Lindsey | E07000137 | 2050 | CT | domestic | 18737.0973 | 2392.4379 | 664.445 | 0.94192 | 13863.6194 | 808.674 | 3967.7836 | 19831.3549 | 9.1154 | 2180.2441 | 14097.6176 | 0 | 0 | 0.68101 | 0.24476 | 0.031252 | 0.0086794 | 1.23e-05 | 0.1811 | 0.010563 | 0.05183 | 0.25905 | 0.00011907 | 0.02848 | 0.18415 | 0 | 0 | 8.9e-06
East Lothian | S12000010 | 2050 | CT | domestic | 15157.1923 | 811.4091 | 390.3939 | 2.6613 | 11232.9252 | 0 | 2744.342 | 15743.5841 | 10.6068 | 880.8003 | 11654.4195 | 0 | 0 | 5.8799 | 0.2585 | 0.013838 | 0.0066581 | 4.54e-05 | 0.19158 | 0 | 0.046804 | 0.26851 | 0.0001809 | 0.015022 | 0.19876 | 0 | 0 | 0.00010028
East Northamptonshire | E07000152 | 2050 | CT | domestic | 10988.6934 | 832.8249 | 166.7443 | 0.45295 | 8334.8419 | 238.7674 | 2088.5194 | 12044.8123 | 6.0391 | 673.436 | 8420.3837 | 0 | 0 | 0.15822 | 0.25091 | 0.019016 | 0.0038073 | 1.03e-05 | 0.19031 | 0.0054519 | 0.047688 | 0.27502 | 0.00013789 | 0.015377 | 0.19227 | 0 | 0 | 3.61e-06
East Renfrewshire | S12000011 | 2050 | CT | domestic | 12974.5135 | 693.7057 | 335.7983 | 2.2678 | 9716.8658 | 0 | 2247.0753 | 13613.7112 | 9.1934 | 729.7054 | 10014.6892 | 0 | 0 | 5.0617 | 0.25772 | 0.01378 | 0.0066703 | 4.5e-05 | 0.19301 | 0 | 0.044636 | 0.27042 | 0.00018262 | 0.014495 | 0.19893 | 0 | 0 | 0.00010054
East Riding of Yorkshire | E06000011 | 2050 | CT | domestic | 47136.7414 | 3714.3424 | 853.9568 | 1.4555 | 35160.4203 | 1133.1105 | 7390.8492 | 51565.6927 | 44.3195 | 2961.7402 | 36448.7133 | 0 | 0 | 2.7158 | 0.25286 | 0.019925 | 0.004581 | 7.81e-06 | 0.18861 | 0.0060785 | 0.039647 | 0.27662 | 0.00023775 | 0.015888 | 0.19553 | 0 | 0 | 1.46e-05
East Staffordshire | E07000193 | 2050 | CT | domestic | 14007.7381 | 1084.5023 | 215.1774 | 0.76058 | 10764.0359 | 351.549 | 2712.9723 | 15270.5977 | 7.6084 | 887.2151 | 10707.8692 | 0 | 0 | 0.20641 | 0.25009 | 0.019363 | 0.0038418 | 1.36e-05 | 0.19218 | 0.0062765 | 0.048437 | 0.27264 | 0.00013584 | 0.01584 | 0.19118 | 0 | 0 | 3.69e-06
East Suffolk | E07000244 | 2050 | CT | domestic | 33183.6811 | 2911.4409 | 637.8763 | 1.537 | 24685.949 | 1063.6764 | 7398.7091 | 35422.6991 | 17.3006 | 2552.3456 | 25067.6801 | 0 | 0 | 0.62422 | 0.24961 | 0.0219 | 0.0047981 | 1.16e-05 | 0.18569 | 0.008001 | 0.055653 | 0.26645 | 0.00013014 | 0.019199 | 0.18856 | 0 | 0 | 4.7e-06
Eastbourne | E07000061 | 2050 | CT | domestic | 15614.9656 | 1097.7593 | 133.8577 | 0.97436 | 11627.8661 | 696.8587 | 3430.8483 | 16499.1082 | 8.716 | 967.0514 | 11802.6801 | 0 | 0 | 0.067136 | 0.25234 | 0.01774 | 0.0021632 | 1.57e-05 | 0.18791 | 0.011261 | 0.055443 | 0.26663 | 0.00014085 | 0.015628 | 0.19073 | 0 | 0 | 1.08e-06
Eastleigh | E07000086 | 2050 | CT | domestic | 15131.4815 | 933.6706 | 128.2413 | 1.0425 | 11951.7882 | 329.7264 | 2803.7239 | 16625.4061 | 8.4876 | 704.9447 | 11621.0363 | 0 | 0 | 0.10997 | 0.25119 | 0.015499 | 0.0021289 | 1.73e-05 | 0.1984 | 0.0054736 | 0.046543 | 0.27599 | 0.0001409 | 0.011702 | 0.19291 | 0 | 0 | 1.83e-06
Eden | E07000030 | 2050 | CT | domestic | 7145.5613 | 1034.4209 | 326.01 | 0.24719 | 4840.3381 | 339.4416 | 1606.3389 | 7259.7699 | 5.5752 | 984.2529 | 5317.0964 | 0 | 0 | 0.96419 | 0.24759 | 0.035843 | 0.011296 | 8.57e-06 | 0.16772 | 0.011762 | 0.05566 | 0.25155 | 0.00019318 | 0.034104 | 0.18424 | 0 | 0 | 3.34e-05
Elmbridge | E07000207 | 2050 | CT | domestic | 17070.788 | 1085.6123 | 143.6038 | 1.2482 | 13542.3959 | 624.1955 | 2885.357 | 18696.947 | 9.527 | 826.3348 | 13139.4018 | 0 | 0 | 0.1238 | 0.25095 | 0.015959 | 0.002111 | 1.83e-05 | 0.19908 | 0.0091759 | 0.042416 | 0.27485 | 0.00014005 | 0.012147 | 0.19315 | 0 | 0 | 1.82e-06
Enfield | E09000010 | 2050 | CT | domestic | 33859.4836 | 2207.9394 | 280.7776 | 2.1389 | 25725.7964 | 1606.7629 | 7802.7679 | 35629.5161 | 17.7508 | 1913.1059 | 25501.9345 | 0 | 0 | 0.23951 | 0.25165 | 0.01641 | 0.0020868 | 1.59e-05 | 0.1912 | 0.011942 | 0.057992 | 0.26481 | 0.00013193 | 0.014219 | 0.18954 | 0 | 0 | 1.78e-06
Epping Forest | E07000072 | 2050 | CT | domestic | 16230.1755 | 1155.6924 | 204.1087 | 0.8367 | 12491.1343 | 464.4086 | 2912.6973 | 17790.36 | 8.9846 | 915.6879 | 12466.4345 | 0 | 0 | 0.18941 | 0.25108 | 0.017879 | 0.0031576 | 1.29e-05 | 0.19324 | 0.0071845 | 0.04506 | 0.27522 | 0.00013899 | 0.014166 | 0.19286 | 0 | 0 | 2.93e-06
Epsom and Ewell | E07000208 | 2050 | CT | domestic | 9388.6682 | 616.5367 | 83.7201 | 0.59604 | 7290.5603 | 445.4905 | 1655.1879 | 10168.2978 | 5.151 | 490.8513 | 7197.7331 | 0 | 0 | 0.073887 | 0.25142 | 0.01651 | 0.0022419 | 1.6e-05 | 0.19523 | 0.01193 | 0.044324 | 0.2723 | 0.00013794 | 0.013144 | 0.19275 | 0 | 0 | 1.98e-06
Erewash | E07000036 | 2050 | CT | domestic | 14279.7494 | 867.2819 | 131.186 | 0.47695 | 10943.0553 | 358.8174 | 2278.3038 | 15884.0976 | 8.1286 | 630.6606 | 11070.2001 | 0 | 0 | 0.11584 | 0.25295 | 0.015363 | 0.0023238 | 8.45e-06 | 0.19385 | 0.0063561 | 0.040358 | 0.28137 | 0.00014399 | 0.011172 | 0.1961 | 0 | 0 | 2.05e-06
Exeter | E07000041 | 2050 | CT | domestic | 16640.0134 | 1070.7909 | 142.5724 | 0.50565 | 11850.0539 | 492.1972 | 3647.2011 | 17859.9075 | 9.5044 | 914.1745 | 12648.4276 | 0 | 0 | 0.070273 | 0.25492 | 0.016404 | 0.0021842 | 7.75e-06 | 0.18154 | 0.0075403 | 0.055874 | 0.27361 | 0.0001456 | 0.014005 | 0.19377 | 0 | 0 | 1.08e-06
Falkirk | S12000014 | 2050 | CT | domestic | 24514.4576 | 1309.0467 | 627.3214 | 4.4147 | 18295.4748 | 0 | 4349.9578 | 25580.7761 | 17.2597 | 1400.6546 | 18881.5843 | 0 | 0 | 9.4358 | 0.25807 | 0.013781 | 0.0066041 | 4.65e-05 | 0.1926 | 0 | 0.045794 | 0.2693 | 0.0001817 | 0.014745 | 0.19877 | 0 | 0 | 9.93e-05
Fareham | E07000087 | 2050 | CT | domestic | 13684.6684 | 840.3301 | 127.1981 | 0.55832 | 10446.9507 | 284.916 | 2565.0991 | 15056.0592 | 7.6781 | 639.8201 | 10519.0459 | 0 | 0 | 0.11328 | 0.25261 | 0.015512 | 0.002348 | 1.03e-05 | 0.19285 | 0.0052594 | 0.047351 | 0.27793 | 0.00014174 | 0.011811 | 0.19418 | 0 | 0 | 2.09e-06
Fenland | E07000010 | 2050 | CT | domestic | 12056.853 | 1128.9834 | 267.1925 | 0.59285 | 9181.8063 | 349.7748 | 2292.2071 | 13098.0848 | 6.3589 | 958.3913 | 9202.2276 | 0 | 0 | 0.26501 | 0.24838 | 0.023258 | 0.0055043 | 1.22e-05 | 0.18915 | 0.0072055 | 0.04722 | 0.26983 | 0.000131 | 0.019743 | 0.18957 | 0 | 0 | 5.46e-06
Fife | S12000047 | 2050 | CT | domestic | 59217.9698 | 3160.7599 | 1522.4446 | 10.5912 | 44481.7642 | 0 | 10205.4567 | 62200.8678 | 42.0281 | 3312.8236 | 45725.5756 | 0 | 0 | 22.9181 | 0.25758 | 0.013748 | 0.0066221 | 4.61e-05 | 0.19348 | 0 | 0.04439 | 0.27055 | 0.00018281 | 0.01441 | 0.19889 | 0 | 0 | 9.97e-05
Flintshire | W06000005 | 2050 | CT | domestic | 15942.4876 | 1475.8699 | 529.824 | 0.77617 | 12069.481 | 319.1869 | 1698.5794 | 20532.5526 | 5.04 | 1648.3725 | 15407.068 | 0 | 0 | 1.2062 | 0.22896 | 0.021196 | 0.0076091 | 1.11e-05 | 0.17334 | 0.004584 | 0.024394 | 0.29488 | 7.24e-05 | 0.023673 | 0.22127 | 0 | 0 | 1.73e-05
Folkestone and Hythe | E07000112 | 2050 | CT | domestic | 15561.435 | 1160.0395 | 217.8638 | 0.6522 | 11700.2816 | 521.6712 | 3176.9083 | 16784.614 | 8.3305 | 970.9116 | 11850.3556 | 0 | 0 | 0.2055 | 0.25118 | 0.018724 | 0.0035166 | 1.05e-05 | 0.18886 | 0.0084204 | 0.051279 | 0.27092 | 0.00013447 | 0.015672 | 0.19128 | 0 | 0 | 3.32e-06
Forest of Dean | E07000080 | 2050 | CT | domestic | 10626.4436 | 1302.1402 | 369.1741 | 0.48727 | 7985.5217 | 270.5304 | 2110.681 | 11488.0524 | 5.3413 | 1151.3272 | 8062.7999 | 0 | 0 | 0.37776 | 0.245 | 0.030022 | 0.0085116 | 1.12e-05 | 0.18411 | 0.0062373 | 0.048664 | 0.26487 | 0.00012315 | 0.026545 | 0.18589 | 0 | 0 | 8.71e-06
Fylde | E07000119 | 2050 | CT | domestic | 12041.8276 | 820.4319 | 122.1874 | 0.40172 | 8426.6586 | 491.6171 | 2364.8544 | 12684.4697 | 11.2926 | 708.7276 | 9176.6022 | 0 | 0 | 0.30961 | 0.25703 | 0.017512 | 0.0026081 | 8.57e-06 | 0.17987 | 0.010494 | 0.050478 | 0.27075 | 0.00024104 | 0.015128 | 0.19587 | 0 | 0 | 6.61e-06
Gateshead | E08000037 | 2050 | CT | domestic | 27244.3021 | 1682.7217 | 256.6333 | 1.1496 | 20192.7016 | 563.8463 | 4375.6501 | 29833.1403 | 26.7686 | 1265.6357 | 21105.9998 | 0 | 0 | 0.65417 | 0.2557 | 0.015793 | 0.0024086 | 1.08e-05 | 0.18952 | 0.0052919 | 0.041067 | 0.27999 | 0.00025123 | 0.011878 | 0.19809 | 0 | 0 | 6.14e-06
Gedling | E07000173 | 2050 | CT | domestic | 14199.8196 | 876.2777 | 127.8391 | 0.78297 | 11111.4849 | 323.5778 | 2426.7089 | 15712.5776 | 8.0234 | 647.4668 | 10961.1721 | 0 | 0 | 0.11225 | 0.25179 | 0.015538 | 0.0022668 | 1.39e-05 | 0.19703 | 0.0057376 | 0.04303 | 0.27861 | 0.00014227 | 0.011481 | 0.19436 | 0 | 0 | 1.99e-06
Glasgow City | S12000049 | 2050 | CT | domestic | 94856.2976 | 5078.8036 | 2432.5971 | 16.7717 | 69948.0232 | 0 | 17552.3769 | 98017.4169 | 65.9632 | 5599.6061 | 72792.0475 | 0 | 0 | 36.611 | 0.25889 | 0.013861 | 0.0066392 | 4.58e-05 | 0.19091 | 0 | 0.047905 | 0.26752 | 0.00018003 | 0.015283 | 0.19867 | 0 | 0 | 9.99e-05
Gloucester | E07000081 | 2050 | CT | domestic | 16176.9805 | 1011.7162 | 134.9038 | 0.65959 | 12138.2997 | 705.0736 | 3179.6454 | 17417.5708 | 8.8165 | 822.9346 | 12346.6531 | 0 | 0 | 0.11726 | 0.25299 | 0.015822 | 0.0021097 | 1.03e-05 | 0.18983 | 0.011027 | 0.049726 | 0.27239 | 0.00013788 | 0.01287 | 0.19309 | 0 | 0 | 1.83e-06
Gosport | E07000088 | 2050 | CT | domestic | 10611.5574 | 688.3753 | 86.5509 | 0.46288 | 7691.096 | 554.1262 | 2649.6213 | 11042.3571 | 5.5461 | 623.3048 | 7944.6451 | 0 | 0 | 0.074193 | 0.25327 | 0.01643 | 0.0020658 | 1.1e-05 | 0.18357 | 0.013226 | 0.06324 | 0.26356 | 0.00013237 | 0.014877 | 0.18962 | 0 | 0 | 1.77e-06
Gravesham | E07000109 | 2050 | CT | domestic | 12496.5739 | 810.9288 | 134.8451 | 0.46433 | 9553.9732 | 340.0725 | 2208.8205 | 13749.3088 | 6.9261 | 622.6341 | 9627.0284 | 0 | 0 | 0.12248 | 0.25219 | 0.016365 | 0.0027213 | 9.37e-06 | 0.19281 | 0.006863 | 0.044576 | 0.27747 | 0.00013977 | 0.012565 | 0.19428 | 0 | 0 | 2.47e-06
Great Yarmouth | E07000145 | 2050 | CT | domestic | 12893.6032 | 1256.6155 | 289.3121 | 0.53189 | 9512.0095 | 703.8138 | 2580.1629 | 13672.9288 | 6.5626 | 1118.5081 | 9763.7329 | 0 | 0 | 0.29019 | 0.24892 | 0.02426 | 0.0055854 | 1.03e-05 | 0.18364 | 0.013588 | 0.049812 | 0.26397 | 0.0001267 | 0.021594 | 0.1885 | 0 | 0 | 5.6e-06
Greenwich | E09000011 | 2050 | CT | domestic | 34840.9175 | 2578.0603 | 307.0213 | 7.2446 | 32735.302 | 1177.1242 | 6067.3866 | 37646.1097 | 18.5213 | 1964.7408 | 26520.367 | 0 | 0 | 0.26658 | 0.24218 | 0.01792 | 0.0021341 | 5.04e-05 | 0.22754 | 0.0081823 | 0.042175 | 0.26168 | 0.00012874 | 0.013657 | 0.18434 | 0 | 0 | 1.85e-06
Guildford | E07000209 | 2050 | CT | domestic | 18330.7115 | 1269.2013 | 214.5284 | 0.9867 | 14178.9868 | 532.8531 | 3354.5476 | 20052.2555 | 10.1148 | 1002.9078 | 14064.4627 | 0 | 0 | 0.19715 | 0.25107 | 0.017384 | 0.0029383 | 1.35e-05 | 0.1942 | 0.0072982 | 0.045945 | 0.27464 | 0.00013854 | 0.013736 | 0.19263 | 0 | 0 | 2.7e-06
Gwynedd | W06000002 | 2050 | CT | domestic | 14445.849 | 1956.9135 | 652.4954 | 0.54777 | 10267.0963 | 757.2001 | 2832.6007 | 17484.2378 | 4.0333 | 2267.9167 | 13532.1422 | 0 | 0 | 1.5138 | 0.225 | 0.03048 | 0.010163 | 8.53e-06 | 0.15992 | 0.011794 | 0.04412 | 0.27233 | 6.28e-05 | 0.035324 | 0.21077 | 0 | 0 | 2.36e-05
Hackney | E09000012 | 2050 | CT | domestic | 37756.443 | 2761.1967 | 361.772 | 5.3572 | 33181.3676 | 1845.5242 | 6700.5505 | 40368.712 | 19.544 | 2191.3372 | 28710.9802 | 0 | 0 | 0.31899 | 0.24533 | 0.017941 | 0.0023506 | 3.48e-05 | 0.2156 | 0.011991 | 0.043537 | 0.2623 | 0.00012699 | 0.014238 | 0.18655 | 0 | 0 | 2.07e-06
Halton | E06000006 | 2050 | CT | domestic | 15510.6722 | 915.6526 | 138.6535 | 0.649 | 11974.2384 | 286.5909 | 2086.7467 | 17296.135 | 15.3909 | 626.6315 | 12127.6089 | 0 | 0 | 0.38613 | 0.25436 | 0.015016 | 0.0022738 | 1.06e-05 | 0.19637 | 0.0046998 | 0.034221 | 0.28364 | 0.0002524 | 0.010276 | 0.19888 | 0 | 0 | 6.33e-06
Hambleton | E07000164 | 2050 | CT | domestic | 11023.1672 | 1316.2379 | 395.4421 | 0.42397 | 7852.4333 | 310.5387 | 2070.933 | 11700.686 | 9.5126 | 1177.5439 | 8374.3167 | 0 | 0 | 1.1559 | 0.24921 | 0.029757 | 0.0089401 | 9.59e-06 | 0.17753 | 0.0070206 | 0.046819 | 0.26453 | 0.00021506 | 0.026622 | 0.18933 | 0 | 0 | 2.61e-05
Hammersmith and Fulham | E09000013 | 2050 | CT | domestic | 35336.2612 | 2416.2563 | 341.4526 | 3.5631 | 29830.0219 | 1443.5652 | 5710.3238 | 38430.4873 | 18.7475 | 1835.7842 | 27142.6723 | 0 | 0 | 0.30567 | 0.24796 | 0.016955 | 0.002396 | 2.5e-05 | 0.20932 | 0.01013 | 0.04007 | 0.26967 | 0.00013155 | 0.012882 | 0.19046 | 0 | 0 | 2.14e-06
Harborough | E07000131 | 2050 | CT | domestic | 10825.7773 | 887.5554 | 184.3835 | 0.60195 | 8367.3963 | 309.1966 | 1896.2438 | 11876.7334 | 5.9256 | 721.0153 | 8313.1326 | 0 | 0 | 0.17705 | 0.24951 | 0.020456 | 0.0042496 | 1.39e-05 | 0.19285 | 0.0071263 | 0.043704 | 0.27373 | 0.00013657 | 0.016618 | 0.1916 | 0 | 0 | 4.08e-06
Haringey | E09000014 | 2050 | CT | domestic | 34340.3043 | 2259.4608 | 287.8448 | 3.2582 | 28741.8056 | 1595.3384 | 5217.8857 | 37420.333 | 18.4127 | 1691.1401 | 26456.2718 | 0 | 0 | 0.24212 | 0.24878 | 0.016369 | 0.0020853 | 2.36e-05 | 0.20823 | 0.011558 | 0.037802 | 0.2711 | 0.00013339 | 0.012252 | 0.19167 | 0 | 0 | 1.75e-06
Harlow | E07000073 | 2050 | CT | domestic | 13202.9032 | 797.9705 | 113.9049 | 1.0032 | 10798.1141 | 192.1902 | 2021.7428 | 14794.906 | 7.5315 | 548.9788 | 10254.692 | 0 | 0 | 0.10083 | 0.25037 | 0.015132 | 0.00216 | 1.9e-05 | 0.20477 | 0.0036445 | 0.038338 | 0.28056 | 0.00014282 | 0.01041 | 0.19446 | 0 | 0 | 1.91e-06
Harrogate | E07000165 | 2050 | CT | domestic | 21216.3133 | 1826.1958 | 431.3794 | 0.71451 | 15340.2376 | 635.5359 | 3434.8395 | 22962.4016 | 19.8464 | 1517.4828 | 16351.5395 | 0 | 0 | 1.2187 | 0.25337 | 0.021809 | 0.0051516 | 8.53e-06 | 0.18319 | 0.0075896 | 0.041019 | 0.27422 | 0.00023701 | 0.018122 | 0.19527 | 0 | 0 | 1.46e-05
Harrow | E09000015 | 2050 | CT | domestic | 25880.779 | 1661.1313 | 235.435 | 1.9359 | 20752.2814 | 823.6409 | 4303.6989 | 28452.5234 | 14.3797 | 1246.5547 | 19950.3835 | 0 | 0 | 0.21177 | 0.25048 | 0.016077 | 0.0022786 | 1.87e-05 | 0.20085 | 0.0079715 | 0.041653 | 0.27537 | 0.00013917 | 0.012065 | 0.19309 | 0 | 0 | 2.05e-06
Hart | E07000089 | 2050 | CT | domestic | 11141.0569 | 749.2789 | 121.9375 | 0.82529 | 8884.4028 | 201.3659 | 2019.7658 | 12288.5236 | 6.2379 | 571.0171 | 8564.093 | 0 | 0 | 0.11046 | 0.25009 | 0.016819 | 0.0027372 | 1.85e-05 | 0.19943 | 0.0045201 | 0.045338 | 0.27585 | 0.00014003 | 0.012818 | 0.19224 | 0 | 0 | 2.48e-06
Hartlepool | E06000001 | 2050 | CT | domestic | 12235.9455 | 709.7366 | 101.5143 | 0.60621 | 9291.2469 | 154.001 | 1849.2551 | 13563.4947 | 12.2312 | 498.9769 | 9524.2297 | 0 | 0 | 0.24967 | 0.25523 | 0.014804 | 0.0021175 | 1.26e-05 | 0.1938 | 0.0032123 | 0.038573 | 0.28292 | 0.00025513 | 0.010408 | 0.19866 | 0 | 0 | 5.21e-06
Hastings | E07000062 | 2050 | CT | domestic | 14085.9298 | 955.2554 | 115.596 | 0.81851 | 10470.4055 | 539.903 | 3091.6311 | 14971.1879 | 7.9307 | 828.3552 | 10665.8952 | 0 | 0 | 0.057328 | 0.25274 | 0.01714 | 0.0020741 | 1.47e-05 | 0.18787 | 0.0096873 | 0.055472 | 0.26862 | 0.0001423 | 0.014863 | 0.19137 | 0 | 0 | 1.03e-06
Havant | E07000090 | 2050 | CT | domestic | 15211.5132 | 928.6544 | 131.5139 | 0.56729 | 11505.4725 | 458.6944 | 2814.4432 | 16645.2513 | 8.4954 | 717.6609 | 11684.3714 | 0 | 0 | 0.11524 | 0.25307 | 0.01545 | 0.002188 | 9.44e-06 | 0.19142 | 0.0076313 | 0.046824 | 0.27693 | 0.00014134 | 0.01194 | 0.19439 | 0 | 0 | 1.92e-06
Havering | E09000016 | 2050 | CT | domestic | 28609.4532 | 1808.7606 | 248.0407 | 2.2852 | 23056.7643 | 781.6623 | 4911.6315 | 31476.7943 | 15.9785 | 1350.0812 | 22028.8486 | 0 | 0 | 0.2177 | 0.25032 | 0.015826 | 0.0021703 | 2e-05 | 0.20174 | 0.0068393 | 0.042975 | 0.27541 | 0.00013981 | 0.011813 | 0.19274 | 0 | 0 | 1.9e-06
Herefordshire, County of | E06000019 | 2050 | CT | domestic | 23361.1905 | 2769.5149 | 760.9483 | 1.034 | 17305.355 | 733.0091 | 5102.2053 | 24897.1979 | 11.5559 | 2493.8977 | 17602.8595 | 0 | 0 | 0.77691 | 0.2458 | 0.029141 | 0.0080066 | 1.09e-05 | 0.18209 | 0.0077127 | 0.053685 | 0.26197 | 0.00012159 | 0.026241 | 0.18522 | 0 | 0 | 8.17e-06
Hertsmere | E07000098 | 2050 | CT | domestic | 12025.4842 | 768.9927 | 111.0807 | 0.66986 | 9336.5305 | 401.7319 | 2086.0625 | 13186.8321 | 6.7178 | 590.1193 | 9254.7375 | 0 | 0 | 0.09829 | 0.25174 | 0.016098 | 0.0023254 | 1.4e-05 | 0.19545 | 0.0084099 | 0.04367 | 0.27605 | 0.00014063 | 0.012354 | 0.19374 | 0 | 0 | 2.06e-06
High Peak | E07000037 | 2050 | CT | domestic | 12386.011 | 835.8499 | 145.527 | 0.64105 | 9692.3223 | 246.9608 | 2060.2444 | 13757.347 | 6.977 | 627.3071 | 9572.8117 | 0 | 0 | 0.13349 | 0.25107 | 0.016943 | 0.0029499 | 1.3e-05 | 0.19647 | 0.0050061 | 0.041763 | 0.27887 | 0.00014143 | 0.012716 | 0.19405 | 0 | 0 | 2.71e-06
Highland | S12000017 | 2050 | CT | domestic | 20040.3525 | 1099.7716 | 489.5904 | 3.4131 | 12206.5006 | 0 | 6166.9579 | 17406.5448 | 11.1777 | 1774.4498 | 14454.3163 | 0 | 0 | 7.3175 | 0.27206 | 0.01493 | 0.0066466 | 4.63e-05 | 0.16571 | 0 | 0.083721 | 0.23631 | 0.00015175 | 0.02409 | 0.19623 | 0 | 0 | 9.93e-05
Hillingdon | E09000017 | 2050 | CT | domestic | 31816.2 | 2073.6398 | 280.4402 | 2.5135 | 25248.2058 | 1117.9167 | 6068.8076 | 34457.5592 | 17.3904 | 1641.6224 | 24306.0526 | 0 | 0 | 0.24759 | 0.25046 | 0.016324 | 0.0022077 | 1.98e-05 | 0.19876 | 0.0088004 | 0.047774 | 0.27125 | 0.0001369 | 0.012923 | 0.19134 | 0 | 0 | 1.95e-06
Hinckley and Bosworth | E07000132 | 2050 | CT | domestic | 13785.3135 | 938.4107 | 173.9114 | 0.44299 | 10503.2451 | 271.7076 | 2333.6367 | 15315.2069 | 7.7652 | 712.9088 | 10654.8895 | 0 | 0 | 0.16158 | 0.25203 | 0.017156 | 0.0031795 | 8.1e-06 | 0.19202 | 0.0049675 | 0.042664 | 0.28 | 0.00014197 | 0.013034 | 0.1948 | 0 | 0 | 2.95e-06
Horsham | E07000227 | 2050 | CT | domestic | 16823.8839 | 1517.9884 | 311.0175 | 0.7373 | 12417.5285 | 536.567 | 3192.9338 | 18200.4502 | 9.3967 | 1308.1556 | 12850.8605 | 0 | 0 | 0.14909 | 0.25047 | 0.022599 | 0.0046303 | 1.1e-05 | 0.18487 | 0.0079882 | 0.047535 | 0.27096 | 0.00013989 | 0.019475 | 0.19132 | 0 | 0 | 2.22e-06
Hounslow | E09000018 | 2050 | CT | domestic | 31627.996 | 2274.8745 | 302.1605 | 3.6183 | 26123.7819 | 1679.0151 | 6202.8759 | 33573.2685 | 16.581 | 1887.249 | 23962.3299 | 0 | 0 | 0.27037 | 0.24776 | 0.017821 | 0.002367 | 2.83e-05 | 0.20465 | 0.013153 | 0.048591 | 0.263 | 0.00012989 | 0.014784 | 0.18771 | 0 | 0 | 2.12e-06
Huntingdonshire | E07000011 | 2050 | CT | domestic | 22533.1502 | 1779.1999 | 364.7608 | 0.97675 | 17173.4229 | 632.5156 | 3991.8638 | 24725.4681 | 12.352 | 1439.7122 | 17310.6001 | 0 | 0 | 0.35039 | 0.25047 | 0.019777 | 0.0040545 | 1.09e-05 | 0.19089 | 0.0070307 | 0.044372 | 0.27484 | 0.0001373 | 0.016003 | 0.19242 | 0 | 0 | 3.89e-06
Hyndburn | E07000120 | 2050 | CT | domestic | 10628.7034 | 647.9357 | 96.9238 | 0.47867 | 8030.2716 | 237.4342 | 1414.4717 | 11810.2812 | 10.6579 | 454.7975 | 8311.3425 | 0 | 0 | 0.24342 | 0.25523 | 0.015559 | 0.0023275 | 1.15e-05 | 0.19283 | 0.0057016 | 0.033966 | 0.2836 | 0.00025593 | 0.010921 | 0.19958 | 0 | 0 | 5.85e-06
Inverclyde | S12000018 | 2050 | CT | domestic | 12548.4951 | 670.6339 | 321.1399 | 2.2511 | 9326.8178 | 0 | 2261.0758 | 13048.1737 | 8.7959 | 725.4467 | 9652.2525 | 0 | 0 | 4.8307 | 0.25836 | 0.013808 | 0.0066119 | 4.63e-05 | 0.19203 | 0 | 0.046553 | 0.26865 | 0.0001811 | 0.014936 | 0.19873 | 0 | 0 | 9.95e-05
Ipswich | E07000202 | 2050 | CT | domestic | 17165.8706 | 1176.1763 | 136.1726 | 1.2985 | 12937.1514 | 1194.3025 | 3977.4343 | 17766.2799 | 8.9041 | 1063.0714 | 12863.4521 | 0 | 0 | 0.11511 | 0.25137 | 0.017223 | 0.001994 | 1.9e-05 | 0.18944 | 0.017489 | 0.058243 | 0.26016 | 0.00013039 | 0.015567 | 0.18836 | 0 | 0 | 1.69e-06
Isle of Anglesey | W06000001 | 2050 | CT | domestic | 7807.1558 | 1204.2787 | 411.77 | 0.19383 | 5514.2976 | 431.2897 | 1498.1971 | 9456.8407 | 2.1203 | 1371.7792 | 7320.3982 | 0 | 0 | 0.96462 | 0.22294 | 0.034389 | 0.011758 | 5.53e-06 | 0.15746 | 0.012316 | 0.042782 | 0.27005 | 6.05e-05 | 0.039172 | 0.20904 | 0 | 0 | 2.75e-05
Isle of Wight | E06000046 | 2050 | CT | domestic | 22537.9808 | 1707.53 | 275.7765 | 0.76405 | 16050.6224 | 838.3871 | 4894.9155 | 24003.567 | 12.6335 | 1509.251 | 17087.4461 | 0 | 0 | 0.12977 | 0.25347 | 0.019203 | 0.0031014 | 8.59e-06 | 0.18051 | 0.0094287 | 0.055049 | 0.26995 | 0.00014208 | 0.016973 | 0.19217 | 0 | 0 | 1.46e-06
Isles of Scilly | E06000053 | 2050 | CT | domestic | 343.8523 | 50.7467 | 7.5001 | 0.033061 | 213.5275 | 71.6112 | 139.794 | 271.3044 | 0.12263 | 60.3572 | 231.965 | 0 | 0 | 0.003403 | 0.24723 | 0.036487 | 0.0053926 | 2.38e-05 | 0.15353 | 0.051489 | 0.10051 | 0.19507 | 8.82e-05 | 0.043397 | 0.16678 | 0 | 0 | 2.45e-06
Islington | E09000019 | 2050 | CT | domestic | 33760.8949 | 2474.3592 | 303.9183 | 4.4545 | 29228.3567 | 2193.9101 | 5729.3195 | 35830.9836 | 17.3273 | 1996.0807 | 25667.7375 | 0 | 0 | 0.26173 | 0.24606 | 0.018034 | 0.002215 | 3.25e-05 | 0.21302 | 0.01599 | 0.041757 | 0.26114 | 0.00012628 | 0.014548 | 0.18707 | 0 | 0 | 1.91e-06
Kensington and Chelsea | E09000020 | 2050 | CT | domestic | 36192.8829 | 2762.7659 | 361.9108 | 5.8729 | 32866.5612 | 1976.6915 | 6024.6754 | 38642.595 | 18.5273 | 2178.8375 | 27522.6758 | 0 | 0 | 0.31805 | 0.24363 | 0.018598 | 0.0024362 | 3.95e-05 | 0.22124 | 0.013306 | 0.040555 | 0.26012 | 0.00012472 | 0.014667 | 0.18527 | 0 | 0 | 2.14e-06
Kettering | E07000153 | 2050 | CT | domestic | 12206.8753 | 774.2725 | 125.4378 | 0.38564 | 9276.7449 | 326.8476 | 2098.5255 | 13475.2869 | 6.8284 | 587.072 | 9423.7245 | 0 | 0 | 0.11123 | 0.25272 | 0.01603 | 0.0025969 | 7.98e-06 | 0.19206 | 0.0067667 | 0.043446 | 0.27898 | 0.00014137 | 0.012154 | 0.1951 | 0 | 0 | 2.3e-06
King's Lynn and West Norfolk | E07000146 | 2050 | CT | domestic | 19548.2692 | 2689.7132 | 771.0063 | 0.90719 | 14088.0949 | 861.5852 | 4850.9666 | 20253.6304 | 9.0457 | 2530.6459 | 14512.4331 | 0 | 0 | 0.79454 | 0.244 | 0.033572 | 0.0096235 | 1.13e-05 | 0.17584 | 0.010754 | 0.060548 | 0.2528 | 0.00011291 | 0.031587 | 0.18114 | 0 | 0 | 9.92e-06
Kingston upon Hull, City of | E06000010 | 2050 | CT | domestic | 37766.6111 | 2312.1029 | 328.3293 | 1.6894 | 28697.1772 | 1102.5499 | 5638.6119 | 41387.7458 | 36.7644 | 1704.4726 | 29312.3861 | 0 | 0 | 0.88492 | 0.25468 | 0.015592 | 0.0022141 | 1.14e-05 | 0.19352 | 0.0074351 | 0.038024 | 0.2791 | 0.00024792 | 0.011494 | 0.19767 | 0 | 0 | 5.97e-06
Kingston upon Thames | E09000021 | 2050 | CT | domestic | 22015.4556 | 1416.7562 | 192.2675 | 1.1364 | 16731.8383 | 1056.0744 | 4442.4183 | 23529.0476 | 11.7494 | 1174.0905 | 16753.5692 | 0 | 0 | 0.16935 | 0.25211 | 0.016224 | 0.0022018 | 1.3e-05 | 0.19161 | 0.012094 | 0.050872 | 0.26944 | 0.00013455 | 0.013445 | 0.19185 | 0 | 0 | 1.94e-06
Kirklees | E08000034 | 2050 | CT | domestic | 53334.1318 | 3358.2925 | 507.8163 | 2.3044 | 40686.0026 | 1659.7338 | 7494.4237 | 58657.3269 | 51.954 | 2455.8582 | 41492.7696 | 0 | 0 | 1.433 | 0.25433 | 0.016015 | 0.0024216 | 1.1e-05 | 0.19402 | 0.0079147 | 0.035738 | 0.27972 | 0.00024775 | 0.011711 | 0.19787 | 0 | 0 | 6.83e-06
Knowsley | E08000011 | 2050 | CT | domestic | 18546.0356 | 1113.0786 | 170.4673 | 0.61551 | 13834.7354 | 411.0648 | 2426.9503 | 20653.7756 | 18.6283 | 774.1286 | 14524.5562 | 0 | 0 | 0.43494 | 0.2559 | 0.015358 | 0.0023521 | 8.49e-06 | 0.19089 | 0.0056719 | 0.033487 | 0.28498 | 0.00025703 | 0.010681 | 0.20041 | 0 | 0 | 6e-06
Lambeth | E09000022 | 2050 | CT | domestic | 53994.8218 | 3726.8612 | 519.0582 | 6.1096 | 46252.4782 | 2043.147 | 8938.4638 | 58691.9462 | 28.6638 | 2831.1045 | 41404.4648 | 0 | 0 | 0.46593 | 0.24719 | 0.017061 | 0.0023762 | 2.8e-05 | 0.21174 | 0.0093535 | 0.04092 | 0.26869 | 0.00013122 | 0.012961 | 0.18955 | 0 | 0 | 2.13e-06
Lancaster | E07000121 | 2050 | CT | domestic | 19764.2812 | 1353.0197 | 232.938 | 0.78778 | 14355.7249 | 540.1349 | 3446.8481 | 21329.9884 | 18.9562 | 1092.3679 | 15206.7491 | 0 | 0 | 0.6115 | 0.25554 | 0.017494 | 0.0030118 | 1.02e-05 | 0.18561 | 0.0069837 | 0.044566 | 0.27579 | 0.0002451 | 0.014124 | 0.19662 | 0 | 0 | 7.91e-06
Leeds | E08000035 | 2050 | CT | domestic | 101848.2827 | 6874.0842 | 859.1442 | 4.1828 | 74065.0891 | 6411.707 | 17127.9531 | 107361.0172 | 94.6097 | 5749.3899 | 77971.3334 | 0 | 0 | 2.3146 | 0.25566 | 0.017256 | 0.0021567 | 1.05e-05 | 0.18592 | 0.016095 | 0.042995 | 0.2695 | 0.00023749 | 0.014432 | 0.19573 | 0 | 0 | 5.81e-06
Leicester | E06000016 | 2050 | CT | domestic | 37869.4123 | 2525.8262 | 307.6938 | 2.9732 | 29833.5002 | 2244.2736 | 7076.54 | 40361.9996 | 20.1982 | 2082.3065 | 28835.9225 | 0 | 0 | 0.26303 | 0.25052 | 0.01671 | 0.0020355 | 1.97e-05 | 0.19736 | 0.014847 | 0.046815 | 0.26701 | 0.00013362 | 0.013775 | 0.19076 | 0 | 0 | 1.74e-06
Lewes | E07000063 | 2050 | CT | domestic | 13068.485 | 1023.1003 | 181.9881 | 0.44066 | 9434.1744 | 423.947 | 2571.9945 | 14116.4679 | 7.4117 | 875.0727 | 9980.8365 | 0 | 0 | 0.086402 | 0.25285 | 0.019795 | 0.0035212 | 8.53e-06 | 0.18254 | 0.0082027 | 0.049764 | 0.27313 | 0.0001434 | 0.016931 | 0.19311 | 0 | 0 | 1.67e-06
Lewisham | E09000023 | 2050 | CT | domestic | 43025.7249 | 2895.1175 | 382.5213 | 4.2943 | 35730.2749 | 1794.6584 | 7641.2439 | 46479.8964 | 22.9434 | 2258.8557 | 32891.2621 | 0 | 0 | 0.33686 | 0.24852 | 0.016722 | 0.0022095 | 2.48e-05 | 0.20638 | 0.010366 | 0.044137 | 0.26847 | 0.00013252 | 0.013047 | 0.18998 | 0 | 0 | 1.95e-06
Lichfield | E07000194 | 2050 | CT | domestic | 12301.884 | 885.3134 | 169.4096 | 0.46847 | 9348.2421 | 264.9775 | 2245.2603 | 13545.7888 | 6.8282 | 699.4533 | 9456.3288 | 0 | 0 | 0.15926 | 0.25145 | 0.018096 | 0.0034627 | 9.58e-06 | 0.19108 | 0.0054161 | 0.045893 | 0.27687 | 0.00013957 | 0.014297 | 0.19329 | 0 | 0 | 3.26e-06
Lincoln | E07000138 | 2050 | CT | domestic | 14125.1676 | 862.6755 | 122.0392 | 0.56272 | 10783.959 | 455.4183 | 2505.7975 | 15474.8588 | 7.8457 | 659.0605 | 10871.2424 | 0 | 0 | 0.10767 | 0.25283 | 0.015441 | 0.0021844 | 1.01e-05 | 0.19302 | 0.0081516 | 0.044852 | 0.27699 | 0.00014043 | 0.011797 | 0.19459 | 0 | 0 | 1.93e-06
Liverpool | E08000012 | 2050 | CT | domestic | 68452.8504 | 4659.0996 | 599.6037 | 3.8231 | 51349.2293 | 4030.8648 | 10661.1025 | 72864.2614 | 64.2504 | 3772.5543 | 52643.4572 | 0 | 0 | 1.614 | 0.25437 | 0.017313 | 0.0022282 | 1.42e-05 | 0.19082 | 0.014979 | 0.039617 | 0.27077 | 0.00023876 | 0.014019 | 0.19563 | 0 | 0 | 6e-06
Luton | E06000032 | 2050 | CT | domestic | 23447.9623 | 1513.9298 | 203.7999 | 1.5265 | 18235.9637 | 984.9167 | 4559.9234 | 25248.7327 | 12.6916 | 1222.0577 | 17887.1055 | 0 | 0 | 0.17975 | 0.25127 | 0.016223 | 0.0021839 | 1.64e-05 | 0.19542 | 0.010554 | 0.048864 | 0.27056 | 0.000136 | 0.013096 | 0.19168 | 0 | 0 | 1.93e-06
Maidstone | E07000110 | 2050 | CT | domestic | 20288.5338 | 1470.6644 | 262.6759 | 0.79869 | 15304.8525 | 791.617 | 3667.3551 | 22076.3614 | 11.0934 | 1195.1869 | 15557.1002 | 0 | 0 | 0.24493 | 0.25164 | 0.01824 | 0.0032579 | 9.91e-06 | 0.18982 | 0.0098183 | 0.045486 | 0.27381 | 0.00013759 | 0.014824 | 0.19295 | 0 | 0 | 3.04e-06
Maldon | E07000074 | 2050 | CT | domestic | 7378.7935 | 852.1965 | 225.6436 | 0.32863 | 5438.1173 | 295.5325 | 1569.2139 | 7839.7959 | 3.6793 | 769.0383 | 5563.5148 | 0 | 0 | 0.22921 | 0.24648 | 0.028467 | 0.0075375 | 1.1e-05 | 0.18166 | 0.0098721 | 0.052419 | 0.26188 | 0.0001229 | 0.025689 | 0.18585 | 0 | 0 | 7.66e-06
Malvern Hills | E07000235 | 2050 | CT | domestic | 9914.4144 | 1114.3695 | 295.5341 | 0.54217 | 7522.9259 | 301.0934 | 1958.8747 | 10692.6769 | 5.0525 | 978.3416 | 7526.0021 | 0 | 0 | 0.29954 | 0.24595 | 0.027645 | 0.0073315 | 1.35e-05 | 0.18663 | 0.0074694 | 0.048595 | 0.26526 | 0.00012534 | 0.02427 | 0.1867 | 0 | 0 | 7.43e-06
Manchester | E08000003 | 2050 | CT | domestic | 66636.8805 | 5045.4879 | 508.7486 | 6.3876 | 50311.5722 | 5981.9728 | 12734.0857 | 67403.3771 | 58.7277 | 4578.3814 | 50144.3579 | 0 | 0 | 1.2927 | 0.25298 | 0.019154 | 0.0019314 | 2.42e-05 | 0.191 | 0.02271 | 0.048343 | 0.25589 | 0.00022295 | 0.017381 | 0.19037 | 0 | 0 | 4.91e-06
Mansfield | E07000174 | 2050 | CT | domestic | 13406.5647 | 860.5785 | 134.6011 | 1.1805 | 11139.0763 | 189.5848 | 1865.3876 | 15129.8185 | 7.7235 | 588.4551 | 10453.0077 | 0 | 0 | 0.12182 | 0.2493 | 0.016003 | 0.002503 | 2.2e-05 | 0.20714 | 0.0035254 | 0.034688 | 0.28135 | 0.00014362 | 0.010943 | 0.19438 | 0 | 0 | 2.27e-06
Medway | E06000035 | 2050 | CT | domestic | 32315.1438 | 1995.5467 | 290.1104 | 1.5615 | 25117.5596 | 956.4019 | 5456.7679 | 35618.3109 | 18.064 | 1490.1748 | 24939.2892 | 0 | 0 | 0.25583 | 0.25207 | 0.015566 | 0.002263 | 1.22e-05 | 0.19593 | 0.0074603 | 0.042565 | 0.27784 | 0.00014091 | 0.011624 | 0.19454 | 0 | 0 | 2e-06
Melton | E07000133 | 2050 | CT | domestic | 6245.8404 | 555.1572 | 128.4149 | 0.29763 | 4770.5424 | 142.8847 | 1152.3538 | 6847.6521 | 3.3759 | 460.3196 | 4784.1317 | 0 | 0 | 0.12571 | 0.24893 | 0.022126 | 0.0051179 | 1.19e-05 | 0.19013 | 0.0056946 | 0.045927 | 0.27291 | 0.00013455 | 0.018346 | 0.19067 | 0 | 0 | 5.01e-06
Mendip | E07000187 | 2050 | CT | domestic | 14521.6221 | 1384.0578 | 314.7949 | 0.37658 | 10344.7308 | 375.3645 | 2940.821 | 15695.3486 | 8.0168 | 1213.8772 | 11062.4268 | 0 | 0 | 0.15299 | 0.25097 | 0.02392 | 0.0054405 | 6.51e-06 | 0.17878 | 0.0064873 | 0.050825 | 0.27126 | 0.00013855 | 0.020979 | 0.19119 | 0 | 0 | 2.64e-06
Merthyr Tydfil | W06000024 | 2050 | CT | domestic | 6425.6846 | 341.376 | 126.3275 | 0.31047 | 4926.1229 | 62.6276 | 445.3779 | 8476.9764 | 2.1869 | 383.9675 | 6286.8091 | 0 | 0 | 0.27283 | 0.23385 | 0.012424 | 0.0045974 | 1.13e-05 | 0.17927 | 0.0022792 | 0.016209 | 0.3085 | 7.96e-05 | 0.013974 | 0.22879 | 0 | 0 | 9.93e-06
Merton | E09000024 | 2050 | CT | domestic | 26321.9416 | 1646.2835 | 218.198 | 1.5076 | 20533.4062 | 1103.3435 | 4544.3661 | 28642.6034 | 14.3809 | 1272.1992 | 20233.7119 | 0 | 0 | 0.18946 | 0.25181 | 0.015749 | 0.0020874 | 1.44e-05 | 0.19643 | 0.010555 | 0.043473 | 0.27401 | 0.00013757 | 0.01217 | 0.19356 | 0 | 0 | 1.81e-06
Mid Devon | E07000042 | 2050 | CT | domestic | 9643.596 | 1228.5522 | 322.3486 | 0.20151 | 6584.9243 | 402.1331 | 2194.2861 | 10109.2238 | 4.8905 | 1153.4304 | 7232.9553 | 0 | 0 | 0.15782 | 0.24806 | 0.031601 | 0.0082916 | 5.18e-06 | 0.16938 | 0.010344 | 0.056442 | 0.26003 | 0.0001258 | 0.029669 | 0.18605 | 0 | 0 | 4.06e-06
Mid Suffolk | E07000203 | 2050 | CT | domestic | 11204.9251 | 1724.1117 | 522.0774 | 0.50791 | 8096.7756 | 477.586 | 2632.2727 | 11676.2371 | 5.0882 | 1615.6131 | 8338.2981 | 0 | 0 | 0.5412 | 0.24204 | 0.037243 | 0.011277 | 1.1e-05 | 0.1749 | 0.010316 | 0.05686 | 0.25222 | 0.00010991 | 0.034899 | 0.18012 | 0 | 0 | 1.17e-05
Mid Sussex | E07000228 | 2050 | CT | domestic | 17788.6047 | 1345.3499 | 238.2099 | 0.62973 | 13031.3555 | 475.6129 | 3305.4894 | 19420.3985 | 10.2372 | 1112.3829 | 13653.0602 | 0 | 0 | 0.11286 | 0.25275 | 0.019115 | 0.0033846 | 8.95e-06 | 0.18515 | 0.0067576 | 0.046965 | 0.27593 | 0.00014545 | 0.015805 | 0.19399 | 0 | 0 | 1.6e-06
Middlesbrough | E06000002 | 2050 | CT | domestic | 17571.5386 | 1054.5365 | 140.7128 | 0.97588 | 13521.9543 | 431.2394 | 2807.2045 | 19199.6302 | 17.0406 | 781.7354 | 13593.4104 | 0 | 0 | 0.37413 | 0.25422 | 0.015257 | 0.0020358 | 1.41e-05 | 0.19563 | 0.006239 | 0.040613 | 0.27777 | 0.00024654 | 0.01131 | 0.19666 | 0 | 0 | 5.41e-06
Midlothian | S12000019 | 2050 | CT | domestic | 13481.2333 | 719.253 | 347.1076 | 2.4094 | 10162.2084 | 0 | 2287.9861 | 14207.7857 | 9.6073 | 745.7663 | 10422.9496 | 0 | 0 | 5.2264 | 0.25732 | 0.013728 | 0.0066253 | 4.6e-05 | 0.19397 | 0 | 0.043671 | 0.27118 | 0.00018338 | 0.014234 | 0.19894 | 0 | 0 | 9.98e-05
Milton Keynes | E06000042 | 2050 | CT | domestic | 30472.7049 | 1882.0602 | 259.2864 | 2.3354 | 24558.129 | 578.6987 | 5299.1768 | 33706.0612 | 17.1858 | 1376.5577 | 23484.1738 | 0 | 0 | 0.22165 | 0.25052 | 0.015473 | 0.0021316 | 1.92e-05 | 0.2019 | 0.0047576 | 0.043566 | 0.2771 | 0.00014129 | 0.011317 | 0.19307 | 0 | 0 | 1.82e-06
Mole Valley | E07000210 | 2050 | CT | domestic | 11267.3421 | 806.3812 | 138.7416 | 0.75064 | 8813.9004 | 318.8967 | 2076.6648 | 12317.428 | 6.2163 | 641.2408 | 8635.695 | 0 | 0 | 0.1275 | 0.25026 | 0.01791 | 0.0030815 | 1.67e-05 | 0.19576 | 0.0070829 | 0.046124 | 0.27358 | 0.00013807 | 0.014242 | 0.1918 | 0 | 0 | 2.83e-06
Monmouthshire | W06000021 | 2050 | CT | domestic | 9265.6139 | 993.9693 | 356.3105 | 0.30356 | 6887.3876 | 289.5575 | 1024.2838 | 11851.8619 | 2.8534 | 1106.0847 | 8931.627 | 0 | 0 | 0.82144 | 0.2276 | 0.024415 | 0.0087523 | 7.46e-06 | 0.16918 | 0.0071126 | 0.02516 | 0.29112 | 7.01e-05 | 0.027169 | 0.21939 | 0 | 0 | 2.02e-05
Moray | S12000020 | 2050 | CT | domestic | 11833.1768 | 635.0554 | 298.985 | 2.1281 | 8503.7329 | 0 | 2417.361 | 11921.2668 | 7.9757 | 752.2986 | 8994.6212 | 0 | 0 | 4.4881 | 0.26081 | 0.013997 | 0.0065898 | 4.69e-05 | 0.18743 | 0 | 0.05328 | 0.26275 | 0.00017579 | 0.016581 | 0.19825 | 0 | 0 | 9.89e-05
Na h-Eileanan Siar | S12000013 | 2050 | CT | domestic | 1394.7238 | 79.9374 | 31.0826 | 0.21845 | 530.5745 | 0 | 733.5506 | 803.1619 | 0.4369 | 197.315 | 891.6154 | 0 | 0 | 0.45749 | 0.2991 | 0.017143 | 0.0066657 | 4.68e-05 | 0.11378 | 0 | 0.15731 | 0.17224 | 9.37e-05 | 0.042314 | 0.19121 | 0 | 0 | 9.81e-05
Neath Port Talbot | W06000012 | 2050 | CT | domestic | 14869.5777 | 947.3836 | 346.523 | 0.68413 | 11331.2587 | 216.6225 | 1135.9914 | 19503.5132 | 4.9685 | 1061.0919 | 14509.095 | 0 | 0 | 0.76275 | 0.2326 | 0.01482 | 0.0054206 | 1.07e-05 | 0.17725 | 0.0033886 | 0.01777 | 0.30509 | 7.77e-05 | 0.016598 | 0.22696 | 0 | 0 | 1.19e-05
New Forest | E07000091 | 2050 | CT | domestic | 23408.5492 | 1721.5265 | 332.8354 | 1.1895 | 17993.5265 | 423.3483 | 4543.561 | 25668.1729 | 12.8857 | 1378.7693 | 17924.8329 | 0 | 0 | 0.31558 | 0.2506 | 0.01843 | 0.0035632 | 1.27e-05 | 0.19263 | 0.0045322 | 0.048641 | 0.27479 | 0.00013795 | 0.01476 | 0.1919 | 0 | 0 | 3.38e-06
Newark and Sherwood | E07000175 | 2050 | CT | domestic | 14729.5791 | 1206.5752 | 271.7725 | 0.46137 | 11251.5654 | 335.0723 | 2306.3958 | 16392.5413 | 8.14 | 950.8859 | 11404.247 | 0 | 0 | 0.26466 | 0.25026 | 0.0205 | 0.0046175 | 7.84e-06 | 0.19117 | 0.0056929 | 0.039186 | 0.27851 | 0.0001383 | 0.016156 | 0.19376 | 0 | 0 | 4.5e-06
Newcastle upon Tyne | E08000021 | 2050 | CT | domestic | 35820.1028 | 2380.5685 | 305.5743 | 3.3915 | 27938.7314 | 1051.524 | 6556.6751 | 38263.9802 | 34.0306 | 1918.8973 | 27382.9137 | 0 | 0 | 0.7557 | 0.25286 | 0.016805 | 0.0021571 | 2.39e-05 | 0.19723 | 0.007423 | 0.046286 | 0.27012 | 0.00024023 | 0.013546 | 0.1933 | 0 | 0 | 5.33e-06
Newcastle-under-Lyme | E07000195 | 2050 | CT | domestic | 15419.7313 | 1037.3347 | 184.0779 | 0.72675 | 12045.0193 | 298.838 | 2459.5567 | 17196.0807 | 8.725 | 768.3172 | 11948.274 | 0 | 0 | 0.17094 | 0.25127 | 0.016904 | 0.0029996 | 1.18e-05 | 0.19628 | 0.0048697 | 0.04008 | 0.28022 | 0.00014218 | 0.01252 | 0.1947 | 0 | 0 | 2.79e-06
Newham | E09000025 | 2050 | CT | domestic | 34288.3393 | 2258.0533 | 262.2508 | 3.5948 | 28772.6114 | 1696.0222 | 5753.2202 | 36967.406 | 18.1782 | 1745.0774 | 26257.0389 | 0 | 0 | 0.21192 | 0.24843 | 0.01636 | 0.0019001 | 2.6e-05 | 0.20846 | 0.012288 | 0.041683 | 0.26784 | 0.00013171 | 0.012643 | 0.19024 | 0 | 0 | 1.54e-06
Newport | W06000022 | 2050 | CT | domestic | 15544.9316 | 860.2168 | 277.7296 | 1.4694 | 12318.0849 | 449.0438 | 1430.9028 | 20090.3367 | 5.1814 | 1009.394 | 15068.1613 | 0 | 0 | 0.58624 | 0.23182 | 0.012828 | 0.0041418 | 2.19e-05 | 0.1837 | 0.0066965 | 0.021339 | 0.29961 | 7.73e-05 | 0.015053 | 0.22471 | 0 | 0 | 8.74e-06
North Ayrshire | S12000021 | 2050 | CT | domestic | 21721.99 | 1160.973 | 555.9601 | 3.892 | 16138.7083 | 0 | 3918.7422 | 22580.6829 | 15.2207 | 1256.9727 | 16706.7447 | 0 | 0 | 8.3632 | 0.25839 | 0.01381 | 0.0066132 | 4.63e-05 | 0.19197 | 0 | 0.046614 | 0.2686 | 0.00018105 | 0.014952 | 0.19873 | 0 | 0 | 9.95e-05
North Devon | E07000043 | 2050 | CT | domestic | 13182.1152 | 1391.3923 | 314.5722 | 0.40878 | 9192.2339 | 594.0063 | 2976.6819 | 13828.1807 | 6.9334 | 1293.1098 | 9910.8495 | 0 | 0 | 0.15345 | 0.25018 | 0.026407 | 0.0059702 | 7.76e-06 | 0.17446 | 0.011273 | 0.056494 | 0.26244 | 0.00013159 | 0.024542 | 0.1881 | 0 | 0 | 2.91e-06
North East Derbyshire | E07000038 | 2050 | CT | domestic | 12531.4805 | 866.3607 | 171.4189 | 0.55278 | 9905.7017 | 99.0942 | 1752.8333 | 14234.4037 | 7.2582 | 611.9473 | 9789.4728 | 0 | 0 | 0.1611 | 0.25078 | 0.017337 | 0.0034304 | 1.11e-05 | 0.19823 | 0.001983 | 0.035077 | 0.28486 | 0.00014525 | 0.012246 | 0.1959 | 0 | 0 | 3.22e-06
North East Lincolnshire | E06000012 | 2050 | CT | domestic | 20478.5145 | 1271.5516 | 197.7302 | 0.90325 | 15851.8987 | 539.9188 | 3139.8007 | 22446.3695 | 19.3484 | 935.0974 | 15861.4684 | 0 | 0 | 0.73327 | 0.25362 | 0.015748 | 0.0024489 | 1.12e-05 | 0.19632 | 0.0066869 | 0.038886 | 0.278 | 0.00023963 | 0.011581 | 0.19644 | 0 | 0 | 9.08e-06
North Hertfordshire | E07000099 | 2050 | CT | domestic | 15806.2432 | 1208.3312 | 206.0396 | 0.95292 | 11917.6028 | 742.1128 | 3324.7493 | 16808.2554 | 8.4006 | 1044.0899 | 11968.0996 | 0 | 0 | 0.19134 | 0.25075 | 0.019169 | 0.0032687 | 1.51e-05 | 0.18906 | 0.011773 | 0.052744 | 0.26665 | 0.00013327 | 0.016564 | 0.18986 | 0 | 0 | 3.04e-06
North Kesteven | E07000139 | 2050 | CT | domestic | 13528.8943 | 1368.381 | 358.481 | 0.43362 | 10234.7306 | 300.0351 | 2248.7784 | 14959.3107 | 7.244 | 1140.183 | 10415.0182 | 0 | 0 | 0.35993 | 0.24796 | 0.025079 | 0.0065702 | 7.95e-06 | 0.18758 | 0.005499 | 0.041215 | 0.27417 | 0.00013277 | 0.020897 | 0.19088 | 0 | 0 | 6.6e-06
North Lanarkshire | S12000050 | 2050 | CT | domestic | 51912.1042 | 2773.3859 | 1341.6095 | 9.1418 | 38989.2844 | 0 | 8904.6311 | 54584.5516 | 36.883 | 2897.5024 | 40101.369 | 0 | 0 | 20.2161 | 0.25754 | 0.013759 | 0.0066558 | 4.54e-05 | 0.19343 | 0 | 0.044176 | 0.2708 | 0.00018298 | 0.014375 | 0.19894 | 0 | 0 | 0.00010029
North Lincolnshire | E06000013 | 2050 | CT | domestic | 21170.9194 | 1541.5038 | 333.5527 | 0.92133 | 16511.8965 | 411.4959 | 3121.7411 | 23378.8414 | 19.738 | 1161.7763 | 16425.9876 | 0 | 0 | 1.4051 | 0.2518 | 0.018334 | 0.0039671 | 1.1e-05 | 0.19638 | 0.0048941 | 0.037128 | 0.27806 | 0.00023475 | 0.013818 | 0.19536 | 0 | 0 | 1.67e-05
North Norfolk | E07000147 | 2050 | CT | domestic | 14803.753 | 2061.5615 | 582.7445 | 0.69536 | 10512.3301 | 772.9244 | 3821.149 | 15155.1508 | 6.7582 | 1967.1179 | 10932.681 | 0 | 0 | 0.5995 | 0.24422 | 0.034009 | 0.0096135 | 1.15e-05 | 0.17342 | 0.012751 | 0.063037 | 0.25001 | 0.00011149 | 0.032451 | 0.18036 | 0 | 0 | 9.89e-06
North Somerset | E06000024 | 2050 | CT | domestic | 29343.6788 | 2119.1055 | 357.0831 | 1.0839 | 21648.6167 | 735.2033 | 5304.7568 | 32175.4528 | 17.0418 | 1715.5125 | 22575.4238 | 0 | 0 | 0.1716 | 0.25298 | 0.018269 | 0.0030785 | 9.34e-06 | 0.18664 | 0.0063383 | 0.045733 | 0.27739 | 0.00014692 | 0.01479 | 0.19463 | 0 | 0 | 1.48e-06
North Tyneside | E08000022 | 2050 | CT | domestic | 27368.1121 | 1616.0992 | 242.0555 | 1.4308 | 20842.9039 | 295.4247 | 4220.3504 | 30316.7198 | 27.2737 | 1147.8277 | 21279.5327 | 0 | 0 | 0.6104 | 0.25492 | 0.015053 | 0.0022546 | 1.33e-05 | 0.19414 | 0.0027518 | 0.039311 | 0.28239 | 0.00025404 | 0.010692 | 0.19821 | 0 | 0 | 5.69e-06
North Warwickshire | E07000218 | 2050 | CT | domestic | 7838.9873 | 588.4265 | 116.3715 | 0.32715 | 5941.9812 | 167.0975 | 1504.4587 | 8590.7159 | 4.3206 | 475.7678 | 6004.0364 | 0 | 0 | 0.10967 | 0.25099 | 0.01884 | 0.003726 | 1.05e-05 | 0.19025 | 0.0053501 | 0.048169 | 0.27506 | 0.00013834 | 0.015233 | 0.19224 | 0 | 0 | 3.51e-06
North West Leicestershire | E07000134 | 2050 | CT | domestic | 11804.1732 | 957.2758 | 207.3451 | 0.53185 | 9084.5919 | 249.0254 | 2005.6664 | 13066.3049 | 6.5279 | 762.7397 | 9097.5393 | 0 | 0 | 0.20038 | 0.24987 | 0.020263 | 0.004389 | 1.13e-05 | 0.1923 | 0.0052713 | 0.042455 | 0.27658 | 0.00013818 | 0.016145 | 0.19257 | 0 | 0 | 4.24e-06
Northampton | E07000154 | 2050 | CT | domestic | 27766.7396 | 1672.8352 | 229.3672 | 1.3593 | 21440.3256 | 764.5199 | 5110.0905 | 30425.6476 | 15.4564 | 1271.7724 | 21337.0478 | 0 | 0 | 0.19895 | 0.25234 | 0.015203 | 0.0020845 | 1.24e-05 | 0.19485 | 0.0069479 | 0.04644 | 0.27651 | 0.00014047 | 0.011558 | 0.19391 | 0 | 0 | 1.81e-06
Northumberland | E06000057 | 2050 | CT | domestic | 41696.7163 | 3762.1852 | 966.7138 | 1.6536 | 30644.2033 | 804.1341 | 6728.1987 | 45501.2659 | 39.03 | 3101.8574 | 32167.8699 | 0 | 0 | 2.757 | 0.25207 | 0.022744 | 0.0058441 | 1e-05 | 0.18525 | 0.0048613 | 0.040674 | 0.27507 | 0.00023595 | 0.018752 | 0.19447 | 0 | 0 | 1.67e-05
Norwich | E07000148 | 2050 | CT | domestic | 20733.2354 | 1349.0148 | 172.4931 | 1.717 | 16620.6347 | 924.9072 | 3662.3843 | 22445.5046 | 11.2762 | 1058.1302 | 15882.8344 | 0 | 0 | 0.14935 | 0.25021 | 0.01628 | 0.0020817 | 2.07e-05 | 0.20058 | 0.011162 | 0.044198 | 0.27088 | 0.00013608 | 0.01277 | 0.19168 | 0 | 0 | 1.8e-06
Nottingham | E06000018 | 2050 | CT | domestic | 39433.7086 | 2726.4664 | 282.3821 | 3.2869 | 30963.5794 | 1988.388 | 7166.132 | 42234.0076 | 22.4516 | 2264.9543 | 30113.0617 | 0 | 0 | 0.13291 | 0.25085 | 0.017344 | 0.0017963 | 2.09e-05 | 0.19697 | 0.012649 | 0.045587 | 0.26867 | 0.00014282 | 0.014408 | 0.19156 | 0 | 0 | 8.46e-07
Nuneaton and Bedworth | E07000219 | 2050 | CT | domestic | 15190.079 | 932.6921 | 134.9436 | 0.98081 | 12006.4535 | 262.2548 | 2770.4122 | 16770.8009 | 8.5458 | 692.7805 | 11689.7513 | 0 | 0 | 0.11875 | 0.25124 | 0.015427 | 0.002232 | 1.62e-05 | 0.19859 | 0.0043377 | 0.045822 | 0.27739 | 0.00014135 | 0.011459 | 0.19335 | 0 | 0 | 1.96e-06
Oadby and Wigston | E07000135 | 2050 | CT | domestic | 6308.1566 | 374.9498 | 57.1087 | 0.28353 | 4941.2796 | 90.4438 | 1011.2184 | 7062.5296 | 3.6107 | 263.0007 | 4896.7946 | 0 | 0 | 0.051124 | 0.25223 | 0.014992 | 0.0022835 | 1.13e-05 | 0.19758 | 0.0036164 | 0.040433 | 0.28239 | 0.00014437 | 0.010516 | 0.1958 | 0 | 0 | 2.04e-06
Oldham | E08000004 | 2050 | CT | domestic | 27450.1573 | 1701.5516 | 247.692 | 2.5547 | 22702.2065 | 354.4184 | 3739.994 | 30606.7553 | 27.0991 | 1159.568 | 21406.7002 | 0 | 0 | 0.68741 | 0.25092 | 0.015554 | 0.0022641 | 2.34e-05 | 0.20752 | 0.0032397 | 0.034187 | 0.27977 | 0.00024771 | 0.010599 | 0.19567 | 0 | 0 | 6.28e-06
Orkney Islands | S12000023 | 2050 | CT | domestic | 685.5991 | 42.064 | 14.8148 | 0.068657 | 52.5219 | 0 | 550.7288 | 139.9061 | 0 | 143.6575 | 367.0773 | 0 | 0 | 0.21802 | 0.34337 | 0.021067 | 0.0074198 | 3.44e-05 | 0.026305 | 0 | 0.27583 | 0.07007 | 0 | 0.071949 | 0.18385 | 0 | 0 | 0.0001092
Oxford | E07000178 | 2050 | CT | domestic | 20572.581 | 1386.5539 | 188.3974 | 1.3044 | 15758.8004 | 1097.5543 | 4221.1699 | 21840.3359 | 10.9084 | 1171.7789 | 15601.1261 | 0 | 0 | 0.16754 | 0.25134 | 0.01694 | 0.0023017 | 1.59e-05 | 0.19253 | 0.013409 | 0.051572 | 0.26683 | 0.00013327 | 0.014316 | 0.1906 | 0 | 0 | 2.05e-06
Pembrokeshire | W06000009 | 2050 | CT | domestic | 14145.9732 | 1993.5167 | 698.8343 | 0.49998 | 10385.8885 | 681.1184 | 2066.1364 | 17618.3574 | 4.0427 | 2227.6102 | 13462.2868 | 0 | 0 | 1.6336 | 0.22352 | 0.0315 | 0.011042 | 7.9e-06 | 0.16411 | 0.010763 | 0.032648 | 0.27839 | 6.39e-05 | 0.035199 | 0.21272 | 0 | 0 | 2.58e-05
Pendle | E07000122 | 2050 | CT | domestic | 11576.7511 | 718.5235 | 118.7752 | 0.31683 | 8521.1828 | 257.4364 | 1546.0311 | 12873.2122 | 11.6072 | 511.7267 | 9059.2713 | 0 | 0 | 0.30273 | 0.25615 | 0.015898 | 0.0026281 | 7.01e-06 | 0.18854 | 0.0056961 | 0.034208 | 0.28484 | 0.00025683 | 0.011323 | 0.20045 | 0 | 0 | 6.7e-06
Perth and Kinross | S12000048 | 2050 | CT | domestic | 18388.6717 | 989.707 | 463.849 | 3.2673 | 12984.9479 | 0 | 3967.1286 | 18243.0197 | 12.1565 | 1220.16 | 13898.6584 | 0 | 0 | 6.9632 | 0.26203 | 0.014103 | 0.0066096 | 4.66e-05 | 0.18503 | 0 | 0.056529 | 0.25995 | 0.00017322 | 0.017387 | 0.19805 | 0 | 0 | 9.92e-05
Peterborough | E06000031 | 2050 | CT | domestic | 22982.8992 | 1479.4145 | 222.2141 | 1.303 | 18008.6866 | 694.945 | 3822.3191 | 25334.4687 | 12.851 | 1114.0853 | 17735.3203 | 0 | 0 | 0.19503 | 0.25143 | 0.016185 | 0.002431 | 1.43e-05 | 0.19701 | 0.0076026 | 0.041816 | 0.27716 | 0.00014059 | 0.012188 | 0.19402 | 0 | 0 | 2.13e-06
Plymouth | E06000026 | 2050 | CT | domestic | 35439.8542 | 2190.6391 | 286.7474 | 1.2438 | 26169.0627 | 894.419 | 6349.0058 | 38955.185 | 20.8706 | 1702.7804 | 27316.2876 | 0 | 0 | 0.1418 | 0.25437 | 0.015723 | 0.0020581 | 8.93e-06 | 0.18783 | 0.0064196 | 0.045569 | 0.2796 | 0.0001498 | 0.012222 | 0.19606 | 0 | 0 | 1.02e-06
Portsmouth | E06000044 | 2050 | CT | domestic | 29792.386 | 2052.4383 | 257.7301 | 1.7352 | 22450.9084 | 1261.4737 | 5787.3595 | 31976.4586 | 16.9159 | 1724.666 | 22724.992 | 0 | 0 | 0.13561 | 0.25238 | 0.017387 | 0.0021833 | 1.47e-05 | 0.19019 | 0.010686 | 0.049026 | 0.27088 | 0.0001433 | 0.01461 | 0.19251 | 0 | 0 | 1.15e-06
Powys | W06000023 | 2050 | CT | domestic | 13916.3926 | 2380.4742 | 850.7423 | 0.40874 | 10187.6254 | 589.39 | 2241.1831 | 17228.1442 | 3.7714 | 2625.9992 | 13193.7032 | 0 | 0 | 2.0058 | 0.22013 | 0.037654 | 0.013457 | 6.47e-06 | 0.16115 | 0.0093229 | 0.035451 | 0.27251 | 5.97e-05 | 0.041538 | 0.2087 | 0 | 0 | 3.17e-05
Preston | E07000123 | 2050 | CT | domestic | 17407.195 | 1144.6814 | 167.452 | 0.79574 | 12739.5204 | 615.4319 | 2972.3323 | 18705.1608 | 16.6837 | 919.6347 | 13392.5199 | 0 | 0 | 0.42591 | 0.25568 | 0.016813 | 0.0024596 | 1.17e-05 | 0.18712 | 0.0090396 | 0.043658 | 0.27475 | 0.00024505 | 0.013508 | 0.19671 | 0 | 0 | 6.26e-06
Reading | E06000038 | 2050 | CT | domestic | 20689.7895 | 1438.5991 | 166.4552 | 1.6052 | 15608.7842 | 1540.2373 | 4854.0419 | 21287.25 | 10.5943 | 1315.0898 | 15470.9681 | 0 | 0 | 0.1412 | 0.25114 | 0.017462 | 0.0020205 | 1.95e-05 | 0.18946 | 0.018696 | 0.05892 | 0.25839 | 0.0001286 | 0.015963 | 0.18779 | 0 | 0 | 1.71e-06
Redbridge | E09000026 | 2050 | CT | domestic | 30559.4182 | 1921.5636 | 270.3321 | 1.9316 | 24047.9658 | 897.352 | 5799.4493 | 33261.3959 | 16.6781 | 1491.7695 | 23402.2529 | 0 | 0 | 0.2382 | 0.25117 | 0.015793 | 0.0022218 | 1.59e-05 | 0.19765 | 0.0073753 | 0.047665 | 0.27337 | 0.00013708 | 0.012261 | 0.19234 | 0 | 0 | 1.96e-06
Redcar and Cleveland | E06000003 | 2050 | CT | domestic | 17913.3448 | 1119.527 | 191.6921 | 0.63431 | 13577.629 | 316.2548 | 2700.8951 | 19801.0431 | 17.4893 | 816.4641 | 13927.2632 | 0 | 0 | 0.55823 | 0.25451 | 0.015906 | 0.0027236 | 9.01e-06 | 0.19291 | 0.0044934 | 0.038374 | 0.28133 | 0.00024849 | 0.0116 | 0.19788 | 0 | 0 | 7.93e-06
Redditch | E07000236 | 2050 | CT | domestic | 11182.0313 | 692.1736 | 109.6987 | 0.5157 | 8750.7171 | 213.7601 | 1763.2091 | 12489.9627 | 6.3689 | 495.8261 | 8677.3532 | 0 | 0 | 0.10021 | 0.25195 | 0.015596 | 0.0024717 | 1.16e-05 | 0.19717 | 0.0048164 | 0.039728 | 0.28142 | 0.0001435 | 0.011172 | 0.19552 | 0 | 0 | 2.26e-06
Reigate and Banstead | E07000211 | 2050 | CT | domestic | 17749.4521 | 1084.4484 | 150.5993 | 0.96245 | 13785.3102 | 447.5539 | 3193.2296 | 19527.2337 | 9.9868 | 817.2242 | 13657.0501 | 0 | 0 | 0.12863 | 0.25204 | 0.015399 | 0.0021385 | 1.37e-05 | 0.19575 | 0.0063552 | 0.045343 | 0.27728 | 0.00014181 | 0.011604 | 0.19393 | 0 | 0 | 1.83e-06
Renfrewshire | S12000038 | 2050 | CT | domestic | 29110.6942 | 1556.0438 | 751.3303 | 5.1268 | 21781.2503 | 0 | 5073.9809 | 30501.0988 | 20.5927 | 1644.174 | 22457.2682 | 0 | 0 | 11.3188 | 0.25782 | 0.013781 | 0.0066541 | 4.54e-05 | 0.1929 | 0 | 0.044937 | 0.27013 | 0.00018238 | 0.014561 | 0.19889 | 0 | 0 | 0.00010024
Rhondda Cynon Taf | W06000016 | 2050 | CT | domestic | 25798.3708 | 1457.8915 | 532.1203 | 0.86284 | 19295.037 | 347.3827 | 2066.9644 | 33807.4516 | 8.6875 | 1665.2753 | 25150.5178 | 0 | 0 | 1.1581 | 0.23425 | 0.013238 | 0.0048317 | 7.83e-06 | 0.1752 | 0.0031542 | 0.018768 | 0.30697 | 7.89e-05 | 0.015121 | 0.22837 | 0 | 0 | 1.05e-05
Ribble Valley | E07000124 | 2050 | CT | domestic | 7444.5793 | 606.4551 | 146.2872 | 0.23007 | 5450.5662 | 129.1062 | 1101.2833 | 8217.4063 | 7.1835 | 478.7873 | 5783.918 | 0 | 0 | 0.40844 | 0.25351 | 0.020651 | 0.0049815 | 7.83e-06 | 0.18561 | 0.0043964 | 0.037502 | 0.27983 | 0.00024462 | 0.016304 | 0.19696 | 0 | 0 | 1.39e-05
Richmond upon Thames | E09000027 | 2050 | CT | domestic | 26732.9551 | 1708.7206 | 231.8722 | 1.7983 | 21288.0535 | 1124.9885 | 4148.5661 | 29319.4746 | 14.7528 | 1283.9383 | 20648.5089 | 0 | 0 | 0.20402 | 0.251 | 0.016044 | 0.0021771 | 1.69e-05 | 0.19988 | 0.010563 | 0.038952 | 0.27529 | 0.00013852 | 0.012055 | 0.19388 | 0 | 0 | 1.92e-06
Richmondshire | E07000166 | 2050 | CT | domestic | 6143.7885 | 803.8792 | 250.3972 | 0.32777 | 4465.4076 | 174.6648 | 1160.8006 | 6497.9304 | 5.1687 | 724.6634 | 4653.2064 | 0 | 0 | 0.73683 | 0.24693 | 0.032309 | 0.010064 | 1.32e-05 | 0.17947 | 0.00702 | 0.046654 | 0.26116 | 0.00020774 | 0.029125 | 0.18702 | 0 | 0 | 2.96e-05
Rochdale | E08000005 | 2050 | CT | domestic | 26230.4437 | 1540.4691 | 229.3101 | 1.0525 | 19637.5609 | 400.0893 | 3881.3252 | 29078.4129 | 26.2248 | 1090.7591 | 20439.6733 | 0 | 0 | 0.57339 | 0.25577 | 0.015021 | 0.002236 | 1.03e-05 | 0.19148 | 0.0039012 | 0.037846 | 0.28354 | 0.00025571 | 0.010636 | 0.1993 | 0 | 0 | 5.59e-06
Rochford | E07000075 | 2050 | CT | domestic | 9628.0525 | 635.7141 | 101.8175 | 0.6023 | 7573.4495 | 213.2874 | 1686.6759 | 10629.3323 | 5.4085 | 482.173 | 7415.7515 | 0 | 0 | 0.091987 | 0.25091 | 0.016567 | 0.0026534 | 1.57e-05 | 0.19737 | 0.0055584 | 0.043955 | 0.277 | 0.00014095 | 0.012566 | 0.19326 | 0 | 0 | 2.4e-06
Rossendale | E07000125 | 2050 | CT | domestic | 9298.2098 | 562.0167 | 90.527 | 0.33925 | 6916.4182 | 136.0654 | 1336.5166 | 10339.3214 | 9.3435 | 398.822 | 7258.3971 | 0 | 0 | 0.22752 | 0.25582 | 0.015463 | 0.0024907 | 9.33e-06 | 0.19029 | 0.0037436 | 0.036772 | 0.28447 | 0.00025707 | 0.010973 | 0.1997 | 0 | 0 | 6.26e-06
Rother | E07000064 | 2050 | CT | domestic | 14280.5856 | 1279.0252 | 254.6837 | 0.62469 | 10402.8011 | 463.3277 | 3082.9943 | 15235.1867 | 7.8497 | 1137.0727 | 10813.2911 | 0 | 0 | 0.12151 | 0.25072 | 0.022456 | 0.0044715 | 1.1e-05 | 0.18264 | 0.0081346 | 0.054128 | 0.26748 | 0.00013782 | 0.019964 | 0.18985 | 0 | 0 | 2.13e-06
Rotherham | E08000018 | 2050 | CT | domestic | 32544.5028 | 1949.0827 | 324.849 | 1.5584 | 25574.2625 | 327.245 | 4236.9783 | 36603.1859 | 32.4943 | 1298.3175 | 25510.5174 | 0 | 0 | 0.93452 | 0.25345 | 0.015179 | 0.0025299 | 1.21e-05 | 0.19917 | 0.0025486 | 0.032997 | 0.28506 | 0.00025306 | 0.010111 | 0.19867 | 0 | 0 | 7.28e-06
Rugby | E07000220 | 2050 | CT | domestic | 12575.0886 | 842.3079 | 138.2089 | 0.48162 | 9410.0185 | 360.5505 | 2595.9159 | 13621.5842 | 6.8869 | 688.476 | 9586.9366 | 0 | 0 | 0.12465 | 0.25238 | 0.016905 | 0.0027738 | 9.67e-06 | 0.18886 | 0.0072361 | 0.052099 | 0.27338 | 0.00013822 | 0.013817 | 0.19241 | 0 | 0 | 2.5e-06
Runnymede | E07000212 | 2050 | CT | domestic | 10717.9641 | 719.8899 | 111.6389 | 0.43444 | 7949.0112 | 383.9042 | 2306.2831 | 11491.9633 | 5.8072 | 605.1266 | 8136.4933 | 0 | 0 | 0.10063 | 0.25261 | 0.016967 | 0.0026312 | 1.02e-05 | 0.18735 | 0.0090482 | 0.054357 | 0.27085 | 0.00013687 | 0.014262 | 0.19177 | 0 | 0 | 2.37e-06
Rushcliffe | E07000176 | 2050 | CT | domestic | 13934.7436 | 934.9005 | 172.086 | 0.49007 | 10753.6286 | 234.8145 | 2182.7683 | 15606.2563 | 7.94 | 687.113 | 10817.8577 | 0 | 0 | 0.15866 | 0.25184 | 0.016896 | 0.00311 | 8.86e-06 | 0.19434 | 0.0042437 | 0.039448 | 0.28204 | 0.00014349 | 0.012418 | 0.19551 | 0 | 0 | 2.87e-06
Rushmoor | E07000092 | 2050 | CT | domestic | 11262.4426 | 700.0937 | 87.8896 | 0.64258 | 8580.3464 | 435.3392 | 2324.0871 | 12096.9407 | 6.137 | 571.6209 | 8570.2419 | 0 | 0 | 0.074563 | 0.25232 | 0.015685 | 0.001969 | 1.44e-05 | 0.19223 | 0.0097531 | 0.052068 | 0.27101 | 0.00013749 | 0.012806 | 0.192 | 0 | 0 | 1.67e-06
Rutland | E06000017 | 2050 | CT | domestic | 4763.347 | 421.7428 | 98.0682 | 0.2221 | 3637.1102 | 92.6543 | 881.2872 | 5235.4102 | 2.5888 | 348.2158 | 3650.2189 | 0 | 0 | 0.095651 | 0.24899 | 0.022045 | 0.0051262 | 1.16e-05 | 0.19012 | 0.0048432 | 0.046066 | 0.27366 | 0.00013532 | 0.018202 | 0.1908 | 0 | 0 | 5e-06
Ryedale | E07000167 | 2050 | CT | domestic | 7139.223 | 977.5778 | 314.3671 | 0.26572 | 5054.2891 | 219.4551 | 1344.1229 | 7540.1096 | 5.933 | 887.5216 | 5406.5082 | 0 | 0 | 0.92773 | 0.24711 | 0.033838 | 0.010881 | 9.2e-06 | 0.17495 | 0.0075962 | 0.046525 | 0.26099 | 0.00020536 | 0.03072 | 0.18714 | 0 | 0 | 3.21e-05
Salford | E08000006 | 2050 | CT | domestic | 33383.9874 | 2481.3649 | 253.2404 | 1.7721 | 23647.3157 | 3352.138 | 6155.3957 | 33708.0101 | 29.4921 | 2276.3049 | 25192.399 | 0 | 0 | 0.64962 | 0.25585 | 0.019017 | 0.0019408 | 1.36e-05 | 0.18123 | 0.02569 | 0.047174 | 0.25833 | 0.00022603 | 0.017445 | 0.19307 | 0 | 0 | 4.98e-06
Sandwell | E08000028 | 2050 | CT | domestic | 37371.843 | 2295.4997 | 323.3398 | 1.5045 | 28399.265 | 1215.2167 | 6911.5775 | 40786.6686 | 20.6918 | 1782.4811 | 28689.1465 | 0 | 0 | 0.28659 | 0.25286 | 0.015531 | 0.0021877 | 1.02e-05 | 0.19215 | 0.0082222 | 0.046764 | 0.27596 | 0.00014 | 0.01206 | 0.19411 | 0 | 0 | 1.94e-06
Scarborough | E07000168 | 2050 | CT | domestic | 18419.9619 | 1457.0556 | 296.325 | 0.61039 | 13070.0418 | 676.1437 | 3339.1014 | 19618.68 | 17.1401 | 1243.776 | 14099.7697 | 0 | 0 | 0.81793 | 0.25498 | 0.02017 | 0.004102 | 8.45e-06 | 0.18093 | 0.0093598 | 0.046223 | 0.27158 | 0.00023727 | 0.017217 | 0.19518 | 0 | 0 | 1.13e-05
Scottish Borders | S12000026 | 2050 | CT | domestic | 14630.8428 | 788.3455 | 369.7207 | 2.578 | 10287.3013 | 0 | 3192.3058 | 14466.9535 | 9.6308 | 979.9941 | 11045.0721 | 0 | 0 | 5.5523 | 0.2623 | 0.014134 | 0.0066284 | 4.62e-05 | 0.18443 | 0 | 0.057232 | 0.25937 | 0.00017266 | 0.017569 | 0.19802 | 0 | 0 | 9.95e-05
Sedgemoor | E07000188 | 2050 | CT | domestic | 15303.9097 | 1549.2359 | 358.2762 | 0.47902 | 10776.1391 | 432.295 | 3568.4099 | 16228.742 | 8.175 | 1415.4402 | 11521.5455 | 0 | 0 | 0.17417 | 0.25022 | 0.02533 | 0.0058577 | 7.83e-06 | 0.17619 | 0.0070679 | 0.058343 | 0.26534 | 0.00013366 | 0.023142 | 0.18837 | 0 | 0 | 2.85e-06
Sefton | E08000014 | 2050 | CT | domestic | 38880.6086 | 2489.6193 | 373.3969 | 1.705 | 28893.9715 | 1193.2196 | 5727.2523 | 42534.4605 | 38.1472 | 1874.2041 | 30198.1205 | 0 | 0 | 0.95817 | 0.25545 | 0.016357 | 0.0024532 | 1.12e-05 | 0.18984 | 0.0078395 | 0.037628 | 0.27945 | 0.00025063 | 0.012314 | 0.1984 | 0 | 0 | 6.3e-06
Selby | E07000169 | 2050 | CT | domestic | 11242.0333 | 1083.6476 | 293.1139 | 0.34527 | 8083.3116 | 251.4575 | 1877.577 | 12194.3856 | 10.3711 | 916.6778 | 8649.3071 | 0 | 0 | 0.84137 | 0.25205 | 0.024295 | 0.0065716 | 7.74e-06 | 0.18123 | 0.0056377 | 0.042095 | 0.2734 | 0.00023252 | 0.020552 | 0.19392 | 0 | 0 | 1.89e-05
Sevenoaks | E07000111 | 2050 | CT | domestic | 14120.0669 | 1123.1516 | 238.255 | 0.61048 | 10797.0088 | 298.1293 | 2530.4826 | 15559.1125 | 7.7716 | 902.7878 | 10852.8216 | 0 | 0 | 0.22952 | 0.25022 | 0.019903 | 0.0042221 | 1.08e-05 | 0.19133 | 0.0052831 | 0.044843 | 0.27572 | 0.00013772 | 0.015998 | 0.19232 | 0 | 0 | 4.07e-06
Sheffield | E08000019 | 2050 | CT | domestic | 68565.9013 | 4684.215 | 608.1352 | 6.2156 | 54834.3749 | 3498.3474 | 10691.7701 | 73338.008 | 62.9215 | 3697.401 | 52705.5156 | 0 | 0 | 2.1511 | 0.25144 | 0.017177 | 0.0022301 | 2.28e-05 | 0.20108 | 0.012829 | 0.039208 | 0.26894 | 0.00023074 | 0.013559 | 0.19328 | 0 | 0 | 7.89e-06
Shetland Islands | S12000027 | 2050 | CT | domestic | 816.2486 | 49.5983 | 16.6122 | 0.10195 | 68.2444 | 0 | 656.6892 | 165.0152 | 0 | 170.7336 | 436.4649 | 0 | 0 | 0.24126 | 0.34297 | 0.02084 | 0.0069801 | 4.28e-05 | 0.028675 | 0 | 0.27593 | 0.069336 | 0 | 0.071738 | 0.18339 | 0 | 0 | 0.00010137
Shropshire | E06000051 | 2050 | CT | domestic | 39194.8218 | 4543.9713 | 1156.4943 | 1.0842 | 27883.9982 | 1340.1608 | 7618.2315 | 42129.2313 | 20.8566 | 4078.0504 | 29805.467 | 0 | 0 | 0.56901 | 0.24843 | 0.028801 | 0.0073301 | 6.87e-06 | 0.17673 | 0.0084942 | 0.048286 | 0.26702 | 0.00013219 | 0.025848 | 0.18891 | 0 | 0 | 3.61e-06
Slough | E06000039 | 2050 | CT | domestic | 15110.9558 | 1015.1081 | 122.946 | 0.64532 | 10946.2305 | 1120.5883 | 3419.6827 | 15649.9696 | 7.8201 | 922.5296 | 11353.6451 | 0 | 0 | 0.10413 | 0.25324 | 0.017012 | 0.0020604 | 1.08e-05 | 0.18345 | 0.01878 | 0.05731 | 0.26227 | 0.00013106 | 0.01546 | 0.19027 | 0 | 0 | 1.75e-06
Solihull | E08000029 | 2050 | CT | domestic | 25124.4879 | 1586.3474 | 248.394 | 1.0179 | 19120.4614 | 576.1688 | 4793.5917 | 27542.2172 | 13.9861 | 1230.3517 | 19279.902 | 0 | 0 | 0.22437 | 0.25246 | 0.01594 | 0.002496 | 1.02e-05 | 0.19213 | 0.0057896 | 0.048168 | 0.27676 | 0.00014054 | 0.012363 | 0.19373 | 0 | 0 | 2.25e-06
Somerset West and Taunton | E07000246 | 2050 | CT | domestic | 19907.9962 | 1953.7024 | 436.9589 | 0.54807 | 13914.4779 | 661.1831 | 4536.1333 | 21098.8719 | 10.6906 | 1784.1099 | 15010.0725 | 0 | 0 | 0.21216 | 0.251 | 0.024632 | 0.0055092 | 6.91e-06 | 0.17543 | 0.0083362 | 0.057191 | 0.26601 | 0.00013479 | 0.022494 | 0.18925 | 0 | 0 | 2.67e-06
South Ayrshire | S12000028 | 2050 | CT | domestic | 17228.5896 | 922.9718 | 444.6465 | 2.9987 | 12740.588 | 0 | 3137.5355 | 17871.017 | 12.035 | 1006.0821 | 13240.5457 | 0 | 0 | 6.7 | 0.25863 | 0.013856 | 0.006675 | 4.5e-05 | 0.19126 | 0 | 0.0471 | 0.26828 | 0.00018067 | 0.015103 | 0.19877 | 0 | 0 | 0.00010058
South Bucks District | E07000006 | 2050 | CT | domestic | 8443.3759 | 560.6995 | 92.169 | 0.5889 | 6782.3043 | 150.1346 | 1296.5522 | 9448.7867 | 4.8319 | 405.6745 | 6550.8564 | 0 | 0 | 0.082437 | 0.25028 | 0.01662 | 0.0027321 | 1.75e-05 | 0.20104 | 0.0044503 | 0.038432 | 0.28008 | 0.00014323 | 0.012025 | 0.19418 | 0 | 0 | 2.44e-06
South Cambridgeshire | E07000012 | 2050 | CT | domestic | 17965.2025 | 1796.9798 | 450.9647 | 0.63451 | 13365.4673 | 518.4457 | 3458.0499 | 19505.0619 | 9.4434 | 1548.9266 | 13695.5096 | 0 | 0 | 0.44979 | 0.24843 | 0.024849 | 0.0062361 | 8.77e-06 | 0.18482 | 0.0071693 | 0.047819 | 0.26972 | 0.00013059 | 0.021419 | 0.18939 | 0 | 0 | 6.22e-06
South Derbyshire | E07000039 | 2050 | CT | domestic | 11724.311 | 838.6264 | 164.121 | 0.46978 | 9083.3642 | 205.1539 | 1823.4515 | 13120.0286 | 6.6465 | 628.715 | 9096.3543 | 0 | 0 | 0.15419 | 0.2511 | 0.017961 | 0.003515 | 1.01e-05 | 0.19454 | 0.0043938 | 0.039053 | 0.28099 | 0.00014235 | 0.013465 | 0.19482 | 0 | 0 | 3.3e-06
South Gloucestershire | E06000025 | 2050 | CT | domestic | 32255.2856 | 2305.0312 | 384.4854 | 0.82367 | 23359.6868 | 727.8367 | 5792.1443 | 35471.5121 | 19.1142 | 1869.8127 | 24875.8666 | 0 | 0 | 0.134 | 0.25386 | 0.018141 | 0.003026 | 6.48e-06 | 0.18385 | 0.0057282 | 0.045585 | 0.27917 | 0.00015043 | 0.014716 | 0.19578 | 0 | 0 | 1.05e-06
South Hams | E07000044 | 2050 | CT | domestic | 12307.6639 | 1521.4482 | 372.1218 | 0.32534 | 8194.5452 | 639.798 | 3355.4986 | 12478.4872 | 6.0341 | 1493.9368 | 9073.5356 | 0 | 0 | 0.18105 | 0.24892 | 0.030771 | 0.0075262 | 6.58e-06 | 0.16574 | 0.01294 | 0.067865 | 0.25238 | 0.00012204 | 0.030215 | 0.18351 | 0 | 0 | 3.66e-06
South Holland | E07000140 | 2050 | CT | domestic | 10980.6898 | 1173.3178 | 316.8056 | 0.34692 | 8235.0294 | 242.8155 | 1982.6538 | 12043.7333 | 5.7561 | 1000.9881 | 8408.5121 | 0 | 0 | 0.32082 | 0.24736 | 0.026431 | 0.0071367 | 7.82e-06 | 0.18551 | 0.0054699 | 0.044663 | 0.27131 | 0.00012967 | 0.022549 | 0.18942 | 0 | 0 | 7.23e-06
South Kesteven | E07000141 | 2050 | CT | domestic | 17597.1539 | 1595.7376 | 370.5314 | 0.72935 | 13153.9484 | 480.8939 | 3659.2223 | 18989.5105 | 9.2483 | 1373.5404 | 13366.0429 | 0 | 0 | 0.36571 | 0.24926 | 0.022604 | 0.0052485 | 1.03e-05 | 0.18632 | 0.0068118 | 0.051833 | 0.26898 | 0.000131 | 0.019456 | 0.18933 | 0 | 0 | 5.18e-06
South Lakeland | E07000031 | 2050 | CT | domestic | 16936.0503 | 1499.0798 | 350.0826 | 0.57504 | 11910.3255 | 546.5373 | 3311.8064 | 17917.8738 | 15.4038 | 1320.1027 | 12887.1378 | 0 | 0 | 0.98344 | 0.25393 | 0.022476 | 0.0052489 | 8.62e-06 | 0.17858 | 0.0081945 | 0.049655 | 0.26865 | 0.00023096 | 0.019793 | 0.19322 | 0 | 0 | 1.47e-05
South Lanarkshire | S12000029 | 2050 | CT | domestic | 46799.6036 | 2502.1596 | 1196.3077 | 8.3901 | 34667.2064 | 0 | 8544.8885 | 48512.5053 | 32.6788 | 2732.357 | 35955.892 | 0 | 0 | 17.9925 | 0.2586 | 0.013826 | 0.0066105 | 4.64e-05 | 0.19156 | 0 | 0.047217 | 0.26807 | 0.00018058 | 0.015098 | 0.19868 | 0 | 0 | 9.94e-05
South Norfolk | E07000149 | 2050 | CT | domestic | 15207.6622 | 2086.9414 | 608.434 | 0.73804 | 11226.4715 | 554.2171 | 3315.0193 | 16104.2746 | 7.2687 | 1910.5073 | 11418.4745 | 0 | 0 | 0.62819 | 0.24355 | 0.033423 | 0.0097442 | 1.18e-05 | 0.17979 | 0.0088759 | 0.053091 | 0.25791 | 0.00011641 | 0.030597 | 0.18287 | 0 | 0 | 1.01e-05
South Northamptonshire | E07000155 | 2050 | CT | domestic | 10314.2002 | 934.4221 | 217.3534 | 0.44904 | 7785.0894 | 264.5399 | 1997.2667 | 11230.1223 | 5.5147 | 789.6342 | 7871.7988 | 0 | 0 | 0.21319 | 0.24907 | 0.022565 | 0.0052487 | 1.08e-05 | 0.188 | 0.0063882 | 0.048231 | 0.27119 | 0.00013317 | 0.019068 | 0.19009 | 0 | 0 | 5.15e-06
South Oxfordshire | E07000179 | 2050 | CT | domestic | 16492.6254 | 1391.8458 | 302.8407 | 0.71427 | 12326.2014 | 415.7055 | 3526.4739 | 17796.1622 | 8.7812 | 1190.3468 | 12518.2603 | 0 | 0 | 0.29472 | 0.25 | 0.021098 | 0.0045906 | 1.08e-05 | 0.18684 | 0.0063014 | 0.053456 | 0.26976 | 0.00013311 | 0.018044 | 0.18976 | 0 | 0 | 4.47e-06
South Ribble | E07000126 | 2050 | CT | domestic | 13762.2627 | 855.8987 | 142.1197 | 0.48452 | 10227.0198 | 256.3162 | 1944.353 | 15272.511 | 13.739 | 615.0572 | 10742.1363 | 0 | 0 | 0.36772 | 0.25565 | 0.015899 | 0.00264 | 9e-06 | 0.18998 | 0.0047614 | 0.036119 | 0.28371 | 0.00025522 | 0.011425 | 0.19955 | 0 | 0 | 6.83e-06
South Somerset | E07000189 | 2050 | CT | domestic | 21553.314 | 2297.7459 | 540.1888 | 0.4452 | 14629.0556 | 823.4813 | 5284.1118 | 22520.8904 | 11.2381 | 2163.8077 | 16128.3393 | 0 | 0 | 0.26347 | 0.25076 | 0.026733 | 0.0062847 | 5.18e-06 | 0.1702 | 0.0095806 | 0.061477 | 0.26201 | 0.00013075 | 0.025174 | 0.18764 | 0 | 0 | 3.07e-06
South Staffordshire | E07000196 | 2050 | CT | domestic | 12965.6826 | 973.8158 | 198.3697 | 0.71768 | 10250.066 | 198.2555 | 1992.1239 | 14527.4855 | 7.3215 | 733.0972 | 10059.1085 | 0 | 0 | 0.1897 | 0.24979 | 0.018761 | 0.0038217 | 1.38e-05 | 0.19747 | 0.0038195 | 0.038379 | 0.27988 | 0.00014105 | 0.014123 | 0.19379 | 0 | 0 | 3.65e-06
South Tyneside | E08000023 | 2050 | CT | domestic | 20131.944 | 1183.4504 | 184.4199 | 1.0273 | 15503.6066 | 191.0053 | 2721.5585 | 22573.0946 | 20.3531 | 794.8628 | 15762.6675 | 0 | 0 | 0.46963 | 0.25461 | 0.014967 | 0.0023324 | 1.3e-05 | 0.19608 | 0.0024157 | 0.03442 | 0.28549 | 0.00025741 | 0.010053 | 0.19935 | 0 | 0 | 5.94e-06
Southampton | E06000045 | 2050 | CT | domestic | 31708.3974 | 2450.0364 | 256.8689 | 2.0336 | 22263.7204 | 2532.9985 | 8733.5587 | 31533.072 | 16.4178 | 2476.1779 | 23341.3818 | 0 | 0 | 0.12723 | 0.25303 | 0.019551 | 0.0020498 | 1.62e-05 | 0.17766 | 0.020213 | 0.069693 | 0.25163 | 0.00013101 | 0.01976 | 0.18626 | 0 | 0 | 1.02e-06
Southend-on-Sea | E06000033 | 2050 | CT | domestic | 24309.4173 | 1517.4483 | 216.8965 | 1.2753 | 18788.5059 | 786.8855 | 4784.288 | 26334.2925 | 13.1467 | 1201.2869 | 18584.4393 | 0 | 0 | 0.18965 | 0.25181 | 0.015719 | 0.0022467 | 1.32e-05 | 0.19462 | 0.008151 | 0.049559 | 0.27279 | 0.00013618 | 0.012444 | 0.19251 | 0 | 0 | 1.96e-06
Southwark | E09000028 | 2050 | CT | domestic | 47839.8668 | 3836.0597 | 445.9433 | 9.3336 | 43696.1623 | 3294.1312 | 9692.0656 | 49561.9298 | 23.7453 | 3262.0096 | 35792.8985 | 0 | 0 | 0.38816 | 0.24228 | 0.019428 | 0.0022585 | 4.73e-05 | 0.2213 | 0.016683 | 0.049085 | 0.251 | 0.00012026 | 0.01652 | 0.18127 | 0 | 0 | 1.97e-06
Spelthorne | E07000213 | 2050 | CT | domestic | 12008.6167 | 774.1258 | 105.4723 | 0.65583 | 9139.6038 | 496.6946 | 2389.2916 | 12924.6372 | 6.5497 | 632.2474 | 9154.0512 | 0 | 0 | 0.092374 | 0.25211 | 0.016252 | 0.0022143 | 1.38e-05 | 0.19188 | 0.010428 | 0.050161 | 0.27134 | 0.00013751 | 0.013274 | 0.19218 | 0 | 0 | 1.94e-06
St Albans | E07000240 | 2050 | CT | domestic | 15559.5496 | 969.5047 | 135.0383 | 0.65469 | 11809.2015 | 559.5203 | 2792.7233 | 16999.0169 | 8.6819 | 754.2818 | 11957.2143 | 0 | 0 | 0.11592 | 0.25281 | 0.015753 | 0.0021941 | 1.06e-05 | 0.19188 | 0.0090912 | 0.045377 | 0.2762 | 0.00014107 | 0.012256 | 0.19428 | 0 | 0 | 1.88e-06
St. Helens | E08000013 | 2050 | CT | domestic | 22589.6403 | 1360.4539 | 211.3211 | 1.0785 | 17261.6334 | 362.395 | 2957.0476 | 25257.3242 | 22.7717 | 929.3723 | 17694.6985 | 0 | 0 | 0.53896 | 0.25482 | 0.015347 | 0.0023838 | 1.22e-05 | 0.19472 | 0.004088 | 0.033357 | 0.28492 | 0.00025688 | 0.010484 | 0.19961 | 0 | 0 | 6.08e-06
Stafford | E07000197 | 2050 | CT | domestic | 16501.0686 | 1339.1798 | 290.7986 | 0.71489 | 12627.4548 | 357.8634 | 2994.3009 | 18146.2463 | 8.9996 | 1084.5741 | 12671.1051 | 0 | 0 | 0.28288 | 0.24993 | 0.020284 | 0.0044045 | 1.08e-05 | 0.19126 | 0.0054203 | 0.045353 | 0.27485 | 0.00013631 | 0.016427 | 0.19192 | 0 | 0 | 4.28e-06
Staffordshire Moorlands | E07000198 | 2050 | CT | domestic | 12086.8729 | 1024.2395 | 235.82 | 0.53832 | 9380.9782 | 216.3433 | 1939.9663 | 13457.6606 | 6.6613 | 810.1862 | 9344.801 | 0 | 0 | 0.23113 | 0.24919 | 0.021116 | 0.0048618 | 1.11e-05 | 0.19341 | 0.0044603 | 0.039996 | 0.27745 | 0.00013733 | 0.016703 | 0.19266 | 0 | 0 | 4.77e-06
Stevenage | E07000243 | 2050 | CT | domestic | 12102.6589 | 795.5688 | 114.3817 | 1.0148 | 9786.0568 | 381.8922 | 2003.2587 | 13304.2535 | 6.7307 | 599.6329 | 9326.5522 | 0 | 0 | 0.10382 | 0.24994 | 0.01643 | 0.0023622 | 2.1e-05 | 0.2021 | 0.0078867 | 0.041371 | 0.27476 | 0.000139 | 0.012383 | 0.19261 | 0 | 0 | 2.14e-06
Stirling | S12000030 | 2050 | CT | domestic | 12079.0291 | 647.2404 | 308.1512 | 2.149 | 8828.4521 | 0 | 2316.027 | 12372.7426 | 8.3099 | 732.0925 | 9238.774 | 0 | 0 | 4.6336 | 0.25955 | 0.013908 | 0.0066216 | 4.62e-05 | 0.18971 | 0 | 0.049767 | 0.26587 | 0.00017856 | 0.015731 | 0.19852 | 0 | 0 | 9.96e-05
Stockport | E08000007 | 2050 | CT | domestic | 35926.8774 | 2251.0496 | 334.2108 | 2.2295 | 27973.0371 | 832.2167 | 6495.5992 | 38807.893 | 33.3513 | 1746.05 | 27555.7091 | 0 | 0 | 1.1989 | 0.25308 | 0.015857 | 0.0023543 | 1.57e-05 | 0.19705 | 0.0058624 | 0.045757 | 0.27337 | 0.00023494 | 0.0123 | 0.19411 | 0 | 0 | 8.45e-06
Stockton-on-Tees | E06000004 | 2050 | CT | domestic | 23780.4186 | 1379.1352 | 196.2291 | 1.1255 | 18044.1417 | 345.4647 | 3403.771 | 26441.9841 | 23.8874 | 954.3559 | 18556.6191 | 0 | 0 | 0.47836 | 0.25535 | 0.014809 | 0.0021071 | 1.21e-05 | 0.19376 | 0.0037096 | 0.03655 | 0.28393 | 0.0002565 | 0.010248 | 0.19926 | 0 | 0 | 5.14e-06
Stoke-on-Trent | E06000021 | 2050 | CT | domestic | 32157.4786 | 1941.4209 | 286.3047 | 1.5353 | 25045.3493 | 656.1516 | 5507.2405 | 35637.3298 | 18.135 | 1419.5856 | 24844.2732 | 0 | 0 | 0.25469 | 0.25219 | 0.015225 | 0.0022453 | 1.2e-05 | 0.19641 | 0.0051457 | 0.043189 | 0.27948 | 0.00014222 | 0.011133 | 0.19483 | 0 | 0 | 2e-06
Stratford-on-Avon | E07000221 | 2050 | CT | domestic | 15715.4647 | 1660.7383 | 409.789 | 0.80988 | 11641.382 | 614.2785 | 3522.7852 | 16624.904 | 7.9136 | 1499.0567 | 11817.1683 | 0 | 0 | 0.41003 | 0.24743 | 0.026147 | 0.0064519 | 1.28e-05 | 0.18329 | 0.0096714 | 0.055464 | 0.26175 | 0.00012459 | 0.023602 | 0.18605 | 0 | 0 | 6.46e-06
Stroud | E07000082 | 2050 | CT | domestic | 15235.327 | 1236.1224 | 248.5441 | 0.63938 | 11303.4779 | 542.8156 | 3216.3877 | 16343.3304 | 8.1129 | 1064.1088 | 11558.621 | 0 | 0 | 0.23772 | 0.25076 | 0.020345 | 0.0040907 | 1.05e-05 | 0.18604 | 0.0089341 | 0.052938 | 0.26899 | 0.00013353 | 0.017514 | 0.19024 | 0 | 0 | 3.91e-06
Sunderland | E08000024 | 2050 | CT | domestic | 35419.5503 | 2123.51 | 308.9341 | 2.4193 | 27718.2629 | 422.607 | 5064.1778 | 39409.3013 | 35.4654 | 1468.0703 | 27612.2381 | 0 | 0 | 0.7731 | 0.25375 | 0.015213 | 0.0022132 | 1.73e-05 | 0.19858 | 0.0030276 | 0.03628 | 0.28233 | 0.00025408 | 0.010517 | 0.19782 | 0 | 0 | 5.54e-06
Surrey Heath | E07000214 | 2050 | CT | domestic | 10237.5284 | 628.7145 | 90.3962 | 0.42836 | 7850.2884 | 293.3249 | 1721.5412 | 11310.6393 | 5.8047 | 469.5824 | 7906.1213 | 0 | 0 | 0.077919 | 0.25269 | 0.015518 | 0.0022312 | 1.06e-05 | 0.19377 | 0.00724 | 0.042492 | 0.27918 | 0.00014327 | 0.01159 | 0.19514 | 0 | 0 | 1.92e-06
Sutton | E09000029 | 2050 | CT | domestic | 24284.0675 | 1665.3627 | 222.5485 | 1.7402 | 18652.7372 | 1372.2978 | 5179.5502 | 25606.9072 | 12.7707 | 1434.7078 | 18351.7529 | 0 | 0 | 0.19887 | 0.25091 | 0.017207 | 0.0022994 | 1.8e-05 | 0.19272 | 0.014179 | 0.053516 | 0.26458 | 0.00013195 | 0.014824 | 0.18961 | 0 | 0 | 2.05e-06
Swale | E07000113 | 2050 | CT | domestic | 18247.8109 | 1205.0697 | 197.9799 | 0.8218 | 14075.3018 | 483.0605 | 3044.6974 | 20184.5312 | 10.2806 | 913.4634 | 14092.5612 | 0 | 0 | 0.17805 | 0.25185 | 0.016632 | 0.0027324 | 1.13e-05 | 0.19426 | 0.006667 | 0.042021 | 0.27858 | 0.00014189 | 0.012607 | 0.1945 | 0 | 0 | 2.46e-06
Swansea | W06000011 | 2050 | CT | domestic | 25933.1299 | 1716.663 | 563.1813 | 1.1239 | 19235.0101 | 1092.8251 | 2795.9945 | 33097.7791 | 8.4198 | 2039.1235 | 24984.9006 | 0 | 0 | 1.2416 | 0.23265 | 0.0154 | 0.0050523 | 1.01e-05 | 0.17256 | 0.0098038 | 0.025083 | 0.29692 | 7.55e-05 | 0.018293 | 0.22414 | 0 | 0 | 1.11e-05
Swindon | E06000030 | 2050 | CT | domestic | 26440.3206 | 1694.6404 | 232.9964 | 1.6357 | 20480.772 | 975.214 | 5065.4371 | 28641.8188 | 14.5007 | 1349.0201 | 20212.4386 | 0 | 0 | 0.20392 | 0.25155 | 0.016123 | 0.0022167 | 1.56e-05 | 0.19485 | 0.0092781 | 0.048192 | 0.2725 | 0.00013796 | 0.012834 | 0.1923 | 0 | 0 | 1.94e-06
Tameside | E08000008 | 2050 | CT | domestic | 29997.1526 | 1807.1436 | 269.2038 | 1.2269 | 22900.4 | 702.4794 | 4313.9682 | 33140.2172 | 29.4284 | 1291.7636 | 23355.0676 | 0 | 0 | 0.74731 | 0.25463 | 0.01534 | 0.0022851 | 1.04e-05 | 0.19439 | 0.0059629 | 0.036618 | 0.28131 | 0.0002498 | 0.010965 | 0.19825 | 0 | 0 | 6.34e-06
Tamworth | E07000199 | 2050 | CT | domestic | 8841.4947 | 528.3641 | 77.969 | 0.36009 | 6721.0218 | 136.4891 | 1794.2733 | 9691.0216 | 4.9384 | 406.2569 | 6770.2542 | 0 | 0 | 0.069018 | 0.25281 | 0.015108 | 0.0022294 | 1.03e-05 | 0.19218 | 0.0039028 | 0.051305 | 0.2771 | 0.00014121 | 0.011616 | 0.19359 | 0 | 0 | 1.97e-06
Tandridge | E07000215 | 2050 | CT | domestic | 10805.6632 | 767.8521 | 140.2215 | 0.56638 | 8419.922 | 256.3992 | 1783.9243 | 11975.8715 | 6.0641 | 588.5046 | 8345.7446 | 0 | 0 | 0.13021 | 0.25076 | 0.017819 | 0.0032541 | 1.31e-05 | 0.1954 | 0.0059502 | 0.041399 | 0.27792 | 0.00014073 | 0.013657 | 0.19368 | 0 | 0 | 3.02e-06
Teignbridge | E07000045 | 2050 | CT | domestic | 18011.3581 | 1605.727 | 326.9896 | 0.46835 | 12600.8803 | 652.2711 | 3919.9176 | 19169.9255 | 9.8834 | 1445.1699 | 13637.7472 | 0 | 0 | 0.15597 | 0.25233 | 0.022495 | 0.0045809 | 6.56e-06 | 0.17653 | 0.0091379 | 0.054916 | 0.26856 | 0.00013846 | 0.020246 | 0.19106 | 0 | 0 | 2.18e-06
Telford and Wrekin | E06000020 | 2050 | CT | domestic | 20815.2421 | 1286.5752 | 210.8167 | 0.98858 | 16453.4006 | 266.5228 | 3060.9158 | 23477.0942 | 12.0151 | 888.7747 | 16223.7404 | 0 | 0 | 0.18939 | 0.25171 | 0.015558 | 0.0025493 | 1.2e-05 | 0.19896 | 0.0032229 | 0.037014 | 0.2839 | 0.00014529 | 0.010747 | 0.19618 | 0 | 0 | 2.29e-06
Tendring | E07000076 | 2050 | CT | domestic | 19648.9764 | 1489.5275 | 274.3712 | 0.9612 | 14647.3618 | 640.4931 | 4456.2698 | 20961.9948 | 10.442 | 1287.9816 | 14846.2905 | 0 | 0 | 0.25839 | 0.25106 | 0.019032 | 0.0035057 | 1.23e-05 | 0.18715 | 0.0081837 | 0.056938 | 0.26783 | 0.00013342 | 0.016457 | 0.18969 | 0 | 0 | 3.3e-06
Test Valley | E07000093 | 2050 | CT | domestic | 14625.9204 | 1395.2388 | 334.7846 | 0.66117 | 10990.9883 | 421.6974 | 2989.0411 | 15776.4653 | 7.6272 | 1206.8436 | 11110.5628 | 0 | 0 | 0.33429 | 0.24849 | 0.023704 | 0.0056878 | 1.12e-05 | 0.18673 | 0.0071644 | 0.050782 | 0.26803 | 0.00012958 | 0.020504 | 0.18876 | 0 | 0 | 5.68e-06
Tewkesbury | E07000083 | 2050 | CT | domestic | 12736.003 | 935.7332 | 183.7713 | 0.55089 | 9709.1153 | 217.9998 | 2436.8962 | 14006.0171 | 7.0545 | 746.4184 | 9765.6692 | 0 | 0 | 0.17272 | 0.25098 | 0.01844 | 0.0036214 | 1.09e-05 | 0.19133 | 0.004296 | 0.048022 | 0.27601 | 0.00013902 | 0.014709 | 0.19244 | 0 | 0 | 3.4e-06
Thanet | E07000114 | 2050 | CT | domestic | 20910.1046 | 1313.0721 | 181.8839 | 0.79799 | 15633.5448 | 895.1618 | 4183.1376 | 22491.0482 | 11.3316 | 1074.65 | 15950.267 | 0 | 0 | 0.15852 | 0.25301 | 0.015888 | 0.0022008 | 9.66e-06 | 0.18916 | 0.010831 | 0.050616 | 0.27214 | 0.00013711 | 0.013003 | 0.193 | 0 | 0 | 1.92e-06
Three Rivers | E07000102 | 2050 | CT | domestic | 11112.2744 | 704.5418 | 109.593 | 0.62964 | 8664.6139 | 188.8849 | 2062.1111 | 12256.7744 | 6.2494 | 533.3713 | 8543.4932 | 0 | 0 | 0.098477 | 0.25151 | 0.015946 | 0.0024805 | 1.43e-05 | 0.19611 | 0.0042751 | 0.046672 | 0.27741 | 0.00014144 | 0.012072 | 0.19337 | 0 | 0 | 2.23e-06
Thurrock | E06000034 | 2050 | CT | domestic | 19415.2423 | 1238.7459 | 169.4479 | 0.72329 | 14011.2113 | 708.8721 | 5014.5472 | 20372.2139 | 10.2783 | 1107.1514 | 14541.9432 | 0 | 0 | 0.14691 | 0.25349 | 0.016174 | 0.0022124 | 9.44e-06 | 0.18294 | 0.0092553 | 0.065472 | 0.26599 | 0.0001342 | 0.014455 | 0.18987 | 0 | 0 | 1.92e-06
Tonbridge and Malling | E07000115 | 2050 | CT | domestic | 14809.2334 | 1038.5876 | 180.6824 | 0.86889 | 11593.595 | 373.0611 | 2475.4673 | 16368.4432 | 8.2999 | 797.5075 | 11424.3699 | 0 | 0 | 0.16608 | 0.25071 | 0.017582 | 0.0030588 | 1.47e-05 | 0.19627 | 0.0063155 | 0.041907 | 0.2771 | 0.00014051 | 0.013501 | 0.1934 | 0 | 0 | 2.81e-06
Torbay | E06000027 | 2050 | CT | domestic | 21722.4406 | 1505.6546 | 192.5715 | 1.0882 | 15822.0036 | 889.1344 | 4865.9572 | 22992.2986 | 12.1658 | 1330.0653 | 16421.291 | 0 | 0 | 0.095325 | 0.25331 | 0.017558 | 0.0022456 | 1.27e-05 | 0.1845 | 0.010368 | 0.056743 | 0.26812 | 0.00014187 | 0.01551 | 0.19149 | 0 | 0 | 1.11e-06
Torfaen | W06000020 | 2050 | CT | domestic | 9474.4435 | 524.1101 | 187.9814 | 0.5839 | 7318.1331 | 84.4986 | 799.9268 | 12405.1318 | 3.1912 | 598.5813 | 9229.0142 | 0 | 0 | 0.40702 | 0.23321 | 0.012901 | 0.0046271 | 1.44e-05 | 0.18013 | 0.0020799 | 0.01969 | 0.30535 | 7.86e-05 | 0.014734 | 0.22717 | 0 | 0 | 1e-05
Torridge | E07000046 | 2050 | CT | domestic | 8574.7003 | 1306.609 | 351.5584 | 0.24029 | 5753.7542 | 600.8674 | 2046.4948 | 8685.4089 | 4.0023 | 1272.7158 | 6347.1543 | 0 | 0 | 0.17554 | 0.24539 | 0.037392 | 0.010061 | 6.88e-06 | 0.16466 | 0.017195 | 0.058566 | 0.24855 | 0.00011454 | 0.036422 | 0.18164 | 0 | 0 | 5.02e-06
Tower Hamlets | E09000030 | 2050 | CT | domestic | 44198.7524 | 4065.9594 | 412.7433 | 11.501 | 42532.1943 | 4772.7736 | 10086.7529 | 43537.0119 | 20.3162 | 3723.178 | 32296.6904 | 0 | 0 | 0.34736 | 0.23807 | 0.0219 | 0.0022231 | 6.19e-05 | 0.22909 | 0.025707 | 0.05433 | 0.2345 | 0.00010943 | 0.020054 | 0.17396 | 0 | 0 | 1.87e-06
Trafford | E08000009 | 2050 | CT | domestic | 28629.6745 | 1807.214 | 259.4608 | 1.6086 | 22003.435 | 852.2929 | 4482.8076 | 31198.3303 | 27.5764 | 1364.1633 | 22140.0759 | 0 | 0 | 0.71913 | 0.25388 | 0.016026 | 0.0023009 | 1.43e-05 | 0.19512 | 0.007558 | 0.039753 | 0.27666 | 0.00024454 | 0.012097 | 0.19633 | 0 | 0 | 6.38e-06
Tunbridge Wells | E07000116 | 2050 | CT | domestic | 14431.1995 | 1188.746 | 239.3692 | 0.71598 | 10803.0058 | 565.3412 | 3107.5163 | 15391.6785 | 7.5567 | 1032.9477 | 10923.5368 | 0 | 0 | 0.23081 | 0.25014 | 0.020605 | 0.0041491 | 1.24e-05 | 0.18725 | 0.0097993 | 0.053864 | 0.26679 | 0.00013098 | 0.017905 | 0.18934 | 0 | 0 | 4e-06
Uttlesford | E07000077 | 2050 | CT | domestic | 10155.7199 | 1100.3731 | 285.0064 | 0.56466 | 7776.2965 | 326.4133 | 1832.7949 | 11043.7069 | 5.2816 | 948.0995 | 7753.7694 | 0 | 0 | 0.28692 | 0.24633 | 0.02669 | 0.0069129 | 1.37e-05 | 0.18862 | 0.0079172 | 0.044455 | 0.26787 | 0.00012811 | 0.022996 | 0.18807 | 0 | 0 | 6.96e-06
Vale of Glamorgan | W06000014 | 2050 | CT | domestic | 13013.6508 | 872.3743 | 298.3999 | 0.29471 | 9471.4908 | 452.5769 | 1323.6518 | 16717.3652 | 4.245 | 1023.1997 | 12572.8896 | 0 | 0 | 0.66206 | 0.23343 | 0.015648 | 0.0053524 | 5.29e-06 | 0.16989 | 0.0081179 | 0.023742 | 0.29986 | 7.61e-05 | 0.018353 | 0.22552 | 0 | 0 | 1.19e-05
Vale of White Horse | E07000180 | 2050 | CT | domestic | 15182.0245 | 1204.0904 | 244.1846 | 0.59251 | 11318.6114 | 453.5056 | 3099.567 | 16422.5634 | 8.1826 | 1015.0854 | 11560.1174 | 0 | 0 | 0.23342 | 0.25091 | 0.019899 | 0.0040355 | 9.79e-06 | 0.18706 | 0.0074949 | 0.051225 | 0.27141 | 0.00013523 | 0.016776 | 0.19105 | 0 | 0 | 3.86e-06
Wakefield | E08000036 | 2050 | CT | domestic | 43882.5769 | 2743.7194 | 447.7267 | 2.0292 | 33762.8375 | 847.7543 | 6520.6948 | 48477.1972 | 42.8376 | 1990.3094 | 34112.4318 | 0 | 0 | 1.2931 | 0.2539 | 0.015875 | 0.0025905 | 1.17e-05 | 0.19535 | 0.0049051 | 0.037729 | 0.28049 | 0.00024786 | 0.011516 | 0.19737 | 0 | 0 | 7.48e-06
Walsall | E08000030 | 2050 | CT | domestic | 31822.3721 | 1956.3018 | 273.9872 | 1.3173 | 24207.9813 | 1050.0523 | 5801.774 | 34782.1277 | 17.7083 | 1513.3738 | 24447.5743 | 0 | 0 | 0.24003 | 0.25281 | 0.015542 | 0.0021767 | 1.05e-05 | 0.19232 | 0.008342 | 0.046092 | 0.27632 | 0.00014068 | 0.012023 | 0.19422 | 0 | 0 | 1.91e-06
Waltham Forest | E09000031 | 2050 | CT | domestic | 33411.1194 | 2136.7228 | 302.9849 | 2.6061 | 27066.9067 | 1004.6166 | 5946.5318 | 36472.5681 | 18.0786 | 1624.1342 | 25657.5098 | 0 | 0 | 0.26627 | 0.25 | 0.015988 | 0.0022671 | 1.95e-05 | 0.20253 | 0.0075171 | 0.044495 | 0.27291 | 0.00013527 | 0.012153 | 0.19198 | 0 | 0 | 1.99e-06
Wandsworth | E09000032 | 2050 | CT | domestic | 50435.3312 | 3534.6585 | 442.2483 | 6.4963 | 43685.7594 | 2427.8066 | 8449.3326 | 54309.9711 | 26.5451 | 2743.4978 | 38533.4816 | 0 | 0 | 0.38397 | 0.24651 | 0.017276 | 0.0021616 | 3.18e-05 | 0.21352 | 0.011866 | 0.041298 | 0.26545 | 0.00012974 | 0.013409 | 0.18834 | 0 | 0 | 1.88e-06
Warrington | E06000007 | 2050 | CT | domestic | 25976.8821 | 1546.7041 | 228.2257 | 0.89471 | 19725.0317 | 651.9839 | 3552.1616 | 28792.579 | 25.6275 | 1087.5497 | 20278.6284 | 0 | 0 | 0.62922 | 0.25501 | 0.015184 | 0.0022404 | 8.78e-06 | 0.19364 | 0.0064004 | 0.034871 | 0.28265 | 0.00025158 | 0.010676 | 0.19907 | 0 | 0 | 6.18e-06
Warwick | E07000222 | 2050 | CT | domestic | 17988.6348 | 1302.2788 | 214.1533 | 1.1811 | 13685.3596 | 644.6075 | 4130.1197 | 19111.5457 | 9.542 | 1123.016 | 13568.5836 | 0 | 0 | 0.19746 | 0.25061 | 0.018143 | 0.0029835 | 1.65e-05 | 0.19066 | 0.0089804 | 0.057539 | 0.26625 | 0.00013294 | 0.015645 | 0.18903 | 0 | 0 | 2.75e-06
Watford | E07000103 | 2050 | CT | domestic | 11289.1014 | 727.3974 | 91.748 | 0.70309 | 8593.6152 | 508.6505 | 2523.4235 | 11952.8502 | 6.0018 | 619.3826 | 8524.9886 | 0 | 0 | 0.078986 | 0.25178 | 0.016223 | 0.0020462 | 1.57e-05 | 0.19166 | 0.011344 | 0.056279 | 0.26658 | 0.00013386 | 0.013814 | 0.19013 | 0 | 0 | 1.76e-06
Waverley | E07000216 | 2050 | CT | domestic | 16167.9675 | 1170.2506 | 215.5112 | 0.82889 | 12472.6279 | 405.4291 | 2873.6031 | 17788.9348 | 8.9887 | 922.3366 | 12431.7827 | 0 | 0 | 0.20097 | 0.25083 | 0.018155 | 0.0033434 | 1.29e-05 | 0.1935 | 0.0062898 | 0.044581 | 0.27598 | 0.00013945 | 0.014309 | 0.19287 | 0 | 0 | 3.12e-06
Wealden | E07000065 | 2050 | CT | domestic | 20162.5217 | 1922.4608 | 430.2236 | 0.78213 | 14863.1635 | 495.3705 | 3762.0705 | 21966.0155 | 11.2609 | 1648.0204 | 15431.4791 | 0 | 0 | 0.2063 | 0.24987 | 0.023824 | 0.0053316 | 9.69e-06 | 0.18419 | 0.0061389 | 0.046622 | 0.27222 | 0.00013955 | 0.020423 | 0.19124 | 0 | 0 | 2.56e-06
Wellingborough | E07000156 | 2050 | CT | domestic | 9662.0143 | 596.4028 | 88.1466 | 0.55448 | 7615.4503 | 186.6277 | 1613.8322 | 10738.3606 | 5.4966 | 433.8393 | 7470.1302 | 0 | 0 | 0.076794 | 0.25154 | 0.015527 | 0.0022948 | 1.44e-05 | 0.19826 | 0.0048587 | 0.042015 | 0.27957 | 0.0001431 | 0.011295 | 0.19448 | 0 | 0 | 2e-06
Welwyn Hatfield | E07000241 | 2050 | CT | domestic | 12345.8844 | 783.1785 | 113.2399 | 0.64991 | 9549.487 | 369.9905 | 2244.6282 | 13512.4855 | 6.8731 | 604.6594 | 9480.7129 | 0 | 0 | 0.098888 | 0.2519 | 0.015979 | 0.0023105 | 1.33e-05 | 0.19484 | 0.007549 | 0.045798 | 0.2757 | 0.00014023 | 0.012337 | 0.19344 | 0 | 0 | 2.02e-06
West Berkshire | E06000037 | 2050 | CT | domestic | 18420.7239 | 1863.3215 | 431.6735 | 1.2859 | 13884.3321 | 790.9922 | 4306.9087 | 19327.9133 | 9.2266 | 1692.6398 | 13799.0857 | 0 | 0 | 0.43116 | 0.24716 | 0.025001 | 0.0057921 | 1.73e-05 | 0.1863 | 0.010613 | 0.057789 | 0.25934 | 0.0001238 | 0.022711 | 0.18515 | 0 | 0 | 5.79e-06
West Devon | E07000047 | 2050 | CT | domestic | 6950.1595 | 988.536 | 273.7205 | 0.15435 | 4743.0084 | 287.6663 | 1619.6422 | 7249.4592 | 3.4142 | 935.6057 | 5192.0358 | 0 | 0 | 0.13455 | 0.24608 | 0.035 | 0.0096914 | 5.47e-06 | 0.16793 | 0.010185 | 0.057346 | 0.25668 | 0.00012089 | 0.033126 | 0.18383 | 0 | 0 | 4.76e-06
West Dunbartonshire | S12000039 | 2050 | CT | domestic | 15004.1573 | 801.0831 | 385.5182 | 2.6822 | 11247.0888 | 0 | 2608.0279 | 15730.0587 | 10.6238 | 844.7233 | 11577.2013 | 0 | 0 | 5.8029 | 0.25773 | 0.01376 | 0.0066221 | 4.61e-05 | 0.19319 | 0 | 0.044798 | 0.2702 | 0.00018249 | 0.01451 | 0.19886 | 0 | 0 | 9.97e-05
West Lancashire | E07000127 | 2050 | CT | domestic | 14195.915 | 1016.7333 | 199.1749 | 0.70976 | 10586.8002 | 251.1623 | 2348.9825 | 15510.0813 | 13.7263 | 799.2269 | 10965.153 | 0 | 0 | 0.53841 | 0.25401 | 0.018192 | 0.0035638 | 1.27e-05 | 0.18943 | 0.004494 | 0.04203 | 0.27752 | 0.0002456 | 0.0143 | 0.1962 | 0 | 0 | 9.63e-06
West Lindsey | E07000142 | 2050 | CT | domestic | 11694.0635 | 1185.8579 | 306.4289 | 0.43355 | 8855.0493 | 297.7023 | 2001.2984 | 12864.9953 | 6.223 | 996.6582 | 8980.9408 | 0 | 0 | 0.30699 | 0.24781 | 0.025129 | 0.0064935 | 9.19e-06 | 0.18765 | 0.0063086 | 0.042409 | 0.27262 | 0.00013187 | 0.02112 | 0.19031 | 0 | 0 | 6.51e-06
West Lothian | S12000040 | 2050 | CT | domestic | 27098.7109 | 1445.7139 | 698.3786 | 4.8353 | 20449.629 | 0 | 4574.6804 | 28592.0322 | 19.3387 | 1493.4473 | 20960.5001 | 0 | 0 | 10.517 | 0.25723 | 0.013723 | 0.0066293 | 4.59e-05 | 0.19412 | 0 | 0.043425 | 0.27141 | 0.00018357 | 0.014176 | 0.19896 | 0 | 0 | 9.98e-05
West Oxfordshire | E07000181 | 2050 | CT | domestic | 13449.8037 | 1263.1621 | 289.5644 | 0.5833 | 9968.5814 | 521.0818 | 2793.6426 | 14387.4814 | 7.001 | 1108.6952 | 10190.4832 | 0 | 0 | 0.28603 | 0.24916 | 0.0234 | 0.0053643 | 1.08e-05 | 0.18467 | 0.0096532 | 0.051753 | 0.26653 | 0.0001297 | 0.020539 | 0.18878 | 0 | 0 | 5.3e-06
West Suffolk | E07000245 | 2050 | CT | domestic | 21382.5504 | 2427.448 | 631.5472 | 1.0975 | 16014.7531 | 917.3698 | 4341.5663 | 22761.1224 | 10.6548 | 2172.45 | 16165.478 | 0 | 0 | 0.64128 | 0.24627 | 0.027957 | 0.0072737 | 1.26e-05 | 0.18445 | 0.010566 | 0.050003 | 0.26214 | 0.00012271 | 0.025021 | 0.18618 | 0 | 0 | 7.39e-06
Westminster | E09000033 | 2050 | CT | domestic | 49965.2821 | 4187.9779 | 519.5112 | 9.4974 | 45965.736 | 4116.9861 | 8925.0916 | 51819.7818 | 24.5942 | 3530.7497 | 37524.1258 | 0 | 0 | 0.45971 | 0.24186 | 0.020272 | 0.0025147 | 4.6e-05 | 0.2225 | 0.019928 | 0.043202 | 0.25083 | 0.00011905 | 0.017091 | 0.18164 | 0 | 0 | 2.23e-06
Wigan | E08000010 | 2050 | CT | domestic | 40054.2497 | 2416.0167 | 371.2726 | 1.2873 | 29527.7414 | 828.4077 | 5868.7749 | 44258.3307 | 39.8801 | 1748.8848 | 31209.0499 | 0 | 0 | 0.943 | 0.25622 | 0.015455 | 0.002375 | 8.23e-06 | 0.18889 | 0.0052993 | 0.037542 | 0.28312 | 0.00025511 | 0.011188 | 0.19964 | 0 | 0 | 6.03e-06
Wiltshire | E06000054 | 2050 | CT | domestic | 59326.5011 | 6011.1581 | 1380.0732 | 1.7583 | 41632.6684 | 1814.6675 | 13758.1379 | 62823.5122 | 31.6757 | 5506.9876 | 44664.2558 | 0 | 0 | 0.67176 | 0.25037 | 0.025369 | 0.0058243 | 7.42e-06 | 0.1757 | 0.0076584 | 0.058063 | 0.26513 | 0.00013368 | 0.023241 | 0.18849 | 0 | 0 | 2.83e-06
Winchester | E07000094 | 2050 | CT | domestic | 15294.6657 | 1322.4121 | 290.5926 | 0.63971 | 11485.5425 | 506.347 | 2952.2812 | 16571.3767 | 8.1532 | 1119.9082 | 11669.829 | 0 | 0 | 0.28385 | 0.24982 | 0.0216 | 0.0047465 | 1.04e-05 | 0.1876 | 0.0082707 | 0.048223 | 0.27068 | 0.00013317 | 0.018293 | 0.19061 | 0 | 0 | 4.64e-06
Windsor and Maidenhead | E06000040 | 2050 | CT | domestic | 18684.9273 | 1266.05 | 202.2025 | 0.82284 | 14160.0597 | 703.1723 | 3438.6728 | 20323.4641 | 10.2848 | 1015.8686 | 14321.4289 | 0 | 0 | 0.18282 | 0.25207 | 0.017079 | 0.0027278 | 1.11e-05 | 0.19102 | 0.009486 | 0.046389 | 0.27417 | 0.00013875 | 0.013704 | 0.1932 | 0 | 0 | 2.47e-06
Wirral | E08000015 | 2050 | CT | domestic | 43630.1748 | 2687.5988 | 423.594 | 2.1847 | 33759.361 | 815.8991 | 6432.8245 | 48243.3606 | 42.6993 | 1929.5075 | 33934.3918 | 0 | 0 | 1.204 | 0.25381 | 0.015634 | 0.0024641 | 1.27e-05 | 0.19639 | 0.0047463 | 0.037421 | 0.28064 | 0.00024839 | 0.011224 | 0.1974 | 0 | 0 | 7e-06
Woking | E07000217 | 2050 | CT | domestic | 12321.1773 | 895.6082 | 106.786 | 0.92206 | 9264.5457 | 1069.3412 | 2505.1891 | 12761.7416 | 6.4117 | 806.559 | 9284.7511 | 0 | 0 | 0.091534 | 0.25133 | 0.018269 | 0.0021783 | 1.88e-05 | 0.18898 | 0.021813 | 0.051102 | 0.26032 | 0.00013079 | 0.016453 | 0.1894 | 0 | 0 | 1.87e-06
Wokingham | E06000041 | 2050 | CT | domestic | 18111.2494 | 1156.6779 | 174.971 | 0.89542 | 14015.0695 | 519.9713 | 3043.0783 | 19988.9748 | 10.2091 | 872.6688 | 13978.0204 | 0 | 0 | 0.15488 | 0.25199 | 0.016094 | 0.0024345 | 1.25e-05 | 0.195 | 0.0072347 | 0.04234 | 0.27812 | 0.00014205 | 0.012142 | 0.19449 | 0 | 0 | 2.15e-06
Wolverhampton | E08000031 | 2050 | CT | domestic | 30841.2208 | 1961.7325 | 263.8765 | 2.0707 | 24130.1061 | 1048.1148 | 6158.0226 | 33311.3762 | 16.7838 | 1566.2484 | 23513.8175 | 0 | 0 | 0.23219 | 0.25112 | 0.015973 | 0.0021486 | 1.69e-05 | 0.19648 | 0.0085342 | 0.050141 | 0.27124 | 0.00013666 | 0.012753 | 0.19146 | 0 | 0 | 1.89e-06
Worcester | E07000237 | 2050 | CT | domestic | 12947.8726 | 818.8785 | 103.5725 | 0.68161 | 9827.4627 | 632.5137 | 2532.9353 | 13890.106 | 7.0357 | 670.8683 | 9870.5707 | 0 | 0 | 0.088338 | 0.25238 | 0.015962 | 0.0020189 | 1.33e-05 | 0.19156 | 0.012329 | 0.049372 | 0.27075 | 0.00013714 | 0.013077 | 0.1924 | 0 | 0 | 1.72e-06
Worthing | E07000229 | 2050 | CT | domestic | 15526.0215 | 1063.0449 | 133.5984 | 0.70044 | 11087.2201 | 642.9779 | 3817.9864 | 16255.3917 | 8.5655 | 969.4886 | 11655.1166 | 0 | 0 | 0.068542 | 0.25386 | 0.017381 | 0.0021844 | 1.15e-05 | 0.18128 | 0.010513 | 0.062426 | 0.26578 | 0.00014005 | 0.015852 | 0.19057 | 0 | 0 | 1.12e-06
Wrexham | W06000006 | 2050 | CT | domestic | 14373.1351 | 1143.6818 | 401.5704 | 0.41743 | 10543.9358 | 337.9442 | 1668.2057 | 18410.0405 | 4.5939 | 1317.8519 | 13846.6562 | 0 | 0 | 0.90636 | 0.23164 | 0.018432 | 0.0064718 | 6.73e-06 | 0.16993 | 0.0054464 | 0.026885 | 0.2967 | 7.4e-05 | 0.021239 | 0.22316 | 0 | 0 | 1.46e-05
Wychavon | E07000238 | 2050 | CT | domestic | 15296.7792 | 1414.1269 | 338.8746 | 0.72284 | 11616.3047 | 318.4463 | 3044.5812 | 16660.5875 | 8.1259 | 1197.037 | 11660.8594 | 0 | 0 | 0.3358 | 0.2485 | 0.022973 | 0.0055051 | 1.17e-05 | 0.18871 | 0.0051732 | 0.04946 | 0.27065 | 0.00013201 | 0.019446 | 0.18943 | 0 | 0 | 5.46e-06
Wycombe District | E07000007 | 2050 | CT | domestic | 21102.6786 | 1515.5827 | 270.3825 | 0.8375 | 15747.257 | 657.6593 | 4394.9011 | 22771.6995 | 11.4246 | 1264.9915 | 16059.9456 | 0 | 0 | 0.25093 | 0.25183 | 0.018086 | 0.0032266 | 9.99e-06 | 0.18792 | 0.0078482 | 0.052447 | 0.27175 | 0.00013634 | 0.015096 | 0.19165 | 0 | 0 | 2.99e-06
Wyre | E07000128 | 2050 | CT | domestic | 14894.7071 | 1017.9904 | 181.7705 | 0.43912 | 10697.6631 | 403.4986 | 2505.5654 | 16146.9332 | 14.3677 | 813.9183 | 11493.3695 | 0 | 0 | 0.48177 | 0.25605 | 0.0175 | 0.0031248 | 7.55e-06 | 0.1839 | 0.0069365 | 0.043073 | 0.27758 | 0.00024699 | 0.013992 | 0.19758 | 0 | 0 | 8.28e-06
Wyre Forest | E07000239 | 2050 | CT | domestic | 13260.4208 | 946.183 | 170.5648 | 0.60056 | 10147.3596 | 398.708 | 2372.2165 | 14527.2994 | 7.3079 | 751.2809 | 10187.5812 | 0 | 0 | 0.16007 | 0.25129 | 0.01793 | 0.0032322 | 1.14e-05 | 0.1923 | 0.0075556 | 0.044954 | 0.2753 | 0.00013849 | 0.014237 | 0.19306 | 0 | 0 | 3.03e-06
York | E06000014 | 2050 | CT | domestic | 25533.5567 | 1713.8399 | 261.9473 | 0.97357 | 18296.2428 | 917.8854 | 4630.2919 | 27252.6921 | 24.2758 | 1419.7698 | 19575.0142 | 0 | 0 | 0.6729 | 0.25629 | 0.017203 | 0.0026293 | 9.77e-06 | 0.18365 | 0.0092132 | 0.046476 | 0.27355 | 0.00024367 | 0.014251 | 0.19648 | 0 | 0 | 6.75e-06
Aberdeen City | S12000033 | 2050 | FS | domestic | 42849.4645 | 470.3019 | 172.1065 | 762.8762 | 2948.2197 | 0 | 7079.6094 | 11730.7893 | 58380.5522 | 1500.7374 | 14794.4769 | 0 | 0 | 2005.7961 | 0.30029 | 0.0032959 | 0.0012061 | 0.0053462 | 0.020661 | 0 | 0.049614 | 0.082209 | 0.40913 | 0.010517 | 0.10368 | 0 | 0 | 0.014057
Aberdeenshire | S12000034 | 2050 | FS | domestic | 30206.4109 | 334.634 | 118.8472 | 535.0762 | 2061.167 | 0 | 7077.57 | 8221.689 | 39003.5771 | 1259.2712 | 10789.1781 | 0 | 0 | 1424.7389 | 0.29898 | 0.0033122 | 0.0011763 | 0.0052961 | 0.020401 | 0 | 0.070053 | 0.081377 | 0.38605 | 0.012464 | 0.10679 | 0 | 0 | 0.014102
Adur | E07000223 | 2050 | FS | domestic | 7293.9088 | 200.7254 | 39.4066 | 188.7168 | 3972.0199 | 357.215 | 1576.0262 | 4325.3664 | 13060.1924 | 210.5113 | 1624.1104 | 0 | 0 | 121.4134 | 0.22123 | 0.0060882 | 0.0011952 | 0.005724 | 0.12048 | 0.010835 | 0.047802 | 0.13119 | 0.39613 | 0.006385 | 0.049261 | 0 | 0 | 0.0036826
Allerdale | E07000026 | 2050 | FS | domestic | 11933.7262 | 451.0458 | 57.1004 | 206.8817 | 6260.4982 | 525.1068 | 1670.5036 | 6140.5622 | 20980.1688 | 535.4975 | 3093.8068 | 0 | 0 | 411.3994 | 0.22833 | 0.0086298 | 0.0010925 | 0.0039582 | 0.11978 | 0.010047 | 0.031961 | 0.11749 | 0.40141 | 0.010246 | 0.059193 | 0 | 0 | 0.0078712
Amber Valley | E07000032 | 2050 | FS | domestic | 14300.7245 | 440.7132 | 78.3584 | 223.9296 | 7110.4533 | 471.1694 | 1888.522 | 8545.0444 | 26317.0128 | 398.6472 | 3167.4955 | 0 | 0 | 329.0196 | 0.22602 | 0.0069655 | 0.0012385 | 0.0035392 | 0.11238 | 0.0074468 | 0.029848 | 0.13505 | 0.41594 | 0.0063006 | 0.050062 | 0 | 0 | 0.0052002
Angus | S12000041 | 2050 | FS | domestic | 17876.1037 | 196.901 | 71.2225 | 320.8042 | 1235.3174 | 0 | 3444.465 | 4883.9098 | 23857.0849 | 672.7905 | 6255.6164 | 0 | 0 | 836.3586 | 0.29968 | 0.0033009 | 0.001194 | 0.0053781 | 0.020709 | 0 | 0.057744 | 0.081875 | 0.39995 | 0.011279 | 0.10487 | 0 | 0 | 0.014021
Argyll and Bute | S12000035 | 2050 | FS | domestic | 10026.1066 | 112.4273 | 38.332 | 181.9018 | 692.6946 | 0 | 3296.612 | 2709.3988 | 11982.6474 | 508.2565 | 3742.705 | 0 | 0 | 472.7244 | 0.29695 | 0.0033298 | 0.0011353 | 0.0053875 | 0.020516 | 0 | 0.097637 | 0.080246 | 0.3549 | 0.015053 | 0.11085 | 0 | 0 | 0.014001
Arun | E07000224 | 2050 | FS | domestic | 19066.0519 | 536.4234 | 103.1302 | 402.9162 | 10118.4662 | 1377.1688 | 4045.0104 | 11282.225 | 33994.0491 | 568.3876 | 4285.6419 | 0 | 0 | 339.7552 | 0.22139 | 0.0062288 | 0.0011975 | 0.0046786 | 0.11749 | 0.015991 | 0.04697 | 0.13101 | 0.39473 | 0.0066 | 0.049764 | 0 | 0 | 0.0039452
Ashfield | E07000170 | 2050 | FS | domestic | 13998.6016 | 383.4009 | 77.4551 | 233.7671 | 7339.8606 | 414.5232 | 1523.0904 | 8435.1423 | 26239.436 | 336.7619 | 3034.1673 | 0 | 0 | 242.8954 | 0.22484 | 0.0061582 | 0.0012441 | 0.0037547 | 0.11789 | 0.006658 | 0.024464 | 0.13548 | 0.42146 | 0.005409 | 0.048735 | 0 | 0 | 0.0039014
Ashford | E07000105 | 2050 | FS | domestic | 14044.2999 | 635.5072 | 74.5243 | 290.4521 | 7064.9417 | 859.9328 | 2086.6198 | 8267.1732 | 23983.6073 | 573.7102 | 3320.8645 | 0 | 0 | 633.5331 | 0.22712 | 0.010277 | 0.0012052 | 0.0046972 | 0.11425 | 0.013907 | 0.033745 | 0.1337 | 0.38786 | 0.0092781 | 0.053705 | 0 | 0 | 0.010246
Aylesbury Vale District | E07000004 | 2050 | FS | domestic | 20724.0439 | 922.7517 | 109.9319 | 381.2223 | 10267.7222 | 1693.9484 | 3335.876 | 12158.627 | 35199.3502 | 857.4251 | 4933.1641 | 0 | 0 | 907.9231 | 0.22651 | 0.010086 | 0.0012015 | 0.0041667 | 0.11223 | 0.018515 | 0.036461 | 0.13289 | 0.38473 | 0.0093716 | 0.053919 | 0 | 0 | 0.0099235
Babergh | E07000200 | 2050 | FS | domestic | 10325.9038 | 656.2583 | 52.5073 | 189.6849 | 4800.5202 | 815.1017 | 1885.842 | 5941.5145 | 15987.3436 | 593.1125 | 2638.1705 | 0 | 0 | 760.9725 | 0.23128 | 0.014699 | 0.0011761 | 0.0042486 | 0.10752 | 0.018257 | 0.042239 | 0.13308 | 0.35808 | 0.013285 | 0.05909 | 0 | 0 | 0.017044
Barking and Dagenham | E09000002 | 2050 | FS | domestic | 18639.8784 | 477.4112 | 100.5938 | 915.1378 | 12837.6653 | 1670.8143 | 3833.852 | 11108.405 | 32597.4517 | 514.8631 | 4123.2045 | 0 | 0 | 211.7402 | 0.21418 | 0.0054855 | 0.0011558 | 0.010515 | 0.14751 | 0.019198 | 0.044052 | 0.12764 | 0.37455 | 0.0059159 | 0.047376 | 0 | 0 | 0.0024329
Barnet | E09000003 | 2050 | FS | domestic | 37779.4875 | 998.7573 | 205.2559 | 2026.5532 | 25846.4943 | 4749.0799 | 6308.0121 | 22560.6076 | 66657.4599 | 1045.5555 | 8412.7729 | 0 | 0 | 475.955 | 0.21336 | 0.0056406 | 0.0011592 | 0.011445 | 0.14597 | 0.026821 | 0.035625 | 0.12741 | 0.37646 | 0.0059049 | 0.047512 | 0 | 0 | 0.002688
Barnsley | E08000016 | 2050 | FS | domestic | 27213.4601 | 725.6554 | 135.974 | 549.6709 | 14931.6788 | 1296.2885 | 2305.0967 | 14300.3322 | 52275.0946 | 772.7412 | 6638.6304 | 0 | 0 | 465.4417 | 0.22378 | 0.0059671 | 0.0011181 | 0.0045199 | 0.12278 | 0.010659 | 0.018955 | 0.11759 | 0.42986 | 0.0063543 | 0.054589 | 0 | 0 | 0.0038273
Barrow-in-Furness | E07000027 | 2050 | FS | domestic | 8319.1817 | 204.6989 | 41.4417 | 130.0732 | 4472.3958 | 484.8893 | 1116.6398 | 4352.5245 | 15846.9099 | 236.9712 | 2038.1817 | 0 | 0 | 114.9816 | 0.22268 | 0.0054793 | 0.0011093 | 0.0034817 | 0.11971 | 0.012979 | 0.02989 | 0.11651 | 0.42418 | 0.0063431 | 0.054557 | 0 | 0 | 0.0030778
Basildon | E07000066 | 2050 | FS | domestic | 18866.9537 | 502.0894 | 102.9965 | 617.7466 | 10444.8774 | 1219.4871 | 3253.7894 | 11239.5225 | 34373.2995 | 508.8318 | 4176.8196 | 0 | 0 | 295.9446 | 0.2204 | 0.0058654 | 0.0012032 | 0.0072165 | 0.12202 | 0.014246 | 0.038011 | 0.1313 | 0.40155 | 0.0059441 | 0.048793 | 0 | 0 | 0.0034572
Basingstoke and Deane | E07000084 | 2050 | FS | domestic | 18228.6072 | 705.8808 | 97.8105 | 361.2752 | 9431.0357 | 1619.2791 | 2852.3954 | 10765.5765 | 31680.7499 | 668.0754 | 4245.0613 | 0 | 0 | 629.2397 | 0.22426 | 0.008684 | 0.0012033 | 0.0044446 | 0.11602 | 0.019921 | 0.035091 | 0.13244 | 0.38975 | 0.0082189 | 0.052224 | 0 | 0 | 0.0077412
Bassetlaw | E07000171 | 2050 | FS | domestic | 12861.9528 | 613.0426 | 68.4373 | 231.8501 | 6486.6396 | 844.4415 | 1482.0557 | 7593.525 | 21973.6604 | 535.244 | 3053.1 | 0 | 0 | 624.4808 | 0.22818 | 0.010876 | 0.0012141 | 0.0041131 | 0.11508 | 0.014981 | 0.026292 | 0.13471 | 0.38982 | 0.0094955 | 0.054163 | 0 | 0 | 0.011079
Bath and North East Somerset | E06000022 | 2050 | FS | domestic | 21573.762 | 740.9786 | 115.9604 | 590.5027 | 10147.9104 | 1418.9623 | 4128.4807 | 12745.7872 | 37933.677 | 831.226 | 5035.8159 | 0 | 0 | 657.5477 | 0.22491 | 0.0077249 | 0.0012089 | 0.0061562 | 0.10579 | 0.014793 | 0.043041 | 0.13288 | 0.39547 | 0.0086658 | 0.0525 | 0 | 0 | 0.0068551
Bedford | E06000055 | 2050 | FS | domestic | 18576.6584 | 613.0129 | 100.3299 | 419.2786 | 9997.979 | 1674.4432 | 3231.2339 | 10994.9119 | 32729.9674 | 607.9227 | 4245.6729 | 0 | 0 | 468.9401 | 0.22205 | 0.0073274 | 0.0011993 | 0.0050117 | 0.11951 | 0.020015 | 0.038623 | 0.13142 | 0.39122 | 0.0072666 | 0.050749 | 0 | 0 | 0.0056053
Bexley | E09000004 | 2050 | FS | domestic | 23841.9525 | 614.4056 | 130.142 | 690.994 | 14038.4831 | 1871.3961 | 4208.8154 | 14241.5239 | 43029.4337 | 634.3549 | 5264.4673 | 0 | 0 | 316.8332 | 0.21897 | 0.0056428 | 0.0011952 | 0.0063462 | 0.12893 | 0.017187 | 0.038655 | 0.1308 | 0.39519 | 0.005826 | 0.04835 | 0 | 0 | 0.0029099
Birmingham | E08000025 | 2050 | FS | domestic | 112635.3428 | 2913.5696 | 613.7027 | 2801.7557 | 66911.7772 | 14897.0375 | 21518.7582 | 66980.4328 | 199691.0502 | 3205.3833 | 25305.2851 | 0 | 0 | 1427.2397 | 0.21707 | 0.0056149 | 0.0011827 | 0.0053994 | 0.12895 | 0.028709 | 0.04147 | 0.12908 | 0.38483 | 0.0061772 | 0.048767 | 0 | 0 | 0.0027505
Blaby | E07000129 | 2050 | FS | domestic | 10018.2415 | 273.5806 | 55.3862 | 183.8083 | 5031.3526 | 311.9921 | 1186.6662 | 6014.528 | 18806.7666 | 245.7843 | 2182.2548 | 0 | 0 | 180.2667 | 0.22518 | 0.0061492 | 0.0012449 | 0.0041314 | 0.11309 | 0.0070125 | 0.026672 | 0.13519 | 0.42271 | 0.0055244 | 0.04905 | 0 | 0 | 0.0040518
Blackburn with Darwen | E06000008 | 2050 | FS | domestic | 15217.0247 | 362.4561 | 75.9378 | 360.55 | 8568.7493 | 562.5747 | 1870.0095 | 7999.9567 | 29301.6006 | 399.6222 | 3671.8398 | 0 | 0 | 191.3528 | 0.22188 | 0.005285 | 0.0011073 | 0.0052572 | 0.12494 | 0.008203 | 0.027267 | 0.11665 | 0.42725 | 0.005827 | 0.05354 | 0 | 0 | 0.0027901
Blackpool | E06000009 | 2050 | FS | domestic | 18458.9414 | 438.8069 | 91.3706 | 497.516 | 10417.6249 | 3194.5739 | 3306.8825 | 9552.0616 | 33867.5061 | 602.0481 | 4709.7025 | 0 | 0 | 211.1965 | 0.21628 | 0.0051414 | 0.0010706 | 0.0058292 | 0.12206 | 0.03743 | 0.038746 | 0.11192 | 0.39682 | 0.007054 | 0.055182 | 0 | 0 | 0.0024745
Blaenau Gwent | W06000019 | 2050 | FS | domestic | 6310.2246 | 365.7022 | 50.1096 | 135.2732 | 3106.2782 | 141.1015 | 759.844 | 3372.8762 | 17017.3751 | 200.9932 | 1486.8515 | 0 | 0 | 477.6944 | 0.18879 | 0.010941 | 0.0014992 | 0.0040471 | 0.092935 | 0.0042215 | 0.022733 | 0.10091 | 0.50913 | 0.0060134 | 0.044484 | 0 | 0 | 0.014292
Bolsover | E07000033 | 2050 | FS | domestic | 8825.3835 | 298.2013 | 48.5235 | 218.2582 | 4456.6763 | 183.3124 | 761.5324 | 5293.5729 | 16389.1272 | 247.8915 | 1952.5847 | 0 | 0 | 244.9725 | 0.22676 | 0.0076619 | 0.0012467 | 0.0056079 | 0.11451 | 0.00471 | 0.019567 | 0.13601 | 0.4211 | 0.0063692 | 0.050169 | 0 | 0 | 0.0062943
Bolton | E08000001 | 2050 | FS | domestic | 30122.6926 | 731.8155 | 149.2866 | 621.4069 | 18958.5886 | 1885.569 | 4390.9478 | 15823.6476 | 56953.4119 | 823.7342 | 7309.6603 | 0 | 0 | 338.471 | 0.21811 | 0.0052988 | 0.0010809 | 0.0044994 | 0.13727 | 0.013653 | 0.031793 | 0.11457 | 0.41238 | 0.0059644 | 0.052927 | 0 | 0 | 0.0024507
Boston | E07000136 | 2050 | FS | domestic | 7608.0301 | 413.1555 | 39.6154 | 175.2739 | 3772.5457 | 481.6598 | 1164.9705 | 4440.7332 | 12461.017 | 367.3656 | 1860.66 | 0 | 0 | 451.8399 | 0.2289 | 0.012431 | 0.0011919 | 0.0052735 | 0.1135 | 0.014492 | 0.035051 | 0.13361 | 0.37492 | 0.011053 | 0.055982 | 0 | 0 | 0.013595
Bournemouth, Christchurch and Poole | E06000058 | 2050 | FS | domestic | 50739.9127 | 1346.6403 | 274.1204 | 1270.9236 | 29649.431 | 4830.132 | 11262.6008 | 30082.2553 | 89410.9666 | 1485.4599 | 11377.5444 | 0 | 0 | 701.5567 | 0.2183 | 0.0057937 | 0.0011794 | 0.0054679 | 0.12756 | 0.020781 | 0.048456 | 0.12942 | 0.38468 | 0.006391 | 0.04895 | 0 | 0 | 0.0030183
Bracknell Forest | E06000036 | 2050 | FS | domestic | 12209.3452 | 317.8506 | 66.3896 | 288.1202 | 6633.3262 | 735.5291 | 2448.6619 | 7258.5406 | 22065.5758 | 333.5068 | 2703.3156 | 0 | 0 | 180.1718 | 0.22102 | 0.005754 | 0.0012018 | 0.0052158 | 0.12008 | 0.013315 | 0.044327 | 0.1314 | 0.39945 | 0.0060374 | 0.048937 | 0 | 0 | 0.0032616
Bradford | E08000032 | 2050 | FS | domestic | 54215.4364 | 1268.9808 | 271.0823 | 1169.3449 | 30024.1928 | 5425.7278 | 7061.5022 | 28358.775 | 103212.9 | 1515.3861 | 13371.3412 | 0 | 0 | 632.0268 | 0.21992 | 0.0051474 | 0.0010996 | 0.0047433 | 0.12179 | 0.022009 | 0.028644 | 0.11503 | 0.41867 | 0.0061469 | 0.054239 | 0 | 0 | 0.0025637
Braintree | E07000067 | 2050 | FS | domestic | 16906.0478 | 769.2371 | 88.4694 | 319.835 | 8355.1591 | 1133.4019 | 3599.8231 | 9854.5475 | 28097.3237 | 738.7046 | 4055.0754 | 0 | 0 | 764.0086 | 0.22637 | 0.0103 | 0.0011846 | 0.0042826 | 0.11188 | 0.015176 | 0.048202 | 0.13195 | 0.37623 | 0.0098914 | 0.054298 | 0 | 0 | 0.01023
Breckland | E07000143 | 2050 | FS | domestic | 15400.0379 | 1134.6857 | 76.3598 | 268.7685 | 7027.3393 | 1251.3651 | 3096.7601 | 8766.8715 | 22468.3209 | 1021.3553 | 4082.5867 | 0 | 0 | 1373.0042 | 0.23345 | 0.017201 | 0.0011575 | 0.0040743 | 0.10653 | 0.018969 | 0.046944 | 0.1329 | 0.3406 | 0.015483 | 0.061888 | 0 | 0 | 0.020813
Brent | E09000005 | 2050 | FS | domestic | 34096.9964 | 961.3633 | 184.5771 | 2054.504 | 25053.543 | 2605.0501 | 5146.0933 | 20485.6693 | 60001.6739 | 928.4687 | 7491.0245 | 0 | 0 | 470.2453 | 0.2138 | 0.0060281 | 0.0011574 | 0.012883 | 0.1571 | 0.016335 | 0.032268 | 0.12845 | 0.37624 | 0.0058219 | 0.046972 | 0 | 0 | 0.0029486
Brentwood | E07000068 | 2050 | FS | domestic | 8488.1211 | 244.8679 | 46.5436 | 156.9303 | 4456.6932 | 598.9161 | 1210.5479 | 5065.5575 | 15491.5259 | 235.0979 | 1888.8329 | 0 | 0 | 164.5396 | 0.22309 | 0.0064357 | 0.0012233 | 0.0041245 | 0.11713 | 0.015741 | 0.031816 | 0.13314 | 0.40716 | 0.006179 | 0.049643 | 0 | 0 | 0.0043245
Bridgend | W06000013 | 2050 | FS | domestic | 11689.1257 | 657.6792 | 92.8108 | 153.5807 | 5543.5541 | 327.2346 | 1434.9803 | 6242.5053 | 31575.0056 | 374.712 | 2757.4128 | 0 | 0 | 857.1945 | 0.18943 | 0.010658 | 0.0015041 | 0.0024889 | 0.089838 | 0.0053031 | 0.023255 | 0.10117 | 0.5117 | 0.0060726 | 0.044686 | 0 | 0 | 0.013892
Brighton and Hove | E06000043 | 2050 | FS | domestic | 39897.8543 | 1080.0839 | 216.4231 | 1348.2667 | 27440.4058 | 4733.2812 | 7973.4177 | 23692.374 | 68561.2301 | 1166.6094 | 8951.1902 | 0 | 0 | 505.7654 | 0.21501 | 0.0058205 | 0.0011663 | 0.0072657 | 0.14787 | 0.025507 | 0.042968 | 0.12768 | 0.36947 | 0.0062867 | 0.048237 | 0 | 0 | 0.0027255
Bristol, City of | E06000023 | 2050 | FS | domestic | 53376.3242 | 1421.4712 | 292.2994 | 1650.2779 | 25842.9218 | 6864.44 | 9696.9984 | 31585.2693 | 95661.0758 | 1809.086 | 12402.0274 | 0 | 0 | 953.3414 | 0.22097 | 0.0058847 | 0.0012101 | 0.0068319 | 0.10699 | 0.028418 | 0.040144 | 0.13076 | 0.39602 | 0.0074893 | 0.051342 | 0 | 0 | 0.0039467
Broadland | E07000144 | 2050 | FS | domestic | 14522.0842 | 717.7498 | 76.3589 | 279.479 | 6913.5797 | 684.7638 | 2282.0464 | 8502.4614 | 24448.6338 | 642.2477 | 3483.9775 | 0 | 0 | 756.2691 | 0.22938 | 0.011337 | 0.0012061 | 0.0044145 | 0.1092 | 0.010816 | 0.036046 | 0.1343 | 0.38618 | 0.010145 | 0.055031 | 0 | 0 | 0.011946
Bromley | E09000006 | 2050 | FS | domestic | 37412.8134 | 1001.0006 | 205.1416 | 952.3774 | 22102.6521 | 1921.7544 | 5328.5142 | 22495.6637 | 68340.0269 | 945.8099 | 8157.9404 | 0 | 0 | 548.3493 | 0.22084 | 0.0059087 | 0.0012109 | 0.0056217 | 0.13047 | 0.011344 | 0.031453 | 0.13279 | 0.4034 | 0.0055829 | 0.048154 | 0 | 0 | 0.0032368
Bromsgrove | E07000234 | 2050 | FS | domestic | 10785.6721 | 344.8799 | 59.3779 | 157.1054 | 4801.6537 | 377.9604 | 1259.2261 | 6473.6375 | 19934.6798 | 340.5324 | 2423.8149 | 0 | 0 | 295.6951 | 0.22825 | 0.0072984 | 0.0012566 | 0.0033247 | 0.10161 | 0.0079984 | 0.026648 | 0.137 | 0.42186 | 0.0072064 | 0.051293 | 0 | 0 | 0.0062575
Broxbourne | E07000095 | 2050 | FS | domestic | 9937.0848 | 268.9829 | 53.6414 | 222.726 | 5360.7131 | 850.6571 | 2280.7992 | 5868.1037 | 17604.774 | 298.2852 | 2240.5037 | 0 | 0 | 156.7671 | 0.22012 | 0.0059585 | 0.0011883 | 0.0049338 | 0.11875 | 0.018844 | 0.050524 | 0.12999 | 0.38998 | 0.0066076 | 0.049631 | 0 | 0 | 0.0034727
Broxtowe | E07000172 | 2050 | FS | domestic | 12231.6534 | 332.9269 | 67.4245 | 173.7484 | 6616.0377 | 515.0094 | 1619.5623 | 7347.3426 | 22579.1242 | 306.7097 | 2668.2996 | 0 | 0 | 200.4347 | 0.22378 | 0.0060911 | 0.0012336 | 0.0031788 | 0.12104 | 0.0094224 | 0.029631 | 0.13442 | 0.4131 | 0.0056114 | 0.048818 | 0 | 0 | 0.0036671
Burnley | E07000117 | 2050 | FS | domestic | 10145.8462 | 233.8186 | 51.0742 | 144.0656 | 5472.0721 | 627.3948 | 1047.4579 | 5339.1945 | 19726.014 | 255.7925 | 2454.6116 | 0 | 0 | 117.2123 | 0.22243 | 0.005126 | 0.0011197 | 0.0031583 | 0.11996 | 0.013754 | 0.022963 | 0.11705 | 0.43245 | 0.0056077 | 0.053812 | 0 | 0 | 0.0025696
Bury | E08000002 | 2050 | FS | domestic | 20736.2126 | 499.2644 | 103.6429 | 313.53 | 11175.2511 | 1642.5683 | 2613.0077 | 10859.0956 | 39607.8223 | 580.7435 | 5093.0366 | 0 | 0 | 265.9055 | 0.2218 | 0.0053403 | 0.0011086 | 0.0033536 | 0.11953 | 0.017569 | 0.02795 | 0.11615 | 0.42366 | 0.0062118 | 0.054477 | 0 | 0 | 0.0028442
Caerphilly | W06000018 | 2050 | FS | domestic | 14827.0296 | 909.7327 | 117.5305 | 177.7548 | 6947.1391 | 219.8437 | 1767.4394 | 7944.0617 | 39753.4691 | 472.1808 | 3492.1177 | 0 | 0 | 1188.3918 | 0.19054 | 0.011691 | 0.0015104 | 0.0022843 | 0.089276 | 0.0028251 | 0.022713 | 0.10209 | 0.51086 | 0.0060679 | 0.044876 | 0 | 0 | 0.015272
Calderdale | E08000033 | 2050 | FS | domestic | 25244.3823 | 640.9274 | 125.5326 | 401.6215 | 13498.142 | 2211.3744 | 3388.5093 | 13166.7984 | 47614.6948 | 766.5614 | 6271.2902 | 0 | 0 | 376.3866 | 0.22201 | 0.0056367 | 0.001104 | 0.0035321 | 0.11871 | 0.019448 | 0.029801 | 0.1158 | 0.41875 | 0.0067416 | 0.055153 | 0 | 0 | 0.0033102
Cambridge | E07000008 | 2050 | FS | domestic | 13710.1309 | 357.4799 | 74.3184 | 656.9475 | 9042.9798 | 1682.3805 | 2557.6964 | 8164.2233 | 24152.9004 | 387.2245 | 3065.0621 | 0 | 0 | 167.5208 | 0.21416 | 0.005584 | 0.0011609 | 0.010262 | 0.14125 | 0.026279 | 0.039952 | 0.12753 | 0.37728 | 0.0060486 | 0.047877 | 0 | 0 | 0.0026167
Camden | E09000007 | 2050 | FS | domestic | 36840.6569 | 1077.6915 | 197.7493 | 3475.066 | 34356.5458 | 3653.7925 | 5192.5103 | 22168.1462 | 61689.3187 | 1025.3102 | 8075.3261 | 0 | 0 | 411.2009 | 0.20678 | 0.0060489 | 0.0011099 | 0.019505 | 0.19284 | 0.020508 | 0.029145 | 0.12443 | 0.34625 | 0.0057549 | 0.045325 | 0 | 0 | 0.002308
Cannock Chase | E07000192 | 2050 | FS | domestic | 10803.9474 | 290.7635 | 59.2279 | 189.3202 | 5681.3195 | 590.3702 | 1723.802 | 6458.7123 | 19830.9349 | 284.3362 | 2379.2011 | 0 | 0 | 174.396 | 0.22292 | 0.0059993 | 0.001222 | 0.0039062 | 0.11722 | 0.012181 | 0.035567 | 0.13326 | 0.40917 | 0.0058667 | 0.04909 | 0 | 0 | 0.0035983
Canterbury | E07000106 | 2050 | FS | domestic | 17861.1132 | 529.1458 | 97.1523 | 387.3545 | 9394.5498 | 1353.8773 | 3088.1792 | 10602.6735 | 32121.1959 | 529.3744 | 4016.3276 | 0 | 0 | 367.8256 | 0.22229 | 0.0065856 | 0.0012091 | 0.0048209 | 0.11692 | 0.01685 | 0.038435 | 0.13196 | 0.39977 | 0.0065885 | 0.049986 | 0 | 0 | 0.0045779
Cardiff | W06000015 | 2050 | FS | domestic | 30571.252 | 1514.8745 | 235.2843 | 451.3848 | 14946.0124 | 5464.204 | 5668.6739 | 15817.2003 | 79414.4303 | 1524.9218 | 7910.0339 | 0 | 0 | 1941.7875 | 0.18477 | 0.0091555 | 0.001422 | 0.0027281 | 0.09033 | 0.033024 | 0.03426 | 0.095595 | 0.47996 | 0.0092163 | 0.047806 | 0 | 0 | 0.011736
Carlisle | E07000028 | 2050 | FS | domestic | 12703.1077 | 437.7466 | 61.4684 | 179.8554 | 6694.6053 | 979.2304 | 1781.4838 | 6556.2984 | 22669.9562 | 527.8039 | 3277.9627 | 0 | 0 | 366.9853 | 0.22589 | 0.007784 | 0.001093 | 0.0031982 | 0.11904 | 0.017413 | 0.031678 | 0.11658 | 0.40312 | 0.0093854 | 0.058289 | 0 | 0 | 0.0065257
Carmarthenshire | W06000010 | 2050 | FS | domestic | 16886.2049 | 2483.908 | 121.6453 | 222.324 | 7699.6515 | 1026.9661 | 2679.1776 | 9100.2493 | 35289.7427 | 1081.5152 | 4634.464 | 0 | 0 | 3261.8228 | 0.19987 | 0.0294 | 0.0014398 | 0.0026314 | 0.091133 | 0.012155 | 0.031711 | 0.10771 | 0.41769 | 0.012801 | 0.054854 | 0 | 0 | 0.038607
Castle Point | E07000069 | 2050 | FS | domestic | 9530.5514 | 263.1854 | 52.4034 | 166.9072 | 4888.3338 | 501.7105 | 1340.4757 | 5703.4569 | 17615.6652 | 250.2421 | 2100.2291 | 0 | 0 | 166.8105 | 0.22383 | 0.006181 | 0.0012307 | 0.0039199 | 0.1148 | 0.011783 | 0.031481 | 0.13395 | 0.41371 | 0.005877 | 0.049324 | 0 | 0 | 0.0039176
Central Bedfordshire | E06000056 | 2050 | FS | domestic | 29206.2356 | 949.4224 | 158.886 | 568.2161 | 14509.3067 | 1979.4978 | 4427.8525 | 17323.7275 | 52660.065 | 906.6404 | 6615.6133 | 0 | 0 | 754.0279 | 0.22456 | 0.0072999 | 0.0012216 | 0.0043689 | 0.11156 | 0.01522 | 0.034045 | 0.1332 | 0.40489 | 0.006971 | 0.050866 | 0 | 0 | 0.0057976
Ceredigion | W06000008 | 2050 | FS | domestic | 7075.4704 | 1334.7787 | 45.8855 | 115.711 | 3136.2807 | 927.7633 | 2127.8889 | 3702.9499 | 11610.0246 | 696.7104 | 2226.0871 | 0 | 0 | 1750.9162 | 0.20361 | 0.03841 | 0.0013204 | 0.0033298 | 0.090251 | 0.026698 | 0.061233 | 0.10656 | 0.3341 | 0.020049 | 0.064059 | 0 | 0 | 0.050385
Charnwood | E07000130 | 2050 | FS | domestic | 19880.1926 | 539.4904 | 109.4716 | 359.591 | 10531.8411 | 784.4998 | 2670.8445 | 11924.1465 | 36829.994 | 500.1074 | 4342.2152 | 0 | 0 | 329.3739 | 0.22387 | 0.0060752 | 0.0012328 | 0.0040494 | 0.1186 | 0.0088343 | 0.030076 | 0.13428 | 0.41474 | 0.0056317 | 0.048898 | 0 | 0 | 0.0037091
Chelmsford | E07000070 | 2050 | FS | domestic | 17804.6944 | 649.155 | 94.5315 | 438.1937 | 9236.1059 | 1368.3408 | 3960.6486 | 10434.0338 | 30532.9849 | 661.1529 | 4150.3837 | 0 | 0 | 552.7666 | 0.22288 | 0.0081263 | 0.0011834 | 0.0054854 | 0.11562 | 0.017129 | 0.049581 | 0.13062 | 0.38222 | 0.0082765 | 0.051956 | 0 | 0 | 0.0069197
Cheltenham | E07000078 | 2050 | FS | domestic | 15381.0997 | 405.6124 | 84.3182 | 346.3303 | 7188.7367 | 1161.2587 | 2799.7708 | 9166.1065 | 28041.2819 | 480.7035 | 3484.4917 | 0 | 0 | 271.6903 | 0.22353 | 0.0058946 | 0.0012254 | 0.005033 | 0.10447 | 0.016876 | 0.040688 | 0.13321 | 0.40751 | 0.0069858 | 0.050638 | 0 | 0 | 0.0039483
Cherwell | E07000177 | 2050 | FS | domestic | 15658.8137 | 739.8454 | 82.0414 | 360.8556 | 7981.4108 | 1318.8416 | 2950.974 | 9138.745 | 25923.0851 | 699.024 | 3780.8151 | 0 | 0 | 747.2439 | 0.22569 | 0.010663 | 0.0011825 | 0.005201 | 0.11504 | 0.019008 | 0.042532 | 0.13172 | 0.37363 | 0.010075 | 0.054493 | 0 | 0 | 0.01077
Cheshire East | E06000049 | 2050 | FS | domestic | 43370.4438 | 1353.8413 | 212.0502 | 731.7165 | 23202.7131 | 2722.0018 | 5681.3898 | 22517.1734 | 79442.7985 | 1590.9303 | 10958.4011 | 0 | 0 | 1041.6434 | 0.22492 | 0.0070211 | 0.0010997 | 0.0037947 | 0.12033 | 0.014116 | 0.029464 | 0.11678 | 0.41199 | 0.0082506 | 0.056831 | 0 | 0 | 0.005402
Cheshire West and Chester | E06000050 | 2050 | FS | domestic | 38202.3176 | 1158.2087 | 186.7616 | 784.0981 | 24055.9908 | 1911.158 | 4963.0556 | 19987.8615 | 70282.0519 | 1275.7958 | 9463.4071 | 0 | 0 | 739.1281 | 0.22081 | 0.0066945 | 0.0010795 | 0.0045321 | 0.13904 | 0.011047 | 0.028687 | 0.11553 | 0.40623 | 0.0073741 | 0.054699 | 0 | 0 | 0.0042722
Chesterfield | E07000034 | 2050 | FS | domestic | 12169.969 | 333.5415 | 67.3478 | 349.3668 | 6620.8527 | 564.4139 | 1258.6267 | 7325.0849 | 22789.0412 | 296.2193 | 2650.0083 | 0 | 0 | 211.2055 | 0.22275 | 0.0061048 | 0.0012327 | 0.0063945 | 0.12118 | 0.01033 | 0.023037 | 0.13407 | 0.41711 | 0.0054217 | 0.048503 | 0 | 0 | 0.0038657
Chichester | E07000225 | 2050 | FS | domestic | 14660.1157 | 738.5634 | 75.8153 | 373.2611 | 7313.3657 | 1010.1936 | 3202.6491 | 8491.9941 | 23741.5961 | 703.5398 | 3587.7864 | 0 | 0 | 774.2032 | 0.22668 | 0.01142 | 0.0011723 | 0.0057715 | 0.11308 | 0.01562 | 0.049521 | 0.13131 | 0.3671 | 0.010878 | 0.055476 | 0 | 0 | 0.011971
Chiltern District | E07000005 | 2050 | FS | domestic | 10317.6896 | 349.0735 | 56.1161 | 246.8847 | 5255.2406 | 507.0236 | 1399.8034 | 6135.6503 | 18651.7754 | 319.2638 | 2326.7993 | 0 | 0 | 287.1732 | 0.22502 | 0.007613 | 0.0012238 | 0.0053843 | 0.11461 | 0.011058 | 0.030528 | 0.13381 | 0.40678 | 0.0069628 | 0.050745 | 0 | 0 | 0.006263
Chorley | E07000118 | 2050 | FS | domestic | 12137.4934 | 305.8614 | 60.4866 | 229.5111 | 6578.2885 | 522.7401 | 1417.7502 | 6363.7655 | 23252.5753 | 340.3645 | 2956.1681 | 0 | 0 | 181.7031 | 0.22333 | 0.005628 | 0.001113 | 0.0042231 | 0.12104 | 0.0096186 | 0.026087 | 0.1171 | 0.42786 | 0.0062628 | 0.054395 | 0 | 0 | 0.0033434
City of Edinburgh | S12000036 | 2050 | FS | domestic | 93419.5265 | 1024.6671 | 375.7918 | 1660.0939 | 6421.9 | 0 | 14950.5886 | 25584.9969 | 127771.2185 | 3226.0759 | 32172.1677 | 0 | 0 | 4373.7872 | 0.3004 | 0.003295 | 0.0012084 | 0.0053383 | 0.02065 | 0 | 0.048076 | 0.082272 | 0.41087 | 0.010374 | 0.10345 | 0 | 0 | 0.014064
City of London | E09000001 | 2050 | FS | domestic | 1804.9921 | 56.9632 | 9.6191 | 208.3153 | 1849.4978 | 1346.6023 | 427.8839 | 1024.1724 | 2465.5561 | 86.0906 | 477.0014 | 0 | 0 | 16.064 | 0.1847 | 0.0058288 | 0.00098428 | 0.021316 | 0.18925 | 0.13779 | 0.043783 | 0.1048 | 0.25229 | 0.0088092 | 0.048809 | 0 | 0 | 0.0016438
Clackmannanshire | S12000005 | 2050 | FS | domestic | 9644.0461 | 105.6143 | 38.9263 | 171.0257 | 662.093 | 0 | 1432.0336 | 2643.6146 | 13304.1873 | 322.3171 | 3302.1938 | 0 | 0 | 451.2795 | 0.30065 | 0.0032925 | 0.0012135 | 0.0053317 | 0.020641 | 0 | 0.044643 | 0.082414 | 0.41475 | 0.010048 | 0.10294 | 0 | 0 | 0.014068
Colchester | E07000071 | 2050 | FS | domestic | 19654.6194 | 722.2414 | 104.6001 | 326.7011 | 10019.5602 | 2195.3664 | 4264.3289 | 11506.206 | 33494.4177 | 748.6581 | 4629.4974 | 0 | 0 | 611.2887 | 0.22265 | 0.0081815 | 0.0011849 | 0.0037008 | 0.1135 | 0.024869 | 0.048306 | 0.13034 | 0.37942 | 0.0084807 | 0.052443 | 0 | 0 | 0.0069246
Conwy | W06000003 | 2050 | FS | domestic | 11168.8221 | 882.1275 | 84.2964 | 180.5871 | 5261.1813 | 852.6954 | 2201.5859 | 5866.2858 | 27418.1538 | 573.3113 | 2888.502 | 0 | 0 | 1150.7887 | 0.19083 | 0.015072 | 0.0014403 | 0.0030855 | 0.089891 | 0.014569 | 0.037616 | 0.10023 | 0.46846 | 0.0097954 | 0.049352 | 0 | 0 | 0.019662
Copeland | E07000029 | 2050 | FS | domestic | 8579.7975 | 279.1856 | 41.6839 | 130.5854 | 4484.0244 | 362.0333 | 1216.4483 | 4442.0176 | 15591.6361 | 329.4285 | 2173.2454 | 0 | 0 | 226.0533 | 0.22664 | 0.0073749 | 0.0011011 | 0.0034495 | 0.11845 | 0.0095634 | 0.032133 | 0.11734 | 0.41187 | 0.0087021 | 0.057408 | 0 | 0 | 0.0059714
Corby | E07000150 | 2050 | FS | domestic | 7838.786 | 207.1794 | 43.4495 | 129.1816 | 4254.4382 | 217.1786 | 818.1381 | 4739.8638 | 14729.4538 | 180.3029 | 1686.5389 | 0 | 0 | 120.8729 | 0.22419 | 0.0059253 | 0.0012426 | 0.0036946 | 0.12168 | 0.0062112 | 0.023399 | 0.13556 | 0.42126 | 0.0051566 | 0.048235 | 0 | 0 | 0.0034569
Cornwall | E06000052 | 2050 | FS | domestic | 69832.794 | 4601.0924 | 342.8972 | 1067.7357 | 28109.0723 | 12075.7295 | 20531.0596 | 38958.0531 | 98444.795 | 5329.3624 | 19442.4054 | 0 | 0 | 5612.191 | 0.22945 | 0.015118 | 0.0011267 | 0.0035083 | 0.092359 | 0.039677 | 0.067459 | 0.12801 | 0.32346 | 0.017511 | 0.063882 | 0 | 0 | 0.01844
Cotswold | E07000079 | 2050 | FS | domestic | 11295.8517 | 736.7573 | 56.5999 | 205.6622 | 4748.8617 | 985.6419 | 2415.2659 | 6443.1571 | 16991.97 | 771.87 | 2995.0557 | 0 | 0 | 904.8617 | 0.23266 | 0.015175 | 0.0011658 | 0.004236 | 0.097811 | 0.020301 | 0.049746 | 0.13271 | 0.34998 | 0.015898 | 0.061688 | 0 | 0 | 0.018637
County Durham | E06000047 | 2050 | FS | domestic | 61020.4237 | 1706.3937 | 303.456 | 1013.3285 | 32723.2091 | 1836.1314 | 5482.841 | 32013.7361 | 116569.7699 | 1820.7727 | 14912.3571 | 0 | 0 | 1185.2168 | 0.22551 | 0.0063063 | 0.0011215 | 0.0037449 | 0.12093 | 0.0067857 | 0.020263 | 0.11831 | 0.4308 | 0.006729 | 0.055111 | 0 | 0 | 0.0043802
Coventry | E08000026 | 2050 | FS | domestic | 36463.4315 | 949.8104 | 199.5543 | 786.3156 | 21661.2458 | 2663.4286 | 6101.3457 | 21827.2285 | 65720.393 | 956.643 | 8022.5423 | 0 | 0 | 487.8817 | 0.21987 | 0.0057273 | 0.0012033 | 0.0047414 | 0.13062 | 0.01606 | 0.036791 | 0.13162 | 0.39629 | 0.0057685 | 0.048375 | 0 | 0 | 0.0029419
Craven | E07000163 | 2050 | FS | domestic | 7659.5149 | 296.4879 | 36.538 | 168.5167 | 4082.3106 | 615.7254 | 1099.9204 | 3924.0795 | 13248.6594 | 362.0786 | 2018.7364 | 0 | 0 | 273.2406 | 0.22671 | 0.0087755 | 0.0010815 | 0.0049878 | 0.12083 | 0.018224 | 0.032556 | 0.11615 | 0.39214 | 0.010717 | 0.059751 | 0 | 0 | 0.0080874
Crawley | E07000226 | 2050 | FS | domestic | 12475.3996 | 339.2629 | 68.3085 | 241.2579 | 6945.4054 | 746.9405 | 1942.1084 | 7473.0935 | 22739.8018 | 330.1167 | 2745.7986 | 0 | 0 | 194.9832 | 0.22181 | 0.0060321 | 0.0012145 | 0.0042896 | 0.12349 | 0.013281 | 0.034531 | 0.13287 | 0.40432 | 0.0058695 | 0.048821 | 0 | 0 | 0.0034668
Croydon | E09000008 | 2050 | FS | domestic | 41406.3461 | 1110.6037 | 225.3947 | 1810.4803 | 27541.6103 | 3383.4736 | 6481.3359 | 24840.3741 | 73921.0345 | 1099.5666 | 9104.098 | 0 | 0 | 548.583 | 0.21625 | 0.0058003 | 0.0011772 | 0.0094555 | 0.14384 | 0.017671 | 0.03385 | 0.12973 | 0.38607 | 0.0057427 | 0.047548 | 0 | 0 | 0.0028651
Dacorum | E07000096 | 2050 | FS | domestic | 15685.1402 | 439.8179 | 85.9333 | 380.97 | 8341.9064 | 1627.3714 | 2399.4926 | 9333.0045 | 28467.8549 | 445.1786 | 3523.1572 | 0 | 0 | 285.9677 | 0.22087 | 0.0061932 | 0.0012101 | 0.0053646 | 0.11747 | 0.022916 | 0.033788 | 0.13142 | 0.40087 | 0.0062687 | 0.049611 | 0 | 0 | 0.0040268
Darlington | E06000005 | 2050 | FS | domestic | 12224.2693 | 306.8867 | 60.5632 | 287.9534 | 6823.9776 | 600.7279 | 1760.5755 | 6393.3168 | 23122.9187 | 357.5196 | 2994.0143 | 0 | 0 | 177.3566 | 0.22182 | 0.0055686 | 0.0010989 | 0.0052251 | 0.12382 | 0.010901 | 0.031947 | 0.11601 | 0.41958 | 0.0064874 | 0.054328 | 0 | 0 | 0.0032182
Dartford | E07000107 | 2050 | FS | domestic | 10901.0069 | 280.3293 | 59.7064 | 197.492 | 5669.7107 | 615.4589 | 1922.5586 | 6499.1246 | 19991.3349 | 284.7265 | 2401.5254 | 0 | 0 | 159.8531 | 0.22255 | 0.005723 | 0.0012189 | 0.0040319 | 0.11575 | 0.012565 | 0.03925 | 0.13268 | 0.40813 | 0.0058128 | 0.049028 | 0 | 0 | 0.0032635
Daventry | E07000151 | 2050 | FS | domestic | 8625.4051 | 456.5393 | 44.9009 | 143.1081 | 4039.6939 | 723.7081 | 1514.6533 | 5007.4809 | 14068.0475 | 421.7042 | 2127.3491 | 0 | 0 | 494.3036 | 0.22899 | 0.01212 | 0.0011921 | 0.0037993 | 0.10725 | 0.019213 | 0.040212 | 0.13294 | 0.37349 | 0.011196 | 0.056478 | 0 | 0 | 0.013123
Denbighshire | W06000004 | 2050 | FS | domestic | 8812.5969 | 841.4999 | 65.825 | 109.0301 | 4047.5013 | 590.3542 | 1653.9612 | 4661.7516 | 20882.2608 | 474.3752 | 2306.0863 | 0 | 0 | 1100.5632 | 0.19349 | 0.018476 | 0.0014452 | 0.0023939 | 0.088867 | 0.012962 | 0.036314 | 0.10235 | 0.45849 | 0.010415 | 0.050632 | 0 | 0 | 0.024164
Derby | E06000015 | 2050 | FS | domestic | 28629.8707 | 737.556 | 156.9863 | 544.3143 | 17008.8292 | 1916.4655 | 4824.8677 | 17132.2401 | 51617.9203 | 740.278 | 6283.3477 | 0 | 0 | 371.1277 | 0.22029 | 0.0056751 | 0.0012079 | 0.0041882 | 0.13087 | 0.014746 | 0.037125 | 0.13182 | 0.39717 | 0.005696 | 0.048347 | 0 | 0 | 0.0028556
Derbyshire Dales | E07000035 | 2050 | FS | domestic | 9258.9871 | 451.6639 | 48.9394 | 222.8039 | 4444.3165 | 480.8434 | 1281.0417 | 5427.6425 | 15737.3922 | 399.7196 | 2214.3088 | 0 | 0 | 475.7798 | 0.22894 | 0.011168 | 0.0012101 | 0.005509 | 0.10989 | 0.011889 | 0.031675 | 0.1342 | 0.38912 | 0.0098834 | 0.054751 | 0 | 0 | 0.011764
Doncaster | E08000017 | 2050 | FS | domestic | 33662.4996 | 886.8773 | 168.2303 | 646.1233 | 18440.4815 | 1307.2784 | 2928.836 | 17704.8888 | 64841.2992 | 937.1121 | 8176.7086 | 0 | 0 | 560.8771 | 0.22403 | 0.0059022 | 0.0011196 | 0.0043 | 0.12272 | 0.0087 | 0.019492 | 0.11783 | 0.43152 | 0.0062366 | 0.054417 | 0 | 0 | 0.0037327
Dorset | E06000059 | 2050 | FS | domestic | 46412.8539 | 2074.6882 | 243.9563 | 1023.3501 | 23012.6165 | 3330.9303 | 9237.9852 | 27082.187 | 77775.9514 | 1984.7775 | 11103.7169 | 0 | 0 | 2049.1319 | 0.22604 | 0.010104 | 0.0011881 | 0.0049839 | 0.11208 | 0.016222 | 0.04499 | 0.13189 | 0.37878 | 0.0096662 | 0.054077 | 0 | 0 | 0.0099796
Dover | E07000108 | 2050 | FS | domestic | 13682.4033 | 452.3164 | 74.1761 | 322.1347 | 7277.3375 | 756.9393 | 2106.6209 | 8133.4884 | 24494.0419 | 424.9444 | 3084.5084 | 0 | 0 | 352.8131 | 0.22371 | 0.0073954 | 0.0012128 | 0.0052669 | 0.11899 | 0.012376 | 0.034443 | 0.13298 | 0.40048 | 0.0069479 | 0.050432 | 0 | 0 | 0.0057685
Dudley | E08000027 | 2050 | FS | domestic | 35636.9263 | 974.7836 | 194.8182 | 681.1052 | 19639.8471 | 1906.001 | 5783.2743 | 21332.0864 | 64920.8745 | 951.1724 | 7845.4192 | 0 | 0 | 567.75 | 0.22213 | 0.0060759 | 0.0012143 | 0.0042454 | 0.12242 | 0.01188 | 0.036048 | 0.13296 | 0.40466 | 0.0059287 | 0.048901 | 0 | 0 | 0.0035388
Dumfries and Galloway | S12000006 | 2050 | FS | domestic | 19956.4655 | 220.8435 | 78.6393 | 365.4905 | 1397.4184 | 0 | 4591.5647 | 5438.4849 | 25884.5341 | 821.3457 | 7109.523 | 0 | 0 | 929.8045 | 0.29878 | 0.0033063 | 0.0011773 | 0.0054719 | 0.020921 | 0 | 0.068742 | 0.081422 | 0.38753 | 0.012297 | 0.10644 | 0 | 0 | 0.01392
Dundee City | S12000042 | 2050 | FS | domestic | 26095.754 | 286.9914 | 104.4174 | 454.156 | 1763.5031 | 0 | 4631.5018 | 7132.8495 | 35200.0113 | 946.9562 | 9068.5361 | 0 | 0 | 1232.5299 | 0.30024 | 0.0033019 | 0.0012013 | 0.0052252 | 0.020289 | 0 | 0.053286 | 0.082065 | 0.40498 | 0.010895 | 0.10434 | 0 | 0 | 0.014181
Ealing | E09000009 | 2050 | FS | domestic | 36715.4867 | 991.1857 | 198.8373 | 2070.646 | 26474.3614 | 3020.1931 | 5962.144 | 22028.8107 | 64665.0868 | 985.4376 | 8062.5595 | 0 | 0 | 460.949 | 0.21392 | 0.0057749 | 0.0011585 | 0.012064 | 0.15425 | 0.017597 | 0.034737 | 0.12835 | 0.37676 | 0.0057414 | 0.046975 | 0 | 0 | 0.0026856
East Ayrshire | S12000008 | 2050 | FS | domestic | 22832.1604 | 249.9793 | 92.2353 | 401.4883 | 1558.1368 | 0 | 3318.535 | 6258.849 | 31561.7284 | 757.0581 | 7806.8288 | 0 | 0 | 1071.7107 | 0.30078 | 0.0032932 | 0.0012151 | 0.0052891 | 0.020526 | 0 | 0.043717 | 0.082452 | 0.41579 | 0.0099733 | 0.10284 | 0 | 0 | 0.014118
East Cambridgeshire | E07000009 | 2050 | FS | domestic | 9350.8224 | 528.9739 | 48.3684 | 200.6527 | 4377.1869 | 571.17 | 1572.6647 | 5424.1139 | 15141.074 | 475.0819 | 2316.4802 | 0 | 0 | 592.1841 | 0.23032 | 0.013029 | 0.0011914 | 0.0049423 | 0.10782 | 0.014069 | 0.038737 | 0.1336 | 0.37294 | 0.011702 | 0.057058 | 0 | 0 | 0.014586
East Devon | E07000040 | 2050 | FS | domestic | 17914.2678 | 871.5315 | 92.7793 | 742.7115 | 8796.6378 | 1201.3998 | 3752.2766 | 10405.1277 | 29211.447 | 938.2322 | 4433.2616 | 0 | 0 | 954.617 | 0.22586 | 0.010988 | 0.0011698 | 0.0093642 | 0.11091 | 0.015147 | 0.047309 | 0.13119 | 0.3683 | 0.011829 | 0.055895 | 0 | 0 | 0.012036
East Dunbartonshire | S12000045 | 2050 | FS | domestic | 18511.2942 | 202.6471 | 74.7659 | 330.7085 | 1278.5488 | 0 | 2710.8082 | 5076.1075 | 25581.5692 | 614.5953 | 6331.0567 | 0 | 0 | 863.8837 | 0.30063 | 0.003291 | 0.0012142 | 0.0053707 | 0.020764 | 0 | 0.044024 | 0.082436 | 0.41545 | 0.0099811 | 0.10282 | 0 | 0 | 0.01403
East Hampshire | E07000085 | 2050 | FS | domestic | 13578.8706 | 536.4047 | 72.6612 | 305.6421 | 6733.8391 | 825.2585 | 2225.2535 | 7998.7771 | 23695.4126 | 501.2115 | 3157.4685 | 0 | 0 | 494.8379 | 0.22584 | 0.0089214 | 0.0012085 | 0.0050834 | 0.112 | 0.013726 | 0.03701 | 0.13303 | 0.3941 | 0.0083361 | 0.052515 | 0 | 0 | 0.0082301
East Hertfordshire | E07000242 | 2050 | FS | domestic | 15090.1147 | 551.7786 | 80.3459 | 294.7542 | 7611.2904 | 1600.5576 | 3259.2129 | 8826.4357 | 25813.7344 | 571.6305 | 3551.4965 | 0 | 0 | 469.1414 | 0.22283 | 0.0081479 | 0.0011864 | 0.0043525 | 0.11239 | 0.023635 | 0.048127 | 0.13034 | 0.38118 | 0.008441 | 0.052443 | 0 | 0 | 0.0069276
East Lindsey | E07000137 | 2050 | FS | domestic | 17747.3596 | 1249.0113 | 88.9665 | 365.3982 | 8230.514 | 1669.587 | 3266.3564 | 10140.2952 | 26464.221 | 1125.2445 | 4659.8506 | 0 | 0 | 1488.4394 | 0.23201 | 0.016328 | 0.001163 | 0.0047767 | 0.1076 | 0.021826 | 0.0427 | 0.13256 | 0.34596 | 0.01471 | 0.060917 | 0 | 0 | 0.019458
East Lothian | S12000010 | 2050 | FS | domestic | 17617.5901 | 193.3589 | 70.7982 | 308.7257 | 1197.7539 | 0 | 2872.4268 | 4821.9537 | 24029.9914 | 614.406 | 6077.8973 | 0 | 0 | 829.288 | 0.30047 | 0.0032977 | 0.0012075 | 0.0052653 | 0.020428 | 0 | 0.048989 | 0.082238 | 0.40983 | 0.010479 | 0.10366 | 0 | 0 | 0.014143
East Northamptonshire | E07000152 | 2050 | FS | domestic | 9916.603 | 371.3245 | 53.2683 | 174.3899 | 4829.8975 | 492.3528 | 1653.1725 | 5854.9549 | 17486.93 | 347.6905 | 2281.7807 | 0 | 0 | 332.7461 | 0.22643 | 0.0084787 | 0.0012163 | 0.0039819 | 0.11028 | 0.011242 | 0.037748 | 0.13369 | 0.39929 | 0.007939 | 0.052101 | 0 | 0 | 0.0075978
East Renfrewshire | S12000011 | 2050 | FS | domestic | 15141.1981 | 165.9377 | 61.0514 | 263.0691 | 1023.4794 | 0 | 2293.251 | 4147.2793 | 20827.7864 | 511.5721 | 5194.0577 | 0 | 0 | 713.8846 | 0.30076 | 0.0032962 | 0.0012127 | 0.0052256 | 0.02033 | 0 | 0.045553 | 0.082381 | 0.41372 | 0.010162 | 0.10317 | 0 | 0 | 0.014181
East Riding of Yorkshire | E06000011 | 2050 | FS | domestic | 42278.6613 | 1459.4804 | 204.893 | 589.615 | 22073.8111 | 2569.0124 | 5512.6165 | 21851.2224 | 75984.0428 | 1724.558 | 10842.6029 | 0 | 0 | 1238.8978 | 0.2269 | 0.0078328 | 0.0010996 | 0.0031644 | 0.11847 | 0.013787 | 0.029585 | 0.11727 | 0.40779 | 0.0092554 | 0.058191 | 0 | 0 | 0.006649
East Staffordshire | E07000193 | 2050 | FS | domestic | 12569.2424 | 474.8079 | 67.2513 | 296.0616 | 6632.5933 | 724.0174 | 2167.9613 | 7426.8306 | 21897.0874 | 447.9125 | 2896.5175 | 0 | 0 | 415.7764 | 0.22439 | 0.0084763 | 0.0012006 | 0.0052853 | 0.11841 | 0.012925 | 0.038702 | 0.13258 | 0.39091 | 0.0079961 | 0.051709 | 0 | 0 | 0.0074224
East Suffolk | E07000244 | 2050 | FS | domestic | 30023.0541 | 1334.8202 | 157.5669 | 609.1169 | 14901.5515 | 2159.6337 | 6300.0867 | 17496.113 | 50074.8349 | 1291.5411 | 7191.6295 | 0 | 0 | 1312.1937 | 0.22599 | 0.010047 | 0.001186 | 0.0045849 | 0.11217 | 0.016256 | 0.047422 | 0.1317 | 0.37692 | 0.0097216 | 0.054133 | 0 | 0 | 0.0098771
Eastbourne | E07000061 | 2050 | FS | domestic | 13342.3221 | 351.0223 | 71.795 | 449.6232 | 8370.9345 | 1585.046 | 3180.7573 | 7885.4552 | 23098.6209 | 402.8846 | 3012.0529 | 0 | 0 | 167.7899 | 0.21548 | 0.0056691 | 0.0011595 | 0.0072616 | 0.13519 | 0.025599 | 0.05137 | 0.12735 | 0.37305 | 0.0065067 | 0.048646 | 0 | 0 | 0.0027099
Eastleigh | E07000086 | 2050 | FS | domestic | 13338.0967 | 345.2136 | 73.0799 | 417.793 | 7256.0922 | 670.0184 | 2176.6683 | 7962.1908 | 24559.0093 | 341.8234 | 2927.457 | 0 | 0 | 201.2432 | 0.22131 | 0.0057279 | 0.0012126 | 0.0069322 | 0.1204 | 0.011117 | 0.036116 | 0.13211 | 0.40749 | 0.0056717 | 0.048573 | 0 | 0 | 0.0033391
Eden | E07000030 | 2050 | FS | domestic | 6825.6109 | 446.3071 | 29.516 | 110.6397 | 3415.5671 | 775.5183 | 1509.8067 | 3344.9174 | 9309.4286 | 580.0766 | 2049.9841 | 0 | 0 | 521.8816 | 0.23602 | 0.015433 | 0.0010206 | 0.0038258 | 0.11811 | 0.026817 | 0.052208 | 0.11566 | 0.32191 | 0.020058 | 0.070886 | 0 | 0 | 0.018046
Elmbridge | E07000207 | 2050 | FS | domestic | 14910.1549 | 384.7222 | 81.9446 | 477.6879 | 8694.3455 | 1264.5606 | 2126.554 | 8930.7469 | 27265.9007 | 381.5427 | 3283.0587 | 0 | 0 | 205.6721 | 0.21924 | 0.0056571 | 0.0012049 | 0.0070241 | 0.12785 | 0.018595 | 0.03127 | 0.13132 | 0.40093 | 0.0056104 | 0.048275 | 0 | 0 | 0.0030243
Enfield | E09000010 | 2050 | FS | domestic | 29028.8044 | 744.3996 | 156.5378 | 888.776 | 18578.1976 | 3222.2233 | 6860.8428 | 17173.5266 | 50161.4848 | 857.7142 | 6527.2306 | 0 | 0 | 339.7913 | 0.21576 | 0.0055329 | 0.0011635 | 0.0066061 | 0.13809 | 0.02395 | 0.050995 | 0.12765 | 0.37284 | 0.0063752 | 0.048515 | 0 | 0 | 0.0025256
Epping Forest | E07000072 | 2050 | FS | domestic | 14470.78 | 477.8324 | 78.5065 | 320.6556 | 7491.9739 | 959.3639 | 2228.2933 | 8588.1615 | 25914.9485 | 455.8929 | 3280.22 | 0 | 0 | 375.9635 | 0.22386 | 0.0073919 | 0.0012145 | 0.0049604 | 0.1159 | 0.014841 | 0.034471 | 0.13286 | 0.4009 | 0.0070525 | 0.050744 | 0 | 0 | 0.005816
Epsom and Ewell | E07000208 | 2050 | FS | domestic | 8193.4489 | 219.1951 | 44.9627 | 243.1567 | 4547.6779 | 886.5425 | 1244.1475 | 4883.4137 | 14903.4893 | 224.5293 | 1831.4417 | 0 | 0 | 126.971 | 0.21938 | 0.0058688 | 0.0012039 | 0.0065104 | 0.12176 | 0.023737 | 0.033311 | 0.13075 | 0.39903 | 0.0060117 | 0.049036 | 0 | 0 | 0.0033996
Erewash | E07000036 | 2050 | FS | domestic | 12634.6279 | 340.3762 | 69.7765 | 191.4918 | 6530.7199 | 725.4593 | 1603.6915 | 7579.899 | 23477.6085 | 318.3701 | 2770.3762 | 0 | 0 | 209.3002 | 0.22381 | 0.0060295 | 0.001236 | 0.0033921 | 0.11569 | 0.012851 | 0.028408 | 0.13427 | 0.41589 | 0.0056397 | 0.049075 | 0 | 0 | 0.0037076
Exeter | E07000041 | 2050 | FS | domestic | 14643.8257 | 388.0577 | 79.7811 | 253.6155 | 6609.3288 | 985.8447 | 3097.5723 | 8691.4977 | 26467.9505 | 476.2265 | 3332.6082 | 0 | 0 | 262.5498 | 0.22429 | 0.0059437 | 0.001222 | 0.0038845 | 0.10123 | 0.0151 | 0.047444 | 0.13312 | 0.4054 | 0.0072941 | 0.051044 | 0 | 0 | 0.0040214
Falkirk | S12000014 | 2050 | FS | domestic | 28531.6173 | 312.7999 | 114.8577 | 512.1271 | 1976.3245 | 0 | 4501.359 | 7817.4769 | 39102.0535 | 977.9376 | 9812.9906 | 0 | 0 | 1330.8001 | 0.30036 | 0.003293 | 0.0012092 | 0.0053914 | 0.020806 | 0 | 0.047388 | 0.082298 | 0.41164 | 0.010295 | 0.10331 | 0 | 0 | 0.01401
Fareham | E07000087 | 2050 | FS | domestic | 12093.2999 | 328.497 | 66.1613 | 218.9052 | 6299.2639 | 578.9276 | 2025.4763 | 7218.181 | 22156.493 | 322.5177 | 2665.9861 | 0 | 0 | 202.7123 | 0.22322 | 0.0060635 | 0.0012212 | 0.0040406 | 0.11627 | 0.010686 | 0.037387 | 0.13323 | 0.40897 | 0.0059531 | 0.049209 | 0 | 0 | 0.0037417
Fenland | E07000010 | 2050 | FS | domestic | 11053.6144 | 542.4954 | 58.0668 | 238.3331 | 5490.1455 | 715.5265 | 1783.4579 | 6466.913 | 18457.0192 | 492.7547 | 2661.7125 | 0 | 0 | 564.0527 | 0.2278 | 0.01118 | 0.0011967 | 0.0049116 | 0.11314 | 0.014746 | 0.036754 | 0.13327 | 0.38037 | 0.010155 | 0.054853 | 0 | 0 | 0.011624
Fife | S12000047 | 2050 | FS | domestic | 69107.3668 | 756.9901 | 278.7961 | 1228.622 | 4754.2661 | 0 | 10383.3591 | 18941.8957 | 95215.3553 | 2321.1621 | 23682.9888 | 0 | 0 | 3232.3039 | 0.30059 | 0.0032926 | 0.0012127 | 0.0053441 | 0.020679 | 0 | 0.045164 | 0.082391 | 0.41415 | 0.010096 | 0.10301 | 0 | 0 | 0.014059
Flintshire | W06000005 | 2050 | FS | domestic | 13458.6391 | 1275.5129 | 102.2232 | 244.2343 | 6407.3198 | 492.4646 | 2054.4048 | 7195.5295 | 32684.162 | 630.8886 | 3411.1659 | 0 | 0 | 1671.0842 | 0.19329 | 0.018319 | 0.0014681 | 0.0035077 | 0.092023 | 0.0070728 | 0.029506 | 0.10334 | 0.46941 | 0.0090609 | 0.048992 | 0 | 0 | 0.024
Folkestone and Hythe | E07000112 | 2050 | FS | domestic | 13806.5571 | 489.5129 | 73.9697 | 260.5926 | 7471.0136 | 1039.8404 | 2601.61 | 8155.2757 | 23942.8794 | 480.1322 | 3175.009 | 0 | 0 | 396.1606 | 0.22307 | 0.0079091 | 0.0011951 | 0.0042104 | 0.12071 | 0.016801 | 0.042034 | 0.13177 | 0.38685 | 0.0077575 | 0.051299 | 0 | 0 | 0.0064008
Forest of Dean | E07000080 | 2050 | FS | domestic | 10245.8786 | 710.1078 | 51.555 | 170.6407 | 4303.829 | 549.2886 | 1638.3451 | 5892.0998 | 15630.002 | 696.5666 | 2691.8774 | 0 | 0 | 891.5075 | 0.23569 | 0.016335 | 0.0011859 | 0.0039253 | 0.099003 | 0.012636 | 0.037688 | 0.13554 | 0.35954 | 0.016023 | 0.061923 | 0 | 0 | 0.020508
Fylde | E07000119 | 2050 | FS | domestic | 10339.8844 | 263.5541 | 50.6929 | 180.6503 | 5462.2508 | 1059.8303 | 2083.118 | 5338.2261 | 18918.4616 | 353.0419 | 2617.5968 | 0 | 0 | 154.0153 | 0.22084 | 0.0056289 | 0.0010827 | 0.0038583 | 0.11666 | 0.022636 | 0.044491 | 0.11401 | 0.40406 | 0.0075402 | 0.055906 | 0 | 0 | 0.0032894
Gateshead | E08000037 | 2050 | FS | domestic | 23619.2736 | 571.8168 | 117.3515 | 518.5379 | 13101.608 | 1205.2128 | 3359.8478 | 12367.1585 | 44962.4603 | 662.968 | 5761.9532 | 0 | 0 | 308.0973 | 0.22166 | 0.0053663 | 0.0011013 | 0.0048663 | 0.12295 | 0.011311 | 0.031531 | 0.11606 | 0.42196 | 0.0062218 | 0.054074 | 0 | 0 | 0.0028914
Gedling | E07000173 | 2050 | FS | domestic | 12541.1379 | 335.1563 | 68.9295 | 310.4319 | 6776.8035 | 663.7559 | 1806.7781 | 7510.3343 | 23150.7658 | 320.0233 | 2749.7255 | 0 | 0 | 203.3787 | 0.22221 | 0.0059386 | 0.0012213 | 0.0055005 | 0.12008 | 0.011761 | 0.032014 | 0.13307 | 0.4102 | 0.0056704 | 0.048722 | 0 | 0 | 0.0036036
Glasgow City | S12000049 | 2050 | FS | domestic | 110018.0138 | 1208.2486 | 441.3825 | 1945.6032 | 7529.2718 | 0 | 18588.3859 | 30104.9897 | 149440.9175 | 3895.4865 | 38060.5708 | 0 | 0 | 5163.5818 | 0.30027 | 0.0032977 | 0.0012047 | 0.0053101 | 0.02055 | 0 | 0.050733 | 0.082165 | 0.40787 | 0.010632 | 0.10388 | 0 | 0 | 0.014093
Gloucester | E07000081 | 2050 | FS | domestic | 14295.2302 | 370.7191 | 78.7091 | 270.7532 | 6568.206 | 1262.1687 | 2410.0924 | 8529.9396 | 26204.3672 | 438.4928 | 3240.4554 | 0 | 0 | 242.9633 | 0.22367 | 0.0058005 | 0.0012315 | 0.0042363 | 0.10277 | 0.019749 | 0.037709 | 0.13346 | 0.41001 | 0.0068609 | 0.050702 | 0 | 0 | 0.0038015
Gosport | E07000088 | 2050 | FS | domestic | 9133.0328 | 233.4472 | 49.0992 | 181.4188 | 5004.3288 | 1121.6987 | 2417.3477 | 5365.4348 | 15905.5181 | 284.2914 | 2082.5688 | 0 | 0 | 118.0064 | 0.21799 | 0.005572 | 0.0011719 | 0.0043302 | 0.11945 | 0.026773 | 0.057699 | 0.12806 | 0.37964 | 0.0067856 | 0.049708 | 0 | 0 | 0.0028166
Gravesham | E07000109 | 2050 | FS | domestic | 11009.3575 | 327.3175 | 60.1571 | 187.2968 | 6316.2194 | 673.5984 | 1674.2218 | 6578.9901 | 19735.0364 | 310.7497 | 2443.6512 | 0 | 0 | 216.2591 | 0.22226 | 0.0066081 | 0.0012145 | 0.0037813 | 0.12752 | 0.013599 | 0.0338 | 0.13282 | 0.39842 | 0.0062736 | 0.049334 | 0 | 0 | 0.004366
Great Yarmouth | E07000145 | 2050 | FS | domestic | 11640.1745 | 580.4082 | 60.8207 | 211.6777 | 6133.2481 | 1433.2984 | 2088.2168 | 6784.2685 | 18847.2646 | 551.0914 | 2857.9995 | 0 | 0 | 580.018 | 0.22485 | 0.011212 | 0.0011749 | 0.0040889 | 0.11847 | 0.027687 | 0.040338 | 0.13105 | 0.36407 | 0.010645 | 0.055207 | 0 | 0 | 0.011204
Greenwich | E09000011 | 2050 | FS | domestic | 29981.3429 | 801.0731 | 161.6443 | 2950.6289 | 24737.906 | 2317.8459 | 4411.2442 | 18015.559 | 52541.0001 | 774.2969 | 6524.0674 | 0 | 0 | 358.7095 | 0.20882 | 0.0055795 | 0.0011259 | 0.020551 | 0.1723 | 0.016144 | 0.030724 | 0.12548 | 0.36595 | 0.005393 | 0.04544 | 0 | 0 | 0.0024984
Guildford | E07000209 | 2050 | FS | domestic | 16271.0769 | 512.2411 | 88.3943 | 401.4834 | 8652.9106 | 1074.0874 | 2582.013 | 9668.3554 | 29226.0364 | 493.4185 | 3663.7836 | 0 | 0 | 379.0879 | 0.22285 | 0.0070158 | 0.0012107 | 0.0054988 | 0.11851 | 0.014711 | 0.035364 | 0.13242 | 0.40029 | 0.006758 | 0.05018 | 0 | 0 | 0.0051921
Gwynedd | W06000002 | 2050 | FS | domestic | 12654.2053 | 1614.772 | 88.6792 | 173.2917 | 5642.8961 | 1170.9839 | 3432.8122 | 6600.0229 | 26151.4412 | 947.5179 | 3619.5133 | 0 | 0 | 2115.0093 | 0.19707 | 0.025148 | 0.0013811 | 0.0026988 | 0.08788 | 0.018236 | 0.053461 | 0.10279 | 0.40727 | 0.014756 | 0.056369 | 0 | 0 | 0.032938
Hackney | E09000012 | 2050 | FS | domestic | 32161.3362 | 888.3066 | 173.4649 | 2452.4981 | 27260.3778 | 3573.6686 | 4961.7371 | 19311.2333 | 54792.1082 | 884.8378 | 7081.6299 | 0 | 0 | 349.366 | 0.20899 | 0.0057723 | 0.0011272 | 0.015937 | 0.17714 | 0.023222 | 0.032242 | 0.12549 | 0.35605 | 0.0057498 | 0.046017 | 0 | 0 | 0.0022702
Halton | E06000006 | 2050 | FS | domestic | 13370.4102 | 322.9885 | 66.9215 | 252.7572 | 8457.5948 | 580.1721 | 1325.0687 | 7074.5449 | 25855.6382 | 329.175 | 3193.8712 | 0 | 0 | 150.4399 | 0.21926 | 0.0052967 | 0.0010974 | 0.0041449 | 0.1387 | 0.0095142 | 0.02173 | 0.11601 | 0.424 | 0.0053981 | 0.052376 | 0 | 0 | 0.0024671
Hambleton | E07000164 | 2050 | FS | domestic | 10343.1461 | 565.8465 | 46.7263 | 189.7445 | 5334.9739 | 719.3289 | 1771.2958 | 5185.9495 | 15882.0036 | 703.7958 | 2916.6261 | 0 | 0 | 624.2226 | 0.23357 | 0.012778 | 0.0010552 | 0.0042848 | 0.12047 | 0.016244 | 0.039999 | 0.11711 | 0.35864 | 0.015893 | 0.065862 | 0 | 0 | 0.014096
Hammersmith and Fulham | E09000013 | 2050 | FS | domestic | 30226.5005 | 824.3553 | 164.4575 | 1606.327 | 25068.2216 | 2811.483 | 4033.9021 | 18258.5949 | 52000.9928 | 785.3728 | 6583.8025 | 0 | 0 | 297.2612 | 0.21188 | 0.0057784 | 0.0011528 | 0.01126 | 0.17572 | 0.019707 | 0.028276 | 0.12799 | 0.36451 | 0.0055052 | 0.04615 | 0 | 0 | 0.0020837
Harborough | E07000131 | 2050 | FS | domestic | 9822.2519 | 398.9888 | 52.6852 | 234.8551 | 4817.6029 | 637.7658 | 1415.1291 | 5788.9466 | 17198.1734 | 365.6594 | 2290.891 | 0 | 0 | 379.0588 | 0.22631 | 0.0091929 | 0.0012139 | 0.0054112 | 0.111 | 0.014694 | 0.032605 | 0.13338 | 0.39625 | 0.0084249 | 0.052783 | 0 | 0 | 0.0087337
Haringey | E09000014 | 2050 | FS | domestic | 29316.7559 | 746.3671 | 161.0287 | 1474.9768 | 23380.7553 | 3126.7284 | 3479.6263 | 17701.4967 | 51242.5357 | 717.9583 | 6376.466 | 0 | 0 | 270.6422 | 0.21245 | 0.0054086 | 0.0011669 | 0.010689 | 0.16943 | 0.022658 | 0.025216 | 0.12828 | 0.37134 | 0.0052028 | 0.046208 | 0 | 0 | 0.0019612
Harlow | E07000073 | 2050 | FS | domestic | 11635.1592 | 301.1995 | 64.1329 | 401.0869 | 6999.3377 | 384.2968 | 1373.4939 | 7029.1222 | 21617.3577 | 269.491 | 2501.6594 | 0 | 0 | 161.7579 | 0.22062 | 0.0057112 | 0.0012161 | 0.0076053 | 0.13272 | 0.0072869 | 0.026044 | 0.13328 | 0.4099 | 0.00511 | 0.047436 | 0 | 0 | 0.0030672
Harrogate | E07000165 | 2050 | FS | domestic | 18988.9696 | 710.1057 | 91.0534 | 321.002 | 10093.523 | 1413.4594 | 2651.6292 | 9768.554 | 33262.4819 | 856.0137 | 4957.0152 | 0 | 0 | 635.3998 | 0.22674 | 0.008479 | 0.0010872 | 0.0038329 | 0.12052 | 0.016877 | 0.031662 | 0.11664 | 0.39717 | 0.010221 | 0.059189 | 0 | 0 | 0.0075869
Harrow | E09000015 | 2050 | FS | domestic | 22623.0887 | 606.8299 | 124.0311 | 759.7038 | 13741.1758 | 1661.3671 | 3124.3304 | 13589.9211 | 41182.7923 | 582.5452 | 4962.3345 | 0 | 0 | 329.8565 | 0.21903 | 0.0058751 | 0.0012008 | 0.0073552 | 0.13304 | 0.016085 | 0.030249 | 0.13157 | 0.39872 | 0.00564 | 0.048044 | 0 | 0 | 0.0031936
Hart | E07000089 | 2050 | FS | domestic | 9932.6701 | 299.6096 | 54.0966 | 331.4672 | 5280.5034 | 408.347 | 1536.5821 | 5911.237 | 18106.6869 | 283.0571 | 2209.2652 | 0 | 0 | 218.311 | 0.22285 | 0.0067219 | 0.0012137 | 0.0074367 | 0.11847 | 0.0091615 | 0.034474 | 0.13262 | 0.40624 | 0.0063506 | 0.049566 | 0 | 0 | 0.004898
Hartlepool | E06000001 | 2050 | FS | domestic | 10624.7791 | 241.7778 | 53.1103 | 273.0714 | 6014.2219 | 341.8051 | 1355.6967 | 5590.0597 | 20562.1164 | 266.2948 | 2549.5788 | 0 | 0 | 116.9141 | 0.2214 | 0.0050381 | 0.0011067 | 0.0056902 | 0.12532 | 0.0071225 | 0.02825 | 0.11649 | 0.42847 | 0.005549 | 0.053128 | 0 | 0 | 0.0024362
Hastings | E07000062 | 2050 | FS | domestic | 12076.234 | 309.6785 | 65.0834 | 398.9923 | 7338.8253 | 1214.2038 | 2834.5727 | 7149.1104 | 21169.165 | 352.6992 | 2708.1039 | 0 | 0 | 148.3962 | 0.21656 | 0.0055533 | 0.0011671 | 0.0071549 | 0.1316 | 0.021774 | 0.050831 | 0.1282 | 0.37961 | 0.0063247 | 0.048563 | 0 | 0 | 0.0026611
Havant | E07000090 | 2050 | FS | domestic | 13365.2205 | 349.2038 | 73.3226 | 225.6941 | 6970.3108 | 930.2717 | 2203.9135 | 7978.3652 | 24508.6219 | 352.5106 | 2953.8446 | 0 | 0 | 200.8285 | 0.22234 | 0.0058092 | 0.0012198 | 0.0037546 | 0.11596 | 0.015476 | 0.036663 | 0.13272 | 0.40772 | 0.0058642 | 0.049139 | 0 | 0 | 0.0033409
Havering | E09000016 | 2050 | FS | domestic | 25085.2862 | 657.1453 | 137.5473 | 931.2294 | 14839.5018 | 1566.1174 | 3634.0184 | 15044.1334 | 45971.7537 | 635.5053 | 5490.555 | 0 | 0 | 363.7437 | 0.21936 | 0.0057465 | 0.0012028 | 0.0081432 | 0.12977 | 0.013695 | 0.031778 | 0.13155 | 0.402 | 0.0055572 | 0.048013 | 0 | 0 | 0.0031808
Herefordshire, County of | E06000019 | 2050 | FS | domestic | 22285.8391 | 1476.5479 | 112.1849 | 380.603 | 9413.373 | 1443.4375 | 4133.5169 | 12793.6449 | 33998.9341 | 1491.2061 | 5844.9792 | 0 | 0 | 1825.8539 | 0.23409 | 0.01551 | 0.0011784 | 0.0039979 | 0.09888 | 0.015162 | 0.043419 | 0.13439 | 0.35713 | 0.015664 | 0.061397 | 0 | 0 | 0.019179
Hertsmere | E07000098 | 2050 | FS | domestic | 10583.0866 | 288.1675 | 58.0943 | 262.5314 | 5672.7801 | 807.9006 | 1557.3475 | 6320.1422 | 19401.6326 | 283.3359 | 2346.2018 | 0 | 0 | 176.9838 | 0.2216 | 0.0060339 | 0.0012164 | 0.0054971 | 0.11878 | 0.016916 | 0.032609 | 0.13234 | 0.40625 | 0.0059327 | 0.049127 | 0 | 0 | 0.0037058
High Peak | E07000037 | 2050 | FS | domestic | 11073.064 | 347.887 | 60.5043 | 259.2275 | 5750.0805 | 498.9587 | 1481.6186 | 6606.9554 | 20214.7944 | 318.5258 | 2467.1386 | 0 | 0 | 261.0164 | 0.22442 | 0.0070508 | 0.0012263 | 0.0052539 | 0.11654 | 0.010113 | 0.030029 | 0.13391 | 0.40971 | 0.0064558 | 0.050003 | 0 | 0 | 0.0052902
Highland | S12000017 | 2050 | FS | domestic | 21825.4738 | 245.8306 | 82.5656 | 395.9326 | 1504.5418 | 0 | 7916.772 | 5881.3702 | 25323.3449 | 1177.6697 | 8274.7778 | 0 | 0 | 1032.0626 | 0.2963 | 0.0033374 | 0.0011209 | 0.0053751 | 0.020425 | 0 | 0.10748 | 0.079844 | 0.34379 | 0.015988 | 0.11234 | 0 | 0 | 0.014011
Hillingdon | E09000017 | 2050 | FS | domestic | 27743.3566 | 735.6735 | 151.1199 | 1019.2671 | 16508.3882 | 2270.7946 | 4820.9319 | 16549.8647 | 49975.9554 | 755.9008 | 6150.6499 | 0 | 0 | 400.878 | 0.21831 | 0.0057889 | 0.0011891 | 0.0080205 | 0.1299 | 0.017869 | 0.037935 | 0.13023 | 0.39326 | 0.0059481 | 0.048399 | 0 | 0 | 0.0031545
Hinckley and Bosworth | E07000132 | 2050 | FS | domestic | 12368.2618 | 406.7419 | 67.4501 | 174.3898 | 6145.5289 | 549.6854 | 1722.7115 | 7368.2423 | 22450.2499 | 371.4562 | 2772.8061 | 0 | 0 | 325.1989 | 0.22602 | 0.0074328 | 0.0012326 | 0.0031868 | 0.1123 | 0.010045 | 0.031481 | 0.13465 | 0.41025 | 0.006788 | 0.05067 | 0 | 0 | 0.0059427
Horsham | E07000227 | 2050 | FS | domestic | 15121.1483 | 667.9947 | 79.9318 | 413.1259 | 7722.7723 | 1172.3254 | 2616.6288 | 8857.2044 | 25597.0685 | 627.2839 | 3598.4013 | 0 | 0 | 657.6795 | 0.22525 | 0.0099505 | 0.0011907 | 0.006154 | 0.11504 | 0.017463 | 0.038978 | 0.13194 | 0.3813 | 0.0093441 | 0.053602 | 0 | 0 | 0.0097969
Hounslow | E09000018 | 2050 | FS | domestic | 27143.505 | 755.6382 | 146.4153 | 1547.5588 | 19389.7489 | 3311.8288 | 4977.9042 | 16165.1591 | 46964.3084 | 797.9569 | 6085.6338 | 0 | 0 | 367.0248 | 0.21264 | 0.0059195 | 0.001147 | 0.012123 | 0.15189 | 0.025944 | 0.038996 | 0.12663 | 0.36791 | 0.006251 | 0.047673 | 0 | 0 | 0.0028752
Huntingdonshire | E07000011 | 2050 | FS | domestic | 20359.1822 | 796.9065 | 109.4355 | 382.9343 | 10029.7935 | 1298.8757 | 3009.3442 | 12026.9503 | 35773.7117 | 735.3708 | 4718.934 | 0 | 0 | 729.728 | 0.22629 | 0.0088574 | 0.0012163 | 0.0042562 | 0.11148 | 0.014437 | 0.033448 | 0.13368 | 0.39761 | 0.0081734 | 0.052449 | 0 | 0 | 0.0081107
Hyndburn | E07000120 | 2050 | FS | domestic | 9230.3351 | 219.8365 | 46.3152 | 216.3964 | 5173.4794 | 501.8794 | 916.9678 | 4858.3237 | 17884.1257 | 237.0955 | 2231.2521 | 0 | 0 | 116.2322 | 0.22171 | 0.0052804 | 0.0011125 | 0.0051978 | 0.12427 | 0.012055 | 0.022025 | 0.1167 | 0.42957 | 0.005695 | 0.053594 | 0 | 0 | 0.0027919
Inverclyde | S12000018 | 2050 | FS | domestic | 14585.9081 | 160.0049 | 58.6461 | 261.1365 | 1008.0883 | 0 | 2360.0397 | 3994.8128 | 19927.1842 | 505.774 | 5026.9891 | 0 | 0 | 681.309 | 0.30031 | 0.0032943 | 0.0012075 | 0.0053765 | 0.020755 | 0 | 0.048591 | 0.082249 | 0.41028 | 0.010413 | 0.1035 | 0 | 0 | 0.014027
Ipswich | E07000202 | 2050 | FS | domestic | 14668.4817 | 372.9484 | 79.1909 | 494.1719 | 8524.8604 | 2395.3676 | 3498.3244 | 8628.8883 | 25569.3488 | 453.5835 | 3359.9883 | 0 | 0 | 184.6935 | 0.21499 | 0.0054661 | 0.0011606 | 0.0072428 | 0.12494 | 0.035107 | 0.051273 | 0.12647 | 0.37475 | 0.0066479 | 0.049245 | 0 | 0 | 0.0027069
Isle of Anglesey | W06000001 | 2050 | FS | domestic | 7007.6492 | 1028.7988 | 48.4064 | 61.3563 | 3021.9937 | 666.1977 | 1813.3454 | 3680.1201 | 13750.0835 | 552.9806 | 2040.2376 | 0 | 0 | 1349.2762 | 0.2001 | 0.029377 | 0.0013822 | 0.001752 | 0.086292 | 0.019023 | 0.05178 | 0.10508 | 0.39263 | 0.01579 | 0.058258 | 0 | 0 | 0.038528
Isle of Wight | E06000046 | 2050 | FS | domestic | 19754.5968 | 656.6195 | 105.6788 | 463.0922 | 10164.2951 | 1832.476 | 4360.5604 | 11582.1795 | 34277.3255 | 693.8418 | 4581.5774 | 0 | 0 | 511.5516 | 0.222 | 0.0073791 | 0.0011876 | 0.0052042 | 0.11423 | 0.020593 | 0.049004 | 0.13016 | 0.38521 | 0.0077974 | 0.051488 | 0 | 0 | 0.0057488
Islington | E09000019 | 2050 | FS | domestic | 28548.4013 | 763.8308 | 154.5965 | 2086.2555 | 24006.3228 | 4271.2314 | 4101.3323 | 17148.8437 | 48717.1234 | 781.5069 | 6322.3871 | 0 | 0 | 276.7555 | 0.20811 | 0.0055681 | 0.001127 | 0.015208 | 0.175 | 0.031136 | 0.029898 | 0.12501 | 0.35514 | 0.005697 | 0.046089 | 0 | 0 | 0.0020175
Kensington and Chelsea | E09000020 | 2050 | FS | domestic | 30501.0209 | 857.9712 | 164.5844 | 2548.119 | 30228.9718 | 3926.4959 | 4370.2473 | 18347.2962 | 49806.4788 | 837.4129 | 6688.7706 | 0 | 0 | 252.2299 | 0.20535 | 0.0057764 | 0.0011081 | 0.017156 | 0.20352 | 0.026436 | 0.029423 | 0.12353 | 0.33533 | 0.005638 | 0.045033 | 0 | 0 | 0.0016982
Kettering | E07000153 | 2050 | FS | domestic | 10786.8882 | 311.53 | 59.2403 | 155.5709 | 5859.7796 | 649.8045 | 1554.2361 | 6439.9607 | 19567.9855 | 295.7641 | 2391.6911 | 0 | 0 | 207.9629 | 0.22342 | 0.0064525 | 0.001227 | 0.0032222 | 0.12137 | 0.013459 | 0.032192 | 0.13339 | 0.4053 | 0.006126 | 0.049538 | 0 | 0 | 0.0043074
King's Lynn and West Norfolk | E07000146 | 2050 | FS | domestic | 18608.6043 | 1428.0769 | 90.9756 | 356.4447 | 8728.7947 | 1774.7322 | 4303.2431 | 10521.0752 | 26154.919 | 1308.6097 | 5020.7348 | 0 | 0 | 1737.6398 | 0.23251 | 0.017843 | 0.0011367 | 0.0044537 | 0.10906 | 0.022175 | 0.053768 | 0.13146 | 0.3268 | 0.016351 | 0.062733 | 0 | 0 | 0.021711
Kingston upon Hull, City of | E06000010 | 2050 | FS | domestic | 32746.1219 | 772.0886 | 163.7506 | 688.0043 | 18255.6333 | 2461.0091 | 4148.8702 | 17171.1639 | 62599.1563 | 891.6525 | 8006.0429 | 0 | 0 | 392.314 | 0.22082 | 0.0052064 | 0.0011042 | 0.0046394 | 0.1231 | 0.016595 | 0.027977 | 0.11579 | 0.42212 | 0.0060127 | 0.053987 | 0 | 0 | 0.0026455
Kingston upon Thames | E09000021 | 2050 | FS | domestic | 18967.1921 | 496.5575 | 103.122 | 474.334 | 11676.6967 | 2069.7709 | 3630.5119 | 11307.9567 | 33539.7138 | 533.4077 | 4231.5232 | 0 | 0 | 236.4942 | 0.21735 | 0.0056901 | 0.0011817 | 0.0054354 | 0.1338 | 0.023718 | 0.041602 | 0.12958 | 0.38433 | 0.0061123 | 0.048489 | 0 | 0 | 0.00271
Kirklees | E08000034 | 2050 | FS | domestic | 46465.8461 | 1140.9569 | 232.5177 | 928.5476 | 25487.6537 | 3719.3543 | 5137.6974 | 24353.6808 | 88920.2416 | 1297.9281 | 11406.8402 | 0 | 0 | 633.5647 | 0.22156 | 0.0054403 | 0.0011087 | 0.0044275 | 0.12153 | 0.017734 | 0.024497 | 0.11612 | 0.42399 | 0.0061887 | 0.05439 | 0 | 0 | 0.0030209
Knowsley | E08000011 | 2050 | FS | domestic | 15908.9863 | 385.5678 | 79.7441 | 269.0989 | 9995.2818 | 793.4311 | 1490.9117 | 8418.8389 | 30791.0652 | 392.1877 | 3806.7551 | 0 | 0 | 180.56 | 0.2194 | 0.0053173 | 0.0010997 | 0.0037111 | 0.13784 | 0.010942 | 0.020561 | 0.1161 | 0.42463 | 0.0054086 | 0.052498 | 0 | 0 | 0.0024901
Lambeth | E09000022 | 2050 | FS | domestic | 46382.5728 | 1269.8457 | 251.5898 | 2784.7476 | 36683.1831 | 3977.144 | 6338.6451 | 28003.269 | 80954.381 | 1207.217 | 10102.8329 | 0 | 0 | 518.6577 | 0.2123 | 0.0058123 | 0.0011516 | 0.012746 | 0.16791 | 0.018204 | 0.029013 | 0.12818 | 0.37054 | 0.0055257 | 0.046243 | 0 | 0 | 0.002374
Lancaster | E07000121 | 2050 | FS | domestic | 17201.0735 | 469.4187 | 84.3983 | 354.3033 | 9336.8444 | 1153.1848 | 2820.719 | 8932.1746 | 31786.8021 | 575.935 | 4301.4001 | 0 | 0 | 306.8448 | 0.22246 | 0.0060709 | 0.0010915 | 0.0045821 | 0.12075 | 0.014914 | 0.03648 | 0.11552 | 0.41109 | 0.0074484 | 0.055629 | 0 | 0 | 0.0039683
Leeds | E08000035 | 2050 | FS | domestic | 86978.4973 | 2056.045 | 433.2697 | 1690.4113 | 47246.6033 | 14215.8133 | 13700.0666 | 45124.7419 | 161748.7272 | 2727.9373 | 22063.6762 | 0 | 0 | 1012.7199 | 0.21799 | 0.005153 | 0.0010859 | 0.0042366 | 0.11841 | 0.035629 | 0.034336 | 0.1131 | 0.40539 | 0.006837 | 0.055298 | 0 | 0 | 0.0025382
Leicester | E06000016 | 2050 | FS | domestic | 32476.2398 | 825.3742 | 177.2687 | 1221.3353 | 20815.3902 | 4450.482 | 5538.2307 | 19377.7481 | 57631.0545 | 890.3837 | 7252.1752 | 0 | 0 | 377.7602 | 0.21503 | 0.0054648 | 0.0011737 | 0.0080865 | 0.13782 | 0.029467 | 0.036669 | 0.1283 | 0.38158 | 0.0058953 | 0.048017 | 0 | 0 | 0.0025012
Lewes | E07000063 | 2050 | FS | domestic | 11563.7348 | 418.1311 | 61.9436 | 255.2846 | 5886.3206 | 922.9306 | 2159.7096 | 6805.7021 | 20146.4624 | 413.5106 | 2682.6688 | 0 | 0 | 356.0356 | 0.22379 | 0.008092 | 0.0011988 | 0.0049404 | 0.11392 | 0.017861 | 0.041796 | 0.13171 | 0.38989 | 0.0080025 | 0.051917 | 0 | 0 | 0.0068902
Lewisham | E09000023 | 2050 | FS | domestic | 36978.4 | 975.5448 | 200.7551 | 1934.7609 | 26951.9784 | 3514.0009 | 5733.0531 | 22233.3527 | 65129.5293 | 974.5328 | 8110.1472 | 0 | 0 | 415.7864 | 0.21356 | 0.005634 | 0.0011594 | 0.011174 | 0.15566 | 0.020294 | 0.03311 | 0.1284 | 0.37614 | 0.0056282 | 0.046838 | 0 | 0 | 0.0024013
Lichfield | E07000194 | 2050 | FS | domestic | 11062.0158 | 386.7555 | 59.8456 | 183.0839 | 5402.7663 | 542.671 | 1728.4316 | 6554.8804 | 19792.8414 | 361.0562 | 2515.9421 | 0 | 0 | 326.8623 | 0.22614 | 0.0079063 | 0.0012234 | 0.0037427 | 0.11045 | 0.011094 | 0.035334 | 0.134 | 0.40462 | 0.007381 | 0.051433 | 0 | 0 | 0.006682
Lincoln | E07000138 | 2050 | FS | domestic | 12334.2282 | 319.8881 | 67.6731 | 222.525 | 7025.5521 | 922.897 | 1921.8783 | 7395.4382 | 22456.5789 | 318.6619 | 2711.3304 | 0 | 0 | 164.8389 | 0.2208 | 0.0057265 | 0.0012114 | 0.0039835 | 0.12577 | 0.016521 | 0.034404 | 0.13239 | 0.402 | 0.0057045 | 0.048537 | 0 | 0 | 0.0029509
Liverpool | E08000012 | 2050 | FS | domestic | 57741.9612 | 1411.9056 | 287.0568 | 1500.2052 | 37064.0445 | 8170.8058 | 7781.2418 | 30228.5836 | 107741.5932 | 1679.0114 | 14341.5416 | 0 | 0 | 633.0724 | 0.21499 | 0.0052569 | 0.0010688 | 0.0055857 | 0.138 | 0.030422 | 0.028972 | 0.11255 | 0.40115 | 0.0062514 | 0.053397 | 0 | 0 | 0.0023571
Luton | E06000032 | 2050 | FS | domestic | 20309.7585 | 532.236 | 110.5788 | 625.5677 | 12345.6776 | 1947.3934 | 3653.3352 | 12122.5994 | 36288.2231 | 557.4673 | 4510.0031 | 0 | 0 | 267.0685 | 0.21775 | 0.0057064 | 0.0011856 | 0.0067071 | 0.13237 | 0.020879 | 0.039169 | 0.12997 | 0.38907 | 0.0059769 | 0.048354 | 0 | 0 | 0.0028634
Maidstone | E07000110 | 2050 | FS | domestic | 18011.3373 | 607.976 | 97.6238 | 316.2481 | 9324.3034 | 1596.3235 | 2815.1039 | 10678.247 | 31972.7614 | 587.1288 | 4115.7454 | 0 | 0 | 484.7151 | 0.22344 | 0.0075424 | 0.0012111 | 0.0039233 | 0.11568 | 0.019804 | 0.034924 | 0.13247 | 0.39665 | 0.0072838 | 0.051059 | 0 | 0 | 0.0060133
Maldon | E07000074 | 2050 | FS | domestic | 6907.3619 | 433.6926 | 35.1544 | 130.0344 | 3158.7997 | 608.9059 | 1294.1191 | 3968.4783 | 10711.3215 | 396.4661 | 1768.729 | 0 | 0 | 501.1623 | 0.23091 | 0.014498 | 0.0011752 | 0.0043469 | 0.1056 | 0.020355 | 0.043261 | 0.13266 | 0.35807 | 0.013253 | 0.059127 | 0 | 0 | 0.016753
Malvern Hills | E07000235 | 2050 | FS | domestic | 9402.8428 | 581.8937 | 48.0532 | 191.4923 | 4087.6089 | 604.8555 | 1512.2589 | 5440.0841 | 14811.8223 | 580.7738 | 2416.0143 | 0 | 0 | 705.0393 | 0.23284 | 0.014409 | 0.0011899 | 0.0047419 | 0.10122 | 0.014978 | 0.037448 | 0.13471 | 0.36679 | 0.014382 | 0.059828 | 0 | 0 | 0.017459
Manchester | E08000003 | 2050 | FS | domestic | 55773.9604 | 1294.7318 | 275.1206 | 2578.0628 | 33868.3728 | 13210.8277 | 10987.0246 | 28705.105 | 100190.8442 | 1924.581 | 14514.7278 | 0 | 0 | 560.1204 | 0.21136 | 0.0049065 | 0.0010426 | 0.0097697 | 0.12835 | 0.050063 | 0.041636 | 0.10878 | 0.37968 | 0.0072933 | 0.055004 | 0 | 0 | 0.0021226
Mansfield | E07000174 | 2050 | FS | domestic | 11934.7833 | 338.688 | 65.8751 | 460.1952 | 6908.288 | 382.1301 | 1152.1899 | 7196.6944 | 22275.4177 | 290.5356 | 2587.2173 | 0 | 0 | 220.4057 | 0.22178 | 0.0062939 | 0.0012242 | 0.0085518 | 0.12838 | 0.0071012 | 0.021411 | 0.13374 | 0.41395 | 0.005399 | 0.048078 | 0 | 0 | 0.0040958
Medway | E06000035 | 2050 | FS | domestic | 28305.0376 | 752.0834 | 155.5433 | 623.5898 | 16421.384 | 1905.5932 | 4016.1996 | 16991.1927 | 51646.8547 | 722.3124 | 6202.3646 | 0 | 0 | 415.1648 | 0.22086 | 0.0058684 | 0.0012137 | 0.0048658 | 0.12813 | 0.014869 | 0.031338 | 0.13258 | 0.403 | 0.0056361 | 0.048396 | 0 | 0 | 0.0032395
Melton | E07000133 | 2050 | FS | domestic | 5735.4103 | 266.1232 | 30.3631 | 113.8258 | 2733.2083 | 296.4678 | 890.9796 | 3363.3496 | 9787.8243 | 239.6448 | 1362.2534 | 0 | 0 | 273.7166 | 0.22856 | 0.010605 | 0.00121 | 0.0045361 | 0.10892 | 0.011815 | 0.035507 | 0.13403 | 0.39006 | 0.0095502 | 0.054288 | 0 | 0 | 0.010908
Mendip | E07000187 | 2050 | FS | domestic | 13373.5512 | 665.9485 | 69.9074 | 210.2945 | 5756.4991 | 782.3919 | 2402.4894 | 7806.4436 | 22176.1263 | 690.055 | 3296.127 | 0 | 0 | 743.543 | 0.23068 | 0.011487 | 0.0012059 | 0.0036274 | 0.099296 | 0.013496 | 0.041441 | 0.13466 | 0.38252 | 0.011903 | 0.056856 | 0 | 0 | 0.012826
Merthyr Tydfil | W06000024 | 2050 | FS | domestic | 5184.5879 | 285.0152 | 41.5256 | 98.2526 | 2549.2717 | 96.05 | 535.815 | 2782.3097 | 14181.6313 | 148.4856 | 1202.6572 | 0 | 0 | 371.8733 | 0.18869 | 0.010373 | 0.0015113 | 0.0035758 | 0.092777 | 0.0034956 | 0.0195 | 0.10126 | 0.51612 | 0.0054039 | 0.043769 | 0 | 0 | 0.013534
Merton | E09000024 | 2050 | FS | domestic | 22720.7891 | 575.3298 | 124.5153 | 609.5578 | 14559.7307 | 2213.379 | 3417.5718 | 13660.7581 | 40803.5422 | 580.8962 | 4987.3891 | 0 | 0 | 253.3527 | 0.21741 | 0.0055052 | 0.0011915 | 0.0058327 | 0.13932 | 0.021179 | 0.032702 | 0.13072 | 0.39044 | 0.0055585 | 0.047723 | 0 | 0 | 0.0024243
Mid Devon | E07000042 | 2050 | FS | domestic | 9145.5669 | 636.2954 | 45.5018 | 115.525 | 3696.2828 | 845.8259 | 1898.0453 | 5198.0574 | 13498.3013 | 659.878 | 2463.5788 | 0 | 0 | 796.9746 | 0.2345 | 0.016315 | 0.0011667 | 0.0029622 | 0.094777 | 0.021688 | 0.048668 | 0.13328 | 0.34611 | 0.01692 | 0.063169 | 0 | 0 | 0.020435
Mid Suffolk | E07000203 | 2050 | FS | domestic | 10919.4919 | 950.1813 | 52.5488 | 197.6478 | 4885.8308 | 989.2351 | 2261.1896 | 6139.9717 | 14762.0581 | 846.5653 | 3030.5855 | 0 | 0 | 1199.124 | 0.23618 | 0.020551 | 0.0011366 | 0.0042749 | 0.10568 | 0.021396 | 0.048907 | 0.1328 | 0.31929 | 0.01831 | 0.065548 | 0 | 0 | 0.025936
Mid Sussex | E07000228 | 2050 | FS | domestic | 15765.6378 | 553.0579 | 84.89 | 362.3666 | 8134.7402 | 1051.6621 | 2707.1955 | 9322.4716 | 27834.1147 | 531.6364 | 3609.9643 | 0 | 0 | 462.1298 | 0.22388 | 0.0078537 | 0.0012055 | 0.0051458 | 0.11552 | 0.014934 | 0.038444 | 0.13238 | 0.39526 | 0.0075495 | 0.051263 | 0 | 0 | 0.0065625
Middlesbrough | E06000002 | 2050 | FS | domestic | 15214.1946 | 345.9122 | 75.9126 | 390.432 | 8594.0293 | 977.3026 | 2168.8434 | 7973.8232 | 29105.0839 | 405.5733 | 3702.8405 | 0 | 0 | 163.2363 | 0.22012 | 0.0050047 | 0.0010983 | 0.0056488 | 0.12434 | 0.01414 | 0.031379 | 0.11537 | 0.4211 | 0.0058679 | 0.053573 | 0 | 0 | 0.0023617
Midlothian | S12000019 | 2050 | FS | domestic | 15753.4248 | 172.4767 | 63.6238 | 279.4958 | 1082.3259 | 0 | 2306.5068 | 4319.0403 | 21765.6036 | 523.4264 | 5388.471 | 0 | 0 | 737.1168 | 0.30069 | 0.0032921 | 0.0012144 | 0.0053348 | 0.020658 | 0 | 0.044024 | 0.082438 | 0.41544 | 0.0099907 | 0.10285 | 0 | 0 | 0.014069
Milton Keynes | E06000042 | 2050 | FS | domestic | 26850.4192 | 697.626 | 147.2383 | 932.6733 | 15384.3649 | 1175.6935 | 3971.9732 | 16099.7691 | 49487.5465 | 666.0212 | 5847.5167 | 0 | 0 | 405.3332 | 0.22069 | 0.0057339 | 0.0012102 | 0.0076658 | 0.12645 | 0.0096633 | 0.032646 | 0.13233 | 0.40675 | 0.0054742 | 0.048062 | 0 | 0 | 0.0033315
Mole Valley | E07000210 | 2050 | FS | domestic | 10043.65 | 328.0123 | 54.4354 | 296.1112 | 5261.2175 | 646.7087 | 1600.7804 | 5952.5695 | 18005.4911 | 314.8092 | 2274.9408 | 0 | 0 | 258.3672 | 0.22301 | 0.0072832 | 0.0012087 | 0.0065748 | 0.11682 | 0.014359 | 0.035544 | 0.13217 | 0.39979 | 0.00699 | 0.050513 | 0 | 0 | 0.0057368
Monmouthshire | W06000021 | 2050 | FS | domestic | 7954.5556 | 870.0529 | 59.4198 | 96.2346 | 3647.0572 | 445.418 | 1236.0573 | 4254.8653 | 18505.8843 | 421.3323 | 2076.2975 | 0 | 0 | 1140.7567 | 0.19541 | 0.021373 | 0.0014597 | 0.002364 | 0.089591 | 0.010942 | 0.030364 | 0.10452 | 0.4546 | 0.01035 | 0.051005 | 0 | 0 | 0.028023
Moray | S12000020 | 2050 | FS | domestic | 13587.1034 | 149.734 | 54.0566 | 246.8927 | 948.0601 | 0 | 2688.1413 | 3711.828 | 18069.0376 | 517.5271 | 4765.6477 | 0 | 0 | 633.0234 | 0.29947 | 0.0033002 | 0.0011914 | 0.0054416 | 0.020896 | 0 | 0.059248 | 0.08181 | 0.39825 | 0.011407 | 0.10504 | 0 | 0 | 0.013952
Na h-Eileanan Siar | S12000013 | 2050 | FS | domestic | 1343.545 | 15.9418 | 4.4247 | 25.3802 | 93.8314 | 0 | 1045.149 | 350.0542 | 989.6615 | 126.2193 | 604.6958 | 0 | 0 | 64.5519 | 0.2881 | 0.0034184 | 0.00094881 | 0.0054424 | 0.020121 | 0 | 0.22411 | 0.075063 | 0.21222 | 0.027066 | 0.12967 | 0 | 0 | 0.013842
Neath Port Talbot | W06000012 | 2050 | FS | domestic | 12146.0073 | 802.218 | 95.9659 | 215.7446 | 5880.8708 | 333.7905 | 1372.2376 | 6512.5412 | 32222.4731 | 408.1047 | 2889.9327 | 0 | 0 | 1049.2047 | 0.18999 | 0.012549 | 0.0015011 | 0.0033747 | 0.091991 | 0.0052213 | 0.021465 | 0.10187 | 0.50403 | 0.0063837 | 0.045205 | 0 | 0 | 0.016412
New Forest | E07000091 | 2050 | FS | domestic | 21063.018 | 753.2679 | 113.2722 | 465.0386 | 10551.4854 | 867.5681 | 3622.7559 | 12456.4322 | 37358.1004 | 708.7157 | 4804.0465 | 0 | 0 | 645.6825 | 0.22549 | 0.0080642 | 0.0012126 | 0.0049785 | 0.11296 | 0.0092878 | 0.038784 | 0.13335 | 0.39994 | 0.0075872 | 0.05143 | 0 | 0 | 0.0069124
Newark and Sherwood | E07000175 | 2050 | FS | domestic | 13439.1114 | 573.819 | 72.3057 | 183.9231 | 6662.0214 | 679.6597 | 1577.603 | 7958.7859 | 23507.0905 | 500.9777 | 3122.5291 | 0 | 0 | 556.5926 | 0.22842 | 0.0097531 | 0.001229 | 0.0031261 | 0.11323 | 0.011552 | 0.026814 | 0.13527 | 0.39955 | 0.008515 | 0.053073 | 0 | 0 | 0.0094603
Newcastle upon Tyne | E08000021 | 2050 | FS | domestic | 30673.2097 | 721.1068 | 150.8639 | 1529.5393 | 19082.0714 | 2201.5907 | 5443.3987 | 16000.1916 | 57199.8342 | 896.5346 | 7535.6947 | 0 | 0 | 346.7965 | 0.21634 | 0.0050861 | 0.0010641 | 0.010788 | 0.13459 | 0.015528 | 0.038393 | 0.11285 | 0.40344 | 0.0063234 | 0.05315 | 0 | 0 | 0.002446
Newcastle-under-Lyme | E07000195 | 2050 | FS | domestic | 13780.1082 | 436.7752 | 75.3612 | 281.2863 | 7258.1954 | 611.5429 | 1727.6372 | 8244.8557 | 25156.6109 | 393.2889 | 3062.0154 | 0 | 0 | 328.8856 | 0.22459 | 0.0071186 | 0.0012282 | 0.0045845 | 0.1183 | 0.009967 | 0.028157 | 0.13438 | 0.41001 | 0.0064099 | 0.049905 | 0 | 0 | 0.0053602
Newham | E09000025 | 2050 | FS | domestic | 29104.0341 | 709.5561 | 159.2835 | 1631.5757 | 23756.1051 | 3365.0927 | 4175.2806 | 17510.5036 | 50350.1738 | 721.4339 | 6348.3386 | 0 | 0 | 233.3738 | 0.2108 | 0.0051393 | 0.0011537 | 0.011817 | 0.17206 | 0.024373 | 0.030241 | 0.12683 | 0.36469 | 0.0052253 | 0.045981 | 0 | 0 | 0.0016903
Newport | W06000022 | 2050 | FS | domestic | 12388.1239 | 607.8903 | 98.2067 | 463.9448 | 6785.0303 | 689.8564 | 1727.0386 | 6565.9717 | 33566.8233 | 426.9829 | 2960.4125 | 0 | 0 | 786.9441 | 0.18471 | 0.0090639 | 0.0014643 | 0.0069176 | 0.10117 | 0.010286 | 0.025751 | 0.097901 | 0.5005 | 0.0063665 | 0.044141 | 0 | 0 | 0.011734
North Ayrshire | S12000021 | 2050 | FS | domestic | 25246.4308 | 276.9612 | 101.4996 | 451.494 | 1743.4195 | 0 | 4093.0206 | 6914.2405 | 34482.7791 | 876.2662 | 8702.5672 | 0 | 0 | 1179.5294 | 0.30031 | 0.0032945 | 0.0012073 | 0.0053706 | 0.020738 | 0 | 0.048687 | 0.082246 | 0.41018 | 0.010423 | 0.10352 | 0 | 0 | 0.014031
North Devon | E07000043 | 2050 | FS | domestic | 12111.0342 | 654.0451 | 62.2442 | 222.4459 | 5199.412 | 1235.0972 | 2565.0477 | 6975.7577 | 19192.6026 | 711.1389 | 3102.874 | 0 | 0 | 750.5697 | 0.22945 | 0.012391 | 0.0011793 | 0.0042144 | 0.098507 | 0.0234 | 0.048597 | 0.13216 | 0.36362 | 0.013473 | 0.058786 | 0 | 0 | 0.01422
North East Derbyshire | E07000038 | 2050 | FS | domestic | 11386.8198 | 392.3681 | 62.4442 | 208.4912 | 5582.0284 | 205.046 | 1086.404 | 6817.7095 | 21029.4827 | 329.2355 | 2529.022 | 0 | 0 | 331.3659 | 0.22792 | 0.0078536 | 0.0012499 | 0.0041731 | 0.11173 | 0.0041042 | 0.021745 | 0.13646 | 0.42092 | 0.0065899 | 0.050621 | 0 | 0 | 0.0066326
North East Lincolnshire | E06000012 | 2050 | FS | domestic | 17961.286 | 443.0161 | 89.7348 | 343.9344 | 9887.304 | 1019.3896 | 2040.1902 | 9428.1694 | 34454.4074 | 493.5647 | 4376.5096 | 0 | 0 | 248.9016 | 0.22233 | 0.0054838 | 0.0011108 | 0.0042573 | 0.12239 | 0.012618 | 0.025254 | 0.1167 | 0.42649 | 0.0061095 | 0.054174 | 0 | 0 | 0.003081
North Hertfordshire | E07000099 | 2050 | FS | domestic | 13962.5968 | 478.4201 | 74.8553 | 364.1059 | 7272.6435 | 1537.5084 | 2786.0255 | 8200.2507 | 24241.1637 | 495.5762 | 3250.888 | 0 | 0 | 388.2317 | 0.22144 | 0.0075877 | 0.0011872 | 0.0057747 | 0.11534 | 0.024385 | 0.044186 | 0.13005 | 0.38446 | 0.0078598 | 0.051559 | 0 | 0 | 0.0061573
North Kesteven | E07000139 | 2050 | FS | domestic | 12674.5545 | 706.3855 | 66.3699 | 169.2994 | 5741.1982 | 618.6869 | 1600.995 | 7411.5629 | 21062.6267 | 608.8719 | 3094.8362 | 0 | 0 | 788.9184 | 0.23237 | 0.012951 | 0.0012168 | 0.0031039 | 0.10526 | 0.011343 | 0.029352 | 0.13588 | 0.38616 | 0.011163 | 0.05674 | 0 | 0 | 0.014464
North Lanarkshire | S12000050 | 2050 | FS | domestic | 60623.2547 | 664.1123 | 244.6265 | 1060.4897 | 4119.7879 | 0 | 9035.3476 | 16611.2053 | 83559.0547 | 2032.7314 | 20768.7328 | 0 | 0 | 2851.2455 | 0.30075 | 0.0032947 | 0.0012136 | 0.0052611 | 0.020438 | 0 | 0.044825 | 0.082409 | 0.41454 | 0.010084 | 0.10303 | 0 | 0 | 0.014145
North Lincolnshire | E06000013 | 2050 | FS | domestic | 19012.0161 | 601.2929 | 93.3824 | 352.1929 | 10235.7893 | 826.3149 | 1915.3481 | 9910.2019 | 35274.5661 | 671.0108 | 4756.5535 | 0 | 0 | 474.523 | 0.226 | 0.0071478 | 0.0011101 | 0.0041866 | 0.12168 | 0.0098227 | 0.022768 | 0.11781 | 0.41932 | 0.0079765 | 0.056543 | 0 | 0 | 0.0056408
North Norfolk | E07000147 | 2050 | FS | domestic | 14067.6667 | 1081.3308 | 68.6089 | 272.1976 | 6332.9977 | 1597.8516 | 3430.9787 | 7910.3586 | 19624.2672 | 1008.6541 | 3834.3529 | 0 | 0 | 1320.3008 | 0.23233 | 0.017859 | 0.0011331 | 0.0044955 | 0.10459 | 0.026389 | 0.056664 | 0.13064 | 0.3241 | 0.016658 | 0.063326 | 0 | 0 | 0.021805
North Somerset | E06000024 | 2050 | FS | domestic | 26248.8828 | 867.6238 | 142.7926 | 566.6423 | 12084.0109 | 1495.0816 | 4061.3143 | 15627.8741 | 47266.9601 | 924.2628 | 6025.3022 | 0 | 0 | 753.1634 | 0.22616 | 0.0074754 | 0.0012303 | 0.0048822 | 0.10412 | 0.012882 | 0.034992 | 0.13465 | 0.40725 | 0.0079634 | 0.051914 | 0 | 0 | 0.0064892
North Tyneside | E08000022 | 2050 | FS | domestic | 23792.1691 | 557.3246 | 118.5117 | 644.3601 | 13587.1211 | 630.2671 | 3133.9331 | 12512.4064 | 45832.9969 | 614.8741 | 5716.2245 | 0 | 0 | 282.5155 | 0.22148 | 0.0051881 | 0.0011032 | 0.0059984 | 0.12648 | 0.0058672 | 0.029174 | 0.11648 | 0.42666 | 0.0057239 | 0.053212 | 0 | 0 | 0.0026299
North Warwickshire | E07000218 | 2050 | FS | domestic | 7084.2068 | 260.8295 | 38.1213 | 124.7041 | 3344.2113 | 343.4083 | 1194.6717 | 4175.6622 | 12557.0578 | 245.4663 | 1629.0749 | 0 | 0 | 232.3159 | 0.22684 | 0.008352 | 0.0012207 | 0.0039931 | 0.10708 | 0.010996 | 0.038254 | 0.13371 | 0.40209 | 0.00786 | 0.052164 | 0 | 0 | 0.0074389
North West Leicestershire | E07000134 | 2050 | FS | domestic | 10768.9841 | 445.131 | 57.8225 | 207.8273 | 5150.0024 | 512.7887 | 1460.5539 | 6360.0202 | 18955.7884 | 397.6153 | 2500.2964 | 0 | 0 | 428.6321 | 0.22794 | 0.0094217 | 0.0012239 | 0.0043989 | 0.10901 | 0.010854 | 0.030914 | 0.13462 | 0.40122 | 0.0084159 | 0.052921 | 0 | 0 | 0.0090725
Northampton | E07000154 | 2050 | FS | domestic | 24273.3727 | 615.0099 | 133.0519 | 551.541 | 13804.25 | 1523.1379 | 3976.2493 | 14543.3102 | 44349.8011 | 614.9972 | 5313.5523 | 0 | 0 | 314.3303 | 0.22064 | 0.0055904 | 0.0012094 | 0.0050134 | 0.12548 | 0.013845 | 0.036144 | 0.1322 | 0.40313 | 0.0055902 | 0.048299 | 0 | 0 | 0.0028572
Northumberland | E06000057 | 2050 | FS | domestic | 37852.0288 | 1533.2078 | 179.7014 | 743.2267 | 20192.6032 | 1852.8626 | 5203.4245 | 19430.8548 | 65348.2409 | 1823.2487 | 9931.6188 | 0 | 0 | 1455.888 | 0.22865 | 0.0092615 | 0.0010855 | 0.0044895 | 0.12198 | 0.011192 | 0.031432 | 0.11737 | 0.39474 | 0.011013 | 0.059993 | 0 | 0 | 0.0087944
Norwich | E07000148 | 2050 | FS | domestic | 17891.07 | 457.6961 | 97.8502 | 691.8372 | 11683.6278 | 1864.8239 | 2774.4318 | 10726.0936 | 32029.7502 | 466.5606 | 3943.2722 | 0 | 0 | 210.2212 | 0.21598 | 0.0055252 | 0.0011812 | 0.0083518 | 0.14104 | 0.022512 | 0.033493 | 0.12948 | 0.38666 | 0.0056323 | 0.047603 | 0 | 0 | 0.0025378
Nottingham | E06000018 | 2050 | FS | domestic | 33546.1006 | 805.4827 | 183.2132 | 1544.3804 | 22225.3383 | 4548.2474 | 5949.6146 | 20012.6365 | 59609.0308 | 886.6782 | 7449.8505 | 0 | 0 | 336.4191 | 0.21354 | 0.0051273 | 0.0011662 | 0.0098307 | 0.14148 | 0.028952 | 0.037872 | 0.12739 | 0.37944 | 0.0056441 | 0.047422 | 0 | 0 | 0.0021415
Nuneaton and Bedworth | E07000219 | 2050 | FS | domestic | 13392.6641 | 354.3117 | 73.2818 | 378.6162 | 7513.8649 | 533.9821 | 2146.8026 | 8019.0218 | 24569.6089 | 342.0059 | 2925.8163 | 0 | 0 | 204.2554 | 0.22153 | 0.0058608 | 0.0012122 | 0.0062629 | 0.12429 | 0.0088328 | 0.035511 | 0.13265 | 0.40642 | 0.0056573 | 0.048397 | 0 | 0 | 0.0033787
Oadby and Wigston | E07000135 | 2050 | FS | domestic | 5582.5655 | 148.2529 | 30.7705 | 111.9896 | 3072.4021 | 183.6973 | 717.8911 | 3361.808 | 10373.7138 | 135.0727 | 1209.5923 | 0 | 0 | 85.3482 | 0.22319 | 0.005927 | 0.0012302 | 0.0044772 | 0.12283 | 0.007344 | 0.028701 | 0.1344 | 0.41473 | 0.0054001 | 0.048358 | 0 | 0 | 0.0034121
Oldham | E08000004 | 2050 | FS | domestic | 23974.217 | 573.8525 | 119.6608 | 1027.269 | 14640.9708 | 792.0605 | 2452.9585 | 12645.4619 | 46330.0165 | 604.2068 | 5742.7857 | 0 | 0 | 299.9132 | 0.21954 | 0.0052549 | 0.0010958 | 0.0094069 | 0.13407 | 0.0072531 | 0.022462 | 0.1158 | 0.42425 | 0.0055329 | 0.052588 | 0 | 0 | 0.0027464
Orkney Islands | S12000023 | 2050 | FS | domestic | 554.6734 | 7.1845 | 1.3586 | 7.9766 | 29.6328 | 0 | 822.5379 | 134.6527 | 4.83e-05 | 90.4255 | 317.7924 | 0 | 0 | 30.763 | 0.27775 | 0.0035976 | 0.00068033 | 0.0039943 | 0.014839 | 0 | 0.41189 | 0.067428 | 2.42e-08 | 0.045281 | 0.15914 | 0 | 0 | 0.015405
Oxford | E07000178 | 2050 | FS | domestic | 17739.4417 | 480.9235 | 96.1824 | 539.8403 | 10840.7321 | 2184.2476 | 3488.4825 | 10531.4911 | 31154.6249 | 524.5257 | 4000.7251 | 0 | 0 | 247.7184 | 0.21679 | 0.0058772 | 0.0011754 | 0.0065972 | 0.13248 | 0.026693 | 0.042631 | 0.1287 | 0.38073 | 0.00641 | 0.048891 | 0 | 0 | 0.0030273
Pembrokeshire | W06000009 | 2050 | FS | domestic | 12558.5023 | 1735.9247 | 89.619 | 157.8182 | 5659.1692 | 1051.3981 | 2498.6594 | 6677.0822 | 26217.3572 | 859.1317 | 3508.2981 | 0 | 0 | 2276.8536 | 0.19843 | 0.027428 | 0.001416 | 0.0024936 | 0.089417 | 0.016612 | 0.03948 | 0.1055 | 0.41424 | 0.013575 | 0.055432 | 0 | 0 | 0.035975
Pendle | E07000122 | 2050 | FS | domestic | 10108.7933 | 254.3212 | 50.6265 | 142.5429 | 5392.219 | 556.4616 | 1015.6868 | 5305.5395 | 19457.0882 | 278.792 | 2464.9284 | 0 | 0 | 151.293 | 0.22375 | 0.0056293 | 0.0011206 | 0.0031551 | 0.11935 | 0.012317 | 0.022482 | 0.11744 | 0.43067 | 0.0061709 | 0.05456 | 0 | 0 | 0.0033488
Perth and Kinross | S12000048 | 2050 | FS | domestic | 20996.5933 | 231.9463 | 83.0982 | 379.0224 | 1455.4362 | 0 | 4519.2033 | 5726.7666 | 27540.7943 | 835.3002 | 7428.2709 | 0 | 0 | 982.0648 | 0.29919 | 0.0033051 | 0.0011841 | 0.0054008 | 0.020739 | 0 | 0.064396 | 0.081603 | 0.39244 | 0.011903 | 0.10585 | 0 | 0 | 0.013994
Peterborough | E06000031 | 2050 | FS | domestic | 20254.7745 | 568.307 | 111.1842 | 526.0498 | 11252.6938 | 1391.5174 | 2761.5279 | 12123.7018 | 37029.6569 | 541.0349 | 4476.4534 | 0 | 0 | 373.6775 | 0.22158 | 0.0062171 | 0.0012163 | 0.0057548 | 0.1231 | 0.015223 | 0.03021 | 0.13263 | 0.40509 | 0.0059187 | 0.048971 | 0 | 0 | 0.0040879
Plymouth | E06000026 | 2050 | FS | domestic | 31326.8692 | 796.9725 | 173.2681 | 615.7222 | 14515.1302 | 1791.089 | 4807.864 | 18782.998 | 58178.0193 | 891.0806 | 6978.0922 | 0 | 0 | 519.1767 | 0.22476 | 0.0057181 | 0.0012432 | 0.0044177 | 0.10414 | 0.012851 | 0.034496 | 0.13476 | 0.41742 | 0.0063933 | 0.050067 | 0 | 0 | 0.003725
Portsmouth | E06000044 | 2050 | FS | domestic | 25467.2703 | 667.4256 | 138.1312 | 769.9539 | 16800.9359 | 2859.1837 | 5020.7349 | 15173.1891 | 44398.082 | 722.8927 | 5682.8747 | 0 | 0 | 301.6358 | 0.21582 | 0.005656 | 0.0011706 | 0.0065249 | 0.14238 | 0.02423 | 0.042548 | 0.12858 | 0.37625 | 0.0061261 | 0.048159 | 0 | 0 | 0.0025562
Powys | W06000023 | 2050 | FS | domestic | 12828.0587 | 2136.6477 | 88.8122 | 129.4258 | 5601.6991 | 909.3673 | 2712.156 | 6857.1837 | 24464.6354 | 981.1138 | 3703.6822 | 0 | 0 | 2807.2505 | 0.20291 | 0.033797 | 0.0014048 | 0.0020472 | 0.088606 | 0.014384 | 0.0429 | 0.10847 | 0.38698 | 0.015519 | 0.058584 | 0 | 0 | 0.044404
Preston | E07000123 | 2050 | FS | domestic | 14995.7976 | 370.1011 | 74.2196 | 356.8152 | 8364.8928 | 1334.6357 | 2415.8332 | 7809.6453 | 28042.5626 | 459.414 | 3727.8022 | 0 | 0 | 203.4709 | 0.22002 | 0.0054303 | 0.001089 | 0.0052353 | 0.12273 | 0.019582 | 0.035446 | 0.11459 | 0.41145 | 0.0067407 | 0.054696 | 0 | 0 | 0.0029854
Reading | E06000038 | 2050 | FS | domestic | 17579.6388 | 450.0339 | 94.6262 | 635.1926 | 10814.9048 | 3069.036 | 4294.4546 | 10343.2358 | 30257.9779 | 552.9493 | 4035.7952 | 0 | 0 | 211.144 | 0.2135 | 0.0054656 | 0.0011492 | 0.0077144 | 0.13135 | 0.037273 | 0.052156 | 0.12562 | 0.36748 | 0.0067155 | 0.049014 | 0 | 0 | 0.0025643
Redbridge | E09000026 | 2050 | FS | domestic | 26555.5139 | 697.7567 | 144.7735 | 813.5242 | 16899.6377 | 1800.974 | 4595.512 | 15896.6362 | 47390.1799 | 701.9018 | 5832.0155 | 0 | 0 | 341.4462 | 0.21826 | 0.0057348 | 0.0011899 | 0.0066863 | 0.1389 | 0.014802 | 0.03777 | 0.13065 | 0.3895 | 0.0057689 | 0.047933 | 0 | 0 | 0.0028063
Redcar and Cleveland | E06000003 | 2050 | FS | domestic | 15736.8494 | 405.7732 | 78.2121 | 256.6623 | 8450.5987 | 722.9169 | 1981.8253 | 8236.0713 | 29938.3416 | 460.4203 | 3854.6445 | 0 | 0 | 248.4703 | 0.22363 | 0.0057662 | 0.0011114 | 0.0036473 | 0.12009 | 0.010273 | 0.028163 | 0.11704 | 0.42544 | 0.0065428 | 0.054776 | 0 | 0 | 0.0035309
Redditch | E07000236 | 2050 | FS | domestic | 10051.4147 | 282.8873 | 55.7121 | 193.0188 | 4675.2219 | 393.1211 | 1166.948 | 6062.0946 | 18831.2319 | 282.7278 | 2223.1125 | 0 | 0 | 210.4697 | 0.22624 | 0.0063673 | 0.001254 | 0.0043445 | 0.10523 | 0.0088485 | 0.026266 | 0.13645 | 0.42386 | 0.0063637 | 0.050039 | 0 | 0 | 0.0047373
Reigate and Banstead | E07000211 | 2050 | FS | domestic | 15636.7143 | 405.2533 | 85.8772 | 381.9416 | 8332.6335 | 902.0449 | 2442.3762 | 9342.9777 | 28828.738 | 399.6192 | 3435.2953 | 0 | 0 | 238.0844 | 0.22201 | 0.0057539 | 0.0012193 | 0.0054229 | 0.11831 | 0.012807 | 0.034677 | 0.13265 | 0.40932 | 0.0056739 | 0.048775 | 0 | 0 | 0.0033804
Renfrewshire | S12000038 | 2050 | FS | domestic | 33948.5251 | 372.0945 | 136.827 | 594.7494 | 2309.2947 | 0 | 5197.3541 | 9299.4152 | 46653.0804 | 1151.4037 | 11653.6919 | 0 | 0 | 1596.4241 | 0.30066 | 0.0032954 | 0.0012118 | 0.0052673 | 0.020452 | 0 | 0.04603 | 0.082359 | 0.41318 | 0.010197 | 0.10321 | 0 | 0 | 0.014139
Rhondda Cynon Taf | W06000016 | 2050 | FS | domestic | 20901.746 | 1215.2556 | 165.9112 | 272.5428 | 9842.9713 | 534.6254 | 2496.2146 | 11172.473 | 56336.6989 | 669.2238 | 4930.1492 | 0 | 0 | 1586.6939 | 0.1898 | 0.011035 | 0.0015066 | 0.0024749 | 0.08938 | 0.0048547 | 0.022667 | 0.10145 | 0.51157 | 0.006077 | 0.044769 | 0 | 0 | 0.014408
Ribble Valley | E07000124 | 2050 | FS | domestic | 6705.3689 | 244.158 | 32.3731 | 102.9079 | 3501.0885 | 297.7999 | 798.5587 | 3464.3242 | 11999.8386 | 282.9369 | 1721.8552 | 0 | 0 | 217.4243 | 0.22832 | 0.0083136 | 0.0011023 | 0.003504 | 0.11921 | 0.01014 | 0.027191 | 0.11796 | 0.40859 | 0.009634 | 0.058629 | 0 | 0 | 0.0074033
Richmond upon Thames | E09000027 | 2050 | FS | domestic | 23201.8766 | 604.4276 | 127.7173 | 731.0589 | 14608.8603 | 2242.4109 | 2847.6175 | 13972.0067 | 42152.1109 | 584.7015 | 5091.0967 | 0 | 0 | 296.6276 | 0.21794 | 0.0056775 | 0.0011997 | 0.0068669 | 0.13722 | 0.021063 | 0.026748 | 0.13124 | 0.39594 | 0.0054922 | 0.047821 | 0 | 0 | 0.0027863
Richmondshire | E07000166 | 2050 | FS | domestic | 5846.0824 | 349.896 | 25.963 | 146.6521 | 3095.9293 | 406.6359 | 991.6028 | 2913.9346 | 8628.924 | 434.3611 | 1680.9273 | 0 | 0 | 398.5921 | 0.2346 | 0.014041 | 0.0010419 | 0.005885 | 0.12424 | 0.016318 | 0.039792 | 0.11693 | 0.34627 | 0.017431 | 0.067454 | 0 | 0 | 0.015995
Rochdale | E08000005 | 2050 | FS | domestic | 22788.2033 | 530.3368 | 113.9622 | 475.2687 | 12625.6922 | 864.1492 | 2786.2977 | 11983.6895 | 44069.2541 | 584.0991 | 5489.3244 | 0 | 0 | 268.7809 | 0.22215 | 0.00517 | 0.001111 | 0.0046332 | 0.12308 | 0.0084242 | 0.027162 | 0.11682 | 0.42961 | 0.0056941 | 0.053513 | 0 | 0 | 0.0026202
Rochford | E07000075 | 2050 | FS | domestic | 8562.5843 | 252.9401 | 46.7916 | 236.5298 | 4502.1424 | 434.1447 | 1266.5981 | 5104.5638 | 15659.7936 | 239.5854 | 1902.5718 | 0 | 0 | 178.602 | 0.22306 | 0.0065892 | 0.0012189 | 0.0061617 | 0.11728 | 0.01131 | 0.032996 | 0.13298 | 0.40795 | 0.0062413 | 0.049563 | 0 | 0 | 0.0046527
Rossendale | E07000125 | 2050 | FS | domestic | 8123.1131 | 199.6716 | 40.5517 | 152.0977 | 4371.2226 | 306.257 | 951.3266 | 4260.4858 | 15635.6457 | 220.9868 | 1970.7565 | 0 | 0 | 114.5445 | 0.22349 | 0.0054935 | 0.0011157 | 0.0041846 | 0.12026 | 0.008426 | 0.026174 | 0.11722 | 0.43018 | 0.00608 | 0.054221 | 0 | 0 | 0.0031514
Rother | E07000064 | 2050 | FS | domestic | 12763.271 | 550.3632 | 66.9949 | 372.6112 | 6656.4849 | 1013.4192 | 2724.7092 | 7439.2261 | 21298.0382 | 539.343 | 3048.3584 | 0 | 0 | 527.6186 | 0.22392 | 0.0096554 | 0.0011753 | 0.006537 | 0.11678 | 0.017779 | 0.047802 | 0.13051 | 0.37365 | 0.0094621 | 0.05348 | 0 | 0 | 0.0092564
Rotherham | E08000018 | 2050 | FS | domestic | 28660.5646 | 712.3949 | 143.5098 | 627.8577 | 15916.7366 | 737.1556 | 2664.6008 | 15104.9863 | 55655.4337 | 741.7599 | 6886.9964 | 0 | 0 | 412.4865 | 0.22345 | 0.0055541 | 0.0011189 | 0.004895 | 0.12409 | 0.0057472 | 0.020774 | 0.11776 | 0.43391 | 0.005783 | 0.053694 | 0 | 0 | 0.0032159
Rugby | E07000220 | 2050 | FS | domestic | 11120.8561 | 337.5786 | 60.1623 | 193.0932 | 5720.3742 | 728.878 | 2158.1692 | 6582.7971 | 19830.2069 | 342.3128 | 2510.6098 | 0 | 0 | 243.5224 | 0.22318 | 0.0067748 | 0.0012074 | 0.0038752 | 0.1148 | 0.014628 | 0.043312 | 0.13211 | 0.39797 | 0.0068698 | 0.050385 | 0 | 0 | 0.0048872
Runnymede | E07000212 | 2050 | FS | domestic | 9422.6269 | 276.7907 | 50.9207 | 164.4694 | 4868.7281 | 790.2248 | 1968.664 | 5563.4045 | 16708.1894 | 293.7246 | 2139.0703 | 0 | 0 | 186.2256 | 0.22206 | 0.006523 | 0.0012 | 0.003876 | 0.11474 | 0.018623 | 0.046395 | 0.13111 | 0.39375 | 0.0069221 | 0.05041 | 0 | 0 | 0.0043887
Rushcliffe | E07000176 | 2050 | FS | domestic | 12529.4252 | 405.8496 | 68.6288 | 194.8904 | 6200.3895 | 475.8618 | 1503.8384 | 7486.4898 | 22996.2146 | 360.5639 | 2789.7636 | 0 | 0 | 322.8525 | 0.22643 | 0.0073344 | 0.0012402 | 0.003522 | 0.11205 | 0.0085997 | 0.027177 | 0.13529 | 0.41558 | 0.006516 | 0.050416 | 0 | 0 | 0.0058345
Rushmoor | E07000092 | 2050 | FS | domestic | 9773.7594 | 242.6731 | 53.2574 | 249.6733 | 5526.6769 | 893.5805 | 1938.0379 | 5814.3507 | 17592.3611 | 265.1777 | 2171.869 | 0 | 0 | 121.307 | 0.21893 | 0.0054359 | 0.001193 | 0.0055927 | 0.1238 | 0.020016 | 0.043412 | 0.13024 | 0.39407 | 0.00594 | 0.04865 | 0 | 0 | 0.0027173
Rutland | E06000017 | 2050 | FS | domestic | 4389.8928 | 203.5907 | 23.2598 | 85.8562 | 2024.896 | 192.1587 | 677.3281 | 2571.5974 | 7527.327 | 182.771 | 1042.1272 | 0 | 0 | 211.0407 | 0.22945 | 0.010641 | 0.0012158 | 0.0044876 | 0.10584 | 0.010044 | 0.035403 | 0.13441 | 0.39344 | 0.0095532 | 0.054471 | 0 | 0 | 0.011031
Ryedale | E07000167 | 2050 | FS | domestic | 6858.3822 | 433.1764 | 30.2122 | 118.393 | 3487.2891 | 513.4069 | 1147.2756 | 3403.3624 | 9892.2818 | 538.3287 | 2001.5292 | 0 | 0 | 503.4893 | 0.23709 | 0.014975 | 0.0010444 | 0.0040928 | 0.12055 | 0.017748 | 0.039661 | 0.11765 | 0.34197 | 0.01861 | 0.069192 | 0 | 0 | 0.017405
Salford | E08000006 | 2050 | FS | domestic | 27921.6604 | 644.7742 | 138.7306 | 716.3189 | 15479.5369 | 7408.5006 | 5221.3044 | 14348.0062 | 50384.5712 | 974.9565 | 7337.1079 | 0 | 0 | 282.0373 | 0.21337 | 0.0049273 | 0.0010602 | 0.005474 | 0.11829 | 0.056615 | 0.039901 | 0.10965 | 0.38503 | 0.0074505 | 0.056069 | 0 | 0 | 0.0021553
Sandwell | E08000028 | 2050 | FS | domestic | 32654.1516 | 850.8946 | 178.7884 | 598.5065 | 18207.3943 | 2459.1575 | 5429.109 | 19532.8917 | 59341.6598 | 862.9868 | 7206.8736 | 0 | 0 | 455.8093 | 0.22097 | 0.0057579 | 0.0012098 | 0.00405 | 0.12321 | 0.016641 | 0.036738 | 0.13218 | 0.40156 | 0.0058397 | 0.048768 | 0 | 0 | 0.0030844
Scarborough | E07000168 | 2050 | FS | domestic | 16177.2289 | 526.5337 | 78.1588 | 273.8651 | 8565.6557 | 1460.6722 | 2795.0866 | 8323.0336 | 28731.9942 | 664.7793 | 4182.7875 | 0 | 0 | 417.1711 | 0.22407 | 0.007293 | 0.0010826 | 0.0037933 | 0.11864 | 0.020232 | 0.038715 | 0.11528 | 0.39797 | 0.0092079 | 0.057936 | 0 | 0 | 0.0057782
Scottish Borders | S12000026 | 2050 | FS | domestic | 16687.7848 | 184.4656 | 65.9669 | 299.0629 | 1150.0468 | 0 | 3654.0084 | 4549.1881 | 21818.8498 | 670.3926 | 5915.4285 | 0 | 0 | 783.0761 | 0.29918 | 0.0033071 | 0.0011827 | 0.0053616 | 0.020618 | 0 | 0.06551 | 0.081558 | 0.39117 | 0.012019 | 0.10605 | 0 | 0 | 0.014039
Sedgemoor | E07000188 | 2050 | FS | domestic | 14120.7018 | 747.8226 | 72.5723 | 255.1383 | 6075.9837 | 895.4211 | 3113.9936 | 8161.3998 | 22618.9749 | 800.1554 | 3557.8874 | 0 | 0 | 854.4902 | 0.23045 | 0.012204 | 0.0011844 | 0.0041639 | 0.09916 | 0.014613 | 0.05082 | 0.13319 | 0.36914 | 0.013059 | 0.058065 | 0 | 0 | 0.013945
Sefton | E08000014 | 2050 | FS | domestic | 33171.4509 | 828.5158 | 164.9743 | 742.1734 | 21133.5882 | 2319.6157 | 3967.4895 | 17463.6018 | 62980.8941 | 901.0054 | 8051.939 | 0 | 0 | 401.3231 | 0.21805 | 0.0054462 | 0.0010845 | 0.0048787 | 0.13892 | 0.015248 | 0.02608 | 0.1148 | 0.414 | 0.0059227 | 0.052929 | 0 | 0 | 0.0026381
Selby | E07000169 | 2050 | FS | domestic | 10285.6117 | 450.3924 | 48.3356 | 154.193 | 5288.4242 | 571.6453 | 1496.1389 | 5245.7445 | 17319.6922 | 544.0576 | 2749.8364 | 0 | 0 | 449.2066 | 0.2306 | 0.010098 | 0.0010837 | 0.003457 | 0.11857 | 0.012816 | 0.033543 | 0.11761 | 0.38831 | 0.012198 | 0.061651 | 0 | 0 | 0.010071
Sevenoaks | E07000111 | 2050 | FS | domestic | 12828.8124 | 515.5885 | 68.8074 | 239.0876 | 6217.9196 | 611.8015 | 1915.5094 | 7573.7662 | 22531.8588 | 468.9824 | 2972.3665 | 0 | 0 | 483.8318 | 0.22735 | 0.009137 | 0.0012194 | 0.004237 | 0.11019 | 0.010842 | 0.033946 | 0.13422 | 0.3993 | 0.0083111 | 0.052675 | 0 | 0 | 0.0085743
Sheffield | E08000019 | 2050 | FS | domestic | 59128.025 | 1427.6657 | 294.8609 | 2350.2311 | 35510.5483 | 6430.4477 | 7071.9554 | 30957.8222 | 111864.253 | 1680.974 | 14607.3693 | 0 | 0 | 733.8793 | 0.21734 | 0.0052477 | 0.0010838 | 0.0086387 | 0.13053 | 0.023636 | 0.025994 | 0.11379 | 0.41118 | 0.0061787 | 0.053692 | 0 | 0 | 0.0026975
Shetland Islands | S12000027 | 2050 | FS | domestic | 657.1156 | 8.4936 | 1.6068 | 11.8441 | 42.1535 | 0 | 980.8164 | 160.4077 | 5.75e-05 | 107.1898 | 376.6883 | 0 | 0 | 34.041 | 0.27606 | 0.0035682 | 0.00067501 | 0.0049758 | 0.017709 | 0 | 0.41205 | 0.067388 | 2.42e-08 | 0.045031 | 0.15825 | 0 | 0 | 0.014301
Shropshire | E06000051 | 2050 | FS | domestic | 36899.3297 | 2320.708 | 188.1684 | 593.76 | 15625.3236 | 2786.4263 | 6055.6193 | 21299.7117 | 57663.4725 | 2334.4331 | 9561.5025 | 0 | 0 | 2824.213 | 0.23331 | 0.014674 | 0.0011898 | 0.0037543 | 0.098799 | 0.017619 | 0.03829 | 0.13468 | 0.36461 | 0.014761 | 0.060457 | 0 | 0 | 0.017858
Slough | E06000039 | 2050 | FS | domestic | 12871.8799 | 329.1423 | 69.7514 | 261.1157 | 7556.6441 | 2252.9055 | 3000.5633 | 7577.8824 | 22250.4101 | 400.6221 | 2956.1627 | 0 | 0 | 153.056 | 0.21568 | 0.0055151 | 0.0011688 | 0.0043753 | 0.12662 | 0.03775 | 0.050277 | 0.12697 | 0.37283 | 0.0067128 | 0.049533 | 0 | 0 | 0.0025646
Solihull | E08000029 | 2050 | FS | domestic | 22188.6959 | 626.1616 | 120.9822 | 403.3894 | 11723.6511 | 1170.6781 | 3819.335 | 13228.9015 | 40293.213 | 617.2923 | 4920.35 | 0 | 0 | 401.2099 | 0.22297 | 0.0062922 | 0.0012157 | 0.0040536 | 0.11781 | 0.011764 | 0.03838 | 0.13294 | 0.4049 | 0.0062031 | 0.049444 | 0 | 0 | 0.0040317
Somerset West and Taunton | E07000246 | 2050 | FS | domestic | 18259.0699 | 922.6923 | 94.4957 | 296.4135 | 7811.9284 | 1368.7803 | 3924.4797 | 10576.4312 | 29593.6354 | 997.8021 | 4575.1247 | 0 | 0 | 1033.0268 | 0.22981 | 0.011613 | 0.0011893 | 0.0037306 | 0.09832 | 0.017227 | 0.049393 | 0.13311 | 0.37246 | 0.012558 | 0.057582 | 0 | 0 | 0.013002
South Ayrshire | S12000028 | 2050 | FS | domestic | 20017.7206 | 219.7709 | 80.4024 | 347.8599 | 1352.1485 | 0 | 3294.5726 | 5477.0733 | 27265.4035 | 701.6395 | 6912.1467 | 0 | 0 | 944.9438 | 0.3005 | 0.0032992 | 0.001207 | 0.005222 | 0.020298 | 0 | 0.049458 | 0.082221 | 0.40931 | 0.010533 | 0.10376 | 0 | 0 | 0.014185
South Bucks District | E07000006 | 2050 | FS | domestic | 7559.5969 | 227.383 | 41.5455 | 223.1738 | 3941.4371 | 309.933 | 877.8033 | 4520.1076 | 13993.2426 | 203.6532 | 1669.6452 | 0 | 0 | 168.5989 | 0.22408 | 0.00674 | 0.0012315 | 0.0066153 | 0.11683 | 0.009187 | 0.02602 | 0.13398 | 0.41479 | 0.0060367 | 0.049491 | 0 | 0 | 0.0049976
South Cambridgeshire | E07000012 | 2050 | FS | domestic | 16692.9953 | 898.3113 | 87.0559 | 248.7775 | 7458.0498 | 1072.359 | 2708.304 | 9702.1445 | 27498.8457 | 811.0517 | 4102.8634 | 0 | 0 | 990.7304 | 0.23098 | 0.01243 | 0.0012046 | 0.0034423 | 0.10319 | 0.014838 | 0.037474 | 0.13425 | 0.38049 | 0.011222 | 0.05677 | 0 | 0 | 0.013708
South Derbyshire | E07000039 | 2050 | FS | domestic | 10605.9662 | 373.8719 | 57.8213 | 183.8419 | 5152.698 | 424.1961 | 1246.4575 | 6318.7125 | 19290.1052 | 329.8743 | 2390.9927 | 0 | 0 | 322.7061 | 0.22712 | 0.0080063 | 0.0012382 | 0.0039369 | 0.11034 | 0.009084 | 0.026692 | 0.13531 | 0.41309 | 0.0070641 | 0.051202 | 0 | 0 | 0.0069106
South Gloucestershire | E06000025 | 2050 | FS | domestic | 28669.209 | 992.3901 | 155.1421 | 567.2543 | 13046.0966 | 1663.8435 | 4706.2052 | 17023.3398 | 51109.6943 | 1063.1688 | 6637.8019 | 0 | 0 | 893.2929 | 0.22658 | 0.0078433 | 0.0012262 | 0.0044833 | 0.10311 | 0.01315 | 0.037195 | 0.13454 | 0.40394 | 0.0084027 | 0.052461 | 0 | 0 | 0.0070601
South Hams | E07000044 | 2050 | FS | domestic | 11466.8525 | 745.8572 | 56.6815 | 185.7116 | 4680.5025 | 1351.4548 | 3127.0572 | 6458.2906 | 16656.0367 | 830.11 | 3110.8044 | 0 | 0 | 911.561 | 0.23128 | 0.015043 | 0.0011432 | 0.0037456 | 0.094401 | 0.027258 | 0.06307 | 0.13026 | 0.33594 | 0.016743 | 0.062742 | 0 | 0 | 0.018385
South Holland | E07000140 | 2050 | FS | domestic | 10331.7785 | 614.3117 | 53.4694 | 136.2276 | 4685.6557 | 500.1823 | 1490.5192 | 6011.3703 | 16737.6063 | 534.3391 | 2562.8291 | 0 | 0 | 700.82 | 0.23291 | 0.013849 | 0.0012054 | 0.003071 | 0.10563 | 0.011276 | 0.033601 | 0.13552 | 0.37732 | 0.012046 | 0.057775 | 0 | 0 | 0.015799
South Kesteven | E07000141 | 2050 | FS | domestic | 16056.4951 | 761.2381 | 84.121 | 280.0345 | 7897.0519 | 986.7128 | 3024.7999 | 9382.9327 | 26731.8436 | 709.1668 | 3855.0943 | 0 | 0 | 779.6299 | 0.22759 | 0.01079 | 0.0011924 | 0.0039694 | 0.11194 | 0.013986 | 0.042875 | 0.133 | 0.37891 | 0.010052 | 0.054644 | 0 | 0 | 0.011051
South Lakeland | E07000031 | 2050 | FS | domestic | 15121.7659 | 575.2705 | 71.5558 | 256.8434 | 7830.1021 | 1234.0632 | 2930.2956 | 7704.5999 | 25741.2267 | 739.1189 | 4014.3449 | 0 | 0 | 521.4197 | 0.22658 | 0.0086195 | 0.0010721 | 0.0038484 | 0.11732 | 0.01849 | 0.043906 | 0.11544 | 0.38569 | 0.011074 | 0.060148 | 0 | 0 | 0.0078126
South Lanarkshire | S12000029 | 2050 | FS | domestic | 54332.8448 | 596.289 | 218.2326 | 973.2831 | 3755.9138 | 0 | 8983.854 | 14876.8637 | 74034.313 | 1902.303 | 18758.3973 | 0 | 0 | 2537.6111 | 0.30023 | 0.003295 | 0.0012059 | 0.0053781 | 0.020754 | 0 | 0.049643 | 0.082206 | 0.4091 | 0.010512 | 0.10365 | 0 | 0 | 0.014022
South Norfolk | E07000149 | 2050 | FS | domestic | 14619.5423 | 1125.7612 | 72.1992 | 291.3832 | 6634.6314 | 1146.3858 | 2751.517 | 8312.612 | 21138.5147 | 1000.2627 | 3907.9825 | 0 | 0 | 1379.8951 | 0.23436 | 0.018047 | 0.0011574 | 0.004671 | 0.10636 | 0.018377 | 0.044108 | 0.13326 | 0.33886 | 0.016035 | 0.062647 | 0 | 0 | 0.022121
South Northamptonshire | E07000155 | 2050 | FS | domestic | 9472.7047 | 448.12 | 49.9504 | 177.9411 | 4426.9853 | 546.0626 | 1577.0819 | 5536.3346 | 16024.8257 | 409.7367 | 2269.3447 | 0 | 0 | 465.3524 | 0.22878 | 0.010823 | 0.0012064 | 0.0042976 | 0.10692 | 0.013189 | 0.03809 | 0.13371 | 0.38703 | 0.009896 | 0.054809 | 0 | 0 | 0.011239
South Oxfordshire | E07000179 | 2050 | FS | domestic | 14973.3994 | 641.9126 | 79.0841 | 279.7618 | 7164.1608 | 852.6941 | 2949.5645 | 8754.2087 | 25474.9605 | 611.7359 | 3545.8146 | 0 | 0 | 624.478 | 0.22704 | 0.0097331 | 0.0011991 | 0.0042419 | 0.10863 | 0.012929 | 0.044723 | 0.13274 | 0.38627 | 0.0092755 | 0.053764 | 0 | 0 | 0.0094687
South Ribble | E07000126 | 2050 | FS | domestic | 12017.3203 | 303.1057 | 59.9572 | 217.8816 | 6521.1488 | 561.0861 | 1348.9405 | 6305.2017 | 23048.2806 | 335.4822 | 2927.5032 | 0 | 0 | 178.8615 | 0.22327 | 0.0056313 | 0.0011139 | 0.004048 | 0.12116 | 0.010424 | 0.025062 | 0.11714 | 0.42821 | 0.0062329 | 0.05439 | 0 | 0 | 0.003323
South Somerset | E07000189 | 2050 | FS | domestic | 19906.8352 | 1113.5313 | 101.3578 | 248.6362 | 8193.3219 | 1721.604 | 4724.3085 | 11416.3837 | 31072.2921 | 1216.7401 | 5134.9992 | 0 | 0 | 1297.2681 | 0.23108 | 0.012926 | 0.0011766 | 0.0028862 | 0.095108 | 0.019984 | 0.05484 | 0.13252 | 0.36069 | 0.014124 | 0.059607 | 0 | 0 | 0.015059
South Staffordshire | E07000196 | 2050 | FS | domestic | 11774.959 | 440.0745 | 63.9184 | 280.9578 | 5910.0453 | 407.3097 | 1341.3915 | 7010.2419 | 21249.0513 | 382.4528 | 2667.848 | 0 | 0 | 393.3413 | 0.22678 | 0.0084758 | 0.0012311 | 0.0054112 | 0.11383 | 0.0078447 | 0.025835 | 0.13502 | 0.40925 | 0.007366 | 0.051382 | 0 | 0 | 0.0075757
South Tyneside | E08000023 | 2050 | FS | domestic | 17570.7329 | 417.1018 | 87.9937 | 462.1005 | 10050.9226 | 409.8435 | 1790.2246 | 9274.0665 | 34196.7422 | 434.7111 | 4197.8328 | 0 | 0 | 218.73 | 0.2221 | 0.0052724 | 0.0011123 | 0.0058412 | 0.12705 | 0.0051806 | 0.022629 | 0.11723 | 0.43226 | 0.005495 | 0.053063 | 0 | 0 | 0.0027648
Southampton | E06000045 | 2050 | FS | domestic | 26545.3021 | 692.3049 | 140.5518 | 900.152 | 16150.5411 | 5705.3054 | 8758.5185 | 15356.5564 | 43636.3434 | 963.6603 | 6286.3443 | 0 | 0 | 320.4182 | 0.21159 | 0.0055183 | 0.0011203 | 0.007175 | 0.12873 | 0.045477 | 0.069813 | 0.12241 | 0.34782 | 0.0076813 | 0.050108 | 0 | 0 | 0.002554
Southend-on-Sea | E06000033 | 2050 | FS | domestic | 21042.2039 | 554.2498 | 114.7181 | 530.2219 | 13711.3491 | 1547.4135 | 3881.8314 | 12569.6996 | 37076.2766 | 568.0041 | 4637.8703 | 0 | 0 | 262.5464 | 0.21806 | 0.0057437 | 0.0011888 | 0.0054947 | 0.14209 | 0.016036 | 0.040228 | 0.13026 | 0.38422 | 0.0058863 | 0.048063 | 0 | 0 | 0.0027208
Southwark | E09000028 | 2050 | FS | domestic | 40242.9688 | 1114.4479 | 214.1957 | 4200.0891 | 36326.4168 | 6439.5527 | 7771.8375 | 23950.3353 | 66606.1261 | 1212.5687 | 9030.7781 | 0 | 0 | 420.8746 | 0.20373 | 0.0056419 | 0.0010844 | 0.021263 | 0.1839 | 0.0326 | 0.039345 | 0.12125 | 0.33719 | 0.0061386 | 0.045718 | 0 | 0 | 0.0021307
Spelthorne | E07000213 | 2050 | FS | domestic | 10473.6353 | 277.7234 | 57.1112 | 250.3001 | 5703.6849 | 1004.3917 | 1941.7947 | 6221.4289 | 18867.0706 | 294.9622 | 2344.4267 | 0 | 0 | 158.6062 | 0.22006 | 0.0058351 | 0.0011999 | 0.0052589 | 0.11984 | 0.021103 | 0.040798 | 0.13072 | 0.39641 | 0.0061973 | 0.049258 | 0 | 0 | 0.0033324
St Albans | E07000240 | 2050 | FS | domestic | 13660.156 | 359.6418 | 75.0592 | 256.5547 | 7123.334 | 1132.8159 | 2142.5034 | 8146.9244 | 25043.2639 | 363.5218 | 3031.7184 | 0 | 0 | 215.4312 | 0.22193 | 0.005843 | 0.0012195 | 0.0041682 | 0.11573 | 0.018405 | 0.034809 | 0.13236 | 0.40687 | 0.005906 | 0.049255 | 0 | 0 | 0.0035
St. Helens | E08000013 | 2050 | FS | domestic | 19430.4099 | 475.3453 | 97.1701 | 468.6531 | 12540.6725 | 702.9723 | 1817.8178 | 10290.0937 | 37590.6559 | 476.4139 | 4629.4926 | 0 | 0 | 226.3003 | 0.21894 | 0.0053562 | 0.0010949 | 0.0052808 | 0.14131 | 0.0079212 | 0.020483 | 0.11595 | 0.42358 | 0.0053683 | 0.052166 | 0 | 0 | 0.00255
Stafford | E07000197 | 2050 | FS | domestic | 14965.9008 | 620.303 | 79.9267 | 280.3034 | 7591.8276 | 730.7666 | 2289.9841 | 8843.1096 | 25980.365 | 561.9756 | 3476.1171 | 0 | 0 | 585.2089 | 0.22674 | 0.0093977 | 0.0012109 | 0.0042466 | 0.11502 | 0.011071 | 0.034694 | 0.13397 | 0.39361 | 0.008514 | 0.052664 | 0 | 0 | 0.008866
Staffordshire Moorlands | E07000198 | 2050 | FS | domestic | 11076.1607 | 492.0631 | 59.2126 | 205.9797 | 5525.9514 | 445.4079 | 1352.5787 | 6555.5437 | 19267.61 | 426.8572 | 2581.953 | 0 | 0 | 488.4879 | 0.22848 | 0.01015 | 0.0012214 | 0.0042489 | 0.11399 | 0.0091879 | 0.027901 | 0.13523 | 0.39745 | 0.0088052 | 0.053261 | 0 | 0 | 0.010077
Stevenage | E07000243 | 2050 | FS | domestic | 10604.8949 | 291.4197 | 58.0908 | 390.741 | 6389.7972 | 789.6169 | 1451.2824 | 6362.762 | 19305.0791 | 279.098 | 2334.9561 | 0 | 0 | 165.7394 | 0.219 | 0.0060181 | 0.0011996 | 0.0080692 | 0.13196 | 0.016306 | 0.029971 | 0.1314 | 0.39867 | 0.0057637 | 0.04822 | 0 | 0 | 0.0034227
Stirling | S12000030 | 2050 | FS | domestic | 13960.8132 | 153.5043 | 55.8484 | 249.3019 | 962.0499 | 0 | 2498.2483 | 3818.0493 | 18826.1107 | 507.2383 | 4852.8813 | 0 | 0 | 653.5155 | 0.29999 | 0.0032985 | 0.0012001 | 0.005357 | 0.020673 | 0 | 0.053682 | 0.082042 | 0.40454 | 0.0109 | 0.10428 | 0 | 0 | 0.014043
Stockport | E08000007 | 2050 | FS | domestic | 31331.0949 | 763.4818 | 155.0631 | 852.824 | 17771.4734 | 1578.4317 | 4824.6904 | 16385.2575 | 59251.4233 | 900.612 | 7659.0373 | 0 | 0 | 411.1954 | 0.22082 | 0.005381 | 0.0010929 | 0.0060107 | 0.12525 | 0.011125 | 0.034004 | 0.11548 | 0.4176 | 0.0063475 | 0.053981 | 0 | 0 | 0.0028981
Stockton-on-Tees | E06000004 | 2050 | FS | domestic | 20643.2033 | 469.5014 | 103.4598 | 509.3782 | 11650.0598 | 738.7937 | 2370.1068 | 10876.7213 | 40133.5225 | 506.9102 | 4946.1575 | 0 | 0 | 227.7165 | 0.22155 | 0.0050389 | 0.0011104 | 0.0054669 | 0.12503 | 0.0079291 | 0.025437 | 0.11673 | 0.43073 | 0.0054404 | 0.053084 | 0 | 0 | 0.002444
Stoke-on-Trent | E06000021 | 2050 | FS | domestic | 28300.4557 | 746.4712 | 155.4349 | 599.9704 | 15912.3145 | 1330.2338 | 4105.2238 | 17003.0174 | 52048.5683 | 708.7023 | 6169.2473 | 0 | 0 | 416.8164 | 0.22197 | 0.0058548 | 0.0012191 | 0.0047058 | 0.12481 | 0.010433 | 0.032199 | 0.13336 | 0.40824 | 0.0055586 | 0.048388 | 0 | 0 | 0.0032692
Stratford-on-Avon | E07000221 | 2050 | FS | domestic | 14490.2276 | 809.3687 | 74.3727 | 322.3455 | 6945.2991 | 1269.3563 | 2993.0014 | 8352.1148 | 22938.171 | 762.0534 | 3632.917 | 0 | 0 | 894.5354 | 0.22825 | 0.012749 | 0.0011715 | 0.0050776 | 0.1094 | 0.019995 | 0.047146 | 0.13156 | 0.36132 | 0.012004 | 0.057226 | 0 | 0 | 0.014091
Stroud | E07000082 | 2050 | FS | domestic | 13845.4185 | 552.8641 | 73.7997 | 230.2624 | 6036.7668 | 1059.7078 | 2578.7815 | 8127.6182 | 23832.7994 | 606.2993 | 3318.395 | 0 | 0 | 549.8904 | 0.22767 | 0.0090913 | 0.0012136 | 0.0037864 | 0.099268 | 0.017426 | 0.042405 | 0.13365 | 0.39191 | 0.00997 | 0.054568 | 0 | 0 | 0.0090424
Sunderland | E08000024 | 2050 | FS | domestic | 30790.3804 | 718.186 | 153.7742 | 1090.2284 | 18215.7809 | 892.0275 | 3491.3875 | 16231.2961 | 59616.7655 | 766.2219 | 7366.0611 | 0 | 0 | 359.7539 | 0.22042 | 0.0051412 | 0.0011008 | 0.0078045 | 0.1304 | 0.0063857 | 0.024993 | 0.11619 | 0.42677 | 0.0054851 | 0.052731 | 0 | 0 | 0.0025753
Surrey Heath | E07000214 | 2050 | FS | domestic | 9041.7833 | 239.233 | 49.8609 | 161.7957 | 4631.0166 | 606.9365 | 1268.8217 | 5405.2657 | 16746.8183 | 231.4175 | 1991.8107 | 0 | 0 | 145.4417 | 0.22314 | 0.005904 | 0.0012305 | 0.003993 | 0.11429 | 0.014979 | 0.031313 | 0.1334 | 0.4133 | 0.0057112 | 0.049156 | 0 | 0 | 0.0035894
Sutton | E09000029 | 2050 | FS | domestic | 20901.5999 | 569.2683 | 112.9764 | 718.1285 | 12763.4647 | 2734.3538 | 4358.4738 | 12382.451 | 36569.1508 | 632.3071 | 4734.733 | 0 | 0 | 300.1937 | 0.21598 | 0.0058823 | 0.0011674 | 0.0074204 | 0.13189 | 0.028254 | 0.045036 | 0.12795 | 0.37787 | 0.0065336 | 0.048924 | 0 | 0 | 0.0031019
Swale | E07000113 | 2050 | FS | domestic | 16237.4604 | 486.7737 | 88.9989 | 325.8663 | 8288.4307 | 981.5475 | 2206.208 | 9684.1273 | 29732.7614 | 457.4803 | 3619.9052 | 0 | 0 | 352.0438 | 0.22408 | 0.0067177 | 0.0012282 | 0.0044971 | 0.11438 | 0.013546 | 0.030447 | 0.13364 | 0.41032 | 0.0063134 | 0.049956 | 0 | 0 | 0.0048583
Swansea | W06000011 | 2050 | FS | domestic | 20988.1331 | 1292.7611 | 162.9078 | 353.7651 | 10200.1958 | 1674.698 | 3371.818 | 11070.9279 | 54565.3405 | 887.0512 | 5213.2844 | 0 | 0 | 1677.9815 | 0.1883 | 0.011599 | 0.0014616 | 0.003174 | 0.091515 | 0.015025 | 0.030252 | 0.099327 | 0.48956 | 0.0079586 | 0.046773 | 0 | 0 | 0.015055
Swindon | E06000030 | 2050 | FS | domestic | 23081.4791 | 612.8455 | 125.9428 | 649.5259 | 13089.2488 | 1960.4631 | 4047.8438 | 13758.0588 | 41690.5172 | 632.0102 | 5128.1424 | 0 | 0 | 347.3817 | 0.21957 | 0.0058298 | 0.001198 | 0.0061787 | 0.12451 | 0.018649 | 0.038506 | 0.13088 | 0.39659 | 0.0060121 | 0.048782 | 0 | 0 | 0.0033045
Tameside | E08000008 | 2050 | FS | domestic | 26126.1447 | 622.0921 | 130.7684 | 494.5964 | 14395.3934 | 1576.6801 | 3036.1515 | 13723.9107 | 50297.6084 | 695.6045 | 6350.6995 | 0 | 0 | 325.3185 | 0.22183 | 0.005282 | 0.0011103 | 0.0041995 | 0.12223 | 0.013387 | 0.025779 | 0.11653 | 0.42707 | 0.0059062 | 0.053922 | 0 | 0 | 0.0027622
Tamworth | E07000199 | 2050 | FS | domestic | 7800.2346 | 205.2435 | 42.514 | 138.3738 | 4086.6681 | 280.041 | 1488.8321 | 4651.5361 | 14243.2913 | 206.8896 | 1713.4684 | 0 | 0 | 119.1824 | 0.22302 | 0.0058681 | 0.0012155 | 0.0039562 | 0.11684 | 0.0080066 | 0.042567 | 0.13299 | 0.40723 | 0.0059151 | 0.048989 | 0 | 0 | 0.0034075
Tandridge | E07000215 | 2050 | FS | domestic | 9699.7867 | 326.0771 | 52.8461 | 223.4859 | 4901.0167 | 521.4697 | 1277.0094 | 5769.7674 | 17578.0831 | 298.117 | 2187.5456 | 0 | 0 | 266.713 | 0.22504 | 0.0075653 | 0.0012261 | 0.0051851 | 0.11371 | 0.012099 | 0.029628 | 0.13386 | 0.40783 | 0.0069166 | 0.050753 | 0 | 0 | 0.006188
Teignbridge | E07000045 | 2050 | FS | domestic | 16320.6881 | 718.8902 | 85.8951 | 259.6661 | 7024.1392 | 1351.7211 | 3331.6113 | 9514.2642 | 27333.9781 | 793.8832 | 3998.1546 | 0 | 0 | 754.2942 | 0.2283 | 0.010056 | 0.0012015 | 0.0036323 | 0.098257 | 0.018909 | 0.046604 | 0.13309 | 0.38236 | 0.011105 | 0.055928 | 0 | 0 | 0.010551
Telford and Wrekin | E06000020 | 2050 | FS | domestic | 18800.4675 | 539.8072 | 104.409 | 360.8013 | 8746.1441 | 509.8797 | 1912.5591 | 11367.3359 | 35424.1212 | 517.2178 | 4133.4807 | 0 | 0 | 415.3456 | 0.22697 | 0.0065169 | 0.0012605 | 0.0043558 | 0.10559 | 0.0061556 | 0.02309 | 0.13723 | 0.42766 | 0.0062442 | 0.049902 | 0 | 0 | 0.0050143
Tendring | E07000076 | 2050 | FS | domestic | 17492.8041 | 622.9214 | 93.1783 | 380.5252 | 8786.6999 | 1304.5749 | 3846.3554 | 10251.8312 | 30235.365 | 636.7158 | 4067.626 | 0 | 0 | 524.972 | 0.22357 | 0.0079613 | 0.0011909 | 0.0048633 | 0.1123 | 0.016673 | 0.049159 | 0.13102 | 0.38643 | 0.0081376 | 0.051987 | 0 | 0 | 0.0067095
Test Valley | E07000093 | 2050 | FS | domestic | 13416.7583 | 675.4576 | 69.9969 | 264.9074 | 6582.7596 | 866.3275 | 2433.4325 | 7824.4975 | 22112.9857 | 622.4522 | 3256.665 | 0 | 0 | 709.7915 | 0.22804 | 0.01148 | 0.0011897 | 0.0045025 | 0.11188 | 0.014724 | 0.04136 | 0.13299 | 0.37584 | 0.010579 | 0.055352 | 0 | 0 | 0.012064
Tewkesbury | E07000083 | 2050 | FS | domestic | 11612.4607 | 423.0734 | 62.7034 | 196.5218 | 5143.0105 | 428.0356 | 1866.076 | 6891.5235 | 20685.4005 | 439.5198 | 2686.4438 | 0 | 0 | 399.706 | 0.22844 | 0.0083226 | 0.0012335 | 0.0038659 | 0.10117 | 0.0084202 | 0.036709 | 0.13557 | 0.40692 | 0.0086461 | 0.052847 | 0 | 0 | 0.0078629
Thanet | E07000114 | 2050 | FS | domestic | 18161.1244 | 475.954 | 99.0831 | 327.7775 | 10140.0515 | 1760.2531 | 3395.9157 | 10812.0733 | 32594.441 | 505.0142 | 4050.8752 | 0 | 0 | 254.3245 | 0.21993 | 0.0057638 | 0.0011999 | 0.0039694 | 0.1228 | 0.021317 | 0.041124 | 0.13093 | 0.39472 | 0.0061157 | 0.049056 | 0 | 0 | 0.0030799
Three Rivers | E07000102 | 2050 | FS | domestic | 9863.4578 | 277.8964 | 53.8691 | 248.3858 | 5174.3894 | 387.6745 | 1603.0145 | 5881.7399 | 18071.9153 | 268.1597 | 2178.4939 | 0 | 0 | 181.3783 | 0.2232 | 0.0062886 | 0.001219 | 0.0056208 | 0.11709 | 0.0087728 | 0.036275 | 0.1331 | 0.40896 | 0.0060683 | 0.049298 | 0 | 0 | 0.0041045
Thurrock | E06000034 | 2050 | FS | domestic | 16907.7089 | 448.2936 | 90.7032 | 288.7522 | 8580.4814 | 1445.6868 | 4609.961 | 9912.9049 | 29685.9196 | 529.8136 | 3844.2356 | 0 | 0 | 258.6049 | 0.22072 | 0.0058522 | 0.0011841 | 0.0037695 | 0.11201 | 0.018872 | 0.06018 | 0.12941 | 0.38753 | 0.0069163 | 0.050184 | 0 | 0 | 0.0033759
Tonbridge and Malling | E07000115 | 2050 | FS | domestic | 13239.3968 | 428.5338 | 72.1806 | 335.6224 | 6830.9114 | 774.7062 | 1793.4192 | 7879.2257 | 24014.5123 | 398.3805 | 2978.3118 | 0 | 0 | 336.9083 | 0.22408 | 0.0072532 | 0.0012217 | 0.0056806 | 0.11562 | 0.013112 | 0.030355 | 0.13336 | 0.40646 | 0.0067428 | 0.05041 | 0 | 0 | 0.0057024
Torbay | E06000027 | 2050 | FS | domestic | 19011.71 | 518.2784 | 103.0458 | 541.7949 | 9049.9657 | 1784.0218 | 4164.399 | 11231.9204 | 33862.0916 | 657.2203 | 4391.4478 | 0 | 0 | 357.4543 | 0.22191 | 0.0060495 | 0.0012028 | 0.006324 | 0.10563 | 0.020824 | 0.048608 | 0.1311 | 0.39525 | 0.0076712 | 0.051258 | 0 | 0 | 0.0041723
Torfaen | W06000020 | 2050 | FS | domestic | 7642.4556 | 422.4327 | 60.7617 | 183.2812 | 3858.1867 | 129.6885 | 964.584 | 4084.5516 | 20696.0311 | 238.4671 | 1793.4792 | 0 | 0 | 549.8915 | 0.18813 | 0.010399 | 0.0014957 | 0.0045117 | 0.094974 | 0.0031924 | 0.023744 | 0.10055 | 0.50946 | 0.0058701 | 0.044148 | 0 | 0 | 0.013536
Torridge | E07000046 | 2050 | FS | domestic | 8218.8885 | 675.2325 | 39.5975 | 133.5345 | 3320.0726 | 1260.1789 | 1794.1178 | 4584.3881 | 11073.6319 | 709.4205 | 2358.6193 | 0 | 0 | 877.2231 | 0.23452 | 0.019268 | 0.0011299 | 0.0038104 | 0.094738 | 0.035959 | 0.051195 | 0.13081 | 0.31598 | 0.020243 | 0.067303 | 0 | 0 | 0.025031
Tower Hamlets | E09000030 | 2050 | FS | domestic | 36285.5768 | 1035.5013 | 189.9919 | 5365.753 | 38041.8649 | 9304.3275 | 8508.4155 | 21289.4484 | 56012.9126 | 1252.2911 | 8411.652 | 0 | 0 | 341.6099 | 0.19504 | 0.005566 | 0.0010212 | 0.028842 | 0.20448 | 0.050013 | 0.045734 | 0.11444 | 0.30108 | 0.0067313 | 0.045214 | 0 | 0 | 0.0018362
Trafford | E08000009 | 2050 | FS | domestic | 24817.6254 | 597.7307 | 123.4975 | 649.4274 | 14078.3203 | 1890.0553 | 3392.2036 | 12989.7998 | 47101.1122 | 702.524 | 6091.6568 | 0 | 0 | 312.5075 | 0.22012 | 0.0053015 | 0.0010954 | 0.0057601 | 0.12487 | 0.016764 | 0.030087 | 0.11521 | 0.41776 | 0.006231 | 0.05403 | 0 | 0 | 0.0027718
Tunbridge Wells | E07000116 | 2050 | FS | domestic | 12886.3571 | 517.1728 | 68.2352 | 284.8589 | 6776.881 | 1133.8072 | 2605.5509 | 7553.5164 | 21808.0249 | 509.3355 | 3039.8782 | 0 | 0 | 469.6952 | 0.22351 | 0.0089704 | 0.0011835 | 0.0049409 | 0.11755 | 0.019666 | 0.045193 | 0.13102 | 0.37826 | 0.0088345 | 0.052727 | 0 | 0 | 0.0081469
Uttlesford | E07000077 | 2050 | FS | domestic | 9500.2175 | 556.1862 | 49.2074 | 219.6712 | 4489.6721 | 672.041 | 1380.8129 | 5515.8643 | 15356.0817 | 491.1805 | 2365.9458 | 0 | 0 | 629.8544 | 0.23044 | 0.013491 | 0.0011936 | 0.0053284 | 0.1089 | 0.016301 | 0.033493 | 0.13379 | 0.37248 | 0.011914 | 0.057389 | 0 | 0 | 0.015278
Vale of Glamorgan | W06000014 | 2050 | FS | domestic | 10606.8206 | 694.0283 | 82.3997 | 92.8856 | 4876.4806 | 697.9107 | 1599.3597 | 5617.1206 | 27523.0838 | 437.3931 | 2620.2565 | 0 | 0 | 903.9487 | 0.19025 | 0.012449 | 0.001478 | 0.0016661 | 0.087468 | 0.012518 | 0.028687 | 0.10075 | 0.49367 | 0.0078454 | 0.046999 | 0 | 0 | 0.016214
Vale of White Horse | E07000180 | 2050 | FS | domestic | 13686.9386 | 535.2431 | 73.0447 | 227.2893 | 6516.6293 | 927.3784 | 2545.5109 | 8031.4272 | 23737.0419 | 516.1759 | 3201.6882 | 0 | 0 | 492.4884 | 0.22626 | 0.0088483 | 0.0012075 | 0.0037574 | 0.10773 | 0.015331 | 0.042081 | 0.13277 | 0.39241 | 0.0085331 | 0.052928 | 0 | 0 | 0.0081415
Wakefield | E08000036 | 2050 | FS | domestic | 38464.1445 | 971.1895 | 191.42 | 818.8412 | 21128.3094 | 1908.7005 | 4699.1605 | 20150.6364 | 73383.4733 | 1094.3815 | 9395.7857 | 0 | 0 | 569.5104 | 0.22262 | 0.0056211 | 0.0011079 | 0.0047393 | 0.12229 | 0.011047 | 0.027198 | 0.11663 | 0.42473 | 0.0063341 | 0.054381 | 0 | 0 | 0.0032962
Walsall | E08000030 | 2050 | FS | domestic | 27887.805 | 726.4373 | 153.0261 | 522.0218 | 14977.4956 | 2113.4524 | 4503.4285 | 16662.6983 | 51018.6931 | 732.9798 | 6161.2259 | 0 | 0 | 406.7842 | 0.22157 | 0.0057715 | 0.0012158 | 0.0041474 | 0.119 | 0.016791 | 0.03578 | 0.13238 | 0.40534 | 0.0058235 | 0.048951 | 0 | 0 | 0.0032319
Waltham Forest | E09000031 | 2050 | FS | domestic | 28852.3836 | 764.2633 | 157.3325 | 1097.1233 | 20649.6631 | 1981.347 | 4519.4243 | 17349.4927 | 50819.1097 | 745.3607 | 6292.8901 | 0 | 0 | 334.8342 | 0.21602 | 0.0057221 | 0.001178 | 0.0082143 | 0.15461 | 0.014835 | 0.033837 | 0.1299 | 0.38049 | 0.0055806 | 0.047115 | 0 | 0 | 0.0025069
Wandsworth | E09000032 | 2050 | FS | domestic | 43072.666 | 1131.4835 | 233.6725 | 2969.2313 | 34431.6303 | 4729.6319 | 6019.6343 | 25951.3994 | 75127.2471 | 1118.9237 | 9425.1965 | 0 | 0 | 442.6842 | 0.21047 | 0.0055288 | 0.0011418 | 0.014509 | 0.16824 | 0.02311 | 0.029414 | 0.12681 | 0.3671 | 0.0054674 | 0.046054 | 0 | 0 | 0.0021631
Warrington | E06000007 | 2050 | FS | domestic | 22318.8562 | 535.4429 | 111.7773 | 349.2919 | 13894.7663 | 1293.522 | 2298.7248 | 11791.7977 | 43055.0677 | 558.7456 | 5360.2844 | 0 | 0 | 247.0105 | 0.21921 | 0.005259 | 0.0010978 | 0.0034306 | 0.13647 | 0.012705 | 0.022577 | 0.11582 | 0.42287 | 0.0054878 | 0.052647 | 0 | 0 | 0.0024261
Warwick | E07000222 | 2050 | FS | domestic | 15842.6597 | 508.9314 | 84.6808 | 474.6942 | 8570.5414 | 1300.2569 | 3600.5878 | 9312.2408 | 27549.2723 | 536.4398 | 3636.7546 | 0 | 0 | 382.5698 | 0.22065 | 0.0070882 | 0.0011794 | 0.0066114 | 0.11937 | 0.01811 | 0.050148 | 0.1297 | 0.3837 | 0.0074713 | 0.050651 | 0 | 0 | 0.0053283
Watford | E07000103 | 2050 | FS | domestic | 9730.9573 | 247.0624 | 52.5614 | 287.7022 | 5847.9481 | 1024.5368 | 2214.8762 | 5768.8124 | 17117.7447 | 280.3749 | 2179.2396 | 0 | 0 | 117.4926 | 0.21687 | 0.0055063 | 0.0011714 | 0.006412 | 0.13033 | 0.022834 | 0.049363 | 0.12857 | 0.3815 | 0.0062487 | 0.048569 | 0 | 0 | 0.0026186
Waverley | E07000216 | 2050 | FS | domestic | 14502.5015 | 497.3271 | 78.6101 | 319.3575 | 7280.6295 | 833.1508 | 2177.3295 | 8597.722 | 26006.1394 | 465.7317 | 3294.9018 | 0 | 0 | 412.9421 | 0.22496 | 0.0077145 | 0.0012194 | 0.0049539 | 0.11294 | 0.012924 | 0.033775 | 0.13337 | 0.40341 | 0.0072244 | 0.05111 | 0 | 0 | 0.0064055
Wealden | E07000065 | 2050 | FS | domestic | 18369.4293 | 897.6631 | 96.4354 | 481.1728 | 9098.4364 | 1071.5608 | 3028.4338 | 10737.8408 | 30760.7247 | 815.7111 | 4417.7958 | 0 | 0 | 937.2979 | 0.22759 | 0.011122 | 0.0011948 | 0.0059616 | 0.11273 | 0.013276 | 0.037521 | 0.13304 | 0.38111 | 0.010106 | 0.054735 | 0 | 0 | 0.011613
Wellingborough | E07000156 | 2050 | FS | domestic | 8567.7701 | 230.5672 | 47.1532 | 220.9194 | 4545.9784 | 378.9109 | 1172.7942 | 5129.8239 | 15896.5179 | 216.3547 | 1875.4735 | 0 | 0 | 143.6853 | 0.22297 | 0.0060003 | 0.0012271 | 0.0057492 | 0.1183 | 0.0098608 | 0.030521 | 0.1335 | 0.41369 | 0.0056304 | 0.048807 | 0 | 0 | 0.0037393
Welwyn Hatfield | E07000241 | 2050 | FS | domestic | 10861.549 | 294.362 | 59.4481 | 262.8229 | 5887.2138 | 761.7543 | 1744.3259 | 6480.5313 | 19808.9494 | 292.229 | 2404.7611 | 0 | 0 | 179.8395 | 0.22149 | 0.0060028 | 0.0012123 | 0.0053596 | 0.12005 | 0.015534 | 0.035571 | 0.13215 | 0.40395 | 0.0059593 | 0.049039 | 0 | 0 | 0.0036674
West Berkshire | E06000037 | 2050 | FS | domestic | 16764.732 | 867.2728 | 86.326 | 507.4443 | 8593.5231 | 1619.0166 | 3740.9962 | 9681.479 | 26731.5726 | 838.9185 | 4156.9301 | 0 | 0 | 913.947 | 0.22502 | 0.011641 | 0.0011587 | 0.0068111 | 0.11535 | 0.021731 | 0.050213 | 0.12995 | 0.3588 | 0.01126 | 0.055796 | 0 | 0 | 0.012267
West Devon | E07000047 | 2050 | FS | domestic | 6709.6259 | 529.4708 | 32.6535 | 90.2651 | 2683.7551 | 606.9209 | 1409.9932 | 3779.4625 | 9415.6301 | 540.7916 | 1863.8304 | 0 | 0 | 685.1368 | 0.23669 | 0.018678 | 0.0011519 | 0.0031842 | 0.094673 | 0.02141 | 0.04974 | 0.13333 | 0.33215 | 0.019077 | 0.065749 | 0 | 0 | 0.024169
West Dunbartonshire | S12000039 | 2050 | FS | domestic | 17497.0083 | 191.7139 | 70.5424 | 311.1414 | 1203.7579 | 0 | 2666.9622 | 4795.0064 | 24068.3514 | 591.3234 | 6002.7072 | 0 | 0 | 818.4294 | 0.30055 | 0.0032931 | 0.0012117 | 0.0053445 | 0.020677 | 0 | 0.045811 | 0.082364 | 0.41343 | 0.010157 | 0.10311 | 0 | 0 | 0.014058
West Lancashire | E07000127 | 2050 | FS | domestic | 12512.2697 | 373.6639 | 61.0697 | 319.4283 | 6895.5065 | 561.0124 | 1852.3312 | 6497.0592 | 22986.7053 | 441.7694 | 3132.971 | 0 | 0 | 274.4787 | 0.2238 | 0.0066835 | 0.0010923 | 0.0057134 | 0.12334 | 0.010035 | 0.033132 | 0.11621 | 0.41115 | 0.0079017 | 0.056038 | 0 | 0 | 0.0049094
West Lindsey | E07000142 | 2050 | FS | domestic | 10921.6832 | 605.1071 | 57.1189 | 167.2533 | 5031.6337 | 616.5325 | 1457.4463 | 6379.159 | 18071.0607 | 526.7636 | 2671.6363 | 0 | 0 | 673.9539 | 0.23149 | 0.012826 | 0.0012107 | 0.0035451 | 0.10665 | 0.013068 | 0.030892 | 0.13521 | 0.38303 | 0.011165 | 0.056627 | 0 | 0 | 0.014285
West Lothian | S12000040 | 2050 | FS | domestic | 31681.2281 | 346.813 | 127.9995 | 560.9254 | 2173.4714 | 0 | 4596.7415 | 8686.3664 | 43812.2665 | 1048.8804 | 10829.7834 | 0 | 0 | 1483.3114 | 0.30073 | 0.0032921 | 0.001215 | 0.0053245 | 0.020631 | 0 | 0.043634 | 0.082454 | 0.41588 | 0.0099564 | 0.1028 | 0 | 0 | 0.01408
West Oxfordshire | E07000181 | 2050 | FS | domestic | 12262.9662 | 592.8987 | 64.2159 | 222.9372 | 5861.8167 | 1078.4061 | 2309.598 | 7133.7038 | 20281.4808 | 561.6747 | 2984.6202 | 0 | 0 | 613.1597 | 0.22723 | 0.010986 | 0.0011899 | 0.004131 | 0.10862 | 0.019983 | 0.042796 | 0.13219 | 0.37581 | 0.010408 | 0.055304 | 0 | 0 | 0.011362
West Suffolk | E07000245 | 2050 | FS | domestic | 19835.2542 | 1215.5547 | 101.2881 | 432.3601 | 10083.4298 | 1877.678 | 3509.1318 | 11458.866 | 30706.4556 | 1107.0657 | 5035.5286 | 0 | 0 | 1374.1754 | 0.22868 | 0.014014 | 0.0011678 | 0.0049847 | 0.11625 | 0.021648 | 0.040457 | 0.13211 | 0.35402 | 0.012764 | 0.058055 | 0 | 0 | 0.015843
Westminster | E09000033 | 2050 | FS | domestic | 41629.0034 | 1216.0955 | 222.7475 | 4173.4111 | 42630.8057 | 8155.9108 | 6791.7869 | 24843.4478 | 66054.697 | 1273.3745 | 9361.0711 | 0 | 0 | 357.3949 | 0.20139 | 0.0058831 | 0.0010776 | 0.02019 | 0.20624 | 0.039456 | 0.032857 | 0.12019 | 0.31955 | 0.0061602 | 0.045286 | 0 | 0 | 0.001729
Wigan | E08000010 | 2050 | FS | domestic | 34315.3142 | 837.4623 | 171.0547 | 560.5982 | 21371.3931 | 1614.8092 | 4060.1972 | 18100.3015 | 65785.2968 | 888.193 | 8250.6996 | 0 | 0 | 397.3552 | 0.21947 | 0.0053562 | 0.001094 | 0.0035855 | 0.13669 | 0.010328 | 0.025968 | 0.11577 | 0.42075 | 0.0056807 | 0.05277 | 0 | 0 | 0.0025414
Wiltshire | E06000054 | 2050 | FS | domestic | 54660.2661 | 2882.4731 | 281.1192 | 977.0613 | 23461.1581 | 3792.1016 | 12010.6597 | 31579.9609 | 87580.2876 | 3097.4292 | 13792.751 | 0 | 0 | 3285.4954 | 0.23024 | 0.012142 | 0.0011842 | 0.0041157 | 0.098825 | 0.015973 | 0.050592 | 0.13302 | 0.36891 | 0.013047 | 0.058099 | 0 | 0 | 0.013839
Winchester | E07000094 | 2050 | FS | domestic | 13878.5613 | 609.9271 | 73.6093 | 251.9377 | 6783.2802 | 1031.5838 | 2330.4882 | 8137.136 | 23633.1221 | 569.8239 | 3297.2534 | 0 | 0 | 598.5285 | 0.22679 | 0.0099669 | 0.0012029 | 0.0041169 | 0.11085 | 0.016857 | 0.038083 | 0.13297 | 0.38619 | 0.0093116 | 0.053881 | 0 | 0 | 0.0097806
Windsor and Maidenhead | E06000040 | 2050 | FS | domestic | 16490.5296 | 495.6448 | 89.8702 | 322.5911 | 8598.7892 | 1417.5963 | 2676.2282 | 9794.3391 | 29677.6296 | 492.9598 | 3720.2468 | 0 | 0 | 348.9499 | 0.22247 | 0.0066866 | 0.0012124 | 0.004352 | 0.116 | 0.019124 | 0.036104 | 0.13213 | 0.40037 | 0.0066504 | 0.050189 | 0 | 0 | 0.0047076
Wirral | E08000015 | 2050 | FS | domestic | 37623.866 | 947.5166 | 186.9095 | 853.5055 | 24056.7214 | 1658.7076 | 4463.8066 | 19839.3483 | 71720.2467 | 1002.974 | 9061.5671 | 0 | 0 | 468.554 | 0.21889 | 0.0055125 | 0.0010874 | 0.0049656 | 0.13996 | 0.0096502 | 0.02597 | 0.11542 | 0.41726 | 0.0058352 | 0.052719 | 0 | 0 | 0.002726
Woking | E07000217 | 2050 | FS | domestic | 10544.3103 | 283.3694 | 57.385 | 355.9036 | 5914.8514 | 2157.7924 | 2056.249 | 6197.2196 | 18485.4133 | 337.3496 | 2453.6914 | 0 | 0 | 158.4171 | 0.21518 | 0.0057828 | 0.0011711 | 0.007263 | 0.12071 | 0.044035 | 0.041963 | 0.12647 | 0.37724 | 0.0068844 | 0.050073 | 0 | 0 | 0.0032329
Wokingham | E06000041 | 2050 | FS | domestic | 16033.9521 | 448.228 | 88.1392 | 351.5614 | 8282.5783 | 1056.8399 | 2220.8303 | 9576.6377 | 29548.1155 | 429.9204 | 3553.4102 | 0 | 0 | 295.5293 | 0.22305 | 0.0062353 | 0.0012261 | 0.0048906 | 0.11522 | 0.014702 | 0.030894 | 0.13322 | 0.41104 | 0.0059806 | 0.049431 | 0 | 0 | 0.0041111
Wolverhampton | E08000031 | 2050 | FS | domestic | 26840.7277 | 698.6175 | 145.9736 | 869.0804 | 15869.8393 | 2083.0581 | 5006.5761 | 16009.3348 | 48240.6757 | 728.102 | 5937.9246 | 0 | 0 | 366.0991 | 0.21858 | 0.0056893 | 0.0011887 | 0.0070774 | 0.12924 | 0.016964 | 0.040771 | 0.13037 | 0.39285 | 0.0059294 | 0.048356 | 0 | 0 | 0.0029814
Worcester | E07000237 | 2050 | FS | domestic | 11399.7067 | 289.5478 | 62.7886 | 271.9669 | 5374.3932 | 1116.5498 | 1908.3593 | 6800.3424 | 20888.1156 | 347.5358 | 2586.8996 | 0 | 0 | 182.8396 | 0.22252 | 0.005652 | 0.0012256 | 0.0053088 | 0.10491 | 0.021795 | 0.037252 | 0.13274 | 0.40774 | 0.006784 | 0.050497 | 0 | 0 | 0.0035691
Worthing | E07000229 | 2050 | FS | domestic | 13284.5432 | 348.2732 | 71.0937 | 316.0788 | 8004.0441 | 1452.1309 | 3695.2325 | 7809.6198 | 22745.0717 | 416.8126 | 3014.3416 | 0 | 0 | 168.0102 | 0.21662 | 0.0056791 | 0.0011593 | 0.0051541 | 0.13052 | 0.023679 | 0.060256 | 0.12735 | 0.37089 | 0.0067968 | 0.049153 | 0 | 0 | 0.0027397
Wrexham | W06000006 | 2050 | FS | domestic | 11931.7261 | 954.2174 | 91.2083 | 131.7879 | 5493.4213 | 521.0414 | 2015.927 | 6333.2513 | 29791.3877 | 540.4805 | 2999.0042 | 0 | 0 | 1246.4241 | 0.19229 | 0.015378 | 0.0014699 | 0.0021239 | 0.088532 | 0.0083971 | 0.032489 | 0.10207 | 0.48012 | 0.0087104 | 0.048332 | 0 | 0 | 0.020087
Wychavon | E07000238 | 2050 | FS | domestic | 14235.2223 | 703.1224 | 74.6624 | 260.4831 | 6228.2013 | 627.5624 | 2370.0705 | 8338.1425 | 23848.5763 | 712.1292 | 3473.5305 | 0 | 0 | 784.5421 | 0.23088 | 0.011404 | 0.0012109 | 0.0042248 | 0.10101 | 0.010178 | 0.03844 | 0.13524 | 0.3868 | 0.01155 | 0.056337 | 0 | 0 | 0.012724
Wycombe District | E07000007 | 2050 | FS | domestic | 18748.7366 | 628.4262 | 100.8107 | 326.8262 | 9519.9651 | 1339.184 | 3654.774 | 11059.4475 | 32963.3314 | 630.0064 | 4296.7101 | 0 | 0 | 499.738 | 0.22382 | 0.007502 | 0.0012035 | 0.0039016 | 0.11365 | 0.015987 | 0.04363 | 0.13202 | 0.39351 | 0.0075209 | 0.051293 | 0 | 0 | 0.0059657
Wyre | E07000128 | 2050 | FS | domestic | 12998.4572 | 360.3379 | 63.8994 | 197.1286 | 6878.7542 | 876.5602 | 2010.4851 | 6752.2318 | 24080.6508 | 437.3641 | 3254.4368 | 0 | 0 | 241.634 | 0.22353 | 0.0061965 | 0.0010988 | 0.0033899 | 0.11829 | 0.015074 | 0.034573 | 0.11611 | 0.4141 | 0.0075211 | 0.055964 | 0 | 0 | 0.0041552
Wyre Forest | E07000239 | 2050 | FS | domestic | 11969.9754 | 403.8606 | 65.2075 | 228.1744 | 5447.2167 | 748.7433 | 1723.5284 | 7131.4732 | 21572.1399 | 424.8298 | 2754.5885 | 0 | 0 | 356.7771 | 0.22659 | 0.007645 | 0.0012344 | 0.0043193 | 0.10312 | 0.014174 | 0.032626 | 0.135 | 0.40836 | 0.008042 | 0.052144 | 0 | 0 | 0.0067538
York | E06000014 | 2050 | FS | domestic | 21999.4691 | 561.1601 | 108.2983 | 437.5337 | 11921.3435 | 1941.6204 | 3879.505 | 11416.9214 | 40735.6458 | 713.1311 | 5508.0977 | 0 | 0 | 327.4683 | 0.22099 | 0.005637 | 0.0010879 | 0.0043951 | 0.11975 | 0.019504 | 0.03897 | 0.11469 | 0.4092 | 0.0071635 | 0.05533 | 0 | 0 | 0.0032895
Aberdeen City | S12000033 | 2050 | LW | domestic | 31630.93 | 4113.766 | 1778.2317 | 15.8258 | 27045.9956 | 0 | 11907.6204 | 37618.794 | 0 | 1298.2147 | 26174.4039 | 384.755 | 477.8154 | 0 | 0.22206 | 0.028879 | 0.012484 | 0.0001111 | 0.18987 | 0 | 0.083594 | 0.26409 | 0 | 0.0091137 | 0.18375 | 0.0027011 | 0.0033544 | 0
Aberdeenshire | S12000034 | 2050 | LW | domestic | 22148.9538 | 2981.8416 | 1238.5105 | 11.1001 | 18224.0492 | 0 | 11174.5592 | 25490.0653 | 0 | 1006.2265 | 17947.9937 | 270.1669 | 363.1348 | 0 | 0.21961 | 0.029565 | 0.01228 | 0.00011006 | 0.18069 | 0 | 0.1108 | 0.25274 | 0 | 0.0099768 | 0.17796 | 0.0026787 | 0.0036005 | 0
Adur | E07000223 | 2050 | LW | domestic | 5659.7991 | 1003.4357 | 432.3599 | 0.30448 | 4634.8503 | 145.0566 | 1387.4933 | 6522.3585 | 0.053155 | 249.6382 | 4268.344 | 3809.4793 | 4788.7588 | 8.03e-06 | 0.17202 | 0.030498 | 0.013141 | 9.25e-06 | 0.14087 | 0.0044088 | 0.042171 | 0.19824 | 1.62e-06 | 0.0075873 | 0.12973 | 0.11578 | 0.14555 | 2.44e-10
Allerdale | E07000026 | 2050 | LW | domestic | 10982.0904 | 1905.3302 | 898.4873 | 0.69182 | 9386.5613 | 420.1888 | 2607.6316 | 13294.8166 | 0 | 652.3207 | 9041.5165 | 1345.6963 | 1594.9398 | 0 | 0.21067 | 0.036549 | 0.017235 | 1.33e-05 | 0.18006 | 0.0080604 | 0.050021 | 0.25503 | 0 | 0.012513 | 0.17344 | 0.025814 | 0.030595 | 0
Amber Valley | E07000032 | 2050 | LW | domestic | 10996.5658 | 1934.534 | 903.0122 | 0.38486 | 8932.8299 | 201.5495 | 2164.7872 | 12995.3303 | 0.074214 | 509.2368 | 8501.1113 | 7447.5153 | 8599.1737 | 1.1e-05 | 0.17403 | 0.030616 | 0.014291 | 6.09e-06 | 0.14137 | 0.0031898 | 0.03426 | 0.20567 | 1.17e-06 | 0.0080593 | 0.13454 | 0.11787 | 0.13609 | 1.74e-10
Angus | S12000041 | 2050 | LW | domestic | 13147.7574 | 1734.3578 | 735.518 | 6.6352 | 11084.3353 | 0 | 5594.2844 | 15435.731 | 0 | 561.4107 | 10788.4516 | 200.3218 | 256.7777 | 0 | 0.2208 | 0.029127 | 0.012352 | 0.00011143 | 0.18615 | 0 | 0.09395 | 0.25923 | 0 | 0.0094283 | 0.18118 | 0.0033642 | 0.0043123 | 0
Argyll and Bute | S12000035 | 2050 | LW | domestic | 7288.2904 | 1026.6661 | 401.8336 | 3.7735 | 5686.3508 | 0 | 4971.853 | 7998.3365 | 0 | 374.4 | 5732.0784 | 89.2349 | 132.5184 | 0 | 0.21624 | 0.03046 | 0.011922 | 0.00011196 | 0.16871 | 0 | 0.14751 | 0.2373 | 0 | 0.011108 | 0.17006 | 0.0026475 | 0.0039317 | 0
Arun | E07000224 | 2050 | LW | domestic | 14782.0701 | 2667.1061 | 1135.4354 | 0.68597 | 11919.6885 | 552.0579 | 3562.2373 | 17012.6134 | 0.12655 | 670.2334 | 11152.3763 | 9914.177 | 12622.9165 | 1.79e-05 | 0.1719 | 0.031016 | 0.013204 | 7.98e-06 | 0.13861 | 0.0064199 | 0.041425 | 0.19784 | 1.47e-06 | 0.0077942 | 0.12969 | 0.11529 | 0.14679 | 2.08e-10
Ashfield | E07000170 | 2050 | LW | domestic | 10839.0377 | 1831.2167 | 849.604 | 0.40824 | 8930.3438 | 173.1516 | 1946.6653 | 12895.1029 | 0.086296 | 433.0369 | 8436.7538 | 7446.9358 | 8400.2749 | 1.12e-05 | 0.17431 | 0.029449 | 0.013663 | 6.57e-06 | 0.14361 | 0.0027846 | 0.031306 | 0.20737 | 1.39e-06 | 0.006964 | 0.13568 | 0.11976 | 0.13509 | 1.8e-10
Ashford | E07000105 | 2050 | LW | domestic | 10608.9756 | 2199.6953 | 1071.3948 | 0.5012 | 8691.7724 | 372.3136 | 2239.3104 | 12384.2788 | 0.065831 | 771.9993 | 8122.8115 | 6940.7572 | 8341.4469 | 1.11e-05 | 0.17182 | 0.035625 | 0.017352 | 8.12e-06 | 0.14077 | 0.0060298 | 0.036267 | 0.20057 | 1.07e-06 | 0.012503 | 0.13155 | 0.11241 | 0.13509 | 1.8e-10
Aylesbury Vale District | E07000004 | 2050 | LW | domestic | 15669.4071 | 3275.1546 | 1557.1937 | 0.66887 | 12655.1108 | 734.9163 | 3428.7503 | 18185.1297 | 0.09382 | 1133.0684 | 11944.3501 | 10218.6245 | 12568.5274 | 1.66e-05 | 0.17149 | 0.035845 | 0.017043 | 7.32e-06 | 0.1385 | 0.0080432 | 0.037526 | 0.19903 | 1.03e-06 | 0.012401 | 0.13072 | 0.11184 | 0.13755 | 1.81e-10
Babergh | E07000200 | 2050 | LW | domestic | 7585.7925 | 1860.6516 | 956.2412 | 0.32939 | 6057.649 | 369.188 | 1830.4313 | 8714.8724 | 0.034779 | 811.7072 | 5724.1002 | 4718.7976 | 5967.3617 | 8.54e-06 | 0.1701 | 0.041721 | 0.021442 | 7.39e-06 | 0.13583 | 0.0082783 | 0.041044 | 0.19541 | 7.8e-07 | 0.018201 | 0.12835 | 0.10581 | 0.13381 | 1.91e-10
Barking and Dagenham | E09000002 | 2050 | LW | domestic | 14659.5483 | 2718.0571 | 1089.4786 | 1.6142 | 13259.7755 | 633.778 | 3376.6312 | 16771.8736 | 0.20587 | 657.2922 | 11021.4226 | 10010.6149 | 12809.2453 | 2.78e-05 | 0.16848 | 0.031239 | 0.012521 | 1.86e-05 | 0.15239 | 0.007284 | 0.038808 | 0.19276 | 2.37e-06 | 0.0075543 | 0.12667 | 0.11505 | 0.14722 | 3.2e-10
Barnet | E09000003 | 2050 | LW | domestic | 29665.3609 | 5656.4553 | 2240.2041 | 3.3515 | 27225.94 | 1711.6792 | 6210.4285 | 34061.6433 | 0.41423 | 1377.1333 | 22447.8068 | 20313.3447 | 25973.9882 | 6.06e-05 | 0.16771 | 0.031978 | 0.012665 | 1.89e-05 | 0.15392 | 0.0096766 | 0.035109 | 0.19256 | 2.34e-06 | 0.0077854 | 0.1269 | 0.11484 | 0.14684 | 3.42e-10
Barnsley | E08000016 | 2050 | LW | domestic | 22235.79 | 3845.3477 | 1509.7089 | 1.2807 | 19090.691 | 598.0238 | 3741.9026 | 26833.2031 | 0 | 956.6974 | 17922.5255 | 11592.5077 | 13017.0996 | 0 | 0.18324 | 0.031689 | 0.012441 | 1.06e-05 | 0.15733 | 0.0049283 | 0.030837 | 0.22113 | 0 | 0.0078841 | 0.1477 | 0.095534 | 0.10727 | 0
Barrow-in-Furness | E07000027 | 2050 | LW | domestic | 7929.4137 | 1172.9105 | 487.564 | 0.4264 | 6762.5195 | 350.7241 | 1782.0855 | 9629.5802 | 0 | 274.3319 | 6555.3898 | 1062.0482 | 1266.1197 | 0 | 0.21274 | 0.031468 | 0.013081 | 1.14e-05 | 0.18143 | 0.0094096 | 0.047812 | 0.25835 | 0 | 0.00736 | 0.17587 | 0.028494 | 0.033969 | 0
Basildon | E07000066 | 2050 | LW | domestic | 14667.3206 | 2613.8711 | 1100.9711 | 1.0285 | 12463.132 | 510.4834 | 3239.5775 | 17037.1021 | 0.11697 | 631.2173 | 11174.823 | 9892.4279 | 12076.4722 | 1.6e-05 | 0.17173 | 0.030604 | 0.012891 | 1.2e-05 | 0.14592 | 0.005977 | 0.03793 | 0.19948 | 1.37e-06 | 0.0073906 | 0.13084 | 0.11582 | 0.1414 | 1.87e-10
Basingstoke and Deane | E07000084 | 2050 | LW | domestic | 13920.4739 | 2774.0839 | 1276.9317 | 0.62027 | 11303.2692 | 678.0876 | 2965.9099 | 16175.9408 | 0.10131 | 867.201 | 10630.3372 | 9217.2966 | 11324.9837 | 1.56e-05 | 0.17157 | 0.034191 | 0.015738 | 7.64e-06 | 0.13931 | 0.0083575 | 0.036555 | 0.19937 | 1.25e-06 | 0.010688 | 0.13102 | 0.1136 | 0.13958 | 1.92e-10
Bassetlaw | E07000171 | 2050 | LW | domestic | 9680.9969 | 2040.6694 | 1021.5425 | 0.39995 | 7926.3108 | 372.2714 | 1826.6198 | 11389.3197 | 0.065922 | 736.999 | 7477.237 | 6370.3921 | 7456.6124 | 1.26e-05 | 0.17196 | 0.036247 | 0.018145 | 7.1e-06 | 0.14079 | 0.0066123 | 0.032445 | 0.2023 | 1.17e-06 | 0.013091 | 0.13281 | 0.11315 | 0.13245 | 2.23e-10
Bath and North East Somerset | E06000022 | 2050 | LW | domestic | 19412.6388 | 3273.3722 | 1528.9646 | 1.0158 | 16670.6549 | 1126.9513 | 5706.3857 | 23015.4486 | 0.012432 | 1013.6527 | 15413.1579 | 3900.8608 | 4719.0614 | 1.46e-06 | 0.20267 | 0.034175 | 0.015963 | 1.06e-05 | 0.17405 | 0.011766 | 0.059577 | 0.24029 | 1.3e-07 | 0.010583 | 0.16092 | 0.040726 | 0.049269 | 1.53e-11
Bedford | E06000055 | 2050 | LW | domestic | 14313.0963 | 2727.6517 | 1199.269 | 0.71279 | 11717.0752 | 669.0311 | 3145.0086 | 16566.5335 | 0.12241 | 762.9971 | 10882.4196 | 9579.7624 | 11986.3149 | 1.72e-05 | 0.17131 | 0.032647 | 0.014354 | 8.53e-06 | 0.14024 | 0.0080076 | 0.037642 | 0.19828 | 1.47e-06 | 0.0091322 | 0.13025 | 0.11466 | 0.14346 | 2.06e-10
Bexley | E09000004 | 2050 | LW | domestic | 18614.4813 | 3308.3395 | 1394.4081 | 1.1576 | 15616.602 | 739.0464 | 4045.8885 | 21577.4217 | 0.20225 | 772.1143 | 14164.1579 | 12697.7341 | 15722.5915 | 2.69e-05 | 0.17132 | 0.030448 | 0.012833 | 1.07e-05 | 0.14373 | 0.0068018 | 0.037236 | 0.19859 | 1.86e-06 | 0.0071062 | 0.13036 | 0.11686 | 0.1447 | 2.48e-10
Birmingham | E08000025 | 2050 | LW | domestic | 88079.1261 | 16208.922 | 6583.7685 | 4.7226 | 72099.4224 | 5418.6621 | 19630.1725 | 101019.8436 | 1.0991 | 3765.819 | 66533.4966 | 60153.4892 | 78598.5965 | 0.00015314 | 0.17001 | 0.031285 | 0.012708 | 9.12e-06 | 0.13916 | 0.010459 | 0.037889 | 0.19498 | 2.12e-06 | 0.0072686 | 0.12842 | 0.1161 | 0.15171 | 2.96e-10
Blaby | E07000129 | 2050 | LW | domestic | 7746.2732 | 1315.2786 | 598.1998 | 0.32407 | 6393.0046 | 139.01 | 1461.7811 | 9190.6796 | 0.046445 | 313.2808 | 6013.6361 | 5270.7948 | 5984.925 | 5.21e-06 | 0.17436 | 0.029605 | 0.013465 | 7.29e-06 | 0.1439 | 0.0031289 | 0.032903 | 0.20687 | 1.05e-06 | 0.0070515 | 0.13536 | 0.11864 | 0.13471 | 1.17e-10
Blackburn with Darwen | E06000008 | 2050 | LW | domestic | 14567.3265 | 2109.0428 | 880.032 | 1.1772 | 12773.4807 | 425.5265 | 3097.1648 | 17746.2043 | 0 | 483.217 | 12065.2047 | 1995.054 | 2315.3622 | 0 | 0.21279 | 0.030807 | 0.012855 | 1.72e-05 | 0.18659 | 0.0062158 | 0.045241 | 0.25922 | 0 | 0.0070585 | 0.17624 | 0.029142 | 0.033821 | 0
Blackpool | E06000009 | 2050 | LW | domestic | 17490.8162 | 2988.3054 | 1016.4969 | 1.629 | 15046.9795 | 2450.1465 | 4802.253 | 20710.0466 | 0 | 686.2844 | 14248.6496 | 2474.7249 | 3374.7322 | 0 | 0.20507 | 0.035037 | 0.011918 | 1.91e-05 | 0.17642 | 0.028727 | 0.056304 | 0.24282 | 0 | 0.0080464 | 0.16706 | 0.029015 | 0.039567 | 0
Blaenau Gwent | W06000019 | 2050 | LW | domestic | 6746.7348 | 434.8986 | 642.3172 | 0.79932 | 6784.7894 | 112.3743 | 773.4185 | 9110.4198 | 0 | 413.2026 | 6612.4666 | 840.9893 | 938.3519 | 0 | 0.20193 | 0.013017 | 0.019225 | 2.39e-05 | 0.20307 | 0.0033634 | 0.023149 | 0.27268 | 0 | 0.012367 | 0.19791 | 0.025171 | 0.028085 | 0
Bolsover | E07000033 | 2050 | LW | domestic | 6756.681 | 1215.611 | 583.782 | 0.3784 | 5767.2722 | 81.8763 | 1139.9463 | 8079.3976 | 0.032466 | 344.6671 | 5285.8433 | 4568.783 | 5023.3255 | 5.79e-06 | 0.17393 | 0.031292 | 0.015027 | 9.74e-06 | 0.14846 | 0.0021076 | 0.029344 | 0.20798 | 8.36e-07 | 0.0088723 | 0.13607 | 0.11761 | 0.12931 | 1.49e-10
Bolton | E08000001 | 2050 | LW | domestic | 29137.5847 | 4383.8945 | 1741.7946 | 2.1015 | 25119.229 | 1588.7656 | 6973.9168 | 35204.2361 | 0 | 1006.3098 | 23996.2384 | 3977.5231 | 4845.5696 | 0 | 0.21118 | 0.031773 | 0.012624 | 1.52e-05 | 0.18205 | 0.011515 | 0.050544 | 0.25515 | 0 | 0.0072933 | 0.17391 | 0.028827 | 0.035119 | 0
Boston | E07000136 | 2050 | LW | domestic | 5672.1422 | 1277.2014 | 643.6015 | 0.30616 | 4681.863 | 211.5693 | 1227.9876 | 6595.3297 | 0.030624 | 506.5691 | 4327.5154 | 3634.9259 | 4412.7067 | 5.75e-06 | 0.17089 | 0.038479 | 0.01939 | 9.22e-06 | 0.14106 | 0.0063742 | 0.036997 | 0.1987 | 9.23e-07 | 0.015262 | 0.13038 | 0.10951 | 0.13295 | 1.73e-10
Bournemouth, Christchurch and Poole | E06000058 | 2050 | LW | domestic | 47066.1141 | 7494.0789 | 3276.5897 | 2.2845 | 39997.6708 | 3393.1918 | 14163.1837 | 55634.4917 | 0.031247 | 1954.0457 | 37303.1902 | 9776.6965 | 11951.7146 | 2.5e-06 | 0.20286 | 0.0323 | 0.014122 | 9.85e-06 | 0.17239 | 0.014625 | 0.061045 | 0.23979 | 1.35e-07 | 0.0084221 | 0.16078 | 0.042139 | 0.051513 | 1.08e-11
Bracknell Forest | E06000036 | 2050 | LW | domestic | 9499.9681 | 1668.455 | 704.9577 | 0.50562 | 7806.8953 | 302.2389 | 2218.6084 | 10987.6201 | 0.079308 | 395.4931 | 7198.0469 | 6403.2474 | 7974.061 | 9.73e-06 | 0.17223 | 0.030247 | 0.01278 | 9.17e-06 | 0.14153 | 0.0054793 | 0.040221 | 0.19919 | 1.44e-06 | 0.0071699 | 0.13049 | 0.11608 | 0.14456 | 1.76e-10
Bradford | E08000032 | 2050 | LW | domestic | 51801.2786 | 7987.1921 | 3052.7665 | 3.8397 | 44764.4403 | 4170.4128 | 11470.0112 | 62591.3383 | 0 | 1775.6179 | 42776.1563 | 7102.5312 | 8758.055 | 0 | 0.21036 | 0.032435 | 0.012397 | 1.56e-05 | 0.18178 | 0.016935 | 0.046578 | 0.25417 | 0 | 0.0072105 | 0.17371 | 0.028842 | 0.035565 | 0
Braintree | E07000067 | 2050 | LW | domestic | 12766.8418 | 2686.3287 | 1278.672 | 0.55067 | 10175.9184 | 485.8531 | 3209.2177 | 14642.8913 | 0.085595 | 953.7691 | 9598.477 | 8246.2912 | 10543.1581 | 1.56e-05 | 0.17116 | 0.036016 | 0.017143 | 7.38e-06 | 0.13643 | 0.0065138 | 0.043026 | 0.19632 | 1.15e-06 | 0.012787 | 0.12869 | 0.11056 | 0.14135 | 2.09e-10
Breckland | E07000143 | 2050 | LW | domestic | 11153.6088 | 2965.7202 | 1570.6965 | 0.47255 | 8801.9111 | 569.6682 | 2884.5109 | 12711.518 | 0.044933 | 1409.709 | 8350.5749 | 6747.4576 | 8753.7689 | 1.39e-05 | 0.1692 | 0.04499 | 0.023827 | 7.17e-06 | 0.13352 | 0.0086419 | 0.043758 | 0.19283 | 6.82e-07 | 0.021385 | 0.12668 | 0.10236 | 0.13279 | 2.12e-10
Brent | E09000005 | 2050 | LW | domestic | 26721.7797 | 5026.1445 | 2148.8571 | 3.182 | 25089.5641 | 947.2855 | 5283.6235 | 30945.3088 | 0.51552 | 1280.8599 | 20334.3513 | 18618.8443 | 22768.504 | 8.68e-05 | 0.16788 | 0.031577 | 0.0135 | 2e-05 | 0.15763 | 0.0059515 | 0.033195 | 0.19442 | 3.24e-06 | 0.0080472 | 0.12775 | 0.11698 | 0.14305 | 5.45e-10
Brentwood | E07000068 | 2050 | LW | domestic | 6566.4455 | 1174.0651 | 517.262 | 0.27733 | 5364.64 | 248.32 | 1320.9767 | 7697.2192 | 0.047465 | 293.8376 | 5049.9156 | 4448.2785 | 5309.4865 | 6.36e-06 | 0.17284 | 0.030904 | 0.013615 | 7.3e-06 | 0.14121 | 0.0065363 | 0.034771 | 0.20261 | 1.25e-06 | 0.0077344 | 0.13292 | 0.11709 | 0.13976 | 1.67e-10
Bridgend | W06000013 | 2050 | LW | domestic | 12507.1558 | 777.7491 | 1172.4208 | 0.90887 | 12316.1955 | 260.5049 | 1456.8092 | 16882.5854 | 0 | 742.1939 | 12255.3646 | 1559.1098 | 1749.8956 | 0 | 0.20277 | 0.012609 | 0.019008 | 1.47e-05 | 0.19968 | 0.0042234 | 0.023618 | 0.27371 | 0 | 0.012033 | 0.19869 | 0.025277 | 0.02837 | 0
Brighton and Hove | E06000043 | 2050 | LW | domestic | 36336.5438 | 6141.1858 | 2577.3892 | 2.753 | 32278.6046 | 3078.7219 | 9913.1105 | 42768.7631 | 0.033107 | 1635.8136 | 28660.575 | 9904.6531 | 12201.1992 | 3.03e-06 | 0.19589 | 0.033106 | 0.013894 | 1.48e-05 | 0.17401 | 0.016597 | 0.05344 | 0.23056 | 1.78e-07 | 0.0088184 | 0.1545 | 0.053395 | 0.065775 | 1.63e-11
Bristol, City of | E06000023 | 2050 | LW | domestic | 47953.7792 | 8085.6891 | 3318.6176 | 2.8977 | 41400.4942 | 5370.8651 | 13447.3794 | 56328.544 | 0.0375 | 2091.3864 | 37884.1118 | 11440.8237 | 14262.4189 | 3.06e-06 | 0.19849 | 0.033469 | 0.013737 | 1.2e-05 | 0.17137 | 0.022232 | 0.055663 | 0.23316 | 1.55e-07 | 0.0086569 | 0.15681 | 0.047357 | 0.059036 | 1.27e-11
Broadland | E07000144 | 2050 | LW | domestic | 10880.3977 | 2320.1673 | 1158.9543 | 0.48826 | 8852.3518 | 314.4609 | 2399.0017 | 12689.9944 | 0.052439 | 870.0206 | 8313.1407 | 7021.5683 | 8417.3939 | 1.05e-05 | 0.17205 | 0.036689 | 0.018327 | 7.72e-06 | 0.13998 | 0.0049727 | 0.037936 | 0.20067 | 8.29e-07 | 0.013758 | 0.13146 | 0.11103 | 0.13311 | 1.67e-10
Bromley | E09000006 | 2050 | LW | domestic | 29169.3233 | 5074.7227 | 2258.028 | 1.6511 | 24571.8519 | 750.1504 | 5735.8362 | 34250.9064 | 0.31735 | 1202.3395 | 22444.6412 | 20050.0171 | 23686.0884 | 4.51e-05 | 0.1724 | 0.029993 | 0.013346 | 9.76e-06 | 0.14523 | 0.0044336 | 0.033901 | 0.20243 | 1.88e-06 | 0.0071062 | 0.13265 | 0.1185 | 0.13999 | 2.66e-10
Bromsgrove | E07000234 | 2050 | LW | domestic | 8199.1158 | 1457.7101 | 680.7786 | 0.29059 | 6680.1847 | 173.4785 | 1567.386 | 9707.3501 | 0.046985 | 391.5914 | 6353.186 | 5533.4515 | 6350.9059 | 6.13e-06 | 0.1741 | 0.030952 | 0.014455 | 6.17e-06 | 0.14184 | 0.0036835 | 0.033281 | 0.20612 | 9.98e-07 | 0.0083148 | 0.1349 | 0.11749 | 0.13485 | 1.3e-10
Broxbourne | E07000095 | 2050 | LW | domestic | 7725.9271 | 1401.9623 | 578.2685 | 0.38805 | 6227.5813 | 345.2073 | 1955.5555 | 8834.8502 | 0.066013 | 344.8202 | 5796.9656 | 5164.0271 | 6697.0485 | 9.33e-06 | 0.17141 | 0.031104 | 0.01283 | 8.61e-06 | 0.13817 | 0.0076589 | 0.043387 | 0.19601 | 1.46e-06 | 0.0076503 | 0.12861 | 0.11457 | 0.14858 | 2.07e-10
Broxtowe | E07000172 | 2050 | LW | domestic | 9482.8908 | 1615.1578 | 742.7039 | 0.29943 | 7669.4563 | 197.3408 | 1814.0995 | 11199.7895 | 0.095376 | 380.3419 | 7330.9506 | 6535.5485 | 7615.2543 | 1.31e-05 | 0.17373 | 0.02959 | 0.013607 | 5.49e-06 | 0.14051 | 0.0036154 | 0.033235 | 0.20518 | 1.75e-06 | 0.006968 | 0.13431 | 0.11973 | 0.13951 | 2.4e-10
Burnley | E07000117 | 2050 | LW | domestic | 9725.7166 | 1403.852 | 577.8011 | 0.47207 | 8319.4266 | 477.1794 | 1871.3908 | 11882.4452 | 0 | 300.8446 | 8091.056 | 1343.5314 | 1563.5408 | 0 | 0.21348 | 0.030815 | 0.012683 | 1.04e-05 | 0.18261 | 0.010474 | 0.041078 | 0.26082 | 0 | 0.0066037 | 0.1776 | 0.029491 | 0.03432 | 0
Bury | E08000002 | 2050 | LW | domestic | 19798.7253 | 2977.2049 | 1197.5934 | 1.0323 | 16853.1521 | 1260.0511 | 4283.5475 | 24023.0165 | 0 | 673.9838 | 16386.0021 | 2693.1199 | 3247.3014 | 0 | 0.21199 | 0.031878 | 0.012823 | 1.11e-05 | 0.18045 | 0.013492 | 0.045865 | 0.25722 | 0 | 0.0072165 | 0.17545 | 0.028836 | 0.03477 | 0
Caerphilly | W06000018 | 2050 | LW | domestic | 15775.8434 | 1022.5641 | 1549.0992 | 1.0493 | 15524.5909 | 175.2805 | 1797.1028 | 21342.9366 | 0 | 987.2656 | 15468.7789 | 1965.7679 | 2175.6235 | 0 | 0.20281 | 0.013146 | 0.019915 | 1.35e-05 | 0.19958 | 0.0022534 | 0.023103 | 0.27438 | 0 | 0.012692 | 0.19886 | 0.025272 | 0.027969 | 0
Calderdale | E08000033 | 2050 | LW | domestic | 23999.9155 | 3716.1518 | 1490.6374 | 1.3283 | 20408.1871 | 1712.7055 | 5418.1766 | 29038.2476 | 0 | 888.0038 | 19823.1165 | 3181.4975 | 3883.8765 | 0 | 0.21134 | 0.032724 | 0.013126 | 1.17e-05 | 0.17971 | 0.015082 | 0.047711 | 0.2557 | 0 | 0.0078196 | 0.17456 | 0.028016 | 0.034201 | 0
Cambridge | E07000008 | 2050 | LW | domestic | 10765.1349 | 2039.2889 | 800.9181 | 1.147 | 9671.5177 | 644.4111 | 2390.4052 | 12320.4939 | 0.13241 | 494.4541 | 8118.8316 | 7310.8963 | 9412.6498 | 1.89e-05 | 0.16828 | 0.031879 | 0.01252 | 1.79e-05 | 0.15119 | 0.010074 | 0.037367 | 0.1926 | 2.07e-06 | 0.0077294 | 0.12692 | 0.11429 | 0.14714 | 2.96e-10
Camden | E09000007 | 2050 | LW | domestic | 29011.318 | 5838.1323 | 2462.3509 | 4.8596 | 30315.7335 | 1156.9086 | 5318.9364 | 33243.578 | 0.98695 | 1543.6275 | 21875.7488 | 20944.9388 | 26193.0566 | 0.00018045 | 0.16307 | 0.032815 | 0.01384 | 2.73e-05 | 0.1704 | 0.0065028 | 0.029897 | 0.18686 | 5.55e-06 | 0.0086764 | 0.12296 | 0.11773 | 0.14723 | 1.01e-09
Cannock Chase | E07000192 | 2050 | LW | domestic | 8384.0002 | 1452.6456 | 641.3728 | 0.32614 | 6793.0342 | 241.4122 | 1761.3176 | 9812.8119 | 0.068547 | 344.7453 | 6428.2389 | 5697.339 | 6836.4999 | 9.72e-06 | 0.17325 | 0.030017 | 0.013253 | 6.74e-06 | 0.14037 | 0.0049885 | 0.036396 | 0.20277 | 1.42e-06 | 0.0071237 | 0.13283 | 0.11773 | 0.14127 | 2.01e-10
Canterbury | E07000106 | 2050 | LW | domestic | 13811.1447 | 2520.0551 | 1092.8792 | 0.67396 | 11294.4788 | 553.9289 | 3022.9605 | 16038.1156 | 0.10643 | 651.5028 | 10523.4896 | 9280.8891 | 11460.4528 | 1.38e-05 | 0.1721 | 0.031402 | 0.013618 | 8.4e-06 | 0.14074 | 0.0069025 | 0.037669 | 0.19985 | 1.33e-06 | 0.0081183 | 0.13113 | 0.11565 | 0.14281 | 1.72e-10
Cardiff | W06000015 | 2050 | LW | domestic | 32343.8886 | 2505.91 | 2811.0503 | 2.6518 | 31111.5202 | 4222.2514 | 5808.1624 | 42179.6852 | 0 | 2206.4803 | 31242.7849 | 4652.9324 | 6291.9431 | 0 | 0.19557 | 0.015153 | 0.016998 | 1.6e-05 | 0.18812 | 0.025531 | 0.03512 | 0.25505 | 0 | 0.013342 | 0.18892 | 0.028135 | 0.038046 | 0
Carlisle | E07000028 | 2050 | LW | domestic | 11778.0951 | 2021.6624 | 900.4863 | 0.59637 | 9940.6034 | 768.0264 | 2786.6009 | 14214.9505 | 0 | 632.6726 | 9695.4217 | 1525.0268 | 1859.7419 | 0 | 0.20986 | 0.036021 | 0.016045 | 1.06e-05 | 0.17712 | 0.013684 | 0.049651 | 0.25328 | 0 | 0.011273 | 0.17275 | 0.027173 | 0.033136 | 0
Carmarthenshire | W06000010 | 2050 | LW | domestic | 16109.8448 | 2601.0829 | 2891.871 | 1.3141 | 15665.0706 | 816.4205 | 2722.7562 | 21337.6077 | 0 | 2522.8872 | 15633.702 | 1890.1674 | 2310.8049 | 0 | 0.19064 | 0.030781 | 0.034222 | 1.56e-05 | 0.18538 | 0.0096614 | 0.032221 | 0.25251 | 0 | 0.029855 | 0.18501 | 0.022368 | 0.027346 | 0
Castle Point | E07000069 | 2050 | LW | domestic | 7377.5895 | 1282.3794 | 572.5504 | 0.28559 | 6003.1514 | 217.1295 | 1486.8825 | 8674.0289 | 0.055984 | 309.1715 | 5683.9922 | 5014.0399 | 5899.1778 | 8.41e-06 | 0.17351 | 0.030159 | 0.013465 | 6.72e-06 | 0.14118 | 0.0051065 | 0.034969 | 0.204 | 1.32e-06 | 0.0072711 | 0.13368 | 0.11792 | 0.13874 | 1.98e-10
Central Bedfordshire | E06000056 | 2050 | LW | domestic | 22433.2938 | 4157.8654 | 1860.8409 | 0.98622 | 18284.4207 | 845.4634 | 4733.4184 | 26216.7296 | 0.13249 | 1147.7468 | 17196.5743 | 14982.4678 | 18019.5768 | 1.71e-05 | 0.17272 | 0.032013 | 0.014327 | 7.59e-06 | 0.14078 | 0.0065096 | 0.036445 | 0.20185 | 1.02e-06 | 0.008837 | 0.1324 | 0.11536 | 0.13874 | 1.32e-10
Ceredigion | W06000008 | 2050 | LW | domestic | 6255.4247 | 1500.8254 | 1418.422 | 0.68362 | 5822.9909 | 738.3936 | 2164.2311 | 7819.9247 | 0 | 1439.7964 | 5877.8528 | 694.3446 | 1044.5353 | 0 | 0.17987 | 0.043155 | 0.040786 | 1.97e-05 | 0.16744 | 0.021232 | 0.062231 | 0.22486 | 0 | 0.0414 | 0.16901 | 0.019965 | 0.030035 | 0
Charnwood | E07000130 | 2050 | LW | domestic | 15403.078 | 2635.9139 | 1194.3331 | 0.61868 | 12631.5058 | 330.2353 | 3008.8138 | 18175.6086 | 0.13454 | 625.6087 | 11897.1803 | 10545.7508 | 12243.9485 | 1.96e-05 | 0.17367 | 0.02972 | 0.013466 | 6.98e-06 | 0.14242 | 0.0037234 | 0.033924 | 0.20493 | 1.52e-06 | 0.0070537 | 0.13414 | 0.1189 | 0.13805 | 2.21e-10
Chelmsford | E07000070 | 2050 | LW | domestic | 13641.254 | 2691.4349 | 1189.0413 | 0.76015 | 11097.8019 | 579.8342 | 3471.2291 | 15599.8807 | 0.098102 | 823.4644 | 10233.3667 | 8934.5859 | 11528.4463 | 1.47e-05 | 0.17096 | 0.033731 | 0.014902 | 9.53e-06 | 0.13909 | 0.0072669 | 0.043504 | 0.19551 | 1.23e-06 | 0.01032 | 0.12825 | 0.11197 | 0.14448 | 1.84e-10
Cheltenham | E07000078 | 2050 | LW | domestic | 11767.835 | 2098.5217 | 888.8437 | 0.56024 | 9563.3107 | 492.3121 | 2682.7688 | 13549.2206 | 0.15489 | 490.9977 | 8893.225 | 8053.328 | 10293.3579 | 2.18e-05 | 0.17111 | 0.030513 | 0.012924 | 8.15e-06 | 0.13905 | 0.0071584 | 0.039008 | 0.19701 | 2.25e-06 | 0.0071392 | 0.12931 | 0.1171 | 0.14967 | 3.17e-10
Cherwell | E07000177 | 2050 | LW | domestic | 11813.4207 | 2555.5446 | 1213.2949 | 0.63486 | 9631.4313 | 570.7467 | 2784.4631 | 13586.1096 | 0.077833 | 924.5652 | 8925.4174 | 7625.4816 | 9650.3147 | 1.39e-05 | 0.17051 | 0.036886 | 0.017513 | 9.16e-06 | 0.13902 | 0.0082381 | 0.040191 | 0.1961 | 1.12e-06 | 0.013345 | 0.12883 | 0.11007 | 0.13929 | 2e-10
Cheshire East | E06000049 | 2050 | LW | domestic | 35093.1695 | 6539.2786 | 2634.6185 | 1.7491 | 29316.5478 | 1254.3609 | 7236.6887 | 41791.998 | 0 | 1891.2741 | 27963.839 | 17734.3995 | 20989.4348 | 0 | 0.18235 | 0.03398 | 0.01369 | 9.09e-06 | 0.15234 | 0.0065179 | 0.037603 | 0.21716 | 0 | 0.0098275 | 0.14531 | 0.092152 | 0.10907 | 0
Cheshire West and Chester | E06000050 | 2050 | LW | domestic | 36442.1102 | 5783.991 | 2504.3364 | 2.6922 | 31568.8416 | 1640.0182 | 8194.5747 | 44195.6138 | 0 | 1608.497 | 30087.5156 | 4750.0967 | 5649.1263 | 0 | 0.21135 | 0.033544 | 0.014524 | 1.56e-05 | 0.18308 | 0.0095114 | 0.047525 | 0.25631 | 0 | 0.0093285 | 0.17449 | 0.027548 | 0.032762 | 0
Chesterfield | E07000034 | 2050 | LW | domestic | 9431.3278 | 1637.9249 | 734.6827 | 0.58825 | 8086.582 | 232.6249 | 1668.3424 | 11185.2156 | 0.074435 | 392.7689 | 7332.0732 | 6461.6107 | 7352.7145 | 1.02e-05 | 0.173 | 0.030045 | 0.013476 | 1.08e-05 | 0.14833 | 0.0042671 | 0.030603 | 0.20517 | 1.37e-06 | 0.0072046 | 0.13449 | 0.11853 | 0.13487 | 1.87e-10
Chichester | E07000225 | 2050 | LW | domestic | 10997.2909 | 2438.2915 | 1168.7235 | 0.62825 | 8952.0757 | 450.5483 | 2846.0541 | 12558.8817 | 0.062207 | 928.6575 | 8236.3706 | 6989.2106 | 9008.4836 | 1.23e-05 | 0.1703 | 0.037759 | 0.018099 | 9.73e-06 | 0.13863 | 0.0069771 | 0.044073 | 0.19448 | 9.63e-07 | 0.014381 | 0.12755 | 0.10823 | 0.1395 | 1.91e-10
Chiltern District | E07000005 | 2050 | LW | domestic | 7908.5639 | 1468.1445 | 675.013 | 0.4217 | 6599.1509 | 222.006 | 1589.2054 | 9294.7219 | 0.049662 | 418.7983 | 6090.5358 | 5300.158 | 6213.7143 | 7.08e-06 | 0.17275 | 0.032069 | 0.014745 | 9.21e-06 | 0.14415 | 0.0048494 | 0.034714 | 0.20303 | 1.08e-06 | 0.009148 | 0.13304 | 0.11577 | 0.13573 | 1.55e-10
Chorley | E07000118 | 2050 | LW | domestic | 11584.5271 | 1701.5893 | 722.2911 | 0.75988 | 10031.085 | 402.7195 | 2397.1495 | 14134.0459 | 0 | 406.6052 | 9611.8591 | 1520.8505 | 1762.5146 | 0 | 0.21344 | 0.031351 | 0.013308 | 1.4e-05 | 0.18482 | 0.0074198 | 0.044166 | 0.26041 | 0 | 0.0074914 | 0.17709 | 0.028021 | 0.032473 | 0
City of Edinburgh | S12000036 | 2050 | LW | domestic | 68991.3954 | 8949.8299 | 3881.8542 | 34.4354 | 59146.2605 | 0 | 25311.0772 | 82249.7767 | 0 | 2809.6934 | 57178.203 | 844.3144 | 1042.2128 | 0 | 0.22224 | 0.02883 | 0.012504 | 0.00011092 | 0.19052 | 0 | 0.081533 | 0.26495 | 0 | 0.0090507 | 0.18418 | 0.0027197 | 0.0033572 | 0
City of London | E09000001 | 2050 | LW | domestic | 1448.0718 | 421.177 | 109.8369 | 0.30742 | 1502.8562 | 426.9808 | 343.3495 | 1472.6042 | 0.041899 | 112.1355 | 1013.8404 | 982.2394 | 1920.6395 | 9.06e-06 | 0.14846 | 0.04318 | 0.011261 | 3.15e-05 | 0.15407 | 0.043775 | 0.035201 | 0.15097 | 4.3e-06 | 0.011496 | 0.10394 | 0.1007 | 0.19691 | 9.29e-10
Clackmannanshire | S12000005 | 2050 | LW | domestic | 7130.1161 | 919.5516 | 401.7023 | 3.5482 | 6149.2552 | 0 | 2465.4463 | 8545.7363 | 0 | 285.2625 | 5929.5485 | 86.3385 | 105.0264 | 0 | 0.22267 | 0.028717 | 0.012545 | 0.00011081 | 0.19204 | 0 | 0.076993 | 0.26687 | 0 | 0.0089085 | 0.18517 | 0.0026963 | 0.0032799 | 0
Colchester | E07000071 | 2050 | LW | domestic | 15055.6981 | 3015.3321 | 1321.2521 | 0.55469 | 11806.3242 | 912.516 | 3762.7036 | 17176.3004 | 0.11884 | 913.3141 | 11296.5969 | 9891.187 | 12989.305 | 1.87e-05 | 0.17081 | 0.03421 | 0.01499 | 6.29e-06 | 0.13395 | 0.010353 | 0.042689 | 0.19487 | 1.35e-06 | 0.010362 | 0.12816 | 0.11222 | 0.14737 | 2.12e-10
Conwy | W06000003 | 2050 | LW | domestic | 11525.2366 | 1110.1652 | 1298.5853 | 1.072 | 11166.326 | 679.6784 | 2232.4339 | 15159.8513 | 0 | 1046.3008 | 11135.3654 | 1412.364 | 1755.7908 | 0 | 0.19693 | 0.01897 | 0.022189 | 1.83e-05 | 0.1908 | 0.011614 | 0.038146 | 0.25904 | 0 | 0.017878 | 0.19027 | 0.024133 | 0.030002 | 0
Copeland | E07000029 | 2050 | LW | domestic | 8011.201 | 1296.4017 | 588.1939 | 0.43516 | 6812.0056 | 288.4309 | 1892.9555 | 9715.0913 | 0 | 392.7671 | 6605.9615 | 999.0576 | 1180.8654 | 0 | 0.21203 | 0.034311 | 0.015568 | 1.15e-05 | 0.18029 | 0.0076338 | 0.0501 | 0.25713 | 0 | 0.010395 | 0.17484 | 0.026442 | 0.031254 | 0
Corby | E07000150 | 2050 | LW | domestic | 6083.9085 | 1013.7235 | 474.5665 | 0.21546 | 5007.1689 | 88.8246 | 1063.1952 | 7247.4856 | 0.061288 | 230.7257 | 4741.7453 | 4218.0876 | 4737.9417 | 8.09e-06 | 0.17429 | 0.02904 | 0.013595 | 6.17e-06 | 0.14344 | 0.0025446 | 0.030457 | 0.20762 | 1.76e-06 | 0.0066096 | 0.13584 | 0.12084 | 0.13573 | 2.32e-10
Cornwall | E06000052 | 2050 | LW | domestic | 58864.4956 | 14320.9026 | 6847.25 | 1.7847 | 45762.9527 | 9706.3788 | 25512.6272 | 66408.4629 | 0.030571 | 6499.9731 | 44857.0389 | 10144.3561 | 14011.1668 | 1.07e-05 | 0.19431 | 0.047273 | 0.022603 | 5.89e-06 | 0.15106 | 0.032041 | 0.084217 | 0.21922 | 1.01e-07 | 0.021456 | 0.14807 | 0.033487 | 0.046251 | 3.54e-11
Cotswold | E07000079 | 2050 | LW | domestic | 8192.9517 | 2058.371 | 1036.211 | 0.38765 | 6482.3233 | 459.7566 | 2212.0819 | 9283.9955 | 0.032763 | 907.9514 | 6101.7043 | 5012.7209 | 6641.714 | 8.73e-06 | 0.16931 | 0.042537 | 0.021414 | 8.01e-06 | 0.13396 | 0.009501 | 0.045713 | 0.19186 | 6.77e-07 | 0.018763 | 0.12609 | 0.10359 | 0.13725 | 1.8e-10
County Durham | E06000047 | 2050 | LW | domestic | 58007.706 | 8608.0924 | 3887.5597 | 3.3768 | 50270.0583 | 1465.375 | 10456.5235 | 71255.6102 | 0 | 2247.1925 | 48398.4988 | 7421.1908 | 8278.113 | 0 | 0.21461 | 0.031847 | 0.014382 | 1.25e-05 | 0.18598 | 0.0054213 | 0.038685 | 0.26362 | 0 | 0.0083137 | 0.17906 | 0.027455 | 0.030626 | 0
Coventry | E08000026 | 2050 | LW | domestic | 28432.9198 | 4987.9559 | 2176.2137 | 1.3007 | 23299.8542 | 1023.0928 | 5980.5835 | 33087.3697 | 0.37553 | 1154.2283 | 21706.0283 | 19636.0606 | 24049.3793 | 5.12e-05 | 0.17176 | 0.030132 | 0.013147 | 7.86e-06 | 0.14075 | 0.0061805 | 0.036129 | 0.19988 | 2.27e-06 | 0.0069727 | 0.13113 | 0.11862 | 0.14528 | 3.09e-10
Craven | E07000163 | 2050 | LW | domestic | 5995.3069 | 1266.9819 | 531.0735 | 0.37694 | 5061.9278 | 272.0416 | 1295.2095 | 7067.0382 | 0 | 436.9791 | 4728.7199 | 3186.9362 | 3888.1429 | 0 | 0.17774 | 0.037562 | 0.015744 | 1.12e-05 | 0.15007 | 0.0080651 | 0.038398 | 0.20951 | 0 | 0.012955 | 0.14019 | 0.094482 | 0.11527 | 0
Crawley | E07000226 | 2050 | LW | domestic | 9691.9902 | 1693.0045 | 755.6308 | 0.39602 | 7899.4934 | 294.4782 | 1993.9023 | 11335.9149 | 0.10893 | 403.7272 | 7430.2716 | 6651.5177 | 8001.2858 | 1.56e-05 | 0.1726 | 0.030151 | 0.013457 | 7.05e-06 | 0.14068 | 0.0052443 | 0.035509 | 0.20188 | 1.94e-06 | 0.0071899 | 0.13232 | 0.11846 | 0.14249 | 2.79e-10
Croydon | E09000008 | 2050 | LW | domestic | 32448.7649 | 5930.9482 | 2497.6712 | 2.8836 | 28847.274 | 1275.3749 | 6603.6952 | 37679.2523 | 0.41954 | 1442.1026 | 24750.3736 | 22271.8527 | 27253.168 | 6.19e-05 | 0.16989 | 0.031051 | 0.013077 | 1.51e-05 | 0.15103 | 0.0066772 | 0.034574 | 0.19727 | 2.2e-06 | 0.0075501 | 0.12958 | 0.1166 | 0.14268 | 3.24e-10
Dacorum | E07000096 | 2050 | LW | domestic | 12159.8199 | 2228.6922 | 937.6269 | 0.64484 | 10036.3087 | 660.4354 | 2531.1655 | 14129.6317 | 0.099254 | 548.1328 | 9295.2196 | 8213.9308 | 10140.0424 | 1.14e-05 | 0.17155 | 0.031442 | 0.013228 | 9.1e-06 | 0.14159 | 0.0093174 | 0.03571 | 0.19934 | 1.4e-06 | 0.0077331 | 0.13114 | 0.11588 | 0.14306 | 1.61e-10
Darlington | E06000005 | 2050 | LW | domestic | 11731.2675 | 1790.9167 | 733.7054 | 1.1029 | 10237.3996 | 667.4512 | 2871.0777 | 14164.3602 | 0 | 442.6406 | 9677.8193 | 1214.5178 | 1457.9576 | 0 | 0.21333 | 0.032568 | 0.013342 | 2.01e-05 | 0.18617 | 0.012138 | 0.052211 | 0.25758 | 0 | 0.0080494 | 0.17599 | 0.022086 | 0.026513 | 0
Dartford | E07000107 | 2050 | LW | domestic | 8467.3744 | 1458.9017 | 628.9288 | 0.34227 | 6838.3651 | 254.4982 | 1867.3992 | 9867.4703 | 0.065483 | 336.57 | 6463.2123 | 5736.8872 | 6988.1337 | 7.97e-06 | 0.17313 | 0.029829 | 0.012859 | 7e-06 | 0.13982 | 0.0052036 | 0.038182 | 0.20176 | 1.34e-06 | 0.0068817 | 0.13215 | 0.1173 | 0.14288 | 1.63e-10
Daventry | E07000151 | 2050 | LW | domestic | 6434.1249 | 1449.3104 | 711.4955 | 0.25218 | 5117.9532 | 327.5635 | 1497.6706 | 7421.9634 | 0.030126 | 563.3279 | 4876.2026 | 4095.8025 | 5128.7961 | 5.94e-06 | 0.17101 | 0.03852 | 0.01891 | 6.7e-06 | 0.13603 | 0.0087061 | 0.039806 | 0.19726 | 8.01e-07 | 0.014972 | 0.1296 | 0.10886 | 0.13632 | 1.58e-10
Denbighshire | W06000004 | 2050 | LW | domestic | 9044.1073 | 928.8916 | 1101.6539 | 0.72039 | 8745.6882 | 348.7757 | 1333.0814 | 12120.0401 | 0 | 890.6884 | 8813.9076 | 1106.2785 | 1272.495 | 0 | 0.19787 | 0.020323 | 0.024103 | 1.58e-05 | 0.19135 | 0.0076308 | 0.029166 | 0.26517 | 0 | 0.019487 | 0.19284 | 0.024204 | 0.027841 | 0
Derby | E06000015 | 2050 | LW | domestic | 22309.3992 | 3870.9973 | 1709.6707 | 0.90465 | 18120.308 | 715.3886 | 4639.5911 | 25987.1889 | 0.31716 | 884.8837 | 17038.5373 | 15481.5095 | 18979.0121 | 4.29e-05 | 0.17196 | 0.029837 | 0.013178 | 6.97e-06 | 0.13967 | 0.0055141 | 0.035761 | 0.20031 | 2.44e-06 | 0.0068206 | 0.13133 | 0.11933 | 0.14629 | 3.31e-10
Derbyshire Dales | E07000035 | 2050 | LW | domestic | 6943.0645 | 1481.8186 | 730.4554 | 0.3957 | 5790.7567 | 222.623 | 1455.6816 | 8127.6125 | 0.02446 | 550.461 | 5328.8536 | 4478.0237 | 5286.0565 | 4.98e-06 | 0.17188 | 0.036682 | 0.018082 | 9.8e-06 | 0.14335 | 0.005511 | 0.036035 | 0.2012 | 6.06e-07 | 0.013627 | 0.13192 | 0.11085 | 0.13086 | 1.23e-10
Doncaster | E08000017 | 2050 | LW | domestic | 27590.4453 | 4698.0049 | 1858.3038 | 1.5379 | 23623.3269 | 613.4396 | 4691.948 | 33326.2886 | 0 | 1156.1317 | 22248.7841 | 14240.4821 | 15909.2465 | 0 | 0.18399 | 0.031329 | 0.012392 | 1.03e-05 | 0.15753 | 0.0040907 | 0.031288 | 0.22224 | 0 | 0.0077097 | 0.14837 | 0.094963 | 0.10609 | 0
Dorset | E06000059 | 2050 | LW | domestic | 41599.7939 | 7656.5946 | 3825.264 | 1.5832 | 34795.4091 | 2539.9271 | 12449.2245 | 49320.2739 | 0.024316 | 2826.3938 | 33031.2269 | 7691.6993 | 9197.6793 | 4.35e-06 | 0.20299 | 0.037361 | 0.018666 | 7.73e-06 | 0.16979 | 0.012394 | 0.060747 | 0.24066 | 1.19e-07 | 0.013792 | 0.16118 | 0.037532 | 0.044881 | 2.12e-11
Dover | E07000108 | 2050 | LW | domestic | 10528.13 | 1953.1583 | 887.5989 | 0.56072 | 8746.1294 | 310.468 | 2204.399 | 12311.7076 | 0.077189 | 548.9208 | 8068.416 | 7060.411 | 8457.7403 | 1.14e-05 | 0.17237 | 0.031978 | 0.014532 | 9.18e-06 | 0.1432 | 0.0050832 | 0.036092 | 0.20157 | 1.26e-06 | 0.0089873 | 0.1321 | 0.1156 | 0.13848 | 1.87e-10
Dudley | E08000027 | 2050 | LW | domestic | 27677.5332 | 4824.4609 | 2154.8765 | 1.1417 | 22541.3317 | 765.1269 | 5808.6384 | 32352.9014 | 0.2888 | 1159.5087 | 21194.2999 | 18925.5903 | 22780.7593 | 4.46e-05 | 0.17278 | 0.030118 | 0.013452 | 7.13e-06 | 0.14072 | 0.0047765 | 0.036262 | 0.20197 | 1.8e-06 | 0.0072385 | 0.13231 | 0.11815 | 0.14221 | 2.79e-10
Dumfries and Galloway | S12000006 | 2050 | LW | domestic | 14648.984 | 1966.1757 | 813.6033 | 7.5831 | 12116.7457 | 0 | 7272.2551 | 16893.3354 | 0 | 659.0921 | 11885.8455 | 177.147 | 237.1347 | 0 | 0.2197 | 0.029488 | 0.012202 | 0.00011373 | 0.18172 | 0 | 0.10907 | 0.25336 | 0 | 0.0098847 | 0.17826 | 0.0026568 | 0.0035564 | 0
Dundee City | S12000042 | 2050 | LW | domestic | 19232.6614 | 2518.3416 | 1085.1241 | 9.4209 | 16306.4435 | 0 | 7676.501 | 22743.3464 | 0 | 806.2986 | 15856.9538 | 234.8467 | 295.9255 | 0 | 0.22166 | 0.029025 | 0.012506 | 0.00010858 | 0.18794 | 0 | 0.088474 | 0.26212 | 0 | 0.0092928 | 0.18276 | 0.0027067 | 0.0034106 | 0
Ealing | E09000009 | 2050 | LW | domestic | 28861.7909 | 5402.546 | 2234.0067 | 3.5126 | 27046.1738 | 1123.2857 | 5924.1471 | 33349.4229 | 0.44849 | 1346.0467 | 21918.5234 | 19888.4058 | 24519.5145 | 6.81e-05 | 0.16817 | 0.03148 | 0.013017 | 2.05e-05 | 0.1576 | 0.0065453 | 0.034519 | 0.19432 | 2.61e-06 | 0.0078433 | 0.12772 | 0.11589 | 0.14287 | 3.97e-10
East Ayrshire | S12000008 | 2050 | LW | domestic | 16882.389 | 2174.4763 | 953.3227 | 8.3288 | 14574.4628 | 0 | 5739.7842 | 20263.7353 | 0 | 672.9289 | 14052.917 | 205.2006 | 248.8349 | 0 | 0.22279 | 0.028696 | 0.012581 | 0.00010991 | 0.19234 | 0 | 0.075746 | 0.26741 | 0 | 0.0088805 | 0.18545 | 0.002708 | 0.0032838 | 0
East Cambridgeshire | E07000009 | 2050 | LW | domestic | 6933.8132 | 1591.9868 | 803.8758 | 0.35223 | 5653.2853 | 261.5172 | 1601.0153 | 8029.5357 | 0.027466 | 650.1863 | 5266.5838 | 4382.6874 | 5378.8677 | 6.14e-06 | 0.17098 | 0.039256 | 0.019822 | 8.69e-06 | 0.1394 | 0.0064487 | 0.039479 | 0.198 | 6.77e-07 | 0.016033 | 0.12987 | 0.10807 | 0.13264 | 1.52e-10
East Devon | E07000040 | 2050 | LW | domestic | 15767.7465 | 3105.7862 | 1504.9389 | 1.2343 | 14071.2413 | 968.4793 | 5103.3465 | 18511.677 | 0.00907 | 1218.3299 | 12408.4381 | 2896.1853 | 3523.7674 | 1.84e-06 | 0.19939 | 0.039273 | 0.01903 | 1.56e-05 | 0.17793 | 0.012247 | 0.064533 | 0.23408 | 1.15e-07 | 0.015406 | 0.15691 | 0.036623 | 0.044559 | 2.33e-11
East Dunbartonshire | S12000045 | 2050 | LW | domestic | 13690.31 | 1763.4559 | 770.306 | 6.8605 | 11826.8901 | 0 | 4681.0875 | 16423.8331 | 0 | 545.4916 | 11391.963 | 166.4015 | 202.0458 | 0 | 0.22272 | 0.028689 | 0.012532 | 0.00011161 | 0.19241 | 0 | 0.076154 | 0.26719 | 0 | 0.0088743 | 0.18533 | 0.0027071 | 0.003287 | 0
East Hampshire | E07000085 | 2050 | LW | domestic | 10330.85 | 2046.7467 | 952.9906 | 0.53352 | 8499.4026 | 362.8096 | 2271.5354 | 12022.5803 | 0.056269 | 657.1548 | 7882.9683 | 6785.2078 | 8241.3599 | 9.16e-06 | 0.17203 | 0.034082 | 0.015869 | 8.88e-06 | 0.14153 | 0.0060414 | 0.037825 | 0.2002 | 9.37e-07 | 0.010943 | 0.13126 | 0.11298 | 0.13723 | 1.53e-10
East Hertfordshire | E07000242 | 2050 | LW | domestic | 11550.481 | 2311.0344 | 1007.6849 | 0.50851 | 9173.0626 | 669.3197 | 2901.9233 | 13180.831 | 0.087657 | 700.525 | 8666.6099 | 7574.9693 | 9906.9005 | 1.38e-05 | 0.17075 | 0.034165 | 0.014897 | 7.52e-06 | 0.13561 | 0.0098947 | 0.0429 | 0.19486 | 1.3e-06 | 0.010356 | 0.12812 | 0.11198 | 0.14646 | 2.03e-10
East Lindsey | E07000137 | 2050 | LW | domestic | 12916.1134 | 3376.7122 | 1755.1885 | 0.63599 | 10368.4563 | 750.7171 | 3164.6177 | 14763.925 | 0.053518 | 1556.9703 | 9713.0645 | 7895.26 | 10161.278 | 1.66e-05 | 0.16901 | 0.044185 | 0.022967 | 8.32e-06 | 0.13567 | 0.0098232 | 0.041409 | 0.19319 | 7e-07 | 0.020373 | 0.1271 | 0.10331 | 0.13296 | 2.17e-10
East Lothian | S12000010 | 2050 | LW | domestic | 13003.8005 | 1690.1475 | 733.7037 | 6.4045 | 11117.6307 | 0 | 4844.2486 | 15481.3066 | 0 | 532.9946 | 10767.7061 | 158.1702 | 195.9276 | 0 | 0.22217 | 0.028876 | 0.012535 | 0.00010942 | 0.18994 | 0 | 0.082762 | 0.26449 | 0 | 0.009106 | 0.18396 | 0.0027023 | 0.0033474 | 0
East Northamptonshire | E07000152 | 2050 | LW | domestic | 7557.0103 | 1448.9069 | 678.7523 | 0.29955 | 6097.7133 | 218.1199 | 1674.2189 | 8814.1496 | 0.045869 | 446.8272 | 5772.1739 | 4998.7934 | 6025.4755 | 6.3e-06 | 0.1728 | 0.033131 | 0.015521 | 6.85e-06 | 0.13943 | 0.0049876 | 0.038283 | 0.20155 | 1.05e-06 | 0.010217 | 0.13199 | 0.1143 | 0.13778 | 1.44e-10
East Renfrewshire | S12000011 | 2050 | LW | domestic | 11186.6902 | 1445.7447 | 632.8205 | 5.4574 | 9616.9643 | 0 | 3929.3866 | 13389.7152 | 0 | 450.7761 | 9295.1046 | 136.0087 | 166.1577 | 0 | 0.2226 | 0.028768 | 0.012592 | 0.00010859 | 0.19136 | 0 | 0.078189 | 0.26644 | 0 | 0.0089698 | 0.18496 | 0.0027064 | 0.0033063 | 0
East Riding of Yorkshire | E06000011 | 2050 | LW | domestic | 33694.8725 | 6537.0126 | 2740.2557 | 1.3675 | 27799.4861 | 1166.1795 | 6927.3525 | 40094.2345 | 0 | 2054.4947 | 26797.3408 | 17481.8647 | 20695.5456 | 0 | 0.18116 | 0.035147 | 0.014733 | 7.35e-06 | 0.14947 | 0.0062701 | 0.037246 | 0.21557 | 0 | 0.011046 | 0.14408 | 0.093994 | 0.11127 | 0
East Staffordshire | E07000193 | 2050 | LW | domestic | 9612.2132 | 1871.8403 | 869.1944 | 0.50974 | 7919.1896 | 303.6599 | 2143.9855 | 11170.0871 | 0.070931 | 582.3144 | 7321.1113 | 6364.381 | 7773.192 | 1.06e-05 | 0.17186 | 0.033467 | 0.01554 | 9.11e-06 | 0.14159 | 0.0054291 | 0.038332 | 0.19971 | 1.27e-06 | 0.010411 | 0.13089 | 0.11379 | 0.13898 | 1.9e-10
East Suffolk | E07000244 | 2050 | LW | domestic | 22701.2012 | 4762.3134 | 2236.2537 | 1.0476 | 18184.7662 | 941.3836 | 5695.1066 | 26027.1751 | 0.14814 | 1664.9828 | 17070.6516 | 14678.6396 | 18757.8504 | 2.55e-05 | 0.17104 | 0.035882 | 0.016849 | 7.89e-06 | 0.13701 | 0.0070929 | 0.04291 | 0.1961 | 1.12e-06 | 0.012545 | 0.12862 | 0.1106 | 0.14133 | 1.92e-10
Eastbourne | E07000061 | 2050 | LW | domestic | 12352.481 | 2046.3789 | 850.7531 | 0.82833 | 10759.5972 | 1089.2141 | 3860.0502 | 14478.5162 | 0.0085691 | 541.1456 | 9723.6043 | 2687.5952 | 3383.6361 | 7.06e-07 | 0.19996 | 0.033127 | 0.013772 | 1.34e-05 | 0.17418 | 0.017632 | 0.062487 | 0.23438 | 1.39e-07 | 0.0087601 | 0.15741 | 0.043507 | 0.054775 | 1.14e-11
Eastleigh | E07000086 | 2050 | LW | domestic | 10369.5555 | 1809.9509 | 769.1257 | 0.72385 | 8835.7288 | 283.8421 | 2232.375 | 12104.6317 | 0.074741 | 427.1605 | 7931.1988 | 7007.414 | 8400.6649 | 8.79e-06 | 0.17233 | 0.030079 | 0.012782 | 1.2e-05 | 0.14684 | 0.0047171 | 0.0371 | 0.20117 | 1.24e-06 | 0.0070989 | 0.13181 | 0.11646 | 0.13961 | 1.46e-10
Eden | E07000030 | 2050 | LW | domestic | 5723.437 | 1463.4031 | 742.0491 | 0.36885 | 4687.8222 | 624.761 | 2013.2556 | 6670.4873 | 0 | 709.7786 | 4568.6991 | 653.6003 | 901.0461 | 0 | 0.19902 | 0.050886 | 0.025803 | 1.28e-05 | 0.16301 | 0.021724 | 0.070005 | 0.23195 | 0 | 0.02468 | 0.15886 | 0.022727 | 0.031331 | 0
Elmbridge | E07000207 | 2050 | LW | domestic | 11634.3415 | 2077.1068 | 871.0397 | 0.82204 | 9969.9927 | 509.3256 | 2319.8814 | 13577.53 | 0.1103 | 483.2592 | 8922.617 | 7943.625 | 9597.9387 | 1.4e-05 | 0.17133 | 0.030587 | 0.012827 | 1.21e-05 | 0.14682 | 0.0075003 | 0.034162 | 0.19994 | 1.62e-06 | 0.0071164 | 0.13139 | 0.11698 | 0.14134 | 2.07e-10
Enfield | E09000010 | 2050 | LW | domestic | 22739.0828 | 4194.2819 | 1691.6051 | 1.4693 | 18848.2208 | 1227.5964 | 5630.8761 | 25815.9044 | 0.3422 | 994.4563 | 16972.4948 | 15532.8683 | 20665.4492 | 4.56e-05 | 0.1693 | 0.031227 | 0.012594 | 1.09e-05 | 0.14033 | 0.0091397 | 0.041923 | 0.1922 | 2.55e-06 | 0.0074039 | 0.12636 | 0.11565 | 0.15386 | 3.39e-10
Epping Forest | E07000072 | 2050 | LW | domestic | 11126.9253 | 2080.3349 | 934.0005 | 0.5614 | 9167.3883 | 417.5292 | 2356.4029 | 12988.1394 | 0.075108 | 583.3649 | 8520.8209 | 7436.5587 | 8947.7811 | 1.09e-05 | 0.17235 | 0.032223 | 0.014467 | 8.7e-06 | 0.142 | 0.0064673 | 0.036499 | 0.20118 | 1.16e-06 | 0.009036 | 0.13198 | 0.11519 | 0.1386 | 1.68e-10
Epsom and Ewell | E07000208 | 2050 | LW | domestic | 6366.3577 | 1162.3211 | 483.6833 | 0.38933 | 5341.806 | 348.439 | 1293.237 | 7385.7393 | 0.066759 | 275.7892 | 4860.7841 | 4345.3256 | 5421.8569 | 9.45e-06 | 0.17074 | 0.031173 | 0.012972 | 1.04e-05 | 0.14327 | 0.0093451 | 0.034684 | 0.19808 | 1.79e-06 | 0.0073966 | 0.13037 | 0.11654 | 0.14541 | 2.53e-10
Erewash | E07000036 | 2050 | LW | domestic | 9787.609 | 1684.7693 | 755.5463 | 0.32632 | 7927.8493 | 298.7794 | 1865.2505 | 11547.703 | 0.081273 | 393.6459 | 7569.064 | 6702.6327 | 7832.2401 | 1.06e-05 | 0.17365 | 0.02989 | 0.013404 | 5.79e-06 | 0.14065 | 0.0053007 | 0.033092 | 0.20487 | 1.44e-06 | 0.0069838 | 0.13429 | 0.11891 | 0.13895 | 1.89e-10
Exeter | E07000041 | 2050 | LW | domestic | 13323.3233 | 2057.7076 | 924.2821 | 0.43294 | 10996.3832 | 787.3699 | 4148.4804 | 15773.8756 | 0.0088002 | 526.4047 | 10558.0486 | 2745.8592 | 3349.64 | 6.79e-07 | 0.20437 | 0.031564 | 0.014178 | 6.64e-06 | 0.16868 | 0.012078 | 0.063635 | 0.24196 | 1.35e-07 | 0.0080747 | 0.16195 | 0.04212 | 0.051381 | 1.04e-11
Falkirk | S12000014 | 2050 | LW | domestic | 21079.9508 | 2730.6408 | 1183.8172 | 10.624 | 18108.4053 | 0 | 7645.8197 | 25157.1199 | 0 | 854.4598 | 17482.1444 | 256.3321 | 315.5095 | 0 | 0.2223 | 0.028797 | 0.012484 | 0.00011204 | 0.19097 | 0 | 0.080631 | 0.2653 | 0 | 0.0090109 | 0.18436 | 0.0027032 | 0.0033273 | 0
Fareham | E07000087 | 2050 | LW | domestic | 9376.7856 | 1624.5898 | 717.6774 | 0.38019 | 7604.3534 | 239.0116 | 2021.7897 | 10962.9548 | 0.071681 | 390.6372 | 7177.1836 | 6348.4101 | 7634.73 | 9.55e-06 | 0.17333 | 0.03003 | 0.013266 | 7.03e-06 | 0.14056 | 0.0044181 | 0.037372 | 0.20265 | 1.33e-06 | 0.0072208 | 0.13267 | 0.11735 | 0.14113 | 1.77e-10
Fenland | E07000010 | 2050 | LW | domestic | 8301.8657 | 1791.3884 | 878.8448 | 0.41546 | 6794.2336 | 320.5146 | 1829.3452 | 9642.346 | 0.047401 | 665.6014 | 6326.3809 | 5365.7305 | 6546.3214 | 9.08e-06 | 0.1713 | 0.036964 | 0.018134 | 8.57e-06 | 0.14019 | 0.0066136 | 0.037747 | 0.19896 | 9.78e-07 | 0.013734 | 0.13054 | 0.11072 | 0.13508 | 1.87e-10
Fife | S12000047 | 2050 | LW | domestic | 51085.7651 | 6594.1697 | 2876.6706 | 25.4877 | 44026.112 | 0 | 17825.841 | 61178.936 | 0 | 2049.0911 | 42461.7305 | 621.0344 | 757.5536 | 0 | 0.22259 | 0.028732 | 0.012534 | 0.00011106 | 0.19183 | 0 | 0.077672 | 0.26657 | 0 | 0.0089284 | 0.18502 | 0.002706 | 0.0033009 | 0
Flintshire | W06000005 | 2050 | LW | domestic | 13726.0385 | 1417.3081 | 1751.5808 | 1.4493 | 13578.4029 | 393.1209 | 2091.03 | 18325.7851 | 0 | 1363.9873 | 13364.5856 | 1662.1588 | 1940.4919 | 0 | 0.19717 | 0.020359 | 0.025161 | 2.08e-05 | 0.19505 | 0.005647 | 0.030037 | 0.26324 | 0 | 0.019593 | 0.19198 | 0.023876 | 0.027874 | 0
Folkestone and Hythe | E07000112 | 2050 | LW | domestic | 10610.0664 | 2042.833 | 927.0249 | 0.45887 | 8554.728 | 420.2977 | 2419.8698 | 12264.6789 | 0.094605 | 604.5993 | 8045.4796 | 7072.6612 | 8865.8816 | 1.45e-05 | 0.1716 | 0.03304 | 0.014993 | 7.42e-06 | 0.13836 | 0.0067978 | 0.039138 | 0.19837 | 1.53e-06 | 0.0097786 | 0.13013 | 0.11439 | 0.14339 | 2.34e-10
Forest of Dean | E07000080 | 2050 | LW | domestic | 7379.8199 | 1853.853 | 992.505 | 0.33096 | 5952.4627 | 258.0464 | 1710.2904 | 8540.9137 | 0.0293 | 852.3626 | 5600.2393 | 4559.8979 | 5600.1986 | 8.92e-06 | 0.17043 | 0.042813 | 0.022921 | 7.64e-06 | 0.13747 | 0.0059594 | 0.039498 | 0.19725 | 6.77e-07 | 0.019685 | 0.12933 | 0.10531 | 0.12933 | 2.06e-10
Fylde | E07000119 | 2050 | LW | domestic | 9766.2366 | 1570.6241 | 596.4719 | 0.59645 | 8190.7229 | 812.8226 | 2884.0783 | 11630.974 | 0 | 386.8628 | 7952.1439 | 1270.1426 | 1671.344 | 0 | 0.20898 | 0.033608 | 0.012763 | 1.28e-05 | 0.17527 | 0.017393 | 0.061714 | 0.24888 | 0 | 0.0082781 | 0.17016 | 0.027179 | 0.035764 | 0
Gateshead | E08000037 | 2050 | LW | domestic | 22547.0657 | 3341.0172 | 1365.1904 | 1.7055 | 19558.6062 | 909.1003 | 5248.4009 | 27325.6338 | 0 | 779.5288 | 18598.7604 | 3052.0021 | 3652.5788 | 0 | 0.21195 | 0.031407 | 0.012833 | 1.6e-05 | 0.18386 | 0.0085458 | 0.049337 | 0.25687 | 0 | 0.0073278 | 0.17483 | 0.02869 | 0.034335 | 0
Gedling | E07000173 | 2050 | LW | domestic | 9739.1951 | 1694.2056 | 741.8388 | 0.55078 | 8159.1179 | 270.3577 | 1959.0765 | 11433.2012 | 0.07705 | 402.295 | 7493.0259 | 6624.374 | 7835.9521 | 9.58e-06 | 0.17282 | 0.030064 | 0.013164 | 9.77e-06 | 0.14479 | 0.0047976 | 0.034764 | 0.20288 | 1.37e-06 | 0.0071388 | 0.13297 | 0.11755 | 0.13905 | 1.7e-10
Glasgow City | S12000049 | 2050 | LW | domestic | 81174.1941 | 10578.8978 | 4568.1855 | 40.3605 | 69231.0115 | 0 | 31117.9291 | 96373.649 | 0 | 3353.2101 | 67096.6732 | 989.2198 | 1234.2667 | 0 | 0.22193 | 0.028923 | 0.01249 | 0.00011035 | 0.18928 | 0 | 0.085078 | 0.26349 | 0 | 0.0091678 | 0.18345 | 0.0027046 | 0.0033745 | 0
Gloucester | E07000081 | 2050 | LW | domestic | 10951.7089 | 1952.3869 | 817.1259 | 0.43984 | 8800.9183 | 545.7011 | 2428.0223 | 12650.6909 | 0.11947 | 447.8233 | 8312.9419 | 7466.8624 | 9453.1405 | 1.56e-05 | 0.17158 | 0.030588 | 0.012802 | 6.89e-06 | 0.13789 | 0.0085496 | 0.03804 | 0.1982 | 1.87e-06 | 0.0070161 | 0.13024 | 0.11698 | 0.1481 | 2.45e-10
Gosport | E07000088 | 2050 | LW | domestic | 7128.8498 | 1313.7254 | 514.5254 | 0.31959 | 5606.812 | 442.9522 | 1930.3565 | 8039.5204 | 0.070732 | 310.677 | 5287.0042 | 4759.14 | 6511.9563 | 9.48e-06 | 0.17036 | 0.031394 | 0.012296 | 7.64e-06 | 0.13399 | 0.010585 | 0.04613 | 0.19212 | 1.69e-06 | 0.0074243 | 0.12634 | 0.11373 | 0.15562 | 2.26e-10
Gravesham | E07000109 | 2050 | LW | domestic | 8520.3526 | 1520.6295 | 697.9937 | 0.31875 | 6908.3545 | 242.1601 | 1702.9307 | 9971.1978 | 0.11134 | 387.1943 | 6534.924 | 5880.4266 | 7108.7851 | 1.51e-05 | 0.17221 | 0.030735 | 0.014108 | 6.44e-06 | 0.13963 | 0.0048946 | 0.03442 | 0.20154 | 2.25e-06 | 0.007826 | 0.13208 | 0.11886 | 0.14368 | 3.06e-10
Great Yarmouth | E07000145 | 2050 | LW | domestic | 8774.512 | 1973.0442 | 937.7356 | 0.3726 | 7001.9923 | 589.1155 | 2009.1635 | 10058.0264 | 0.069342 | 729.3702 | 6627.5635 | 5672.9274 | 7338.0941 | 1.52e-05 | 0.16968 | 0.038154 | 0.018134 | 7.21e-06 | 0.1354 | 0.011392 | 0.038853 | 0.1945 | 1.34e-06 | 0.014104 | 0.12816 | 0.1097 | 0.1419 | 2.95e-10
Greenwich | E09000011 | 2050 | LW | domestic | 23686.4167 | 4643.0676 | 1800.7407 | 4.8712 | 25407.5151 | 838.8165 | 4681.0239 | 27262.085 | 0.39132 | 1198.6095 | 17931.2984 | 16277.4986 | 19884.4926 | 5.71e-05 | 0.16493 | 0.03233 | 0.012539 | 3.39e-05 | 0.17691 | 0.0058407 | 0.032594 | 0.18983 | 2.72e-06 | 0.0083459 | 0.12486 | 0.11334 | 0.13846 | 3.97e-10
Guildford | E07000209 | 2050 | LW | domestic | 12543.866 | 2316.9092 | 1029.5365 | 0.68049 | 10421.9336 | 446.5048 | 2648.5859 | 14624.2149 | 0.101 | 627.3686 | 9591.8743 | 8436.1562 | 10229.3057 | 1.46e-05 | 0.17203 | 0.031775 | 0.014119 | 9.33e-06 | 0.14293 | 0.0061235 | 0.036323 | 0.20056 | 1.39e-06 | 0.0086039 | 0.13155 | 0.1157 | 0.14029 | 2e-10
Gwynedd | W06000002 | 2050 | LW | domestic | 12175.9437 | 1902.1099 | 1934.5939 | 1.0228 | 11438.5402 | 931.0424 | 3491.3424 | 15589.2748 | 0 | 1818.299 | 11572.7727 | 1429.0647 | 1947.3822 | 0 | 0.18956 | 0.029613 | 0.030119 | 1.59e-05 | 0.17808 | 0.014495 | 0.054356 | 0.2427 | 0 | 0.028309 | 0.18017 | 0.022249 | 0.030318 | 0
Hackney | E09000012 | 2050 | LW | domestic | 25317.8948 | 4964.1206 | 2064.4295 | 3.6382 | 25025.1431 | 1193.4559 | 4869.0619 | 28997.0759 | 0.74808 | 1252.3606 | 19098.9868 | 18124.5079 | 22989.1128 | 0.00011993 | 0.16451 | 0.032255 | 0.013414 | 2.36e-05 | 0.16261 | 0.0077547 | 0.031638 | 0.18841 | 4.86e-06 | 0.0081375 | 0.1241 | 0.11777 | 0.14938 | 7.79e-10
Halton | E06000006 | 2050 | LW | domestic | 12995.2689 | 1875.231 | 786.2117 | 0.86002 | 11300.2955 | 491.4562 | 2479.417 | 15894.0532 | 0 | 418.7805 | 10813.1863 | 1775.7739 | 2037.6736 | 0 | 0.2135 | 0.030808 | 0.012917 | 1.41e-05 | 0.18565 | 0.0080741 | 0.040734 | 0.26112 | 0 | 0.0068801 | 0.17765 | 0.029174 | 0.033477 | 0
Hambleton | E07000164 | 2050 | LW | domestic | 7773.3146 | 1943.0031 | 932.2655 | 0.43483 | 6405.0084 | 304.1561 | 1893.0479 | 9065.7993 | 0 | 860.5693 | 6061.1402 | 4004.3 | 5041.4924 | 0 | 0.17553 | 0.043875 | 0.021052 | 9.82e-06 | 0.14463 | 0.0068682 | 0.042747 | 0.20472 | 0 | 0.019433 | 0.13687 | 0.090422 | 0.11384 | 0
Hammersmith and Fulham | E09000013 | 2050 | LW | domestic | 23750.5165 | 4430.8228 | 1999.2629 | 2.3057 | 21888.8817 | 915.958 | 4224.7951 | 27521.7264 | 0.81484 | 1068.0709 | 18106.409 | 17349.698 | 21336.4204 | 0.0001302 | 0.16656 | 0.031073 | 0.014021 | 1.62e-05 | 0.1535 | 0.0064235 | 0.029628 | 0.19301 | 5.71e-06 | 0.0074902 | 0.12698 | 0.12167 | 0.14963 | 9.13e-10
Harborough | E07000131 | 2050 | LW | domestic | 7454.6326 | 1494.0847 | 698.893 | 0.40035 | 6182.2872 | 287.2465 | 1559.8227 | 8711.738 | 0.033607 | 487.735 | 5716.2535 | 4888.9108 | 5839.8002 | 5.19e-06 | 0.17208 | 0.034488 | 0.016133 | 9.24e-06 | 0.14271 | 0.0066305 | 0.036005 | 0.20109 | 7.76e-07 | 0.011258 | 0.13195 | 0.11285 | 0.1348 | 1.2e-10
Haringey | E09000014 | 2050 | LW | domestic | 23107.8844 | 4262.7797 | 1828.5108 | 2.2443 | 21226.7271 | 1102.8239 | 4059.7886 | 26890.8177 | 0.59148 | 978.8185 | 17707.8262 | 16584.7123 | 20117.9502 | 7.84e-05 | 0.1676 | 0.030919 | 0.013262 | 1.63e-05 | 0.15396 | 0.0079989 | 0.029446 | 0.19504 | 4.29e-06 | 0.0070995 | 0.12844 | 0.12029 | 0.14592 | 5.69e-10
Harlow | E07000073 | 2050 | LW | domestic | 9075.462 | 1554.4506 | 694.9243 | 0.6791 | 7955.0122 | 153.8689 | 1661.3375 | 10732.9546 | 0.096904 | 360.0477 | 7028.4318 | 6267.5659 | 7152.7489 | 1.3e-05 | 0.17241 | 0.029531 | 0.013202 | 1.29e-05 | 0.15113 | 0.0029232 | 0.031562 | 0.2039 | 1.84e-06 | 0.0068401 | 0.13352 | 0.11907 | 0.13589 | 2.48e-10
Harrogate | E07000165 | 2050 | LW | domestic | 15145.8976 | 3071.5306 | 1302.7698 | 0.76298 | 12597.1509 | 644.2447 | 3267.3979 | 17942.9061 | 0 | 1028.3307 | 12020.9816 | 7521.0696 | 9086.812 | 0 | 0.18111 | 0.036728 | 0.015578 | 9.12e-06 | 0.15063 | 0.0077035 | 0.03907 | 0.21455 | 0 | 0.012296 | 0.14374 | 0.089933 | 0.10866 | 0
Harrow | E09000015 | 2050 | LW | domestic | 17644.4233 | 3152.1796 | 1364.6802 | 1.2614 | 15234.9636 | 645.0174 | 3433.2216 | 20636.8676 | 0.20968 | 752.1922 | 13550.1968 | 12144.0575 | 14529.2541 | 3.09e-05 | 0.17116 | 0.030577 | 0.013238 | 1.22e-05 | 0.14779 | 0.0062569 | 0.033304 | 0.20019 | 2.03e-06 | 0.0072966 | 0.13144 | 0.1178 | 0.14094 | 3e-10
Hart | E07000089 | 2050 | LW | domestic | 7666.0377 | 1387.483 | 610.9296 | 0.5716 | 6604.0766 | 178.5138 | 1629.4603 | 8971.1749 | 0.04491 | 369.3943 | 5875.166 | 5128.893 | 6068.9257 | 6.13e-06 | 0.17231 | 0.031186 | 0.013732 | 1.28e-05 | 0.14844 | 0.0040124 | 0.036625 | 0.20164 | 1.01e-06 | 0.0083027 | 0.13205 | 0.11528 | 0.13641 | 1.38e-10
Hartlepool | E06000001 | 2050 | LW | domestic | 10198.5609 | 1451.5252 | 598.4987 | 0.90099 | 8991.1197 | 250.3118 | 2205.7266 | 12422.3184 | 0 | 319.9251 | 8442.2728 | 1391.1297 | 1611.7784 | 0 | 0.21298 | 0.030313 | 0.012499 | 1.88e-05 | 0.18777 | 0.0052275 | 0.046064 | 0.25942 | 0 | 0.0066812 | 0.17631 | 0.029052 | 0.03366 | 0
Hastings | E07000062 | 2050 | LW | domestic | 11174.7037 | 1805.4076 | 762.8464 | 0.69714 | 9679.5269 | 840.9647 | 3471.7596 | 13137.9713 | 0.007805 | 466.8742 | 8810.9536 | 2440.9724 | 3049.6697 | 6.02e-07 | 0.20083 | 0.032447 | 0.01371 | 1.25e-05 | 0.17396 | 0.015114 | 0.062394 | 0.23611 | 1.4e-07 | 0.0083906 | 0.15835 | 0.043869 | 0.054808 | 1.08e-11
Havant | E07000090 | 2050 | LW | domestic | 10381.3029 | 1806.5832 | 780.2393 | 0.38581 | 8353.8054 | 379.1251 | 2217.3084 | 12107.8869 | 0.086408 | 418.3552 | 7940.1373 | 7053.1394 | 8594.6892 | 1.16e-05 | 0.17293 | 0.030093 | 0.012997 | 6.43e-06 | 0.13915 | 0.0063153 | 0.036935 | 0.20169 | 1.44e-06 | 0.0069687 | 0.13226 | 0.11749 | 0.14317 | 1.93e-10
Havering | E09000016 | 2050 | LW | domestic | 19558.9608 | 3463.573 | 1477.7975 | 1.5124 | 17024.8118 | 630.0352 | 3930.3203 | 22871.5138 | 0.18631 | 820.1488 | 15004.5499 | 13346.4759 | 15921.1844 | 2.45e-05 | 0.17149 | 0.030369 | 0.012957 | 1.33e-05 | 0.14927 | 0.0055242 | 0.034461 | 0.20054 | 1.63e-06 | 0.0071911 | 0.13156 | 0.11702 | 0.1396 | 2.15e-10
Herefordshire, County of | E06000019 | 2050 | LW | domestic | 16117.4894 | 3999.9178 | 2091.0477 | 0.70203 | 12853.4782 | 668.1397 | 4000.872 | 18476.8696 | 0.09298 | 1786.2915 | 12122.6577 | 10005.4168 | 12743.1142 | 2.24e-05 | 0.1699 | 0.042164 | 0.022042 | 7.4e-06 | 0.13549 | 0.007043 | 0.042174 | 0.19477 | 9.8e-07 | 0.01883 | 0.12779 | 0.10547 | 0.13433 | 2.36e-10
Hertsmere | E07000098 | 2050 | LW | domestic | 8209.5085 | 1463.0824 | 628.8033 | 0.44174 | 6830.1424 | 333.1617 | 1676.9883 | 9589.9229 | 0.069123 | 351.9482 | 6295.793 | 5578.3221 | 6727.436 | 9.41e-06 | 0.17216 | 0.030682 | 0.013186 | 9.26e-06 | 0.14323 | 0.0069866 | 0.035168 | 0.20111 | 1.45e-06 | 0.0073806 | 0.13203 | 0.11698 | 0.14108 | 1.97e-10
High Peak | E07000037 | 2050 | LW | domestic | 8525.3247 | 1540.0483 | 701.7346 | 0.45421 | 7129.4422 | 214.9087 | 1689.2662 | 10038.0694 | 0.056711 | 414.9474 | 6575.3201 | 5747.634 | 6699.1351 | 8.53e-06 | 0.17301 | 0.031253 | 0.014241 | 9.22e-06 | 0.14468 | 0.0043613 | 0.034281 | 0.20371 | 1.15e-06 | 0.0084208 | 0.13344 | 0.11664 | 0.13595 | 1.73e-10
Highland | S12000017 | 2050 | LW | domestic | 15813.3991 | 2263.9301 | 869.0089 | 8.2135 | 12082.9246 | 0 | 11809.6295 | 17046.9079 | 0 | 847.1807 | 12299.8257 | 193.9693 | 297.9323 | 0 | 0.21505 | 0.030788 | 0.011818 | 0.0001117 | 0.16432 | 0 | 0.1606 | 0.23183 | 0 | 0.011521 | 0.16727 | 0.0026379 | 0.0040517 | 0
Hillingdon | E09000017 | 2050 | LW | domestic | 21650.359 | 3929.4416 | 1629.4884 | 1.7319 | 18719.8521 | 912.8764 | 4720.6979 | 25055.9553 | 0.21362 | 949.1595 | 16457.5517 | 14676.4209 | 18176.4594 | 3.01e-05 | 0.17064 | 0.03097 | 0.012843 | 1.36e-05 | 0.14754 | 0.0071948 | 0.037206 | 0.19748 | 1.68e-06 | 0.0074808 | 0.12971 | 0.11567 | 0.14326 | 2.37e-10
Hinckley and Bosworth | E07000132 | 2050 | LW | domestic | 9487.8087 | 1714.0659 | 804.0023 | 0.29561 | 7629.1398 | 223.7704 | 1890.5092 | 11175.6514 | 0.067209 | 473.6013 | 7315.8055 | 6396.6386 | 7514.4761 | 9.23e-06 | 0.17369 | 0.031378 | 0.014718 | 5.41e-06 | 0.13966 | 0.0040964 | 0.034608 | 0.20459 | 1.23e-06 | 0.0086699 | 0.13393 | 0.1171 | 0.13756 | 1.69e-10
Horsham | E07000227 | 2050 | LW | domestic | 11448.4185 | 2410.8492 | 1124.6289 | 0.72928 | 9553.2456 | 515.9069 | 2608.8916 | 13229.7816 | 0.064431 | 836.2824 | 8688.9329 | 7429.7398 | 9208.611 | 1.08e-05 | 0.17073 | 0.035953 | 0.016771 | 1.09e-05 | 0.14247 | 0.0076937 | 0.038906 | 0.19729 | 9.61e-07 | 0.012471 | 0.12958 | 0.1108 | 0.13733 | 1.6e-10
Hounslow | E09000018 | 2050 | LW | domestic | 21316.9973 | 4150.245 | 1653.7535 | 2.6917 | 19851.0763 | 1226.8828 | 4666.27 | 24350.7243 | 0.33488 | 1060.8895 | 16050.888 | 14581.2183 | 18799.2213 | 5.47e-05 | 0.16692 | 0.032497 | 0.012949 | 2.11e-05 | 0.15544 | 0.0096067 | 0.036538 | 0.19067 | 2.62e-06 | 0.0083069 | 0.12568 | 0.11417 | 0.1472 | 4.28e-10
Huntingdonshire | E07000011 | 2050 | LW | domestic | 15491.7057 | 3042.2367 | 1430.698 | 0.6566 | 12594.8938 | 572.4417 | 3250.2699 | 18106.3406 | 0.093009 | 963.1056 | 11876.5508 | 10240.5694 | 12277.8526 | 1.47e-05 | 0.17242 | 0.03386 | 0.015924 | 7.31e-06 | 0.14018 | 0.0063713 | 0.036175 | 0.20152 | 1.04e-06 | 0.010719 | 0.13219 | 0.11398 | 0.13665 | 1.64e-10
Hyndburn | E07000120 | 2050 | LW | domestic | 8849.849 | 1296.1223 | 534.2775 | 0.71286 | 7784.4597 | 384.8418 | 1674.231 | 10814.522 | 0 | 292.2083 | 7361.7407 | 1202.0791 | 1387.976 | 0 | 0.21282 | 0.03117 | 0.012848 | 1.71e-05 | 0.1872 | 0.0092548 | 0.040262 | 0.26007 | 0 | 0.0070271 | 0.17704 | 0.028908 | 0.033378 | 0
Inverclyde | S12000018 | 2050 | LW | domestic | 10771.7186 | 1398.3236 | 605.0927 | 5.4173 | 9231.4215 | 0 | 3987.0489 | 12831.1289 | 0 | 439.5226 | 8922.5619 | 131.006 | 162.0303 | 0 | 0.22216 | 0.02884 | 0.01248 | 0.00011173 | 0.1904 | 0 | 0.082232 | 0.26464 | 0 | 0.0090651 | 0.18403 | 0.002702 | 0.0033418 | 0
Ipswich | E07000202 | 2050 | LW | domestic | 11478.8452 | 2197.1878 | 822.6749 | 0.84764 | 9546.5079 | 909.3732 | 2930.413 | 12924.8113 | 0.11935 | 520.2897 | 8531.7079 | 7677.4859 | 10588.7198 | 1.51e-05 | 0.16849 | 0.03225 | 0.012075 | 1.24e-05 | 0.14012 | 0.013348 | 0.043013 | 0.18971 | 1.75e-06 | 0.0076368 | 0.12523 | 0.11269 | 0.15542 | 2.22e-10
Isle of Anglesey | W06000001 | 2050 | LW | domestic | 6583.0193 | 1160.4211 | 1179.4599 | 0.36194 | 6109.941 | 529.4898 | 1844.9622 | 8438.985 | 0 | 1116.385 | 6263.9108 | 763.6105 | 1044.6691 | 0 | 0.1879 | 0.033122 | 0.033665 | 1.03e-05 | 0.17439 | 0.015113 | 0.05266 | 0.24087 | 0 | 0.031865 | 0.17879 | 0.021796 | 0.029818 | 0
Isle of Wight | E06000046 | 2050 | LW | domestic | 18044.5192 | 3049.5272 | 1393.3707 | 0.71154 | 15046.6751 | 1390.4878 | 5667.1993 | 21287.8318 | 0.010992 | 924.9026 | 14279.2457 | 3457.1203 | 4207.6772 | 1.22e-06 | 0.20332 | 0.034361 | 0.0157 | 8.02e-06 | 0.16954 | 0.015668 | 0.063856 | 0.23986 | 1.24e-07 | 0.010422 | 0.16089 | 0.038954 | 0.047411 | 1.38e-11
Isles of Scilly | E06000053 | 2050 | LW | domestic | 244.2567 | 75.3838 | 22.4712 | 0.033273 | 204.6111 | 122.6083 | 167.8209 | 241.2994 | 9.98e-05 | 29.8978 | 169.6879 | 36.3961 | 68.282 | 3.2e-08 | 0.17665 | 0.054517 | 0.016251 | 2.41e-05 | 0.14797 | 0.08867 | 0.12137 | 0.17451 | 7.22e-08 | 0.021622 | 0.12272 | 0.026322 | 0.049381 | 2.32e-11
Islington | E09000019 | 2050 | LW | domestic | 22536.5565 | 4474.0165 | 1808.1009 | 3.1666 | 22130.4209 | 1436.6139 | 4216.8299 | 25760.3233 | 0.67269 | 1094.3936 | 17015.9361 | 16122.4043 | 20765.1362 | 0.00010152 | 0.16406 | 0.03257 | 0.013163 | 2.31e-05 | 0.16111 | 0.010458 | 0.030698 | 0.18753 | 4.9e-06 | 0.0079671 | 0.12387 | 0.11737 | 0.15117 | 7.39e-10
Kensington and Chelsea | E09000020 | 2050 | LW | domestic | 24178.4099 | 4873.9811 | 2031.19 | 3.93 | 24925.1228 | 1206.641 | 4384.7865 | 27641.8122 | 0.86637 | 1249.7937 | 18227.3282 | 17547.0563 | 22335.3832 | 0.00014527 | 0.1627 | 0.032798 | 0.013668 | 2.64e-05 | 0.16773 | 0.0081197 | 0.029506 | 0.18601 | 5.83e-06 | 0.0084101 | 0.12266 | 0.11808 | 0.1503 | 9.78e-10
Kettering | E07000153 | 2050 | LW | domestic | 8334.1658 | 1469.6339 | 668.868 | 0.26322 | 6693.5102 | 256.0419 | 1634.9625 | 9780.4037 | 0.092264 | 364.8101 | 6410.299 | 5738.0619 | 6867.3654 | 1.12e-05 | 0.17284 | 0.030479 | 0.013872 | 5.46e-06 | 0.13882 | 0.00531 | 0.033907 | 0.20284 | 1.91e-06 | 0.0075658 | 0.13294 | 0.119 | 0.14242 | 2.32e-10
King's Lynn and West Norfolk | E07000146 | 2050 | LW | domestic | 13442.1593 | 3704.1412 | 1946.9598 | 0.63065 | 10563.9001 | 806.3991 | 3723.5688 | 15139.5787 | 0.065256 | 1794.4733 | 9957.0223 | 8030.8417 | 10853.001 | 1.92e-05 | 0.16811 | 0.046323 | 0.024348 | 7.89e-06 | 0.13211 | 0.010085 | 0.046566 | 0.18933 | 8.16e-07 | 0.022441 | 0.12452 | 0.10043 | 0.13573 | 2.4e-10
Kingston upon Hull, City of | E06000010 | 2050 | LW | domestic | 27017.3287 | 4645.222 | 1654.5864 | 1.644 | 22948.2533 | 1216.9157 | 5415.3597 | 32211.5876 | 0 | 1033.5959 | 21578.3807 | 13894.6282 | 16373.8025 | 0 | 0.18256 | 0.031388 | 0.01118 | 1.11e-05 | 0.15506 | 0.0082229 | 0.036592 | 0.21766 | 0 | 0.0069842 | 0.14581 | 0.093888 | 0.11064 | 0
Kingston upon Thames | E09000021 | 2050 | LW | domestic | 14840.9327 | 2697.4151 | 1128.8409 | 0.78106 | 12176.9486 | 780.8292 | 3279.5705 | 17073.2463 | 0.20891 | 633.3441 | 11228.706 | 10187.5032 | 13065.1895 | 3.06e-05 | 0.1704 | 0.030971 | 0.012961 | 8.97e-06 | 0.13981 | 0.0089654 | 0.037656 | 0.19603 | 2.4e-06 | 0.007272 | 0.12893 | 0.11697 | 0.15001 | 3.52e-10
Kirklees | E08000034 | 2050 | LW | domestic | 38227.9908 | 6659.943 | 2419.9277 | 2.2251 | 32447.4608 | 1778.1198 | 7214.4425 | 45711.1117 | 0 | 1534.0827 | 30630.5511 | 19597.3331 | 22957.2604 | 0 | 0.18275 | 0.031838 | 0.011569 | 1.06e-05 | 0.15512 | 0.0085004 | 0.034489 | 0.21852 | 0 | 0.0073338 | 0.14643 | 0.093686 | 0.10975 | 0
Knowsley | E08000011 | 2050 | LW | domestic | 15460.5782 | 2238.1361 | 938.7912 | 0.91068 | 13375.532 | 662.1993 | 2863.0113 | 18922.0146 | 0 | 497.5129 | 12878.6044 | 2114.5921 | 2431.498 | 0 | 0.21359 | 0.030921 | 0.01297 | 1.26e-05 | 0.18479 | 0.0091485 | 0.039553 | 0.26141 | 0 | 0.0068733 | 0.17792 | 0.029214 | 0.033592 | 0
Lambeth | E09000022 | 2050 | LW | domestic | 36423.4071 | 6823.8717 | 2998.4732 | 3.9888 | 34260.7255 | 1301.9985 | 6642.0698 | 42200.873 | 1.0486 | 1670.8782 | 27741.7863 | 26176.3419 | 32141.9984 | 0.00016916 | 0.16678 | 0.031247 | 0.01373 | 1.83e-05 | 0.15688 | 0.0059619 | 0.030414 | 0.19324 | 4.8e-06 | 0.007651 | 0.12703 | 0.11986 | 0.14718 | 7.75e-10
Lancaster | E07000121 | 2050 | LW | domestic | 16238.0382 | 2562.4122 | 1050.9666 | 1.171 | 13922.3927 | 889.6891 | 4180.4221 | 19544.3586 | 0 | 669.3599 | 13320.9993 | 2150.9119 | 2660.2766 | 0 | 0.21036 | 0.033196 | 0.013615 | 1.52e-05 | 0.18036 | 0.011526 | 0.054157 | 0.25319 | 0 | 0.0086715 | 0.17257 | 0.027865 | 0.034464 | 0
Leeds | E08000035 | 2050 | LW | domestic | 72044.0965 | 13456.6325 | 4314.1295 | 4.1238 | 59708.3939 | 7080.561 | 16472.3632 | 84436.7731 | 0 | 3000.8819 | 57062.0094 | 35177.0056 | 45118.7877 | 0 | 0.18107 | 0.033821 | 0.010843 | 1.04e-05 | 0.15007 | 0.017796 | 0.041401 | 0.21222 | 0 | 0.0075423 | 0.14342 | 0.088412 | 0.1134 | 0
Leicester | E06000016 | 2050 | LW | domestic | 25478.8952 | 4754.7646 | 1897.5208 | 2.0298 | 22051.166 | 1614.2324 | 5287.6248 | 29269.0148 | 0.35715 | 1101.0205 | 19296.7611 | 17508.266 | 22706.9169 | 4.64e-05 | 0.16877 | 0.031495 | 0.012569 | 1.34e-05 | 0.14606 | 0.010693 | 0.035025 | 0.19387 | 2.37e-06 | 0.007293 | 0.12782 | 0.11597 | 0.15041 | 3.07e-10
Lewes | E07000063 | 2050 | LW | domestic | 10523.1335 | 1793.2549 | 857.5673 | 0.39954 | 8834.9007 | 705.4171 | 2961.2567 | 12518.2388 | 0.0064853 | 571.1676 | 8389.7224 | 2034.6517 | 2417.5203 | 8.2e-07 | 0.20391 | 0.034748 | 0.016617 | 7.74e-06 | 0.17119 | 0.013669 | 0.057381 | 0.24257 | 1.26e-07 | 0.011068 | 0.16257 | 0.039426 | 0.046845 | 1.59e-11
Lewisham | E09000023 | 2050 | LW | domestic | 29146.7638 | 5442.7308 | 2243.9385 | 3.4307 | 27090.6672 | 1292.943 | 5817.3024 | 33704.8644 | 0.47646 | 1324.4787 | 22176.3602 | 20177.6404 | 24936.4223 | 7.08e-05 | 0.16813 | 0.031396 | 0.012944 | 1.98e-05 | 0.15627 | 0.0074582 | 0.033557 | 0.19442 | 2.75e-06 | 0.0076401 | 0.12792 | 0.11639 | 0.14384 | 4.08e-10
Lichfield | E07000194 | 2050 | LW | domestic | 8461.8669 | 1578.8333 | 733.3147 | 0.32158 | 6832.5767 | 235.4609 | 1809.3263 | 9904.3186 | 0.050707 | 461.4106 | 6486.0205 | 5634.1574 | 6729.6326 | 7.35e-06 | 0.17316 | 0.032309 | 0.015006 | 6.58e-06 | 0.13982 | 0.0048184 | 0.037025 | 0.20268 | 1.04e-06 | 0.0094421 | 0.13273 | 0.1153 | 0.13771 | 1.5e-10
Lincoln | E07000138 | 2050 | LW | domestic | 9612.3816 | 1674.8104 | 736.2384 | 0.37101 | 7794.4998 | 356.9912 | 1955.5244 | 11220.4624 | 0.12439 | 382.4731 | 7362.9018 | 6637.3806 | 8080.7447 | 1.73e-05 | 0.17222 | 0.030007 | 0.013191 | 6.65e-06 | 0.13965 | 0.006396 | 0.035036 | 0.20103 | 2.23e-06 | 0.0068525 | 0.13192 | 0.11892 | 0.14478 | 3.1e-10
Liverpool | E08000012 | 2050 | LW | domestic | 55688.3582 | 9185.6742 | 3314.0538 | 5.049 | 48468.2335 | 6634.0784 | 12832.0216 | 66723.4211 | 0 | 2099.7893 | 45794.5024 | 7843.0102 | 10148.6507 | 0 | 0.20722 | 0.034181 | 0.012332 | 1.88e-05 | 0.18036 | 0.024686 | 0.047749 | 0.24829 | 0 | 0.0078136 | 0.17041 | 0.029185 | 0.037764 | 0
Luton | E06000032 | 2050 | LW | domestic | 15882.5467 | 2880.3114 | 1198.8822 | 1.065 | 13416.0726 | 738.7026 | 3451.95 | 18338.061 | 0.1871 | 682.4737 | 12052.243 | 10840.5328 | 13673.6491 | 2.69e-05 | 0.17049 | 0.030919 | 0.01287 | 1.14e-05 | 0.14402 | 0.0079297 | 0.037055 | 0.19685 | 2.01e-06 | 0.0073261 | 0.12938 | 0.11637 | 0.14678 | 2.89e-10
Maidstone | E07000110 | 2050 | LW | domestic | 13845.7071 | 2627.2514 | 1177.8386 | 0.54212 | 11167.2604 | 646.1249 | 2894.9554 | 16116.8097 | 0.10514 | 740.9147 | 10586.8746 | 9271.5899 | 11408.7293 | 1.45e-05 | 0.17203 | 0.032643 | 0.014634 | 6.74e-06 | 0.13875 | 0.0080279 | 0.035969 | 0.20025 | 1.31e-06 | 0.0092057 | 0.13154 | 0.1152 | 0.14175 | 1.8e-10
Maldon | E07000074 | 2050 | LW | domestic | 5075.6804 | 1246.2864 | 633.1464 | 0.21692 | 4034.8373 | 276.7488 | 1244.3854 | 5811.8535 | 0.024391 | 538.4646 | 3820.3371 | 3158.3043 | 4045.0645 | 6.32e-06 | 0.16984 | 0.041702 | 0.021186 | 7.26e-06 | 0.13501 | 0.0092604 | 0.041639 | 0.19447 | 8.16e-07 | 0.018018 | 0.12783 | 0.10568 | 0.13535 | 2.11e-10
Malvern Hills | E07000235 | 2050 | LW | domestic | 6849.9526 | 1642.5615 | 845.5801 | 0.36427 | 5601.6007 | 282.4339 | 1571.8734 | 7913.2943 | 0.035553 | 703.5989 | 5194.2456 | 4308.102 | 5333.4888 | 8.19e-06 | 0.1702 | 0.040812 | 0.02101 | 9.05e-06 | 0.13918 | 0.0070175 | 0.039056 | 0.19662 | 8.83e-07 | 0.017482 | 0.12906 | 0.10704 | 0.13252 | 2.03e-10
Manchester | E08000003 | 2050 | LW | domestic | 46700.3316 | 9581.3304 | 2648.1412 | 6.4503 | 41802.1418 | 6793.5622 | 12415.7704 | 53539.0006 | 0 | 2200.1807 | 36517.6289 | 21478.1314 | 29794.9305 | 0 | 0.17725 | 0.036365 | 0.010051 | 2.45e-05 | 0.15866 | 0.025784 | 0.047123 | 0.2032 | 0 | 0.0083505 | 0.1386 | 0.081518 | 0.11308 | 0
Mansfield | E07000174 | 2050 | LW | domestic | 9254.4953 | 1624.0035 | 734.9928 | 0.78684 | 8260.1771 | 153.0575 | 1594.6887 | 10997.7687 | 0.077252 | 405.8249 | 7204.8823 | 6346.0465 | 7109.0784 | 1.12e-05 | 0.17238 | 0.03025 | 0.013691 | 1.47e-05 | 0.15386 | 0.002851 | 0.029704 | 0.20485 | 1.44e-06 | 0.0075592 | 0.1342 | 0.11821 | 0.13242 | 2.08e-10
Medway | E06000035 | 2050 | LW | domestic | 22042.8507 | 3851.0939 | 1703.6005 | 1.0517 | 18263.1139 | 713.9255 | 4320.4413 | 25840.1098 | 0.26017 | 899.254 | 16948.4875 | 15201.3089 | 18188.677 | 3.44e-05 | 0.17224 | 0.030093 | 0.013312 | 8.22e-06 | 0.14271 | 0.0055787 | 0.03376 | 0.20192 | 2.03e-06 | 0.0070268 | 0.13244 | 0.11878 | 0.14213 | 2.69e-10
Melton | E07000133 | 2050 | LW | domestic | 4313.9959 | 898.3528 | 439.8153 | 0.20187 | 3523.9282 | 129.4263 | 939.5186 | 5035.5075 | 0.01963 | 322.5041 | 3299.1955 | 2798.7461 | 3358.7858 | 3.29e-06 | 0.17215 | 0.035848 | 0.01755 | 8.06e-06 | 0.14062 | 0.0051647 | 0.037491 | 0.20094 | 7.83e-07 | 0.012869 | 0.13165 | 0.11168 | 0.13403 | 1.31e-10
Mendip | E07000187 | 2050 | LW | domestic | 11724.2038 | 2221.9679 | 1154.9532 | 0.35142 | 9687.1982 | 628.4086 | 3400.149 | 13942.0688 | 0.006974 | 873.41 | 9327.0191 | 2205.7092 | 2612.9719 | 1.45e-06 | 0.20292 | 0.038457 | 0.019989 | 6.08e-06 | 0.16766 | 0.010876 | 0.058848 | 0.2413 | 1.21e-07 | 0.015117 | 0.16143 | 0.038175 | 0.045224 | 2.5e-11
Merthyr Tydfil | W06000024 | 2050 | LW | domestic | 5574.7994 | 330.9376 | 517.934 | 0.57886 | 5597.1044 | 76.6502 | 544.3512 | 7564.1954 | 0 | 315.4677 | 5480.078 | 698.1948 | 766.2487 | 0 | 0.20297 | 0.012049 | 0.018857 | 2.11e-05 | 0.20378 | 0.0027907 | 0.019819 | 0.2754 | 0 | 0.011486 | 0.19952 | 0.02542 | 0.027898 | 0
Merton | E09000024 | 2050 | LW | domestic | 17832.0083 | 3176.6411 | 1353.9263 | 1.0499 | 14977.7482 | 838.2786 | 3532.45 | 20751.768 | 0.25722 | 719.3983 | 13645.8202 | 12368.5951 | 15190.7618 | 3.39e-05 | 0.17082 | 0.030431 | 0.01297 | 1.01e-05 | 0.14348 | 0.0080304 | 0.033839 | 0.19879 | 2.46e-06 | 0.0068915 | 0.13072 | 0.11849 | 0.14552 | 3.25e-10
Mid Devon | E07000042 | 2050 | LW | domestic | 7717.0394 | 1783.6942 | 955.2992 | 0.19195 | 6191.3071 | 680.6002 | 2573.7656 | 9024.57 | 0.0040871 | 848.2959 | 6053.2655 | 1329.8169 | 1651.8665 | 1.48e-06 | 0.19884 | 0.04596 | 0.024615 | 4.95e-06 | 0.15953 | 0.017537 | 0.066318 | 0.23253 | 1.05e-07 | 0.021858 | 0.15597 | 0.034265 | 0.042563 | 3.81e-11
Mid Suffolk | E07000203 | 2050 | LW | domestic | 7756.3165 | 2286.2549 | 1250.1975 | 0.34501 | 6094.5796 | 459.8314 | 2078.4742 | 8775.8429 | 0.027623 | 1184.5486 | 5772.7603 | 4530.8508 | 6012.0585 | 1.07e-05 | 0.16788 | 0.049484 | 0.027059 | 7.47e-06 | 0.13191 | 0.0099526 | 0.044987 | 0.18994 | 5.98e-07 | 0.025638 | 0.12495 | 0.098066 | 0.13013 | 2.31e-10
Mid Sussex | E07000228 | 2050 | LW | domestic | 12088.0475 | 2309.3517 | 1045.2194 | 0.62201 | 9925.1963 | 441.277 | 2678.7584 | 14041.9122 | 0.08406 | 679.4333 | 9209.4072 | 8028.283 | 9847.1411 | 1.17e-05 | 0.17196 | 0.032852 | 0.014869 | 8.85e-06 | 0.14119 | 0.0062775 | 0.038108 | 0.19976 | 1.2e-06 | 0.0096655 | 0.13101 | 0.11421 | 0.14008 | 1.66e-10
Middlesbrough | E06000002 | 2050 | LW | domestic | 14567.4017 | 2153.8512 | 847.3632 | 1.2862 | 12758.8346 | 705.4146 | 3381.7359 | 17628.8922 | 0 | 475.4321 | 12011.0677 | 1992.3304 | 2401.5896 | 0 | 0.21135 | 0.031249 | 0.012294 | 1.87e-05 | 0.18511 | 0.010234 | 0.049064 | 0.25577 | 0 | 0.0068978 | 0.17426 | 0.028906 | 0.034843 | 0
Midlothian | S12000019 | 2050 | LW | domestic | 11649.1018 | 1500.8378 | 656.4798 | 5.7981 | 10058.0634 | 0 | 3982.9167 | 13975.3149 | 0 | 464.5768 | 9693.5777 | 141.5939 | 171.9215 | 0 | 0.22274 | 0.028697 | 0.012552 | 0.00011086 | 0.19231 | 0 | 0.076155 | 0.26721 | 0 | 0.0088829 | 0.18535 | 0.0027073 | 0.0032872 | 0
Milton Keynes | E06000042 | 2050 | LW | domestic | 20920.9727 | 3647.7527 | 1566.6903 | 1.6585 | 18249.689 | 490.2303 | 4271.9989 | 24522.931 | 0.16809 | 862.7867 | 16065.603 | 14209.2735 | 16734.6008 | 1.78e-05 | 0.17213 | 0.030012 | 0.01289 | 1.36e-05 | 0.15015 | 0.0040333 | 0.035148 | 0.20176 | 1.38e-06 | 0.0070985 | 0.13218 | 0.11691 | 0.13768 | 1.46e-10
Mole Valley | E07000210 | 2050 | LW | domestic | 7726.867 | 1450.8559 | 639.7071 | 0.5099 | 6525.943 | 275.1819 | 1665.8831 | 9000.3382 | 0.046425 | 407.0787 | 5903.9006 | 5143.8474 | 6226.3883 | 6.26e-06 | 0.17184 | 0.032265 | 0.014226 | 1.13e-05 | 0.14513 | 0.0061197 | 0.037047 | 0.20016 | 1.03e-06 | 0.0090529 | 0.1313 | 0.11439 | 0.13847 | 1.39e-10
Monmouthshire | W06000021 | 2050 | LW | domestic | 7889.6622 | 950.3278 | 1126.4513 | 0.55728 | 7665.8574 | 363.1169 | 1311.7469 | 10457.3859 | 0 | 915.0707 | 7656.7524 | 1083.2305 | 1317.9684 | 0 | 0.19367 | 0.023328 | 0.027651 | 1.37e-05 | 0.18817 | 0.0089134 | 0.032199 | 0.2567 | 0 | 0.022462 | 0.18795 | 0.02659 | 0.032352 | 0
Moray | S12000020 | 2050 | LW | domestic | 10001.8469 | 1321.495 | 558.0866 | 5.1205 | 8416.5731 | 0 | 4364.5945 | 11714.2371 | 0 | 429.9435 | 8195.5171 | 124.0809 | 160.1783 | 0 | 0.22083 | 0.029177 | 0.012322 | 0.00011305 | 0.18583 | 0 | 0.096366 | 0.25864 | 0 | 0.0094928 | 0.18095 | 0.0027396 | 0.0035366 | 0
Na h-Eileanan Siar | S12000013 | 2050 | LW | domestic | 935.0908 | 161.0593 | 48.6369 | 0.52619 | 525.5249 | 0 | 1468.3126 | 776.6482 | 0 | 76.0814 | 624.0359 | 11.6658 | 25.3592 | 0 | 0.20097 | 0.034615 | 0.010453 | 0.00011309 | 0.11294 | 0 | 0.31557 | 0.16692 | 0 | 0.016351 | 0.13412 | 0.0025072 | 0.0054501 | 0
Neath Port Talbot | W06000012 | 2050 | LW | domestic | 12871.055 | 914.0993 | 1315.2035 | 1.2784 | 12852.3679 | 265.7084 | 1393.8397 | 17399.7529 | 0 | 873.642 | 12627.8614 | 1602.9581 | 1789.9935 | 0 | 0.2014 | 0.014303 | 0.02058 | 2e-05 | 0.20111 | 0.0041577 | 0.02181 | 0.27226 | 0 | 0.01367 | 0.1976 | 0.025082 | 0.028009 | 0
New Forest | E07000091 | 2050 | LW | domestic | 16105.9207 | 3038.9716 | 1409.1863 | 0.80112 | 13222.9118 | 378.6695 | 3612.9412 | 18774.595 | 0.10079 | 911.8131 | 12287.5175 | 10677.4221 | 12872.4775 | 1.58e-05 | 0.17264 | 0.032574 | 0.015105 | 8.59e-06 | 0.14173 | 0.0040589 | 0.038727 | 0.20124 | 1.08e-06 | 0.0097736 | 0.13171 | 0.11445 | 0.13798 | 1.7e-10
Newark and Sherwood | E07000175 | 2050 | LW | domestic | 10159.2971 | 2018.1847 | 1002.3278 | 0.31467 | 8192.1341 | 295.6825 | 1923.641 | 11992.4096 | 0.071051 | 675.5688 | 7859.0916 | 6777.4866 | 7856.4977 | 1.17e-05 | 0.17292 | 0.03435 | 0.01706 | 5.36e-06 | 0.13943 | 0.0050327 | 0.032741 | 0.20412 | 1.21e-06 | 0.011499 | 0.13377 | 0.11536 | 0.13372 | 2e-10
Newcastle upon Tyne | E08000021 | 2050 | LW | domestic | 29274.16 | 4636.1372 | 1699.6976 | 5.0061 | 27142.0788 | 1682.0163 | 7921.4779 | 34975.6226 | 0 | 1113.9868 | 23875.4642 | 4046.1324 | 5088.1823 | 0 | 0.20694 | 0.032773 | 0.012015 | 3.54e-05 | 0.19187 | 0.01189 | 0.055998 | 0.24725 | 0 | 0.0078749 | 0.16878 | 0.028603 | 0.035969 | 0
Newcastle-under-Lyme | E07000195 | 2050 | LW | domestic | 10612.9279 | 1908.6921 | 886.0432 | 0.48182 | 8793.3781 | 251.8651 | 2029.27 | 12528.6768 | 0.081168 | 513.7222 | 8205.7762 | 7196.5213 | 8341.1626 | 1.17e-05 | 0.17322 | 0.031153 | 0.014462 | 7.86e-06 | 0.14352 | 0.0041108 | 0.033121 | 0.20449 | 1.32e-06 | 0.0083848 | 0.13393 | 0.11746 | 0.13614 | 1.92e-10
Newham | E09000025 | 2050 | LW | domestic | 23028.3514 | 4300.0306 | 1765.9858 | 2.8648 | 21715.499 | 1207.2317 | 4372.8172 | 26574.9995 | 0.57849 | 982.9768 | 17520.6613 | 16427.6644 | 20389.6335 | 6.8e-05 | 0.16652 | 0.031094 | 0.01277 | 2.07e-05 | 0.15703 | 0.0087298 | 0.031621 | 0.19217 | 4.18e-06 | 0.0071081 | 0.1267 | 0.11879 | 0.14744 | 4.92e-10
Newport | W06000022 | 2050 | LW | domestic | 13387.5054 | 862.731 | 1170.9313 | 2.745 | 13879.867 | 547.1343 | 1744.683 | 17908.3689 | 0 | 786.4003 | 13073.7711 | 1703.3143 | 1984.4678 | 0 | 0.19966 | 0.012867 | 0.017463 | 4.09e-05 | 0.207 | 0.0081599 | 0.02602 | 0.26708 | 0 | 0.011728 | 0.19498 | 0.025403 | 0.029596 | 0
North Ayrshire | S12000021 | 2050 | LW | domestic | 18643.6381 | 2420.6027 | 1047.3794 | 9.3661 | 15973.5515 | 0 | 6911.5094 | 22204.8309 | 0 | 761.1205 | 15441.6836 | 227.0437 | 280.9523 | 0 | 0.22216 | 0.028844 | 0.01248 | 0.0001116 | 0.19034 | 0 | 0.082357 | 0.26459 | 0 | 0.0090694 | 0.184 | 0.0027054 | 0.0033478 | 0
North Devon | E07000043 | 2050 | LW | domestic | 10515.601 | 2167.3634 | 1079.3281 | 0.37339 | 8620.2909 | 994.778 | 3466.4913 | 12302.1466 | 0.0059709 | 889.1458 | 8261.0872 | 1915.6488 | 2379.9604 | 1.44e-06 | 0.19995 | 0.041211 | 0.020523 | 7.1e-06 | 0.16391 | 0.018915 | 0.065913 | 0.23392 | 1.14e-07 | 0.016906 | 0.15708 | 0.036425 | 0.045253 | 2.73e-11
North East Derbyshire | E07000038 | 2050 | LW | domestic | 8703.6821 | 1563.7263 | 759.7208 | 0.36738 | 7250.828 | 93.229 | 1523.8296 | 10397.302 | 0.041939 | 448.9263 | 6797.6264 | 5870.0161 | 6488.4675 | 6.67e-06 | 0.17443 | 0.031339 | 0.015226 | 7.36e-06 | 0.14531 | 0.0018684 | 0.030539 | 0.20837 | 8.41e-07 | 0.0089969 | 0.13623 | 0.11764 | 0.13004 | 1.34e-10
North East Lincolnshire | E06000012 | 2050 | LW | domestic | 14839.4927 | 2521.2722 | 945.1003 | 0.82552 | 12591.2764 | 492.0307 | 2825.1697 | 17789.9456 | 0 | 585.2654 | 11903.6005 | 7470.4842 | 8643.8998 | 0 | 0.18409 | 0.031278 | 0.011725 | 1.02e-05 | 0.1562 | 0.006104 | 0.035048 | 0.2207 | 0 | 0.0072606 | 0.14767 | 0.092676 | 0.10723 | 0
North Hertfordshire | E07000099 | 2050 | LW | domestic | 10736.4041 | 2120.3797 | 901.3754 | 0.62459 | 8786.7089 | 648.497 | 2574.5419 | 12290.5893 | 0.074556 | 614.5069 | 8087.7311 | 7067.1698 | 9135.3977 | 9.98e-06 | 0.17052 | 0.033676 | 0.014316 | 9.92e-06 | 0.13955 | 0.010299 | 0.040889 | 0.1952 | 1.18e-06 | 0.0097597 | 0.12845 | 0.11224 | 0.14509 | 1.59e-10
North Kesteven | E07000139 | 2050 | LW | domestic | 9390.5824 | 2090.407 | 1092.2582 | 0.29312 | 7526.6068 | 278.2128 | 1888.1426 | 11039.2658 | 0.038651 | 843.3914 | 7233.6324 | 6031.6646 | 7061.5034 | 8.49e-06 | 0.17238 | 0.038373 | 0.02005 | 5.38e-06 | 0.13816 | 0.0051071 | 0.03466 | 0.20264 | 7.1e-07 | 0.015482 | 0.13279 | 0.11072 | 0.12963 | 1.56e-10
North Lanarkshire | S12000050 | 2050 | LW | domestic | 44805.6766 | 5782.5414 | 2531.7661 | 21.9997 | 38588.8161 | 0 | 15538.0391 | 53688.7471 | 0 | 1797.3084 | 37255.7554 | 544.8739 | 663.7174 | 0 | 0.22267 | 0.028738 | 0.012582 | 0.00010933 | 0.19177 | 0 | 0.077219 | 0.26682 | 0 | 0.0089321 | 0.18515 | 0.0027079 | 0.0032985 | 0
North Lincolnshire | E06000013 | 2050 | LW | domestic | 15242.0907 | 2816.0104 | 1170.9162 | 0.79903 | 12935.0952 | 352.8643 | 2752.8611 | 18302.7971 | 0 | 825.1353 | 12209.4551 | 8120.3853 | 9255.2369 | 0 | 0.18149 | 0.03353 | 0.013942 | 9.51e-06 | 0.15402 | 0.0042016 | 0.032779 | 0.21793 | 0 | 0.009825 | 0.14538 | 0.09669 | 0.1102 | 0
North Norfolk | E07000147 | 2050 | LW | domestic | 10148.7378 | 2836.0351 | 1461.7993 | 0.47078 | 7889.6676 | 734.6326 | 2958.7826 | 11344.6116 | 0.039408 | 1369.6278 | 7473.1204 | 5997.3224 | 8294.1009 | 1.33e-05 | 0.16772 | 0.04687 | 0.024158 | 7.78e-06 | 0.13039 | 0.012141 | 0.048898 | 0.18749 | 6.51e-07 | 0.022635 | 0.1235 | 0.099115 | 0.13707 | 2.2e-10
North Somerset | E06000024 | 2050 | LW | domestic | 23756.7769 | 3837.2945 | 1854.0278 | 0.95764 | 20223.259 | 1198.8883 | 6070.8818 | 28496.1059 | 0.015146 | 1137.8863 | 19072.756 | 4714.4588 | 5468.0415 | 1.62e-06 | 0.2051 | 0.033128 | 0.016006 | 8.27e-06 | 0.17459 | 0.01035 | 0.052411 | 0.24601 | 1.31e-07 | 0.0098236 | 0.16466 | 0.040701 | 0.047207 | 1.4e-11
North Tyneside | E08000022 | 2050 | LW | domestic | 22798.5381 | 3272.1 | 1360.1116 | 2.1196 | 20167.565 | 477.5415 | 5042.9439 | 27744.4028 | 0 | 746.3128 | 18848.7971 | 3138.2244 | 3637.7216 | 0 | 0.2126 | 0.030513 | 0.012683 | 1.98e-05 | 0.18807 | 0.0044532 | 0.047026 | 0.25872 | 0 | 0.0069595 | 0.17577 | 0.029265 | 0.033922 | 0
North Warwickshire | E07000218 | 2050 | LW | domestic | 5395.9119 | 1028.9292 | 477.3086 | 0.2207 | 4359.8534 | 153.8001 | 1205.6154 | 6293.5217 | 0.026349 | 314.4156 | 4120.5925 | 3557.8603 | 4291.2412 | 4.51e-06 | 0.17295 | 0.032979 | 0.015299 | 7.07e-06 | 0.13974 | 0.0049296 | 0.038642 | 0.20172 | 8.45e-07 | 0.010078 | 0.13207 | 0.11404 | 0.13754 | 1.45e-10
North West Leicestershire | E07000134 | 2050 | LW | domestic | 8153.926 | 1612.0792 | 778.2929 | 0.36029 | 6682.6252 | 227.6149 | 1663.9471 | 9580.6646 | 0.039256 | 532.3438 | 6276.5997 | 5370.7349 | 6302.6431 | 6.82e-06 | 0.17282 | 0.034167 | 0.016496 | 7.64e-06 | 0.14164 | 0.0048242 | 0.035267 | 0.20306 | 8.32e-07 | 0.011283 | 0.13303 | 0.11383 | 0.13358 | 1.45e-10
Northampton | E07000154 | 2050 | LW | domestic | 18940.2093 | 3276.199 | 1415.3234 | 0.94771 | 15641.326 | 592.1992 | 3976.4844 | 22103.6717 | 0.19138 | 745.1364 | 14490.1379 | 12956.7482 | 15715.0652 | 2.54e-05 | 0.17241 | 0.029823 | 0.012884 | 8.63e-06 | 0.14238 | 0.0053908 | 0.036198 | 0.20121 | 1.74e-06 | 0.006783 | 0.1319 | 0.11795 | 0.14305 | 2.31e-10
Northumberland | E06000057 | 2050 | LW | domestic | 34574.794 | 6251.2065 | 2983.105 | 2.4753 | 29743.6825 | 1507.3408 | 8180.6066 | 41790.0482 | 0 | 2252.6152 | 28437.8478 | 4297.7412 | 5089.2616 | 0 | 0.2094 | 0.037861 | 0.018067 | 1.5e-05 | 0.18014 | 0.0091293 | 0.049546 | 0.2531 | 0 | 0.013643 | 0.17224 | 0.026029 | 0.030823 | 0
Norwich | E07000148 | 2050 | LW | domestic | 14032.6245 | 2562.8092 | 1058.8758 | 1.1971 | 12305.2492 | 701.5289 | 2826.5032 | 16256.4644 | 0.19601 | 597.4724 | 10697.8402 | 9692.5355 | 12025.5182 | 2.58e-05 | 0.16956 | 0.030967 | 0.012795 | 1.45e-05 | 0.14869 | 0.0084768 | 0.034154 | 0.19643 | 2.37e-06 | 0.0072194 | 0.12927 | 0.11712 | 0.14531 | 3.12e-10
Nottingham | E06000018 | 2050 | LW | domestic | 26410.1248 | 4916.9384 | 1896.4355 | 2.6591 | 23545.8763 | 1645.572 | 5644.5789 | 30277.6412 | 0.33876 | 1112.8266 | 19965.8082 | 18073.5471 | 23421.3242 | 3.73e-05 | 0.16831 | 0.031335 | 0.012086 | 1.69e-05 | 0.15006 | 0.010487 | 0.035973 | 0.19296 | 2.16e-06 | 0.007092 | 0.12724 | 0.11518 | 0.14926 | 2.37e-10
Nuneaton and Bedworth | E07000219 | 2050 | LW | domestic | 10419.3049 | 1805.1276 | 789.8559 | 0.6604 | 8824.3653 | 219.3399 | 2194.9884 | 12197.8626 | 0.088158 | 430.412 | 7984.9144 | 7082.2159 | 8412.1418 | 1.16e-05 | 0.17262 | 0.029905 | 0.013085 | 1.09e-05 | 0.14619 | 0.0036338 | 0.036364 | 0.20208 | 1.46e-06 | 0.0071306 | 0.13229 | 0.11733 | 0.13936 | 1.92e-10
Oadby and Wigston | E07000135 | 2050 | LW | domestic | 4337.0825 | 733.984 | 335.1725 | 0.1855 | 3586.5683 | 74.9235 | 827.1412 | 5129.5229 | 0.040016 | 170.7565 | 3356.4128 | 2982.0732 | 3431.4935 | 5.6e-06 | 0.17372 | 0.0294 | 0.013426 | 7.43e-06 | 0.14366 | 0.0030011 | 0.033132 | 0.20547 | 1.6e-06 | 0.0068397 | 0.13444 | 0.11945 | 0.13745 | 2.24e-10
Oldham | E08000004 | 2050 | LW | domestic | 20060.3574 | 3386.124 | 1244.307 | 2.5789 | 18602.4009 | 385.8766 | 3657.5069 | 24104.6589 | 0 | 796.2241 | 16126.8688 | 9736.0923 | 10993.0873 | 0 | 0.18388 | 0.031038 | 0.011406 | 2.36e-05 | 0.17051 | 0.003537 | 0.033526 | 0.22095 | 0 | 0.0072984 | 0.14782 | 0.089243 | 0.10077 | 0
Orkney Islands | S12000023 | 2050 | LW | domestic | 356.2294 | 81.9508 | 18.2761 | 0.16537 | 52.0222 | 0 | 1126.2346 | 125.8171 | 0 | 48.8638 | 161.867 | 4.5966 | 15.3699 | 0 | 0.17888 | 0.041153 | 0.0091776 | 8.3e-05 | 0.026124 | 0 | 0.56555 | 0.06318 | 0 | 0.024537 | 0.081283 | 0.0023082 | 0.0077182 | 0
Oxford | E07000178 | 2050 | LW | domestic | 13857.4196 | 2592.1893 | 1056.6423 | 0.90079 | 11578.7574 | 827.4682 | 3153.1025 | 15860.077 | 0.17557 | 631.3648 | 10442.1088 | 9434.9476 | 12296.0567 | 2.74e-05 | 0.16955 | 0.031716 | 0.012928 | 1.1e-05 | 0.14167 | 0.010124 | 0.038579 | 0.19405 | 2.15e-06 | 0.0077249 | 0.12776 | 0.11544 | 0.15045 | 3.35e-10
Pembrokeshire | W06000009 | 2050 | LW | domestic | 12035.6594 | 1911.3289 | 2047.9878 | 0.93457 | 11521.7145 | 833.4726 | 2539.1043 | 15728.9397 | 0 | 1838.9206 | 11591.4869 | 1422.682 | 1830.7036 | 0 | 0.19013 | 0.030193 | 0.032352 | 1.48e-05 | 0.18201 | 0.013166 | 0.04011 | 0.24847 | 0 | 0.02905 | 0.18311 | 0.022474 | 0.02892 | 0
Pendle | E07000122 | 2050 | LW | domestic | 9654.8025 | 1418.5297 | 604.0702 | 0.46942 | 8265.5549 | 427.4945 | 1839.0193 | 11811.3964 | 0 | 332.4389 | 8038.6148 | 1265.3408 | 1459.9237 | 0 | 0.21399 | 0.031441 | 0.013389 | 1.04e-05 | 0.1832 | 0.0094751 | 0.040761 | 0.26179 | 0 | 0.0073683 | 0.17817 | 0.028045 | 0.032358 | 0
Perth and Kinross | S12000048 | 2050 | LW | domestic | 15429.638 | 2056.6485 | 860.8004 | 7.8628 | 12852.5738 | 0 | 7234.5745 | 17921.6557 | 0 | 680.7991 | 12576.4359 | 188.052 | 247.4251 | 0 | 0.22025 | 0.029357 | 0.012287 | 0.00011223 | 0.18346 | 0 | 0.10327 | 0.25582 | 0 | 0.0097179 | 0.17952 | 0.0026843 | 0.0035318 | 0
Peterborough | E06000031 | 2050 | LW | domestic | 15711.633 | 2803.0405 | 1231.1567 | 0.88364 | 13186.469 | 558.6928 | 3080.7064 | 18418.345 | 0.1518 | 687.7768 | 12087.2576 | 10719.5634 | 12774.3431 | 1.49e-05 | 0.17216 | 0.030715 | 0.013491 | 9.68e-06 | 0.14449 | 0.006122 | 0.033757 | 0.20182 | 1.66e-06 | 0.0075365 | 0.13245 | 0.11746 | 0.13998 | 1.64e-10
Plymouth | E06000026 | 2050 | LW | domestic | 28492.9454 | 4275.2498 | 1976.6929 | 1.0674 | 24129.9562 | 1411.2276 | 7108.8622 | 34200.4027 | 0.020764 | 1037.3468 | 22872.2562 | 6321.5611 | 7387.7976 | 1.5e-06 | 0.20467 | 0.03071 | 0.014199 | 7.67e-06 | 0.17333 | 0.010137 | 0.051064 | 0.24567 | 1.49e-07 | 0.0074514 | 0.16429 | 0.045408 | 0.053067 | 1.08e-11
Portsmouth | E06000044 | 2050 | LW | domestic | 23500.0647 | 3846.1203 | 1642.2363 | 1.4743 | 20491.657 | 1959.5142 | 6399.9651 | 27783.6937 | 0.018615 | 995.0623 | 18634.7294 | 5705.6449 | 6931.7828 | 1.53e-06 | 0.19934 | 0.032624 | 0.01393 | 1.25e-05 | 0.17382 | 0.016621 | 0.054287 | 0.23567 | 1.58e-07 | 0.0084405 | 0.15807 | 0.048397 | 0.058798 | 1.3e-11
Powys | W06000023 | 2050 | LW | domestic | 11833.6774 | 2262.2047 | 2376.6479 | 0.76402 | 11210.75 | 721.6732 | 2758.8141 | 15397.933 | 0 | 2196.7481 | 11356.7242 | 1358.4038 | 1767.2158 | 0 | 0.18712 | 0.035771 | 0.03758 | 1.21e-05 | 0.17727 | 0.011411 | 0.043623 | 0.24348 | 0 | 0.034736 | 0.17958 | 0.02148 | 0.027944 | 0
Preston | E07000123 | 2050 | LW | domestic | 14243.3511 | 2223.1531 | 864.6058 | 1.1685 | 12325.7197 | 981.2958 | 3574.8875 | 17123.2481 | 0 | 529.3198 | 11690.4115 | 1944.4994 | 2429.277 | 0 | 0.20967 | 0.032727 | 0.012728 | 1.72e-05 | 0.18144 | 0.014445 | 0.052625 | 0.25207 | 0 | 0.007792 | 0.17209 | 0.028625 | 0.035761 | 0
Reading | E06000038 | 2050 | LW | domestic | 13789.0321 | 2670.383 | 998.7997 | 1.063 | 11525.5986 | 1133.3759 | 3510.2233 | 15467.4933 | 0.17671 | 635.7436 | 10217.5123 | 9281.7599 | 13008.244 | 2.29e-05 | 0.16767 | 0.032471 | 0.012145 | 1.29e-05 | 0.14015 | 0.013781 | 0.042683 | 0.18808 | 2.15e-06 | 0.0077304 | 0.12424 | 0.11286 | 0.15818 | 2.78e-10
Redbridge | E09000026 | 2050 | LW | domestic | 20745.9132 | 3683.6132 | 1600.6298 | 1.3147 | 17578.6545 | 680.8264 | 4368.4112 | 24077.1011 | 0.31582 | 870.283 | 15791.4775 | 14374.7946 | 17691.1945 | 4.57e-05 | 0.1708 | 0.030327 | 0.013178 | 1.08e-05 | 0.14472 | 0.0056051 | 0.035965 | 0.19822 | 2.6e-06 | 0.0071649 | 0.13001 | 0.11835 | 0.14565 | 3.76e-10
Redcar and Cleveland | E06000003 | 2050 | LW | domestic | 14979.6807 | 2219.5642 | 948.9223 | 0.84737 | 12842.9833 | 542.7778 | 3237.1105 | 18242.5602 | 0 | 542.5961 | 12407.9412 | 1970.3387 | 2303.373 | 0 | 0.21327 | 0.0316 | 0.01351 | 1.21e-05 | 0.18285 | 0.0077276 | 0.046087 | 0.25972 | 0 | 0.007725 | 0.17665 | 0.028052 | 0.032794 | 0
Redditch | E07000236 | 2050 | LW | domestic | 7682.5055 | 1328.067 | 606.129 | 0.33521 | 6358.7386 | 174.8184 | 1445.8696 | 9078.6561 | 0.068457 | 321.3715 | 5945.7825 | 5266.1839 | 6092.5822 | 1.02e-05 | 0.17342 | 0.029978 | 0.013682 | 7.57e-06 | 0.14353 | 0.0039461 | 0.032637 | 0.20493 | 1.55e-06 | 0.0072543 | 0.13421 | 0.11887 | 0.13753 | 2.31e-10
Reigate and Banstead | E07000211 | 2050 | LW | domestic | 12147.6307 | 2108.7676 | 906.914 | 0.64409 | 10090.6745 | 367.9191 | 2547.2558 | 14206.7828 | 0.093818 | 490.2719 | 9310.7836 | 8246.0301 | 9896.8853 | 1.03e-05 | 0.17275 | 0.029988 | 0.012897 | 9.16e-06 | 0.1435 | 0.005232 | 0.036223 | 0.20203 | 1.33e-06 | 0.0069719 | 0.1324 | 0.11726 | 0.14074 | 1.47e-10
Renfrewshire | S12000038 | 2050 | LW | domestic | 25081.4082 | 3243.5249 | 1416.2924 | 12.3371 | 21557.3457 | 0 | 8884.0655 | 29997.8304 | 0 | 1012.2894 | 20829.9776 | 306.3724 | 374.9296 | 0 | 0.22252 | 0.028776 | 0.012565 | 0.00010945 | 0.19125 | 0 | 0.078818 | 0.26614 | 0 | 0.0089809 | 0.1848 | 0.0027181 | 0.0033263 | 0
Rhondda Cynon Taf | W06000016 | 2050 | LW | domestic | 22311.4206 | 1413.9057 | 2127.9713 | 1.6092 | 21985.2166 | 426.1564 | 2537.9453 | 30146.141 | 0 | 1352.8559 | 21872.9712 | 2787.8972 | 3117.2675 | 0 | 0.20268 | 0.012844 | 0.019331 | 1.46e-05 | 0.19972 | 0.0038713 | 0.023055 | 0.27385 | 0 | 0.01229 | 0.1987 | 0.025326 | 0.028318 | 0
Ribble Valley | E07000124 | 2050 | LW | domestic | 6208.627 | 1050.4382 | 495.304 | 0.3444 | 5304.9407 | 243.261 | 1333.2402 | 7554.723 | 0 | 346.8805 | 5137.6845 | 759.0469 | 879.726 | 0 | 0.2118 | 0.035834 | 0.016896 | 1.17e-05 | 0.18097 | 0.0082984 | 0.045481 | 0.25772 | 0 | 0.011833 | 0.17526 | 0.025893 | 0.03001 | 0
Richmond upon Thames | E09000027 | 2050 | LW | domestic | 18163.0038 | 3264.2059 | 1393.6829 | 1.2429 | 15620.4282 | 886.4455 | 3346.6785 | 21260.4523 | 0.23484 | 754.8259 | 13988.7061 | 12575.8282 | 15066.2174 | 3.17e-05 | 0.17083 | 0.030701 | 0.013108 | 1.17e-05 | 0.14692 | 0.0083374 | 0.031477 | 0.19996 | 2.21e-06 | 0.0070994 | 0.13157 | 0.11828 | 0.1417 | 2.98e-10
Richmondshire | E07000166 | 2050 | LW | domestic | 4339.0434 | 1151.3392 | 565.7988 | 0.32983 | 3673.9408 | 170.0186 | 1055.6924 | 5045.9929 | 0 | 539.7912 | 3374.7803 | 2215.6182 | 2807.8176 | 0 | 0.17398 | 0.046164 | 0.022686 | 1.32e-05 | 0.14731 | 0.0068171 | 0.042329 | 0.20232 | 0 | 0.021643 | 0.13532 | 0.088837 | 0.11258 | 0
Rochdale | E08000005 | 2050 | LW | domestic | 18975.1703 | 3110.815 | 1162.1763 | 1.1523 | 16208.85 | 411.4464 | 3746.4485 | 22762.9078 | 0 | 689.5994 | 15217.2879 | 9347.869 | 10756.0804 | 0 | 0.18532 | 0.030382 | 0.011351 | 1.13e-05 | 0.15831 | 0.0040184 | 0.03659 | 0.22232 | 0 | 0.006735 | 0.14862 | 0.091297 | 0.10505 | 0
Rochford | E07000075 | 2050 | LW | domestic | 6616.8421 | 1187.8776 | 523.3611 | 0.41281 | 5589.6922 | 183.4935 | 1367.2882 | 7754.7925 | 0.039307 | 307.8052 | 5081.5078 | 4445.6179 | 5273.6045 | 5.32e-06 | 0.17262 | 0.030989 | 0.013653 | 1.08e-05 | 0.14582 | 0.0047869 | 0.035669 | 0.2023 | 1.03e-06 | 0.0080299 | 0.13256 | 0.11598 | 0.13758 | 1.39e-10
Rossendale | E07000125 | 2050 | LW | domestic | 7771.89 | 1124.0486 | 476.6889 | 0.50691 | 6730.7948 | 240.4792 | 1606.7776 | 9492.8789 | 0 | 262.4449 | 6453.2536 | 996.6658 | 1145.6301 | 0 | 0.21409 | 0.030964 | 0.013131 | 1.4e-05 | 0.18541 | 0.0066244 | 0.044261 | 0.2615 | 0 | 0.0072295 | 0.17777 | 0.027455 | 0.031558 | 0
Rother | E07000064 | 2050 | LW | domestic | 11468.5583 | 2121.8861 | 1026.8228 | 0.58081 | 9770.6681 | 770.5873 | 3574.7805 | 13529.367 | 0.0067794 | 769.0186 | 9067.8233 | 2146.1521 | 2600.3052 | 1.14e-06 | 0.20175 | 0.037327 | 0.018063 | 1.02e-05 | 0.17188 | 0.013556 | 0.062885 | 0.238 | 1.19e-07 | 0.013528 | 0.15951 | 0.037753 | 0.045743 | 2.01e-11
Rotherham | E08000018 | 2050 | LW | domestic | 23579.6658 | 3911.6304 | 1525.9857 | 1.4856 | 20376.1098 | 345.9789 | 4107.681 | 28478.3564 | 0 | 918.5923 | 18993.6504 | 12201.1061 | 13580.1883 | 0 | 0.18419 | 0.030555 | 0.01192 | 1.16e-05 | 0.15916 | 0.0027025 | 0.032086 | 0.22245 | 0 | 0.0071754 | 0.14836 | 0.095306 | 0.10608 | 0
Rugby | E07000220 | 2050 | LW | domestic | 8587.3018 | 1563.8569 | 684.7219 | 0.34385 | 6876.9399 | 303.7509 | 2010.0369 | 9942.8459 | 0.060316 | 413.4662 | 6515.9205 | 5731.2741 | 7125.5018 | 7.61e-06 | 0.17259 | 0.031431 | 0.013762 | 6.91e-06 | 0.13821 | 0.0061048 | 0.040398 | 0.19983 | 1.21e-06 | 0.0083099 | 0.13096 | 0.11519 | 0.14321 | 1.53e-10
Runnymede | E07000212 | 2050 | LW | domestic | 7286.6071 | 1337.9998 | 570.9141 | 0.28354 | 5784.7275 | 333.1943 | 1764.0658 | 8376.4654 | 0.060962 | 345.7124 | 5496.9199 | 4873.8022 | 6220.1825 | 8.61e-06 | 0.17189 | 0.031563 | 0.013468 | 6.69e-06 | 0.13646 | 0.00786 | 0.041614 | 0.1976 | 1.44e-06 | 0.0081553 | 0.12967 | 0.11497 | 0.14673 | 2.03e-10
Rushcliffe | E07000176 | 2050 | LW | domestic | 9617.8728 | 1719.8072 | 808.4089 | 0.33917 | 7839.2504 | 202.1884 | 1821.8226 | 11392.8331 | 0.057032 | 468.9735 | 7456.764 | 6488.8241 | 7440.4094 | 7.39e-06 | 0.17406 | 0.031123 | 0.01463 | 6.14e-06 | 0.14187 | 0.003659 | 0.03297 | 0.20618 | 1.03e-06 | 0.008487 | 0.13495 | 0.11743 | 0.13465 | 1.34e-10
Rushmoor | E07000092 | 2050 | LW | domestic | 7636.9581 | 1358.6485 | 554.9265 | 0.4321 | 6280.0891 | 358.5659 | 1776.74 | 8793.867 | 0.073317 | 309.872 | 5776.1931 | 5167.4286 | 6555.2216 | 8.54e-06 | 0.17135 | 0.030484 | 0.012451 | 9.7e-06 | 0.14091 | 0.0080452 | 0.039865 | 0.19731 | 1.65e-06 | 0.0069526 | 0.1296 | 0.11594 | 0.14708 | 1.92e-10
Rutland | E06000017 | 2050 | LW | domestic | 3297.4626 | 683.2387 | 334.6553 | 0.15188 | 2691.2265 | 88.3675 | 726.4803 | 3854.8072 | 0.010207 | 246.0635 | 2523.9922 | 2129.2613 | 2531.5873 | 1.91e-06 | 0.17258 | 0.035758 | 0.017515 | 7.95e-06 | 0.14085 | 0.0046248 | 0.038021 | 0.20175 | 5.34e-07 | 0.012878 | 0.1321 | 0.11144 | 0.13249 | 1e-10
Ryedale | E07000167 | 2050 | LW | domestic | 5035.4927 | 1375.9789 | 694.0761 | 0.26095 | 4125.2824 | 213.2033 | 1225.564 | 5857.2363 | 0 | 664.7066 | 3917.1872 | 2570.704 | 3264.6597 | 0 | 0.17397 | 0.047539 | 0.02398 | 9.02e-06 | 0.14252 | 0.007366 | 0.042342 | 0.20236 | 0 | 0.022965 | 0.13534 | 0.088815 | 0.11279 | 0
Salford | E08000006 | 2050 | LW | domestic | 26419.7824 | 4865.5488 | 1475.9991 | 2.3385 | 22361.6148 | 5644.3596 | 7489.8621 | 30921.8458 | 0 | 1074.7479 | 21443.8018 | 3648.633 | 5376.865 | 0 | 0.2021 | 0.03722 | 0.011291 | 1.79e-05 | 0.17106 | 0.043177 | 0.057295 | 0.23654 | 0 | 0.0082214 | 0.16404 | 0.027911 | 0.041131 | 0
Sandwell | E08000028 | 2050 | LW | domestic | 25428.714 | 4451.3019 | 1931.6204 | 1.0058 | 20567.0555 | 981.6182 | 5382.1465 | 29601.6429 | 0.28474 | 1026.6183 | 19422.7564 | 17430.863 | 21372.7324 | 3.94e-05 | 0.17228 | 0.030158 | 0.013087 | 6.81e-06 | 0.13934 | 0.0066506 | 0.036465 | 0.20056 | 1.93e-06 | 0.0069555 | 0.13159 | 0.1181 | 0.1448 | 2.67e-10
Scarborough | E07000168 | 2050 | LW | domestic | 13030.9878 | 2554.909 | 996.4973 | 0.63773 | 10713.9619 | 699.7026 | 3142.9063 | 15298.4179 | 0 | 767.5761 | 10266.123 | 6495.4938 | 8127.8106 | 0 | 0.18075 | 0.035438 | 0.013822 | 8.85e-06 | 0.14861 | 0.0097053 | 0.043594 | 0.2122 | 0 | 0.010647 | 0.1424 | 0.090096 | 0.11274 | 0
Scottish Borders | S12000026 | 2050 | LW | domestic | 12256.9719 | 1637.2024 | 684.7771 | 6.204 | 10182.3048 | 0 | 5832.6152 | 14211.0574 | 0 | 544.2455 | 9979.0909 | 149.41 | 197.414 | 0 | 0.22013 | 0.029403 | 0.012298 | 0.00011142 | 0.18287 | 0 | 0.10475 | 0.25522 | 0 | 0.0097743 | 0.17922 | 0.0026833 | 0.0035454 | 0
Sedgemoor | E07000188 | 2050 | LW | domestic | 12285.581 | 2437.9807 | 1249.0834 | 0.42863 | 10103.6788 | 721.2874 | 4147.8914 | 14437.17 | 0.0070424 | 1001.3992 | 9660.525 | 2250.5897 | 2761.0311 | 1.64e-06 | 0.20122 | 0.03993 | 0.020458 | 7.02e-06 | 0.16548 | 0.011813 | 0.067935 | 0.23646 | 1.15e-07 | 0.016401 | 0.15822 | 0.036861 | 0.045221 | 2.68e-11
Sefton | E08000014 | 2050 | LW | domestic | 32079.9117 | 4882.8062 | 1959.2192 | 2.5138 | 27953.5263 | 1938.163 | 6824.8229 | 38917.8361 | 0 | 1137.9156 | 26542.1893 | 4420.4673 | 5298.6001 | 0 | 0.21111 | 0.032133 | 0.012893 | 1.65e-05 | 0.18396 | 0.012755 | 0.044913 | 0.25611 | 0 | 0.0074884 | 0.17467 | 0.02909 | 0.034869 | 0
Selby | E07000169 | 2050 | LW | domestic | 7947.7176 | 1730.6193 | 786.1031 | 0.34518 | 6537.5093 | 250.806 | 1742.052 | 9389.9677 | 0 | 659.1151 | 6267.8021 | 4195.7803 | 5051.0868 | 0 | 0.17836 | 0.038839 | 0.017642 | 7.75e-06 | 0.14672 | 0.0056286 | 0.039095 | 0.21073 | 0 | 0.014792 | 0.14066 | 0.094163 | 0.11336 | 0
Sevenoaks | E07000111 | 2050 | LW | domestic | 9737.6728 | 1909.1243 | 913.1182 | 0.41235 | 7927.9713 | 275.6552 | 2061.0602 | 11403.3869 | 0.051577 | 619.0372 | 7469.4138 | 6418.1415 | 7621.2385 | 8.71e-06 | 0.17279 | 0.033876 | 0.016203 | 7.32e-06 | 0.14068 | 0.0048913 | 0.036572 | 0.20234 | 9.15e-07 | 0.010984 | 0.13254 | 0.11389 | 0.13523 | 1.55e-10
Sheffield | E08000019 | 2050 | LW | domestic | 49175.8106 | 8976.5988 | 3017.9547 | 5.6958 | 44514.0659 | 3261.6981 | 9687.0491 | 58317.3575 | 0 | 2095.0433 | 39259.11 | 24229.0484 | 29285.4397 | 0 | 0.18091 | 0.033023 | 0.011103 | 2.1e-05 | 0.16376 | 0.011999 | 0.035637 | 0.21454 | 0 | 0.0077073 | 0.14443 | 0.089135 | 0.10774 | 0
Shetland Islands | S12000027 | 2050 | LW | domestic | 423.5889 | 97.1706 | 20.4303 | 0.24556 | 67.7352 | 0 | 1342.9363 | 148.2557 | 0 | 57.6915 | 191.836 | 5.4634 | 18.3105 | 0 | 0.17845 | 0.040937 | 0.0086071 | 0.00010345 | 0.028536 | 0 | 0.56577 | 0.062459 | 0 | 0.024305 | 0.080819 | 0.0023017 | 0.007714 | 0
Shropshire | E06000051 | 2050 | LW | domestic | 26825.6575 | 6502.5403 | 3352.2839 | 1.1057 | 21431.9056 | 1284.4852 | 6219.1883 | 30916.5769 | 0.14302 | 2800.676 | 20308.9263 | 16833.255 | 21144.151 | 3.5e-05 | 0.17019 | 0.041254 | 0.021268 | 7.01e-06 | 0.13597 | 0.0081492 | 0.039457 | 0.19615 | 9.07e-07 | 0.017768 | 0.12885 | 0.1068 | 0.13415 | 2.22e-10
Slough | E06000039 | 2050 | LW | domestic | 10063.1351 | 1909.6881 | 738.9274 | 0.42308 | 7925.8353 | 845.7932 | 2492.1554 | 11350.3069 | 0.13797 | 442.743 | 7495.8673 | 6838.4615 | 9464.9335 | 1.91e-05 | 0.16893 | 0.032059 | 0.012405 | 7.1e-06 | 0.13305 | 0.014199 | 0.041837 | 0.19054 | 2.32e-06 | 0.0074325 | 0.12584 | 0.1148 | 0.15889 | 3.2e-10
Solihull | E08000029 | 2050 | LW | domestic | 17187.6096 | 3024.3127 | 1342.52 | 0.69629 | 13912.4422 | 482.995 | 3754.897 | 20047.9692 | 0.14836 | 749.7205 | 13129.9815 | 11638.9632 | 14095.3932 | 2.06e-05 | 0.17297 | 0.030436 | 0.013511 | 7.01e-06 | 0.14001 | 0.0048607 | 0.037788 | 0.20176 | 1.49e-06 | 0.0075449 | 0.13214 | 0.11713 | 0.14185 | 2.08e-10
Somerset West and Taunton | E07000246 | 2050 | LW | domestic | 15960.1823 | 3115.529 | 1572.9676 | 0.49563 | 13037.9825 | 1102.2435 | 5269.9122 | 18764.8706 | 0.009229 | 1237.1005 | 12569.0136 | 2943.3345 | 3612.4333 | 1.99e-06 | 0.20155 | 0.039344 | 0.019864 | 6.26e-06 | 0.16465 | 0.01392 | 0.066551 | 0.23697 | 1.17e-07 | 0.015623 | 0.15873 | 0.03717 | 0.04562 | 2.51e-11
South Ayrshire | S12000028 | 2050 | LW | domestic | 14771.0267 | 1921.7054 | 834.6399 | 7.2163 | 12609.6509 | 0 | 5545.0045 | 17572.7902 | 0 | 607.3994 | 12225.5381 | 179.681 | 222.9855 | 0 | 0.22213 | 0.028899 | 0.012551 | 0.00010852 | 0.18963 | 0 | 0.083386 | 0.26426 | 0 | 0.0091342 | 0.18385 | 0.0027021 | 0.0033533 | 0
South Bucks District | E07000006 | 2050 | LW | domestic | 5828.9011 | 1042.1193 | 467.327 | 0.39532 | 5018.7483 | 136.9771 | 1094.0095 | 6893.1366 | 0.030488 | 272.8166 | 4515.9326 | 3929.2796 | 4495.8159 | 3.67e-06 | 0.17299 | 0.030928 | 0.013869 | 1.17e-05 | 0.14894 | 0.0040651 | 0.032468 | 0.20457 | 9.05e-07 | 0.0080965 | 0.13402 | 0.11661 | 0.13342 | 1.09e-10
South Cambridgeshire | E07000012 | 2050 | LW | domestic | 12408.1858 | 2771.2552 | 1390.2368 | 0.43748 | 9863.2125 | 501.128 | 2827.1526 | 14408.3892 | 0.041978 | 1093.9985 | 9450.957 | 7884.9493 | 9609.4138 | 9.61e-06 | 0.17184 | 0.038378 | 0.019253 | 6.06e-06 | 0.13659 | 0.0069399 | 0.039152 | 0.19954 | 5.81e-07 | 0.01515 | 0.13088 | 0.1092 | 0.13308 | 1.33e-10
South Derbyshire | E07000039 | 2050 | LW | domestic | 8099.7644 | 1496.142 | 711.6808 | 0.32306 | 6645.4327 | 190.1108 | 1536.7053 | 9586.2535 | 0.04621 | 436.9086 | 6277.283 | 5432.9128 | 6221.4563 | 6.37e-06 | 0.17368 | 0.032082 | 0.015261 | 6.93e-06 | 0.1425 | 0.0040766 | 0.032952 | 0.20556 | 9.91e-07 | 0.0093687 | 0.1346 | 0.1165 | 0.13341 | 1.37e-10
South Gloucestershire | E06000025 | 2050 | LW | domestic | 21723.7572 | 4106.104 | 1867.3604 | 1.0168 | 17705.502 | 756.4001 | 4854.1986 | 25231.6684 | 0.17619 | 1187.9124 | 16542.7861 | 14498.8818 | 17760.7486 | 2.65e-05 | 0.17209 | 0.032527 | 0.014793 | 8.05e-06 | 0.14026 | 0.0059919 | 0.038453 | 0.19988 | 1.4e-06 | 0.0094102 | 0.13105 | 0.11485 | 0.14069 | 2.1e-10
South Hams | E07000044 | 2050 | LW | domestic | 9703.5637 | 2247.6891 | 1127.3605 | 0.30957 | 7702.0698 | 1087.2497 | 3953.1377 | 11116.4953 | 0.005144 | 1028.533 | 7471.1624 | 1685.1444 | 2213.982 | 1.71e-06 | 0.19668 | 0.045558 | 0.02285 | 6.27e-06 | 0.15611 | 0.022037 | 0.080126 | 0.22532 | 1.04e-07 | 0.020847 | 0.15143 | 0.034156 | 0.044875 | 3.47e-11
South Holland | E07000140 | 2050 | LW | domestic | 7618.32 | 1754.3066 | 926.7553 | 0.23615 | 6062.992 | 229.329 | 1629.587 | 8904.5149 | 0.035203 | 738.9519 | 5834.1672 | 4843.2761 | 5774.272 | 8.06e-06 | 0.17191 | 0.039586 | 0.020912 | 5.33e-06 | 0.13681 | 0.0051748 | 0.036771 | 0.20093 | 7.94e-07 | 0.016674 | 0.13165 | 0.10929 | 0.1303 | 1.82e-10
South Kesteven | E07000141 | 2050 | LW | domestic | 12091.5357 | 2564.8308 | 1249.3519 | 0.48841 | 9665.8526 | 430.7443 | 2890.3414 | 13966.3088 | 0.07625 | 933.7523 | 9154.3956 | 7810.217 | 9714.5547 | 1.22e-05 | 0.17158 | 0.036395 | 0.017728 | 6.93e-06 | 0.13716 | 0.0061122 | 0.041014 | 0.19818 | 1.08e-06 | 0.01325 | 0.1299 | 0.11083 | 0.13785 | 1.73e-10
South Lakeland | E07000031 | 2050 | LW | domestic | 13811.562 | 2533.8465 | 1122.2545 | 0.85892 | 11578.1258 | 987.2859 | 4090.1664 | 16450.3728 | 0 | 868.2439 | 11229.4442 | 1703.6815 | 2178.1692 | 0 | 0.20752 | 0.038072 | 0.016862 | 1.29e-05 | 0.17397 | 0.014834 | 0.061456 | 0.24717 | 0 | 0.013046 | 0.16873 | 0.025598 | 0.032728 | 0
South Lanarkshire | S12000029 | 2050 | LW | domestic | 40112.1417 | 5216.171 | 2251.9692 | 20.1907 | 34312.7107 | 0 | 15108.6165 | 47702.4841 | 0 | 1645.3429 | 33191.1066 | 487.9133 | 606.0062 | 0 | 0.22204 | 0.028874 | 0.012466 | 0.00011176 | 0.18994 | 0 | 0.083633 | 0.26405 | 0 | 0.0091077 | 0.18373 | 0.0027008 | 0.0033545 | 0
South Norfolk | E07000149 | 2050 | LW | domestic | 10529.2923 | 2866.6567 | 1538.5487 | 0.49925 | 8415.3179 | 528.804 | 2648.5543 | 12031.7555 | 0.039568 | 1396.7038 | 7905.34 | 6335.0065 | 8123.3617 | 1.37e-05 | 0.16896 | 0.045999 | 0.024688 | 8.01e-06 | 0.13503 | 0.0084853 | 0.042499 | 0.19306 | 6.35e-07 | 0.022412 | 0.12685 | 0.10165 | 0.13035 | 2.2e-10
South Northamptonshire | E07000155 | 2050 | LW | domestic | 7114.5157 | 1502.5946 | 731.0087 | 0.3115 | 5754.0852 | 248.7993 | 1615.041 | 8269.9804 | 0.02799 | 546.7756 | 5420.6913 | 4582.0314 | 5569.5781 | 5.13e-06 | 0.17203 | 0.036334 | 0.017676 | 7.53e-06 | 0.13914 | 0.0060161 | 0.039053 | 0.19997 | 6.77e-07 | 0.013221 | 0.13108 | 0.1108 | 0.13468 | 1.24e-10
South Oxfordshire | E07000179 | 2050 | LW | domestic | 11328.1214 | 2310.6133 | 1091.7224 | 0.48663 | 9072.374 | 381.4247 | 2773.8232 | 13074.8708 | 0.059422 | 789.8069 | 8565.3499 | 7340.7143 | 9148.0624 | 1.03e-05 | 0.17196 | 0.035074 | 0.016572 | 7.39e-06 | 0.13772 | 0.0057899 | 0.042106 | 0.19847 | 9.02e-07 | 0.011989 | 0.13002 | 0.11143 | 0.13886 | 1.56e-10
South Ribble | E07000126 | 2050 | LW | domestic | 11478.5927 | 1687.9615 | 717.238 | 0.72356 | 9925.3492 | 429.393 | 2322.2752 | 14014.4062 | 0 | 401.9719 | 9533.5178 | 1504.8721 | 1740.7914 | 0 | 0.21353 | 0.0314 | 0.013342 | 1.35e-05 | 0.18463 | 0.0079877 | 0.043199 | 0.2607 | 0 | 0.0074776 | 0.17734 | 0.027994 | 0.032383 | 0
South Somerset | E07000189 | 2050 | LW | domestic | 17200.5384 | 3553.9522 | 1807.4813 | 0.41585 | 13728.4171 | 1384.496 | 6174.6747 | 20062.3711 | 0.0095466 | 1499.0895 | 13447.0706 | 3072.7657 | 3863.1561 | 2.46e-06 | 0.20049 | 0.041424 | 0.021068 | 4.85e-06 | 0.16002 | 0.016137 | 0.071971 | 0.23384 | 1.11e-07 | 0.017473 | 0.15674 | 0.035815 | 0.045028 | 2.87e-11
South Staffordshire | E07000196 | 2050 | LW | domestic | 8974.8056 | 1696.7112 | 814.3191 | 0.48509 | 7553.3575 | 183.4006 | 1684.854 | 10625.3422 | 0.04949 | 520.9509 | 6957.2703 | 5995.2541 | 6829.0885 | 8.11e-06 | 0.17314 | 0.032732 | 0.01571 | 9.36e-06 | 0.14572 | 0.0035381 | 0.032504 | 0.20498 | 9.55e-07 | 0.01005 | 0.13422 | 0.11566 | 0.13174 | 1.56e-10
South Tyneside | E08000023 | 2050 | LW | domestic | 16876.4396 | 2396.7188 | 1021.9078 | 1.5205 | 15005.0317 | 311.8884 | 3226.1679 | 20671.8683 | 0 | 545.0867 | 14038.9779 | 2305.9788 | 2591.364 | 0 | 0.21364 | 0.030341 | 0.012937 | 1.92e-05 | 0.18995 | 0.0039483 | 0.040841 | 0.26169 | 0 | 0.0069004 | 0.17772 | 0.029192 | 0.032805 | 0
Southampton | E06000045 | 2050 | LW | domestic | 20810.2591 | 4212.2736 | 1480.8939 | 1.4905 | 16748.875 | 2125.8504 | 6287.8282 | 22679.5356 | 0.28902 | 1036.2301 | 15012.0714 | 13789.2096 | 21187.2562 | 4.09e-05 | 0.16599 | 0.033598 | 0.011812 | 1.19e-05 | 0.13359 | 0.016956 | 0.050153 | 0.1809 | 2.31e-06 | 0.0082652 | 0.11974 | 0.10999 | 0.169 | 3.26e-10
Southend-on-Sea | E06000033 | 2050 | LW | domestic | 16426.522 | 2912.4434 | 1287.3926 | 0.83576 | 13568.6121 | 551.9273 | 3490.0014 | 19002.0711 | 0.31351 | 683.7629 | 12464.9593 | 11519.1614 | 14448.54 | 4.53e-05 | 0.17048 | 0.030226 | 0.013361 | 8.67e-06 | 0.14082 | 0.005728 | 0.03622 | 0.19721 | 3.25e-06 | 0.0070962 | 0.12936 | 0.11955 | 0.14995 | 4.7e-10
Southwark | E09000028 | 2050 | LW | domestic | 31886.7357 | 6713.7806 | 2495.0362 | 6.5898 | 34099.8005 | 2122.7043 | 6844.5866 | 35754.1313 | 0.84232 | 1763.0652 | 23634.6529 | 22244.9156 | 30200.8368 | 0.00013835 | 0.16123 | 0.033948 | 0.012616 | 3.33e-05 | 0.17242 | 0.010733 | 0.034609 | 0.18079 | 4.26e-06 | 0.0089148 | 0.11951 | 0.11248 | 0.15271 | 7e-10
Spelthorne | E07000213 | 2050 | LW | domestic | 8147.5272 | 1473.1184 | 609.917 | 0.42815 | 6677.8415 | 408.5238 | 1846.6631 | 9404.001 | 0.071308 | 351.5798 | 6179.4491 | 5499.2036 | 6924.124 | 9.44e-06 | 0.17145 | 0.030998 | 0.012834 | 9.01e-06 | 0.14052 | 0.0085964 | 0.038859 | 0.19789 | 1.5e-06 | 0.0073982 | 0.13003 | 0.11572 | 0.1457 | 1.99e-10
St Albans | E07000240 | 2050 | LW | domestic | 10606.8688 | 1870.7282 | 795.7622 | 0.44206 | 8598.35 | 462.8506 | 2223.0853 | 12370.9243 | 0.080992 | 436.0673 | 8122.5311 | 7189.8016 | 8768.4111 | 8.97e-06 | 0.17262 | 0.030445 | 0.012951 | 7.19e-06 | 0.13993 | 0.0075327 | 0.03618 | 0.20133 | 1.32e-06 | 0.0070968 | 0.13219 | 0.11701 | 0.1427 | 1.46e-10
St. Helens | E08000013 | 2050 | LW | domestic | 18902.2894 | 2729.1342 | 1151.2012 | 1.5922 | 16726.4019 | 594.282 | 3496.3878 | 23150.0543 | 0 | 622.2096 | 15741.811 | 2550.4071 | 2892.4592 | 0 | 0.21344 | 0.030817 | 0.012999 | 1.8e-05 | 0.18887 | 0.0067106 | 0.039481 | 0.26141 | 0 | 0.007026 | 0.17776 | 0.028799 | 0.032662 | 0
Stafford | E07000197 | 2050 | LW | domestic | 11365.9206 | 2254.6896 | 1091.0535 | 0.49368 | 9270.0669 | 314.5786 | 2398.806 | 13295.4331 | 0.075896 | 746.2591 | 8709.3597 | 7505.7792 | 8961.5651 | 1.24e-05 | 0.17244 | 0.034206 | 0.016553 | 7.49e-06 | 0.14064 | 0.0047726 | 0.036393 | 0.20171 | 1.15e-06 | 0.011322 | 0.13213 | 0.11387 | 0.13596 | 1.88e-10
Staffordshire Moorlands | E07000198 | 2050 | LW | domestic | 8366.2067 | 1686.9607 | 841.9372 | 0.36329 | 6891.658 | 199.8492 | 1616.5261 | 9871.5822 | 0.048818 | 585.1451 | 6465.2263 | 5520.532 | 6371.0252 | 8.15e-06 | 0.17279 | 0.034842 | 0.017389 | 7.5e-06 | 0.14234 | 0.0041277 | 0.033388 | 0.20389 | 1.01e-06 | 0.012086 | 0.13353 | 0.11402 | 0.13159 | 1.68e-10
Stevenage | E07000243 | 2050 | LW | domestic | 8261.2683 | 1492.45 | 642.9809 | 0.64875 | 7209.8069 | 312.1463 | 1612.2785 | 9657.3158 | 0.090402 | 364.7648 | 6342.8768 | 5657.8082 | 6767.991 | 1.41e-05 | 0.17096 | 0.030885 | 0.013306 | 1.34e-05 | 0.1492 | 0.0064597 | 0.033365 | 0.19985 | 1.87e-06 | 0.0075486 | 0.13126 | 0.11708 | 0.14006 | 2.91e-10
Stirling | S12000030 | 2050 | LW | domestic | 10292.6974 | 1347.764 | 577.506 | 5.1715 | 8738.0537 | 0 | 4134.749 | 12162.903 | 0 | 431.1382 | 8482.1952 | 125.7422 | 158.6735 | 0 | 0.22156 | 0.029011 | 0.012431 | 0.00011132 | 0.18809 | 0 | 0.089002 | 0.26181 | 0 | 0.0092805 | 0.18258 | 0.0027067 | 0.0034155 | 0
Stockport | E08000007 | 2050 | LW | domestic | 26046.9929 | 4458.7308 | 1623.386 | 2.0886 | 22527.7995 | 770.6727 | 5805.2095 | 30928.9848 | 0 | 1059.0096 | 20711.515 | 12643.6556 | 15087.5051 | 0 | 0.18386 | 0.031474 | 0.011459 | 1.47e-05 | 0.15902 | 0.0054401 | 0.040978 | 0.21832 | 0 | 0.0074754 | 0.1462 | 0.08925 | 0.1065 | 0
Stockton-on-Tees | E06000004 | 2050 | LW | domestic | 19850.2441 | 2822.9346 | 1163.7592 | 1.6714 | 17494.6284 | 564.2102 | 4047.6774 | 24231.7193 | 0 | 614.585 | 16473.0317 | 2684.007 | 3091.1426 | 0 | 0.21335 | 0.030341 | 0.012508 | 1.8e-05 | 0.18803 | 0.0060642 | 0.043505 | 0.26045 | 0 | 0.0066056 | 0.17705 | 0.028848 | 0.033224 | 0
Stoke-on-Trent | E06000021 | 2050 | LW | domestic | 22025.3724 | 3782.3346 | 1691.2923 | 1.0269 | 18210.8403 | 534.521 | 4385.4147 | 25879.6196 | 0.22401 | 881.0022 | 16950.5733 | 15122.579 | 17849.2088 | 3.07e-05 | 0.173 | 0.029709 | 0.013284 | 8.07e-06 | 0.14304 | 0.0041984 | 0.034446 | 0.20327 | 1.76e-06 | 0.0069199 | 0.13314 | 0.11878 | 0.1402 | 2.41e-10
Stratford-on-Avon | E07000221 | 2050 | LW | domestic | 10777.1071 | 2520.5271 | 1227.8318 | 0.56242 | 8669.6997 | 572.8344 | 2776.2027 | 12294.995 | 0.051871 | 1017.5561 | 8079.3157 | 6758.2485 | 8725.3661 | 1.04e-05 | 0.16993 | 0.039743 | 0.01936 | 8.87e-06 | 0.1367 | 0.0090323 | 0.043775 | 0.19387 | 8.18e-07 | 0.016045 | 0.12739 | 0.10656 | 0.13758 | 1.63e-10
Stroud | E07000082 | 2050 | LW | domestic | 10418.21 | 2098.1811 | 951.4943 | 0.43887 | 8311.1029 | 490.5887 | 2526.7404 | 11997.1341 | 0.049705 | 675.0812 | 7874.8642 | 6773.2748 | 8544.7118 | 8.02e-06 | 0.17174 | 0.034588 | 0.015685 | 7.23e-06 | 0.13701 | 0.0080873 | 0.041653 | 0.19777 | 8.19e-07 | 0.011129 | 0.12982 | 0.11166 | 0.14086 | 1.32e-10
Sunderland | E08000024 | 2050 | LW | domestic | 29588.9373 | 4280.7659 | 1757.0992 | 3.5978 | 26887.4101 | 679.9449 | 6008.8488 | 36089.2323 | 0 | 976.7088 | 24528.4565 | 4040.1824 | 4625.1029 | 0 | 0.21216 | 0.030694 | 0.012599 | 2.58e-05 | 0.19279 | 0.0048753 | 0.043085 | 0.25877 | 0 | 0.0070032 | 0.17587 | 0.028969 | 0.033163 | 0
Surrey Heath | E07000214 | 2050 | LW | domestic | 7009.9627 | 1218.0456 | 529.2428 | 0.28385 | 5714.9271 | 245.8616 | 1404.6686 | 8231.0325 | 0.047653 | 283.9225 | 5397.8244 | 4762.6126 | 5662.3912 | 5.88e-06 | 0.17325 | 0.030104 | 0.01308 | 7.02e-06 | 0.14125 | 0.0060765 | 0.034717 | 0.20343 | 1.18e-06 | 0.0070172 | 0.13341 | 0.11771 | 0.13995 | 1.45e-10
Sutton | E09000029 | 2050 | LW | domestic | 16335.7628 | 3091.5501 | 1236.0755 | 1.1836 | 13759.8072 | 1043.3365 | 3835.2612 | 18622.6338 | 0.18793 | 761.9019 | 12268.0531 | 11031.9119 | 14542.976 | 2.89e-05 | 0.16923 | 0.032027 | 0.012805 | 1.23e-05 | 0.14254 | 0.010808 | 0.039731 | 0.19292 | 1.95e-06 | 0.0078928 | 0.12709 | 0.11428 | 0.15066 | 2.99e-10
Swale | E07000113 | 2050 | LW | domestic | 12520.8509 | 2247.356 | 1004.6045 | 0.55647 | 10287.1148 | 419.7824 | 2487.6383 | 14712.7556 | 0.083516 | 580.18 | 9647.2523 | 8455.1279 | 9979.9413 | 1.06e-05 | 0.17308 | 0.031065 | 0.013887 | 7.69e-06 | 0.1422 | 0.0058026 | 0.034387 | 0.20337 | 1.15e-06 | 0.0080198 | 0.13335 | 0.11688 | 0.13795 | 1.47e-10
Swansea | W06000011 | 2050 | LW | domestic | 22197.1391 | 1700.4129 | 2171.07 | 2.0873 | 21755.4978 | 1317.3015 | 3406.1838 | 29491.1002 | 0 | 1580.935 | 21589.448 | 2806.9619 | 3420.0868 | 0 | 0.19919 | 0.015259 | 0.019482 | 1.87e-05 | 0.19522 | 0.011821 | 0.030566 | 0.26464 | 0 | 0.014187 | 0.19373 | 0.025189 | 0.03069 | 0
Swindon | E06000030 | 2050 | LW | domestic | 17983.3644 | 3231.6739 | 1355.3527 | 1.1208 | 15055.1357 | 769.3471 | 3925.272 | 20833.538 | 0.17082 | 771.9188 | 13681.8389 | 12188.5373 | 15161.802 | 2.21e-05 | 0.17134 | 0.03079 | 0.012913 | 1.07e-05 | 0.14344 | 0.00733 | 0.037398 | 0.19849 | 1.63e-06 | 0.0073545 | 0.13035 | 0.11613 | 0.14445 | 2.11e-10
Tameside | E08000008 | 2050 | LW | domestic | 21751.4234 | 3649.2612 | 1351.5256 | 1.2161 | 18438.6614 | 765.7484 | 4205.0841 | 26073.541 | 0 | 819.1304 | 17463.9233 | 10638.3921 | 12351.5151 | 0 | 0.1851 | 0.031055 | 0.011501 | 1.03e-05 | 0.15691 | 0.0065165 | 0.035785 | 0.22188 | 0 | 0.0069708 | 0.14862 | 0.090532 | 0.10511 | 0
Tamworth | E07000199 | 2050 | LW | domestic | 6054.2437 | 1034.3376 | 457.337 | 0.23717 | 4877.8555 | 114.9836 | 1384.3914 | 7049.1326 | 0.053592 | 244.0486 | 4608.9628 | 4105.002 | 4994.7076 | 7.38e-06 | 0.17335 | 0.029616 | 0.013095 | 6.79e-06 | 0.13967 | 0.0032923 | 0.039639 | 0.20183 | 1.53e-06 | 0.0069877 | 0.13197 | 0.11754 | 0.14301 | 2.11e-10
Tandridge | E07000215 | 2050 | LW | domestic | 7438.1615 | 1380.0773 | 632.0886 | 0.38551 | 6192.1599 | 226.7341 | 1473.8765 | 8748.8539 | 0.042421 | 391.2116 | 5735.1149 | 4979.2913 | 5833.9738 | 5.99e-06 | 0.17285 | 0.032071 | 0.014689 | 8.96e-06 | 0.1439 | 0.005269 | 0.034251 | 0.20331 | 9.86e-07 | 0.0090912 | 0.13328 | 0.11571 | 0.13557 | 1.39e-10
Teignbridge | E07000045 | 2050 | LW | domestic | 14450.7563 | 2664.2496 | 1305.5693 | 0.43385 | 11830.8687 | 1087.6019 | 4552.633 | 17047.3949 | 0.0084187 | 965.5362 | 11428.6595 | 2668.3877 | 3252.7503 | 1.46e-06 | 0.2028 | 0.03739 | 0.018323 | 6.09e-06 | 0.16604 | 0.015264 | 0.063892 | 0.23925 | 1.18e-07 | 0.01355 | 0.16039 | 0.037449 | 0.04565 | 2.05e-11
Telford and Wrekin | E06000020 | 2050 | LW | domestic | 14366.2597 | 2466.5056 | 1145.0495 | 0.66853 | 12006.0304 | 233.0931 | 2577.3143 | 17081.2316 | 0.10974 | 606.785 | 11178.6116 | 9828.3266 | 11080.3998 | 1.27e-05 | 0.17399 | 0.029872 | 0.013868 | 8.1e-06 | 0.1454 | 0.002823 | 0.031214 | 0.20687 | 1.33e-06 | 0.0073487 | 0.13538 | 0.11903 | 0.13419 | 1.54e-10
Tendring | E07000076 | 2050 | LW | domestic | 13394.6088 | 2608.6926 | 1153.1401 | 0.64452 | 10756.3174 | 561.1845 | 3387.6852 | 15339.5531 | 0.094929 | 783.4607 | 10060.0849 | 8795.2002 | 11317.1433 | 1.43e-05 | 0.17138 | 0.033377 | 0.014754 | 8.25e-06 | 0.13762 | 0.0071801 | 0.043344 | 0.19626 | 1.21e-06 | 0.010024 | 0.12872 | 0.11253 | 0.1448 | 1.83e-10
Test Valley | E07000093 | 2050 | LW | domestic | 10055.8848 | 2195.7563 | 1082.6298 | 0.45067 | 8107.037 | 389.033 | 2353.0002 | 11614.0333 | 0.065716 | 830.6318 | 7617.813 | 6472.9829 | 8047.5205 | 1.28e-05 | 0.17111 | 0.037364 | 0.018422 | 7.67e-06 | 0.13795 | 0.0066199 | 0.04004 | 0.19763 | 1.12e-06 | 0.014134 | 0.12963 | 0.11015 | 0.13694 | 2.18e-10
Tewkesbury | E07000083 | 2050 | LW | domestic | 8774.9673 | 1650.5766 | 770.134 | 0.37063 | 7119.3902 | 197.7344 | 1956.6245 | 10251.7284 | 0.04583 | 497.9298 | 6706.9439 | 5804.2838 | 6950.7579 | 6.61e-06 | 0.17314 | 0.032568 | 0.015196 | 7.31e-06 | 0.14047 | 0.0039015 | 0.038606 | 0.20228 | 9.04e-07 | 0.0098247 | 0.13234 | 0.11452 | 0.13715 | 1.3e-10
Thanet | E07000114 | 2050 | LW | domestic | 14150.9533 | 2524.806 | 1069.8843 | 0.56131 | 11336.5103 | 659.0289 | 3118.4458 | 16342.5321 | 0.16658 | 588.2236 | 10735.3942 | 9668.8638 | 12318.5058 | 2.22e-05 | 0.1715 | 0.030599 | 0.012966 | 6.8e-06 | 0.13739 | 0.0079869 | 0.037793 | 0.19806 | 2.02e-06 | 0.0071288 | 0.1301 | 0.11718 | 0.14929 | 2.69e-10
Three Rivers | E07000102 | 2050 | LW | domestic | 7630.5726 | 1339.8209 | 592.7446 | 0.42196 | 6356.5059 | 170.7883 | 1651.5898 | 8926.3691 | 0.055477 | 335.1199 | 5842.6627 | 5150.7827 | 6123.2848 | 8.48e-06 | 0.17295 | 0.030367 | 0.013435 | 9.56e-06 | 0.14407 | 0.0038709 | 0.037433 | 0.20232 | 1.26e-06 | 0.0075955 | 0.13242 | 0.11674 | 0.13878 | 1.92e-10
Thurrock | E06000034 | 2050 | LW | domestic | 13131.2305 | 2370.3757 | 960.1854 | 0.49281 | 10195.9301 | 583.9864 | 3652.5463 | 14858.7355 | 0.10726 | 577.9971 | 9739.9593 | 8707.2121 | 11757.3523 | 1.53e-05 | 0.17157 | 0.030971 | 0.012546 | 6.44e-06 | 0.13322 | 0.0076302 | 0.047723 | 0.19414 | 1.4e-06 | 0.007552 | 0.12726 | 0.11377 | 0.15362 | 2e-10
Tonbridge and Malling | E07000115 | 2050 | LW | domestic | 10182.1873 | 1883.2788 | 846.4409 | 0.59625 | 8551.7055 | 344.5594 | 2049.64 | 11949.7862 | 0.061726 | 520.4306 | 7838.2697 | 6820.1467 | 8023.8674 | 8.34e-06 | 0.17255 | 0.031914 | 0.014344 | 1.01e-05 | 0.14492 | 0.0058389 | 0.034733 | 0.2025 | 1.05e-06 | 0.0088192 | 0.13283 | 0.11557 | 0.13597 | 1.41e-10
Torbay | E06000027 | 2050 | LW | domestic | 17277.6008 | 2816.9955 | 1200.1727 | 0.92561 | 14715.8849 | 1425.4581 | 5546.7312 | 20290.163 | 0.011299 | 749.6802 | 13618.1243 | 3548.0732 | 4408.1524 | 9.41e-07 | 0.20185 | 0.03291 | 0.014021 | 1.08e-05 | 0.17192 | 0.016653 | 0.0648 | 0.23704 | 1.32e-07 | 0.0087582 | 0.15909 | 0.04145 | 0.051498 | 1.1e-11
Torfaen | W06000020 | 2050 | LW | domestic | 8205.1785 | 511.4349 | 762.9249 | 1.0908 | 8298.428 | 103.6738 | 979.1964 | 11070.7072 | 0 | 485.1647 | 8036.0282 | 1022.0172 | 1137.4118 | 0 | 0.20203 | 0.012593 | 0.018785 | 2.69e-05 | 0.20433 | 0.0025527 | 0.02411 | 0.27259 | 0 | 0.011946 | 0.19787 | 0.025165 | 0.028006 | 0
Torridge | E07000046 | 2050 | LW | domestic | 6737.8313 | 1807.771 | 948.9077 | 0.22294 | 5378.7344 | 1004.4431 | 2383.6697 | 7732.5216 | 0.0035549 | 920.5614 | 5215.1917 | 1181.6996 | 1556.6815 | 1.66e-06 | 0.19324 | 0.051846 | 0.027214 | 6.39e-06 | 0.15426 | 0.028807 | 0.068362 | 0.22176 | 1.02e-07 | 0.026401 | 0.14957 | 0.03389 | 0.044645 | 4.77e-11
Tower Hamlets | E09000030 | 2050 | LW | domestic | 28930.2146 | 6796.9499 | 2207.6054 | 7.5168 | 33709.795 | 2989.9661 | 6775.2298 | 31381.1313 | 0.81787 | 1856.376 | 20853.2483 | 19889.1939 | 29992.5112 | 0.00013938 | 0.15605 | 0.036663 | 0.011908 | 4.05e-05 | 0.18183 | 0.016128 | 0.036546 | 0.16927 | 4.41e-06 | 0.010013 | 0.11248 | 0.10728 | 0.16178 | 7.52e-10
Trafford | E08000009 | 2050 | LW | domestic | 23686.7445 | 3621.4778 | 1425.1802 | 2.1365 | 20760.2756 | 1438.8039 | 5394.2224 | 28634.6135 | 0 | 840.6526 | 19534.0301 | 3260.1683 | 3963.0895 | 0 | 0.21043 | 0.032173 | 0.012661 | 1.9e-05 | 0.18444 | 0.012782 | 0.047922 | 0.25439 | 0 | 0.0074684 | 0.17354 | 0.028963 | 0.035208 | 0
Tunbridge Wells | E07000116 | 2050 | LW | domestic | 9828.9961 | 2002.9356 | 914.9521 | 0.4878 | 7940.6864 | 459.9433 | 2362.5427 | 11274.4049 | 0.085751 | 648.3417 | 7404.3147 | 6457.6016 | 8308.0796 | 1.3e-05 | 0.17063 | 0.034771 | 0.015884 | 8.47e-06 | 0.13785 | 0.0079847 | 0.041014 | 0.19572 | 1.49e-06 | 0.011255 | 0.12854 | 0.1121 | 0.14423 | 2.26e-10
Uttlesford | E07000077 | 2050 | LW | domestic | 7026.9364 | 1645.6445 | 836.8086 | 0.38231 | 5798.8445 | 304.5605 | 1498.7343 | 8171.2441 | 0.025814 | 683.3589 | 5366.2435 | 4441.8365 | 5394.0231 | 6.37e-06 | 0.17069 | 0.039973 | 0.020326 | 9.29e-06 | 0.14086 | 0.0073979 | 0.036405 | 0.19848 | 6.27e-07 | 0.016599 | 0.13035 | 0.10789 | 0.13102 | 1.55e-10
Vale of Glamorgan | W06000014 | 2050 | LW | domestic | 11171.4436 | 856.5877 | 1131.0683 | 0.55023 | 10762.5231 | 556.7214 | 1622.6723 | 14907.4739 | 0 | 809.2976 | 10886.8325 | 1388.3679 | 1648.591 | 0 | 0.20041 | 0.015367 | 0.020291 | 9.87e-06 | 0.19308 | 0.0099874 | 0.02911 | 0.26744 | 0 | 0.014519 | 0.19531 | 0.024907 | 0.029575 | 0
Vale of White Horse | E07000180 | 2050 | LW | domestic | 10406.3261 | 2058.631 | 949.6768 | 0.39866 | 8294.5443 | 405.4704 | 2445.4153 | 12041.2797 | 0.055095 | 655.9461 | 7894.8249 | 6810.7125 | 8462.7755 | 8.73e-06 | 0.17222 | 0.034069 | 0.015716 | 6.6e-06 | 0.13727 | 0.0067102 | 0.04047 | 0.19927 | 9.12e-07 | 0.010855 | 0.13065 | 0.11271 | 0.14005 | 1.44e-10
Wakefield | E08000036 | 2050 | LW | domestic | 31550.2133 | 5421.3305 | 2041.0162 | 1.9378 | 26911.6003 | 902.6197 | 6254.5517 | 37736.993 | 0 | 1301.8963 | 25220.9174 | 16246.5859 | 18816.2695 | 0 | 0.183 | 0.031445 | 0.011838 | 1.12e-05 | 0.15609 | 0.0052354 | 0.036278 | 0.21888 | 0 | 0.0075513 | 0.14629 | 0.094234 | 0.10914 | 0
Walsall | E08000030 | 2050 | LW | domestic | 21684.1937 | 3795.6476 | 1634.1202 | 0.89348 | 17588.5631 | 850.7013 | 4563.7441 | 25279.8972 | 0.20195 | 877.2131 | 16588.1421 | 14784.8375 | 18038.3235 | 2.65e-05 | 0.17253 | 0.030199 | 0.013002 | 7.11e-06 | 0.13994 | 0.0067684 | 0.036311 | 0.20113 | 1.61e-06 | 0.0069794 | 0.13198 | 0.11763 | 0.14352 | 2.11e-10
Waltham Forest | E09000031 | 2050 | LW | domestic | 22627.8082 | 4060.0638 | 1794.8876 | 1.8141 | 19863.006 | 709.4011 | 4464.0221 | 26309.4801 | 0.47101 | 966.1189 | 17268.5873 | 15968.7203 | 19444.4195 | 6.89e-05 | 0.16952 | 0.030417 | 0.013447 | 1.36e-05 | 0.14881 | 0.0053147 | 0.033444 | 0.19711 | 3.53e-06 | 0.007238 | 0.12937 | 0.11963 | 0.14567 | 5.16e-10
Wandsworth | E09000032 | 2050 | LW | domestic | 33955.8559 | 6494.3316 | 2685.7103 | 4.5408 | 32935.008 | 1622.6411 | 6359.4495 | 39133.4832 | 0.87176 | 1569.9875 | 25779.87 | 24114.623 | 30097.649 | 0.00012485 | 0.16584 | 0.031718 | 0.013117 | 2.22e-05 | 0.16085 | 0.0079248 | 0.031059 | 0.19112 | 4.26e-06 | 0.0076677 | 0.12591 | 0.11777 | 0.14699 | 6.1e-10
Warrington | E06000007 | 2050 | LW | domestic | 21691.8316 | 3164.2369 | 1302.3374 | 1.1886 | 18641.7295 | 1101.6914 | 4224.0941 | 26481.4748 | 0 | 696.0983 | 18038.0929 | 2933.4629 | 3415.9551 | 0 | 0.21331 | 0.031116 | 0.012807 | 1.17e-05 | 0.18332 | 0.010834 | 0.041538 | 0.26041 | 0 | 0.0068451 | 0.17738 | 0.028846 | 0.033591 | 0
Warwick | E07000222 | 2050 | LW | domestic | 12224.6188 | 2338.2009 | 992.8255 | 0.78757 | 10103.5296 | 527.515 | 3097.8697 | 13959.5162 | 0.097597 | 656.0008 | 9159.4245 | 8079.4296 | 10502.118 | 1.33e-05 | 0.17063 | 0.032637 | 0.013858 | 1.1e-05 | 0.14103 | 0.0073632 | 0.043241 | 0.19485 | 1.36e-06 | 0.0091567 | 0.12785 | 0.11278 | 0.14659 | 1.85e-10
Watford | E07000103 | 2050 | LW | domestic | 7621.2951 | 1391.4559 | 558.0273 | 0.508 | 6341.5694 | 384.5114 | 1871.3917 | 8689.0855 | 0.087359 | 327.3722 | 5710.246 | 5150.2911 | 6775.5051 | 1.14e-05 | 0.17004 | 0.031044 | 0.01245 | 1.13e-05 | 0.14149 | 0.0085788 | 0.041752 | 0.19386 | 1.95e-06 | 0.0073039 | 0.1274 | 0.11491 | 0.15117 | 2.54e-10
Waverley | E07000216 | 2050 | LW | domestic | 11113.7049 | 2086.8343 | 949.3652 | 0.56351 | 9175.3457 | 362.7099 | 2338.438 | 13003.3331 | 0.061425 | 602.8266 | 8524.1577 | 7398.1531 | 8827.2831 | 8.83e-06 | 0.17262 | 0.032413 | 0.014746 | 8.75e-06 | 0.14251 | 0.0056336 | 0.036321 | 0.20197 | 9.54e-07 | 0.0093632 | 0.1324 | 0.11491 | 0.13711 | 1.37e-10
Wealden | E07000065 | 2050 | LW | domestic | 16353.1946 | 3089.2557 | 1599.9045 | 0.73056 | 13977.1403 | 836.355 | 4361.1083 | 19535.0454 | 0.0095738 | 1206.3966 | 13075.2034 | 3023.0055 | 3511.8149 | 1.94e-06 | 0.20297 | 0.038343 | 0.019858 | 9.07e-06 | 0.17348 | 0.010381 | 0.054129 | 0.24246 | 1.19e-07 | 0.014973 | 0.16229 | 0.037521 | 0.043588 | 2.41e-11
Wellingborough | E07000156 | 2050 | LW | domestic | 6641.9503 | 1151.8394 | 506.2743 | 0.38674 | 5603.3267 | 162.3378 | 1317.9654 | 7818.8453 | 0.045846 | 275.6982 | 5121.2952 | 4509.5593 | 5259.3529 | 5.73e-06 | 0.17311 | 0.03002 | 0.013195 | 1.01e-05 | 0.14604 | 0.004231 | 0.03435 | 0.20378 | 1.19e-06 | 0.0071855 | 0.13348 | 0.11753 | 0.13707 | 1.49e-10
Welwyn Hatfield | E07000241 | 2050 | LW | domestic | 8432.3369 | 1496.3627 | 643.1948 | 0.44938 | 7001.4308 | 305.6933 | 1782.0776 | 9831.8874 | 0.072266 | 360.2278 | 6449.0906 | 5719.8216 | 6942.1288 | 9.16e-06 | 0.17221 | 0.03056 | 0.013136 | 9.18e-06 | 0.14299 | 0.0062431 | 0.036395 | 0.2008 | 1.48e-06 | 0.0073569 | 0.13171 | 0.11682 | 0.14178 | 1.87e-10
West Berkshire | E06000037 | 2050 | LW | domestic | 12577.6719 | 2887.4342 | 1354.1773 | 0.88925 | 10402.8002 | 710.2149 | 3292.3067 | 14264.1461 | 0.074186 | 1112.1166 | 9380.759 | 7944.6441 | 10485.3412 | 1.54e-05 | 0.16903 | 0.038803 | 0.018198 | 1.2e-05 | 0.1398 | 0.0095443 | 0.044244 | 0.19169 | 9.97e-07 | 0.014945 | 0.12606 | 0.10676 | 0.14091 | 2.07e-10
West Devon | E07000047 | 2050 | LW | domestic | 5550.9477 | 1385.2178 | 760.5128 | 0.15023 | 4453.6779 | 488.6734 | 1896.0167 | 6467.9076 | 0.002904 | 705.3126 | 4336.7648 | 953.7104 | 1194.3036 | 1.27e-06 | 0.19689 | 0.049133 | 0.026975 | 5.33e-06 | 0.15797 | 0.017333 | 0.067251 | 0.22941 | 1.03e-07 | 0.025017 | 0.15382 | 0.033828 | 0.042361 | 4.5e-11
West Dunbartonshire | S12000039 | 2050 | LW | domestic | 12931.5911 | 1671.0303 | 727.99 | 6.4546 | 11131.8914 | 0 | 4563.9482 | 15471.018 | 0 | 520.4318 | 10741.6246 | 157.219 | 192.2826 | 0 | 0.22252 | 0.028754 | 0.012527 | 0.00011106 | 0.19155 | 0 | 0.078532 | 0.26621 | 0 | 0.0089551 | 0.18483 | 0.0027053 | 0.0033086 | 0
West Lancashire | E07000127 | 2050 | LW | domestic | 11776.5142 | 1876.59 | 811.0281 | 1.0615 | 10306.0143 | 442.1406 | 2842.1568 | 14245.0698 | 0 | 534.2004 | 9692.9541 | 1488.2293 | 1780.3809 | 0 | 0.21106 | 0.033633 | 0.014536 | 1.9e-05 | 0.18471 | 0.0079242 | 0.050938 | 0.2553 | 0 | 0.0095741 | 0.17372 | 0.026673 | 0.031909 | 0
West Lindsey | E07000142 | 2050 | LW | domestic | 8106.0353 | 1813.2025 | 935.2054 | 0.2953 | 6533.4125 | 271.8839 | 1667.7552 | 9499.3969 | 0.032077 | 728.0649 | 6228.3165 | 5188.9735 | 6146.3188 | 6.79e-06 | 0.17203 | 0.038481 | 0.019848 | 6.27e-06 | 0.13866 | 0.0057702 | 0.035395 | 0.2016 | 6.81e-07 | 0.015452 | 0.13218 | 0.11013 | 0.13044 | 1.44e-10
West Lothian | S12000040 | 2050 | LW | domestic | 23429.0743 | 3016.702 | 1321.0657 | 11.6362 | 20239.9328 | 0 | 7953.7936 | 28124.7423 | 0 | 932.674 | 19503.6963 | 285.1221 | 345.67 | 0 | 0.22279 | 0.028686 | 0.012562 | 0.00011065 | 0.19246 | 0 | 0.075632 | 0.26744 | 0 | 0.0088687 | 0.18546 | 0.0027112 | 0.003287 | 0
West Oxfordshire | E07000181 | 2050 | LW | domestic | 9216.6092 | 2009.7308 | 956.4571 | 0.39445 | 7354.9047 | 478.5934 | 2210.7223 | 10597.9628 | 0.045979 | 737.4633 | 6963.3546 | 5903.404 | 7477.6241 | 8.6e-06 | 0.17097 | 0.037281 | 0.017743 | 7.32e-06 | 0.13644 | 0.0088781 | 0.04101 | 0.1966 | 8.53e-07 | 0.01368 | 0.12917 | 0.10951 | 0.13871 | 1.6e-10
West Suffolk | E07000245 | 2050 | LW | domestic | 14673.9692 | 3578.1 | 1808.4425 | 0.75337 | 11901.2748 | 841.1005 | 3412.3609 | 16834.3855 | 0.10185 | 1517.2419 | 11076.9631 | 9246.3225 | 11767.0802 | 2.09e-05 | 0.16933 | 0.04129 | 0.020869 | 8.69e-06 | 0.13734 | 0.009706 | 0.039377 | 0.19426 | 1.18e-06 | 0.017508 | 0.12782 | 0.1067 | 0.13579 | 2.41e-10
Westminster | E09000033 | 2050 | LW | domestic | 33075.2876 | 7171.0893 | 2749.8048 | 6.4562 | 35580.5388 | 2546.5513 | 6364.383 | 37147.8784 | 1.1363 | 1908.8095 | 24604.0533 | 23668.4469 | 32121.4605 | 0.00020871 | 0.15983 | 0.034652 | 0.013288 | 3.12e-05 | 0.17193 | 0.012305 | 0.030754 | 0.17951 | 5.49e-06 | 0.0092237 | 0.11889 | 0.11437 | 0.15522 | 1.01e-09
Wigan | E08000010 | 2050 | LW | domestic | 33281.7794 | 4847.2646 | 2016.6082 | 1.9122 | 28582.4886 | 1373.4121 | 7002.2061 | 40548.538 | 0 | 1098.0504 | 27594.4495 | 4500.6786 | 5272.1746 | 0 | 0.21318 | 0.031048 | 0.012917 | 1.22e-05 | 0.18308 | 0.0087972 | 0.044852 | 0.25973 | 0 | 0.0070334 | 0.17675 | 0.028828 | 0.03377 | 0
Wiltshire | E06000054 | 2050 | LW | domestic | 47614.2793 | 9461.4547 | 4822.6904 | 1.6291 | 39094.8937 | 3049.4268 | 16048.1277 | 55928.7668 | 0.02696 | 3869.5219 | 37446.8885 | 8621.6666 | 10580.2427 | 6.3e-06 | 0.2013 | 0.039999 | 0.020389 | 6.89e-06 | 0.16528 | 0.012892 | 0.067845 | 0.23645 | 1.14e-07 | 0.016359 | 0.15831 | 0.036449 | 0.044729 | 2.66e-11
Winchester | E07000094 | 2050 | LW | domestic | 10493.6681 | 2173.5962 | 1034.4877 | 0.43965 | 8442.9248 | 451.4364 | 2335.6332 | 12167.3534 | 0.065767 | 747.3413 | 7986.6908 | 6848.4745 | 8461.1572 | 1.13e-05 | 0.17162 | 0.035549 | 0.016919 | 7.19e-06 | 0.13808 | 0.0073833 | 0.038199 | 0.199 | 1.08e-06 | 0.012223 | 0.13062 | 0.11201 | 0.13838 | 1.84e-10
Windsor and Maidenhead | E06000040 | 2050 | LW | domestic | 12734.2911 | 2340.1002 | 1019.7882 | 0.54849 | 10326.3182 | 585.5387 | 2721.2488 | 14807.262 | 0.1058 | 606.8836 | 9725.2774 | 8583.2896 | 10548.5426 | 1.42e-05 | 0.17209 | 0.031623 | 0.013781 | 7.41e-06 | 0.13955 | 0.0079128 | 0.036774 | 0.2001 | 1.43e-06 | 0.0082012 | 0.13142 | 0.11599 | 0.14255 | 1.91e-10
Wirral | E08000015 | 2050 | LW | domestic | 36391.9912 | 5390.8703 | 2244.9249 | 2.8834 | 31840.5089 | 1387.4953 | 7690.5027 | 44290.5808 | 0 | 1274.178 | 30136.6886 | 5018.2264 | 5868.9821 | 0 | 0.21215 | 0.031427 | 0.013087 | 1.68e-05 | 0.18562 | 0.0080886 | 0.044833 | 0.2582 | 0 | 0.007428 | 0.17569 | 0.029254 | 0.034214 | 0
Woking | E07000217 | 2050 | LW | domestic | 8224.019 | 1634.0514 | 602.775 | 0.61 | 6857.4775 | 858.7375 | 1897.8561 | 9292.0957 | 0.074417 | 396.5515 | 6160.7589 | 5496.6632 | 7559.632 | 1.03e-05 | 0.1679 | 0.033361 | 0.012306 | 1.25e-05 | 0.14 | 0.017532 | 0.038747 | 0.18971 | 1.52e-06 | 0.008096 | 0.12578 | 0.11222 | 0.15434 | 2.1e-10
Wokingham | E06000041 | 2050 | LW | domestic | 12409.5814 | 2199.6201 | 960.8689 | 0.61483 | 10263.8346 | 452.3315 | 2488.1437 | 14560.0718 | 0.085244 | 538.7186 | 9552.6293 | 8397.9177 | 9956.7089 | 1.1e-05 | 0.17288 | 0.030643 | 0.013386 | 8.57e-06 | 0.14299 | 0.0063015 | 0.034663 | 0.20284 | 1.19e-06 | 0.007505 | 0.13308 | 0.11699 | 0.13871 | 1.53e-10
Wolverhampton | E08000031 | 2050 | LW | domestic | 20958.2755 | 3762.0227 | 1571.2043 | 1.5124 | 17857.7541 | 814.1005 | 4678.5329 | 24207.2063 | 0.23461 | 893.7382 | 15888.5843 | 14256.6888 | 17824.6094 | 3.26e-05 | 0.17079 | 0.030657 | 0.012804 | 1.23e-05 | 0.14552 | 0.0066341 | 0.038125 | 0.19726 | 1.91e-06 | 0.0072831 | 0.12948 | 0.11618 | 0.14525 | 2.66e-10
Worcester | E07000237 | 2050 | LW | domestic | 8758.0877 | 1577.526 | 641.2561 | 0.4686 | 7189.5222 | 482.8144 | 1941.3316 | 10099.6415 | 0.083675 | 359.9037 | 6643.7487 | 5940.0231 | 7565.2147 | 1.06e-05 | 0.17106 | 0.030811 | 0.012525 | 9.15e-06 | 0.14042 | 0.00943 | 0.037917 | 0.19726 | 1.63e-06 | 0.0070294 | 0.12976 | 0.11602 | 0.14776 | 2.08e-10
Worthing | E07000229 | 2050 | LW | domestic | 10390.4803 | 1918.3229 | 767.6323 | 0.54857 | 8319.3486 | 538.8725 | 2837.7828 | 11707.0301 | 0.12562 | 466.6354 | 7688.5245 | 6964.6383 | 9549.2212 | 1.83e-05 | 0.16992 | 0.031371 | 0.012553 | 8.97e-06 | 0.13605 | 0.0088124 | 0.046408 | 0.19145 | 2.05e-06 | 0.0076311 | 0.12573 | 0.1139 | 0.15616 | 2.99e-10
Wrexham | W06000006 | 2050 | LW | domestic | 12343.2059 | 1109.2359 | 1407.4346 | 0.77985 | 11930.4879 | 414.6246 | 2048.1706 | 16424.315 | 0 | 1064.0144 | 11990.9325 | 1514.6632 | 1792.5286 | 0 | 0.19895 | 0.017879 | 0.022686 | 1.26e-05 | 0.1923 | 0.0066831 | 0.033014 | 0.26474 | 0 | 0.01715 | 0.19328 | 0.024414 | 0.028893 | 0
Wychavon | E07000238 | 2050 | LW | domestic | 10560.562 | 2248.2141 | 1114.8784 | 0.47676 | 8567.9044 | 289.4111 | 2430.2639 | 12266.2707 | 0.053241 | 839.873 | 8031.2724 | 6805.102 | 8294.1051 | 9.84e-06 | 0.17186 | 0.036587 | 0.018143 | 7.76e-06 | 0.13943 | 0.0047098 | 0.03955 | 0.19962 | 8.66e-07 | 0.013668 | 0.1307 | 0.11075 | 0.13498 | 1.6e-10
Wycombe District | E07000007 | 2050 | LW | domestic | 14404.4147 | 2718.3894 | 1211.4053 | 0.56737 | 11496.1843 | 570.7898 | 3400.9014 | 16635.8047 | 0.10866 | 773.8405 | 10908.907 | 9568.6495 | 11992.1926 | 1.49e-05 | 0.17213 | 0.032485 | 0.014476 | 6.78e-06 | 0.13738 | 0.0068209 | 0.040641 | 0.1988 | 1.3e-06 | 0.0092474 | 0.13036 | 0.11435 | 0.14331 | 1.78e-10
Wyre | E07000128 | 2050 | LW | domestic | 12266.9344 | 1926.7971 | 805.4955 | 0.65296 | 10373.4058 | 686.373 | 3038.9628 | 14804.6629 | 0 | 505.2456 | 10090.2084 | 1605.4356 | 1964.9717 | 0 | 0.21125 | 0.033181 | 0.013871 | 1.12e-05 | 0.17864 | 0.01182 | 0.052334 | 0.25495 | 0 | 0.0087008 | 0.17376 | 0.027647 | 0.033838 | 0
Wyre Forest | E07000239 | 2050 | LW | domestic | 9084.7395 | 1701.0687 | 771.0421 | 0.4209 | 7437.2296 | 338.3246 | 1903.4631 | 10607.7894 | 0.066417 | 479.7267 | 6959.3911 | 6083.5391 | 7343.5038 | 9.91e-06 | 0.17235 | 0.032272 | 0.014628 | 7.99e-06 | 0.1411 | 0.0064186 | 0.036112 | 0.20125 | 1.26e-06 | 0.0091012 | 0.13203 | 0.11541 | 0.13932 | 1.88e-10
York | E06000014 | 2050 | LW | domestic | 18113.633 | 3258.4991 | 1153.6817 | 1.0616 | 15081.0171 | 963.6439 | 4396.4893 | 21303.3917 | 0 | 797.4893 | 14302.3699 | 8912.0854 | 11079.2955 | 0 | 0.1823 | 0.032794 | 0.011611 | 1.07e-05 | 0.15178 | 0.0096983 | 0.044247 | 0.2144 | 0 | 0.008026 | 0.14394 | 0.089693 | 0.1115 | 0
Aberdeen City | S12000033 | 2050 | ST | domestic | 21550.0145 | 2195.5914 | 596.0693 | 9.6493 | 5119.3762 | 0 | 3232.5777 | 6193.376 | 254.2414 | 800.1821 | 9926.1573 | 36137.937 | 56658.8541 | 0 | 0.15104 | 0.015389 | 0.0041778 | 6.76e-05 | 0.035882 | 0 | 0.022657 | 0.043409 | 0.001782 | 0.0056085 | 0.069572 | 0.25329 | 0.39712 | 0
Aberdeenshire | S12000034 | 2050 | ST | domestic | 15186.4512 | 1575.5706 | 421.6043 | 6.768 | 3557.6556 | 0 | 3231.6465 | 4483.4453 | 169.8567 | 598.3177 | 6847.1773 | 24483.8763 | 40454.9967 | 0 | 0.15034 | 0.015597 | 0.0041736 | 6.7e-05 | 0.035218 | 0 | 0.031991 | 0.044383 | 0.0016815 | 0.0059229 | 0.067782 | 0.24237 | 0.40048 | 0
Adur | E07000223 | 2050 | ST | domestic | 4077.8593 | 563.0259 | 78.2114 | 2.494 | 5820.4957 | 136.6167 | 674.8049 | 963.5323 | 49.133 | 187.3061 | 1828.718 | 6960.6763 | 11667.5389 | 0.015164 | 0.12353 | 0.017056 | 0.0023693 | 7.56e-05 | 0.17632 | 0.0041386 | 0.020442 | 0.029189 | 0.0014884 | 0.0056741 | 0.055398 | 0.21086 | 0.35345 | 4.59e-07
Allerdale | E07000026 | 2050 | ST | domestic | 6456.7282 | 1170.7876 | 102.299 | 2.6575 | 8853.5846 | 183.9479 | 675.3179 | 1899.4585 | 79.4619 | 552.7518 | 3201.5647 | 11313.7744 | 17767.3544 | 0 | 0.12355 | 0.022403 | 0.0019575 | 5.09e-05 | 0.16942 | 0.0035199 | 0.012922 | 0.036347 | 0.0015205 | 0.010577 | 0.061263 | 0.21649 | 0.33998 | 0
Amber Valley | E07000032 | 2050 | ST | domestic | 8004.341 | 1140.109 | 169.0998 | 2.9191 | 9988.7689 | 231.5494 | 986.1465 | 1905.413 | 97.0497 | 421.3468 | 3610.0485 | 14134.5293 | 22545.3404 | 0.0016514 | 0.12658 | 0.018029 | 0.0026741 | 4.62e-05 | 0.15796 | 0.0036616 | 0.015595 | 0.030131 | 0.0015347 | 0.006663 | 0.057088 | 0.22352 | 0.35652 | 2.61e-08
Angus | S12000041 | 2050 | ST | domestic | 8990.5475 | 922.2104 | 248.2557 | 4.0577 | 2132.2604 | 0 | 1572.7563 | 2610.3661 | 103.8952 | 341.3369 | 4105.7542 | 14846.7288 | 23763.668 | 0 | 0.15074 | 0.015462 | 0.0041624 | 6.8e-05 | 0.035751 | 0 | 0.02637 | 0.043767 | 0.001742 | 0.0057231 | 0.06884 | 0.24893 | 0.39844 | 0
Argyll and Bute | S12000035 | 2050 | ST | domestic | 5040.8262 | 535.0914 | 139.3021 | 2.3008 | 1172.5658 | 0 | 1505.2461 | 1539.7002 | 52.1833 | 213.2185 | 2204.6348 | 7683.0959 | 13670.7007 | 0 | 0.14932 | 0.01585 | 0.0041264 | 6.82e-05 | 0.034734 | 0 | 0.044588 | 0.045609 | 0.0015458 | 0.0063159 | 0.065305 | 0.22759 | 0.40495 | 0
Arun | E07000224 | 2050 | ST | domestic | 10646.7365 | 1497.382 | 209.3505 | 5.3436 | 14879.6913 | 516.106 | 1699.7828 | 2528.8383 | 128.2098 | 501.8382 | 4781.8192 | 18154.441 | 30676.9114 | 0.035989 | 0.12347 | 0.017366 | 0.0024279 | 6.2e-05 | 0.17257 | 0.0059855 | 0.019713 | 0.029328 | 0.0014869 | 0.00582 | 0.055457 | 0.21054 | 0.35577 | 4.17e-07
Ashfield | E07000170 | 2050 | ST | domestic | 7848.2368 | 1052.7633 | 140.5934 | 3.231 | 10117.8636 | 200.3855 | 782.3405 | 1779.0568 | 96.9783 | 345.4382 | 3525.4213 | 14116.4564 | 22212.8838 | 0.0011472 | 0.12613 | 0.01692 | 0.0022596 | 5.19e-05 | 0.16261 | 0.0032205 | 0.012573 | 0.028592 | 0.0015586 | 0.0055517 | 0.056659 | 0.22687 | 0.357 | 1.84e-08
Ashford | E07000105 | 2050 | ST | domestic | 7744.8065 | 1385.3006 | 284.5464 | 3.9511 | 10469.7296 | 354.1571 | 920.615 | 2185.6963 | 90.8127 | 668.6873 | 3685.4557 | 12894.4628 | 21111.7154 | 0.029904 | 0.12532 | 0.022416 | 0.0046043 | 6.39e-05 | 0.16941 | 0.0057307 | 0.014897 | 0.035367 | 0.0014695 | 0.01082 | 0.059635 | 0.20865 | 0.34161 | 4.84e-07
Aylesbury Vale District | E07000004 | 2050 | ST | domestic | 11425.1707 | 2046.7406 | 411.6892 | 5.169 | 15266.188 | 685.8506 | 1457.8295 | 3211.5978 | 133.2438 | 971.4844 | 5411.4379 | 18936.6589 | 31458.2865 | 0.045592 | 0.12497 | 0.022388 | 0.0045032 | 5.65e-05 | 0.16699 | 0.0075021 | 0.015946 | 0.03513 | 0.0014575 | 0.010626 | 0.059192 | 0.20714 | 0.3441 | 4.99e-07
Babergh | E07000200 | 2050 | ST | domestic | 5704.3518 | 1313.8736 | 301.2113 | 2.4932 | 6684.3181 | 412.4274 | 999.4295 | 1952.2396 | 58.8821 | 779.1433 | 2799.0569 | 8785.687 | 14944.3898 | 0.0040944 | 0.12751 | 0.029369 | 0.0067329 | 5.57e-05 | 0.14941 | 0.0092188 | 0.02234 | 0.043638 | 0.0013162 | 0.017416 | 0.062566 | 0.19638 | 0.33405 | 9.15e-08
Barking and Dagenham | E09000002 | 2050 | ST | domestic | 10463.6736 | 1521.4933 | 181.8491 | 12.258 | 17205.9954 | 591.6847 | 1539.9725 | 2467.0862 | 123.0825 | 475.5213 | 4738.2947 | 17697.0146 | 30149.9726 | 0.050777 | 0.12004 | 0.017455 | 0.0020862 | 0.00014062 | 0.19739 | 0.0067879 | 0.017667 | 0.028303 | 0.001412 | 0.0054552 | 0.054358 | 0.20302 | 0.34588 | 5.83e-07
Barnet | E09000003 | 2050 | ST | domestic | 21134.3755 | 3207.8333 | 385.7154 | 26.4923 | 35312.5225 | 1616.6595 | 2547.6221 | 5013.4434 | 249.7715 | 1011.7617 | 9678.3361 | 35966.2766 | 61105.292 | 0.10935 | 0.11923 | 0.018097 | 0.002176 | 0.00014946 | 0.19922 | 0.0091205 | 0.014373 | 0.028284 | 0.0014091 | 0.0057079 | 0.054601 | 0.20291 | 0.34473 | 6.17e-07
Barnsley | E08000016 | 2050 | ST | domestic | 14845.0348 | 2179.3353 | 124.4787 | 7.0817 | 21569.0877 | 450.7012 | 924.3646 | 3705.4344 | 197.7939 | 732.7271 | 7173.9923 | 27726.7682 | 42006.1864 | 0 | 0.12204 | 0.017916 | 0.0010233 | 5.82e-05 | 0.17731 | 0.0037051 | 0.007599 | 0.030462 | 0.001626 | 0.0060236 | 0.058976 | 0.22794 | 0.34532 | 0
Barrow-in-Furness | E07000027 | 2050 | ST | domestic | 4548.0406 | 642.1488 | 31.4444 | 1.6689 | 6491.2434 | 160.7285 | 443.6198 | 1113.1965 | 59.9118 | 198.1141 | 2155.2741 | 8399.1167 | 13098.0577 | 0 | 0.12179 | 0.017196 | 0.00084205 | 4.47e-05 | 0.17383 | 0.0043042 | 0.01188 | 0.02981 | 0.0016044 | 0.0053053 | 0.057716 | 0.22492 | 0.35075 | 0
Basildon | E07000066 | 2050 | ST | domestic | 10549.0163 | 1468.9286 | 190.2527 | 8.2129 | 15366.3245 | 477.0632 | 1413.7894 | 2449.3171 | 129.4721 | 467.5534 | 4767.0853 | 18285.4831 | 30108.9106 | 0.032602 | 0.12312 | 0.017144 | 0.0022205 | 9.59e-05 | 0.17934 | 0.0055679 | 0.016501 | 0.028586 | 0.0015111 | 0.0054569 | 0.055637 | 0.21341 | 0.35141 | 3.81e-07
Basingstoke and Deane | E07000084 | 2050 | ST | domestic | 10091.7477 | 1678.5612 | 304.9969 | 4.8551 | 13867.3816 | 610.0416 | 1232.9709 | 2670.066 | 119.8792 | 720.3816 | 4718.242 | 17017.1715 | 28260.684 | 0.037126 | 0.12413 | 0.020647 | 0.0037516 | 5.97e-05 | 0.17058 | 0.0075039 | 0.015166 | 0.032843 | 0.0014746 | 0.0088611 | 0.058037 | 0.20932 | 0.34762 | 4.57e-07
Bassetlaw | E07000171 | 2050 | ST | domestic | 7145.4314 | 1346.7993 | 267.943 | 3.0694 | 8864.8029 | 421.55 | 770.0848 | 2067.424 | 81.295 | 681.0208 | 3403.4571 | 11975.6151 | 19351.8392 | 0.0032974 | 0.12674 | 0.023888 | 0.0047524 | 5.44e-05 | 0.15723 | 0.0074769 | 0.013659 | 0.036669 | 0.0014419 | 0.012079 | 0.060366 | 0.21241 | 0.34324 | 5.85e-08
Bath and North East Somerset | E06000022 | 2050 | ST | domestic | 11807.7263 | 1842.7589 | 303.0517 | 7.4398 | 17026.6575 | 569.319 | 1826.4697 | 3013.2101 | 138.3072 | 726.9658 | 5407.558 | 19738.8644 | 33561.856 | 0.053194 | 0.12304 | 0.019201 | 0.0031578 | 7.75e-05 | 0.17742 | 0.0059322 | 0.019032 | 0.031397 | 0.0014411 | 0.0075749 | 0.056346 | 0.20568 | 0.34971 | 5.54e-07
Bedford | E06000055 | 2050 | ST | domestic | 10443.2055 | 1650.3227 | 238.8841 | 6.0486 | 13277.0247 | 797.2332 | 1633.0363 | 2606.6909 | 121.7037 | 640.0887 | 4711.3724 | 17855.5784 | 29649.1551 | 0.0024279 | 0.12487 | 0.019734 | 0.0028564 | 7.23e-05 | 0.15876 | 0.0095328 | 0.019527 | 0.031169 | 0.0014553 | 0.0076538 | 0.056336 | 0.21351 | 0.35453 | 2.9e-08
Bexley | E09000004 | 2050 | ST | domestic | 13322.9182 | 1834.2964 | 233.5597 | 8.8424 | 19931.5659 | 689.2216 | 1749.3108 | 3071.7051 | 162.1083 | 561.6392 | 6025.4788 | 23037.7906 | 38328.4905 | 0.051074 | 0.12228 | 0.016835 | 0.0021436 | 8.12e-05 | 0.18293 | 0.0063256 | 0.016055 | 0.028192 | 0.0014878 | 0.0051547 | 0.055301 | 0.21144 | 0.35178 | 4.69e-07
Birmingham | E08000025 | 2050 | ST | domestic | 63814.5402 | 9373.1177 | 1016.7077 | 41.322 | 83695.5363 | 6821.6086 | 10616.3033 | 14742.0453 | 749.5661 | 2914.0454 | 28141.8953 | 110172.2775 | 186163.7308 | 0.0068846 | 0.12313 | 0.018086 | 0.0019618 | 7.97e-05 | 0.16149 | 0.013162 | 0.020484 | 0.028445 | 0.0014463 | 0.0056227 | 0.0543 | 0.21258 | 0.35921 | 1.33e-08
Blaby | E07000129 | 2050 | ST | domestic | 5610.3601 | 753.7002 | 99.3475 | 2.3808 | 7144.3428 | 156.6101 | 623.6566 | 1273.0984 | 69.1114 | 246.8488 | 2511.7471 | 10052.2445 | 15907.0953 | 0.00083318 | 0.12622 | 0.016956 | 0.002235 | 5.36e-05 | 0.16073 | 0.0035232 | 0.01403 | 0.028641 | 0.0015548 | 0.0055533 | 0.056507 | 0.22614 | 0.35786 | 1.87e-08
Blackburn with Darwen | E06000008 | 2050 | ST | domestic | 8337.0014 | 1151.8401 | 53.2192 | 4.6149 | 12330.2311 | 192.3331 | 741.1906 | 2015.8726 | 110.7039 | 345.0552 | 3952.1775 | 15495.9403 | 23847.7834 | 0 | 0.12157 | 0.016796 | 0.00077604 | 6.73e-05 | 0.1798 | 0.0028046 | 0.010808 | 0.029395 | 0.0016143 | 0.0050316 | 0.05763 | 0.22596 | 0.34775 | 0
Blackpool | E06000009 | 2050 | ST | domestic | 10138.996 | 1613.7686 | 58.7816 | 6.4198 | 14773.6704 | 1112.5549 | 1307.5795 | 2514.469 | 127.9485 | 463.6824 | 4751.6708 | 18116.214 | 30403.2283 | 0 | 0.11874 | 0.018899 | 0.0006884 | 7.52e-05 | 0.17302 | 0.013029 | 0.015313 | 0.029447 | 0.0014984 | 0.0054302 | 0.055647 | 0.21216 | 0.35606 | 0
Blaenau Gwent | W06000019 | 2050 | ST | domestic | 3897.1881 | 414.2234 | 1.8914 | 2.0029 | 4787.8137 | 70.9613 | 432.1018 | 890.4209 | 48.6093 | 403.841 | 2014.0019 | 8686.473 | 11775.4038 | 0 | 0.1166 | 0.012393 | 5.66e-05 | 5.99e-05 | 0.14324 | 0.002123 | 0.012928 | 0.026639 | 0.0014543 | 0.012082 | 0.060254 | 0.25988 | 0.35229 | 0
Bolsover | E07000033 | 2050 | ST | domestic | 4925.0103 | 738.8197 | 118.9054 | 2.7858 | 6341.3658 | 92.5655 | 403.3044 | 1207.0072 | 60.1402 | 295.4287 | 2266.0888 | 8757.513 | 13649.1838 | 0.001163 | 0.12674 | 0.019013 | 0.00306 | 7.17e-05 | 0.16319 | 0.0023821 | 0.010379 | 0.031062 | 0.0015477 | 0.0076028 | 0.058317 | 0.22537 | 0.35126 | 2.99e-08
Bolton | E08000001 | 2050 | ST | domestic | 16745.4833 | 2381.8409 | 105.2993 | 8.2392 | 24243.0132 | 716.6639 | 1803.1621 | 4080.2406 | 218.9989 | 708.9586 | 7890.2404 | 30740.1465 | 48543.941 | 0 | 0.12118 | 0.017236 | 0.00076201 | 5.96e-05 | 0.17544 | 0.0051862 | 0.013049 | 0.029527 | 0.0015848 | 0.0051305 | 0.057099 | 0.22245 | 0.35129 | 0
Boston | E07000136 | 2050 | ST | domestic | 4220.1937 | 870.0613 | 184.5512 | 2.3136 | 5191.0634 | 239.6524 | 609.7505 | 1316.7276 | 45.9257 | 476.0925 | 2031.1883 | 6805.9437 | 11257.7629 | 0.0024002 | 0.12692 | 0.026166 | 0.0055502 | 6.96e-05 | 0.15612 | 0.0072073 | 0.018338 | 0.039599 | 0.0013812 | 0.014318 | 0.061086 | 0.20468 | 0.33857 | 7.22e-08
Bournemouth, Christchurch and Poole | E06000058 | 2050 | ST | domestic | 28346.505 | 3995.2348 | 523.1434 | 16.6725 | 42042.4467 | 1703.0539 | 4581.4346 | 6678.783 | 335.9052 | 1266.0914 | 12726.3903 | 48003.3822 | 82511.9539 | 0.12782 | 0.1218 | 0.017167 | 0.0022478 | 7.16e-05 | 0.18065 | 0.0073177 | 0.019686 | 0.028697 | 0.0014433 | 0.0054401 | 0.054683 | 0.20626 | 0.35454 | 5.49e-07
Bracknell Forest | E06000036 | 2050 | ST | domestic | 6825.9338 | 922.224 | 119.5503 | 3.8338 | 9729.0289 | 281.0439 | 1028.1656 | 1576.9639 | 83.1956 | 287.4827 | 3058.9039 | 11762.7017 | 19626.5916 | 0.020927 | 0.12342 | 0.016675 | 0.0021616 | 6.93e-05 | 0.17591 | 0.0050816 | 0.018591 | 0.028514 | 0.0015043 | 0.0051981 | 0.055309 | 0.21269 | 0.35488 | 3.78e-07
Bradford | E08000032 | 2050 | ST | domestic | 29701.4704 | 4312.394 | 178.7852 | 15.0292 | 43243.7803 | 1869.259 | 2806.6655 | 7173.4455 | 390.1049 | 1225.2407 | 14041.664 | 54779.1847 | 86760.2243 | 0 | 0.12049 | 0.017495 | 0.0007253 | 6.1e-05 | 0.17543 | 0.0075833 | 0.011386 | 0.029102 | 0.0015826 | 0.0049706 | 0.056965 | 0.22223 | 0.35197 | 0
Braintree | E07000067 | 2050 | ST | domestic | 9334.1915 | 1684.3919 | 345.0054 | 4.302 | 12355.9768 | 456.0433 | 1565.7395 | 2675.7237 | 106.1743 | 820.6191 | 4382.0597 | 15139.4539 | 25740.8497 | 0.038431 | 0.12511 | 0.022576 | 0.0046241 | 5.77e-05 | 0.16561 | 0.0061123 | 0.020985 | 0.035863 | 0.001423 | 0.010999 | 0.058732 | 0.20291 | 0.345 | 5.15e-07
Breckland | E07000143 | 2050 | ST | domestic | 8475.6263 | 2168.9986 | 532.5133 | 3.4905 | 9706.3977 | 635.9364 | 1653.7509 | 3176.4337 | 82.7504 | 1377.4465 | 4260.0473 | 12463.9286 | 21635.355 | 0.007393 | 0.12808 | 0.032778 | 0.0080473 | 5.27e-05 | 0.14668 | 0.0096103 | 0.024991 | 0.048002 | 0.0012505 | 0.020816 | 0.064378 | 0.18835 | 0.32695 | 1.12e-07
Brent | E09000005 | 2050 | ST | domestic | 19043.7333 | 2890.43 | 392.7033 | 25.4489 | 33124.4527 | 908.6913 | 2046.3057 | 4600.8099 | 224.6895 | 978.9348 | 8827.8057 | 32494.6986 | 53778.4632 | 0.13144 | 0.11952 | 0.01814 | 0.0024646 | 0.00015972 | 0.20789 | 0.0057029 | 0.012843 | 0.028875 | 0.0014101 | 0.0061438 | 0.055403 | 0.20394 | 0.33751 | 8.25e-07
Brentwood | E07000068 | 2050 | ST | domestic | 4727.1675 | 664.4062 | 96.1271 | 2.1409 | 6582.2981 | 232.718 | 519.0831 | 1110.2717 | 58.7401 | 223.4532 | 2158.4328 | 8270.4253 | 13437.089 | 0.013919 | 0.12413 | 0.017447 | 0.0025242 | 5.62e-05 | 0.17284 | 0.0061109 | 0.013631 | 0.029154 | 0.0015424 | 0.0058676 | 0.056678 | 0.21717 | 0.35284 | 3.66e-07
Bridgend | W06000013 | 2050 | ST | domestic | 7206.671 | 736.4195 | 3.4628 | 2.271 | 8648.7122 | 163.4967 | 811.9544 | 1619.9117 | 90.1952 | 724.3276 | 3710.2717 | 16105.2761 | 21881.3978 | 0 | 0.11679 | 0.011935 | 5.61e-05 | 3.68e-05 | 0.14016 | 0.0026497 | 0.013159 | 0.026253 | 0.0014617 | 0.011739 | 0.06013 | 0.26101 | 0.35462 | 0
Brighton and Hove | E06000043 | 2050 | ST | domestic | 22319.0668 | 3274.769 | 429.242 | 18.2073 | 35578.9682 | 1590.7339 | 3111.5861 | 5319.7184 | 262.529 | 1054.7563 | 10174.7797 | 37774.1382 | 64798.0704 | 0.13201 | 0.12018 | 0.017634 | 0.0023114 | 9.8e-05 | 0.19159 | 0.0085658 | 0.016755 | 0.028646 | 0.0014137 | 0.0056797 | 0.05479 | 0.20341 | 0.34893 | 7.11e-07
Bristol, City of | E06000023 | 2050 | ST | domestic | 29081.8757 | 4295.015 | 532.1301 | 20.1113 | 44834.5676 | 2765.5373 | 4229.8824 | 6873.8086 | 342.1384 | 1331.0037 | 13179.5254 | 49149.5356 | 85387.1877 | 0.14651 | 0.12016 | 0.017746 | 0.0021987 | 8.31e-05 | 0.18525 | 0.011427 | 0.017477 | 0.028402 | 0.0014137 | 0.0054995 | 0.054456 | 0.20308 | 0.35281 | 6.05e-07
Broadland | E07000144 | 2050 | ST | domestic | 8062.5441 | 1540.8205 | 314.9028 | 3.5939 | 9791.5662 | 349.8783 | 1211.0981 | 2392.0147 | 89.7607 | 805.8024 | 3819.1581 | 13237.2395 | 21741.4217 | 0.003973 | 0.12725 | 0.024319 | 0.0049701 | 5.67e-05 | 0.15454 | 0.0055221 | 0.019115 | 0.037753 | 0.0014167 | 0.012718 | 0.060277 | 0.20892 | 0.34314 | 6.27e-08
Bromley | E09000006 | 2050 | ST | domestic | 20850.5295 | 2828.1419 | 391.5862 | 12.5645 | 31506.2107 | 706.176 | 2215.4834 | 4807.2981 | 257.3269 | 894.6705 | 9533.1901 | 36529.4678 | 59065.2215 | 0.0903 | 0.12294 | 0.016676 | 0.0023089 | 7.41e-05 | 0.18577 | 0.0041638 | 0.013063 | 0.028345 | 0.0015173 | 0.0052752 | 0.056211 | 0.21539 | 0.34827 | 5.32e-07
Bromsgrove | E07000234 | 2050 | ST | domestic | 5969.1336 | 865.6043 | 131.1077 | 2.2218 | 7432.2915 | 196.8669 | 683.8229 | 1433.2547 | 72.4234 | 326.6803 | 2704.853 | 10545.4064 | 16778.571 | 0.0013439 | 0.12662 | 0.018362 | 0.0027811 | 4.71e-05 | 0.15766 | 0.004176 | 0.014506 | 0.030403 | 0.0015363 | 0.0069297 | 0.057376 | 0.22369 | 0.35591 | 2.85e-08
Broxbourne | E07000095 | 2050 | ST | domestic | 5554.132 | 780.4189 | 103.4714 | 2.9352 | 7814.1663 | 321.312 | 964.7847 | 1311.9478 | 66.3441 | 252.783 | 2480.6758 | 9413.9136 | 16104.6496 | 0.019494 | 0.12296 | 0.017277 | 0.0022906 | 6.5e-05 | 0.17299 | 0.0071132 | 0.021358 | 0.029044 | 0.0014687 | 0.0055961 | 0.054917 | 0.2084 | 0.35652 | 4.32e-07
Broxtowe | E07000172 | 2050 | ST | domestic | 6875.766 | 927.8382 | 121.9496 | 2.4296 | 8726.6258 | 241.8447 | 827.5729 | 1566.4263 | 84.1008 | 303.9455 | 3071.1151 | 12259.6781 | 19574.9945 | 0.00095031 | 0.12597 | 0.016998 | 0.0022342 | 4.45e-05 | 0.15987 | 0.0044307 | 0.015161 | 0.028697 | 0.0015408 | 0.0055684 | 0.056264 | 0.2246 | 0.35862 | 1.74e-08
Burnley | E07000117 | 2050 | ST | domestic | 5545.3187 | 755.1244 | 33.4165 | 1.8506 | 7999.1069 | 215.8571 | 415.7922 | 1313.6405 | 74.5678 | 209.5007 | 2632.395 | 10419.9791 | 15998.9663 | 0 | 0.12157 | 0.016554 | 0.00073257 | 4.06e-05 | 0.17536 | 0.0047321 | 0.0091151 | 0.028798 | 0.0016347 | 0.0045928 | 0.057708 | 0.22843 | 0.35074 | 0
Bury | E08000002 | 2050 | ST | domestic | 11339.8671 | 1615.6697 | 73.5565 | 4.0363 | 16227.7474 | 565.8512 | 1037.0951 | 2751.0316 | 149.6951 | 476.9608 | 5375.5911 | 20994.7774 | 32879.6876 | 0 | 0.12129 | 0.017281 | 0.00078677 | 4.32e-05 | 0.17357 | 0.0060524 | 0.011093 | 0.029425 | 0.0016012 | 0.0051016 | 0.057498 | 0.22456 | 0.35169 | 0
Caerphilly | W06000018 | 2050 | ST | domestic | 9126.7839 | 985.3045 | 4.6356 | 2.6268 | 10876.379 | 110.3314 | 1003.2517 | 2129.9112 | 113.554 | 977.0821 | 4736.7447 | 20295.401 | 27451.7658 | 0 | 0.11729 | 0.012662 | 5.96e-05 | 3.38e-05 | 0.13977 | 0.0014179 | 0.012893 | 0.027372 | 0.0014593 | 0.012557 | 0.060873 | 0.26082 | 0.35279 | 0
Calderdale | E08000033 | 2050 | ST | domestic | 13795.4192 | 2042.4568 | 102.425 | 5.1626 | 19529.4834 | 765.0883 | 1354.6208 | 3423.3524 | 180.0754 | 643.9439 | 6557.9061 | 25312.1084 | 39977.5083 | 0 | 0.12134 | 0.017965 | 0.00090092 | 4.54e-05 | 0.17178 | 0.0067296 | 0.011915 | 0.030111 | 0.0015839 | 0.0056641 | 0.057683 | 0.22264 | 0.35164 | 0
Cambridge | E07000008 | 2050 | ST | domestic | 7813.8304 | 1204.7282 | 124.4542 | 10.0448 | 11108.3131 | 775.2036 | 1252.6354 | 1830.7593 | 91.0073 | 384.2096 | 3464.1046 | 13404.0559 | 22577.4543 | 0.00087563 | 0.12201 | 0.018812 | 0.0019434 | 0.00015685 | 0.17346 | 0.012105 | 0.01956 | 0.028587 | 0.0014211 | 0.0059994 | 0.054092 | 0.2093 | 0.35255 | 1.37e-08
Camden | E09000007 | 2050 | ST | domestic | 20569.8687 | 3443.6839 | 459.3976 | 44.336 | 42355.8391 | 1121.6142 | 1838.2722 | 5180.0477 | 231.12 | 1215.0742 | 9748.8934 | 34305.6685 | 57780.7598 | 0.22505 | 0.11537 | 0.019315 | 0.0025766 | 0.00024867 | 0.23756 | 0.0062908 | 0.01031 | 0.029053 | 0.0012963 | 0.006815 | 0.054679 | 0.19241 | 0.32407 | 1.26e-06
Cannock Chase | E07000192 | 2050 | ST | domestic | 6069.9142 | 831.9246 | 104.781 | 2.5701 | 7763.2152 | 279.6669 | 872.2842 | 1391.2584 | 73.1813 | 270.4365 | 2693.7184 | 10694.4115 | 17374.7674 | 0.00076494 | 0.12535 | 0.017181 | 0.0021639 | 5.31e-05 | 0.16032 | 0.0057756 | 0.018014 | 0.028732 | 0.0015113 | 0.005585 | 0.05563 | 0.22086 | 0.35882 | 1.58e-08
Canterbury | E07000106 | 2050 | ST | domestic | 9947.9632 | 1434.5461 | 209.2854 | 5.1868 | 13958.5662 | 519.021 | 1310.9862 | 2382.5926 | 121.1759 | 498.3124 | 4524.3701 | 17126.5621 | 28407.7104 | 0.031048 | 0.12366 | 0.017832 | 0.0026016 | 6.45e-05 | 0.17351 | 0.0064518 | 0.016296 | 0.029617 | 0.0015063 | 0.0061943 | 0.056241 | 0.21289 | 0.35313 | 3.86e-07
Cardiff | W06000015 | 2050 | ST | domestic | 18952.8419 | 2151.5525 | 9.1396 | 6.6778 | 22663.0334 | 2663.5183 | 3162.4681 | 4335.524 | 227.0599 | 1998.0299 | 9681.7766 | 40784.2959 | 58823.4741 | 0 | 0.11455 | 0.013004 | 5.52e-05 | 4.04e-05 | 0.13697 | 0.016098 | 0.019113 | 0.026203 | 0.0013723 | 0.012076 | 0.058515 | 0.24649 | 0.35552 | 0
Carlisle | E07000028 | 2050 | ST | domestic | 6887.46 | 1203.7384 | 91.7045 | 2.3094 | 9528.7851 | 340.3623 | 713.7565 | 1943.4961 | 85.7265 | 518.9776 | 3377.4109 | 12181.5485 | 19356.25 | 0 | 0.12248 | 0.021407 | 0.0016308 | 4.11e-05 | 0.16946 | 0.0060529 | 0.012693 | 0.034562 | 0.0015245 | 0.0092293 | 0.060063 | 0.21663 | 0.34422 | 0
Carmarthenshire | W06000010 | 2050 | ST | domestic | 10236.1505 | 2598.3494 | 10.3084 | 3.293 | 11672.5304 | 517.581 | 1525.4164 | 4250.0326 | 100.8135 | 2568.9772 | 6123.9532 | 18737.1668 | 26149.5197 | 0 | 0.12115 | 0.030752 | 0.000122 | 3.9e-05 | 0.13815 | 0.0061256 | 0.018054 | 0.0503 | 0.0011931 | 0.030404 | 0.072478 | 0.22176 | 0.30948 | 0
Castle Point | E07000069 | 2050 | ST | domestic | 5309.8521 | 718.8542 | 102.5124 | 2.2252 | 7363.244 | 203.5852 | 589.6874 | 1225.7342 | 66.5274 | 233.2005 | 2415.5114 | 9352.0171 | 15055.2155 | 0.016668 | 0.12453 | 0.016859 | 0.0024042 | 5.22e-05 | 0.17269 | 0.0047747 | 0.01383 | 0.028747 | 0.0015603 | 0.0054693 | 0.056651 | 0.21933 | 0.35309 | 3.91e-07
Central Bedfordshire | E06000056 | 2050 | ST | domestic | 16352.7936 | 2489.232 | 367.7056 | 7.4972 | 20367.5247 | 966.9191 | 2313.841 | 4014.2969 | 194.0314 | 955.1293 | 7385.1548 | 28346.5292 | 46263.7186 | 0.0038497 | 0.12577 | 0.019144 | 0.002828 | 5.77e-05 | 0.15664 | 0.0074364 | 0.017795 | 0.030873 | 0.0014923 | 0.0073458 | 0.056798 | 0.21801 | 0.35581 | 2.96e-08
Ceredigion | W06000008 | 2050 | ST | domestic | 4285.297 | 1452.0715 | 5.2944 | 1.7158 | 4570.1864 | 467.8123 | 1213.3847 | 2235.9383 | 33.1669 | 1431.3503 | 2701.7205 | 6447.4068 | 9912.9591 | 0 | 0.12329 | 0.041776 | 0.00015232 | 4.94e-05 | 0.13148 | 0.013459 | 0.034909 | 0.064328 | 0.00095422 | 0.04118 | 0.077729 | 0.18549 | 0.2852 | 0
Charnwood | E07000130 | 2050 | ST | domestic | 11177.4814 | 1514.4049 | 196.3918 | 4.9559 | 14232.9081 | 380.5603 | 1369.5691 | 2546.3881 | 136.7774 | 495.3525 | 4989.5909 | 19909.0265 | 31788.0061 | 0.0016679 | 0.12596 | 0.017065 | 0.0022131 | 5.58e-05 | 0.16039 | 0.0042884 | 0.015433 | 0.028694 | 0.0015413 | 0.005582 | 0.056226 | 0.22435 | 0.35821 | 1.88e-08
Chelmsford | E07000070 | 2050 | ST | domestic | 9901.3536 | 1603.5018 | 274.3377 | 5.7465 | 13540.9529 | 543.9298 | 1710.5791 | 2595.9475 | 115.3227 | 668.3099 | 4532.3827 | 16389.1302 | 27986.9652 | 0.034121 | 0.12397 | 0.020077 | 0.0034349 | 7.19e-05 | 0.16954 | 0.0068103 | 0.021417 | 0.032503 | 0.0014439 | 0.0083676 | 0.056748 | 0.2052 | 0.35041 | 4.27e-07
Cheltenham | E07000078 | 2050 | ST | domestic | 8542.3422 | 1207.6877 | 138.3074 | 4.9926 | 11071.3226 | 613.197 | 1503.3359 | 1969.5972 | 100.8455 | 382.7567 | 3755.585 | 14786.3021 | 24708.2853 | 0.0009822 | 0.12419 | 0.017558 | 0.0020107 | 7.26e-05 | 0.16096 | 0.0089147 | 0.021856 | 0.028634 | 0.0014661 | 0.0055646 | 0.054599 | 0.21497 | 0.35921 | 1.43e-08
Cherwell | E07000177 | 2050 | ST | domestic | 8733.225 | 1678.3476 | 320.1986 | 4.8618 | 10799.9941 | 648.6782 | 1515.2585 | 2561.811 | 95.7459 | 842.868 | 4091.9545 | 14176.4586 | 23920.4539 | 0.0039232 | 0.12586 | 0.024187 | 0.0046145 | 7.01e-05 | 0.15564 | 0.0093483 | 0.021837 | 0.036919 | 0.0013798 | 0.012147 | 0.05897 | 0.2043 | 0.34473 | 5.65e-08
Cheshire East | E06000049 | 2050 | ST | domestic | 23588.5112 | 3845.7712 | 265.9615 | 9.4172 | 33200.122 | 944.9705 | 2269.2764 | 6353.2864 | 300.4958 | 1526.3034 | 11457.1252 | 42472.8413 | 66588.8515 | 0 | 0.12233 | 0.019945 | 0.0013793 | 4.88e-05 | 0.17218 | 0.0049007 | 0.011769 | 0.032949 | 0.0015584 | 0.0079156 | 0.059418 | 0.22027 | 0.34534 | 0
Cheshire West and Chester | E06000050 | 2050 | ST | domestic | 21096.7028 | 3327.4483 | 215.2878 | 10.4756 | 30123.5 | 731.3314 | 2041.8277 | 5556.0425 | 270.9321 | 1258.1666 | 10182.906 | 38213.3358 | 59716.1779 | 0 | 0.12213 | 0.019262 | 0.0012463 | 6.06e-05 | 0.17438 | 0.0042336 | 0.01182 | 0.032163 | 0.0015684 | 0.0072834 | 0.058948 | 0.22121 | 0.34569 | 0
Chesterfield | E07000034 | 2050 | ST | domestic | 6826.9314 | 951.2455 | 121.3199 | 4.5607 | 9099.95 | 270.939 | 646.9837 | 1557.5241 | 83.88 | 311.9581 | 3075.3976 | 12231.3992 | 19337.4832 | 0.000949 | 0.12522 | 0.017448 | 0.0022253 | 8.37e-05 | 0.16691 | 0.0049696 | 0.011867 | 0.028568 | 0.0015385 | 0.0057219 | 0.056409 | 0.22435 | 0.35469 | 1.74e-08
Chichester | E07000225 | 2050 | ST | domestic | 8078.6546 | 1570.8084 | 337.0029 | 5.0373 | 10724.2295 | 423.1215 | 1406.4413 | 2438.6859 | 89.8267 | 812.8297 | 3837.7598 | 12847.1197 | 21987.5301 | 0.034497 | 0.12514 | 0.024331 | 0.0052201 | 7.8e-05 | 0.16611 | 0.006554 | 0.021785 | 0.037774 | 0.0013914 | 0.01259 | 0.059446 | 0.199 | 0.34058 | 5.34e-07
Chiltern District | E07000005 | 2050 | ST | domestic | 5727.3619 | 865.4193 | 144.1595 | 3.3106 | 7943.2533 | 209.1202 | 619.8369 | 1423.5967 | 70.4596 | 338.087 | 2650.6472 | 9919.9039 | 15969.4944 | 0.017214 | 0.12482 | 0.018861 | 0.0031418 | 7.22e-05 | 0.17311 | 0.0045575 | 0.013509 | 0.031026 | 0.0015356 | 0.0073682 | 0.057768 | 0.21619 | 0.34804 | 3.75e-07
Chorley | E07000118 | 2050 | ST | domestic | 6635.7853 | 940.3452 | 49.8988 | 2.9536 | 9530.9843 | 180.9246 | 567.7309 | 1631.1393 | 87.9669 | 299.0734 | 3163.4172 | 12322.4623 | 18941.8715 | 0 | 0.12208 | 0.0173 | 0.00091803 | 5.43e-05 | 0.17535 | 0.0033286 | 0.010445 | 0.030009 | 0.0016184 | 0.0055023 | 0.0582 | 0.22671 | 0.34849 | 0
City of Edinburgh | S12000036 | 2050 | ST | domestic | 46982.8099 | 4780.7415 | 1300.0803 | 20.9978 | 11163.9715 | 0 | 6828.2489 | 13476.7011 | 556.8625 | 1737.2708 | 21675.7618 | 79012.7101 | 123399.0753 | 0 | 0.1511 | 0.015375 | 0.0041812 | 6.75e-05 | 0.035904 | 0 | 0.02196 | 0.043342 | 0.0017909 | 0.0055872 | 0.069712 | 0.25411 | 0.39686 | 0
City of London | E09000001 | 2050 | ST | domestic | 1016.9339 | 253.657 | 24.3353 | 2.8609 | 2118.4068 | 398.863 | 146.4013 | 286.0385 | 9.5303 | 83.8975 | 478.0469 | 1492.7994 | 3498.772 | 0.01199 | 0.10366 | 0.025856 | 0.0024805 | 0.00029161 | 0.21593 | 0.040657 | 0.014923 | 0.029156 | 0.00097143 | 0.0085518 | 0.048728 | 0.15216 | 0.35663 | 1.22e-06
Clackmannanshire | S12000005 | 2050 | ST | domestic | 4850.2255 | 492.0472 | 134.2112 | 2.1633 | 1153.7278 | 0 | 653.9075 | 1385.0415 | 57.9428 | 177.5555 | 2245.6094 | 8209.1875 | 12711.0274 | 0 | 0.15123 | 0.015342 | 0.0041846 | 6.74e-05 | 0.035972 | 0 | 0.020388 | 0.043185 | 0.0018066 | 0.005536 | 0.070016 | 0.25596 | 0.39632 | 0
Colchester | E07000071 | 2050 | ST | domestic | 10901.7155 | 1792.3283 | 307.7777 | 4.3367 | 14739.4837 | 846.2669 | 1819.1569 | 2865.763 | 126.3435 | 740.6735 | 5004.9988 | 18010.2098 | 31129.3383 | 0.042342 | 0.12348 | 0.020301 | 0.003486 | 4.91e-05 | 0.16695 | 0.0095853 | 0.020605 | 0.032459 | 0.001431 | 0.0083892 | 0.056689 | 0.20399 | 0.35259 | 4.8e-07
Conwy | W06000003 | 2050 | ST | domestic | 6884.8749 | 1026.9681 | 4.1502 | 2.6777 | 8031.8731 | 426.8108 | 1248.027 | 1943.9418 | 78.3265 | 1003.1366 | 3668.28 | 14176.719 | 20038.9094 | 0 | 0.11762 | 0.017545 | 7.09e-05 | 4.57e-05 | 0.13722 | 0.0072916 | 0.021321 | 0.03321 | 0.0013381 | 0.017137 | 0.062668 | 0.24219 | 0.34234 | 0
Copeland | E07000029 | 2050 | ST | domestic | 4662.6081 | 764.0306 | 57.6095 | 1.679 | 6420.4162 | 126.3969 | 490.2102 | 1278.3175 | 59.0546 | 319.1687 | 2267.68 | 8349.4673 | 13057.6344 | 0 | 0.12317 | 0.020183 | 0.0015219 | 4.44e-05 | 0.16961 | 0.003339 | 0.01295 | 0.033769 | 0.00156 | 0.0084315 | 0.059906 | 0.22057 | 0.34494 | 0
Corby | E07000150 | 2050 | ST | domestic | 4398.0697 | 578.377 | 74.9574 | 1.7637 | 5752.7943 | 103.4258 | 412.1418 | 983.2799 | 54.5522 | 182.4842 | 1973.085 | 7947.475 | 12465.3218 | 0.00056622 | 0.12592 | 0.016559 | 0.0021461 | 5.05e-05 | 0.16471 | 0.0029611 | 0.0118 | 0.028152 | 0.0015619 | 0.0052246 | 0.056491 | 0.22754 | 0.35689 | 1.62e-08
Cornwall | E06000052 | 2050 | ST | domestic | 37513.356 | 9177.2836 | 2146.8871 | 15.787 | 45199.4516 | 5302.5888 | 9479.1756 | 13280.237 | 367.3087 | 5296.57 | 18206.2962 | 53733.3452 | 102130.1292 | 0.21102 | 0.12428 | 0.030404 | 0.0071125 | 5.23e-05 | 0.14974 | 0.017567 | 0.031404 | 0.043996 | 0.0012169 | 0.017547 | 0.060316 | 0.17801 | 0.33835 | 6.99e-07
Cotswold | E07000079 | 2050 | ST | domestic | 6172.115 | 1455.547 | 331.6826 | 2.9153 | 7166.6198 | 514.4384 | 1316.3156 | 2152.8821 | 61.8647 | 868.594 | 3012.9478 | 9273.0125 | 16226.6772 | 0.0044965 | 0.12711 | 0.029977 | 0.006831 | 6e-05 | 0.1476 | 0.010595 | 0.027109 | 0.044338 | 0.0012741 | 0.017889 | 0.062051 | 0.19098 | 0.33419 | 9.26e-08
County Durham | E06000047 | 2050 | ST | domestic | 33232.6315 | 4897.4535 | 314.0904 | 13.0349 | 47417.9781 | 642.5935 | 2205.2017 | 8435.465 | 441.3149 | 1749.9053 | 16099.3534 | 61863.2587 | 93337.2595 | 0 | 0.12279 | 0.018095 | 0.0011605 | 4.82e-05 | 0.1752 | 0.0023743 | 0.0081478 | 0.031167 | 0.0016306 | 0.0064656 | 0.059484 | 0.22857 | 0.34486 | 0
Coventry | E08000026 | 2050 | ST | domestic | 20613.2644 | 2867.9665 | 337.7274 | 11.5847 | 27027.1436 | 1238.6116 | 3030.042 | 4707.5709 | 246.9456 | 904.292 | 9127.9952 | 36174.4253 | 59277.9864 | 0.0023266 | 0.1245 | 0.017322 | 0.0020398 | 7e-05 | 0.16324 | 0.0074811 | 0.018301 | 0.028433 | 0.0014915 | 0.0054618 | 0.055132 | 0.21849 | 0.35803 | 1.41e-08
Craven | E07000163 | 2050 | ST | domestic | 4144.8671 | 790.7523 | 67.9035 | 2.1635 | 5711.0837 | 216.4875 | 446.8338 | 1239.5145 | 50.2205 | 373.0354 | 2062.0482 | 7180.4543 | 11489.3913 | 0 | 0.12272 | 0.023413 | 0.0020105 | 6.41e-05 | 0.16909 | 0.0064097 | 0.01323 | 0.036699 | 0.0014869 | 0.011045 | 0.061053 | 0.2126 | 0.34018 | 0
Crawley | E07000226 | 2050 | ST | domestic | 6942.2323 | 942.6581 | 133.6806 | 3.0116 | 10122.5709 | 278.2264 | 819.5591 | 1609.176 | 85.4055 | 302.0114 | 3161.5348 | 12111.3001 | 19770.1666 | 0.029529 | 0.12335 | 0.016749 | 0.0023752 | 5.35e-05 | 0.17986 | 0.0049435 | 0.014562 | 0.028592 | 0.0015175 | 0.0053661 | 0.056174 | 0.21519 | 0.35127 | 5.25e-07
Croydon | E09000008 | 2050 | ST | domestic | 23139.5693 | 3341.5736 | 436.853 | 22.5124 | 37349.692 | 1191.0591 | 2622.7737 | 5440.8207 | 278.3547 | 1069.4268 | 10604.592 | 39871.2937 | 66027.7381 | 0.11855 | 0.1209 | 0.017459 | 0.0022825 | 0.00011762 | 0.19514 | 0.006223 | 0.013703 | 0.028427 | 0.0014543 | 0.0055875 | 0.055406 | 0.20832 | 0.34498 | 6.19e-07
Dacorum | E07000096 | 2050 | ST | domestic | 8741.5214 | 1260.6161 | 169.0812 | 5.0484 | 12393.0206 | 616.7028 | 1035.4968 | 2052.2246 | 107.3898 | 410.8875 | 3978.5226 | 15168.0176 | 25140.002 | 0.023731 | 0.12298 | 0.017736 | 0.0023788 | 7.1e-05 | 0.17436 | 0.0086764 | 0.014568 | 0.028873 | 0.0015109 | 0.0057808 | 0.055974 | 0.2134 | 0.35369 | 3.34e-07
Darlington | E06000005 | 2050 | ST | domestic | 6693.7376 | 964.1479 | 48.0764 | 3.6871 | 9785.6055 | 204.4579 | 694.7901 | 1659.7579 | 87.3867 | 308.5412 | 3172.4903 | 12270.0853 | 19198.95 | 0 | 0.1215 | 0.017501 | 0.00087266 | 6.69e-05 | 0.17762 | 0.0037112 | 0.012612 | 0.030127 | 0.0015862 | 0.0056005 | 0.057586 | 0.22272 | 0.34849 | 0
Dartford | E07000107 | 2050 | ST | domestic | 6087.1353 | 802.7556 | 104.753 | 2.6299 | 8462.3157 | 239.4517 | 822.7869 | 1385.5172 | 75.4932 | 244.1061 | 2734.3629 | 10627.2686 | 17459.217 | 0.016854 | 0.12411 | 0.016367 | 0.0021357 | 5.36e-05 | 0.17253 | 0.004882 | 0.016775 | 0.028248 | 0.0015392 | 0.0049769 | 0.055749 | 0.21667 | 0.35596 | 3.44e-07
Daventry | E07000151 | 2050 | ST | domestic | 4784.7653 | 976.2852 | 202.572 | 1.8598 | 5658.8243 | 366.6152 | 796.4719 | 1478.7364 | 51.8334 | 524.8323 | 2281.4985 | 7673.1718 | 12917.4597 | 0.0026531 | 0.12687 | 0.025886 | 0.0053711 | 4.93e-05 | 0.15004 | 0.0097207 | 0.021118 | 0.039208 | 0.0013743 | 0.013916 | 0.060493 | 0.20345 | 0.3425 | 7.03e-08
Denbighshire | W06000004 | 2050 | ST | domestic | 5408.2575 | 931.4893 | 3.6885 | 1.6205 | 6167.6998 | 287.9933 | 930.7138 | 1691.0538 | 59.81 | 917.6722 | 2963.2272 | 10878.1101 | 15278.8138 | 0 | 0.11881 | 0.020463 | 8.1e-05 | 3.56e-05 | 0.13549 | 0.0063267 | 0.020446 | 0.03715 | 0.0013139 | 0.02016 | 0.065097 | 0.23897 | 0.33565 | 0
Derby | E06000015 | 2050 | ST | domestic | 16191.4049 | 2220.7206 | 262.5312 | 7.9797 | 20868.8677 | 907.3593 | 2440.3328 | 3681.7093 | 194.4754 | 696.429 | 7156.1033 | 28461.8159 | 46575.5373 | 0.0017178 | 0.12487 | 0.017127 | 0.0020247 | 6.15e-05 | 0.16094 | 0.0069977 | 0.01882 | 0.028394 | 0.0014998 | 0.005371 | 0.055189 | 0.2195 | 0.3592 | 1.32e-08
Derbyshire Dales | E07000035 | 2050 | ST | domestic | 5143.7519 | 982.7033 | 197.3408 | 2.8695 | 6295.7259 | 246.941 | 690.6596 | 1512.0131 | 57.8797 | 507.0908 | 2442.4028 | 8511.8101 | 13870.8713 | 0.0025517 | 0.12713 | 0.024287 | 0.0048772 | 7.09e-05 | 0.1556 | 0.006103 | 0.017069 | 0.037369 | 0.0014305 | 0.012533 | 0.060363 | 0.21037 | 0.34281 | 6.31e-08
Doncaster | E08000017 | 2050 | ST | domestic | 18365.0374 | 2650.1472 | 150.4186 | 8.3209 | 26691.3449 | 449.2228 | 1170.7603 | 4559.8777 | 245.2691 | 882.5746 | 8857.8033 | 34352.469 | 51913.3952 | 0 | 0.12219 | 0.017633 | 0.0010008 | 5.54e-05 | 0.17759 | 0.0029889 | 0.0077897 | 0.030339 | 0.0016319 | 0.0058722 | 0.058935 | 0.22856 | 0.34541 | 0
Dorset | E06000059 | 2050 | ST | domestic | 25639.8082 | 4613.9335 | 923.2498 | 13.8145 | 34037.335 | 1363.9681 | 4084.4163 | 7277.7306 | 294.5672 | 2213.4631 | 12045.3016 | 41889.8345 | 70637.8822 | 0.095962 | 0.12505 | 0.022503 | 0.0045029 | 6.74e-05 | 0.16601 | 0.0066524 | 0.019921 | 0.035495 | 0.0014367 | 0.010796 | 0.058747 | 0.20431 | 0.34452 | 4.68e-07
Dover | E07000108 | 2050 | ST | domestic | 7609.7376 | 1143.1934 | 186.8062 | 4.3676 | 10673.3282 | 294.8512 | 909.3868 | 1885.9242 | 92.7959 | 439.0302 | 3506.9106 | 13104.3718 | 21343.8612 | 0.025733 | 0.12435 | 0.018681 | 0.0030527 | 7.14e-05 | 0.17442 | 0.0048183 | 0.014861 | 0.030818 | 0.0015164 | 0.0071743 | 0.057308 | 0.21414 | 0.34879 | 4.21e-07
Dudley | E08000027 | 2050 | ST | domestic | 20057.6164 | 2785.2872 | 355.8501 | 9.5294 | 26058.618 | 899.8727 | 2891.6874 | 4637.2347 | 240.6667 | 923.7922 | 8917.7619 | 35233.6927 | 57296.7601 | 0.0024924 | 0.12512 | 0.017375 | 0.0022198 | 5.94e-05 | 0.16255 | 0.0056134 | 0.018038 | 0.028927 | 0.0015013 | 0.0057626 | 0.055629 | 0.21979 | 0.35742 | 1.55e-08
Dumfries and Galloway | S12000006 | 2050 | ST | domestic | 10038.7121 | 1038.6791 | 275.6993 | 4.6228 | 2384.0964 | 0 | 2095.717 | 2953.4027 | 112.5444 | 391.8675 | 4530.0105 | 16230.3537 | 26728.6294 | 0 | 0.15032 | 0.015553 | 0.0041282 | 6.92e-05 | 0.035698 | 0 | 0.03138 | 0.044223 | 0.0016852 | 0.0058677 | 0.06783 | 0.24303 | 0.40022 | 0
Dundee City | S12000042 | 2050 | ST | domestic | 13118.9728 | 1342.3594 | 365.5888 | 5.7445 | 3083.1633 | 0 | 2115.1333 | 3793.1695 | 153.4225 | 494.2924 | 6021.9568 | 21844.299 | 34566.2638 | 0 | 0.15096 | 0.015446 | 0.0042068 | 6.61e-05 | 0.035478 | 0 | 0.024339 | 0.043648 | 0.0017654 | 0.0056878 | 0.069294 | 0.25136 | 0.39775 | 0
Ealing | E09000009 | 2050 | ST | domestic | 20558.3311 | 3072.4853 | 392.562 | 27.1806 | 35241.2639 | 1051.8227 | 2371.4263 | 4903.0059 | 243.2477 | 1002.3335 | 9459.9608 | 35077.9431 | 58451.7557 | 0.12106 | 0.11963 | 0.017879 | 0.0022843 | 0.00015816 | 0.20507 | 0.0061205 | 0.013799 | 0.02853 | 0.0014154 | 0.0058325 | 0.055047 | 0.20412 | 0.34013 | 7.04e-07
East Ayrshire | S12000008 | 2050 | ST | domestic | 11481.4132 | 1164.4027 | 318.6359 | 5.0783 | 2723.8998 | 0 | 1515.2562 | 3276.447 | 137.4481 | 419.8969 | 5321.6791 | 19464.7657 | 30068.6657 | 0 | 0.15128 | 0.015342 | 0.0041982 | 6.69e-05 | 0.035889 | 0 | 0.019964 | 0.043169 | 0.001811 | 0.0055324 | 0.070117 | 0.25646 | 0.39617 | 0
East Cambridgeshire | E07000009 | 2050 | ST | domestic | 5178.9198 | 1093.2013 | 237.7719 | 2.5681 | 6184.249 | 291.9231 | 841.0955 | 1654.7147 | 55.6239 | 613.571 | 2497.8761 | 8241.1596 | 13752.4136 | 0.0031734 | 0.12742 | 0.026896 | 0.00585 | 6.32e-05 | 0.15215 | 0.0071822 | 0.020694 | 0.040711 | 0.0013685 | 0.015096 | 0.061456 | 0.20276 | 0.33835 | 7.81e-08
East Devon | E07000040 | 2050 | ST | domestic | 9811.1086 | 1922.7413 | 384.5577 | 11.586 | 14036.8603 | 519.8266 | 1716.5055 | 2927.5754 | 108.732 | 964.9296 | 4647.3844 | 15579.9894 | 26733.3075 | 0.039979 | 0.12362 | 0.024227 | 0.0048454 | 0.00014598 | 0.17686 | 0.0065498 | 0.021628 | 0.036887 | 0.00137 | 0.012158 | 0.058557 | 0.19631 | 0.33684 | 5.04e-07
East Dunbartonshire | S12000045 | 2050 | ST | domestic | 9310.9936 | 943.7669 | 257.0595 | 4.183 | 2221.9108 | 0 | 1237.7658 | 2655.6811 | 111.4051 | 339.8114 | 4313.186 | 15778.1102 | 24393.0903 | 0 | 0.15123 | 0.015329 | 0.0041753 | 6.79e-05 | 0.036089 | 0 | 0.020104 | 0.043135 | 0.0018095 | 0.0055194 | 0.070057 | 0.25628 | 0.3962 | 0
East Hampshire | E07000085 | 2050 | ST | domestic | 7521.7504 | 1247.7738 | 231.6418 | 4.1492 | 10135.7592 | 340.1057 | 978.3455 | 2004.7238 | 89.6606 | 549.9133 | 3508.5981 | 12672.4861 | 20855.0341 | 0.02477 | 0.12507 | 0.020748 | 0.0038517 | 6.9e-05 | 0.16854 | 0.0056552 | 0.016268 | 0.033334 | 0.0014909 | 0.0091439 | 0.058341 | 0.21072 | 0.34677 | 4.12e-07
East Hertfordshire | E07000242 | 2050 | ST | domestic | 8365.822 | 1374.6243 | 233.7172 | 3.9467 | 11317.6875 | 628.6304 | 1411.2257 | 2194.5882 | 97.28 | 566.8771 | 3838.9099 | 13843.1078 | 23801.9541 | 0.031331 | 0.12361 | 0.020311 | 0.0034533 | 5.83e-05 | 0.16723 | 0.0092885 | 0.020852 | 0.032427 | 0.0014374 | 0.008376 | 0.056723 | 0.20454 | 0.35169 | 4.63e-07
East Lindsey | E07000137 | 2050 | ST | domestic | 9779.7315 | 2446.1985 | 582.5212 | 4.8061 | 11396.9357 | 843.4245 | 1739.5527 | 3563.2925 | 97.4244 | 1513.1661 | 4892.9986 | 14628.8975 | 25210.8903 | 0.00793 | 0.12751 | 0.031893 | 0.0075948 | 6.27e-05 | 0.14859 | 0.010996 | 0.02268 | 0.046458 | 0.0012702 | 0.019728 | 0.063794 | 0.19073 | 0.3287 | 1.03e-07
East Lothian | S12000010 | 2050 | ST | domestic | 8858.1116 | 902.7129 | 246.259 | 3.9049 | 2092.4062 | 0 | 1311.5615 | 2545.9818 | 104.6482 | 329.2566 | 4083.8362 | 14870.1943 | 23276.7273 | 0 | 0.1511 | 0.015398 | 0.0042005 | 6.66e-05 | 0.035691 | 0 | 0.022372 | 0.043428 | 0.001785 | 0.0056163 | 0.06966 | 0.25365 | 0.39704 | 0
East Northamptonshire | E07000152 | 2050 | ST | domestic | 5540.1914 | 896.0793 | 151.2461 | 2.3033 | 6798.2134 | 246.1809 | 864.7293 | 1443.7286 | 64.3707 | 388.8287 | 2528.7855 | 9429.5867 | 15443.2155 | 0.0017243 | 0.1265 | 0.02046 | 0.0034533 | 5.26e-05 | 0.15522 | 0.0056209 | 0.019744 | 0.032964 | 0.0014697 | 0.0088779 | 0.057738 | 0.2153 | 0.35261 | 3.94e-08
East Renfrewshire | S12000011 | 2050 | ST | domestic | 7612.3835 | 773.6584 | 212.0474 | 3.3275 | 1795.7675 | 0 | 1047.1075 | 2178.9205 | 90.7029 | 280.4548 | 3522.3509 | 12860.7129 | 19957.7576 | 0 | 0.15123 | 0.01537 | 0.0042127 | 6.61e-05 | 0.035676 | 0 | 0.020803 | 0.043288 | 0.001802 | 0.0055717 | 0.069978 | 0.2555 | 0.3965 | 0
East Riding of Yorkshire | E06000011 | 2050 | ST | domestic | 22914.3361 | 3947.066 | 311.6641 | 7.5821 | 31521.5116 | 894.0402 | 2215.3809 | 6443.6272 | 287.701 | 1714.5231 | 11257.8772 | 40799.4275 | 64002.8633 | 0 | 0.12299 | 0.021185 | 0.0016728 | 4.07e-05 | 0.16918 | 0.0047985 | 0.01189 | 0.034584 | 0.0015441 | 0.0092022 | 0.060423 | 0.21898 | 0.34351 | 0
East Staffordshire | E07000193 | 2050 | ST | domestic | 7044.4892 | 1164.6857 | 194.1801 | 3.9313 | 8898.5367 | 350.4481 | 1115.9105 | 1852.6402 | 81.1088 | 507.4457 | 3219.8703 | 11916.2208 | 19635.2622 | 0.0021396 | 0.12583 | 0.020804 | 0.0034684 | 7.02e-05 | 0.15895 | 0.0062597 | 0.019932 | 0.033092 | 0.0014488 | 0.009064 | 0.057513 | 0.21285 | 0.35073 | 3.82e-08
East Suffolk | E07000244 | 2050 | ST | domestic | 16782.3758 | 3075.9394 | 568.9694 | 8.1638 | 20293.6336 | 1082.5755 | 3310.9885 | 4792.1496 | 185.0146 | 1499.8384 | 7750.6177 | 27316.316 | 46315.6143 | 0.0068485 | 0.1262 | 0.02313 | 0.0042785 | 6.14e-05 | 0.1526 | 0.0081408 | 0.024898 | 0.036036 | 0.0013913 | 0.011278 | 0.058283 | 0.20541 | 0.34828 | 5.15e-08
Eastbourne | E07000061 | 2050 | ST | domestic | 7462.9835 | 1085.3781 | 136.6545 | 5.821 | 11550.8219 | 532.0234 | 1254.4184 | 1775.6611 | 86.6629 | 342.5204 | 3348.4269 | 12476.0119 | 21954.9105 | 0.039625 | 0.12035 | 0.017503 | 0.0022037 | 9.39e-05 | 0.18627 | 0.0085793 | 0.020229 | 0.028634 | 0.0013975 | 0.0055234 | 0.053996 | 0.20119 | 0.35404 | 6.39e-07
Eastleigh | E07000086 | 2050 | ST | domestic | 7462.7105 | 1009.0833 | 128.1974 | 5.6034 | 10765.0721 | 264.3424 | 948.1305 | 1707.165 | 92.6918 | 312.4161 | 3367.4375 | 13045.607 | 21251.9804 | 0.019505 | 0.12364 | 0.016718 | 0.0021239 | 9.28e-05 | 0.17835 | 0.0043794 | 0.015708 | 0.028283 | 0.0015356 | 0.0051758 | 0.055789 | 0.21613 | 0.35208 | 3.23e-07
Eden | E07000030 | 2050 | ST | domestic | 3613.2416 | 1020.0261 | 123.4138 | 1.4206 | 4491.782 | 272.896 | 614.5789 | 1472.5778 | 35.2781 | 650.0756 | 1937.7796 | 5320.0521 | 9343.4621 | 0 | 0.12504 | 0.035299 | 0.0042709 | 4.92e-05 | 0.15544 | 0.0094439 | 0.021268 | 0.05096 | 0.0012208 | 0.022497 | 0.067059 | 0.18411 | 0.32334 | 0
Elmbridge | E07000207 | 2050 | ST | domestic | 8318.6414 | 1158.1669 | 145.0361 | 6.3433 | 12592.7221 | 476.6463 | 901.4596 | 1906.5613 | 102.4672 | 351.7647 | 3790.5153 | 14532.345 | 23809.6149 | 0.029851 | 0.12217 | 0.017009 | 0.00213 | 9.32e-05 | 0.18494 | 0.007 | 0.013239 | 0.028 | 0.0015048 | 0.005166 | 0.055667 | 0.21342 | 0.34967 | 4.38e-07
Enfield | E09000010 | 2050 | ST | domestic | 16248.846 | 2316.882 | 284.3243 | 11.7353 | 25038.031 | 1160.5805 | 2765.1704 | 3826.5189 | 189.972 | 714.7315 | 7290.6043 | 27284.8023 | 47483.9645 | 0.077914 | 0.1207 | 0.017211 | 0.0021121 | 8.72e-05 | 0.186 | 0.0086214 | 0.020541 | 0.028425 | 0.0014112 | 0.0053094 | 0.054158 | 0.20269 | 0.35274 | 5.79e-07
Epping Forest | E07000072 | 2050 | ST | domestic | 8042.6819 | 1216.289 | 196.3908 | 4.356 | 11138.403 | 391.2427 | 978.5656 | 1992.6897 | 98.0675 | 464.4842 | 3703.2369 | 13838.2204 | 22605.4492 | 0.025486 | 0.12436 | 0.018808 | 0.0030368 | 6.74e-05 | 0.17223 | 0.0060498 | 0.015132 | 0.030813 | 0.0015164 | 0.0071824 | 0.057264 | 0.21398 | 0.34955 | 3.94e-07
Epsom and Ewell | E07000208 | 2050 | ST | domestic | 4576.6615 | 656.109 | 83.6256 | 3.188 | 6642.2651 | 339.9475 | 527.9077 | 1062.4324 | 56.2284 | 205.4391 | 2079.3713 | 7953.45 | 13200.9478 | 0.014851 | 0.12241 | 0.017549 | 0.0022367 | 8.53e-05 | 0.17766 | 0.0090925 | 0.01412 | 0.028417 | 0.0015039 | 0.0054948 | 0.055617 | 0.21273 | 0.35308 | 3.97e-07
Erewash | E07000036 | 2050 | ST | domestic | 7085.3934 | 965.2567 | 123.0496 | 2.6022 | 9014.7519 | 347.2706 | 818.9274 | 1608.0329 | 86.7035 | 310.02 | 3166.4024 | 12639.4944 | 20239.7349 | 0.00096968 | 0.12561 | 0.017112 | 0.0021814 | 4.61e-05 | 0.15981 | 0.0061564 | 0.014518 | 0.028507 | 0.0015371 | 0.0054961 | 0.056134 | 0.22407 | 0.35881 | 1.72e-08
Exeter | E07000041 | 2050 | ST | domestic | 8029.2167 | 1091.6139 | 145.1231 | 3.2956 | 11552.2882 | 399.0702 | 1368.735 | 1875.9425 | 95.6098 | 341.9972 | 3585.3379 | 13625.0042 | 23337.558 | 0.033668 | 0.12268 | 0.016678 | 0.0022173 | 5.04e-05 | 0.1765 | 0.0060973 | 0.020912 | 0.028662 | 0.0014608 | 0.0052253 | 0.054779 | 0.20817 | 0.35657 | 5.14e-07
Falkirk | S12000014 | 2050 | ST | domestic | 14351.5045 | 1458.7398 | 395.8264 | 6.4777 | 3424.4491 | 0 | 2055.3383 | 4110.6208 | 170.2855 | 528.6421 | 6624.7697 | 24168.4216 | 37681.3528 | 0 | 0.15111 | 0.015359 | 0.0041676 | 6.82e-05 | 0.036056 | 0 | 0.021641 | 0.04328 | 0.0017929 | 0.005566 | 0.069752 | 0.25447 | 0.39674 | 0
Fareham | E07000087 | 2050 | ST | domestic | 6751.4484 | 905.1972 | 126.393 | 2.9414 | 9359.643 | 222.8751 | 871.4793 | 1559.2033 | 83.8302 | 291.29 | 3049.3519 | 11796.0734 | 19239.2265 | 0.019888 | 0.12443 | 0.016683 | 0.0023294 | 5.42e-05 | 0.1725 | 0.0041076 | 0.016061 | 0.028736 | 0.001545 | 0.0053685 | 0.0562 | 0.2174 | 0.35458 | 3.67e-07
Fenland | E07000010 | 2050 | ST | domestic | 6150.9959 | 1188.5787 | 237.4198 | 3.1471 | 7529.5679 | 360.0105 | 930.5753 | 1823.4051 | 68.2125 | 613.999 | 2911.3067 | 10067.1811 | 16662.3338 | 0.0030187 | 0.1267 | 0.024483 | 0.0048905 | 6.48e-05 | 0.1551 | 0.0074158 | 0.019169 | 0.03756 | 0.0014051 | 0.012648 | 0.059969 | 0.20737 | 0.34322 | 6.22e-08
Fife | S12000047 | 2050 | ST | domestic | 34756.9303 | 3527.4996 | 961.3207 | 15.5403 | 8273.4956 | 0 | 4741.0828 | 9931.329 | 414.6532 | 1274.0369 | 16083.2366 | 58771.0765 | 91119.2219 | 0 | 0.1512 | 0.015346 | 0.004182 | 6.76e-05 | 0.035992 | 0 | 0.020625 | 0.043204 | 0.0018039 | 0.0055424 | 0.069967 | 0.25567 | 0.3964 | 0
Flintshire | W06000005 | 2050 | ST | domestic | 8254.5056 | 1380.2274 | 5.7578 | 3.6167 | 9791.7822 | 247.591 | 1168.4864 | 2529.6935 | 93.3639 | 1360.1785 | 4530.2886 | 16935.1467 | 23329.253 | 0 | 0.11855 | 0.019822 | 8.27e-05 | 5.19e-05 | 0.14063 | 0.0035558 | 0.016781 | 0.036331 | 0.0013409 | 0.019534 | 0.065062 | 0.24322 | 0.33505 | 0
Folkestone and Hythe | E07000112 | 2050 | ST | domestic | 7658.9477 | 1204.8793 | 207.9116 | 3.4997 | 10783.946 | 392.1497 | 1087.4052 | 1969.5742 | 90.4199 | 488.4655 | 3534.7907 | 12878.4653 | 21618.2086 | 0.032724 | 0.12369 | 0.019459 | 0.0033578 | 5.65e-05 | 0.17416 | 0.0063333 | 0.017562 | 0.031809 | 0.0014603 | 0.0078888 | 0.057088 | 0.20799 | 0.34914 | 5.29e-07
Forest of Dean | E07000080 | 2050 | ST | domestic | 5575.6788 | 1338.4221 | 324.3341 | 2.4219 | 6536.3277 | 286.8316 | 896.6993 | 1989.723 | 56.9989 | 830.2583 | 2784.9678 | 8519.5302 | 14290.577 | 0.0044392 | 0.12837 | 0.030816 | 0.0074675 | 5.58e-05 | 0.15049 | 0.006604 | 0.020646 | 0.045812 | 0.0013123 | 0.019116 | 0.064121 | 0.19615 | 0.32903 | 1.02e-07
Fylde | E07000119 | 2050 | ST | domestic | 5667.9659 | 860.8788 | 41.9725 | 2.3202 | 7834.4014 | 366.484 | 831.7071 | 1433.7647 | 71.589 | 277.0216 | 2651.4503 | 10107.3223 | 16657.8319 | 0 | 0.1211 | 0.018393 | 0.00089676 | 4.96e-05 | 0.16738 | 0.0078301 | 0.01777 | 0.030633 | 0.0015295 | 0.0059187 | 0.056649 | 0.21595 | 0.3559 | 0
Gateshead | E08000037 | 2050 | ST | domestic | 12946.4901 | 1827.4558 | 85.0421 | 6.6704 | 18843.7847 | 415.0289 | 1333.4022 | 3164.347 | 169.913 | 558.0106 | 6116.6254 | 23832.1415 | 37269.421 | 0 | 0.12149 | 0.017148 | 0.000798 | 6.26e-05 | 0.17682 | 0.0038945 | 0.012512 | 0.029693 | 0.0015944 | 0.0052362 | 0.057396 | 0.22363 | 0.34972 | 0
Gedling | E07000173 | 2050 | ST | domestic | 7050.8666 | 972.3638 | 119.7919 | 4.1037 | 9198.9572 | 315.1269 | 917.708 | 1608.4205 | 85.5095 | 312.972 | 3139.578 | 12481.1639 | 20129.7189 | 0.00095436 | 0.12516 | 0.01726 | 0.0021264 | 7.28e-05 | 0.16329 | 0.0055937 | 0.01629 | 0.02855 | 0.0015178 | 0.0055554 | 0.055729 | 0.22155 | 0.35731 | 1.69e-08
Glasgow City | S12000049 | 2050 | ST | domestic | 55324.1572 | 5643.8943 | 1533.6146 | 24.6092 | 13100.2515 | 0 | 8488.1523 | 15928.9653 | 650.8602 | 2063.3443 | 25456.0518 | 92575.8072 | 145552.9801 | 0 | 0.15102 | 0.015406 | 0.0041863 | 6.72e-05 | 0.03576 | 0 | 0.02317 | 0.043481 | 0.0017766 | 0.0056323 | 0.069487 | 0.2527 | 0.39731 | 0
Gloucester | E07000081 | 2050 | ST | domestic | 7927.9791 | 1115.5055 | 125.7095 | 3.8907 | 10204.0183 | 656.1478 | 1284.7405 | 1810.408 | 94.2277 | 344.0996 | 3492.6904 | 13809.838 | 23000.317 | 0.00086607 | 0.12413 | 0.017465 | 0.0019682 | 6.09e-05 | 0.15976 | 0.010273 | 0.020115 | 0.028345 | 0.0014753 | 0.0053875 | 0.054685 | 0.21622 | 0.36011 | 1.36e-08
Gosport | E07000088 | 2050 | ST | domestic | 5112.7179 | 721.8808 | 87.4912 | 2.4084 | 7179.0235 | 420.0192 | 1011.8431 | 1200.6282 | 59.9546 | 220.8021 | 2259.7285 | 8546.2196 | 15093.6294 | 0.018184 | 0.12197 | 0.017222 | 0.0020873 | 5.75e-05 | 0.17127 | 0.01002 | 0.02414 | 0.028643 | 0.0014303 | 0.0052677 | 0.05391 | 0.20389 | 0.36009 | 4.34e-07
Gravesham | E07000109 | 2050 | ST | domestic | 6121.8529 | 861.7301 | 132.4443 | 2.5275 | 8912.0573 | 234.0824 | 683.9868 | 1459.0442 | 74.9222 | 299.9691 | 2812.8809 | 10631.4517 | 17350.9739 | 0.025957 | 0.12348 | 0.017381 | 0.0026714 | 5.1e-05 | 0.17976 | 0.0047215 | 0.013796 | 0.029429 | 0.0015112 | 0.0060505 | 0.056737 | 0.21444 | 0.34997 | 5.24e-07
Great Yarmouth | E07000145 | 2050 | ST | domestic | 6497.098 | 1314.628 | 255.7954 | 3.002 | 7948.6449 | 686.8236 | 1066.3204 | 1961.4269 | 70.3012 | 674.1569 | 3077.5566 | 10447.5149 | 17809.1894 | 0.0030879 | 0.1254 | 0.025373 | 0.0049369 | 5.79e-05 | 0.15341 | 0.013256 | 0.02058 | 0.037856 | 0.0013568 | 0.013011 | 0.059398 | 0.20164 | 0.34372 | 5.96e-08
Greenwich | E09000011 | 2050 | ST | domestic | 16910.7207 | 2708.6449 | 307.1124 | 38.8008 | 32145.448 | 788.0699 | 1745.447 | 4096.432 | 197.8159 | 898.4809 | 7837.7203 | 28645.4799 | 47585.3391 | 0.094826 | 0.11751 | 0.018822 | 0.0021341 | 0.00026963 | 0.22338 | 0.0054763 | 0.012129 | 0.028466 | 0.0013746 | 0.0062435 | 0.054464 | 0.19906 | 0.33067 | 6.59e-07
Guildford | E07000209 | 2050 | ST | domestic | 9047.5807 | 1340.6774 | 208.1042 | 5.333 | 12837.1848 | 418.9105 | 1104.4298 | 2209.44 | 110.1657 | 492.4237 | 4151.0994 | 15579.7559 | 25572.8476 | 0.031859 | 0.12381 | 0.018346 | 0.0028477 | 7.3e-05 | 0.17566 | 0.0057324 | 0.015113 | 0.030234 | 0.0015075 | 0.0067383 | 0.056804 | 0.21319 | 0.34994 | 4.36e-07
Gwynedd | W06000002 | 2050 | ST | domestic | 7743.7458 | 1798.1544 | 6.728 | 2.5665 | 8479.1556 | 589.823 | 1960.342 | 3017.2922 | 74.7072 | 1776.1287 | 4437.4468 | 13889.8125 | 20439.884 | 0 | 0.12059 | 0.028002 | 0.00010477 | 4e-05 | 0.13204 | 0.009185 | 0.030527 | 0.046987 | 0.0011634 | 0.027659 | 0.069102 | 0.2163 | 0.3183 | 0
Hackney | E09000012 | 2050 | ST | domestic | 17999.6491 | 2874.4789 | 362.2194 | 31.6611 | 34324.9307 | 1168.4139 | 1839.668 | 4402.647 | 206.4736 | 959.1805 | 8407.6976 | 30271.324 | 51227.9151 | 0.14872 | 0.11682 | 0.018656 | 0.0023509 | 0.00020549 | 0.22278 | 0.0075833 | 0.01194 | 0.028574 | 0.0013401 | 0.0062254 | 0.054568 | 0.19647 | 0.33248 | 9.65e-07
Halton | E06000006 | 2050 | ST | domestic | 7411.6956 | 1020.4324 | 47.0156 | 3.3556 | 10873.2233 | 220.4987 | 545.3876 | 1776.5798 | 99.3979 | 298.2889 | 3529.6713 | 13900.3756 | 21218.8999 | 0 | 0.12161 | 0.016744 | 0.00077145 | 5.51e-05 | 0.17841 | 0.003618 | 0.0089489 | 0.029151 | 0.0016309 | 0.0048944 | 0.057916 | 0.22808 | 0.34817 | 0
Hambleton | E07000164 | 2050 | ST | domestic | 5521.1181 | 1327.1906 | 149.4851 | 2.4387 | 7230.8887 | 254.2614 | 718.5284 | 1997.2577 | 60.1926 | 785.7611 | 2884.9632 | 8826.3043 | 14510.8514 | 0 | 0.12472 | 0.02998 | 0.0033767 | 5.51e-05 | 0.16334 | 0.0057435 | 0.016231 | 0.045116 | 0.0013597 | 0.01775 | 0.065169 | 0.19938 | 0.32779 | 0
Hammersmith and Fulham | E09000013 | 2050 | ST | domestic | 16738.4855 | 2507.1722 | 346.3575 | 20.1018 | 31859.772 | 875.9671 | 1436.2569 | 4015.6923 | 193.6305 | 813.6976 | 7881.67 | 28541.589 | 47397.9731 | 0.16841 | 0.11736 | 0.017578 | 0.0024284 | 0.00014094 | 0.22338 | 0.0061416 | 0.01007 | 0.028155 | 0.0013576 | 0.005705 | 0.05526 | 0.20011 | 0.33232 | 1.18e-06
Harborough | E07000131 | 2050 | ST | domestic | 5476.9068 | 946.8746 | 166.2065 | 3.0559 | 6809.6501 | 321.4871 | 745.6346 | 1478.3243 | 63.2117 | 431.4761 | 2538.2977 | 9269.9634 | 15145.9011 | 0.0019875 | 0.1262 | 0.021819 | 0.0038299 | 7.04e-05 | 0.15692 | 0.0074081 | 0.017182 | 0.034065 | 0.0014566 | 0.0099425 | 0.05849 | 0.21361 | 0.34901 | 4.58e-08
Haringey | E09000014 | 2050 | ST | domestic | 16362.7663 | 2393.8034 | 291.385 | 19.6655 | 29506.4149 | 1070.2319 | 1319.9592 | 3805.3942 | 195.3173 | 724.1161 | 7640.4425 | 28329.9848 | 46543.7705 | 0.10965 | 0.1184 | 0.017321 | 0.0021084 | 0.00014229 | 0.2135 | 0.0077439 | 0.0095508 | 0.027535 | 0.0014133 | 0.0052395 | 0.055284 | 0.20499 | 0.33678 | 7.93e-07
Harlow | E07000073 | 2050 | ST | domestic | 6485.6667 | 865.5261 | 115.2518 | 5.1363 | 10086.2321 | 142.8303 | 575.9211 | 1473.4288 | 81.0522 | 265.9379 | 2975.5575 | 11484.9095 | 18220.549 | 0.026361 | 0.12289 | 0.016399 | 0.0021837 | 9.73e-05 | 0.19111 | 0.0027062 | 0.010912 | 0.027917 | 0.0015357 | 0.0050388 | 0.056379 | 0.21761 | 0.34523 | 4.99e-07
Harrogate | E07000165 | 2050 | ST | domestic | 10274.2807 | 1895.3055 | 157.1323 | 4.1236 | 14240.4022 | 493.4981 | 1060.9805 | 3014.967 | 125.8212 | 873.5572 | 5092.4433 | 17948.04 | 28556.4441 | 0 | 0.1227 | 0.022634 | 0.0018765 | 4.92e-05 | 0.17006 | 0.0058934 | 0.01267 | 0.036005 | 0.0015026 | 0.010432 | 0.060815 | 0.21434 | 0.34103 | 0
Harrow | E09000015 | 2050 | ST | domestic | 12609.7989 | 1769.1301 | 237.0178 | 9.6002 | 19504.1022 | 602.3069 | 1300.2893 | 2926.2856 | 154.5772 | 559.807 | 5779.7891 | 22002.2513 | 35876.1972 | 0.056929 | 0.12203 | 0.017121 | 0.0022938 | 9.29e-05 | 0.18875 | 0.0058289 | 0.012584 | 0.028319 | 0.0014959 | 0.0054176 | 0.055935 | 0.21293 | 0.3472 | 5.51e-07
Hart | E07000089 | 2050 | ST | domestic | 5548.127 | 801.9185 | 118.3724 | 4.4646 | 7854.5256 | 167.4663 | 678.2751 | 1331.7757 | 68.5718 | 287.3288 | 2532.2336 | 9636.1673 | 15584.9558 | 0.014445 | 0.12436 | 0.017975 | 0.0026532 | 0.00010007 | 0.17605 | 0.0037537 | 0.015203 | 0.029851 | 0.001537 | 0.0064403 | 0.056758 | 0.21599 | 0.34933 | 3.24e-07
Hartlepool | E06000001 | 2050 | ST | domestic | 5829.5031 | 784.815 | 33.475 | 3.5087 | 8659.5674 | 113.7787 | 534.0449 | 1388.1194 | 77.7212 | 222.5666 | 2749.8332 | 10865.6169 | 16712.5691 | 0 | 0.12151 | 0.016359 | 0.00069776 | 7.31e-05 | 0.1805 | 0.0023716 | 0.011132 | 0.028934 | 0.00162 | 0.0046392 | 0.057318 | 0.22648 | 0.34836 | 0
Hastings | E07000062 | 2050 | ST | domestic | 6755.5024 | 954.4828 | 117.9723 | 4.8466 | 10268.2257 | 423.0373 | 1142.3721 | 1586.9895 | 79.3121 | 294.5972 | 3020.844 | 11367.7487 | 19774.7801 | 0.030808 | 0.12109 | 0.017108 | 0.0021146 | 8.69e-05 | 0.18405 | 0.0075826 | 0.020476 | 0.028445 | 0.0014216 | 0.0052804 | 0.054146 | 0.20376 | 0.35445 | 5.52e-07
Havant | E07000090 | 2050 | ST | domestic | 7449.3766 | 997.0588 | 132.4407 | 2.9262 | 10432.7857 | 358.9651 | 946.5152 | 1702.1124 | 92.29 | 305.4242 | 3362.3325 | 13018.0453 | 21378.1999 | 0.023802 | 0.12379 | 0.016568 | 0.0022008 | 4.86e-05 | 0.17336 | 0.005965 | 0.015728 | 0.028284 | 0.0015336 | 0.0050753 | 0.055873 | 0.21632 | 0.35525 | 3.96e-07
Havering | E09000016 | 2050 | ST | domestic | 14020.5991 | 1943.9937 | 249.5982 | 12.0073 | 21334.9537 | 587.9918 | 1542.4319 | 3228.8822 | 172.9493 | 606.1889 | 6387.4356 | 24500.8462 | 39868.4663 | 0.05007 | 0.1225 | 0.016985 | 0.0021807 | 0.00010491 | 0.1864 | 0.0051373 | 0.013476 | 0.028211 | 0.001511 | 0.0052962 | 0.055807 | 0.21406 | 0.34833 | 4.37e-07
Herefordshire, County of | E06000019 | 2050 | ST | domestic | 12145.6005 | 2851.1835 | 668.2641 | 5.426 | 14343.1664 | 753.0011 | 2247.1948 | 4247.187 | 123.4538 | 1726.4434 | 5983.2642 | 18487.8719 | 31582.2543 | 0.0090264 | 0.12763 | 0.029961 | 0.0070222 | 5.7e-05 | 0.15072 | 0.0079126 | 0.023614 | 0.04463 | 0.0012973 | 0.018142 | 0.062873 | 0.19427 | 0.33187 | 9.49e-08
Hertsmere | E07000098 | 2050 | ST | domestic | 5898.484 | 821.2932 | 110.7499 | 3.4419 | 8461.2554 | 311.0713 | 672.6748 | 1367.088 | 73.0105 | 262.2565 | 2682.6502 | 10305.7636 | 16852.6978 | 0.019058 | 0.12334 | 0.017174 | 0.0023159 | 7.2e-05 | 0.17693 | 0.0065047 | 0.014066 | 0.028587 | 0.0015267 | 0.005484 | 0.056096 | 0.2155 | 0.3524 | 3.99e-07
High Peak | E07000037 | 2050 | ST | domestic | 6209.0196 | 919.0177 | 134.1505 | 3.5002 | 7939.4041 | 245.6244 | 770.1985 | 1498.6431 | 74.6228 | 345.0797 | 2808.4108 | 10889.3853 | 17475.2495 | 0.0012946 | 0.12591 | 0.018637 | 0.0027204 | 7.1e-05 | 0.161 | 0.004981 | 0.015619 | 0.030391 | 0.0015133 | 0.0069978 | 0.056952 | 0.22082 | 0.35438 | 2.63e-08
Highland | S12000017 | 2050 | ST | domestic | 10971.7956 | 1174.6129 | 303.5367 | 5.008 | 2536.8573 | 0 | 3614.8613 | 3393.1223 | 110.2873 | 476.1513 | 4745.9192 | 16374.3347 | 29943.0757 | 0 | 0.14897 | 0.015949 | 0.0041214 | 6.8e-05 | 0.034445 | 0 | 0.049082 | 0.046071 | 0.0014975 | 0.0064651 | 0.064439 | 0.22233 | 0.40656 | 0
Hillingdon | E09000017 | 2050 | ST | domestic | 15506.743 | 2207.2053 | 282.081 | 13.4102 | 23645.1894 | 854.2067 | 2031.0628 | 3623.8369 | 187.6579 | 698.9905 | 7034.7509 | 26697.7641 | 44449.369 | 0.061903 | 0.12188 | 0.017348 | 0.0022171 | 0.0001054 | 0.18584 | 0.0067138 | 0.015963 | 0.028482 | 0.0014749 | 0.0054938 | 0.055291 | 0.20983 | 0.34936 | 4.87e-07
Hinckley and Bosworth | E07000132 | 2050 | ST | domestic | 6916.0762 | 1026.5125 | 159.599 | 2.2785 | 8562.6579 | 264.6548 | 890.7766 | 1692.3907 | 82.8868 | 400.4526 | 3134.3026 | 12096.1526 | 19444.8455 | 0.0016485 | 0.1265 | 0.018775 | 0.0029191 | 4.17e-05 | 0.15661 | 0.0048406 | 0.016293 | 0.030954 | 0.001516 | 0.0073244 | 0.057328 | 0.22124 | 0.35565 | 3.02e-08
Horsham | E07000227 | 2050 | ST | domestic | 8359.7267 | 1509.9877 | 295.6579 | 5.6007 | 11387.1355 | 484.0084 | 1152.4646 | 2354.5016 | 96.9485 | 714.3177 | 3946.3709 | 13777.808 | 22995.1077 | 0.029463 | 0.12462 | 0.02251 | 0.0044076 | 8.35e-05 | 0.16976 | 0.0072154 | 0.017181 | 0.0351 | 0.0014453 | 0.010649 | 0.058831 | 0.20539 | 0.3428 | 4.39e-07
Hounslow | E09000018 | 2050 | ST | domestic | 15216.9514 | 2380.8654 | 302.2633 | 20.6847 | 25696.9722 | 1158.5909 | 2003.8046 | 3697.4058 | 177.2289 | 794.1109 | 6981.9258 | 25605.1591 | 43816.9803 | 0.090636 | 0.11902 | 0.018622 | 0.0023641 | 0.00016179 | 0.20099 | 0.0090619 | 0.015673 | 0.028919 | 0.0013862 | 0.0062111 | 0.054609 | 0.20027 | 0.34271 | 7.09e-07
Huntingdonshire | E07000011 | 2050 | ST | domestic | 11359.6047 | 1906.2024 | 329.3767 | 4.9948 | 14045.5968 | 647.2732 | 1573.7154 | 3013.1249 | 131.752 | 847.6314 | 5236.8798 | 19321.3567 | 31561.6368 | 0.0037879 | 0.12625 | 0.021185 | 0.0036606 | 5.55e-05 | 0.1561 | 0.0071936 | 0.01749 | 0.033487 | 0.0014643 | 0.0094203 | 0.058201 | 0.21473 | 0.35077 | 4.21e-08
Hyndburn | E07000120 | 2050 | ST | domestic | 5052.5109 | 707.3764 | 32.6045 | 2.7855 | 7464.973 | 172.0843 | 365.1497 | 1214.8136 | 67.6329 | 207.7441 | 2409.0586 | 9462.9396 | 14476.531 | 0 | 0.12135 | 0.016989 | 0.00078308 | 6.69e-05 | 0.17929 | 0.004133 | 0.00877 | 0.029177 | 0.0016244 | 0.0049895 | 0.05786 | 0.22728 | 0.34769 | 0
Inverclyde | S12000018 | 2050 | ST | domestic | 7336.3114 | 746.6049 | 202.5639 | 3.303 | 1747.6437 | 0 | 1077.6035 | 2105.0026 | 86.7809 | 271.3507 | 3382.475 | 12326.5151 | 19276.623 | 0 | 0.15107 | 0.015374 | 0.0041712 | 6.8e-05 | 0.035987 | 0 | 0.02219 | 0.043346 | 0.001787 | 0.0055876 | 0.069652 | 0.25383 | 0.39694 | 0
Ipswich | E07000202 | 2050 | ST | domestic | 8321.0619 | 1273.1693 | 125.4748 | 7.2784 | 11012.3104 | 1112.8765 | 1740.5917 | 1948.8843 | 95.0713 | 393.1174 | 3628.8288 | 14023.3913 | 24513.3411 | 0.00083982 | 0.12202 | 0.018669 | 0.0018399 | 0.00010673 | 0.16148 | 0.016319 | 0.025524 | 0.028578 | 0.0013941 | 0.0057646 | 0.053212 | 0.20564 | 0.35946 | 1.23e-08
Isle of Anglesey | W06000001 | 2050 | ST | domestic | 4263.535 | 1116.5798 | 4.1914 | 0.90884 | 4565.1683 | 336.2565 | 1036.7681 | 1822.5947 | 39.2771 | 1106.1488 | 2523.2781 | 7369.0731 | 10840.4215 | 0 | 0.12173 | 0.03188 | 0.00011967 | 2.59e-05 | 0.13034 | 0.0096007 | 0.029601 | 0.052038 | 0.0011214 | 0.031582 | 0.072044 | 0.2104 | 0.30951 | 0
Isle of Wight | E06000046 | 2050 | ST | domestic | 11000.5108 | 1719.8758 | 269.6215 | 6.3048 | 14978.6676 | 747.9884 | 1894.8735 | 2784.7089 | 129.6369 | 663.4163 | 4995.4424 | 18377.6417 | 31388.3778 | 0.036428 | 0.12366 | 0.019334 | 0.0030309 | 7.09e-05 | 0.16838 | 0.0084084 | 0.021301 | 0.031304 | 0.0014573 | 0.0074577 | 0.056156 | 0.20659 | 0.35285 | 4.09e-07
Islington | E09000019 | 2050 | ST | domestic | 15974.9426 | 2576.0525 | 304.9757 | 27.2285 | 30318.537 | 1391.4245 | 1517.5699 | 3867.2209 | 183.6627 | 824.5457 | 7460.467 | 26932.4602 | 46032.615 | 0.1218 | 0.11626 | 0.018747 | 0.0022194 | 0.00019815 | 0.22064 | 0.010126 | 0.011044 | 0.028143 | 0.0013366 | 0.0060005 | 0.054293 | 0.196 | 0.335 | 8.86e-07
Kensington and Chelsea | E09000020 | 2050 | ST | domestic | 17044.4192 | 2829.2718 | 364.769 | 34.0245 | 35360.9945 | 1164.0904 | 1482.3989 | 4245.7294 | 190.5944 | 960.3627 | 8083.0332 | 28420.3798 | 48427.482 | 0.18753 | 0.11469 | 0.019039 | 0.0024546 | 0.00022896 | 0.23795 | 0.0078333 | 0.0099752 | 0.02857 | 0.0012825 | 0.0064624 | 0.054392 | 0.19124 | 0.32587 | 1.26e-06
Kettering | E07000153 | 2050 | ST | domestic | 6067.6173 | 858.3965 | 116.495 | 2.151 | 7529.8245 | 319.4735 | 809.7863 | 1418.6284 | 73.3233 | 297.3737 | 2715.4325 | 10692.3991 | 17291.0407 | 0.0010791 | 0.12591 | 0.017812 | 0.0024173 | 4.46e-05 | 0.15625 | 0.0066292 | 0.016803 | 0.029437 | 0.0015215 | 0.0061706 | 0.056346 | 0.22187 | 0.3588 | 2.24e-08
King's Lynn and West Norfolk | E07000146 | 2050 | ST | domestic | 10249.1411 | 2731.5282 | 673.3831 | 4.7719 | 11739.605 | 900.8472 | 2255.0204 | 3962.852 | 96.6362 | 1756.7315 | 5168.6481 | 14655.4066 | 26081.7228 | 0.0093018 | 0.12767 | 0.034027 | 0.0083883 | 5.94e-05 | 0.14624 | 0.011222 | 0.028091 | 0.049365 | 0.0012038 | 0.021884 | 0.064386 | 0.18256 | 0.3249 | 1.16e-07
Kingston upon Hull, City of | E06000010 | 2050 | ST | domestic | 17920.3543 | 2548.3579 | 108.2604 | 8.7997 | 26361.7423 | 842.4871 | 1630.9064 | 4332.5853 | 236.407 | 741.0475 | 8488.0746 | 33158.1193 | 51917.0211 | 0 | 0.12084 | 0.017184 | 0.00073004 | 5.93e-05 | 0.17777 | 0.0056812 | 0.010998 | 0.029216 | 0.0015942 | 0.0049971 | 0.057238 | 0.2236 | 0.35009 | 0
Kingston upon Thames | E09000021 | 2050 | ST | domestic | 10576.4483 | 1492.1288 | 194.5162 | 5.9163 | 16181.5266 | 728.295 | 1447.3146 | 2470.3288 | 125.9923 | 460.2243 | 4793.8342 | 18067.6753 | 30758.7864 | 0.05513 | 0.12115 | 0.017091 | 0.0022281 | 6.78e-05 | 0.18535 | 0.0083421 | 0.016578 | 0.028296 | 0.0014432 | 0.0052716 | 0.05491 | 0.20695 | 0.35232 | 6.31e-07
Kirklees | E08000034 | 2050 | ST | domestic | 25405.3013 | 3686.9398 | 174.9301 | 11.9382 | 36842.6939 | 1281.2822 | 2047.7768 | 6197.7122 | 336.2321 | 1114.1602 | 12113.9181 | 47166.0003 | 73329.8745 | 0 | 0.12115 | 0.017581 | 0.00083416 | 5.69e-05 | 0.17569 | 0.0061098 | 0.0097649 | 0.029554 | 0.0016033 | 0.0053129 | 0.057765 | 0.22491 | 0.34967 | 0
Knowsley | E08000011 | 2050 | ST | domestic | 8811.3525 | 1218.1072 | 56.2328 | 3.5608 | 12874.2098 | 300.9052 | 614.2672 | 2110.9849 | 118.3383 | 354.9515 | 4202.7885 | 16550.3334 | 25262.4892 | 0 | 0.12157 | 0.016806 | 0.00077585 | 4.91e-05 | 0.17763 | 0.0041516 | 0.0084752 | 0.029126 | 0.0016327 | 0.0048973 | 0.057987 | 0.22835 | 0.34855 | 0
Lambeth | E09000022 | 2050 | ST | domestic | 25786.7321 | 3894.9531 | 522.7809 | 34.7427 | 47966.5529 | 1281.0792 | 2336.5687 | 6192.9978 | 300.6537 | 1276.4073 | 12068.3644 | 43995.1868 | 72906.5967 | 0.22266 | 0.11798 | 0.017821 | 0.0023919 | 0.00015896 | 0.21946 | 0.0058614 | 0.010691 | 0.028335 | 0.0013756 | 0.00584 | 0.055217 | 0.20129 | 0.33357 | 1.02e-06
Lancaster | E07000121 | 2050 | ST | domestic | 9407.5947 | 1438.1138 | 81.2634 | 4.557 | 13352.5032 | 397.8668 | 1126.3684 | 2419.2458 | 120.2241 | 502.4132 | 4470.0111 | 16950.4353 | 27047.7445 | 0 | 0.12167 | 0.0186 | 0.001051 | 5.89e-05 | 0.1727 | 0.0051458 | 0.014568 | 0.031289 | 0.0015549 | 0.006498 | 0.057813 | 0.21923 | 0.34982 | 0
Leeds | E08000035 | 2050 | ST | domestic | 47649.1728 | 7367.8526 | 284.8428 | 21.7201 | 67915.9544 | 4902.2487 | 5438.8435 | 11672.2262 | 611.3613 | 2080.2275 | 22413.6018 | 86297.2661 | 142239.123 | 0 | 0.11945 | 0.018471 | 0.00071408 | 5.45e-05 | 0.17026 | 0.01229 | 0.013635 | 0.029261 | 0.0015326 | 0.005215 | 0.056189 | 0.21634 | 0.35658 | 0
Leicester | E06000016 | 2050 | ST | domestic | 18482.867 | 2797.4592 | 284.105 | 19.3762 | 25602.2783 | 2097.8008 | 2737.9215 | 4261.8569 | 217.5196 | 859.6112 | 8198.8483 | 31994.1117 | 53710.5112 | 0.0018862 | 0.12219 | 0.018494 | 0.0018782 | 0.00012809 | 0.16926 | 0.013868 | 0.0181 | 0.028175 | 0.001438 | 0.0056828 | 0.054202 | 0.21151 | 0.35508 | 1.25e-08
Lewes | E07000063 | 2050 | ST | domestic | 6419.6118 | 1031.0454 | 176.3222 | 3.3973 | 8749.116 | 380.089 | 944.1959 | 1662.8228 | 76.1112 | 423.7789 | 2957.784 | 10784.4951 | 18073.4021 | 0.021583 | 0.12421 | 0.01995 | 0.0034117 | 6.57e-05 | 0.16929 | 0.0073544 | 0.018269 | 0.032174 | 0.0014727 | 0.0081997 | 0.05723 | 0.20867 | 0.3497 | 4.18e-07
Lewisham | E09000023 | 2050 | ST | domestic | 20693.6382 | 3072.5135 | 384.8078 | 25.7477 | 35668.2065 | 1214.6748 | 2256.0306 | 4892.4095 | 245.1277 | 973.6672 | 9536.0139 | 35409.2949 | 59058.7576 | 0.12447 | 0.11932 | 0.017716 | 0.0022188 | 0.00014846 | 0.20566 | 0.0070038 | 0.013008 | 0.02821 | 0.0014134 | 0.0056141 | 0.054984 | 0.20417 | 0.34053 | 7.18e-07
Lichfield | E07000194 | 2050 | ST | domestic | 6184.0268 | 959.7192 | 154.4072 | 2.4314 | 7626.0698 | 267.8152 | 901.8496 | 1561.2219 | 72.8734 | 394.4355 | 2808.7139 | 10654.7978 | 17335.4978 | 0.0016768 | 0.1264 | 0.019617 | 0.0031561 | 4.97e-05 | 0.15588 | 0.0054741 | 0.018434 | 0.031911 | 0.0014895 | 0.0080622 | 0.05741 | 0.21778 | 0.35434 | 3.43e-08
Lincoln | E07000138 | 2050 | ST | domestic | 6959.9818 | 958.9799 | 113.7886 | 3.2243 | 9027.0525 | 433.0747 | 958.0166 | 1579.7095 | 83.924 | 299.104 | 3087.3851 | 12279.9538 | 20026.1814 | 0.00077721 | 0.12471 | 0.017183 | 0.0020388 | 5.78e-05 | 0.16175 | 0.0077598 | 0.017166 | 0.028305 | 0.0015037 | 0.0053593 | 0.055319 | 0.22003 | 0.35883 | 1.39e-08
Liverpool | E08000012 | 2050 | ST | domestic | 32084.0736 | 5001.9 | 193.3577 | 19.9182 | 47518.5997 | 3050.6472 | 3178.4285 | 7893.262 | 413.5504 | 1448.4914 | 15202.4989 | 58368.59 | 94954.3642 | 0 | 0.11913 | 0.018572 | 0.00071793 | 7.4e-05 | 0.17643 | 0.011327 | 0.011801 | 0.029307 | 0.0015355 | 0.0053782 | 0.056446 | 0.21672 | 0.35256 | 0
Luton | E06000032 | 2050 | ST | domestic | 11341.2269 | 1604.6975 | 205.8535 | 8.133 | 17358.5403 | 701.5723 | 1498.0859 | 2644.1088 | 136.3632 | 498.677 | 5144.215 | 19474.4276 | 32739.6586 | 0.051492 | 0.12148 | 0.017189 | 0.002205 | 8.71e-05 | 0.18594 | 0.0075151 | 0.016047 | 0.028323 | 0.0014607 | 0.0053417 | 0.055103 | 0.2086 | 0.3507 | 5.52e-07
Maidstone | E07000110 | 2050 | ST | domestic | 9994.2491 | 1537.5052 | 252.2972 | 4.2029 | 13805.228 | 604.2293 | 1190.4344 | 2499.1129 | 120.8329 | 592.1728 | 4611.772 | 17107.1918 | 28334.8226 | 0.033868 | 0.12391 | 0.019063 | 0.0031281 | 5.21e-05 | 0.17117 | 0.0074916 | 0.01476 | 0.030986 | 0.0014982 | 0.0073421 | 0.05718 | 0.21211 | 0.35131 | 4.2e-07
Maldon | E07000074 | 2050 | ST | domestic | 3763.0825 | 844.8565 | 205.4992 | 1.7089 | 4749.495 | 260.7676 | 582.9889 | 1265.3053 | 40.4568 | 489.0477 | 1855.728 | 5817.3099 | 9939.8569 | 0.018622 | 0.12621 | 0.028336 | 0.0068922 | 5.73e-05 | 0.15929 | 0.0087459 | 0.019553 | 0.042437 | 0.0013569 | 0.016402 | 0.062239 | 0.19511 | 0.33337 | 6.25e-07
Malvern Hills | E07000235 | 2050 | ST | domestic | 5138.6629 | 1152.3554 | 260.4134 | 2.7222 | 6176.7129 | 315.8151 | 823.3548 | 1719.9707 | 53.945 | 672.7315 | 2514.8376 | 8031.3968 | 13476.768 | 0.0035091 | 0.12738 | 0.028566 | 0.0064555 | 6.75e-05 | 0.15312 | 0.0078289 | 0.020411 | 0.042637 | 0.0013373 | 0.016677 | 0.062342 | 0.19909 | 0.33408 | 8.7e-08
Manchester | E08000003 | 2050 | ST | domestic | 30761.0295 | 5277.2243 | 159.9381 | 33.1107 | 46923.4905 | 4528.8818 | 4339.9518 | 7704.9583 | 378.3588 | 1476.9137 | 14360.6966 | 53923.0685 | 93852.6772 | 0 | 0.11664 | 0.020011 | 0.00060647 | 0.00012555 | 0.17793 | 0.017173 | 0.016457 | 0.029216 | 0.0014347 | 0.0056003 | 0.054454 | 0.20447 | 0.35588 | 0
Mansfield | E07000174 | 2050 | ST | domestic | 6711.767 | 957.2879 | 125.5054 | 6.0585 | 9225.8188 | 179.5792 | 590.2714 | 1553.3669 | 82.3132 | 327.5681 | 3040.4878 | 12008.3511 | 18849.3835 | 0.0010272 | 0.12508 | 0.017841 | 0.002339 | 0.00011291 | 0.17194 | 0.0033468 | 0.011001 | 0.02895 | 0.001534 | 0.0061048 | 0.056664 | 0.2238 | 0.35129 | 1.91e-08
Medway | E06000035 | 2050 | ST | domestic | 15769.1615 | 2141.0784 | 291.59 | 8.2968 | 23485.0385 | 672.9105 | 1668.4623 | 3622.8561 | 194.8887 | 666.9134 | 7202.5132 | 27642.0679 | 44967.742 | 0.063784 | 0.12288 | 0.016684 | 0.0022721 | 6.47e-05 | 0.183 | 0.0052434 | 0.013001 | 0.02823 | 0.0015186 | 0.0051967 | 0.056123 | 0.21539 | 0.3504 | 4.97e-07
Melton | E07000133 | 2050 | ST | domestic | 3190.101 | 586.9573 | 114.8822 | 1.4768 | 3865.2984 | 146.9901 | 470.9969 | 915.8465 | 36.0379 | 294.5573 | 1498.4363 | 5296.0666 | 8680.3611 | 0.0014675 | 0.12711 | 0.023387 | 0.0045773 | 5.88e-05 | 0.15401 | 0.0058566 | 0.018766 | 0.036491 | 0.0014359 | 0.011736 | 0.059703 | 0.21102 | 0.34586 | 5.85e-08
Mendip | E07000187 | 2050 | ST | domestic | 7258.5669 | 1368.5189 | 298.0712 | 3.0765 | 9594.7465 | 338.5455 | 1093.7341 | 2152.4878 | 82.216 | 701.6127 | 3461.0495 | 11740.2666 | 19730.7229 | 0.032428 | 0.12553 | 0.023667 | 0.0051548 | 5.32e-05 | 0.16593 | 0.0058548 | 0.018915 | 0.037225 | 0.0014218 | 0.012134 | 0.059855 | 0.20304 | 0.34122 | 5.61e-07
Merthyr Tydfil | W06000024 | 2050 | ST | domestic | 3199.1026 | 318.0081 | 1.5292 | 1.4521 | 3947.0607 | 48.0571 | 303.5625 | 703.7862 | 40.5135 | 310.4975 | 1647.5151 | 7225.2574 | 9730.6551 | 0 | 0.11643 | 0.011574 | 5.57e-05 | 5.28e-05 | 0.14365 | 0.001749 | 0.011048 | 0.025614 | 0.0014744 | 0.0113 | 0.05996 | 0.26296 | 0.35414 | 0
Merton | E09000024 | 2050 | ST | domestic | 12643.7594 | 1747.3557 | 222.3485 | 7.8756 | 20139.0442 | 781.2567 | 1370.0726 | 2897.871 | 152.9178 | 516.7954 | 5788.7423 | 21940.0383 | 36374.452 | 0.066429 | 0.1209 | 0.016708 | 0.0021261 | 7.53e-05 | 0.19257 | 0.0074702 | 0.0131 | 0.027709 | 0.0014622 | 0.0049415 | 0.055351 | 0.20979 | 0.34781 | 6.35e-07
Mid Devon | E07000042 | 2050 | ST | domestic | 4897.4164 | 1177.0496 | 299.6977 | 1.7595 | 6007.4106 | 371.486 | 879.8434 | 1745.8579 | 50.5564 | 713.7014 | 2442.0748 | 7322.0972 | 12784.9506 | 0.026403 | 0.12657 | 0.030419 | 0.0077453 | 4.55e-05 | 0.15525 | 0.0096006 | 0.022739 | 0.04512 | 0.0013066 | 0.018445 | 0.063113 | 0.18923 | 0.33041 | 6.82e-07
Mid Suffolk | E07000203 | 2050 | ST | domestic | 5971.9133 | 1739.5873 | 455.2466 | 2.5246 | 6712.2751 | 509.1268 | 1214.0408 | 2492.7618 | 54.2825 | 1177.7146 | 3110.1171 | 8287.1585 | 14692.7293 | 0.0064549 | 0.12865 | 0.037475 | 0.0098072 | 5.44e-05 | 0.1446 | 0.010968 | 0.026154 | 0.053701 | 0.0011694 | 0.025371 | 0.067 | 0.17853 | 0.31652 | 1.39e-07
Mid Sussex | E07000228 | 2050 | ST | domestic | 8755.1558 | 1367.7091 | 231.2342 | 4.7996 | 12104.7923 | 414.4774 | 1168.7523 | 2230.1217 | 105.0621 | 550.3362 | 4037.6329 | 14866.6063 | 24599.2713 | 0.028218 | 0.1243 | 0.019418 | 0.0032829 | 6.81e-05 | 0.17186 | 0.0058845 | 0.016593 | 0.031662 | 0.0014916 | 0.0078133 | 0.057323 | 0.21107 | 0.34924 | 4.01e-07
Middlesbrough | E06000002 | 2050 | ST | domestic | 8350.241 | 1162.694 | 46.6307 | 5.0262 | 12350.2154 | 325.7872 | 858.3306 | 2001.402 | 109.9549 | 327.1914 | 3926.2175 | 15413.5227 | 24206.0008 | 0 | 0.12087 | 0.01683 | 0.00067499 | 7.28e-05 | 0.17877 | 0.0047159 | 0.012425 | 0.028971 | 0.0015916 | 0.0047362 | 0.056833 | 0.22312 | 0.35039 | 0
Midlothian | S12000019 | 2050 | ST | domestic | 7922.8989 | 803.369 | 219.2507 | 3.5352 | 1885.7078 | 0 | 1053.1601 | 2260.7158 | 94.787 | 289.5431 | 3670.6049 | 13425.1433 | 20755.1203 | 0 | 0.15125 | 0.015336 | 0.0041855 | 6.75e-05 | 0.035998 | 0 | 0.020105 | 0.043157 | 0.0018095 | 0.0055273 | 0.070071 | 0.25628 | 0.39621 | 0
Milton Keynes | E06000042 | 2050 | ST | domestic | 15149.0623 | 2100.7413 | 244.1755 | 13.2625 | 20577.7111 | 562.8202 | 2019.6026 | 3442.3382 | 183.1433 | 663.9411 | 6732.7637 | 26760.1392 | 43140.8617 | 0.0018831 | 0.12459 | 0.017277 | 0.0020082 | 0.00010907 | 0.16924 | 0.0046288 | 0.01661 | 0.028311 | 0.0015062 | 0.0054605 | 0.055372 | 0.22008 | 0.3548 | 1.55e-08
Mole Valley | E07000210 | 2050 | ST | domestic | 5591.6128 | 849.8928 | 133.3602 | 3.9334 | 7838.1415 | 257.7069 | 703.4318 | 1384.7193 | 68.0559 | 322.7792 | 2567.9354 | 9598.196 | 15741.2847 | 0.01601 | 0.12409 | 0.018861 | 0.0029595 | 8.73e-05 | 0.17394 | 0.0057191 | 0.015611 | 0.03073 | 0.0015103 | 0.0071632 | 0.056988 | 0.213 | 0.34933 | 3.55e-07
Monmouthshire | W06000021 | 2050 | ST | domestic | 4857.6145 | 931.639 | 3.7929 | 1.4223 | 5603.6914 | 224.3631 | 702.7456 | 1637.8725 | 52.8603 | 919.5508 | 2733.6238 | 9649.3551 | 13390.8339 | 0 | 0.11932 | 0.022885 | 9.32e-05 | 3.49e-05 | 0.13765 | 0.0055113 | 0.017263 | 0.040233 | 0.0012985 | 0.022588 | 0.06715 | 0.23703 | 0.32894 | 0
Moray | S12000020 | 2050 | ST | domestic | 6834.8224 | 701.5968 | 187.9868 | 3.1229 | 1627.8072 | 0 | 1228.3604 | 1986.9662 | 78.8416 | 260.061 | 3115.7173 | 11254.9661 | 18084.111 | 0 | 0.15067 | 0.015466 | 0.0041439 | 6.88e-05 | 0.035883 | 0 | 0.027078 | 0.0438 | 0.001738 | 0.0057327 | 0.068682 | 0.2481 | 0.39864 | 0
Na h-Eileanan Siar | S12000013 | 2050 | ST | domestic | 675.0855 | 79.5771 | 18.6135 | 0.32112 | 147.5944 | 0 | 482.4918 | 239.6492 | 4.48 | 38.1816 | 252.0965 | 745.044 | 1979.531 | 0 | 0.14479 | 0.017067 | 0.003992 | 6.89e-05 | 0.031655 | 0 | 0.10348 | 0.051397 | 0.00096083 | 0.0081888 | 0.054067 | 0.15979 | 0.42455 | 0
Neath Port Talbot | W06000012 | 2050 | ST | domestic | 7479.1043 | 884.5279 | 3.9968 | 3.1933 | 9099.61 | 167.2152 | 778.7743 | 1822.4807 | 92.0408 | 865.9237 | 3924.5543 | 16483.8964 | 22323.8455 | 0 | 0.11699 | 0.013836 | 6.25e-05 | 5e-05 | 0.14234 | 0.0026156 | 0.012182 | 0.028508 | 0.0014397 | 0.013545 | 0.061389 | 0.25785 | 0.3492 | 0
New Forest | E07000091 | 2050 | ST | domestic | 11700.1777 | 1809.381 | 317.0266 | 6.2701 | 15875.4605 | 356.8407 | 1600.5481 | 2991.9645 | 141.2906 | 746.6677 | 5394.1196 | 19924.8408 | 32594.4993 | 0.036764 | 0.12519 | 0.01936 | 0.0033921 | 6.71e-05 | 0.16987 | 0.0038181 | 0.017126 | 0.032014 | 0.0015118 | 0.0079892 | 0.057716 | 0.21319 | 0.34876 | 3.93e-07
Newark and Sherwood | E07000175 | 2050 | ST | domestic | 7479.0259 | 1294.165 | 244.4327 | 2.4562 | 9119.8736 | 342.9796 | 832.0241 | 2044.0918 | 87.1714 | 613.6238 | 3504.9268 | 12773.304 | 20489.8009 | 0.0029458 | 0.12713 | 0.021999 | 0.004155 | 4.18e-05 | 0.15503 | 0.0058302 | 0.014143 | 0.034747 | 0.0014818 | 0.010431 | 0.059579 | 0.21713 | 0.3483 | 5.01e-08
Newcastle upon Tyne | E08000021 | 2050 | ST | domestic | 16942.2573 | 2547.6284 | 97.5053 | 19.6765 | 26513.8836 | 761.7493 | 2154.963 | 4198.0369 | 216.0611 | 771.9444 | 7939.4652 | 30470.4257 | 49152.827 | 0 | 0.11949 | 0.017968 | 0.00068769 | 0.00013877 | 0.187 | 0.0053725 | 0.015199 | 0.029608 | 0.0015238 | 0.0054444 | 0.055996 | 0.2149 | 0.34667 | 0
Newcastle-under-Lyme | E07000195 | 2050 | ST | domestic | 7721.861 | 1140.2406 | 169.3957 | 3.8682 | 9926.6793 | 293.1352 | 888.9683 | 1864.0864 | 92.9978 | 430.203 | 3502.3884 | 13585.1627 | 21705.8803 | 0.00162 | 0.12592 | 0.018593 | 0.0027623 | 6.31e-05 | 0.16187 | 0.00478 | 0.014496 | 0.030397 | 0.0015165 | 0.0070151 | 0.057112 | 0.22153 | 0.35395 | 2.64e-08
Newham | E09000025 | 2050 | ST | domestic | 16309.1576 | 2392.2333 | 266.73 | 21.9641 | 29588.8377 | 1142.4794 | 1598.0909 | 3778.0108 | 192.9768 | 702.3171 | 7555.8624 | 28002.1234 | 46774.6545 | 0.095422 | 0.1179 | 0.017294 | 0.0019283 | 0.00015878 | 0.21391 | 0.0082594 | 0.011553 | 0.027312 | 0.0013951 | 0.0050773 | 0.054624 | 0.20244 | 0.33815 | 6.9e-07
Newport | W06000022 | 2050 | ST | domestic | 7702.0456 | 784.2846 | 3.6296 | 6.8463 | 10089.0963 | 341.4002 | 969.1994 | 1675.2758 | 95.9243 | 735.6606 | 3931.0997 | 17146.5091 | 23584.2848 | 0 | 0.11484 | 0.011694 | 5.41e-05 | 0.00010208 | 0.15044 | 0.0050906 | 0.014452 | 0.02498 | 0.0014303 | 0.010969 | 0.058616 | 0.25567 | 0.35166 | 0
North Ayrshire | S12000021 | 2050 | ST | domestic | 12698.1168 | 1292.3857 | 350.6774 | 5.7108 | 3023.4315 | 0 | 1869.0834 | 3644.0013 | 150.2075 | 469.8361 | 5854.0428 | 21331.544 | 33366.8334 | 0 | 0.15107 | 0.015375 | 0.004172 | 6.79e-05 | 0.035969 | 0 | 0.022236 | 0.043352 | 0.001787 | 0.0055896 | 0.069645 | 0.25378 | 0.39696 | 0
North Devon | E07000043 | 2050 | ST | domestic | 6552.0017 | 1348.4709 | 295.8486 | 3.2099 | 8551.2644 | 535.8091 | 1176.0658 | 2046.38 | 71.1734 | 713.9741 | 3139.9565 | 10238.8302 | 17871.9932 | 0.030842 | 0.12469 | 0.025663 | 0.0056304 | 6.11e-05 | 0.16274 | 0.010197 | 0.022382 | 0.038945 | 0.0013545 | 0.013588 | 0.059757 | 0.19486 | 0.34013 | 5.87e-07
North East Derbyshire | E07000038 | 2050 | ST | domestic | 6353.1289 | 950.6996 | 157.2787 | 2.8078 | 7985.5245 | 103.9811 | 577.4149 | 1566.6614 | 77.433 | 386.7579 | 2919.8138 | 11263.5292 | 17602.9914 | 0.0016941 | 0.12719 | 0.019034 | 0.0031488 | 5.62e-05 | 0.15988 | 0.0020818 | 0.01156 | 0.031366 | 0.0015503 | 0.0077432 | 0.058457 | 0.22551 | 0.35243 | 3.39e-08
North East Lincolnshire | E06000012 | 2050 | ST | domestic | 9819.7733 | 1395.2704 | 68.099 | 4.4198 | 14297.0349 | 349.1071 | 809.4994 | 2397.419 | 130.2234 | 429.2359 | 4679.6741 | 18248.1369 | 28160.4615 | 0 | 0.12155 | 0.017271 | 0.00084293 | 5.47e-05 | 0.17697 | 0.0043213 | 0.01002 | 0.029675 | 0.0016119 | 0.0053131 | 0.057925 | 0.22588 | 0.34857 | 0
North Hertfordshire | E07000099 | 2050 | ST | domestic | 7770.1553 | 1250.7542 | 197.1547 | 4.8733 | 10714.6694 | 610.6203 | 1209.5972 | 1985.2955 | 91.6058 | 489.0927 | 3555.5136 | 12999.2656 | 22173.9853 | 0.023542 | 0.12323 | 0.019837 | 0.0031268 | 7.73e-05 | 0.16993 | 0.0096843 | 0.019184 | 0.031486 | 0.0014528 | 0.0077569 | 0.05639 | 0.20617 | 0.35167 | 3.73e-07
North Kesteven | E07000139 | 2050 | ST | domestic | 6995.6544 | 1432.48 | 318.2828 | 2.1531 | 8289.5526 | 313.3148 | 857.6822 | 2193.5077 | 77.2914 | 802.0344 | 3395.0175 | 11410.8636 | 18520.0224 | 0.0041921 | 0.12811 | 0.026232 | 0.0058285 | 3.94e-05 | 0.1518 | 0.0057375 | 0.015706 | 0.040168 | 0.0014154 | 0.014687 | 0.062171 | 0.20896 | 0.33915 | 7.68e-08
North Lanarkshire | S12000050 | 2050 | ST | domestic | 30482.3364 | 3095.0718 | 847.3224 | 13.4137 | 7212.6148 | 0 | 4125.5755 | 8713.6648 | 363.8912 | 1119.3683 | 14113.6995 | 51570.106 | 79883.9923 | 0 | 0.15125 | 0.015357 | 0.0042042 | 6.66e-05 | 0.035787 | 0 | 0.02047 | 0.043235 | 0.0018055 | 0.005554 | 0.070029 | 0.25588 | 0.39637 | 0
North Lincolnshire | E06000013 | 2050 | ST | domestic | 10325.9794 | 1666.2183 | 121.5605 | 4.5252 | 14668.9792 | 281.0015 | 771.524 | 2775.0597 | 133.5414 | 672.5407 | 5057.8392 | 18829.5915 | 28792.8111 | 0 | 0.12278 | 0.019812 | 0.0014454 | 5.38e-05 | 0.17442 | 0.0033412 | 0.0091738 | 0.032997 | 0.0015879 | 0.0079968 | 0.06014 | 0.22389 | 0.34236 | 0
North Norfolk | E07000147 | 2050 | ST | domestic | 7745.8469 | 2085.9416 | 508.8079 | 3.4795 | 8702.2657 | 816.9208 | 1837.3095 | 3008.0025 | 72.1702 | 1335.6692 | 3894.2941 | 10954.4154 | 19819.1821 | 0.0070972 | 0.12743 | 0.034317 | 0.0083707 | 5.72e-05 | 0.14317 | 0.01344 | 0.030227 | 0.049486 | 0.0011873 | 0.021974 | 0.064067 | 0.18022 | 0.32606 | 1.17e-07
North Somerset | E06000024 | 2050 | ST | domestic | 14393.032 | 2162.1897 | 349.5944 | 7.821 | 20265.055 | 624.4247 | 1837.6694 | 3567.8498 | 174.2031 | 823.1338 | 6615.2382 | 24657.7845 | 40581.6051 | 0.05143 | 0.12401 | 0.01863 | 0.0030122 | 6.74e-05 | 0.17461 | 0.0053802 | 0.015834 | 0.030742 | 0.001501 | 0.0070923 | 0.056999 | 0.21246 | 0.34966 | 4.43e-07
North Tyneside | E08000022 | 2050 | ST | domestic | 13060.3782 | 1784.1814 | 79.1689 | 8.2879 | 19479.7942 | 216.5608 | 1243.78 | 3148.6183 | 173.1501 | 529.3947 | 6169.8429 | 24233.4361 | 37317.677 | 0 | 0.12155 | 0.016606 | 0.00073684 | 7.71e-05 | 0.1813 | 0.0020156 | 0.011576 | 0.029305 | 0.0016115 | 0.0049272 | 0.057424 | 0.22554 | 0.34732 | 0
North Warwickshire | E07000218 | 2050 | ST | domestic | 3958.3279 | 633.6364 | 105.646 | 1.6745 | 4796.362 | 172.891 | 627.8367 | 1024.1181 | 46.1886 | 271.9133 | 1802.0833 | 6749.6012 | 11054.0221 | 0.0012188 | 0.12669 | 0.02028 | 0.0033813 | 5.36e-05 | 0.15351 | 0.0055335 | 0.020094 | 0.032778 | 0.0014783 | 0.0087028 | 0.057677 | 0.21603 | 0.35379 | 3.9e-08
North West Leicestershire | E07000134 | 2050 | ST | domestic | 5995.0422 | 1024.1296 | 187.0512 | 2.65 | 7362.5646 | 257.59 | 777.1285 | 1622.5491 | 69.6155 | 475.9563 | 2786.7948 | 10197.0167 | 16487.575 | 0.0022311 | 0.12689 | 0.021677 | 0.0039591 | 5.61e-05 | 0.15584 | 0.0054521 | 0.016449 | 0.034343 | 0.0014735 | 0.010074 | 0.058985 | 0.21583 | 0.34898 | 4.72e-08
Northampton | E07000154 | 2050 | ST | domestic | 13701.8919 | 1864.3479 | 214.8409 | 7.7845 | 17968.842 | 710.3922 | 1983.1624 | 3091.3247 | 165.2005 | 571.4789 | 6055.6485 | 24159.0685 | 39383.9733 | 0.0014636 | 0.1247 | 0.016967 | 0.0019553 | 7.08e-05 | 0.16353 | 0.0064653 | 0.018049 | 0.028134 | 0.0015035 | 0.005201 | 0.055112 | 0.21987 | 0.35843 | 1.33e-08
Northumberland | E06000057 | 2050 | ST | domestic | 20441.4461 | 3912.2374 | 357.6494 | 9.5591 | 28268.1479 | 653.7173 | 2100.9077 | 6230.5252 | 247.4076 | 1936.8453 | 10244.694 | 35382.2263 | 55752.9167 | 0 | 0.12348 | 0.023633 | 0.0021605 | 5.77e-05 | 0.17077 | 0.003949 | 0.012691 | 0.037638 | 0.0014946 | 0.0117 | 0.061887 | 0.21374 | 0.3368 | 0
Norwich | E07000148 | 2050 | ST | domestic | 10176.2035 | 1497.1706 | 159.8606 | 10.4778 | 14182.4699 | 853.641 | 1360.1959 | 2332.6587 | 121.2182 | 464.3617 | 4528.923 | 17791.4466 | 29301.3819 | 0.0011187 | 0.12293 | 0.018086 | 0.0019311 | 0.00012657 | 0.17133 | 0.010312 | 0.016431 | 0.028179 | 0.0014643 | 0.0056096 | 0.05471 | 0.21492 | 0.35397 | 1.35e-08
Nottingham | E06000018 | 2050 | ST | domestic | 19124.1889 | 2863.9336 | 265.0494 | 23.4003 | 27029.4872 | 2120.4652 | 2942.1839 | 4347.6634 | 224.9713 | 838.7576 | 8437.3512 | 33098.5709 | 55695.5543 | 0.0016285 | 0.1218 | 0.01824 | 0.0016881 | 0.00014903 | 0.17215 | 0.013505 | 0.018739 | 0.02769 | 0.0014328 | 0.005342 | 0.053737 | 0.2108 | 0.35472 | 1.04e-08
Nuneaton and Bedworth | E07000219 | 2050 | ST | domestic | 7551.0694 | 1037.54 | 126.3064 | 5.2383 | 10003.63 | 253.3859 | 1084.5412 | 1726.7895 | 91.0309 | 335.0647 | 3349.7768 | 13300.6722 | 21517.8651 | 0.00094186 | 0.12505 | 0.017183 | 0.0020918 | 8.68e-05 | 0.16567 | 0.0041963 | 0.017961 | 0.028597 | 0.0015076 | 0.005549 | 0.055476 | 0.22027 | 0.35636 | 1.56e-08
Oadby and Wigston | E07000135 | 2050 | ST | domestic | 3138.9638 | 420.3983 | 53.6224 | 1.5172 | 4106.5655 | 87.4651 | 363.7766 | 709.8187 | 38.448 | 134.7959 | 1401.6506 | 5609.7981 | 8917.8075 | 0.00038249 | 0.12564 | 0.016826 | 0.0021462 | 6.07e-05 | 0.16436 | 0.0035008 | 0.01456 | 0.02841 | 0.0015389 | 0.0053952 | 0.056101 | 0.22453 | 0.35693 | 1.53e-08
Oldham | E08000004 | 2050 | ST | domestic | 13178.2448 | 1884.6351 | 83.6314 | 13.2348 | 20672.5035 | 270.9383 | 974.4117 | 3204.165 | 175.0951 | 574.3741 | 6291.7174 | 24534.5455 | 37367.6846 | 0 | 0.12065 | 0.017255 | 0.00076568 | 0.00012117 | 0.18926 | 0.0024805 | 0.0089211 | 0.029335 | 0.0016031 | 0.0052586 | 0.057603 | 0.22462 | 0.34212 | 0
Orkney Islands | S12000023 | 2050 | ST | domestic | 276.7841 | 38.3076 | 8.4782 | 0.10092 | 45.9412 | 0 | 379.7236 | 121.7384 | 2.28e-05 | 22.5943 | 75.9221 | 119.1103 | 907.9879 | 0 | 0.13862 | 0.019186 | 0.0042461 | 5.05e-05 | 0.023009 | 0 | 0.19018 | 0.06097 | 1.14e-08 | 0.011316 | 0.038024 | 0.059654 | 0.45475 | 0
Oxford | E07000178 | 2050 | ST | domestic | 10072.046 | 1524.319 | 172.4615 | 8.2343 | 13415.713 | 1019.6948 | 1742.3864 | 2376.9852 | 117.2735 | 500.7757 | 4456.1955 | 17252.3684 | 29196.8247 | 0.0012729 | 0.12305 | 0.018622 | 0.0021069 | 0.00010059 | 0.1639 | 0.012457 | 0.021286 | 0.029039 | 0.0014327 | 0.0061178 | 0.05444 | 0.21077 | 0.35669 | 1.56e-08
Pembrokeshire | W06000009 | 2050 | ST | domestic | 7640.8762 | 1866.4141 | 7.232 | 2.3395 | 8560.8061 | 528.2761 | 1421.8951 | 3078.0762 | 74.899 | 1841.0222 | 4491.6779 | 13915.9608 | 19863.1025 | 0 | 0.12072 | 0.029489 | 0.00011426 | 3.7e-05 | 0.13526 | 0.0083466 | 0.022465 | 0.048632 | 0.0011834 | 0.029087 | 0.070967 | 0.21987 | 0.31383 | 0
Pendle | E07000122 | 2050 | ST | domestic | 5513.5811 | 781.0247 | 41.4648 | 1.8218 | 7869.1596 | 191.5194 | 406.5885 | 1347.374 | 73.6085 | 244.0751 | 2638.5714 | 10302.3711 | 15768.1962 | 0 | 0.12204 | 0.017287 | 0.00091778 | 4.03e-05 | 0.17418 | 0.0042391 | 0.0089994 | 0.029823 | 0.0016293 | 0.0054024 | 0.058402 | 0.22803 | 0.34901 | 0
Perth and Kinross | S12000048 | 2050 | ST | domestic | 10560.1069 | 1089.2138 | 291.2224 | 4.7941 | 2500.4546 | 0 | 2063.4861 | 3091.7035 | 119.9374 | 408.1816 | 4788.4277 | 17217.0116 | 28033.6798 | 0 | 0.1505 | 0.015523 | 0.0041503 | 6.83e-05 | 0.035635 | 0 | 0.029408 | 0.044061 | 0.0017093 | 0.0058172 | 0.068242 | 0.24537 | 0.39952 | 0
Peterborough | E06000031 | 2050 | ST | domestic | 11388.7072 | 1634.7102 | 206.776 | 7.2104 | 14982.9292 | 661.8853 | 1415.6421 | 2643.8546 | 137.2404 | 547.3004 | 5100.9927 | 20070.7615 | 32479.8965 | 0.0018498 | 0.12477 | 0.017909 | 0.0022653 | 7.9e-05 | 0.16415 | 0.0072513 | 0.015509 | 0.028965 | 0.0015035 | 0.005996 | 0.055884 | 0.21989 | 0.35584 | 2.03e-08
Plymouth | E06000026 | 2050 | ST | domestic | 17139.0296 | 2261.0388 | 292.9902 | 7.7862 | 25306.2407 | 731.9493 | 2130.7131 | 3892.1371 | 210.7018 | 670.9523 | 7755.3733 | 29892.3116 | 49187.5187 | 0.067935 | 0.12288 | 0.016211 | 0.0021006 | 5.58e-05 | 0.18143 | 0.0052477 | 0.015276 | 0.027905 | 0.0015106 | 0.0048104 | 0.055603 | 0.21431 | 0.35265 | 4.87e-07
Portsmouth | E06000044 | 2050 | ST | domestic | 14228.8051 | 2041.4805 | 261.7992 | 10.2636 | 22478.2068 | 988.5334 | 1989.7399 | 3346.2677 | 168.0832 | 635.0556 | 6463.7247 | 24177.2546 | 41342.5937 | 0.078224 | 0.12045 | 0.017281 | 0.0022162 | 8.69e-05 | 0.19028 | 0.008368 | 0.016843 | 0.028327 | 0.0014228 | 0.0053758 | 0.054716 | 0.20466 | 0.34997 | 6.62e-07
Powys | W06000023 | 2050 | ST | domestic | 7757.2108 | 2241.1711 | 8.5913 | 1.9173 | 8454.9504 | 459.3142 | 1550.3356 | 3580.7485 | 69.8835 | 2224.6278 | 4755.4299 | 13190.5436 | 18930.0685 | 0 | 0.12269 | 0.035448 | 0.00013589 | 3.03e-05 | 0.13373 | 0.0072648 | 0.024521 | 0.056635 | 0.0011053 | 0.035186 | 0.075215 | 0.20863 | 0.29941 | 0
Preston | E07000123 | 2050 | ST | domestic | 8217.0294 | 1219.6762 | 55.4448 | 4.5758 | 11962.1519 | 448.9754 | 948.8985 | 2038.9649 | 105.9634 | 377.4191 | 3875.2481 | 14918.4489 | 23925.5243 | 0 | 0.12066 | 0.017911 | 0.00081419 | 6.72e-05 | 0.17566 | 0.006593 | 0.013934 | 0.029941 | 0.001556 | 0.0055423 | 0.056907 | 0.21907 | 0.35134 | 0
Reading | E06000038 | 2050 | ST | domestic | 9846.1707 | 1488.0849 | 168.9742 | 8.2849 | 15066.476 | 1072.424 | 1747.0728 | 2339.6551 | 113.479 | 452.6591 | 4399.4779 | 16338.9403 | 29393.9825 | 0.041647 | 0.11944 | 0.018051 | 0.0020498 | 0.0001005 | 0.18277 | 0.013009 | 0.021193 | 0.028382 | 0.0013766 | 0.0054911 | 0.053369 | 0.1982 | 0.35657 | 5.05e-07
Redbridge | E09000026 | 2050 | ST | domestic | 14826.1313 | 2048.7534 | 272.7284 | 10.6075 | 23144.8964 | 641.718 | 1854.2302 | 3448.0812 | 179.0423 | 642.9677 | 6753.4224 | 25584.282 | 42380.4745 | 0.075069 | 0.12174 | 0.016822 | 0.0022394 | 8.71e-05 | 0.19004 | 0.0052692 | 0.015225 | 0.028312 | 0.0014701 | 0.0052794 | 0.055453 | 0.21007 | 0.34799 | 6.16e-07
Redcar and Cleveland | E06000003 | 2050 | ST | domestic | 8595.3276 | 1230.9983 | 67.055 | 3.2967 | 12247.629 | 244.1111 | 789.2687 | 2134.2852 | 113.2349 | 402.6551 | 4097.4398 | 15878.5612 | 24548.0483 | 0 | 0.12218 | 0.017498 | 0.00095314 | 4.69e-05 | 0.17409 | 0.0034699 | 0.011219 | 0.030337 | 0.0016095 | 0.0057234 | 0.058242 | 0.2257 | 0.34893 | 0
Redditch | E07000236 | 2050 | ST | domestic | 5564.4063 | 770.8606 | 102.1493 | 2.7441 | 7271.6917 | 205.1627 | 624.6274 | 1281.2468 | 67.8158 | 258.6972 | 2497.713 | 9904.3873 | 15784.7031 | 0.00077026 | 0.1255 | 0.017387 | 0.002304 | 6.19e-05 | 0.16401 | 0.0046274 | 0.014088 | 0.028898 | 0.0015296 | 0.0058349 | 0.056336 | 0.22339 | 0.35602 | 1.74e-08
Reigate and Banstead | E07000211 | 2050 | ST | domestic | 8725.6545 | 1167.911 | 150.8125 | 4.9654 | 12447.9303 | 344.1804 | 1054.3375 | 1987.7929 | 108.6237 | 357.2711 | 3943.3705 | 15296.3135 | 24926.5732 | 0.022928 | 0.12374 | 0.016562 | 0.0021387 | 7.04e-05 | 0.17653 | 0.0048809 | 0.014952 | 0.028189 | 0.0015404 | 0.0050665 | 0.055922 | 0.21692 | 0.35349 | 3.25e-07
Renfrewshire | S12000038 | 2050 | ST | domestic | 17070.0442 | 1734.9791 | 474.3509 | 7.5228 | 4038.8032 | 0 | 2373.3747 | 4887.022 | 203.2866 | 628.94 | 7893.7027 | 28814.5343 | 44769.7038 | 0 | 0.1512 | 0.015368 | 0.0042017 | 6.66e-05 | 0.035774 | 0 | 0.021023 | 0.043288 | 0.0018006 | 0.005571 | 0.06992 | 0.25523 | 0.39656 | 0
Rhondda Cynon Taf | W06000016 | 2050 | ST | domestic | 12880.0176 | 1347.6873 | 6.262 | 4.0303 | 15389.6902 | 268.3231 | 1416.8747 | 2935.2439 | 160.931 | 1327.1103 | 6653.3684 | 28745.1608 | 38987.1462 | 0 | 0.11696 | 0.012238 | 5.69e-05 | 3.66e-05 | 0.13975 | 0.0024366 | 0.012866 | 0.026655 | 0.0014614 | 0.012051 | 0.060418 | 0.26103 | 0.35404 | 0
Ribble Valley | E07000124 | 2050 | ST | domestic | 3628.2598 | 639.0495 | 54.4824 | 1.3219 | 4982.6009 | 105.1489 | 323.6715 | 1042.9186 | 45.4695 | 292.0603 | 1798.8489 | 6452.6561 | 10002.761 | 0 | 0.12354 | 0.021759 | 0.0018551 | 4.5e-05 | 0.16965 | 0.0035802 | 0.011021 | 0.035511 | 0.0015482 | 0.0099444 | 0.061249 | 0.21971 | 0.34059 | 0
Richmond upon Thames | E09000027 | 2050 | ST | domestic | 12918.3599 | 1819.6395 | 234.277 | 9.4663 | 20421.4833 | 829.2852 | 1165.2212 | 2968.9497 | 158.3491 | 552.4166 | 5948.8994 | 22612.7458 | 36894.3183 | 0.061948 | 0.12126 | 0.01708 | 0.0021991 | 8.89e-05 | 0.19169 | 0.0077843 | 0.010938 | 0.027869 | 0.0014864 | 0.0051854 | 0.055841 | 0.21226 | 0.34632 | 5.81e-07
Richmondshire | E07000166 | 2050 | ST | domestic | 3110.433 | 805.9726 | 94.8865 | 1.8825 | 4119.8153 | 144.0895 | 403.663 | 1189.8139 | 32.7071 | 498.3474 | 1655.8375 | 4843.583 | 8008.0171 | 0 | 0.12487 | 0.032357 | 0.0038093 | 7.56e-05 | 0.16539 | 0.0057846 | 0.016205 | 0.047766 | 0.0013131 | 0.020007 | 0.066475 | 0.19445 | 0.32149 | 0
Rochdale | E08000005 | 2050 | ST | domestic | 12488.0122 | 1695.4273 | 76.111 | 6.1087 | 18259.0715 | 298.9099 | 1108.2482 | 2988.298 | 166.5626 | 490.3691 | 5906.2259 | 23292.1703 | 35816.0093 | 0 | 0.12173 | 0.016526 | 0.00074188 | 5.95e-05 | 0.17798 | 0.0029136 | 0.010803 | 0.029128 | 0.0016236 | 0.0047798 | 0.05757 | 0.22704 | 0.34911 | 0
Rochford | E07000075 | 2050 | ST | domestic | 4775.19 | 679.7564 | 99.607 | 3.1322 | 6729.1292 | 174.5562 | 554.0798 | 1134.4124 | 59.1803 | 236.9418 | 2179.8123 | 8324.6001 | 13476.2542 | 0.013337 | 0.12427 | 0.01769 | 0.0025921 | 8.15e-05 | 0.17512 | 0.0045426 | 0.014419 | 0.029521 | 0.0015401 | 0.0061661 | 0.056727 | 0.21664 | 0.3507 | 3.47e-07
Rossendale | E07000125 | 2050 | ST | domestic | 4444.2094 | 617.2238 | 31.9768 | 1.9577 | 6344.9771 | 106.6739 | 382.6385 | 1081.1483 | 59.2025 | 190.8891 | 2113.3371 | 8282.7471 | 12693.9725 | 0 | 0.12226 | 0.01698 | 0.00087967 | 5.39e-05 | 0.17455 | 0.0029346 | 0.010526 | 0.029742 | 0.0016286 | 0.0052513 | 0.058137 | 0.22786 | 0.34921 | 0
Rother | E07000064 | 2050 | ST | domestic | 7069.7555 | 1268.9722 | 242.6333 | 5.125 | 9696.3018 | 411.8569 | 1186.1276 | 1988.9998 | 80.6074 | 593.3532 | 3304.0208 | 11493.4344 | 19599.9102 | 0.02734 | 0.12416 | 0.022286 | 0.0042611 | 9e-05 | 0.17029 | 0.007233 | 0.020831 | 0.034931 | 0.0014156 | 0.01042 | 0.058025 | 0.20185 | 0.34421 | 4.8e-07
Rotherham | E08000018 | 2050 | ST | domestic | 15672.3175 | 2173.4717 | 113.408 | 8.0803 | 23008.5457 | 255.3667 | 1064.452 | 3810.6696 | 210.5309 | 681.354 | 7507.0826 | 29432.1815 | 44366.7751 | 0 | 0.12215 | 0.01694 | 0.0008839 | 6.3e-05 | 0.17933 | 0.0019903 | 0.0082963 | 0.0297 | 0.0016409 | 0.0053105 | 0.05851 | 0.22939 | 0.34579 | 0
Rugby | E07000220 | 2050 | ST | domestic | 6252.9081 | 918.388 | 127.1625 | 2.6519 | 7749.4128 | 350.1766 | 1100.1614 | 1508.8318 | 73.535 | 335.3188 | 2780.5389 | 10756.3167 | 17846.4605 | 0.0012394 | 0.12556 | 0.018441 | 0.0025534 | 5.32e-05 | 0.1556 | 0.0070314 | 0.022091 | 0.030297 | 0.0014766 | 0.0067331 | 0.055832 | 0.21598 | 0.35835 | 2.49e-08
Runnymede | E07000212 | 2050 | ST | domestic | 5248.3141 | 756.6732 | 109.8666 | 2.1943 | 7229.9324 | 312.4614 | 841.976 | 1264.058 | 62.9556 | 262.1432 | 2366.4632 | 8919.092 | 15092.8274 | 0.018421 | 0.12358 | 0.017817 | 0.002587 | 5.17e-05 | 0.17024 | 0.0073574 | 0.019826 | 0.029764 | 0.0014824 | 0.0061726 | 0.055722 | 0.21001 | 0.35538 | 4.34e-07
Rushcliffe | E07000176 | 2050 | ST | domestic | 7002.843 | 1026.7055 | 158.4666 | 2.5893 | 8744.4482 | 231.8044 | 783.8759 | 1694.7164 | 84.8176 | 394.3676 | 3181.8354 | 12356.6393 | 19648.173 | 0.0016582 | 0.12661 | 0.018562 | 0.002865 | 4.68e-05 | 0.1581 | 0.0041909 | 0.014172 | 0.03064 | 0.0015335 | 0.00713 | 0.057526 | 0.2234 | 0.35523 | 3e-08
Rushmoor | E07000092 | 2050 | ST | domestic | 5468.3164 | 746.1884 | 89.2571 | 3.3018 | 7966.7871 | 335.1952 | 816.9764 | 1250.8258 | 66.2978 | 219.8733 | 2449.7326 | 9406.6665 | 15872.5306 | 0.017341 | 0.12236 | 0.016696 | 0.0019972 | 7.39e-05 | 0.17826 | 0.0075001 | 0.01828 | 0.027988 | 0.0014834 | 0.0049197 | 0.054814 | 0.21048 | 0.35515 | 3.88e-07
Rutland | E06000017 | 2050 | ST | domestic | 2440.9218 | 445.9987 | 87.8599 | 1.0863 | 2913.9143 | 98.4098 | 366.0011 | 699.5953 | 27.6779 | 224.5568 | 1145.6208 | 4058.7204 | 6631.3594 | 0.0011364 | 0.12752 | 0.0233 | 0.00459 | 5.67e-05 | 0.15223 | 0.0051411 | 0.019121 | 0.036548 | 0.0014459 | 0.011731 | 0.059849 | 0.21204 | 0.34643 | 5.94e-08
Ryedale | E07000167 | 2050 | ST | domestic | 3631.612 | 976.0183 | 119.5339 | 1.5203 | 4644.9498 | 182.1014 | 466.8218 | 1433.7597 | 37.5076 | 619.5579 | 1955.4632 | 5582.7979 | 9263.6429 | 0 | 0.12559 | 0.033754 | 0.0041339 | 5.26e-05 | 0.16064 | 0.0062978 | 0.016144 | 0.049585 | 0.0012972 | 0.021427 | 0.067627 | 0.19307 | 0.32037 | 0
Salford | E08000006 | 2050 | ST | domestic | 15326.5144 | 2596.7039 | 80.8979 | 9.1937 | 21966.8482 | 2552.7015 | 2069.8715 | 3792.3836 | 190.3342 | 697.1906 | 7157.7837 | 27086.3089 | 47263.2998 | 0 | 0.11718 | 0.019854 | 0.00061853 | 7.03e-05 | 0.16796 | 0.019518 | 0.015826 | 0.028996 | 0.0014553 | 0.0053306 | 0.054727 | 0.2071 | 0.36137 | 0
Sandwell | E08000028 | 2050 | ST | domestic | 18409.2481 | 2544.6831 | 301.4496 | 8.5579 | 23838.1828 | 1160.0172 | 2711.9402 | 4194.8648 | 220.8611 | 797.8779 | 8147.0997 | 32335.5501 | 53033.3778 | 0.0020585 | 0.12464 | 0.017228 | 0.0020409 | 5.79e-05 | 0.16139 | 0.0078537 | 0.018361 | 0.028401 | 0.0014953 | 0.0054019 | 0.055158 | 0.21892 | 0.35905 | 1.39e-08
Scarborough | E07000168 | 2050 | ST | domestic | 8803.4755 | 1512.5052 | 105.4948 | 3.5168 | 12141.8717 | 506.231 | 1119.3097 | 2442.4879 | 108.7011 | 620.4245 | 4255.0347 | 15451.436 | 25111.5787 | 0 | 0.12196 | 0.020954 | 0.0014615 | 4.87e-05 | 0.16821 | 0.0070133 | 0.015507 | 0.033838 | 0.0015059 | 0.0085953 | 0.058949 | 0.21406 | 0.34789 | 0
Scottish Borders | S12000026 | 2050 | ST | domestic | 8391.8328 | 866.7825 | 232.062 | 3.7827 | 1980.2575 | 0 | 1668.4347 | 2461.581 | 95.0189 | 325.866 | 3801.2864 | 13651.3832 | 22291.8148 | 0 | 0.15047 | 0.015542 | 0.004161 | 6.78e-05 | 0.035508 | 0 | 0.029916 | 0.044138 | 0.0017038 | 0.005843 | 0.06816 | 0.24478 | 0.39971 | 0
Sedgemoor | E07000188 | 2050 | ST | domestic | 7662.255 | 1516.0622 | 337.2886 | 3.6497 | 9976.4082 | 386.2229 | 1421.1716 | 2362.9881 | 83.9961 | 806.5433 | 3648.2537 | 12046.564 | 20818.1939 | 0.034341 | 0.12547 | 0.024825 | 0.005523 | 5.98e-05 | 0.16336 | 0.0063243 | 0.023271 | 0.038693 | 0.0013754 | 0.013207 | 0.059739 | 0.19726 | 0.34089 | 5.62e-07
Sefton | E08000014 | 2050 | ST | domestic | 18405.0901 | 2675.7311 | 122.8692 | 9.8638 | 27021.1796 | 871.078 | 1626.0201 | 4506.388 | 242.1557 | 813.9175 | 8753.8644 | 33994.6386 | 53118.0453 | 0 | 0.12096 | 0.017585 | 0.00080749 | 6.48e-05 | 0.17758 | 0.0057247 | 0.010686 | 0.029616 | 0.0015914 | 0.0053491 | 0.05753 | 0.22341 | 0.34909 | 0
Selby | E07000169 | 2050 | ST | domestic | 5534.853 | 1115.5612 | 109.7163 | 1.9801 | 7394.8755 | 200.3836 | 606.0936 | 1756.2353 | 65.6412 | 582.048 | 2799.5024 | 9430.8414 | 15000.5289 | 0 | 0.1241 | 0.025014 | 0.0024601 | 4.44e-05 | 0.16581 | 0.0044931 | 0.01359 | 0.039379 | 0.0014718 | 0.013051 | 0.062772 | 0.21146 | 0.33635 | 0
Sevenoaks | E07000111 | 2050 | ST | domestic | 7096.3745 | 1168.0722 | 223.9005 | 3.2479 | 9417.2324 | 259.7972 | 855.6935 | 1892.5756 | 85.402 | 522.7717 | 3323.5776 | 12041.3675 | 19533.8414 | 0.022966 | 0.12577 | 0.020702 | 0.0039682 | 5.76e-05 | 0.1669 | 0.0046044 | 0.015165 | 0.033542 | 0.0015136 | 0.0092651 | 0.058904 | 0.21341 | 0.3462 | 4.07e-07
Sheffield | E08000019 | 2050 | ST | domestic | 32470.6743 | 4988.5532 | 203.288 | 30.1959 | 50061.7323 | 2204.975 | 2792.971 | 7990.0851 | 422.6136 | 1489.5806 | 15466.3848 | 59534.4764 | 94362.5855 | 0 | 0.11937 | 0.018339 | 0.00074733 | 0.00011101 | 0.18404 | 0.008106 | 0.010268 | 0.029373 | 0.0015536 | 0.005476 | 0.056858 | 0.21886 | 0.3469 | 0
Shetland Islands | S12000027 | 2050 | ST | domestic | 329.0338 | 45.1929 | 9.4334 | 0.14985 | 60.6652 | 0 | 452.7927 | 143.679 | 2.71e-05 | 26.409 | 89.5072 | 141.2393 | 1081.8858 | 0 | 0.13825 | 0.018989 | 0.0039636 | 6.3e-05 | 0.02549 | 0 | 0.19025 | 0.06037 | 1.14e-08 | 0.011096 | 0.037608 | 0.059345 | 0.45458 | 0
Shropshire | E06000051 | 2050 | ST | domestic | 20125.6653 | 4576.0776 | 1042.2149 | 8.4548 | 23861.5582 | 1455.0309 | 3293.0264 | 6808.198 | 209.5233 | 2688.5354 | 9870.6604 | 31264.8685 | 52862.3982 | 0.013893 | 0.12732 | 0.02895 | 0.0065935 | 5.35e-05 | 0.15096 | 0.0092052 | 0.020833 | 0.043072 | 0.0013255 | 0.017009 | 0.062446 | 0.1978 | 0.33443 | 8.79e-08
Slough | E06000039 | 2050 | ST | domestic | 7182.1824 | 1052.8378 | 125.0446 | 3.4325 | 10545.9308 | 804.9333 | 1222.0526 | 1687.3163 | 83.8695 | 314.5939 | 3215.2013 | 12039.1757 | 21423.5166 | 0.03249 | 0.1203 | 0.017635 | 0.0020945 | 5.75e-05 | 0.17665 | 0.013483 | 0.02047 | 0.028263 | 0.0014048 | 0.0052696 | 0.053856 | 0.20166 | 0.35885 | 5.44e-07
Solihull | E08000029 | 2050 | ST | domestic | 12475.1528 | 1750.9885 | 230.3767 | 5.511 | 15868.2076 | 559.3886 | 1936.0014 | 2916.9943 | 149.0418 | 598.6702 | 5542.2114 | 21794.416 | 35609.9927 | 0.0018709 | 0.12546 | 0.017609 | 0.0023168 | 5.54e-05 | 0.15958 | 0.0056256 | 0.01947 | 0.029335 | 0.0014989 | 0.0060206 | 0.055736 | 0.21918 | 0.35812 | 1.88e-08
Somerset West and Taunton | E07000246 | 2050 | ST | domestic | 9906.506 | 1913.2537 | 413.0298 | 4.2015 | 12973.4997 | 588.3571 | 1787.7151 | 2986.1469 | 109.4918 | 986.2907 | 4696.6855 | 15699.6198 | 27141.9889 | 0.044428 | 0.12507 | 0.024155 | 0.0052146 | 5.3e-05 | 0.16379 | 0.0074281 | 0.02257 | 0.037701 | 0.0013824 | 0.012452 | 0.059296 | 0.19821 | 0.34267 | 5.61e-07
South Ayrshire | S12000028 | 2050 | ST | domestic | 10063.5886 | 1026.3326 | 280.4641 | 4.3999 | 2368.8475 | 0 | 1504.3149 | 2895.428 | 118.7381 | 375.0646 | 4637.909 | 16878.204 | 26450.6318 | 0 | 0.1511 | 0.015409 | 0.0042109 | 6.61e-05 | 0.035566 | 0 | 0.022586 | 0.043472 | 0.0017827 | 0.0056313 | 0.069634 | 0.25341 | 0.39713 | 0
South Bucks District | E07000006 | 2050 | ST | domestic | 4214.4848 | 601.5823 | 89.4017 | 3.0743 | 5936.8903 | 128.4685 | 390.3575 | 998.5624 | 53.0708 | 212.4524 | 1938.0707 | 7434.6306 | 11787.791 | 0.0095928 | 0.12473 | 0.017804 | 0.0026459 | 9.1e-05 | 0.17571 | 0.0038021 | 0.011553 | 0.029553 | 0.0015707 | 0.0062876 | 0.057358 | 0.22003 | 0.34887 | 2.84e-07
South Cambridgeshire | E07000012 | 2050 | ST | domestic | 9238.2454 | 1875.3648 | 400.327 | 3.1475 | 10813.7189 | 553.9875 | 1463.2701 | 2866.8464 | 100.8127 | 1025.4889 | 4423.1634 | 14892.7712 | 24748.7441 | 0.0052802 | 0.12759 | 0.025901 | 0.0055289 | 4.35e-05 | 0.14935 | 0.0076511 | 0.020209 | 0.039594 | 0.0013923 | 0.014163 | 0.061088 | 0.20568 | 0.34181 | 7.29e-08
South Derbyshire | E07000039 | 2050 | ST | domestic | 5914.3892 | 912.9197 | 150.1004 | 2.3999 | 7380.0077 | 212.4001 | 657.9685 | 1483.0784 | 70.8734 | 376.1979 | 2711.5154 | 10341.8173 | 16471.6451 | 0.0016608 | 0.12669 | 0.019555 | 0.0032152 | 5.14e-05 | 0.15808 | 0.0045496 | 0.014094 | 0.031768 | 0.0015181 | 0.0080582 | 0.058081 | 0.22152 | 0.35282 | 3.56e-08
South Gloucestershire | E06000025 | 2050 | ST | domestic | 15860.652 | 2495.5293 | 385.0323 | 8.0662 | 20110.2143 | 866.3878 | 2533.2076 | 4011.6154 | 184.4628 | 1009.3867 | 7173.5146 | 27083.7333 | 44676.2896 | 0.0038841 | 0.12548 | 0.019743 | 0.0030462 | 6.38e-05 | 0.1591 | 0.0068544 | 0.020042 | 0.031738 | 0.0014594 | 0.0079858 | 0.056753 | 0.21427 | 0.35346 | 3.07e-08
South Hams | E07000044 | 2050 | ST | domestic | 6171.4738 | 1450.1525 | 346.7558 | 2.7972 | 7518.5917 | 599.6219 | 1448.3668 | 2149.1631 | 62.3678 | 846.2639 | 2999.7925 | 9051.3013 | 16512.6273 | 0.030588 | 0.12554 | 0.029499 | 0.0070537 | 5.69e-05 | 0.15294 | 0.012198 | 0.029463 | 0.043718 | 0.0012687 | 0.017215 | 0.061022 | 0.18412 | 0.3359 | 6.22e-07
South Holland | E07000140 | 2050 | ST | domestic | 5699.4103 | 1220.787 | 279.8998 | 1.7373 | 6697.961 | 255.8301 | 795.7556 | 1858.4638 | 61.4829 | 708.3229 | 2784.4178 | 9110.3279 | 14959.1988 | 0.0037365 | 0.12827 | 0.027474 | 0.0062993 | 3.91e-05 | 0.15074 | 0.0057576 | 0.017909 | 0.041826 | 0.0013837 | 0.015941 | 0.062665 | 0.20503 | 0.33666 | 8.41e-08
South Kesteven | E07000141 | 2050 | ST | domestic | 8946.0744 | 1681.4626 | 330.0449 | 3.7936 | 10855.6341 | 488.953 | 1584.4404 | 2616.4678 | 98.6859 | 854.7809 | 4186.0496 | 14582.0905 | 24400.7441 | 0.0041327 | 0.12666 | 0.023807 | 0.0046729 | 5.37e-05 | 0.1537 | 0.0069228 | 0.022433 | 0.037045 | 0.0013972 | 0.012102 | 0.059268 | 0.20646 | 0.34548 | 5.85e-08
South Lakeland | E07000031 | 2050 | ST | domestic | 8197.5284 | 1542.6789 | 129.2122 | 3.3032 | 10980.4287 | 432.6972 | 1184.7454 | 2451.1428 | 97.5246 | 723.6983 | 4018.7976 | 13969.3297 | 22983.1882 | 0 | 0.12288 | 0.023124 | 0.0019368 | 4.95e-05 | 0.16459 | 0.0064858 | 0.017758 | 0.036741 | 0.0014618 | 0.010848 | 0.060239 | 0.20939 | 0.3445 | 0
South Lanarkshire | S12000029 | 2050 | ST | domestic | 27328.0054 | 2783.4816 | 754.3641 | 12.3107 | 6507.1873 | 0 | 4102.0633 | 7851.4755 | 322.4119 | 1013.6708 | 12585.8883 | 45826.7697 | 71855.766 | 0 | 0.15103 | 0.015383 | 0.0041691 | 6.8e-05 | 0.035963 | 0 | 0.02267 | 0.043392 | 0.0017818 | 0.0056021 | 0.069557 | 0.25327 | 0.39712 | 0
South Norfolk | E07000149 | 2050 | ST | domestic | 8027.744 | 2123.6659 | 531.7907 | 3.725 | 9238.4033 | 587.5974 | 1480.6384 | 3088.8653 | 77.6364 | 1373.7735 | 4084.1519 | 11715.555 | 20240.8329 | 0.0073672 | 0.12829 | 0.033938 | 0.0084985 | 5.95e-05 | 0.14764 | 0.0093904 | 0.023662 | 0.049363 | 0.0012407 | 0.021954 | 0.065269 | 0.18723 | 0.32347 | 1.18e-07
South Northamptonshire | E07000155 | 2050 | ST | domestic | 5266.5876 | 985.2954 | 194.1083 | 2.3174 | 6315.447 | 277.241 | 837.8202 | 1531.0674 | 58.91 | 499.9691 | 2473.6965 | 8668.0582 | 14334.3927 | 0.0024839 | 0.12707 | 0.023774 | 0.0046835 | 5.59e-05 | 0.15238 | 0.0066894 | 0.020215 | 0.036942 | 0.0014214 | 0.012063 | 0.059686 | 0.20915 | 0.34587 | 5.99e-08
South Oxfordshire | E07000179 | 2050 | ST | domestic | 8357.2579 | 1475.3664 | 271.2526 | 3.6084 | 10064.5237 | 428.1503 | 1550.2067 | 2333.3099 | 93.7168 | 705.8166 | 3849.65 | 13788.9263 | 23077.9715 | 0.0032782 | 0.12663 | 0.022354 | 0.0041099 | 5.47e-05 | 0.15249 | 0.0064871 | 0.023488 | 0.035353 | 0.00142 | 0.010694 | 0.058328 | 0.20892 | 0.34967 | 4.97e-08
South Ribble | E07000126 | 2050 | ST | domestic | 6567.774 | 932.6402 | 48.8119 | 2.8053 | 9451.0542 | 193.3449 | 539.5779 | 1613.288 | 87.1777 | 295.8451 | 3135.4046 | 12213.0979 | 18751.3307 | 0 | 0.122 | 0.017325 | 0.00090674 | 5.21e-05 | 0.17557 | 0.0035916 | 0.010023 | 0.029969 | 0.0016194 | 0.0054957 | 0.058244 | 0.22687 | 0.34833 | 0
South Somerset | E07000189 | 2050 | ST | domestic | 10771.3552 | 2228.2941 | 507.4041 | 3.6934 | 13468.6643 | 753.3026 | 2170.7901 | 3426.0304 | 115.783 | 1215.5536 | 5147.5285 | 16641.6097 | 29256.9011 | 0.049782 | 0.12568 | 0.025999 | 0.0059202 | 4.31e-05 | 0.15715 | 0.0087893 | 0.025328 | 0.039974 | 0.0013509 | 0.014183 | 0.06006 | 0.19417 | 0.34136 | 5.81e-07
South Staffordshire | E07000196 | 2050 | ST | domestic | 6568.0766 | 1055.1506 | 180.2325 | 3.6197 | 8344.6042 | 205.4504 | 708.0213 | 1692.3381 | 78.0789 | 456.2968 | 3034.9752 | 11410.3171 | 18138.8589 | 0.0020029 | 0.12661 | 0.02034 | 0.0034743 | 6.98e-05 | 0.16086 | 0.0039604 | 0.013648 | 0.032623 | 0.0015051 | 0.0087959 | 0.058504 | 0.21995 | 0.34966 | 3.86e-08
South Tyneside | E08000023 | 2050 | ST | domestic | 9628.6221 | 1313.6553 | 60.9507 | 5.9406 | 14453.6362 | 140.6566 | 712.0993 | 2313.5384 | 129.1927 | 392.1723 | 4586.6523 | 18058.7008 | 27334.6539 | 0 | 0.12168 | 0.016601 | 0.00077026 | 7.51e-05 | 0.18266 | 0.0017775 | 0.0089991 | 0.029237 | 0.0016327 | 0.004956 | 0.057963 | 0.22821 | 0.34544 | 0
Southampton | E06000045 | 2050 | ST | domestic | 14896.3864 | 2342.5691 | 262.1573 | 11.6083 | 22150.3496 | 2003.568 | 3525.9524 | 3646.3183 | 163.9119 | 733.3768 | 6535.9986 | 23773.5473 | 45554.1624 | 0.069215 | 0.1186 | 0.018651 | 0.0020872 | 9.24e-05 | 0.17636 | 0.015952 | 0.028073 | 0.029031 | 0.001305 | 0.005839 | 0.052038 | 0.18928 | 0.36269 | 5.51e-07
Southend-on-Sea | E06000033 | 2050 | ST | domestic | 11733.2675 | 1609.9416 | 219.2402 | 6.9359 | 18374.009 | 526.8585 | 1519.4961 | 2735.9533 | 140.6559 | 505.6736 | 5346.5843 | 20161.19 | 33693.3211 | 0.066877 | 0.1215 | 0.016671 | 0.0022702 | 7.18e-05 | 0.19026 | 0.0054555 | 0.015734 | 0.02833 | 0.0014565 | 0.0052362 | 0.055363 | 0.20877 | 0.34889 | 6.93e-07
Southwark | E09000028 | 2050 | ST | domestic | 22678.1624 | 3947.2571 | 445.4785 | 54.9543 | 45341.4572 | 2073.6473 | 2891.9586 | 5709.0637 | 250.3387 | 1334.8109 | 10524.8676 | 37017.063 | 65636.2033 | 0.17998 | 0.11459 | 0.019945 | 0.002251 | 0.00027768 | 0.22911 | 0.010478 | 0.014613 | 0.028847 | 0.0012649 | 0.0067447 | 0.053181 | 0.18704 | 0.33165 | 9.09e-07
Spelthorne | E07000213 | 2050 | ST | domestic | 5844.3463 | 819.6324 | 105.6441 | 3.2919 | 8377.85 | 376.4634 | 826.3833 | 1359.0949 | 71.0122 | 256.245 | 2634.1609 | 10062.7386 | 16905.8888 | 0.019794 | 0.12267 | 0.017204 | 0.0022174 | 6.91e-05 | 0.17585 | 0.0079018 | 0.017345 | 0.028527 | 0.0014905 | 0.0053785 | 0.05529 | 0.21121 | 0.35485 | 4.15e-07
St Albans | E07000240 | 2050 | ST | domestic | 7612.2691 | 1037.5293 | 135.0911 | 3.402 | 10683.3803 | 438.2313 | 918.26 | 1743.0003 | 94.3869 | 318.5925 | 3443.7613 | 13306.3272 | 21880.0415 | 0.020662 | 0.12355 | 0.016839 | 0.0021925 | 5.52e-05 | 0.17339 | 0.0071125 | 0.014903 | 0.028289 | 0.0015319 | 0.0051708 | 0.055892 | 0.21596 | 0.35511 | 3.35e-07
St. Helens | E08000013 | 2050 | ST | domestic | 10782.3766 | 1497.4925 | 70.7324 | 6.254 | 16034.6653 | 268.8833 | 749.946 | 2597.2106 | 144.6689 | 447.9896 | 5149.2018 | 20233.6673 | 30716.9271 | 0 | 0.12156 | 0.016883 | 0.00079743 | 7.05e-05 | 0.18077 | 0.0030314 | 0.0084549 | 0.029281 | 0.001631 | 0.0050506 | 0.058052 | 0.22811 | 0.3463 | 0
Stafford | E07000197 | 2050 | ST | domestic | 8351.5432 | 1433.5669 | 261.3483 | 3.7676 | 10394.348 | 357.6998 | 1177.6081 | 2273.0164 | 96.0155 | 668.3955 | 3873.07 | 14108.1951 | 22993.458 | 0.0030533 | 0.12655 | 0.021723 | 0.0039603 | 5.71e-05 | 0.15751 | 0.0054203 | 0.017845 | 0.034444 | 0.001455 | 0.010128 | 0.05869 | 0.21379 | 0.34843 | 4.63e-08
Staffordshire Moorlands | E07000198 | 2050 | ST | domestic | 6164.4731 | 1093.2973 | 211.401 | 2.7829 | 7647.4869 | 224.1841 | 707.3106 | 1719.6278 | 71.2418 | 533.8156 | 2901.8283 | 10452.6198 | 16757.589 | 0.0026039 | 0.12713 | 0.022548 | 0.0043599 | 5.74e-05 | 0.15772 | 0.0046235 | 0.014587 | 0.035465 | 0.0014693 | 0.011009 | 0.059847 | 0.21557 | 0.34561 | 5.37e-08
Stevenage | E07000243 | 2050 | ST | domestic | 5913.6053 | 844.9483 | 114.8519 | 4.9522 | 9118.9763 | 289.841 | 611.9055 | 1384.6603 | 72.441 | 274.3728 | 2713.6108 | 10302.2839 | 16797.9849 | 0.026653 | 0.12207 | 0.017442 | 0.0023708 | 0.00010223 | 0.18824 | 0.005983 | 0.012631 | 0.028582 | 0.0014953 | 0.0056637 | 0.056015 | 0.21266 | 0.34675 | 5.5e-07
Stirling | S12000030 | 2050 | ST | domestic | 7021.2515 | 717.8052 | 194.0907 | 3.1533 | 1666.0524 | 0 | 1140.8652 | 2028.3113 | 82.0409 | 263.677 | 3220.2826 | 11684.2911 | 18508.8989 | 0 | 0.15089 | 0.015426 | 0.0041712 | 6.78e-05 | 0.035805 | 0 | 0.024519 | 0.043591 | 0.0017632 | 0.0056667 | 0.069208 | 0.25111 | 0.39778 | 0
Stockport | E08000007 | 2050 | ST | domestic | 17199.5073 | 2463.5272 | 112.753 | 10.9667 | 25359.859 | 542.673 | 1913.1399 | 4237.3656 | 223.8683 | 765.4214 | 8111.8986 | 31445.1359 | 49509.9491 | 0 | 0.12121 | 0.017361 | 0.00079462 | 7.73e-05 | 0.17872 | 0.0038244 | 0.013483 | 0.029862 | 0.0015777 | 0.0053942 | 0.057168 | 0.22161 | 0.34892 | 0
Stockton-on-Tees | E06000004 | 2050 | ST | domestic | 11321.1557 | 1525.3136 | 65.6034 | 6.5424 | 16815.243 | 254.0395 | 941.7639 | 2685.8305 | 151.6691 | 427.9439 | 5354.8163 | 21194.6815 | 32441.4624 | 0 | 0.12149 | 0.016368 | 0.000704 | 7.02e-05 | 0.18045 | 0.0027262 | 0.010106 | 0.028822 | 0.0016276 | 0.0045924 | 0.057464 | 0.22744 | 0.34814 | 0
Stoke-on-Trent | E06000021 | 2050 | ST | domestic | 15943.2175 | 2167.5138 | 267.9008 | 8.3693 | 20918.0029 | 627.5574 | 2059.6774 | 3620.9729 | 193.4958 | 691.0761 | 7094.3317 | 28277.5094 | 45497.2751 | 0.0018567 | 0.12518 | 0.017018 | 0.0021034 | 6.57e-05 | 0.16423 | 0.0049272 | 0.016171 | 0.028429 | 0.0015192 | 0.0054259 | 0.0557 | 0.22202 | 0.35721 | 1.46e-08
Stratford-on-Avon | E07000221 | 2050 | ST | domestic | 8053.4615 | 1720.4705 | 361.8899 | 4.239 | 9560.8877 | 642.1462 | 1596.5154 | 2580.6539 | 84.6217 | 951.6594 | 3846.5463 | 12581.1951 | 21618.957 | 0.004815 | 0.12662 | 0.02705 | 0.0056898 | 6.66e-05 | 0.15032 | 0.010096 | 0.025101 | 0.040574 | 0.0013305 | 0.014962 | 0.060477 | 0.19781 | 0.3399 | 7.57e-08
Stroud | E07000082 | 2050 | ST | domestic | 7657.225 | 1313.6162 | 223.6108 | 3.2634 | 9216.8138 | 554.3588 | 1401.0518 | 2065.6564 | 86.6842 | 589.2855 | 3496.4607 | 12738.1669 | 21433.9299 | 0.0026174 | 0.12598 | 0.021613 | 0.003679 | 5.37e-05 | 0.15164 | 0.0091207 | 0.023051 | 0.033986 | 0.0014262 | 0.0096954 | 0.057526 | 0.20958 | 0.35265 | 4.31e-08
Sunderland | E08000024 | 2050 | ST | domestic | 16917.5746 | 2345.3783 | 101.6536 | 14.0525 | 25941.147 | 304.4737 | 1384.8652 | 4069.7642 | 225.2848 | 691.2626 | 8030.4055 | 31529.6944 | 48173.5346 | 0 | 0.12107 | 0.016785 | 0.00072751 | 0.00010057 | 0.18565 | 0.002179 | 0.0099111 | 0.029126 | 0.0016123 | 0.0049472 | 0.057471 | 0.22565 | 0.34476 | 0
Surrey Heath | E07000214 | 2050 | ST | domestic | 5046.1588 | 676.9592 | 90.0559 | 2.2084 | 6936.0734 | 230.444 | 552.9512 | 1147.7877 | 63.5462 | 208.9053 | 2286.0455 | 8912.6402 | 14423.9966 | 0.012164 | 0.12436 | 0.016683 | 0.0022193 | 5.44e-05 | 0.17093 | 0.0056791 | 0.013627 | 0.028286 | 0.001566 | 0.0051483 | 0.056337 | 0.21964 | 0.35547 | 3e-07
Sutton | E09000029 | 2050 | ST | domestic | 11675.826 | 1738.024 | 223.6394 | 9.0058 | 17815.3275 | 970.6537 | 1771.2402 | 2789.2621 | 137.1961 | 559.9411 | 5278.8209 | 19681.5982 | 34131.9204 | 0.056694 | 0.12064 | 0.017958 | 0.0023107 | 9.31e-05 | 0.18408 | 0.010029 | 0.018301 | 0.02882 | 0.0014176 | 0.0057856 | 0.054543 | 0.20336 | 0.35267 | 5.86e-07
Swale | E07000113 | 2050 | ST | domestic | 9028.1811 | 1284.2782 | 192.9325 | 4.3247 | 12509.5088 | 393.3253 | 962.4529 | 2143.6788 | 112.3507 | 448.6366 | 4136.4812 | 15799.5009 | 25502.9539 | 0.025296 | 0.12449 | 0.01771 | 0.0026605 | 5.96e-05 | 0.1725 | 0.0054238 | 0.013272 | 0.02956 | 0.0015493 | 0.0061865 | 0.05704 | 0.21787 | 0.35167 | 3.49e-07
Swansea | W06000011 | 2050 | ST | domestic | 12962.5949 | 1555.1656 | 6.8575 | 5.2208 | 15598.7974 | 825.7341 | 1891.8592 | 3159.0885 | 155.9104 | 1501.2195 | 6736.1071 | 27995.3483 | 39057.7505 | 0 | 0.11631 | 0.013954 | 6.15e-05 | 4.68e-05 | 0.13996 | 0.0074089 | 0.016975 | 0.028345 | 0.0013989 | 0.01347 | 0.06044 | 0.25119 | 0.35045 | 0
Swindon | E06000030 | 2050 | ST | domestic | 13026.8369 | 1867.7062 | 216.6974 | 9.0933 | 17209.6721 | 923.4482 | 2026.1712 | 3009.2151 | 154.7434 | 599.3131 | 5767.7886 | 22679.4189 | 37514.1811 | 0.0016297 | 0.12406 | 0.017787 | 0.0020637 | 8.66e-05 | 0.16389 | 0.0087944 | 0.019296 | 0.028658 | 0.0014737 | 0.0057075 | 0.054929 | 0.21599 | 0.35726 | 1.55e-08
Tameside | E08000008 | 2050 | ST | domestic | 14298.0819 | 2000.6336 | 90.4545 | 6.3611 | 20837.0302 | 540.2621 | 1204.7304 | 3448.3251 | 190.0614 | 587.7421 | 6788.4154 | 26618.6916 | 41170.1309 | 0 | 0.1214 | 0.016986 | 0.00076799 | 5.4e-05 | 0.17691 | 0.004587 | 0.010229 | 0.029277 | 0.0016137 | 0.0049901 | 0.057636 | 0.226 | 0.34955 | 0
Tamworth | E07000199 | 2050 | ST | domestic | 4387.9098 | 587.3125 | 72.9639 | 1.8958 | 5594.5888 | 132.8513 | 750.5679 | 1003.8669 | 52.4998 | 189.3602 | 1929.2409 | 7675.0719 | 12564.2331 | 0.00051893 | 0.12558 | 0.016808 | 0.0020881 | 5.43e-05 | 0.16011 | 0.003802 | 0.02148 | 0.028729 | 0.0015025 | 0.0054192 | 0.055212 | 0.21965 | 0.35957 | 1.49e-08
Tandridge | E07000215 | 2050 | ST | domestic | 5385.1289 | 811.7091 | 134.4291 | 2.9574 | 7419.4465 | 213.4487 | 563.118 | 1333.6957 | 66.4431 | 314.7383 | 2491.7339 | 9347.1088 | 15043.8364 | 0.015605 | 0.12486 | 0.018821 | 0.003117 | 6.86e-05 | 0.17203 | 0.0049492 | 0.013057 | 0.030924 | 0.0015406 | 0.0072978 | 0.057776 | 0.21673 | 0.34882 | 3.62e-07
Teignbridge | E07000045 | 2050 | ST | domestic | 8906.3694 | 1589.4566 | 311.1774 | 3.7946 | 11588.093 | 584.3619 | 1524.0879 | 2508.8467 | 101.8569 | 748.0537 | 4155.5902 | 14489.7944 | 24792.6936 | 0.032023 | 0.12491 | 0.022291 | 0.0043641 | 5.32e-05 | 0.16252 | 0.0081953 | 0.021374 | 0.035185 | 0.0014285 | 0.010491 | 0.05828 | 0.20321 | 0.3477 | 4.49e-07
Telford and Wrekin | E06000020 | 2050 | ST | domestic | 10401.875 | 1433.2607 | 196.8449 | 5.0991 | 13586.891 | 265.7561 | 1029.3919 | 2395.5477 | 127.7656 | 489.6127 | 4690.1162 | 18628.565 | 29337.7165 | 0.0016978 | 0.12595 | 0.017354 | 0.0023834 | 6.17e-05 | 0.16451 | 0.0032178 | 0.012464 | 0.029006 | 0.001547 | 0.0059283 | 0.056789 | 0.22556 | 0.35523 | 2.06e-08
Tendring | E07000076 | 2050 | ST | domestic | 9726.5885 | 1545.0073 | 260.98 | 5.0021 | 13064.7932 | 529.7934 | 1668.7552 | 2519.0078 | 114.2579 | 632.4726 | 4438.8778 | 16191.4422 | 27537.1456 | 0.031516 | 0.12433 | 0.019749 | 0.0033359 | 6.39e-05 | 0.167 | 0.0067719 | 0.02133 | 0.032198 | 0.0014605 | 0.0080844 | 0.056738 | 0.20696 | 0.35198 | 4.03e-07
Test Valley | E07000093 | 2050 | ST | domestic | 7375.1936 | 1414.4944 | 309.3609 | 3.5623 | 9768.096 | 368.7124 | 1074.2539 | 2205.3973 | 83.5585 | 731.4069 | 3531.5753 | 11927.9362 | 19947.8195 | 0.032588 | 0.12555 | 0.02408 | 0.0052665 | 6.06e-05 | 0.16629 | 0.0062769 | 0.018288 | 0.037544 | 0.0014225 | 0.012451 | 0.060121 | 0.20306 | 0.33959 | 5.55e-07
Tewkesbury | E07000083 | 2050 | ST | domestic | 6429.546 | 1010.8386 | 167.2433 | 2.7899 | 7875.7757 | 223.6191 | 1014.6466 | 1648.1858 | 75.2702 | 428.6525 | 2921.1593 | 11001.0837 | 17946.5604 | 0.0018999 | 0.1267 | 0.01992 | 0.0032957 | 5.5e-05 | 0.1552 | 0.0044067 | 0.019995 | 0.03248 | 0.0014833 | 0.0084471 | 0.057565 | 0.21679 | 0.35366 | 3.74e-08
Thanet | E07000114 | 2050 | ST | domestic | 10127.3605 | 1394.9984 | 182.9133 | 4.3042 | 14633.8328 | 629.4711 | 1396.4464 | 2343.544 | 122.7377 | 428.9212 | 4568.7671 | 17447.0263 | 29401.9994 | 0.039787 | 0.12249 | 0.016872 | 0.0022122 | 5.21e-05 | 0.17699 | 0.0076131 | 0.016889 | 0.028344 | 0.0014844 | 0.0051876 | 0.055257 | 0.21101 | 0.3556 | 4.81e-07
Three Rivers | E07000102 | 2050 | ST | domestic | 5501.9847 | 756.7833 | 108.4695 | 3.302 | 7752.7557 | 160.42 | 707.4124 | 1288.7085 | 68.1562 | 254.1721 | 2495.6957 | 9592.325 | 15546.1962 | 0.017773 | 0.12438 | 0.017108 | 0.002452 | 7.46e-05 | 0.17526 | 0.0036264 | 0.015992 | 0.029132 | 0.0015407 | 0.0057458 | 0.056417 | 0.21684 | 0.35143 | 4.02e-07
Thurrock | E06000034 | 2050 | ST | domestic | 9453.85 | 1306.509 | 169.9215 | 3.8059 | 12794.5635 | 550.6686 | 1960.7538 | 2233.2716 | 111.6317 | 418.0927 | 4164.8906 | 15829.5747 | 27658.8641 | 0.03108 | 0.12333 | 0.017044 | 0.0022167 | 4.96e-05 | 0.16691 | 0.0071836 | 0.025578 | 0.029134 | 0.0014563 | 0.0054541 | 0.054332 | 0.2065 | 0.36082 | 4.05e-07
Tonbridge and Malling | E07000115 | 2050 | ST | domestic | 7361.3838 | 1099.3506 | 173.9707 | 4.5248 | 10246.6573 | 322.8884 | 798.6606 | 1801.8142 | 90.8838 | 412.6144 | 3394.7987 | 12787.0451 | 20610.9229 | 0.020548 | 0.12455 | 0.0186 | 0.0029434 | 7.66e-05 | 0.17336 | 0.0054629 | 0.013512 | 0.030485 | 0.0015377 | 0.006981 | 0.057436 | 0.21634 | 0.34871 | 3.48e-07
Torbay | E06000027 | 2050 | ST | domestic | 10451.8867 | 1508.3038 | 194.9455 | 6.9455 | 15301.0576 | 724.9935 | 1844.9788 | 2488.7382 | 122.7702 | 486.2281 | 4670.8976 | 17537.5675 | 30562.4423 | 0.045848 | 0.12167 | 0.017558 | 0.0022694 | 8.09e-05 | 0.17812 | 0.0084398 | 0.021478 | 0.028972 | 0.0014292 | 0.0056603 | 0.054375 | 0.20416 | 0.35578 | 5.34e-07
Torfaen | W06000020 | 2050 | ST | domestic | 4726.1044 | 483.563 | 2.2844 | 2.7156 | 5901.2394 | 64.6774 | 545.5794 | 1057.8462 | 59.1196 | 470.9167 | 2429.5955 | 10559.3159 | 14322.4137 | 0 | 0.11633 | 0.011903 | 5.62e-05 | 6.68e-05 | 0.14526 | 0.001592 | 0.01343 | 0.026039 | 0.0014552 | 0.011592 | 0.059805 | 0.25992 | 0.35255 | 0
Torridge | E07000046 | 2050 | ST | domestic | 4364.3489 | 1227.7108 | 324.9303 | 2.0007 | 5281.349 | 555.0364 | 832.0796 | 1736.1659 | 41.489 | 784.4003 | 2245.9843 | 6117.6909 | 11211.3317 | 0.028115 | 0.12568 | 0.035356 | 0.0093574 | 5.76e-05 | 0.15209 | 0.015984 | 0.023962 | 0.049998 | 0.0011948 | 0.022589 | 0.06468 | 0.17618 | 0.32286 | 8.1e-07
Tower Hamlets | E09000030 | 2050 | ST | domestic | 20607.5657 | 4101.0079 | 410.4824 | 69.4133 | 45009.6783 | 2931.1957 | 3081.3238 | 5458.2965 | 212.8746 | 1421.8084 | 9567.47 | 32095.9742 | 61263.8829 | 0.1795 | 0.11066 | 0.022021 | 0.0022042 | 0.00037273 | 0.24169 | 0.01574 | 0.016546 | 0.029309 | 0.0011431 | 0.0076346 | 0.051374 | 0.17234 | 0.32897 | 9.64e-07
Trafford | E08000009 | 2050 | ST | domestic | 13608.7972 | 1979.421 | 86.2556 | 8.3441 | 20127.3405 | 650.8318 | 1345.1157 | 3330.0777 | 177.9275 | 594.7983 | 6441.9011 | 24998.2681 | 39398.2648 | 0 | 0.1207 | 0.017556 | 0.00076503 | 7.4e-05 | 0.17852 | 0.0057725 | 0.01193 | 0.029536 | 0.0015781 | 0.0052755 | 0.057136 | 0.22172 | 0.34944 | 0
Tunbridge Wells | E07000116 | 2050 | ST | domestic | 7135.3952 | 1219.805 | 225.3849 | 3.8404 | 9878.1624 | 433.225 | 1113.1585 | 1939.6942 | 82.2797 | 541.0172 | 3320.5023 | 11746.3286 | 20015.2065 | 0.029077 | 0.12376 | 0.021157 | 0.0039093 | 6.66e-05 | 0.17134 | 0.0075142 | 0.019308 | 0.033644 | 0.0014271 | 0.0093839 | 0.057594 | 0.20374 | 0.34716 | 5.04e-07
Uttlesford | E07000077 | 2050 | ST | domestic | 5199.6793 | 1104.7541 | 260.2783 | 3.033 | 6725.1709 | 286.8913 | 615.9045 | 1668.2392 | 58.3147 | 617.9588 | 2556.4181 | 8315.9783 | 13752.2509 | 0.021682 | 0.12631 | 0.026837 | 0.0063228 | 7.37e-05 | 0.16337 | 0.0069693 | 0.014962 | 0.040526 | 0.0014166 | 0.015012 | 0.062102 | 0.20202 | 0.33408 | 5.27e-07
Vale of Glamorgan | W06000014 | 2050 | ST | domestic | 6529.9666 | 795.9028 | 3.4764 | 1.3719 | 7604.8155 | 348.8728 | 904.2542 | 1622.1547 | 78.6308 | 779.5113 | 3412.9371 | 14115.159 | 19555.5241 | 0 | 0.11712 | 0.014276 | 6.24e-05 | 2.46e-05 | 0.1364 | 0.0062575 | 0.016219 | 0.029096 | 0.0014104 | 0.013982 | 0.061216 | 0.25318 | 0.35076 | 0
Vale of White Horse | E07000180 | 2050 | ST | domestic | 7644.4773 | 1285.0954 | 220.3656 | 3.016 | 9221.1254 | 460.65 | 1331.2011 | 2042.7164 | 87.331 | 573.8213 | 3492.0193 | 12816.7451 | 21346.5454 | 0.0025579 | 0.1263 | 0.021232 | 0.0036409 | 4.98e-05 | 0.15235 | 0.0076109 | 0.021994 | 0.03375 | 0.0014429 | 0.0094807 | 0.057695 | 0.21176 | 0.35269 | 4.23e-08
Wakefield | E08000036 | 2050 | ST | domestic | 21044.4678 | 3021.5386 | 155.2192 | 10.5337 | 30452.7988 | 658.123 | 1873.9208 | 5194.5458 | 277.5749 | 964.8378 | 10027.4723 | 38926.8393 | 60191.4357 | 0 | 0.12179 | 0.017486 | 0.00089826 | 6.1e-05 | 0.17623 | 0.0038086 | 0.010844 | 0.030061 | 0.0016063 | 0.0055836 | 0.05803 | 0.22527 | 0.34833 | 0
Walsall | E08000030 | 2050 | ST | domestic | 15691.3774 | 2166.2086 | 256.3289 | 7.2335 | 20173.782 | 1000.1215 | 2272.7851 | 3568.3902 | 188.7876 | 677.5274 | 6947.3354 | 27610.6457 | 45202.5776 | 0.0017986 | 0.12477 | 0.017225 | 0.0020382 | 5.75e-05 | 0.16041 | 0.0079524 | 0.018072 | 0.028374 | 0.0015011 | 0.0053873 | 0.055241 | 0.21954 | 0.35943 | 1.43e-08
Waltham Forest | E09000031 | 2050 | ST | domestic | 16102.4142 | 2269.5693 | 305.4593 | 14.5139 | 26986.0922 | 676.8279 | 1759.3242 | 3772.0539 | 192.6611 | 719.9139 | 7423.1481 | 27760.3512 | 45722.1063 | 0.10333 | 0.12043 | 0.016975 | 0.0022846 | 0.00010855 | 0.20183 | 0.0050621 | 0.013158 | 0.028212 | 0.0014409 | 0.0053844 | 0.055519 | 0.20762 | 0.34196 | 7.73e-07
Wandsworth | E09000032 | 2050 | ST | domestic | 24045.0689 | 3707.3815 | 445.999 | 38.2293 | 45047.4051 | 1576.8106 | 2282.025 | 5737.0935 | 280.029 | 1172.7335 | 11202.8405 | 40898.7129 | 68523.2843 | 0.17286 | 0.11732 | 0.018089 | 0.0021761 | 0.00018652 | 0.21979 | 0.0076933 | 0.011134 | 0.027992 | 0.0013663 | 0.0057218 | 0.054659 | 0.19955 | 0.33433 | 8.43e-07
Warrington | E06000007 | 2050 | ST | domestic | 12372.5584 | 1714.323 | 77.9886 | 4.6498 | 17883.8062 | 500.956 | 946.8899 | 2958.2215 | 165.6402 | 490.9223 | 5882.1226 | 23172.9828 | 35662.6279 | 0 | 0.1215 | 0.016835 | 0.00076584 | 4.57e-05 | 0.17562 | 0.0049194 | 0.0092984 | 0.02905 | 0.0016266 | 0.0048208 | 0.057762 | 0.22756 | 0.3502 | 0
Warwick | E07000222 | 2050 | ST | domestic | 8929.9989 | 1404.6519 | 194.2843 | 6.4539 | 11420.9462 | 619.1341 | 1826.0098 | 2237.0133 | 101.9055 | 540.0367 | 3969.954 | 14986.3433 | 25481.4846 | 0.0019278 | 0.12452 | 0.019586 | 0.002709 | 9e-05 | 0.15925 | 0.0086329 | 0.025461 | 0.031192 | 0.0014209 | 0.00753 | 0.055355 | 0.20896 | 0.3553 | 2.69e-08
Watford | E07000103 | 2050 | ST | domestic | 5442.0848 | 766.6307 | 93.3524 | 3.7806 | 8242.411 | 357.2019 | 903.1392 | 1271.2395 | 64.2232 | 233.2508 | 2436.3671 | 9194.6969 | 15914.9688 | 0.023141 | 0.12114 | 0.017065 | 0.002078 | 8.42e-05 | 0.18348 | 0.0079514 | 0.020104 | 0.028298 | 0.0014296 | 0.0051922 | 0.054234 | 0.20468 | 0.35427 | 5.15e-07
Waverley | E07000216 | 2050 | ST | domestic | 8059.064 | 1232.0621 | 206.049 | 4.3384 | 10951.2431 | 341.9692 | 962.4925 | 2019.3514 | 98.5703 | 486.717 | 3718.4336 | 13872.2518 | 22553.0132 | 0.022761 | 0.12494 | 0.0191 | 0.0031943 | 6.73e-05 | 0.16977 | 0.0053014 | 0.014921 | 0.031305 | 0.0015281 | 0.0075453 | 0.057645 | 0.21506 | 0.34963 | 3.53e-07
Wealden | E07000065 | 2050 | ST | domestic | 10118.6756 | 1912.1977 | 406.6641 | 6.5481 | 13571.4796 | 457.9683 | 1351.3664 | 2974.6819 | 116.4185 | 970.3531 | 4839.5715 | 16549.7388 | 27344.2056 | 0.039093 | 0.12551 | 0.023719 | 0.0050442 | 8.12e-05 | 0.16834 | 0.0056806 | 0.016762 | 0.036898 | 0.001444 | 0.012036 | 0.060029 | 0.20528 | 0.33917 | 4.85e-07
Wellingborough | E07000156 | 2050 | ST | domestic | 4815.6597 | 663.4558 | 82.7755 | 3.0136 | 6263.8782 | 185.2107 | 604.3224 | 1098.8919 | 58.6672 | 215.6139 | 2148.282 | 8547.0545 | 13698.8661 | 0.00069222 | 0.12545 | 0.017284 | 0.0021564 | 7.85e-05 | 0.16318 | 0.004825 | 0.015743 | 0.028628 | 0.0015284 | 0.005617 | 0.055966 | 0.22266 | 0.35687 | 1.8e-08
Welwyn Hatfield | E07000241 | 2050 | ST | domestic | 6061.698 | 838.2784 | 112.4515 | 3.5195 | 8670.261 | 287.217 | 744.2056 | 1405.7784 | 74.7989 | 267.9359 | 2747.9466 | 10557.0951 | 17330.3103 | 0.017978 | 0.12345 | 0.017072 | 0.0022902 | 7.17e-05 | 0.17658 | 0.0058495 | 0.015156 | 0.02863 | 0.0015234 | 0.0054568 | 0.055965 | 0.21501 | 0.35295 | 3.66e-07
West Berkshire | E06000037 | 2050 | ST | domestic | 9239.4337 | 1870.5711 | 397.8812 | 6.7641 | 12448.8656 | 668.0218 | 1632.9583 | 2841.3283 | 101.0256 | 972.5499 | 4406.3501 | 14513.6621 | 25241.2705 | 0.041782 | 0.12428 | 0.025162 | 0.0053521 | 9.1e-05 | 0.16746 | 0.0089859 | 0.021966 | 0.03822 | 0.001359 | 0.013082 | 0.059272 | 0.19523 | 0.33953 | 5.62e-07
West Devon | E07000047 | 2050 | ST | domestic | 3571.5547 | 940.3473 | 253.438 | 1.3942 | 4338.4083 | 267.7129 | 649.9102 | 1374.2648 | 35.2653 | 603.2749 | 1822.6209 | 5152.427 | 9101.7058 | 0.021593 | 0.12705 | 0.03345 | 0.0090152 | 4.96e-05 | 0.15432 | 0.009523 | 0.023118 | 0.048885 | 0.0012544 | 0.021459 | 0.064833 | 0.18328 | 0.32376 | 7.68e-07
West Dunbartonshire | S12000039 | 2050 | ST | domestic | 8799.9349 | 893.6018 | 243.3831 | 3.9355 | 2094.1128 | 0 | 1217.7455 | 2516.5586 | 104.8152 | 323.1643 | 4069.3093 | 14862.1196 | 23079.7343 | 0 | 0.15118 | 0.015352 | 0.0041812 | 6.76e-05 | 0.035976 | 0 | 0.02092 | 0.043234 | 0.0018007 | 0.0055518 | 0.069909 | 0.25533 | 0.3965 | 0
West Lancashire | E07000127 | 2050 | ST | domestic | 6833.0545 | 1085.1648 | 71.1526 | 4.109 | 9779.2565 | 195.764 | 741.6532 | 1816.2475 | 87.0299 | 419.2199 | 3289.9429 | 12287.3601 | 19297.8889 | 0 | 0.12222 | 0.01941 | 0.0012727 | 7.35e-05 | 0.17492 | 0.0035015 | 0.013266 | 0.032486 | 0.0015567 | 0.0074984 | 0.058846 | 0.21978 | 0.34517 | 0
West Lindsey | E07000142 | 2050 | ST | domestic | 6036.6842 | 1239.6413 | 271.9045 | 2.1567 | 7178.7901 | 306.1769 | 776.8759 | 1890.3683 | 66.4723 | 689.3908 | 2923.0917 | 9815.651 | 16029.3639 | 0.0036132 | 0.12782 | 0.026249 | 0.0057574 | 4.57e-05 | 0.15201 | 0.0064832 | 0.01645 | 0.040028 | 0.0014075 | 0.014598 | 0.061895 | 0.20784 | 0.33941 | 7.65e-08
West Lothian | S12000040 | 2050 | ST | domestic | 15933.0727 | 1615.1978 | 441.1885 | 7.0949 | 3790.1707 | 0 | 2099.0806 | 4544.5156 | 190.8491 | 581.8217 | 7384.8369 | 27017.2133 | 41727.2773 | 0 | 0.15126 | 0.015334 | 0.0041885 | 6.74e-05 | 0.035983 | 0 | 0.019928 | 0.043145 | 0.0018119 | 0.0055237 | 0.07011 | 0.2565 | 0.39615 | 0
West Oxfordshire | E07000181 | 2050 | ST | domestic | 6823.5652 | 1323.2528 | 257.696 | 2.9474 | 8178.5771 | 538.8894 | 1209.3989 | 2021.255 | 74.6728 | 674.1389 | 3203.1695 | 11041.9256 | 18677.8776 | 0.0032392 | 0.1263 | 0.024492 | 0.0047697 | 5.46e-05 | 0.15138 | 0.0099744 | 0.022385 | 0.037412 | 0.0013821 | 0.012478 | 0.059288 | 0.20438 | 0.34571 | 6e-08
West Suffolk | E07000245 | 2050 | ST | domestic | 10995.6383 | 2508.8116 | 554.897 | 5.9631 | 13325.5786 | 956.9078 | 1826.703 | 3693.2153 | 114.0229 | 1448.2282 | 5376.0633 | 17044.7313 | 29040.0243 | 0.0073714 | 0.12655 | 0.028873 | 0.0063861 | 6.86e-05 | 0.15336 | 0.011013 | 0.021023 | 0.042504 | 0.0013123 | 0.016667 | 0.061871 | 0.19616 | 0.33421 | 8.48e-08
Westminster | E09000033 | 2050 | ST | domestic | 23338.0953 | 4231.5399 | 522.2303 | 56.062 | 49651.4834 | 2450.4193 | 2304.4046 | 6004.2555 | 252.5532 | 1470.4329 | 11063.3461 | 37989.4704 | 67622.5004 | 0.27127 | 0.11277 | 0.020446 | 0.0025234 | 0.00027089 | 0.23991 | 0.01184 | 0.011135 | 0.029012 | 0.0012203 | 0.007105 | 0.053457 | 0.18356 | 0.32675 | 1.31e-06
Wigan | E08000010 | 2050 | ST | domestic | 19038.1578 | 2637.061 | 124.1673 | 7.4628 | 27390.903 | 619.8227 | 1671.3076 | 4596.1382 | 253.1905 | 783.126 | 9028.5815 | 35442.214 | 54739.1884 | 0 | 0.12178 | 0.016868 | 0.00079426 | 4.77e-05 | 0.17521 | 0.0039648 | 0.010691 | 0.0294 | 0.0016196 | 0.0050094 | 0.057753 | 0.22671 | 0.35015 | 0
Wiltshire | E06000054 | 2050 | ST | domestic | 29685.2075 | 5883.3621 | 1300.4982 | 14.3464 | 38308.2002 | 1654.5256 | 5513.7084 | 9134.2766 | 326.4909 | 3115.6178 | 14127.3937 | 46755.2442 | 80659.9906 | 0.13306 | 0.12553 | 0.024879 | 0.0054994 | 6.07e-05 | 0.16199 | 0.0069965 | 0.023316 | 0.038626 | 0.0013806 | 0.013175 | 0.059741 | 0.19771 | 0.34109 | 5.63e-07
Winchester | E07000094 | 2050 | ST | domestic | 7650.7118 | 1354.0867 | 270.9784 | 3.4446 | 10214.3484 | 424.9664 | 1018.8903 | 2139.6439 | 89.2279 | 639.5465 | 3612.2714 | 12676.1092 | 21076.1355 | 0.029779 | 0.12507 | 0.022136 | 0.0044299 | 5.63e-05 | 0.16698 | 0.0069473 | 0.016657 | 0.034978 | 0.0014587 | 0.010455 | 0.059053 | 0.20723 | 0.34455 | 4.87e-07
Windsor and Maidenhead | E06000040 | 2050 | ST | domestic | 9177.7873 | 1338.6051 | 197.4263 | 4.3658 | 12754.032 | 552.19 | 1149.9122 | 2203.6229 | 112.1809 | 468.2728 | 4188.4729 | 15842.8419 | 26179.3695 | 0.028114 | 0.12374 | 0.018048 | 0.0026618 | 5.89e-05 | 0.17196 | 0.007445 | 0.015504 | 0.029711 | 0.0015125 | 0.0063136 | 0.056472 | 0.2136 | 0.35297 | 3.79e-07
Wirral | E08000015 | 2050 | ST | domestic | 20872.1893 | 2968.6323 | 142.4959 | 11.3184 | 30749.6278 | 624.2422 | 1832.6203 | 5115.9655 | 275.7017 | 925.0729 | 9933.0418 | 38654.0995 | 59711.6317 | 0 | 0.12148 | 0.017278 | 0.00082935 | 6.59e-05 | 0.17897 | 0.0036332 | 0.010666 | 0.029776 | 0.0016046 | 0.0053841 | 0.057812 | 0.22497 | 0.34753 | 0
Woking | E07000217 | 2050 | ST | domestic | 5888.4064 | 924.0468 | 106.9777 | 4.6334 | 8570.5092 | 825.8189 | 869.2213 | 1402.2967 | 69.5002 | 287.201 | 2656.777 | 9917.858 | 17493.0388 | 0.020186 | 0.12013 | 0.018852 | 0.0021825 | 9.45e-05 | 0.17485 | 0.016848 | 0.017733 | 0.028609 | 0.0014179 | 0.0058593 | 0.054202 | 0.20234 | 0.35688 | 4.12e-07
Wokingham | E06000041 | 2050 | ST | domestic | 8939.9389 | 1241.4973 | 172.7156 | 4.7548 | 12446.7075 | 424.4025 | 975.3743 | 2076.0879 | 111.79 | 406.3825 | 4071.5045 | 15705.5768 | 25394.8533 | 0.023194 | 0.12421 | 0.01725 | 0.0023998 | 6.61e-05 | 0.17294 | 0.0058968 | 0.013552 | 0.028846 | 0.0015533 | 0.0056464 | 0.056571 | 0.21822 | 0.35285 | 3.22e-07
Wolverhampton | E08000031 | 2050 | ST | domestic | 15191.2174 | 2179.1848 | 244.711 | 13.0715 | 20595.8948 | 967.3551 | 2483.7964 | 3507.6289 | 179.4882 | 693.4743 | 6706.9934 | 26348.5015 | 43697.041 | 0.0016504 | 0.1237 | 0.017745 | 0.0019926 | 0.00010644 | 0.16771 | 0.0078769 | 0.020225 | 0.028562 | 0.0014615 | 0.0056468 | 0.054613 | 0.21455 | 0.35581 | 1.34e-08
Worcester | E07000237 | 2050 | ST | domestic | 6331.9623 | 901.1474 | 96.65 | 3.9094 | 8272.2618 | 581.4379 | 1020.004 | 1441.1304 | 75.1281 | 272.5046 | 2788.0642 | 11017.5831 | 18416.0749 | 0.00063917 | 0.12363 | 0.017594 | 0.001887 | 7.63e-05 | 0.16151 | 0.011352 | 0.019915 | 0.028137 | 0.0014668 | 0.0053205 | 0.054435 | 0.21511 | 0.35956 | 1.25e-08
Worthing | E07000229 | 2050 | ST | domestic | 7435.1885 | 1056.9457 | 135.4647 | 4.1814 | 10976.3293 | 496.3134 | 1471.3255 | 1772.8513 | 85.7985 | 335.7448 | 3299.0996 | 12321.2764 | 21943.0227 | 0.035718 | 0.12123 | 0.017233 | 0.0022087 | 6.82e-05 | 0.17896 | 0.008092 | 0.023989 | 0.028905 | 0.0013989 | 0.0054741 | 0.053789 | 0.20089 | 0.35777 | 5.82e-07
Wrexham | W06000006 | 2050 | ST | domestic | 7332.6264 | 1052.5393 | 4.4934 | 1.9452 | 8499.065 | 261.0134 | 1143.1392 | 2039.8437 | 85.1135 | 1041.7389 | 3914.6639 | 15362.5187 | 21310.801 | 0 | 0.11817 | 0.016963 | 7.24e-05 | 3.13e-05 | 0.13697 | 0.0042065 | 0.018423 | 0.032874 | 0.0013717 | 0.016789 | 0.063089 | 0.24758 | 0.34345 | 0
Wychavon | E07000238 | 2050 | ST | domestic | 7832.2268 | 1489.3902 | 301.5292 | 3.702 | 9484.0144 | 327.0551 | 1289.9486 | 2319.2159 | 86.7921 | 775.6524 | 3691.6021 | 12798.9428 | 21177.7564 | 0.0038484 | 0.12719 | 0.024187 | 0.0048967 | 6.01e-05 | 0.15402 | 0.0053112 | 0.020948 | 0.037663 | 0.0014095 | 0.012596 | 0.05995 | 0.20785 | 0.34392 | 6.25e-08
Wycombe District | E07000007 | 2050 | ST | domestic | 10416.7563 | 1585.0012 | 259.3924 | 4.3939 | 14153.4838 | 536.6007 | 1582.901 | 2616.8607 | 124.5347 | 615.7285 | 4758.8698 | 17626.4178 | 29501.0908 | 0.033657 | 0.12433 | 0.018918 | 0.003096 | 5.24e-05 | 0.16893 | 0.0064047 | 0.018893 | 0.031234 | 0.0014864 | 0.0073492 | 0.056801 | 0.21038 | 0.35212 | 4.02e-07
Wyre | E07000128 | 2050 | ST | domestic | 7096.1873 | 1083.0738 | 63.6481 | 2.5337 | 9906.9425 | 304.4332 | 804.3032 | 1827.7967 | 91.0866 | 382.8948 | 3383.2483 | 12835.95 | 20368.8625 | 0 | 0.12203 | 0.018625 | 0.0010945 | 4.36e-05 | 0.17037 | 0.0052352 | 0.013831 | 0.031432 | 0.0015664 | 0.0065845 | 0.05818 | 0.22073 | 0.35028 | 0
Wyre Forest | E07000239 | 2050 | ST | domestic | 6618.6427 | 1027.6224 | 155.4671 | 3.2444 | 8407.7852 | 389.0649 | 927.8233 | 1648.0028 | 77.9395 | 404.5665 | 3000.3025 | 11423.6406 | 18671.3365 | 0.0015539 | 0.12546 | 0.019479 | 0.0029469 | 6.15e-05 | 0.15937 | 0.0073749 | 0.017587 | 0.031239 | 0.0014774 | 0.0076687 | 0.056872 | 0.21654 | 0.35392 | 2.95e-08
York | E06000014 | 2050 | ST | domestic | 12052.6708 | 1810.9104 | 88.5625 | 5.6236 | 17080.8814 | 665.5576 | 1542.9232 | 3032.8267 | 154.0145 | 583.1274 | 5674.3471 | 21710.3853 | 35127.2023 | 0 | 0.1211 | 0.018195 | 0.00088981 | 5.65e-05 | 0.17162 | 0.0066871 | 0.015502 | 0.030472 | 0.0015474 | 0.0058589 | 0.057012 | 0.21813 | 0.35293 | 0

## EC.R.15
EC.R.15: Annual residential electricity demand for appliances
Return to: Main Menu
Return to: Chapter contents
| Annual Residential Electricity Demand for Appliances | Annual Residential Electricity Demand for Appliances GWh
 | time axis 2005-01-01 to 2050-01-01
|  | History | 2005-01-01: 82617; 2006-01-01: 86765; 2007-01-01: 87092; 2008-01-01: 80192; 2009-01-01: 79317; 2010-01-01: 75157; 2011-01-01: 80115; 2012-01-01: 83093; 2013-01-01: 82913; 2014-01-01: 85730; 2015-01-01: 87895; 2016-01-01: 83336; 2017-01-01: 86212; 2018-01-01: 76705; 2019-01-01: 76111; 2020-01-01: 83762
|  | Consumer Transformation | [15 empty] | 83762 | 79381 | 72199 | 69108 | 67091 | 65619 | 64421 | 63464 | 62801 | 62461 | 62282 | 61933 | 61777 | 61615 | 61456 | 61326 | 61211 | 61013 | 60735 | 60447 | 60191 | 60022 | 59843 | 59667 | 59528 | 59425 | 59306 | 59196 | 59103 | 59009 | 58929
|  | System Transformation | [15 empty] | 83762 | 79381 | 76864 | 74010 | 71934 | 70605 | 69732 | 68934 | 68452 | 68278 | 68050 | 67690 | 67394 | 67302 | 67307 | 67263 | 67106 | 66987 | 66879 | 66761 | 66665 | 66648 | 66622 | 66609 | 66646 | 66685 | 66721 | 66768 | 66842 | 66914 | 66973
|  | Leading the Way | [15 empty] | 83762 | 79917 | 68770 | 64847 | 61818 | 59443 | 57749 | 56494 | 55564 | 54762 | 54098 | 53562 | 53040 | 52528 | 52036 | 51589 | 51192 | 50807 | 50394 | 49903 | 49473 | 49233 | 48990 | 48739 | 48500 | 48219 | 47858 | 47613 | 47374 | 47144 | 46948
|  | Falling Short | [15 empty] | 83762 | 79381 | 86040 | 84620 | 83588 | 82517 | 81001 | 79686 | 78792 | 78048 | 77548 | 77667 | 77865 | 78294 | 78837 | 79337 | 79740 | 80206 | 80692 | 81178 | 81675 | 82191 | 82702 | 83208 | 83669 | 84011 | 84344 | 84701 | 85091 | 85484 | 85821
|  | Five Year Forecast | 2020-01-01: 83762; 2021-01-01: 79074; 2022-01-01: 76096; 2023-01-01: 73948; 2024-01-01: 72302; 2025-01-01: 71096; 2026-01-01: 70264; 2027-01-01: 69896
Home appliances and light
Does not include heat, EV charging or aircon
Reduction due to smart meters not applied (see table ED1)
All appliance modelling carried out using the ECUK 2020 dataset
Data Lookup
Residential Appliance Demand
Residential Storage Heat
Residential Resistive Heat Demand
Residential Resistive Hot Water
Residential Light
|  | Data Table | 2005-01-01: ED1; 2012-01-01: Residential Smart Metering - Demand Reduction
|  | Item | 2005-01-01: Residential Appliance Demand; 2006-01-01: Residential Light; 2012-01-01: Residential Heat Pumps
|  | Unit | 2005-01-01: GWh; 2012-01-01: Residential Electric Vehicles Demand (EVs)
|  | Fuel | 2005-01-01: Electricity; 2012-01-01: Residential Air Conditioning Demand
|  | Peak/Annual/Minimum | 2005-01-01: Annual [Fiscal]; 2012-01-01: Residential District Heat Demand

## EC.R.16
EC.R.16: Reduction in non-heat residential peak electricity demand from demand side response by white goods
Return to: Main Menu
Return to: Chapter contents
| Reduction in non-heat residential peak electricity demand from demand side response by white goods | Reduction in non-heat residential peak electricity demand from demand side response by white goods (reduction is from total peak residential demand)
|  |  | 2020-01-01 | 2021-01-01 | 2022-01-01 | 2023-01-01 | 2024-01-01 | 2025-01-01 | 2026-01-01 | 2027-01-01 | 2028-01-01 | 2029-01-01 | 2030-01-01 | 2031-01-01 | 2032-01-01 | 2033-01-01 | 2034-01-01 | 2035-01-01 | 2036-01-01 | 2037-01-01 | 2038-01-01 | 2039-01-01 | 2040-01-01 | 2041-01-01 | 2042-01-01 | 2043-01-01 | 2044-01-01 | 2045-01-01 | 2046-01-01 | 2047-01-01 | 2048-01-01 | 2049-01-01 | 2050-01-01
|  | Consumer Transformation | 0% | 0% | 0% | 0% | 0% | 0.2498% | 0.517% | 1.368% | 1.814% | 2.372% | 3.009% | 3.745% | 5.562% | 6.526% | 7.444% | 8.251% | 8.918% | 9.435% | 9.82% | 10.04% | 10.04% | 10.04% | 10.04% | 10.03% | 10.02% | 10% | 10% | 9.988% | 9.977% | 9.965% | 9.953%
|  | System Transformation | 0% | 0% | 0% | 0% | 0% | 0% | 0.2003% | 0.2634% | 0.349% | 0.4605% | 0.6018% | 1.01% | 1.294% | 1.635% | 2.045% | 2.553% | 3.822% | 4.542% | 5.241% | 5.932% | 6.575% | 7.617% | 7.978% | 8.237% | 8.223% | 8.217% | 8.211% | 8.205% | 8.193% | 8.186% | 8.178%
|  | Leading the Way | 0% | 0% | 0% | 0% | 0% | 0.4079% | 1.557% | 2.07% | 2.742% | 3.571% | 4.559% | 5.693% | 6.834% | 7.963% | 8.99% | 9.843% | 10.49% | 10.93% | 11.19% | 11.32% | 11.38% | 11.44% | 11.44% | 11.44% | 11.44% | 11.44% | 11.48% | 11.44% | 11.44% | 11.44% | 11.44%
|  | Falling Short | 0% | 0% | 0% | 0% | 0% | 0% | 0% | 0% | 0% | 0.05078% | 0.0683% | 0.1097% | 0.1812% | 0.2339% | 0.3023% | 0.3897% | 0.4992% | 0.6346% | 0.7984% | 0.9966% | 1.233% | 1.513% | 1.835% | 2.201% | 2.611% | 3.066% | 3.542% | 4.097% | 4.669% | 5.246% | 5.807%
Five Year Forecast | bar: 2020-01-01 to 2025-01-01
Smart white goods are assumed to be adopted after a home obtains an electric vehicle or heat pump
Owners are assumed to move onto a time of use tariff after adopting an EV or HP
A lag then follows - when existing white goods in the home are replaced they are assumed to be replaced with automated smart appliances
Consumers are expected to adopt other forms of smart tech before this but significant effects are not expected until household white goods are automated and smart
|  | Data Table | 2020-01-01: FLX1
|  | Flexibility type | 2020-01-01: Electricity system flexibility
|  | Flexibility sub-type | 2020-01-01: Demand side flexibility
|  | Data item | 2020-01-01: Demand side response
Unit | bar: 2020-01-01
|  | Fuel | 2020-01-01: Electricity
|  | Detail | 2020-01-01: Residential non-heat DSR as % of residential peak demand

## EC.R.17
EC.R.17: Thermal storage use on a peak day: hourly dispatch profiles for Air Source heat pump in Leading the Way
Return to: Main Menu
Return to: Chapter contents
Hourly dispatch profile for ASHP in Leading the Way
| technology | hour | ASHP usage | Storage usage | Storage loading
Hourly dispatch profile for ASHP in Leading the Way | ASHP | 1 | 4353231.086 | 0 | 11192080.47
| ASHP | 2 | 3708744.402 | 0 | 11843060.28
| ASHP | 3 | 3581790.21 | 0 | 4792101.131
| ASHP | 4 | 3623796.827 | 0 | 4443646.605
| ASHP | 5 | 3884516.053 | 0 | 4324933.467
| ASHP | 6 | 5842430.497 | 0 | 3433437.384
| ASHP | 7 | 13676295.07 | 241350.0985 | 0
| ASHP | 8 | 15433299.13 | 5608540.577 | 0
| ASHP | 9 | 15433299.13 | 4330357.771 | 0
| ASHP | 10 | 15001326.99 | 1328985.258 | 0
| ASHP | 11 | 13907206.77 | 430890.9557 | 0
| ASHP | 12 | 13386188.87 | 2676.6144 | 0
| ASHP | 13 | 13656695.55 | 225262.0859 | 0
| ASHP | 14 | 13858439.45 | 390860.9401 | 0
| ASHP | 15 | 14093884.51 | 584122.9419 | 0
| ASHP | 16 | 14997083 | 1325501.633 | 0
| ASHP | 17 | 15433299.13 | 4879334.634 | 0
| ASHP | 18 | 15433299.13 | 7176649.484 | 0
| ASHP | 19 | 15433299.13 | 6829503.9 | 0
| ASHP | 20 | 15433299.13 | 5751150.217 | 0
| ASHP | 21 | 15433299.13 | 3974817.185 | 0
| ASHP | 22 | 15072124.48 | 1387098.453 | 0
| ASHP | 23 | 11357310.37 | 0 | 922350.2324
| ASHP | 24 | 6414084.401 | 0 | 3173146.534

## EC.R.18
EC.R.18: Thermal storage use on a peak day: hourly dispatch profiles for Ground Source heat pump pump in Leading the Way
Return to: Main Menu
Return to: Chapter contents
| technology | hour | GSHP usage | Storage usage | Storage loading
| GSHP | 1 | 5219821.311 | 0 | 15693495.12
| GSHP | 2 | 4433569.364 | 0 | 16487675.15
| GSHP | 3 | 4278689.545 | 0 | 724378.7143
| GSHP | 4 | 4323946.922 | 5989.2752 | 0
| GSHP | 5 | 4641460.515 | 6544.3148 | 0
| GSHP | 6 | 7025881.722 | 10712.4769 | 0
| GSHP | 7 | 16860179.22 | 27903.6284 | 0
| GSHP | 8 | 20756306.06 | 4823053.048 | 0
| GSHP | 9 | 20756306.06 | 3263713.276 | 0
| GSHP | 10 | 19798415.14 | 33039.9036 | 0
| GSHP | 11 | 17372222.02 | 28798.7208 | 0
| GSHP | 12 | 16216211.6 | 26777.9206 | 0
| GSHP | 13 | 16816717.6 | 27827.6539 | 0
| GSHP | 14 | 17264081.32 | 28609.6821 | 0
| GSHP | 15 | 17786176.76 | 29522.3474 | 0
| GSHP | 16 | 19789004.16 | 33023.4525 | 0
| GSHP | 17 | 20756306.06 | 3933446.473 | 0
| GSHP | 18 | 20756306.06 | 6736092.852 | 0
| GSHP | 19 | 20756306.06 | 6312586.986 | 0
| GSHP | 20 | 20756306.06 | 4997031.983 | 0
| GSHP | 21 | 20756306.06 | 2829965.793 | 0
| GSHP | 22 | 19955407.38 | 33314.3388 | 0
| GSHP | 23 | 13742108.04 | 22452.9865 | 0
| GSHP | 24 | 7722063.159 | 11929.4586 | 0

## EC.R.19
EC.R.19: Domestic solar PV installed capacity
Return to: Main Menu
Return to: Chapter contents
Domestic solar PV, installed capacity
MW
|  | 2015-01-01 | 2016-01-01 | 2017-01-01 | 2018-01-01 | 2019-01-01 | 2020-01-01 | 2021-01-01 | 2022-01-01 | 2023-01-01 | 2024-01-01 | 2025-01-01 | 2026-01-01 | 2027-01-01 | 2028-01-01 | 2029-01-01 | 2030-01-01 | 2031-01-01 | 2032-01-01 | 2033-01-01 | 2034-01-01 | 2035-01-01 | 2036-01-01 | 2037-01-01 | 2038-01-01 | 2039-01-01 | 2040-01-01 | 2041-01-01 | 2042-01-01 | 2043-01-01 | 2044-01-01 | 2045-01-01 | 2046-01-01 | 2047-01-01 | 2048-01-01 | 2049-01-01 | 2050-01-01
| History | 2015-01-01: 3345.3; 2016-01-01: 3500.8; 2017-01-01: 3603.3; 2018-01-01: 3712.3; 2019-01-01: 3856.9; 2020-01-01: 3982.2; 2021-01-01: 4182.213
| Consumer Transformation | [6 empty] | 4182.213 | 4532.2 | 4982.213 | 5582.213 | 6832.213 | 8082.213 | 9332.213 | 10582.21 | 11832.21 | 13082.21 | 14432.21 | 15782.21 | 17132.21 | 18482.21 | 19832.21 | 21182.21 | 22532.21 | 23882.21 | 25232.21 | 26632.21 | 28032.21 | 29432.21 | 30832.21 | 32232.21 | 33632.21 | 35032.21 | 36432.21 | 37832.21 | 39232.21 | 40632.21
| System Transformation | [6 empty] | 4182.213 | 4342.2 | 4542.213 | 4782.213 | 5182.213 | 5682.213 | 6282.213 | 6882.213 | 7482.213 | 8082.213 | 8732.213 | 9382.213 | 10032.21 | 10682.21 | 11332.21 | 11982.21 | 12632.21 | 13282.21 | 13932.21 | 14582.21 | 15232.21 | 15882.21 | 16532.21 | 17182.21 | 17832.21 | 18482.21 | 19132.21 | 19782.21 | 20432.21 | 21082.21
| Leading the Way | [6 empty] | 4182.213 | 4532.2 | 4982.213 | 5582.213 | 6832.213 | 8082.213 | 9332.213 | 10582.21 | 11832.21 | 13082.21 | 14432.21 | 15782.21 | 17132.21 | 18482.21 | 19832.21 | 21182.21 | 22532.21 | 23882.21 | 25232.21 | 26632.21 | 28032.21 | 29432.21 | 30832.21 | 32232.21 | 33632.21 | 35032.21 | 36432.21 | 37832.21 | 39232.21 | 40632.21
| Falling Short | [6 empty] | 4182.213 | 4232.2 | 4282.213 | 4332.213 | 4382.213 | 4532.213 | 4707.213 | 4907.213 | 5107.213 | 5357.213 | 5607.213 | 5857.213 | 6107.213 | 6357.213 | 6607.213 | 6857.213 | 7107.213 | 7357.213 | 7607.213 | 7857.213 | 8107.213 | 8357.213 | 8607.213 | 8857.213 | 9107.213 | 9357.213 | 9607.213 | 9857.213 | 10107.21 | 10357.21
| Five Year Forecast | 2021-01-01: 4182.213; 2022-01-01: 4342.2; 2023-01-01: 4542.213; 2024-01-01: 4782.213; 2025-01-01: 5182.213; 2026-01-01: 5682.213; 2027-01-01: 6282.213

## EC.R.20
EC.R.20: Residential battery storage connection capacity
Return to: Main Menu
Return to: Chapter contents
Battery storage connection capacity
MW
|  | 2015-01-01 | 2016-01-01 | 2017-01-01 | 2018-01-01 | 2019-01-01 | 2020-01-01 | 2021-01-01 | 2022-01-01 | 2023-01-01 | 2024-01-01 | 2025-01-01 | 2026-01-01 | 2027-01-01 | 2028-01-01 | 2029-01-01 | 2030-01-01 | 2031-01-01 | 2032-01-01 | 2033-01-01 | 2034-01-01 | 2035-01-01 | 2036-01-01 | 2037-01-01 | 2038-01-01 | 2039-01-01 | 2040-01-01 | 2041-01-01 | 2042-01-01 | 2043-01-01 | 2044-01-01 | 2045-01-01 | 2046-01-01 | 2047-01-01 | 2048-01-01 | 2049-01-01 | 2050-01-01
| History | 2015-01-01: 0; 2016-01-01: 0; 2017-01-01: 0; 2018-01-01: 9.461; 2019-01-01: 9.461; 2020-01-01: 9.461; 2021-01-01: 23.522
| Consumer Transformation | [6 empty] | 23.522 | 55.205 | 89.048 | 130.191 | 189.635 | 272.634 | 369.877 | 482.371 | 609.614 | 751.857 | 912.901 | 1092.644 | 1288.587 | 1500.73 | 1729.074 | 1974.117 | 2237.01 | 2514.453 | 2807.597 | 3120.94 | 3452.933 | 3802.727 | 4169.07 | 4551.463 | 4950.656 | 5366.65 | 5799.443 | 6249.036 | 6715.43 | 7198.623
| System Transformation | [6 empty] | 23.522 | 40.738 | 55.145 | 71.112 | 90.654 | 113.701 | 141.548 | 173.894 | 209.841 | 249.387 | 293.359 | 341.981 | 394.502 | 450.924 | 511.246 | 575.717 | 643.839 | 715.861 | 791.782 | 871.604 | 955.826 | 1043.447 | 1134.969 | 1230.39 | 1329.712 | 1432.934 | 1540.055 | 1651.077 | 1765.999 | 1884.82
| Leading the Way | [6 empty] | 23.522 | 59.837 | 98.738 | 146.738 | 216.089 | 312.039 | 425.74 | 556.69 | 705.897 | 871.847 | 1059.648 | 1269.848 | 1498.448 | 1745.949 | 2012.349 | 2297.65 | 2601.85 | 2924.951 | 3266.952 | 3631.352 | 4018.677 | 4426.103 | 4852.628 | 5299.254 | 5764.98 | 6251.055 | 6756.881 | 7281.406 | 7826.281 | 8391.007
| Falling Short | [6 empty] | 23.522 | 40.408 | 53.48 | 66.852 | 80.523 | 95.395 | 112.679 | 131.038 | 150.86 | 172.631 | 197.078 | 222.525 | 249.721 | 278.168 | 308.115 | 339.561 | 372.508 | 406.955 | 443.401 | 482.354 | 521.301 | 562.247 | 604.694 | 649.391 | 694.337 | 740.784 | 789.631 | 839.077 | 890.024 | 942.47
| Five Year Forecast | 2021-01-01: 23.522; 2022-01-01: 40.738; 2023-01-01: 55.145; 2024-01-01: 71.112; 2025-01-01: 90.654; 2026-01-01: 113.701; 2027-01-01: 141.548

## EC.R.a
EC.R.a: Breakdown of savings in underlying heat demand due to building fabric improvement and consumer behavioural change - 2050
Return to: Main Menu
Return to: Chapter contents
Savings in underlying heat demand from building fabric and consumer behavioural change
Savings in underlying heat demand from building fabric and consumer behavioural change
|  | 2050 | 2050 | 2050 | 2050
|  | Consumer Transformation | System Transformation | Leading the Way | Falling Short
| Behaviour | 15.2957 | 0 | 30.0972 | 0
| Building Fabric - Existing and New Build | 72.8105 | 58.2265 | 76.8671 | 9.8242
0
0
0
0
0 | Data Table | ED3
0 | Sector | Domestic
0 | Fuel
0 | Technology | Savings from Behaviour | Savings from Building Fabric - Existing and New Build
Time
| Units | TWh

## EC.R.b
EC.R.b: Cumulative savings in underlying heat demand from applying fabric insulation measures to existing homes
Return to: Main Menu
Return to: Chapter contents
Cumlative savings in underlying heat demand from applying fabric insulation measures in existing homes
Cumulative savings in underlying heat demand from applying fabric insulation measures in existing homes
|  | 2020 | 2021 | 2022 | 2023 | 2024 | 2025 | 2026 | 2027 | 2028 | 2029 | 2030 | 2031 | 2032 | 2033 | 2034 | 2035 | 2036 | 2037 | 2038 | 2039 | 2040 | 2041 | 2042 | 2043 | 2044 | 2045 | 2046 | 2047 | 2048 | 2049 | 2050
| Leading the Way | 0 | 1 | 3 | 6 | 8 | 11 | 14 | 17 | 20 | 24 | 27 | 30 | 33 | 36 | 39 | 41 | 41 | 41 | 41 | 41 | 41 | 41 | 41 | 41 | 41 | 41 | 41 | 41 | 41 | 41 | 41
| System Transformation | 0 | 2 | 3 | 5 | 7 | 10 | 13 | 16 | 19 | 22 | 25 | 29 | 32 | 35 | 39 | 42 | 42 | 42 | 42 | 42 | 42 | 42 | 42 | 42 | 42 | 42 | 42 | 42 | 42 | 42 | 42
| Consumer Transformation | 0 | 2 | 3 | 5 | 8 | 11 | 13 | 16 | 19 | 22 | 25 | 28 | 32 | 35 | 38 | 41 | 41 | 41 | 41 | 41 | 41 | 41 | 41 | 41 | 41 | 41 | 41 | 41 | 41 | 41 | 41

## EC.R.c
EC.R.c: Residential heat pump (including hybrids) total uptake trends
Return to: Main Menu
Return to: Chapter contents
Residential heat pump (including hybrids) numbers | Residential heat pump (including hybrids) uptake trends
Number of homes
|  | 2020 | 2021 | 2022 | 2023 | 2024 | 2025 | 2026 | 2027 | 2028 | 2029 | 2030 | 2031 | 2032 | 2033 | 2034 | 2035 | 2036 | 2037 | 2038 | 2039 | 2040 | 2041 | 2042 | 2043 | 2044 | 2045 | 2046 | 2047 | 2048 | 2049 | 2050
| Consumer Transformation | 220964.9769 | 274745.8475 | 419444.2223 | 546094.7328 | 678285.0973 | 808348.7197 | 1051157.9902 | 1511976.2114 | 2198483.3135 | 3144430.3456 | 4302870.9469 | 5557165.3353 | 6806608.2759 | 8045976.236 | 9276253.1309 | 10719108.9221 | 12164340.9848 | 13590665.4037 | 15011915.9625 | 16427919.2238 | 17847052.5288 | 19152157.6367 | 20213885.419 | 21069621.2386 | 21708772.7568 | 22192312.1293 | 22602338.0067 | 22979785.116 | 23354639.618 | 23701506.952 | 23798626.6868
| System Transformation | 220964.9769 | 274745.8475 | 357454.0198 | 443433.3399 | 535613.923 | 634536.7662 | 744259.5113 | 902781.1071 | 1070310.3526 | 1245709.9764 | 1430093.1703 | 1609799.7161 | 1741078.3771 | 1874527.2389 | 2012459.6009 | 2196174.9494 | 2868421.427 | 3519289.3917 | 4188715.7223 | 4872483.3471 | 5569204.9649 | 6285098.6085 | 7011861.9939 | 7785265.3802 | 8614855.0112 | 9518420.0378 | 10479661.83 | 11431922.504 | 12391573.9682 | 13357105.5639 | 14289318.2949
| Leading the Way | 220964.9769 | 274745.8475 | 407954.7545 | 888291.6923 | 1432509.6081 | 2175660.9401 | 2918931.1937 | 3870241.2256 | 4915343.4261 | 5872864.1685 | 6911526.38 | 8001193.078 | 9133921.4866 | 10270624.3585 | 11402124.0333 | 12716135.7875 | 13997624.0556 | 15264071.2667 | 16185550.2123 | 17043214.8974 | 17715682.987 | 18371393.3735 | 18768587.4649 | 19084929.141 | 19516184.0576 | 19885112.0334 | 20215303.1806 | 20473105.6369 | 20680599.1146 | 20856905.5522 | 20809271.2816
| Falling Short | 220964.9769 | 274745.8475 | 329411.2077 | 388698.6279 | 447505.1745 | 507382.5476 | 627598.4498 | 811453.1224 | 1023395.3944 | 1262422.9639 | 1525524.8696 | 1808440.2701 | 2142957.6705 | 2495418.0548 | 2872838.7819 | 3280750.4381 | 3780734.9138 | 4310966.2007 | 4898288.6358 | 5563095.6744 | 6286512.8028 | 7012132.733 | 7682883.4915 | 8330780.8703 | 8955087.7794 | 9557101.8589 | 10140568.5846 | 10752295.9401 | 11557088.9637 | 12447747.1621 | 13409602.3452
| Five Year Forecast | 2020: 220964.9769; 2021: 274745.8475; 2022: 329975.9798; 2023: 389263.4167; 2024: 448174.1291; 2025: 507776.5001; 2026: 726204.8702; 2027: 1002646.8283
|  | Data Table | ED3
|  | Sector | Domestic
Fuel
|  | Technology | ASHP | Hybrid (ASHP + Hydrogen boiler) | Hybrid (ASHP + Electric resistive) | Hybrid (ASHP + Biofuel boiler) | Hybrid (ASHP + Solar thermal) | GSHP
Time
|  | Units | number

## EC.R.d
EC.R.d: Residential hydrogen boilers (including hybrids) total uptake trends
Return to: Main Menu
Return to: Chapter contents | Residential hydrogen boilers (including hybrids) numbers
Residential hydrogen boilers (including hybrids) numbers | Number of homes
|  | 2020 | 2021 | 2022 | 2023 | 2024 | 2025 | 2026 | 2027 | 2028 | 2029 | 2030 | 2031 | 2032 | 2033 | 2034 | 2035 | 2036 | 2037 | 2038 | 2039 | 2040 | 2041 | 2042 | 2043 | 2044 | 2045 | 2046 | 2047 | 2048 | 2049 | 2050
| Consumer Transformation | 0 | 0 | 0 | 0 | 0 | 0 | 0 | 0 | 0 | 0 | 0 | 0 | 0 | 0 | 0 | 0 | 0 | 0 | 0 | 0 | 0 | 0 | 0 | 0 | 0 | 0 | 0 | 0 | 0 | 0 | 0
| System Transformation | 0 | 0 | 0 | 0 | 0 | 0 | 0 | 0 | 0 | 0 | 0 | 844081.0164 | 1787690.0009 | 2723660.3633 | 3651016.7369 | 5018023.5045 | 6387613.697 | 7855776.5935 | 9310041.2641 | 10746170.299 | 12171924.062 | 13576029.571 | 14884475.8106 | 16141996.5807 | 17322022.2064 | 18393310.703 | 18538576.7377 | 18641170.5509 | 18735582.4049 | 18821672.2814 | 18449806.4405
| Leading the Way | 0 | 0 | 0 | 0 | 0 | 0 | 0 | 0 | 0 | 296276.4073 | 602242.6426 | 916903.799 | 1243218.8266 | 1572672.4925 | 1904838.0843 | 2283236.3739 | 2679786.9562 | 3095189.8459 | 3499331.1476 | 3907363.517 | 4311151.808 | 4721178.3524 | 5115781.9596 | 5495069.3643 | 5559970.5659 | 5598932.0037 | 5615869.6615 | 5635212.2285 | 5677125.8109 | 5727674.8992 | 5744765.6292
| Falling Short | 0 | 0 | 0 | 0 | 0 | 0 | 0 | 0 | 0 | 0 | 0 | 0 | 0 | 0 | 0 | 0 | 0 | 0 | 0 | 0 | 0 | 0 | 0 | 0 | 0 | 0 | 0 | 0 | 0 | 0 | 0
| Five Year Forecast | 2020: 0; 2021: 0; 2022: 0; 2023: 0; 2024: 0; 2025: 0; 2026: 0; 2027: 0
| Data Table | 2020: ED3
| Sector | 2020: Domestic
Fuel
| Technology | 2020: Hydrogen boiler; 2021: Hybrid (ASHP + Hydrogen boiler)
Time
| Units | 2020: number

## EC.R.e
EC.R.e: Number of homes being heated by natural gas boilers
Return to: Main Menu
Return to: Chapter contents
Number of homes being heated by natural gas boilers
Number of homes being heated by natural gas boilers
Number of homes
|  | 2020 | 2021 | 2022 | 2023 | 2024 | 2025 | 2026 | 2027 | 2028 | 2029 | 2030 | 2031 | 2032 | 2033 | 2034 | 2035 | 2036 | 2037 | 2038 | 2039 | 2040 | 2041 | 2042 | 2043 | 2044 | 2045 | 2046 | 2047 | 2048 | 2049 | 2050
| Consumer Transformation | 23939318 | 24009540.7873 | 24015678.1164 | 24046043.3618 | 24075718.5973 | 24104740.8721 | 24051275.1498 | 23758127.967 | 23228402.3123 | 22429885.7012 | 21404601.9862 | 20264581.0423 | 19101503.1139 | 17919064.9423 | 16720986.2144 | 15158289.6555 | 13521730.5628 | 11895299.754 | 10268979.9752 | 8643350.2064 | 7018373.3983 | 5475884.5873 | 4173077.2367 | 3106848.3581 | 2309410.4359 | 1738739.6175 | 1282806.0281 | 849929.4231 | 436413.0614 | 38537.256 | 5279.2816
| System Transformation | 23939318 | 24009540.7873 | 24067979.4764 | 24125389.5756 | 24182370.8521 | 24238829.4472 | 24294336.1616 | 24310867.6956 | 24324652.4153 | 24333850.9769 | 24333806.2455 | 23556717.1147 | 22719745.8631 | 21878767.1618 | 21031243.0708 | 19634959.3438 | 18015125.4798 | 16362254.3985 | 14709027.9106 | 13056227.7633 | 11403946.7287 | 9752613.7862 | 8140245.8624 | 6530607.2262 | 4925529.7662 | 3329665.8768 | 2510817.6683 | 1751846.1303 | 996878.6916 | 248454.0908 | 48787.0983
| Leading the Way | 23939318 | 24009540.7873 | 24008046.2414 | 23704837.6487 | 23345611.3569 | 22793861.904 | 22234793.9439 | 21439637.6564 | 20531368.6091 | 19423702.9452 | 18249842.1273 | 17032074.3898 | 15779611.6279 | 14511363.5309 | 13230236.4183 | 11659987.4605 | 10018101.4803 | 8399384.6466 | 7106638.7059 | 5869910.4644 | 4825705.384 | 3788818.8108 | 2988020.565 | 2300335.0788 | 1812046.2094 | 1389952.494 | 1011765.6981 | 668273.9268 | 340567.4905 | 25740.0696 | 34.4941
| Falling Short | 23939318 | 24009540.7873 | 24070226.1877 | 24130034.568 | 24188961.4783 | 24246932.6606 | 24285406.2521 | 24271458.9805 | 24240201.6082 | 24188704.4187 | 24116751.8949 | 24024046.1284 | 23868010.4284 | 23679782.5852 | 23451543.9747 | 23177295.5335 | 22785204.8852 | 22366381.8689 | 21880116.7297 | 21310114.6496 | 20671508.7386 | 19973809.8333 | 19318144.365 | 18665685.952 | 18018557.0944 | 17376386.8074 | 16740156.8673 | 16032466.6543 | 15098064.0189 | 14038226.9472 | 12879016.2901
| Five Year Forecast | 2020: 23939318; 2021: 24009540.7873; 2022: 24069642.554; 2023: 24127356.4346; 2024: 24182801.2323; 2025: 24235124.2491; 2026: 24175261.4921; 2027: 24063829.1598
|  | Data Table | ED3
|  | Sector | Domestic
Fuel
|  | Technology | Gas boiler
Time
|  | Units | number

## EC.R.f
EC.R.f: District heat network connections in 2050
Return to: Main Menu
Return to: Chapter contents
District heat network connections in 2050
District heat network connections in 2050
|  | 2020 | Consumer Transformation | System Transformation | Leading the Way | Falling Short
| Number of connections (residential) |  | 2050 | 2050 | 2050 | 2050
| Buildings connected | 508081.2642 | 6222293.3461 | 5244411.1627 | 5176601.5639 | 3735670.2967
All future district heat schemes not served by waste heat sources are powered by heat pumps, with biomethane thermal storage providing flexibility
|  | 2020 | Consumer Transformation | System Transformation | Leading the Way | Falling Short
| Number of connections (residential + non-residential) |  | 2050 | 2050 | 2050 | 2050
| Buildings connected | 508081.2642 | 6392690.4424 | 5384159.194 | 5330321.5889 | 3802323.9622
All future district heat schemes not served by waste heat sources are powered by heat pumps, with biomethane thermal storage providing flexibility
|  | Data Table | ED3
|  | Sector | Domestic | Non-domestic
Fuel
|  | Technology | DH
Time
|  | Units | number

## EC.R.g
EC.R.g: Biofuel technology mix in 2050
Return to: Main Menu
Return to: Chapter contents | Biofuel technology mix in 2050
|  | 2020 | Consumer Transformation | System Transformation | Leading the Way | Falling Short
Biofuel technology mix in 2050 | Number of homes |  | 2050 | 2050 | 2050 | 2050
| BioLPG/liquid boiler |  | 447288.0023 | 501295.4639 | 781730.0961 | 154176.8743
| Hybrid (ASHP + BioLPG/Liquid boiler) |  | 406856.718 | 237775.4439 | 282031.7531 | 220619.2406
| Totals |  | 854144.7203 | 739070.9078 | 1063761.8492 | 374796.1149
|  | Data Table | ED3
|  | Sector | Domestic
Fuel
|  | Technology | Biofuel boiler | Hybrid (ASHP + Biofuel boiler)
Time
|  | Units | number

## EC.R.h
EC.R.h: Hydrogen technology mix in 2050
Return to: Main Menu
Return to: Chapter contents
Hydrogen technology mix in 2050
Hydrogen technology mix in 2050 |  | 2020 | Consumer Transformation | System Transformation | Leading the Way | Steady Progression
| Number of homes |  | 2050 | 2050 | 2050 | 2050
| Hydrogen boiler |  | 0 | 12977092.7747 | 3197659.0415 | 0
| Hybrid (ASHP + Hydrogen boiler) |  | 0 | 5561483.963 | 2418210.62 | 0
| Totals |  | 0 | 18538576.7377 | 5615869.6615
|  | Data Table | ED3
|  | Sector | Domestic
Fuel
Technology
Time
|  | Units | number

## EC.R.i
EC.R.i: Hybrid system use on a peak day: hourly dispatch profile for Hybrid Air Source Heat Pump and Hydrogen boiler in Leading the Way
Return to: Main Menu
Return to: Chapter contents | Hourly dispatch profile for hybrid ASHP and hydrogen boiler in Leading the Way (GW)
| technology | hour | ASHP usage | Hydrogen boiler usage
Hourly dispatch profile for hybrid ASHP and hydrogen boiler in Leading the Way | Hybrid (ASHP + Hydrogen boiler) | 1 | 1569743.34 | 101436.7156
| Hybrid (ASHP + Hydrogen boiler) | 2 | 1510613.678 | 101436.7156
| Hybrid (ASHP + Hydrogen boiler) | 3 | 1530178.507 | 101436.7156
| Hybrid (ASHP + Hydrogen boiler) | 4 | 1651610.021 | 101436.7156
| Hybrid (ASHP + Hydrogen boiler) | 5 | 2563520.202 | 101436.7156
| Hybrid (ASHP + Hydrogen boiler) | 6 | 6324598.982 | 101436.7156
| Hybrid (ASHP + Hydrogen boiler) | 7 | 7860162.319 | 1884008.931
| Hybrid (ASHP + Hydrogen boiler) | 8 | 7860162.319 | 1288687.763
| Hybrid (ASHP + Hydrogen boiler) | 9 | 7448312.881 | 101436.7156
| Hybrid (ASHP + Hydrogen boiler) | 10 | 6520427.237 | 101436.7156
| Hybrid (ASHP + Hydrogen boiler) | 11 | 6078316.73 | 101436.7156
| Hybrid (ASHP + Hydrogen boiler) | 12 | 6307977.302 | 101436.7156
| Hybrid (ASHP + Hydrogen boiler) | 13 | 6479069.357 | 101436.7156
| Hybrid (ASHP + Hydrogen boiler) | 14 | 6678742.193 | 101436.7156
| Hybrid (ASHP + Hydrogen boiler) | 15 | 7444713.698 | 101436.7156
| Hybrid (ASHP + Hydrogen boiler) | 16 | 7860162.319 | 1544376.969
| Hybrid (ASHP + Hydrogen boiler) | 17 | 7860162.319 | 2614364.887
| Hybrid (ASHP + Hydrogen boiler) | 18 | 7860162.319 | 2452679.787
| Hybrid (ASHP + Hydrogen boiler) | 19 | 7860162.319 | 1950430.21
| Hybrid (ASHP + Hydrogen boiler) | 20 | 7860162.319 | 1123092.642
| Hybrid (ASHP + Hydrogen boiler) | 21 | 7508353.791 | 101436.7156
| Hybrid (ASHP + Hydrogen boiler) | 22 | 5132107.975 | 101436.7156
| Hybrid (ASHP + Hydrogen boiler) | 23 | 2829771.374 | 101436.7156
| Hybrid (ASHP + Hydrogen boiler) | 24 | 2829771.374 | 101436.7156

## EC.R.j
EC.R.j: Hybrid system use on a peak day: hourly dispatch profile for Hybrid Air Source Heat Pump and Resistive heater in Leading the Way
Return to: Main Menu
Return to: Chapter contents
Hourly dispatch profile for hybrid ASHP and resistive heater in Leading the Way
| Technology | hour | ASHP usage | Resistive heater usage
Hourly dispatch profile for hybrid ASHP and resistive heater in Leading the Way | Hybrid (ASHP + Electric resistive) | 1 | 3666289.258 | 193340.4712
| Hybrid (ASHP + Electric resistive) | 2 | 3075600.651 | 193340.4712
| Hybrid (ASHP + Electric resistive) | 3 | 2959243.871 | 193340.4712
| Hybrid (ASHP + Electric resistive) | 4 | 2997744.016 | 193340.4712
| Hybrid (ASHP + Electric resistive) | 5 | 3236699.885 | 193340.4712
| Hybrid (ASHP + Electric resistive) | 6 | 5031178.786 | 193340.4712
| Hybrid (ASHP + Electric resistive) | 7 | 12432320.54 | 193340.4712
| Hybrid (ASHP + Electric resistive) | 8 | 15454039.2 | 3701129.172
| Hybrid (ASHP + Electric resistive) | 9 | 15454039.2 | 2529641.785
| Hybrid (ASHP + Electric resistive) | 10 | 14643591.92 | 193340.4712
| Hybrid (ASHP + Electric resistive) | 11 | 12817676.11 | 193340.4712
| Hybrid (ASHP + Electric resistive) | 12 | 11947680.37 | 193340.4712
| Hybrid (ASHP + Electric resistive) | 13 | 12399611.99 | 193340.4712
| Hybrid (ASHP + Electric resistive) | 14 | 12736291.08 | 193340.4712
| Hybrid (ASHP + Electric resistive) | 15 | 13129212.11 | 193340.4712
| Hybrid (ASHP + Electric resistive) | 16 | 14636509.36 | 193340.4712
| Hybrid (ASHP + Electric resistive) | 17 | 15454039.2 | 3032793.187
| Hybrid (ASHP + Electric resistive) | 18 | 15454039.2 | 5138341.281
| Hybrid (ASHP + Electric resistive) | 19 | 15454039.2 | 4820173.432
| Hybrid (ASHP + Electric resistive) | 20 | 15454039.2 | 3831834.572
| Hybrid (ASHP + Electric resistive) | 21 | 15454039.2 | 2203779.702
| Hybrid (ASHP + Electric resistive) | 22 | 14761741.87 | 193340.4712
| Hybrid (ASHP + Electric resistive) | 23 | 10085707.9 | 193340.4712
| Hybrid (ASHP + Electric resistive) | 24 | 5555114.278 | 193340.4712

## EC.R.k
EC.R.k: Hybrid system use on a peak day: hourly dispatch profile for Hybrid Air Source Heat Pump and BioFuel boiler in Leading the Way
Return to: Main Menu
Return to: Chapter contents
Hourly dispatch profile for hybrid ASHP and biofuel boiler in Leading the Way
Hourly dispatch profile for hybrid ASHP and Biofuel boiler in Leading the Way | Technology | hour | ASHP usage | Biofuel boiler usage
| Hybrid (ASHP + BioLPG boiler) | 1 | 293648.5245 | 24553.2135
| Hybrid (ASHP + BioLPG boiler) | 2 | 243297.8431 | 24553.2135
| Hybrid (ASHP + BioLPG boiler) | 3 | 233379.5154 | 24553.2135
| Hybrid (ASHP + BioLPG boiler) | 4 | 236661.2928 | 24553.2135
| Hybrid (ASHP + BioLPG boiler) | 5 | 257030.0467 | 24553.2135
| Hybrid (ASHP + BioLPG boiler) | 6 | 409992.5964 | 24553.2135
| Hybrid (ASHP + BioLPG boiler) | 7 | 876928.9149 | 188495.036
| Hybrid (ASHP + BioLPG boiler) | 8 | 876928.9149 | 745074.4941
| Hybrid (ASHP + BioLPG boiler) | 9 | 876928.9149 | 645216.1466
| Hybrid (ASHP + BioLPG boiler) | 10 | 876928.9149 | 376985.2478
| Hybrid (ASHP + BioLPG boiler) | 11 | 876928.9149 | 221342.9961
| Hybrid (ASHP + BioLPG boiler) | 12 | 876928.9149 | 147183.9925
| Hybrid (ASHP + BioLPG boiler) | 13 | 876928.9149 | 185706.9385
| Hybrid (ASHP + BioLPG boiler) | 14 | 876928.9149 | 214405.6826
| Hybrid (ASHP + BioLPG boiler) | 15 | 876928.9149 | 247898.5274
| Hybrid (ASHP + BioLPG boiler) | 16 | 876928.9149 | 376381.5259
| Hybrid (ASHP + BioLPG boiler) | 17 | 876928.9149 | 688105.0997
| Hybrid (ASHP + BioLPG boiler) | 18 | 871590.2502 | 872922.0545
| Hybrid (ASHP + BioLPG boiler) | 19 | 876928.9149 | 840462.5553
| Hybrid (ASHP + BioLPG boiler) | 20 | 876928.9149 | 756215.9075
| Hybrid (ASHP + BioLPG boiler) | 21 | 876928.9149 | 617439.4505
| Hybrid (ASHP + BioLPG boiler) | 22 | 876928.9149 | 387056.4269
| Hybrid (ASHP + BioLPG boiler) | 23 | 840843.9488 | 24553.2135
| Hybrid (ASHP + BioLPG boiler) | 24 | 454653.1988 | 24553.2135

## EC Trans ->
The Energy Consumer: Transport
Chapter Section | Subsection | Figure Title | Figure Number
The Energy Consumer | The Energy Consumer: Transport (EC Trans ->) | EC.T.01: Total annual demand for road transport in 2035 and 2050 | EC.T.01
|  | EC.T.02: Emissions from road transport, rail, aviation and shipping | EC.T.02
|  | EC.T.03: Total annual energy demand for road transport in 2021 | EC.T.03
|  | EC.T.04: BEV Cars - New Registrations by Year | EC.T.04
|  | EC.T.05: EV public chargepoints installed in the UK | EC.T.05
|  | EC.T.06: Annual energy demand for Road Transport | EC.T.06
|  | EC.T.07: Number of BEV cars on the road | EC.T.07
|  | EC.T.08: Number of BEV vans on the road | EC.T.08
|  | EC.T.09: HGVs on the road by fuel type | EC.T.09
|  | EC.T.10: Number of electric (BEV) HGVs on the road | EC.T.10
|  | EC.T.11: Number of hydrogen HGVs on the road | EC.T.11
|  | EC.T.12: Number of petrol/diesel HGVs on the road | EC.T.12
|  | EC.T.13: Consumer engagement in smart charging and vehicle to grid, and proportion of demand shifted at peak | EC.T.13
|  | EC.T.14: Charging behaviour in 2035 and 2050, proportion of demand per chargepoint archetype | EC.T.14
|  | EC.T.a: Total numbers of cars on the road and miles travelled by each autonomous car in 2050 | EC.T.a

## EC.T.01
EC.T.01: Total annual demand for road transport in 2035 and 2050
Return to: Main Menu
Return to: Chapter contents
| Total Road Transport Energy Demand | Total Road Transport Energy Demand (TWh)
|  |  |  | Consumer Transformation | System Transformation | Leading the Way | Falling Short | Consumer Transformation | System Transformation | Leading the Way | Falling Short
|  |  | 2021 | 2035 |  |  |  | 2050
|  |  |  | CT | ST | LW | FS | CT | ST | LW | FS
|  | Petrol/Diesel | 412.2701 | 114.8237 | 190.6539 | 104.5604 | 253.3504 | 0 | 0 | 0 | 5.5888
|  | Electricity | 1.9156 | 84.8853 | 56.5884 | 87.6689 | 38.9658 | 118.4353 | 89.6948 | 114.9708 | 123.108
|  | Natural Gas | 0.34427 | 4.3182 | 6.2551 | 1.3619 | 8.4584 | 0.0002912 | 0 | 6.4439e-05 | 12.3968
|  | Hydrogen | 0.029896 | 0.61272 | 5.3539 | 0.82532 | 0.20813 | 3.108 | 56.2244 | 6.1345 | 1.1176
|  | Total | 414.5599 | 204.64 | 258.8514 | 194.4165 | 300.9828 | 121.5436 | 145.9192 | 121.1053 | 142.2112
Demand from cars, vans, heavy goods vehicles, buses, motorcycles
Data from Road Transport Model - data does not include Transmission and Distribution losses
A proportion of the Petrol/Diesel demand will be met by Biofuels due to the blended fuel sold at forecourts under legislation
A proportion of the Natural Gas demand in Steady Progression will be met by other gases blended with Methane in the gas network
|  | Data Table | ED5
|  | Item | TWh Vehicles -
|  | Unit | TWh
|  | Fuel | N/A
|  | Peak/Annual/Minimum | Annual

## EC.T.02
EC.T.02: Emissions from road transport, rail, aviation and shipping
Return to: Main Menu
Return to: Chapter contents | Emissions from road transport, rail, aviation and shipping
Emissions from road transport, rail, aviation and shipping | MtCO2e | Emissions from road transport, rail, aviation and shipping
|  | 2020 | 2021 | 2022 | 2023 | 2024 | 2025 | 2026 | 2027 | 2028 | 2029 | 2030 | 2031 | 2032 | 2033 | 2034 | 2035 | 2036 | 2037 | 2038 | 2039 | 2040 | 2041 | 2042 | 2043 | 2044 | 2045 | 2046 | 2047 | 2048 | 2049 | 2050
| Consumer Transformation | 119.3301 | 144.4276 | 148.5446 | 148.8548 | 145.0513 | 140.5858 | 136.2127 | 131.4453 | 126.088 | 119.8553 | 113.4595 | 105.4492 | 96.2434 | 86.7025 | 77.5319 | 68.8986 | 61.5695 | 55.5158 | 50.6245 | 46.404 | 42.454 | 38.006 | 35.0449 | 32.6544 | 30.6616 | 28.7811 | 27.2891 | 26.1114 | 25.4551 | 24.8772 | 24.2813
| System Transformation | 119.3301 | 144.4869 | 148.9129 | 149.6531 | 146.4956 | 142.8858 | 139.6476 | 136.311 | 132.7013 | 128.4558 | 124.2457 | 118.4556 | 110.8765 | 102.0538 | 92.5164 | 82.6411 | 73.1897 | 64.3132 | 56.3539 | 49.1392 | 42.5179 | 35.9292 | 31.2947 | 28.8007 | 27.998 | 27.3312 | 26.637 | 25.8727 | 25.3032 | 24.7793 | 24.2324
| Leading the Way | 119.3301 | 144.2398 | 148.3234 | 148.575 | 147.0772 | 142.9167 | 138.3407 | 133.3273 | 127.5616 | 120.7184 | 115.1913 | 107.6359 | 98.0957 | 88.0191 | 77.4483 | 67.4512 | 59.2753 | 52.6839 | 47.4142 | 42.5019 | 38.1456 | 32.6744 | 28.9783 | 25.9095 | 23.9936 | 22.4082 | 21.0267 | 19.5276 | 18.052 | 16.7657 | 15.3751
| Falling Short | 119.3301 | 144.6038 | 149.1809 | 150.106 | 147.1469 | 143.8038 | 140.9326 | 138.0938 | 135.153 | 131.7848 | 128.7191 | 124.8524 | 119.9149 | 114.4886 | 108.6678 | 102.6512 | 96.3048 | 89.7761 | 83.3015 | 76.8628 | 71.2718 | 65.5923 | 60.0281 | 55.5176 | 51.3852 | 47.8609 | 45.8571 | 44.4293 | 44.0822 | 43.8342 | 44.5457
| Data Table | Emissions from road transport, rail, aviation and shipping 2020: WS2
| Sector | Emissions from road transport, rail, aviation and shipping 2020: Road Transport and Rail
| Sector | Emissions from road transport, rail, aviation and shipping 2020: Aviation
| Sector | Emissions from road transport, rail, aviation and shipping 2020: Shipping

## EC.T.03
EC.T.03: Total annual energy demand for road transport in 2021
Return to: Main Menu
Return to: Chapter contents
| Road Transport Energy Demand in 2021 | Road Transport Energy Demand in 2021 (TWh)
|  |  | Cars | Vans | Motorbikes | HGVs | Buses
|  | Petrol/Diesel | 233.934 | 82.0304 | 2.4332 | 72.5921 | 21.1721
|  | Electricity | 1.7597 | 0.12858 | 0.0016732 | 0.0098156 | 0.054736
|  | Natural Gas | 0 | 0 | 0 | 0.25074 | 0.094865
|  | Hydrogen | 0.00087377 | 5.148e-05 | 0.00011294 | 0.0076378 | 0.019371
|  | Total | 235.6946 | 82.159 | 2.435 | 72.8603 | 21.3411
Data from Road Transport Model - data does not include Transmission and Distribution losses
A proportion of the Petrol/Diesel demand will be met by Biofuels due to the blended fuel sold at forecourts under legislation
|  | Data Table | ED5
|  | Item | TWh
|  | Unit | TWh
|  | Fuel | N/A
|  | Peak/Annual/Minimum | Annual

## EC.T.04
EC.T.04: BEV Cars - New Registrations by Year
Return to: Main Menu
Return to: Chapter contents
BEV car - new registrations per year
BEV CAR - NEW REGISTRATIONS BY YEAR
| YEAR | 2010 | 2011 | 2012 | 2013 | 2014 | 2015 | 2016 | 2017 | 2018 | 2019 | 2020 | 2021
| New BEV Cars | 256 | 1204 | 1680 | 2619 | 6655 | 9833 | 10272 | 13692 | 15579 | 37605 | 106682 | 188143
| Consumer Transformation 2021 | 2021: 287299
| System Transformation 2021 | 2021: 126873
| Leading the Way 2021 | 2021: 237448
| Steady Progression 2021 | 2021: 119225
| % of TOTAL to 2021 | 0.01283% | 0.06314% | 0.08354% | 0.1177% | 0.273% | 0.3779% | 0.3854% | 0.5457% | 0.6652% | 1.639% | 6.585% | 11.47%
| 2021 MAX Scenario [CT] | 2021: 17.52%
| 2021 MIN Scenario [SP] | 2021: 7.27%
| TOTAL CARS '000 | 1996 | 1907 | 2011 | 2225 | 2438 | 2602 | 2665 | 2509 | 2342 | 2295 | 1620 | 1640
| Source: | 2010: https://www.gov.uk/government/statistical-data-sets/veh02-licensed-cars
VEH1153a: Vehicles registered for the first time by body type and fuel type: Great Britain and United Kingdom
Quoted: 26 May 2022

## EC.T.05
EC.T.05: EV public chargepoints installed in the UK
Return to: Main Menu
Return to: Chapter contents
Public EV chargepoints in the UK
|  | Year | 2015 |  |  |  | 2016 |  |  |  | 2017 |  |  |  | 2018 |  |  |  | 2019 |  |  |  | 2020 |  |  |  | 2021 |  |  |  | 2022
|  | Month | January | April | July | October | January | April | July | October | January | April | July | October | January | April | July | October | January | April | July | October | January | April | July | October | January | April | July | October | January | April
| UK | Total Devices | 2283 | 2664 | 2910 | 3248 | 3672 | 3916 | 4413 | 4725 | 5111 | 5490 | 5916 | 6454 | 7211 | 7906 | 8567 | 9565 | 10309 | 11664 | 13646 | 15116 | 16505 | 17947 | 18265 | 19487 | 20775 | 22790 | 24374 | 25927 | 28375 | 30290
| UK | Rapid Devices | 195 | 249 | 301 | 431 | 693 | 781 | 821 | 852 | 903 | 931 | 992 | 1088 | 1179 | 1421 | 1562 | 1690 | 1872 | 2029 | 2219 | 2495 | 2829 | 3107 | 3206 | 3530 | 3880 | 4259 | 4551 | 4923 | 5156 | 5494
| GB | Total Devices | 2019 October: 14821; 2020 January: 16210; 2020 April: 17642; 2020 July: 17953; 2020 October: 19169; 2021 January: 20455; 2021 April: 22463; 2021 July: 24044; 2021 October: 25595; 2022 January: 28030; 2022 April: 29942
| GB | Rapid Devices | 2019 October: 2476; 2020 January: 2810; 2020 April: 3088; 2020 July: 3187; 2020 October: 3508; 2021 January: 3860; 2021 April: 4239; 2021 July: 4530; 2021 October: 4902; 2022 January: 5134; 2022 April: 5469
|  | Battery Electric vehicles | 19840 | 21655 | 23768 | 26504 | 29445 | 31243 | 34012 | 36010 | 40092 | 42848 | 46634 | 49111 | 53108 | 56298 | 60446 | 64827 | 70413 | 76797 | 89840 | 103369 | 122165 | 134545 | 170760 | 212733 | 245856 | 290842 | 343449 | 413484
|  | Plug-in hybrid electric vehicles | 12564 | 15915 | 19455 | 22697 | 29817 | 35554 | 41581 | 46586 | 53327 | 59456 | 67626 | 75160 | 83716 | 92792 | 102444 | 111664 | 119355 | 124801 | 131347 | 141209 | 152476 | 157339 | 176326 | 192054 | 214217 | 243889 | 269627 | 293181
|  | All plug-in electric vehicles | 32404 | 37570 | 43223 | 49201 | 59262 | 66797 | 75593 | 82596 | 93419 | 102304 | 114260 | 124271 | 136824 | 149090 | 162890 | 176491 | 189768 | 201598 | 221187 | 244578 | 274641 | 291884 | 347086 | 404787 | 460073 | 534731 | 613076 | 706665
Chart uses UK figures for chargepoints, not GB figures, as a longer history is available for UK. NI makes up only approx 2% of chargepoints, so the difference is small.
|  | Source: | 2015 January: EV chargepoints
https://www.gov.uk/government/statistics/electric-vehicle-charging-device-statistics-april-2022
Table EVCD02: Electric vehicle charging device statistics: April 2022
Quoted: 24 May 2022
ULEVs
https://www.gov.uk/government/statistical-data-sets/veh02-licensed-cars
Table VEH0133: Cars registered for the first time by body type and fuel type: Great Britain and United Kingdom
Quoted: 24 May 2022

## EC.T.06
EC.T.06: Annual energy demand for Road Transport
Return to: Main Menu
Return to: Chapter contents
| Consumer Transformation | Annual Energy Demand for Road Transport in Consumer Transformation (TWh)
|  |  | 2015-01-01 | 2016-01-01 | 2017-01-01 | 2018-01-01 | 2019-01-01 | 2020-01-01 | 2021-01-01 | 2022-01-01 | 2023-01-01 | 2024-01-01 | 2025-01-01 | 2026-01-01 | 2027-01-01 | 2028-01-01 | 2029-01-01 | 2030-01-01 | 2031-01-01 | 2032-01-01 | 2033-01-01 | 2034-01-01 | 2035-01-01 | 2036-01-01 | 2037-01-01 | 2038-01-01 | 2039-01-01 | 2040-01-01 | 2041-01-01 | 2042-01-01 | 2043-01-01 | 2044-01-01 | 2045-01-01 | 2046-01-01 | 2047-01-01 | 2048-01-01 | 2049-01-01 | 2050-01-01
|  | Petrol/Diesel |  |  | 447.2724 | 450.5053 | 431.4016 | 419.2272 | 412.0275 | 402.2042 | 391.2897 | 379.7215 | 366.7456 | 351.3381 | 334.6373 | 315.3959 | 292.9041 | 268.1743 | 238.8053 | 206.946 | 174.7966 | 144.2943 | 114.8237 | 89.497 | 68.5048 | 50.9906 | 36.3254 | 23.7819 | 14.0794 | 7.3891 | 4.2258 | 3.0442 | 2.0333 | 1.1828 | 0.39103 | 0.022326 | 0 | 0
|  | Electricity |  |  | 0.40628 | 0.56936 | 0.77154 | 1.2335 | 2.0011 | 3.0148 | 4.4121 | 6.36 | 8.9266 | 12.3046 | 16.5892 | 21.9405 | 28.3707 | 35.8552 | 44.9998 | 54.981 | 65.3083 | 75.2438 | 84.8853 | 93.356 | 100.5286 | 106.8451 | 112.2619 | 117.3533 | 121.3477 | 123.6976 | 123.9383 | 123.5026 | 122.975 | 122.3154 | 121.5637 | 120.7329 | 119.8426 | 118.4353
|  | Hydrogen |  |  | 0.001848 | 0.0016687 | 0.0076513 | 0.012167 | 0.032642 | 0.056023 | 0.076926 | 0.10077 | 0.12737 | 0.15687 | 0.18972 | 0.22615 | 0.26651 | 0.3111 | 0.36035 | 0.41477 | 0.4748 | 0.54085 | 0.61272 | 0.6846 | 0.75925 | 0.83992 | 0.93084 | 1.0459 | 1.1977 | 1.3901 | 1.6152 | 1.7341 | 1.8947 | 2.088 | 2.3097 | 2.5503 | 2.8223 | 3.108
|  | Natural Gas |  |  | 0.14123 | 0.16493 | 0.21202 | 0.27159 | 0.33222 | 0.40457 | 0.49069 | 0.5937 | 0.71745 | 0.86613 | 1.0451 | 1.2606 | 1.5209 | 1.8353 | 2.2153 | 2.6749 | 3.2302 | 3.9007 | 4.3182 | 4.812 | 5.3945 | 6.0774 | 6.868 | 6.573 | 6.2283 | 5.8282 | 5.362 | 4.817 | 4.1791 | 3.4305 | 2.5322 | 1.4794 | 0.25053 | 0.0002912
Road transport demand from Road Transport Demand Model
A proportion of the Petrol/Diesel demand will be met by Biofuels due to the blended fuel sold at forecourts under legislation
Data available back to 2017 only
|  | Data Table | 2015-01-01: ED5
|  | Item | 2015-01-01: TWh Vehicles -
|  | Unit | 2015-01-01: TWh
|  | Fuel | 2015-01-01: N/A
|  | Peak/Annual/Minimum | 2015-01-01: Annual
| System Transformation | Annual Energy Demand for Road Transport in System Transformation (TWh)
|  |  | 2015-01-01 | 2016-01-01 | 2017-01-01 | 2018-01-01 | 2019-01-01 | 2020-01-01 | 2021-01-01 | 2022-01-01 | 2023-01-01 | 2024-01-01 | 2025-01-01 | 2026-01-01 | 2027-01-01 | 2028-01-01 | 2029-01-01 | 2030-01-01 | 2031-01-01 | 2032-01-01 | 2033-01-01 | 2034-01-01 | 2035-01-01 | 2036-01-01 | 2037-01-01 | 2038-01-01 | 2039-01-01 | 2040-01-01 | 2041-01-01 | 2042-01-01 | 2043-01-01 | 2044-01-01 | 2045-01-01 | 2046-01-01 | 2047-01-01 | 2048-01-01 | 2049-01-01 | 2050-01-01
|  | Petrol/Diesel |  |  | 447.2724 | 450.5053 | 431.4016 | 419.2272 | 412.2701 | 403.7272 | 394.6274 | 385.8275 | 376.5781 | 366.0225 | 355.4346 | 343.6559 | 329.6475 | 314.2391 | 295.7849 | 273.7403 | 248.9411 | 221.1589 | 190.6539 | 159.4048 | 128.3625 | 98.6097 | 72.0393 | 48.97 | 29.0467 | 12.2376 | 3.7263 | 2.6607 | 1.8619 | 1.0318 | 0.20304 | 0 | 0 | 0
|  | Electricity |  |  | 0.40628 | 0.56936 | 0.77154 | 1.2335 | 1.9156 | 2.5144 | 3.3258 | 4.374 | 5.72 | 7.4785 | 9.7124 | 12.5397 | 16.0496 | 20.3476 | 25.7001 | 32.0898 | 39.5304 | 47.8357 | 56.5884 | 65.416 | 73.795 | 81.1603 | 87.2888 | 92.2281 | 96.0552 | 98.7692 | 99.6116 | 98.7327 | 97.5884 | 96.1611 | 94.4864 | 92.939 | 91.3585 | 89.6948
|  | Hydrogen |  |  | 0.001848 | 0.0016687 | 0.0076513 | 0.012167 | 0.029896 | 0.054909 | 0.083152 | 0.121 | 0.1724 | 0.24321 | 0.3411 | 0.47767 | 0.66939 | 0.9406 | 1.3286 | 1.8802 | 2.6625 | 3.7668 | 5.3539 | 7.5182 | 10.4022 | 14.0999 | 18.5893 | 24.188 | 29.8208 | 35.5225 | 38.8543 | 40.391 | 42.3367 | 44.8486 | 47.8883 | 50.7883 | 53.8831 | 56.2244
|  | Natural Gas |  |  | 0.14123 | 0.16493 | 0.21202 | 0.27159 | 0.34427 | 0.4327 | 0.54026 | 0.67173 | 0.83286 | 1.0304 | 1.2737 | 1.574 | 1.9449 | 2.4038 | 2.9716 | 3.6748 | 4.543 | 5.599 | 6.2551 | 7.0376 | 7.9661 | 9.059 | 10.3364 | 9.924 | 9.4394 | 8.8687 | 8.1947 | 7.396 | 6.4479 | 5.3212 | 3.9548 | 2.3364 | 0.42229 | 0
| Leading the Way | Annual Energy Demand for Road Transport in Leading the Way (TWh)
|  |  | 2015-01-01 | 2016-01-01 | 2017-01-01 | 2018-01-01 | 2019-01-01 | 2020-01-01 | 2021-01-01 | 2022-01-01 | 2023-01-01 | 2024-01-01 | 2025-01-01 | 2026-01-01 | 2027-01-01 | 2028-01-01 | 2029-01-01 | 2030-01-01 | 2031-01-01 | 2032-01-01 | 2033-01-01 | 2034-01-01 | 2035-01-01 | 2036-01-01 | 2037-01-01 | 2038-01-01 | 2039-01-01 | 2040-01-01 | 2041-01-01 | 2042-01-01 | 2043-01-01 | 2044-01-01 | 2045-01-01 | 2046-01-01 | 2047-01-01 | 2048-01-01 | 2049-01-01 | 2050-01-01
|  | Petrol/Diesel |  |  | 447.2724 | 450.5053 | 431.4016 | 419.2272 | 412.0245 | 402.3111 | 391.3574 | 379.952 | 367.0934 | 351.7025 | 334.7917 | 314.2056 | 289.6098 | 261.963 | 231.3531 | 197.2771 | 163.5635 | 131.9668 | 104.5604 | 82.4322 | 64.6096 | 49.4877 | 36.7087 | 26.6797 | 17.2367 | 8.5933 | 1.6187 | 0 | 0 | 0 | 0 | 0 | 0 | 0
|  | Electricity |  |  | 0.40628 | 0.56936 | 0.77154 | 1.2335 | 2.0053 | 3.0063 | 4.4448 | 6.3735 | 8.9407 | 12.3567 | 16.7584 | 22.5941 | 29.7791 | 38.3077 | 47.9383 | 58.3955 | 68.9834 | 78.9778 | 87.6689 | 94.9626 | 101.1015 | 106.5542 | 111.3747 | 115.4715 | 119.2131 | 122.4926 | 124.6282 | 124.0113 | 122.9053 | 121.6464 | 120.2414 | 118.6792 | 116.9551 | 114.9708
|  | Hydrogen |  |  | 0.001848 | 0.0016687 | 0.0076513 | 0.012167 | 0.031308 | 0.053887 | 0.074889 | 0.099968 | 0.12909 | 0.16279 | 0.20183 | 0.24705 | 0.29919 | 0.35944 | 0.42877 | 0.50864 | 0.60056 | 0.70616 | 0.82532 | 0.9511 | 1.0883 | 1.2424 | 1.4224 | 1.648 | 1.941 | 2.3495 | 2.8921 | 3.2572 | 3.5729 | 3.9636 | 4.4164 | 4.9323 | 5.5086 | 6.1345
|  | Natural Gas |  |  | 0.14123 | 0.16493 | 0.21202 | 0.27159 | 0.31075 | 0.35342 | 0.3999 | 0.45062 | 0.50624 | 0.56659 | 0.63259 | 0.70476 | 0.7834 | 0.86914 | 0.96262 | 1.0649 | 1.1762 | 1.2976 | 1.3619 | 1.4322 | 1.5094 | 1.5937 | 1.6861 | 1.577 | 1.4565 | 1.3266 | 1.1862 | 1.0345 | 0.87032 | 0.69307 | 0.48571 | 0.26138 | 0.019254 | 6.4439e-05
| Falling Short | Annual Energy Demand for Road Transport in Falling Short (TWh)
|  |  | 2015-01-01 | 2016-01-01 | 2017-01-01 | 2018-01-01 | 2019-01-01 | 2020-01-01 | 2021-01-01 | 2022-01-01 | 2023-01-01 | 2024-01-01 | 2025-01-01 | 2026-01-01 | 2027-01-01 | 2028-01-01 | 2029-01-01 | 2030-01-01 | 2031-01-01 | 2032-01-01 | 2033-01-01 | 2034-01-01 | 2035-01-01 | 2036-01-01 | 2037-01-01 | 2038-01-01 | 2039-01-01 | 2040-01-01 | 2041-01-01 | 2042-01-01 | 2043-01-01 | 2044-01-01 | 2045-01-01 | 2046-01-01 | 2047-01-01 | 2048-01-01 | 2049-01-01 | 2050-01-01
|  | Petrol/Diesel |  |  | 447.2724 | 450.5053 | 431.4016 | 419.2272 | 412.3249 | 403.9788 | 395.2217 | 386.937 | 378.5037 | 369.1845 | 360.3953 | 351.1494 | 340.5603 | 329.7069 | 317.6891 | 303.6972 | 288.7115 | 272.0939 | 253.3504 | 231.7711 | 208.3142 | 183.6004 | 159.0357 | 134.3451 | 110.4068 | 88.0959 | 67.3095 | 48.1509 | 31.5823 | 21.5154 | 13.8483 | 10.6816 | 7.9271 | 5.5888
|  | Electricity |  |  | 0.40628 | 0.56936 | 0.77154 | 1.2335 | 1.8961 | 2.429 | 3.1288 | 4.0169 | 5.1139 | 6.4992 | 8.1924 | 10.2608 | 12.747 | 15.7047 | 19.1872 | 23.2473 | 27.9113 | 33.1607 | 38.9658 | 45.8346 | 53.2575 | 61.016 | 68.8822 | 76.8351 | 84.4319 | 91.7689 | 98.8417 | 105.5041 | 112.1512 | 116.599 | 120.0882 | 121.0858 | 122.0826 | 123.108
|  | Hydrogen |  |  | 0.001848 | 0.0016687 | 0.0076513 | 0.012167 | 0.018343 | 0.025426 | 0.033431 | 0.042443 | 0.05254 | 0.061081 | 0.070795 | 0.08185 | 0.09432 | 0.10837 | 0.12406 | 0.14175 | 0.16148 | 0.1835 | 0.20813 | 0.23551 | 0.26595 | 0.29975 | 0.3373 | 0.3789 | 0.42507 | 0.4761 | 0.5325 | 0.59461 | 0.6631 | 0.73844 | 0.82137 | 0.91235 | 1.0121 | 1.1176
|  | Natural Gas |  |  | 0.14123 | 0.16493 | 0.21202 | 0.27159 | 0.39517 | 0.54001 | 0.71029 | 0.91137 | 1.1494 | 1.4319 | 1.7684 | 2.1703 | 2.6517 | 3.2302 | 3.9264 | 4.7663 | 5.7789 | 6.9975 | 8.4584 | 10.1988 | 12.2492 | 14.4211 | 16.7054 | 17.4953 | 18.3651 | 19.3147 | 20.3423 | 21.4422 | 20.4285 | 19.2736 | 17.8834 | 16.2962 | 14.4806 | 12.3968

## EC.T.07
EC.T.07: Number of BEV cars on the road
Return to: Main Menu
Return to: Chapter contents
| Battery Electric Cars on the Road | Battery Electric Cars on the Road
|  |  | 2015-01-01 | 2016-01-01 | 2017-01-01 | 2018-01-01 | 2019-01-01 | 2020-01-01 | 2021-01-01 | 2022-01-01 | 2023-01-01 | 2024-01-01 | 2025-01-01 | 2026-01-01 | 2027-01-01 | 2028-01-01 | 2029-01-01 | 2030-01-01 | 2031-01-01 | 2032-01-01 | 2033-01-01 | 2034-01-01 | 2035-01-01 | 2036-01-01 | 2037-01-01 | 2038-01-01 | 2039-01-01 | 2040-01-01 | 2041-01-01 | 2042-01-01 | 2043-01-01 | 2044-01-01 | 2045-01-01 | 2046-01-01 | 2047-01-01 | 2048-01-01 | 2049-01-01 | 2050-01-01
|  | History | 2017-01-01: 50687; 2018-01-01: 68407; 2019-01-01: 105287; 2020-01-01: 210231
|  | Consumer Transformation | [5 empty] | 210231 | 400490 | 724266 | 1195109 | 1873675 | 2784493 | 3982030 | 5484748 | 7328925 | 9497995 | 11922796 | 14859717 | 17935777 | 20940993 | 23665593 | 26039106.307 | 27966002.507 | 29406012.1961 | 30426256.7368 | 31072994.3173 | 31497900.5312 | 31529048.1524 | 31433573.6488 | 31299838.5922 | 31122771.1055 | 30873489.7536 | 30545514.4403 | 30139997.1185 | 29667062.4142 | 29032182.8321 | 28309150.8629
|  | System Transformation | [5 empty] | 210231 | 392118 | 559191 | 796271 | 1113161 | 1533754 | 2084913 | 2793502 | 3696186 | 4821917 | 6195456 | 7933535 | 9982599 | 12322875 | 14882643 | 17634153.8302 | 20388947.2126 | 22993484.1335 | 25370012.0578 | 27343349.1929 | 28957020.9416 | 30248731.6192 | 31203674.3511 | 31564533.4607 | 31534205.5582 | 31414667.0147 | 31183204.4623 | 30858187.1258 | 30448737.4999 | 29955553.4137 | 29402952.9499
|  | Leading the Way | [5 empty] | 210231 | 399944 | 691717 | 1149050 | 1785746 | 2659610 | 3833858 | 5344942 | 7377327 | 9858743 | 12753970 | 15926613 | 19327419.112 | 22499373.1197 | 25241256.7383 | 27390228.5518 | 28968025.3684 | 30006285.1603 | 30656928.1562 | 30912935.8568 | 30652385.1066 | 30315086.5343 | 29874321.9459 | 29335627.992 | 28635161.5936 | 27711228.2172 | 26639962.8966 | 25406728.7366 | 23996077.848 | 22391735.3473 | 20576589.3572
|  | Falling Short | [5 empty] | 210231 | 391935 | 539716 | 736212 | 997774 | 1333313 | 1758840 | 2288656 | 2944933 | 3745400 | 4707345 | 5843552 | 7166230 | 8674065 | 10344036 | 12129493 | 14276658 | 16516997 | 18793729 | 21000025 | 23264400.7015 | 25363363.3794 | 27209240.9874 | 28820059.6628 | 30187217.0612 | 31306632.607 | 31652706.7528 | 32011133.2565 | 32388435.0818 | 32778376.1224 | 33171533.9067 | 37560437.2922
|  | Five Year Forecast | 2020-01-01: 210231; 2021-01-01: 396122; 2022-01-01: 628722; 2023-01-01: 969161; 2024-01-01: 1442589; 2025-01-01: 2077792; 2026-01-01: 2914911; 2027-01-01: 3977963; 2028-01-01: 0
Uptake of battery electric cars reflect historic sales data, assumptions for the upfront cost of vehicles and government policy such as the ban on sales of new petrol/diesel cars
In Consumer Transformation and Leading the Way 100% of new sales have zero emission capability by 2030
In System Transformation 100% of new sales have zero emission capability by 2032
In Falling Short 100% of new sales have zero emission capability by 2035
The fall in numbers post 2040 is due to assumptions on other forms of propulsion, automated self driving vehicles and public transport
|  | Data Table | 2015-01-01: ED5
|  | Item | 2015-01-01: # Cars - Electric Vehicles - Battery Electric Vehicle
|  | Unit | 2015-01-01: # Cars
|  | Fuel | 2015-01-01: Electricity
|  | Peak/Annual/Minimum | 2015-01-01: # Vehicles

## EC.T.08
EC.T.08: Number of BEV vans on the road
Return to: Main Menu
Return to: Chapter contents
| Battery Electric Vans on the Road | Battery Electric Vans on the Road
|  |  | 2015-01-01 | 2016-01-01 | 2017-01-01 | 2018-01-01 | 2019-01-01 | 2020-01-01 | 2021-01-01 | 2022-01-01 | 2023-01-01 | 2024-01-01 | 2025-01-01 | 2026-01-01 | 2027-01-01 | 2028-01-01 | 2029-01-01 | 2030-01-01 | 2031-01-01 | 2032-01-01 | 2033-01-01 | 2034-01-01 | 2035-01-01 | 2036-01-01 | 2037-01-01 | 2038-01-01 | 2039-01-01 | 2040-01-01 | 2041-01-01 | 2042-01-01 | 2043-01-01 | 2044-01-01 | 2045-01-01 | 2046-01-01 | 2047-01-01 | 2048-01-01 | 2049-01-01 | 2050-01-01
|  | History | 2017-01-01: 6217; 2018-01-01: 7353; 2019-01-01: 10390; 2020-01-01: 15716; 2021-01-01: 26066
|  | Consumer Transformation | [6 empty] | 26066 | 44932 | 72319 | 114132 | 175842 | 265901 | 395449 | 578179 | 825313 | 1156836 | 1573421 | 2050678 | 2558294 | 3016246 | 3477604.4858 | 3827766.7368 | 4061686.6883 | 4204884.6816 | 4288409.2799 | 4336931.7525 | 4366416.4807 | 4385832.3312 | 4400196.0768 | 4411910.968 | 4422484.6126 | 4431229.9995 | 4438794.4321 | 4446112.3117 | 4453107.0497 | 4459675.2937
|  | System Transformation | [6 empty] | 26066 | 37078 | 52643 | 74425 | 104906 | 147386 | 206267 | 287278 | 396948 | 545174 | 740752 | 990473 | 1300494 | 1663256 | 2089149.1785 | 2540054.4643 | 2979130.4894 | 3371697.1885 | 3692827.2079 | 3934993.1036 | 4106105.369 | 4221630.0481 | 4253992.0241 | 4218496.0641 | 4171256.9208 | 4110329.3647 | 4034194.2502 | 3942015.8384 | 3835839.9351 | 3716405.0464
|  | Leading the Way | [6 empty] | 26066 | 44675 | 73303 | 115229 | 177041 | 267093 | 397801 | 582012 | 831158 | 1156777 | 1559020 | 2068244.1333 | 2618078.083 | 3146420.9069 | 3589973.9979 | 3916184.3967 | 4126034.4818 | 4252167.6146 | 4325682.6113 | 4367353 | 4392199.4434 | 4400554.099 | 4408924.6404 | 4417311.101 | 4425713.5124 | 4434131.9058 | 4442566.3118 | 4451016.7612 | 4459483.2845 | 4467965.9124
|  | Falling Short | [6 empty] | 26066 | 34965 | 46639 | 62149 | 82579 | 109421 | 144577 | 190446 | 249735 | 326153 | 423862 | 546577 | 699560 | 884706 | 1110598 | 1372293 | 1669355 | 1987744 | 2310180 | 2666638.7263 | 3008485.7267 | 3319132.1642 | 3587268.0611 | 3807911.1975 | 3982551.6131 | 4116446.0707 | 4216905.5109 | 4291777.6724 | 4347297.8586 | 4388903.3855
|  | Five Year Forecast | 2021-01-01: 26066; 2022-01-01: 40413; 2023-01-01: 61226; 2024-01-01: 91484; 2025-01-01: 135092; 2026-01-01: 197450; 2027-01-01: 286024
|  | Data Table | 2015-01-01: ED5
|  | Item | 2015-01-01: # Vans - Electric Vehicles - Battery Electric Vehicle
|  | Unit | 2015-01-01: # Vans
|  | Fuel | 2015-01-01: Electricity
|  | Peak/Annual/Minimum | 2015-01-01: # Vehicles

## EC.T.09
EC.T.09: HGVs on the road by fuel type
Return to: Main Menu
Return to: Chapter contents
| HGVs on the Road (thousands) | HGVs on the Road
[5 empty] | Five Year Forecast | Consumer Transformation | System Transformation | Leading the Way | Falling Short | Consumer Transformation | System Transformation | Leading the Way | Falling Short
|  | Year |  |  | 2021 | 2035 |  |  |  | 2050
|  | Scenario |  |  |  | CT | ST | LW | FS | CT | ST | LW | FS
|  | Internal Combustion Engine | Petrol/Diesel | Internal Combustion Engine | 499359 | 351938 | 357099 | 381989 | 438921 | 0 | 0 | 0 | 0
|  | Electric Vehicles - Battery Electric Vehicle | Electricity | Battery Electric Vehicle | 221 | 129905 | 88834 | 119373 | 27306 | 490993 | 236998 | 454226 | 449453
|  | Hydrogen | Hydrogen | Hydrogen | 98 | 6786 | 28886 | 8035 | 0 | 38158 | 292155 | 74926 | 0
|  | Natural Gas | Natural Gas | Natural Gas | 1102 | 25652 | 39462 | 4884 | 48054 | 1 | 0 | 1 | 79701
|  | Data Table |  | ED5
|  | Item |  | # HGVs -
|  | Unit |  | # HGVs
|  | Fuel |  | N/A
|  | Peak/Annual/Minimum |  | # Vehicles

## EC.T.10
EC.T.10: Number of electric (BEV) HGVs on the road
Return to: Main Menu
Return to: Chapter contents
| Electric HGVs on the Road | Electric HGVs on the Road
|  |  | 2015-01-01 | 2016-01-01 | 2017-01-01 | 2018-01-01 | 2019-01-01 | 2020-01-01 | 2021-01-01 | 2022-01-01 | 2023-01-01 | 2024-01-01 | 2025-01-01 | 2026-01-01 | 2027-01-01 | 2028-01-01 | 2029-01-01 | 2030-01-01 | 2031-01-01 | 2032-01-01 | 2033-01-01 | 2034-01-01 | 2035-01-01 | 2036-01-01 | 2037-01-01 | 2038-01-01 | 2039-01-01 | 2040-01-01 | 2041-01-01 | 2042-01-01 | 2043-01-01 | 2044-01-01 | 2045-01-01 | 2046-01-01 | 2047-01-01 | 2048-01-01 | 2049-01-01 | 2050-01-01
|  | History | 2017-01-01: 35; 2018-01-01: 48; 2019-01-01: 72; 2020-01-01: 88; 2021-01-01: 221
|  | Consumer Transformation | [5 empty] | 88 | 278 | 564 | 991 | 1629 | 2581 | 4000 | 6110 | 9241 | 13870 | 20677 | 30609 | 44931 | 65233 | 93303 | 129905 | 170255 | 214564 | 262270 | 311601 | 363200 | 413086 | 452092 | 473650 | 475756 | 477759 | 479940 | 482575 | 485794 | 489827 | 490993
|  | System Transformation | [5 empty] | 88 | 214 | 405 | 692 | 1122 | 1766 | 2729 | 4166 | 6306 | 9479 | 14158 | 20998 | 30871 | 44860 | 63659 | 88834 | 114056 | 139241 | 164211 | 188725 | 212349 | 234319 | 253483 | 264549 | 262154 | 258892 | 254968 | 250582 | 245952 | 241390 | 236998
|  | Leading the Way | [5 empty] | 88 | 254 | 506 | 884 | 1451 | 2300 | 3570 | 5467 | 8292 | 12486 | 18679 | 27752 | 40893 | 59608 | 85621 | 119373 | 156525 | 197657 | 242841 | 291212 | 342347 | 391431 | 437099 | 472410 | 479722 | 477408 | 474241 | 470379 | 465828 | 460671 | 454226
|  | Falling Short | [5 empty] | 88 | 139 | 214 | 322 | 477 | 701 | 1024 | 1489 | 2159 | 3123 | 4509 | 6498 | 9345 | 13407 | 19175 | 27306 | 38656 | 54283 | 72175 | 92542 | 127296 | 164933 | 205959 | 250548 | 298216 | 351858 | 392712 | 419367 | 427615 | 437545 | 449453
|  | Five Year Forecast | 2020-01-01: 88; 2021-01-01: 221; 2022-01-01: 422; 2023-01-01: 722; 2024-01-01: 1170; 2025-01-01: 1837; 2026-01-01: 2831; 2027-01-01: 4308
|  | Data Table | 2015-01-01: ED5
|  | Item | 2015-01-01: # HGVs - Electric Vehicles - Battery Electric Vehicle
|  | Unit | 2015-01-01: # HGVs
|  | Fuel | 2015-01-01: Electricity
|  | Peak/Annual/Minimum | 2015-01-01: # Vehicles

## EC.T.11
EC.T.11: Number of hydrogen HGVs on the road
Return to: Main Menu
Return to: Chapter contents
| Hydrogen HGVs on the Road | Hydrogen HGVs on the Road
|  |  | 2015-01-01 | 2016-01-01 | 2017-01-01 | 2018-01-01 | 2019-01-01 | 2020-01-01 | 2021-01-01 | 2022-01-01 | 2023-01-01 | 2024-01-01 | 2025-01-01 | 2026-01-01 | 2027-01-01 | 2028-01-01 | 2029-01-01 | 2030-01-01 | 2031-01-01 | 2032-01-01 | 2033-01-01 | 2034-01-01 | 2035-01-01 | 2036-01-01 | 2037-01-01 | 2038-01-01 | 2039-01-01 | 2040-01-01 | 2041-01-01 | 2042-01-01 | 2043-01-01 | 2044-01-01 | 2045-01-01 | 2046-01-01 | 2047-01-01 | 2048-01-01 | 2049-01-01 | 2050-01-01
|  | History | 2017-01-01: 0; 2018-01-01: 0; 2019-01-01: 0; 2020-01-01: 0; 2021-01-01: 98
|  | Consumer Transformation | [5 empty] | 0 | 180 | 391 | 628 | 897 | 1198 | 1533 | 1906 | 2321 | 2782 | 3293 | 3860 | 4489 | 5187 | 5959 | 6786 | 7525 | 8234 | 8979 | 9864 | 11096 | 12983 | 15933 | 20272 | 21436 | 23218 | 25457 | 28081 | 31073 | 34458 | 38158
|  | System Transformation | [5 empty] | 0 | 80 | 190 | 339 | 543 | 822 | 1206 | 1739 | 2484 | 3532 | 5015 | 7122 | 10122 | 14392 | 20417 | 28886 | 40292 | 55456 | 74983 | 98893 | 129189 | 160444 | 193440 | 212907 | 219658 | 228124 | 238308 | 250362 | 264296 | 280244 | 292155
|  | Leading the Way | [5 empty] | 0 | 130 | 290 | 479 | 705 | 972 | 1285 | 1653 | 2086 | 2593 | 3188 | 3885 | 4702 | 5659 | 6779 | 8035 | 9240 | 10478 | 11854 | 13552 | 15924 | 19525 | 25289 | 33972 | 39555 | 43419 | 48190 | 53771 | 60112 | 67181 | 74926
|  | Falling Short | [5 empty] | 0 | 0 | 0 | 0 | 0 | 0 | 0 | 0 | 0 | 0 | 0 | 0 | 0 | 0 | 0 | 0 | 0 | 0 | 0 | 0 | 0 | 0 | 0 | 0 | 0 | 0 | 0 | 0 | 0 | 0 | 0
|  | Five Year Forecast | 2020-01-01: 0; 2021-01-01: 98; 2022-01-01: 218; 2023-01-01: 362; 2024-01-01: 536; 2025-01-01: 748; 2026-01-01: 1006; 2027-01-01: 1325
|  | Data Table | 2015-01-01: ED5
|  | Item | 2015-01-01: # HGVs - Hydrogen
|  | Unit | 2015-01-01: # HGVs
|  | Fuel | 2015-01-01: Hydrogen
|  | Peak/Annual/Minimum | 2015-01-01: # Vehicles

## EC.T.12
EC.T.12: Number of petrol/diesel HGVs on the road
Return to: Main Menu
Return to: Chapter contents
| Petrol/diesel HGVs on the Road | Petrol/diesel HGVs on the Road
|  |  | 2015-01-01 | 2016-01-01 | 2017-01-01 | 2018-01-01 | 2019-01-01 | 2020-01-01 | 2021-01-01 | 2022-01-01 | 2023-01-01 | 2024-01-01 | 2025-01-01 | 2026-01-01 | 2027-01-01 | 2028-01-01 | 2029-01-01 | 2030-01-01 | 2031-01-01 | 2032-01-01 | 2033-01-01 | 2034-01-01 | 2035-01-01 | 2036-01-01 | 2037-01-01 | 2038-01-01 | 2039-01-01 | 2040-01-01 | 2041-01-01 | 2042-01-01 | 2043-01-01 | 2044-01-01 | 2045-01-01 | 2046-01-01 | 2047-01-01 | 2048-01-01 | 2049-01-01 | 2050-01-01
|  | History | 2017-01-01: 498934; 2018-01-01: 499787; 2019-01-01: 500787; 2020-01-01: 484991; 2021-01-01: 499359
|  | Consumer Transformation | [5 empty] | 484991 | 499243 | 499378 | 499266 | 498811 | 497881 | 496287 | 493761 | 489912 | 484192 | 475831 | 463772 | 446610 | 422592 | 389737 | 351938 | 310240 | 264326 | 214665 | 162905 | 112058 | 62507 | 23053 | 0 | 0 | 0 | 0 | 0 | 0 | 0 | 0
|  | System Transformation | [5 empty] | 484991 | 499359 | 499619 | 499633 | 499305 | 498499 | 497023 | 494605 | 490853 | 485223 | 476948 | 464984 | 447927 | 424016 | 391885 | 357099 | 318925 | 276551 | 229509 | 177958 | 126396 | 75876 | 26855 | 0 | 0 | 0 | 0 | 0 | 0 | 0 | 0
|  | Leading the Way | [5 empty] | 484991 | 499435 | 499824 | 500044 | 500024 | 499663 | 498817 | 497271 | 494708 | 490678 | 484534 | 475378 | 461999 | 442870 | 416240 | 381989 | 344373 | 302724 | 256862 | 207466 | 155282 | 103965 | 53941 | 11397 | 0 | 0 | 0 | 0 | 0 | 0 | 0
|  | Falling Short | [5 empty] | 484991 | 499400 | 499766 | 499983 | 500006 | 499771 | 499195 | 498168 | 496535 | 494094 | 490567 | 485589 | 478663 | 469155 | 456246 | 438921 | 415973 | 386058 | 354072 | 320120 | 283618 | 244008 | 200808 | 153880 | 103771 | 54931 | 19724 | 0 | 0 | 0 | 0
|  | Five Year Forecast | 2020-01-01: 484991; 2021-01-01: 499359; 2022-01-01: 499647; 2023-01-01: 499732; 2024-01-01: 499537; 2025-01-01: 498954; 2026-01-01: 497831; 2027-01-01: 495951
|  | Data Table | 2015-01-01: ED5
|  | Item | 2015-01-01: # HGVs - Internal Combustion Engine
|  | Unit | 2015-01-01: # HGVs
|  | Fuel | 2015-01-01: Petrol/Diesel
|  | Peak/Annual/Minimum | 2015-01-01: # Vehicles

## EC.T.13
EC.T.13: Consumer engagement in smart charging and vehicle to grid, and proportion of demand shifted at peak
Return to: Main Menu
Return to: Chapter contents
| Consumer engagement in smart charging and vehicle to grid, and proportion of demand shifted at peak | Consumer engagement in smart charging and vehicle to grid, and proportion of demand shifted at peak
|  |  | 2035 |  |  | 2050
|  |  | % of consumers who smart charge | % of demand shifted at peak | % of consumers who participate in V2G | % of consumers who smart charge | % of demand shifted at peak | % of consumers who participate in V2G
|  | Consumer Transformation | 83.45% | 68.43% | 11.37% | 83.45% | 68.43% | 26.1%
|  | System Transformation | 64.11% | 46.96% | 0.8336% | 75.17% | 56.38% | 11.75%
|  | Leading the Way | 91.72% | 82.55% | 20.91% | 91.72% | 82.55% | 45.01%
|  | Falling Short | 42.7% | 29.04% | 0.1539% | 66.6% | 45.29% | 5.195%
|  |  | 1 | 2 | 3 | 4 | 5 | 6
% demand shifted at peak refers to the percentage of demand from the residential charging archetype
V2G participation refers to the proportion of privately owned cars engaged in V2G

## EC.T.14
EC.T.14: Charging behaviour in 2035 and 2050, proportion of demand per chargepoint archetype
Return to: Main Menu
Return to: Chapter contents
| Charging behaviour in 2035 and 2050, proportion of demand per chargepoint archetype | Charging behaviour in 2035 and 2050, proportion of demand per chargepoint archetype
|  |  | Consumer Transformation | System Transformation | Leading the Way | Falling Short | Consumer Transformation | System Transformation | Leading the Way | Falling Short
|  |  | 2035 |  |  |  | 2050
|  |  | CT | ST | LW | FS | CT | ST | LW | FS
|  | Residential | 58.45% | 60.21% | 61.42% | 64.14% | 40.78% | 48.21% | 40.53% | 39.43%
|  | Workplace | 15.23% | 15.77% | 15.63% | 16.88% | 12.64% | 16.82% | 12.12% | 17.36%
|  | Rapid | 13.13% | 12.64% | 8.76% | 9.166% | 21.17% | 21.22% | 11.76% | 18.82%
|  | Public | 5.078% | 5.385% | 5.224% | 6.019% | 4.191% | 5.767% | 3.777% | 6.107%
|  | HGV & Bus Depot | 8.111% | 6% | 8.968% | 3.79% | 21.22% | 7.987% | 31.81% | 18.28%

## EC.T.a
EC.T.a: Total numbers of cars on the road and miles travelled by each autonomous car in 2050
Return to: Main Menu
Return to: Chapter contents
| Table: Total number of autonomous cars on the road and miles travelled by each autonomous car in 2050 |  |  |  | Total Cars on the Road
| Cars in 2050 | Total Cars (millions) | Autonomous Cars (millions) | Annual Miles Per Autonomous Car |  | 2015-01-01 | 2016-01-01 | 2017-01-01 | 2018-01-01 | 2019-01-01 | 2020-01-01 | 2021-01-01 | 2022-01-01 | 2023-01-01 | 2024-01-01 | 2025-01-01 | 2026-01-01 | 2027-01-01 | 2028-01-01 | 2029-01-01 | 2030-01-01 | 2031-01-01 | 2032-01-01 | 2033-01-01 | 2034-01-01 | 2035-01-01 | 2036-01-01 | 2037-01-01 | 2038-01-01 | 2039-01-01 | 2040-01-01 | 2041-01-01 | 2042-01-01 | 2043-01-01 | 2044-01-01 | 2045-01-01 | 2046-01-01 | 2047-01-01 | 2048-01-01 | 2049-01-01 | 2050-01-01
| Consumer Transformation | 28.3093 | 6.2905 | 17000 | Consumer Transformation |  |  | 31291081 | 31605749.2611 | 31974154.7861 | 32040237.4695 | 32116901.4317 | 32192569.396 | 32263251.8536 | 32328554.0758 | 32390788.4869 | 32451464.0272 | 32510676.5948 | 32567774.9702 | 32621723.6864 | 32671217.2569 | 32713641.0448 | 32742705.2281 | 32757470.0004 | 32757632.1541 | 32743352.4339 | 32720003 | 32681422 | 32618064 | 32527039 | 32404408 | 32245937 | 32047094 | 31803040 | 31508627 | 31158387 | 30730804 | 30221607 | 29667266 | 29032382 | 28309345
| System Transformation | 31.3784 | 5.9035 | 14800 | System Transformation |  |  | 31291081 | 31605749.2611 | 31974154.7861 | 32040237.4695 | 32116901.4317 | 32192568.7848 | 32263252.0423 | 32328588.1277 | 32391088.6143 | 32452651.0385 | 32513929.5772 | 32574997.4997 | 32635688.3947 | 32695693.5828 | 32754578.1577 | 32811753.826 | 32866471.8129 | 32917160.7159 | 32960745.1486 | 32996965.2941 | 33025114.9727 | 33043557 | 33053729 | 33051389 | 33031802 | 32991647 | 32927182 | 32834221 | 32708105 | 32543665 | 32335199 | 32076436 | 31759009 | 31378405
| Leading the Way | 20.5767 | 1.828 | 90500 | Leading the Way |  |  | 31291081 | 31605749.2611 | 31974154.7861 | 32040237.4695 | 32116900.5017 | 32192569.2428 | 32263252.18 | 32328506.5205 | 32390359.0431 | 32449735.8296 | 32505850.817 | 32556861.4377 | 32600228.6765 | 32630472.8684 | 32637030.6263 | 32612693.842 | 32554425.6393 | 32466119.5456 | 32354919 | 32225375 | 32044920 | 31807006 | 31502908 | 31123215 | 30657812 | 30095869 | 29425822 | 28635364 | 27711424 | 26640151 | 25406908 | 23996247 | 22391893 | 20576734
| Falling Short | 33.8766 | 3.3827 | 12300 | Falling Short |  |  | 31291081 | 31605749.2611 | 31974154.7861 | 32040237.4695 | 32116901.4317 | 32192568.7848 | 32263252.0423 | 32328589.1277 | 32391100.6143 | 32452716.0385 | 32514163.5772 | 32575650.4997 | 32637220.3947 | 32698876.5828 | 32760608.3793 | 32822395.6502 | 32884216.6251 | 32946039.0086 | 33007824.0945 | 33069528.0945 | 33131097.0945 | 33192471.0945 | 33253579.0945 | 33313942 | 33373863 | 33434444 | 33493570 | 33551913 | 33609333 | 33665673 | 33720764 | 33774421 | 33826443 | 33876610
[5 empty] | Data Table | 2015-01-01: ED5
[5 empty] | Item | 2015-01-01: # Cars - All
[5 empty] | Unit | 2015-01-01: # Cars
[5 empty] | Fuel | 2015-01-01: All
[5 empty] | Peak/Annual/Minimum | 2015-01-01: # Vehicles

## EC Ind ->
The Energy Consumer: Industrial
Chapter Section | Subsection | Figure Title | Figure Number
The Energy Consumer | The Energy Consumer: Industrial (EC Ind ->) | EC.I.01: Annual industrial energy demand in 2050 | EC.I.01
|  | EC.I.02: Emissions from the industrial sector | EC.I.02
|  | EC.I.03: Industrial demand in 2020 by end use | EC.I.03
|  | EC.I.04: Annual electricity demand for the industrial sector (excluding hydrogen production) | EC.I.04
|  | EC.I.05: Annual natural gas demand for the industrial sector | EC.I.05
|  | EC.I.06: Annual hydrogen demand for the industrial sector | EC.I.06
|  | EC.I.08: Industrial Demand Side Response | EC.I.08

## EC.I.01
EC.I.01: Annual industrial energy demand in 2050
Return to: Main Menu
Return to: Chapter contents
| Total Industrial demand (excluding electrolysis) | Total Industrial demand (excluding electrolysis)
|  |  | Five Year Forecast |  | Consumer Transformation | System Transformation | Leading the Way | Falling Short | Consumer Transformation | System Transformation | Leading the Way | Falling Short
|  |  | 2021 |  | 2035 |  |  |  | 2050
[5 empty] | CT | ST | LW | FS | CT | ST | LW | FS
|  | Electricity | 87.793 |  | 106.193 | 88.405 | 94.653 | 93.479 | 143.019 | 103.673 | 103.246 | 116.057
|  | Natural gas | 131.8823 |  | 72.3647 | 78.1557 | 57.0897 | 120.7897 | 7.2726 | 5.4473 | 5.5867 | 93.0849
|  | Hydrogen | 0 |  | 6.2903 | 35.6163 | 26.6447 | 2.9744 | 11.1094 | 87.7331 | 54.231 | 9.1266
|  | Oil/Petroleum | 6.4969 |  | 4.4516 | 4.5321 | 3.854 | 6.1289 | 0 | 0 | 0 | 4.5625
|  | Bioenergy + Other | 29.1377 |  | 17.07 | 16.4136 | 17.7333 | 15.8141 | 5.0023 | 3.6895 | 6.3289 | 2.4906
|  | Total | 255.3099 |  | 206.3695 | 223.1227 | 199.9747 | 239.1861 | 166.4032 | 200.5429 | 169.3925 | 225.3215
[5 empty] | 2021 data sources | Electricity | Electricity modelling process
[6 empty] | Natural Gas | Weather corrected demand D+5 closed out data from Xoserve
[6 empty] | Oil/Petroleum | ECUK: End uses data table U2 (2021 Dataset) Oil - data is for 2020 year
[6 empty] | Bioenergy + Other | ECUK: End uses data table U2 (2021 Dataset) Bioenergy + Waste + Solid Fuel - data is for 2020 year. Heat sold not included
Electrolysis and gas demand for hydrogen production not included
Includes Direct Connects to Transmission network
|  | Data Table | ED1
|  | Item | GBFES Customer Demand: Total Industrial (Excluding Electrolysis) | GBFES Customer Demand: Direct Transmission Customers
|  | Unit | GWh
|  | Fuel | Electricity
|  | Peak/Annual/Minimum | Annual [Fiscal]
|  | Data Table | ED3
|  | Sector | Annual end-use gas demand from industry
|  | Fuel | gas
|  | Technology | Industrial demand
|  | Time | Annuals
|  | Units | GWh
|  | Data Table | WS1
|  | Fuel type | Hydrogen
|  | Unit | TWh
|  | Category | Demand
|  | Sector | Industrial

## EC.I.02
EC.I.02: Emissions from the industrial sector
Return to: Main Menu
Return to: Chapter contents | Emissions from industrial heat and processes
Emissions from industrial heat and processes | MtCO2e | Emissions from industrial heat and processes
|  | 2020 | 2021 | 2022 | 2023 | 2024 | 2025 | 2026 | 2027 | 2028 | 2029 | 2030 | 2031 | 2032 | 2033 | 2034 | 2035 | 2036 | 2037 | 2038 | 2039 | 2040 | 2041 | 2042 | 2043 | 2044 | 2045 | 2046 | 2047 | 2048 | 2049 | 2050
| Consumer Transformation | 61.0191 | 59.8925 | 57.4746 | 55.6462 | 53.8753 | 50.2119 | 42.3003 | 39.1929 | 36.6928 | 32.6101 | 28.058 | 25.4447 | 21.8607 | 18.623 | 16.2659 | 12.6595 | 10.0833 | 8.2825 | 6.3112 | 5.3324 | 3.8605 | 3.1648 | 2.2637 | 1.9043 | 1.6072 | 1.4345 | 1.1942 | 1.0815 | 0.94144 | 0.85857 | 0.77734
| System Transformation | 61.0191 | 59.8925 | 57.4746 | 55.6462 | 53.8753 | 50.2122 | 42.667 | 39.64 | 37.1251 | 30.0209 | 22.5857 | 20.2049 | 16.0063 | 13.1687 | 11.4708 | 8.5604 | 6.3982 | 5.256 | 3.929 | 3.4646 | 2.4031 | 2.0325 | 1.3861 | 1.2348 | 1.1062 | 1.0589 | 0.92406 | 0.8943 | 0.81975 | 0.78677 | 0.74043
| Leading the Way | 61.0191 | 59.8925 | 57.4746 | 55.6462 | 53.8753 | 50.2117 | 42.0608 | 38.8525 | 36.1341 | 29.5434 | 22.8119 | 20.389 | 17.0508 | 14.1628 | 12.329 | 9.3055 | 7.1517 | 5.9174 | 4.4178 | 3.8122 | 2.6499 | 2.2104 | 1.5148 | 1.3215 | 1.1586 | 1.0886 | 0.93774 | 0.89944 | 0.82502 | 0.79038 | 0.7412
| Falling Short | 61.0191 | 60.5869 | 59.4406 | 58.6204 | 57.8319 | 55.9854 | 51.4552 | 51.1769 | 50.9208 | 50.6899 | 50.3941 | 50.0781 | 49.7654 | 49.4892 | 49.2416 | 49.0228 | 48.8637 | 48.7281 | 48.5956 | 48.4629 | 48.0637 | 47.6547 | 47.2658 | 46.8647 | 46.4712 | 46.016 | 45.5549 | 45.0701 | 44.6186 | 44.1424 | 43.6411
| Data Table | Emissions from industrial heat and processes 2020: WS2
| Sector | Emissions from industrial heat and processes 2020: Industrial Heat
| Sector | Emissions from industrial heat and processes 2020: Industrial Process

## EC.I.03
EC.I.03: Industrial demand in 2020 by end use
Return to: Main Menu
Return to: Chapter contents
Data from Energy Consumption in the UK (ECUK) 2021 (Table U4)
Energy consumption in the UK 2021 - GOV.UK (www.gov.uk)
|  | Electricity | Natural gas | Oil | Solid Fuel
| High Temperature Process | 8.4071 | 20.0603 | 1.8265 | 6.9649
| Low Temperature Process | 14.3599 | 37.4588 | 2.1506 | 2.6619
| Drying / Separation | 5.3057 | 11.2665 | 0.84849 | 1.3245
| Motors | 28.951 | 0 | 0 | 0
| Compressed Air | 7.9643 | 0 | 0 | 0
| Lighting | 2.2938 | 0 | 0 | 0
| Refrigeration | 4.9758 | 0 | 0 | 0
| Space Heating | 6.1793 | 10.0362 | 0.41211 | 1.054
| Other | 4.0747 | 10.6664 | 0.71473 | 1.3967
| Total | 82.5116 | 89.4882 | 5.9524 | 13.402

## EC.I.04
EC.I.04: Annual electricity demand for the industrial sector (excluding hydrogen production)
Return to: Main Menu
Return to: Chapter contents
Industrial Demand Excluding Hydrogen Production TWh | Industrial Demand excluding Hydrogen Production GWh
| Fiscal Year Beginning | 2015-01-01 | 2016-01-01 | 2017-01-01 | 2018-01-01 | 2019-01-01 | 2020-01-01 | 2021-01-01 | 2022-01-01 | 2023-01-01 | 2024-01-01 | 2025-01-01 | 2026-01-01 | 2027-01-01 | 2028-01-01 | 2029-01-01 | 2030-01-01 | 2031-01-01 | 2032-01-01 | 2033-01-01 | 2034-01-01 | 2035-01-01 | 2036-01-01 | 2037-01-01 | 2038-01-01 | 2039-01-01 | 2040-01-01 | 2041-01-01 | 2042-01-01 | 2043-01-01 | 2044-01-01 | 2045-01-01 | 2046-01-01 | 2047-01-01 | 2048-01-01 | 2049-01-01 | 2050-01-01
| History | 2015-01-01: 89180; 2016-01-01: 89849; 2017-01-01: 86862; 2018-01-01: 91888; 2019-01-01: 88512; 2020-01-01: 78274
| Consumer Transformation | [5 empty] | 78274 | 82699 | 80595 | 79562 | 79554 | 78937 | 78394 | 78337 | 79120 | 80374 | 82005 | 84047 | 87024 | 91239 | 96117 | 101193 | 106320 | 111128 | 115209 | 118649 | 121607 | 124630 | 127242 | 129494 | 131409 | 133095 | 134628 | 135919 | 137002 | 137655 | 138019
| System Transformation | [5 empty] | 78274 | 82773 | 80987 | 80366 | 80590 | 80214 | 79962 | 79665 | 79499 | 79454 | 79594 | 80068 | 80758 | 81612 | 82421 | 83405 | 84239 | 85249 | 86376 | 87523 | 88527 | 89757 | 91316 | 92691 | 94188 | 95712 | 96481 | 97157 | 97809 | 98316 | 98673
| Leading the Way | [5 empty] | 78274 | 82617 | 80284 | 79167 | 78999 | 78526 | 78327 | 78447 | 78891 | 79781 | 80964 | 82391 | 84248 | 86343 | 88276 | 89653 | 91072 | 92319 | 93395 | 94191 | 94828 | 95611 | 96335 | 97095 | 97790 | 98118 | 98378 | 98356 | 98301 | 98314 | 98246
| Falling Short | [5 empty] | 78274 | 82803 | 81241 | 81202 | 81998 | 82305 | 82508 | 82689 | 83024 | 83580 | 84421 | 85128 | 85868 | 86748 | 87636 | 88479 | 89254 | 90084 | 90957 | 91937 | 93194 | 94715 | 96266 | 97930 | 99570 | 101250 | 103001 | 104883 | 106862 | 109036 | 111057
| Five Year Forecast | 2020-01-01: 78274; 2021-01-01: 82793; 2022-01-01: 81057; 2023-01-01: 80568; 2024-01-01: 81100; 2025-01-01: 81129; 2026-01-01: 81134; 2027-01-01: 80988
Includes industrial demand and energy used to run non SMR CCS, and hydrogen storage
Electrolysis not included
For a breakdown of components please see sheet "ED1 Electricity Demand Summary"
Assumed levels of behind meter generation have not been deducted from the totals
Latter increases due to increasing electrification of processes, particularly heat
Consumer Transformation the highest due to electrification of most processes
System Transformation lower due to availability of hydrogen for processes
Leading the Way has both hydrogen and electrification
| Data Table | 2015-01-01: ED1
| Item | 2015-01-01: GBFES Customer Demand: Total Industrial (Excluding Electrolysis)
| Unit | 2015-01-01: GWh
| Fuel | 2015-01-01: Electricity
| Peak/Annual/Minimum | 2015-01-01: Annual [Fiscal]

## EC.I.05
EC.I.05: Annual natural gas demand for the industrial sector
Return to: Main Menu
Return to: Chapter contents
Industrial Demand
GWh/yr
| Calendar Year | 2010 | 2011 | 2012 | 2013 | 2014 | 2015 | 2016 | 2017 | 2018 | 2019 | 2020 | 2021 | 2022 | 2023 | 2024 | 2025 | 2026 | 2027 | 2028 | 2029 | 2030 | 2031 | 2032 | 2033 | 2034 | 2035 | 2036 | 2037 | 2038 | 2039 | 2040 | 2041 | 2042 | 2043 | 2044 | 2045 | 2046 | 2047 | 2048 | 2049 | 2050
| History | 2010: 140855.7952; 2011: 133316.1258; 2012: 133672.4009; 2013: 133262.4334; 2014: 123920.5854; 2015: 121133.0764; 2016: 126481.8246; 2017: 127679.7085; 2018: 135188.5246; 2019: 139571.8487; 2020: 138010.6262
| System Transformation | [10 empty] | 138010.6262 | 131882.3474 | 130144.9326 | 127128.7573 | 127333.3761 | 126362.8808 | 125041.5432 | 123686.2477 | 121449.3487 | 118370.15 | 114171.5909 | 108535.8529 | 102093.2127 | 94575.3775 | 86753.0148 | 78155.7052 | 69596.4122 | 61615.2399 | 54063.5454 | 47221.6663 | 40680.3657 | 34678.7807 | 29333.1013 | 24495.8274 | 20288.5621 | 16348.7467 | 12951.2835 | 10467.9396 | 8093.5199 | 6491.6689 | 5447.2515
| Consumer Transformation | [10 empty] | 138010.6262 | 131882.3474 | 129769.7178 | 126241.7926 | 125992.665 | 124158.3284 | 122608.4979 | 120306.38 | 117643.1086 | 113774.1013 | 109177.0364 | 103747.2974 | 97497.6533 | 90239.7325 | 81851.9281 | 72364.652 | 62799.2156 | 53898.7804 | 45980.8758 | 39303.577 | 33608.7643 | 28806.9646 | 24821.7365 | 21285.2241 | 18173.9215 | 15696.2046 | 13343.5242 | 11394.1043 | 9565.3982 | 8117.3749 | 7272.6069
| Leading the Way | [10 empty] | 138010.6262 | 131882.3474 | 129026.9877 | 125424.4416 | 124930.2727 | 123221.8251 | 121172.4159 | 118122.6658 | 113852.7463 | 108317.4324 | 101645.7665 | 94077.8853 | 85284.3728 | 75908.8843 | 66292.2805 | 57089.6811 | 48963.0707 | 41656.6435 | 34996.0008 | 29053.9957 | 24242.3267 | 20506.6446 | 17494.0437 | 14601.4174 | 11941.2451 | 9703.4543 | 7769.0065 | 6565.6975 | 6046.5202 | 5750.7309 | 5586.6507
| Falling Short | [10 empty] | 138010.6262 | 131882.3474 | 129789.3974 | 127572.7317 | 128155.4835 | 127476.7062 | 126867.67 | 126232.2332 | 125702.8204 | 125301.5427 | 124506.0937 | 123563.1291 | 122608.8644 | 121846.2537 | 121236.7729 | 120789.6958 | 120715.1696 | 120793.6218 | 120896.1793 | 121001.1614 | 119238.2321 | 117333.6614 | 115498.4569 | 113495.7123 | 111464.8509 | 108864.4952 | 106100.7009 | 103017.9407 | 100069.4312 | 96767.6253 | 93084.8673
| Five Year Forecast | 2020: 138010.6262; 2021: 131882.3474; 2022: 129575.0897; 2023: 126303.2354; 2024: 126160.7434; 2025: 124862.9678; 2026: 123916.7961; 2027: 123055.8905
| Data Table | 2010: ED3
| Sector | 2010: Annual end-use gas demand from industry
| Fuel | 2010: gas
| Technology | 2010: Industrial demand
| Time | 2010: Annuals
| Units | 2010: GWh

## EC.I.06
EC.I.06: Annual hydrogen demand for the industrial sector
Return to: Main Menu
Return to: Chapter contents
| Industrial hydrogen demand | Industrial hydrogen demand
TWh/yr
|  | Calendar Year | 2020-01-01 | 2021-01-01 | 2022-01-01 | 2023-01-01 | 2024-01-01 | 2025-01-01 | 2026-01-01 | 2027-01-01 | 2028-01-01 | 2029-01-01 | 2030-01-01 | 2031-01-01 | 2032-01-01 | 2033-01-01 | 2034-01-01 | 2035-01-01 | 2036-01-01 | 2037-01-01 | 2038-01-01 | 2039-01-01 | 2040-01-01 | 2041-01-01 | 2042-01-01 | 2043-01-01 | 2044-01-01 | 2045-01-01 | 2046-01-01 | 2047-01-01 | 2048-01-01 | 2049-01-01 | 2050-01-01
|  | Consumer Transformation | 0 | 0 | 0 | 0 | 0 | 0 | 0 | 0.24843 | 0.4922 | 0.88966 | 1.3749 | 2.0561 | 2.9415 | 4.0222 | 5.1717 | 6.2903 | 7.2874 | 8.1145 | 8.7672 | 9.272 | 9.6565 | 9.9481 | 10.1672 | 10.3404 | 10.507 | 10.6213 | 10.733 | 10.8251 | 10.918 | 11.0112 | 11.1094
|  | System Transformation | 0 | 0 | 0 | 0 | 0 | 0 | 0.4889 | 1.121 | 2.5635 | 4.7943 | 7.7398 | 11.7738 | 16.6114 | 22.6559 | 29.0845 | 35.6163 | 42.1476 | 48.3 | 54.0794 | 59.2828 | 63.9224 | 68.1513 | 71.8701 | 75.2178 | 78.2438 | 81.1385 | 83.5263 | 85.151 | 86.6654 | 87.3789 | 87.7331
|  | Leading the Way | 0 | 0 | 0 | 0 | 0 | 0.24557 | 0.77654 | 1.3385 | 2.6135 | 4.4748 | 7.0412 | 10.1375 | 13.6146 | 17.7462 | 22.1618 | 26.6447 | 30.7556 | 34.2768 | 37.5374 | 40.47 | 43.0461 | 45.1194 | 46.8525 | 48.5242 | 50.1335 | 51.3612 | 52.4473 | 53.3816 | 53.758 | 54.0008 | 54.231
|  | Falling Short | 0 | 0 | 0 | 0 | 0 | 0 | 0.15888 | 0.31452 | 0.50809 | 0.70119 | 1.0149 | 1.3558 | 1.7416 | 2.12 | 2.5444 | 2.9744 | 3.41 | 3.8765 | 4.3479 | 4.8138 | 5.3538 | 5.898 | 6.3586 | 6.8171 | 7.213 | 7.6059 | 7.9462 | 8.2866 | 8.5782 | 8.8719 | 9.1266
|  | Five Year View | 2029-01-01: 0; 2030-01-01: 0; 2031-01-01: 0; 2032-01-01: 0; 2033-01-01: 0; 2034-01-01: 0; 2035-01-01: 0
|  | Data Table | 2020-01-01: WS1
|  | Fuel type | 2020-01-01: Hydrogen
|  | Unit | 2020-01-01: TWh
|  | Category | 2020-01-01: Demand
|  | Sector | 2020-01-01: Industrial
Commercial hydrogen demand TWh

## EC.I.08
EC.I.08: Industrial Demand Side Response
Return to: Main Menu
Return to: Chapter contents
| Industrial Demand Side Response | Industrial Demand Side Response
% reduction of peak
|  | Scenario | 2020 | 2021 | 2022 | 2023 | 2024 | 2025 | 2026 | 2027 | 2028 | 2029 | 2030 | 2031 | 2032 | 2033 | 2034 | 2035 | 2036 | 2037 | 2038 | 2039 | 2040 | 2041 | 2042 | 2043 | 2044 | 2045 | 2046 | 2047 | 2048 | 2049 | 2050
|  | Consumer Transformation | 8.039% | 7.02% | 7.095% | 7.605% | 8.445% | 9.824% | 10.95% | 11.39% | 11.78% | 12.39% | 13.86% | 15.17% | 17.14% | 19.17% | 20.89% | 23.29% | 25.58% | 27.1% | 28.44% | 29.34% | 30.29% | 30.8% | 31.6% | 32.47% | 33.14% | 33.83% | 34.51% | 35.12% | 35.67% | 36.12% | 36.12%
|  | System Transformation | 8.039% | 7.02% | 6.753% | 6.5% | 6.243% | 6.791% | 7.644% | 8.216% | 8.106% | 7.704% | 7.353% | 7.555% | 9.177% | 10.99% | 11.73% | 12.44% | 13.47% | 15.03% | 15.82% | 16.18% | 16.22% | 16.09% | 16.07% | 16.09% | 16.17% | 16.11% | 16.01% | 15.87% | 15.75% | 15.88% | 15.89%
|  | Leading the Way | 8.039% | 7.02% | 7.272% | 8.082% | 9.099% | 10.62% | 11.69% | 12.03% | 12.2% | 12.68% | 14.04% | 15.35% | 16.57% | 17.34% | 17.93% | 19.36% | 20.9% | 21.75% | 22.27% | 22.43% | 22.51% | 22.44% | 22.64% | 22.95% | 23.14% | 23.35% | 23.55% | 23.67% | 23.74% | 23.83% | 23.95%
|  | Falling Short | 8.039% | 7.02% | 4.873% | 4.642% | 9.546% | 10.25% | 3.959% | 3.79% | 3.614% | 3.408% | 3.237% | 3.152% | 3.261% | 3.768% | 4.484% | 4.79% | 5.175% | 5.481% | 5.823% | 6.296% | 6.82% | 7.189% | 7.672% | 8.198% | 8.552% | 8.793% | 9.02% | 9.252% | 9.498% | 9.755% | 10.06%
|  | Five Year Forecast | 2020: 8.039%; 2021: 7.02%; 2022: 7.045%; 2023: 7.042%; 2024: 7.016%; 2025: 6.993%; 2026: 6.903%; 2027: 6.951%
|  | Data Table | 2020: FLX1
|  | Flexibility sub-type | 2020: Demand side flexibility
|  | Data item | 2020: Demand side response
Unit | bar: 2020
|  | Fuel | 2020: Electricity
|  | Detail | 2020: Demand side response as % of peak industrial demand

## EC Com ->
The Energy Consumer: Commercial
Chapter Section | Subsection | Figure Title | Figure Number
The Energy Consumer | The Energy Consumer: Commercial (EC Com ->) | EC.C.01: Annual commercial energy demand | EC.C.01
|  | EC.C.02: Emissions from the commercial sector | EC.C.02
|  | EC.C.03: Commercial demand in 2020 by fuel and subsector | EC.C.03
|  | EC.C.04: Annual electricity demand for the commercial sector (excluding hydrogen production) | EC.C.04
|  | EC.C.05: Annual natural gas demand for the commercial sector | EC.C.05
|  | EC.C.06: Annual hydrogen demand for the commercial sector | EC.C.06
|  | EC.C.07: Net additional annual electricity demand for data centres | EC.C.07
|  | EC.C.08: Overall commercial heating technology mix | EC.C.08
|  | EC.C.09: Annual savings in underlying heat demand for the commercial sector | EC.C.09
|  | EC.C.10: Regional deployment of commercial heating technologies, in Leading the Way in 2035 | EC.C.10
|  | EC.C.11: Commercial heating peak shaving by technology | EC.C.11

## EC.C.01
EC.C.01: Annual commercial energy demand
Return to: Main Menu
Return to: Chapter contents
| Total commercial demand (excluding electric vehicles) |  |  |  |  | Total commercial demand (excluding electric vehicles)
TWh
[7 empty] | System Transformation |  | Consumer Transformation | System Transformation | Leading the Way | Falling Short | Consumer Transformation | System Transformation | Leading the Way | Falling Short
[7 empty] | 2021 |  | 2035 |  |  |  | 2050
[9 empty] | CT | ST | LW | FS | CT | ST | LW | FS
[6 empty] | Electricity | 82.797 |  | 115.09 | 102.285 | 115.117 | 98.494 | 140.573 | 117.913 | 134.242 | 112.005
[6 empty] | Natural gas | 87.7679 |  | 43.5452 | 64.6792 | 44.5399 | 106.3963 | 6.3509 | 6.0528 | 5.7662 | 107.8053
[6 empty] | Hydrogen | 0 |  | 0.83588 | 12.5245 | 7.6871 | 0 | 2.1284 | 45.9932 | 21.4169 | 0
[6 empty] | Oil/Petroleum | 30.2697 |  | 7.9563 | 8.0632 | 5.6437 | 17.9446 | 0 | 0 | 0 | 10.3674
[6 empty] | Bioenergy + Other | 13.0254 |  | 7.6183 | 7.3282 | 7.9115 | 7.0632 | 8.83 | 6.37 | 8.08 | 1.73
[6 empty] | Total | 213.86 |  | 175.0457 | 194.8801 | 180.8992 | 229.8981 | 157.8823 | 176.3289 | 169.5051 | 231.9077
[6 empty] | 2021 data sources | Electricity |  |  | Electricity modelling process
[7 empty] | Natural Gas |  |  | Weather corrected demand D+5 closed out data from Xoserve
[7 empty] | Blended Gas |  |  | Blending of gas assumes 7% hydrogen energy blending (larger by volume) with the remainder natural gas. Blanded gas = total gas, methane + H2
[7 empty] | Oil/Petroleum |  |  | ECUK: End uses data table U2 (2021 Dataset) Oil - data is for 2020 year
|  | To | Subject | Sent | Size |  | Bioenergy + Other |  |  | ECUK: End uses data table U2 (2021 Dataset) Bioenergy + Waste + Solid Fuel - data is for 2020 year. Heat sold not included
|  | Haffner (ESO), Alex; Shona Devabhai; Gemma Marsh; 'National Grid ESO' | RE: FES 2022 Confirmed chart data - tranche 6 | 18:04 | 50 KB
Electrolysis and gas demand for hydrogen production not included
[6 empty] | Data Table | ED1
[6 empty] | Item | GBFES Customer Demand: Commercial with Micro-generation Included | Commercial Electric Vehicles Demand (EVs)
[6 empty] | Unit | GWh
[6 empty] | Fuel | Electricity
[6 empty] | Peak/Annual/Minimum | Annual [Fiscal]
[6 empty] | Data Table | ED3
[6 empty] | Sector | Annual end-use gas demand from the commercial sector
[6 empty] | Fuel | gas
[6 empty] | Technology | Industrial demand
[6 empty] | Time | Annuals
[6 empty] | Units | GWh
[6 empty] | Data Table | WS1
[6 empty] | Fuel type | Hydrogen
[6 empty] | Unit | TWh
[6 empty] | Category | Demand
[6 empty] | Sector | Commercial

## EC.C.02
EC.C.02: Emissions from the commercial sector
Return to: Main Menu
Return to: Chapter contents | Emissions from commercial heat
Emissions from commercial heat | MtCO2e | Emissions from commercial heat
|  | 2020 | 2021 | 2022 | 2023 | 2024 | 2025 | 2026 | 2027 | 2028 | 2029 | 2030 | 2031 | 2032 | 2033 | 2034 | 2035 | 2036 | 2037 | 2038 | 2039 | 2040 | 2041 | 2042 | 2043 | 2044 | 2045 | 2046 | 2047 | 2048 | 2049 | 2050
| Consumer Transformation | 18.3004 | 17.5279 | 16.7553 | 16.7553 | 16.6664 | 16.3189 | 15.8758 | 15.2049 | 14.3832 | 13.5291 | 12.6483 | 11.7527 | 10.835 | 9.9076 | 8.9723 | 8.0289 | 7.0041 | 5.9659 | 5.0336 | 4.3154 | 3.6876 | 3.1208 | 2.7484 | 2.4989 | 2.2583 | 2.0759 | 1.8759 | 1.6905 | 1.5089 | 1.333 | 1.171
| System Transformation | 18.3004 | 17.8056 | 17.3108 | 17.3108 | 17.6071 | 17.7258 | 17.7863 | 17.6379 | 17.3122 | 16.8439 | 16.2838 | 15.5218 | 14.6344 | 13.7388 | 12.8399 | 11.9256 | 10.9256 | 9.8374 | 8.745 | 7.6511 | 6.5563 | 5.4795 | 4.5427 | 3.764 | 3.1076 | 2.5403 | 2.16 | 1.8916 | 1.6265 | 1.3643 | 1.116
| Leading the Way | 18.3004 | 17.3445 | 16.3886 | 16.3886 | 16.6129 | 16.4004 | 16.004 | 15.3222 | 14.5916 | 13.8029 | 12.8827 | 11.964 | 11.0362 | 10.1005 | 9.1598 | 8.2123 | 7.2063 | 6.1874 | 5.1635 | 4.1746 | 3.4239 | 2.8295 | 2.4732 | 2.1553 | 1.8823 | 1.734 | 1.5804 | 1.4308 | 1.2842 | 1.1424 | 1.0632
| Falling Short | 18.3004 | 17.9815 | 17.6625 | 17.6625 | 18.0875 | 18.3443 | 18.5738 | 18.7177 | 18.8422 | 18.9256 | 18.9797 | 19.1512 | 19.2671 | 19.3802 | 19.4961 | 19.6174 | 19.7795 | 19.9086 | 20.0072 | 20.0779 | 20.129 | 20.1686 | 20.2255 | 20.2782 | 20.3229 | 20.3013 | 20.2141 | 20.1434 | 20.0647 | 19.9758 | 19.8771
| Data Table | Emissions from commercial heat 2020: WS2
| Sector | Emissions from commercial heat 2020: Service Heat

## EC.C.03
EC.C.03: Commercial demand in 2020 by fuel and subsector
Return to: Main Menu
Return to: Chapter contents
Data from Energy Consumption in the UK (ECUK) 2021 (Table U5)
Energy consumption in the UK 2021 - GOV.UK (www.gov.uk)
|  | Electricity | Natural gas | Bioenergy & waste | Oil
| Heating | 7.6707 | 66.5147 | 11.5322 | 17.5725
| Hot Water | 1.6279 | 8.8286 | 1.4932 | 2.8194
| Catering | 7.6465 | 6.4568 | 0 | 8.8015
| Cooling and Ventilation | 10.6866 | 0.02771 | 0 | 0.47087
| Lighting | 18.2026 | 0 | 0 | 0
| Computing | 8.2895 | 0 | 0 | 0
| Other | 25.5762 | 6.7551 | 0 | 0.68379
| Total | 79.6999 | 88.5828 | 13.0254 | 30.348

## EC.C.04
EC.C.04: Annual electricity demand for the commercial sector (excluding hydrogen production)
Return to: Main Menu
Return to: Chapter contents
Commercial Demand Excluding Rail and Road Transport TWh |  | Commercial demand excluding Rail and Road Transport GWh
|  | Year Beginning | 2015-01-01 | 2016-01-01 | 2017-01-01 | 2018-01-01 | 2019-01-01 | 2020-01-01 | 2021-01-01 | 2022-01-01 | 2023-01-01 | 2024-01-01 | 2025-01-01 | 2026-01-01 | 2027-01-01 | 2028-01-01 | 2029-01-01 | 2030-01-01 | 2031-01-01 | 2032-01-01 | 2033-01-01 | 2034-01-01 | 2035-01-01 | 2036-01-01 | 2037-01-01 | 2038-01-01 | 2039-01-01 | 2040-01-01 | 2041-01-01 | 2042-01-01 | 2043-01-01 | 2044-01-01 | 2045-01-01 | 2046-01-01 | 2047-01-01 | 2048-01-01 | 2049-01-01 | 2050-01-01
|  | History | 2015-01-01: 94108; 2016-01-01: 91650; 2017-01-01: 86847; 2018-01-01: 89410; 2019-01-01: 90302; 2020-01-01: 73386
|  | Consumer Transformation | [5 empty] | 73386 | 78169 | 78620 | 79306 | 80768 | 82012 | 84049 | 86583 | 89801 | 93035 | 95578 | 98030 | 100673 | 103387 | 106064 | 108641 | 111478 | 114422 | 117186 | 119690 | 121987 | 124000 | 125431 | 126215 | 127000 | 127710 | 128480 | 129256 | 129996 | 130698 | 131311
|  | System Transformation | [5 empty] | 73386 | 78218 | 79043 | 79816 | 80711 | 81141 | 82106 | 83339 | 85160 | 87081 | 88669 | 90149 | 91698 | 93315 | 94830 | 96165 | 97399 | 98722 | 100120 | 101589 | 103074 | 104446 | 105536 | 106197 | 106663 | 107043 | 107573 | 108095 | 108615 | 109120 | 109564
|  | Leading the Way | [5 empty] | 73386 | 78023 | 77978 | 78501 | 79970 | 81760 | 84539 | 87588 | 90913 | 94047 | 96435 | 98575 | 100961 | 103425 | 105864 | 108174 | 110548 | 113053 | 115519 | 117604 | 118781 | 119545 | 119998 | 120398 | 120802 | 121205 | 121756 | 122288 | 122798 | 123250 | 123520
|  | Falling Short | [5 empty] | 73386 | 77839 | 78067 | 79799 | 81326 | 82229 | 83250 | 84268 | 85427 | 86600 | 87871 | 88900 | 90010 | 91276 | 92385 | 93302 | 93782 | 94217 | 94644 | 95203 | 95984 | 96962 | 97961 | 98978 | 100008 | 100959 | 102037 | 103059 | 104072 | 105092 | 105978
|  | Five Year Forecast | 2020-01-01: 73386; 2021-01-01: 77807; 2022-01-01: 77611; 2023-01-01: 78789; 2024-01-01: 80099; 2025-01-01: 80998; 2026-01-01: 82173; 2027-01-01: 83431
Rail traction demand not included
Demand from commercial electric vehicles not included
For a breakdown of components please see sheet "ED1 Electricity Demand Summary"
Assumed levels of behind meter generation have not been deducted from the totals
Latter increases due to increasing electrification of processes, particularly heat
Consumer Transformation the highest due to electrification of most processes
System Transformation lower due to availability of hydrogen for processes
Leading the Way has both hydrogen and electrification
| Data Table | ED1
| Item | Total Commercial Demand inc EV, Heat Pumps, District Heat, Rail Traction, No directs | 2015-01-01: I&C Rail Traction Demand
| Unit | GWh
| Fuel | Electricity
| Peak/Annual/Minimum | Annual [Fiscal]

## EC.C.05
EC.C.05: Annual natural gas demand for the commercial sector
Return to: Main Menu
Return to: Chapter contents
Commercial Demand
GWh/yr
| Calendar Year | 2010 | 2011 | 2012 | 2013 | 2014 | 2015 | 2016 | 2017 | 2018 | 2019 | 2020 | 2021 | 2022 | 2023 | 2024 | 2025 | 2026 | 2027 | 2028 | 2029 | 2030 | 2031 | 2032 | 2033 | 2034 | 2035 | 2036 | 2037 | 2038 | 2039 | 2040 | 2041 | 2042 | 2043 | 2044 | 2045 | 2046 | 2047 | 2048 | 2049 | 2050
| History | 2010: 101597.7733; 2011: 85415.8748; 2012: 99127.6013; 2013: 102087.6098; 2014: 85843.7762; 2015: 91763.5046; 2016: 94332.9363; 2017: 91714.3394; 2018: 91634.7978; 2019: 93360.3787; 2020: 93279.1834; 2021: 87767.8779
| Consumer Transformation | [11 empty] | 87767.8779 | 90424.565 | 90874.007 | 90391.7729 | 88506.7365 | 86103.8875 | 82465.0622 | 78008.3603 | 73375.9856 | 68598.8875 | 63741.6236 | 58764.4935 | 53734.7593 | 48662.0978 | 43545.2085 | 37987.405 | 32356.7355 | 27299.9346 | 23404.931 | 20000.0388 | 16926.0973 | 14906.109 | 13553.138 | 12248.217 | 11258.7551 | 10174.0617 | 9168.6181 | 8183.6148 | 7229.7582 | 6350.8924
| System Transformation | [11 empty] | 87767.8779 | 92411.9604 | 93886.4468 | 95493.6368 | 96137.4864 | 96465.5563 | 95660.5701 | 93894.3187 | 91354.2525 | 88316.3903 | 84183.9596 | 79370.9259 | 74513.3158 | 69638.0172 | 64679.2468 | 59256.1528 | 53353.7925 | 47428.9566 | 41496.6164 | 35558.4726 | 29718.2517 | 24637.7345 | 20414.5928 | 16854.157 | 13777.6288 | 11714.7043 | 10259.4034 | 8821.6089 | 7399.2265 | 6052.7677
| Leading the Way | [11 empty] | 87767.8779 | 87633.7966 | 88884.9787 | 90101.2251 | 88949.0214 | 86799.1601 | 83100.9698 | 79138.7854 | 74861.2699 | 69870.5172 | 64887.79 | 59855.9922 | 54780.8921 | 49679.1156 | 44539.9049 | 39084.1178 | 33557.9965 | 28004.7607 | 22641.4556 | 18569.7771 | 15345.8439 | 13413.4187 | 11689.2538 | 10208.574 | 9404.6423 | 8571.4403 | 7759.9779 | 6964.7922 | 6195.763 | 5766.1758
| Falling Short | [11 empty] | 87767.8779 | 93608.9119 | 95794.0033 | 98098.7656 | 99491.8547 | 100736.3609 | 101517.1306 | 102192.477 | 102644.7312 | 102937.9216 | 103868.1413 | 104496.5567 | 105109.9382 | 105738.843 | 106396.3325 | 107275.7861 | 107976.0063 | 108510.7732 | 108894.3349 | 109171.0187 | 109386.1075 | 109694.5477 | 109980.4356 | 110223.0792 | 110105.7016 | 109632.5915 | 109249.3917 | 108822.5753 | 108340.286 | 107805.297
| Five Year Forecast | 2021: 87767.8779; 2022: 93802.2237; 2023: 95215.2486; 2024: 97190.078; 2025: 98149.4565; 2026: 99183.7723; 2027: 99848.0585
| Data Table | 2010: ED3
| Sector | 2010: Annual end-use gas demand from the commercial sector
| Fuel | 2010: gas
| Technology | 2010: Commercial demand
| Time | 2010: Annuals
| Units | 2010: GWh

## EC.C.06
EC.C.06: Annual hydrogen demand for the commercial sector
Return to: Main Menu
Return to: Chapter contents
| Commercial hydrogen demand | Commercial hydrogen demand
TWh/yr
|  | Calendar Year | 2020-01-01 | 2021-01-01 | 2022-01-01 | 2023-01-01 | 2024-01-01 | 2025-01-01 | 2026-01-01 | 2027-01-01 | 2028-01-01 | 2029-01-01 | 2030-01-01 | 2031-01-01 | 2032-01-01 | 2033-01-01 | 2034-01-01 | 2035-01-01 | 2036-01-01 | 2037-01-01 | 2038-01-01 | 2039-01-01 | 2040-01-01 | 2041-01-01 | 2042-01-01 | 2043-01-01 | 2044-01-01 | 2045-01-01 | 2046-01-01 | 2047-01-01 | 2048-01-01 | 2049-01-01 | 2050-01-01
|  | Consumer Transformation | 0 | 0 | 0 | 0 | 0 | 0 | 0 | 0.033102 | 0.066203 | 0.13241 | 0.19861 | 0.26481 | 0.40755 | 0.55033 | 0.69314 | 0.83588 | 0.97861 | 1.1213 | 1.2639 | 1.4065 | 1.5491 | 1.6917 | 1.8338 | 1.9095 | 1.9849 | 2.06 | 2.1284 | 2.1284 | 2.1284 | 2.1284 | 2.1284
|  | System Transformation | 0 | 0 | 0 | 0 | 0 | 0 | 0 | 0 | 0.52963 | 1.0593 | 1.6148 | 3.3546 | 5.6865 | 7.973 | 10.2508 | 12.5245 | 15.201 | 17.9936 | 20.8831 | 23.8317 | 26.8336 | 29.9384 | 33.0356 | 35.5699 | 38.0799 | 40.5787 | 41.8947 | 42.7861 | 43.7879 | 44.8724 | 45.9932
|  | Leading the Way | 0 | 0 | 0 | 0 | 0.13241 | 0.26481 | 0.52963 | 0.79444 | 1.0593 | 1.3647 | 2.0534 | 3.1959 | 4.3285 | 5.4504 | 6.5676 | 7.6871 | 8.9822 | 10.3655 | 11.7678 | 13.1647 | 14.2417 | 15.3604 | 16.4656 | 17.5671 | 18.6114 | 19.3587 | 19.6796 | 20.1081 | 20.5448 | 20.9751 | 21.4169
|  | Falling Short | 0 | 0 | 0 | 0 | 0 | 0 | 0 | 0 | 0 | 0 | 0 | 0 | 0 | 0 | 0 | 0 | 0 | 0 | 0 | 0 | 0 | 0 | 0 | 0 | 0 | 0 | 0 | 0 | 0 | 0 | 0
|  | Five Year View | 2029-01-01: 0; 2030-01-01: 0; 2031-01-01: 0; 2032-01-01: 0; 2033-01-01: 0; 2034-01-01: 0; 2035-01-01: 0
|  | Data Table | 2020-01-01: WS1
|  | Fuel type | 2020-01-01: Hydrogen
|  | Unit | 2020-01-01: TWh
|  | Category | 2020-01-01: Demand
|  | Sector | 2020-01-01: Commercial

## EC.C.07
EC.C.07: Net additional annual electricity demand for data centres
Return to: Main Menu
Return to: Chapter contents
| Net additional annual electricity demand for data centres | Net additional annual electricity demand for data centres
GWh/yr
|  | Calendar Year | 2020-01-01 | 2021-01-01 | 2022-01-01 | 2023-01-01 | 2024-01-01 | 2025-01-01 | 2026-01-01 | 2027-01-01 | 2028-01-01 | 2029-01-01 | 2030-01-01 | 2031-01-01 | 2032-01-01 | 2033-01-01 | 2034-01-01 | 2035-01-01 | 2036-01-01 | 2037-01-01 | 2038-01-01 | 2039-01-01 | 2040-01-01 | 2041-01-01 | 2042-01-01 | 2043-01-01 | 2044-01-01 | 2045-01-01 | 2046-01-01 | 2047-01-01 | 2048-01-01 | 2049-01-01 | 2050-01-01
|  | Consumer Transformation | 0 | 195.2229 | 374.214 | 445.6751 | 953.3251 | 1820.0187 | 2990.9081 | 4356.7096 | 5966.8082 | 7530.1622 | 8620.7295 | 9325.5181 | 9753.6331 | 10545.8949 | 11147.1934 | 11600.955 | 12064.8766 | 12519.981 | 12935.8789 | 13302.714 | 13602.1469 | 13822.4132 | 13950.5056 | 14041.2537 | 14125.4501 | 14203.4449 | 14275.9862 | 14343.5479 | 14406.5984 | 14465.4834 | 14520.5227
|  | System Transformation | 0 | 126.5333 | 242.6414 | 57.6773 | 139.6758 | 452.8817 | 959.6213 | 1652.972 | 2505.4382 | 3317.068 | 4086.6581 | 4790.6245 | 5222.6208 | 6021.1406 | 6640.6387 | 7102.9238 | 7433.8667 | 7649.0132 | 7860.7265 | 8114.2134 | 8396.3595 | 8660.1365 | 8892.8561 | 9091.3726 | 9250.5839 | 9367.3135 | 9437.6648 | 9491.9272 | 9542.5215 | 9589.7411 | 9633.8592
|  | Leading the Way | 0 | 227.76 | 436.3729 | 654.5394 | 1403.8731 | 2577.242 | 4105.7769 | 5855.3642 | 7877.7031 | 9839.0776 | 11222.0629 | 12152.7368 | 12776.9306 | 13760.4587 | 14563.473 | 15250.6384 | 15981.9252 | 16701.3726 | 17361.0607 | 17943.8648 | 18419.98 | 18770.4811 | 18974.6472 | 19113.9554 | 19243.4599 | 19363.7287 | 19475.713 | 19580.0764 | 19677.464 | 19768.3867 | 19853.3182
|  | Falling Short | 0 | 91.104 | 175.941 | 0 | 0 | 0 | 0 | 196.9294 | 617.6214 | 1050.3626 | 1420.8103 | 1794.1939 | 2128.8589 | 2896.8831 | 3483.1007 | 3926.5579 | 4231.534 | 4413.1932 | 4477.1218 | 4528.887 | 4587.9798 | 4655.3805 | 4726.7013 | 4789.0177 | 4842.4716 | 4887.1034 | 4922.2293 | 4947.5503 | 4962.525 | 4974.7069 | 4985.95
|  | Five Year Forecast | 2020-01-01: 0; 2021-01-01: 139.1867; 2022-01-01: 268.7295; 2023-01-01: 131.597; 2024-01-01: 299.6872; 2025-01-01: 734.5305; 2026-01-01: 1400.4483; 2027-01-01: 2290.1879
Note
Data centre demands here are net additional demands for data centres, made up of the growth in dedicated data centre capacity, offset by a reduction in on-premesis computing demand
For this reason they do not match total demand figures for data centres in ED1 which are:
GB Customer Demand: Commercial Data Centres - Direct Transmission Customers
GB Customer Demand: Commercial Data Centres - Distribution System Customers

## EC.C.08
EC.C.08: Overall commercial heating technology mix
Return to: Main Menu
Return to: Chapter contents
Overall heating technology mix | Overall heating technology mix
[13 empty] | Five Year Forecast | Consumer Transformation | System Transformation | Leading the Way | Falling Short | Consumer Transformation | System Transformation | Leading the Way | Falling Short
| Number of homes | 2021 | 2035 |  |  |  | 2050 |  |  |  | Category | Number of homes | 2021 | 2035 |  |  |  | 2050
|  |  | CT | ST | LW | FS | CT | ST | LW | FS |  |  |  | CT | ST | LW | FS | CT | ST | LW | FS
| Gas boiler | 384959.5088 | 192958.5382 | 302637.95 | 217093.3509 | 470725.9412 | 6209.698 | 9200.1417 | 5260.1301 | 411268.448 | ASHP | ASHP | 5744.6986 | 237834.4557 | 163490.8441 | 212880.289 | 72057.818 | 390877.6859 | 274458.4285 | 271312.1352 | 146646.6788
| Direct electric | 397442.2479 | 153371.3564 | 157261.1925 | 108883.1071 | 375562.4437 | 85573.3857 | 20798.5265 | 54905.6548 | 392975.5256 | Biofuel boiler and hybrids | Biofuel boiler | 0.94943 | 22407.4579 | 10900.1976 | 27136.6598 | 14.9921 | 27563.2688 | 22846.4191 | 29374.6799 | 439.0761
| GSHP | 5510.2378 | 196480.8211 | 127189.111 | 178303.5413 | 51267.9619 | 369458.1649 | 280281.5351 | 331912.4268 | 134372.3168 | Biofuel boiler and hybrids | Biomass boiler | 14318.7772 | 6730.1235 | 5347.9701 | 5762.3431 | 0 | 21922.0288 | 14946.358 | 15985.9845 | 280.1392
| ASHP | 7299.1849 | 360418.1661 | 245919.254 | 317738.9985 | 79002.3241 | 565441.1094 | 411231.6724 | 431962.7365 | 215643.6641 | Biofuel boiler and hybrids | Biomass CHP | 0.0011788 | 4108.0527 | 3938.7076 | 3877.0138 | 0.048789 | 7816.595 | 6626.4451 | 6770.9404 | 1513.1929
| Hybrid (ASHP + Hydrogen boiler) | 0 | 0 | 40764.103 | 35146.0805 | 0 | 0 | 178370.8624 | 112608.5553 | 0 | District heating | Community | 2420.3708 | 14238.9826 | 14228.0568 | 14846.1851 | 51424.5896 | 14145.7323 | 10729.6775 | 11497.6621 | 55165.5047
| Hydrogen boiler | 0 | 0 | 47685.8281 | 28707.6799 | 0 | 0 | 178576.0491 | 115261.295 | 0 | District heating | DH | 1763.364 | 107617.0284 | 105325.6004 | 120376.6705 | 38975.9001 | 170397.0963 | 139748.0313 | 153720.0251 | 66653.6656
| Biofuel boiler and hybrids | 14755.3395 | 52085.7461 | 36712.0439 | 56522.6288 | 1819.8857 | 83975.3858 | 66381.5468 | 78172.5841 | 5685.658 | Direct electric | Electric resistive | 397442.2479 | 144610.4839 | 154268.8774 | 101009.2061 | 375562.4437 | 28369.0386 | 14868.5659 | 10270.6969 | 392975.3288
| District heating | 4183.7348 | 121856.0109 | 119553.6572 | 135222.8556 | 90400.4898 | 184542.8286 | 150477.7088 | 165217.6872 | 121819.1702 | Direct electric | Electric storage | 0 | 8760.8726 | 2992.3152 | 7873.9011 | 0 | 57204.3472 | 5929.9606 | 44634.958 | 0.19675
| Other | 84813.1159 | 13176.3809 | 12623.8801 | 12728.7771 | 21099.5961 | 167.3124 | 49.8422 | 66.8151 | 12665.8952 | Gas boiler | Gas boiler | 362563.4727 | 192958.5382 | 302637.95 | 217093.3509 | 470725.9412 | 6209.698 | 9200.1417 | 5260.1301 | 411268.448
[11 empty] | Gas boiler | Gas CHP | 22396.0361 | 0 | 0 | 0 | 0 | 0 | 0 | 0 | 0
[11 empty] | GSHP | GSHP | 5510.2378 | 196480.8211 | 127189.111 | 178303.5413 | 51267.9619 | 369458.1649 | 280281.5351 | 331912.4268 | 134372.3168
[11 empty] | Biofuel boiler and hybrids | Hybrid (ASHP + Biofuel boiler) | 435.6117 | 18840.1121 | 16525.1685 | 19746.6121 | 1804.8448 | 26673.4932 | 21962.3246 | 26040.9793 | 3453.2498
[11 empty] | ASHP | Hybrid (ASHP + Electric resistive) | 1554.4863 | 122583.7104 | 82428.4099 | 104858.7095 | 6944.5061 | 174563.4235 | 136773.2438 | 160650.6013 | 68996.9854
[11 empty] | Hybrid (ASHP + Hydrogen boiler) | Hybrid (ASHP + Hydrogen boiler) | 0 | 0 | 40764.103 | 35146.0805 | 0 | 0 | 178370.8624 | 112608.5553 | 0
[11 empty] | ASHP | Hybrid (ASHP + Solar thermal) | 0 | 0 | 0 | 0 | 0 | 0 | 0 | 0 | 0
[11 empty] | Hydrogen boiler | Hydrogen boiler | 0 | 0 | 47685.8281 | 28707.6799 | 0 | 0 | 178576.0491 | 115261.295 | 0
[11 empty] | Other | Oil boiler | 84813.1159 | 13176.3809 | 12623.8801 | 12728.7771 | 21099.5961 | 167.3124 | 49.8422 | 66.8151 | 12665.8952
[12 empty] | Total | 898963.3697 | 1090347.0197 | 1090347.0197 | 1090347.0197 | 1089878.6425 | 1295367.8849 | 1295367.8849 | 1295367.8849 | 1294430.6778
Others includes biomass, waste heat
Oil boiler includes LPG, solid fuel, waste
| Data Table | ED3
| Sector | Non-Domestic
Fuel
Technology
Time
| Units | number

## EC.C.09
EC.C.09: Annual savings in underlying heat demand for the commercial sector
Return to: Main Menu
Return to: Chapter contents
| Annual savings in underlying heat demand for the commercial sector | Annual savings in underlying heat demand for the commercial sector
TWh
|  | Calendar Year | 2020-01-01 | 2021-01-01 | 2022-01-01 | 2023-01-01 | 2024-01-01 | 2025-01-01 | 2026-01-01 | 2027-01-01 | 2028-01-01 | 2029-01-01 | 2030-01-01 | 2031-01-01 | 2032-01-01 | 2033-01-01 | 2034-01-01 | 2035-01-01 | 2036-01-01 | 2037-01-01 | 2038-01-01 | 2039-01-01 | 2040-01-01 | 2041-01-01 | 2042-01-01 | 2043-01-01 | 2044-01-01 | 2045-01-01 | 2046-01-01 | 2047-01-01 | 2048-01-01 | 2049-01-01 | 2050-01-01
|  | Consumer Transformation |  | 0.094577 | 4.9231 | 6.5648 | 8.2883 | 10.0738 | 11.9665 | 13.9277 | 15.9309 | 17.9289 | 19.9366 | 21.9179 | 23.9093 | 25.9963 | 28.0902 | 30.2413 | 31.9817 | 33.2357 | 34.2925 | 35.1487 | 35.8836 | 36.6219 | 37.3418 | 38.0009 | 38.6969 | 39.4213 | 40.1311 | 40.7801 | 41.3853 | 41.9755 | 42.6141
|  | System Transformation |  | 0.094577 | 2.4726 | 3.9131 | 5.45 | 7.0742 | 8.8211 | 10.6824 | 12.6111 | 14.5574 | 16.41 | 18.5258 | 20.6103 | 22.6895 | 24.7518 | 26.8477 | 28.517 | 29.8074 | 30.8559 | 31.7575 | 32.5264 | 33.3291 | 34.1277 | 34.9563 | 35.7535 | 36.508 | 37.1004 | 37.628 | 38.0881 | 38.5542 | 39.0953
|  | Leading the Way |  | 0.094577 | 8.4468 | 10.2246 | 12.1453 | 14.1713 | 16.2825 | 18.4327 | 20.5785 | 22.7717 | 24.9676 | 27.2421 | 29.4998 | 31.7707 | 34.0297 | 36.334 | 38.0301 | 39.115 | 39.995 | 40.8197 | 41.6053 | 42.4039 | 43.1585 | 43.8822 | 44.5481 | 45.2035 | 45.8839 | 46.5508 | 47.2168 | 47.8478 | 48.5149
|  | Falling Short |  | 0.094577 | 1.3802 | 2.5967 | 3.7606 | 4.8565 | 5.9234 | 6.9543 | 7.9499 | 8.9274 | 9.9308 | 10.9353 | 11.8333 | 12.6913 | 13.5243 | 14.3385 | 15.0602 | 15.7503 | 16.4434 | 17.1264 | 17.864 | 18.709 | 19.5183 | 20.2755 | 20.9935 | 21.5823 | 22.1461 | 22.7544 | 23.3598 | 23.9683 | 24.593

## EC.C.10
EC.C.10: Regional deployment of commercial heating technologies, in Leading the Way in 2035
Return to: Main Menu
Return to: Chapter contents
Note: Two datasets presented here; 1. Number of buildings per LA on each technology model and 2. Proportion of buildings in each LA on each technology
ASHP and Hydrogen boiler takeup in charts above includes hybrid systems. Separated figures in table below.
Local_Authority | LA_Code | Year | Scenario | Sector | stock_ASHP | stock_Biofuel_boiler | stock_Biomass_CHP | stock_Biomass_boiler | stock_Community | stock_DH | stock_Electric_resistive | stock_Electric_storage | stock_GSHP | stock_Gas_boiler | stock_Hybrid_(ASHP+Biofuel_boiler) | stock_Hybrid_(ASHP+Electric_resistive) | stock_Hybrid_(ASHP+Hydrogen_boiler) | stock_Hydrogen_boiler | stock_Oil_boiler | stock_proportion_ASHP | stock_proportion_Biofuel_boiler | stock_proportion_Biomass_CHP | stock_proportion_Biomass_boiler | stock_proportion_Community | stock_proportion_DH | stock_proportion_Electric_resistive | stock_proportion_Electric_storage | stock_proportion_GSHP | stock_proportion_Gas_boiler | stock_proportion_Hybrid_(ASHP+Biofuel_boiler) | stock_proportion_Hybrid_(ASHP+Electric_resistive) | stock_proportion_Hybrid_(ASHP+Hydrogen_boiler) | stock_proportion_Hydrogen_boiler | stock_proportion_Oil_boiler
Aberdeen City | S12000033 | 2035 | LW | non-domestic | 521.4341 | 58.4177 | 9.2487 | 14.9452 | 32.2035 | 73.2592 | 187.172 | 8.4236 | 528.0351 | 876.1955 | 51.5771 | 198.8648 | 3.4848 | 3.5754 | 34.1947 | 0.20047 | 0.022459 | 0.0035558 | 0.0057459 | 0.012381 | 0.028165 | 0.071961 | 0.0032386 | 0.20301 | 0.33686 | 0.019829 | 0.076456 | 0.0013398 | 0.0013746 | 0.013147
Aberdeenshire | S12000034 | 2035 | LW | non-domestic | 459.7248 | 95.958 | 8.4742 | 13.6938 | 30.3867 | 53.3019 | 320.4579 | 7.1135 | 454.4583 | 459.0436 | 84.4118 | 303.8679 | 3.1628 | 3.2446 | 31.3315 | 0.19742 | 0.041208 | 0.0036391 | 0.0058806 | 0.013049 | 0.02289 | 0.13762 | 0.0030548 | 0.19516 | 0.19713 | 0.03625 | 0.13049 | 0.0013582 | 0.0013933 | 0.013455
Adur | E07000223 | 2035 | LW | non-domestic | 192.4646 | 23.5253 | 1.7798 | 2.6105 | 6.7015 | 109.4863 | 95.931 | 5.4191 | 155.4627 | 189.856 | 16.5754 | 91.7149 | 43.2688 | 35.2588 | 5.862 | 0.19721 | 0.024106 | 0.0018238 | 0.0026749 | 0.0068669 | 0.11219 | 0.098298 | 0.0055529 | 0.1593 | 0.19454 | 0.016984 | 0.093978 | 0.044337 | 0.036129 | 0.0060067
Allerdale | E07000026 | 2035 | LW | non-domestic | 342.3903 | 45.5764 | 11.234 | 16.9436 | 36.7334 | 235.3819 | 169.9096 | 18.9234 | 296.229 | 362.9552 | 33.8278 | 196.497 | 18.5335 | 15.5394 | 35.6488 | 0.18645 | 0.024819 | 0.0061177 | 0.0092269 | 0.020004 | 0.12818 | 0.092527 | 0.010305 | 0.16132 | 0.19765 | 0.018422 | 0.10701 | 0.010093 | 0.0084622 | 0.019413
Amber Valley | E07000032 | 2035 | LW | non-domestic | 383.0759 | 46.1897 | 8.1819 | 11.9808 | 28.4084 | 225.6898 | 169.8358 | 16.2949 | 317.7084 | 419.1406 | 33.7084 | 189.7414 | 92.795 | 74.4364 | 27.0332 | 0.18739 | 0.022595 | 0.0040025 | 0.0058608 | 0.013897 | 0.1104 | 0.083081 | 0.0079712 | 0.15542 | 0.20504 | 0.01649 | 0.092818 | 0.045394 | 0.036413 | 0.013224
Angus | S12000041 | 2035 | LW | non-domestic | 225.07 | 40.0596 | 3.9593 | 6.396 | 14.0908 | 27.5918 | 132.7226 | 3.3876 | 220.5684 | 255.8215 | 35.2675 | 128.1128 | 1.8495 | 1.8974 | 14.6215 | 0.20251 | 0.036044 | 0.0035624 | 0.0057548 | 0.012678 | 0.024826 | 0.11942 | 0.003048 | 0.19846 | 0.23018 | 0.031732 | 0.11527 | 0.0016641 | 0.0017072 | 0.013156
Argyll and Bute | S12000035 | 2035 | LW | non-domestic | 219.2651 | 51.8484 | 4.3282 | 6.994 | 15.5787 | 26.381 | 173.6357 | 3.5956 | 220.9939 | 205.8264 | 45.5982 | 163.3661 | 1.6171 | 1.6589 | 16.0023 | 0.18956 | 0.044825 | 0.0037419 | 0.0060466 | 0.013468 | 0.022807 | 0.15011 | 0.0031085 | 0.19106 | 0.17794 | 0.039421 | 0.14124 | 0.001398 | 0.0014342 | 0.013835
Arun | E07000224 | 2035 | LW | non-domestic | 464.2794 | 53.7641 | 6.3951 | 9.3695 | 22.8697 | 244.2209 | 208.0928 | 14.0778 | 370.857 | 430.0715 | 38.5149 | 205.2386 | 96.0643 | 78.2968 | 21.1262 | 0.20514 | 0.023755 | 0.0028256 | 0.0041399 | 0.010105 | 0.10791 | 0.091945 | 0.0062202 | 0.16386 | 0.19002 | 0.017018 | 0.090684 | 0.042446 | 0.034595 | 0.0093345
Ashfield | E07000170 | 2035 | LW | non-domestic | 347.6661 | 35.8828 | 6.4376 | 9.4293 | 22.3253 | 192.0229 | 131.258 | 14.1674 | 285.8707 | 397.6269 | 26.2203 | 157.5582 | 80.2171 | 63.6051 | 21.2657 | 0.19406 | 0.020029 | 0.0035933 | 0.0052632 | 0.012461 | 0.10718 | 0.073265 | 0.0079079 | 0.15957 | 0.22195 | 0.014636 | 0.087945 | 0.044775 | 0.035503 | 0.01187
Ashford | E07000105 | 2035 | LW | non-domestic | 419.2569 | 67.5972 | 12.4009 | 18.122 | 43.031 | 272.8548 | 246.6677 | 19.0272 | 350.0083 | 377.3202 | 49.4491 | 239.9463 | 106.0433 | 87.6306 | 41.1057 | 0.17837 | 0.028759 | 0.0052759 | 0.00771 | 0.018307 | 0.11609 | 0.10494 | 0.0080951 | 0.14891 | 0.16053 | 0.021038 | 0.10208 | 0.045116 | 0.037282 | 0.017488
Aylesbury Vale District | E07000004 | 2035 | LW | non-domestic | 600.2431 | 86.2506 | 19.9983 | 29.2277 | 68.5299 | 355.4763 | 299.7393 | 29.2662 | 497.4305 | 549.5033 | 64.0648 | 315.2498 | 141.9315 | 116.1659 | 66.3031 | 0.1853 | 0.026626 | 0.0061735 | 0.0090226 | 0.021155 | 0.10974 | 0.09253 | 0.0090345 | 0.15356 | 0.16963 | 0.019777 | 0.097318 | 0.043814 | 0.035861 | 0.020468
Babergh | E07000200 | 2035 | LW | non-domestic | 272.7696 | 39.0645 | 11.4887 | 16.784 | 38.9581 | 146.958 | 125.3829 | 14.3098 | 222.4571 | 210.2026 | 29.6589 | 133.8065 | 57.7446 | 47.7562 | 38.1196 | 0.19408 | 0.027795 | 0.0081743 | 0.011942 | 0.027719 | 0.10456 | 0.089211 | 0.010182 | 0.15828 | 0.14956 | 0.021103 | 0.095205 | 0.041086 | 0.033979 | 0.027123
Barking and Dagenham | E09000002 | 2035 | LW | non-domestic | 552.1732 | 61.8434 | 8.4515 | 12.4233 | 29.7547 | 271.5799 | 233.6318 | 15.8995 | 433.2533 | 460.593 | 44.6567 | 225.4662 | 103.8922 | 85.3981 | 27.778 | 0.21512 | 0.024094 | 0.0032926 | 0.00484 | 0.011592 | 0.10581 | 0.091021 | 0.0061943 | 0.16879 | 0.17944 | 0.017398 | 0.08784 | 0.040475 | 0.03327 | 0.010822
Barnet | E09000003 | 2035 | LW | non-domestic | 1189.0894 | 123.7976 | 7.2302 | 10.6826 | 28.0702 | 664.1113 | 502.3798 | 32.668 | 957.7207 | 1281.4941 | 87.1035 | 520.2827 | 263.079 | 210.8153 | 23.6486 | 0.20147 | 0.020975 | 0.001225 | 0.0018099 | 0.0047559 | 0.11252 | 0.085118 | 0.0055349 | 0.16227 | 0.21712 | 0.014758 | 0.088151 | 0.044573 | 0.035718 | 0.0040068
Barnsley | E08000016 | 2035 | LW | non-domestic | 623.5531 | 65.2715 | 7.7996 | 11.8807 | 27.9833 | 355.231 | 261.6221 | 21.546 | 516.1009 | 694.8542 | 46.9684 | 289.0048 | 112.9226 | 91.2211 | 26.0322 | 0.19783 | 0.020708 | 0.0024745 | 0.0037693 | 0.008878 | 0.1127 | 0.083002 | 0.0068357 | 0.16374 | 0.22045 | 0.014901 | 0.09169 | 0.035826 | 0.028941 | 0.008259
Barrow-in-Furness | E07000027 | 2035 | LW | non-domestic | 236.5215 | 24.3333 | 2.5479 | 3.8301 | 8.8932 | 136.0344 | 101.7115 | 8.1422 | 194.7154 | 244.6245 | 17.3474 | 110.3724 | 11.3244 | 9.4532 | 8.032 | 0.21158 | 0.021767 | 0.0022792 | 0.0034262 | 0.0079554 | 0.12169 | 0.090986 | 0.0072836 | 0.17418 | 0.21883 | 0.015518 | 0.098733 | 0.01013 | 0.0084563 | 0.007185
Basildon | E07000066 | 2035 | LW | non-domestic | 530.0866 | 76.5965 | 7.7229 | 11.311 | 28.1368 | 344.3642 | 305.7403 | 18.6956 | 441.1254 | 550.4609 | 54.396 | 294.0303 | 136.6376 | 111.5962 | 25.5115 | 0.18052 | 0.026085 | 0.0026301 | 0.003852 | 0.009582 | 0.11727 | 0.10412 | 0.0063668 | 0.15023 | 0.18746 | 0.018525 | 0.10013 | 0.046532 | 0.038004 | 0.008688
Basingstoke and Deane | E07000084 | 2035 | LW | non-domestic | 489.234 | 62.4377 | 9.5202 | 13.9118 | 33.4542 | 294.4987 | 235.5458 | 19.4842 | 404.8251 | 517.6123 | 45.1881 | 248.3893 | 118.8164 | 95.9582 | 31.5589 | 0.1867 | 0.023827 | 0.0036331 | 0.005309 | 0.012767 | 0.11239 | 0.089888 | 0.0074355 | 0.15449 | 0.19753 | 0.017244 | 0.094789 | 0.045342 | 0.036619 | 0.012043
Bassetlaw | E07000171 | 2035 | LW | non-domestic | 376.1351 | 53.2075 | 14.0094 | 20.4816 | 47.6783 | 225.7634 | 176.5664 | 19.9329 | 313.1345 | 354.9803 | 40.0289 | 195.8946 | 90.146 | 73.4364 | 46.4199 | 0.18368 | 0.025983 | 0.0068411 | 0.010002 | 0.023283 | 0.11025 | 0.086222 | 0.0097337 | 0.15291 | 0.17335 | 0.019547 | 0.09566 | 0.044021 | 0.035861 | 0.022668
Bath and North East Somerset | E06000022 | 2035 | LW | non-domestic | 724.608 | 107.4234 | 11.9264 | 17.3532 | 41.6063 | 400.3566 | 416.1748 | 25.9742 | 582.7766 | 634.1132 | 70.823 | 376.3092 | 54.4569 | 44.3457 | 37.7276 | 0.20435 | 0.030294 | 0.0033634 | 0.0048938 | 0.011733 | 0.1129 | 0.11737 | 0.007325 | 0.16435 | 0.17883 | 0.019973 | 0.10612 | 0.015357 | 0.012506 | 0.01064
Bedford | E06000055 | 2035 | LW | non-domestic | 562.4497 | 72.1167 | 11.6192 | 17.002 | 40.5329 | 351.1108 | 263.0473 | 23.423 | 467.1969 | 608.2088 | 52.5784 | 285.5669 | 139.3679 | 112.1773 | 38.4665 | 0.18472 | 0.023685 | 0.003816 | 0.0055838 | 0.013312 | 0.11531 | 0.08639 | 0.0076926 | 0.15344 | 0.19975 | 0.017268 | 0.093786 | 0.045771 | 0.036841 | 0.012633
Bexley | E09000004 | 2035 | LW | non-domestic | 651.1876 | 82.1234 | 11.7958 | 17.3353 | 41.4129 | 372.0062 | 310.3348 | 22.8212 | 526.9814 | 614.2177 | 59.3438 | 309.2422 | 144.7544 | 118.2212 | 38.7736 | 0.19611 | 0.024732 | 0.0035524 | 0.0052206 | 0.012472 | 0.11203 | 0.093459 | 0.0068727 | 0.1587 | 0.18497 | 0.017872 | 0.09313 | 0.043593 | 0.035603 | 0.011677
Birmingham | E08000025 | 2035 | LW | non-domestic | 3711.6377 | 440.1839 | 43.7164 | 64.3601 | 158.0579 | 2310.3671 | 1707.7308 | 126.977 | 3052.2517 | 4131.7708 | 314.6301 | 1802.9244 | 907.4349 | 728.7923 | 143.4145 | 0.18894 | 0.022408 | 0.0022254 | 0.0032763 | 0.008046 | 0.11761 | 0.086933 | 0.0064638 | 0.15538 | 0.21033 | 0.016016 | 0.091779 | 0.046193 | 0.0371 | 0.0073006
Blaby | E07000129 | 2035 | LW | non-domestic | 237.1541 | 24.6339 | 2.7166 | 3.9685 | 9.8543 | 138.2082 | 99.2516 | 9.1395 | 198.6316 | 303.3829 | 17.4596 | 116.7947 | 59.9718 | 47.2316 | 9.0078 | 0.18565 | 0.019284 | 0.0021266 | 0.0031067 | 0.0077143 | 0.10819 | 0.077698 | 0.0071547 | 0.1555 | 0.2375 | 0.013668 | 0.091431 | 0.046948 | 0.036975 | 0.0070516
Blackburn with Darwen | E06000008 | 2035 | LW | non-domestic | 510.674 | 53.2469 | 7.973 | 11.9729 | 26.8357 | 338.8908 | 214.0791 | 23.8912 | 440.5937 | 642.8585 | 38.4592 | 268.0364 | 30.8057 | 25.2094 | 25.0816 | 0.19208 | 0.020028 | 0.0029989 | 0.0045034 | 0.010094 | 0.12747 | 0.080523 | 0.0089864 | 0.16572 | 0.2418 | 0.014466 | 0.10082 | 0.011587 | 0.0094822 | 0.0094341
Blackpool | E06000009 | 2035 | LW | non-domestic | 791.8284 | 72.5691 | 7.5436 | 11.3367 | 26.3529 | 489.1426 | 300.2686 | 32.1369 | 671.5587 | 984.8459 | 51.8364 | 379.3662 | 47.3848 | 38.1839 | 23.7702 | 0.20158 | 0.018474 | 0.0019204 | 0.002886 | 0.0067088 | 0.12452 | 0.076441 | 0.0081812 | 0.17096 | 0.25072 | 0.013196 | 0.096577 | 0.012063 | 0.0097206 | 0.0060513
Blaenau Gwent | W06000019 | 2035 | LW | non-domestic | 218.9244 | 23.78 | 3.5587 | 5.4316 | 12.015 | 97.9393 | 81.5643 | 9.4228 | 183.5508 | 255.4729 | 17.2612 | 104.8434 | 9.5683 | 10.4791 | 11.557 | 0.20942 | 0.022748 | 0.0034042 | 0.0051959 | 0.011494 | 0.093689 | 0.078024 | 0.0090138 | 0.17558 | 0.24439 | 0.016512 | 0.10029 | 0.009153 | 0.010024 | 0.011055
Bolsover | E07000033 | 2035 | LW | non-domestic | 218.7599 | 30.0269 | 4.0844 | 5.9719 | 14.515 | 131.6035 | 117.7655 | 8.4834 | 181.9081 | 225.7005 | 21.4888 | 117.8454 | 54.4126 | 44.228 | 13.5235 | 0.18378 | 0.025226 | 0.0034313 | 0.0050171 | 0.012194 | 0.11056 | 0.098936 | 0.007127 | 0.15282 | 0.18961 | 0.018053 | 0.099003 | 0.045713 | 0.037156 | 0.011361
Bolton | E08000001 | 2035 | LW | non-domestic | 876.394 | 82.2902 | 9.4171 | 14.1415 | 32.5414 | 523.8914 | 341.5661 | 34.5534 | 736.8465 | 1039.4128 | 58.8331 | 415.6058 | 48.1387 | 39.3256 | 29.6386 | 0.20464 | 0.019215 | 0.0021989 | 0.0033021 | 0.0075985 | 0.12233 | 0.079757 | 0.0080683 | 0.17206 | 0.24271 | 0.013738 | 0.097045 | 0.011241 | 0.0091826 | 0.0069207
Boston | E07000136 | 2035 | LW | non-domestic | 231.3517 | 36.6998 | 12.9683 | 18.9533 | 43.6628 | 145.1891 | 107.6975 | 15.8853 | 195.8237 | 204.2262 | 28.4847 | 127.9627 | 57.4095 | 47.0048 | 43.0205 | 0.17575 | 0.02788 | 0.0098518 | 0.014399 | 0.03317 | 0.1103 | 0.081816 | 0.012068 | 0.14876 | 0.15515 | 0.021639 | 0.097211 | 0.043613 | 0.035709 | 0.032682
Bournemouth, Christchurch and Poole | E06000058 | 2035 | LW | non-domestic | 1683.6751 | 209.9796 | 18.2047 | 26.4919 | 65.5936 | 865.8866 | 836.3758 | 55.4484 | 1346.8118 | 1623.9506 | 136.463 | 801.2098 | 119.0075 | 95.3728 | 57.5536 | 0.212 | 0.026439 | 0.0022922 | 0.0033357 | 0.0082591 | 0.10903 | 0.10531 | 0.0069816 | 0.16958 | 0.20448 | 0.017182 | 0.10088 | 0.014985 | 0.012009 | 0.0072467
Bracknell Forest | E06000036 | 2035 | LW | non-domestic | 317.4321 | 37.6837 | 2.3211 | 3.4042 | 9.0215 | 186.6662 | 155.6834 | 9.2569 | 259.3113 | 343.028 | 26.4183 | 154.6486 | 75.1532 | 60.6601 | 7.6537 | 0.19258 | 0.022862 | 0.0014082 | 0.0020652 | 0.005473 | 0.11324 | 0.094448 | 0.0056159 | 0.15732 | 0.2081 | 0.016027 | 0.093821 | 0.045593 | 0.036801 | 0.0046433
Bradford | E08000032 | 2035 | LW | non-domestic | 1641.9588 | 153.3999 | 18.4554 | 27.7329 | 63.4953 | 968.7138 | 632.0945 | 64.4447 | 1376.7164 | 1920.4673 | 109.9282 | 769.1566 | 90.5348 | 73.8637 | 58.1803 | 0.20604 | 0.019249 | 0.0023159 | 0.00348 | 0.0079676 | 0.12156 | 0.079318 | 0.0080868 | 0.17276 | 0.24099 | 0.013794 | 0.096517 | 0.011361 | 0.0092687 | 0.0073007
Braintree | E07000067 | 2035 | LW | non-domestic | 479.7398 | 70.2432 | 13.9412 | 20.4002 | 48.0815 | 291.6441 | 251.4141 | 21.3229 | 395.6486 | 430.9911 | 51.6829 | 252.9216 | 113.9115 | 93.6873 | 46.1142 | 0.18582 | 0.027208 | 0.0053999 | 0.0079017 | 0.018624 | 0.11296 | 0.097381 | 0.0082591 | 0.15325 | 0.16694 | 0.020019 | 0.097965 | 0.044122 | 0.036288 | 0.017862
Breckland | E07000143 | 2035 | LW | non-domestic | 396.1156 | 58.9705 | 16.9607 | 24.7784 | 57.5615 | 220.5436 | 190.9768 | 21.1931 | 325.0361 | 308.4385 | 44.6743 | 201.7201 | 86.7514 | 71.8373 | 56.2677 | 0.19027 | 0.028326 | 0.008147 | 0.011902 | 0.02765 | 0.10594 | 0.091735 | 0.01018 | 0.15613 | 0.14816 | 0.021459 | 0.096896 | 0.041671 | 0.034507 | 0.027028
Brent | E09000005 | 2035 | LW | non-domestic | 1131.7142 | 118.9226 | 11.6717 | 17.2196 | 42.0861 | 608.2171 | 453.859 | 32.3104 | 900.5088 | 1111.9138 | 85.1987 | 468.809 | 232.8866 | 187.855 | 38.2191 | 0.20798 | 0.021855 | 0.002145 | 0.0031646 | 0.0077344 | 0.11178 | 0.083409 | 0.0059379 | 0.16549 | 0.20434 | 0.015658 | 0.086156 | 0.042799 | 0.034523 | 0.0070238
Brentwood | E07000068 | 2035 | LW | non-domestic | 246.6206 | 32.003 | 3.7596 | 5.4937 | 13.5137 | 152.0504 | 125.7384 | 9.1971 | 205.1827 | 271.0215 | 22.8562 | 129.4924 | 62.0118 | 50.0565 | 12.4664 | 0.18384 | 0.023857 | 0.0028026 | 0.0040953 | 0.010074 | 0.11335 | 0.093732 | 0.006856 | 0.15295 | 0.20203 | 0.017038 | 0.096531 | 0.046227 | 0.037315 | 0.0092932
Bridgend | W06000013 | 2035 | LW | non-domestic | 438.4534 | 63.1583 | 6.6564 | 10.1594 | 23.1523 | 210.4703 | 228.5728 | 16.2482 | 363.3444 | 437.2498 | 45.0266 | 235.8681 | 19.5373 | 22.1415 | 21.6079 | 0.20473 | 0.029491 | 0.0031081 | 0.0047437 | 0.01081 | 0.098275 | 0.10673 | 0.0075868 | 0.16966 | 0.20417 | 0.021024 | 0.11013 | 0.0091226 | 0.010339 | 0.010089
Brighton and Hove | E06000043 | 2035 | LW | non-domestic | 1410.6893 | 166.5808 | 10.0148 | 14.5724 | 38.6815 | 664.095 | 681.7903 | 35.5902 | 1105.1003 | 1212.9523 | 108.7954 | 613.6769 | 123.7908 | 101.2553 | 32.0439 | 0.22322 | 0.026359 | 0.0015847 | 0.0023059 | 0.0061208 | 0.10508 | 0.10788 | 0.0056317 | 0.17487 | 0.19193 | 0.017215 | 0.097106 | 0.019588 | 0.016022 | 0.0050705
Bristol, City of | E06000023 | 2035 | LW | non-domestic | 1899.9672 | 238.508 | 23.4849 | 34.1667 | 83.3721 | 1002.3987 | 933.2468 | 67.139 | 1534.2535 | 1893.6774 | 157.1362 | 923.2372 | 158.9257 | 127.3988 | 74.5519 | 0.20761 | 0.026062 | 0.0025662 | 0.0037335 | 0.0091102 | 0.10953 | 0.10198 | 0.0073364 | 0.16765 | 0.20693 | 0.017171 | 0.10088 | 0.017366 | 0.013921 | 0.0081464
Broadland | E07000144 | 2035 | LW | non-domestic | 321.2771 | 42.722 | 15.8681 | 23.1862 | 53.3508 | 152.601 | 124.0582 | 18.1022 | 258.0202 | 222.8094 | 33.2627 | 141.9806 | 60.0996 | 49.8008 | 52.6283 | 0.20467 | 0.027216 | 0.010109 | 0.01477 | 0.033986 | 0.097213 | 0.07903 | 0.011532 | 0.16437 | 0.14194 | 0.02119 | 0.090447 | 0.038286 | 0.031725 | 0.033526
Bromley | E09000006 | 2035 | LW | non-domestic | 983.7256 | 109.7335 | 8.3965 | 12.3556 | 31.3812 | 540.856 | 437.7838 | 27.3713 | 789.4694 | 992.1892 | 77.6537 | 436.9455 | 212.5734 | 171.9148 | 27.5867 | 0.20242 | 0.022579 | 0.0017277 | 0.0025423 | 0.0064571 | 0.11129 | 0.09008 | 0.005632 | 0.16244 | 0.20416 | 0.015978 | 0.089908 | 0.04374 | 0.035374 | 0.0056764
Bromsgrove | E07000234 | 2035 | LW | non-domestic | 295.6447 | 36.6447 | 3.9992 | 5.8502 | 14.4873 | 183.3324 | 146.2969 | 11.3361 | 248.2302 | 350.2931 | 26.0323 | 156.777 | 76.7471 | 61.41 | 13.24 | 0.18134 | 0.022477 | 0.002453 | 0.0035884 | 0.0088862 | 0.11245 | 0.089735 | 0.0069533 | 0.15226 | 0.21486 | 0.015968 | 0.096163 | 0.047075 | 0.037667 | 0.0081211
Broxbourne | E07000095 | 2035 | LW | non-domestic | 292.3726 | 37.7271 | 4.8321 | 7.0939 | 17.1424 | 187.5374 | 145.5101 | 11.528 | 244.1979 | 330.7971 | 27.0938 | 153.973 | 75.3742 | 60.6757 | 15.897 | 0.1814 | 0.023408 | 0.002998 | 0.0044013 | 0.010636 | 0.11636 | 0.090281 | 0.0071524 | 0.15151 | 0.20524 | 0.01681 | 0.095531 | 0.046765 | 0.037646 | 0.0098632
Broxtowe | E07000172 | 2035 | LW | non-domestic | 314.2526 | 33.7981 | 3.8066 | 5.585 | 13.6403 | 179.07 | 129.8526 | 10.6451 | 256.1273 | 346.3509 | 24.2297 | 142.3711 | 72.1681 | 57.6269 | 12.5549 | 0.19615 | 0.021096 | 0.002376 | 0.0034861 | 0.0085141 | 0.11177 | 0.081053 | 0.0066446 | 0.15987 | 0.21619 | 0.015124 | 0.088866 | 0.045047 | 0.03597 | 0.0078366
Burnley | E07000117 | 2035 | LW | non-domestic | 343.2027 | 35.0132 | 4.5801 | 6.8845 | 15.624 | 215.9716 | 143.183 | 14.5436 | 291.7042 | 410.0675 | 25.1614 | 172.4888 | 19.5282 | 15.9822 | 14.4372 | 0.19857 | 0.020258 | 0.00265 | 0.0039832 | 0.0090397 | 0.12496 | 0.082843 | 0.0084146 | 0.16877 | 0.23726 | 0.014558 | 0.099798 | 0.011299 | 0.009247 | 0.008353
Bury | E08000002 | 2035 | LW | non-domestic | 605.3365 | 68.0868 | 9.4611 | 14.2034 | 32.0694 | 391.4816 | 276.8236 | 25.7375 | 513.3685 | 686.345 | 49.0146 | 315.2702 | 35.0502 | 29.0664 | 29.771 | 0.19647 | 0.022098 | 0.0030707 | 0.0046099 | 0.010408 | 0.12706 | 0.089846 | 0.0083534 | 0.16662 | 0.22276 | 0.015908 | 0.10232 | 0.011376 | 0.0094338 | 0.0096625
Caerphilly | W06000018 | 2035 | LW | non-domestic | 480.6442 | 61.785 | 10.3107 | 15.7363 | 34.524 | 205.7094 | 207.2572 | 19.1141 | 393.2441 | 457.0021 | 45.1904 | 229.7712 | 18.7307 | 21.0536 | 33.4614 | 0.21519 | 0.027662 | 0.0046163 | 0.0070455 | 0.015457 | 0.0921 | 0.092793 | 0.0085578 | 0.17606 | 0.20461 | 0.020233 | 0.10287 | 0.0083861 | 0.0094261 | 0.014981
Calderdale | E08000033 | 2035 | LW | non-domestic | 717.8407 | 70.0614 | 11.1608 | 16.7752 | 37.4605 | 462.547 | 280.379 | 33.8671 | 618.8366 | 917.9544 | 50.7361 | 366.0259 | 41.9801 | 34.2082 | 35.2207 | 0.19427 | 0.018961 | 0.0030205 | 0.0045399 | 0.010138 | 0.12518 | 0.07588 | 0.0091655 | 0.16748 | 0.24843 | 0.013731 | 0.099058 | 0.011361 | 0.0092578 | 0.0095318
Cambridge | E07000008 | 2035 | LW | non-domestic | 540.2514 | 74.1938 | 5.1906 | 7.6335 | 19.6452 | 381.1339 | 298.8028 | 18.9385 | 455.2323 | 641.7614 | 52.3645 | 302.091 | 149.4044 | 120.3665 | 17.0421 | 0.17518 | 0.024057 | 0.001683 | 0.0024751 | 0.0063699 | 0.12358 | 0.096886 | 0.0061408 | 0.14761 | 0.20809 | 0.016979 | 0.097953 | 0.048444 | 0.039029 | 0.0055259
Camden | E09000007 | 2035 | LW | non-domestic | 1858.3696 | 251.8906 | 16.6203 | 24.8732 | 61.3255 | 1313.5838 | 919.7753 | 53.2879 | 1507.9184 | 1828.8582 | 181.174 | 893.7912 | 451.3042 | 367.5218 | 53.7421 | 0.18994 | 0.025745 | 0.0016987 | 0.0025422 | 0.0062679 | 0.13426 | 0.094008 | 0.0054464 | 0.15412 | 0.18692 | 0.018517 | 0.091352 | 0.046127 | 0.037563 | 0.0054928
Cannock Chase | E07000192 | 2035 | LW | non-domestic | 331.7697 | 54.3531 | 6.718 | 9.8445 | 23.9753 | 231.3964 | 211.9084 | 13.2127 | 279.4677 | 330.9781 | 38.91 | 199.7873 | 90.2969 | 74.3523 | 22.1757 | 0.17287 | 0.028322 | 0.0035005 | 0.0051296 | 0.012493 | 0.12057 | 0.11042 | 0.0068847 | 0.14562 | 0.17246 | 0.020275 | 0.1041 | 0.047051 | 0.038742 | 0.011555
Canterbury | E07000106 | 2035 | LW | non-domestic | 490.3495 | 62.8634 | 6.7885 | 9.9341 | 24.5406 | 294.792 | 246.6632 | 16.6573 | 402.4472 | 505.1778 | 44.8478 | 246.4604 | 117.1515 | 95.0379 | 22.4748 | 0.1896 | 0.024307 | 0.0026249 | 0.0038412 | 0.0094891 | 0.11399 | 0.095377 | 0.0064409 | 0.15561 | 0.19534 | 0.017341 | 0.095299 | 0.045299 | 0.036748 | 0.0086903
Cardiff | W06000015 | 2035 | LW | non-domestic | 1335.3179 | 175.9696 | 14.4007 | 21.9181 | 51.1167 | 647.5407 | 643.6267 | 44.4998 | 1093.6222 | 1319.8887 | 124.6834 | 669.0722 | 63.841 | 70.7128 | 46.5614 | 0.21119 | 0.027831 | 0.0022776 | 0.0034665 | 0.0080845 | 0.10241 | 0.1018 | 0.007038 | 0.17297 | 0.20875 | 0.01972 | 0.10582 | 0.010097 | 0.011184 | 0.0073641
Carlisle | E07000028 | 2035 | LW | non-domestic | 370.9958 | 47.081 | 8.4492 | 12.7262 | 28.1391 | 239.1922 | 186.1086 | 16.3703 | 312.5299 | 368.7773 | 34.2836 | 199.0355 | 19.4968 | 16.4287 | 26.7352 | 0.19667 | 0.024959 | 0.0044791 | 0.0067465 | 0.014917 | 0.1268 | 0.098661 | 0.0086783 | 0.16568 | 0.1955 | 0.018175 | 0.10551 | 0.010336 | 0.0087092 | 0.014173
Carmarthenshire | W06000010 | 2035 | LW | non-domestic | 606.42 | 107.7712 | 26.525 | 40.5278 | 87.0356 | 280.9518 | 321.8163 | 30.7299 | 500.3212 | 442.7969 | 81.4884 | 330.5846 | 24.0305 | 27.8223 | 86.3406 | 0.20247 | 0.035982 | 0.0088559 | 0.013531 | 0.029059 | 0.093802 | 0.10745 | 0.01026 | 0.16704 | 0.14784 | 0.027207 | 0.11037 | 0.0080231 | 0.0092891 | 0.028827
Castle Point | E07000069 | 2035 | LW | non-domestic | 189.9507 | 21.5207 | 2.1655 | 3.1691 | 7.9139 | 94.6418 | 87.0417 | 5.2725 | 151.0477 | 174.3722 | 15.2244 | 83.4382 | 38.2425 | 31.2157 | 7.162 | 0.20819 | 0.023587 | 0.0023735 | 0.0034735 | 0.008674 | 0.10373 | 0.095401 | 0.0057789 | 0.16555 | 0.19112 | 0.016686 | 0.091451 | 0.041915 | 0.034214 | 0.0078498
Central Bedfordshire | E06000056 | 2035 | LW | non-domestic | 740.9538 | 90.7236 | 21.1873 | 30.9515 | 72.5885 | 401.5864 | 313.9997 | 33.5717 | 606.8367 | 716.261 | 67.4601 | 350.5885 | 164.1296 | 132.7325 | 70.2854 | 0.19428 | 0.023788 | 0.0055554 | 0.0081155 | 0.019033 | 0.1053 | 0.082331 | 0.0088026 | 0.15911 | 0.1878 | 0.017688 | 0.091925 | 0.043035 | 0.034803 | 0.018429
Ceredigion | W06000008 | 2035 | LW | non-domestic | 276.8891 | 59.31 | 17.9763 | 27.4658 | 58.4671 | 138.5004 | 161.8658 | 17.684 | 232.4888 | 168.38 | 45.8988 | 166.601 | 11.2171 | 13.1228 | 58.5114 | 0.19038 | 0.04078 | 0.01236 | 0.018885 | 0.040201 | 0.09523 | 0.1113 | 0.012159 | 0.15985 | 0.11577 | 0.031559 | 0.11455 | 0.0077127 | 0.009023 | 0.040231
Charnwood | E07000130 | 2035 | LW | non-domestic | 558.0341 | 63.3391 | 11.0124 | 16.1273 | 38.2771 | 320.5475 | 233.5683 | 23.0035 | 460.6829 | 618.2067 | 46.1744 | 266.2098 | 132.0816 | 105.5064 | 36.3846 | 0.19051 | 0.021624 | 0.0037596 | 0.0055058 | 0.013068 | 0.10943 | 0.079739 | 0.0078533 | 0.15727 | 0.21105 | 0.015764 | 0.090883 | 0.045092 | 0.036019 | 0.012422
Chelmsford | E07000070 | 2035 | LW | non-domestic | 530.026 | 80.9813 | 15.562 | 22.7757 | 53.7664 | 337.2897 | 291.652 | 24.1754 | 440.8836 | 490.0224 | 59.4647 | 291.9412 | 131.5692 | 108.2186 | 51.4704 | 0.18091 | 0.027641 | 0.0053116 | 0.0077738 | 0.018352 | 0.11512 | 0.099547 | 0.0082515 | 0.15048 | 0.16725 | 0.020297 | 0.099645 | 0.044907 | 0.036937 | 0.017568
Cheltenham | E07000078 | 2035 | LW | non-domestic | 499.391 | 63.5084 | 7.6579 | 11.2756 | 27.0532 | 319.2237 | 234.3778 | 18.0765 | 410.4877 | 530.3853 | 45.9279 | 245.4756 | 121.2111 | 97.8649 | 25.1151 | 0.18795 | 0.023902 | 0.0028821 | 0.0042437 | 0.010182 | 0.12014 | 0.08821 | 0.0068033 | 0.15449 | 0.19962 | 0.017285 | 0.092387 | 0.045619 | 0.036832 | 0.0094523
Cherwell | E07000177 | 2035 | LW | non-domestic | 544.2921 | 89.9276 | 14.1334 | 20.6657 | 49.5579 | 381.755 | 338.3656 | 24.9717 | 463.2009 | 556.112 | 65.1529 | 333.0745 | 151.1528 | 123.9542 | 46.8242 | 0.16992 | 0.028075 | 0.0044123 | 0.0064517 | 0.015472 | 0.11918 | 0.10564 | 0.007796 | 0.14461 | 0.17361 | 0.02034 | 0.10398 | 0.047189 | 0.038698 | 0.014618
Cheshire East | E06000049 | 2035 | LW | non-domestic | 1286.8164 | 163.2179 | 32.8075 | 50.0375 | 113.746 | 837.2747 | 600.2175 | 60.7619 | 1099.8326 | 1461.4851 | 120.6286 | 687.5418 | 259.919 | 210.9789 | 109.9784 | 0.18136 | 0.023004 | 0.0046239 | 0.0070523 | 0.016031 | 0.11801 | 0.084594 | 0.0085638 | 0.15501 | 0.20598 | 0.017001 | 0.096902 | 0.036633 | 0.029735 | 0.0155
Cheshire West and Chester | E06000050 | 2035 | LW | non-domestic | 1145.5213 | 152.5868 | 23.5536 | 35.4544 | 79.3054 | 777.141 | 614.4066 | 50.0837 | 973.2434 | 1176.8571 | 110.3491 | 645.2957 | 63.3137 | 53.4826 | 74.4854 | 0.19172 | 0.025537 | 0.003942 | 0.0059337 | 0.013273 | 0.13006 | 0.10283 | 0.0083821 | 0.16288 | 0.19696 | 0.018468 | 0.108 | 0.010596 | 0.0089509 | 0.012466
Chesterfield | E07000034 | 2035 | LW | non-domestic | 337.7662 | 42.2838 | 2.9786 | 4.3707 | 11.3417 | 218.358 | 173.7808 | 11.6245 | 283.011 | 405.8244 | 29.7103 | 180.2848 | 89.3657 | 71.6311 | 9.8122 | 0.18042 | 0.022586 | 0.001591 | 0.0023346 | 0.0060581 | 0.11664 | 0.092824 | 0.0062092 | 0.15117 | 0.21677 | 0.01587 | 0.096299 | 0.047734 | 0.038262 | 0.0052412
Chichester | E07000225 | 2035 | LW | non-domestic | 445.5714 | 66.8293 | 13.283 | 19.4064 | 45.9163 | 268.0616 | 240.902 | 20.0447 | 368.6605 | 395.8453 | 49.0902 | 240.0905 | 106.1959 | 87.4838 | 44.0676 | 0.18477 | 0.027713 | 0.0055083 | 0.0080476 | 0.019041 | 0.11116 | 0.099899 | 0.0083123 | 0.15288 | 0.16415 | 0.020357 | 0.099563 | 0.044038 | 0.036279 | 0.018274
Chiltern District | E07000005 | 2035 | LW | non-domestic | 313.8247 | 36.8503 | 5.4561 | 7.9794 | 19.2292 | 195.8236 | 140.7307 | 13.6738 | 265.5645 | 392.9518 | 26.5822 | 164.1687 | 83.1825 | 65.9563 | 18.0737 | 0.17932 | 0.021057 | 0.0031177 | 0.0045595 | 0.010988 | 0.1119 | 0.080415 | 0.0078134 | 0.15175 | 0.22454 | 0.015189 | 0.093808 | 0.047532 | 0.037688 | 0.010328
Chorley | E07000118 | 2035 | LW | non-domestic | 299.5931 | 28.4401 | 3.5094 | 5.2808 | 12.0696 | 183.4859 | 118.1765 | 12.5132 | 254.46 | 366.7747 | 20.3734 | 146.8011 | 16.081 | 13.1409 | 11.0938 | 0.20083 | 0.019064 | 0.0023525 | 0.0035399 | 0.0080906 | 0.123 | 0.079218 | 0.008388 | 0.17057 | 0.24586 | 0.013657 | 0.098406 | 0.01078 | 0.0088088 | 0.0074366
City of Edinburgh | S12000036 | 2035 | LW | non-domestic | 1224.1849 | 151.6811 | 20.9088 | 33.7856 | 73.2052 | 160.2302 | 491.877 | 18.7652 | 1215.4875 | 1850.2009 | 133.7807 | 505.8078 | 8.133 | 8.3443 | 77.2924 | 0.20493 | 0.025392 | 0.0035002 | 0.0056557 | 0.012255 | 0.026823 | 0.082341 | 0.0031413 | 0.20347 | 0.30973 | 0.022395 | 0.084673 | 0.0013615 | 0.0013968 | 0.012939
City of London | E09000001 | 2035 | LW | non-domestic | 570.4488 | 133.9238 | 7.9299 | 11.8779 | 29.7619 | 695.9532 | 496.9072 | 27.4469 | 526.7037 | 778.9126 | 96.0045 | 477.4376 | 240.6547 | 196.1951 | 25.6318 | 0.13218 | 0.031031 | 0.0018374 | 0.0027522 | 0.0068961 | 0.16126 | 0.11514 | 0.0063597 | 0.12204 | 0.18048 | 0.022245 | 0.11063 | 0.055761 | 0.04546 | 0.0059391
Clackmannanshire | S12000005 | 2035 | LW | non-domestic | 104.1125 | 10.1245 | 1.4122 | 2.282 | 4.9422 | 10.9117 | 32.8152 | 1.2752 | 96.6216 | 138.7419 | 8.9299 | 33.8838 | 0.52374 | 0.53732 | 5.2209 | 0.23017 | 0.022383 | 0.0031221 | 0.0050449 | 0.010926 | 0.024123 | 0.072546 | 0.0028191 | 0.21361 | 0.30672 | 0.019742 | 0.074909 | 0.0011579 | 0.0011879 | 0.011542
Colchester | E07000071 | 2035 | LW | non-domestic | 558.0991 | 74.8731 | 13.7361 | 20.0974 | 47.621 | 332.5969 | 272.9746 | 23.6127 | 459.9826 | 546.5057 | 54.7864 | 283.8475 | 132.2596 | 107.6689 | 45.4556 | 0.18765 | 0.025175 | 0.0046185 | 0.0067574 | 0.016012 | 0.11183 | 0.091783 | 0.0079394 | 0.15466 | 0.18375 | 0.018421 | 0.095439 | 0.04447 | 0.036202 | 0.015284
Conwy | W06000003 | 2035 | LW | non-domestic | 485.637 | 77.5242 | 11.5991 | 17.7219 | 39.2132 | 243.0264 | 265.8718 | 21.1791 | 408.012 | 474.4885 | 56.2854 | 277.5621 | 22.1377 | 25.2188 | 37.7522 | 0.19715 | 0.031473 | 0.0047089 | 0.0071946 | 0.015919 | 0.098662 | 0.10794 | 0.0085981 | 0.16564 | 0.19263 | 0.02285 | 0.11268 | 0.0089873 | 0.010238 | 0.015326
Copeland | E07000029 | 2035 | LW | non-domestic | 207.5894 | 22.6426 | 5.996 | 9.0287 | 19.4999 | 126.9899 | 82.9343 | 10.7626 | 176.3255 | 224.5254 | 16.8874 | 104.1797 | 10.4174 | 8.6192 | 18.9705 | 0.19858 | 0.02166 | 0.0057357 | 0.0086369 | 0.018654 | 0.12148 | 0.079335 | 0.010295 | 0.16867 | 0.21478 | 0.016154 | 0.099658 | 0.0099653 | 0.0082451 | 0.018147
Corby | E07000150 | 2035 | LW | non-domestic | 237.2457 | 30.308 | 5.7751 | 8.4582 | 19.9356 | 147.4754 | 108.8639 | 10.7612 | 197.9853 | 260.5243 | 22.2671 | 121.6427 | 59.3873 | 47.7543 | 19.0711 | 0.18285 | 0.02336 | 0.0044511 | 0.0065191 | 0.015365 | 0.11367 | 0.083906 | 0.0082941 | 0.1526 | 0.2008 | 0.017162 | 0.093755 | 0.045772 | 0.036806 | 0.014699
Cornwall | E06000052 | 2035 | LW | non-domestic | 2171.0651 | 425.8325 | 83.2123 | 121.0533 | 275.5978 | 1257.5388 | 1483.6115 | 104.7446 | 1751.2212 | 1342.3606 | 292.2829 | 1260.8886 | 143.5542 | 120.6699 | 263.2411 | 0.19565 | 0.038374 | 0.0074987 | 0.010909 | 0.024836 | 0.11332 | 0.1337 | 0.0094391 | 0.15781 | 0.12097 | 0.026339 | 0.11363 | 0.012936 | 0.010874 | 0.023722
Cotswold | E07000079 | 2035 | LW | non-domestic | 340.0999 | 53.6427 | 15.1747 | 22.1662 | 51.5188 | 218.0094 | 174.4954 | 20.5511 | 288.7017 | 322.8038 | 40.5815 | 194.2666 | 87.429 | 71.4197 | 50.3315 | 0.1743 | 0.027492 | 0.0077771 | 0.01136 | 0.026404 | 0.11173 | 0.08943 | 0.010533 | 0.14796 | 0.16544 | 0.020798 | 0.099563 | 0.044808 | 0.036603 | 0.025795
County Durham | E06000047 | 2035 | LW | non-domestic | 1584.6139 | 178.942 | 35.8158 | 53.8755 | 118.3322 | 986.3939 | 698.6177 | 73.685 | 1341.3073 | 1701.953 | 131.0128 | 814.2028 | 79.7142 | 66.4325 | 113.139 | 0.19862 | 0.022429 | 0.0044893 | 0.006753 | 0.014832 | 0.12364 | 0.087568 | 0.009236 | 0.16812 | 0.21333 | 0.016422 | 0.10206 | 0.0099917 | 0.0083269 | 0.014181
Coventry | E08000026 | 2035 | LW | non-domestic | 1071.5521 | 103.9227 | 9.4328 | 13.8698 | 34.519 | 572.6956 | 410.3663 | 32.0895 | 861.5808 | 1163.1 | 73.8997 | 449.1537 | 230.8464 | 183.9132 | 30.9758 | 0.20442 | 0.019825 | 0.0017995 | 0.0026459 | 0.0065852 | 0.10925 | 0.078286 | 0.0061217 | 0.16436 | 0.22188 | 0.014098 | 0.085685 | 0.044039 | 0.035085 | 0.0059092
Craven | E07000163 | 2035 | LW | non-domestic | 238.3998 | 35.9436 | 9.4228 | 14.3839 | 32.3071 | 162.4992 | 123.171 | 13.3152 | 205.2597 | 239.7676 | 27.1048 | 137.3377 | 51.4981 | 42.3432 | 31.6745 | 0.17473 | 0.026343 | 0.0069061 | 0.010542 | 0.023678 | 0.1191 | 0.090273 | 0.0097588 | 0.15044 | 0.17573 | 0.019865 | 0.10066 | 0.037743 | 0.031034 | 0.023214
Crawley | E07000226 | 2035 | LW | non-domestic | 383.2161 | 41.9106 | 2.7744 | 4.0699 | 10.6787 | 236.5022 | 173.2486 | 13.092 | 319.6977 | 483.857 | 29.3866 | 191.3901 | 98.5055 | 78.0708 | 9.1525 | 0.18463 | 0.020192 | 0.0013367 | 0.0019609 | 0.005145 | 0.11395 | 0.083471 | 0.0063077 | 0.15403 | 0.23312 | 0.014158 | 0.092212 | 0.04746 | 0.037614 | 0.0044096
Croydon | E09000008 | 2035 | LW | non-domestic | 1187.9192 | 127.8951 | 12.3317 | 18.1907 | 44.6548 | 637.4676 | 495.1346 | 33.4161 | 944.5376 | 1145.6281 | 91.3458 | 499.5529 | 244.4336 | 197.8551 | 40.385 | 0.20765 | 0.022356 | 0.0021556 | 0.0031798 | 0.0078058 | 0.11143 | 0.086551 | 0.0058412 | 0.16511 | 0.20026 | 0.015967 | 0.087323 | 0.042728 | 0.034586 | 0.0070594
Dacorum | E07000096 | 2035 | LW | non-domestic | 455.317 | 55.371 | 7.065 | 10.3466 | 25.1452 | 286.3482 | 214.2247 | 18.1324 | 381.2163 | 538.9853 | 39.7344 | 235.4957 | 117.4409 | 93.8463 | 23.352 | 0.18198 | 0.022131 | 0.0028237 | 0.0041353 | 0.01005 | 0.11445 | 0.085621 | 0.0072471 | 0.15236 | 0.21542 | 0.015881 | 0.094122 | 0.046938 | 0.037508 | 0.0093333
Darlington | E06000005 | 2035 | LW | non-domestic | 457.9178 | 44.72 | 7.4384 | 10.7378 | 24.3737 | 296.1114 | 206.2004 | 19.4032 | 383.4262 | 495.13 | 30.8679 | 229.0017 | 22.6328 | 26.6562 | 22.5333 | 0.20109 | 0.019639 | 0.0032666 | 0.0047155 | 0.010704 | 0.13004 | 0.090552 | 0.0085208 | 0.16838 | 0.21743 | 0.013555 | 0.10057 | 0.0099391 | 0.011706 | 0.0098954
Dartford | E07000107 | 2035 | LW | non-domestic | 320.4614 | 46.1743 | 4.6844 | 6.865 | 17.0314 | 213.9413 | 183.1939 | 11.6926 | 268.1586 | 344.9623 | 32.8471 | 179.5193 | 84.8459 | 69.0536 | 15.4611 | 0.17814 | 0.025668 | 0.0026041 | 0.0038162 | 0.0094677 | 0.11893 | 0.10184 | 0.0064999 | 0.14907 | 0.19176 | 0.01826 | 0.099794 | 0.047166 | 0.038387 | 0.0085948
Daventry | E07000151 | 2035 | LW | non-domestic | 269.7829 | 40.732 | 11.6495 | 17.0219 | 39.5406 | 166.9763 | 131.7796 | 15.83 | 227.3477 | 253.7639 | 30.8546 | 148.1739 | 67.1519 | 54.7789 | 38.6454 | 0.17819 | 0.026903 | 0.0076944 | 0.011243 | 0.026116 | 0.11029 | 0.087039 | 0.010456 | 0.15016 | 0.16761 | 0.020379 | 0.097867 | 0.044353 | 0.036181 | 0.025525
Denbighshire | W06000004 | 2035 | LW | non-domestic | 397.9126 | 59.1231 | 8.955 | 13.8121 | 30.7944 | 135.9232 | 204.9696 | 15.2194 | 326.0204 | 354.159 | 42.4348 | 206.2746 | 16.9064 | 20.8712 | 29.7063 | 0.21358 | 0.031734 | 0.0048066 | 0.0074136 | 0.016529 | 0.072956 | 0.11002 | 0.008169 | 0.17499 | 0.19009 | 0.022777 | 0.11072 | 0.0090744 | 0.011203 | 0.015945
Derby | E06000015 | 2035 | LW | non-domestic | 875.6806 | 107.0113 | 6.8021 | 10.0229 | 26.0246 | 530.4327 | 428.5434 | 24.3273 | 709.4398 | 888.6895 | 75.6627 | 415.9927 | 204.5099 | 166.1133 | 22.3336 | 0.19496 | 0.023825 | 0.0015144 | 0.0022315 | 0.0057941 | 0.11809 | 0.09541 | 0.0054162 | 0.15795 | 0.19786 | 0.016845 | 0.092616 | 0.045532 | 0.036983 | 0.0049723
Derbyshire Dales | E07000035 | 2035 | LW | non-domestic | 263.8122 | 38.1053 | 7.3157 | 10.6844 | 25.3922 | 158.7435 | 140.6635 | 12.195 | 221.0557 | 261.9381 | 27.8144 | 145.5646 | 65.9144 | 53.6759 | 24.291 | 0.18104 | 0.02615 | 0.0050205 | 0.0073323 | 0.017426 | 0.10894 | 0.096532 | 0.008369 | 0.1517 | 0.17976 | 0.019088 | 0.099896 | 0.045235 | 0.036836 | 0.01667
Doncaster | E08000017 | 2035 | LW | non-domestic | 929.6925 | 122.3396 | 18.2832 | 27.8384 | 64.3374 | 599.1839 | 476.1537 | 37.4189 | 783.4641 | 993.6467 | 88.8718 | 497.4278 | 185.5041 | 151.9068 | 60.9375 | 0.18457 | 0.024288 | 0.0036298 | 0.0055268 | 0.012773 | 0.11896 | 0.094531 | 0.0074288 | 0.15554 | 0.19727 | 0.017644 | 0.098755 | 0.036828 | 0.030158 | 0.012098
Dorset | E06000059 | 2035 | LW | non-domestic | 1436.99 | 238.5579 | 46.9304 | 68.2782 | 155.3157 | 832.5547 | 829.6874 | 73.2507 | 1181.288 | 1235.9135 | 163.7158 | 805.0757 | 100.1361 | 81.3183 | 148.4072 | 0.19426 | 0.032249 | 0.0063442 | 0.00923 | 0.020996 | 0.11255 | 0.11216 | 0.0099022 | 0.15969 | 0.16707 | 0.022131 | 0.10883 | 0.013537 | 0.010993 | 0.020062
Dover | E07000108 | 2035 | LW | non-domestic | 361.3316 | 45.5272 | 5.9449 | 8.7036 | 21.0812 | 208.0732 | 173.5207 | 12.5471 | 294.1593 | 352.7234 | 32.7693 | 174.5258 | 82.2184 | 66.8626 | 19.6495 | 0.1943 | 0.024482 | 0.0031968 | 0.0046803 | 0.011336 | 0.11189 | 0.093309 | 0.006747 | 0.15818 | 0.18967 | 0.017621 | 0.093849 | 0.044212 | 0.035955 | 0.010566
Dudley | E08000027 | 2035 | LW | non-domestic | 1056.2541 | 128.6301 | 19.7897 | 29.0459 | 69.159 | 658.6636 | 481.2991 | 43.7381 | 879.5036 | 1206.4468 | 93.2819 | 533.724 | 265.9942 | 213.093 | 65.1083 | 0.1839 | 0.022395 | 0.0034454 | 0.005057 | 0.012041 | 0.11468 | 0.083796 | 0.0076149 | 0.15312 | 0.21005 | 0.016241 | 0.092923 | 0.04631 | 0.0371 | 0.011336
Dumfries and Galloway | S12000006 | 2035 | LW | non-domestic | 342.4151 | 78.3683 | 6.2891 | 10.1637 | 22.7028 | 36.8298 | 263.0208 | 5.1762 | 335.1195 | 284.6227 | 68.9066 | 246.0644 | 2.2259 | 2.2835 | 23.2598 | 0.19822 | 0.045367 | 0.0036407 | 0.0058836 | 0.013142 | 0.02132 | 0.15226 | 0.0029964 | 0.194 | 0.16476 | 0.039889 | 0.14244 | 0.0012886 | 0.0013219 | 0.013465
Dundee City | S12000042 | 2035 | LW | non-domestic | 314.9522 | 37.372 | 5.3758 | 8.6868 | 18.7888 | 41.624 | 120.7763 | 4.8492 | 313.4168 | 488.8374 | 32.9713 | 125.404 | 2.0538 | 2.1072 | 19.8747 | 0.2049 | 0.024313 | 0.0034974 | 0.0056515 | 0.012224 | 0.02708 | 0.078575 | 0.0031548 | 0.2039 | 0.31803 | 0.02145 | 0.081585 | 0.0013362 | 0.0013709 | 0.01293
Ealing | E09000009 | 2035 | LW | non-domestic | 1205.3523 | 132.3728 | 11.4586 | 16.8751 | 42.0376 | 658.1299 | 518.0368 | 33.5395 | 961.889 | 1180.7906 | 94.2122 | 518.711 | 253.6985 | 205.398 | 37.5818 | 0.20534 | 0.02255 | 0.001952 | 0.0028748 | 0.0071613 | 0.11212 | 0.08825 | 0.0057136 | 0.16386 | 0.20115 | 0.01605 | 0.088365 | 0.043219 | 0.034991 | 0.0064023
East Ayrshire | S12000008 | 2035 | LW | non-domestic | 223.1321 | 31.6467 | 3.5993 | 5.8162 | 12.7174 | 25.4541 | 104.1289 | 3.146 | 214.6168 | 277.9923 | 27.8759 | 102.8888 | 1.3429 | 1.3777 | 13.3076 | 0.2127 | 0.030167 | 0.003431 | 0.0055443 | 0.012123 | 0.024264 | 0.099261 | 0.002999 | 0.20458 | 0.265 | 0.026573 | 0.098079 | 0.0012801 | 0.0013133 | 0.012686
East Cambridgeshire | E07000009 | 2035 | LW | non-domestic | 234.2162 | 34.6541 | 10.2921 | 15.0284 | 34.8993 | 121.7017 | 111.4196 | 12.1147 | 189.4972 | 160.5091 | 26.3106 | 114.2071 | 47.3685 | 39.5913 | 34.162 | 0.19749 | 0.02922 | 0.0086782 | 0.012672 | 0.029427 | 0.10262 | 0.093948 | 0.010215 | 0.15978 | 0.13534 | 0.022185 | 0.096298 | 0.039941 | 0.033383 | 0.028805
East Devon | E07000040 | 2035 | LW | non-domestic | 512.5486 | 83.2627 | 15.3397 | 22.3162 | 51.0119 | 272.941 | 294.1135 | 22.6187 | 411.106 | 380.5349 | 56.7876 | 267.3259 | 32.339 | 26.5496 | 48.5175 | 0.20524 | 0.033341 | 0.0061425 | 0.0089361 | 0.020427 | 0.10929 | 0.11777 | 0.0090572 | 0.16462 | 0.15238 | 0.022739 | 0.10705 | 0.01295 | 0.010631 | 0.019428
East Dunbartonshire | S12000045 | 2035 | LW | non-domestic | 176.3198 | 18.9843 | 2.8247 | 4.5644 | 9.859 | 22.0221 | 61.1759 | 2.5573 | 172.0218 | 267.011 | 16.753 | 64.0198 | 1.0639 | 1.0916 | 10.4433 | 0.21225 | 0.022853 | 0.0034003 | 0.0054946 | 0.011868 | 0.02651 | 0.073643 | 0.0030784 | 0.20708 | 0.32142 | 0.020167 | 0.077066 | 0.0012807 | 0.001314 | 0.012572
East Hampshire | E07000085 | 2035 | LW | non-domestic | 371.803 | 53.8664 | 11.195 | 16.3546 | 38.5887 | 225.1314 | 191.9125 | 17.3399 | 308.8937 | 350.4303 | 39.7061 | 198.6145 | 89.9935 | 73.6193 | 37.1315 | 0.18364 | 0.026606 | 0.0055296 | 0.008078 | 0.01906 | 0.1112 | 0.094791 | 0.0085647 | 0.15257 | 0.17309 | 0.019612 | 0.098102 | 0.04445 | 0.036363 | 0.01834
East Hertfordshire | E07000242 | 2035 | LW | non-domestic | 466.712 | 65.9898 | 11.1754 | 16.3396 | 38.9664 | 287.7042 | 244.6412 | 19.5886 | 386.8373 | 455.5746 | 48.0304 | 247.8404 | 114.1515 | 93.2003 | 37.0146 | 0.1842 | 0.026044 | 0.0044106 | 0.0064488 | 0.015379 | 0.11355 | 0.096552 | 0.007731 | 0.15267 | 0.1798 | 0.018956 | 0.097815 | 0.045052 | 0.036783 | 0.014609
East Lindsey | E07000137 | 2035 | LW | non-domestic | 533.1502 | 82.7105 | 22.9373 | 33.5081 | 77.9841 | 322.4509 | 271.4702 | 30.0116 | 445.2667 | 458.3889 | 62.4403 | 290.8428 | 128.0374 | 105.3593 | 76.1205 | 0.1813 | 0.028126 | 0.0078 | 0.011395 | 0.026519 | 0.10965 | 0.092315 | 0.010206 | 0.15142 | 0.15588 | 0.021233 | 0.098903 | 0.04354 | 0.035828 | 0.025885
East Lothian | S12000010 | 2035 | LW | non-domestic | 185.0022 | 26.1547 | 3.0525 | 4.9326 | 10.771 | 22.0768 | 85.9062 | 2.6869 | 180.246 | 243.0079 | 23.0419 | 85.3925 | 1.1514 | 1.1812 | 11.2855 | 0.20883 | 0.029524 | 0.0034457 | 0.0055679 | 0.012158 | 0.024921 | 0.096972 | 0.003033 | 0.20346 | 0.27431 | 0.02601 | 0.096392 | 0.0012997 | 0.0013334 | 0.012739
East Northamptonshire | E07000152 | 2035 | LW | non-domestic | 247.348 | 28.7717 | 6.3864 | 9.3332 | 21.9434 | 131.1082 | 101.0957 | 10.7122 | 201.9666 | 244.8755 | 21.2987 | 113.9978 | 54.1098 | 43.5859 | 21.1854 | 0.19666 | 0.022876 | 0.0050778 | 0.0074207 | 0.017447 | 0.10424 | 0.08038 | 0.0085172 | 0.16058 | 0.1947 | 0.016934 | 0.090639 | 0.043022 | 0.034655 | 0.016844
East Renfrewshire | S12000011 | 2035 | LW | non-domestic | 152.1624 | 13.9139 | 2.5058 | 4.0493 | 8.6856 | 20.5724 | 43.9945 | 2.3129 | 151.2496 | 259.1412 | 12.2986 | 48.4304 | 0.94986 | 0.97459 | 9.2648 | 0.2083 | 0.019047 | 0.0034303 | 0.0055431 | 0.01189 | 0.028162 | 0.060225 | 0.0031662 | 0.20705 | 0.35474 | 0.016836 | 0.066297 | 0.0013003 | 0.0013341 | 0.012683
East Riding of Yorkshire | E06000011 | 2035 | LW | non-domestic | 1077.2389 | 132.7751 | 28.1158 | 42.9016 | 97.3158 | 627.5513 | 482.2255 | 45.8505 | 893.1768 | 1049.7778 | 98.5051 | 525.1664 | 196.6246 | 161.2652 | 94.4009 | 0.194 | 0.023911 | 0.0050633 | 0.007726 | 0.017525 | 0.11301 | 0.086842 | 0.008257 | 0.16085 | 0.18905 | 0.017739 | 0.094575 | 0.035409 | 0.029042 | 0.017
East Staffordshire | E07000193 | 2035 | LW | non-domestic | 426.0291 | 69.1007 | 10.1125 | 14.7987 | 35.6302 | 293.6859 | 263.6445 | 18.4128 | 360.055 | 427.1983 | 49.8367 | 255.5245 | 115.6716 | 94.9731 | 33.4532 | 0.17261 | 0.027997 | 0.0040972 | 0.0059959 | 0.014436 | 0.11899 | 0.10682 | 0.0074602 | 0.14588 | 0.17309 | 0.020192 | 0.10353 | 0.046866 | 0.03848 | 0.013554
East Suffolk | E07000244 | 2035 | LW | non-domestic | 773.7179 | 113.1513 | 24.9832 | 36.5498 | 85.7115 | 441.6324 | 393.4031 | 34.4882 | 630.2276 | 622.1739 | 83.9195 | 390.8101 | 170.8131 | 141.5592 | 82.7529 | 0.19219 | 0.028106 | 0.0062056 | 0.0090787 | 0.02129 | 0.1097 | 0.097718 | 0.0085666 | 0.15654 | 0.15454 | 0.020845 | 0.097074 | 0.042429 | 0.035162 | 0.020555
Eastbourne | E07000061 | 2035 | LW | non-domestic | 513.4624 | 61.0617 | 3.97 | 5.7785 | 15.0318 | 252.6387 | 249.6098 | 14.5726 | 405.5149 | 473.2066 | 39.317 | 231.5421 | 36.5803 | 29.4566 | 12.5807 | 0.21902 | 0.026047 | 0.0016935 | 0.0024649 | 0.006412 | 0.10777 | 0.10647 | 0.0062161 | 0.17298 | 0.20185 | 0.016771 | 0.098767 | 0.015604 | 0.012565 | 0.0053665
Eastleigh | E07000086 | 2035 | LW | non-domestic | 355.2892 | 44.7841 | 4.4799 | 6.5632 | 16.3331 | 220.2776 | 179.255 | 12.6559 | 295.2839 | 399.6821 | 31.7738 | 184.8122 | 89.8095 | 72.3085 | 14.7852 | 0.18427 | 0.023227 | 0.0023235 | 0.003404 | 0.0084711 | 0.11425 | 0.09297 | 0.0065639 | 0.15315 | 0.20729 | 0.016479 | 0.095852 | 0.046579 | 0.037503 | 0.0076683
Eden | E07000030 | 2035 | LW | non-domestic | 230.0205 | 39.4662 | 14.3563 | 21.6393 | 46.1208 | 162.944 | 132.1875 | 16.1485 | 198.339 | 170.0601 | 30.2486 | 143.3711 | 11.3227 | 9.7317 | 45.511 | 0.18091 | 0.03104 | 0.011291 | 0.017019 | 0.036274 | 0.12815 | 0.10396 | 0.012701 | 0.15599 | 0.13375 | 0.02379 | 0.11276 | 0.0089052 | 0.0076539 | 0.035794
Elmbridge | E07000207 | 2035 | LW | non-domestic | 509.1673 | 50.9748 | 3.1414 | 4.6099 | 12.2221 | 340.5362 | 211.7119 | 20.5079 | 437.7754 | 766.6266 | 35.6857 | 267.6358 | 147.2595 | 114.5418 | 10.3457 | 0.17361 | 0.017381 | 0.0010712 | 0.0015719 | 0.0041675 | 0.11612 | 0.072189 | 0.0069927 | 0.14927 | 0.2614 | 0.012168 | 0.091258 | 0.050212 | 0.039056 | 0.0035276
Enfield | E09000010 | 2035 | LW | non-domestic | 861.5361 | 96.19 | 6.7208 | 9.909 | 25.3549 | 485.9049 | 383.3516 | 23.7806 | 692.5096 | 881.4185 | 68.066 | 383.9747 | 189.8485 | 153.3568 | 22.0366 | 0.20111 | 0.022454 | 0.0015688 | 0.002313 | 0.0059186 | 0.11342 | 0.089485 | 0.0055511 | 0.16165 | 0.20575 | 0.015889 | 0.089631 | 0.044316 | 0.035798 | 0.005144
Epping Forest | E07000072 | 2035 | LW | non-domestic | 400.9811 | 51.7402 | 7.3739 | 10.7867 | 26.0489 | 244.5285 | 198.426 | 15.9473 | 333.5205 | 434.6324 | 37.2572 | 208.5243 | 99.8714 | 80.5604 | 24.4123 | 0.18439 | 0.023793 | 0.0033909 | 0.0049603 | 0.011979 | 0.11245 | 0.091247 | 0.0073334 | 0.15337 | 0.19987 | 0.017133 | 0.09589 | 0.045926 | 0.037046 | 0.011226
Epsom and Ewell | E07000208 | 2035 | LW | non-domestic | 237.0381 | 27.5516 | 2.4351 | 3.5809 | 8.9034 | 144.6902 | 106.0014 | 7.6688 | 193.8042 | 260.6931 | 19.6757 | 111.7538 | 56.1696 | 45.076 | 8.0184 | 0.19224 | 0.022344 | 0.0019749 | 0.0029041 | 0.0072206 | 0.11734 | 0.085966 | 0.0062194 | 0.15717 | 0.21142 | 0.015957 | 0.090631 | 0.045553 | 0.036556 | 0.0065029
Erewash | E07000036 | 2035 | LW | non-domestic | 339.4122 | 36.8631 | 5.42 | 7.952 | 19.0412 | 199.6405 | 139.7568 | 13.5351 | 281.496 | 402.1801 | 26.6317 | 162.4813 | 82.9561 | 65.85 | 17.8655 | 0.18845 | 0.020467 | 0.0030093 | 0.0044151 | 0.010572 | 0.11084 | 0.077596 | 0.007515 | 0.15629 | 0.2233 | 0.014786 | 0.090213 | 0.046059 | 0.036561 | 0.0099193
Exeter | E07000041 | 2035 | LW | non-domestic | 562.6494 | 82.1827 | 5.9568 | 8.6685 | 22.0703 | 343.4569 | 332.7764 | 20.8284 | 463.9437 | 595.8735 | 53.1074 | 315.6375 | 48.4798 | 38.9456 | 18.8349 | 0.19312 | 0.028208 | 0.0020446 | 0.0029754 | 0.0075754 | 0.11789 | 0.11422 | 0.0071491 | 0.15924 | 0.20453 | 0.018229 | 0.10834 | 0.01664 | 0.013368 | 0.0064649
Falkirk | S12000014 | 2035 | LW | non-domestic | 256.2877 | 33.257 | 3.9637 | 6.4049 | 13.9716 | 28.6256 | 109.075 | 3.4899 | 244.1178 | 324.832 | 29.3027 | 108.7626 | 1.4836 | 1.5221 | 14.6543 | 0.21724 | 0.02819 | 0.0033597 | 0.0054291 | 0.011843 | 0.024264 | 0.092456 | 0.0029582 | 0.20692 | 0.27534 | 0.024838 | 0.092191 | 0.0012576 | 0.0012902 | 0.012422
Fareham | E07000087 | 2035 | LW | non-domestic | 328.7687 | 45.4616 | 5.0853 | 7.4361 | 18.3464 | 213.0193 | 179.4062 | 12.3737 | 274.9798 | 360.7217 | 32.4085 | 180.3867 | 85.5656 | 69.3439 | 16.8343 | 0.17964 | 0.024841 | 0.0027787 | 0.0040632 | 0.010025 | 0.1164 | 0.098029 | 0.0067611 | 0.15025 | 0.1971 | 0.017708 | 0.098565 | 0.046754 | 0.03789 | 0.0091984
Fenland | E07000010 | 2035 | LW | non-domestic | 295.2301 | 41.2349 | 11.7788 | 17.2112 | 39.9696 | 158.271 | 133.7567 | 15.0379 | 240.4366 | 234.1375 | 31.2191 | 143.0689 | 62.3701 | 51.4535 | 39.0554 | 0.19497 | 0.027232 | 0.0077787 | 0.011366 | 0.026396 | 0.10452 | 0.088333 | 0.0099311 | 0.15878 | 0.15462 | 0.020617 | 0.094483 | 0.041189 | 0.03398 | 0.025792
Fife | S12000047 | 2035 | LW | non-domestic | 691.659 | 92.9671 | 11.2533 | 18.1845 | 39.6373 | 82.0134 | 304.577 | 9.9378 | 670.8749 | 920.5091 | 81.9212 | 304.7229 | 4.2245 | 4.3342 | 41.6062 | 0.21097 | 0.028357 | 0.0034325 | 0.0055467 | 0.01209 | 0.025016 | 0.092904 | 0.0030313 | 0.20463 | 0.28078 | 0.024988 | 0.092948 | 0.0012886 | 0.001322 | 0.012691
Flintshire | W06000005 | 2035 | LW | non-domestic | 506.6701 | 87.0109 | 21.7456 | 33.2096 | 71.2472 | 245.6921 | 260.5133 | 27.4049 | 425.5457 | 428.7686 | 65.8892 | 284.0154 | 20.3489 | 23.1454 | 70.6424 | 0.19701 | 0.033832 | 0.0084552 | 0.012913 | 0.027703 | 0.095531 | 0.10129 | 0.010656 | 0.16546 | 0.16672 | 0.025619 | 0.11043 | 0.0079122 | 0.0089995 | 0.027468
Folkestone and Hythe | E07000112 | 2035 | LW | non-domestic | 404.4463 | 56.7049 | 11.7653 | 17.2303 | 40.3816 | 238.5679 | 196.6876 | 17.6412 | 330.4363 | 355.4457 | 41.9954 | 201.3806 | 91.5295 | 75.1935 | 38.8804 | 0.19093 | 0.026769 | 0.0055542 | 0.0081341 | 0.019063 | 0.11262 | 0.092852 | 0.0083281 | 0.15599 | 0.1678 | 0.019825 | 0.095068 | 0.043209 | 0.035497 | 0.018355
Forest of Dean | E07000080 | 2035 | LW | non-domestic | 248.9467 | 35.0821 | 13.549 | 19.788 | 45.4951 | 127.7858 | 99.3999 | 15.5991 | 203.629 | 184.8724 | 27.4671 | 118.2797 | 50.7522 | 41.838 | 44.9535 | 0.19488 | 0.027463 | 0.010606 | 0.01549 | 0.035614 | 0.10003 | 0.077812 | 0.012211 | 0.1594 | 0.14472 | 0.021502 | 0.092591 | 0.03973 | 0.032751 | 0.03519
Fylde | E07000119 | 2035 | LW | non-domestic | 287.9466 | 31.824 | 4.7876 | 7.2011 | 16.1475 | 168.5915 | 128.988 | 11.0306 | 238.136 | 286.6387 | 22.9853 | 139.443 | 14.0796 | 11.7796 | 15.1146 | 0.20795 | 0.022983 | 0.0034575 | 0.0052005 | 0.011661 | 0.12175 | 0.093153 | 0.0079661 | 0.17198 | 0.20701 | 0.0166 | 0.1007 | 0.010168 | 0.008507 | 0.010916
Gateshead | E08000037 | 2035 | LW | non-domestic | 760.0903 | 89.235 | 8.2483 | 12.3859 | 29.2335 | 511.6277 | 377.7833 | 30.2284 | 648.3633 | 883.1139 | 63.3799 | 413.7914 | 44.1201 | 36.8547 | 25.9566 | 0.19319 | 0.022681 | 0.0020964 | 0.0031481 | 0.0074302 | 0.13004 | 0.09602 | 0.0076831 | 0.16479 | 0.22446 | 0.016109 | 0.10517 | 0.011214 | 0.0093673 | 0.0065973
Gedling | E07000173 | 2035 | LW | non-domestic | 279.1963 | 27.8898 | 3.7026 | 5.4201 | 13.1341 | 141.6362 | 107.7635 | 9.132 | 224.3017 | 290.0136 | 20.0291 | 117.9073 | 58.3397 | 46.6723 | 12.2314 | 0.20569 | 0.020547 | 0.0027278 | 0.0039931 | 0.0096761 | 0.10435 | 0.079391 | 0.0067277 | 0.16525 | 0.21366 | 0.014756 | 0.086865 | 0.04298 | 0.034384 | 0.0090111
Glasgow City | S12000049 | 2035 | LW | non-domestic | 1360.5259 | 171.8723 | 23.6423 | 38.2027 | 82.7834 | 181.806 | 557.4455 | 21.2422 | 1360.9754 | 2088.9441 | 151.587 | 573.2607 | 9.2095 | 9.4487 | 87.3982 | 0.20251 | 0.025583 | 0.0035191 | 0.0056863 | 0.012322 | 0.027061 | 0.082974 | 0.0031618 | 0.20258 | 0.31093 | 0.022563 | 0.085328 | 0.0013708 | 0.0014064 | 0.013009
Gloucester | E07000081 | 2035 | LW | non-domestic | 433.1238 | 55.5351 | 3.8275 | 5.6322 | 14.4884 | 274.6004 | 221.9132 | 13.3167 | 355.9104 | 466.9458 | 39.2191 | 219.2081 | 106.5737 | 86.234 | 12.5683 | 0.18757 | 0.024051 | 0.0016576 | 0.0024391 | 0.0062745 | 0.11892 | 0.096104 | 0.0057671 | 0.15413 | 0.20222 | 0.016985 | 0.094932 | 0.046154 | 0.037345 | 0.005443
Gosport | E07000088 | 2035 | LW | non-domestic | 251.9888 | 32.3216 | 6.0326 | 8.8568 | 20.811 | 133.722 | 116.7969 | 9.2715 | 201.2651 | 206.8379 | 23.6973 | 114.5945 | 51.2946 | 42.3788 | 19.8463 | 0.20326 | 0.026072 | 0.0048661 | 0.0071442 | 0.016787 | 0.10787 | 0.094213 | 0.0074787 | 0.16235 | 0.16684 | 0.019115 | 0.092436 | 0.041376 | 0.034184 | 0.016009
Gravesham | E07000109 | 2035 | LW | non-domestic | 278.3171 | 29.5077 | 3.3113 | 4.8615 | 11.8266 | 142.1214 | 111.3859 | 7.7419 | 219.3967 | 252.7591 | 21.2297 | 111.9614 | 54.471 | 44.2021 | 10.9171 | 0.21343 | 0.022628 | 0.0025393 | 0.0037281 | 0.0090694 | 0.10899 | 0.085418 | 0.005937 | 0.16825 | 0.19383 | 0.01628 | 0.085859 | 0.041772 | 0.033897 | 0.008372
Great Yarmouth | E07000145 | 2035 | LW | non-domestic | 359.4727 | 55.1433 | 8.2945 | 12.1583 | 29.0671 | 235.5891 | 204.8911 | 14.4664 | 297.938 | 335.4236 | 40.0074 | 198.0516 | 90.0861 | 74.1652 | 27.3983 | 0.18135 | 0.02782 | 0.0041846 | 0.0061339 | 0.014664 | 0.11886 | 0.10337 | 0.0072983 | 0.15031 | 0.16922 | 0.020184 | 0.099917 | 0.045449 | 0.037416 | 0.013823
Greenwich | E09000011 | 2035 | LW | non-domestic | 870.0322 | 87.3263 | 8.392 | 12.4495 | 30.2576 | 410.9442 | 334.1837 | 20.3589 | 672.6327 | 726.3935 | 62.5297 | 320.9507 | 153.062 | 125.2835 | 27.3491 | 0.22527 | 0.022611 | 0.0021729 | 0.0032235 | 0.0078344 | 0.1064 | 0.086528 | 0.0052714 | 0.17416 | 0.18808 | 0.01619 | 0.083102 | 0.039631 | 0.032439 | 0.0070813
Guildford | E07000209 | 2035 | LW | non-domestic | 527.4323 | 74.6993 | 6.0365 | 8.8333 | 22.5522 | 353.5884 | 301.2657 | 18.3335 | 442.4554 | 587.0764 | 52.7773 | 296.0588 | 140.9705 | 114.3464 | 19.9719 | 0.1778 | 0.025182 | 0.002035 | 0.0029778 | 0.0076026 | 0.1192 | 0.10156 | 0.0061804 | 0.14916 | 0.19791 | 0.017792 | 0.099804 | 0.047522 | 0.038547 | 0.0067327
Gwynedd | W06000002 | 2035 | LW | non-domestic | 487.2079 | 88.8894 | 22.499 | 34.3826 | 73.7639 | 241.701 | 262.6659 | 27.3859 | 411.3505 | 401.4482 | 67.4025 | 282.7852 | 21.2461 | 24.3602 | 73.2753 | 0.19331 | 0.035268 | 0.0089269 | 0.013642 | 0.029267 | 0.095899 | 0.10422 | 0.010866 | 0.16321 | 0.15928 | 0.026743 | 0.1122 | 0.0084298 | 0.0096654 | 0.029073
Hackney | E09000012 | 2035 | LW | non-domestic | 1296.5362 | 151.4995 | 12.4451 | 18.607 | 44.9241 | 742.3258 | 552.1926 | 31.7717 | 1015.8179 | 1098.1534 | 109.2564 | 524.0873 | 255.91 | 209.9887 | 40.2905 | 0.21241 | 0.02482 | 0.0020389 | 0.0030484 | 0.00736 | 0.12162 | 0.090467 | 0.0052052 | 0.16642 | 0.17991 | 0.0179 | 0.085862 | 0.041926 | 0.034403 | 0.0066009
Halton | E06000006 | 2035 | LW | non-domestic | 397.9887 | 44.0835 | 5.3086 | 7.9743 | 18.267 | 266.9544 | 183.1076 | 17.4392 | 342.263 | 486.3702 | 31.5473 | 214.5424 | 22.6086 | 18.8112 | 16.724 | 0.1919 | 0.021255 | 0.0025596 | 0.0038449 | 0.0088077 | 0.12872 | 0.088288 | 0.0084085 | 0.16503 | 0.23451 | 0.015211 | 0.10344 | 0.010901 | 0.0090701 | 0.0080637
Hambleton | E07000164 | 2035 | LW | non-domestic | 293.3115 | 49.5399 | 14.5211 | 22.1843 | 49.697 | 198.4139 | 163.562 | 17.4187 | 250.1538 | 243.6259 | 37.7385 | 173.0903 | 63.381 | 53.023 | 48.9712 | 0.17473 | 0.029512 | 0.0086506 | 0.013216 | 0.029606 | 0.1182 | 0.097438 | 0.010377 | 0.14902 | 0.14513 | 0.022482 | 0.10311 | 0.037758 | 0.031587 | 0.029173
Hammersmith and Fulham | E09000013 | 2035 | LW | non-domestic | 1154.7081 | 118.1717 | 7.2841 | 10.8933 | 27.2986 | 608.8217 | 442.4796 | 24.8752 | 895.4461 | 999.1285 | 84.478 | 426.9834 | 212.3205 | 172.8426 | 23.5708 | 0.22166 | 0.022685 | 0.0013983 | 0.0020911 | 0.0052404 | 0.11687 | 0.08494 | 0.0047751 | 0.17189 | 0.1918 | 0.016217 | 0.081966 | 0.040758 | 0.03318 | 0.0045248
Harborough | E07000131 | 2035 | LW | non-domestic | 274.4801 | 37.3105 | 8.3199 | 12.1506 | 28.5896 | 166.4798 | 131.5804 | 13.7361 | 230.8389 | 290.224 | 27.609 | 146.8845 | 69.0925 | 55.7562 | 27.607 | 0.1805 | 0.024536 | 0.0054712 | 0.0079903 | 0.018801 | 0.10948 | 0.086529 | 0.009033 | 0.1518 | 0.19085 | 0.018156 | 0.096593 | 0.045436 | 0.036666 | 0.018155
Haringey | E09000014 | 2035 | LW | non-domestic | 949.7934 | 97.7605 | 7.3301 | 10.8776 | 26.8544 | 503.6804 | 361.6636 | 22.7796 | 742.4688 | 865.8973 | 70.2802 | 361.5356 | 182.7539 | 148.2569 | 23.888 | 0.21705 | 0.022341 | 0.0016751 | 0.0024858 | 0.006137 | 0.11511 | 0.08265 | 0.0052058 | 0.16968 | 0.19788 | 0.016061 | 0.082621 | 0.041764 | 0.033881 | 0.0054591
Harlow | E07000073 | 2035 | LW | non-domestic | 336.3598 | 44.7474 | 4.8479 | 7.107 | 17.5003 | 200.3059 | 176.2194 | 10.9093 | 273.9086 | 323.8674 | 31.9139 | 168.7396 | 78.253 | 64.0757 | 15.9942 | 0.19169 | 0.025501 | 0.0027627 | 0.0040501 | 0.0099731 | 0.11415 | 0.10042 | 0.006217 | 0.1561 | 0.18457 | 0.018187 | 0.096162 | 0.044595 | 0.036516 | 0.0091148
Harrogate | E07000165 | 2035 | LW | non-domestic | 624.2059 | 80.0997 | 13.4452 | 20.5216 | 47.2017 | 395.6764 | 302.8847 | 26.3146 | 527.3968 | 673.035 | 58.6855 | 328.0703 | 123.1638 | 100.5581 | 45.186 | 0.18542 | 0.023794 | 0.0039939 | 0.0060959 | 0.014021 | 0.11754 | 0.089972 | 0.0078167 | 0.15666 | 0.19992 | 0.017432 | 0.097453 | 0.036586 | 0.029871 | 0.013422
Harrow | E09000015 | 2035 | LW | non-domestic | 639.1787 | 71.2342 | 4.8863 | 7.1977 | 18.5376 | 351.3326 | 287.2777 | 17.0043 | 511.4212 | 636.1227 | 50.2511 | 282.2381 | 137.0295 | 111.0188 | 16.021 | 0.20351 | 0.022681 | 0.0015558 | 0.0022917 | 0.0059023 | 0.11186 | 0.091468 | 0.0054141 | 0.16283 | 0.20254 | 0.016 | 0.089863 | 0.04363 | 0.035348 | 0.005101
Hart | E07000089 | 2035 | LW | non-domestic | 251.8248 | 31.8219 | 4.7621 | 6.9591 | 16.7786 | 149.6082 | 121.8903 | 10.2352 | 209.7848 | 277.1296 | 22.9347 | 130.3626 | 62.2587 | 50.0952 | 15.7818 | 0.18486 | 0.02336 | 0.0034958 | 0.0051087 | 0.012317 | 0.10983 | 0.089479 | 0.0075136 | 0.154 | 0.20344 | 0.016836 | 0.095698 | 0.045704 | 0.036774 | 0.011585
Hartlepool | E06000001 | 2035 | LW | non-domestic | 327.2052 | 34.0288 | 5.4307 | 8.1407 | 18.1367 | 195.9163 | 135.9129 | 13.4367 | 273.0945 | 351.6574 | 24.626 | 157.2437 | 16.0395 | 13.4165 | 17.0422 | 0.20562 | 0.021384 | 0.0034127 | 0.0051157 | 0.011397 | 0.12312 | 0.085408 | 0.0084437 | 0.17161 | 0.22098 | 0.015475 | 0.098813 | 0.010079 | 0.008431 | 0.010709
Hastings | E07000062 | 2035 | LW | non-domestic | 421.4131 | 44.5808 | 2.6216 | 3.816 | 10.1109 | 182.1274 | 183.3524 | 10.2343 | 325.8893 | 361.6894 | 28.5895 | 167.9233 | 25.8344 | 20.8327 | 8.2973 | 0.23447 | 0.024804 | 0.0014586 | 0.0021232 | 0.0056256 | 0.10133 | 0.10201 | 0.0056942 | 0.18132 | 0.20124 | 0.015907 | 0.09343 | 0.014374 | 0.011591 | 0.0046165
Havant | E07000090 | 2035 | LW | non-domestic | 333.7924 | 44.9752 | 2.8539 | 4.1874 | 11.0423 | 203.1831 | 185.8217 | 9.3233 | 272.1204 | 329.4583 | 31.5365 | 171.6621 | 79.5642 | 65.1916 | 9.4036 | 0.19029 | 0.02564 | 0.001627 | 0.0023872 | 0.0062951 | 0.11583 | 0.10593 | 0.0053151 | 0.15513 | 0.18782 | 0.017979 | 0.097862 | 0.045359 | 0.037165 | 0.0053609
Havering | E09000016 | 2035 | LW | non-domestic | 664.7588 | 87.3053 | 9.5005 | 13.9525 | 34.2158 | 385.1023 | 342.8993 | 20.751 | 537.3553 | 615.3359 | 62.305 | 324.5349 | 149.2575 | 122.5949 | 31.2604 | 0.19545 | 0.025669 | 0.0027933 | 0.0041023 | 0.01006 | 0.11323 | 0.10082 | 0.0061012 | 0.15799 | 0.18092 | 0.018319 | 0.09542 | 0.043885 | 0.036045 | 0.0091912
Herefordshire, County of | E06000019 | 2035 | LW | non-domestic | 649.5631 | 104.3445 | 29.9409 | 43.7492 | 101.5751 | 386.0107 | 336.6564 | 36.5355 | 537.2489 | 495.7172 | 79.1159 | 349.4122 | 149.1759 | 124.1031 | 99.2936 | 0.18441 | 0.029623 | 0.0085 | 0.01242 | 0.028837 | 0.10959 | 0.095575 | 0.010372 | 0.15252 | 0.14073 | 0.022461 | 0.099196 | 0.04235 | 0.035232 | 0.028189
Hertsmere | E07000098 | 2035 | LW | non-domestic | 305.9795 | 35.6147 | 2.6996 | 3.9555 | 10.1851 | 192.0795 | 145.8767 | 10.7421 | 256.0181 | 378.1677 | 25.0586 | 157.6349 | 79.6974 | 63.4593 | 8.9108 | 0.18256 | 0.021249 | 0.0016106 | 0.00236 | 0.0060768 | 0.1146 | 0.087034 | 0.0064091 | 0.15275 | 0.22563 | 0.014951 | 0.09405 | 0.04755 | 0.037862 | 0.0053164
High Peak | E07000037 | 2035 | LW | non-domestic | 289.5211 | 31.0189 | 5.3147 | 7.7863 | 18.4816 | 166.723 | 114.1942 | 12.0849 | 240.0532 | 338.7258 | 22.6126 | 136.5826 | 69.667 | 55.2185 | 17.5563 | 0.18978 | 0.020333 | 0.0034838 | 0.005104 | 0.012115 | 0.10929 | 0.074855 | 0.0079217 | 0.15736 | 0.22204 | 0.014823 | 0.089531 | 0.045667 | 0.036196 | 0.011508
Highland | S12000017 | 2035 | LW | non-domestic | 451.1385 | 116.3783 | 8.7928 | 14.2084 | 31.8772 | 49.6807 | 391.5165 | 7.1348 | 447.1179 | 328.3139 | 102.307 | 363.4167 | 3.2764 | 3.3609 | 32.5081 | 0.19189 | 0.049501 | 0.00374 | 0.0060435 | 0.013559 | 0.021131 | 0.16653 | 0.0030348 | 0.19018 | 0.13965 | 0.043516 | 0.15458 | 0.0013936 | 0.0014295 | 0.013827
Hillingdon | E09000017 | 2035 | LW | non-domestic | 825.9459 | 103.4323 | 12.3682 | 18.1747 | 44.1113 | 513.0805 | 401.8155 | 30.5377 | 683.689 | 910.5592 | 74.0806 | 419.8779 | 205.2551 | 165.4301 | 40.6418 | 0.18565 | 0.023248 | 0.00278 | 0.0040851 | 0.0099149 | 0.11532 | 0.090316 | 0.0068639 | 0.15367 | 0.20467 | 0.016651 | 0.094376 | 0.046135 | 0.037184 | 0.009135
Hinckley and Bosworth | E07000132 | 2035 | LW | non-domestic | 343.9404 | 44.8726 | 11.3388 | 16.585 | 38.5651 | 208.3033 | 146.3072 | 17.6006 | 286.1801 | 351.9603 | 33.7874 | 171.5064 | 82.5135 | 66.4684 | 37.544 | 0.18517 | 0.024158 | 0.0061044 | 0.0089288 | 0.020762 | 0.11214 | 0.078767 | 0.0094756 | 0.15407 | 0.18948 | 0.01819 | 0.092333 | 0.044422 | 0.035784 | 0.020212
Horsham | E07000227 | 2035 | LW | non-domestic | 428.8754 | 66.0249 | 17.2813 | 25.2581 | 58.8331 | 259.7516 | 220.5497 | 23.1026 | 357.069 | 372.0744 | 49.5833 | 232.5656 | 102.3868 | 84.3219 | 57.2554 | 0.18212 | 0.028037 | 0.0073383 | 0.010726 | 0.024983 | 0.1103 | 0.093654 | 0.0098103 | 0.15163 | 0.158 | 0.021055 | 0.098757 | 0.043478 | 0.035806 | 0.024313
Hounslow | E09000018 | 2035 | LW | non-domestic | 848.3935 | 97.7091 | 9.35 | 13.782 | 33.8164 | 476.4344 | 373.7101 | 24.4909 | 678.3153 | 816.8851 | 69.9619 | 372.0894 | 181.0946 | 147.1075 | 30.6512 | 0.20327 | 0.02341 | 0.0022402 | 0.003302 | 0.0081021 | 0.11415 | 0.089537 | 0.0058678 | 0.16252 | 0.19572 | 0.016762 | 0.089149 | 0.043389 | 0.035246 | 0.0073437
Huntingdonshire | E07000011 | 2035 | LW | non-domestic | 547.9934 | 72.7423 | 15.7018 | 22.9424 | 54.0053 | 318.1211 | 256.9053 | 25.2412 | 453.2333 | 536.6171 | 53.7657 | 277.5228 | 128.9523 | 104.6679 | 52.0688 | 0.18764 | 0.024908 | 0.0053764 | 0.0078557 | 0.018492 | 0.10893 | 0.087967 | 0.0086428 | 0.15519 | 0.18374 | 0.01841 | 0.095026 | 0.044154 | 0.035839 | 0.017829
Hyndburn | E07000120 | 2035 | LW | non-domestic | 293.4878 | 28.9317 | 5.1199 | 7.6892 | 17.0173 | 187.4685 | 113.7654 | 14.0719 | 252.3771 | 367.9243 | 21.0632 | 148.6074 | 17.1567 | 13.9487 | 16.1118 | 0.19504 | 0.019227 | 0.0034025 | 0.00511 | 0.011309 | 0.12459 | 0.075605 | 0.0093517 | 0.16772 | 0.24451 | 0.013998 | 0.098759 | 0.011402 | 0.0092698 | 0.010707
Inverclyde | S12000018 | 2035 | LW | non-domestic | 156.8674 | 18.6612 | 2.6425 | 4.2701 | 9.2418 | 20.3316 | 60.3947 | 2.3801 | 155.3276 | 239.1484 | 16.4616 | 62.4832 | 0.99597 | 1.0218 | 9.7699 | 0.2064 | 0.024554 | 0.003477 | 0.0056185 | 0.01216 | 0.026752 | 0.079467 | 0.0031318 | 0.20438 | 0.31467 | 0.02166 | 0.082215 | 0.0013105 | 0.0013445 | 0.012855
Ipswich | E07000202 | 2035 | LW | non-domestic | 478.8571 | 70.0603 | 6.1314 | 9.0244 | 22.486 | 316.518 | 274.1488 | 15.262 | 393.6506 | 467.5606 | 49.8594 | 256.3311 | 119.2346 | 97.9359 | 20.1383 | 0.18437 | 0.026975 | 0.0023608 | 0.0034746 | 0.0086578 | 0.12187 | 0.10556 | 0.0058763 | 0.15157 | 0.18002 | 0.019197 | 0.098695 | 0.045909 | 0.037708 | 0.0077539
Isle of Anglesey | W06000001 | 2035 | LW | non-domestic | 215.5236 | 36.4846 | 8.8712 | 13.5574 | 29.1419 | 93.1351 | 109.5038 | 10.2235 | 175.6949 | 150.3108 | 27.5517 | 111.4603 | 8.0076 | 9.3205 | 28.8931 | 0.20972 | 0.035502 | 0.0086323 | 0.013192 | 0.028357 | 0.090627 | 0.10655 | 0.0099481 | 0.17096 | 0.14626 | 0.02681 | 0.10846 | 0.007792 | 0.0090695 | 0.028115
Isle of Wight | E06000046 | 2035 | LW | non-domestic | 581.7122 | 82.6324 | 8.3363 | 12.1284 | 29.45 | 322.8503 | 322.991 | 21.5059 | 471.8009 | 553.7913 | 53.9847 | 304.4061 | 41.5815 | 33.3971 | 26.3868 | 0.2029 | 0.028822 | 0.0029077 | 0.0042304 | 0.010272 | 0.11261 | 0.11266 | 0.0075013 | 0.16457 | 0.19316 | 0.01883 | 0.10618 | 0.014504 | 0.011649 | 0.0092038
Isles of Scilly | E06000053 | 2035 | LW | non-domestic | 13.0937 | 3.7989 | 0.9586 | 1.3943 | 3.1243 | 8.5086 | 12.2249 | 0.85636 | 10.5822 | 1.8193 | 2.6823 | 9.2541 | 0.81141 | 0.73065 | 3.0328 | 0.17968 | 0.05213 | 0.013155 | 0.019133 | 0.042874 | 0.11676 | 0.16776 | 0.011752 | 0.14522 | 0.024965 | 0.036809 | 0.12699 | 0.011135 | 0.010026 | 0.041618
Islington | E09000019 | 2035 | LW | non-domestic | 1273.1845 | 158.5892 | 8.3567 | 12.4648 | 32.0029 | 824.2431 | 594.3613 | 32.2028 | 1019.5438 | 1221.4884 | 113.3306 | 571.7519 | 287.9703 | 234.4345 | 27.1047 | 0.19859 | 0.024737 | 0.0013035 | 0.0019443 | 0.0049919 | 0.12857 | 0.092709 | 0.005023 | 0.15903 | 0.19053 | 0.017677 | 0.089183 | 0.044918 | 0.036567 | 0.0042278
Kensington and Chelsea | E09000020 | 2035 | LW | non-domestic | 1385.8172 | 172.422 | 6.2928 | 9.4031 | 25.7248 | 897.6793 | 652.1679 | 31.756 | 1104.3301 | 1307.5526 | 122.6009 | 613.9116 | 307.8501 | 250.9125 | 20.37 | 0.20059 | 0.024957 | 0.00091084 | 0.001361 | 0.0037235 | 0.12993 | 0.094397 | 0.0045965 | 0.15984 | 0.18926 | 0.017746 | 0.088859 | 0.044559 | 0.036318 | 0.0029484
Kettering | E07000153 | 2035 | LW | non-domestic | 300.4332 | 39.6768 | 4.32 | 6.3598 | 15.3978 | 192.0351 | 146.3455 | 10.2732 | 246.1103 | 305.1063 | 28.6832 | 148.3091 | 73.1808 | 59.4093 | 14.2219 | 0.18897 | 0.024956 | 0.0027172 | 0.0040002 | 0.009685 | 0.12079 | 0.092049 | 0.0064617 | 0.1548 | 0.19191 | 0.018041 | 0.093284 | 0.04603 | 0.037368 | 0.0089454
King's Lynn and West Norfolk | E07000146 | 2035 | LW | non-domestic | 485.8868 | 72.0331 | 22.8536 | 33.3848 | 77.262 | 263.6736 | 223.1295 | 27.0804 | 396.3576 | 354.9787 | 55.1879 | 239.8031 | 102.2928 | 84.9824 | 75.849 | 0.19321 | 0.028644 | 0.0090878 | 0.013276 | 0.030723 | 0.10485 | 0.088728 | 0.010769 | 0.15761 | 0.14116 | 0.021946 | 0.095358 | 0.040677 | 0.033794 | 0.030162
Kingston upon Hull, City of | E06000010 | 2035 | LW | non-domestic | 1088.1106 | 124.1233 | 11.7673 | 17.9371 | 43.2723 | 637.7339 | 506.4716 | 34.9129 | 899.1326 | 1173.799 | 88.7187 | 524.2519 | 200.571 | 163.1859 | 39.3716 | 0.19594 | 0.022351 | 0.002119 | 0.00323 | 0.0077921 | 0.11484 | 0.091201 | 0.0062868 | 0.16191 | 0.21137 | 0.015976 | 0.094403 | 0.036117 | 0.029385 | 0.0070897
Kingston upon Thames | E09000021 | 2035 | LW | non-domestic | 597.5432 | 68.7 | 3.2348 | 4.7737 | 12.9704 | 354.5355 | 275.6715 | 15.8686 | 482.8928 | 632.1914 | 48.341 | 274.2047 | 136.2825 | 109.9343 | 10.59 | 0.19736 | 0.02269 | 0.0010684 | 0.0015767 | 0.0042839 | 0.1171 | 0.091049 | 0.0052411 | 0.15949 | 0.2088 | 0.015966 | 0.090564 | 0.045011 | 0.036309 | 0.0034977
Kirklees | E08000034 | 2035 | LW | non-domestic | 1250.0809 | 143.9732 | 18.5622 | 28.2322 | 65.8828 | 776.6482 | 571.8269 | 47.9422 | 1052.5934 | 1443.007 | 103.8731 | 630.9705 | 238.4179 | 192.9196 | 61.6179 | 0.18865 | 0.021727 | 0.0028012 | 0.0042605 | 0.0099423 | 0.1172 | 0.086293 | 0.0072349 | 0.15884 | 0.21776 | 0.015675 | 0.095219 | 0.035979 | 0.029113 | 0.0092986
Knowsley | E08000011 | 2035 | LW | non-domestic | 396.5238 | 45.4119 | 5.5943 | 8.3744 | 19.1302 | 233.1025 | 187.3936 | 13.7386 | 324.7605 | 377.5133 | 32.5274 | 191.5918 | 19.7479 | 16.7501 | 17.5465 | 0.20983 | 0.024031 | 0.0029604 | 0.0044316 | 0.010123 | 0.12335 | 0.099165 | 0.0072702 | 0.17186 | 0.19977 | 0.017213 | 0.10139 | 0.01045 | 0.0088639 | 0.0092853
Lambeth | E09000022 | 2035 | LW | non-domestic | 1512.202 | 133.2414 | 15.881 | 23.7158 | 55.5265 | 644.4991 | 474.3019 | 32.3729 | 1140.8082 | 1129.883 | 96.9762 | 463.7959 | 224.6436 | 184.1848 | 51.4428 | 0.24456 | 0.021548 | 0.0025683 | 0.0038354 | 0.0089798 | 0.10423 | 0.076705 | 0.0052354 | 0.18449 | 0.18273 | 0.015683 | 0.075006 | 0.03633 | 0.029787 | 0.0083194
Lancaster | E07000121 | 2035 | LW | non-domestic | 519.4544 | 60.1443 | 12.1902 | 18.3346 | 40.1853 | 307.5935 | 230.6287 | 22.2294 | 430.1856 | 494.5618 | 44.1475 | 253.3921 | 26.8365 | 22.3789 | 38.465 | 0.20607 | 0.02386 | 0.004836 | 0.0072736 | 0.015942 | 0.12203 | 0.091493 | 0.0088186 | 0.17066 | 0.1962 | 0.017514 | 0.10052 | 0.010646 | 0.008878 | 0.015259
Leeds | E08000035 | 2035 | LW | non-domestic | 2914.9825 | 324.7569 | 27.5958 | 41.9699 | 102.1417 | 1730.9818 | 1336.3422 | 94.8429 | 2421.6602 | 3244.0162 | 231.453 | 1412.0636 | 521.9847 | 423.7798 | 91.5572 | 0.19537 | 0.021766 | 0.0018496 | 0.002813 | 0.0068459 | 0.11602 | 0.089566 | 0.0063567 | 0.16231 | 0.21743 | 0.015513 | 0.094642 | 0.034985 | 0.028403 | 0.0061365
Leicester | E06000016 | 2035 | LW | non-domestic | 1156.8537 | 145.2537 | 14.0705 | 20.7357 | 50.7687 | 771.4882 | 550.8136 | 41.2391 | 959.5102 | 1321.0851 | 104.154 | 584.3154 | 295.7607 | 237.3699 | 46.1293 | 0.18364 | 0.023058 | 0.0022336 | 0.0032916 | 0.0080591 | 0.12247 | 0.087437 | 0.0065464 | 0.15231 | 0.20971 | 0.016534 | 0.092755 | 0.04695 | 0.03768 | 0.0073226
Lewes | E07000063 | 2035 | LW | non-domestic | 339.0557 | 51.2517 | 8.3 | 12.0754 | 27.8906 | 188.2887 | 186.5336 | 14.9341 | 275.8511 | 303.6892 | 34.6234 | 179.5793 | 24.5661 | 19.8848 | 26.2581 | 0.20029 | 0.030277 | 0.0049032 | 0.0071335 | 0.016476 | 0.11123 | 0.11019 | 0.0088222 | 0.16296 | 0.1794 | 0.020454 | 0.10609 | 0.014512 | 0.011747 | 0.015512
Lewisham | E09000023 | 2035 | LW | non-domestic | 1024.423 | 90.5381 | 12.1709 | 17.9792 | 42.7696 | 406.1378 | 340.7459 | 23.2678 | 776.3105 | 776.4304 | 65.3994 | 329.6715 | 153.2733 | 125.9209 | 39.8028 | 0.24248 | 0.02143 | 0.0028808 | 0.0042556 | 0.010123 | 0.096131 | 0.080653 | 0.0055074 | 0.18375 | 0.18378 | 0.01548 | 0.078032 | 0.036279 | 0.029805 | 0.0094211
Lichfield | E07000194 | 2035 | LW | non-domestic | 327.6585 | 47.2895 | 8.9764 | 13.1184 | 31.0924 | 206.6929 | 171.9382 | 15.2822 | 275.0719 | 335.615 | 34.6453 | 180.5454 | 83.5282 | 67.9287 | 29.7543 | 0.17913 | 0.025853 | 0.0049074 | 0.0071719 | 0.016998 | 0.113 | 0.094 | 0.0083549 | 0.15038 | 0.18348 | 0.018941 | 0.098705 | 0.045665 | 0.037137 | 0.016267
Lincoln | E07000138 | 2035 | LW | non-domestic | 395.4664 | 55.306 | 7.1382 | 10.4919 | 25.2098 | 261.6597 | 207.4332 | 15.0629 | 327.5725 | 407.4695 | 39.9255 | 208.6976 | 99.6223 | 81.0525 | 23.4784 | 0.18261 | 0.025539 | 0.0032962 | 0.0048448 | 0.011641 | 0.12083 | 0.095786 | 0.0069556 | 0.15126 | 0.18816 | 0.018436 | 0.09637 | 0.046002 | 0.037428 | 0.010842
Liverpool | E08000012 | 2035 | LW | non-domestic | 2073.352 | 212.224 | 14.4235 | 21.6338 | 53.2409 | 1096.6068 | 905.4446 | 54.3462 | 1654.95 | 1863.0681 | 149.7754 | 889.1666 | 94.7861 | 80.3118 | 45.2386 | 0.22515 | 0.023046 | 0.0015663 | 0.0023493 | 0.0057817 | 0.11909 | 0.098326 | 0.0059017 | 0.17972 | 0.20232 | 0.016265 | 0.096559 | 0.010293 | 0.0087214 | 0.0049127
Luton | E06000032 | 2035 | LW | non-domestic | 571.7472 | 61.0215 | 5.9574 | 8.7739 | 21.5604 | 318.0612 | 236.1508 | 17.4592 | 460.2646 | 598.7324 | 43.588 | 249.0449 | 124.7499 | 100.1627 | 19.5355 | 0.20155 | 0.021511 | 0.0021 | 0.0030929 | 0.0076002 | 0.11212 | 0.083245 | 0.0061545 | 0.16225 | 0.21106 | 0.015365 | 0.08779 | 0.043975 | 0.035308 | 0.0068864
Maidstone | E07000110 | 2035 | LW | non-domestic | 502.6378 | 67.8572 | 12.3797 | 18.1067 | 42.8014 | 310.2597 | 239.6795 | 21.5825 | 415.1857 | 501.7445 | 49.9052 | 254.5447 | 120.4942 | 97.8075 | 40.9787 | 0.18644 | 0.02517 | 0.0045919 | 0.0067162 | 0.015876 | 0.11508 | 0.088903 | 0.0080055 | 0.154 | 0.18611 | 0.018511 | 0.094417 | 0.044694 | 0.036279 | 0.0152
Maldon | E07000074 | 2035 | LW | non-domestic | 187.3969 | 29.831 | 9.1824 | 13.4201 | 31.0543 | 102.8387 | 93.6609 | 10.3558 | 152.2407 | 119.9845 | 22.7752 | 94.9857 | 38.9189 | 32.7719 | 30.436 | 0.19322 | 0.030758 | 0.0094678 | 0.013837 | 0.03202 | 0.10604 | 0.096572 | 0.010678 | 0.15697 | 0.12371 | 0.023483 | 0.097938 | 0.040129 | 0.033791 | 0.031382
Malvern Hills | E07000235 | 2035 | LW | non-domestic | 268.5506 | 39.2887 | 14.5072 | 21.1863 | 48.7915 | 152.4458 | 113.3553 | 17.4937 | 223.5518 | 225.2909 | 30.6203 | 136.7289 | 60.784 | 49.7275 | 48.1578 | 0.18515 | 0.027087 | 0.010002 | 0.014606 | 0.033638 | 0.1051 | 0.07815 | 0.012061 | 0.15412 | 0.15532 | 0.02111 | 0.094265 | 0.041906 | 0.034283 | 0.033201
Manchester | E08000003 | 2035 | LW | non-domestic | 2179.4811 | 221.943 | 15.1937 | 23.0364 | 57.394 | 1170.07 | 923.7656 | 58.8997 | 1759.9807 | 2171.1814 | 157.2258 | 940.9882 | 298.9493 | 242.9135 | 49.8 | 0.2122 | 0.021609 | 0.0014793 | 0.0022429 | 0.0055881 | 0.11392 | 0.089941 | 0.0057347 | 0.17136 | 0.21139 | 0.015308 | 0.091618 | 0.029107 | 0.023651 | 0.0048487
Mansfield | E07000174 | 2035 | LW | non-domestic | 321.6593 | 35.615 | 3.6399 | 5.3409 | 13.2079 | 189.9849 | 141.1735 | 11.2564 | 265.2725 | 373.0055 | 25.3392 | 154.4112 | 77.9833 | 62.1917 | 11.9897 | 0.1901 | 0.021048 | 0.0021512 | 0.0031564 | 0.0078058 | 0.11228 | 0.083432 | 0.0066524 | 0.15677 | 0.22044 | 0.014975 | 0.091256 | 0.046087 | 0.036755 | 0.0070858
Medway | E06000035 | 2035 | LW | non-domestic | 797.3454 | 91.9677 | 13.9029 | 20.4024 | 48.6184 | 452.2356 | 340.5397 | 28.8952 | 646.8007 | 807.9486 | 66.8013 | 363.4963 | 177.7576 | 143.391 | 45.8206 | 0.19707 | 0.022731 | 0.0034363 | 0.0050427 | 0.012017 | 0.11178 | 0.084169 | 0.0071418 | 0.15986 | 0.19969 | 0.016511 | 0.089843 | 0.043935 | 0.035441 | 0.011325
Melton | E07000133 | 2035 | LW | non-domestic | 169.3076 | 23.6856 | 8.654 | 12.6411 | 29.0886 | 97.411 | 68.6624 | 10.9856 | 141.8349 | 155.6601 | 18.4402 | 86.1965 | 39.4699 | 32.003 | 28.6939 | 0.18348 | 0.025669 | 0.0093787 | 0.0137 | 0.031524 | 0.10557 | 0.074412 | 0.011905 | 0.15371 | 0.16869 | 0.019984 | 0.093414 | 0.042775 | 0.034683 | 0.031097
Mendip | E07000187 | 2035 | LW | non-domestic | 428.2383 | 78.2486 | 15.6018 | 22.6972 | 51.6072 | 248.1257 | 271.1967 | 21.4289 | 348.5705 | 312.9797 | 53.7951 | 244.7309 | 29.2358 | 24.1492 | 49.3626 | 0.19466 | 0.035568 | 0.0070918 | 0.010317 | 0.023458 | 0.11279 | 0.12327 | 0.0097406 | 0.15844 | 0.14227 | 0.024453 | 0.11124 | 0.013289 | 0.010977 | 0.022438
Merthyr Tydfil | W06000024 | 2035 | LW | non-domestic | 180.71 | 18.2936 | 1.2944 | 1.9756 | 4.7302 | 77.3596 | 69.2741 | 6.2414 | 148.7695 | 205.5127 | 12.8395 | 82.6886 | 7.5232 | 8.282 | 4.1995 | 0.2178 | 0.022049 | 0.0015601 | 0.0023811 | 0.0057012 | 0.093239 | 0.083494 | 0.0075226 | 0.17931 | 0.2477 | 0.015475 | 0.099662 | 0.0090675 | 0.009982 | 0.0050615
Merton | E09000024 | 2035 | LW | non-domestic | 699.5309 | 67.6437 | 6.081 | 8.9555 | 22.2776 | 369.4367 | 267.648 | 20.5131 | 560.5158 | 747.3177 | 48.0585 | 290.0855 | 147.8689 | 117.9827 | 19.9476 | 0.20612 | 0.019931 | 0.0017918 | 0.0026387 | 0.0065641 | 0.10885 | 0.078862 | 0.0060442 | 0.16516 | 0.2202 | 0.01416 | 0.085474 | 0.04357 | 0.034764 | 0.0058776
Mid Devon | E07000042 | 2035 | LW | non-domestic | 277.181 | 51.8047 | 12.1002 | 17.6032 | 39.607 | 159.3661 | 171.3818 | 15.4404 | 226.3938 | 192.6047 | 36.195 | 158.8126 | 18.0427 | 14.8938 | 38.2704 | 0.19387 | 0.036235 | 0.0084635 | 0.012313 | 0.027703 | 0.11147 | 0.11987 | 0.0108 | 0.15835 | 0.13472 | 0.025317 | 0.11108 | 0.01262 | 0.010417 | 0.026768
Mid Suffolk | E07000203 | 2035 | LW | non-domestic | 264.3415 | 41.5471 | 15.0103 | 21.9215 | 50.5364 | 134.6075 | 122.3521 | 15.9783 | 213.7886 | 153.4329 | 32.2458 | 129.2117 | 51.4336 | 43.4539 | 49.8274 | 0.19732 | 0.031012 | 0.011204 | 0.016363 | 0.037723 | 0.10048 | 0.091329 | 0.011927 | 0.15958 | 0.11453 | 0.02407 | 0.096449 | 0.038392 | 0.032436 | 0.037193
Mid Sussex | E07000228 | 2035 | LW | non-domestic | 430.0689 | 58.5691 | 11.1159 | 16.2407 | 38.4866 | 262.2853 | 211.967 | 19.184 | 357.5505 | 437.6021 | 42.9523 | 224.8418 | 105.2901 | 85.4376 | 36.8515 | 0.18391 | 0.025046 | 0.0047535 | 0.0069451 | 0.016458 | 0.11216 | 0.090644 | 0.0082037 | 0.1529 | 0.18713 | 0.018368 | 0.09615 | 0.045026 | 0.036536 | 0.015759
Middlesbrough | E06000002 | 2035 | LW | non-domestic | 479.768 | 53.2938 | 5.1722 | 7.7626 | 18.2137 | 308.7098 | 225.5203 | 18.4365 | 405.074 | 544.113 | 37.8564 | 248.6042 | 26.2622 | 22.0753 | 16.2648 | 0.19849 | 0.022048 | 0.0021398 | 0.0032115 | 0.0075353 | 0.12772 | 0.093301 | 0.0076274 | 0.16758 | 0.22511 | 0.015662 | 0.10285 | 0.010865 | 0.0091329 | 0.006729
Midlothian | S12000019 | 2035 | LW | non-domestic | 150.0879 | 19.1539 | 2.4603 | 3.9756 | 8.6414 | 17.7074 | 62.4773 | 2.1691 | 144.7926 | 201.2512 | 16.8846 | 63.0427 | 0.89717 | 0.92042 | 9.0962 | 0.21333 | 0.027224 | 0.0034969 | 0.0056507 | 0.012282 | 0.025168 | 0.088802 | 0.003083 | 0.2058 | 0.28605 | 0.023999 | 0.089606 | 0.0012752 | 0.0013082 | 0.012929
Milton Keynes | E06000042 | 2035 | LW | non-domestic | 855.0214 | 114.6807 | 7.4392 | 10.8912 | 28.7442 | 616.598 | 474.6902 | 32.8813 | 735.4517 | 1140.1062 | 80.3847 | 503.4631 | 253.9834 | 202.5747 | 24.5803 | 0.16826 | 0.022568 | 0.001464 | 0.0021433 | 0.0056566 | 0.12134 | 0.093416 | 0.0064708 | 0.14473 | 0.22436 | 0.015819 | 0.099078 | 0.049982 | 0.039865 | 0.0048372
Mole Valley | E07000210 | 2035 | LW | non-domestic | 309.9827 | 42.9785 | 5.0299 | 7.365 | 18.0614 | 206.0826 | 169.1328 | 12.4824 | 262.1738 | 357.2614 | 30.675 | 174.9784 | 84.0846 | 67.8143 | 16.6272 | 0.17565 | 0.024354 | 0.0028502 | 0.0041734 | 0.010235 | 0.11678 | 0.095841 | 0.0070733 | 0.14856 | 0.20245 | 0.017382 | 0.099153 | 0.047647 | 0.038428 | 0.0094219
Monmouthshire | W06000021 | 2035 | LW | non-domestic | 319.2544 | 53.4823 | 8.862 | 13.488 | 29.5204 | 156.6927 | 176.1792 | 12.6469 | 259.7015 | 244.401 | 39.2388 | 170.3623 | 14.2253 | 16.1753 | 28.6532 | 0.20692 | 0.034664 | 0.0057438 | 0.0087421 | 0.019133 | 0.10156 | 0.11419 | 0.0081969 | 0.16832 | 0.15841 | 0.025432 | 0.11042 | 0.0092199 | 0.010484 | 0.018571
Moray | S12000020 | 2035 | LW | non-domestic | 209.5799 | 33.6196 | 3.4162 | 5.52 | 12.1435 | 23.3702 | 111.3673 | 2.9397 | 201.1535 | 237.0471 | 29.5964 | 107.9591 | 1.3475 | 1.3824 | 12.6276 | 0.21104 | 0.033854 | 0.0034401 | 0.0055585 | 0.012228 | 0.023533 | 0.11214 | 0.0029602 | 0.20256 | 0.2387 | 0.029803 | 0.10871 | 0.0013569 | 0.0013921 | 0.012716
Na h-Eileanan Siar | S12000013 | 2035 | LW | non-domestic | 43.1578 | 14.7892 | 0.86566 | 1.3989 | 3.2075 | 3.8913 | 50.2423 | 0.65795 | 42.0626 | 6.709 | 12.9894 | 45.3644 | 0.32275 | 0.33105 | 3.2006 | 0.18831 | 0.064528 | 0.003777 | 0.0061035 | 0.013995 | 0.016978 | 0.21922 | 0.0028708 | 0.18353 | 0.029273 | 0.056675 | 0.19793 | 0.0014082 | 0.0014444 | 0.013965
Neath Port Talbot | W06000012 | 2035 | LW | non-domestic | 389.9991 | 45.6027 | 7.902 | 12.0635 | 26.4107 | 158.936 | 151.3187 | 15.2047 | 317.2991 | 377.1374 | 33.4436 | 174.9874 | 14.9351 | 16.6566 | 25.6794 | 0.22064 | 0.0258 | 0.0044705 | 0.0068249 | 0.014942 | 0.089918 | 0.085608 | 0.008602 | 0.17951 | 0.21336 | 0.018921 | 0.098999 | 0.0084495 | 0.0094234 | 0.014528
New Forest | E07000091 | 2035 | LW | non-domestic | 563.4934 | 75.9067 | 11.4778 | 16.7744 | 40.4019 | 342.1666 | 288.9218 | 22.7828 | 468.3587 | 586.9511 | 54.8028 | 297.4717 | 139.26 | 112.9339 | 38.0527 | 0.18416 | 0.024808 | 0.0037512 | 0.0054823 | 0.013204 | 0.11183 | 0.094426 | 0.007446 | 0.15307 | 0.19183 | 0.017911 | 0.097221 | 0.045513 | 0.036909 | 0.012437
Newark and Sherwood | E07000175 | 2035 | LW | non-domestic | 370.0452 | 45.6525 | 8.6326 | 12.6213 | 29.8824 | 197.8737 | 164.286 | 14.4396 | 299.6314 | 337.0326 | 33.4913 | 171.2522 | 79.5039 | 64.7215 | 28.6218 | 0.1992 | 0.024575 | 0.0046469 | 0.0067941 | 0.016086 | 0.10652 | 0.088436 | 0.0077729 | 0.16129 | 0.18143 | 0.018028 | 0.092186 | 0.042797 | 0.03484 | 0.015407
Newcastle upon Tyne | E08000021 | 2035 | LW | non-domestic | 1107.8453 | 113.92 | 9.8835 | 14.8468 | 35.2755 | 699.9728 | 481.4231 | 42.4667 | 937.0146 | 1316.8081 | 80.8676 | 556.089 | 64.903 | 53.1221 | 31.0958 | 0.19977 | 0.020543 | 0.0017823 | 0.0026773 | 0.0063611 | 0.12622 | 0.086813 | 0.0076578 | 0.16897 | 0.23745 | 0.014582 | 0.10028 | 0.011704 | 0.0095793 | 0.0056073
Newcastle-under-Lyme | E07000195 | 2035 | LW | non-domestic | 366.6062 | 41.0985 | 3.94 | 5.7735 | 14.4306 | 222.9098 | 164.8854 | 13.2468 | 305.2463 | 445.5623 | 29.1346 | 182.4325 | 92.8823 | 73.8325 | 13.0062 | 0.18562 | 0.02081 | 0.0019949 | 0.0029233 | 0.0073067 | 0.11287 | 0.083487 | 0.0067073 | 0.15456 | 0.2256 | 0.014752 | 0.092371 | 0.047029 | 0.037384 | 0.0065855
Newham | E09000025 | 2035 | LW | non-domestic | 902.4111 | 98.2474 | 14.2478 | 21.083 | 49.3071 | 449.2028 | 341.1743 | 25.0756 | 698.5921 | 708.166 | 72.1601 | 335.429 | 159.9459 | 131.7526 | 46.5359 | 0.22263 | 0.024239 | 0.0035151 | 0.0052014 | 0.012165 | 0.11082 | 0.084171 | 0.0061864 | 0.17235 | 0.17471 | 0.017803 | 0.082754 | 0.03946 | 0.032505 | 0.011481
Newport | W06000022 | 2035 | LW | non-domestic | 540.4141 | 71.4527 | 6.6627 | 10.1604 | 23.4034 | 237.8041 | 261.5822 | 16.8755 | 435.9556 | 495.1078 | 50.7413 | 261.3408 | 21.5682 | 24.416 | 21.5671 | 0.21799 | 0.028823 | 0.0026876 | 0.0040985 | 0.0094404 | 0.095925 | 0.10552 | 0.0068072 | 0.17586 | 0.19972 | 0.020468 | 0.10542 | 0.0087002 | 0.0098489 | 0.0086997
North Ayrshire | S12000021 | 2035 | LW | non-domestic | 254.5332 | 35.4553 | 3.9181 | 6.3313 | 13.8645 | 27.7884 | 116.8738 | 3.4222 | 241.7881 | 305.5162 | 31.2257 | 115.0114 | 1.4919 | 1.5306 | 14.4859 | 0.21695 | 0.03022 | 0.0033396 | 0.0053965 | 0.011817 | 0.023685 | 0.099617 | 0.0029169 | 0.20609 | 0.2604 | 0.026615 | 0.098029 | 0.0012716 | 0.0013046 | 0.012347
North Devon | E07000043 | 2035 | LW | non-domestic | 401.4753 | 75.2659 | 15.6095 | 22.7067 | 51.4841 | 238.5036 | 257.9679 | 21.1807 | 328.8884 | 296.9291 | 51.9589 | 235.2646 | 28.0903 | 23.1678 | 49.38 | 0.19137 | 0.035877 | 0.0074407 | 0.010824 | 0.024541 | 0.11369 | 0.12297 | 0.010096 | 0.15677 | 0.14154 | 0.024767 | 0.11214 | 0.01339 | 0.011043 | 0.023538
North East Derbyshire | E07000038 | 2035 | LW | non-domestic | 237.3146 | 23.0152 | 2.6274 | 3.8399 | 9.493 | 115.4029 | 91.8248 | 7.3582 | 190.5509 | 246.5711 | 16.3677 | 99.7185 | 49.0206 | 39.1511 | 8.7153 | 0.20799 | 0.020172 | 0.0023028 | 0.0033654 | 0.0083201 | 0.10114 | 0.08048 | 0.0064491 | 0.16701 | 0.21611 | 0.014345 | 0.087398 | 0.042964 | 0.034314 | 0.0076385
North East Lincolnshire | E06000012 | 2035 | LW | non-domestic | 537.0683 | 63.3018 | 9.0068 | 13.717 | 31.8322 | 316.927 | 247.6161 | 19.6001 | 444.5278 | 559.104 | 45.8925 | 261.3345 | 95.8064 | 78.3407 | 30.045 | 0.19501 | 0.022984 | 0.0032703 | 0.0049805 | 0.011558 | 0.11507 | 0.089907 | 0.0071166 | 0.1614 | 0.20301 | 0.016663 | 0.094889 | 0.034787 | 0.028445 | 0.010909
North Hertfordshire | E07000099 | 2035 | LW | non-domestic | 423.9147 | 59.9008 | 7.3806 | 10.7911 | 26.389 | 281.6786 | 233.1368 | 17.026 | 357.1975 | 473.816 | 42.9139 | 238.1611 | 113.67 | 92.0048 | 24.4534 | 0.17645 | 0.024933 | 0.0030721 | 0.0044917 | 0.010984 | 0.11725 | 0.097042 | 0.007087 | 0.14868 | 0.19722 | 0.017863 | 0.099133 | 0.047314 | 0.038297 | 0.010179
North Kesteven | E07000139 | 2035 | LW | non-domestic | 312.374 | 45.8354 | 11.7792 | 17.2047 | 40.2182 | 166.4046 | 155.4665 | 14.8252 | 253.2574 | 228.9777 | 34.3083 | 155.1229 | 65.5103 | 54.5852 | 39.1079 | 0.19585 | 0.028737 | 0.0073852 | 0.010787 | 0.025216 | 0.10433 | 0.097473 | 0.0092949 | 0.15878 | 0.14356 | 0.02151 | 0.097257 | 0.041073 | 0.034223 | 0.024519
North Lanarkshire | S12000050 | 2035 | LW | non-domestic | 576.0106 | 63.8796 | 9.2032 | 14.8717 | 32.1644 | 70.8523 | 206.434 | 8.2941 | 559.9554 | 851.0342 | 56.3575 | 214.3043 | 3.4574 | 3.5473 | 34.0268 | 0.21299 | 0.023621 | 0.0034031 | 0.0054991 | 0.011893 | 0.026199 | 0.076333 | 0.0030669 | 0.20705 | 0.31469 | 0.020839 | 0.079243 | 0.0012784 | 0.0013117 | 0.012582
North Lincolnshire | E06000013 | 2035 | LW | non-domestic | 500.6507 | 66.5215 | 15.9381 | 24.313 | 54.7959 | 312.8515 | 235.3883 | 24.3314 | 422.3929 | 507.5276 | 49.7202 | 261.9113 | 105.3362 | 86.4626 | 53.4831 | 0.18395 | 0.024442 | 0.0058561 | 0.0089333 | 0.020134 | 0.11495 | 0.086488 | 0.00894 | 0.1552 | 0.18648 | 0.018269 | 0.096233 | 0.038703 | 0.031769 | 0.019651
North Norfolk | E07000147 | 2035 | LW | non-domestic | 376.3425 | 60.5604 | 19.8267 | 28.9511 | 66.9841 | 204.5269 | 186.8441 | 22.1741 | 307.7507 | 244.7931 | 46.4685 | 194.2454 | 79.0489 | 66.3904 | 65.8203 | 0.19097 | 0.03073 | 0.010061 | 0.014691 | 0.03399 | 0.10378 | 0.09481 | 0.011252 | 0.15616 | 0.12421 | 0.023579 | 0.098565 | 0.040112 | 0.033688 | 0.033399
North Somerset | E06000024 | 2035 | LW | non-domestic | 755.6403 | 100.2633 | 15.1858 | 22.0938 | 51.3197 | 387.976 | 369.373 | 30.4029 | 607.7722 | 691.333 | 67.2966 | 366.0589 | 49.8347 | 40.0184 | 48.0309 | 0.20975 | 0.027831 | 0.0042152 | 0.0061327 | 0.014245 | 0.10769 | 0.10253 | 0.0084392 | 0.1687 | 0.1919 | 0.01868 | 0.10161 | 0.013833 | 0.011108 | 0.013332
North Tyneside | E08000022 | 2035 | LW | non-domestic | 674.843 | 71.3888 | 8.2462 | 12.3824 | 28.4677 | 404.8835 | 296.4204 | 25.0357 | 561.2217 | 724.8746 | 51.0402 | 327.3437 | 35.5412 | 29.6104 | 25.9523 | 0.20592 | 0.021783 | 0.0025162 | 0.0037783 | 0.0086865 | 0.12354 | 0.090448 | 0.0076392 | 0.17125 | 0.22118 | 0.015574 | 0.099884 | 0.010845 | 0.0090351 | 0.0079189
North Warwickshire | E07000218 | 2035 | LW | non-domestic | 210.7993 | 27.438 | 5.7172 | 8.3563 | 19.7058 | 131.0515 | 98.2059 | 10.5078 | 178.6751 | 242.3282 | 20.2024 | 113.5212 | 54.9621 | 43.9888 | 18.9507 | 0.17798 | 0.023166 | 0.0048271 | 0.0070553 | 0.016638 | 0.11065 | 0.082915 | 0.0088718 | 0.15086 | 0.2046 | 0.017057 | 0.095846 | 0.046405 | 0.03714 | 0.016
North West Leicestershire | E07000134 | 2035 | LW | non-domestic | 326.902 | 44.729 | 8.9757 | 13.1154 | 31.0196 | 209.4613 | 161.4641 | 16.3397 | 277.9818 | 372.4612 | 32.8478 | 181.6309 | 87.0826 | 69.9418 | 29.7745 | 0.1754 | 0.024 | 0.004816 | 0.0070372 | 0.016644 | 0.11239 | 0.086635 | 0.0087672 | 0.14915 | 0.19985 | 0.017625 | 0.097456 | 0.046725 | 0.037528 | 0.015976
Northampton | E07000154 | 2035 | LW | non-domestic | 712.1301 | 83.8443 | 7.712 | 11.3337 | 28.2421 | 448.0131 | 333.4405 | 25.5417 | 593.2536 | 854.7851 | 59.5146 | 360.9263 | 182.3083 | 145.5292 | 25.3431 | 0.18392 | 0.021654 | 0.0019918 | 0.0029271 | 0.0072941 | 0.11571 | 0.086118 | 0.0065966 | 0.15322 | 0.22077 | 0.015371 | 0.093216 | 0.047085 | 0.037586 | 0.0065454
Northumberland | E06000057 | 2035 | LW | non-domestic | 1071.8556 | 144.3898 | 33.3061 | 50.1922 | 109.2458 | 717.25 | 549.3367 | 55.2515 | 916.1221 | 1066.0563 | 106.6534 | 605.7399 | 54.8442 | 46.2006 | 105.496 | 0.19032 | 0.025638 | 0.0059138 | 0.0089121 | 0.019398 | 0.12735 | 0.09754 | 0.0098104 | 0.16267 | 0.18929 | 0.018937 | 0.10755 | 0.0097381 | 0.0082033 | 0.018732
Norwich | E07000148 | 2035 | LW | non-domestic | 656.2053 | 95.6462 | 13.1886 | 19.359 | 46.3308 | 427.7291 | 353.5735 | 24.9166 | 540.7188 | 630.5182 | 69.3403 | 346.3459 | 161.3556 | 132.3284 | 43.4305 | 0.18428 | 0.026859 | 0.0037036 | 0.0054364 | 0.013011 | 0.12012 | 0.099291 | 0.0069971 | 0.15185 | 0.17706 | 0.019472 | 0.097261 | 0.045312 | 0.037161 | 0.012196
Nottingham | E06000018 | 2035 | LW | non-domestic | 1177.9611 | 153.7247 | 13.8915 | 20.4947 | 50.4841 | 811.4975 | 588.1569 | 42.635 | 984.1436 | 1374.127 | 109.9358 | 618.6442 | 312.5833 | 250.9973 | 45.5012 | 0.17971 | 0.023452 | 0.0021193 | 0.0031267 | 0.0077019 | 0.1238 | 0.089729 | 0.0065044 | 0.15014 | 0.20964 | 0.016772 | 0.094381 | 0.047688 | 0.038292 | 0.0069417
Nuneaton and Bedworth | E07000219 | 2035 | LW | non-domestic | 359.0631 | 45.6112 | 5.8742 | 8.6146 | 20.8408 | 219.6392 | 175.723 | 13.3585 | 296.3323 | 382.6042 | 32.7662 | 181.7659 | 87.7248 | 70.9241 | 19.3461 | 0.18699 | 0.023754 | 0.0030592 | 0.0044863 | 0.010854 | 0.11438 | 0.091513 | 0.0069569 | 0.15432 | 0.19925 | 0.017064 | 0.09466 | 0.045686 | 0.036936 | 0.010075
Oadby and Wigston | E07000135 | 2035 | LW | non-domestic | 154.2879 | 15.441 | 2.5635 | 3.7622 | 8.9168 | 94.844 | 57.5124 | 6.8829 | 130.082 | 206.0271 | 11.22 | 74.8812 | 40.2443 | 31.4805 | 8.4319 | 0.18225 | 0.018239 | 0.003028 | 0.004444 | 0.010533 | 0.11203 | 0.067935 | 0.0081303 | 0.15366 | 0.24336 | 0.013253 | 0.088452 | 0.047538 | 0.037186 | 0.00996
Oldham | E08000004 | 2035 | LW | non-domestic | 709.0286 | 67.735 | 10.8854 | 16.5112 | 37.6553 | 400.209 | 261.2948 | 27.5004 | 590.362 | 827.111 | 49.3117 | 318.1509 | 119.6686 | 95.7758 | 35.7476 | 0.19878 | 0.01899 | 0.0030517 | 0.0046289 | 0.010557 | 0.1122 | 0.073254 | 0.0077098 | 0.16551 | 0.23188 | 0.013825 | 0.089194 | 0.033549 | 0.026851 | 0.010022
Orkney Islands | S12000023 | 2035 | LW | non-domestic | 44.5223 | 16.8417 | 0.95678 | 1.5461 | 3.5554 | 4.0623 | 57.271 | 0.71757 | 43.9982 | 0.87595 | 14.7907 | 51.5326 | 0.35291 | 0.36198 | 3.5376 | 0.18178 | 0.068763 | 0.0039065 | 0.0063126 | 0.014516 | 0.016586 | 0.23383 | 0.0029298 | 0.17964 | 0.0035764 | 0.060389 | 0.2104 | 0.0014409 | 0.0014779 | 0.014444
Oxford | E07000178 | 2035 | LW | non-domestic | 603.4367 | 70.5656 | 2.1351 | 3.1457 | 9.5263 | 395.1741 | 290.5504 | 17.6147 | 499.1019 | 723.2933 | 49.2668 | 300.6081 | 155.3808 | 124.0478 | 7.0033 | 0.18562 | 0.021707 | 0.00065678 | 0.00096765 | 0.0029304 | 0.12156 | 0.089377 | 0.0054185 | 0.15353 | 0.22249 | 0.015155 | 0.092471 | 0.047797 | 0.038159 | 0.0021543
Pembrokeshire | W06000009 | 2035 | LW | non-domestic | 466.6097 | 85.0098 | 20.5177 | 31.3433 | 67.3623 | 221.3813 | 255.6923 | 23.8162 | 386.1315 | 341.3879 | 64.1597 | 260.3669 | 18.9547 | 21.9421 | 66.7535 | 0.20014 | 0.036463 | 0.0088005 | 0.013444 | 0.028893 | 0.094955 | 0.10967 | 0.010215 | 0.16562 | 0.14643 | 0.027519 | 0.11168 | 0.0081301 | 0.0094114 | 0.028632
Pendle | E07000122 | 2035 | LW | non-domestic | 293.3097 | 26.2234 | 3.7766 | 5.6797 | 12.7654 | 166.6813 | 106.1399 | 11.6932 | 244.7957 | 336.9273 | 18.9146 | 132.6577 | 14.9987 | 12.2322 | 11.9054 | 0.2097 | 0.018748 | 0.0027001 | 0.0040607 | 0.0091266 | 0.11917 | 0.075885 | 0.00836 | 0.17502 | 0.24089 | 0.013523 | 0.094843 | 0.010723 | 0.0087454 | 0.0085117
Perth and Kinross | S12000048 | 2035 | LW | non-domestic | 337.935 | 62.2487 | 6.3783 | 10.3068 | 22.664 | 43.2835 | 206.1756 | 5.4937 | 340.6641 | 419.2396 | 54.7993 | 200.0775 | 2.3842 | 2.4459 | 23.5815 | 0.19448 | 0.035823 | 0.0036706 | 0.0059313 | 0.013043 | 0.024909 | 0.11865 | 0.0031615 | 0.19605 | 0.24126 | 0.031536 | 0.11514 | 0.001372 | 0.0014076 | 0.013571
Peterborough | E06000031 | 2035 | LW | non-domestic | 693.2086 | 102.9029 | 10.4237 | 15.2962 | 37.7168 | 499.4333 | 400.7363 | 26.8957 | 586.8885 | 785.3905 | 73.536 | 401.7211 | 195.1405 | 158.2768 | 34.3311 | 0.17236 | 0.025586 | 0.0025917 | 0.0038032 | 0.0093779 | 0.12418 | 0.099639 | 0.0066873 | 0.14592 | 0.19528 | 0.018284 | 0.099883 | 0.048519 | 0.039354 | 0.008536
Plymouth | E06000026 | 2035 | LW | non-domestic | 926.1844 | 125.2709 | 12.9325 | 18.8158 | 45.5719 | 491.6952 | 488.2394 | 32.2644 | 744.7784 | 863.3398 | 82.7401 | 460.1442 | 74.8786 | 60.8235 | 40.9901 | 0.20726 | 0.028033 | 0.002894 | 0.0042106 | 0.010198 | 0.11003 | 0.10926 | 0.0072201 | 0.16667 | 0.1932 | 0.018516 | 0.10297 | 0.016756 | 0.013611 | 0.0091728
Portsmouth | E06000044 | 2035 | LW | non-domestic | 902.5193 | 96.5413 | 5.2909 | 7.6999 | 20.7164 | 410.6213 | 398.4558 | 23.3719 | 705.8269 | 832.5243 | 61.9278 | 375.3253 | 65.8667 | 52.4542 | 16.7797 | 0.227 | 0.024281 | 0.0013307 | 0.0019366 | 0.0052105 | 0.10328 | 0.10022 | 0.0058784 | 0.17753 | 0.20939 | 0.015576 | 0.0944 | 0.016566 | 0.013193 | 0.0042203
Powys | W06000023 | 2035 | LW | non-domestic | 517.6756 | 107.011 | 27.7715 | 42.4331 | 90.9021 | 267.7792 | 312.2557 | 30.4617 | 437.3696 | 369.826 | 81.3908 | 318.698 | 22.7782 | 26.5145 | 90.4092 | 0.18871 | 0.039008 | 0.010123 | 0.015468 | 0.033136 | 0.097613 | 0.11383 | 0.011104 | 0.15943 | 0.13481 | 0.029669 | 0.11617 | 0.0083033 | 0.0096653 | 0.032957
Preston | E07000123 | 2035 | LW | non-domestic | 614.4041 | 66.9773 | 8.0066 | 12.0348 | 27.477 | 382.9826 | 273.748 | 23.7492 | 514.3855 | 668.4884 | 47.998 | 305.0621 | 32.8042 | 27.2401 | 25.2084 | 0.20274 | 0.022101 | 0.0026419 | 0.0039711 | 0.0090666 | 0.12637 | 0.090329 | 0.0078366 | 0.16973 | 0.22058 | 0.015838 | 0.10066 | 0.010824 | 0.0089884 | 0.008318
Reading | E06000038 | 2035 | LW | non-domestic | 623.8659 | 77.5443 | 6.0887 | 8.9599 | 22.4977 | 415.0595 | 298.8943 | 20.8086 | 515.8502 | 711.845 | 55.2805 | 312.3943 | 158.3348 | 127.1065 | 19.9836 | 0.18488 | 0.022979 | 0.0018043 | 0.0026552 | 0.006667 | 0.123 | 0.088574 | 0.0061664 | 0.15287 | 0.21095 | 0.016382 | 0.092575 | 0.046921 | 0.037667 | 0.0059219
Redbridge | E09000026 | 2035 | LW | non-domestic | 750.5725 | 76.0749 | 7.3056 | 10.8007 | 26.3856 | 372.6264 | 291.4333 | 19.1478 | 587.3779 | 677.6418 | 54.4459 | 290.1399 | 141.2965 | 114.7305 | 23.8881 | 0.21794 | 0.02209 | 0.0021213 | 0.0031362 | 0.0076616 | 0.1082 | 0.084624 | 0.00556 | 0.17056 | 0.19677 | 0.01581 | 0.084248 | 0.041028 | 0.033314 | 0.0069364
Redcar and Cleveland | E06000003 | 2035 | LW | non-domestic | 389.8656 | 42.9522 | 11.7381 | 17.5193 | 37.8177 | 220.5254 | 155.8562 | 18.3886 | 320.7378 | 356.0153 | 32.0198 | 180.5949 | 17.9393 | 15.3732 | 36.7037 | 0.21028 | 0.023167 | 0.0063311 | 0.0094492 | 0.020397 | 0.11894 | 0.084063 | 0.0099181 | 0.17299 | 0.19202 | 0.01727 | 0.097406 | 0.0096757 | 0.0082917 | 0.019797
Redditch | E07000236 | 2035 | LW | non-domestic | 281.5035 | 31.975 | 2.9769 | 4.369 | 10.9067 | 183.8537 | 127.543 | 10.904 | 237.7119 | 368.3723 | 22.6959 | 146.1264 | 76.2359 | 60.3054 | 9.8028 | 0.1787 | 0.020298 | 0.0018898 | 0.0027735 | 0.0069236 | 0.11671 | 0.080965 | 0.006922 | 0.1509 | 0.23385 | 0.014408 | 0.092762 | 0.048395 | 0.038282 | 0.0062229
Reigate and Banstead | E07000211 | 2035 | LW | non-domestic | 425.2892 | 47.7987 | 4.3071 | 6.3158 | 15.8261 | 268.5837 | 189.7463 | 15.917 | 357.18 | 542.7488 | 33.9246 | 216.0128 | 111.5416 | 88.3318 | 14.1993 | 0.18192 | 0.020447 | 0.0018425 | 0.0027017 | 0.0067699 | 0.11489 | 0.081167 | 0.0068088 | 0.15279 | 0.23217 | 0.014512 | 0.092403 | 0.047714 | 0.037785 | 0.006074
Renfrewshire | S12000038 | 2035 | LW | non-domestic | 351.5532 | 37.2281 | 5.7858 | 9.3494 | 20.1597 | 45.5055 | 119.4806 | 5.2542 | 346.1626 | 552.4923 | 32.8641 | 126.3008 | 2.1916 | 2.2485 | 21.3905 | 0.20951 | 0.022186 | 0.0034481 | 0.0055718 | 0.012014 | 0.027119 | 0.071206 | 0.0031313 | 0.2063 | 0.32926 | 0.019586 | 0.07527 | 0.0013061 | 0.00134 | 0.012748
Rhondda Cynon Taf | W06000016 | 2035 | LW | non-domestic | 668.6801 | 73.4888 | 9.2444 | 14.1127 | 31.6508 | 281.5859 | 259.5047 | 25.019 | 549.2169 | 712.0947 | 52.8437 | 306.8525 | 27.0651 | 29.9793 | 30.0321 | 0.21771 | 0.023927 | 0.0030099 | 0.0045949 | 0.010305 | 0.091681 | 0.084491 | 0.0081459 | 0.17882 | 0.23185 | 0.017205 | 0.099907 | 0.0088121 | 0.0097609 | 0.0097781
Ribble Valley | E07000124 | 2035 | LW | non-domestic | 200.1406 | 26.8438 | 7.4618 | 11.2437 | 24.2374 | 137.2186 | 97.5954 | 11.7849 | 173.7376 | 209.8917 | 20.0956 | 115.4553 | 10.5568 | 8.8249 | 23.6351 | 0.18553 | 0.024885 | 0.0069173 | 0.010423 | 0.022469 | 0.1272 | 0.090473 | 0.010925 | 0.16106 | 0.19457 | 0.018629 | 0.10703 | 0.0097864 | 0.0081809 | 0.02191
Richmond upon Thames | E09000027 | 2035 | LW | non-domestic | 730.6916 | 92.2917 | 4.5696 | 6.7203 | 18.3914 | 427.2599 | 382.4207 | 18.3233 | 588.9573 | 708.5741 | 64.546 | 352.6968 | 165.3477 | 135.307 | 15.0085 | 0.19689 | 0.024869 | 0.0012313 | 0.0018108 | 0.0049558 | 0.11513 | 0.10305 | 0.0049374 | 0.1587 | 0.19093 | 0.017393 | 0.095038 | 0.044555 | 0.03646 | 0.0040442
Richmondshire | E07000166 | 2035 | LW | non-domestic | 181.9105 | 31.833 | 12.3139 | 18.7834 | 41.5404 | 127.3366 | 93.5747 | 13.7073 | 158.4326 | 152.138 | 24.9288 | 110.5611 | 40.7899 | 33.9258 | 41.2839 | 0.16796 | 0.029392 | 0.01137 | 0.017343 | 0.038355 | 0.11757 | 0.086398 | 0.012656 | 0.14628 | 0.14047 | 0.023017 | 0.10208 | 0.037662 | 0.031324 | 0.038118
Rochdale | E08000005 | 2035 | LW | non-domestic | 660.2442 | 64.3407 | 11.313 | 17.1874 | 39.1092 | 389.1013 | 244.096 | 27.7952 | 556.8657 | 806.2197 | 47.0844 | 307.9722 | 117.8072 | 93.9993 | 37.3945 | 0.19302 | 0.01881 | 0.0033074 | 0.0050248 | 0.011434 | 0.11375 | 0.071362 | 0.008126 | 0.1628 | 0.2357 | 0.013765 | 0.090036 | 0.034441 | 0.027481 | 0.010932
Rochford | E07000075 | 2035 | LW | non-domestic | 189.8893 | 24.5024 | 3.5472 | 5.1842 | 12.5215 | 105.69 | 93.606 | 6.7204 | 154.1789 | 177.0927 | 17.6677 | 92.3384 | 42.2515 | 34.5568 | 11.7576 | 0.19546 | 0.025221 | 0.0036513 | 0.0053363 | 0.012889 | 0.10879 | 0.096352 | 0.0069175 | 0.1587 | 0.18229 | 0.018186 | 0.095047 | 0.043491 | 0.03557 | 0.012103
Rossendale | E07000125 | 2035 | LW | non-domestic | 196.2563 | 16.9757 | 3.1464 | 4.7339 | 10.4485 | 120.6942 | 67.0686 | 9.5867 | 169.4367 | 259.2528 | 12.3805 | 95.8748 | 10.4633 | 8.4626 | 9.934 | 0.1973 | 0.017066 | 0.0031631 | 0.004759 | 0.010504 | 0.12134 | 0.067425 | 0.0096376 | 0.17034 | 0.26063 | 0.012446 | 0.096384 | 0.010519 | 0.0085076 | 0.0099867
Rother | E07000064 | 2035 | LW | non-domestic | 348.8856 | 49.0621 | 9.9686 | 14.5035 | 32.9553 | 169.4843 | 169.4727 | 15.0191 | 277.2116 | 267.1954 | 33.8187 | 163.5243 | 21.4595 | 17.4771 | 31.5559 | 0.21515 | 0.030255 | 0.0061474 | 0.008944 | 0.020323 | 0.10452 | 0.10451 | 0.0092619 | 0.17095 | 0.16477 | 0.020855 | 0.10084 | 0.013234 | 0.010778 | 0.01946
Rotherham | E08000018 | 2035 | LW | non-domestic | 712.8045 | 75.9334 | 11.8286 | 18.0017 | 41.4419 | 446.2542 | 293.7075 | 30.3506 | 608.1285 | 895.7388 | 55.2554 | 356.6194 | 143.0535 | 114.2963 | 39.3559 | 0.18549 | 0.01976 | 0.0030781 | 0.0046846 | 0.010784 | 0.11613 | 0.076431 | 0.0078981 | 0.15825 | 0.2331 | 0.014379 | 0.092803 | 0.037227 | 0.029743 | 0.010242
Rugby | E07000220 | 2035 | LW | non-domestic | 329.2762 | 44.8656 | 10.0449 | 14.6902 | 34.4284 | 203.4524 | 156.1138 | 16.3319 | 275.7189 | 342.3269 | 33.2912 | 173.6298 | 82.0977 | 66.3807 | 33.2483 | 0.18133 | 0.024707 | 0.0055317 | 0.0080898 | 0.018959 | 0.11204 | 0.085971 | 0.0089938 | 0.15184 | 0.18852 | 0.018333 | 0.095617 | 0.045211 | 0.036555 | 0.01831
Runnymede | E07000212 | 2035 | LW | non-domestic | 297.8855 | 32.5737 | 4.3676 | 6.3931 | 15.4794 | 193.0974 | 125.5583 | 13.2582 | 254.588 | 410.7746 | 23.4081 | 156.1691 | 82.5515 | 64.7671 | 14.4305 | 0.17571 | 0.019214 | 0.0025763 | 0.0037711 | 0.0091308 | 0.1139 | 0.074062 | 0.0078205 | 0.15017 | 0.2423 | 0.013808 | 0.092119 | 0.048694 | 0.038204 | 0.0085121
Rushcliffe | E07000176 | 2035 | LW | non-domestic | 293.3933 | 29.2847 | 4.893 | 7.1453 | 17.1089 | 152.8609 | 109.8619 | 11.197 | 239.5541 | 325.6102 | 21.2518 | 129.2814 | 64.9389 | 51.5099 | 16.2345 | 0.19903 | 0.019866 | 0.0033193 | 0.0048472 | 0.011606 | 0.1037 | 0.074527 | 0.0075957 | 0.16251 | 0.22088 | 0.014417 | 0.0877 | 0.044052 | 0.034943 | 0.011013
Rushmoor | E07000092 | 2035 | LW | non-domestic | 307.3874 | 41.336 | 5.368 | 7.8794 | 19.0307 | 205.8339 | 159.4413 | 12.8119 | 259.6512 | 361.566 | 29.6921 | 169.7407 | 83.3664 | 67.0378 | 17.6652 | 0.17587 | 0.02365 | 0.0030713 | 0.0045082 | 0.010888 | 0.11777 | 0.091224 | 0.0073303 | 0.14856 | 0.20687 | 0.016988 | 0.097116 | 0.047698 | 0.038355 | 0.010107
Rutland | E06000017 | 2035 | LW | non-domestic | 134.8058 | 21.458 | 6.228 | 9.0965 | 21.137 | 82.0555 | 69.4832 | 7.9896 | 113.2243 | 115.393 | 16.2585 | 75.1925 | 32.8381 | 27.0306 | 20.6691 | 0.17906 | 0.028502 | 0.0082724 | 0.012083 | 0.028076 | 0.10899 | 0.092292 | 0.010612 | 0.15039 | 0.15327 | 0.021596 | 0.099876 | 0.043618 | 0.035904 | 0.027454
Ryedale | E07000167 | 2035 | LW | non-domestic | 197.1863 | 33.5231 | 13.1705 | 20.1163 | 44.5904 | 129.0258 | 97.309 | 14.1891 | 168.7434 | 149.3475 | 26.3279 | 113.2779 | 41.4576 | 34.7108 | 44.3733 | 0.17491 | 0.029736 | 0.011683 | 0.017844 | 0.039553 | 0.11445 | 0.086317 | 0.012586 | 0.14968 | 0.13248 | 0.023354 | 0.10048 | 0.036774 | 0.03079 | 0.039361
Salford | E08000006 | 2035 | LW | non-domestic | 876.6985 | 88.8718 | 10.6851 | 16.0456 | 36.7193 | 537.9204 | 366.5218 | 34.8412 | 737.4781 | 1010.9966 | 63.6524 | 429.0125 | 49.3542 | 40.564 | 33.625 | 0.20233 | 0.020511 | 0.002466 | 0.0037031 | 0.0084744 | 0.12415 | 0.084589 | 0.0080409 | 0.1702 | 0.23333 | 0.01469 | 0.099011 | 0.01139 | 0.0093617 | 0.0077602
Sandwell | E08000028 | 2035 | LW | non-domestic | 1083.9839 | 137.4296 | 18.9502 | 27.8237 | 66.7632 | 701.0963 | 522.0205 | 44.2045 | 906.7417 | 1249.7926 | 99.1575 | 566.1187 | 281.262 | 225.7519 | 62.3328 | 0.18086 | 0.02293 | 0.0031618 | 0.0046424 | 0.011139 | 0.11698 | 0.087099 | 0.0073755 | 0.15129 | 0.20853 | 0.016544 | 0.094457 | 0.046928 | 0.037667 | 0.0104
Scarborough | E07000168 | 2035 | LW | non-domestic | 524.655 | 66.447 | 15.4773 | 23.6276 | 53.3543 | 308.1878 | 234.3067 | 23.6496 | 436.2683 | 500.1001 | 49.685 | 258.1649 | 94.0658 | 77.2963 | 52.0372 | 0.19308 | 0.024453 | 0.0056958 | 0.0086952 | 0.019635 | 0.11342 | 0.086227 | 0.0087033 | 0.16055 | 0.18404 | 0.018285 | 0.095007 | 0.034617 | 0.028446 | 0.01915
Scottish Borders | S12000026 | 2035 | LW | non-domestic | 272.314 | 57.8368 | 5.1028 | 8.2458 | 18.2988 | 32.1115 | 193.1602 | 4.2838 | 270.7748 | 274.3401 | 50.8773 | 183.1474 | 1.9054 | 1.9547 | 18.8667 | 0.19546 | 0.041513 | 0.0036626 | 0.0059185 | 0.013134 | 0.023048 | 0.13864 | 0.0030747 | 0.19435 | 0.19691 | 0.036518 | 0.13146 | 0.0013676 | 0.001403 | 0.013542
Sedgemoor | E07000188 | 2035 | LW | non-domestic | 414.355 | 70.8695 | 13.7177 | 19.9566 | 45.4836 | 227.9897 | 247.5827 | 19.3544 | 334.1132 | 302.5154 | 48.5756 | 224.0962 | 27.1597 | 22.398 | 43.4088 | 0.20099 | 0.034376 | 0.006654 | 0.0096803 | 0.022063 | 0.11059 | 0.12009 | 0.0093881 | 0.16207 | 0.14674 | 0.023562 | 0.1087 | 0.013174 | 0.010864 | 0.021056
Sefton | E08000014 | 2035 | LW | non-domestic | 976.1963 | 102.2263 | 10.0093 | 15.0328 | 35.2041 | 562.6075 | 429.7852 | 32.5897 | 801.4664 | 995.1935 | 72.7418 | 456.7972 | 49.7068 | 41.4437 | 31.4986 | 0.21164 | 0.022163 | 0.00217 | 0.0032591 | 0.0076323 | 0.12197 | 0.093178 | 0.0070655 | 0.17376 | 0.21576 | 0.015771 | 0.099035 | 0.010777 | 0.0089851 | 0.006829
Selby | E07000169 | 2035 | LW | non-domestic | 256.1578 | 36.2028 | 13.6272 | 20.7876 | 46.0432 | 151.7965 | 108.2776 | 15.8691 | 215.0218 | 213.1894 | 28.244 | 130.1664 | 48.2173 | 39.9072 | 45.7132 | 0.18708 | 0.02644 | 0.0099525 | 0.015182 | 0.033627 | 0.11086 | 0.07908 | 0.01159 | 0.15704 | 0.1557 | 0.020628 | 0.095066 | 0.035215 | 0.029146 | 0.033386
Sevenoaks | E07000111 | 2035 | LW | non-domestic | 380.9255 | 53.996 | 9.7429 | 14.2289 | 33.8971 | 239.9865 | 199.9147 | 17.6272 | 321.1932 | 407.2611 | 39.3503 | 211.7989 | 98.8161 | 80.0038 | 32.325 | 0.17791 | 0.025219 | 0.0045505 | 0.0066457 | 0.015832 | 0.11209 | 0.093372 | 0.0082329 | 0.15002 | 0.19021 | 0.018379 | 0.098922 | 0.046153 | 0.037366 | 0.015098
Sheffield | E08000019 | 2035 | LW | non-domestic | 2012.9493 | 214.8082 | 24.7526 | 37.6052 | 88.4326 | 1116.7621 | 862.4947 | 64.7935 | 1646.187 | 2057.4567 | 154.3067 | 909.4653 | 329.6154 | 268.4062 | 81.8268 | 0.20395 | 0.021764 | 0.0025079 | 0.0038101 | 0.0089599 | 0.11315 | 0.087387 | 0.0065648 | 0.16679 | 0.20846 | 0.015634 | 0.092146 | 0.033396 | 0.027195 | 0.0082906
Shetland Islands | S12000027 | 2035 | LW | non-domestic | 36.5495 | 13.5526 | 0.77453 | 1.2516 | 2.8764 | 3.277 | 46.0771 | 0.58078 | 35.881 | 1.0441 | 11.9024 | 41.4702 | 0.28405 | 0.29134 | 2.8637 | 0.18396 | 0.068214 | 0.0038984 | 0.0062996 | 0.014478 | 0.016494 | 0.23192 | 0.0029232 | 0.1806 | 0.0052552 | 0.059908 | 0.20873 | 0.0014297 | 0.0014664 | 0.014414
Shropshire | E06000051 | 2035 | LW | non-domestic | 1110.1678 | 187.7878 | 46.4897 | 67.9658 | 158.7627 | 698.3503 | 638.936 | 59.4807 | 925.6637 | 878.8607 | 140.3409 | 634.879 | 270.7722 | 225.6004 | 154.0886 | 0.17911 | 0.030297 | 0.0075006 | 0.010966 | 0.025615 | 0.11267 | 0.10309 | 0.0095965 | 0.14935 | 0.14179 | 0.022642 | 0.10243 | 0.043686 | 0.036398 | 0.02486
Slough | E06000039 | 2035 | LW | non-domestic | 442.1093 | 56.7983 | 5.229 | 7.6918 | 19.0612 | 276.2355 | 218.6024 | 14.0736 | 361.0629 | 452.4718 | 40.6094 | 216.9934 | 105.8533 | 85.9299 | 17.237 | 0.19057 | 0.024482 | 0.0022539 | 0.0033155 | 0.0082162 | 0.11907 | 0.094227 | 0.0060663 | 0.15563 | 0.19503 | 0.017504 | 0.093533 | 0.045627 | 0.037039 | 0.0074299
Solihull | E08000029 | 2035 | LW | non-domestic | 598.5219 | 73.2796 | 5.1622 | 7.5544 | 19.6988 | 358.3922 | 301.5716 | 18.412 | 491.7515 | 652.9287 | 51.4712 | 300.2146 | 145.0372 | 117.0962 | 17.0702 | 0.18952 | 0.023203 | 0.0016346 | 0.002392 | 0.0062374 | 0.11348 | 0.09549 | 0.00583 | 0.15571 | 0.20674 | 0.016298 | 0.09506 | 0.045925 | 0.037077 | 0.0054051
Somerset West and Taunton | E07000246 | 2035 | LW | non-domestic | 563.8761 | 96.4332 | 17.0613 | 24.8193 | 56.9313 | 326.2472 | 343.8597 | 26.6016 | 460.1185 | 459.4202 | 65.5386 | 317.1579 | 39.4194 | 32.2147 | 53.9828 | 0.19554 | 0.033441 | 0.0059165 | 0.0086068 | 0.019743 | 0.11314 | 0.11924 | 0.0092249 | 0.15956 | 0.15932 | 0.022727 | 0.10998 | 0.01367 | 0.011171 | 0.01872
South Ayrshire | S12000028 | 2035 | LW | non-domestic | 242.9303 | 37.7829 | 4.237 | 6.8467 | 14.9816 | 30.0594 | 124.4347 | 3.7051 | 240.2326 | 317.5472 | 33.2782 | 122.7326 | 1.5925 | 1.6338 | 15.6652 | 0.20284 | 0.031547 | 0.0035378 | 0.0057167 | 0.012509 | 0.025098 | 0.1039 | 0.0030936 | 0.20058 | 0.26514 | 0.027786 | 0.10248 | 0.0013297 | 0.0013641 | 0.01308
South Bucks District | E07000006 | 2035 | LW | non-domestic | 251.5003 | 30.245 | 4.7538 | 6.9511 | 16.6639 | 170.9216 | 114.022 | 12.5112 | 218.647 | 354.0083 | 21.8995 | 142.0654 | 73.7569 | 57.9995 | 15.7384 | 0.1686 | 0.020276 | 0.0031868 | 0.0046599 | 0.011171 | 0.11458 | 0.076438 | 0.0083873 | 0.14658 | 0.23732 | 0.014681 | 0.095238 | 0.049445 | 0.038882 | 0.010551
South Cambridgeshire | E07000012 | 2035 | LW | non-domestic | 470.0713 | 69.8283 | 20.1098 | 29.3695 | 68.3034 | 274.6319 | 229.0944 | 26.9451 | 393.8211 | 425.7706 | 52.7508 | 253.9131 | 112.4484 | 91.9164 | 66.7315 | 0.1818 | 0.027006 | 0.0077773 | 0.011358 | 0.026416 | 0.10621 | 0.0886 | 0.010421 | 0.15231 | 0.16466 | 0.020401 | 0.098199 | 0.043488 | 0.035548 | 0.025808
South Derbyshire | E07000039 | 2035 | LW | non-domestic | 250.7281 | 29.4665 | 4.9644 | 7.2573 | 17.3327 | 135.4494 | 109.9949 | 9.5405 | 204.1483 | 248.9602 | 21.4133 | 117.0339 | 55.4599 | 44.8108 | 16.4519 | 0.19696 | 0.023147 | 0.0038997 | 0.0057009 | 0.013616 | 0.1064 | 0.086405 | 0.0074944 | 0.16037 | 0.19557 | 0.016821 | 0.091935 | 0.043566 | 0.035201 | 0.012924
South Gloucestershire | E06000025 | 2035 | LW | non-domestic | 771.9786 | 101.3248 | 18.1934 | 26.5959 | 63.233 | 455.1624 | 373.3224 | 32.6658 | 638.1765 | 784.1501 | 73.9172 | 393.4408 | 184.0955 | 149.2577 | 60.2767 | 0.18711 | 0.024559 | 0.0044097 | 0.0064462 | 0.015326 | 0.11032 | 0.090485 | 0.0079175 | 0.15468 | 0.19006 | 0.017916 | 0.095361 | 0.044621 | 0.036177 | 0.01461
South Hams | E07000044 | 2035 | LW | non-domestic | 383.0104 | 75.8375 | 13.515 | 19.6608 | 45.0562 | 232.885 | 269.8986 | 18.5486 | 312.65 | 264.4852 | 51.579 | 232.2014 | 26.3542 | 22.0115 | 42.7483 | 0.19051 | 0.037722 | 0.0067224 | 0.0097793 | 0.022411 | 0.11584 | 0.13425 | 0.0092261 | 0.15551 | 0.13156 | 0.025656 | 0.1155 | 0.013109 | 0.010949 | 0.021263
South Holland | E07000140 | 2035 | LW | non-domestic | 293.2146 | 45.5323 | 14.8383 | 21.6709 | 50.1295 | 171.6195 | 140.4738 | 18.1621 | 244.7124 | 241.1702 | 34.9295 | 157.0962 | 68.2145 | 56.1899 | 49.2461 | 0.18244 | 0.02833 | 0.0092324 | 0.013484 | 0.031191 | 0.10678 | 0.087403 | 0.0113 | 0.15226 | 0.15006 | 0.021733 | 0.097745 | 0.042443 | 0.034961 | 0.030641
South Kesteven | E07000141 | 2035 | LW | non-domestic | 453.6462 | 67.2455 | 17.0204 | 24.879 | 58.0371 | 276.7177 | 225.6634 | 23.7988 | 377.727 | 413.4882 | 50.4257 | 242.0054 | 109.3768 | 89.6059 | 56.4188 | 0.18248 | 0.027049 | 0.0068464 | 0.010007 | 0.023345 | 0.11131 | 0.090772 | 0.0095729 | 0.15194 | 0.16632 | 0.020283 | 0.097345 | 0.043996 | 0.036043 | 0.022694
South Lakeland | E07000031 | 2035 | LW | non-domestic | 503.7955 | 71.5492 | 16.3318 | 24.6105 | 53.6007 | 351.508 | 272.2562 | 27.0068 | 434.9715 | 508.8574 | 52.8355 | 298.3574 | 27.4312 | 23.0381 | 51.7204 | 0.18536 | 0.026325 | 0.006009 | 0.0090551 | 0.019722 | 0.12933 | 0.10017 | 0.0099368 | 0.16004 | 0.18723 | 0.01944 | 0.10978 | 0.010093 | 0.0084765 | 0.01903
South Lanarkshire | S12000029 | 2035 | LW | non-domestic | 569.4638 | 71.5945 | 9.4765 | 15.3134 | 33.2403 | 71.2979 | 232.9885 | 8.4659 | 559.3672 | 822.6507 | 63.1253 | 237.4381 | 3.5643 | 3.6569 | 35.0372 | 0.20809 | 0.026161 | 0.0034628 | 0.0055956 | 0.012146 | 0.026053 | 0.085135 | 0.0030935 | 0.2044 | 0.3006 | 0.023066 | 0.086761 | 0.0013024 | 0.0013363 | 0.012803
South Norfolk | E07000149 | 2035 | LW | non-domestic | 342.3936 | 48.4377 | 16.2885 | 23.798 | 54.9284 | 166.981 | 147.2699 | 18.2891 | 274.1794 | 217.8904 | 37.3026 | 156.1252 | 64.4113 | 53.9679 | 54.0052 | 0.20426 | 0.028896 | 0.0097171 | 0.014197 | 0.032768 | 0.099615 | 0.087856 | 0.010911 | 0.16357 | 0.12999 | 0.022253 | 0.093139 | 0.038425 | 0.032195 | 0.032218
South Northamptonshire | E07000155 | 2035 | LW | non-domestic | 283.0703 | 50.2275 | 18.3828 | 26.8562 | 61.8183 | 166.7832 | 146.7149 | 19.882 | 236.0576 | 181.5589 | 39.0464 | 158.4952 | 64.093 | 53.8849 | 60.9583 | 0.18055 | 0.032036 | 0.011725 | 0.01713 | 0.039429 | 0.10638 | 0.093578 | 0.012681 | 0.15056 | 0.1158 | 0.024905 | 0.10109 | 0.04088 | 0.034369 | 0.038881
South Oxfordshire | E07000179 | 2035 | LW | non-domestic | 418.5249 | 56.4023 | 12.024 | 17.5707 | 41.3871 | 251.3465 | 200.4026 | 20.0031 | 349.6689 | 431.3451 | 41.6174 | 219.6783 | 102.9386 | 83.2569 | 39.8617 | 0.18308 | 0.024673 | 0.0052598 | 0.0076861 | 0.018104 | 0.10995 | 0.087664 | 0.0087502 | 0.15296 | 0.18869 | 0.018205 | 0.096096 | 0.045029 | 0.03642 | 0.017437
South Ribble | E07000126 | 2035 | LW | non-domestic | 317.7462 | 37.6625 | 6.5511 | 9.8369 | 21.8248 | 208.4795 | 150.0704 | 14.6886 | 270.9631 | 351.5594 | 27.3673 | 170.9768 | 17.2219 | 14.4053 | 20.6341 | 0.19375 | 0.022965 | 0.0039946 | 0.0059982 | 0.013308 | 0.12712 | 0.091507 | 0.0089565 | 0.16522 | 0.21437 | 0.016688 | 0.10425 | 0.010501 | 0.0087838 | 0.012582
South Somerset | E07000189 | 2035 | LW | non-domestic | 560.4289 | 95.8639 | 25.9648 | 37.7729 | 84.2999 | 304.4022 | 301.6919 | 32.7235 | 456.4336 | 406.4863 | 68.325 | 299.8525 | 36.4722 | 29.9518 | 82.1297 | 0.19854 | 0.033961 | 0.0091982 | 0.013381 | 0.029864 | 0.10784 | 0.10688 | 0.011593 | 0.1617 | 0.144 | 0.024205 | 0.10623 | 0.012921 | 0.010611 | 0.029095
South Staffordshire | E07000196 | 2035 | LW | non-domestic | 270.7572 | 33.851 | 6.3104 | 9.2178 | 21.9223 | 139.5673 | 125.246 | 10.3188 | 218.5417 | 238.6628 | 24.6856 | 126.503 | 56.7487 | 46.4344 | 20.9347 | 0.20061 | 0.02508 | 0.0046754 | 0.0068295 | 0.016242 | 0.10341 | 0.092795 | 0.0076452 | 0.16192 | 0.17683 | 0.01829 | 0.093727 | 0.042045 | 0.034403 | 0.015511
South Tyneside | E08000023 | 2035 | LW | non-domestic | 484.6215 | 44.337 | 4.4875 | 6.741 | 15.7296 | 297.4282 | 186.4523 | 19.6851 | 411.5217 | 608.3898 | 31.5693 | 234.5416 | 26.8066 | 21.8842 | 14.1262 | 0.20123 | 0.01841 | 0.0018634 | 0.002799 | 0.0065313 | 0.1235 | 0.07742 | 0.0081738 | 0.17087 | 0.25262 | 0.013108 | 0.097388 | 0.011131 | 0.0090869 | 0.0058656
Southampton | E06000045 | 2035 | LW | non-domestic | 841.4607 | 103.7015 | 5.9894 | 8.8622 | 23.0272 | 525.3141 | 405.493 | 22.7541 | 679.564 | 850.7466 | 73.5115 | 393.8648 | 194.7877 | 158.0784 | 19.5795 | 0.19538 | 0.024079 | 0.0013907 | 0.0020578 | 0.0053468 | 0.12198 | 0.094153 | 0.0052834 | 0.15779 | 0.19754 | 0.017069 | 0.091453 | 0.045229 | 0.036705 | 0.0045463
Southend-on-Sea | E06000033 | 2035 | LW | non-domestic | 685.3886 | 83.4502 | 6.9773 | 10.3074 | 25.4934 | 392.1241 | 318.0715 | 18.0005 | 544.1842 | 609.9111 | 59.7518 | 300.5369 | 144.3966 | 118.5065 | 22.8164 | 0.20521 | 0.024986 | 0.0020891 | 0.0030861 | 0.0076329 | 0.11741 | 0.095233 | 0.0053895 | 0.16293 | 0.18261 | 0.01789 | 0.089983 | 0.043234 | 0.035482 | 0.0068314
Southwark | E09000028 | 2035 | LW | non-domestic | 1631.1032 | 170.5954 | 20.7059 | 30.9002 | 72.1992 | 854.8767 | 599.428 | 43.8034 | 1268.4531 | 1374.8189 | 124.5491 | 604.757 | 300.331 | 244.886 | 67.1318 | 0.22017 | 0.023027 | 0.0027949 | 0.0041709 | 0.0097454 | 0.11539 | 0.08091 | 0.0059126 | 0.17122 | 0.18557 | 0.016812 | 0.08163 | 0.040538 | 0.033055 | 0.0090614
Spelthorne | E07000213 | 2035 | LW | non-domestic | 290.2272 | 33.5234 | 1.405 | 2.0633 | 5.8885 | 178.3226 | 141.5878 | 8.7728 | 240.3782 | 347.083 | 23.3176 | 146.1755 | 73.2848 | 58.5979 | 4.6247 | 0.18661 | 0.021555 | 0.00090337 | 0.0013267 | 0.0037862 | 0.11466 | 0.091038 | 0.0056407 | 0.15456 | 0.22317 | 0.014993 | 0.093988 | 0.047121 | 0.037677 | 0.0029736
St Albans | E07000240 | 2035 | LW | non-domestic | 402.3438 | 52.8172 | 4.4976 | 6.5802 | 16.7194 | 264.4132 | 213.7372 | 14.5869 | 338.5085 | 477.3551 | 37.322 | 220.4745 | 107.9509 | 86.7756 | 14.8824 | 0.17811 | 0.023381 | 0.001991 | 0.0029129 | 0.0074014 | 0.11705 | 0.094617 | 0.0064574 | 0.14985 | 0.21132 | 0.016522 | 0.0976 | 0.047788 | 0.038414 | 0.0065882
St. Helens | E08000013 | 2035 | LW | non-domestic | 530.953 | 61.5403 | 8.5338 | 12.8163 | 28.9017 | 348.9886 | 249.2609 | 22.7934 | 451.1982 | 599.768 | 44.3175 | 281.2637 | 30.0361 | 25.0174 | 26.8501 | 0.19504 | 0.022607 | 0.0031348 | 0.004708 | 0.010617 | 0.1282 | 0.091565 | 0.0083731 | 0.16575 | 0.22032 | 0.01628 | 0.10332 | 0.011034 | 0.00919 | 0.0098633
Stafford | E07000197 | 2035 | LW | non-domestic | 444.2477 | 67.0157 | 11.5823 | 16.941 | 40.3537 | 282.5924 | 248.8512 | 19.4806 | 370.8365 | 428.6784 | 48.7675 | 247.8804 | 112.1793 | 91.9471 | 38.3565 | 0.17988 | 0.027135 | 0.0046898 | 0.0068595 | 0.016339 | 0.11442 | 0.10076 | 0.0078878 | 0.15015 | 0.17357 | 0.019746 | 0.10037 | 0.045422 | 0.03723 | 0.015531
Staffordshire Moorlands | E07000198 | 2035 | LW | non-domestic | 279.3772 | 33.7005 | 10.0536 | 14.695 | 34.0499 | 147.4911 | 107.4264 | 14.273 | 228.6635 | 261.8989 | 25.6399 | 128.3298 | 60.3886 | 48.7613 | 33.3241 | 0.19563 | 0.023599 | 0.00704 | 0.01029 | 0.023843 | 0.10328 | 0.075225 | 0.0099946 | 0.16012 | 0.18339 | 0.017954 | 0.089862 | 0.042287 | 0.034145 | 0.023335
Stevenage | E07000243 | 2035 | LW | non-domestic | 284.2566 | 30.3806 | 2.8997 | 4.2512 | 10.6113 | 152.4614 | 121.5584 | 8.5379 | 228.8589 | 295.4534 | 21.5522 | 125.5721 | 61.5582 | 49.5365 | 9.5593 | 0.20202 | 0.021592 | 0.0020609 | 0.0030214 | 0.0075416 | 0.10836 | 0.086393 | 0.0060679 | 0.16265 | 0.20998 | 0.015317 | 0.089245 | 0.04375 | 0.035206 | 0.0067939
Stirling | S12000030 | 2035 | LW | non-domestic | 211.9044 | 32.7864 | 3.9178 | 6.3306 | 13.8076 | 28.6834 | 107.4985 | 3.4591 | 214.9142 | 305.8528 | 28.889 | 107.3483 | 1.5079 | 1.5471 | 14.4834 | 0.19568 | 0.030276 | 0.0036177 | 0.0058458 | 0.01275 | 0.026487 | 0.099266 | 0.0031942 | 0.19846 | 0.28243 | 0.026677 | 0.099128 | 0.0013925 | 0.0014286 | 0.013374
Stockport | E08000007 | 2035 | LW | non-domestic | 924.5961 | 100.3492 | 12.8724 | 19.5409 | 45.4384 | 576.8338 | 399.2926 | 36.4526 | 782.5841 | 1123.5993 | 72.3304 | 461.1565 | 172.9393 | 139.0434 | 42.4139 | 0.18833 | 0.02044 | 0.002622 | 0.0039803 | 0.0092553 | 0.11749 | 0.081332 | 0.007425 | 0.1594 | 0.22886 | 0.014733 | 0.093933 | 0.035226 | 0.028322 | 0.0086392
Stockton-on-Tees | E06000004 | 2035 | LW | non-domestic | 591.6682 | 68.7543 | 7.3538 | 11.0486 | 25.6275 | 384.6853 | 287.9959 | 23.195 | 500.1835 | 658.7768 | 49.0332 | 312.9027 | 33.0266 | 27.6219 | 23.178 | 0.19689 | 0.02288 | 0.0024472 | 0.0036767 | 0.0085281 | 0.12801 | 0.095837 | 0.0077187 | 0.16645 | 0.21922 | 0.016317 | 0.10413 | 0.01099 | 0.0091918 | 0.007713
Stoke-on-Trent | E06000021 | 2035 | LW | non-domestic | 849.9926 | 94.443 | 12.3787 | 18.1826 | 43.8116 | 545.1921 | 362.6166 | 35.5061 | 716.4666 | 1097.8216 | 67.9197 | 431.2145 | 225.9891 | 178.4648 | 40.7074 | 0.18006 | 0.020006 | 0.0026222 | 0.0038517 | 0.0092807 | 0.11549 | 0.076814 | 0.0075214 | 0.15177 | 0.23255 | 0.014388 | 0.091345 | 0.047872 | 0.037805 | 0.0086232
Stratford-on-Avon | E07000221 | 2035 | LW | non-domestic | 485.5388 | 78.8322 | 21.819 | 31.8708 | 74.1596 | 314.5932 | 258.5356 | 29.3081 | 412.6957 | 453.3864 | 59.5047 | 282.3974 | 125.8533 | 103.1108 | 72.3843 | 0.17316 | 0.028114 | 0.0077814 | 0.011366 | 0.026448 | 0.11219 | 0.092203 | 0.010452 | 0.14718 | 0.16169 | 0.021221 | 0.10071 | 0.044884 | 0.036773 | 0.025815
Stroud | E07000082 | 2035 | LW | non-domestic | 356.0565 | 46.1268 | 8.632 | 12.6215 | 29.929 | 210.1021 | 169.0123 | 15.6544 | 295.9108 | 371.2886 | 33.7149 | 182.7565 | 86.3078 | 69.7 | 28.5923 | 0.18579 | 0.024069 | 0.0045043 | 0.006586 | 0.015617 | 0.10963 | 0.088192 | 0.0081686 | 0.15441 | 0.19374 | 0.017593 | 0.095364 | 0.045036 | 0.03637 | 0.01492
Sunderland | E08000024 | 2035 | LW | non-domestic | 887.8799 | 84.7018 | 10.5193 | 15.7987 | 36.0502 | 542.7744 | 349.1326 | 36.61 | 751.2046 | 1072.4981 | 60.7155 | 430.3113 | 49.4867 | 40.4515 | 33.1204 | 0.20173 | 0.019245 | 0.0023901 | 0.0035896 | 0.0081909 | 0.12332 | 0.079326 | 0.0083181 | 0.17068 | 0.24368 | 0.013795 | 0.09777 | 0.011244 | 0.0091909 | 0.0075252
Surrey Heath | E07000214 | 2035 | LW | non-domestic | 290.8431 | 40.095 | 6.7411 | 9.8676 | 23.4618 | 201.0782 | 147.8768 | 14.1244 | 249.4347 | 356.406 | 29.2182 | 166.4337 | 82.2562 | 65.8503 | 22.2701 | 0.17049 | 0.023503 | 0.0039515 | 0.0057842 | 0.013753 | 0.11787 | 0.086683 | 0.0082794 | 0.14621 | 0.20892 | 0.017127 | 0.09756 | 0.048217 | 0.0386 | 0.013054
Sutton | E09000029 | 2035 | LW | non-domestic | 591.4003 | 60.7265 | 6.0374 | 8.8963 | 21.8523 | 322.8901 | 237.0614 | 18.2015 | 476.1609 | 630.0346 | 43.3182 | 254.4718 | 128.345 | 102.7129 | 19.8008 | 0.2024 | 0.020783 | 0.0020662 | 0.0030447 | 0.0074788 | 0.11051 | 0.081132 | 0.0062293 | 0.16296 | 0.21562 | 0.014825 | 0.087091 | 0.043925 | 0.035153 | 0.0067767
Swale | E07000113 | 2035 | LW | non-domestic | 444.753 | 58.6278 | 11.3899 | 16.6528 | 39.3597 | 259.4013 | 211.5855 | 19.181 | 366.2877 | 433.5374 | 43.0348 | 223.2892 | 103.9798 | 84.5026 | 37.7122 | 0.18899 | 0.024913 | 0.00484 | 0.0070764 | 0.016725 | 0.11023 | 0.08991 | 0.0081507 | 0.15565 | 0.18423 | 0.018287 | 0.094884 | 0.044185 | 0.035908 | 0.016025
Swansea | W06000011 | 2035 | LW | non-domestic | 881.0538 | 105.3692 | 10.9103 | 16.6414 | 37.9249 | 360.5805 | 380.7961 | 26.9304 | 704.2308 | 800.4319 | 75.1959 | 392.71 | 32.8813 | 36.9347 | 35.3636 | 0.22603 | 0.027032 | 0.002799 | 0.0042693 | 0.0097294 | 0.092505 | 0.097691 | 0.0069089 | 0.18067 | 0.20535 | 0.019291 | 0.10075 | 0.0084355 | 0.0094754 | 0.0090723
Swindon | E06000030 | 2035 | LW | non-domestic | 623.2039 | 68.4074 | 5.3719 | 7.8877 | 20.075 | 370.6875 | 275.2377 | 20.4018 | 512.8868 | 729.6571 | 48.3402 | 297.2707 | 150.7921 | 120.2192 | 17.6861 | 0.19069 | 0.020932 | 0.0016437 | 0.0024135 | 0.0061427 | 0.11343 | 0.084219 | 0.0062427 | 0.15694 | 0.22326 | 0.014791 | 0.090961 | 0.04614 | 0.036785 | 0.0054117
Tameside | E08000008 | 2035 | LW | non-domestic | 746.0527 | 78.2895 | 13.0137 | 19.7226 | 44.7771 | 432.3682 | 300.4491 | 29.3949 | 620.8717 | 832.1239 | 57.0869 | 347.8051 | 125.4466 | 101.3233 | 42.5838 | 0.19678 | 0.02065 | 0.0034325 | 0.005202 | 0.01181 | 0.11404 | 0.079247 | 0.0077532 | 0.16376 | 0.21948 | 0.015057 | 0.091737 | 0.033088 | 0.026725 | 0.011232
Tamworth | E07000199 | 2035 | LW | non-domestic | 221.5367 | 29.6783 | 1.6143 | 2.3671 | 6.4173 | 147.5085 | 123.767 | 7.0878 | 185.3615 | 257.6014 | 20.7448 | 121.9108 | 59.3616 | 47.933 | 5.3229 | 0.17892 | 0.023969 | 0.0013037 | 0.0019117 | 0.0051827 | 0.11913 | 0.099956 | 0.0057242 | 0.1497 | 0.20804 | 0.016754 | 0.098457 | 0.047941 | 0.038711 | 0.0042988
Tandridge | E07000215 | 2035 | LW | non-domestic | 264.0893 | 33.0576 | 5.8842 | 8.6022 | 20.4677 | 158.0387 | 122.6663 | 11.6747 | 220.9312 | 294.8376 | 24.0685 | 136.5062 | 65.8697 | 52.8205 | 19.4872 | 0.18352 | 0.022973 | 0.0040891 | 0.0059779 | 0.014224 | 0.10983 | 0.085244 | 0.008113 | 0.15353 | 0.20489 | 0.016726 | 0.094862 | 0.045775 | 0.036706 | 0.013542
Teignbridge | E07000045 | 2035 | LW | non-domestic | 449.8349 | 69.756 | 15.5103 | 22.5642 | 50.933 | 238.8359 | 234.6099 | 22.5368 | 364.295 | 360.7681 | 48.5182 | 231.5149 | 29.1293 | 23.6859 | 49.0646 | 0.2034 | 0.031542 | 0.0070133 | 0.010203 | 0.02303 | 0.10799 | 0.10608 | 0.01019 | 0.16472 | 0.16313 | 0.021939 | 0.10468 | 0.013171 | 0.01071 | 0.022186
Telford and Wrekin | E06000020 | 2035 | LW | non-domestic | 503.9375 | 65.7478 | 11.2222 | 16.4302 | 39.0524 | 333.1949 | 242.5133 | 23.4669 | 427.3841 | 603.8257 | 47.9132 | 274.2238 | 136.1083 | 108.8481 | 37.0926 | 0.17553 | 0.022901 | 0.0039089 | 0.0057229 | 0.013603 | 0.11606 | 0.084471 | 0.0081739 | 0.14886 | 0.21032 | 0.016689 | 0.095516 | 0.047409 | 0.037913 | 0.01292
Tendring | E07000076 | 2035 | LW | non-domestic | 435.6752 | 59.9438 | 11.8392 | 17.3148 | 40.834 | 233.9251 | 212.4755 | 16.7985 | 348.9456 | 335.639 | 44.1566 | 204.9217 | 89.0372 | 74.0114 | 39.2106 | 0.20126 | 0.027691 | 0.0054691 | 0.0079986 | 0.018863 | 0.10806 | 0.098153 | 0.0077601 | 0.1612 | 0.15505 | 0.020398 | 0.094664 | 0.041131 | 0.03419 | 0.018113
Test Valley | E07000093 | 2035 | LW | non-domestic | 434.7183 | 67.9894 | 16.5411 | 24.1658 | 56.5298 | 284.9106 | 231.4714 | 23.9687 | 368.0857 | 425.0343 | 50.7854 | 248.8928 | 113.4361 | 92.654 | 54.8583 | 0.1743 | 0.027261 | 0.0066323 | 0.0096894 | 0.022666 | 0.11424 | 0.09281 | 0.0096104 | 0.14759 | 0.17042 | 0.020363 | 0.099795 | 0.045483 | 0.03715 | 0.021996
Tewkesbury | E07000083 | 2035 | LW | non-domestic | 298.0654 | 35.3074 | 7.4112 | 10.8434 | 25.4975 | 166.0552 | 125.9863 | 13.1967 | 245.7983 | 310.6724 | 26.0139 | 143.1193 | 68.7483 | 55.2071 | 24.5123 | 0.19151 | 0.022685 | 0.0047617 | 0.0069668 | 0.016382 | 0.10669 | 0.080945 | 0.0084788 | 0.15792 | 0.19961 | 0.016714 | 0.091953 | 0.04417 | 0.03547 | 0.015749
Thanet | E07000114 | 2035 | LW | non-domestic | 516.3509 | 65.1242 | 6.0081 | 8.8134 | 22.0261 | 293.5403 | 258.4617 | 14.8861 | 415.2849 | 480.8509 | 46.2341 | 244.1381 | 113.291 | 92.7789 | 19.8124 | 0.19878 | 0.025071 | 0.002313 | 0.0033929 | 0.0084794 | 0.113 | 0.0995 | 0.0057307 | 0.15987 | 0.18511 | 0.017799 | 0.093986 | 0.043614 | 0.035717 | 0.0076272
Three Rivers | E07000102 | 2035 | LW | non-domestic | 248.8494 | 26.4292 | 2.7464 | 4.017 | 10.0048 | 146.5161 | 106.1507 | 9.2659 | 207.5771 | 311.3369 | 18.7464 | 121.9566 | 62.6966 | 49.5602 | 9.096 | 0.18641 | 0.019798 | 0.0020573 | 0.0030091 | 0.0074945 | 0.10975 | 0.079517 | 0.006941 | 0.15549 | 0.23322 | 0.014043 | 0.091357 | 0.046966 | 0.037125 | 0.0068137
Thurrock | E06000034 | 2035 | LW | non-domestic | 463.2216 | 69.1637 | 9.6485 | 14.1539 | 33.9915 | 269.7276 | 262.3506 | 15.5079 | 373.0053 | 360.9277 | 49.8872 | 235.6458 | 101.3003 | 84.7795 | 31.7926 | 0.19503 | 0.02912 | 0.0040624 | 0.0059593 | 0.014312 | 0.11356 | 0.11046 | 0.0065294 | 0.15705 | 0.15196 | 0.021004 | 0.099215 | 0.042651 | 0.035695 | 0.013386
Tonbridge and Malling | E07000115 | 2035 | LW | non-domestic | 351.3696 | 42.1038 | 7.7451 | 11.3311 | 26.8673 | 210.4781 | 155.2452 | 15.868 | 294.6361 | 407.9499 | 30.7186 | 179.3253 | 88.3456 | 70.454 | 25.6182 | 0.18319 | 0.021951 | 0.004038 | 0.0059076 | 0.014008 | 0.10974 | 0.080939 | 0.008273 | 0.15361 | 0.21269 | 0.016015 | 0.093493 | 0.04606 | 0.036732 | 0.013356
Torbay | E06000027 | 2035 | LW | non-domestic | 635.976 | 85.8703 | 5.315 | 7.7364 | 20.244 | 346.6845 | 352.0072 | 19.5125 | 509.7963 | 602.6003 | 55.1079 | 319.9357 | 46.8517 | 37.915 | 16.7694 | 0.20768 | 0.028041 | 0.0017356 | 0.0025263 | 0.0066107 | 0.11321 | 0.11495 | 0.0063718 | 0.16647 | 0.19678 | 0.017995 | 0.10447 | 0.015299 | 0.012381 | 0.0054761
Torfaen | W06000020 | 2035 | LW | non-domestic | 296.7656 | 39.4011 | 5.0043 | 7.6299 | 17.0742 | 135.6537 | 140.4947 | 11.2597 | 244.4684 | 294.6282 | 28.2878 | 150.4718 | 11.8144 | 13.3135 | 16.1563 | 0.21011 | 0.027896 | 0.0035431 | 0.005402 | 0.012089 | 0.096043 | 0.099471 | 0.0079719 | 0.17308 | 0.2086 | 0.020028 | 0.10653 | 0.0083646 | 0.009426 | 0.011439
Torridge | E07000046 | 2035 | LW | non-domestic | 245.6702 | 48.2931 | 10.8157 | 15.7333 | 35.4982 | 132.6792 | 161.9269 | 12.1022 | 195.2529 | 125.2864 | 33.6267 | 135.3713 | 14.7337 | 12.5211 | 34.217 | 0.20241 | 0.039789 | 0.0089112 | 0.012963 | 0.029247 | 0.10932 | 0.13341 | 0.0099711 | 0.16087 | 0.10322 | 0.027705 | 0.11153 | 0.012139 | 0.010316 | 0.028192
Tower Hamlets | E09000030 | 2035 | LW | non-domestic | 1781.1667 | 175.1605 | 21.3371 | 31.8904 | 74.4242 | 816.7823 | 621.5337 | 40.9686 | 1356.8078 | 1312.5739 | 127.7061 | 595.0195 | 284.7077 | 234.8175 | 69.0897 | 0.2361 | 0.023219 | 0.0028284 | 0.0042273 | 0.0098654 | 0.10827 | 0.082388 | 0.0054306 | 0.17985 | 0.17399 | 0.016928 | 0.078873 | 0.03774 | 0.031126 | 0.0091582
Trafford | E08000009 | 2035 | LW | non-domestic | 921.2696 | 107.6547 | 10.8836 | 16.3437 | 38.0864 | 655.0752 | 449.3748 | 40.6846 | 800.1988 | 1163.6713 | 76.7299 | 519.976 | 60.6477 | 49.7378 | 34.2051 | 0.18632 | 0.021772 | 0.0022011 | 0.0033054 | 0.0077027 | 0.13248 | 0.090883 | 0.0082282 | 0.16183 | 0.23534 | 0.015518 | 0.10516 | 0.012266 | 0.010059 | 0.0069178
Tunbridge Wells | E07000116 | 2035 | LW | non-domestic | 422.5691 | 64.5027 | 8.6619 | 12.6734 | 30.6314 | 293.0484 | 242.5878 | 17.0769 | 353.9411 | 429.5587 | 46.5802 | 239.0814 | 111.683 | 91.2505 | 28.6725 | 0.17662 | 0.02696 | 0.0036204 | 0.0052971 | 0.012803 | 0.12249 | 0.10139 | 0.0071376 | 0.14794 | 0.17954 | 0.019469 | 0.099929 | 0.04668 | 0.03814 | 0.011984
Uttlesford | E07000077 | 2035 | LW | non-domestic | 269.6507 | 41.9615 | 11.4394 | 16.7148 | 38.9119 | 156.7891 | 139.3423 | 14.5933 | 223.3056 | 215.879 | 31.5791 | 144.7313 | 62.0716 | 51.4015 | 37.9264 | 0.18516 | 0.028814 | 0.0078552 | 0.011478 | 0.02672 | 0.10766 | 0.095683 | 0.010021 | 0.15334 | 0.14824 | 0.021684 | 0.099383 | 0.042623 | 0.035296 | 0.026043
Vale of Glamorgan | W06000014 | 2035 | LW | non-domestic | 353.497 | 45.6276 | 7.4426 | 11.3656 | 24.9795 | 141.4009 | 153.7694 | 12.5962 | 283.4168 | 301.286 | 33.3152 | 160.4534 | 12.6694 | 14.4209 | 24.1878 | 0.22367 | 0.02887 | 0.0047092 | 0.0071915 | 0.015806 | 0.08947 | 0.097296 | 0.0079701 | 0.17933 | 0.19064 | 0.02108 | 0.10153 | 0.0080164 | 0.0091247 | 0.015305
Vale of White Horse | E07000180 | 2035 | LW | non-domestic | 394.1402 | 51.2764 | 8.0205 | 11.7196 | 28.1763 | 241.1569 | 195.1637 | 16.8217 | 330.7359 | 440.7024 | 37.038 | 210.1952 | 100.5861 | 80.8813 | 26.5922 | 0.18136 | 0.023595 | 0.0036906 | 0.0053928 | 0.012965 | 0.11097 | 0.089805 | 0.0077405 | 0.15219 | 0.20279 | 0.017043 | 0.096721 | 0.046285 | 0.037217 | 0.012236
Wakefield | E08000036 | 2035 | LW | non-domestic | 1047.7329 | 135.5495 | 12.992 | 19.7636 | 47.4763 | 668.7469 | 555.6 | 35.6236 | 875.7345 | 1120.0069 | 96.7769 | 554.3253 | 201.9665 | 165.6953 | 43.1456 | 0.18773 | 0.024287 | 0.0023278 | 0.0035411 | 0.0085066 | 0.11982 | 0.09955 | 0.0063829 | 0.15691 | 0.20068 | 0.01734 | 0.099321 | 0.036187 | 0.029688 | 0.0077306
Walsall | E08000030 | 2035 | LW | non-domestic | 775.6118 | 97.0873 | 13.6811 | 20.0758 | 48.1914 | 471.5142 | 369.7254 | 29.9691 | 640.9597 | 836.9894 | 70.0255 | 390.3039 | 189.6022 | 152.9379 | 45.0608 | 0.18682 | 0.023385 | 0.0032953 | 0.0048355 | 0.011608 | 0.11357 | 0.089053 | 0.0072184 | 0.15438 | 0.2016 | 0.016867 | 0.09401 | 0.045668 | 0.036837 | 0.010853
Waltham Forest | E09000031 | 2035 | LW | non-domestic | 880.1667 | 92.8684 | 13.203 | 19.4939 | 45.9807 | 438.5647 | 333.9802 | 25.38 | 687.3148 | 746.4794 | 67.7487 | 337.0451 | 162.3936 | 132.6309 | 43.2052 | 0.2186 | 0.023065 | 0.0032791 | 0.0048415 | 0.01142 | 0.10892 | 0.082946 | 0.0063033 | 0.1707 | 0.18539 | 0.016826 | 0.083708 | 0.040332 | 0.03294 | 0.01073
Wandsworth | E09000032 | 2035 | LW | non-domestic | 1476.7207 | 152.1003 | 14.0183 | 20.8795 | 50.2853 | 725.9607 | 560.9405 | 33.4998 | 1137.8426 | 1194.0703 | 109.557 | 535.0032 | 257.112 | 210.9448 | 45.509 | 0.22634 | 0.023312 | 0.0021486 | 0.0032002 | 0.0077072 | 0.11127 | 0.085975 | 0.0051345 | 0.1744 | 0.18301 | 0.016792 | 0.082 | 0.039408 | 0.032331 | 0.0069751
Warrington | E06000007 | 2035 | LW | non-domestic | 767.6988 | 88.5545 | 12.7757 | 19.1851 | 43.1022 | 522.4162 | 358.1718 | 35.0872 | 660.3345 | 912.2968 | 63.8402 | 417.7823 | 44.3246 | 36.7733 | 40.1641 | 0.19085 | 0.022015 | 0.003176 | 0.0047694 | 0.010715 | 0.12987 | 0.089042 | 0.0087227 | 0.16416 | 0.2268 | 0.015871 | 0.10386 | 0.011019 | 0.0091419 | 0.0099849
Warwick | E07000222 | 2035 | LW | non-domestic | 538.3217 | 82.7504 | 14.5279 | 21.2549 | 50.4446 | 368.2391 | 302.0382 | 25.3923 | 455.7559 | 564.6468 | 60.4566 | 311.6852 | 145.2901 | 118.3552 | 48.043 | 0.17325 | 0.026632 | 0.0046755 | 0.0068405 | 0.016235 | 0.11851 | 0.097206 | 0.0081721 | 0.14668 | 0.18172 | 0.019457 | 0.10031 | 0.046759 | 0.038091 | 0.015462
Watford | E07000103 | 2035 | LW | non-domestic | 360.1869 | 49.9966 | 3.8743 | 5.6952 | 14.466 | 253.4421 | 200.2158 | 12.8838 | 303.5294 | 423.4112 | 35.3713 | 202.1415 | 99.4614 | 80.2377 | 12.7254 | 0.17505 | 0.024298 | 0.0018829 | 0.0027678 | 0.0070304 | 0.12317 | 0.097304 | 0.0062615 | 0.14751 | 0.20578 | 0.01719 | 0.09824 | 0.048338 | 0.038995 | 0.0061845
Waverley | E07000216 | 2035 | LW | non-domestic | 424.4183 | 52.6903 | 7.4847 | 10.9314 | 26.4946 | 272.1978 | 203.1363 | 18.7252 | 361.3082 | 533.5599 | 37.8896 | 231.3038 | 115.3531 | 91.7162 | 24.8345 | 0.17596 | 0.021845 | 0.0031031 | 0.004532 | 0.010984 | 0.11285 | 0.084218 | 0.0077632 | 0.14979 | 0.22121 | 0.015708 | 0.095895 | 0.047824 | 0.038024 | 0.010296
Wealden | E07000065 | 2035 | LW | non-domestic | 561.1125 | 94.9531 | 21.1241 | 30.7305 | 69.3687 | 320.3652 | 319.2713 | 30.1872 | 460.3981 | 455.5292 | 66.0713 | 311.7272 | 39.3491 | 32.0615 | 66.8329 | 0.19489 | 0.03298 | 0.0073371 | 0.010674 | 0.024094 | 0.11127 | 0.11089 | 0.010485 | 0.15991 | 0.15822 | 0.022949 | 0.10827 | 0.013667 | 0.011136 | 0.023213
Wellingborough | E07000156 | 2035 | LW | non-domestic | 257.4946 | 31.2562 | 3.8259 | 5.6 | 13.6844 | 167.3135 | 122.3142 | 10.8295 | 218.7747 | 328.682 | 22.3543 | 138.8486 | 70.4664 | 55.9465 | 12.6534 | 0.17636 | 0.021408 | 0.0026204 | 0.0038355 | 0.0093726 | 0.11459 | 0.083774 | 0.0074173 | 0.14984 | 0.22512 | 0.015311 | 0.095099 | 0.048263 | 0.038318 | 0.0086665
Welwyn Hatfield | E07000241 | 2035 | LW | non-domestic | 344.7087 | 45.1891 | 6.1991 | 9.1003 | 21.9154 | 225.3381 | 172.9789 | 14.5021 | 290.7099 | 403.8045 | 32.5445 | 187.018 | 91.9687 | 73.8279 | 20.4569 | 0.17766 | 0.02329 | 0.003195 | 0.0046902 | 0.011295 | 0.11614 | 0.089152 | 0.0074743 | 0.14983 | 0.20812 | 0.016773 | 0.096388 | 0.0474 | 0.03805 | 0.010543
West Berkshire | E06000037 | 2035 | LW | non-domestic | 536.2977 | 78.835 | 15.9001 | 23.2384 | 54.8886 | 352.4528 | 283.2781 | 27.0325 | 455.6503 | 579.6421 | 57.9681 | 306.1165 | 143.5252 | 116.2145 | 52.7048 | 0.17391 | 0.025565 | 0.0051561 | 0.0075358 | 0.017799 | 0.11429 | 0.091862 | 0.0087661 | 0.14776 | 0.18797 | 0.018798 | 0.099268 | 0.046543 | 0.037686 | 0.017091
West Devon | E07000047 | 2035 | LW | non-domestic | 201.3346 | 37.204 | 8.7212 | 12.6866 | 28.5388 | 111.4269 | 122.9754 | 10.7316 | 162.6859 | 128.7736 | 26.0298 | 111.4599 | 12.7946 | 10.6326 | 27.5846 | 0.19864 | 0.036706 | 0.0086044 | 0.012517 | 0.028156 | 0.10993 | 0.12133 | 0.010588 | 0.16051 | 0.12705 | 0.025681 | 0.10997 | 0.012623 | 0.01049 | 0.027215
West Dunbartonshire | S12000039 | 2035 | LW | non-domestic | 168.6241 | 21.949 | 2.6881 | 4.3438 | 9.4629 | 19.7605 | 71.8492 | 2.3803 | 162.8188 | 224.7778 | 19.3425 | 72.0812 | 1.0131 | 1.0394 | 9.9387 | 0.21289 | 0.027711 | 0.0033938 | 0.0054841 | 0.011947 | 0.024948 | 0.090711 | 0.0030052 | 0.20556 | 0.28379 | 0.02442 | 0.091004 | 0.001279 | 0.0013122 | 0.012548
West Lancashire | E07000127 | 2035 | LW | non-domestic | 324.5052 | 37.9746 | 8.8038 | 13.2417 | 28.8157 | 201.636 | 143.6638 | 15.8524 | 274.1516 | 333.833 | 28.0611 | 167.121 | 16.4234 | 13.6875 | 27.7927 | 0.19841 | 0.023218 | 0.0053827 | 0.0080961 | 0.017618 | 0.12328 | 0.087838 | 0.0096923 | 0.16762 | 0.20411 | 0.017157 | 0.10218 | 0.010041 | 0.0083687 | 0.016993
West Lindsey | E07000142 | 2035 | LW | non-domestic | 272.6739 | 37.3869 | 13.0096 | 18.9953 | 43.8549 | 144.0644 | 111.5997 | 15.9669 | 223.7774 | 221.7852 | 28.9189 | 130.9226 | 57.892 | 47.4168 | 43.1998 | 0.19319 | 0.026488 | 0.0092171 | 0.013458 | 0.031071 | 0.10207 | 0.079067 | 0.011312 | 0.15854 | 0.15713 | 0.020489 | 0.092757 | 0.041016 | 0.033594 | 0.030606
West Lothian | S12000040 | 2035 | LW | non-domestic | 320.7228 | 37.938 | 5.0568 | 8.1713 | 17.7314 | 37.9298 | 123.38 | 4.5111 | 308.8149 | 444.9915 | 33.4522 | 125.8259 | 1.9166 | 1.9663 | 18.6949 | 0.21509 | 0.025443 | 0.0033913 | 0.00548 | 0.011891 | 0.025437 | 0.082744 | 0.0030254 | 0.2071 | 0.29843 | 0.022435 | 0.084384 | 0.0012853 | 0.0013187 | 0.012538
West Oxfordshire | E07000181 | 2035 | LW | non-domestic | 365.7631 | 55.8762 | 14.8377 | 21.6722 | 50.551 | 229.0096 | 186.2646 | 20.7545 | 308.7386 | 349.7771 | 42.0015 | 204.5482 | 92.4558 | 75.4593 | 49.2516 | 0.17696 | 0.027033 | 0.0071785 | 0.010485 | 0.024457 | 0.1108 | 0.090115 | 0.010041 | 0.14937 | 0.16922 | 0.02032 | 0.098961 | 0.04473 | 0.036507 | 0.023828
West Suffolk | E07000245 | 2035 | LW | non-domestic | 621.1288 | 97.8906 | 22.5331 | 32.9645 | 77.0877 | 386.3755 | 335.4595 | 30.8489 | 514.8894 | 522.5021 | 72.8875 | 338.5026 | 148.7762 | 123.121 | 74.5909 | 0.18271 | 0.028795 | 0.0066282 | 0.0096967 | 0.022676 | 0.11365 | 0.098677 | 0.0090744 | 0.15146 | 0.1537 | 0.02144 | 0.099573 | 0.043763 | 0.036217 | 0.021941
Westminster | E09000033 | 2035 | LW | non-domestic | 2999.1543 | 540.1538 | 19.1223 | 28.6262 | 77.9794 | 2698.3107 | 2009.1207 | 89.6672 | 2534.0032 | 3179.8873 | 385.4471 | 1837.4502 | 908.548 | 746.3118 | 61.8145 | 0.16556 | 0.029817 | 0.0010556 | 0.0015802 | 0.0043045 | 0.14895 | 0.11091 | 0.0049497 | 0.13988 | 0.17553 | 0.021277 | 0.10143 | 0.050153 | 0.041197 | 0.0034122
Wigan | E08000010 | 2035 | LW | non-domestic | 919.433 | 101.1577 | 9.299 | 13.9476 | 32.9425 | 564.8387 | 428.0907 | 32.6329 | 765.8421 | 986.8465 | 71.8348 | 458.3643 | 49.0224 | 40.9147 | 29.2217 | 0.20412 | 0.022458 | 0.0020644 | 0.0030964 | 0.0073134 | 0.1254 | 0.095039 | 0.0072447 | 0.17002 | 0.21909 | 0.015948 | 0.10176 | 0.010883 | 0.0090833 | 0.0064874
Wiltshire | E06000054 | 2035 | LW | non-domestic | 1670.6407 | 283.4023 | 62.8097 | 91.3767 | 206.251 | 966.704 | 954.0681 | 91.2029 | 1375.9398 | 1396.5506 | 197.0388 | 939.3008 | 116.7088 | 95.0007 | 198.6527 | 0.19323 | 0.03278 | 0.0072649 | 0.010569 | 0.023856 | 0.11181 | 0.11035 | 0.010549 | 0.15915 | 0.16153 | 0.022791 | 0.10864 | 0.013499 | 0.010988 | 0.022977
Winchester | E07000094 | 2035 | LW | non-domestic | 442.2133 | 66.4754 | 11.4496 | 16.7282 | 39.8722 | 291.2833 | 243.529 | 20.093 | 372.1986 | 452.0104 | 48.4902 | 249.9046 | 115.5116 | 94.1088 | 37.9776 | 0.17675 | 0.026571 | 0.0045765 | 0.0066863 | 0.015937 | 0.11643 | 0.09734 | 0.0080313 | 0.14877 | 0.18067 | 0.019382 | 0.099888 | 0.046171 | 0.037616 | 0.01518
Windsor and Maidenhead | E06000040 | 2035 | LW | non-domestic | 552.8779 | 77.8124 | 6.8481 | 10.0395 | 25.2339 | 381.146 | 308.2389 | 20.353 | 466.2967 | 638.5289 | 55.232 | 311.6541 | 151.1925 | 122.0962 | 22.618 | 0.17551 | 0.024701 | 0.0021739 | 0.003187 | 0.0080103 | 0.12099 | 0.097848 | 0.0064609 | 0.14802 | 0.2027 | 0.017533 | 0.098933 | 0.047995 | 0.038759 | 0.0071799
Wirral | E08000015 | 2035 | LW | non-domestic | 1074.1926 | 108.8829 | 13.6738 | 20.5303 | 46.7838 | 609.7877 | 447.4882 | 38.3372 | 882.8209 | 1104.4551 | 78.0952 | 493.5407 | 54.1615 | 45.0795 | 43.019 | 0.21226 | 0.021515 | 0.0027019 | 0.0040567 | 0.0092443 | 0.12049 | 0.088422 | 0.0075752 | 0.17444 | 0.21824 | 0.015431 | 0.097521 | 0.010702 | 0.0089075 | 0.0085004
Woking | E07000217 | 2035 | LW | non-domestic | 321.5939 | 38.6603 | 2.2316 | 3.2753 | 8.7518 | 200.1702 | 159.3648 | 9.9862 | 265.8939 | 370.5413 | 27.0994 | 162.6315 | 80.7093 | 64.8035 | 7.3516 | 0.18664 | 0.022437 | 0.0012951 | 0.0019008 | 0.0050792 | 0.11617 | 0.092489 | 0.0057956 | 0.15431 | 0.21505 | 0.015727 | 0.094385 | 0.046841 | 0.037609 | 0.0042666
Wokingham | E06000041 | 2035 | LW | non-domestic | 406.5813 | 45.5838 | 3.7982 | 5.5524 | 14.1953 | 251.1999 | 186.3907 | 14.7286 | 340.6909 | 512.1806 | 32.1052 | 207.1745 | 105.5437 | 83.6708 | 12.5857 | 0.18298 | 0.020515 | 0.0017094 | 0.0024988 | 0.0063886 | 0.11305 | 0.083885 | 0.0066286 | 0.15333 | 0.23051 | 0.014449 | 0.093239 | 0.0475 | 0.037656 | 0.0056642
Wolverhampton | E08000031 | 2035 | LW | non-domestic | 835.0065 | 106.1966 | 22.6723 | 33.4113 | 77.4446 | 520.3271 | 371.0815 | 39.4719 | 694.4633 | 893.0333 | 78.6216 | 420.8719 | 206.3258 | 166.1427 | 74.2934 | 0.18395 | 0.023395 | 0.0049946 | 0.0073603 | 0.017061 | 0.11463 | 0.081747 | 0.0086955 | 0.15299 | 0.19673 | 0.01732 | 0.092716 | 0.045453 | 0.0366 | 0.016366
Worcester | E07000237 | 2035 | LW | non-domestic | 368.7436 | 57.5027 | 5.5347 | 8.1245 | 20.1096 | 269.6756 | 223.3759 | 13.9012 | 311.4883 | 403.9092 | 41.0363 | 217.239 | 103.2403 | 84.1834 | 18.2163 | 0.17181 | 0.026792 | 0.0025787 | 0.0037854 | 0.0093695 | 0.12565 | 0.10408 | 0.0064769 | 0.14513 | 0.18819 | 0.01912 | 0.10122 | 0.048102 | 0.039223 | 0.0084874
Worthing | E07000229 | 2035 | LW | non-domestic | 482.9568 | 50.7469 | 2.0075 | 2.9607 | 8.3741 | 235.6898 | 206.9572 | 9.1104 | 374.9796 | 404.0626 | 35.5834 | 187.3116 | 88.3359 | 72.5751 | 6.5758 | 0.22274 | 0.023405 | 0.00092588 | 0.0013655 | 0.0038622 | 0.1087 | 0.09545 | 0.0042018 | 0.17294 | 0.18636 | 0.016411 | 0.086389 | 0.040741 | 0.033472 | 0.0030328
Wrexham | W06000006 | 2035 | LW | non-domestic | 418.0007 | 57.0892 | 11.831 | 18.0731 | 39.1533 | 180.825 | 180.8014 | 18.4806 | 343.747 | 386.6469 | 42.4661 | 203.6726 | 16.4297 | 18.5124 | 38.4916 | 0.21173 | 0.028917 | 0.0059927 | 0.0091546 | 0.019832 | 0.091593 | 0.091581 | 0.0093609 | 0.17412 | 0.19585 | 0.02151 | 0.10317 | 0.0083221 | 0.0093771 | 0.019497
Wychavon | E07000238 | 2035 | LW | non-domestic | 426.2483 | 69.3817 | 15.2397 | 22.2711 | 52.3515 | 268.1096 | 244.2655 | 21.2175 | 355.761 | 364.4261 | 51.3315 | 242.3722 | 105.1349 | 87.0786 | 50.5082 | 0.17942 | 0.029205 | 0.0064148 | 0.0093746 | 0.022036 | 0.11286 | 0.10282 | 0.0089311 | 0.14975 | 0.1534 | 0.021607 | 0.10202 | 0.044254 | 0.036654 | 0.02126
Wycombe District | E07000007 | 2035 | LW | non-domestic | 578.7303 | 77.4086 | 12.6169 | 18.4869 | 44.0656 | 374.5102 | 288.5433 | 25.6518 | 487.2295 | 652.0696 | 56.2307 | 312.9462 | 151.8573 | 122.1978 | 41.7104 | 0.17839 | 0.02386 | 0.003889 | 0.0056984 | 0.013583 | 0.11544 | 0.08894 | 0.0079068 | 0.15018 | 0.20099 | 0.017332 | 0.096462 | 0.046808 | 0.037666 | 0.012857
Wyre | E07000128 | 2035 | LW | non-domestic | 324.492 | 39.7018 | 5.2445 | 7.8805 | 17.9024 | 199.4655 | 164.5448 | 12.046 | 269.0056 | 311.6656 | 28.4973 | 167.3148 | 16.0059 | 13.5657 | 16.5424 | 0.20359 | 0.024909 | 0.0032904 | 0.0049442 | 0.011232 | 0.12515 | 0.10324 | 0.0075577 | 0.16877 | 0.19554 | 0.017879 | 0.10497 | 0.010042 | 0.0085112 | 0.010379
Wyre Forest | E07000239 | 2035 | LW | non-domestic | 327.3484 | 49.3287 | 9.6912 | 14.2084 | 33.3849 | 208.3547 | 176.5902 | 15.0953 | 272.2089 | 305.6063 | 36.2783 | 178.7861 | 81.2306 | 66.7258 | 31.9588 | 0.18118 | 0.027302 | 0.0053638 | 0.0078639 | 0.018477 | 0.11532 | 0.097737 | 0.0083547 | 0.15066 | 0.16914 | 0.020079 | 0.098952 | 0.044958 | 0.03693 | 0.017688
York | E06000014 | 2035 | LW | non-domestic | 733.5597 | 94.249 | 12.7209 | 19.3888 | 45.1917 | 460.7821 | 369.4072 | 27.8452 | 614.9246 | 776.3138 | 68.2844 | 383.2191 | 140.0132 | 114.7232 | 42.5236 | 0.18794 | 0.024147 | 0.0032591 | 0.0049675 | 0.011578 | 0.11805 | 0.094643 | 0.0071341 | 0.15755 | 0.19889 | 0.017495 | 0.098182 | 0.035872 | 0.029392 | 0.010895

## EC.C.11
EC.C.11: Commercial heating peak shaving by technology
Return to: Main Menu
Return to: Chapter contents
Commercial heating peak shaving by technology (GW) | Commercial heat peak shaving by technology (GW)
|  | 2021 | 2035 |  |  |  | 2050
| Technology |  | CT | ST | LW | FS | CT | ST | LW | FS
| Hybrid heat pump | 0.0014111 | 0.010011 | 0.049346 | 0.029694 | 0.0040055 | 0.011964 | 0.17356 | 0.074834 | 0.0094396
| Storage heater | 0 | 0.13875 | 0.051142 | 0.12156 | 0 | 0.74146 | 0.099101 | 0.55615 | 2.6455e-07
| Thermal storage | 0.0041364 | 0.29566 | 0.18636 | 0.35979 | 0.041248 | 0.4827 | 0.35107 | 0.53293 | 0.081123
| District Heat | 0.027654 | 0.79887 | 0.66408 | 0.79085 | 0.47392 | 1.1362 | 0.6773 | 0.96784 | 0.66746

## The Energy System
The Energy System
Chapter Section | Subsection | Figure Title | Figure Number
The Energy System | Bioenergy supply -> | ES.B.01: Total bioenergy annual demand in 2050 | ES.B.01
|  | ES.B.02: Total bioenergy supply in 2050 (TWh) | ES.B.02
|  | ES.B.03: UK Bioenergy and waste supply from 2000 to 2020 (TWh) | ES.B.03
|  | ES.B.04: UK Bioenergy by end use from 2000 to 2020 (TWh) | ES.B.04
|  | ES.B.05: 2020 bioenergy supply and demand in the UK | ES.B.05
|  | ES.B.06: Total bioenergy demand in each scenario, compared to high/low CCC pathways | ES.B.06
|  | ES.B.07-12: Bioenergy demand in each scenario by sector | ES.B.07-12
|  | ES.B.13: Biomass imports as a % of total supply (based on CCC pathways) | ES.B.13
|  | ES.B.14: 2050 bioenergy supply and demand | ES.B.14
| Natural Gas Supply -> | ES.N.01: Natural gas supply and demand sources in 2021 (% of total) | ES.N.01
|  | ES.N.02: Natural gas supply from different sources in 2030 and 2050 (TWh) | ES.N.02
|  | ES.N.03: Natural gas supply from different sources in 2030 and 2050 (bcm/year) | ES.N.03
|  | ES.N.04: Annual gas supply and import dependency in Consumer Transformation | ES.N.04
|  | ES.N.05: Annual gas supply and import dependency in System Transformation | ES.N.05
|  | ES.N.06: Annual gas supply and import dependency in Leading the Way | ES.N.06
|  | ES.N.07: Annual gas supply and import dependency in Falling Short | ES.N.07
| Hydrogen -> | ES.H.01: Hydrogen supply in 2030 by technlogy (TWh) | ES.H.01
|  | ES.H.02: Hydrogen supply in 2050 by technology (TWh) | ES.H.02
|  | ES.H.03: Emissions from hydrogen production | ES.H.03
|  | ES.H.05: Hydrogen demand by end user in 2050 | ES.H.05
|  | ES.H.06: Hydrogen production capacity in each scenario (GW) | ES.H.06
|  | ES.H.07: Hydrogen blending into the gas network | ES.H.07
|  | ES.H.08: Electricity demand for hydrogen production (including offshore hydrogen production) | ES.H.08
|  | ES.H.09: Natural gas demand for hydrogen production | ES.H.09
|  | ES.H.10: Nuclear electricity demand for electrolysis | ES.H.10
|  | ES.H.11: Bioresources demand for hydrogen production by gasification | ES.H.11
|  | ES.H.12: Hydrogen supply in Consumer Transformation | ES.H.12
|  | ES.H.13: Hydrogen production capacity in Consumer Transformation | ES.H.13
|  | ES.H.14: Hydrogen supply in System Transformation | ES.H.14
|  | ES.H.15: Hydrogen production capacity in System Transformation | ES.H.15
|  | ES.H.16: Hydrogen supply in Leading the Way | ES.H.16
|  | ES.H.17: Hydrogen production capacity in Leading the Way | ES.H.17
|  | ES.H.18: Hydrogen supply in Falling Short | ES.H.18
|  | ES.H.19: Hydrogen production capacity in Falling Short | ES.H.19
|  | ES.H.a: H2 sensitivity analysis | ES.H.a
| Electricity Supply -> | ES.E.01: Installed generation capacity, peak demand and percentage of decentralised generation capacity (GW) | ES.E.01
|  | ES.E.02: Historical power sector carbon intensity, constrained network (gCO2/KWh) | ES.E.02
|  | ES.E.03: Electricity generation capacity (GW) and output (TWh) in 2021 | ES.E.03
|  | ES.E.04: Wind and solar generation capacity by region (GW) | ES.E.04
|  | ES.E.05: Locations of electricity generation output and demand in Leading the Way | ES.E.05
|  | ES.E.06: Installed renewable generation capacity by scenario (GW) | ES.E.06
|  | ES.E.07: Electricity output by technology (excluding non-networked wind and solar) | ES.E.07
|  | ES.E.08 & ES.E.09: Load Factor, Capacity (GW) and Generation (TWh) in 2030 and 2050 | ES.E.08-09
|  | ES.E.10: Power sector carbon intensity | ES.E.10
|  | ES.E.11: Installed wind generation capacity by type (GW) | ES.E.11
|  | ES.E.12: Total wind generation capacity by year | ES.E.12
|  | ES.E.13: Installed offshore wind generation capacity (GW) | ES.E.13
|  | ES.E.14: Installed onshore wind generation capacity (GW) | ES.E.14
|  | ES.E.15: Increase in offshore wind generation capacity pipeline between FES 2021 and FES 2022 | ES.E.15
|  | ES.E.16: Installed solar generation capacity (GW) | ES.E.16
|  | ES.E.17: Installed unabated natural gas generation capacity (GW) | ES.E.17
|  | ES.E.18: Installed abated (CCUS) natural gas generation capacity (GW) | ES.E.18
|  | ES.E.19: Installed BECCS generation capacity (GW) | ES.E.19
|  | ES.E.20: Unabated biomass electricity generation capacity (GW) | ES.E.20
|  | ES.E.21: Installed nuclear generation capacity (GW) | ES.E.21
|  | ES.E.22: Nuclear plant decommissioning as shown by installed nuclear capacity of existing fleet (GW) | ES.E.22
|  | ES.E.23: Installed hydrogen generation capacity (GW) | ES.E.23
|  | ES.E.24: Installed marine generation capacity (GW) | ES.E.24
|  | ES.E.25: Installed interconnector capacity (GW) | ES.E.25
|  | ES.E.26: Electricity storage capacity, excluding V2G and hydrogen (GW) | ES.E.26

## Bioenergy supply ->
The Energy System: Bioenergy supply
Chapter Section | Subsection | Figure Title | Figure Number
The Energy System | Bioenergy supply -> | ES.B.01: Total bioenergy annual demand in 2050 | ES.B.01
|  | ES.B.02: Total bioenergy supply in 2050 (TWh) | ES.B.02
|  | ES.B.03: UK Bioenergy and waste supply from 2000 to 2020 (TWh) | ES.B.03
|  | ES.B.04: UK Bioenergy by end use from 2000 to 2020 (TWh) | ES.B.04
|  | ES.B.05: 2020 bioenergy supply and demand in the UK | ES.B.05
|  | ES.B.06: Total bioenergy demand in each scenario, compared to high/low CCC pathways | ES.B.06
|  | ES.B.07-12: Bioenergy demand in each scenario by sector | ES.B.07-12
|  | ES.B.13: Biomass imports as a % of total supply (based on CCC pathways) | ES.B.13
|  | ES.B.14: 2050 bioenergy supply and demand | ES.B.14

## ES.B.01
ES.B.01: Total bioenergy annual demand in 2050
Return to: Main Menu
Return to: Chapter contents
Total bioenergy annual demand in 2050 (TWh)
|  | Consumer Transformation | System Transformation | Leading the Way | Falling Short
| Power Generation | 184.6884 | 151.94 | 96.5186 | 71.1722
| Residential Heat | 11.14 | 7.84 | 15.7134 | 7.64
| Industrial | 1.26 | 1.06 | 1.12 | 0.2
| Commercial | 8.83 | 6.37 | 8.08 | 1.73
| Road Transport | 0 | 0 | 0 | 13.0093
| Aviation | 41.34 | 41.34 | 41.34 | 16
| Hydrogen Production | 0 | 42.306 | 9.9742 | 0
| Biomethane Blending | 3.2399 | 0 | 4.015 | 50.212

## ES.B.02
ES.B.02: Total bioenergy supply in 2050 (TWh)
Return to: Main Menu
Return to: Chapter contents
Total bioenergy annual demand in 2050 (TWh)
|  | Consumer Transformation | System Transformation | Leading the Way | Falling Short
| Forest residues | 47.356 | 47.356 | 45.1798 | 40
| Energy crops | 34.826 | 34.8263 | 65.3445 | 30.0003
| Agri residues | 13.5532 | 13.5532 | 9.2627 | 12.9769
| Waste wood | 16.4468 | 16.4467 | 16.4467 | 16.4467
| Biomass imports | 101.7976 | 106.403 | 0 | 18.1452
| Waste biodiesel, bioethanol | 0 | 0 | 0 | 3.8023
| Biofuel imports | 4.696 | 4.696 | 5.7632 | 0
| Biogas | 5 | 0.76 | 6.6589 | 17.3278
| MSW, C&I (biogenic) | 26.8227 | 26.8231 | 28.1054 | 21.2654

## ES.B.03
ES.B.03: UK Bioenergy and waste supply from 2000 to 2020 (TWh)
Return to: Main Menu
Return to: Chapter contents
Total bioenergy annual supply in 2000-2020 (TWh)
| Supply | 2000 | 2001 | 2002 | 2003 | 2004 | 2005 | 2006 | 2007 | 2008 | 2009 | 2010 | 2011 | 2012 | 2013 | 2014 | 2015 | 2016 | 2017 | 2018 | 2019 | 2020
| Waste wood | 2.8042 | 2.4841 | 2.4841 | 2.4841 | 2.4848 | 1.1828 | 1.2314 | 1.2851 | 2.7977 | 2.8378 | 3.5442 | 3.9069 | 3.9262 | 4.0053 | 4.0524 | 4.0469 | 4.0521 | 4.0763 | 4.0245 | 4.0032 | 4.0032
| Wood | 2.5935 | 2.5935 | 2.5935 | 2.5935 | 2.5935 | 3.3731 | 3.7948 | 4.2164 | 3.3619 | 3.6269 | 4.9247 | 4.3645 | 5.3316 | 6.2356 | 5.8405 | 7.064 | 7.9331 | 8.2123 | 9.3041 | 10.0113 | 10.1578
| Animal biomass and anaerobic digestion | 3.3616 | 4.4961 | 5.5801 | 7.244 | 2.3368 | 2.2344 | 2.2028 | 3.4332 | 3.9296 | 3.6394 | 4.0959 | 4.4103 | 5.5027 | 6.4498 | 7.9499 | 10.0026 | 12.7325 | 14.764 | 15.3135 | 15.8438 | 15.788
| Plant biomass | 0 | 0 | 0 | 0 | 6.6768 | 13.3665 | 13.3968 | 10.5034 | 11.7298 | 13.389 | 17.2352 | 20.4066 | 22.2025 | 31.5054 | 44.4396 | 60.0142 | 61.1988 | 66.8038 | 78.543 | 85.2514 | 91.0544
| Sewage gas | 2.1422 | 2.1384 | 2.2095 | 2.0959 | 2.2437 | 2.6126 | 2.4136 | 2.6841 | 2.9154 | 3.1589 | 3.7468 | 4.0449 | 3.8857 | 4.0582 | 4.3598 | 4.6477 | 4.9117 | 5.0495 | 5.1713 | 5.5089 | 5.586
| Landfill gas | 9.2854 | 10.6149 | 11.3297 | 13.8189 | 16.8493 | 18.0437 | 18.6017 | 19.6527 | 19.7324 | 20.6554 | 21.9023 | 22.3236 | 21.8674 | 21.7264 | 21.1374 | 20.4666 | 19.7613 | 18.0157 | 16.4828 | 15.2688 | 14.7347
| Waste | 4.4734 | 4.8274 | 5.2849 | 5.5475 | 5.3518 | 5.394 | 5.8294 | 6.0715 | 6.3648 | 7.3992 | 7.4 | 7.4175 | 8.4626 | 8.1416 | 10.189 | 12.828 | 15.5856 | 16.9074 | 19.3436 | 21.3176 | 21.9773
| Liquid biofuels | 0 | 0 | 0 | 0 | 0 | 0.94043 | 2.3849 | 4.5935 | 10.7253 | 13.1888 | 15.4631 | 14.3195 | 12.1636 | 13.8631 | 15.7819 | 12.6719 | 12.8212 | 12.6634 | 17.3328 | 22.0478 | 20.8077
| Total | 24.6602 | 27.1544 | 29.4818 | 33.7838 | 38.5367 | 47.1475 | 49.8555 | 52.44 | 61.557 | 67.8954 | 78.3121 | 81.1938 | 83.3422 | 95.9853 | 113.7505 | 131.7419 | 138.9962 | 146.4925 | 165.5158 | 179.2528 | 184.1091
Data taken from here: https://www.gov.uk/government/statistics/petroleum-chapter-3-digest-of-united-kingdom-energy-statistics-dukes
DUKES provide data in kilo tonnes of oil equivalent (ktoe), this has been converted to TWh using:
| Tonne of oil equivalent | 2000: TWh
| 1 | 2000: 1.27e-05

## ES.B.04
ES.B.04: UK Bioenergy by end use from 2000 to 2020 (TWh)
Return to: Main Menu
Return to: Chapter contents
Total bioenergy annual end use in 2000-2020 (TWh)
| End Use | 2000 | 2001 | 2002 | 2003 | 2004 | 2005 | 2006 | 2007 | 2008 | 2009 | 2010 | 2011 | 2012 | 2013 | 2014 | 2015 | 2016 | 2017 | 2018 | 2019 | 2020
| Industry | 3.1651 | 2.8718 | 2.916 | 3.0218 | 3.0132 | 2.1191 | 2.3014 | 2.9361 | 4.7118 | 4.8185 | 5.6552 | 6.2466 | 5.8598 | 6.7285 | 6.9076 | 13.323 | 14.2829 | 14.7714 | 17.055 | 17.8432 | 19.9532
| Domestic | 2.7247 | 2.7385 | 2.7382 | 2.7385 | 2.7385 | 3.5182 | 3.9398 | 4.3614 | 3.4635 | 3.7284 | 5.05 | 4.4806 | 5.4475 | 6.3765 | 5.9673 | 7.1716 | 7.9331 | 8.2123 | 9.3041 | 10.0113 | 10.1578
| Public administration | 0.86512 | 0.88049 | 0.95161 | 0.9925 | 0.9925 | 0.99733 | 0.80594 | 0.87376 | 0.78638 | 0.85242 | 1.0081 | 1.0021 | 0.96495 | 1.2179 | 1.184 | 0.26924 | 0.17348 | 0.38633 | 0.2474 | 0.26791 | 0.25483
| Commercial | 0.070168 | 0.065151 | 0.12065 | 0.12065 | 0.12243 | 0.12243 | 0.12243 | 0.12243 | 0.072009 | 0.056832 | 0.068961 | 0.058356 | 0.10154 | 0.097726 | 0.070929 | 0.86627 | 1.1817 | 2.2181 | 2.5904 | 2.6638 | 3.5133
| Agriculture | 0.91262 | 0.91262 | 0.91262 | 0.91262 | 0.93815 | 1.024 | 1.137 | 1.1358 | 1.7821 | 1.6466 | 2.3832 | 1.9994 | 2.3318 | 3.8406 | 5.8307 | 1.5422 | 1.4949 | 1.6527 | 1.6994 | 1.6825 | 1.6539
| Road | 0 | 0 | 0 | 0 | 0 | 0.94043 | 2.3849 | 4.5935 | 10.7253 | 13.1888 | 15.4631 | 14.3195 | 12.1636 | 13.8631 | 15.7819 | 12.6719 | 12.8212 | 12.6634 | 17.3328 | 22.0478 | 20.8077
| Major power producers | 2.3555 | 4.9357 | 2.921 | 4.2735 | 6.2724 | 9.7164 | 9.2929 | 7.982 | 9.6128 | 8.8881 | 12.2982 | 15.3384 | 19.8499 | 28.0765 | 37.6767 | 48.5753 | 48.7469 | 50.2244 | 55.9487 | 59.6144 | 61.8928
| Autogenerators | 14.567 | 14.7503 | 18.9197 | 21.7216 | 24.4595 | 28.7097 | 29.871 | 30.4348 | 30.0771 | 34.016 | 36.1145 | 36.8442 | 35.7759 | 35.5437 | 39.9176 | 45.5288 | 50.2161 | 54.2133 | 58.6052 | 62.7811 | 63.571
| Heat generation | 0 | 0 | 0 | 0 | 0 | 0 | 0 | 0 | 0.3262 | 0.69977 | 0.27064 | 0.90494 | 0.84715 | 0.24092 | 0.41383 | 1.7936 | 2.1459 | 2.1506 | 2.7325 | 2.3407 | 2.3047
| Total | 24.6602 | 27.1545 | 29.4798 | 33.7812 | 38.5367 | 47.1475 | 49.8555 | 52.4398 | 61.5571 | 67.8954 | 78.3119 | 81.194 | 83.3422 | 95.9854 | 113.7507 | 131.7419 | 138.996 | 146.4924 | 165.5155 | 179.2527 | 184.1092
Data taken from the same source as on ESB.03

## ES.B.05
ES.B.05: 2020 bioenergy supply and demand in the UK
Return to: Main Menu
Return to: Chapter contents
| Supply | Demand | Value (TWh)
| Waste wood | Industry | 2.9961
| Waste wood | Commercial | 0.50355
| Waste wood | Agriculture | 0.50355
| Wood | Domestic | 10.1578
| Animal biomass and anaerobic digestion | Industry | 0.75781
| Animal biomass and anaerobic digestion | Commercial | 0.007493
| Animal biomass and anaerobic digestion | Agriculture | 0.10363
| Animal biomass and anaerobic digestion | Major power producers | 2.8216
| Animal biomass and anaerobic digestion | Autogenerators | 12.0976
| Plant biomass | Industry | 13.5856
| Plant biomass | Commercial | 2.9185
| Plant biomass | Agriculture | 1.0467
| Plant biomass | Major power producers | 52.4901
| Plant biomass | Autogenerators | 19.0565
| Plant biomass | Heat generation | 1.9571
| Sewage gas | Industry | 1.1424
| Sewage gas | Autogenerators | 4.4436
| Landfill gas | Industry | 0.17247
| Landfill gas | Autogenerators | 14.5622
| Waste | Industry | 1.299
| Waste | Public administration | 0.25483
| Waste | Commercial | 0.083756
| Waste | Major power producers | 6.5811
| Waste | Autogenerators | 13.4111
| Waste | Heat generation | 0.3476
| Liquid biofuels | Road | 20.8077

## ES.B.06
ES.B.06: Total bioenergy demand in each scenario, compared to high/low CCC pathways
Return to: Main Menu
Return to: Chapter contents
Total bioenergy demand in each scenario out to 2050 (TWh)
|  | 2020 | 2021 | 2022 | 2023 | 2024 | 2025 | 2026 | 2027 | 2028 | 2029 | 2030 | 2031 | 2032 | 2033 | 2034 | 2035 | 2036 | 2037 | 2038 | 2039 | 2040 | 2041 | 2042 | 2043 | 2044 | 2045 | 2046 | 2047 | 2048 | 2049 | 2050
| Consumer Transformation | 96.9468 | 122.6316 | 126.3033 | 116.7438 | 119.4782 | 120.9187 | 123.0227 | 118.1878 | 95.9217 | 102.2515 | 108.6991 | 132.2053 | 136.4381 | 171.7388 | 182.5347 | 190.4351 | 192.4474 | 196.1556 | 200.6234 | 201.7769 | 198.0509 | 209.565 | 211.583 | 211.7756 | 208.9799 | 207.7375 | 208.2958 | 208.6519 | 209.1047 | 248.3252 | 250.4983
| System Transformation | 96.9468 | 122.8543 | 130.0814 | 122.4723 | 125.454 | 127.8061 | 129.5183 | 130.4538 | 102.11 | 105.271 | 109.886 | 113.8144 | 133.1521 | 137.554 | 172.8751 | 190.3821 | 199.372 | 193.1866 | 199.6705 | 207.3615 | 211.5366 | 212.1563 | 215.6706 | 219.6023 | 219.8547 | 217.5479 | 217.6203 | 217.513 | 217.2524 | 216.9183 | 250.856
| Leading the Way | 96.9468 | 122.6736 | 134.778 | 118.4029 | 118.7822 | 118.2742 | 112.7618 | 111.0908 | 133.6003 | 132.0284 | 139.8229 | 134.3495 | 144.6101 | 139.8473 | 148.4806 | 150.8132 | 163.1731 | 165.2253 | 167.4371 | 167.731 | 166.0411 | 166.7911 | 167.2188 | 169.6029 | 171.3831 | 174.8445 | 174.6745 | 174.0827 | 173.0999 | 173.2544 | 176.7612
| Falling Short | 96.9468 | 123.9775 | 129.0381 | 129.954 | 136.8705 | 141.9061 | 152.6563 | 154.4328 | 120.501 | 121.5275 | 119.9962 | 125.8015 | 124.8133 | 130.2072 | 128.5591 | 134.0724 | 129.7833 | 132.4251 | 132.2655 | 133.1682 | 131.944 | 128.8754 | 128.1399 | 134.7957 | 135.1814 | 137.0291 | 148.8847 | 148.5451 | 154.6179 | 153.6678 | 159.9635
| CCC Balanced Pathway supply | 200.4477 | 202.8698 | 196.4086 | 196.4494 | 194.3046 | 209.1569 | 203.5314 | 172.2518 | 145.9562 | 151.1321 | 151.6563 | 158.8332 | 177.0523 | 190.6531 | 196.9195 | 198.18 | 200.839 | 198.902 | 204.5348 | 210.098 | 220.6063 | 223.231 | 224.1411 | 225.8475 | 229.9918 | 232.9452 | 236.3118 | 239.7273 | 243.7834 | 248.3527 | 251.9874
| CCC Tailwinds supply | 202.9855 | 206.3321 | 201.7039 | 199.8368 | 197.4647 | 211.9422 | 206.1423 | 175.1084 | 161.123 | 172.6688 | 172.0799 | 189.755 | 197.7469 | 212.386 | 221.4256 | 234.8758 | 235.4119 | 227.3407 | 232.3422 | 238.4758 | 247.306 | 259.4158 | 271.8373 | 285.3846 | 299.1647 | 313.382 | 328.4775 | 343.121 | 359.5135 | 375.4009 | 390.6505
| CCC Widespread Engagement supply | 202.974 | 206.2367 | 200.7241 | 197.6594 | 194.1181 | 208.075 | 202.023 | 170.9745 | 145.3336 | 149.6463 | 143.0889 | 141.229 | 149.7933 | 158.7302 | 157.1006 | 165.793 | 164.368 | 152.1104 | 154.8156 | 158.1305 | 160.3945 | 165.5717 | 169.2156 | 173.323 | 178.6583 | 183.0479 | 187.848 | 192.7124 | 198.1694 | 204.1324 | 207.9814

## ES.B.07-12
ES.B.07-12: Bioenergy demand in each scenario by sector
Return to: Main Menu
Return to: Chapter contents
Bioresource use (TWh)
Power generation
|  | 2020 | 2021 | 2022 | 2023 | 2024 | 2025 | 2026 | 2027 | 2028 | 2029 | 2030 | 2031 | 2032 | 2033 | 2034 | 2035 | 2036 | 2037 | 2038 | 2039 | 2040 | 2041 | 2042 | 2043 | 2044 | 2045 | 2046 | 2047 | 2048 | 2049 | 2050
| Consumer Transformation | 63.1691 | 85.2159 | 83.5495 | 70.1727 | 69.6334 | 67.7185 | 69.5207 | 64.5891 | 42.7637 | 49.1663 | 55.3412 | 76.7769 | 75.7593 | 107.126 | 114.1795 | 121.9314 | 125.1942 | 128.8915 | 136.1267 | 135.9647 | 135.0303 | 145.6021 | 149.8667 | 149.1704 | 147.842 | 147.5193 | 147.2009 | 146.7412 | 146.5045 | 184.8251 | 184.6884
| System Transformation | 63.1691 | 85.41 | 86.79 | 74.2 | 73.07 | 71.41 | 71.81 | 71.1 | 42.02 | 43.29 | 45 | 42.67 | 54.93 | 53.52 | 83.5 | 97.81 | 108.61 | 107.57 | 112.27 | 118.24 | 117.21 | 115.93 | 115.33 | 121.06 | 120.89 | 120.64 | 120.19 | 119.92 | 119.64 | 119.42 | 151.94
| Leading the Way | 63.1691 | 85.2797 | 91.4442 | 71.389 | 68.5979 | 65.5807 | 59.9831 | 58.0563 | 81.0958 | 79.9929 | 88.0826 | 81.5587 | 89.9865 | 84.651 | 92.4844 | 93.2818 | 105.7491 | 106.6141 | 107.274 | 105.3859 | 101.3651 | 99.4332 | 97.8054 | 97.1413 | 97.166 | 96.6544 | 96.6649 | 96.7127 | 96.5158 | 96.5765 | 96.5186
| Falling Short | 63.1691 | 86.4783 | 81.3584 | 76.3957 | 78.0975 | 78.9336 | 87.1748 | 86.4759 | 50.1735 | 48.2647 | 46.348 | 50.4068 | 47.9907 | 52.0979 | 49.0303 | 53.7646 | 48.7224 | 49.9815 | 48.9004 | 48.0851 | 46.64 | 44.2919 | 43.4335 | 49.1286 | 48.3752 | 48.3114 | 59.8095 | 59.5576 | 65.584 | 65.1816 | 71.1722
Residential heat
|  | 2020 | 2021 | 2022 | 2023 | 2024 | 2025 | 2026 | 2027 | 2028 | 2029 | 2030 | 2031 | 2032 | 2033 | 2034 | 2035 | 2036 | 2037 | 2038 | 2039 | 2040 | 2041 | 2042 | 2043 | 2044 | 2045 | 2046 | 2047 | 2048 | 2049 | 2050
| Consumer Transformation | 1.21 | 1.49 | 2.23 | 2.86 | 3.45 | 4.04 | 4.5 | 4.9 | 5.29 | 5.68 | 5.96 | 6.37 | 6.79 | 7.18 | 7.58 | 8.13 | 7.56 | 7.57 | 7.57 | 7.59 | 7.68 | 7.93 | 8.26 | 8.62 | 8.99 | 9.59 | 9.92 | 10.22 | 10.53 | 10.88 | 11.14
| System Transformation | 1.21 | 1.49 | 0.77 | 1.29 | 1.8 | 2.21 | 2.64 | 3.03 | 3.37 | 3.7 | 3.95 | 4.21 | 4.46 | 4.7 | 4.93 | 5.21 | 5.41 | 5.39 | 5.28 | 5.23 | 5.21 | 5.25 | 5.42 | 5.64 | 5.9 | 6.19 | 6.57 | 6.87 | 7.2 | 7.53 | 7.84
| Leading the Way | 1.21 | 1.49 | 2.6065 | 3.0528 | 3.4712 | 3.6316 | 4.0469 | 4.4511 | 4.8558 | 5.2534 | 5.3263 | 5.737 | 6.1409 | 6.5425 | 6.9416 | 7.4319 | 7.2449 | 7.5127 | 7.8822 | 8.2262 | 8.699 | 9.0479 | 9.4769 | 9.9706 | 10.4811 | 11.37 | 11.9579 | 12.5386 | 13.226 | 14.0594 | 15.7134
| Falling Short | 1.21 | 1.49 | 1.77 | 2.03 | 2.28 | 2.41 | 2.65 | 2.9 | 3.14 | 3.4 | 1.77 | 1.93 | 2.1 | 2.24 | 2.42 | 2.6 | 2.63 | 2.69 | 2.8 | 2.94 | 3.05 | 3.2 | 3.35 | 3.51 | 3.67 | 5.31 | 5.59 | 6.01 | 6.48 | 6.99 | 7.64
Industrial & Commercial
|  | 2020 | 2021 | 2022 | 2023 | 2024 | 2025 | 2026 | 2027 | 2028 | 2029 | 2030 | 2031 | 2032 | 2033 | 2034 | 2035 | 2036 | 2037 | 2038 | 2039 | 2040 | 2041 | 2042 | 2043 | 2044 | 2045 | 2046 | 2047 | 2048 | 2049 | 2050
| Consumer Transformation | 3.18 | 3.08 | 3.06 | 3.03 | 2.98 | 2.96 | 2.98 | 3.17 | 3.54 | 3.99 | 4.4 | 4.8 | 5.23 | 5.59 | 5.78 | 6.01 | 6.21 | 6.48 | 6.77 | 7.04 | 7.35 | 7.83 | 8.16 | 8.36 | 8.47 | 8.75 | 8.92 | 9.09 | 9.31 | 9.69 | 10.09
| System Transformation | 3.18 | 3.08 | 2.85 | 2.75 | 2.64 | 2.51 | 2.41 | 2.49 | 2.82 | 3.24 | 3.59 | 3.88 | 4.16 | 4.41 | 4.53 | 4.6 | 4.79 | 5.01 | 5.21 | 5.41 | 5.65 | 6.15 | 6.47 | 6.55 | 6.52 | 6.54 | 6.68 | 6.78 | 6.89 | 7.13 | 7.43
| Leading the Way | 3.18 | 3.08 | 3.08 | 3.1 | 3.13 | 3.08 | 3.14 | 3.37 | 3.81 | 4.25 | 4.38 | 4.71 | 5.07 | 5.38 | 5.52 | 5.67 | 5.78 | 5.97 | 6.21 | 6.43 | 6.74 | 7.07 | 7.3 | 7.36 | 7.45 | 7.72 | 7.89 | 8.02 | 8.22 | 8.5 | 9.2
| Falling Short | 3.18 | 3.08 | 2.98 | 2.91 | 2.86 | 2.71 | 2.57 | 2.42 | 2.29 | 2.18 | 1.36 | 1.17 | 0.99 | 0.8 | 0.63 | 0.46 | 0.62 | 0.67 | 0.74 | 0.84 | 0.91 | 0.99 | 1.06 | 1.13 | 1.19 | 1.63 | 1.67 | 1.73 | 1.76 | 1.84 | 1.93
Road transport
|  | 2020 | 2021 | 2022 | 2023 | 2024 | 2025 | 2026 | 2027 | 2028 | 2029 | 2030 | 2031 | 2032 | 2033 | 2034 | 2035 | 2036 | 2037 | 2038 | 2039 | 2040 | 2041 | 2042 | 2043 | 2044 | 2045 | 2046 | 2047 | 2048 | 2049 | 2050
| Consumer Transformation | 26.0693 | 29.4911 | 32.5849 | 35.4243 | 38.0212 | 40.2783 | 38.8493 | 37.303 | 35.5126 | 33.4006 | 31.0904 | 28.3263 | 25.3542 | 22.3862 | 19.7139 | 16.9017 | 14.62 | 12.902 | 11.6655 | 10.8489 | 9.1793 | 7.7713 | 6.638 | 5.8251 | 5.1507 | 4.4019 | 3.5602 | 2.575 | 1.4818 | 0.25053 | 0
| System Transformation | 26.0693 | 29.5197 | 32.7322 | 35.7679 | 38.6974 | 41.4543 | 40.6011 | 39.7851 | 38.895 | 37.8237 | 36.6842 | 35.3127 | 33.674 | 31.8244 | 29.8358 | 27.1489 | 24.5068 | 22.0333 | 19.8657 | 18.2312 | 15.2906 | 12.6226 | 10.2098 | 8.6031 | 7.6876 | 6.6519 | 5.4343 | 3.977 | 2.3364 | 0.42229 | 0
| Leading the Way | 26.0693 | 29.4694 | 32.5418 | 35.3392 | 37.9004 | 40.1046 | 38.5891 | 36.9073 | 34.8275 | 32.3045 | 29.4467 | 26.2588 | 22.6845 | 19.1012 | 15.7599 | 12.8207 | 10.466 | 8.5899 | 7.0171 | 5.709 | 4.5008 | 3.3455 | 2.2683 | 1.3636 | 1.0345 | 0.87032 | 0.69307 | 0.48571 | 0.26138 | 0.019254 | 0
| Falling Short | 26.0693 | 29.5747 | 32.8598 | 35.9908 | 39.0462 | 41.9786 | 41.3445 | 40.8172 | 40.3051 | 39.7182 | 39.1979 | 38.6625 | 38.0485 | 37.4187 | 36.8163 | 36.2231 | 35.5986 | 35.0783 | 34.5419 | 34.1341 | 32.2182 | 30.4646 | 28.9691 | 27.7188 | 26.7191 | 23.8896 | 21.6315 | 19.401 | 17.4668 | 15.3493 | 13.0093
Aviation
|  | 2020 | 2021 | 2022 | 2023 | 2024 | 2025 | 2026 | 2027 | 2028 | 2029 | 2030 | 2031 | 2032 | 2033 | 2034 | 2035 | 2036 | 2037 | 2038 | 2039 | 2040 | 2041 | 2042 | 2043 | 2044 | 2045 | 2046 | 2047 | 2048 | 2049 | 2050
| Consumer Transformation | 0 | 0 | 0 | 0 | 0 | 0.2 | 0.88 | 1.71 | 2.18 | 3.32 | 5.46 | 7.83 | 11.34 | 13.66 | 16.13 | 18.57 | 20.72 | 22.7 | 24.66 | 26.6 | 28.41 | 30.47 | 31.64 | 32.76 | 33.99 | 35.22 | 36.44 | 37.66 | 38.88 | 40.11 | 41.34
| System Transformation | 0 | 0 | 0 | 0 | 0 | 0.2 | 0.88 | 1.71 | 2.18 | 3.32 | 5.46 | 7.83 | 11.34 | 13.66 | 16.13 | 18.57 | 20.72 | 22.7 | 24.66 | 26.6 | 28.41 | 30.47 | 31.64 | 32.76 | 33.99 | 35.22 | 36.44 | 37.66 | 38.88 | 40.11 | 41.34
| Leading the Way | 0 | 0 | 0 | 0 | 0 | 0.2 | 0.88 | 1.71 | 2.18 | 3.32 | 5.46 | 7.83 | 11.34 | 13.66 | 16.13 | 18.57 | 20.72 | 22.7 | 24.66 | 26.6 | 28.41 | 30.47 | 31.64 | 32.76 | 33.99 | 35.22 | 36.44 | 37.66 | 38.88 | 40.11 | 41.34
| Falling Short | 0 | 0 | 0 | 0 | 0 | 0.2 | 0.88 | 1.71 | 2.18 | 3.32 | 5.46 | 6.5 | 7 | 7.5 | 8 | 8.5 | 9 | 9.5 | 10 | 10.5 | 11 | 11.5 | 12 | 12.5 | 13 | 13.5 | 14 | 14.5 | 15 | 15.5 | 16
Hydrogen production
|  | 2020 | 2021 | 2022 | 2023 | 2024 | 2025 | 2026 | 2027 | 2028 | 2029 | 2030 | 2031 | 2032 | 2033 | 2034 | 2035 | 2036 | 2037 | 2038 | 2039 | 2040 | 2041 | 2042 | 2043 | 2044 | 2045 | 2046 | 2047 | 2048 | 2049 | 2050
| Consumer Transformation | 0 | 0 | 0 | 0 | 0 | 0 | 0 | 0 | 0 | 0 | 0 | 0 | 0 | 0 | 0 | 0 | 0 | 0 | 0 | 0 | 0 | 0 | 0 | 0 | 0 | 0 | 0 | 0 | 0 | 0 | 0
| System Transformation | 0 | 0 | 0 | 0 | 0 | 0 | 0 | 0 | 0 | 0 | 1.3772 | 5.128 | 8.974 | 12.82 | 16.666 | 19.23 | 20.512 | 21.794 | 23.076 | 24.358 | 30.768 | 35.896 | 41.024 | 42.306 | 42.306 | 42.306 | 42.306 | 42.306 | 42.306 | 42.306 | 42.306
| Leading the Way | 0 | 0 | 0 | 0 | 0 | 0 | 0.23161 | 0.46322 | 0.69483 | 0.92644 | 1.1581 | 2.1125 | 3.067 | 4.0214 | 4.9759 | 6.212 | 6.3537 | 6.7769 | 7.2002 | 7.6235 | 8.0468 | 8.4323 | 8.8178 | 9.2033 | 9.5887 | 9.9742 | 9.9742 | 9.9742 | 9.9742 | 9.9742 | 9.9742
| Falling Short | 0 | 0 | 0 | 0 | 0 | 0 | 0 | 0 | 0 | 0 | 0 | 0 | 0 | 0 | 0 | 0 | 0 | 0 | 0 | 0 | 0 | 0 | 0 | 0 | 0 | 0 | 0 | 0 | 0 | 0 | 0
Biomethane blending
|  | 2020 | 2021 | 2022 | 2023 | 2024 | 2025 | 2026 | 2027 | 2028 | 2029 | 2030 | 2031 | 2032 | 2033 | 2034 | 2035 | 2036 | 2037 | 2038 | 2039 | 2040 | 2041 | 2042 | 2043 | 2044 | 2045 | 2046 | 2047 | 2048 | 2049 | 2050
| Consumer Transformation | 3.3184 | 3.3546 | 4.879 | 5.2568 | 5.3936 | 5.722 | 6.2927 | 6.5157 | 6.6354 | 6.6946 | 6.4474 | 8.1021 | 11.9646 | 15.7966 | 19.1513 | 18.8919 | 18.1432 | 17.6122 | 13.8312 | 13.7333 | 10.4013 | 9.9616 | 7.0183 | 7.0402 | 4.5372 | 2.2563 | 2.2548 | 2.3657 | 2.3983 | 2.5696 | 3.2399
| System Transformation | 3.3184 | 3.3546 | 6.9392 | 8.4643 | 9.2466 | 10.0218 | 11.1772 | 12.3387 | 12.825 | 13.8973 | 13.8246 | 14.7837 | 15.6142 | 16.6196 | 17.2833 | 17.8132 | 14.8233 | 8.6893 | 9.3089 | 9.2923 | 8.998 | 5.8377 | 5.5768 | 2.6833 | 2.5611 | 0 | 0 | 0 | 0 | 0 | 0
| Leading the Way | 3.3184 | 3.3546 | 5.1055 | 5.522 | 5.6826 | 5.6773 | 5.8911 | 6.1329 | 6.1364 | 5.9811 | 5.9692 | 6.1425 | 6.3212 | 6.4912 | 6.6689 | 6.8269 | 6.8596 | 7.0616 | 7.1935 | 7.7564 | 8.2794 | 8.9921 | 9.9103 | 11.8041 | 11.6728 | 13.0356 | 11.0545 | 8.6915 | 6.0225 | 4.015 | 4.015
| Falling Short | 3.3184 | 3.3546 | 10.0699 | 12.6275 | 14.5868 | 15.674 | 18.037 | 20.1097 | 22.4124 | 24.6445 | 25.8603 | 27.1321 | 28.684 | 30.1506 | 31.6625 | 32.5247 | 33.2122 | 34.5052 | 35.2833 | 36.669 | 38.1258 | 38.4289 | 39.3272 | 40.8083 | 42.2272 | 44.3881 | 46.1836 | 47.3465 | 48.3272 | 48.8069 | 50.212

## ES.B.13
ES.B.13: Biomass imports as a % of total supply (based on CCC pathways)
Return to: Main Menu
Return to: Chapter contents
CCC biomass imports as a % of total supply
| Scenario | 2020 | 2021 | 2022 | 2023 | 2024 | 2025 | 2026 | 2027 | 2028 | 2029 | 2030 | 2031 | 2032 | 2033 | 2034 | 2035 | 2036 | 2037 | 2038 | 2039 | 2040 | 2041 | 2042 | 2043 | 2044 | 2045 | 2046 | 2047 | 2048 | 2049 | 2050
| Balanced Pathway | 20.44% | 18.77% | 16.89% | 16.9% | 16.05% | 13.11% | 13.01% | -1.254% | -18.24% | -13.52% | -10.11% | -4.255% | 6.288% | 12.34% | 15.33% | 16.16% | 17.77% | 16.5% | 17.22% | 17.62% | 18.24% | 18.4% | 18.88% | 19.06% | 19% | 19.48% | 19.83% | 20.19% | 20.39% | 20.4% | 20.79%
| Headwinds | 21.98% | 20.97% | 20.31% | 19.09% | 18.14% | 16.82% | 16.57% | 3.284% | -6.062% | 0.9086% | 1.956% | 11.23% | 15.98% | 19.34% | 21.48% | 23.41% | 24.85% | 23.17% | 23.52% | 23.57% | 24.69% | 26.09% | 29.42% | 32.31% | 33.57% | 35.51% | 37.16% | 38.68% | 40.22% | 41.32% | 41.7%
| Widespread Engagement | 21.42% | 20.09% | 19.12% | 18.25% | 17.28% | 14.35% | 14.56% | 1.097% | -14.84% | -10.64% | -11.91% | -11.16% | -3.805% | 2.475% | 2.929% | 5.863% | 6.831% | -0.03745% | 0.8341% | 1.734% | 3.888% | 6.709% | 9.833% | 12.3% | 13.87% | 16.14% | 18.09% | 20% | 21.62% | 22.93% | 25.19%
| Widespread Innovation | 21.37% | 20.03% | 19.25% | 18.03% | 16.89% | 13.76% | 13.36% | -0.6069% | -16.55% | -12.29% | -12.45% | -7.993% | 2.459% | 9.073% | 12.67% | 13.81% | 13.63% | 8.689% | 6.627% | 4.661% | 3.747% | 3.219% | 3.301% | 3.186% | 2.172% | 1.897% | 1.527% | 1.165% | 0.5568% | -0.3241% | 0%
| Tailwinds | 21.33% | 19.92% | 18.76% | 17.71% | 16.5% | 13.27% | 12.89% | -1.35% | -9.828% | -2.892% | -2.112% | 8.634% | 11.97% | 17.16% | 20.38% | 22.26% | 22.47% | 18.85% | 18.68% | 18.65% | 20.79% | 23.12% | 26.09% | 28.58% | 30.05% | 32.07% | 33.92% | 35.5% | 36.99% | 38.02% | 39.79%

## ES.B.14
ES.B.14: 2050 bioenergy supply and demand
Return to: Main Menu
Return to: Chapter contents
Total bioenergy demand and supply in 2050 (TWh) | Total bioenergy demand and supply in 2050 (TWh)
|  | Consumer Transformation |  | System Transformation |  | Leading the Way |  | Falling Short
|  | Demand | Supply | Demand | Supply | Demand | Supply | Demand | Supply
| Power Generation | 184.6884 |  | 151.94 |  | 96.5186 |  | 71.1722
| Residential Heat | 11.14 |  | 7.84 |  | 15.7134 |  | 7.64
| Industrial | 1.26 |  | 1.06 |  | 1.12 |  | 0.2
| Commercial | 8.83 |  | 6.37 |  | 8.08 |  | 1.73
| Road Transport | 0 |  | 0 |  | 0 |  | 13.0093
| Aviation | 41.34 |  | 41.34 |  | 41.34 |  | 16
| Shipping | 0 |  | 0 |  | 0 |  | 0
| Hydrogen Production | 0 |  | 42.306 |  | 9.9742 |  | 0
| Biomethane Blending | 3.2399 |  | 0 |  | 4.015 |  | 50.212
| Forest residues |  | 47.356 |  | 47.356 |  | 45.1798 |  | 40
| Energy crops |  | 34.826 |  | 34.8263 |  | 65.3445 |  | 30.0003
| Agri residues |  | 13.5532 |  | 13.5532 |  | 9.2627 |  | 12.9769
| Waste wood |  | 16.4468 |  | 16.4467 |  | 16.4467 |  | 16.4467
| Biomass imports |  | 101.7976 |  | 106.403 |  | 0 |  | 18.1452
| Waste biodiesel, bioethanol |  | 0 |  | 0 |  | 0 |  | 3.8023
| Biofuel imports |  | 4.696 |  | 4.696 |  | 5.7632 |  | 0
| Biogas |  | 5 |  | 0.76 |  | 6.6589 |  | 17.3278
| MSW, C&I (biogenic) |  | 26.8227 |  | 26.8231 |  | 28.1054 |  | 21.2654
|  | 250.4983 | 250.4983 | 250.856 | 250.8643 | 176.7612 | 176.7612 | 159.9635 | 159.9646
Consumer Transformation
System Transformation
Leading the Way
Falling Short

## Natural Gas Supply ->
The Energy System: Natural gas supply
Chapter Section | Subsection | Figure Title | Figure Number
The Energy System | Natural Gas Supply -> | ES.N.01: Natural gas supply and demand sources in 2021 (% of total) | ES.N.01
|  | ES.N.02: Natural gas supply from different sources in 2030 and 2050 (TWh) | ES.N.02
|  | ES.N.03: Natural gas supply from different sources in 2030 and 2050 (bcm/year) | ES.N.03
|  | ES.N.04: Annual gas supply and import dependency in Consumer Transformation | ES.N.04
|  | ES.N.05: Annual gas supply and import dependency in System Transformation | ES.N.05
|  | ES.N.06: Annual gas supply and import dependency in Leading the Way | ES.N.06
|  | ES.N.07: Annual gas supply and import dependency in Falling Short | ES.N.07

## ES.N.01
ES.N.01: Natural gas supply and demand sources in 2021 (% of total)
Return to: Main Menu
Return to: Chapter contents
Natural Gas Supply Source 2021
| Supply Source | Supply (TWh) | Supply (bcm) | % of Supply
| UKCS | 322.7068 | 29.337 | 38.01%
| Norway | 349.2387 | 31.749 | 41.14%
| LNG | 157.1053 | 14.2823 | 18.51%
| Net continental flows | 16.5761 | 1.5069 | 1.953%
| Green gas | 3.3 | 0.3 | 0.3887%
| Total | 848.9269 | 77.1752 | 100%
| Storage (Not on chart) | 39.4464 | 3.586 | -
| 2021 | Demand TWh | Demand bcm | % of Demand
| Residential | 339.9 | 30.9 | 40.2%
| Commercial | 87.78 | 7.98 | 10.38%
| Industrial | 131.89 | 11.99 | 15.6%
| Power | 221.65 | 20.15 | 26.22%
| Exports | 58.3 | 5.3 | 6.896%
| Shrinkage | 5.94 | 0.54 | 0.7026%
| Total | 845.46 | 76.86 | 100%

## ES.N.02
ES.N.02: Natural gas supply from different sources in 2030 and 2050 (TWh)
Return to: Main Menu
Return to: Chapter contents
Natural gas supply (TWh)
|  | 2021 | 2030 |  |  |  | 2050
|  |  | Consumer Transformation | System Transformation | Leading the Way | Falling Short | Consumer Transformation | System Transformation | Leading the Way | Falling Short
| UKCS | 322.7068 | 154.0891 | 198.6738 | 174.0948 | 240.8002 | 0 | 5.8915 | 16.06 | 8.326
| Shale | 0 | 0 | 0 | 0 | 5.0085 | 0 | 0 | 0 | 120.537
| Green Gas | 3.3546 | 6.4474 | 13.8246 | 5.9692 | 25.8603 | 3.2399 | 0 | 4.015 | 50.212
| Imports | 551.6843 | 431.7203 | 463.156 | 308.892 | 517.0958 | 24.1864 | 386.0776 | 54.7499 | 392.9983
NB: Imports are the sum of Norway, Continent, LNG and Generic Imports from WS1

## ES.N.03
ES.N.03: Natural gas supply from different sources in 2030 and 2050 (bcm/year)
Return to: Main Menu
Return to: Chapter contents
Natural gas supply (bcm/year)
|  | 2021 | 2030 |  |  |  | 2050
|  |  | Consumer Transformation | System Transformation | Leading the Way | Falling Short | Consumer Transformation | System Transformation | Leading the Way | Falling Short
| UKCS | 29.337 | 14.0081 | 18.0613 | 15.8268 | 21.8909 | 0 | 0.53559 | 1.46 | 0.75691
| Shale | 0 | 0 | 0 | 0 | 0.45532 | 0 | 0 | 0 | 10.9579
| Green Gas | 0.30496 | 0.58613 | 1.2568 | 0.54266 | 2.3509 | 0.29454 | 0 | 0.365 | 4.5647
| Imports | 50.1531 | 39.2473 | 42.1051 | 28.0811 | 47.0087 | 2.1988 | 35.098 | 4.9773 | 35.7271
|  | 79.7951 |  |  |  |  | 3.125% | 44.66% | 8.525% | 65.18%
NB: Imports are the sum of Norway, Continent, LNG and Generic Imports from WS1

## ES.N.04
ES.N.04: Annual gas supply and import dependency in Consumer Transformation
Return to: Main Menu
Return to: Chapter contents
Annual gas supply and import dependency in Consumer Transformation
Annual gas supply and import dependency in Consumer Transformation
bcm/yr
Consumer Transformation - Annual
|  |  | 2015 | 2016 | 2017 | 2018 | 2019 | 2020 | 2021 | 2022 | 2023 | 2024 | 2025 | 2026 | 2027 | 2028 | 2029 | 2030 | 2031 | 2032 | 2033 | 2034 | 2035 | 2036 | 2037 | 2038 | 2039 | 2040 | 2041 | 2042 | 2043 | 2044 | 2045 | 2046 | 2047 | 2048 | 2049 | 2050
|  | UKCS | 33 | 34.7545 | 38.0995 | 36.0901 | 33.5863 | 33.5863 | 29.337 | 34.9009 | 32.7143 | 29.9965 | 27.8411 | 24.5312 | 22.073 | 19.2629 | 16.7775 | 14.0081 | 12.3845 | 11.0162 | 9.618 | 8.3597 | 7.4597 | 5.8911 | 4.4729 | 3.1256 | 2.2311 | 1.5974 | 0.99792 | 0.47299 | 0.34297 | 0.24535 | 0.18948 | 0 | 0 | 0 | 0 | 0
|  | Shale | 0 | 0 | 0 | 0 | 0 | 0 | 0 | 0 | 0 | 0 | 0 | 0 | 0 | 0 | 0 | 0 | 0 | 0 | 0 | 0 | 0 | 0 | 0 | 0 | 0 | 0 | 0 | 0 | 0 | 0 | 0 | 0 | 0 | 0 | 0 | 0
|  | Green Gas | 0 | 0.2 | 0.25 | 0 | 0 | 0.30168 | 0.30496 | 0.44354 | 0.47789 | 0.49033 | 0.52018 | 0.57206 | 0.59234 | 0.60322 | 0.6086 | 0.58613 | 0.73655 | 1.0877 | 1.4361 | 1.741 | 1.7174 | 1.6494 | 1.6011 | 1.2574 | 1.2485 | 0.94558 | 0.9056 | 0.63803 | 0.64002 | 0.41248 | 0.20511 | 0.20498 | 0.21506 | 0.21803 | 0.23958 | 0.29454
|  | Norway | 29 | 32.273 | 35.2134 | 33.5186 | 26.411 | 26.411 | 31.749 | 28.9359 | 28.9135 | 28.1837 | 26.7831 | 25.9206 | 24.279 | 22.345 | 20.133 | 17.5101 | 15.8246 | 14.4588 | 13.053 | 11.3691 | 10.7031 | 9.9218 | 8.9458 | 7.9561 | 7.251 | 6.3896 | 5.4885 | 4.9734 | 4.6461 | 3.4275 | 3.0879 | 2.3414 | 1.8045 | 1.46 | 1.1778 | 0
|  | Continent | 3.5 | 6 | 4.6759 | 6.144 | 1.3293 | 1.3293 | 4.1218 | 1.4076 | 1.9495 | 3.5326 | 3.1426 | 3.5786 | 3.287 | 4.389 | 5.0913 | 5.2049 | 5.1695 | 4.9857 | 4.7337 | 4.5104 | 3.9853 | 3.6632 | 3.3711 | 3.1492 | 2.846 | 2.4731 | 2.1455 | 1.7962 | 1.4975 | 1.1897 | 1.0258 | 0.69672 | 0.47313 | 0.67762 | 0.46484 | 0.46548
|  | LNG | 12.5 | 9.0489 | 5.2819 | 5.7079 | 17.6939 | 17.6939 | 14.2823 | 5.0028 | 5.0795 | 2.5299 | 3.217 | 4.1703 | 3.9749 | 4.8419 | 5.0913 | 5.2049 | 5.1695 | 4.9857 | 4.7337 | 4.5104 | 3.9853 | 3.6632 | 3.3711 | 3.1492 | 2.846 | 2.4731 | 2.1455 | 1.8488 | 1.8426 | 1.8314 | 1.8251 | 1.9233 | 1.925 | 0.67762 | 0.46484 | 0.46548
|  | Generic imports | 0 | 0 | 0 | 0 | 0 | 0 | 0 | 3.9147 | 6.4633 | 7.1947 | 7.0906 | 8.4378 | 9.1692 | 9.7783 | 10.51 | 11.3274 | 10.8141 | 10.4815 | 10.066 | 9.6468 | 8.6514 | 8.0178 | 7.4485 | 7.1285 | 6.5366 | 5.9199 | 5.2739 | 4.6549 | 3.6739 | 3.6493 | 3.202 | 2.8041 | 2.4518 | 2.281 | 1.7031 | 1.2678
|  | Demand | 78 | 82.2763 | 83.5206 | 81.4608 | 79.0206 | 79.3222 | 79.7951 | 74.6055 | 75.598 | 71.9276 | 68.5946 | 67.2105 | 63.3753 | 61.2203 | 58.2117 | 53.8415 | 50.0988 | 47.0156 | 43.6406 | 40.1374 | 36.5023 | 32.8064 | 29.2105 | 25.7659 | 22.9592 | 19.7987 | 16.9569 | 14.3844 | 12.6431 | 10.7558 | 9.5355 | 7.9706 | 6.8694 | 5.3143 | 4.0502 | 2.4933
|  | Import Dependency | 57.69% | 54.39% | 51.36% | 53.48% | 57.5% | 57.28% | 62.85% | 52.62% | 56.09% | 57.61% | 58.65% | 62.65% | 64.24% | 67.55% | 70.13% | 72.89% | 73.81% | 74.26% | 74.67% | 74.83% | 74.86% | 77.02% | 79.21% | 82.99% | 84.84% | 87.16% | 88.77% | 92.28% | 92.23% | 93.88% | 95.86% | 97.43% | 96.87% | 95.9% | 94.08% | 88.19%

## ES.N.05
ES.N.05: Annual gas supply and import dependency in System Transformation
Return to: Main Menu
Return to: Chapter contents
Annual gas supply and import dependency in System Transformation
System Transformation - Annual
|  |  | 2015 | 2016 | 2017 | 2018 | 2019 | 2020 | 2021 | 2022 | 2023 | 2024 | 2025 | 2026 | 2027 | 2028 | 2029 | 2030 | 2031 | 2032 | 2033 | 2034 | 2035 | 2036 | 2037 | 2038 | 2039 | 2040 | 2041 | 2042 | 2043 | 2044 | 2045 | 2046 | 2047 | 2048 | 2049 | 2050
|  | UKCS | 33 | 34.7545 | 38.0995 | 36.0901 | 33.5863 | 33.5863 | 29.337 | 35.4726 | 37.3494 | 34.0472 | 31.0205 | 29.2093 | 26.7236 | 22.7442 | 20.8146 | 18.0613 | 16.1829 | 14.7484 | 14.327 | 13.4829 | 12.9352 | 11.7377 | 10.2713 | 9.3947 | 7.9817 | 6.2745 | 5.2799 | 4.8244 | 4.0498 | 3.2515 | 2.5943 | 1.9737 | 1.3746 | 1.0409 | 0.73969 | 0.53559
|  | Shale | 0 | 0 | 0 | 0 | 0 | 0 | 0 | 0 | 0 | 0 | 0 | 0 | 0 | 0 | 0 | 0 | 0 | 0 | 0 | 0 | 0 | 0 | 0 | 0 | 0 | 0 | 0 | 0 | 0 | 0 | 0 | 0 | 0 | 0 | 0 | 0
|  | Green Gas | 0 | 0.2 | 0.25 | 0 | 0 | 0.30168 | 0.30496 | 0.63084 | 0.76949 | 0.8406 | 0.91107 | 1.0161 | 1.1217 | 1.1659 | 1.2634 | 1.2568 | 1.344 | 1.4195 | 1.5109 | 1.5712 | 1.6194 | 1.3476 | 0.78994 | 0.84626 | 0.84475 | 0.818 | 0.5307 | 0.50698 | 0.24394 | 0.23283 | 0 | 0 | 0 | 0 | 0 | 0
|  | Norway | 29 | 32.273 | 35.2134 | 33.5186 | 26.411 | 26.411 | 31.749 | 28.9359 | 30.8969 | 29.8925 | 29.0737 | 28.6816 | 28.9663 | 27.3942 | 27.172 | 24.8694 | 24.5779 | 24.0828 | 23.8621 | 23.1694 | 22.3553 | 21.4212 | 20.4595 | 19.6767 | 18.8661 | 17.996 | 17.2478 | 16.4769 | 15.8558 | 15.1339 | 14.053 | 13.3411 | 12.7324 | 12.04 | 11.5162 | 11.3166
|  | Continent | 3.5 | 6 | 4.6759 | 6.144 | 1.3293 | 1.3293 | 4.1218 | 3.4895 | 3.7192 | 4.2778 | 1.8252 | 1.9353 | 1.7252 | 2.7315 | 3.0451 | 3.2463 | 3.8029 | 3.8238 | 3.9247 | 3.5969 | 3.5123 | 3.4162 | 4.0665 | 4.4208 | 4.8217 | 5.1592 | 5.4151 | 5.5148 | 5.5505 | 5.6507 | 5.7213 | 5.734 | 5.8314 | 5.7734 | 5.7704 | 5.7011
|  | LNG | 12.5 | 9.0489 | 5.2819 | 5.7079 | 17.6939 | 17.6939 | 14.2823 | 4.761 | 3.4186 | 2.3081 | 3.131 | 3.3442 | 3.365 | 3.9512 | 5.2495 | 5.1283 | 4.631 | 4.6097 | 3.5006 | 3.9918 | 4.0065 | 4.696 | 5.5277 | 5.72 | 6.4082 | 6.6736 | 7.2545 | 7.3372 | 8.0636 | 9.1558 | 10.2891 | 10.7766 | 11.5288 | 11.7638 | 12.0583 | 11.9022
|  | Generic Imports | 0 | 0 | 0 | 0 | 0 | 0 | 0 | 2.3383 | 3.9076 | 5.7325 | 5.7326 | 6.0983 | 6.0977 | 7.9194 | 7.9168 | 8.861 | 9.2 | 9.1717 | 9.5207 | 9.5022 | 9.478 | 9.4635 | 9.4604 | 9.4496 | 9.2621 | 10.0396 | 10.2962 | 10.184 | 9.7708 | 8.988 | 8.0901 | 7.5839 | 7.0931 | 6.6484 | 6.3185 | 6.178
|  | Demand | 78 | 82.2763 | 83.5206 | 81.4608 | 79.0206 | 79.3222 | 79.7951 | 75.6282 | 80.0612 | 77.0987 | 71.694 | 70.2848 | 67.9996 | 65.9064 | 65.4614 | 61.4231 | 59.7387 | 57.8559 | 56.646 | 55.3144 | 53.9068 | 52.0821 | 50.5754 | 49.5082 | 48.1846 | 46.9608 | 46.0242 | 44.8443 | 43.5344 | 42.4127 | 40.7479 | 39.4092 | 38.5603 | 37.2665 | 36.403 | 35.6336
|  | Import Dependency | 57.69% | 54.39% | 51.36% | 53.48% | 57.5% | 57.28% | 62.85% | 52.26% | 52.39% | 54.75% | 55.46% | 57% | 59.05% | 63.72% | 66.27% | 68.55% | 70.66% | 72.05% | 72.04% | 72.78% | 73% | 74.88% | 78.13% | 79.31% | 81.68% | 84.9% | 87.37% | 88.11% | 90.14% | 91.78% | 93.63% | 94.99% | 96.44% | 97.21% | 97.97% | 98.5%

## ES.N.06
ES.N.06: Annual gas supply and import dependency in Leading the Way
Return to: Main Menu
Return to: Chapter contents
Annual gas supply and import dependency in Leading the Way
Annual gas supply and import dependency in Leading the Way
bcm/yr
Leading the Way - Annual
|  |  | 2015 | 2016 | 2017 | 2018 | 2019 | 2020 | 2021 | 2022 | 2023 | 2024 | 2025 | 2026 | 2027 | 2028 | 2029 | 2030 | 2031 | 2032 | 2033 | 2034 | 2035 | 2036 | 2037 | 2038 | 2039 | 2040 | 2041 | 2042 | 2043 | 2044 | 2045 | 2046 | 2047 | 2048 | 2049 | 2050
|  | UKCS | 33 | 34.7545 | 38.0995 | 36.0901 | 33.5863 | 33.5863 | 29.337 | 34.9009 | 34.3964 | 31.6763 | 30.0094 | 27.898 | 26.2406 | 22.5244 | 18.2958 | 15.8268 | 13.3743 | 12.1492 | 11.156 | 10.0386 | 8.8668 | 7.6793 | 6.5563 | 5.6212 | 5.2916 | 4.1033 | 3.6115 | 3.3975 | 3.5398 | 3.137 | 2.9185 | 2.555 | 2.19 | 1.825 | 1.825 | 1.46
|  | Shale | 0 | 0 | 0 | 0 | 0 | 0 | 0 | 0 | 0 | 0 | 0 | 0 | 0 | 0 | 0 | 0 | 0 | 0 | 0 | 0 | 0 | 0 | 0 | 0 | 0 | 0 | 0 | 0 | 0 | 0 | 0 | 0 | 0 | 0 | 0 | 0
|  | Green Gas | 0 | 0.2 | 0.25 | 0 | 0 | 0.30168 | 0.30496 | 0.46414 | 0.502 | 0.5166 | 0.51612 | 0.53555 | 0.55754 | 0.55786 | 0.54373 | 0.54266 | 0.55841 | 0.57466 | 0.59011 | 0.60626 | 0.62062 | 0.6236 | 0.64196 | 0.65395 | 0.70512 | 0.75267 | 0.81747 | 0.90094 | 1.0731 | 1.0612 | 1.1851 | 1.005 | 0.79014 | 0.5475 | 0.365 | 0.365
|  | Norway | 29 | 32.273 | 35.2134 | 33.5186 | 26.411 | 26.411 | 31.749 | 28.9359 | 28.4992 | 26.6796 | 24.9228 | 22.9974 | 21.2962 | 20.2767 | 17.2703 | 15.6454 | 13.8559 | 12.4143 | 10.4341 | 9.3126 | 8.3896 | 7.513 | 6.4578 | 5.561 | 4.7607 | 4.4492 | 3.8836 | 2.9447 | 2.3965 | 2.2638 | 1.825 | 1.46 | 1.095 | 1.095 | 1.095 | 0.73
|  | Continent | 3.5 | 6 | 4.6759 | 6.144 | 1.3293 | 1.3293 | 4.1218 | 1.5994 | 1.6861 | 1.154 | 0.7981 | 0.58908 | 0.56979 | 2.1429 | 2.9933 | 3.4351 | 3.5418 | 3.2061 | 3.1072 | 3.0251 | 3.0959 | 2.7769 | 2.7439 | 2.4149 | 2.2641 | 2.1067 | 1.6637 | 1.5839 | 1.3724 | 1.1301 | 0.35375 | 0.47593 | 0.1233 | 0 | 0 | 0
|  | LNG | 12.5 | 9.0489 | 5.2819 | 5.7079 | 17.6939 | 17.6939 | 14.2823 | 2.2262 | 2.1421 | 1.825 | 1.825 | 1.825 | 1.825 | 2.1429 | 2.9933 | 3.4351 | 3.5418 | 3.2061 | 3.1072 | 3.0251 | 3.0959 | 2.7769 | 2.7439 | 2.4149 | 2.2641 | 2.1067 | 1.825 | 1.825 | 1.825 | 1.825 | 1.825 | 1.825 | 1.825 | 0 | 0 | 0
|  | Generic Imports | 0 | 0 | 0 | 0 | 0 | 0 | 0 | 0.95824 | 2.0826 | 2.7125 | 3.4425 | 4.0265 | 4.7577 | 4.8574 | 5.5663 | 5.5655 | 6.6617 | 7.2669 | 7.6306 | 7.6295 | 6.1057 | 5.6582 | 5.2604 | 5.0259 | 4.4493 | 4.0007 | 3.4269 | 2.9755 | 1.9066 | 1.2378 | 0.68602 | 1.005 | 1.7156 | 3.7578 | 3.6626 | 4.2473
|  | Demand | 78 | 82.2763 | 83.5206 | 81.4608 | 79.0206 | 79.3222 | 79.7951 | 69.0848 | 69.3084 | 64.564 | 61.5139 | 57.8715 | 55.2468 | 52.5021 | 47.6627 | 44.4505 | 41.534 | 38.8172 | 36.0252 | 33.6372 | 30.1745 | 27.0278 | 24.4044 | 21.6917 | 19.7349 | 17.5192 | 15.2282 | 13.6276 | 12.1135 | 10.6549 | 8.7934 | 8.3259 | 7.739 | 7.2253 | 6.9476 | 6.8023
|  | Import Dependency | 57.69% | 54.39% | 51.36% | 53.48% | 57.5% | 57.28% | 62.85% | 48.81% | 49.65% | 50.14% | 50.38% | 50.87% | 51.49% | 56.04% | 60.47% | 63.17% | 66.45% | 67.22% | 67.39% | 68.35% | 68.56% | 69.28% | 70.5% | 71.07% | 69.61% | 72.28% | 70.92% | 68.46% | 61.92% | 60.6% | 53.33% | 57.24% | 61.49% | 67.16% | 68.48% | 73.17%

## ES.N.07
ES.N.07: Annual gas supply and import dependency in Falling Short
Return to: Main Menu
Return to: Chapter contents
Annual gas supply and import dependency in Falling Short
Annual gas supply and import dependency in Falling Short
bcm/yr
Falling Short - Annual
|  | 2015 | 2016 | 2017 | 2018 | 2019 | 2020 | 2021 | 2022 | 2023 | 2024 | 2025 | 2026 | 2027 | 2028 | 2029 | 2030 | 2031 | 2032 | 2033 | 2034 | 2035 | 2036 | 2037 | 2038 | 2039 | 2040 | 2041 | 2042 | 2043 | 2044 | 2045 | 2046 | 2047 | 2048 | 2049 | 2050
| UKCS | 33 | 34.7545 | 38.0995 | 36.0901 | 33.5863 | 33.5863 | 29.337 | 35.6285 | 36.7422 | 34.8796 | 31.0963 | 29.7138 | 28.1579 | 26.4794 | 23.5786 | 21.8909 | 19.6202 | 18.296 | 16.8051 | 15.5963 | 14.3878 | 12.2559 | 11.2351 | 9.5413 | 8.0001 | 6.6935 | 5.5895 | 4.9753 | 4.5695 | 3.8294 | 3.2834 | 2.6015 | 1.8513 | 1.4406 | 1.0298 | 0.75691
| Shale | 0 | 0 | 0 | 0 | 0 | 0 | 0 | 0 | 0 | 0 | 0 | 0.19439 | 0.24346 | 0.29566 | 0.34734 | 0.45532 | 0.7 | 0.94812 | 3.1257 | 6.0482 | 7.8005 | 9.567 | 10.9598 | 11.7978 | 12.6518 | 13.1022 | 12.6954 | 12.3644 | 12.3994 | 12.0788 | 11.9331 | 11.9196 | 12.0208 | 11.7233 | 11.304 | 10.9579
| Green Gas | 0 | 0.2 | 0.25 | 0 | 0 | 0.30168 | 0.30496 | 0.91545 | 1.148 | 1.3261 | 1.4249 | 1.6397 | 1.8282 | 2.0375 | 2.2404 | 2.3509 | 2.4666 | 2.6076 | 2.741 | 2.8784 | 2.9568 | 3.0193 | 3.1368 | 3.2076 | 3.3335 | 3.466 | 3.4935 | 3.5752 | 3.7098 | 3.8388 | 4.0353 | 4.1985 | 4.3042 | 4.3934 | 4.437 | 4.5647
| Norway | 29 | 32.273 | 35.2134 | 33.5186 | 26.411 | 26.411 | 31.749 | 28.9359 | 30.074 | 30.01 | 27.8745 | 27.3329 | 26.1323 | 25.8372 | 25.4578 | 24.2581 | 22.4933 | 20.6561 | 19.6145 | 18.5658 | 17.8635 | 15.8488 | 15.5439 | 14.9541 | 14.5905 | 14.0165 | 13.2397 | 13.0372 | 12.3798 | 12.0978 | 11.755 | 11.3102 | 10.7259 | 10.1296 | 9.7334 | 9.2779
| Continent | 3.5 | 6 | 4.6759 | 6.144 | 1.3293 | 1.3293 | 4.1218 | 3.6023 | 4.2276 | 4.0734 | 4.4629 | 4.3504 | 3.7909 | 3.6867 | 3.6173 | 4.4391 | 5.3356 | 5.9112 | 5.613 | 5.0358 | 4.5814 | 4.5681 | 4.2303 | 4.1859 | 4.2918 | 4.486 | 4.6542 | 4.6309 | 4.683 | 4.6712 | 4.8141 | 5.0328 | 5.1419 | 5.1926 | 5.1387 | 5.2263
| LNG | 12.5 | 9.0489 | 5.2819 | 5.7079 | 17.6939 | 17.6939 | 14.2823 | 10.466 | 8.5358 | 7.3339 | 8.3194 | 8.5037 | 8.8502 | 8.0766 | 7.7435 | 7.8331 | 9.418 | 10.6034 | 10.9172 | 10.6469 | 10.5985 | 10.4996 | 9.6703 | 10.0315 | 10.473 | 10.6859 | 11.0493 | 11.4666 | 11.8932 | 12.4348 | 12.4746 | 11.9349 | 12.3874 | 12.7699 | 12.5895 | 12.4958
| Generic Imports | 0 | 0 | 0 | 0 | 0 | 0 | 0 | 2.1801 | 3.5397 | 5.7296 | 6.7939 | 7.9195 | 8.6497 | 9.3796 | 10.4901 | 10.4784 | 10.8555 | 11.2882 | 10.9105 | 10.1622 | 9.2536 | 9.2268 | 8.5519 | 8.4643 | 8.6737 | 9.063 | 9.249 | 9.2033 | 9.3018 | 9.2799 | 9.5611 | 9.9953 | 9.8376 | 9.3746 | 9.0861 | 8.7271
| Demand | 78 | 82.2763 | 83.5206 | 81.4608 | 79.0206 | 79.3222 | 79.7951 | 81.7283 | 84.2671 | 83.3526 | 79.9719 | 79.6544 | 77.6525 | 75.7927 | 73.4751 | 71.7059 | 70.8891 | 70.3107 | 69.7269 | 68.9335 | 67.4421 | 64.9855 | 63.3283 | 62.1826 | 62.0143 | 61.5131 | 59.9705 | 59.2528 | 58.9366 | 58.2308 | 57.8567 | 56.9929 | 56.2692 | 55.024 | 53.3184 | 52.0067
| Import Dependency | 57.69% | 54.39% | 51.36% | 53.48% | 57.5% | 57.28% | 62.85% | 55.29% | 55.04% | 56.56% | 59.33% | 60.39% | 61.07% | 61.99% | 64.39% | 65.56% | 67.86% | 68.92% | 67.48% | 64.43% | 62.72% | 61.77% | 60% | 60.52% | 61.32% | 62.18% | 63.68% | 64.7% | 64.91% | 66.09% | 66.73% | 67.15% | 67.7% | 68.09% | 68.55% | 68.7%
Annual gas supply and import dependency in Falling Short without shale gas
Annual gas supply and import dependency in Falling Short without shale gas
bcm/yr
Falling Short (No Shale) - Annual
|  | 2015 | 2016 | 2017 | 2018 | 2019 | 2020 | 2021 | 2022 | 2023 | 2024 | 2025 | 2026 | 2027 | 2028 | 2029 | 2030 | 2031 | 2032 | 2033 | 2034 | 2035 | 2036 | 2037 | 2038 | 2039 | 2040 | 2041 | 2042 | 2043 | 2044 | 2045 | 2046 | 2047 | 2048 | 2049 | 2050
| UKCS | 33 | 34.7545 | 38.0995 | 36.0901 | 33.5863 | 33.5863 | 29.337 | 35.6285 | 36.7422 | 34.8796 | 31.0963 | 29.7138 | 28.1579 | 26.4794 | 23.5786 | 21.8909 | 19.6202 | 18.296 | 16.8051 | 15.5963 | 14.3878 | 12.2559 | 11.2351 | 9.5413 | 8.0001 | 6.6935 | 5.5895 | 4.9753 | 4.5695 | 3.8294 | 3.2834 | 2.6015 | 1.8513 | 1.4406 | 1.0298 | 0.75691
| Shale | 0 | 0 | 0 | 0 | 0 | 0 | 0 | 0 | 0 | 0 | 0 | 0 | 0 | 0 | 0 | 0 | 0 | 0 | 0 | 0 | 0 | 0 | 0 | 0 | 0 | 0 | 0 | 0 | 0 | 0 | 0 | 0 | 0 | 0 | 0 | 0
| Green Gas | 0 | 0.2 | 0.25 | 0 | 0 | 0.30168 | 0.30496 | 0.91545 | 1.148 | 1.3261 | 1.4249 | 1.6397 | 1.8282 | 2.0375 | 2.2404 | 2.3509 | 2.4666 | 2.6076 | 2.741 | 2.8784 | 2.9568 | 3.0193 | 3.1368 | 3.2076 | 3.3335 | 3.466 | 3.4935 | 3.5752 | 3.7098 | 3.8388 | 4.0353 | 4.1985 | 4.3042 | 4.3934 | 4.437 | 4.5647
| Norway | 29 | 32.273 | 35.2134 | 33.5186 | 26.411 | 26.411 | 31.749 | 28.9359 | 30.8969 | 29.8925 | 29.0737 | 28.6816 | 28.9663 | 27.3942 | 27.172 | 24.8694 | 24.5779 | 24.0828 | 23.8621 | 23.1694 | 22.3553 | 21.4212 | 20.4595 | 19.6767 | 18.8661 | 17.996 | 17.2478 | 16.4769 | 15.8558 | 15.1339 | 14.053 | 13.3411 | 12.7324 | 12.04 | 11.5162 | 11.3166
| Continent | 3.5 | 6 | 4.6759 | 6.144 | 1.3293 | 1.3293 | 4.1218 | 3.6023 | 3.9533 | 4.1126 | 4.0632 | 3.9656 | 2.9274 | 3.2663 | 3.1617 | 4.3871 | 4.8741 | 5.085 | 5.239 | 5.5173 | 5.6842 | 5.8997 | 6.2451 | 6.5444 | 7.0838 | 7.5269 | 7.5499 | 7.6057 | 7.6575 | 7.6854 | 8.0258 | 8.329 | 8.48 | 8.4636 | 8.3124 | 8.1993
| LNG | 12.5 | 9.0489 | 5.2819 | 5.7079 | 17.6939 | 17.6939 | 14.2823 | 10.466 | 8.2614 | 7.3731 | 7.9196 | 8.1189 | 7.9867 | 7.6562 | 7.2879 | 7.7812 | 8.9565 | 9.7772 | 10.5432 | 11.1284 | 11.7014 | 11.8312 | 11.6851 | 12.3899 | 13.2651 | 13.7268 | 13.9451 | 14.4415 | 14.8677 | 15.449 | 15.6863 | 15.2312 | 15.7255 | 16.0409 | 15.7632 | 15.4689
| Generic Imports | 0 | 0 | 0 | 0 | 0 | 0 | 0 | 2.1801 | 3.2653 | 5.7688 | 6.3942 | 7.5347 | 7.7862 | 8.9591 | 10.0344 | 10.4264 | 10.3939 | 10.462 | 10.5365 | 10.6437 | 10.3565 | 10.5583 | 10.5667 | 10.8227 | 11.4657 | 12.1039 | 12.1448 | 12.1782 | 12.2763 | 12.2942 | 12.7728 | 13.2915 | 13.1757 | 12.6456 | 12.2598 | 11.7002
| Demand | 78 | 82.2763 | 83.5206 | 81.4608 | 79.0206 | 79.3222 | 79.7951 | 81.7283 | 84.2671 | 83.3526 | 79.9719 | 79.6544 | 77.6525 | 75.7927 | 73.4751 | 71.7059 | 70.8891 | 70.3107 | 69.7269 | 68.9335 | 67.4421 | 64.9855 | 63.3283 | 62.1826 | 62.0143 | 61.5131 | 59.9705 | 59.2528 | 58.9366 | 58.2308 | 57.8567 | 56.9929 | 56.2692 | 55.024 | 53.3184 | 52.0067
| Import Dependency | 57.69% | 54.39% | 51.36% | 53.48% | 57.5% | 57.28% | 62.85% | 55.29% | 55.04% | 56.56% | 59.33% | 60.64% | 61.38% | 62.38% | 64.86% | 66.19% | 68.84% | 70.27% | 71.97% | 73.2% | 74.28% | 76.49% | 77.31% | 79.5% | 81.72% | 83.48% | 84.85% | 85.57% | 85.95% | 86.83% | 87.35% | 88.07% | 89.06% | 89.4% | 89.75% | 89.77%

## Hydrogen ->
The Energy System: Hydrogen
Chapter Section | Subsection | Figure Title | Figure Number
The Energy System | Hydrogen -> | ES.H.01: Hydrogen supply in 2030 by technlogy (TWh) | ES.H.01
|  | ES.H.02: Hydrogen supply in 2050 by technology (TWh) | ES.H.02
|  | ES.H.03: Emissions from hydrogen production | ES.H.03
|  | ES.H.05: Hydrogen demand by end user in 2050 | ES.H.05
|  | ES.H.06: Hydrogen production capacity in each scenario (GW) | ES.H.06
|  | ES.H.07: Hydrogen blending into the gas network | ES.H.07
|  | ES.H.08: Electricity demand for hydrogen production (including offshore hydrogen production) | ES.H.08
|  | ES.H.09: Natural gas demand for hydrogen production | ES.H.09
|  | ES.H.10: Nuclear electricity demand for electrolysis | ES.H.10
|  | ES.H.11: Bioresources demand for hydrogen production by gasification | ES.H.11
|  | ES.H.12: Hydrogen supply in Consumer Transformation | ES.H.12
|  | ES.H.13: Hydrogen production capacity in Consumer Transformation | ES.H.13
|  | ES.H.14: Hydrogen supply in System Transformation | ES.H.14
|  | ES.H.15: Hydrogen production capacity in System Transformation | ES.H.15
|  | ES.H.16: Hydrogen supply in Leading the Way | ES.H.16
|  | ES.H.17: Hydrogen production capacity in Leading the Way | ES.H.17
|  | ES.H.18: Hydrogen supply in Falling Short | ES.H.18
|  | ES.H.19: Hydrogen production capacity in Falling Short | ES.H.19
|  | ES.H.a: H2 sensitivity analysis | ES.H.a

## ES.H.01
ES.H.01: Hydrogen supply in 2030 by technlogy (TWh)
Return to: Main Menu
Return to: Chapter contents
Hydrogen supply in 2030 by technology | 2030 hydrogen supply (TWh)
|  | Consumer Transformation | System Transformation | Leading the Way | Falling Short
| Methane reformation with CCUS | 0.032662 | 24.7307 | 6.5 | 0
| Networked electrolysis | 2.7631 | 8.6389 | 26.6878 | 1.1278
| Non-networked electrolysis | 0 | 0.99925 | 3.9963 | 0
| Biomass gasification | 0 | 1.0743 | 0.82248 | 0
| Nuclear electrolysis | 0 | 1 | 0 | 0
| Imports | 0 | 0 | 0 | 0
| Total | 2.7957 | 36.4432 | 38.0066 | 1.1278
Scaled

## ES.H.02
ES.H.02: Hydrogen supply in 2050 by technology (TWh)
Return to: Main Menu
Return to: Chapter contents
Hydrogen supply in 2050 by technology | 2050 hydrogen supply (TWh)
|  | Consumer Transformation | System Transformation | Leading the Way | Falling Short
| Methane reformation with CCUS | 1.2463 | 218.0356 | 26 | 6
| Networked electrolysis | 102.387 | 120.7 | 134.5613 | 5.49
| Non-networked electrolysis | 1.9405 | 39.6969 | 44.183 | 0
| Biomass gasification | 0 | 33 | 7.084 | 0
| Nuclear electrolysis | 8 | 20 | 0 | 0
| Imports | 0 | 0 | 32 | 0
| Total | 113.5738 | 431.4325 | 243.8283 | 11.49
Includes hydrogen supply for domestic hydrogen demand only, excludes hydrogen produced for hydrogen export (from electrolysis)

## ES.H.03
ES.H.03: Emissions from hydrogen production
Return to: Main Menu
Return to: Chapter contents
Emissions from hydrogen production
Hydrogen related emissions (MtCO2e)
|  | 2020 | 2021 | 2022 | 2023 | 2024 | 2025 | 2026 | 2027 | 2028 | 2029 | 2030 | 2031 | 2032 | 2033 | 2034 | 2035 | 2036 | 2037 | 2038 | 2039 | 2040 | 2041 | 2042 | 2043 | 2044 | 2045 | 2046 | 2047 | 2048 | 2049 | 2050
| Consumer Transformation | 0 | 0 | 0 | 0 | 0 | 0 | 0 | 0 | 0.00024487 | 0.00032649 | 0.00040811 | 0.0041991 | 0.0079901 | 0.011781 | 0.015572 | 0.015572 | 0.015572 | 0.015572 | 0.015572 | 0.015572 | 0.015572 | 0.015572 | 0.015572 | 0.015572 | 0.015572 | 0.015572 | 0.015572 | 0.015572 | 0.015572 | 0.015572 | 0.015572
| System Transformation | 0 | 0 | 0 | 0 | 0 | 0 | 0.0085186 | 0.035076 | 0.10139 | 0.18086 | -0.13534 | -1.1084 | -2.0922 | -3.0597 | -4.0287 | -4.6033 | -5.348 | -5.6317 | -5.9086 | -6.2057 | -8.3272 | -9.841 | -11.3548 | -11.6979 | -11.6574 | -11.6302 | -11.6302 | -11.6302 | -11.6302 | -11.6302 | -11.6302
| Leading the Way | 0 | 0 | 0 | 0 | 0 | 0 | -0.057034 | -0.11532 | -0.1686 | -0.22064 | -0.26643 | -0.5069 | -0.72113 | -0.94484 | -1.1939 | -1.5458 | -1.7124 | -1.8395 | -1.9666 | -2.0937 | -2.2207 | -2.3365 | -2.4522 | -2.5679 | -2.6836 | -2.7993 | -2.7993 | -2.7993 | -2.7993 | -2.7993 | -2.7993
| Falling Short | 0 | 0 | 0 | 0 | 0 | 0 | 0 | 0 | 0 | 0 | 0 | 0 | 0 | 0 | 0.0054549 | 0.011012 | 0.016675 | 0.022762 | 0.028955 | 0.035125 | 0.042275 | 0.049535 | 0.055808 | 0.062121 | 0.067722 | 0.071222 | 0.072472 | 0.073846 | 0.074971 | 0.074971 | 0.074971

## ES.H.05
ES.H.05: Hydrogen demand by end user in 2050
Return to: Main Menu
Return to: Chapter contents
Hydrogen demand by end user in 2050
| 2050 hydrogen demand | TWh
|  | Consumer Transformation | System Transformation | Leading the Way | Falling Short
| Transmission Losses | 0.45249 | 1.7189 | 0.97143 | 0.045777
| Blending | 0 | 0 | 0 | 0
| Direct Air Carbon Capture and Storage | 0 | 0 | 24.3058 | 0
| Power generation | 17 | 12.6 | 14.2 | 1.2
| Shipping and Aviation | 79.7755 | 79.7755 | 79.7755 | 0
| Road transport and rail | 3.108 | 58.3077 | 6.1345 | 1.1176
| Industrial and Commercial | 13.2378 | 133.7263 | 75.6479 | 9.1266
| Residential | 0 | 145.3041 | 42.7932 | 0
| Total | 113.5738 | 431.4325 | 243.8283 | 11.49

## ES.H.06
ES.H.06: Hydrogen production capacity in each scenario (GW)
Return to: Main Menu
Return to: Chapter contents
Total hydrogen production capacity in each scenario
Total hydrogen production capacity (GW)
|  | 2020 | 2021 | 2022 | 2023 | 2024 | 2025 | 2026 | 2027 | 2028 | 2029 | 2030 | 2031 | 2032 | 2033 | 2034 | 2035 | 2036 | 2037 | 2038 | 2039 | 2040 | 2041 | 2042 | 2043 | 2044 | 2045 | 2046 | 2047 | 2048 | 2049 | 2050
| Consumer Transformation | 0.0034863 | 0.0093529 | 0.016052 | 0.022042 | 0.028875 | 0.036497 | 0.044947 | 0.13503 | 0.22156 | 0.3649 | 0.72844 | 1.1148 | 1.7555 | 2.4787 | 3.1579 | 3.8523 | 4.6351 | 5.325 | 5.8587 | 6.3234 | 7.0075 | 9.15 | 10.9614 | 12.7753 | 14.6725 | 16.2248 | 18.2134 | 19.86 | 21.9476 | 23.5161 | 25.6102
| System Transformation | 0.0034863 | 0.0085661 | 0.015733 | 0.023826 | 0.034669 | 0.44722 | 1.362 | 2.2406 | 3.2739 | 4.5032 | 6.0964 | 8.8906 | 11.5248 | 14.8039 | 17.7758 | 22.279 | 25.4571 | 29.339 | 33.1909 | 37.6079 | 41.556 | 47.0441 | 52.0573 | 57.832 | 63.04 | 69.1736 | 72.3597 | 75.259 | 78.1597 | 81.1342 | 82.7912
| Leading the Way | 0.0034863 | 0.0089706 | 0.01544 | 0.021458 | 0.066582 | 1.3724 | 2.3206 | 3.406 | 4.8708 | 7.27 | 10.0224 | 11.3563 | 12.6067 | 14.0586 | 15.9335 | 17.4081 | 18.7489 | 20.1768 | 21.6718 | 23.7405 | 26.9768 | 31.6563 | 36.3542 | 40.9333 | 44.5598 | 48.2129 | 51.0376 | 54.1419 | 57.0691 | 59.9228 | 62.9273
| Falling Short | 0.0034863 | 0.0052558 | 0.0072854 | 0.0095789 | 0.012161 | 0.015054 | 0.063025 | 0.1104 | 0.16903 | 0.22794 | 0.32186 | 0.42401 | 0.53965 | 0.65371 | 0.7095 | 0.76627 | 0.82406 | 0.88594 | 0.94882 | 1.0115 | 1.0836 | 1.1567 | 1.2204 | 1.2844 | 1.3416 | 1.4275 | 1.7593 | 1.9771 | 2.0718 | 2.1845 | 2.2877
| 10 GW 2030 BESS Target | 10 | 10 | 10 | 10 | 10 | 10 | 10 | 10 | 10 | 10 | 10 | 10 | 10 | 10 | 10 | 10 | 10 | 10 | 10 | 10 | 10 | 10 | 10 | 10 | 10 | 10 | 10 | 10 | 10 | 10 | 10

## ES.H.07
ES.H.07: Hydrogen blending into the gas network
Return to: Main Menu
Return to: Chapter contents
Hydrogen blending into the gas network
Blending demand for hydrogen (TWh)
|  | 2020 | 2021 | 2022 | 2023 | 2024 | 2025 | 2026 | 2027 | 2028 | 2029 | 2030 | 2031 | 2032 | 2033 | 2034 | 2035 | 2036 | 2037 | 2038 | 2039 | 2040 | 2041 | 2042 | 2043 | 2044 | 2045 | 2046 | 2047 | 2048 | 2049 | 2050
| Consumer Transformation | 0 | 0 | 0 | 0 | 0 | 0 | 0 | 0 | 0 | 0 | 0 | 0 | 0 | 0 | 0 | 0 | 0 | 0 | 0 | 0 | 0 | 0 | 0 | 0 | 0 | 0 | 0 | 0 | 0 | 0 | 0
| System Transformation | 0 | 0 | 0 | 0 | 0 | 1.3884 | 4.5334 | 8.3071 | 13.2537 | 18.5667 | 22.0822 | 23 | 23.6714 | 24 | 24.3058 | 23.9414 | 19.9921 | 17.6851 | 14.6665 | 11.4299 | 10.1422 | 5.9702 | 3.8542 | 1.9 | 0 | 0 | 0 | 0 | 0 | 0 | 0
| Leading the Way | 0 | 0 | 0 | 0 | 0 | 4.1171 | 7.198 | 10.6309 | 14.7331 | 18.4814 | 21.7958 | 20.4276 | 19.0764 | 17.0744 | 14.5173 | 12.7466 | 7.4316 | 4.2978 | 1.3509 | 0 | 0 | 0 | 0 | 0 | 0 | 0 | 0 | 0 | 0 | 0 | 0
| Falling Short | 0 | 0 | 0 | 0 | 0 | 0 | 0 | 0 | 0 | 0 | 0 | 0 | 0 | 0 | 0 | 0 | 0 | 0 | 0 | 0 | 0 | 0 | 0 | 0 | 0 | 0 | 0 | 0 | 0 | 0 | 0

## ES.H.08
ES.H.08: Electricity demand for hydrogen production (including offshore hydrogen production)
Return to: Main Menu
Return to: Chapter contents
Networked electricity demand for electrolysis (solid lines) and electrolysis connected to non-networked offshore wind (dashed lines)
Excludes nuclear connected electrolysis | Electricity demand for hydrogen production (including electrolysis connected to non-networked offshore wind) (TWh)
|  | 2020 | 2021 | 2022 | 2023 | 2024 | 2025 | 2026 | 2027 | 2028 | 2029 | 2030 | 2031 | 2032 | 2033 | 2034 | 2035 | 2036 | 2037 | 2038 | 2039 | 2040 | 2041 | 2042 | 2043 | 2044 | 2045 | 2046 | 2047 | 2048 | 2049 | 2050
| Consumer Transformation | 0.015033 | 0.040332 | 0.06922 | 0.095048 | 0.12451 | 0.15414 | 0.18982 | 0.57026 | 0.92577 | 1.5278 | 3.2777 | 4.9795 | 7.8554 | 10.8517 | 14.0561 | 17.2378 | 20.8171 | 23.965 | 26.4448 | 28.9979 | 32.0685 | 42.1198 | 49.931 | 57.8819 | 67.6721 | 75.8714 | 85.0459 | 92.999 | 102.8192 | 111.2924 | 116.9098
| System Transformation | 0.017048 | 0.041889 | 0.076937 | 0.11651 | 0.16954 | 2.0677 | 5.6159 | 8.1061 | 9.204 | 10.3019 | 10.9603 | 12.1889 | 13.4174 | 14.6459 | 15.8744 | 22.4355 | 24.4895 | 30.1823 | 34.81 | 43.4846 | 45.5774 | 57.0743 | 66.4096 | 79.3413 | 92.8751 | 107.8564 | 118.3088 | 127.5245 | 136.6541 | 144.7572 | 147.0083
| Leading the Way | 0.015033 | 0.038683 | 0.066581 | 0.092531 | 0.28712 | 5.6354 | 8.7227 | 12.2799 | 16.4327 | 24 | 31.6584 | 34.5398 | 35.458 | 36.9024 | 41.0088 | 42.2942 | 45.4544 | 47.6171 | 50.2671 | 52.3458 | 58.7704 | 72.5764 | 85.4969 | 97.9829 | 107.7398 | 115.351 | 124.49 | 132.2076 | 138.9875 | 147.2566 | 153.6478
| Falling Short | 0.017048 | 0.025701 | 0.035626 | 0.046842 | 0.05947 | 0.069601 | 0.29139 | 0.51044 | 0.78151 | 1.0539 | 1.4309 | 1.885 | 2.399 | 2.9061 | 2.9209 | 2.8917 | 2.9063 | 2.9209 | 2.9355 | 2.9501 | 2.9195 | 2.9339 | 2.9482 | 2.9626 | 2.977 | 3.1858 | 4.5576 | 5.4349 | 5.7951 | 6.2786 | 6.6866
| Consumer Transformation + non-networked generation | 0.015033 | 0.040332 | 0.06922 | 0.095048 | 0.12451 | 0.15414 | 0.18982 | 0.57026 | 0.92577 | 1.5278 | 3.2777 | 4.9795 | 7.8554 | 10.8517 | 14.0561 | 17.2378 | 20.8171 | 23.965 | 26.4448 | 28.9979 | 32.0685 | 42.1198 | 49.931 | 57.8819 | 67.6721 | 75.8714 | 85.0459 | 92.999 | 102.8192 | 111.2924 | 119.1256
| System Transformation + non-networked generation | 0.017048 | 0.041889 | 0.076937 | 0.11651 | 0.16954 | 2.0677 | 5.7121 | 8.2984 | 9.5998 | 11.0936 | 12.2281 | 14.6909 | 15.9517 | 18.783 | 20.6421 | 28.6744 | 32.3322 | 39.6059 | 46.1198 | 56.6854 | 61.234 | 75.4804 | 87.6503 | 105.579 | 123.0126 | 143.9589 | 156.5477 | 167.9047 | 179.2446 | 190.5652 | 195.3577
| Leading the Way + non-networked generation | 0.015033 | 0.038683 | 0.066581 | 0.092531 | 0.28712 | 5.7559 | 9.0843 | 13.0032 | 18.1202 | 27.0122 | 36.3989 | 39.6289 | 41.321 | 44.0567 | 49.5364 | 51.8962 | 56.2425 | 60.3484 | 64.7828 | 70.8386 | 80.6661 | 97.5805 | 114.3295 | 130.6093 | 143.3167 | 154.8719 | 164.9144 | 175.4455 | 185.2076 | 195.1203 | 204.0979
*Due to model iterations these values do not align directly with some data tables
Excludes some additional electricity demand for electrolysis used to produce hydrogen for export
Dotted line shows combined total of networked electricity and offshore wind electricity (which goes directly to floating electrolysis).

## ES.H.09
ES.H.09: Natural gas demand for hydrogen production
Return to: Main Menu
Return to: Chapter contents
Natural gas demand for methane reformation
Natural gas demand for hydrogen production by methane reformation (TWh)
|  | 2020 | 2021 | 2022 | 2023 | 2024 | 2025 | 2026 | 2027 | 2028 | 2029 | 2030 | 2031 | 2032 | 2033 | 2034 | 2035 | 2036 | 2037 | 2038 | 2039 | 2040 | 2041 | 2042 | 2043 | 2044 | 2045 | 2046 | 2047 | 2048 | 2049 | 2050
| Consumer Transformation | 0 | 0 | 0 | 0 | 0 | 0 | 0 | 0 | 0.026554 | 0.035405 | 0.044257 | 0.45536 | 0.86647 | 1.2776 | 1.6887 | 1.6887 | 1.6887 | 1.6887 | 1.6887 | 1.6887 | 1.6887 | 1.6887 | 1.6887 | 1.6887 | 1.6887 | 1.6887 | 1.6887 | 1.6887 | 1.6887 | 1.6887 | 1.6887
| System Transformation | 0 | 0 | 0 | 0 | 0 | 0 | 0.92378 | 3.8037 | 10.9953 | 19.6129 | 30.1591 | 46.7412 | 65.2621 | 85.5472 | 105.6749 | 126.828 | 146.34 | 164.6325 | 184.1445 | 199.998 | 217.071 | 230.4855 | 243.9 | 253.656 | 260.973 | 265.8944 | 265.8944 | 265.8944 | 265.8944 | 265.8944 | 265.8944
| Leading the Way | 0 | 0 | 0 | 0 | 0 | 0 | 1.355 | 2.5745 | 4.336 | 6.233 | 8.8075 | 13.802 | 21.642 | 28.455 | 32.52 | 34.5931 | 35.23 | 35.23 | 35.23 | 35.23 | 35.23 | 35.23 | 35.23 | 35.23 | 35.23 | 35.23 | 35.23 | 35.23 | 35.23 | 35.23 | 35.23
| Falling Short | 0 | 0 | 0 | 0 | 0 | 0 | 0 | 0 | 0 | 0 | 0 | 0 | 0 | 0 | 0.59154 | 1.1941 | 1.8082 | 2.4684 | 3.14 | 3.809 | 4.5844 | 5.3717 | 6.052 | 6.7366 | 7.3439 | 7.7235 | 7.859 | 8.0081 | 8.13 | 8.13 | 8.13

## ES.H.10
ES.H.10: Nuclear electricity demand for electrolysis
Return to: Main Menu
Return to: Chapter contents
Nuclear electricity demand for electrolysis
Nuclear Electricity demand for hydrogen production from electrolysis (TWh)
|  | 2020 | 2021 | 2022 | 2023 | 2024 | 2025 | 2026 | 2027 | 2028 | 2029 | 2030 | 2031 | 2032 | 2033 | 2034 | 2035 | 2036 | 2037 | 2038 | 2039 | 2040 | 2041 | 2042 | 2043 | 2044 | 2045 | 2046 | 2047 | 2048 | 2049 | 2050
| Consumer Transformation | 0 | 0 | 0 | 0 | 0 | 0 | 0 | 0 | 0 | 0 | 0 | 0.31633 | 0.63267 | 0.949 | 1.2653 | 1.5605 | 1.8726 | 2.1847 | 2.4968 | 2.8089 | 3.0787 | 3.6945 | 4.3102 | 4.926 | 5.5417 | 6.1237 | 6.736 | 7.3484 | 7.9608 | 8.5731 | 9.1347
| System Transformation | 0 | 0 | 0 | 0 | 0 | 0 | 0.24106 | 0.48211 | 0.72317 | 0.96422 | 1.1862 | 2.3725 | 3.5587 | 4.745 | 5.9312 | 7.0223 | 8.4268 | 9.8313 | 11.2357 | 12.6402 | 13.8544 | 15.0089 | 16.1634 | 17.3179 | 18.4725 | 19.5192 | 20.2081 | 20.897 | 21.5859 | 22.2748 | 22.8368
| Leading the Way | 0 | 0 | 0 | 0 | 0 | 0 | 0 | 0 | 0 | 0 | 0 | 0 | 0 | 0 | 0 | 0 | 0 | 0 | 0 | 0 | 0 | 0 | 0 | 0 | 0 | 0 | 0 | 0 | 0 | 0 | 0
| Falling Short | 0 | 0 | 0 | 0 | 0 | 0 | 0 | 0 | 0 | 0 | 0 | 0 | 0 | 0 | 0 | 0 | 0 | 0 | 0 | 0 | 0 | 0 | 0 | 0 | 0 | 0 | 0 | 0 | 0 | 0 | 0

## ES.H.11
ES.H.11: Bioresources demand for hydrogen production by gasification
Return to: Main Menu
Return to: Chapter contents
Bioresource demand for gasification
Bioresource demand for hydrogen production (TWh)
|  | 2020 | 2021 | 2022 | 2023 | 2024 | 2025 | 2026 | 2027 | 2028 | 2029 | 2030 | 2031 | 2032 | 2033 | 2034 | 2035 | 2036 | 2037 | 2038 | 2039 | 2040 | 2041 | 2042 | 2043 | 2044 | 2045 | 2046 | 2047 | 2048 | 2049 | 2050
| Consumer Transformation | 0 | 0 | 0 | 0 | 0 | 0 | 0 | 0 | 0 | 0 | 0 | 0 | 0 | 0 | 0 | 0 | 0 | 0 | 0 | 0 | 0 | 0 | 0 | 0 | 0 | 0 | 0 | 0 | 0 | 0 | 0
| System Transformation | 0 | 0 | 0 | 0 | 0 | 0 | 0 | 0 | 0 | 0 | 1.3772 | 5.128 | 8.974 | 12.82 | 16.666 | 19.23 | 20.512 | 21.794 | 23.076 | 24.358 | 30.768 | 35.896 | 41.024 | 42.306 | 42.306 | 42.306 | 42.306 | 42.306 | 42.306 | 42.306 | 42.306
| Leading the Way | 0 | 0 | 0 | 0 | 0 | 0 | 0.23161 | 0.46322 | 0.69483 | 0.92644 | 1.1581 | 2.1125 | 3.067 | 4.0214 | 4.9759 | 6.212 | 6.3537 | 6.7769 | 7.2002 | 7.6235 | 8.0468 | 8.4323 | 8.8178 | 9.2033 | 9.5887 | 9.9742 | 9.9742 | 9.9742 | 9.9742 | 9.9742 | 9.9742
| Falling Short | 0 | 0 | 0 | 0 | 0 | 0 | 0 | 0 | 0 | 0 | 0 | 0 | 0 | 0 | 0 | 0 | 0 | 0 | 0 | 0 | 0 | 0 | 0 | 0 | 0 | 0 | 0 | 0 | 0 | 0 | 0

## ES.H.12
ES.H.12: Hydrogen supply in Consumer Transformation
Return to: Main Menu
Return to: Chapter contents
Hydrogen supply in Consumer Transformation
Hydrogen supply in Consumer Transformation (TWh)
|  | 2020 | 2021 | 2022 | 2023 | 2024 | 2025 | 2026 | 2027 | 2028 | 2029 | 2030 | 2031 | 2032 | 2033 | 2034 | 2035 | 2036 | 2037 | 2038 | 2039 | 2040 | 2041 | 2042 | 2043 | 2044 | 2045 | 2046 | 2047 | 2048 | 2049 | 2050
| Methane reformation with CCUS | 0 | 0 | 0 | 0 | 0 | 0 | 0 | 0 | 0.019597 | 0.026129 | 0.032662 | 0.33606 | 0.63946 | 0.94286 | 1.2463 | 1.2463 | 1.2463 | 1.2463 | 1.2463 | 1.2463 | 1.2463 | 1.2463 | 1.2463 | 1.2463 | 1.2463 | 1.2463 | 1.2463 | 1.2463 | 1.2463 | 1.2463 | 1.2463
| Networked electrolysis | 0.012216 | 0.032773 | 0.056247 | 0.077234 | 0.10118 | 0.12788 | 0.15749 | 0.47314 | 0.7681 | 1.2676 | 2.7631 | 4.1977 | 6.622 | 9.1479 | 11.8492 | 14.7283 | 17.7865 | 20.4761 | 22.5949 | 24.7763 | 27.7763 | 36.4822 | 43.248 | 50.1347 | 58.6144 | 66.0794 | 74.0699 | 80.9965 | 89.5493 | 96.9289 | 102.387
| Non-networked electrolysis | 0 | 0 | 0 | 0 | 0 | 0 | 0 | 0 | 0 | 0 | 0 | 0 | 0 | 0 | 0 | 0 | 0 | 0 | 0 | 0 | 0 | 0 | 0 | 0 | 0 | 0 | 0 | 0 | 0 | 0 | 1.9405
| Biomass gasification | 0 | 0 | 0 | 0 | 0 | 0 | 0 | 0 | 0 | 0 | 0 | 0 | 0 | 0 | 0 | 0 | 0 | 0 | 0 | 0 | 0 | 0 | 0 | 0 | 0 | 0 | 0 | 0 | 0 | 0 | 0
| Nuclear electrolysis | 0 | 0 | 0 | 0 | 0 | 0 | 0 | 0 | 0 | 0 | 0 | 0.26667 | 0.53333 | 0.8 | 1.0667 | 1.3333 | 1.6 | 1.8667 | 2.1333 | 2.4 | 2.6667 | 3.2 | 3.7333 | 4.2667 | 4.8 | 5.3333 | 5.8667 | 6.4 | 6.9333 | 7.4667 | 8
| Imports | 0 | 0 | 0 | 0 | 0 | 0 | 0 | 0 | 0 | 0 | 0 | 0 | 0 | 0 | 0 | 0 | 0 | 0 | 0 | 0 | 0 | 0 | 0 | 0 | 0 | 0 | 0 | 0 | 0 | 0 | 0
| Total | 0.012216 | 0.032773 | 0.056247 | 0.077234 | 0.10118 | 0.12788 | 0.15749 | 0.47314 | 0.78769 | 1.2937 | 2.7957 | 4.8004 | 7.7948 | 10.8908 | 14.1621 | 17.3079 | 20.6328 | 23.5891 | 25.9745 | 28.4226 | 31.6892 | 40.9285 | 48.2276 | 55.6476 | 64.6607 | 72.659 | 81.1828 | 88.6428 | 97.7289 | 105.6419 | 113.5738
Scaled

## ES.H.13
ES.H.13: Hydrogen production capacity in Consumer Transformation
Return to: Main Menu
Return to: Chapter contents
Hydrogen production capacity in Consumer Transformation
Hydrogen production capacity in Consumer Transformation (GW)
|  | 2020 | 2021 | 2022 | 2023 | 2024 | 2025 | 2026 | 2027 | 2028 | 2029 | 2030 | 2031 | 2032 | 2033 | 2034 | 2035 | 2036 | 2037 | 2038 | 2039 | 2040 | 2041 | 2042 | 2043 | 2044 | 2045 | 2046 | 2047 | 2048 | 2049 | 2050
| Methane reformation with CCUS | 0 | 0 | 0 | 0 | 0 | 0 | 0 | 0 | 0.0023548 | 0.0031398 | 0.0039247 | 0.040382 | 0.076839 | 0.1133 | 0.14975 | 0.14975 | 0.14975 | 0.14975 | 0.14975 | 0.14975 | 0.14975 | 0.14975 | 0.14975 | 0.14975 | 0.14975 | 0.14975 | 0.14975 | 0.14975 | 0.14975 | 0.14975 | 0.14975
| Networked electrolysis | 0.0034863 | 0.0093529 | 0.016052 | 0.022042 | 0.028875 | 0.036497 | 0.044947 | 0.13503 | 0.21921 | 0.36176 | 0.72452 | 1.0364 | 1.6026 | 2.2513 | 2.856 | 3.5123 | 4.257 | 4.9088 | 5.4046 | 5.8312 | 6.4772 | 8.5437 | 10.2789 | 12.0168 | 13.8379 | 15.314 | 17.2266 | 18.797 | 20.8085 | 22.3009 | 23.5805
| Non-networked electrolysis | 0 | 0 | 0 | 0 | 0 | 0 | 0 | 0 | 0 | 0 | 0 | 0 | 0 | 0 | 0 | 0 | 0 | 0 | 0 | 0 | 0 | 0 | 0 | 0 | 0 | 0 | 0 | 0 | 0 | 0 | 0.73841
| Biomass gasification | 0 | 0 | 0 | 0 | 0 | 0 | 0 | 0 | 0 | 0 | 0 | 0 | 0 | 0 | 0 | 0 | 0 | 0 | 0 | 0 | 0 | 0 | 0 | 0 | 0 | 0 | 0 | 0 | 0 | 0 | 0
| Nuclear electrolysis | 0 | 0 | 0 | 0 | 0 | 0 | 0 | 0 | 0 | 0 | 0 | 0.038052 | 0.076104 | 0.11416 | 0.15221 | 0.19026 | 0.22831 | 0.26636 | 0.30441 | 0.34247 | 0.38052 | 0.45662 | 0.53272 | 0.60883 | 0.68493 | 0.76104 | 0.83714 | 0.91324 | 0.98935 | 1.0654 | 1.1416
| Imports | 0 | 0 | 0 | 0 | 0 | 0 | 0 | 0 | 0 | 0 | 0 | 0 | 0 | 0 | 0 | 0 | 0 | 0 | 0 | 0 | 0 | 0 | 0 | 0 | 0 | 0 | 0 | 0 | 0 | 0 | 0
| Total | 0.0034863 | 0.0093529 | 0.016052 | 0.022042 | 0.028875 | 0.036497 | 0.044947 | 0.13503 | 0.22156 | 0.3649 | 0.72844 | 1.1148 | 1.7555 | 2.4787 | 3.1579 | 3.8523 | 4.6351 | 5.325 | 5.8587 | 6.3234 | 7.0075 | 9.15 | 10.9614 | 12.7753 | 14.6725 | 16.2248 | 18.2134 | 19.86 | 21.9476 | 23.5161 | 25.6102
Scaled

## ES.H.14
ES.H.14: Hydrogen supply in System Transformation
Return to: Main Menu
Return to: Chapter contents
Hydrogen supply in System Transformation
Hydrogen supply in System Transformation (TWh)
|  | 2020 | 2021 | 2022 | 2023 | 2024 | 2025 | 2026 | 2027 | 2028 | 2029 | 2030 | 2031 | 2032 | 2033 | 2034 | 2035 | 2036 | 2037 | 2038 | 2039 | 2040 | 2041 | 2042 | 2043 | 2044 | 2045 | 2046 | 2047 | 2048 | 2049 | 2050
| Methane reformation with CCUS | 0 | 0 | 0 | 0 | 0 | 0 | 0.75751 | 3.1191 | 9.0162 | 16.0827 | 24.7307 | 38.3282 | 53.5154 | 70.1494 | 86.6543 | 104 | 120 | 135 | 151 | 164 | 178 | 189 | 200 | 208 | 214 | 218.0356 | 218.0356 | 218.0356 | 218.0356 | 218.0356 | 218.0356
| Networked electrolysis | 0.012216 | 0.030016 | 0.055129 | 0.083485 | 0.12148 | 1.5671 | 4.2562 | 6.1435 | 6.9756 | 7.8076 | 8.6389 | 9.6073 | 10.5756 | 11.5439 | 12.5122 | 17.953 | 19.5965 | 24.152 | 27.8551 | 34.7965 | 37.0352 | 46.3773 | 53.9629 | 64.4709 | 75.4682 | 88.0958 | 96.6332 | 104.1604 | 111.6174 | 118.2359 | 120.7
| Non-networked electrolysis | 0 | 0 | 0 | 0 | 0 | 0 | 0.072867 | 0.14573 | 0.3 | 0.6 | 0.99925 | 1.9721 | 1.9976 | 3.2609 | 3.7579 | 4.9924 | 6.2758 | 7.5408 | 9.0501 | 10.5634 | 12.7222 | 14.9564 | 17.2597 | 21.3201 | 24.4891 | 29.4881 | 31.233 | 32.982 | 34.7874 | 37.4154 | 39.6969
| Biomass gasification | 0 | 0 | 0 | 0 | 0 | 0 | 0 | 0 | 0 | 0 | 1.0743 | 4 | 7 | 10 | 13 | 15 | 16 | 17 | 18 | 19 | 24 | 28 | 32 | 33 | 33 | 33 | 33 | 33 | 33 | 33 | 33
| Nuclear electrolysis | 0 | 0 | 0 | 0 | 0 | 0 | 0.2 | 0.4 | 0.6 | 0.8 | 1 | 2 | 3 | 4 | 5 | 6 | 7.2 | 8.4 | 9.6 | 10.8 | 12 | 13 | 14 | 15 | 16 | 17 | 17.6 | 18.2 | 18.8 | 19.4 | 20
| Imports | 0 | 0 | 0 | 0 | 0 | 0 | 0 | 0 | 0 | 0 | 0 | 0 | 0 | 0 | 0 | 0 | 0 | 0 | 0 | 0 | 0 | 0 | 0 | 0 | 0 | 0 | 0 | 0 | 0 | 0 | 0
| Total | 0.012216 | 0.030016 | 0.055129 | 0.083485 | 0.12148 | 1.5671 | 5.2866 | 9.8084 | 16.8918 | 25.2903 | 36.4432 | 55.9075 | 76.0886 | 98.9542 | 120.9244 | 147.9453 | 169.0723 | 192.0927 | 215.5052 | 239.1598 | 263.7573 | 291.3337 | 317.2227 | 341.7911 | 362.9572 | 385.6194 | 396.5018 | 406.3781 | 416.2404 | 426.0869 | 431.4325
Includes hydrogen supply for domestic hydrogen demand only, excludes hydrogen produced for hydrogen export (from electrolysis)

## ES.H.15
ES.H.15: Hydrogen production capacity in System Transformation
Return to: Main Menu
Return to: Chapter contents
Hydrogen production capacity in System Transformation
Hydrogen production capacity in System Transformation (GW)
|  | 2020 | 2021 | 2022 | 2023 | 2024 | 2025 | 2026 | 2027 | 2028 | 2029 | 2030 | 2031 | 2032 | 2033 | 2034 | 2035 | 2036 | 2037 | 2038 | 2039 | 2040 | 2041 | 2042 | 2043 | 2044 | 2045 | 2046 | 2047 | 2048 | 2049 | 2050
| Methane reformation with CCUS | 0 | 0 | 0 | 0 | 0 | 0 | 0.091024 | 0.3748 | 1.0834 | 1.9326 | 2.9717 | 4.6056 | 6.4306 | 8.4294 | 10.4127 | 12.497 | 14.4196 | 16.2221 | 18.1447 | 19.7068 | 21.3891 | 22.7109 | 24.0327 | 24.994 | 25.715 | 26.1999 | 26.1999 | 26.1999 | 26.1999 | 26.1999 | 26.1999
| Networked electrolysis | 0.0034863 | 0.0085661 | 0.015733 | 0.023826 | 0.034669 | 0.44722 | 1.2147 | 1.7533 | 1.9907 | 2.2282 | 2.4655 | 2.7418 | 3.0181 | 3.2945 | 3.5708 | 5.1236 | 5.5926 | 6.8927 | 7.9495 | 9.9305 | 10.5694 | 13.2355 | 15.4004 | 18.3992 | 21.5377 | 25.1415 | 27.578 | 29.7262 | 31.8543 | 33.7431 | 34.4463
| Non-networked electrolysis | 0 | 0 | 0 | 0 | 0 | 0 | 0.027727 | 0.055454 | 0.11416 | 0.22831 | 0.38023 | 0.75042 | 0.76012 | 1.2408 | 1.43 | 1.8997 | 2.388 | 2.8694 | 3.4437 | 4.0195 | 4.841 | 5.6912 | 6.5676 | 8.1127 | 9.3185 | 11.2207 | 11.8847 | 12.5502 | 13.2372 | 14.2372 | 15.1054
| Biomass gasification | 0 | 0 | 0 | 0 | 0 | 0 | 0 | 0 | 0 | 0 | 0.13626 | 0.50736 | 0.88787 | 1.2684 | 1.6489 | 1.9026 | 2.0294 | 2.1563 | 2.2831 | 2.4099 | 3.0441 | 3.5515 | 4.0589 | 4.1857 | 4.1857 | 4.1857 | 4.1857 | 4.1857 | 4.1857 | 4.1857 | 4.1857
| Nuclear electrolysis | 0 | 0 | 0 | 0 | 0 | 0 | 0.028539 | 0.057078 | 0.085616 | 0.11416 | 0.14269 | 0.28539 | 0.42808 | 0.57078 | 0.71347 | 0.85616 | 1.0274 | 1.1986 | 1.3699 | 1.5411 | 1.7123 | 1.855 | 1.9977 | 2.1404 | 2.2831 | 2.4258 | 2.5114 | 2.597 | 2.6826 | 2.7683 | 2.8539
| Imports | 0 | 0 | 0 | 0 | 0 | 0 | 0 | 0 | 0 | 0 | 0 | 0 | 0 | 0 | 0 | 0 | 0 | 0 | 0 | 0 | 0 | 0 | 0 | 0 | 0 | 0 | 0 | 0 | 0 | 0 | 0
| Total | 0.0034863 | 0.0085661 | 0.015733 | 0.023826 | 0.034669 | 0.44722 | 1.362 | 2.2406 | 3.2739 | 4.5032 | 6.0964 | 8.8906 | 11.5248 | 14.8039 | 17.7758 | 22.279 | 25.4571 | 29.339 | 33.1909 | 37.6079 | 41.556 | 47.0441 | 52.0573 | 57.832 | 63.04 | 69.1736 | 72.3597 | 75.259 | 78.1597 | 81.1342 | 82.7912

## ES.H.16
ES.H.16: Hydrogen supply in Leading the Way
Return to: Main Menu
Return to: Chapter contents
Hydrogen supply in Leading the Way
Hydrogen supply in Leading the Way (TWh)
|  | 2020 | 2021 | 2022 | 2023 | 2024 | 2025 | 2026 | 2027 | 2028 | 2029 | 2030 | 2031 | 2032 | 2033 | 2034 | 2035 | 2036 | 2037 | 2038 | 2039 | 2040 | 2041 | 2042 | 2043 | 2044 | 2045 | 2046 | 2047 | 2048 | 2049 | 2050
| Methane reformation with CCUS | 0 | 0 | 0 | 0 | 0 | 0 | 1 | 1.9 | 3.2 | 4.6 | 6.5 | 10.186 | 15.972 | 21 | 24 | 25.53 | 26 | 26 | 26 | 26 | 26 | 26 | 26 | 26 | 26 | 26 | 26 | 26 | 26 | 26 | 26
| Networked electrolysis | 0.012216 | 0.031433 | 0.054102 | 0.075189 | 0.2333 | 4.6756 | 7.2371 | 10.1884 | 13.6339 | 19.9124 | 26.6878 | 29.1168 | 29.8909 | 31.1085 | 34.5702 | 36.1369 | 38.837 | 40.6849 | 42.9491 | 44.7251 | 50.9042 | 62.8623 | 74.0534 | 84.8682 | 93.3192 | 100.4637 | 108.4232 | 115.1448 | 121.0497 | 128.2516 | 134.5613
| Non-networked electrolysis | 0 | 0 | 0 | 0 | 0 | 0.1 | 0.30003 | 0.60007 | 1.4001 | 2.4992 | 3.9963 | 4.2901 | 4.9425 | 6.031 | 7.1887 | 8.2041 | 9.2176 | 10.8779 | 12.4024 | 15.8006 | 18.9651 | 21.6574 | 24.9735 | 28.2595 | 30.8151 | 34.4203 | 35.2071 | 37.6575 | 40.2549 | 41.6863 | 44.183
| Biomass gasification | 0 | 0 | 0 | 0 | 0 | 0 | 0.1645 | 0.32899 | 0.49349 | 0.65798 | 0.82248 | 1.5004 | 2.1783 | 2.8561 | 3.534 | 4.4119 | 4.5125 | 4.8132 | 5.1138 | 5.4144 | 5.7151 | 5.9888 | 6.2626 | 6.5364 | 6.8102 | 7.084 | 7.084 | 7.084 | 7.084 | 7.084 | 7.084
| Nuclear electrolysis | 0 | 0 | 0 | 0 | 0 | 0 | 0 | 0 | 0 | 0 | 0 | 0 | 0 | 0 | 0 | 0 | 0 | 0 | 0 | 0 | 0 | 0 | 0 | 0 | 0 | 0 | 0 | 0 | 0 | 0 | 0
| Imports | 0 | 0 | 0 | 0 | 0 |  | 0 | 0 | 0 | 0 | 0 | 0 | 0 | 0 | 0 | 3 | 4 | 6 | 8 | 10 | 12 | 13.8 | 15.6 | 17.4 | 19.2 | 21 | 23.2 | 25.4 | 27.6 | 29.8 | 32
| Total | 0.012216 | 0.031433 | 0.054102 | 0.075189 | 0.2333 | 4.7756 | 8.7016 | 13.0175 | 18.7275 | 27.6696 | 38.0066 | 45.0933 | 52.9836 | 60.9957 | 69.2929 | 77.2829 | 82.5671 | 88.3759 | 94.4653 | 101.9402 | 113.5843 | 130.3086 | 146.8896 | 163.0642 | 176.1445 | 188.968 | 199.9143 | 211.2863 | 221.9885 | 232.8219 | 243.8283
Includes hydrogen supply for domestic hydrogen demand only, excludes hydrogen produced for hydrogen export (from electrolysis)
Scaled

## ES.H.17
ES.H.17: Hydrogen production capacity in Leading the Way
Return to: Main Menu
Return to: Chapter contents
Hydrogen production capacity in Leading the Way
Hydrogen production capacity in Leading the Way (GW)
|  | 2020 | 2021 | 2022 | 2023 | 2024 | 2025 | 2026 | 2027 | 2028 | 2029 | 2030 | 2031 | 2032 | 2033 | 2034 | 2035 | 2036 | 2037 | 2038 | 2039 | 2040 | 2041 | 2042 | 2043 | 2044 | 2045 | 2046 | 2047 | 2048 | 2049 | 2050
| Methane reformation with CCUS | 0 | 0 | 0 | 0 | 0 | 0 | 0.12016 | 0.22831 | 0.38452 | 0.55275 | 0.78106 | 1.224 | 1.9192 | 2.5234 | 2.8839 | 3.0678 | 3.1242 | 3.1242 | 3.1242 | 3.1242 | 3.1242 | 3.1242 | 3.1242 | 3.1242 | 3.1242 | 3.1242 | 3.1242 | 3.1242 | 3.1242 | 3.1242 | 3.1242
| Networked electrolysis | 0.0034863 | 0.0089706 | 0.01544 | 0.021458 | 0.066582 | 1.3344 | 2.0654 | 2.9077 | 3.891 | 5.6828 | 7.6164 | 8.3096 | 8.5305 | 8.878 | 9.8659 | 10.313 | 11.0836 | 11.611 | 12.2572 | 12.764 | 14.5274 | 17.9402 | 21.134 | 24.2204 | 26.6322 | 28.6711 | 30.9427 | 32.861 | 34.5461 | 36.6015 | 38.4022
| Non-networked electrolysis | 0 | 0 | 0 | 0 | 0 | 0.038052 | 0.11417 | 0.22834 | 0.53276 | 0.951 | 1.5207 | 1.6325 | 1.8807 | 2.2949 | 2.7354 | 3.1218 | 3.5075 | 4.1392 | 4.7193 | 6.0124 | 7.2165 | 8.241 | 9.5029 | 10.7532 | 11.7257 | 13.0975 | 13.3969 | 14.3294 | 15.3177 | 15.8624 | 16.8124
| Biomass gasification | 0 | 0 | 0 | 0 | 0 | 0 | 0.020865 | 0.041729 | 0.062594 | 0.083458 | 0.10432 | 0.19031 | 0.27629 | 0.36227 | 0.44825 | 0.5596 | 0.57237 | 0.6105 | 0.64863 | 0.68676 | 0.72489 | 0.75962 | 0.79435 | 0.82907 | 0.8638 | 0.89852 | 0.89852 | 0.89852 | 0.89852 | 0.89852 | 0.89852
| Nuclear electrolysis | 0 | 0 | 0 | 0 | 0 | 0 | 0 | 0 | 0 | 0 | 0 | 0 | 0 | 0 | 0 | 0 | 0 | 0 | 0 | 0 | 0 | 0 | 0 | 0 | 0 | 0 | 0 | 0 | 0 | 0 | 0
| Imports | 0 | 0 | 0 | 0 | 0 | 0 | 0 | 0 | 0 | 0 | 0 | 0 | 0 | 0 | 0 | 0.34593 | 0.46123 | 0.69185 | 0.92247 | 1.1531 | 1.3837 | 1.5913 | 1.7988 | 2.0064 | 2.2139 | 2.4215 | 2.6752 | 2.9288 | 3.1825 | 3.4362 | 3.6899
| Total | 0.0034863 | 0.0089706 | 0.01544 | 0.021458 | 0.066582 | 1.3724 | 2.3206 | 3.406 | 4.8708 | 7.27 | 10.0224 | 11.3563 | 12.6067 | 14.0586 | 15.9335 | 17.4081 | 18.7489 | 20.1768 | 21.6718 | 23.7405 | 26.9768 | 31.6563 | 36.3542 | 40.9333 | 44.5598 | 48.2129 | 51.0376 | 54.1419 | 57.0691 | 59.9228 | 62.9273
Scaled

## ES.H.18
ES.H.18: Hydrogen supply in Falling Short
Return to: Main Menu
Return to: Chapter contents
Hydrogen supply in Falling Short
Hydrogen supply in Falling Short (TWh)
|  | 2020 | 2021 | 2022 | 2023 | 2024 | 2025 | 2026 | 2027 | 2028 | 2029 | 2030 | 2031 | 2032 | 2033 | 2034 | 2035 | 2036 | 2037 | 2038 | 2039 | 2040 | 2041 | 2042 | 2043 | 2044 | 2045 | 2046 | 2047 | 2048 | 2049 | 2050
| Methane reformation with CCUS | 0 | 0 | 0 | 0 | 0 | 0 | 0 | 0 | 0 | 0 | 0 | 0 | 0 | 0 | 0.43656 | 0.88129 | 1.3345 | 1.8217 | 2.3173 | 2.8111 | 3.3833 | 3.9644 | 4.4664 | 4.9716 | 5.4199 | 5.7 | 5.8 | 5.91 | 6 | 6 | 6
| Networked electrolysis | 0.012216 | 0.018416 | 0.025528 | 0.033564 | 0.042613 | 0.05275 | 0.22084 | 0.38686 | 0.59229 | 0.7987 | 1.1278 | 1.4857 | 1.8909 | 2.2906 | 2.3023 | 2.3139 | 2.3256 | 2.3373 | 2.349 | 2.3606 | 2.3723 | 2.384 | 2.3957 | 2.4073 | 2.419 | 2.6021 | 3.7226 | 4.4392 | 4.7333 | 5.1283 | 5.49
| Non-networked electrolysis | 0 | 0 | 0 | 0 | 0 | 0 | 0 | 0 | 0 | 0 | 0 | 0 | 0 | 0 | 0 | 0 | 0 | 0 | 0 | 0 | 0 | 0 | 0 | 0 | 0 | 0 | 0 | 0 | 0 | 0 | 0
| Biomass gasification | 0 | 0 | 0 | 0 | 0 | 0 | 0 | 0 | 0 | 0 | 0 | 0 | 0 | 0 | 0 | 0 | 0 | 0 | 0 | 0 | 0 | 0 | 0 | 0 | 0 | 0 | 0 | 0 | 0 | 0 | 0
| Nuclear electrolysis | 0 | 0 | 0 | 0 | 0 | 0 | 0 | 0 | 0 | 0 | 0 | 0 | 0 | 0 | 0 | 0 | 0 | 0 | 0 | 0 | 0 | 0 | 0 | 0 | 0 | 0 | 0 | 0 | 0 | 0 | 0
| Imports | 0 | 0 | 0 | 0 | 0 | 0 | 0 | 0 | 0 | 0 | 0 | 0 | 0 | 0 | 0 | 0 | 0 | 0 | 0 | 0 | 0 | 0 | 0 | 0 | 0 | 0 | 0 | 0 | 0 | 0 | 0
| Total | 0.012216 | 0.018416 | 0.025528 | 0.033564 | 0.042613 | 0.05275 | 0.22084 | 0.38686 | 0.59229 | 0.7987 | 1.1278 | 1.4857 | 1.8909 | 2.2906 | 2.7388 | 3.1952 | 3.6601 | 4.159 | 4.6663 | 5.1717 | 5.7556 | 6.3484 | 6.8621 | 7.379 | 7.8389 | 8.3021 | 9.5226 | 10.3492 | 10.7333 | 11.1283 | 11.49
Scaled

## ES.H.19
ES.H.19: Hydrogen production capacity in Falling Short
Return to: Main Menu
Return to: Chapter contents
Hydrogen production capacity in Falling Short
Hydrogen production capacity in Falling Short (GW)
|  | 2020 | 2021 | 2022 | 2023 | 2024 | 2025 | 2026 | 2027 | 2028 | 2029 | 2030 | 2031 | 2032 | 2033 | 2034 | 2035 | 2036 | 2037 | 2038 | 2039 | 2040 | 2041 | 2042 | 2043 | 2044 | 2045 | 2046 | 2047 | 2048 | 2049 | 2050
| Methane reformation with CCUS | 0 | 0 | 0 | 0 | 0 | 0 | 0 | 0 | 0 | 0 | 0 | 0 | 0 | 0 | 0.052459 | 0.1059 | 0.16036 | 0.2189 | 0.27846 | 0.33779 | 0.40655 | 0.47637 | 0.5367 | 0.59741 | 0.65127 | 0.68493 | 0.69695 | 0.71017 | 0.72098 | 0.72098 | 0.72098
| Networked electrolysis | 0.0034863 | 0.0052558 | 0.0072854 | 0.0095789 | 0.012161 | 0.015054 | 0.063025 | 0.1104 | 0.16903 | 0.22794 | 0.32186 | 0.42401 | 0.53965 | 0.65371 | 0.65704 | 0.66037 | 0.6637 | 0.66704 | 0.67037 | 0.6737 | 0.67703 | 0.68036 | 0.68369 | 0.68702 | 0.69036 | 0.74261 | 1.0624 | 1.2669 | 1.3508 | 1.4636 | 1.5668
| Non-networked electrolysis | 0 | 0 | 0 | 0 | 0 | 0 | 0 | 0 | 0 | 0 | 0 | 0 | 0 | 0 | 0 | 0 | 0 | 0 | 0 | 0 | 0 | 0 | 0 | 0 | 0 | 0 | 0 | 0 | 0 | 0 | 0
| Biomass gasification | 0 | 0 | 0 | 0 | 0 | 0 | 0 | 0 | 0 | 0 | 0 | 0 | 0 | 0 | 0 | 0 | 0 | 0 | 0 | 0 | 0 | 0 | 0 | 0 | 0 | 0 | 0 | 0 | 0 | 0 | 0
| Nuclear electrolysis | 0 | 0 | 0 | 0 | 0 | 0 | 0 | 0 | 0 | 0 | 0 | 0 | 0 | 0 | 0 | 0 | 0 | 0 | 0 | 0 | 0 | 0 | 0 | 0 | 0 | 0 | 0 | 0 | 0 | 0 | 0
| Imports | 0 | 0 | 0 | 0 | 0 | 0 | 0 | 0 | 0 | 0 | 0 | 0 | 0 | 0 | 0 | 0 | 0 | 0 | 0 | 0 | 0 | 0 | 0 | 0 | 0 | 0 | 0 | 0 | 0 | 0 | 0
| Total | 0.0034863 | 0.0052558 | 0.0072854 | 0.0095789 | 0.012161 | 0.015054 | 0.063025 | 0.1104 | 0.16903 | 0.22794 | 0.32186 | 0.42401 | 0.53965 | 0.65371 | 0.7095 | 0.76627 | 0.82406 | 0.88594 | 0.94882 | 1.0115 | 1.0836 | 1.1567 | 1.2204 | 1.2844 | 1.3416 | 1.4275 | 1.7593 | 1.9771 | 2.0718 | 2.1845 | 2.2877
Scaled

## ES.H.a
ES.H.a: H2 sensitivity analysis
Return to: Main Menu
Return to: Chapter contents
Blending Profiles for System Transformation (TWh)
Blending Profiles for System Transformation (TWh)
|  | 2020 | 2021 | 2022 | 2023 | 2024 | 2025 | 2026 | 2027 | 2028 | 2029 | 2030 | 2031 | 2032 | 2033 | 2034 | 2035 | 2036 | 2037 | 2038 | 2039 | 2040 | 2041 | 2042 | 2043 | 2044 | 2045 | 2046 | 2047 | 2048 | 2049 | 2050
| I&C demand comes forward 5yrs | 0 | 0 | 0 | 0 | 0 | 0 | 0 | 0 | 0 | 0 | 0 | 0 | 0 | 0 | 0 | 0 | 0 | 0 | 0 | 0 | 0 | 0 | 0 | 0 | 0 | 0 | 0 | 0 | 0 | 0 | 0
| I&C demand comes forward 4yrs | 0 | 0 | 0 | 0 | 0 | 0.38354 | 1.2523 | 2.2948 | 3.6612 | 5.1289 | 6.1 | 6.3535 | 6.539 | 6.6298 | 6.7142 | 6.6136 | 5.5226 | 4.8854 | 4.0515 | 3.1574 | 2.8017 | 1.6492 | 1.0647 | 0.52486 | 0 | 0 | 0 | 0 | 0 | 0 | 0
| I&C demand comes forward 3yrs | 0 | 0 | 0 | 0 | 0 | 0.91168 | 2.9768 | 5.4548 | 8.7029 | 12.1916 | 14.5 | 15.1027 | 15.5436 | 15.7593 | 15.9601 | 15.7208 | 13.1276 | 11.6127 | 9.6306 | 7.5053 | 6.6598 | 3.9202 | 2.5308 | 1.2476 | 0 | 0 | 0 | 0 | 0 | 0 | 0
| FES 2022 Scenario | 0 | 0 | 0 | 0 | 0 | 1.3895 | 4.5371 | 8.3138 | 13.2644 | 18.5816 | 22.1 | 23.0185 | 23.6905 | 24.0194 | 24.3254 | 23.9607 | 20.0083 | 17.6994 | 14.6783 | 11.4392 | 10.1504 | 5.975 | 3.8574 | 1.9015 | 0 | 0 | 0 | 0 | 0 | 0 | 0
Blending Profiles for Leading the Way (TWh)
|  | 2020 | 2021 | 2022 | 2023 | 2024 | 2025 | 2026 | 2027 | 2028 | 2029 | 2030 | 2031 | 2032 | 2033 | 2034 | 2035 | 2036 | 2037 | 2038 | 2039 | 2040 | 2041 | 2042 | 2043 | 2044 | 2045 | 2046 | 2047 | 2048 | 2049 | 2050
| I&C demand comes forward 4yrs | 0 | 0 | 0 | 0 | 0 | 0 | 0 | 0 | 0 | 0 | 0 | 0 | 0 | 0 | 0 | 0 | 0 | 0 | 0 | 0 | 0 | 0 | 0 | 0 | 0 | 0 | 0 | 0 | 0 | 0 | 0
| I&C demand comes forward 3yrs | 0 | 0 | 0 | 0 | 0 | 1.4545 | 2.5429 | 3.7557 | 5.2049 | 6.5291 | 7.7 | 7.2166 | 6.7393 | 6.032 | 5.1287 | 4.5031 | 2.6254 | 1.5183 | 0.47725 | 0 | 0 | 0 | 0 | 0 | 0 | 0 | 0 | 0 | 0 | 0 | 0
| I&C demand comes forward 2yrs | 0 | 0 | 0 | 0 | 0 | 2.4556 | 4.2932 | 6.3407 | 8.7875 | 11.0231 | 13 | 12.1839 | 11.378 | 10.184 | 8.6588 | 7.6027 | 4.4326 | 2.5634 | 0.80575 | 0 | 0 | 0 | 0 | 0 | 0 | 0 | 0 | 0 | 0 | 0 | 0
| FES 2022 Scenario | 0 | 0 | 0 | 0 | 0 | 4.1179 | 7.1994 | 10.6329 | 14.736 | 18.4849 | 21.8 | 20.4315 | 19.0801 | 17.0777 | 14.5201 | 12.7491 | 7.4331 | 4.2986 | 1.3512 | 0 | 0 | 0 | 0 | 0 | 0 | 0 | 0 | 0 | 0 | 0 | 0
Blended gas required in 2030 to achieve 10GW production target (TWh)
2030
| I&C demand 5 years earlier than FES 2022 | 2020: 0
| I&C demand 4 years earlier than FES 2022 | 2020: 6.1
| I&C demand 3 years earlier than FES 2022 | 2020: 14.5
Blending Profiles for Leading the Way (TWh) | FES 2022 | 2020: 22.1
System Transformation
| I&C demand 4 years earlier than FES 2022 | 2020: 0
| I&C demand 3 years earlier than FES 2022 | 2020: 7.7
| I&C demand 2 years earlier than FES 2022 | 2020: 13
| FES 2022 | 2020: 21.8
Leading the Way
Blended gas required in 2030 to achieve 10GW production target (TWh)

## Electricity Supply ->
The Energy System: Electricity Supply
Chapter Section | Subsection | Figure Title | Figure Number
The Energy System | Electricity Supply -> | ES.E.01: Installed generation capacity, peak demand and percentage of decentralised generation capacity (GW) | ES.E.01
|  | ES.E.02: Historical power sector carbon intensity, constrained network (gCO2/KWh) | ES.E.02
|  | ES.E.03: Electricity generation capacity (GW) and output (TWh) in 2021 | ES.E.03
|  | ES.E.04: Wind and solar generation capacity by region (GW) | ES.E.04
|  | ES.E.05: Locations of electricity generation output and demand in Leading the Way | ES.E.05
|  | ES.E.06: Installed renewable generation capacity by scenario (GW) | ES.E.06
|  | ES.E.07: Electricity output by technology (excluding non-networked wind and solar) | ES.E.07
|  | ES.E.08 & ES.E.09: Load Factor, Capacity (GW) and Generation (TWh) in 2030 and 2050 | ES.E.08-09
|  | ES.E.10: Power sector carbon intensity | ES.E.10
|  | ES.E.11: Installed wind generation capacity by type (GW) | ES.E.11
|  | ES.E.12: Total wind generation capacity by year | ES.E.12
|  | ES.E.13: Installed offshore wind generation capacity (GW) | ES.E.13
|  | ES.E.14: Installed onshore wind generation capacity (GW) | ES.E.14
|  | ES.E.15: Increase in offshore wind generation capacity pipeline between FES 2021 and FES 2022 | ES.E.15
|  | ES.E.16: Installed solar generation capacity (GW) | ES.E.16
|  | ES.E.17: Installed unabated natural gas generation capacity (GW) | ES.E.17
|  | ES.E.18: Installed abated (CCUS) natural gas generation capacity (GW) | ES.E.18
|  | ES.E.19: Installed BECCS generation capacity (GW) | ES.E.19
|  | ES.E.20: Unabated biomass electricity generation capacity (GW) | ES.E.20
|  | ES.E.21: Installed nuclear generation capacity (GW) | ES.E.21
|  | ES.E.22: Nuclear plant decommissioning as shown by installed nuclear capacity of existing fleet (GW) | ES.E.22
|  | ES.E.23: Installed hydrogen generation capacity (GW) | ES.E.23
|  | ES.E.24: Installed marine generation capacity (GW) | ES.E.24
|  | ES.E.25: Installed interconnector capacity (GW) | ES.E.25
|  | ES.E.26: Electricity storage capacity, excluding V2G and hydrogen (GW) | ES.E.26

## ES.E.01
ES.E.01: Installed generation capacity, peak demand and percentage of decentralised generation capacity (GW)
Return to: Main Menu
Return to: Chapter contents
|  |  | 2030 |  |  |  | 2050
|  |  | Consumer Transformation | System Transformation | Leading the Way | Falling Short | Consumer Transformation | System Transformation | Leading the Way | Falling Short
|  | 2021 | CT | ST | LW | FS | CT | ST | LW | FS
| Interconnectors | 6.06 | 13.1 | 13.1 | 19.45 | 13.1 | 21.95 | 15.9 | 27.35 | 13.1
| Biomass | 4.0477 | 3.5269 | 3.7202 | 2.901 | 4.8133 | 0.29488 | 1.2727 | 0.33696 | 4.6733
| BECCS | 0 | 1.1 | 0.55 | 1.1 | 0 | 11.8 | 10 | 2.8 | 5.2
| Nuclear | 7.636 | 4.57 | 4.57 | 4.57 | 4.57 | 15.272 | 12.922 | 8.12 | 14.49
| Hydrogen | 0 | 1.2045 | 1.3797 | 0.96037 | 0 | 18.8426 | 21.9502 | 17.5763 | 1.8
| Fossil fuel | 40.5166 | 32.9531 | 32.7911 | 19.2427 | 45.4051 | 0 | 0 | 0 | 40.9032
| Gas CCUS | 0 | 3.27 | 3.27 | 2.41 | 0 | 3.27 | 14.07 | 4.21 | 23.07
| Solar | 13.2431 | 31.3483 | 25.2078 | 41.9962 | 17.3011 | 79.2873 | 57.4165 | 91.8066 | 34.2956
| Offshore wind | 13.062 | 44.5275 | 40.439 | 50.9475 | 31.288 | 110.3076 | 97.4991 | 89.0576 | 73.9891
| Onshore wind | 13.3114 | 28.6219 | 24.6693 | 30.7707 | 21.1712 | 47.2256 | 34.1335 | 44.7747 | 29.4581
| Other renewables | 5.0764 | 6.5194 | 6.0237 | 6.497 | 6.2858 | 10.9409 | 12.8482 | 6.1436 | 8.492
| Storage | 3.9728 | 18.9774 | 15.1944 | 28.4706 | 12.0338 | 45.8909 | 32.2648 | 51.3263 | 22.3985
| FES ACS Peak System Demand | 58.8 | 68.5 | 63.8 | 62.7 | 67.4 | 112.9 | 100.8 | 97.5 | 114.2
Note: storage excludes vehicle-to-grid
Fossil fuel is made up of:
| Gas | 34.8477 | 32.5559 | 32.3939 | 19.1069 | 44.7531 | 0 | 0 | 0 | 40.8604
| Coal | 4.24 | 0 | 0 | 0 | 0 | 0 | 0 | 0 | 0
| Other thermal | 1.4289 | 0.39722 | 0.39722 | 0.1358 | 0.65198 | 0 | 0 | 0 | 0.0428
Other renewables is made up of:
| Waste | 1.68 | 2.2608 | 2.3854 | 2.3438 | 2.97 | 0.98047 | 1.2362 | 0.89057 | 2.6771
| Hydro | 2.0493 | 2.2026 | 2.1012 | 2.1012 | 2.0676 | 2.5135 | 2.2067 | 2.2067 | 2.0856
| Marine | 0.053357 | 0.33916 | 0.14106 | 0.28616 | 0.090457 | 5.6242 | 8.2661 | 1.0952 | 3.1385
| Other renewables | 1.2938 | 1.7168 | 1.3961 | 1.7658 | 1.1577 | 1.8228 | 1.1393 | 1.9512 | 0.59093
Excluded from the chart:
| V2G | 0 | 0 | 0 | 0 | 0 | 0 | 0 | 0 | 0
Split between transmission and decentralised:
| Transmission | 74.724 | 132.9551 | 123.1169 | 146.713 | 113.7095 | 238.7236 | 222.3063 | 202.0378 | 210.5048
| Decentralised | 32.2018 | 56.764 | 47.7983 | 62.6032 | 42.2586 | 126.3582 | 87.9706 | 141.4644 | 61.3651
| Proportion decentralsied | 30.12% | 29.92% | 27.97% | 29.91% | 27.09% | 34.61% | 28.35% | 41.18% | 22.57%
2030
2050

## ES.E.02
ES.E.02: Historical power sector carbon intensity, constrained network (gCO2/KWh)
Return to: Main Menu
Return to: Chapter contents
Historical monthly average power sector carbon intensity, constrained network (gCO2/KWh)
| Historical monthly average power sector carbon intensity, constrained network (gCO2/KWh) |  | 2013-01-01 | 2014-01-01 | 2015-01-01 | 2016-01-01 | 2017-01-01 | 2018-01-01 | 2019-01-01 | 2020-01-01 | 2021-01-01 | 2022-01-01
|  | Jan | 572 | 516 | 478 | 428 | 382 | 254 | 277 | 208 | 218 | 185
|  | Feb | 585 | 500 | 504 | 444 | 322 | 293 | 218 | 177 | 180 | 127
|  | Mar | 590 | 532 | 497 | 437 | 261 | 319 | 198 | 191 | 184 | 187
|  | Apr | 534 | 506 | 458 | 390 | 233 | 228 | 213 | 178 | 200 | 181
|  | May | 548 | 462 | 380 | 269 | 229 | 216 | 209 | 143 | 179
|  | Jun | 505 | 411 | 387 | 283 | 211 | 238 | 215 | 174 | 171
|  | Jul | 490 | 385 | 397 | 249 | 225 | 248 | 222 | 185 | 208
|  | Aug | 477 | 373 | 443 | 232 | 215 | 219 | 183 | 206 | 182
|  | Sep | 511 | 514 | 435 | 254 | 244 | 223 | 177 | 194 | 204
|  | Oct | 512 | 496 | 480 | 313 | 233 | 234 | 201 | 156 | 151
|  | Nov | 520 | 542 | 447 | 337 | 316 | 264 | 240 | 178 | 181
|  | Dec | 500 | 487 | 404 | 327 | 319 | 243 | 220 | 185 | 192
Historic carbon intensity data from the ESO Carbon Intensity data portal
https://www.carbonintensity.org.uk/
Note: This is real data reflecting network constraints. Future scenario data assumes an unconstrained network
| Historical yearly average power sector carbon intensity, constrained network (gCO2/KWh) | Historical yearly average power sector carbon intensity, constrained network (gCO2/KWh)
|  |  | 2013-01-01 | 2014-01-01 | 2015-01-01 | 2016-01-01 | 2017-01-01 | 2018-01-01 | 2019-01-01 | 2020-01-01 | 2021-01-01 | 2022-01-01
|  | Historic average (gCO2/kWh) | 528.6667 | 477 | 442.5 | 330.25 | 265.8333 | 248.25 | 214.4167 | 181.25 | 187.5 | 170

## ES.E.03
ES.E.03: Electricity generation capacity (GW) and output (TWh) in 2021
Return to: Main Menu
Return to: Chapter contents
Electricity generation capacity (GW) and output (TWh) in 2021
|  | GW | TWh
|  | 2021 | 2021
| Interconnectors | 6.06 | 35.5961
| Biomass | 4.0477 | 15.355
| Fossil Fuel | 40.5166 | 57.5472
| Nuclear | 7.636 | 50.963
| Offshore wind | 13.062 | 52.9887
| Onshore wind | 13.3114 | 45.4617
| Solar | 13.2431 | 13.7949
| Other renewables | 5.0764 | 24.9928
Includes grid-connected generation only and excludes storage
|  | TRUE | TRUE
Generation output (TWh)

## ES.E.04
ES.E.04: Wind and solar generation capacity by region (GW)
Return to: Main Menu
Return to: Chapter contents
| Wales - Leading the Way |  |  |  | Scotland - Leading the Way
|  | 2021 | 2030 | 2050 |  | 2021 | 2030 | 2050
| Off Shore Wind Capacity | 1 | 9 | 15 | Off Shore Wind Capacity | 2 | 15 | 36
| Solar PV Capacity | 1 | 4 | 7 | Solar PV Capacity | 1 | 2 | 8
| On Shore Wind Capacity | 1 | 3 | 6 | On Shore Wind Capacity | 9 | 23 | 28
| Midlands - Leading the Way |  |  |  | North England - Leading the Way
|  | 2021 | 2030 | 2050 |  | 2021 | 2030 | 2050
| Off Shore Wind Capacity | 3 | 10 | 13 | Off Shore Wind Capacity | 6 | 14 | 21
| Solar PV Capacity | 3 | 8 | 19 | Solar PV Capacity | 3 | 9 | 20
| On Shore Wind Capacity | 0 | 1 | 2 | On Shore Wind Capacity | 2 | 3 | 7
| South West - Leading the Way |  |  |  | South East - Leading the Way
|  | 2021 | 2030 | 2050 |  | 2021 | 2030 | 2050
| Off Shore Wind Capacity | 0 | 0 | 1 | Off Shore Wind Capacity | 2 | 2 | 3
| Solar PV Capacity | 3 | 9 | 17 | Solar PV Capacity | 3 | 10 | 20
| On Shore Wind Capacity | 0 | 1 | 1 | On Shore Wind Capacity | 1 | 1 | 2
| Wales - Consumer Transformation |  |  |  | Scotland - Consumer Transformation
|  | 2021 | 2030 | 2050 |  | 2021 | 2030 | 2050
| Off Shore Wind Capacity | 1 | 7 | 16 | Off Shore Wind Capacity | 2 | 10 | 38
| Solar PV Capacity | 1 | 3 | 6 | Solar PV Capacity | 1 | 2 | 7
| On Shore Wind Capacity | 1 | 2 | 5 | On Shore Wind Capacity | 9 | 21 | 28
| Midlands - Consumer Transformation |  |  |  | North England - Consumer Transformation
|  | 2021 | 2030 | 2050 |  | 2021 | 2030 | 2050
| Off Shore Wind Capacity | 3 | 11 | 14 | Off Shore Wind Capacity | 6 | 14 | 27
| Solar PV Capacity | 3 | 7 | 17 | Solar PV Capacity | 3 | 7 | 18
| On Shore Wind Capacity | 0 | 1 | 2 | On Shore Wind Capacity | 2 | 3 | 8
| South West - Consumer Transformation |  |  |  | South East - Consumer Transformation
|  | 2021 | 2030 | 2050 |  | 2021 | 2030 | 2050
| Off Shore Wind Capacity | 0 | 0 | 4 | Off Shore Wind Capacity | 2 | 2 | 10
| Solar PV Capacity | 3 | 6 | 15 | Solar PV Capacity | 3 | 7 | 17
| On Shore Wind Capacity | 0 | 1 | 2 | On Shore Wind Capacity | 1 | 1 | 3
Scotland - System Transformation
| Wales - System Transformation |  |  |  |  | 2021 | 2030 | 2050
|  | 2021 | 2030 | 2050 | Off Shore Wind Capacity | 1.7 | 7 | 35
| Off Shore Wind Capacity | 1.1 | 6.2 | 13.2 | Solar PV Capacity | 0.5 | 1.4 | 5
| Solar PV Capacity | 1.1 | 2.2 | 4.9 | On Shore Wind Capacity | 8.9 | 19 | 24.3
| On Shore Wind Capacity | 1.2 | 1.8 | 3.1
North England - System Transformation
| Midlands - System Transformation |  |  |  |  | 2021 | 2030 | 2050
|  | 2021 | 2030 | 2050 | Off Shore Wind Capacity | 5.5 | 13.7 | 24.2
| Off Shore Wind Capacity | 2.5 | 11.2 | 14.1 | Solar PV Capacity | 2.5 | 4.9 | 12
| Solar PV Capacity | 3 | 5.3 | 11.7 | On Shore Wind Capacity | 1.8 | 2.1 | 3.7
| On Shore Wind Capacity | 0 | 1 | 1
South East - System Transformation
| South West - System Transformation |  |  |  |  | 2021 | 2030 | 2050
|  | 2021 | 2030 | 2050 | Off Shore Wind Capacity | 2.3 | 2.3 | 6.2
| Off Shore Wind Capacity | 0 | 0 | 4.1 | Solar PV Capacity | 2.9 | 6 | 12.8
| Solar PV Capacity | 3.3 | 5.4 | 11 | On Shore Wind Capacity | 1 | 1 | 1
| On Shore Wind Capacity | 0.4 | 0.5 | 0.8
| Wales - Falling Short |  |  |  | Scotland - Falling Short
|  | 2021 | 2030 | 2050 |  | 2021 | 2030 | 2050
| Off Shore Wind Capacity | 1.1 | 3.1 | 13.2 | Off Shore Wind Capacity | 1.7 | 5.1 | 26.9
| Solar PV Capacity | 1.1 | 1.6 | 3.5 | Solar PV Capacity | 0.5 | 1.1 | 3.4
| On Shore Wind Capacity | 1.2 | 1.3 | 2.4 | On Shore Wind Capacity | 8.9 | 16.4 | 21.8
| Midlands - Falling Short |  |  |  | North England - Falling Short
|  | 2021 | 2030 | 2050 |  | 2021 | 2030 | 2050
| Off Shore Wind Capacity | 2.5 | 9.9 | 11.8 | Off Shore Wind Capacity | 5.5 | 10.9 | 16.3
| Solar PV Capacity | 3 | 4.1 | 8 | Solar PV Capacity | 2.5 | 3.7 | 8.5
| On Shore Wind Capacity | 0.4 | 0.5 | 0.7 | On Shore Wind Capacity | 1.8 | 2 | 2.8
| South West - Falling Short |  |  |  | South East - Falling Short
|  | 2021 | 2030 | 2050 |  | 2021 | 2030 | 2050
| Off Shore Wind Capacity | 0 | 0 | 2.1 | Off Shore Wind Capacity | 2 | 2 | 3
| Solar PV Capacity | 3.3 | 4.1 | 7.4 | Solar PV Capacity | 2.9 | 4 | 8.8
| On Shore Wind Capacity | 0.4 | 0.4 | 0.6 | On Shore Wind Capacity | 0.5 | 0.6 | 1

## ES.E.05
ES.E.05: Locations of electricity generation output and demand in Leading the Way
Return to: Main Menu
Return to: Chapter contents
These values show where generation and demand is connected to the network, without constraints. Some generation is connected in a different region to where it is located.
|  |  | Leading the Way 2021 - aggregated |  |  |  | Leading the Way 2030 - aggregated
|  |  | Net flow | 64TWh |  |  | Net flow | 158TWh
|  | Scotland |  |  |  | Scotland
|  | 35.41 |  |  |  | 123.65
[5 empty] | North England |  |  |  | North England
[5 empty] | 26.58 |  |  |  | -4
[5 empty] | Midlands |  |  |  | Midlands
[5 empty] | -36.33 |  |  |  | -54.87
|  | Wales |  |  |  | Wales
|  | 2.4876 |  |  |  | 34.84
[5 empty] | SE England |  |  |  | SE England
[5 empty] | -19.48 |  |  |  | -98.45
|  | SW England |  |  |  | SW England
|  | -8.6806 |  |  |  | -1.16

## ES.E.06
ES.E.06: Installed renewable generation capacity by scenario (GW)
Return to: Main Menu
Return to: Chapter contents
Renewable generation capacity
Installed renewable generation capacity (GW)
|  |  | 2020-01-01 | 2021-01-01 | 2022-01-01 | 2023-01-01 | 2024-01-01 | 2025-01-01 | 2026-01-01 | 2027-01-01 | 2028-01-01 | 2029-01-01 | 2030-01-01 | 2031-01-01 | 2032-01-01 | 2033-01-01 | 2034-01-01 | 2035-01-01 | 2036-01-01 | 2037-01-01 | 2038-01-01 | 2039-01-01 | 2040-01-01 | 2041-01-01 | 2042-01-01 | 2043-01-01 | 2044-01-01 | 2045-01-01 | 2046-01-01 | 2047-01-01 | 2048-01-01 | 2049-01-01 | 2050-01-01
|  | Consumer Transformation |  | 47.0605 | 48.5636 | 51.4509 | 56.1011 | 65.934 | 72.066 | 82.1651 | 88.6574 | 99.4483 | 112.2832 | 123.4077 | 133.0387 | 139.1499 | 155.1904 | 162.3197 | 165.2821 | 174.1028 | 179.4265 | 187.768 | 196.7266 | 207.0591 | 214.2568 | 220.107 | 227.5598 | 232.7734 | 236.423 | 239.6234 | 242.6422 | 244.9028 | 247.0759
|  | System Transformation |  | 47.0605 | 48.4154 | 49.348 | 52.6146 | 58.1565 | 65.5906 | 70.9905 | 79.685 | 84.1688 | 97.6746 | 105.4405 | 115.3505 | 123.3485 | 128.8482 | 141.6458 | 146.5905 | 148.2505 | 154.2613 | 158.1636 | 163.0976 | 165.9004 | 173.7094 | 177.8283 | 180.6465 | 186.3926 | 190.2513 | 193.4609 | 198.6033 | 200.2767 | 201.9338
|  | Leading the Way |  | 47.0605 | 52.3191 | 56.8927 | 66.6848 | 75.9198 | 87.9857 | 95.2649 | 104.9544 | 118.2584 | 130.7686 | 144.4381 | 152.6943 | 168.9301 | 176.2367 | 180.3673 | 189.1315 | 191.7551 | 195.8165 | 202.3147 | 206.3346 | 210.0152 | 213.8201 | 217.6314 | 220.3768 | 222.5731 | 224.4845 | 226.1845 | 227.8886 | 229.5886 | 231.229
|  | Falling Short |  | 47.0605 | 47.938 | 48.1107 | 48.5846 | 51.1317 | 53.0366 | 57.4056 | 64.1811 | 70.828 | 77.8893 | 79.9919 | 86.3638 | 90.2404 | 97.2336 | 99.8645 | 111.4831 | 118.9481 | 123.6709 | 124.8026 | 125.667 | 131.6555 | 134.3378 | 135.9727 | 137.8151 | 139.8197 | 140.6009 | 141.4485 | 144.1404 | 147.4253 | 148.2311
|  | Five Year Forecast |  | 47.0605 | 48.4121 | 49.3454 | 52.6124 | 58.155 | 67.4119 | 71.6986 | 0 | 0 | 0 | 0 | 0 | 0 | 0 | 0 | 0 | 0 | 0 | 0 | 0 | 0 | 0 | 0 | 0 | 0 | 0 | 0 | 0 | 0 | 0
Excludes Energy from Waste (EfW)

## ES.E.07
ES.E.07: Electricity output by technology (excluding non-networked wind and solar)
Return to: Main Menu
Return to: Chapter contents
Consumer Transformation
Total generation output by technology (TWh)
|  | Year |  |  | 2021-04-01 | 2022-04-01 | 2023-04-01 | 2024-04-01 | 2025-04-01 | 2026-04-01 | 2027-04-01 | 2028-04-01 | 2029-04-01 | 2030-04-01 | 2031-04-01 | 2032-04-01 | 2033-04-01 | 2034-04-01 | 2035-04-01 | 2036-04-01 | 2037-04-01 | 2038-04-01 | 2039-04-01 | 2040-04-01 | 2041-04-01 | 2042-04-01 | 2043-04-01 | 2044-04-01 | 2045-04-01 | 2046-04-01 | 2047-04-01 | 2048-04-01 | 2049-04-01 | 2050-04-01
| Consumer Transformation | Interconnectors |  |  | 35.5961 | 34.671 | 2.7919 | 18.9984 | 18.2798 | 12.0277 | -4.6884 | -17.7056 | -30.7153 | -47.5885 | -56.0254 | -57.4009 | -63.3626 | -77.7584 | -88.2125 | -87.747 | -90.7113 | -97.3768 | -106.969 | -110.484 | -118.502 | -126.121 | -131.545 | -137.766 | -141.668 | -142.234 | -143.239 | -143.899 | -148.159 | -148.469
| Consumer Transformation | Biomass |  |  | 15.355 | 13.4042 | 8.0236 | 7.7557 | 7.4213 | 7.7775 | 7.1172 | 0.29205 | 0.20469 | 0.16305 | 0.1032 | 0.10045 | 0.077999 | 0.070858 | 0.049241 | 0.038227 | 0.036844 | 0.036877 | 0.035847 | 0.035075 | 0.029253 | 0.028828 | 0.02317 | 0.019841 | 0.010068 | 0.008922 | 0.009129 | 0.009253 | 0.009117 | 0.009221
| Consumer Transformation | BECCS |  |  | 0 | 0 | 0 | 0 | 0 | 0 | 0 | 0 | 2.1505 | 4.3011 | 11.3392 | 11.3392 | 20.5279 | 22.874 | 25.0245 | 26.0241 | 27.3408 | 29.5728 | 29.5728 | 29.5728 | 33.1215 | 34.8959 | 34.8959 | 34.8959 | 34.8959 | 34.8959 | 34.8959 | 34.8959 | 46.1389 | 46.1389
| Consumer Transformation | Fossil Fuel |  |  | 57.5472 | 58.6668 | 86.5668 | 66.0851 | 50.4951 | 51.1402 | 37.6816 | 35.0045 | 32.1308 | 22.0999 | 17.3135 | 16.3339 | 14.4202 | 11.6066 | 10.0588 | 8.6412 | 6.3037 | 5.6288 | 5.4113 | 4.704 | 2.8058 | 1.9423 | 1.6429 | 1.4154 | 1.1925 | 0.08824 | 0.085501 | 0.082482 | 0.020322 | 0
| Consumer Transformation | Gas CCUS |  |  | 0 | 0 | 0 | 0 | 0 | 0 | 0 | 4.4981 | 4.1266 | 12.9352 | 11.3064 | 10.8242 | 10.9754 | 10.3011 | 10.4048 | 10.7357 | 10.3758 | 10.3446 | 10.3321 | 9.7451 | 8.6 | 8.0617 | 7.667 | 7.0017 | 6.8829 | 6.7736 | 6.7271 | 6.687 | 6.1344 | 6.0305
| Consumer Transformation | Nuclear |  |  | 50.963 | 40.814 | 37.0547 | 29.3341 | 17.3079 | 9.2208 | 20.9811 | 32.9049 | 32.144 | 31.5313 | 34.9412 | 36.6256 | 39.0767 | 38.9347 | 49.9972 | 63.7407 | 67.5734 | 70.353 | 70.8118 | 72.2306 | 78.7062 | 80.5735 | 87.5067 | 89.0791 | 89.0358 | 89.7182 | 90.6113 | 91.5073 | 91.6748 | 92.1339
| Consumer Transformation | Hydrogen |  |  | 0 | 0 | 0 | 0 | 0 | 0 | 0 | 0 | 0.002893 | 0.3648 | 0.74626 | 1.1586 | 1.867 | 2.284 | 2.7741 | 3.5748 | 4.6404 | 4.2665 | 4.4646 | 5.3146 | 6.9642 | 6.4915 | 7.0882 | 7.3331 | 7.7112 | 8.0026 | 8.1314 | 8.2452 | 8.9019 | 9.1059
| Consumer Transformation | Offshore Wind |  |  | 52.9887 | 52.6649 | 59.5777 | 69.1691 | 88.9078 | 98.4245 | 120.799 | 126.7433 | 157.1795 | 194.4996 | 225.1572 | 247.9234 | 262.7419 | 304.3824 | 320.266 | 324.1799 | 347.8812 | 363.6361 | 377.3019 | 397.2193 | 414.7862 | 431.7242 | 442.924 | 460.6849 | 472.3737 | 479.3367 | 483.3174 | 488.6488 | 489.1163 | 489.953
| Consumer Transformation | Onshore Wind |  |  | 45.4617 | 46.7607 | 48.2659 | 51.4036 | 60.7745 | 66.6405 | 70.0103 | 78.9321 | 76.0914 | 70.3559 | 62.4535 | 61.8704 | 65.1497 | 61.41 | 68.0019 | 73.8919 | 73.8682 | 81.9855 | 86.7659 | 87.0536 | 84.1602 | 87.3195 | 88.6597 | 90.3617 | 92.9633 | 97.4429 | 102.1477 | 107.1941 | 109.1795 | 112.4633
| Consumer Transformation | Solar |  |  | 13.7949 | 14.5764 | 15.5662 | 17.0645 | 19.3883 | 21.5042 | 23.9814 | 26.5108 | 29.3031 | 32.2074 | 35.3712 | 38.5647 | 41.6058 | 46.1577 | 48.6498 | 50.8899 | 52.6091 | 54.3283 | 56.1518 | 58.5898 | 60.9863 | 63.3827 | 65.7792 | 67.9673 | 70.1554 | 72.4371 | 75.1641 | 77.3522 | 79.5403 | 81.7284
| Consumer Transformation | Other Renewables |  |  | 24.9928 | 26.6462 | 27.5324 | 27.6795 | 27.2553 | 27.6542 | 26.6994 | 27.3382 | 27.0366 | 26.46 | 25.0901 | 24.562 | 24.5539 | 24.0608 | 24.3107 | 24.3047 | 23.9876 | 23.8205 | 32.6637 | 32.1538 | 40.168 | 39.2116 | 38.8763 | 38.269 | 38.1242 | 37.9669 | 37.8575 | 37.746 | 37.4762 | 37.4091
|  | Interconnectors (net negative) |  |  | 0 | 0 | 0 | 0 | 0 | 0 | 4.6884 | 17.7056 | 30.7153 | 47.5885 | 56.0254 | 57.4009 | 63.3626 | 77.7584 | 88.2125 | 87.747 | 90.7113 | 97.3768 | 106.969 | 110.484 | 118.502 | 126.121 | 131.545 | 137.766 | 141.668 | 142.234 | 143.239 | 143.899 | 148.159 | 148.469
Consumer Transformation
|  | Wind and solar |  |  | 112.2453 | 114.002 | 123.4097 | 137.6373 | 169.0706 | 186.5692 | 214.7907 | 232.1862 | 262.574 | 297.0629 | 322.9819 | 348.3584 | 369.4973 | 411.9501 | 436.9177 | 448.9617 | 474.3585 | 499.9499 | 520.2195 | 542.8626 | 559.9326 | 582.4264 | 597.3629 | 619.0139 | 635.4924 | 649.2167 | 660.6292 | 673.1951 | 677.8361 | 684.1447
|  | Total (domestic generation) |  |  | 261.1034 | 253.5332 | 282.5873 | 268.4916 | 271.5501 | 282.362 | 307.2701 | 332.224 | 360.37 | 394.9182 | 423.8218 | 449.3024 | 480.9964 | 522.0822 | 559.5372 | 586.0212 | 614.6171 | 643.9731 | 673.5116 | 696.6186 | 730.3277 | 753.6318 | 775.0632 | 797.028 | 813.3449 | 826.6709 | 838.9472 | 852.3681 | 868.1918 | 874.9722
|  | Wind and solar % of domestic generation |  |  | 42.99% | 44.97% | 43.67% | 51.26% | 62.26% | 66.07% | 69.9% | 69.89% | 72.86% | 75.22% | 76.21% | 77.53% | 76.82% | 78.91% | 78.09% | 76.61% | 77.18% | 77.64% | 77.24% | 77.93% | 76.67% | 77.28% | 77.07% | 77.67% | 78.13% | 78.53% | 78.75% | 78.98% | 78.07% | 78.19%
|  | Renewables % of domestic generation |  |  | 58.44% | 60.76% | 56.25% | 64.46% | 75.03% | 78.62% | 80.91% | 78.21% | 81.02% | 83.05% | 84.83% | 85.55% | 86.21% | 87.91% | 86.91% | 85.21% | 85.54% | 85.93% | 86.49% | 86.79% | 86.71% | 87.12% | 86.59% | 86.85% | 87.11% | 87.35% | 87.42% | 87.5% | 87.71% | 87.74%
|  | Fossil fuel % of domestic generation |  |  | 22.04% | 23.14% | 30.63% | 24.61% | 18.6% | 18.11% | 12.26% | 10.54% | 8.916% | 5.596% | 4.085% | 3.635% | 2.998% | 2.223% | 1.798% | 1.475% | 1.026% | 0.8741% | 0.8034% | 0.6753% | 0.3842% | 0.2577% | 0.212% | 0.1776% | 0.1466% | 0.01067% | 0.01019% | 0.009677% | 0.002341% | 0%
Fossil fuel is made up of:
| Consumer Transformation | Gas |  |  | 47.4495 | 58.6606 | 86.4933 | 66.0851 | 50.4951 | 51.1402 | 37.6816 | 35.0045 | 32.1308 | 22.0999 | 17.3135 | 16.3339 | 14.4202 | 11.6066 | 10.0588 | 8.6412 | 6.3037 | 5.6288 | 5.4113 | 4.704 | 2.8058 | 1.9423 | 1.6429 | 1.4154 | 1.1925 | 0.08824 | 0.085501 | 0.082482 | 0.020322 | 0
| Consumer Transformation | Coal |  |  | 9.4021 | 0.0009 | 0.067835 | 0 | 0 | 0 | 0 | 0 | 0 | 0 | 0 | 0 | 0 | 0 | 0 | 0 | 0 | 0 | 0 | 0 | 0 | 0 | 0 | 0 | 0 | 0 | 0 | 0 | 0 | 0
| Consumer Transformation | Other thermal |  |  | 0.6957 | 0.0053 | 0.005718 | 0 | 0 | 0 | 0 | 0 | 0 | 0 | 0 | 0 | 0 | 0 | 0 | 0 | 0 | 0 | 0 | 0 | 0 | 0 | 0 | 0 | 0 | 0 | 0 | 0 | 0 | 0
Other renewables is made up of:
| Consumer Transformation | Waste |  |  | 10.8934 | 11.1016 | 11.9059 | 12.093 | 11.6957 | 11.7691 | 10.5282 | 10.8238 | 10.3287 | 9.7865 | 8.4632 | 7.9155 | 7.7442 | 7.1934 | 7.2338 | 7.2504 | 6.9835 | 6.7548 | 6.6819 | 6.2884 | 5.508 | 4.5961 | 4.2933 | 3.6349 | 3.4901 | 3.3176 | 3.0668 | 2.9152 | 2.7354 | 2.6473
| Consumer Transformation | Hydro |  |  | 3.8903 | 3.8921 | 3.892 | 3.8927 | 3.8925 | 3.8918 | 3.892 | 3.8948 | 3.8937 | 3.8956 | 3.8964 | 3.8958 | 3.8977 | 3.8975 | 3.8993 | 3.8993 | 3.9 | 3.9016 | 3.9019 | 3.9021 | 3.9022 | 3.9032 | 3.9039 | 3.9045 | 3.9056 | 3.9057 | 3.9055 | 3.9059 | 3.9059 | 3.9067
| Consumer Transformation | Marine |  |  | 0.18973 | 0.1976 | 0.226 | 0.26155 | 0.31525 | 0.45214 | 0.86817 | 0.93929 | 1.1349 | 1.206 | 1.366 | 1.4015 | 1.526 | 1.5971 | 1.6327 | 1.6682 | 1.7927 | 1.8282 | 10.7533 | 10.7888 | 19.7139 | 19.7494 | 19.785 | 19.8739 | 19.8739 | 19.8739 | 19.9983 | 19.9983 | 19.9983 | 19.9983
| Consumer Transformation | Other renewables |  |  | 10.0193 | 11.4549 | 11.5085 | 11.4323 | 11.3518 | 11.5412 | 11.4111 | 11.6803 | 11.6792 | 11.5719 | 11.3645 | 11.3492 | 11.3859 | 11.3727 | 11.545 | 11.4868 | 11.3113 | 11.3359 | 11.3267 | 11.1744 | 11.0439 | 10.9629 | 10.894 | 10.8557 | 10.8546 | 10.8697 | 10.8869 | 10.9265 | 10.8366 | 10.8568
System Transformation |  | Total generation output by technology (TWh)
|  | Year | 2020-04-01 | 2021-04-01 | 2021-04-01 | 2022-04-01 | 2023-04-01 | 2024-04-01 | 2025-04-01 | 2026-04-01 | 2027-04-01 | 2028-04-01 | 2029-04-01 | 2030-04-01 | 2031-04-01 | 2032-04-01 | 2033-04-01 | 2034-04-01 | 2035-04-01 | 2036-04-01 | 2037-04-01 | 2038-04-01 | 2039-04-01 | 2040-04-01 | 2041-04-01 | 2042-04-01 | 2043-04-01 | 2044-04-01 | 2045-04-01 | 2046-04-01 | 2047-04-01 | 2048-04-01 | 2049-04-01 | 2050-04-01
| System Transformation | Interconnectors |  |  | 35.5961 | 32.187 | -1.3371 | 15.5839 | 29.4684 | 20.8495 | 14.6647 | -3.4603 | -14.277 | -40.3021 | -44.9075 | -54.5645 | -59.2345 | -61.4681 | -74.1626 | -85.4908 | -91.4105 | -91.9295 | -92.6932 | -92.9696 | -90.139 | -89.3709 | -85.1586 | -78.3302 | -74.2032 | -71.0307 | -70.432 | -69.1141 | -64.3229 | -62.0523
| System Transformation | Biomass |  |  | 15.355 | 14.4619 | 9.4687 | 8.9612 | 8.6211 | 8.9435 | 8.7429 | 0.31914 | 0.3328 | 0.18222 | 0.1645 | 0.11171 | 0.10054 | 0.072073 | 0.048048 | 0.043289 | 0.05041 | 0.046904 | 0.041945 | 0.049116 | 0.04503 | 0.044556 | 0.045577 | 0.044198 | 0.045705 | 0.042783 | 0.049408 | 0.061493 | 0.060229 | 0.056259
| System Transformation | BECCS |  |  | 0 | 0 | 0 | 0 | 0 | 0 | 0 | 0 | 0 | 2.1505 | 2.1505 | 6.6471 | 6.6471 | 15.8358 | 20.5279 | 24.0599 | 24.0599 | 25.7004 | 27.7984 | 27.7984 | 27.7984 | 27.7984 | 29.5728 | 29.5728 | 29.5728 | 29.5728 | 29.5728 | 29.5728 | 29.5728 | 39.1008
| System Transformation | Fossil Fuel |  |  | 57.5472 | 65.8442 | 107.385 | 89.3374 | 60.0963 | 55.5147 | 47.5061 | 40.9922 | 39.3582 | 21.5751 | 18.9922 | 15.4874 | 14.1107 | 12.1478 | 7.8795 | 5.9294 | 5.1607 | 4.0031 | 3.1163 | 2.474 | 1.9536 | 0.95604 | 0.057092 | 0.051283 | 0.030062 | 0.025428 | 0.022308 | 0.019258 | 0.016294 | 0
| System Transformation | Gas CCUS |  |  | 0 | 0 | 0 | 0 | 0 | 0 | 0 | 0 | 5.1434 | 13.1555 | 12.0083 | 10.5955 | 9.9448 | 9.1884 | 10.0077 | 9.5996 | 9.7224 | 11.2183 | 12.4725 | 14.0119 | 16.8169 | 17.9356 | 18.9524 | 21.469 | 22.2935 | 22.0844 | 25.4576 | 24.0135 | 25.3918 | 23.8228
| System Transformation | Nuclear |  |  | 50.963 | 40.819 | 33.2993 | 25.441 | 25.4234 | 17.3467 | 21.6247 | 33.37 | 33.5387 | 32.2258 | 31.8944 | 33.3001 | 34.8984 | 36.138 | 38.0128 | 51.2603 | 65.1111 | 67.8308 | 74.9315 | 81.5129 | 82.3142 | 78.7754 | 79.7721 | 82.0182 | 83.4517 | 84.2313 | 85.1949 | 85.8258 | 87.1736 | 87.0564
| System Transformation | Hydrogen |  |  | 0 | 0 | 0 | 0 | 0 | 0 | 0 | 0 | 0.017431 | 1.8486 | 2.2901 | 2.2097 | 2.9396 | 3.0319 | 3.9716 | 5.774 | 5.1786 | 5.0517 | 5.1323 | 4.0765 | 4.2296 | 2.9604 | 2.9873 | 3.1114 | 3.0662 | 3.0659 | 2.9481 | 2.8145 | 2.9144 | 2.9959
| System Transformation | Offshore Wind |  |  | 52.9887 | 52.6649 | 52.6654 | 59.5777 | 69.1691 | 88.6871 | 97.7154 | 120.0899 | 126.0342 | 175.8133 | 194.4518 | 224.8146 | 243.6395 | 253.005 | 284.3416 | 296.1814 | 305.7109 | 323.9722 | 336.3196 | 345.8389 | 355.7504 | 376.3814 | 390.5907 | 401.8004 | 412.1542 | 423.55 | 431.0682 | 435.6898 | 436.1225 | 435.9813
| System Transformation | Onshore Wind |  |  | 45.4617 | 46.69 | 47.5379 | 49.7552 | 57.4468 | 63.6288 | 68.6466 | 71.9311 | 77.7136 | 69.6454 | 67.6504 | 56.4166 | 53.3169 | 50.951 | 48.6294 | 48.8271 | 53.7557 | 54.3787 | 56.1601 | 56.0371 | 59.7307 | 64.2468 | 68.46 | 77.6367 | 84.6861 | 87.6762 | 91.5525 | 94.0977 | 98.3374 | 99.4271
| System Transformation | Solar |  |  | 13.7949 | 14.3784 | 15.1077 | 16.2023 | 17.4063 | 18.5524 | 20.329 | 22.3483 | 24.0188 | 25.9971 | 28.234 | 30.761 | 33.0016 | 35.6148 | 37.7021 | 39.2645 | 40.3504 | 41.5768 | 42.7352 | 44.4983 | 46.1133 | 47.8912 | 49.5062 | 50.9128 | 52.229 | 53.6356 | 55.0422 | 56.4489 | 57.8555 | 59.2621
| System Transformation | Other Renewables |  |  | 24.9928 | 26.8828 | 27.4495 | 27.6653 | 27.3062 | 26.8796 | 26.9573 | 26.5291 | 27.2846 | 24.3595 | 23.4416 | 21.8219 | 21.1343 | 20.2728 | 19.2624 | 18.5626 | 18.1565 | 17.6592 | 17.0126 | 16.4533 | 15.8007 | 24.9169 | 24.7209 | 25.7119 | 34.46 | 34.2434 | 34.1024 | 42.8367 | 42.8305 | 42.6407
|  | Interconnectors (net negative) |  |  | 0 | 0 | 1.3371 | 0 | 0 | 0 | 0 | 3.4603 | 14.277 | 40.3021 | 44.9075 | 54.5645 | 59.2345 | 61.4681 | 74.1626 | 85.4908 | 91.4105 | 91.9295 | 92.6932 | 92.9696 | 90.139 | 89.3709 | 85.1586 | 78.3302 | 74.2032 | 71.0307 | 70.432 | 69.1141 | 64.3229 | 62.0523
| System Transformation |  |  |  | TRUE | TRUE | TRUE | TRUE | TRUE | TRUE | TRUE | TRUE | TRUE | TRUE | TRUE | TRUE | TRUE | TRUE | TRUE | TRUE | TRUE | TRUE | TRUE | TRUE | TRUE | TRUE | TRUE | TRUE | TRUE | TRUE | TRUE | TRUE | TRUE | TRUE
|  | Wind and solar |  |  | 112.2453 | 113.7333 | 115.311 | 125.5352 | 144.0222 | 170.8683 | 186.691 | 214.3693 | 227.7666 | 271.4558 | 290.3362 | 311.9921 | 329.958 | 339.5708 | 370.6731 | 384.2729 | 399.8171 | 419.9276 | 435.2149 | 446.3743 | 461.5943 | 488.5194 | 508.557 | 530.35 | 549.0692 | 564.8619 | 577.663 | 586.2364 | 592.3154 | 594.6706
|  | Total (domestic generation) |  |  | 261.1034 | 261.7412 | 292.9136 | 276.94 | 265.4691 | 279.5528 | 291.5221 | 315.5797 | 333.4418 | 366.9531 | 381.2779 | 402.1657 | 419.7335 | 436.2577 | 470.383 | 499.5021 | 527.2568 | 551.438 | 575.7205 | 592.7504 | 610.5529 | 641.9068 | 664.6652 | 692.3289 | 721.9892 | 738.1279 | 755.0105 | 771.3805 | 780.275 | 790.3435
|  | Wind and solar % of domestic generation |  |  | 42.99% | 43.45% | 39.37% | 45.33% | 54.25% | 61.12% | 64.04% | 67.93% | 68.31% | 73.98% | 76.15% | 77.58% | 78.61% | 77.84% | 78.8% | 76.93% | 75.83% | 76.15% | 75.59% | 75.31% | 75.6% | 76.1% | 76.51% | 76.6% | 76.05% | 76.53% | 76.51% | 76% | 75.91% | 75.24%
|  | Renewables % of domestic generation |  |  | 58.44% | 59.25% | 51.97% | 58.55% | 67.79% | 73.94% | 76.29% | 76.44% | 76.59% | 81.25% | 82.9% | 84.68% | 85.25% | 86.13% | 87.27% | 85.47% | 83.85% | 84.02% | 83.39% | 82.78% | 82.75% | 84.32% | 84.69% | 84.6% | 84.92% | 85.18% | 84.95% | 85.39% | 85.2% | 85.59%
|  | Fossil fuel % of domestic generation |  |  | 22.04% | 25.16% | 36.66% | 32.26% | 22.64% | 19.86% | 16.3% | 12.99% | 11.8% | 5.88% | 4.981% | 3.851% | 3.362% | 2.785% | 1.675% | 1.187% | 0.9788% | 0.7259% | 0.5413% | 0.4174% | 0.32% | 0.1489% | 0.00859% | 0.007407% | 0.004164% | 0.003445% | 0.002955% | 0.002497% | 0.002088% | 0%
Fossil fuel is made up of:
| System Transformation | Gas |  |  | 47.4495 | 65.8377 | 107.257 | 89.3374 | 60.0963 | 55.5147 | 47.5061 | 40.9922 | 39.3582 | 21.5751 | 18.9922 | 15.4874 | 14.1107 | 12.1478 | 7.8795 | 5.9294 | 5.1607 | 4.0031 | 3.1163 | 2.474 | 1.9536 | 0.95604 | 0.057092 | 0.051283 | 0.030062 | 0.025428 | 0.022308 | 0.019258 | 0.016294 | 0
| System Transformation | Coal |  |  | 9.4021 | 0.0023 | 0.11797 | 0 | 0 | 0 | 0 | 0 | 0 | 0 | 0 | 0 | 0 | 0 | 0 | 0 | 0 | 0 | 0 | 0 | 0 | 0 | 0 | 0 | 0 | 0 | 0 | 0 | 0 | 0
| System Transformation | Other thermal |  |  | 0.6957 | 0.0042 | 0.010038 | 0 | 0 | 0 | 0 | 0 | 0 | 0 | 0 | 0 | 0 | 0 | 0 | 0 | 0 | 0 | 0 | 0 | 0 | 0 | 0 | 0 | 0 | 0 | 0 | 0 | 0 | 0
Other renewables is made up of:
| System Transformation | Waste |  |  | 10.8934 | 11.4771 | 12.1598 | 12.5941 | 12.5053 | 12.2679 | 12.448 | 12.167 | 12.856 | 10.5003 | 9.5135 | 8.2322 | 7.804 | 7.1515 | 6.2793 | 5.8909 | 5.7119 | 5.3856 | 4.8028 | 4.3212 | 3.7356 | 3.5117 | 3.408 | 3.3762 | 3.294 | 3.1348 | 3.0163 | 2.9141 | 2.8376 | 2.7003
| System Transformation | Hydro |  |  | 3.8903 | 3.8908 | 3.8914 | 3.8915 | 3.8915 | 3.8904 | 3.8905 | 3.8907 | 3.8906 | 3.8902 | 3.8912 | 3.8905 | 3.8903 | 3.8916 | 3.8913 | 3.8924 | 3.8925 | 3.8922 | 3.8928 | 3.8929 | 3.8928 | 3.8924 | 3.8927 | 3.8925 | 3.8929 | 3.893 | 3.8934 | 3.8936 | 3.8939 | 3.8939
| System Transformation | Marine |  |  | 0.18973 | 0.2054 | 0.20537 | 0.20537 | 0.24911 | 0.26689 | 0.338 | 0.44823 | 0.50157 | 0.50157 | 0.83226 | 0.9176 | 0.97093 | 0.97093 | 0.97093 | 0.97093 | 1.0598 | 1.0598 | 1.0598 | 1.0598 | 1.0598 | 10.4827 | 10.4827 | 11.5245 | 20.414 | 20.414 | 20.414 | 29.3035 | 29.3924 | 29.3924
| System Transformation | Other renewables |  |  | 10.0193 | 11.3095 | 11.1929 | 10.9743 | 10.6603 | 10.4544 | 10.2809 | 10.0231 | 10.0364 | 9.4675 | 9.2046 | 8.7816 | 8.4691 | 8.2588 | 8.1209 | 7.8083 | 7.4924 | 7.3215 | 7.2572 | 7.1794 | 7.1125 | 7.0301 | 6.9375 | 6.9186 | 6.8591 | 6.8016 | 6.7787 | 6.7255 | 6.7066 | 6.6542
Leading the Way |  | Total generation output by technology (TWh)
|  | Year | 2020-04-01 | 2021-04-01 | 2021-04-01 | 2022-04-01 | 2023-04-01 | 2024-04-01 | 2025-04-01 | 2026-04-01 | 2027-04-01 | 2028-04-01 | 2029-04-01 | 2030-04-01 | 2031-04-01 | 2032-04-01 | 2033-04-01 | 2034-04-01 | 2035-04-01 | 2036-04-01 | 2037-04-01 | 2038-04-01 | 2039-04-01 | 2040-04-01 | 2041-04-01 | 2042-04-01 | 2043-04-01 | 2044-04-01 | 2045-04-01 | 2046-04-01 | 2047-04-01 | 2048-04-01 | 2049-04-01 | 2050-04-01
| Leading the Way | Interconnectors |  |  | 35.5961 | 22.598 | -9.9633 | -3.5183 | 0.50103 | -19.7495 | -27.9563 | -38.9594 | -55.116 | -73.4013 | -83.6716 | -84.1228 | -105.296 | -117.49 | -117.468 | -127.588 | -124.458 | -125.247 | -131.487 | -127.882 | -118.347 | -113.008 | -105.597 | -94.4731 | -93.4747 | -89.7693 | -87.1637 | -85.918 | -79.6391 | -77.6185
| Leading the Way | Biomass |  |  | 15.355 | 16.2397 | 8.1316 | 7.8489 | 7.3835 | 6.9429 | 6.604 | 9.6691 | 9.2114 | 7.6556 | 6.548 | 5.407 | 4.1389 | 2.7957 | 2.7267 | 2.5612 | 2.8357 | 2.9934 | 2.5857 | 1.3013 | 1.1462 | 1.1028 | 1.0794 | 1.1444 | 1.0625 | 1.1291 | 1.1966 | 1.235 | 1.3132 | 1.3695
| Leading the Way | BECCS |  |  | 0 | 0 | 0 | 0 | 0 | 0 | 0 | 3.652 | 3.652 | 7.3041 | 7.3041 | 10.9561 | 10.9561 | 14.6082 | 14.6082 | 18.5922 | 18.5922 | 18.5922 | 18.5922 | 18.5922 | 18.5922 | 18.5922 | 18.5922 | 18.5922 | 18.5922 | 18.5922 | 18.5922 | 18.5922 | 18.5922 | 18.5922
| Leading the Way | Fossil Fuel |  |  | 57.5472 | 46.7799 | 73.906 | 48.5664 | 38.88 | 28.5075 | 21.7682 | 21.0163 | 12.3388 | 10.1233 | 7.9788 | 7.7876 | 5.4213 | 3.7382 | 2.5695 | 0 | 0 | 0 | 0 | 0 | 0 | 0 | 0 | 0 | 0 | 0 | 0 | 0 | 0 | 0
| Leading the Way | Gas CCUS |  |  | 0 | 0 | 0 | 0 | 0 | 0 | 3.7236 | 4.0012 | 10.4686 | 10.0836 | 8.5753 | 8.4798 | 7.752 | 10.1573 | 10.5134 | 9.7517 | 10.1455 | 10.5522 | 12.7828 | 12.3526 | 11.8379 | 12.1302 | 12.7297 | 13.279 | 13.4092 | 13.7768 | 13.9881 | 14.2364 | 14.4698 | 14.2365
| Leading the Way | Nuclear |  |  | 50.963 | 40.807 | 40.8098 | 33.1955 | 25.3136 | 36.8327 | 48.2264 | 32.4583 | 32.2052 | 32.4388 | 36.6279 | 36.2647 | 35.7477 | 47.1024 | 47.6873 | 49.6379 | 50.5829 | 53.4376 | 53.3207 | 53.7871 | 55.4528 | 56.2958 | 57.5905 | 58.4218 | 58.6877 | 58.8463 | 58.8524 | 58.8364 | 58.0449 | 57.7143
| Leading the Way | Hydrogen |  |  | 0 | 0 | 0 | 0 | 0 | 0 | 0 | 0.012598 | 0.11233 | 1.0751 | 1.2572 | 1.4189 | 1.3801 | 1.5397 | 2.5361 | 4.7489 | 4.671 | 5.2347 | 5.4064 | 5.5879 | 5.703 | 5.1664 | 5.4101 | 5.3284 | 5.4304 | 5.4269 | 5.4345 | 4.9663 | 4.9319 | 4.9668
| Leading the Way | Offshore Wind |  |  | 52.9887 | 64.4339 | 69.1691 | 88.6871 | 98.4245 | 120.799 | 126.7433 | 151.4102 | 188.4695 | 224.6496 | 263.6301 | 280.165 | 330.9788 | 346.5885 | 349.7717 | 374.2576 | 376.129 | 382.2792 | 393.9507 | 397.5663 | 398.1196 | 398.3162 | 398.3162 | 398.3162 | 398.3162 | 398.3162 | 398.3162 | 398.3162 | 398.3162 | 398.3162
| Leading the Way | Onshore Wind |  |  | 45.4617 | 48.5063 | 52.0189 | 59.9578 | 70.0896 | 75.3896 | 79.384 | 86.7974 | 86.027 | 85.4045 | 74.4502 | 72.1463 | 64.7488 | 66.0603 | 76.947 | 79.6048 | 90.6967 | 97.2508 | 102.2511 | 113.3612 | 122.7164 | 130.3865 | 137.4854 | 141.1014 | 144.4207 | 146.6934 | 148.2812 | 149.555 | 150.7963 | 151.484
| Leading the Way | Solar |  |  | 13.7949 | 15.2353 | 17.8091 | 20.494 | 24.2531 | 27.5364 | 30.901 | 34.2485 | 38.2845 | 42.9637 | 46.9962 | 51.4789 | 55.0442 | 58.6521 | 61.7173 | 64.1658 | 66.1976 | 68.1252 | 70.8264 | 73.9224 | 76.928 | 80.0539 | 83.1797 | 85.2636 | 86.8265 | 88.3894 | 89.9523 | 91.5153 | 93.0782 | 94.6411
| Leading the Way | Other Renewables |  |  | 24.9928 | 26.6259 | 28.0705 | 26.9231 | 26.2568 | 24.3217 | 24.0753 | 25.4296 | 25.7069 | 25.7199 | 24.0426 | 23.5313 | 22.8655 | 22.802 | 23.4546 | 23.4212 | 23.6221 | 24.2756 | 25.2204 | 24.8541 | 24.18 | 23.4541 | 23.2709 | 23.2152 | 23.168 | 23.0873 | 23.0324 | 22.8879 | 22.8204 | 22.7034
|  | Interconnectors (net negative) |  |  | 0 | 0 | 9.9633 | 3.5183 | 0 | 19.7495 | 27.9563 | 38.9594 | 55.116 | 73.4013 | 83.6716 | 84.1228 | 105.296 | 117.49 | 117.468 | 127.588 | 124.458 | 125.247 | 131.487 | 127.882 | 118.347 | 113.008 | 105.597 | 94.4731 | 93.4747 | 89.7693 | 87.1637 | 85.918 | 79.6391 | 77.6185
| Leading the Way |  |  |  | TRUE | TRUE | TRUE | TRUE | TRUE | TRUE | TRUE | TRUE | TRUE | TRUE | TRUE | TRUE | TRUE | TRUE | TRUE | TRUE | TRUE | TRUE | TRUE | TRUE | TRUE | TRUE | TRUE | TRUE | TRUE | TRUE | TRUE | TRUE | TRUE | TRUE
|  | Wind and solar |  |  | 112.2453 | 128.1755 | 138.9971 | 169.1389 | 192.7672 | 223.7251 | 237.0283 | 272.4561 | 312.781 | 353.0178 | 385.0765 | 403.7902 | 450.7719 | 471.3009 | 488.436 | 518.0282 | 533.0234 | 547.6552 | 567.0282 | 584.8499 | 597.7641 | 608.7566 | 618.9814 | 624.6812 | 629.5634 | 633.399 | 636.5498 | 639.3865 | 642.1907 | 644.4413
|  | Total (domestic generation) |  |  | 261.1034 | 258.628 | 289.9149 | 285.6728 | 290.6011 | 320.3298 | 341.4259 | 368.6952 | 406.4764 | 447.4181 | 477.4103 | 497.6356 | 539.0336 | 574.0443 | 592.5318 | 626.7413 | 643.4728 | 662.741 | 684.9364 | 701.3252 | 714.6764 | 725.4982 | 737.6542 | 744.6622 | 749.9134 | 754.2576 | 757.6461 | 760.1408 | 762.3631 | 764.0241
|  | Wind and solar % of domestic generation |  |  | 42.99% | 49.56% | 47.94% | 59.21% | 66.33% | 69.84% | 69.42% | 73.9% | 76.95% | 78.9% | 80.66% | 81.14% | 83.63% | 82.1% | 82.43% | 82.65% | 82.84% | 82.63% | 82.79% | 83.39% | 83.64% | 83.91% | 83.91% | 83.89% | 83.95% | 83.98% | 84.02% | 84.11% | 84.24% | 84.35%
|  | Renewables % of domestic generation |  |  | 58.44% | 66.13% | 60.43% | 71.38% | 77.91% | 79.6% | 78.41% | 84.41% | 86.44% | 87.99% | 88.6% | 89.16% | 90.67% | 89.11% | 89.32% | 89.77% | 89.84% | 89.55% | 89.56% | 89.77% | 89.79% | 89.86% | 89.73% | 89.66% | 89.66% | 89.65% | 89.67% | 89.73% | 89.84% | 89.93%
|  | Fossil fuel % of domestic generation |  |  | 22.04% | 18.09% | 25.49% | 17% | 13.38% | 8.899% | 6.376% | 5.7% | 3.036% | 2.263% | 1.671% | 1.565% | 1.006% | 0.6512% | 0.4336% | 0% | 0% | 0% | 0% | 0% | 0% | 0% | 0% | 0% | 0% | 0% | 0% | 0% | 0% | 0%
Fossil fuel is made up of:
| Leading the Way | Gas |  |  | 47.4495 | 46.7799 | 73.906 | 48.5664 | 38.88 | 28.5075 | 21.7682 | 21.0163 | 12.3388 | 10.1233 | 7.9788 | 7.7876 | 5.4213 | 3.7382 | 2.5695 | 0 | 0 | 0 | 0 | 0 | 0 | 0 | 0 | 0 | 0 | 0 | 0 | 0 | 0 | 0
| Leading the Way | Coal |  |  | 9.4021 | 0 | 0 | 0 | 0 | 0 | 0 | 0 | 0 | 0 | 0 | 0 | 0 | 0 | 0 | 0 | 0 | 0 | 0 | 0 | 0 | 0 | 0 | 0 | 0 | 0 | 0 | 0 | 0 | 0
| Leading the Way | Other thermal |  |  | 0.6957 | 0 | 0 | 0 | 0 | 0 | 0 | 0 | 0 | 0 | 0 | 0 | 0 | 0 | 0 | 0 | 0 | 0 | 0 | 0 | 0 | 0 | 0 | 0 | 0 | 0 | 0 | 0 | 0 | 0
Other renewables is made up of:
| Leading the Way | Waste |  |  | 10.8934 | 11.1163 | 12.4062 | 11.473 | 10.748 | 8.8942 | 8.3752 | 9.1462 | 9.0526 | 8.9972 | 7.4199 | 6.8162 | 6.0794 | 5.748 | 6.0923 | 5.8696 | 6.0711 | 6.1849 | 5.9057 | 5.4971 | 4.8161 | 4.0506 | 3.7631 | 3.6182 | 3.526 | 3.4083 | 3.3005 | 3.1011 | 2.9861 | 2.8566
| Leading the Way | Hydro |  |  | 3.8903 | 3.8918 | 3.8916 | 3.8918 | 3.892 | 3.8914 | 3.8921 | 3.8932 | 3.8935 | 3.8941 | 3.896 | 3.8972 | 3.8967 | 3.897 | 3.8977 | 3.9007 | 3.8997 | 3.9009 | 3.9022 | 3.9016 | 3.9019 | 3.9042 | 3.9047 | 3.9053 | 3.9058 | 3.9065 | 3.907 | 3.9074 | 3.908 | 3.9082
| Leading the Way | Marine |  |  | 0.18973 | 0.1976 | 0.226 | 0.26191 | 0.3508 | 0.54104 | 0.67972 | 0.8575 | 0.9464 | 1.0175 | 1.0886 | 1.1242 | 1.2486 | 1.5331 | 1.5687 | 1.9242 | 1.9598 | 2.4967 | 3.7519 | 3.7875 | 3.823 | 3.8586 | 3.8942 | 3.8942 | 3.8942 | 3.8942 | 3.8942 | 3.8942 | 3.8942 | 3.8942
| Leading the Way | Other renewables |  |  | 10.0193 | 11.4202 | 11.5467 | 11.2964 | 11.266 | 10.9951 | 11.1283 | 11.5326 | 11.8145 | 11.811 | 11.6381 | 11.6937 | 11.6407 | 11.6239 | 11.8959 | 11.7266 | 11.6915 | 11.6931 | 11.6606 | 11.6679 | 11.639 | 11.6408 | 11.7089 | 11.7976 | 11.8421 | 11.8783 | 11.9307 | 11.9853 | 12.0321 | 12.0445
Falling Short |  | Total generation output by technology (TWh)
|  | Year | 2020-04-01 | 2021-04-01 | 2021-04-01 | 2022-04-01 | 2023-04-01 | 2024-04-01 | 2025-04-01 | 2026-04-01 | 2027-04-01 | 2028-04-01 | 2029-04-01 | 2030-04-01 | 2031-04-01 | 2032-04-01 | 2033-04-01 | 2034-04-01 | 2035-04-01 | 2036-04-01 | 2037-04-01 | 2038-04-01 | 2039-04-01 | 2040-04-01 | 2041-04-01 | 2042-04-01 | 2043-04-01 | 2044-04-01 | 2045-04-01 | 2046-04-01 | 2047-04-01 | 2048-04-01 | 2049-04-01 | 2050-04-01
| Falling Short | Interconnectors |  |  | 35.5961 | 39.87 | 9.0496 | 30.0321 | 49.0453 | 43.2261 | 39.3894 | 24.0601 | 3.1264 | -8.865 | -7.8436 | -16.3088 | -21.0485 | -28.7813 | -32.1496 | -52.8296 | -61.6152 | -63.6028 | -61.2489 | -56.0235 | -58.7123 | -57.4759 | -56.0886 | -57.8642 | -59.6068 | -58.5787 | -56.5398 | -56.6333 | -56.0416 | -53.0096
| Falling Short | Biomass |  |  | 15.355 | 12.6825 | 9.0473 | 9.0047 | 8.6302 | 11.4015 | 11.4081 | 0.43652 | 0.38558 | 0.36476 | 0.32743 | 0.30603 | 0.24603 | 0.21106 | 0.18511 | 0.12179 | 0.14051 | 0.16636 | 0.17362 | 0.18644 | 0.20227 | 0.19797 | 0.20447 | 0.19545 | 0.19987 | 0.19935 | 0.21236 | 0.22156 | 0.21799 | 0.23619
| Falling Short | BECCS |  |  | 0 | 0 | 0 | 0 | 0 | 0 | 0 | 0 | 0 | 0 | 1.4617 | 1.4402 | 3.253 | 3.253 | 4.8795 | 4.8795 | 6.506 | 6.506 | 6.506 | 6.506 | 6.506 | 6.506 | 8.2804 | 8.2804 | 8.2804 | 11.8291 | 11.8291 | 13.6035 | 13.6035 | 15.3779
| Falling Short | Fossil Fuel |  |  | 57.5472 | 74.516 | 114.6794 | 106.4028 | 86.4715 | 85.9195 | 76.6548 | 69.2581 | 59.2632 | 52.5152 | 51.3323 | 47.7231 | 48.689 | 41.7294 | 32.1497 | 23.6384 | 16.9308 | 16.0614 | 15.6355 | 14.5031 | 12.5708 | 11.8128 | 11.1561 | 10.9078 | 11.0222 | 8.6912 | 8.9963 | 8.8702 | 8.9378 | 9.0753
| Falling Short | Gas CCUS |  |  | 0 | 0 | 0 | 0 | 0 | 0 | 0 | 0 | 0 | 0 | 0 | 4.4986 | 4.3369 | 10.412 | 21.4144 | 20.4626 | 21.8869 | 21.1062 | 25.8331 | 30.3838 | 30.3375 | 33.1277 | 37.7079 | 39.9562 | 44.2519 | 47.5384 | 50.4994 | 50.9583 | 50.351 | 51.5126
| Falling Short | Nuclear |  |  | 50.963 | 37.059 | 29.3037 | 17.3888 | 9.3216 | 9.316 | 9.3006 | 21.7046 | 33.7327 | 33.474 | 33.4021 | 33.1038 | 32.913 | 32.506 | 32.614 | 47.2811 | 58.9616 | 64.4488 | 65.0568 | 65.8553 | 71.1323 | 71.5903 | 72.135 | 78.6122 | 81.3499 | 84.235 | 85.3481 | 85.1037 | 85.2462 | 86.013
| Falling Short | Hydrogen |  |  | 0 | 0 | 0 | 0 | 0 | 0 | 0 | 0 | 0 | 0 | 0 | 0 | 0 | 0 | 0 | 0 | 0 | 0 | 0 | 0 | 0 | 0 | 0 | 0 | 0 | 0.47614 | 0.76932 | 0.76054 | 0.77618 | 0.79801
| Falling Short | Offshore Wind |  |  | 52.9887 | 52.6649 | 52.6654 | 52.6654 | 61.592 | 64.3131 | 75.6678 | 91.9524 | 112.5965 | 134.8024 | 135.2091 | 148.4652 | 159.8822 | 181.5803 | 190.7604 | 231.0083 | 254.151 | 267.3528 | 271.3517 | 273.8106 | 291.2445 | 299.841 | 304.6446 | 310.1653 | 315.6301 | 316.8291 | 318.3703 | 324.5902 | 324.8531 | 325.7597
| Falling Short | Onshore Wind |  |  | 45.4617 | 46.6605 | 46.7377 | 47.8148 | 48.3892 | 50.2413 | 54.2662 | 63.0679 | 66.4077 | 69.5203 | 74.4952 | 77.0388 | 77.5367 | 75.1173 | 76.2752 | 64.9111 | 57.2151 | 55.6958 | 58.4446 | 61.9789 | 59.7286 | 60.9358 | 62.6306 | 64.2298 | 65.9922 | 67.7879 | 70.847 | 70.5778 | 71.2013 | 73.0574
| Falling Short | Solar |  |  | 13.7949 | 13.9512 | 14.1335 | 14.3159 | 14.7342 | 15.1775 | 15.7419 | 16.3157 | 17.0808 | 17.9143 | 18.9961 | 20.8929 | 22.2042 | 23.9545 | 25.1252 | 26.3172 | 26.6676 | 27.0844 | 27.6638 | 28.2843 | 28.9616 | 29.6837 | 30.3609 | 31.0382 | 31.8331 | 32.5104 | 33.1877 | 33.8649 | 34.5422 | 35.2195
| Falling Short | Other Renewables |  |  | 24.9928 | 26.5614 | 29.1985 | 30.0736 | 31.1723 | 31.5955 | 31.2165 | 30.7022 | 29.7278 | 28.7537 | 28.3357 | 27.1905 | 26.2037 | 24.784 | 24.4176 | 22.0171 | 19.7282 | 19.139 | 18.7376 | 18.012 | 16.7649 | 16.3485 | 16.1354 | 15.7714 | 16.0573 | 15.6873 | 15.5579 | 16.721 | 25.4153 | 25.4127
|  | Interconnectors (net negative) |  |  | 0 | 0 | 0 | 0 | 0 | 0 | 0 | 0 | 0 | 8.865 | 7.8436 | 16.3088 | 21.0485 | 28.7813 | 32.1496 | 52.8296 | 61.6152 | 63.6028 | 61.2489 | 56.0235 | 58.7123 | 57.4759 | 56.0886 | 57.8642 | 59.6068 | 58.5787 | 56.5398 | 56.6333 | 56.0416 | 53.0096
| Falling Short |  |  |  | TRUE | TRUE | TRUE | TRUE | TRUE | TRUE | TRUE | TRUE | TRUE | TRUE | TRUE | TRUE | TRUE | TRUE | TRUE | TRUE | TRUE | TRUE | TRUE | TRUE | TRUE | TRUE | TRUE | TRUE | TRUE | TRUE | TRUE | TRUE | TRUE | TRUE
|  | Wind and solar |  |  | 112.2453 | 113.2766 | 113.5365 | 114.796 | 124.7154 | 129.7318 | 145.6759 | 171.336 | 196.085 | 222.237 | 228.7004 | 246.3969 | 259.6231 | 280.652 | 292.1608 | 322.2366 | 338.0337 | 350.1329 | 357.4601 | 364.0739 | 379.9347 | 390.4604 | 397.6361 | 405.4333 | 413.4554 | 417.1273 | 422.405 | 429.033 | 430.5965 | 434.0365
|  | Total (domestic generation) |  |  | 261.1034 | 264.0955 | 295.7654 | 277.6658 | 260.3111 | 267.9642 | 274.2561 | 293.4374 | 319.1943 | 337.3447 | 343.5596 | 360.6591 | 375.2648 | 393.5475 | 407.8211 | 440.6371 | 462.1877 | 477.5607 | 489.4027 | 499.5205 | 517.4486 | 530.0438 | 543.2553 | 559.1569 | 574.6171 | 585.7839 | 595.6174 | 605.2717 | 615.1444 | 622.4621
|  | Wind and solar % of domestic generation |  |  | 42.99% | 42.89% | 38.39% | 41.34% | 47.91% | 48.41% | 53.12% | 58.39% | 61.43% | 65.88% | 66.57% | 68.32% | 69.18% | 71.31% | 71.64% | 73.13% | 73.14% | 73.32% | 73.04% | 72.88% | 73.42% | 73.67% | 73.2% | 72.51% | 71.95% | 71.21% | 70.92% | 70.88% | 70% | 69.73%
|  | Renewables % of domestic generation |  |  | 58.44% | 57.75% | 51.32% | 55.42% | 63.2% | 64.46% | 68.66% | 69% | 70.87% | 74.51% | 75.34% | 76.34% | 77.1% | 78.49% | 78.87% | 79.26% | 78.84% | 78.72% | 78.23% | 77.83% | 77.96% | 78.01% | 77.73% | 76.84% | 76.22% | 75.94% | 75.55% | 75.93% | 76.38% | 76.32%
|  | Fossil fuel % of domestic generation |  |  | 22.04% | 28.22% | 38.77% | 38.32% | 33.22% | 32.06% | 27.95% | 23.6% | 18.57% | 15.57% | 14.94% | 13.23% | 12.97% | 10.6% | 7.883% | 5.365% | 3.663% | 3.363% | 3.195% | 2.903% | 2.429% | 2.229% | 2.054% | 1.951% | 1.918% | 1.484% | 1.51% | 1.465% | 1.453% | 1.458%
Fossil fuel is made up of:
| Falling Short | Gas |  |  | 47.4495 | 74.31 | 114.3111 | 106.3913 | 86.469 | 85.9195 | 76.6548 | 69.2581 | 59.2632 | 52.5152 | 51.3323 | 47.7231 | 48.689 | 41.7294 | 32.1497 | 23.6384 | 16.9308 | 16.0614 | 15.6355 | 14.5031 | 12.5708 | 11.8128 | 11.1561 | 10.9078 | 11.0222 | 8.6912 | 8.9963 | 8.8702 | 8.9378 | 9.0753
| Falling Short | Coal |  |  | 9.4021 | 0.1938 | 0.35557 | 0 | 0 | 0 | 0 | 0 | 0 | 0 | 0 | 0 | 0 | 0 | 0 | 0 | 0 | 0 | 0 | 0 | 0 | 0 | 0 | 0 | 0 | 0 | 0 | 0 | 0 | 0
| Falling Short | Other thermal |  |  | 0.6957 | 0.0122 | 0.012798 | 0.011477 | 0.002508 | 0 | 0 | 0 | 0 | 0 | 0 | 0 | 0 | 0 | 0 | 0 | 0 | 0 | 0 | 0 | 0 | 0 | 0 | 0 | 0 | 0 | 0 | 0 | 0 | 0
Other renewables is made up of:
| Falling Short | Waste |  |  | 10.8934 | 11.4776 | 14.4308 | 15.6349 | 17.0468 | 17.7474 | 17.6722 | 17.3531 | 16.8528 | 16.3389 | 16.36 | 15.809 | 15.4592 | 14.4494 | 14.3006 | 12.3214 | 10.622 | 10.2419 | 9.9562 | 9.3429 | 8.2204 | 7.8885 | 7.7407 | 7.4369 | 7.4514 | 7.1111 | 6.9945 | 6.9524 | 6.7667 | 6.6973
| Falling Short | Hydro |  |  | 3.8903 | 3.8911 | 3.8912 | 3.8912 | 3.891 | 3.8916 | 3.8909 | 3.8907 | 3.8905 | 3.8908 | 3.8909 | 3.8915 | 3.8915 | 3.8912 | 3.8914 | 3.8913 | 3.8914 | 3.8917 | 3.893 | 3.8927 | 3.8923 | 3.8929 | 3.8926 | 3.893 | 3.8931 | 3.8941 | 3.8934 | 3.8943 | 3.8944 | 3.8935
| Falling Short | Marine |  |  | 0.18973 | 0.1969 | 0.19684 | 0.19684 | 0.19684 | 0.19684 | 0.21497 | 0.32165 | 0.32165 | 0.32165 | 0.32165 | 0.3572 | 0.3572 | 0.46388 | 0.46388 | 0.67723 | 0.67723 | 0.67723 | 0.67723 | 0.67723 | 0.67723 | 0.67723 | 0.67723 | 0.67723 | 0.97947 | 0.97947 | 0.97947 | 2.1991 | 11.0886 | 11.1597
| Falling Short | Other renewables |  |  | 10.0193 | 10.9958 | 10.6797 | 10.3507 | 10.0376 | 9.7596 | 9.4384 | 9.1368 | 8.6629 | 8.2024 | 7.7632 | 7.1329 | 6.4958 | 5.9795 | 5.7617 | 5.1272 | 4.5375 | 4.3282 | 4.2112 | 4.0992 | 3.975 | 3.8899 | 3.8248 | 3.7644 | 3.7333 | 3.7026 | 3.6905 | 3.6753 | 3.6655 | 3.6622

## ES.E.08-09
ES.E.08 & ES.E.09: Load Factor, Capacity (GW) and Generation (TWh) in 2030 and 2050
Return to: Main Menu
Return to: Chapter contents
|  |  | 2021 |  |  |  | Consumer Transformation 2050 |  |  |  | System Transformation 2050 |  |  |  | Leading the Way 2050 |  |  |  | Falling Short 2050
| Consumer Transformation 2050 | Consumer Transformation 2030 | Selected technologies |  |  |  | Selected technologies |  |  |  | Selected technologies |  |  |  | Selected technologies |  |  |  | Selected technologies
|  |  | Generation type | Capacity (GW) | Load factor | Generation (TWh) | Generation type | Capacity (GW) | Load factor | Generation (TWh) | Generation type | Capacity (GW) | Load factor | Generation (TWh) | Generation type | Capacity (GW) | Load factor | Generation (TWh) | Generation type | Capacity (GW) | Load factor | Generation (TWh)
|  |  | Biomass | 4.0477 | 43.31% | 15.355 | Biomass | 0.29488 | 0.357% | 0.009221 | Biomass | 1.2727 | 0.5046% | 0.056259 | Biomass | 0.33696 | 46.4% | 1.3695 | Biomass | 4.6733 | 0.5769% | 0.23619
|  |  | BECCS | 0 | 0% | 0 | BECCS | 11.8 | 44.64% | 46.1389 | BECCS | 10 | 44.64% | 39.1008 | BECCS | 2.8 | 75.8% | 18.5922 | BECCS | 5.2 | 33.76% | 15.3779
|  |  | Gas CCUS | 0 | 0% | 0 | Gas CCUS | 3.27 | 21.05% | 6.0305 | Gas CCUS | 14.07 | 19.33% | 23.8228 | Gas CCUS | 4.21 | 38.6% | 14.2365 | Gas CCUS | 23.07 | 25.49% | 51.5126
|  |  | Gas | 34.8477 | 15.54% | 47.4495 | Gas | 0 | 0% | 0 | Gas | 0 | 0% | 0 | Gas | 0 | 0% | 0 | Gas | 40.8604 | 2.535% | 9.0753
|  |  | Hydrogen | 0 | 0% | 0 | Hydrogen | 18.8426 | 5.517% | 9.1059 | Hydrogen | 21.9502 | 1.558% | 2.9959 | Hydrogen | 17.5763 | 3.226% | 4.9668 | Hydrogen | 1.8 | 5.061% | 0.79801
|  |  | Nuclear | 7.636 | 76.19% | 50.963 | Nuclear | 15.272 | 68.87% | 92.1339 | Nuclear | 12.922 | 76.91% | 87.0564 | Nuclear | 8.12 | 81.14% | 57.7143 | Nuclear | 14.49 | 67.76% | 86.013
|  |  | Offshore Wind | 13.062 | 46.31% | 52.9887 | Offshore Wind | 110.3076 | 50.7% | 489.953 | Offshore Wind | 97.4991 | 51.05% | 435.9813 | Offshore Wind | 89.0576 | 51.06% | 398.3162 | Offshore Wind | 73.9891 | 50.26% | 325.7597
|  |  | Onshore Wind | 13.3114 | 38.99% | 45.4617 | Onshore Wind | 47.2256 | 27.18% | 112.4633 | Onshore Wind | 34.1335 | 33.25% | 99.4271 | Onshore Wind | 44.7747 | 38.62% | 151.484 | Onshore Wind | 29.4581 | 28.31% | 73.0574
|  |  | Solar | 13.2431 | 11.89% | 13.7949 | Solar | 79.2873 | 11.77% | 81.7284 | Solar | 57.4165 | 11.78% | 59.2621 | Solar | 91.8066 | 11.77% | 94.6411 | Solar | 34.2956 | 11.72% | 35.2195
All values exclude any non-network connected generation
0.39271
0.40451
86.1477
|  |  |  | 46.5313 |  |  | Consumer Transformation 2030 |  |  |  | System Transformation 2030 |  |  |  | Leading the Way 2030 |  |  |  | Falling Short 2030
|  |  |  | 0.54013 |  |  | Selected technologies |  |  |  | Selected technologies |  |  |  | Selected technologies |  |  |  | Selected technologies
[7 empty] | Generation type | Capacity (GW) | Load factor | Generation (TWh) | Generation type | Capacity (GW) | Load factor | Generation (TWh) | Generation type | Capacity (GW) | Load factor | Generation (TWh) | Generation type | Capacity (GW) | Load factor | Generation (TWh)
[7 empty] | Biomass | 3.5269 | 0.5277% | 0.16305 | Biomass | 3.7202 | 0.5592% | 0.18222 | Biomass | 2.901 | 30.12% | 7.6556 | Biomass | 4.8133 | 0.8651% | 0.36476
[7 empty] | BECCS | 1.1 | 44.64% | 4.3011 | BECCS | 0.55 | 44.64% | 2.1505 | BECCS | 1.1 | 75.8% | 7.3041 | BECCS | 0 | 0% | 0
[7 empty] | Gas CCUS | 3.27 | 45.16% | 12.9352 | Gas CCUS | 3.27 | 45.93% | 13.1555 | Gas CCUS | 2.41 | 47.76% | 10.0836 | Gas CCUS | 0 | 0% | 0
[7 empty] | Gas | 32.5559 | 7.749% | 22.0999 | Gas | 32.3939 | 7.603% | 21.5751 | Gas | 19.1069 | 6.048% | 10.1233 | Gas | 44.7531 | 13.4% | 52.5152
[7 empty] | Hydrogen | 1.2045 | 3.457% | 0.3648 | Hydrogen | 1.3797 | 15.3% | 1.8486 | Hydrogen | 0.96037 | 12.78% | 1.0751 | Hydrogen | 0 | 0% | 0
[7 empty] | Nuclear | 4.57 | 78.76% | 31.5313 | Nuclear | 4.57 | 80.5% | 32.2258 | Nuclear | 4.57 | 81.03% | 32.4388 | Nuclear | 4.57 | 83.62% | 33.474
[7 empty] | Offshore Wind | 44.5275 | 49.86% | 194.4996 | Offshore Wind | 40.439 | 49.63% | 175.8133 | Offshore Wind | 50.9475 | 50.34% | 224.6496 | Offshore Wind | 31.288 | 49.18% | 134.8024
[7 empty] | Onshore Wind | 28.6219 | 28.06% | 70.3559 | Onshore Wind | 24.6693 | 32.23% | 69.6454 | Onshore Wind | 30.7707 | 31.68% | 85.4045 | Onshore Wind | 21.1712 | 37.49% | 69.5203
[7 empty] | Solar | 31.3483 | 11.73% | 32.2074 | Solar | 25.2078 | 11.77% | 25.9971 | Solar | 41.9962 | 11.68% | 42.9637 | Solar | 17.3011 | 11.82% | 17.9143
| System Transformation 2050 | System Transformation 2030
Leading the Way 2050
Leading the Way 2030
Falling Short 2050
Falling Short 2030

## ES.E.10
ES.E.10: Power sector carbon intensity
Return to: Main Menu
Return to: Chapter contents
Future CO2 intensity of electricity generation (gCO2/kWh)
Future CO2 intensity of electricity generation (gCO2/kWh) |  | 2020-01-01 | 2021-01-01 | 2022-01-01 | 2023-01-01 | 2024-01-01 | 2025-01-01 | 2026-01-01 | 2027-01-01 | 2028-01-01 | 2029-01-01 | 2030-01-01 | 2031-01-01 | 2032-01-01 | 2033-01-01 | 2034-01-01 | 2035-01-01 | 2036-01-01 | 2037-01-01 | 2038-01-01 | 2039-01-01 | 2040-01-01 | 2041-01-01 | 2042-01-01 | 2043-01-01 | 2044-01-01 | 2045-01-01 | 2046-01-01 | 2047-01-01 | 2048-01-01 | 2049-01-01 | 2050-01-01
| Consumer Transformation |  | 155.8191 | 142.67 | 169.2152 | 150.6079 | 127.4719 | 123.7632 | 95.8617 | 86.3973 | 69.3304 | 39.7826 | 12.3588 | 10.1279 | -13.9684 | -21.1117 | -26.3174 | -28.1864 | -31.7365 | -34.9139 | -33.6934 | -33.3171 | -38.7266 | -41.3237 | -40.5714 | -40.1031 | -39.5933 | -40.0556 | -39.667 | -39.1847 | -53.3759 | -53.1071
| System Transformation |  | 155.8191 | 148.7 | 189.3798 | 176.3609 | 143.4111 | 129.4684 | 114.0401 | 97.1765 | 90.9724 | 47.1731 | 41.1953 | 21.0593 | 17.9845 | -9.6903 | -25.75 | -34.6245 | -34.3798 | -38.0011 | -41.7523 | -41.5245 | -41.2634 | -40.7529 | -43.7019 | -42.0015 | -40.3746 | -39.6433 | -38.8387 | -38.1201 | -37.7446 | -51.1037
| Leading The Way |  | 155.8191 | 122.34 | 149.0791 | 117.5692 | 102.4532 | 78.2664 | 65.4999 | 50.1081 | 29.1972 | 15.2231 | 10.7048 | 1.1963 | -1.8809 | -11.1184 | -12.0225 | -20.6703 | -20.1265 | -19.5031 | -19.1131 | -19.0732 | -19.1598 | -19.3637 | -19.2 | -19.0779 | -18.9811 | -18.9282 | -18.8865 | -18.9164 | -18.9116 | -18.9421
| Falling Short |  | 155.8191 | 159.59 | 199.6978 | 202.7737 | 190.0079 | 182.9011 | 165.7142 | 144.7981 | 120.6479 | 105.7677 | 97.219 | 87.095 | 77.553 | 65.9958 | 43.2887 | 30.57 | 17.7542 | 15.9815 | 14.8604 | 13.0779 | 10.0001 | 8.8987 | 4.3514 | 3.7558 | 3.7042 | -4.969 | -4.8463 | -8.4171 | -8.4887 | -11.823
| Five Year Forecast | 2021-01-01: 155.8191; 2022-01-01: 147.72; 2023-01-01: 189.1788; 2024-01-01: 176.8805; 2025-01-01: 144.8331; 2026-01-01: 125.7522; 2027-01-01: 115.3848
Includes grid-connected generation only
Future CO2 intensity of electricity generation excluding negative emissions from BECCS (gCO2/kWh)
|  | 2020-01-01 | 2021-01-01 | 2022-01-01 | 2023-01-01 | 2024-01-01 | 2025-01-01 | 2026-01-01 | 2027-01-01 | 2028-01-01 | 2029-01-01 | 2030-01-01 | 2031-01-01 | 2032-01-01 | 2033-01-01 | 2034-01-01 | 2035-01-01 | 2036-01-01 | 2037-01-01 | 2038-01-01 | 2039-01-01 | 2040-01-01 | 2041-01-01 | 2042-01-01 | 2043-01-01 | 2044-01-01 | 2045-01-01 | 2046-01-01 | 2047-01-01 | 2048-01-01 | 2049-01-01 | 2050-01-01
| Consumer Transformation |  | 155.8191 | 142.6658 | 169.2152 | 150.6079 | 127.4719 | 123.7632 | 95.8617 | 86.3973 | 76.5948 | 52.758 | 43.9522 | 39.8091 | 35.9127 | 29.8355 | 25.453 | 22.9904 | 19.2085 | 17.7187 | 16.6044 | 15.2171 | 12.8905 | 11.4228 | 10.6546 | 9.7774 | 9.3224 | 8.0542 | 7.8024 | 7.6142 | 7.4185 | 7.2982
| System Transformation |  | 155.8191 | 148.7006 | 189.3798 | 176.3609 | 143.4111 | 129.4684 | 114.0401 | 97.1765 | 90.9724 | 54.172 | 47.872 | 40.3833 | 36.3911 | 32.2981 | 25.0322 | 21.2314 | 18.445 | 15.8172 | 13.8965 | 12.4499 | 11.0668 | 8.9266 | 7.2545 | 6.8942 | 6.4938 | 6.186 | 5.954 | 5.7107 | 5.5771 | 5.4372
| Leading The Way |  | 155.8191 | 122.3366 | 149.0791 | 117.5692 | 102.4532 | 78.2664 | 65.5 | 61.9769 | 39.751 | 34.2478 | 28.2712 | 26.3365 | 21.0333 | 17.3931 | 15.7713 | 12.9163 | 12.7088 | 12.4361 | 11.8762 | 11.4156 | 10.7381 | 10.065 | 9.7308 | 9.5745 | 9.4629 | 9.3439 | 9.2543 | 9.1268 | 9.0478 | 8.9548
| Falling Short |  | 155.8191 | 159.5925 | 199.6978 | 202.7737 | 190.0079 | 182.9011 | 165.7142 | 144.7981 | 120.6479 | 105.7677 | 102.5219 | 92.0366 | 88.2047 | 76.0501 | 57.6197 | 43.658 | 34.2339 | 31.8899 | 30.3646 | 28.2444 | 24.5883 | 23.1249 | 22.0001 | 20.8825 | 20.355 | 18.2943 | 18.0175 | 17.4355 | 16.932 | 16.5573
| Five Year Forecast | 2021-01-01: 155.8191; 2022-01-01: 147.724; 2023-01-01: 189.1788; 2024-01-01: 176.8805; 2025-01-01: 144.8331; 2026-01-01: 125.7522; 2027-01-01: 115.3848
Includes grid-connected generation only and excludes BECCS's negative emissions and generation output.
Future CO2 intensity of electricity generation excluding negative emissions from BECCS (gCO2/kWh)

## ES.E.11
ES.E.11: Installed wind generation capacity by type (GW)
Return to: Main Menu
Return to: Chapter contents
Installed wind generation capacity by type
Installed wind generation capacity by type (GW)
|  | Scenario |  | Consumer Transformation |  | System Transformation |  | Leading the Way |  | Falling Short
|  | Year | 2021 | 2030 | 2050 | 2030 | 2050 | 2030 | 2050 | 2030 | 2050
|  | Decentralised Wind | 6.727 | 9.9525 | 24.2526 |  | 12.6222 | 9.175 | 20.6674 | 7.0227 | 9.8228
|  | Transmission connected onshore wind | 7.2638 | 19.4074 | 23.711 | 17.838 | 22.1907 | 22.3336 | 24.8453 | 14.8279 | 20.3148
|  | Transmission connected offshore wind | 12.3825 | 43.7895 | 109.5696 | 39.7595 | 96.8196 | 50.2095 | 88.3196 | 30.6085 | 73.3096
|  | Non-grid connected offshore wind | 0 | 0 | 0.84314 | 0.4824 | 18.3978 | 1.8039 | 19.1971 | 0 | 0

## ES.E.12
ES.E.12: Total wind generation capacity by year
Return to: Main Menu
Return to: Chapter contents
Total wind generation capacity (onshore and offshore)
Installed total network-connected wind capacity (GW)
|  |  | 2021-01-01 | 2022-01-02 | 2023-01-03 | 2024-01-04 | 2025-01-04 | 2026-01-05 | 2027-01-06 | 2028-01-07 | 2029-01-07 | 2030-01-08 | 2031-01-09 | 2032-01-10 | 2033-01-10 | 2034-01-11 | 2035-01-12 | 2036-01-13 | 2037-01-13 | 2038-01-14 | 2039-01-15 | 2040-01-16 | 2041-01-16 | 2042-01-17 | 2043-01-18 | 2044-01-19 | 2045-01-19 | 2046-01-20 | 2047-01-21 | 2048-01-22 | 2049-01-22 | 2050-01-23
|  | Consumer Transformation | 26.3733 | 26.6471 | 28.5862 | 31.6873 | 39.1721 | 43.1438 | 50.6091 | 54.622 | 63.1601 | 73.1494 | 81.755 | 88.2487 | 92.0455 | 103.4867 | 108.8825 | 110.1054 | 117.2838 | 120.9506 | 125.0539 | 131.6296 | 137.2894 | 142.1607 | 145.825 | 151.1311 | 154.5517 | 156.0316 | 156.4704 | 157.3603 | 157.4913 | 157.5332
|  | System Transformation | 26.3733 | 26.6143 | 26.8459 | 29.0038 | 33.3512 | 39.6756 | 43.2772 | 49.9879 | 52.8371 | 65.1083 | 70.6297 | 78.6908 | 84.5981 | 88.2033 | 99.6761 | 103.1757 | 103.8329 | 108.7188 | 111.5336 | 114.7472 | 116.1004 | 119.56 | 122.1626 | 123.3283 | 125.3122 | 127.9354 | 129.7827 | 131.0625 | 131.3458 | 131.6325
|  | Leading the Way | 26.3733 | 29.7701 | 31.8027 | 38.9292 | 44.3941 | 53.1604 | 57.0479 | 64.0924 | 73.2799 | 81.7181 | 91.3813 | 95.8153 | 109.0453 | 113.4152 | 114.6832 | 120.9944 | 121.7042 | 123.7519 | 127.3322 | 128.862 | 129.6782 | 130.5038 | 131.3354 | 132.0646 | 132.7883 | 133.1805 | 133.3596 | 133.5408 | 133.717 | 133.8323
|  | Falling Short | 26.3733 | 26.5996 | 26.6148 | 26.9244 | 29.0516 | 30.1838 | 34.0038 | 40.2162 | 46.1521 | 52.4591 | 54.2025 | 58.7143 | 62.0166 | 67.3109 | 69.459 | 79.8805 | 86.5039 | 90.2266 | 90.8193 | 91.0663 | 95.8187 | 97.813 | 98.8073 | 100.0069 | 101.1415 | 101.2764 | 101.4763 | 103.1765 | 103.3118 | 103.4472
|  | Five Year Forecast | 2021-01-01: 26.3733; 2022-01-02: 26.6143; 2023-01-03: 26.8459; 2024-01-04: 29.0038; 2025-01-04: 33.3512; 2026-01-05: 41.4986; 2027-01-06: 43.957
Installed network-connected offshore wind capacity (GW)
|  |  | 2021-01-01 | 2022-01-02 | 2023-01-03 | 2024-01-04 | 2025-01-04 | 2026-01-05 | 2027-01-06 | 2028-01-07 | 2029-01-07 | 2030-01-08 | 2031-01-09 | 2032-01-10 | 2033-01-10 | 2034-01-11 | 2035-01-12 | 2036-01-13 | 2037-01-13 | 2038-01-14 | 2039-01-15 | 2040-01-16 | 2041-01-16 | 2042-01-17 | 2043-01-18 | 2044-01-19 | 2045-01-19 | 2046-01-20 | 2047-01-21 | 2048-01-22 | 2049-01-22 | 2050-01-23
|  | Consumer Transformation | 13.062 | 12.9865 | 14.501 | 16.629 | 21.1475 | 23.2375 | 28.1565 | 29.5165 | 36.2975 | 44.5275 | 51.9675 | 57.4175 | 60.3975 | 70.8525 | 74.2725 | 74.2786 | 80.1576 | 82.8576 | 85.6576 | 90.5576 | 95.1576 | 98.9576 | 101.5076 | 105.7576 | 108.2576 | 109.2576 | 109.5576 | 110.3076 | 110.3076 | 110.3076
|  | System Transformation | 13.062 | 12.9865 | 12.986 | 14.501 | 16.629 | 21.089 | 23.079 | 27.998 | 29.358 | 40.439 | 44.469 | 51.909 | 56.859 | 59.839 | 70.294 | 73.3721 | 73.7201 | 78.2991 | 80.7991 | 83.5991 | 84.5991 | 87.7991 | 90.0991 | 90.9991 | 92.6491 | 94.9991 | 96.4991 | 97.4991 | 97.4991 | 97.4991
|  | Leading the Way | 13.062 | 15.5815 | 16.629 | 21.089 | 23.2375 | 28.1565 | 29.5165 | 34.9775 | 43.0275 | 50.9475 | 59.7175 | 63.3975 | 75.1525 | 78.5725 | 78.9205 | 84.5576 | 84.5576 | 85.8576 | 88.3576 | 89.0576 | 89.0576 | 89.0576 | 89.0576 | 89.0576 | 89.0576 | 89.0576 | 89.0576 | 89.0576 | 89.0576 | 89.0576
|  | Falling Short | 13.062 | 12.9865 | 12.986 | 12.986 | 14.949 | 15.549 | 18.209 | 21.809 | 26.369 | 31.288 | 31.379 | 34.359 | 36.859 | 41.549 | 43.529 | 53.0371 | 59.2821 | 62.7421 | 63.1361 | 63.1361 | 67.7041 | 69.5641 | 70.4241 | 71.4891 | 72.4891 | 72.4891 | 72.4891 | 73.9891 | 73.9891 | 73.9891
|  | Five Year Forecast | 13.062 | 12.9865 | 12.986 | 14.501 | 16.629 | 22.409 | 23.079 | 0 | 0 | 0 | 0 | 0 | 0 | 0 | 0 | 0 | 0 | 0 | 0 | 0 | 0 | 0 | 0 | 0 | 0 | 0 | 0 | 0 | 0 | 0
Installed network connected onshore wind capacity (GW)
|  |  | 2021-01-01 | 2022-01-02 | 2023-01-03 | 2024-01-04 | 2025-01-04 | 2026-01-05 | 2027-01-06 | 2028-01-07 | 2029-01-07 | 2030-01-08 | 2031-01-09 | 2032-01-10 | 2033-01-10 | 2034-01-11 | 2035-01-12 | 2036-01-13 | 2037-01-13 | 2038-01-14 | 2039-01-15 | 2040-01-16 | 2041-01-16 | 2042-01-17 | 2043-01-18 | 2044-01-19 | 2045-01-19 | 2046-01-20 | 2047-01-21 | 2048-01-22 | 2049-01-22 | 2050-01-23
|  | Consumer Transformation | 13.3114 | 13.6606 | 14.0852 | 15.0584 | 18.0246 | 19.9063 | 22.4526 | 25.1055 | 26.8627 | 28.6219 | 29.7875 | 30.8312 | 31.648 | 32.6342 | 34.61 | 35.8268 | 37.1262 | 38.093 | 39.3964 | 41.072 | 42.1318 | 43.2032 | 44.3174 | 45.3736 | 46.2941 | 46.774 | 46.9129 | 47.0528 | 47.1837 | 47.2256
|  | System Transformation | 13.3114 | 13.6278 | 13.86 | 14.5029 | 16.7223 | 18.5866 | 20.1982 | 21.9899 | 23.4791 | 24.6693 | 26.1607 | 26.7819 | 27.7391 | 28.3643 | 29.3821 | 29.8036 | 30.1128 | 30.4197 | 30.7345 | 31.1481 | 31.5013 | 31.7609 | 32.0635 | 32.3293 | 32.6632 | 32.9363 | 33.2836 | 33.5634 | 33.8467 | 34.1335
|  | Leading the Way | 13.3114 | 14.1886 | 15.1737 | 17.8402 | 21.1566 | 25.0039 | 27.5315 | 29.115 | 30.2524 | 30.7707 | 31.6638 | 32.4178 | 33.8929 | 34.8427 | 35.7628 | 36.4368 | 37.1466 | 37.8943 | 38.9747 | 39.8044 | 40.6207 | 41.4462 | 42.2778 | 43.007 | 43.7307 | 44.1229 | 44.302 | 44.4832 | 44.6594 | 44.7747
|  | Falling Short | 13.3114 | 13.6131 | 13.6289 | 13.9385 | 14.1026 | 14.6349 | 15.7948 | 18.4072 | 19.7831 | 21.1712 | 22.8235 | 24.3553 | 25.1577 | 25.7619 | 25.93 | 26.8434 | 27.2219 | 27.4845 | 27.6833 | 27.9302 | 28.1147 | 28.2489 | 28.3832 | 28.5178 | 28.6524 | 28.7873 | 28.9873 | 29.1874 | 29.3227 | 29.4581
|  | Five Year Forecast | 13.3114 | 13.6278 | 13.86 | 14.5029 | 16.7223 | 19.0896 | 20.878 | 0 | 0 | 0 | 0 | 0 | 0 | 0 | 0 | 0 | 0 | 0 | 0 | 0 | 0 | 0 | 0 | 0 | 0 | 0 | 0 | 0 | 0 | 0
Installed non-networked offshore wind capacity (GW)
|  |  | 2021-01-01 | 2022-01-02 | 2023-01-03 | 2024-01-04 | 2025-01-04 | 2026-01-05 | 2027-01-06 | 2028-01-07 | 2029-01-07 | 2030-01-08 | 2031-01-09 | 2032-01-10 | 2033-01-10 | 2034-01-11 | 2035-01-12 | 2036-01-13 | 2037-01-13 | 2038-01-14 | 2039-01-15 | 2040-01-16 | 2041-01-16 | 2042-01-17 | 2043-01-18 | 2044-01-19 | 2045-01-19 | 2046-01-20 | 2047-01-21 | 2048-01-22 | 2049-01-22 | 2050-01-23
|  | Consumer Transformation | 0 | 0 | 0 | 0 | 0 | 0 | 0 | 0 | 0 | 0 | 0 | 0 | 0 | 0 | 0 | 0 | 0 | 0 | 0 | 0 | 0 | 0 | 0 | 0 | 0 | 0 | 0 | 0 | 0 | 0.84314
|  | System Transformation | 0 | 0 | 0 | 0 | 0 | 0.036585 | 0.073169 | 0.15062 | 0.30125 | 0.4824 | 0.95207 | 0.96437 | 1.5742 | 1.8142 | 2.374 | 2.9843 | 3.5858 | 4.3036 | 5.0232 | 5.9576 | 7.0038 | 8.0825 | 9.9839 | 11.4678 | 13.7376 | 14.5505 | 15.3654 | 16.2064 | 17.4308 | 18.3978
|  | Leading the Way | 0 | 0 | 0 | 0 | 0.045863 | 0.1376 | 0.27521 | 0.64213 | 1.1462 | 1.8039 | 1.9365 | 2.231 | 2.7223 | 3.2449 | 3.6537 | 4.1051 | 4.8445 | 5.5235 | 7.0369 | 8.3317 | 9.5145 | 10.9713 | 12.4149 | 13.5376 | 15.0384 | 15.3822 | 16.4528 | 17.5876 | 18.213 | 19.1971
Total installed networked and non-networked wind capacity (GW)
|  |  | 2021-01-01 | 2022-01-02 | 2023-01-03 | 2024-01-04 | 2025-01-04 | 2026-01-05 | 2027-01-06 | 2028-01-07 | 2029-01-07 | 2030-01-08 | 2031-01-09 | 2032-01-10 | 2033-01-10 | 2034-01-11 | 2035-01-12 | 2036-01-13 | 2037-01-13 | 2038-01-14 | 2039-01-15 | 2040-01-16 | 2041-01-16 | 2042-01-17 | 2043-01-18 | 2044-01-19 | 2045-01-19 | 2046-01-20 | 2047-01-21 | 2048-01-22 | 2049-01-22 | 2050-01-23
|  | Consumer Transformation (inc non-networked) | 26.3733 | 26.6471 | 28.5862 | 31.6873 | 39.1721 | 43.1438 | 50.6091 | 54.622 | 63.1601 | 73.1494 | 81.755 | 88.2487 | 92.0455 | 103.4867 | 108.8825 | 110.1054 | 117.2838 | 120.9506 | 125.0539 | 131.6296 | 137.2894 | 142.1607 | 145.825 | 151.1311 | 154.5517 | 156.0316 | 156.4704 | 157.3603 | 157.4913 | 158.3764
|  | System Transformation (inc non-networked) | 26.3733 | 26.6143 | 26.8459 | 29.0038 | 33.3512 | 39.7122 | 43.3503 | 50.1385 | 53.1383 | 65.5907 | 71.5818 | 79.6552 | 86.1723 | 90.0175 | 102.0501 | 106.16 | 107.4187 | 113.0224 | 116.5567 | 120.7048 | 123.1042 | 127.6424 | 132.1465 | 134.7962 | 139.0499 | 142.4859 | 145.148 | 147.2689 | 148.7765 | 150.0303
|  | Leading the Way (inc non-networked) | 26.3733 | 29.7701 | 31.8027 | 38.9292 | 44.4399 | 53.298 | 57.3232 | 64.7345 | 74.4261 | 83.522 | 93.3178 | 98.0462 | 111.7677 | 116.66 | 118.337 | 125.0995 | 126.5487 | 129.2753 | 134.3691 | 137.1937 | 139.1927 | 141.4751 | 143.7503 | 145.6022 | 147.8267 | 148.5627 | 149.8124 | 151.1283 | 151.93 | 153.0294

## ES.E.13
ES.E.13: Installed offshore wind generation capacity (GW)
Return to: Main Menu
Return to: Chapter contents
Installed offshore wind generation capacity
Installed offshore wind generation capacity (GW)
|  |  | 2020-01-01 | 2021-01-01 | 2022-01-01 | 2023-01-01 | 2024-01-01 | 2025-01-01 | 2026-01-01 | 2027-01-01 | 2028-01-01 | 2029-01-01 | 2030-01-01 | 2031-01-01 | 2032-01-01 | 2033-01-01 | 2034-01-01 | 2035-01-01 | 2036-01-01 | 2037-01-01 | 2038-01-01 | 2039-01-01 | 2040-01-01 | 2041-01-01 | 2042-01-01 | 2043-01-01 | 2044-01-01 | 2045-01-01 | 2046-01-01 | 2047-01-01 | 2048-01-01 | 2049-01-01 | 2050-01-01
|  | Consumer Transformation |  | 13.062 | 12.9865 | 14.501 | 16.629 | 21.1475 | 23.2375 | 28.1565 | 29.5165 | 36.2975 | 44.5275 | 51.9675 | 57.4175 | 60.3975 | 70.8525 | 74.2725 | 74.2786 | 80.1576 | 82.8576 | 85.6576 | 90.5576 | 95.1576 | 98.9576 | 101.5076 | 105.7576 | 108.2576 | 109.2576 | 109.5576 | 110.3076 | 110.3076 | 110.3076
|  | System Transformation |  | 13.062 | 12.9865 | 12.986 | 14.501 | 16.629 | 21.089 | 23.079 | 27.998 | 29.358 | 40.439 | 44.469 | 51.909 | 56.859 | 59.839 | 70.294 | 73.3721 | 73.7201 | 78.2991 | 80.7991 | 83.5991 | 84.5991 | 87.7991 | 90.0991 | 90.9991 | 92.6491 | 94.9991 | 96.4991 | 97.4991 | 97.4991 | 97.4991
|  | Leading the Way |  | 13.062 | 15.5815 | 16.629 | 21.089 | 23.2375 | 28.1565 | 29.5165 | 34.9775 | 43.0275 | 50.9475 | 59.7175 | 63.3975 | 75.1525 | 78.5725 | 78.9205 | 84.5576 | 84.5576 | 85.8576 | 88.3576 | 89.0576 | 89.0576 | 89.0576 | 89.0576 | 89.0576 | 89.0576 | 89.0576 | 89.0576 | 89.0576 | 89.0576 | 89.0576
|  | Falling Short |  | 13.062 | 12.9865 | 12.986 | 12.986 | 14.949 | 15.549 | 18.209 | 21.809 | 26.369 | 31.288 | 31.379 | 34.359 | 36.859 | 41.549 | 43.529 | 53.0371 | 59.2821 | 62.7421 | 63.1361 | 63.1361 | 67.7041 | 69.5641 | 70.4241 | 71.4891 | 72.4891 | 72.4891 | 72.4891 | 73.9891 | 73.9891 | 73.9891
|  | Five Year Forecast | 2021-01-01: 13.062; 2022-01-01: 12.9865; 2023-01-01: 12.986; 2024-01-01: 14.501; 2025-01-01: 16.629; 2026-01-01: 22.409; 2027-01-01: 23.079

## ES.E.14
ES.E.14: Installed onshore wind generation capacity (GW)
Return to: Main Menu
Return to: Chapter contents
Installed onshore wind generation capacity
Installed onshore wind generation capacity (GW)
|  |  | 2020-01-01 | 2021-01-01 | 2022-01-01 | 2023-01-01 | 2024-01-01 | 2025-01-01 | 2026-01-01 | 2027-01-01 | 2028-01-01 | 2029-01-01 | 2030-01-01 | 2031-01-01 | 2032-01-01 | 2033-01-01 | 2034-01-01 | 2035-01-01 | 2036-01-01 | 2037-01-01 | 2038-01-01 | 2039-01-01 | 2040-01-01 | 2041-01-01 | 2042-01-01 | 2043-01-01 | 2044-01-01 | 2045-01-01 | 2046-01-01 | 2047-01-01 | 2048-01-01 | 2049-01-01 | 2050-01-01
|  | Consumer Transformation |  | 13.3114 | 13.6606 | 14.0852 | 15.0584 | 18.0246 | 19.9063 | 22.4526 | 25.1055 | 26.8627 | 28.6219 | 29.7875 | 30.8312 | 31.648 | 32.6342 | 34.61 | 35.8268 | 37.1262 | 38.093 | 39.3964 | 41.072 | 42.1318 | 43.2032 | 44.3174 | 45.3736 | 46.2941 | 46.774 | 46.9129 | 47.0528 | 47.1837 | 47.2256
|  | System Transformation |  | 13.3114 | 13.6278 | 13.86 | 14.5029 | 16.7223 | 18.5866 | 20.1982 | 21.9899 | 23.4791 | 24.6693 | 26.1607 | 26.7819 | 27.7391 | 28.3643 | 29.3821 | 29.8036 | 30.1128 | 30.4197 | 30.7345 | 31.1481 | 31.5013 | 31.7609 | 32.0635 | 32.3293 | 32.6632 | 32.9363 | 33.2836 | 33.5634 | 33.8467 | 34.1335
|  | Leading the Way |  | 13.3114 | 14.1886 | 15.1737 | 17.8402 | 21.1566 | 25.0039 | 27.5315 | 29.115 | 30.2524 | 30.7707 | 31.6638 | 32.4178 | 33.8929 | 34.8427 | 35.7628 | 36.4368 | 37.1466 | 37.8943 | 38.9747 | 39.8044 | 40.6207 | 41.4462 | 42.2778 | 43.007 | 43.7307 | 44.1229 | 44.302 | 44.4832 | 44.6594 | 44.7747
|  | Falling Short |  | 13.3114 | 13.6131 | 13.6289 | 13.9385 | 14.1026 | 14.6349 | 15.7948 | 18.4072 | 19.7831 | 21.1712 | 22.8235 | 24.3553 | 25.1577 | 25.7619 | 25.93 | 26.8434 | 27.2219 | 27.4845 | 27.6833 | 27.9302 | 28.1147 | 28.2489 | 28.3832 | 28.5178 | 28.6524 | 28.7873 | 28.9873 | 29.1874 | 29.3227 | 29.4581
|  | Five Year Forecast | 2021-01-01: 13.3114; 2022-01-01: 13.6278; 2023-01-01: 13.86; 2024-01-01: 14.5029; 2025-01-01: 16.7223; 2026-01-01: 19.0896; 2027-01-01: 20.878

## ES.E.15
ES.E.15: Increase in offshore wind generation capacity pipeline between FES 2021 and FES 2022
Return to: Main Menu
Return to: Chapter contents
Increase in offshore wind generation capacity pipeline between FES 2021 and FES 2022
|  | Wind pipeline (GW at each stage) | FES 2021 | FES 2022
|  | Scoping/early development | 33.8 | 85.3
|  | Awaiting consents | 3.4 | 12.4
|  | Consents approved | 11.4 | 7.3
|  | CfD allocated | 4.5 | 8.5
|  | Under construction/ commissioning | 3.7 | 3.9
|  | Built | 10.8 | 13.062

## ES.E.16
ES.E.16: Installed solar generation capacity (GW)
Return to: Main Menu
Return to: Chapter contents
Installed solar generation capacity (GW)
|  | 2020-01-01 | 2021-01-01 | 2022-01-01 | 2023-01-01 | 2024-01-01 | 2025-01-01 | 2026-01-01 | 2027-01-01 | 2028-01-01 | 2029-01-01 | 2030-01-01 | 2031-01-01 | 2032-01-01 | 2033-01-01 | 2034-01-01 | 2035-01-01 | 2036-01-01 | 2037-01-01 | 2038-01-01 | 2039-01-01 | 2040-01-01 | 2041-01-01 | 2042-01-01 | 2043-01-01 | 2044-01-01 | 2045-01-01 | 2046-01-01 | 2047-01-01 | 2048-01-01 | 2049-01-01 | 2050-01-01
| Consumer Transformation |  | 13.2431 | 13.9931 | 14.9431 | 16.4394 | 18.7259 | 20.7874 | 23.2417 | 25.7306 | 28.5075 | 31.3483 | 34.4254 | 37.5253 | 40.4991 | 45.0457 | 47.4374 | 49.5874 | 51.2374 | 52.8874 | 54.6374 | 56.9874 | 59.2874 | 61.5874 | 63.8874 | 65.9874 | 68.0874 | 70.2873 | 72.9873 | 75.0873 | 77.1873 | 79.2873
| System Transformation |  | 13.2431 | 13.8031 | 14.5031 | 15.609 | 16.7889 | 17.8889 | 19.6611 | 21.6819 | 23.2959 | 25.2078 | 27.3647 | 29.8416 | 32.0202 | 34.5598 | 36.6216 | 38.1286 | 39.1855 | 40.3923 | 41.5125 | 43.2264 | 44.7764 | 46.5164 | 48.0664 | 49.4164 | 50.6665 | 52.0165 | 53.3665 | 54.7165 | 56.0665 | 57.4165
| Leading the Way |  | 13.2431 | 14.6301 | 17.1803 | 19.8011 | 23.5026 | 26.6915 | 29.9853 | 33.249 | 37.2892 | 41.9962 | 45.953 | 50.3751 | 53.8038 | 57.2665 | 60.2082 | 62.5582 | 64.5082 | 66.3582 | 68.9507 | 71.922 | 74.8066 | 77.8066 | 80.8066 | 82.8066 | 84.3066 | 85.8066 | 87.3066 | 88.8066 | 90.3066 | 91.8066
| Falling Short |  | 13.2431 | 13.3931 | 13.5681 | 13.7431 | 14.1821 | 14.627 | 15.1944 | 15.7514 | 16.5011 | 17.3011 | 18.3509 | 20.2748 | 21.5627 | 23.2891 | 24.4379 | 25.6378 | 25.9876 | 26.4146 | 26.9717 | 27.6056 | 28.2556 | 28.9555 | 29.6055 | 30.2555 | 31.0456 | 31.6956 | 32.3456 | 32.9956 | 33.6456 | 34.2956
| Five Year Forecast | 2021-01-01: 13.2431; 2022-01-01: 13.8031; 2023-01-01: 14.5031; 2024-01-01: 15.609; 2025-01-01: 16.7889; 2026-01-01: 17.8889; 2027-01-01: 19.6611

## ES.E.17
ES.E.17: Installed unabated natural gas generation capacity (GW)
Return to: Main Menu
Return to: Chapter contents
Installed unabated natural gas generation capacity (GW)
|  | 2020-01-01 | 2021-01-01 | 2022-01-01 | 2023-01-01 | 2024-01-01 | 2025-01-01 | 2026-01-01 | 2027-01-01 | 2028-01-01 | 2029-01-01 | 2030-01-01 | 2031-01-01 | 2032-01-01 | 2033-01-01 | 2034-01-01 | 2035-01-01 | 2036-01-01 | 2037-01-01 | 2038-01-01 | 2039-01-01 | 2040-01-01 | 2041-01-01 | 2042-01-01 | 2043-01-01 | 2044-01-01 | 2045-01-01 | 2046-01-01 | 2047-01-01 | 2048-01-01 | 2049-01-01 | 2050-01-01
| Consumer Transformation |  | 34.8477 | 36.2509 | 36.9408 | 38.3829 | 38.9773 | 38.6453 | 37.7017 | 35.8954 | 35.6588 | 32.5559 | 31.9442 | 31.7087 | 29.8826 | 27.8446 | 24.9079 | 18.0053 | 14.2049 | 12.8508 | 12.4351 | 11.9885 | 7.7588 | 7.3096 | 6.1867 | 5.5182 | 3.8854 | 0.41624 | 0.4127 | 0.40931 | 0.02592 | 0
| System Transformation |  | 34.8477 | 36.2509 | 36.9408 | 38.3829 | 38.9773 | 38.3453 | 38.8417 | 37.8184 | 35.4628 | 32.3939 | 32.1741 | 31.931 | 31.4574 | 30.6442 | 26.6946 | 19.1972 | 16.6604 | 14.1481 | 11.8207 | 9.6471 | 6.1462 | 3.2127 | 0.5155 | 0.50752 | 0.039889 | 0.03374 | 0.0296 | 0.025553 | 0.02162 | 0
| Leading the Way |  | 34.8477 | 36.2185 | 36.8776 | 37.8034 | 38.6257 | 32.7665 | 29.8217 | 26.2022 | 23.2905 | 19.1069 | 18.7479 | 18.311 | 15.1638 | 11.5527 | 7.0803 | 0 | 0 | 0 | 0 | 0 | 0 | 0 | 0 | 0 | 0 | 0 | 0 | 0 | 0 | 0
| Falling Short |  | 34.8477 | 36.5595 | 38.0565 | 39.6807 | 41.6475 | 44.6455 | 45.0043 | 45.4022 | 44.9544 | 44.7531 | 43.9185 | 45.7483 | 47.6156 | 47.6241 | 46.3547 | 44.742 | 43.9167 | 43.8792 | 45.2523 | 45.1811 | 45.2001 | 44.7369 | 44.2454 | 44.1386 | 44.0036 | 39.6171 | 40.2067 | 39.9456 | 41.0629 | 40.8604
| Five Year Forecast | 2021-01-01: 34.8477; 2022-01-01: 36.2509; 2023-01-01: 36.9408; 2024-01-01: 38.3829; 2025-01-01: 38.9773; 2026-01-01: 38.3453; 2027-01-01: 38.8417

## ES.E.18
ES.E.18: Installed abated (CCUS) natural gas generation capacity (GW)
Return to: Main Menu
Return to: Chapter contents
Installed gas CCUS generation capacity (GW)
|  | 2020-01-01 | 2021-01-01 | 2022-01-01 | 2023-01-01 | 2024-01-01 | 2025-01-01 | 2026-01-01 | 2027-01-01 | 2028-01-01 | 2029-01-01 | 2030-01-01 | 2031-01-01 | 2032-01-01 | 2033-01-01 | 2034-01-01 | 2035-01-01 | 2036-01-01 | 2037-01-01 | 2038-01-01 | 2039-01-01 | 2040-01-01 | 2041-01-01 | 2042-01-01 | 2043-01-01 | 2044-01-01 | 2045-01-01 | 2046-01-01 | 2047-01-01 | 2048-01-01 | 2049-01-01 | 2050-01-01
| Consumer Transformation |  | 0 | 0 | 0 | 0 | 0 | 0 | 0 | 0.91 | 0.91 | 3.27 | 3.27 | 3.27 | 3.27 | 3.27 | 3.27 | 3.27 | 3.27 | 3.27 | 3.27 | 3.27 | 3.27 | 3.27 | 3.27 | 3.27 | 3.27 | 3.27 | 3.27 | 3.27 | 3.27 | 3.27
| System Transformation |  | 0 | 0 | 0 | 0 | 0 | 0 | 0 | 0 | 0.91 | 3.27 | 3.27 | 3.27 | 3.27 | 3.27 | 4.17 | 4.17 | 4.17 | 5.07 | 5.97 | 7.77 | 10.47 | 12.27 | 13.17 | 13.17 | 13.17 | 13.17 | 14.07 | 14.07 | 14.07 | 14.07
| Leading the Way |  | 0 | 0 | 0 | 0 | 0 | 0 | 0.91 | 0.91 | 2.41 | 2.41 | 2.41 | 2.41 | 2.41 | 3.31 | 3.31 | 3.31 | 3.31 | 3.31 | 4.21 | 4.21 | 4.21 | 4.21 | 4.21 | 4.21 | 4.21 | 4.21 | 4.21 | 4.21 | 4.21 | 4.21
| Falling Short |  | 0 | 0 | 0 | 0 | 0 | 0 | 0 | 0 | 0 | 0 | 0 | 0.91 | 0.91 | 2.41 | 5.11 | 6.01 | 7.81 | 7.81 | 9.61 | 11.41 | 13.17 | 14.97 | 17.67 | 18.57 | 20.37 | 23.07 | 23.07 | 23.07 | 23.07 | 23.07
| Five Year Forecast | 2021-01-01: 0; 2022-01-01: 0; 2023-01-01: 0; 2024-01-01: 0; 2025-01-01: 0; 2026-01-01: 0; 2027-01-01: 0

## ES.E.19
ES.E.19: Installed BECCS generation capacity (GW)
Return to: Main Menu
Return to: Chapter contents
Installed BECCS generation capacity (GW)
|  | 2020-01-01 | 2021-01-01 | 2022-01-01 | 2023-01-01 | 2024-01-01 | 2025-01-01 | 2026-01-01 | 2027-01-01 | 2028-01-01 | 2029-01-01 | 2030-01-01 | 2031-01-01 | 2032-01-01 | 2033-01-01 | 2034-01-01 | 2035-01-01 | 2036-01-01 | 2037-01-01 | 2038-01-01 | 2039-01-01 | 2040-01-01 | 2041-01-01 | 2042-01-01 | 2043-01-01 | 2044-01-01 | 2045-01-01 | 2046-01-01 | 2047-01-01 | 2048-01-01 | 2049-01-01 | 2050-01-01
| Consumer Transformation |  | 0 | 0 | 0 | 0 | 0 | 0 | 0 | 0 | 0.55 | 1.1 | 2.9 | 2.9 | 5.25 | 5.85 | 6.4 | 8.8 | 10 | 10 | 10 | 10 | 11.2 | 11.8 | 11.8 | 11.8 | 11.8 | 11.8 | 11.8 | 11.8 | 11.8 | 11.8
| System Transformation |  | 0 | 0 | 0 | 0 | 0 | 0 | 0 | 0 | 0 | 0.55 | 0.55 | 1.7 | 1.7 | 4.05 | 5.25 | 8.8 | 8.8 | 9.4 | 9.4 | 9.4 | 9.4 | 9.4 | 10 | 10 | 10 | 10 | 10 | 10 | 10 | 10
| Leading the Way |  | 0 | 0 | 0 | 0 | 0 | 0 | 0 | 0.55 | 0.55 | 1.1 | 1.1 | 1.65 | 1.65 | 2.2 | 2.2 | 2.8 | 2.8 | 2.8 | 2.8 | 2.8 | 2.8 | 2.8 | 2.8 | 2.8 | 2.8 | 2.8 | 2.8 | 2.8 | 2.8 | 2.8
| Falling Short |  | 0 | 0 | 0 | 0 | 0 | 0 | 0 | 0 | 0 | 0 | 0.55 | 0.55 | 1.1 | 1.1 | 1.65 | 1.65 | 2.2 | 2.2 | 2.2 | 2.2 | 2.2 | 2.2 | 2.8 | 2.8 | 2.8 | 4 | 4 | 4.6 | 4.6 | 5.2
| Five Year Forecast | 2021-01-01: 0; 2022-01-01: 0; 2023-01-01: 0; 2024-01-01: 0; 2025-01-01: 0; 2026-01-01: 0; 2027-01-01: 0

## ES.E.20
ES.E.20: Unabated biomass electricity generation capacity (GW)
Return to: Main Menu
Return to: Chapter contents
Installed unabated biomass generation capacity (GW)
|  | 2020-01-01 | 2021-01-01 | 2022-01-01 | 2023-01-01 | 2024-01-01 | 2025-01-01 | 2026-01-01 | 2027-01-01 | 2028-01-01 | 2029-01-01 | 2030-01-01 | 2031-01-01 | 2032-01-01 | 2033-01-01 | 2034-01-01 | 2035-01-01 | 2036-01-01 | 2037-01-01 | 2038-01-01 | 2039-01-01 | 2040-01-01 | 2041-01-01 | 2042-01-01 | 2043-01-01 | 2044-01-01 | 2045-01-01 | 2046-01-01 | 2047-01-01 | 2048-01-01 | 2049-01-01 | 2050-01-01
| Consumer Transformation |  | 4.0477 | 4.3274 | 4.2874 | 4.2883 | 4.2897 | 4.2912 | 4.2927 | 4.2089 | 3.5754 | 3.5269 | 2.8936 | 2.8954 | 2.1758 | 2.1779 | 1.469 | 1.0452 | 1.0024 | 0.98477 | 0.94216 | 0.94475 | 0.79251 | 0.79539 | 0.65438 | 0.6575 | 0.33082 | 0.27929 | 0.28289 | 0.28673 | 0.29073 | 0.29488
| System Transformation |  | 4.0477 | 4.4292 | 4.4342 | 4.4381 | 4.4428 | 4.4486 | 4.4539 | 4.384 | 4.3895 | 3.7202 | 3.7261 | 3.0976 | 3.023 | 2.3952 | 1.6506 | 1.6231 | 1.5908 | 1.5236 | 1.4916 | 1.4998 | 1.4003 | 1.3641 | 1.3325 | 1.3412 | 1.3503 | 1.2333 | 1.2427 | 1.2523 | 1.2623 | 1.2727
| Leading the Way |  | 4.0477 | 4.3306 | 4.2914 | 4.2927 | 4.2947 | 4.2971 | 4.2993 | 3.5813 | 3.5836 | 2.901 | 2.9036 | 2.2715 | 1.792 | 1.1603 | 1.0377 | 1.0412 | 0.99984 | 1.0036 | 0.96239 | 0.45955 | 0.41896 | 0.38157 | 0.34137 | 0.34637 | 0.30667 | 0.31219 | 0.31794 | 0.32403 | 0.33036 | 0.33696
| Falling Short |  | 4.0477 | 4.4232 | 4.4335 | 4.4438 | 4.4515 | 4.8074 | 4.8113 | 4.8133 | 4.8133 | 4.8133 | 4.1783 | 4.1783 | 3.5433 | 3.5433 | 2.9083 | 2.9083 | 3.4733 | 4.0733 | 4.0733 | 4.0733 | 4.6733 | 4.6733 | 4.6733 | 4.6733 | 4.6733 | 4.6733 | 4.6733 | 4.6733 | 4.6733 | 4.6733
| Five Year Forecast | 2021-01-01: 4.0477; 2022-01-01: 4.4236; 2023-01-01: 4.4284; 2024-01-01: 4.4322; 2025-01-01: 4.4367; 2026-01-01: 4.4415; 2027-01-01: 4.446

## ES.E.21
ES.E.21: Installed nuclear generation capacity (GW)
Return to: Main Menu
Return to: Chapter contents
Installed nuclear generation capacity (GW)
|  | 2020-01-01 | 2021-01-01 | 2022-01-01 | 2023-01-01 | 2024-01-01 | 2025-01-01 | 2026-01-01 | 2027-01-01 | 2028-01-01 | 2029-01-01 | 2030-01-01 | 2031-01-01 | 2032-01-01 | 2033-01-01 | 2034-01-01 | 2035-01-01 | 2036-01-01 | 2037-01-01 | 2038-01-01 | 2039-01-01 | 2040-01-01 | 2041-01-01 | 2042-01-01 | 2043-01-01 | 2044-01-01 | 2045-01-01 | 2046-01-01 | 2047-01-01 | 2048-01-01 | 2049-01-01 | 2050-01-01
| Consumer Transformation |  | 7.636 | 6.075 | 5.496 | 4.3135 | 2.47 | 1.23 | 2.9 | 4.57 | 4.57 | 4.57 | 5.51 | 5.98 | 6.45 | 6.45 | 8.12 | 10.26 | 11.2 | 11.67 | 11.67 | 12.14 | 13.236 | 13.706 | 14.802 | 15.272 | 15.272 | 15.272 | 15.272 | 15.272 | 15.272 | 15.272
| System Transformation |  | 7.636 | 6.075 | 4.917 | 3.71 | 3.71 | 2.47 | 2.9 | 4.57 | 4.57 | 4.57 | 4.57 | 5.04 | 5.51 | 5.51 | 5.98 | 8.12 | 10.26 | 10.73 | 11.826 | 12.922 | 12.922 | 12.922 | 12.922 | 12.922 | 12.922 | 12.922 | 12.922 | 12.922 | 12.922 | 12.922
| Leading the Way |  | 7.636 | 6.075 | 6.075 | 4.917 | 3.71 | 5.38 | 7.05 | 4.57 | 4.57 | 4.57 | 5.51 | 5.51 | 5.51 | 7.18 | 7.18 | 7.65 | 7.65 | 8.12 | 8.12 | 8.12 | 8.12 | 8.12 | 8.12 | 8.12 | 8.12 | 8.12 | 8.12 | 8.12 | 8.12 | 8.12
| Falling Short |  | 7.636 | 5.496 | 4.302 | 2.47 | 1.23 | 1.23 | 1.23 | 2.9 | 4.57 | 4.57 | 4.57 | 4.57 | 4.57 | 4.57 | 4.57 | 7.18 | 9.32 | 10.73 | 10.73 | 10.73 | 12.14 | 12.14 | 12.14 | 13.55 | 14.02 | 14.49 | 14.49 | 14.49 | 14.49 | 14.49
| Five Year Forecast | 2021-01-01: 7.636; 2022-01-01: 6.075; 2023-01-01: 4.917; 2024-01-01: 3.71; 2025-01-01: 3.71; 2026-01-01: 2.47; 2027-01-01: 2.9

## ES.E.22
ES.E.22: Nuclear plant decommissioning as shown by installed nuclear capacity of existing fleet (GW)
Return to: Main Menu
Return to: Chapter contents
Nuclear plant decommissioning as shown by installed nuclear capacity of existing fleet (GW)
|  | 2020-01-01 | 2021-01-01 | 2022-01-01 | 2023-01-01 | 2024-01-01 | 2025-01-01 | 2026-01-01 | 2027-01-01 | 2028-01-01 | 2029-01-01 | 2030-01-01 | 2031-01-01 | 2032-01-01
| Consumer Transformation |  | 7.636 | 6.075 | 5.496 | 4.314 | 2.47 | 1.23 | 1.23 | 1.23 | 1.23 | 1.23 | 1.23 | 1.23
| System Transformation |  | 7.636 | 6.075 | 4.917 | 3.71 | 3.71 | 2.47 | 1.23 | 1.23 | 1.23 | 1.23 | 1.23 | 1.23
| Leading the Way |  | 7.636 | 6.075 | 6.075 | 4.917 | 3.71 | 3.7 | 3.7 | 1.23 | 1.23 | 1.23 | 1.23 | 1.23
| Falling Short |  | 7.636 | 5.496 | 4.302 | 2.47 | 1.23 | 1.23 | 1.23 | 1.23 | 1.23 | 1.23 | 1.23 | 1.23
| Five Year Forecast | 2021-01-01: 7.636; 2022-01-01: 6.075; 2023-01-01: 4.917; 2024-01-01: 3.71; 2025-01-01: 3.71; 2026-01-01: 2.47; 2027-01-01: 1.23

## ES.E.23
ES.E.23: Installed hydrogen generation capacity (GW)
Return to: Main Menu
Return to: Chapter contents
Installed hydrogen generation capacity (GW)
|  | 2020-01-01 | 2021-01-01 | 2022-01-01 | 2023-01-01 | 2024-01-01 | 2025-01-01 | 2026-01-01 | 2027-01-01 | 2028-01-01 | 2029-01-01 | 2030-01-01 | 2031-01-01 | 2032-01-01 | 2033-01-01 | 2034-01-01 | 2035-01-01 | 2036-01-01 | 2037-01-01 | 2038-01-01 | 2039-01-01 | 2040-01-01 | 2041-01-01 | 2042-01-01 | 2043-01-01 | 2044-01-01 | 2045-01-01 | 2046-01-01 | 2047-01-01 | 2048-01-01 | 2049-01-01 | 2050-01-01
| Consumer Transformation |  | 0 | 0 | 0 | 0 | 0 | 0 | 0 | 0 | 0.002197 | 1.2045 | 1.2132 | 1.2226 | 2.7038 | 2.9987 | 3.9085 | 6.0347 | 8.8766 | 9.8371 | 10.2185 | 10.6232 | 12.8554 | 13.9195 | 15.6223 | 16.7704 | 17.973 | 18.6426 | 18.8426 | 18.8426 | 18.8426 | 18.8426
| System Transformation |  | 0 | 0 | 0 | 0 | 0 | 0 | 0 | 0 | 0.023129 | 1.3797 | 2.2335 | 2.538 | 3.5961 | 4.1752 | 6.6289 | 9.7895 | 10.3464 | 11.4248 | 13.6852 | 14.2128 | 15.374 | 17.1336 | 19.4111 | 19.6957 | 19.9513 | 20.176 | 20.9669 | 21.1231 | 21.8437 | 21.9502
| Leading the Way |  | 0 | 0 | 0 | 0 | 0 | 0 | 0 | 0.025 | 0.15496 | 0.96037 | 1.4135 | 2.2006 | 3.6774 | 4.6827 | 7.6423 | 10.4073 | 10.4133 | 11.6643 | 12.3453 | 12.8463 | 13.6473 | 14.5483 | 15.5493 | 15.9503 | 16.3013 | 16.6323 | 16.9083 | 17.1543 | 17.3753 | 17.5763
| Falling Short |  | 0 | 0 | 0 | 0 | 0 | 0 | 0 | 0 | 0 | 0 | 0 | 0 | 0 | 0 | 0 | 0 | 0 | 0 | 0 | 0 | 0 | 0 | 0 | 0 | 0 | 1.2 | 1.8 | 1.8 | 1.8 | 1.8
| Five Year Forecast | 2021-01-01: 0; 2022-01-01: 0; 2023-01-01: 0; 2024-01-01: 0; 2025-01-01: 0; 2026-01-01: 0; 2027-01-01: 0

## ES.E.24
ES.E.24: Installed marine generation capacity (GW)
Return to: Main Menu
Return to: Chapter contents
Installed marine generation capacity (GW)
|  | 2020-01-01 | 2021-01-01 | 2022-01-01 | 2023-01-01 | 2024-01-01 | 2025-01-01 | 2026-01-01 | 2027-01-01 | 2028-01-01 | 2029-01-01 | 2030-01-01 | 2031-01-01 | 2032-01-01 | 2033-01-01 | 2034-01-01 | 2035-01-01 | 2036-01-01 | 2037-01-01 | 2038-01-01 | 2039-01-01 | 2040-01-01 | 2041-01-01 | 2042-01-01 | 2043-01-01 | 2044-01-01 | 2045-01-01 | 2046-01-01 | 2047-01-01 | 2048-01-01 | 2049-01-01 | 2050-01-01
| Consumer Transformation |  | 0.053357 | 0.055557 | 0.063557 | 0.073557 | 0.088657 | 0.12716 | 0.24416 | 0.26416 | 0.31916 | 0.33916 | 0.38416 | 0.39416 | 0.42916 | 0.44916 | 0.45916 | 0.46916 | 0.50416 | 0.51416 | 3.0242 | 3.0342 | 5.5442 | 5.5542 | 5.5642 | 5.5892 | 5.5892 | 5.5892 | 5.6242 | 5.6242 | 5.6242 | 5.6242
| System Transformation |  | 0.053357 | 0.057757 | 0.057757 | 0.057757 | 0.070057 | 0.075057 | 0.095057 | 0.12606 | 0.14106 | 0.14106 | 0.23406 | 0.25806 | 0.27306 | 0.27306 | 0.27306 | 0.27306 | 0.29806 | 0.29806 | 0.29806 | 0.29806 | 0.29806 | 2.9481 | 2.9481 | 3.2411 | 5.7411 | 5.7411 | 5.7411 | 8.2411 | 8.2661 | 8.2661
| Leading the Way |  | 0.053357 | 0.055557 | 0.063557 | 0.073657 | 0.098657 | 0.15216 | 0.19116 | 0.24116 | 0.26616 | 0.28616 | 0.30616 | 0.31616 | 0.35116 | 0.43116 | 0.44116 | 0.54116 | 0.55116 | 0.70216 | 1.0552 | 1.0652 | 1.0752 | 1.0852 | 1.0952 | 1.0952 | 1.0952 | 1.0952 | 1.0952 | 1.0952 | 1.0952 | 1.0952
| Falling Short |  | 0.053357 | 0.055357 | 0.055357 | 0.055357 | 0.055357 | 0.055357 | 0.060457 | 0.090457 | 0.090457 | 0.090457 | 0.090457 | 0.10046 | 0.10046 | 0.13046 | 0.13046 | 0.19046 | 0.19046 | 0.19046 | 0.19046 | 0.19046 | 0.19046 | 0.19046 | 0.19046 | 0.19046 | 0.27546 | 0.27546 | 0.27546 | 0.61846 | 3.1185 | 3.1385
| Five Year Forecast | 2021-01-01: 0; 2022-01-01: 0; 2023-01-01: 0; 2024-01-01: 0; 2025-01-01: 0; 2026-01-01: 0; 2027-01-01: 0

## ES.E.25
ES.E.25: Installed interconnector capacity (GW)
Return to: Main Menu
Return to: Chapter contents
Installed interconnector capacity (GW)
|  | 2020-01-01 | 2021-01-01 | 2022-01-01 | 2023-01-01 | 2024-01-01 | 2025-01-01 | 2026-01-01 | 2027-01-01 | 2028-01-01 | 2029-01-01 | 2030-01-01 | 2031-01-01 | 2032-01-01 | 2033-01-01 | 2034-01-01 | 2035-01-01 | 2036-01-01 | 2037-01-01 | 2038-01-01 | 2039-01-01 | 2040-01-01 | 2041-01-01 | 2042-01-01 | 2043-01-01 | 2044-01-01 | 2045-01-01 | 2046-01-01 | 2047-01-01 | 2048-01-01 | 2049-01-01 | 2050-01-01
| Consumer Transformation |  | 6.06 | 7.4 | 8.4 | 9.8 | 10.3 | 10.3 | 10.3 | 13.1 | 13.1 | 13.1 | 13.1 | 13.1 | 14.5 | 16.65 | 18.75 | 18.75 | 18.75 | 20.55 | 21.95 | 21.95 | 21.95 | 21.95 | 21.95 | 21.95 | 21.95 | 21.95 | 21.95 | 21.95 | 21.95 | 21.95
| System Transformation |  | 6.06 | 7.4 | 8.4 | 9.8 | 9.8 | 10.3 | 10.3 | 10.3 | 13.1 | 13.1 | 13.1 | 13.1 | 13.1 | 13.1 | 13.1 | 14.5 | 15.9 | 15.9 | 15.9 | 15.9 | 15.9 | 15.9 | 15.9 | 15.9 | 15.9 | 15.9 | 15.9 | 15.9 | 15.9 | 15.9
| Leading the Way |  | 6.06 | 7.4 | 8.4 | 9.8 | 10.3 | 10.3 | 10.3 | 13.1 | 15.25 | 19.45 | 19.45 | 19.45 | 23.15 | 24.55 | 24.55 | 24.55 | 25.95 | 25.95 | 25.95 | 25.95 | 25.95 | 25.95 | 27.35 | 27.35 | 27.35 | 27.35 | 27.35 | 27.35 | 27.35 | 27.35
| Falling Short |  | 6.06 | 7.4 | 8.4 | 9.8 | 9.8 | 9.8 | 10.3 | 10.3 | 10.3 | 13.1 | 13.1 | 13.1 | 13.1 | 13.1 | 13.1 | 13.1 | 13.1 | 13.1 | 13.1 | 13.1 | 13.1 | 13.1 | 13.1 | 13.1 | 13.1 | 13.1 | 13.1 | 13.1 | 13.1 | 13.1
| Five Year Forecast | 2021-01-01: 6.06; 2022-01-01: 7.4; 2023-01-01: 8.4; 2024-01-01: 9.8; 2025-01-01: 9.8; 2026-01-01: 10.3; 2027-01-01: 10.3

## ES.E.26
ES.E.26: Electricity storage capacity, excluding V2G and hydrogen (GW)
Return to: Main Menu
Return to: Chapter contents
Electricity storage capacity, excluding V2G and hydrogen (GW)
|  | 2020-01-01 | 2021-01-01 | 2022-01-01 | 2023-01-01 | 2024-01-01 | 2025-01-01 | 2026-01-01 | 2027-01-01 | 2028-01-01 | 2029-01-01 | 2030-01-01 | 2031-01-01 | 2032-01-01 | 2033-01-01 | 2034-01-01 | 2035-01-01 | 2036-01-01 | 2037-01-01 | 2038-01-01 | 2039-01-01 | 2040-01-01 | 2041-01-01 | 2042-01-01 | 2043-01-01 | 2044-01-01 | 2045-01-01 | 2046-01-01 | 2047-01-01 | 2048-01-01 | 2049-01-01 | 2050-01-01
| Consumer Transformation |  | 3.9728 | 5.1362 | 6.4531 | 8.6595 | 12.1284 | 13.3348 | 14.48 | 15.3013 | 16.9731 | 18.9774 | 20.3601 | 22.6765 | 24.7687 | 27.8584 | 28.9166 | 29.94 | 30.9661 | 32.1303 | 32.833 | 34.1144 | 35.376 | 37.9662 | 39.1362 | 40.7236 | 41.8227 | 42.6309 | 43.8547 | 44.5478 | 45.2262 | 45.8909
| System Transformation |  | 3.9728 | 4.9494 | 5.5691 | 6.7793 | 8.4131 | 8.6359 | 11.4007 | 13.6664 | 14.1166 | 15.1944 | 15.4053 | 16.0357 | 16.6079 | 17.6291 | 18.3597 | 19.0773 | 21.4546 | 22.5126 | 23.3141 | 24.1918 | 25.2218 | 26.8287 | 27.2261 | 28.5089 | 29.3517 | 30.5839 | 31.12 | 31.831 | 32.046 | 32.2648
| Leading the Way |  | 3.9728 | 6.2191 | 8.8889 | 12.5311 | 13.8679 | 15.4063 | 18.2517 | 20.9863 | 24.7235 | 28.4706 | 31.3735 | 33.5128 | 34.8418 | 36.1256 | 37.2978 | 38.9365 | 40.6031 | 41.737 | 43.1337 | 44.7838 | 45.4732 | 46.0306 | 46.6071 | 47.2038 | 47.8625 | 48.4986 | 49.1789 | 49.8717 | 50.5766 | 51.3263
| Falling Short |  | 3.9728 | 4.7244 | 5.2922 | 5.5455 | 6.3585 | 8.2588 | 9.0047 | 10.3588 | 11.0776 | 12.0338 | 12.4575 | 14.0405 | 14.3865 | 15.1572 | 15.6441 | 16.3153 | 16.7131 | 17.1671 | 17.2867 | 18.8958 | 19.3156 | 19.5564 | 19.8188 | 20.1164 | 20.9059 | 21.186 | 21.3629 | 21.7921 | 22.0297 | 22.3985
| Five Year Forecast | 2021-01-01: 3.9728; 2022-01-01: 4.9494; 2023-01-01: 5.5691; 2024-01-01: 6.7793; 2025-01-01: 8.4131; 2026-01-01: 8.6359; 2027-01-01: 11.4007
Excludes vehicle-to-grid and hydrogen storage

## Flexibility ->
Flexibility
Chapter Section | Subsection | Figure Title | Figure Number
Flexibility -> |  | FL.01: Electricity and gas storage capacity in 2021 | FL.01
|  | FL.02: Power output of flexible electricity technologies in 2021 | FL.02
|  | FL.03: Supply and demand flexibility in 2021, 2035 and 2050 | FL.03
|  | FL.04: Electricity ACS peak demand (including losses) | FL.04
|  | FL.05: Peak natural gas demand (1-in-20 day) | FL.05
|  | FL.06: Hydrogen storage capacity requirements | FL.06
|  | FL.07: Levels of hydrogen in storage in 2050 | FL.07
|  | FL.08: Domestic thermal energy storage at ACS winter peak | FL.08
|  | FL.09: Impact of flexible demand side response technologies on peak demands in 2050 | FL.09
|  | FL.10: Industrial and commercial demand side response | FL.10
|  | FL.11: Residential winter peak electricity demand for heating and flexibility from heating technologies | FL.11
|  | FL.12: Electric vehicle charging behaviour at ACS winter peak system demand | FL.12
|  | FL.13: Electrolysis capacity by scenario | FL.13
|  | FL.14: Electrolyser Locations | FL.14
|  | FL.15: Dispatchable electricity supply sources | FL.15
|  | FL.16: Varying power and energy outputs of electricity storage types in 2030 and 2050 | FL.16
|  | FL.17: Total electrical energy storage volume [GWh] (excluding vehicle-to-grid) | FL.17
|  | FL.18: Total electrical energy storage capacity [GW] (excluding vehicle-to-grid) | FL.18
|  | FL.19: Interconnector peak flows | FL.19
|  | FL.20: Interconnector imports and exports and net annual flows | FL.20
|  | FL.21: Annual Curtailment | FL.21
|  | FL.a: Hydrogen daily demand and supply in 2050 | FL.a

## FL.01
FL.01: Electricity and gas storage capacity in 2021
Return to: Main Menu
Return to: Chapter contents
| Energy stored | GWh
| Gas storage capacity (excluding LNG) | 16564
| Linepack flexibility in GB gas network | 1045
| Pumped hydro stored capacity | 25.82
| Other electricity storage capacity | 1.6363

## FL.02
FL.02: Power output of flexible electricity technologies in 2021
Return to: Main Menu
Return to: Chapter contents
Electricity system flexibility capacity in 2021 (GW)
| Technology | Capacity (GW)
| Coal generation | 4.24
| Gas generation | 34.8477
| Biomass generation | 4.0477
| Interconnectors | 6.06
| Storage | 3.9728
| V2G | 0
| DSR | 6.4847
| Electrolysis | 0

## FL.03
FL.03: Supply and demand flexibility in 2021, 2035 and 2050
Return to: Main Menu
Return to: Chapter contents
Electricity system flexibility capacity (GW)
| Technology | Capacity (GW)
|  | 2021 | 2035 |  |  |  | 2050
|  |  | Consumer Transformation | System Transformation | Leading the Way | Falling Short | Consumer Transformation | System Transformation | Leading the Way | Falling Short
| Interconnectors | 6.06 | 18.75 | 13.1 | 24.55 | 13.1 | 21.95 | 15.9 | 27.35 | 13.1
| Dispatchable thermal generation | 43.1353 | 39.9554 | 44.3941 | 21.2703 | 56.023 | 34.2075 | 47.2928 | 24.9233 | 75.6037
| Electricity storage | 3.9728 | 28.9166 | 18.3597 | 37.2978 | 15.6441 | 45.8909 | 32.2648 | 51.3263 | 22.3985
| V2G | 0 | 14.4346 | 0.75952 | 27.5363 | 0.1053 | 34.373 | 16.0834 | 39.3314 | 8.2073
| DSR | 6.4847 | 24.2797 | 13.7819 | 28.4696 | 10.7071 | 37.1417 | 24.0704 | 33.8152 | 24.2679
| Electrolysis | 0.01223 | 4.301 | 7.259 | 12.2648 | 0.83956 | 28.0668 | 44.8083 | 43.8493 | 1.9083
| Gas generation | 34.8477 | 24.9079 | 26.6946 | 7.0803 | 46.3547 | 0 | 0 | 0 | 40.8604
| Gas CCS | 0 | 3.27 | 4.17 | 3.31 | 5.11 | 3.27 | 14.07 | 4.21 | 23.07
| Coal | 4.24 | 0 | 0 | 0 | 0 | 0 | 0 | 0 | 0
| Hydrogen generation | 0 | 3.9085 | 6.6289 | 7.6423 | 0 | 18.8426 | 21.9502 | 17.5763 | 1.8
| Biomass generation | 4.0477 | 1.469 | 1.6506 | 1.0377 | 2.9083 | 0.29488 | 1.2727 | 0.33696 | 4.6733
| BECCS | 0 | 6.4 | 5.25 | 2.2 | 1.65 | 11.8 | 10 | 2.8 | 5.2

## FL.04
FL.04: Electricity ACS peak demand (including losses)
Return to: Main Menu
Return to: Chapter contents
Electricity System ACS Peak Demand GW | Electricity System ACS Peak Demand GW
Fiscal year Beginning | time axis 2005-01-01 to 2050-01-01
| History | 2005-01-01: 64.3; 2006-01-01: 63.9; 2007-01-01: 63.9; 2008-01-01: 61.7; 2009-01-01: 61.6; 2010-01-01: 61.7; 2011-01-01: 60.3; 2012-01-01: 60; 2013-01-01: 59.9; 2014-01-01: 60.5; 2015-01-01: 59.8; 2016-01-01: 58.9; 2017-01-01: 59.1; 2018-01-01: 59.3; 2019-01-01: 58.1; 2020-01-01: 58; 2021-01-01: 58.8
| Consumer Transformation | [16 empty] | 58.8 | 56.9 | 56.8 | 57.6 | 58.5 | 59 | 60.3 | 63 | 65.9 | 68.4 | 71.5 | 75.1 | 79 | 83.1 | 86.9 | 90.9 | 95.7 | 100.2 | 104.4 | 107.1 | 109.6 | 112.2 | 114.4 | 116.1 | 116 | 114.8 | 115 | 114.7 | 114.6 | 112.8
| System Transformation | [16 empty] | 58.8 | 58.5 | 58.4 | 58.6 | 59.1 | 59.6 | 60.4 | 61.5 | 62.8 | 63.8 | 65.1 | 66.7 | 69 | 70.9 | 73 | 75.6 | 78.4 | 80.9 | 83.5 | 85.5 | 87.5 | 90 | 92.1 | 93.8 | 95 | 96.3 | 97.6 | 99.1 | 100.2 | 100.8
| Leading the Way | [16 empty] | 58.8 | 53.7 | 52.5 | 52.1 | 52.6 | 53.9 | 55.5 | 57.9 | 60.2 | 62.7 | 66.3 | 69.7 | 73.8 | 78.8 | 81.8 | 84.5 | 88.4 | 91.3 | 93.6 | 94.2 | 94.9 | 96.3 | 97.5 | 98.4 | 98.4 | 97.5 | 97.9 | 97.8 | 97.9 | 97.5
| Falling Short | [16 empty] | 58.8 | 60.2 | 61 | 61.8 | 62.8 | 63.5 | 64.4 | 65.2 | 66.1 | 67.3 | 68.9 | 70.9 | 73 | 75.3 | 77.6 | 79.9 | 82.6 | 85.1 | 88 | 90.7 | 93.5 | 96.3 | 99.1 | 101.6 | 104 | 106 | 108 | 109.8 | 111.9 | 114.3
| Five-year Forecast | 2021-01-01: 58.8; 2022-01-01: 58.4; 2023-01-01: 58.5; 2024-01-01: 59; 2025-01-01: 59.7; 2026-01-01: 60.5; 2027-01-01: 61.5
Peak Demand in this chart is: Average Cold Spell (ACS) Peak
Components in total: All Residential, Industrial, Commercial demand, losses
Assumptions: EV charging is smart, hybrid heat pumps on alternate fuel, residential DSR deducted, I&C DSR not deducted, electrolysis assumed to be zero at peak,
Components not in total: Station demand, pumping demand, interconnector exports, electricity storage demand assumed to be zero
Non transmission generation not deducted from this total

## FL.05
FL.05: Peak natural gas demand (1-in-20 day)
Return to: Main Menu
Return to: Chapter contents
| Natural Gas 1:20 Peak Demand GWh per day | [30 empty] | last year
| Natural Gas Year Beginning | 2015-01-01 | 2016-01-01 | 2017-01-01 | 2018-01-01 | 2019-01-01 | 2020-01-01 | 2021-01-01 | 2022-01-01 | 2023-01-01 | 2024-01-01 | 2025-01-01 | 2026-01-01 | 2027-01-01 | 2028-01-01 | 2029-01-01 | 2030-01-01 | 2031-01-01 | 2032-01-01 | 2033-01-01 | 2034-01-01 | 2035-01-01 | 2036-01-01 | 2037-01-01 | 2038-01-01 | 2039-01-01 | 2040-01-01 | 2041-01-01 | 2042-01-01 | 2043-01-01 | 2044-01-01 | 2045-01-01 | 2046-01-01 | 2047-01-01 | 2048-01-01 | 2049-01-01 | 2050-01-01
| History | 2019-01-01: 5488; 2020-01-01: 5831.8957; 2021-01-01: 5555.0912
| Consumer Transformation | [5 empty] | 5831.8957 | 5555.0912 | 5289.3451 | 5158.8025 | 5083.5576 | 5028.538 | 4825.5896 | 4661.905 | 4473.911 | 4264.9198 | 3984.6797 | 3727.963 | 3469.9863 | 3206.4002 | 2935.1191 | 2592.8384 | 2266.1563 | 2051.271 | 1826.7938 | 1620.3719 | 1396.5801 | 1192.1709 | 1043.5271 | 919.2975 | 818.7314 | 684.8484 | 605.8012 | 545.3688 | 468.9156 | 350.2119 | 281.7391
| System Transformation | [5 empty] | 5831.8957 | 5555.0912 | 5624.9987 | 5525.4146 | 5422.567 | 5333.1826 | 5266.8072 | 5151.815 | 5097.9571 | 4986.498 | 4823.3364 | 4656.7905 | 4502.2337 | 4363.8887 | 4136.4202 | 3858.3921 | 3656.8757 | 3439.1999 | 3262.1607 | 3086.2068 | 2963.3918 | 2818.6018 | 2636.7738 | 2483.7833 | 2338.899 | 2261.2135 | 2223.5614 | 2156.2485 | 2132.7153 | 2098.049 | 2086.3292
| Leading the Way | [5 empty] | 5831.8957 | 5555.0912 | 5004 | 4820 | 4735 | 4517 | 4281 | 4091 | 3848 | 3588 | 3368 | 3134 | 2838 | 2626 | 2339 | 1987 | 1755 | 1555 | 1401 | 1245 | 1108 | 1001 | 911 | 826 | 679 | 585 | 563 | 535 | 516 | 510 | 509
| Falling Short | [5 empty] | 5831.8957 | 5555.0912 | 5737.24 | 5684.1768 | 5679.1254 | 5700.8326 | 5649.4832 | 5542.5002 | 5432.1075 | 5372.2511 | 5330.9625 | 5269.9778 | 5229.0618 | 5181.4682 | 5112.5026 | 4949.9252 | 4867.9109 | 4791.9398 | 4786.2909 | 4721.4614 | 4639.6149 | 4601.0217 | 4617.0618 | 4543.1355 | 4524.3167 | 4375.2729 | 4306.0622 | 4215.0062 | 4113.0862 | 3996.2733 | 3961.8374
| Five Year View | 2020-01-01: 5831.8957; 2021-01-01: 5555.0912; 2022-01-01: 5550.154; 2023-01-01: 5569.4743; 2024-01-01: 5490.9653; 2025-01-01: 5406.2221; 2026-01-01: 5356.9512
2021 refers to the 1-in-20 peak demand forecast published in the Winter Outlook Report 2021/22
Data is in gas years rather than calendar years.
For example, 2022 refers to Gas Year 2022/23 which is 01/10/2022 - 30/09/2023
| Data Table | 2015-01-01: ED3
| Sector | 2015-01-01: Total GB Peak 1-in-20 Demand
| Fuel | 2015-01-01: gas
| Demand type | 2015-01-01: Peak 1-in-20
| Units | 2015-01-01: GWh

## FL.06
FL.06: Hydrogen storage capacity requirements
Return to: Main Menu
Return to: Chapter contents
| Hydrogen storage capacity requirements (TWh) | Hydrogen storage capacity requirements (TWh)
TWh
|  |  | Consumer Transformation | System Transformation | Leading the Way | Falling Short
|  | 2020 | 0 | 0 | 0 | 0
|  | 2025 | 0.081739 | 0.13344 | 0.21866 | 0
|  | 2030 | 0.63678 | 0.8681 | 2.458 | 0
|  | 2035 | 2.5677 | 9.6674 | 1.8491 | 0
|  | 2040 | 4.0667 | 23.671 | 4.3465 | 0
|  | 2045 | 8.4622 | 41.5056 | 8.142 | 0
|  | 2050 | 11.2722 | 55.8417 | 19.1407 | 0.61802

## FL.07
FL.07: Levels of hydrogen in storage in 2050
Return to: Main Menu
Return to: Chapter contents
Consumer Transformation
Consumer Transformation
Hydrogen daily stock level profile 2050 (TWh)
 | time axis 2050-01-01 to 2050-12-31
| Consumer Transformation | 10.56 | 10.78 | 11.02 | 11.22 | 11.17 | 11.07 | 11.12 | 11.27 | 10.99 | 10.63 | 10.26 | 10.03 | 9.69 | 9.3 | 8.88 | 8.41 | 8.08 | 8.29 | 8.42 | 8.4 | 8.5 | 8.44 | 8.07 | 7.68 | 7.78 | 8.01 | 8.25 | 8.49 | 8.72 | 8.95 | 9.18 | 9.39 | 9.62 | 9.85 | 10.07 | 10.3 | 10.5 | 10.48 | 10.23 | 9.9 | 10.01 | 10.21 | 9.95 | 10.06 | 10.17 | 9.86 | 9.48 | 9.21 | 8.91 | 8.58 | 8.64 | 8.49 | 8.24 | 7.99 | 7.81 | 7.62 | 7.33 | 6.98 | 6.65 | 6.34 | 6.01 | 5.67 | 5.41 | 5.1 | 4.84 | 5.01 | 5.23 | 5.42 | 5.66 | 5.89 | 5.97 | 5.73 | 5.43 | 5.44 | 5.41 | 5.41 | 5.4 | 5.26 | 5.08 | 5.01 | 5.26 | 5.49 | 5.74 | 5.97 | 6.03 | 5.86 | 5.67 | 5.45 | 5.21 | 4.96 | 4.76 | 4.55 | 4.37 | 4.23 | 4.08 | 3.83 | 3.6 | 3.48 | 3.51 | 3.26 | 3.02 | 2.79 | 2.75 | 2.99 | 3.24 | 3.48 | 3.71 | 3.95 | 4 | 4.01 | 4.18 | 4.4 | 4.6 | 4.68 | 4.43 | 4.29 | 4.2 | 4.37 | 4.57 | 4.6 | 4.59 | 4.5 | 4.66 | 4.85 | 4.99 | 5.1 | 5.26 | 5.48 | 5.72 | 5.97 | 6.19 | 6.41 | 6.62 | 6.81 | 6.95 | 6.72 | 6.7 | 6.67 | 6.42 | 6.47 | 6.7 | 6.87 | 7.1 | 7.27 | 7.1 | 7.01 | 7.16 | 7.38 | 7.58 | 7.66 | 7.51 | 7.37 | 7.14 | 6.88 | 6.69 | 6.45 | 6.2 | 5.97 | 5.74 | 5.5 | 5.24 | 5.25 | 5.48 | 5.72 | 5.93 | 6.15 | 6.06 | 5.82 | 5.59 | 5.34 | 5.13 | 4.9 | 5.13 | 5.35 | 5.44 | 5.18 | 5 | 4.89 | 4.92 | 5.05 | 5.23 | 5.31 | 5.38 | 5.53 | 5.7 | 5.79 | 5.92 | 5.87 | 5.71 | 5.5 | 5.34 | 5.1 | 4.84 | 4.61 | 4.47 | 4.3 | 4.09 | 3.84 | 3.58 | 3.35 | 3.22 | 2.99 | 2.75 | 2.5 | 2.24 | 1.99 | 1.72 | 1.49 | 1.62 | 1.84 | 1.89 | 1.73 | 1.93 | 2.12 | 2.32 | 2.5 | 2.67 | 2.53 | 2.28 | 2.12 | 2.11 | 1.99 | 2.06 | 2.17 | 2.05 | 1.85 | 2.06 | 2.19 | 2.36 | 2.54 | 2.6 | 2.5 | 2.5 | 2.25 | 2.26 | 2.23 | 2.24 | 2.04 | 1.78 | 1.52 | 1.29 | 1.3 | 1.48 | 1.68 | 1.92 | 1.87 | 1.85 | 1.73 | 1.64 | 1.69 | 1.46 | 1.21 | 1.41 | 1.34 | 1.09 | 0.87 | 0.69 | 0.84 | 1.08 | 1.3 | 1.44 | 1.42 | 1.25 | 1.2 | 1.29 | 1.03 | 0.74 | 0.46 | 0.22 | 0 | 0.01 | 0.25 | 0.46 | 0.69 | 0.93 | 1.16 | 1.37 | 1.44 | 1.6 | 1.79 | 1.99 | 2.21 | 2.46 | 2.7 | 2.94 | 3.18 | 3.32 | 3.19 | 3.19 | 3.26 | 3.28 | 3.53 | 3.77 | 4 | 4.24 | 4.48 | 4.57 | 4.81 | 5.05 | 5.29 | 5.51 | 5.73 | 5.93 | 6.14 | 6.2 | 6.21 | 6.44 | 6.51 | 6.34 | 6.35 | 6.52 | 6.47 | 6.26 | 6.07 | 6.29 | 6.48 | 6.67 | 6.92 | 6.82 | 6.69 | 6.38 | 6.17 | 6.28 | 6.49 | 6.53 | 6.33 | 6.09 | 5.91 | 5.69 | 5.45 | 5.25 | 5.02 | 5.15 | 5.18 | 5.02 | 4.75 | 4.62 | 4.83 | 5.05 | 5.13 | 5.13 | 5.39 | 5.62 | 5.82 | 6 | 6.24 | 6.49 | 6.72 | 6.97 | 7.19 | 7.33 | 7.55 | 7.79 | 8.04 | 8.29 | 8.54 | 8.78 | 9.02 | 9.24 | 9.32 | 9.53 | 9.72 | 9.89 | 10.1 | 10.34
System Transformation | System Transformation
Hydrogen daily stock level profile 2050 (TWh)
 | time axis 2050-01-01 to 2050-12-31
| System Transformation | 44.67 | 44.53 | 44.42 | 44.2 | 43.66 | 43.05 | 42.56 | 42.22 | 41.43 | 40.57 | 39.67 | 38.93 | 38.02 | 37.12 | 36.23 | 35.3 | 34.47 | 34.24 | 33.94 | 33.65 | 33.35 | 32.79 | 31.9 | 30.95 | 30.49 | 30.32 | 30.19 | 30.05 | 29.92 | 29.81 | 29.68 | 29.48 | 29.32 | 29.17 | 29.03 | 28.91 | 28.74 | 28.22 | 27.36 | 26.45 | 26.12 | 25.88 | 25.14 | 24.84 | 24.49 | 23.75 | 22.87 | 22.06 | 21.17 | 20.33 | 19.99 | 19.39 | 18.58 | 17.76 | 17.05 | 16.34 | 15.58 | 14.8 | 14.01 | 13.25 | 12.44 | 11.62 | 10.84 | 10.05 | 9.36 | 9.29 | 9.23 | 9.15 | 9.17 | 9.14 | 8.92 | 8.4 | 7.73 | 7.6 | 7.45 | 7.4 | 7.19 | 6.9 | 6.53 | 6.14 | 6.22 | 6.3 | 6.39 | 6.48 | 6.42 | 6.06 | 5.52 | 4.96 | 4.39 | 3.8 | 3.55 | 3.24 | 3.08 | 3.12 | 2.99 | 2.41 | 1.9 | 1.67 | 1.72 | 1.2 | 0.71 | 0.2 | 0 | 0.25 | 0.51 | 0.79 | 1.05 | 1.36 | 1.41 | 1.5 | 1.68 | 1.94 | 2.21 | 2.33 | 2.07 | 2.01 | 1.99 | 2.27 | 2.62 | 2.88 | 3.06 | 3.18 | 3.45 | 3.8 | 4.1 | 4.12 | 4.16 | 4.59 | 5.02 | 5.49 | 5.91 | 6.34 | 6.75 | 7.17 | 7.63 | 7.57 | 7.88 | 8.2 | 8.09 | 8.41 | 8.91 | 9.32 | 9.84 | 10.31 | 10.38 | 10.63 | 11.09 | 11.6 | 12.1 | 12.49 | 12.74 | 13 | 13.19 | 13.18 | 13.4 | 13.41 | 13.44 | 13.6 | 13.76 | 13.83 | 13.67 | 13.96 | 14.58 | 15.21 | 15.81 | 16.42 | 16.7 | 16.63 | 16.65 | 16.66 | 16.66 | 16.81 | 17.46 | 18.1 | 18.58 | 18.6 | 18.91 | 19.36 | 19.92 | 20.48 | 21.04 | 21.45 | 21.84 | 22.13 | 22.71 | 23.06 | 23.52 | 23.7 | 23.93 | 24.1 | 24.4 | 24.56 | 24.62 | 24.81 | 25.03 | 25.25 | 25.38 | 25.4 | 25.45 | 25.54 | 25.77 | 25.99 | 25.94 | 26.03 | 25.99 | 25.98 | 25.91 | 25.97 | 26.58 | 27.25 | 27.81 | 28.23 | 28.89 | 29.5 | 30.15 | 30.74 | 31.29 | 31.47 | 31.42 | 31.51 | 31.82 | 32.05 | 32.52 | 33.05 | 33.33 | 33.42 | 34.06 | 34.55 | 35.11 | 35.69 | 36.06 | 36.27 | 36.57 | 36.57 | 36.94 | 37.22 | 37.61 | 37.9 | 37.83 | 37.75 | 37.9 | 38.24 | 38.82 | 39.44 | 40.09 | 40.45 | 40.79 | 41.09 | 41.47 | 42 | 42.15 | 42.04 | 42.65 | 42.9 | 42.81 | 42.79 | 42.99 | 43.51 | 44.14 | 44.68 | 45.08 | 45.37 | 45.44 | 45.64 | 46.09 | 45.99 | 45.8 | 45.61 | 45.46 | 45.37 | 45.67 | 46.2 | 46.69 | 47.19 | 47.71 | 48.2 | 48.67 | 48.97 | 49.32 | 49.68 | 50.04 | 50.43 | 50.88 | 51.3 | 51.62 | 51.99 | 52.1 | 51.92 | 51.86 | 51.91 | 51.86 | 52.18 | 52.48 | 52.79 | 53.13 | 53.46 | 53.54 | 53.83 | 54.12 | 54.4 | 54.63 | 54.87 | 55.08 | 55.26 | 55.38 | 55.44 | 55.62 | 55.72 | 55.71 | 55.77 | 55.84 | 55.74 | 55.66 | 55.54 | 55.6 | 55.59 | 55.6 | 55.69 | 55.35 | 55.05 | 54.36 | 53.74 | 53.55 | 53.56 | 53.27 | 52.65 | 52.01 | 51.46 | 50.96 | 50.46 | 50.2 | 49.57 | 49.53 | 49.39 | 49.03 | 48.26 | 47.79 | 47.73 | 47.71 | 47.58 | 47.27 | 47.23 | 47.12 | 46.99 | 46.82 | 46.74 | 46.68 | 46.6 | 46.52 | 46.4 | 46.1 | 46.01 | 45.93 | 45.86 | 45.79 | 45.72 | 45.64 | 45.58 | 45.53 | 45.24 | 45.18 | 45.1 | 44.96 | 44.86 | 44.79
Leading the Way
Leading the Way
Hydrogen daily stock level profile 2050 (TWh)
 | time axis 2050-01-01 to 2050-12-31
| Leading the Way | 18.1952 | 18.4325 | 18.8505 | 19.1407 | 18.8929 | 18.6184 | 18.3086 | 17.8605 | 17.3843 | 16.9088 | 16.3139 | 15.7871 | 15.197 | 14.6203 | 13.9528 | 12.849 | 12.2066 | 12.1648 | 12.1287 | 11.9158 | 11.6092 | 11.1019 | 10.6318 | 10.1297 | 10.011 | 10.3385 | 10.871 | 11.3779 | 11.8802 | 12.0476 | 12.4479 | 12.6447 | 12.915 | 13.19 | 13.697 | 14.1957 | 14.6243 | 14.5186 | 14.0889 | 13.591 | 13.694 | 13.6019 | 13.0741 | 12.6709 | 12.3341 | 11.8155 | 11.2039 | 10.6038 | 9.9905 | 9.3882 | 9.0486 | 8.6739 | 8.3217 | 7.9304 | 7.4762 | 7.0216 | 6.4975 | 5.9313 | 5.373 | 4.8346 | 4.4075 | 3.792 | 3.407 | 2.7938 | 2.2255 | 2.3289 | 2.3371 | 2.4555 | 2.6677 | 3.0045 | 2.9008 | 2.5972 | 2.2222 | 2.214 | 2.2032 | 2.2627 | 2.2746 | 2.0514 | 1.8317 | 1.7115 | 2.2238 | 2.7349 | 3.2402 | 3.6756 | 3.8659 | 3.6793 | 3.4445 | 3.1121 | 2.7723 | 2.3979 | 2.2639 | 2.1225 | 2.0795 | 2.1211 | 2.0698 | 1.6654 | 1.2855 | 1.0387 | 1.1676 | 0.76037 | 0.37196 | 0 | 0.0063645 | 0.51207 | 1.0225 | 1.5204 | 1.9834 | 2.4926 | 2.7324 | 2.8538 | 3.059 | 3.2907 | 3.6603 | 3.6594 | 3.3849 | 3.1998 | 3.0664 | 3.3203 | 3.7842 | 3.9228 | 3.956 | 3.9372 | 4.2247 | 4.6526 | 4.9268 | 4.8105 | 4.8211 | 5.2593 | 5.7447 | 6.2465 | 6.6901 | 7.141 | 7.5653 | 7.9247 | 8.2808 | 7.9427 | 8.0786 | 8.1765 | 7.8436 | 7.9009 | 8.2235 | 8.4897 | 8.9425 | 9.3257 | 9.2373 | 9.2472 | 9.5296 | 9.8222 | 10.0769 | 10.2063 | 10.1797 | 10.164 | 10.0981 | 9.8532 | 9.8152 | 9.5727 | 9.3445 | 9.2102 | 9.0683 | 8.8776 | 8.4602 | 8.4148 | 8.7947 | 9.223 | 9.661 | 10.1079 | 10.0122 | 9.6264 | 9.2806 | 8.9506 | 8.6248 | 8.3045 | 8.7115 | 9.1772 | 9.4212 | 9.1158 | 9.0732 | 9.0852 | 9.2921 | 9.5706 | 9.9204 | 10.0996 | 10.203 | 10.2851 | 10.557 | 10.5788 | 10.6601 | 10.5757 | 10.4413 | 10.2513 | 10.1215 | 9.929 | 9.6293 | 9.4418 | 9.2797 | 9.1385 | 8.9532 | 8.7266 | 8.5507 | 8.433 | 8.4065 | 8.3281 | 7.9492 | 7.6335 | 7.2179 | 6.8303 | 6.4232 | 6.1134 | 6.3399 | 6.7011 | 6.7687 | 6.5587 | 6.9184 | 7.3192 | 7.7543 | 8.0593 | 8.2035 | 7.9859 | 7.572 | 7.3774 | 7.3344 | 7.1898 | 7.3449 | 7.6064 | 7.5388 | 7.2607 | 7.5187 | 7.7185 | 7.9303 | 8.2713 | 8.2358 | 8.0835 | 8.0168 | 7.6932 | 7.7471 | 7.7928 | 7.9247 | 7.8005 | 7.3915 | 6.9763 | 6.6372 | 6.7305 | 7.1231 | 7.5724 | 8.0373 | 7.9936 | 7.8755 | 7.6886 | 7.5737 | 7.6268 | 7.2939 | 6.9116 | 7.2727 | 7.231 | 6.8324 | 6.487 | 6.4902 | 6.8542 | 7.3609 | 7.7772 | 7.9412 | 7.8822 | 7.5825 | 7.4726 | 7.7176 | 7.3029 | 6.8826 | 6.4747 | 6.126 | 5.7727 | 5.7833 | 6.2599 | 6.7092 | 7.1835 | 7.682 | 8.1717 | 8.5886 | 8.4992 | 8.6509 | 8.8714 | 8.9427 | 9.2157 | 9.7289 | 10.1795 | 10.3257 | 10.5603 | 10.4945 | 10.1594 | 9.9849 | 9.8772 | 9.8137 | 10.2741 | 10.7338 | 11.0696 | 11.5751 | 12.077 | 12.1259 | 12.5262 | 13.0318 | 13.5382 | 13.9974 | 14.4803 | 14.8965 | 15.3394 | 15.5548 | 15.6483 | 16.132 | 16.2603 | 16.0801 | 16.1213 | 16.3536 | 16.2451 | 15.8992 | 15.6143 | 15.8635 | 16.0222 | 16.1612 | 16.6499 | 16.3876 | 16.1314 | 15.7257 | 15.3635 | 15.017 | 14.9575 | 14.5886 | 14.2833 | 13.8931 | 13.4886 | 13.0124 | 12.4601 | 12.145 | 11.7646 | 11.969 | 12.0928 | 11.6826 | 11.0642 | 10.5268 | 10.3805 | 10.4274 | 10.2341 | 10.0604 | 10.4657 | 10.647 | 10.8251 | 10.8353 | 11.0555 | 11.3994 | 11.8383 | 12.3282 | 12.6287 | 12.3868 | 12.7573 | 13.1664 | 13.635 | 14.1262 | 14.5252 | 15.0292 | 15.5386 | 16.0148 | 16.1063 | 16.4781 | 16.831 | 17.1618 | 17.5218 | 17.9185
Falling Short
Hydrogen daily stock level profile 2050 (TWh)
Falling Short | time axis 2050-01-01 to 2050-12-31
| Falling Short | 0.59 | 0.6 | 0.61 | 0.62 | 0.62 | 0.61 | 0.6 | 0.6 | 0.58 | 0.56 | 0.55 | 0.53 | 0.52 | 0.51 | 0.49 | 0.47 | 0.45 | 0.46 | 0.46 | 0.45 | 0.46 | 0.45 | 0.43 | 0.41 | 0.4 | 0.41 | 0.42 | 0.43 | 0.44 | 0.45 | 0.46 | 0.46 | 0.47 | 0.48 | 0.49 | 0.5 | 0.51 | 0.5 | 0.49 | 0.47 | 0.47 | 0.47 | 0.45 | 0.45 | 0.45 | 0.43 | 0.42 | 0.41 | 0.39 | 0.37 | 0.37 | 0.36 | 0.34 | 0.32 | 0.31 | 0.3 | 0.28 | 0.26 | 0.24 | 0.22 | 0.2 | 0.18 | 0.17 | 0.15 | 0.14 | 0.15 | 0.16 | 0.17 | 0.17 | 0.18 | 0.18 | 0.16 | 0.14 | 0.14 | 0.14 | 0.14 | 0.14 | 0.14 | 0.14 | 0.13 | 0.14 | 0.15 | 0.16 | 0.16 | 0.16 | 0.15 | 0.13 | 0.12 | 0.11 | 0.09 | 0.09 | 0.09 | 0.09 | 0.09 | 0.09 | 0.08 | 0.06 | 0.05 | 0.05 | 0.03 | 0.02 | 0 | 0 | 0.01 | 0.02 | 0.03 | 0.04 | 0.04 | 0.05 | 0.06 | 0.07 | 0.08 | 0.09 | 0.09 | 0.08 | 0.08 | 0.08 | 0.09 | 0.1 | 0.11 | 0.12 | 0.13 | 0.14 | 0.15 | 0.16 | 0.16 | 0.15 | 0.16 | 0.17 | 0.18 | 0.19 | 0.2 | 0.21 | 0.22 | 0.23 | 0.22 | 0.23 | 0.24 | 0.23 | 0.24 | 0.25 | 0.26 | 0.27 | 0.27 | 0.26 | 0.26 | 0.27 | 0.28 | 0.29 | 0.3 | 0.29 | 0.3 | 0.29 | 0.29 | 0.29 | 0.29 | 0.28 | 0.28 | 0.28 | 0.28 | 0.27 | 0.27 | 0.28 | 0.28 | 0.29 | 0.3 | 0.3 | 0.28 | 0.27 | 0.25 | 0.24 | 0.23 | 0.24 | 0.24 | 0.25 | 0.25 | 0.26 | 0.26 | 0.27 | 0.28 | 0.28 | 0.29 | 0.29 | 0.28 | 0.29 | 0.29 | 0.3 | 0.28 | 0.28 | 0.28 | 0.29 | 0.29 | 0.28 | 0.28 | 0.28 | 0.28 | 0.26 | 0.25 | 0.23 | 0.22 | 0.21 | 0.19 | 0.18 | 0.16 | 0.15 | 0.13 | 0.12 | 0.1 | 0.11 | 0.12 | 0.13 | 0.14 | 0.15 | 0.16 | 0.17 | 0.18 | 0.19 | 0.18 | 0.17 | 0.15 | 0.15 | 0.14 | 0.14 | 0.15 | 0.15 | 0.14 | 0.14 | 0.15 | 0.16 | 0.17 | 0.17 | 0.17 | 0.17 | 0.16 | 0.16 | 0.16 | 0.16 | 0.16 | 0.15 | 0.14 | 0.12 | 0.12 | 0.13 | 0.14 | 0.15 | 0.15 | 0.15 | 0.15 | 0.16 | 0.17 | 0.17 | 0.16 | 0.17 | 0.16 | 0.15 | 0.13 | 0.13 | 0.13 | 0.14 | 0.15 | 0.16 | 0.16 | 0.15 | 0.15 | 0.15 | 0.14 | 0.13 | 0.11 | 0.1 | 0.08 | 0.09 | 0.09 | 0.1 | 0.11 | 0.12 | 0.13 | 0.14 | 0.15 | 0.16 | 0.17 | 0.18 | 0.19 | 0.2 | 0.21 | 0.22 | 0.22 | 0.23 | 0.21 | 0.2 | 0.2 | 0.2 | 0.2 | 0.21 | 0.22 | 0.23 | 0.24 | 0.24 | 0.25 | 0.26 | 0.27 | 0.28 | 0.29 | 0.3 | 0.31 | 0.32 | 0.33 | 0.33 | 0.34 | 0.35 | 0.36 | 0.37 | 0.38 | 0.39 | 0.4 | 0.41 | 0.42 | 0.43 | 0.44 | 0.43 | 0.42 | 0.4 | 0.39 | 0.39 | 0.39 | 0.39 | 0.37 | 0.36 | 0.34 | 0.34 | 0.33 | 0.34 | 0.33 | 0.34 | 0.35 | 0.35 | 0.34 | 0.33 | 0.34 | 0.35 | 0.35 | 0.35 | 0.35 | 0.36 | 0.38 | 0.39 | 0.4 | 0.41 | 0.42 | 0.43 | 0.44 | 0.45 | 0.46 | 0.47 | 0.48 | 0.49 | 0.5 | 0.5 | 0.51 | 0.52 | 0.53 | 0.54 | 0.55 | 0.56 | 0.57 | 0.58

## FL.08
FL.08: Domestic thermal energy storage at ACS winter peak
Return to: Main Menu
Return to: Chapter contents |  | Consumer Transformation
Residential peak thermal storage capacity (GW)
| Consumer Transformation | Consumer Transformation
|  |  | 2020-12-31 | 2021-01-01 | 2022-01-01 | 2023-01-01 | 2024-01-01 | 2025-01-01 | 2026-01-01 | 2027-01-01 | 2028-01-01 | 2029-01-01 | 2030-01-01 | 2031-01-01 | 2032-01-01 | 2033-01-01 | 2034-01-01 | 2035-01-01 | 2036-01-01 | 2037-01-01 | 2038-01-01 | 2039-01-01 | 2040-01-01 | 2041-01-01 | 2042-01-01 | 2043-01-01 | 2044-01-01 | 2045-01-01 | 2046-01-01 | 2047-01-01 | 2048-01-01 | 2049-01-01 | 2050-01-01
|  | Thermal storage flexibility |  | 0.1 | 0.07 | 0.09 | 0.12 | 0.14 | 0.18 | 0.23 | 0.31 | 0.43 | 0.59 | 0.74 | 0.89 | 1.04 | 1.19 | 1.35 | 1.51 | 1.69 | 1.86 | 2.04 | 2.2 | 2.34 | 2.45 | 2.54 | 2.61 | 2.67 | 2.73 | 2.79 | 2.84 | 2.88 | 2.89
|  | Storage heater flexibility |  | 4.998 | 5.8773 | 5.7077 | 5.5314 | 5.3464 | 5.0822 | 4.8558 | 4.6332 | 4.4137 | 4.1969 | 3.9519 | 3.705 | 3.4693 | 3.2445 | 3.0302 | 3.0065 | 3.0254 | 3.0199 | 3.0114 | 3.001 | 2.9967 | 2.9714 | 2.9309 | 2.8761 | 2.8073 | 2.7388 | 2.6779 | 2.6106 | 2.5367 | 2.4561
| System Transformation | System Transformation
Residential peak thermal storage capacity (GW)
|  | System Transformation | 2020-12-31 | 2021-01-01 | 2022-01-01 | 2023-01-01 | 2024-01-01 | 2025-01-01 | 2026-01-01 | 2027-01-01 | 2028-01-01 | 2029-01-01 | 2030-01-01 | 2031-01-01 | 2032-01-01 | 2033-01-01 | 2034-01-01 | 2035-01-01 | 2036-01-01 | 2037-01-01 | 2038-01-01 | 2039-01-01 | 2040-01-01 | 2041-01-01 | 2042-01-01 | 2043-01-01 | 2044-01-01 | 2045-01-01 | 2046-01-01 | 2047-01-01 | 2048-01-01 | 2049-01-01 | 2050-01-01
|  | Thermal storage flexibility |  | 0.1 | 0.1 | 0.12 | 0.13 | 0.16 | 0.18 | 0.2 | 0.23 | 0.26 | 0.29 | 0.31 | 0.33 | 0.35 | 0.37 | 0.39 | 0.42 | 0.45 | 0.48 | 0.51 | 0.55 | 0.58 | 0.61 | 0.65 | 0.71 | 0.78 | 0.87 | 0.95 | 1.04 | 1.13 | 1.21
|  | Storage heater flexibility |  | 4.998 | 7.6825 | 7.4757 | 7.2631 | 7.0386 | 6.7087 | 6.3854 | 6.0669 | 5.7555 | 5.4493 | 5.0452 | 4.6577 | 4.2867 | 3.9319 | 3.593 | 3.4279 | 3.2459 | 3.0701 | 2.8977 | 2.7324 | 2.5645 | 2.3978 | 2.2332 | 2.0695 | 1.9081 | 1.8258 | 1.7417 | 1.656 | 1.5684 | 1.479
Leading the Way
Leading the Way
Residential peak thermal storage capacity (GW)
|  | Leading the Way | 2020-12-31 | 2021-01-01 | 2022-01-01 | 2023-01-01 | 2024-01-01 | 2025-01-01 | 2026-01-01 | 2027-01-01 | 2028-01-01 | 2029-01-01 | 2030-01-01 | 2031-01-01 | 2032-01-01 | 2033-01-01 | 2034-01-01 | 2035-01-01 | 2036-01-01 | 2037-01-01 | 2038-01-01 | 2039-01-01 | 2040-01-01 | 2041-01-01 | 2042-01-01 | 2043-01-01 | 2044-01-01 | 2045-01-01 | 2046-01-01 | 2047-01-01 | 2048-01-01 | 2049-01-01 | 2050-01-01
|  | Thermal storage flexibility |  | 0.1 | 0.19 | 0.34 | 0.54 | 0.84 | 1.11 | 1.44 | 1.78 | 2.06 | 2.34 | 2.58 | 2.81 | 3.03 | 3.25 | 3.48 | 3.69 | 3.93 | 4.06 | 4.13 | 4.11 | 4.1 | 3.98 | 3.87 | 3.83 | 3.8 | 3.8 | 3.82 | 3.82 | 3.83 | 3.82
|  | Storage heater flexibility |  | 4.998 | 6.2707 | 6.0902 | 5.8856 | 5.6711 | 5.391 | 5.1375 | 4.8891 | 4.6385 | 4.3599 | 4.0438 | 3.7282 | 3.4264 | 3.141 | 2.869 | 2.8159 | 2.7698 | 2.7325 | 2.7065 | 2.683 | 2.639 | 2.5997 | 2.5573 | 2.5213 | 2.5155 | 2.5089 | 2.5139 | 2.5171 | 2.5155 | 2.512
| Falling Short | Falling Short
Residential peak thermal storage capacity (GW)
|  | Falling Short | 2020-12-31 | 2021-01-01 | 2022-01-01 | 2023-01-01 | 2024-01-01 | 2025-01-01 | 2026-01-01 | 2027-01-01 | 2028-01-01 | 2029-01-01 | 2030-01-01 | 2031-01-01 | 2032-01-01 | 2033-01-01 | 2034-01-01 | 2035-01-01 | 2036-01-01 | 2037-01-01 | 2038-01-01 | 2039-01-01 | 2040-01-01 | 2041-01-01 | 2042-01-01 | 2043-01-01 | 2044-01-01 | 2045-01-01 | 2046-01-01 | 2047-01-01 | 2048-01-01 | 2049-01-01 | 2050-01-01
|  | Thermal storage flexibility |  | 0.1 | 0.11 | 0.13 | 0.14 | 0.16 | 0.19 | 0.23 | 0.28 | 0.34 | 0.4 | 0.47 | 0.54 | 0.61 | 0.7 | 0.79 | 0.9 | 1.01 | 1.13 | 1.27 | 1.42 | 1.55 | 1.66 | 1.77 | 1.87 | 1.96 | 2.06 | 2.16 | 2.28 | 2.41 | 2.56
|  | Storage heater flexibility |  | 4.998 | 4.9675 | 4.9301 | 4.8838 | 4.8281 | 4.7502 | 4.6665 | 4.5767 | 4.4802 | 4.3763 | 4.2824 | 4.1844 | 4.0821 | 3.9757 | 3.865 | 3.7751 | 3.7032 | 3.6346 | 3.5717 | 3.5151 | 3.4848 | 3.4605 | 3.4422 | 3.4308 | 3.427 | 3.4273 | 3.4283 | 3.4299 | 3.4323 | 3.4354

## FL.09
FL.09: Impact of flexible demand side response technologies on peak demands in 2050
Return to: Main Menu
Return to: Chapter contents
Consumer Transformation
Consumer Transformation
|  | Peak demand and demand reduction (GW) |  | Unmanaged consumer demand | Smart charging | Hybrid HP shift to H2 and Biofuel | Thermal Storage and DH | ACS Peak | Residential DSR | I&C Processes DSR | Commercial HP + Hybrid DSR | V2G | Peak post all flex | Labels
|  |  |  | 136.8046 | 125.1801 | 124.9399 | 112.9 | 112.9 | 111.5355 | 102.2177 | 99.6629 | 82.4801 | 82.4801 | Residential
Transport
|  | 136.8046 | Unmanaged consumer demand | 0 | 0 | 0 | 0 | 0 | 0 | 0 | 0 | 0 | 0 | I&C
Peak demand
|  | -11.6245 | Smart Charging | 0 | 11.6245
|  | -0.24017 | Hybrid HP shift to H2 and Biofuel | 0 |  | 0.24017
|  | -12.0399 | Thermal Storage and DH | 0 |  |  | 12.0399
| 112.9 | 0 | ACS Peak | 0 |  |  |  | 0
|  | -1.3645 | Residential DSR | 0 |  |  |  |  | 1.3645
|  | -9.3178 | I&C Processes DSR | 0 | [5 empty] | 9.3178
|  | -2.5548 | I&C Heat DSR | 0 | [6 empty] | 2.5548
|  | -17.1828 | V2G | 0 | [7 empty] | 17.1828
|  | 0 | Peak post all flex | 0 | [8 empty] | 0
39.71%
System Transformation |  | System Transformation
|  | Peak demand reduction (GW) |  | Unmanaged consumer demand | Smart charging | Hybrid HP shift to H2 and Biofuel | Thermal Storage and DH | ACS Peak | Residential DSR | I&C Processes DSR | Commercial HP + Hybrid DSR | V2G | Peak post all flex | Labels
|  |  |  | 119.0582 | 111.4983 | 108.315 | 100.8 | 100.8 | 99.5257 | 96.4055 | 94.9878 | 86.9478 | 86.9478 | Residential
Transport
|  | 119.0582 | Unmanaged consumer demand | 0 | 0 | 0 | 0 | 0 | 0 | 0 | 0 | 0 | 0 | I&C
Peak demand
|  | -7.5598 | Smart Charging | 0 | 7.5598
|  | -3.1834 | Hybrid HP shift to H2 and Biofuel | 0 |  | 3.1834 | [8 empty] | -7.515
|  | -7.515 | Thermal Storage and DH | 0 |  |  | 7.515
| 100.8 | 0 | ACS Peak | 0 |  |  |  | 0
|  | -1.2743 | Residential DSR | 0 |  |  |  |  | 1.2743
|  | -3.1202 | I&C Processes DSR | 0 | [5 empty] | 3.1202
|  | -1.4177 | I&C Heat DSR | 0 | [6 empty] | 1.4177
|  | -8.04 | V2G | 0 | [7 empty] | 8.04
|  | 0 | Peak post all flex | 0 | [8 empty] | 0
26.97%
Leading the Way
Leading the Way
|  | Peak demand reduction (GW) |  | Unmanaged consumer demand | Smart charging | Hybrid HP shift to H2 and Biofuel | Thermal Storage and DH | ACS Peak | Residential DSR | I&C Processes DSR | Commercial HP + Hybrid DSR | V2G | Peak post all flex | Labels
|  |  |  | 122.2962 | 110.3543 | 109.0985 | 97.5 | 97.5 | 96.2506 | 90.7739 | 88.481 | 68.8195 | 68.8195 | Residential
Transport
|  | 122.2962 | Unmanaged consumer demand | 0 | 0 | 0 | 0 | 0 | 0 | 0 | 0 | 0 | 0 | I&C
Peak demand
|  | -11.9418 | Smart Charging | 0 | 11.9418
|  | -1.2558 | Hybrid HP shift to H2 and Biofuel | 0 |  | 1.2558
|  | -11.5985 | Thermal Storage and DH | 0 |  |  | 11.5985
| 97.5 | 0 | ACS Peak | 0 |  |  |  | 0
|  | -1.2494 | Residential DSR | 0 |  |  |  |  | 1.2494
|  | -5.4767 | I&C Processes DSR | 0 | [5 empty] | 5.4767
|  | -2.2929 | I&C Heat DSR | 0 | [6 empty] | 2.2929 |  |  |  | -11.5985
|  | -19.6614 | V2G | 0 | [7 empty] | 19.6614
|  | 0 | Peak post all flex | 0 | [8 empty] | 0
43.73%
Falling Short
Falling Short
|  | Peak demand and demand reduction (GW) |  | Unmanaged consumer demand | Smart charging | Hybrid HP shift to H2 and Biofuel | Thermal Storage and DH | ACS Peak | Residential DSR | I&C Processes DSR | Commercial HP + Hybrid DSR | V2G | Peak post all flex | Labels
|  |  |  | 134.4344 | 126.3788 | 126.1212 | 114.2 | 114.2 | 113.0406 | 110.9604 | 110.1665 | 106.0638 | 106.0638 | Residential
Transport
|  | 134.4344 | Unmanaged consumer demand | 0 | 0 | 0 | 0 | 0 | 0 | 0 | 0 | 0 | 0 | I&C
Peak demand
|  | -8.0556 | Smart Charging | 0 | 8.0556
|  | -0.25764 | Hybrid HP shift to H2 and Biofuel | 0 |  | 0.25764
|  | -11.9212 | Thermal Storage and DH | 0 |  |  | 11.9212
| 114.2 | 0 | ACS Peak | 0 |  |  |  | 0
|  | -1.1594 | Residential DSR | 0 |  |  |  |  | 1.1594
|  | -2.0802 | I&C Processes DSR | 0 | [5 empty] | 2.0802
|  | -0.79388 | I&C Heat DSR | 0 | [6 empty] | 0.79388
|  | -4.1027 | V2G | 0 | [7 empty] | 4.1027
|  | 0 | Peak post all flex | 0 | [8 empty] | 0
21.1%

## FL.10
FL.10: Industrial and commercial demand side response
Return to: Main Menu
Return to: Chapter contents
Total Pure Industrial & Commercial Demand Side Response GW | Total Pure Industrial & Commercial Demand Side Response GW
| Year Beginning | 2020-01-01 | 2021-01-01 | 2022-01-01 | 2023-01-01 | 2024-01-01 | 2025-01-01 | 2026-01-01 | 2027-01-01 | 2028-01-01 | 2029-01-01 | 2030-01-01 | 2031-01-01 | 2032-01-01 | 2033-01-01 | 2034-01-01 | 2035-01-01 | 2036-01-01 | 2037-01-01 | 2038-01-01 | 2039-01-01 | 2040-01-01 | 2041-01-01 | 2042-01-01 | 2043-01-01 | 2044-01-01 | 2045-01-01 | 2046-01-01 | 2047-01-01 | 2048-01-01 | 2049-01-01 | 2050-01-01
| Consumer Transformation | 1.292 | 1.19 | 1.2673 | 1.3818 | 1.5745 | 1.869 | 2.1355 | 2.315 | 2.5043 | 2.7373 | 3.1111 | 3.4861 | 4.0223 | 4.6423 | 5.2729 | 6.0911 | 6.9369 | 7.639 | 8.2723 | 8.7487 | 9.1852 | 9.6053 | 10.0299 | 10.4656 | 10.8542 | 11.225 | 11.4913 | 11.7349 | 11.893 | 12.0049 | 11.8726
| System Transformation | 1.292 | 1.19 | 1.2039 | 1.1961 | 1.1964 | 1.3238 | 1.5029 | 1.6588 | 1.732 | 1.7691 | 1.819 | 1.9302 | 2.2695 | 2.6501 | 2.8559 | 3.0606 | 3.2968 | 3.627 | 3.8236 | 3.95 | 4.0277 | 4.1006 | 4.1827 | 4.2461 | 4.3123 | 4.3518 | 4.3975 | 4.434 | 4.4623 | 4.5243 | 4.5379
| Leading the Way | 1.292 | 1.19 | 1.2618 | 1.4015 | 1.5863 | 1.8814 | 2.1511 | 2.3284 | 2.5031 | 2.7152 | 3.0887 | 3.4793 | 3.8581 | 4.2179 | 4.6083 | 5.0808 | 5.5552 | 5.9475 | 6.2318 | 6.4018 | 6.4916 | 6.5902 | 6.72 | 6.8724 | 6.9993 | 7.1675 | 7.339 | 7.4851 | 7.5802 | 7.6773 | 7.7696
| Falling Short | 1.292 | 1.19 | 0.87527 | 0.88216 | 1.7563 | 1.9331 | 0.89708 | 0.89593 | 0.89259 | 0.88842 | 0.89484 | 0.9197 | 0.98123 | 1.1137 | 1.2831 | 1.3848 | 1.465 | 1.5322 | 1.6038 | 1.6976 | 1.8107 | 1.9228 | 2.056 | 2.1978 | 2.3055 | 2.3917 | 2.4758 | 2.5627 | 2.6558 | 2.7572 | 2.8741
| Five Year Forecast | 2020-01-01: 1.292; 2021-01-01: 1.19; 2022-01-01: 1.1746; 2023-01-01: 1.1674; 2024-01-01: 1.1684; 2025-01-01: 1.1666; 2026-01-01: 1.1492; 2027-01-01: 1.1492
Note DSR is a negative effect on demand: shown as positive for illustrative purposes
This is I&C pure demand side response due to demand turn down or demand shifting. DSR due to generation is not shown here
This table includes DSR from I&C processes, as well as I&C heat pumps. Breakdown below.
Demand Side Response from Industrial & Commercial Processes GW
| Year Beginning | 2020-01-01 | 2021-01-01 | 2022-01-01 | 2023-01-01 | 2024-01-01 | 2025-01-01 | 2026-01-01 | 2027-01-01 | 2028-01-01 | 2029-01-01 | 2030-01-01 | 2031-01-01 | 2032-01-01 | 2033-01-01 | 2034-01-01 | 2035-01-01 | 2036-01-01 | 2037-01-01 | 2038-01-01 | 2039-01-01 | 2040-01-01 | 2041-01-01 | 2042-01-01 | 2043-01-01 | 2044-01-01 | 2045-01-01 | 2046-01-01 | 2047-01-01 | 2048-01-01 | 2049-01-01 | 2050-01-01
| Consumer Transformation | 1.2919 | 1.1471 | 1.1699 | 1.2364 | 1.3725 | 1.5886 | 1.76 | 1.8282 | 1.906 | 2.0294 | 2.2967 | 2.576 | 3.0162 | 3.5322 | 4.0468 | 4.7385 | 5.4626 | 6.0422 | 6.5755 | 6.9798 | 7.3738 | 7.6978 | 8.0671 | 8.4379 | 8.753 | 9.0503 | 9.23 | 9.3877 | 9.4673 | 9.5102 | 9.3178
| System Transformation | 1.2919 | 1.1563 | 1.1199 | 1.0724 | 1.0321 | 1.1182 | 1.2516 | 1.3363 | 1.309 | 1.2346 | 1.1705 | 1.2006 | 1.4602 | 1.7628 | 1.8911 | 2.0192 | 2.2172 | 2.5065 | 2.6626 | 2.7524 | 2.7973 | 2.8162 | 2.8672 | 2.924 | 2.9934 | 3.039 | 3.0656 | 3.0814 | 3.0876 | 3.1277 | 3.1202
| Leading the Way | 1.2919 | 1.1385 | 1.1534 | 1.2431 | 1.3719 | 1.5765 | 1.7332 | 1.7816 | 1.8289 | 1.9236 | 2.1855 | 2.4855 | 2.7731 | 3.0356 | 3.3177 | 3.674 | 4.0523 | 4.3437 | 4.5348 | 4.6285 | 4.6868 | 4.7297 | 4.8371 | 4.9661 | 5.0595 | 5.1829 | 5.2855 | 5.362 | 5.3919 | 5.4332 | 5.4767
| Falling Short | 1.2919 | 1.1537 | 0.80136 | 0.76802 | 1.5957 | 1.7288 | 0.66956 | 0.64407 | 0.61194 | 0.57513 | 0.54722 | 0.53489 | 0.55611 | 0.64718 | 0.7746 | 0.8318 | 0.90332 | 0.96227 | 1.0288 | 1.1207 | 1.2257 | 1.3056 | 1.4082 | 1.5238 | 1.6095 | 1.6758 | 1.7427 | 1.8144 | 1.8926 | 1.9787 | 2.0802
| Five Year Forecast | 2020-01-01: 1.292; 2021-01-01: 1.19; 2022-01-01: 1.1746; 2023-01-01: 1.1674; 2024-01-01: 1.1684; 2025-01-01: 1.1666; 2026-01-01: 1.1492; 2027-01-01: 1.1492
I&C DSR, based on observation of current operational and Energyst Survey data
Demand Side Response from Industrial & Commercial Processes GW
DSR from Industrial & Commercial Heat flexibility GW
| Year Beginning | 2020-01-01 | 2021-01-01 | 2022-01-01 | 2023-01-01 | 2024-01-01 | 2025-01-01 | 2026-01-01 | 2027-01-01 | 2028-01-01 | 2029-01-01 | 2030-01-01 | 2031-01-01 | 2032-01-01 | 2033-01-01 | 2034-01-01 | 2035-01-01 | 2036-01-01 | 2037-01-01 | 2038-01-01 | 2039-01-01 | 2040-01-01 | 2041-01-01 | 2042-01-01 | 2043-01-01 | 2044-01-01 | 2045-01-01 | 2046-01-01 | 2047-01-01 | 2048-01-01 | 2049-01-01 | 2050-01-01
| Consumer Transformation | 0.00020667 | 0.042923 | 0.097358 | 0.14542 | 0.20201 | 0.28038 | 0.37551 | 0.48678 | 0.59834 | 0.7079 | 0.81441 | 0.9101 | 1.0061 | 1.1101 | 1.2261 | 1.3526 | 1.4743 | 1.5967 | 1.6968 | 1.7689 | 1.8114 | 1.9075 | 1.9629 | 2.0277 | 2.1012 | 2.1747 | 2.2613 | 2.3472 | 2.4257 | 2.4947 | 2.5548
| System Transformation | 0.00020667 | 0.033666 | 0.083989 | 0.12372 | 0.16437 | 0.20563 | 0.25139 | 0.32245 | 0.42302 | 0.53455 | 0.64846 | 0.72967 | 0.80929 | 0.8873 | 0.96483 | 1.0414 | 1.0796 | 1.1205 | 1.161 | 1.1976 | 1.2305 | 1.2843 | 1.3155 | 1.3221 | 1.3189 | 1.3128 | 1.332 | 1.3527 | 1.3747 | 1.3966 | 1.4177
| Leading the Way | 0.00020667 | 0.051549 | 0.10837 | 0.15843 | 0.21444 | 0.3049 | 0.41794 | 0.54684 | 0.67419 | 0.79156 | 0.90327 | 0.99378 | 1.085 | 1.1823 | 1.2906 | 1.4067 | 1.5029 | 1.6039 | 1.697 | 1.7733 | 1.8048 | 1.8605 | 1.8829 | 1.9063 | 1.9398 | 1.9846 | 2.0535 | 2.1232 | 2.1883 | 2.2441 | 2.2929
| Falling Short | 0.00020667 | 0.036285 | 0.073907 | 0.11414 | 0.16065 | 0.20422 | 0.22752 | 0.25186 | 0.28065 | 0.31329 | 0.34762 | 0.38481 | 0.42512 | 0.46655 | 0.50853 | 0.55298 | 0.56165 | 0.56993 | 0.57502 | 0.5769 | 0.58501 | 0.61716 | 0.64785 | 0.674 | 0.69599 | 0.71585 | 0.73317 | 0.74824 | 0.76315 | 0.77856 | 0.79388
| Five Year Forecast | 2020-01-01: 0; 2021-01-01: 0; 2022-01-01: 0; 2023-01-01: 0; 2024-01-01: 0; 2025-01-01: 0; 2026-01-01: 0; 2027-01-01: 0
Commercial heat pump capacity - assumed to be able to DSR totally in the period 5pm-6pm
DSR from I&C Heating GW

## FL.11
FL.11: Residential winter peak electricity demand for heating and flexibility from heating technologies
Return to: Main Menu
Return to: Chapter contents
Consumer Transformation | Consumer Transformation GW
| Year Beginning | 2015-01-01 | 2016-01-01 | 2017-01-01 | 2018-01-01 | 2019-01-01 | 2020-01-01 | 2021-01-01 | 2022-01-01 | 2023-01-01 | 2024-01-01 | 2025-01-01 | 2026-01-01 | 2027-01-01 | 2028-01-01 | 2029-01-01 | 2030-01-01 | 2031-01-01 | 2032-01-01 | 2033-01-01 | 2034-01-01 | 2035-01-01 | 2036-01-01 | 2037-01-01 | 2038-01-01 | 2039-01-01 | 2040-01-01 | 2041-01-01 | 2042-01-01 | 2043-01-01 | 2044-01-01 | 2045-01-01 | 2046-01-01 | 2047-01-01 | 2048-01-01 | 2049-01-01 | 2050-01-01
| Unconstrained peak electricity demand for heat | [5 empty] | 8.2278 | 8.4746 | 9.2936 | 9.4772 | 9.6854 | 9.8929 | 10.016 | 10.466 | 11.316 | 12.5168 | 13.877 | 15.0936 | 16.5048 | 18.0189 | 19.6288 | 21.414 | 23.3619 | 25.9587 | 28.5189 | 31.0855 | 32.8312 | 34.3397 | 36.1832 | 37.6763 | 38.8472 | 38.7981 | 38.2682 | 38.6754 | 39.0575 | 39.4511 | 39.4898
| Peak after storage heater flex | [5 empty] | 3.2189 | 3.4766 | 3.4163 | 3.7696 | 4.1541 | 4.5465 | 4.9338 | 5.6102 | 6.6829 | 8.1031 | 9.6801 | 11.1417 | 12.7998 | 14.5496 | 16.3843 | 18.3837 | 20.3554 | 22.9332 | 25.499 | 28.0741 | 29.8302 | 31.3429 | 33.2118 | 34.7455 | 35.9711 | 35.9908 | 35.5294 | 35.9975 | 36.4469 | 36.9144 | 37.0337
| Peak after storage heater flex and Hybrid HP shift to H2 and Biofuel | [5 empty] | 3.2189 | 3.4762 | 3.408 | 3.7601 | 4.1423 | 4.53 | 4.9083 | 5.5749 | 6.6375 | 8.0476 | 9.6144 | 11.0659 | 12.7136 | 14.453 | 16.277 | 18.2656 | 20.2234 | 22.7948 | 25.3474 | 27.911 | 29.6579 | 31.1647 | 33.028 | 34.5553 | 35.7737 | 35.786 | 35.3155 | 35.7766 | 36.2194 | 36.6804 | 36.7935
| Peak after flexing by storage heaters, Hybrid HPs, District Heat, and thermal storage | [5 empty] | 3.1336 | 3.2712 | 3.1155 | 3.3211 | 3.5469 | 3.7723 | 4.0735 | 4.6305 | 5.5183 | 6.6903 | 7.9509 | 9.1052 | 10.4241 | 11.8005 | 13.2352 | 14.6552 | 16.0302 | 17.972 | 19.931 | 21.9175 | 23.1369 | 24.0879 | 25.461 | 26.5639 | 27.4361 | 27.1873 | 26.4644 | 26.6926 | 26.9237 | 27.1754 | 27.2097
| Unconstrained peak electricity demand for heat - residential peak electricity demands if all heat pumps operate as normal on winter evenings | 2050-01-01: 12.2801
Peak after storage heater flex - Peak after accounting for storage heater load shifting to charge up overnight
Peak after storage heater flex and Hybrid HP shift to H2 and Biofuel - if hybrid heat pumps have all shifted to use hydrogen or biofuel
Peak after flexing by storage heaters, Hybrid HPs, District Heat, and thermal storage - hybrid heat pumps running on hydrogen or biofuel and other heat demands met by thermal storage instead of heat pumps where possible, district heat loadshifting where possible
System Transformation | System Transformation GW
| Year Beginning | 2015-01-01 | 2016-01-01 | 2017-01-01 | 2018-01-01 | 2019-01-01 | 2020-01-01 | 2021-01-01 | 2022-01-01 | 2023-01-01 | 2024-01-01 | 2025-01-01 | 2026-01-01 | 2027-01-01 | 2028-01-01 | 2029-01-01 | 2030-01-01 | 2031-01-01 | 2032-01-01 | 2033-01-01 | 2034-01-01 | 2035-01-01 | 2036-01-01 | 2037-01-01 | 2038-01-01 | 2039-01-01 | 2040-01-01 | 2041-01-01 | 2042-01-01 | 2043-01-01 | 2044-01-01 | 2045-01-01 | 2046-01-01 | 2047-01-01 | 2048-01-01 | 2049-01-01 | 2050-01-01
| Unconstrained peak electricity demand for heat | [5 empty] | 8.2278 | 8.4746 | 11.263 | 11.4029 | 11.5665 | 11.7119 | 11.592 | 11.5531 | 11.5442 | 11.5701 | 11.5759 | 11.3826 | 11.2676 | 11.2232 | 11.2562 | 11.5041 | 12.8234 | 14.391 | 15.9537 | 17.4849 | 18.8537 | 20.2528 | 21.8125 | 23.375 | 24.9488 | 26.3296 | 27.7582 | 29.3204 | 30.8432 | 32.3203 | 33.5549
| Peak after storage heater flex | [5 empty] | 3.2189 | 3.4766 | 3.5805 | 3.9272 | 4.3034 | 4.6733 | 4.8833 | 5.1676 | 5.4774 | 5.8146 | 6.1266 | 6.3375 | 6.6098 | 6.9364 | 7.3243 | 7.9111 | 9.3956 | 11.1451 | 12.8836 | 14.5872 | 16.1213 | 17.6883 | 19.4147 | 21.1418 | 22.8793 | 24.4215 | 25.9324 | 27.5787 | 29.1872 | 30.7519 | 32.0759
| Peak after storage heater flex and Hybrid HP shift to H2 and Biofuel | [5 empty] | 3.2189 | 3.4762 | 3.5752 | 3.9163 | 4.2853 | 4.6469 | 4.8483 | 5.1228 | 5.4231 | 5.7507 | 6.0528 | 6.2478 | 6.5033 | 6.8117 | 7.1796 | 7.7378 | 9.0162 | 10.5318 | 12.0346 | 13.5047 | 14.8075 | 16.146 | 17.6375 | 19.1345 | 20.6564 | 22.0075 | 23.351 | 24.8372 | 26.2905 | 27.7054 | 28.8926
| Peak after flexing by storage heaters, Hybrid HPs, District Heat, and thermal storage | [5 empty] | 3.1336 | 3.2712 | 3.2744 | 3.4873 | 3.7207 | 3.9403 | 4.0833 | 4.2895 | 4.5125 | 4.756 | 4.964 | 5.0917 | 5.2671 | 5.4724 | 5.7128 | 6.0267 | 6.9858 | 8.1293 | 9.2773 | 10.4123 | 11.4072 | 12.4187 | 13.5852 | 14.783 | 16.0218 | 17.1146 | 18.1728 | 19.396 | 20.606 | 21.798 | 22.8566
10.6983
Leading the Way | Leading the Way GW
| Year Beginning | 2015-01-01 | 2016-01-01 | 2017-01-01 | 2018-01-01 | 2019-01-01 | 2020-01-01 | 2021-01-01 | 2022-01-01 | 2023-01-01 | 2024-01-01 | 2025-01-01 | 2026-01-01 | 2027-01-01 | 2028-01-01 | 2029-01-01 | 2030-01-01 | 2031-01-01 | 2032-01-01 | 2033-01-01 | 2034-01-01 | 2035-01-01 | 2036-01-01 | 2037-01-01 | 2038-01-01 | 2039-01-01 | 2040-01-01 | 2041-01-01 | 2042-01-01 | 2043-01-01 | 2044-01-01 | 2045-01-01 | 2046-01-01 | 2047-01-01 | 2048-01-01 | 2049-01-01 | 2050-01-01
| Unconstrained peak electricity demand for heat | [5 empty] | 8.2278 | 8.4746 | 9.4463 | 9.9429 | 10.6222 | 11.6004 | 12.2318 | 13.1607 | 14.2503 | 15.2637 | 16.3096 | 17.2552 | 18.4054 | 19.6429 | 20.9653 | 22.4605 | 24.0999 | 26.2067 | 27.8828 | 29.3429 | 30.0462 | 30.7325 | 31.5139 | 32.1639 | 32.9484 | 32.9933 | 32.6943 | 33.0187 | 33.3167 | 33.5898 | 33.5399
| Peak after storage heater flex | [5 empty] | 3.2189 | 3.4766 | 3.1756 | 3.8528 | 4.7366 | 5.9293 | 6.8408 | 8.0232 | 9.3612 | 10.6252 | 11.9496 | 13.2114 | 14.6772 | 16.2165 | 17.8243 | 19.5915 | 21.284 | 23.4369 | 25.1503 | 26.6364 | 27.3632 | 28.0935 | 28.9142 | 29.6066 | 30.4271 | 30.4777 | 30.1855 | 30.5048 | 30.7996 | 31.0743 | 31.0279
| Peak after storage heater flex and Hybrid HP shift to H2 and Biofuel | [5 empty] | 3.2189 | 3.4762 | 3.1716 | 3.8368 | 4.7039 | 5.879 | 6.7752 | 7.9415 | 9.2633 | 10.5044 | 11.7953 | 13.0098 | 14.412 | 15.8847 | 17.4232 | 19.1093 | 20.7145 | 22.7753 | 24.4126 | 25.8307 | 26.4919 | 27.1492 | 27.9008 | 28.5252 | 29.2874 | 29.2926 | 28.9706 | 29.2776 | 29.5588 | 29.8209 | 29.7721
| Peak after flexing by storage heaters, Hybrid HPs, District Heat, and thermal storage | [5 empty] | 3.1336 | 3.2712 | 2.7687 | 3.1742 | 3.7194 | 4.4695 | 5.0615 | 5.8377 | 6.7119 | 7.5431 | 8.398 | 9.2233 | 10.2262 | 11.2827 | 12.3859 | 13.4931 | 14.5416 | 16.0025 | 17.1847 | 18.2312 | 18.6217 | 18.9822 | 19.5859 | 20.1259 | 20.7664 | 20.676 | 20.2379 | 20.4213 | 20.582 | 20.7306 | 20.6856
12.8543
Falling Short | Falling Short GW
| Year Beginning | 2015-01-01 | 2016-01-01 | 2017-01-01 | 2018-01-01 | 2019-01-01 | 2020-01-01 | 2021-01-01 | 2022-01-01 | 2023-01-01 | 2024-01-01 | 2025-01-01 | 2026-01-01 | 2027-01-01 | 2028-01-01 | 2029-01-01 | 2030-01-01 | 2031-01-01 | 2032-01-01 | 2033-01-01 | 2034-01-01 | 2035-01-01 | 2036-01-01 | 2037-01-01 | 2038-01-01 | 2039-01-01 | 2040-01-01 | 2041-01-01 | 2042-01-01 | 2043-01-01 | 2044-01-01 | 2045-01-01 | 2046-01-01 | 2047-01-01 | 2048-01-01 | 2049-01-01 | 2050-01-01
| Unconstrained peak electricity demand for heat | [5 empty] | 8.2278 | 8.4746 | 8.7535 | 9.0862 | 9.4604 | 9.8586 | 10.0852 | 10.4005 | 10.8035 | 11.2953 | 11.8504 | 12.4173 | 13.1199 | 13.935 | 14.8805 | 15.858 | 16.8521 | 18.0356 | 19.3543 | 20.84 | 22.2341 | 23.6059 | 25.1194 | 26.605 | 28.0741 | 29.0945 | 29.8405 | 31.1199 | 32.6316 | 34.3048 | 36.0879
| Peak after storage heater flex | [5 empty] | 3.2189 | 3.4766 | 3.786 | 4.1561 | 4.5766 | 5.0305 | 5.3349 | 5.7341 | 6.2268 | 6.8151 | 7.4741 | 8.1349 | 8.9355 | 9.8529 | 10.9049 | 11.993 | 13.077 | 14.3324 | 15.7197 | 17.2684 | 18.7189 | 20.1211 | 21.6589 | 23.1629 | 24.6434 | 25.6675 | 26.4132 | 27.6916 | 29.2017 | 30.8726 | 32.6525
| Peak after storage heater flex and Hybrid HP shift to H2 and Biofuel | [5 empty] | 3.2189 | 3.4762 | 3.785 | 4.1544 | 4.5741 | 5.0271 | 5.3278 | 5.7228 | 6.2104 | 6.792 | 7.4415 | 8.0897 | 8.8775 | 9.7817 | 10.8201 | 11.8943 | 12.965 | 14.2064 | 15.5792 | 17.1126 | 18.5475 | 19.9338 | 21.4565 | 22.9468 | 24.4157 | 25.4316 | 26.1732 | 27.447 | 28.9526 | 30.6192 | 32.3949
| Peak after flexing by storage heaters, Hybrid HPs, District Heat, and thermal storage | [5 empty] | 3.1336 | 3.2712 | 3.4258 | 3.6057 | 3.805 | 4.0113 | 4.1967 | 4.4613 | 4.8002 | 5.2137 | 5.6725 | 6.1264 | 6.6897 | 7.3318 | 8.0649 | 8.787 | 9.5637 | 10.5312 | 11.6096 | 12.8205 | 13.9004 | 14.9179 | 16.0967 | 17.2469 | 18.3766 | 19.0543 | 19.4655 | 20.3661 | 21.4415 | 22.6306 | 23.909
12.1788

## FL.12
FL.12: Electric vehicle charging behaviour at ACS winter peak system demand
Return to: Main Menu
Return to: Chapter contents
Consumer Transformation | Consumer Transformation GW
| Year Beginning | 2015-01-01 | 2016-01-01 | 2017-01-01 | 2018-01-01 | 2019-01-01 | 2020-01-01 | 2021-01-01 | 2022-01-01 | 2023-01-01 | 2024-01-01 | 2025-01-01 | 2026-01-01 | 2027-01-01 | 2028-01-01 | 2029-01-01 | 2030-01-01 | 2031-01-01 | 2032-01-01 | 2033-01-01 | 2034-01-01 | 2035-01-01 | 2036-01-01 | 2037-01-01 | 2038-01-01 | 2039-01-01 | 2040-01-01 | 2041-01-01 | 2042-01-01 | 2043-01-01 | 2044-01-01 | 2045-01-01 | 2046-01-01 | 2047-01-01 | 2048-01-01 | 2049-01-01 | 2050-01-01
| Unmanaged EV charging demand |  |  | 0.10292 | 0.1445 | 0.19613 | 0.31376 | 0.50649 | 0.76031 | 1.1117 | 1.6011 | 2.2444 | 3.0892 | 4.1569 | 5.4846 | 7.0703 | 8.9008 | 11.1248 | 13.5233 | 15.9629 | 18.2504 | 20.4017 | 22.1968 | 23.6128 | 24.7702 | 25.6813 | 26.4816 | 27.0204 | 27.337 | 27.311 | 27.1674 | 27.015 | 26.8294 | 26.619 | 26.3957 | 26.1542 | 25.8226
| EV demand with smart charging |  |  | 0.078847 | 0.10732 | 0.14507 | 0.24392 | 0.41512 | 0.60754 | 0.8288 | 1.1353 | 1.5335 | 2.0302 | 2.6279 | 3.3347 | 4.1321 | 5.009 | 6.0698 | 7.1383 | 8.1968 | 9.1813 | 10.149 | 11.1923 | 12.0765 | 12.8562 | 13.5346 | 14.1796 | 14.7033 | 14.9417 | 14.967 | 14.9205 | 14.835 | 14.7309 | 14.6158 | 14.4982 | 14.3744 | 14.1982
| Net EV demand after smart charging and V2G |  |  | 0.078847 | 0.10732 | 0.14507 | 0.24392 | 0.41512 | 0.60754 | 0.8288 | 1.1353 | 1.5053 | 1.9604 | 2.4727 | 3.0372 | 3.5876 | 4.0652 | 4.49 | 4.6369 | 4.441 | 3.8295 | 2.9333 | 1.8064 | 0.43549 | -0.96448 | -2.212 | -3.0032 | -2.4795 | -2.2411 | -2.2158 | -2.2623 | -2.3478 | -2.4519 | -2.567 | -2.6846 | -2.8084 | -2.9846
Unmanaged EV charging demand - if all vehicles plugged in between 5-6pm were charging
EV demand with smart charging - assumptions for EV owners smart charging applied
Net EV demand after smart charging and V2G - this is the minimum peak value if all V2G capacity available at peak were dispatched
This chart includes demand from residential, public and commercial chargers including "electric filling stations"
System Transformation | System Transformation GW
| Year Beginning | 2015-01-01 | 2016-01-01 | 2017-01-01 | 2018-01-01 | 2019-01-01 | 2020-01-01 | 2021-01-01 | 2022-01-01 | 2023-01-01 | 2024-01-01 | 2025-01-01 | 2026-01-01 | 2027-01-01 | 2028-01-01 | 2029-01-01 | 2030-01-01 | 2031-01-01 | 2032-01-01 | 2033-01-01 | 2034-01-01 | 2035-01-01 | 2036-01-01 | 2037-01-01 | 2038-01-01 | 2039-01-01 | 2040-01-01 | 2041-01-01 | 2042-01-01 | 2043-01-01 | 2044-01-01 | 2045-01-01 | 2046-01-01 | 2047-01-01 | 2048-01-01 | 2049-01-01 | 2050-01-01
| Unmanaged EV charging demand |  |  | 0.10292 | 0.1445 | 0.19613 | 0.31376 | 0.48549 | 0.6343 | 0.8376 | 1.0996 | 1.4353 | 1.8733 | 2.4282 | 3.1283 | 3.9942 | 5.0493 | 6.358 | 7.9109 | 9.7061 | 11.693 | 13.759 | 15.8242 | 17.7613 | 19.431 | 20.7818 | 21.8295 | 22.596 | 23.0874 | 23.134 | 22.9334 | 22.677 | 22.3544 | 21.9741 | 21.6285 | 21.2766 | 20.9059
| EV demand with smart charging |  |  | 0.078847 | 0.10732 | 0.14507 | 0.24392 | 0.3967 | 0.49979 | 0.65121 | 0.84224 | 1.0886 | 1.4114 | 1.8178 | 2.3282 | 2.9569 | 3.7168 | 4.5688 | 5.5476 | 6.6333 | 7.7883 | 8.9146 | 10.0347 | 11.0735 | 11.9765 | 12.7483 | 13.4037 | 14.0506 | 14.551 | 14.7908 | 14.6601 | 14.4945 | 14.2863 | 14.0412 | 13.8165 | 13.5874 | 13.346
| Net EV demand after smart charging and V2G |  |  | 0.078847 | 0.10732 | 0.14507 | 0.24392 | 0.3967 | 0.49979 | 0.65121 | 0.84224 | 1.0886 | 1.4114 | 1.8178 | 2.3199 | 2.9426 | 3.6872 | 4.5156 | 5.455 | 6.4791 | 7.5413 | 8.5349 | 9.4681 | 10.2547 | 10.8253 | 11.176 | 11.3143 | 11.3321 | 11.1037 | 10.5747 | 9.6644 | 8.7657 | 7.8779 | 7.0552 | 6.3482 | 5.7623 | 5.3061
Leading the Way | Leading the Way GW
| Year Beginning | 2015-01-01 | 2016-01-01 | 2017-01-01 | 2018-01-01 | 2019-01-01 | 2020-01-01 | 2021-01-01 | 2022-01-01 | 2023-01-01 | 2024-01-01 | 2025-01-01 | 2026-01-01 | 2027-01-01 | 2028-01-01 | 2029-01-01 | 2030-01-01 | 2031-01-01 | 2032-01-01 | 2033-01-01 | 2034-01-01 | 2035-01-01 | 2036-01-01 | 2037-01-01 | 2038-01-01 | 2039-01-01 | 2040-01-01 | 2041-01-01 | 2042-01-01 | 2043-01-01 | 2044-01-01 | 2045-01-01 | 2046-01-01 | 2047-01-01 | 2048-01-01 | 2049-01-01 | 2050-01-01
| Unmanaged EV charging demand |  |  | 0.10292 | 0.1445 | 0.19613 | 0.31376 | 0.50684 | 0.75628 | 1.1176 | 1.6009 | 2.2426 | 3.0944 | 4.1877 | 5.6335 | 7.404 | 9.4905 | 11.8226 | 14.3174 | 16.7883 | 19.0402 | 20.8852 | 22.3083 | 23.3627 | 24.1632 | 24.7317 | 25.0434 | 25.2946 | 25.4272 | 25.3527 | 24.8446 | 24.209 | 23.4871 | 22.6743 | 21.7637 | 20.7489 | 19.6102
| EV demand with smart charging |  |  | 0.078847 | 0.10732 | 0.14507 | 0.24392 | 0.33889 | 0.46936 | 0.64473 | 0.85227 | 1.1195 | 1.4443 | 1.8231 | 2.2881 | 2.7904 | 3.3157 | 4.1641 | 5.0919 | 6.03 | 6.9053 | 7.6452 | 8.2375 | 8.699 | 9.0717 | 9.3652 | 9.5717 | 9.6777 | 9.7379 | 9.7207 | 9.5401 | 9.3123 | 9.0539 | 8.7632 | 8.4376 | 8.0751 | 7.6684
| Net EV demand after smart charging and V2G |  |  | 0.078847 | 0.10732 | 0.14507 | 0.24392 | 0.33889 | 0.46936 | 0.64473 | 0.85227 | 1.0709 | 1.329 | 1.5719 | 1.7739 | 1.8272 | 1.5968 | 1.2593 | 0.47428 | -0.99704 | -3.208 | -6.12 | -9.5041 | -10.9624 | -10.5898 | -10.2963 | -10.0898 | -9.9837 | -9.9235 | -9.9408 | -10.1214 | -10.3491 | -10.6075 | -10.8983 | -11.2238 | -11.5863 | -11.993
Falling Short | Falling Short GW
| Year Beginning | 2015-01-01 | 2016-01-01 | 2017-01-01 | 2018-01-01 | 2019-01-01 | 2020-01-01 | 2021-01-01 | 2022-01-01 | 2023-01-01 | 2024-01-01 | 2025-01-01 | 2026-01-01 | 2027-01-01 | 2028-01-01 | 2029-01-01 | 2030-01-01 | 2031-01-01 | 2032-01-01 | 2033-01-01 | 2034-01-01 | 2035-01-01 | 2036-01-01 | 2037-01-01 | 2038-01-01 | 2039-01-01 | 2040-01-01 | 2041-01-01 | 2042-01-01 | 2043-01-01 | 2044-01-01 | 2045-01-01 | 2046-01-01 | 2047-01-01 | 2048-01-01 | 2049-01-01 | 2050-01-01
| Unmanaged EV charging demand |  |  | 0.10292 | 0.1445 | 0.19613 | 0.31376 | 0.48259 | 0.61746 | 0.7946 | 1.0192 | 1.2961 | 1.6458 | 2.0722 | 2.5917 | 3.214 | 3.9512 | 4.8148 | 5.8158 | 6.9573 | 8.2307 | 9.6233 | 11.2558 | 12.9923 | 14.7787 | 16.5525 | 18.2698 | 19.8483 | 21.3084 | 22.6488 | 23.8403 | 24.9497 | 25.6725 | 26.2315 | 26.3918 | 26.5486 | 26.7091
| EV demand with smart charging |  |  | 0.078847 | 0.10732 | 0.14507 | 0.24392 | 0.40863 | 0.51913 | 0.6627 | 0.84996 | 1.0819 | 1.3786 | 1.741 | 2.1848 | 2.7195 | 3.3562 | 4.019 | 4.7685 | 5.6002 | 6.4995 | 7.4438 | 8.5554 | 9.7127 | 10.8316 | 11.9129 | 12.9136 | 13.864 | 14.7943 | 15.6907 | 16.5331 | 17.3605 | 17.927 | 18.2912 | 18.4088 | 18.528 | 18.6535
| Net EV demand after smart charging and V2G |  |  | 0.078847 | 0.10732 | 0.14507 | 0.24392 | 0.40863 | 0.51913 | 0.6627 | 0.84996 | 1.0819 | 1.3786 | 1.741 | 2.1848 | 2.7195 | 3.3562 | 4.019 | 4.7685 | 5.5828 | 6.4719 | 7.3912 | 8.4678 | 9.5727 | 10.6219 | 11.6063 | 12.4827 | 13.2734 | 14.0048 | 14.6551 | 15.1993 | 15.6726 | 15.865 | 15.7988 | 15.4291 | 15.0079 | 14.5507

## FL.13
FL.13: Electrolysis capacity by scenario
Return to: Main Menu
Return to: Chapter contents
Total electrolysis capacity: all network-connected electrolysers (including nuclear)
Total electrolysis capacity, grid-connected and nuclear-connected (GW)
|  | 2021-01-01 | 2022-01-01 | 2023-01-01 | 2024-01-01 | 2025-01-01 | 2026-01-01 | 2027-01-01 | 2028-01-01 | 2029-01-01 | 2030-01-01 | 2031-01-01 | 2032-01-01 | 2033-01-01 | 2034-01-01 | 2035-01-01 | 2036-01-01 | 2037-01-01 | 2038-01-01 | 2039-01-01 | 2040-01-01 | 2041-01-01 | 2042-01-01 | 2043-01-01 | 2044-01-01 | 2045-01-01 | 2046-01-01 | 2047-01-01 | 2048-01-01 | 2049-01-01 | 2050-01-01
| Consumer Transformation | 0.01223 | 0.02017 | 0.028109 | 0.036049 | 0.043989 | 0.22227 | 0.40056 | 0.57884 | 0.75713 | 0.85946 | 1.5366 | 2.2207 | 2.9821 | 3.634 | 4.301 | 5.0639 | 5.821 | 6.5561 | 7.1918 | 7.8587 | 10.0183 | 12.3189 | 14.5948 | 16.538 | 18.366 | 20.4044 | 22.3397 | 24.3437 | 26.0811 | 28.0668
| System Transformation | 0.011955 | 0.021957 | 0.033251 | 0.048384 | 0.59009 | 1.6313 | 2.3705 | 2.7123 | 3.0544 | 3.4057 | 3.7794 | 4.2639 | 4.7531 | 5.2509 | 7.259 | 8.0164 | 9.8123 | 11.3042 | 13.9511 | 14.7196 | 18.1434 | 20.9502 | 24.7835 | 28.7885 | 33.2067 | 36.2754 | 38.991 | 41.6821 | 44.0802 | 44.8083
| Leading the Way | 0.01104 | 0.019001 | 0.026407 | 0.08194 | 1.6083 | 2.4894 | 3.5045 | 4.6897 | 6.8493 | 9.0349 | 9.918 | 10.3723 | 11.3132 | 12.0021 | 12.2648 | 13.0284 | 13.5998 | 14.3459 | 14.9389 | 16.7724 | 20.7124 | 24.3998 | 27.9631 | 30.7477 | 32.9198 | 35.528 | 37.7305 | 39.6654 | 42.0253 | 43.8493
| Falling Short | 0.007865 | 0.010865 | 0.013864 | 0.016864 | 0.019863 | 0.10094 | 0.18202 | 0.2631 | 0.34417 | 0.42525 | 0.50811 | 0.59097 | 0.67383 | 0.7567 | 0.83956 | 0.84307 | 0.84659 | 0.8501 | 0.85362 | 0.85713 | 0.88449 | 0.91258 | 0.94068 | 0.96877 | 0.99687 | 1.109 | 1.3088 | 1.5086 | 1.7085 | 1.9083
| Five Year Forecast | 2021-01-01: 0; 2022-01-01: 0; 2023-01-01: 0; 2024-01-01: 0; 2025-01-01: 0; 2026-01-01: 0
Nuclear-connected electrolysis capacity (GW)
|  | 2021-01-01 | 2022-01-01 | 2023-01-01 | 2024-01-01 | 2025-01-01 | 2026-01-01 | 2027-01-01 | 2028-01-01 | 2029-01-01 | 2030-01-01 | 2031-01-01 | 2032-01-01 | 2033-01-01 | 2034-01-01 | 2035-01-01 | 2036-01-01 | 2037-01-01 | 2038-01-01 | 2039-01-01 | 2040-01-01 | 2041-01-01 | 2042-01-01 | 2043-01-01 | 2044-01-01 | 2045-01-01 | 2046-01-01 | 2047-01-01 | 2048-01-01 | 2049-01-01 | 2050-01-01
| Consumer Transformation | 0 | 0 | 0 | 0 | 0 | 0 | 0 | 0 | 0 | 0 | 0.038052 | 0.076104 | 0.11416 | 0.15221 | 0.19026 | 0.22831 | 0.26636 | 0.30441 | 0.34247 | 0.38052 | 0.45662 | 0.53273 | 0.60883 | 0.68493 | 0.76104 | 0.83714 | 0.91324 | 0.98935 | 1.0654 | 1.1416
| System Transformation | 0 | 0 | 0 | 0 | 0 | 0.028539 | 0.057078 | 0.085616 | 0.11416 | 0.14269 | 0.28539 | 0.42808 | 0.57078 | 0.71347 | 0.85616 | 1.0274 | 1.1986 | 1.3699 | 1.5411 | 1.7123 | 1.855 | 1.9977 | 2.1404 | 2.2831 | 2.4258 | 2.5114 | 2.597 | 2.6826 | 2.7683 | 2.8539
| Leading the Way | 0 | 0 | 0 | 0 | 0 | 0 | 0 | 0 | 0 | 0 | 0 | 0 | 0 | 0 | 0 | 0 | 0 | 0 | 0 | 0 | 0 | 0 | 0 | 0 | 0 | 0 | 0 | 0 | 0 | 0
| Falling Short | 0 | 0 | 0 | 0 | 0 | 0 | 0 | 0 | 0 | 0 | 0 | 0 | 0 | 0 | 0 | 0 | 0 | 0 | 0 | 0 | 0 | 0 | 0 | 0 | 0 | 0 | 0 | 0 | 0 | 0
| Five Year Forecast | 2021-01-01: 0; 2022-01-01: 0; 2023-01-01: 0; 2024-01-01: 0; 2025-01-01: 0; 2026-01-01: 0
Nuclear electrolysis capacity: Electrolysers directly connected to nuclear power plants
Grid-connected electrolysis capacity only (GW)
|  | 2021-01-01 | 2022-01-01 | 2023-01-01 | 2024-01-01 | 2025-01-01 | 2026-01-01 | 2027-01-01 | 2028-01-01 | 2029-01-01 | 2030-01-01 | 2031-01-01 | 2032-01-01 | 2033-01-01 | 2034-01-01 | 2035-01-01 | 2036-01-01 | 2037-01-01 | 2038-01-01 | 2039-01-01 | 2040-01-01 | 2041-01-01 | 2042-01-01 | 2043-01-01 | 2044-01-01 | 2045-01-01 | 2046-01-01 | 2047-01-01 | 2048-01-01 | 2049-01-01 | 2050-01-01
| Consumer Transformation | 0.01223 | 0.02017 | 0.028109 | 0.036049 | 0.043989 | 0.22227 | 0.40056 | 0.57884 | 0.75713 | 0.85946 | 1.4986 | 2.1446 | 2.8679 | 3.4818 | 4.1107 | 4.8356 | 5.5547 | 6.2516 | 6.8493 | 7.4782 | 9.5617 | 11.7861 | 13.986 | 15.853 | 17.6049 | 19.5673 | 21.4264 | 23.3543 | 25.0157 | 26.9252
| System Transformation | 0.011955 | 0.021957 | 0.033251 | 0.048384 | 0.59009 | 1.6027 | 2.3134 | 2.6267 | 2.9403 | 3.263 | 3.494 | 3.8358 | 4.1823 | 4.5374 | 6.4028 | 6.989 | 8.6137 | 9.9344 | 12.41 | 13.0073 | 16.2883 | 18.9525 | 22.6431 | 26.5054 | 30.7809 | 33.7639 | 36.394 | 38.9995 | 41.312 | 41.9544
| Leading the Way | 0.01104 | 0.019001 | 0.026407 | 0.08194 | 1.6083 | 2.4894 | 3.5045 | 4.6897 | 6.8493 | 9.0349 | 9.918 | 10.3723 | 11.3132 | 12.0021 | 12.2648 | 13.0284 | 13.5998 | 14.3459 | 14.9389 | 16.7724 | 20.7124 | 24.3998 | 27.9631 | 30.7477 | 32.9198 | 35.528 | 37.7305 | 39.6654 | 42.0253 | 43.8493
| Falling Short | 0.007865 | 0.010865 | 0.013864 | 0.016864 | 0.019863 | 0.10094 | 0.18202 | 0.2631 | 0.34417 | 0.42525 | 0.50811 | 0.59097 | 0.67383 | 0.7567 | 0.83956 | 0.84307 | 0.84659 | 0.8501 | 0.85362 | 0.85713 | 0.88449 | 0.91258 | 0.94068 | 0.96877 | 0.99687 | 1.109 | 1.3088 | 1.5086 | 1.7085 | 1.9083
| Five Year Forecast | 2021-01-01: 0; 2022-01-01: 0; 2023-01-01: 0; 2024-01-01: 0; 2025-01-01: 0; 2026-01-01: 0
On Grid Electrolysis: Electrolysis units either directly connected to onshore generation or taking electricity off the GB distribution and transmission systems
Nuclear-connected electrolysis: Electrolysis directly connected to nuclear power plants, nuclear-connected electrolysis demand increases to absorb excess power if less power is required by the grid
Network-connected electrolysis capacity: Electrolysers connected to the GB distribution and transmission systems either directly or via generation plant (excluding nuclear)

## FL.14
FL.14: Electrolyser Locations
Return to: Main Menu
Return to: Chapter contents | Consumer Transformation
Electrolysers capacity and location (by region) in 2050
| Region | Electrolyser capacity (MW) | Wind capacity (MW)
| East England | 2597 | 24065
| East Midlands | 0 | 2742
| London | 0 | 1
| North East England | 2401 | 10986
| North Scotland | 975 | 37702
| North Wales and Merseyside | 2605 | 15415
| North West England | 445 | 4115
| South East England | 2019 | 3122
| South England | 6323 | 368
| South Scotland | 1989 | 28338
| South Wales | 1929 | 4452
| South West England | 463 | 7681
| West Midlands | 200 | 189
| Yorkshire | 6121 | 18357
System Transformation
Electrolysers capacity and location (by region) in 2050
| Region | Electrolyser capacity | Wind capacity (MW)
| East England | 9133 | 19934.96
| East Midlands | 596 | 1819.06
| London | 161 | 0.728
| North East England | 2791 | 9804.359
| North Scotland | 9146 | 36246.163
| North Wales and Merseyside | 4452 | 12545.121
| North West England | 1823 | 2560.761
| South East England | 1345 | 1675.906
| South England | 434 | 172.685
| South Scotland | 5928 | 23885.683
| South Wales | 1660 | 3891.526
| South West England | 1196 | 4803.49
| West Midlands | 664 | 89.706
| Yorkshire | 5480 | 14202.433
Leading the Way
Electrolysers capacity and location (by region) in 2050
| Region | Electrolyser capacity | Wind capacity (MW)
| East England | 7194 | 16313.84
| East Midlands | 789 | 2374.845
| London | 265 | 1.062
| North East England | 2877 | 10513.94
| North Scotland | 8704 | 37927.158
| North Wales and Merseyside | 4305 | 13971.064
| North West England | 1356 | 3699.049
| South East England | 691 | 1828.268
| South England | 631 | 289.794
| South Scotland | 8055 | 26201.628
| South Wales | 1446 | 5140.283
| South West England | 1041 | 3563.176
| West Midlands | 1115 | 148.142
| Yorkshire | 5382 | 11859.954

## FL.15
FL.15: Dispatchable electricity supply sources
Return to: Main Menu
Return to: Chapter contents
Consumer Transformation | Consumer Transformation
Dispatchable electricity supply capacity (GW)
| Consumer Transformation | 2021-01-01 | 2022-01-01 | 2023-01-01 | 2024-01-01 | 2025-01-01 | 2026-01-01 | 2027-01-01 | 2028-01-01 | 2029-01-01 | 2030-01-01 | 2031-01-01 | 2032-01-01 | 2033-01-01 | 2034-01-01 | 2035-01-01 | 2036-01-01 | 2037-01-01 | 2038-01-01 | 2039-01-01 | 2040-01-01 | 2041-01-01 | 2042-01-01 | 2043-01-01 | 2044-01-01 | 2045-01-01 | 2046-01-01 | 2047-01-01 | 2048-01-01 | 2049-01-01 | 2050-01-01
| Gas | 34.8477 | 36.2509 | 36.9408 | 38.3829 | 38.9773 | 38.6453 | 37.7017 | 35.8954 | 35.6588 | 32.5559 | 31.9442 | 31.7087 | 29.8826 | 27.8446 | 24.9079 | 18.0053 | 14.2049 | 12.8508 | 12.4351 | 11.9885 | 7.7588 | 7.3096 | 6.1867 | 5.5182 | 3.8854 | 0.41624 | 0.4127 | 0.40931 | 0.02592 | 0
| Gas CCUS | 0 | 0 | 0 | 0 | 0 | 0 | 0 | 0.91 | 0.91 | 3.27 | 3.27 | 3.27 | 3.27 | 3.27 | 3.27 | 3.27 | 3.27 | 3.27 | 3.27 | 3.27 | 3.27 | 3.27 | 3.27 | 3.27 | 3.27 | 3.27 | 3.27 | 3.27 | 3.27 | 3.27
| Hydrogen | 0 | 0 | 0 | 0 | 0 | 0 | 0 | 0 | 0.002197 | 1.2045 | 1.2132 | 1.2226 | 2.7038 | 2.9987 | 3.9085 | 6.0347 | 8.8766 | 9.8371 | 10.2185 | 10.6232 | 12.8554 | 13.9195 | 15.6223 | 16.7704 | 17.973 | 18.6426 | 18.8426 | 18.8426 | 18.8426 | 18.8426
| Biomass | 4.0477 | 4.3274 | 4.2874 | 4.2883 | 4.2897 | 4.2912 | 4.2927 | 4.2089 | 3.5754 | 3.5269 | 2.8936 | 2.8954 | 2.1758 | 2.1779 | 1.469 | 1.0452 | 1.0024 | 0.98477 | 0.94216 | 0.94475 | 0.79251 | 0.79539 | 0.65438 | 0.6575 | 0.33082 | 0.27929 | 0.28289 | 0.28673 | 0.29073 | 0.29488
| BECCS | 0 | 0 | 0 | 0 | 0 | 0 | 0 | 0 | 0.55 | 1.1 | 2.9 | 2.9 | 5.25 | 5.85 | 6.4 | 8.8 | 10 | 10 | 10 | 10 | 11.2 | 11.8 | 11.8 | 11.8 | 11.8 | 11.8 | 11.8 | 11.8 | 11.8 | 11.8
| Coal | 4.24 | 1.491 | 1.491 | 0 | 0 | 0 | 0 | 0 | 0 | 0 | 0 | 0 | 0 | 0 | 0 | 0 | 0 | 0 | 0 | 0 | 0 | 0 | 0 | 0 | 0 | 0 | 0 | 0 | 0 | 0
| Interconnectors | 6.06 | 7.4 | 8.4 | 9.8 | 10.3 | 10.3 | 10.3 | 13.1 | 13.1 | 13.1 | 13.1 | 13.1 | 14.5 | 16.65 | 18.75 | 18.75 | 18.75 | 20.55 | 21.95 | 21.95 | 21.95 | 21.95 | 21.95 | 21.95 | 21.95 | 21.95 | 21.95 | 21.95 | 21.95 | 21.95
| Storage | 3.9728 | 5.1362 | 6.4531 | 8.6595 | 12.1284 | 13.3348 | 14.48 | 15.3013 | 16.9731 | 18.9774 | 20.3601 | 22.6765 | 24.7687 | 27.8584 | 28.9166 | 29.94 | 30.9661 | 32.1303 | 32.833 | 34.1144 | 35.376 | 37.9662 | 39.1362 | 40.7236 | 41.8227 | 42.6309 | 43.8547 | 44.5478 | 45.2262 | 45.8909
System Transformation
System Transformation
Dispatchable electricity supply capacity (GW)
| System Transformation | 2021-01-01 | 2022-01-01 | 2023-01-01 | 2024-01-01 | 2025-01-01 | 2026-01-01 | 2027-01-01 | 2028-01-01 | 2029-01-01 | 2030-01-01 | 2031-01-01 | 2032-01-01 | 2033-01-01 | 2034-01-01 | 2035-01-01 | 2036-01-01 | 2037-01-01 | 2038-01-01 | 2039-01-01 | 2040-01-01 | 2041-01-01 | 2042-01-01 | 2043-01-01 | 2044-01-01 | 2045-01-01 | 2046-01-01 | 2047-01-01 | 2048-01-01 | 2049-01-01 | 2050-01-01
| Gas | 34.8477 | 36.2509 | 36.9408 | 38.3829 | 38.9773 | 38.3453 | 38.8417 | 37.8184 | 35.4628 | 32.3939 | 32.1741 | 31.931 | 31.4574 | 30.6442 | 26.6946 | 19.1972 | 16.6604 | 14.1481 | 11.8207 | 9.6471 | 6.1462 | 3.2127 | 0.5155 | 0.50752 | 0.039889 | 0.03374 | 0.0296 | 0.025553 | 0.02162 | 0
| Gas CCUS | 0 | 0 | 0 | 0 | 0 | 0 | 0 | 0 | 0.91 | 3.27 | 3.27 | 3.27 | 3.27 | 3.27 | 4.17 | 4.17 | 4.17 | 5.07 | 5.97 | 7.77 | 10.47 | 12.27 | 13.17 | 13.17 | 13.17 | 13.17 | 14.07 | 14.07 | 14.07 | 14.07
| Hydrogen | 0 | 0 | 0 | 0 | 0 | 0 | 0 | 0 | 0.023129 | 1.3797 | 2.2335 | 2.538 | 3.5961 | 4.1752 | 6.6289 | 9.7895 | 10.3464 | 11.4248 | 13.6852 | 14.2128 | 15.374 | 17.1336 | 19.4111 | 19.6957 | 19.9513 | 20.176 | 20.9669 | 21.1231 | 21.8437 | 21.9502
| Biomass | 4.0477 | 4.4292 | 4.4342 | 4.4381 | 4.4428 | 4.4486 | 4.4539 | 4.384 | 4.3895 | 3.7202 | 3.7261 | 3.0976 | 3.023 | 2.3952 | 1.6506 | 1.6231 | 1.5908 | 1.5236 | 1.4916 | 1.4998 | 1.4003 | 1.3641 | 1.3325 | 1.3412 | 1.3503 | 1.2333 | 1.2427 | 1.2523 | 1.2623 | 1.2727
| BECCS | 0 | 0 | 0 | 0 | 0 | 0 | 0 | 0 | 0 | 0.55 | 0.55 | 1.7 | 1.7 | 4.05 | 5.25 | 8.8 | 8.8 | 9.4 | 9.4 | 9.4 | 9.4 | 9.4 | 10 | 10 | 10 | 10 | 10 | 10 | 10 | 10
| Coal | 4.24 | 1.491 | 1.491 | 0 | 0 | 0 | 0 | 0 | 0 | 0 | 0 | 0 | 0 | 0 | 0 | 0 | 0 | 0 | 0 | 0 | 0 | 0 | 0 | 0 | 0 | 0 | 0 | 0 | 0 | 0
| Interconnectors | 6.06 | 7.4 | 8.4 | 9.8 | 9.8 | 10.3 | 10.3 | 10.3 | 13.1 | 13.1 | 13.1 | 13.1 | 13.1 | 13.1 | 13.1 | 14.5 | 15.9 | 15.9 | 15.9 | 15.9 | 15.9 | 15.9 | 15.9 | 15.9 | 15.9 | 15.9 | 15.9 | 15.9 | 15.9 | 15.9
| Storage | 3.9728 | 4.9494 | 5.5691 | 6.7793 | 8.4131 | 8.6359 | 11.4007 | 13.6664 | 14.1166 | 15.1944 | 15.4053 | 16.0357 | 16.6079 | 17.6291 | 18.3597 | 19.0773 | 21.4546 | 22.5126 | 23.3141 | 24.1918 | 25.2218 | 26.8287 | 27.2261 | 28.5089 | 29.3517 | 30.5839 | 31.12 | 31.831 | 32.046 | 32.2648
Leading the Way
Leading the Way
Dispatchable electricity supply capacity (GW)
| Leading the Way | 2021-01-01 | 2022-01-01 | 2023-01-01 | 2024-01-01 | 2025-01-01 | 2026-01-01 | 2027-01-01 | 2028-01-01 | 2029-01-01 | 2030-01-01 | 2031-01-01 | 2032-01-01 | 2033-01-01 | 2034-01-01 | 2035-01-01 | 2036-01-01 | 2037-01-01 | 2038-01-01 | 2039-01-01 | 2040-01-01 | 2041-01-01 | 2042-01-01 | 2043-01-01 | 2044-01-01 | 2045-01-01 | 2046-01-01 | 2047-01-01 | 2048-01-01 | 2049-01-01 | 2050-01-01
| Gas | 34.8477 | 36.2185 | 36.8776 | 37.8034 | 38.6257 | 32.7665 | 29.8217 | 26.2022 | 23.2905 | 19.1069 | 18.7479 | 18.311 | 15.1638 | 11.5527 | 7.0803 | 0 | 0 | 0 | 0 | 0 | 0 | 0 | 0 | 0 | 0 | 0 | 0 | 0 | 0 | 0
| Gas CCUS | 0 | 0 | 0 | 0 | 0 | 0 | 0.91 | 0.91 | 2.41 | 2.41 | 2.41 | 2.41 | 2.41 | 3.31 | 3.31 | 3.31 | 3.31 | 3.31 | 4.21 | 4.21 | 4.21 | 4.21 | 4.21 | 4.21 | 4.21 | 4.21 | 4.21 | 4.21 | 4.21 | 4.21
| Hydrogen | 0 | 0 | 0 | 0 | 0 | 0 | 0 | 0.025 | 0.15496 | 0.96037 | 1.4135 | 2.2006 | 3.6774 | 4.6827 | 7.6423 | 10.4073 | 10.4133 | 11.6643 | 12.3453 | 12.8463 | 13.6473 | 14.5483 | 15.5493 | 15.9503 | 16.3013 | 16.6323 | 16.9083 | 17.1543 | 17.3753 | 17.5763
| Biomass | 4.0477 | 4.3306 | 4.2914 | 4.2927 | 4.2947 | 4.2971 | 4.2993 | 3.5813 | 3.5836 | 2.901 | 2.9036 | 2.2715 | 1.792 | 1.1603 | 1.0377 | 1.0412 | 0.99984 | 1.0036 | 0.96239 | 0.45955 | 0.41896 | 0.38157 | 0.34137 | 0.34637 | 0.30667 | 0.31219 | 0.31794 | 0.32403 | 0.33036 | 0.33696
| BECCS | 0 | 0 | 0 | 0 | 0 | 0 | 0 | 0.55 | 0.55 | 1.1 | 1.1 | 1.65 | 1.65 | 2.2 | 2.2 | 2.8 | 2.8 | 2.8 | 2.8 | 2.8 | 2.8 | 2.8 | 2.8 | 2.8 | 2.8 | 2.8 | 2.8 | 2.8 | 2.8 | 2.8
| Coal | 4.24 | 1.491 | 1.491 | 0 | 0 | 0 | 0 | 0 | 0 | 0 | 0 | 0 | 0 | 0 | 0 | 0 | 0 | 0 | 0 | 0 | 0 | 0 | 0 | 0 | 0 | 0 | 0 | 0 | 0 | 0
| Interconnectors | 6.06 | 7.4 | 8.4 | 9.8 | 10.3 | 10.3 | 10.3 | 13.1 | 15.25 | 19.45 | 19.45 | 19.45 | 23.15 | 24.55 | 24.55 | 24.55 | 25.95 | 25.95 | 25.95 | 25.95 | 25.95 | 25.95 | 27.35 | 27.35 | 27.35 | 27.35 | 27.35 | 27.35 | 27.35 | 27.35
| Storage | 3.9728 | 6.2191 | 8.8889 | 12.5311 | 13.8679 | 15.4063 | 18.2517 | 20.9863 | 24.7235 | 28.4706 | 31.3735 | 33.5128 | 34.8418 | 36.1256 | 37.2978 | 38.9365 | 40.6031 | 41.737 | 43.1337 | 44.7838 | 45.4732 | 46.0306 | 46.6071 | 47.2038 | 47.8625 | 48.4986 | 49.1789 | 49.8717 | 50.5766 | 51.3263
Falling Short
Falling Short
Dispatchable electricity supply capacity (GW)
| Falling Short | 2021-01-01 | 2022-01-01 | 2023-01-01 | 2024-01-01 | 2025-01-01 | 2026-01-01 | 2027-01-01 | 2028-01-01 | 2029-01-01 | 2030-01-01 | 2031-01-01 | 2032-01-01 | 2033-01-01 | 2034-01-01 | 2035-01-01 | 2036-01-01 | 2037-01-01 | 2038-01-01 | 2039-01-01 | 2040-01-01 | 2041-01-01 | 2042-01-01 | 2043-01-01 | 2044-01-01 | 2045-01-01 | 2046-01-01 | 2047-01-01 | 2048-01-01 | 2049-01-01 | 2050-01-01
| Gas | 34.8477 | 36.5595 | 38.0565 | 39.6807 | 41.6475 | 44.6455 | 45.0043 | 45.4022 | 44.9544 | 44.7531 | 43.9185 | 45.7483 | 47.6156 | 47.6241 | 46.3547 | 44.742 | 43.9167 | 43.8792 | 45.2523 | 45.1811 | 45.2001 | 44.7369 | 44.2454 | 44.1386 | 44.0036 | 39.6171 | 40.2067 | 39.9456 | 41.0629 | 40.8604
| Gas CCUS | 0 | 0 | 0 | 0 | 0 | 0 | 0 | 0 | 0 | 0 | 0 | 0.91 | 0.91 | 2.41 | 5.11 | 6.01 | 7.81 | 7.81 | 9.61 | 11.41 | 13.17 | 14.97 | 17.67 | 18.57 | 20.37 | 23.07 | 23.07 | 23.07 | 23.07 | 23.07
| Hydrogen | 0 | 0 | 0 | 0 | 0 | 0 | 0 | 0 | 0 | 0 | 0 | 0 | 0 | 0 | 0 | 0 | 0 | 0 | 0 | 0 | 0 | 0 | 0 | 0 | 0 | 1.2 | 1.8 | 1.8 | 1.8 | 1.8
| Biomass | 4.0477 | 4.4232 | 4.4335 | 4.4438 | 4.4515 | 4.8074 | 4.8113 | 4.8133 | 4.8133 | 4.8133 | 4.1783 | 4.1783 | 3.5433 | 3.5433 | 2.9083 | 2.9083 | 3.4733 | 4.0733 | 4.0733 | 4.0733 | 4.6733 | 4.6733 | 4.6733 | 4.6733 | 4.6733 | 4.6733 | 4.6733 | 4.6733 | 4.6733 | 4.6733
| BECCS | 0 | 0 | 0 | 0 | 0 | 0 | 0 | 0 | 0 | 0 | 0.55 | 0.55 | 1.1 | 1.1 | 1.65 | 1.65 | 2.2 | 2.2 | 2.2 | 2.2 | 2.2 | 2.2 | 2.8 | 2.8 | 2.8 | 4 | 4 | 4.6 | 4.6 | 5.2
| Coal | 4.24 | 2.459 | 1.491 | 0 | 0 | 0 | 0 | 0 | 0 | 0 | 0 | 0 | 0 | 0 | 0 | 0 | 0 | 0 | 0 | 0 | 0 | 0 | 0 | 0 | 0 | 0 | 0 | 0 | 0 | 0
| Interconnectors | 6.06 | 7.4 | 8.4 | 9.8 | 9.8 | 9.8 | 10.3 | 10.3 | 10.3 | 13.1 | 13.1 | 13.1 | 13.1 | 13.1 | 13.1 | 13.1 | 13.1 | 13.1 | 13.1 | 13.1 | 13.1 | 13.1 | 13.1 | 13.1 | 13.1 | 13.1 | 13.1 | 13.1 | 13.1 | 13.1
| Storage | 3.9728 | 4.7244 | 5.2922 | 5.5455 | 6.3585 | 8.2588 | 9.0047 | 10.3588 | 11.0776 | 12.0338 | 12.4575 | 14.0405 | 14.3865 | 15.1572 | 15.6441 | 16.3153 | 16.7131 | 17.1671 | 17.2867 | 18.8958 | 19.3156 | 19.5564 | 19.8188 | 20.1164 | 20.9059 | 21.186 | 21.3629 | 21.7921 | 22.0297 | 22.3985

## FL.16
FL.16: Varying power and energy outputs of electricity storage types in 2030 and 2050
Return to: Main Menu
Return to: Chapter contents
Consumer Transformation
Consumer Transformation | Electrical energy storage capacity and energy stored
| Consumer Transformation |  | 2021-01-01 |  | 2030-01-01 |  | 2050-01-01
| Storage Type | Short name | Storage Capacity (GWh) | Capacity (GW) | Storage Capacity (GWh) | Capacity (GW) | Storage Capacity (GWh) | Capacity (GW)
| Battery storage | Battery | 1.6081 | 1.5845 | 23.3755 | 15.0655 | 54.1891 | 31.0831
| Liquid air storage | LAES | 0.015 | 0.005 | 3.7132 | 0.8547 | 16.4126 | 4.0046
| Compressed air storage | CAES | 0.0132 | 0.0033 | 0.0132 | 0.0033 | 30.0132 | 6.0033
| Pumped Hydro | Pumped Hydro | 25.82 | 2.38 | 31.5383 | 3.0539 | 64.8293 | 4.7999
| Vehicle-to-grid | V2G | 0 | 0 | 6.7 | 0.94376 | 122.7 | 17.1828
Vehicle-to-grid capacity represents availability at peak (5-6pm), while the energy stored assumes 50 kWh of useable battery storage per vehicle in 2050.
System Transformation
System Transformation
Electrical energy storage capacity and energy stored
| System Transformation |  | 2021-01-01 |  | 2030-01-01 |  | 2050-01-01
| Storage Type | Short name | Storage Capacity (GWh) | Capacity (GW) | Storage Capacity (GWh) | Capacity (GW) | Storage Capacity (GWh) | Capacity (GW)
| Battery storage | Battery | 1.6081 | 1.5845 | 18.232 | 12.2924 | 31.6117 | 20.641
| Liquid air storage | LAES | 0.015 | 0.005 | 0.9132 | 0.1547 | 12.4126 | 3.0046
| Compressed air storage | CAES | 0.0132 | 0.0033 | 0.0132 | 0.0033 | 22.5132 | 4.5033
| Pumped Hydro | Pumped Hydro | 25.82 | 2.38 | 28.004 | 2.744 | 46.7033 | 4.1159
| Vehicle-to-grid | V2G | 0 | 0 | 0.2 | 0.029639 | 57.4 | 8.04
Leading the Way
Leading the Way
Electrical energy storage capacity and energy stored
| Leading the Way |  | 2021-01-01 |  | 2030-01-01 |  | 2050-01-01
| Storage Type | Short name | Storage Capacity (GWh) | Capacity (GW) | Storage Capacity (GWh) | Capacity (GW) | Storage Capacity (GWh) | Capacity (GW)
| Battery storage | Battery | 1.6081 | 1.5845 | 35.3863 | 19.9127 | 62.7953 | 34.9185
| Liquid air storage | LAES | 0.015 | 0.005 | 7.3132 | 1.7547 | 18.0126 | 4.4046
| Compressed air storage | CAES | 0.0132 | 0.0033 | 10.0132 | 2.0033 | 30.0132 | 6.0033
| Pumped Hydro | Pumped Hydro | 25.82 | 2.38 | 64.8293 | 4.7999 | 83.7293 | 5.9999
| Vehicle-to-grid | V2G | 0 | 0 | 12.3 | 1.7188 | 140.4 | 19.6614
Falling Short
Falling Short
Electrical energy storage capacity and energy stored
| Falling Short |  | 2021-01-01 |  | 2030-01-01 |  | 2050-01-01
| Storage Type | Short name | Storage Capacity (GWh) | Capacity (GW) | Storage Capacity (GWh) | Capacity (GW) | Storage Capacity (GWh) | Capacity (GW)
| Battery storage | Battery | 1.6081 | 1.5845 | 13.2542 | 9.2316 | 26.0782 | 18.2364
| Liquid air storage | LAES | 0.015 | 0.005 | 0.3144 | 0.0549 | 2.7144 | 0.6549
| Compressed air storage | CAES | 0.0132 | 0.0033 | 0.0132 | 0.0033 | 0.0132 | 0.0033
| Pumped Hydro | Pumped Hydro | 25.82 | 2.38 | 28.004 | 2.744 | 34.4633 | 3.5039
| Vehicle-to-grid | V2G | 0 | 0 | 0 | 0 | 29.3 | 4.1027

## FL.17
FL.17: Total electrical energy storage volume [GWh] (excluding vehicle-to-grid)
Return to: Main Menu
Return to: Chapter contents
Electrical energy storage per scenario (GWh) | Electrical energy storage per scenario (GWh)
|  | 2021-01-01 | 2022-01-01 | 2023-01-01 | 2024-01-01 | 2025-01-01 | 2026-01-01 | 2027-01-01 | 2028-01-01 | 2029-01-01 | 2030-01-01 | 2031-01-01 | 2032-01-01 | 2033-01-01 | 2034-01-01 | 2035-01-01 | 2036-01-01 | 2037-01-01 | 2038-01-01 | 2039-01-01 | 2040-01-01 | 2041-01-01 | 2042-01-01 | 2043-01-01 | 2044-01-01 | 2045-01-01 | 2046-01-01 | 2047-01-01 | 2048-01-01 | 2049-01-01 | 2050-01-01
| Consumer Transformation | 27.4563 | 29.4982 | 32.6045 | 36.0864 | 42.3369 | 44.1601 | 46.4132 | 47.7395 | 51.2242 | 58.6402 | 63.4734 | 81.6221 | 88.6415 | 112.2353 | 115.5219 | 118.78 | 122.0668 | 125.5081 | 126.4965 | 129.943 | 133.7865 | 142.7248 | 146.01 | 151.7298 | 155.5781 | 157.1524 | 160.9589 | 162.4516 | 163.9464 | 165.4443
| System Transformation | 27.4563 | 29.1902 | 31.3047 | 33.2015 | 35.9953 | 36.418 | 40.5487 | 44.383 | 44.9637 | 47.1624 | 47.4333 | 48.8351 | 50.6818 | 55.2475 | 56.238 | 57.1022 | 76.2337 | 79.4535 | 82.331 | 85.4883 | 88.7448 | 94.5894 | 95.2283 | 100.2565 | 103.0236 | 108.159 | 109.3513 | 111.9733 | 112.6032 | 113.2408
| Leading the Way | 27.4563 | 31.0775 | 36.146 | 42.3607 | 44.2013 | 47.7844 | 67.7352 | 76.0848 | 105.0942 | 117.542 | 128.2319 | 135.5862 | 139.4426 | 143.5739 | 147.0025 | 152.4266 | 157.8974 | 160.8469 | 164.0856 | 180.1501 | 181.4768 | 182.6914 | 183.9445 | 185.2375 | 186.7119 | 188.1829 | 189.7182 | 191.2855 | 192.8842 | 194.5504
| Falling Short | 27.4563 | 28.8003 | 31.003 | 31.4562 | 32.5771 | 35.744 | 36.8736 | 39.2495 | 40.1286 | 41.5858 | 42.1072 | 44.7559 | 45.2435 | 46.357 | 47.5689 | 49.1351 | 50.1079 | 50.5269 | 50.7037 | 58.332 | 59.0906 | 59.5221 | 59.9289 | 60.3699 | 61.2543 | 61.6308 | 61.9056 | 62.4593 | 62.7978 | 63.2691
| Five Year Forecast | 2021-01-01: 27.4563; 2022-01-01: 29.1902; 2023-01-01: 31.3047; 2024-01-01: 33.2015; 2025-01-01: 35.9953; 2026-01-01: 36.418; 2027-01-01: 40.5487
Includes:
Pumped hydro storage
Battery storage
Compressed Air storage
Liquid Air storage
Excludes:
Hydrogen storage
Vehicle to grid

## FL.18
FL.18: Total electrical energy storage capacity [GW] (excluding vehicle-to-grid)
Return to: Main Menu
Return to: Chapter contents
Electrical energy storage capacity per scenario (GW) | Electrical energy storage capacity per scenario (GW)
|  | 2021-01-01 | 2022-01-01 | 2023-01-01 | 2024-01-01 | 2025-01-01 | 2026-01-01 | 2027-01-01 | 2028-01-01 | 2029-01-01 | 2030-01-01 | 2031-01-01 | 2032-01-01 | 2033-01-01 | 2034-01-01 | 2035-01-01 | 2036-01-01 | 2037-01-01 | 2038-01-01 | 2039-01-01 | 2040-01-01 | 2041-01-01 | 2042-01-01 | 2043-01-01 | 2044-01-01 | 2045-01-01 | 2046-01-01 | 2047-01-01 | 2048-01-01 | 2049-01-01 | 2050-01-01
| Consumer Transformation | 3.9728 | 5.1362 | 6.4531 | 8.6595 | 12.1284 | 13.3348 | 14.48 | 15.3013 | 16.9731 | 18.9774 | 20.3601 | 22.6765 | 24.7687 | 27.8584 | 28.9166 | 29.94 | 30.9661 | 32.1303 | 32.833 | 34.1144 | 35.376 | 37.9662 | 39.1362 | 40.7236 | 41.8227 | 42.6309 | 43.8547 | 44.5478 | 45.2262 | 45.8909
| System Transformation | 3.9728 | 4.9494 | 5.5691 | 6.7793 | 8.4131 | 8.6359 | 11.4007 | 13.6664 | 14.1166 | 15.1944 | 15.4053 | 16.0357 | 16.6079 | 17.6291 | 18.3597 | 19.0773 | 21.4546 | 22.5126 | 23.3141 | 24.1918 | 25.2218 | 26.8287 | 27.2261 | 28.5089 | 29.3517 | 30.5839 | 31.12 | 31.831 | 32.046 | 32.2648
| Leading the Way | 3.9728 | 6.2191 | 8.8889 | 12.5311 | 13.8679 | 15.4063 | 18.2517 | 20.9863 | 24.7235 | 28.4706 | 31.3735 | 33.5128 | 34.8418 | 36.1256 | 37.2978 | 38.9365 | 40.6031 | 41.737 | 43.1337 | 44.7838 | 45.4732 | 46.0306 | 46.6071 | 47.2038 | 47.8625 | 48.4986 | 49.1789 | 49.8717 | 50.5766 | 51.3263
| Falling Short | 3.9728 | 4.7244 | 5.2922 | 5.5455 | 6.3585 | 8.2588 | 9.0047 | 10.3588 | 11.0776 | 12.0338 | 12.4575 | 14.0405 | 14.3865 | 15.1572 | 15.6441 | 16.3153 | 16.7131 | 17.1671 | 17.2867 | 18.8958 | 19.3156 | 19.5564 | 19.8188 | 20.1164 | 20.9059 | 21.186 | 21.3629 | 21.7921 | 22.0297 | 22.3985
| Five Year Forecast | 2021-01-01: 3.9728; 2022-01-01: 4.9494; 2023-01-01: 5.5691; 2024-01-01: 6.7793; 2025-01-01: 8.4131; 2026-01-01: 8.6359; 2027-01-01: 11.4007
Includes:
Pumped hydro storage
Battery storage
Compressed Air storage
Liquid Air storage
Excludes:
Hydrogen storage
Vehicle to grid

## FL.19
FL.19: Interconnector peak flows
Return to: Main Menu
Return to: Chapter contents
Interconnector peak flows (GW)
|  | 2021-01-01 | 2022-01-01 | 2023-01-01 | 2024-01-01 | 2025-01-01 | 2026-01-01 | 2027-01-01 | 2028-01-01 | 2029-01-01 | 2030-01-01 | 2031-01-01 | 2032-01-01 | 2033-01-01 | 2034-01-01 | 2035-01-01 | 2036-01-01 | 2037-01-01 | 2038-01-01 | 2039-01-01 | 2040-01-01 | 2041-01-01 | 2042-01-01 | 2043-01-01 | 2044-01-01 | 2045-01-01 | 2046-01-01 | 2047-01-01 | 2048-01-01 | 2049-01-01 | 2050-01-01
| Consumer Transformation | 3.3 | 3.936 | 3.936 | 3.132 | 1.109 | 0.686 | 0.937 | 0.572 | 1.031 | 0.831 | 0.311 | 0.019 | 3.112 | 4.196 | 6.414 | 10.274 | 11.28 | 11.074 | 11.575 | 11.926 | 10.622 | 9.939 | 9.284 | 9.492 | 6.779 | 8.609 | 8.442 | 9.43 | 10.293 | 10.293
| System Transformation | 3.3 | 4.527 | 4.527 | 4.643 | 2.909 | 2.201 | 1.955 | 0.348 | 0.835 | 0.629 | 0.402 | 0.147 | -0.336 | -0.347 | 0.007 | 3.394 | 3.719 | 4.765 | 5.94 | 5.507 | 5.319 | 3.533 | 3.666 | 2.964 | 1.463 | 0.642 | 0.386 | 0.872 | 1.117 | 0.846
| Leading the Way | 3.3 | 5.137 | 5.137 | 2.035 | 0.788 | 0.911 | 1.335 | 4.208 | 2.93 | 5.624 | 5.259 | 7.58 | 10.87 | 12.803 | 16.275 | 17.125 | 17.02 | 15.485 | 14.383 | 14.608 | 14.22 | 13.225 | 14.258 | 14.016 | 14.078 | 13.43 | 14.898 | 16.152 | 15.057 | 15.755
| Falling Short | 3.3 | 6.47 | 6.47 | 7.442 | 6.121 | 3.484 | 3.996 | 3.309 | 3.571 | 4.273 | 4.799 | 3.09 | 3.187 | 3.31 | 2.227 | -1.017 | -1.986 | -1.634 | -1.134 | 0.353 | -1.912 | -2.335 | -2.468 | -2.607 | -2.168 | -1.758 | -0.823 | 0.271 | 0.553 | 0.553
| Five Year Forecast | 2021-01-01: 3.3; 2022-01-01: 4.527; 2023-01-01: 4.527; 2024-01-01: 4.643; 2025-01-01: 2.909; 2026-01-01: 2.201; 2027-01-01: 1.955

## FL.20
FL.20: Interconnector imports and exports and net annual flows
Return to: Main Menu
Return to: Chapter contents
Net flows (TWh)
|  |  | 2021 | 2022-01-01 | 2023-01-01 | 2024-01-01 | 2025-01-01 | 2026-01-01 | 2027-01-01 | 2028-01-01 | 2029-01-01 | 2030-01-01 | 2031-01-01 | 2032-01-01 | 2033-01-01 | 2034-01-01 | 2035-01-01 | 2036-01-01 | 2037-01-01 | 2038-01-01 | 2039-01-01 | 2040-01-01 | 2041-01-01 | 2042-01-01 | 2043-01-01 | 2044-01-01 | 2045-01-01 | 2046-01-01 | 2047-01-01 | 2048-01-01 | 2049-01-01 | 2050-01-01
|  | Consumer Transformation | 35.5961 | 34.671 | 2.7919 | 18.9984 | 18.2798 | 12.0277 | -4.6884 | -17.7056 | -30.7153 | -47.5885 | -56.0254 | -57.4009 | -63.3626 | -77.7584 | -88.2125 | -87.747 | -90.7113 | -97.3768 | -106.969 | -110.484 | -118.502 | -126.121 | -131.545 | -137.766 | -141.668 | -142.234 | -143.239 | -143.899 | -148.159 | -148.469
|  | System Transformation | 35.5961 | 32.187 | -1.3371 | 15.5839 | 29.4684 | 20.8495 | 14.6647 | -3.4603 | -14.277 | -40.3021 | -44.9075 | -54.5645 | -59.2345 | -61.4681 | -74.1626 | -85.4908 | -91.4105 | -91.9295 | -92.6932 | -92.9696 | -90.139 | -89.3709 | -85.1586 | -78.3302 | -74.2032 | -71.0307 | -70.432 | -69.1141 | -64.3229 | -62.0523
|  | Leading the Way | 35.5961 | 22.598 | -9.9633 | -3.5183 | 0.50103 | -19.7495 | -27.9563 | -38.9594 | -55.116 | -73.4013 | -83.6716 | -84.1228 | -105.296 | -117.49 | -117.468 | -127.588 | -124.458 | -125.247 | -131.487 | -127.882 | -118.347 | -113.008 | -105.597 | -94.4731 | -93.4747 | -89.7693 | -87.1637 | -85.918 | -79.6391 | -77.6185
|  | Falling Short | 35.5961 | 39.87 | 9.0496 | 30.0321 | 49.0453 | 43.2261 | 39.3894 | 24.0601 | 3.1264 | -8.865 | -7.8436 | -16.3088 | -21.0485 | -28.7813 | -32.1496 | -52.8296 | -61.6152 | -63.6028 | -61.2489 | -56.0235 | -58.7123 | -57.4759 | -56.0886 | -57.8642 | -59.6068 | -58.5787 | -56.5398 | -56.6333 | -56.0416 | -53.0096
|  | Five Year Forecast | 35.5961 | 2022-01-01: 31.739; 2023-01-01: -1.4422; 2024-01-01: 16.0019; 2025-01-01: 30.7187; 2026-01-01: 18.8045; 2027-01-01: 16.6461
[5 empty] | 2025 |  |  |  |  | 2030 |  |  |  |  | 2035 |  |  |  |  | 2040 |  |  |  |  | 2045 |  |  |  |  | 2050
|  |  | 2021 |  | CT | ST | LW | FS |  | CT | ST | LW | FS |  | CT | ST | LW | FS |  | CT | ST | LW | FS |  | CT | ST | LW | FS |  | CT | ST | LW | FS
|  | Total imports | 39.1472 |  | 39.7338 | 44.0714 | 32.5959 | 55.8962 |  | 21.7842 | 24.3073 | 27.901 | 34.6163 |  | 23.0959 | 12.7795 | 26.2791 | 27.4497 |  | 22.8094 | 12.8202 | 23.6251 | 20.7373 |  | 14.4017 | 16.2384 | 30.069 | 19.0264 |  | 11.9526 | 19.8713 | 30.5454 | 22.7709
|  | Total exports | -3.5511 |  | -21.454 | -14.603 | -32.0949 | -6.851 |  | -69.3727 | -64.6094 | -101.302 | -43.4814 |  | -111.308 | -86.9421 | -143.748 | -59.5993 |  | -133.294 | -105.79 | -151.507 | -76.7608 |  | -156.07 | -90.4416 | -123.544 | -78.6332 |  | -160.422 | -81.9236 | -108.164 | -75.7804
|  | Net flows | 35.5961 |  | 18.2798 | 29.4684 | 0.50103 | 49.0453 |  | -47.5885 | -40.3021 | -73.4013 | -8.865 |  | -88.2125 | -74.1626 | -117.468 | -32.1496 |  | -110.484 | -92.9696 | -127.882 | -56.0235 |  | -141.668 | -74.2032 | -93.4747 | -59.6068 |  | -148.469 | -62.0523 | -77.6185 | -53.0096
Interconnector net annual flows

## FL.21
FL.21: Annual Curtailment
Return to: Main Menu
Return to: Chapter contents
Annual Curtailment (TWh)
Annual Curtailment (TWh) |  | 2021 | 2022-01-01 | 2023-01-01 | 2024-01-01 | 2025-01-01 | 2026-01-01 | 2027-01-01 | 2028-01-01 | 2029-01-01 | 2030-01-01 | 2031-01-01 | 2032-01-01 | 2033-01-01 | 2034-01-01 | 2035-01-01 | 2036-01-01 | 2037-01-01 | 2038-01-01 | 2039-01-01 | 2040-01-01 | 2041-01-01 | 2042-01-01 | 2043-01-01 | 2044-01-01 | 2045-01-01 | 2046-01-01 | 2047-01-01 | 2048-01-01 | 2049-01-01 | 2050-01-01
| Consumer Transformation | 0.155 | 0.0827 | 0.05391 | 0.26788 | 1.2642 | 1.8912 | 7.3912 | 7.6513 | 16.5919 | 28.9505 | 44.2515 | 50.4759 | 48.8823 | 62.4104 | 62.0564 | 56.7184 | 63.9158 | 54.9367 | 53.4125 | 61.0955 | 70.8189 | 71.5094 | 74.2585 | 77.6533 | 77.7053 | 72.2524 | 65.3907 | 58.8809 | 56.8647 | 52.8841
| System Transformation | 0.155 | 0.0441 | 0.004487 | 0.01683 | 0.11106 | 0.43602 | 0.93173 | 3.9407 | 3.3477 | 15.6077 | 23.1297 | 40.2241 | 50.3815 | 59.2831 | 81.8922 | 85.5717 | 73.6849 | 76.0934 | 74.1937 | 78.7384 | 70.8964 | 61.4762 | 54.4831 | 39.0647 | 30.2659 | 27.4486 | 24.0264 | 22.1784 | 18.451 | 18.459
| Leading the Way | 0.155 | 0.1891 | 0.14156 | 1.503 | 2.9555 | 10.9934 | 15.7128 | 13.7456 | 18.4863 | 20.8735 | 35.5778 | 40.7909 | 56.2473 | 58.0169 | 48.5534 | 49.0446 | 38.4492 | 34.0487 | 32.7435 | 23.96 | 16.7744 | 11.6616 | 7.3368 | 6.1533 | 5.2482 | 4.2839 | 3.2935 | 2.6241 | 1.9706 | 1.6674
| Falling Short | 0.155 | 0.0244 | 0 | 0 | 0 | 0 | 0.050603 | 0.41193 | 1.8624 | 3.6454 | 4.3606 | 7.152 | 9.4448 | 13.9389 | 13.3528 | 31.0553 | 46.1969 | 51.1343 | 46.8236 | 41.6727 | 47.5666 | 46.4589 | 44.1879 | 42.1684 | 39.8283 | 37.2835 | 33.3576 | 34.8912 | 34.4562 | 32.1452
| Five Year Forecast | 0.155 | 0.0479 | 0.005015 | 0.014877 | 0.098962 | 0.59826 | 0.86038 | 0 | 0 | 0 | 0 | 0 | 0 | 0 | 0 | 0 | 0 | 0 | 0 | 0 | 0 | 0 | 0 | 0 | 0 | 0 | 0 | 0 | 0 | 0

## FL.a
FL.a: Hydrogen daily demand and supply in 2050
Return to: Main Menu
Return to: Chapter contents
Consumer Transformation
Hydrogen annual stock level profile 2050 (TWh/day)
Consumer Transformation
 | time axis 2050-01-01 to 2050-12-31
| Hydrogen Demand | 0.34 | 0.33 | 0.33 | 0.33 | 0.29 | 0.28 | 0.29 | 0.32 | 0.32 | 0.39 | 0.4 | 0.28 | 0.36 | 0.41 | 0.46 | 0.48 | 0.4 | 0.35 | 0.34 | 0.32 | 0.37 | 0.32 | 0.39 | 0.4 | 0.32 | 0.34 | 0.33 | 0.34 | 0.34 | 0.35 | 0.34 | 0.34 | 0.34 | 0.34 | 0.35 | 0.35 | 0.35 | 0.3 | 0.29 | 0.34 | 0.33 | 0.32 | 0.33 | 0.35 | 0.34 | 0.38 | 0.39 | 0.29 | 0.31 | 0.34 | 0.32 | 0.28 | 0.29 | 0.28 | 0.27 | 0.28 | 0.34 | 0.38 | 0.37 | 0.35 | 0.34 | 0.35 | 0.3 | 0.31 | 0.3 | 0.35 | 0.33 | 0.34 | 0.33 | 0.32 | 0.31 | 0.33 | 0.35 | 0.29 | 0.28 | 0.29 | 0.3 | 0.28 | 0.27 | 0.29 | 0.34 | 0.34 | 0.33 | 0.35 | 0.31 | 0.26 | 0.26 | 0.27 | 0.28 | 0.28 | 0.26 | 0.26 | 0.26 | 0.26 | 0.27 | 0.26 | 0.26 | 0.27 | 0.3 | 0.26 | 0.26 | 0.26 | 0.3 | 0.34 | 0.33 | 0.34 | 0.33 | 0.34 | 0.31 | 0.31 | 0.33 | 0.33 | 0.33 | 0.31 | 0.29 | 0.28 | 0.28 | 0.32 | 0.35 | 0.32 | 0.32 | 0.3 | 0.35 | 0.35 | 0.34 | 0.31 | 0.32 | 0.33 | 0.33 | 0.32 | 0.32 | 0.33 | 0.33 | 0.33 | 0.32 | 0.26 | 0.29 | 0.29 | 0.26 | 0.29 | 0.32 | 0.32 | 0.33 | 0.31 | 0.27 | 0.28 | 0.33 | 0.33 | 0.33 | 0.32 | 0.27 | 0.28 | 0.26 | 0.26 | 0.26 | 0.26 | 0.26 | 0.26 | 0.26 | 0.26 | 0.26 | 0.3 | 0.33 | 0.33 | 0.33 | 0.33 | 0.28 | 0.26 | 0.26 | 0.26 | 0.26 | 0.26 | 0.33 | 0.33 | 0.31 | 0.26 | 0.27 | 0.28 | 0.3 | 0.33 | 0.34 | 0.32 | 0.33 | 0.33 | 0.35 | 0.32 | 0.34 | 0.3 | 0.27 | 0.27 | 0.27 | 0.26 | 0.26 | 0.26 | 0.27 | 0.26 | 0.26 | 0.26 | 0.26 | 0.26 | 0.26 | 0.26 | 0.27 | 0.27 | 0.27 | 0.27 | 0.28 | 0.29 | 0.32 | 0.33 | 0.31 | 0.27 | 0.34 | 0.34 | 0.34 | 0.34 | 0.33 | 0.28 | 0.26 | 0.28 | 0.3 | 0.28 | 0.32 | 0.32 | 0.28 | 0.27 | 0.32 | 0.32 | 0.32 | 0.33 | 0.31 | 0.29 | 0.29 | 0.26 | 0.3 | 0.3 | 0.29 | 0.26 | 0.27 | 0.27 | 0.26 | 0.3 | 0.34 | 0.34 | 0.33 | 0.29 | 0.29 | 0.28 | 0.28 | 0.31 | 0.26 | 0.26 | 0.34 | 0.29 | 0.27 | 0.26 | 0.27 | 0.32 | 0.33 | 0.32 | 0.32 | 0.29 | 0.27 | 0.29 | 0.32 | 0.27 | 0.3 | 0.3 | 0.27 | 0.27 | 0.3 | 0.34 | 0.34 | 0.34 | 0.34 | 0.34 | 0.33 | 0.32 | 0.34 | 0.33 | 0.33 | 0.34 | 0.33 | 0.33 | 0.34 | 0.33 | 0.31 | 0.27 | 0.29 | 0.29 | 0.29 | 0.31 | 0.31 | 0.34 | 0.34 | 0.34 | 0.32 | 0.34 | 0.33 | 0.34 | 0.34 | 0.34 | 0.35 | 0.34 | 0.32 | 0.31 | 0.34 | 0.32 | 0.27 | 0.31 | 0.34 | 0.29 | 0.27 | 0.27 | 0.33 | 0.33 | 0.34 | 0.33 | 0.27 | 0.27 | 0.32 | 0.26 | 0.33 | 0.34 | 0.31 | 0.28 | 0.31 | 0.27 | 0.28 | 0.27 | 0.27 | 0.26 | 0.39 | 0.4 | 0.31 | 0.3 | 0.29 | 0.35 | 0.36 | 0.31 | 0.28 | 0.32 | 0.33 | 0.33 | 0.33 | 0.33 | 0.32 | 0.33 | 0.33 | 0.33 | 0.33 | 0.33 | 0.33 | 0.33 | 0.32 | 0.33 | 0.34 | 0.34 | 0.34 | 0.32 | 0.37 | 0.38 | 0.39 | 0.37 | 0.34
| Hydrogen Production | 0.56 | 0.55 | 0.56 | 0.53 | 0.24 | 0.17 | 0.35 | 0.47 | 0.04 | 0.03 | 0.02 | 0.05 | 0.02 | 0.03 | 0.03 | 0.01 | 0.08 | 0.56 | 0.46 | 0.31 | 0.47 | 0.26 | 0.03 | 0.01 | 0.41 | 0.56 | 0.58 | 0.58 | 0.57 | 0.58 | 0.58 | 0.55 | 0.57 | 0.57 | 0.58 | 0.58 | 0.55 | 0.27 | 0.04 | 0.02 | 0.44 | 0.53 | 0.07 | 0.46 | 0.44 | 0.08 | 0.01 | 0.02 | 0.01 | 0.02 | 0.38 | 0.13 | 0.04 | 0.03 | 0.09 | 0.09 | 0.05 | 0.03 | 0.04 | 0.05 | 0.01 | 0.01 | 0.03 | 0.01 | 0.04 | 0.51 | 0.55 | 0.53 | 0.58 | 0.55 | 0.4 | 0.09 | 0.05 | 0.3 | 0.25 | 0.29 | 0.28 | 0.13 | 0.09 | 0.22 | 0.58 | 0.58 | 0.58 | 0.58 | 0.37 | 0.09 | 0.07 | 0.05 | 0.05 | 0.03 | 0.06 | 0.05 | 0.09 | 0.12 | 0.12 | 0.01 | 0.02 | 0.15 | 0.33 | 0.01 | 0.02 | 0.03 | 0.27 | 0.58 | 0.58 | 0.57 | 0.56 | 0.58 | 0.36 | 0.32 | 0.51 | 0.55 | 0.54 | 0.38 | 0.04 | 0.15 | 0.19 | 0.49 | 0.56 | 0.34 | 0.31 | 0.22 | 0.5 | 0.54 | 0.48 | 0.43 | 0.48 | 0.54 | 0.56 | 0.58 | 0.55 | 0.55 | 0.54 | 0.53 | 0.46 | 0.03 | 0.27 | 0.26 | 0.01 | 0.34 | 0.56 | 0.5 | 0.55 | 0.49 | 0.09 | 0.19 | 0.48 | 0.56 | 0.53 | 0.39 | 0.11 | 0.14 | 0.03 | 0.01 | 0.06 | 0.02 | 0.01 | 0.04 | 0.03 | 0.02 | 0.01 | 0.3 | 0.56 | 0.57 | 0.54 | 0.55 | 0.19 | 0.02 | 0.04 | 0.01 | 0.05 | 0.03 | 0.56 | 0.56 | 0.4 | 0.01 | 0.08 | 0.18 | 0.33 | 0.46 | 0.51 | 0.4 | 0.4 | 0.48 | 0.52 | 0.4 | 0.48 | 0.26 | 0.11 | 0.06 | 0.1 | 0.02 | 0 | 0.04 | 0.13 | 0.09 | 0.05 | 0.01 | 0 | 0.03 | 0.13 | 0.04 | 0.02 | 0.02 | 0.01 | 0.02 | 0.01 | 0.06 | 0.44 | 0.56 | 0.36 | 0.11 | 0.54 | 0.53 | 0.55 | 0.52 | 0.5 | 0.14 | 0.01 | 0.12 | 0.28 | 0.15 | 0.4 | 0.42 | 0.16 | 0.07 | 0.53 | 0.44 | 0.5 | 0.51 | 0.36 | 0.2 | 0.29 | 0.01 | 0.31 | 0.27 | 0.3 | 0.06 | 0.01 | 0.01 | 0.03 | 0.31 | 0.52 | 0.55 | 0.56 | 0.24 | 0.27 | 0.16 | 0.19 | 0.36 | 0.04 | 0.01 | 0.53 | 0.22 | 0.01 | 0.04 | 0.1 | 0.47 | 0.57 | 0.54 | 0.45 | 0.27 | 0.1 | 0.23 | 0.41 | 0.01 | 0.01 | 0.01 | 0.04 | 0.04 | 0.31 | 0.57 | 0.55 | 0.56 | 0.58 | 0.57 | 0.54 | 0.39 | 0.5 | 0.52 | 0.53 | 0.55 | 0.58 | 0.58 | 0.57 | 0.58 | 0.45 | 0.14 | 0.29 | 0.36 | 0.32 | 0.56 | 0.56 | 0.57 | 0.58 | 0.58 | 0.42 | 0.57 | 0.58 | 0.58 | 0.56 | 0.57 | 0.55 | 0.55 | 0.37 | 0.32 | 0.57 | 0.39 | 0.1 | 0.32 | 0.51 | 0.23 | 0.07 | 0.08 | 0.54 | 0.52 | 0.53 | 0.58 | 0.17 | 0.15 | 0.01 | 0.06 | 0.44 | 0.56 | 0.36 | 0.07 | 0.07 | 0.08 | 0.06 | 0.03 | 0.07 | 0.03 | 0.52 | 0.42 | 0.15 | 0.03 | 0.16 | 0.56 | 0.58 | 0.39 | 0.28 | 0.58 | 0.55 | 0.53 | 0.52 | 0.56 | 0.57 | 0.57 | 0.57 | 0.55 | 0.47 | 0.56 | 0.57 | 0.58 | 0.58 | 0.58 | 0.58 | 0.58 | 0.56 | 0.4 | 0.58 | 0.57 | 0.56 | 0.58 | 0.57
System Transformation | Hydrogen annual stock level profile 2050 (TWh/day)
System Transformation
 | time axis 2050-01-01 to 2050-12-31
| Hydrogen Demand | 1.58 | 1.58 | 1.58 | 1.64 | 1.62 | 1.61 | 1.62 | 1.6 | 1.58 | 1.61 | 1.61 | 1.62 | 1.63 | 1.64 | 1.63 | 1.62 | 1.64 | 1.65 | 1.64 | 1.64 | 1.64 | 1.62 | 1.62 | 1.65 | 1.62 | 1.63 | 1.63 | 1.64 | 1.62 | 1.61 | 1.63 | 1.63 | 1.63 | 1.63 | 1.64 | 1.62 | 1.61 | 1.63 | 1.62 | 1.63 | 1.63 | 1.63 | 1.6 | 1.59 | 1.61 | 1.59 | 1.59 | 1.58 | 1.59 | 1.57 | 1.57 | 1.58 | 1.57 | 1.56 | 1.55 | 1.55 | 1.53 | 1.52 | 1.53 | 1.52 | 1.52 | 1.51 | 1.51 | 1.49 | 1.47 | 1.51 | 1.5 | 1.49 | 1.48 | 1.48 | 1.46 | 1.43 | 1.44 | 1.45 | 1.45 | 1.45 | 1.45 | 1.43 | 1.41 | 1.43 | 1.43 | 1.42 | 1.41 | 1.41 | 1.38 | 1.35 | 1.35 | 1.34 | 1.33 | 1.33 | 1.33 | 1.32 | 1.31 | 1.33 | 1.32 | 1.3 | 1.29 | 1.26 | 1.29 | 1.26 | 1.23 | 1.25 | 1.25 | 1.25 | 1.24 | 1.22 | 1.2 | 1.2 | 1.19 | 1.18 | 1.18 | 1.17 | 1.15 | 1.13 | 1.12 | 1.12 | 1.12 | 1.12 | 1.12 | 1.07 | 1.06 | 1.05 | 1.09 | 1.09 | 1.08 | 1.06 | 1.01 | 1.01 | 1.04 | 1.03 | 1.03 | 1.02 | 1.02 | 1 | 0.99 | 0.97 | 0.98 | 0.97 | 0.95 | 0.95 | 0.95 | 0.94 | 0.94 | 0.93 | 0.91 | 0.92 | 0.93 | 0.92 | 0.9 | 0.89 | 0.9 | 0.9 | 0.89 | 0.88 | 0.85 | 0.86 | 0.86 | 0.87 | 0.86 | 0.86 | 0.85 | 0.85 | 0.85 | 0.86 | 0.85 | 0.85 | 0.83 | 0.83 | 0.82 | 0.81 | 0.81 | 0.82 | 0.83 | 0.83 | 0.82 | 0.8 | 0.81 | 0.82 | 0.82 | 0.82 | 0.82 | 0.82 | 0.81 | 0.8 | 0.82 | 0.81 | 0.81 | 0.8 | 0.8 | 0.79 | 0.79 | 0.79 | 0.79 | 0.79 | 0.79 | 0.79 | 0.79 | 0.78 | 0.78 | 0.78 | 0.79 | 0.79 | 0.77 | 0.78 | 0.77 | 0.77 | 0.77 | 0.77 | 0.79 | 0.8 | 0.79 | 0.78 | 0.8 | 0.8 | 0.79 | 0.79 | 0.79 | 0.78 | 0.77 | 0.78 | 0.79 | 0.78 | 0.79 | 0.8 | 0.79 | 0.78 | 0.8 | 0.8 | 0.8 | 0.8 | 0.8 | 0.79 | 0.79 | 0.79 | 0.8 | 0.8 | 0.8 | 0.8 | 0.78 | 0.78 | 0.8 | 0.81 | 0.82 | 0.82 | 0.82 | 0.82 | 0.81 | 0.82 | 0.82 | 0.83 | 0.82 | 0.82 | 0.84 | 0.83 | 0.83 | 0.83 | 0.85 | 0.87 | 0.87 | 0.87 | 0.87 | 0.88 | 0.87 | 0.88 | 0.9 | 0.89 | 0.89 | 0.89 | 0.9 | 0.91 | 0.94 | 0.96 | 0.97 | 0.98 | 0.98 | 1 | 1.01 | 1.01 | 1.02 | 1.04 | 1.04 | 1.04 | 1.06 | 1.07 | 1.08 | 1.09 | 1.1 | 1.09 | 1.1 | 1.13 | 1.13 | 1.16 | 1.16 | 1.17 | 1.17 | 1.17 | 1.19 | 1.2 | 1.21 | 1.22 | 1.24 | 1.24 | 1.24 | 1.27 | 1.28 | 1.29 | 1.3 | 1.31 | 1.31 | 1.31 | 1.35 | 1.35 | 1.36 | 1.37 | 1.39 | 1.39 | 1.38 | 1.41 | 1.41 | 1.42 | 1.41 | 1.43 | 1.44 | 1.44 | 1.45 | 1.44 | 1.44 | 1.44 | 1.46 | 1.45 | 1.45 | 1.47 | 1.5 | 1.51 | 1.5 | 1.5 | 1.49 | 1.49 | 1.52 | 1.52 | 1.53 | 1.54 | 1.55 | 1.54 | 1.53 | 1.55 | 1.56 | 1.56 | 1.57 | 1.57 | 1.56 | 1.56 | 1.56 | 1.57 | 1.57 | 1.58 | 1.58 | 1.56 | 1.53 | 1.56 | 1.57 | 1.57 | 1.61 | 1.6 | 1.57
| Hydrogen Production | 1.47 | 1.43 | 1.48 | 1.41 | 1.08 | 1 | 1.13 | 1.26 | 0.79 | 0.74 | 0.72 | 0.88 | 0.72 | 0.73 | 0.74 | 0.69 | 0.81 | 1.42 | 1.34 | 1.35 | 1.34 | 1.06 | 0.73 | 0.71 | 1.16 | 1.46 | 1.5 | 1.5 | 1.49 | 1.5 | 1.5 | 1.42 | 1.48 | 1.48 | 1.5 | 1.5 | 1.44 | 1.11 | 0.76 | 0.72 | 1.3 | 1.39 | 0.86 | 1.28 | 1.26 | 0.86 | 0.7 | 0.77 | 0.7 | 0.72 | 1.23 | 0.98 | 0.76 | 0.74 | 0.84 | 0.84 | 0.78 | 0.74 | 0.75 | 0.76 | 0.7 | 0.7 | 0.73 | 0.7 | 0.78 | 1.43 | 1.45 | 1.41 | 1.5 | 1.46 | 1.24 | 0.91 | 0.77 | 1.32 | 1.3 | 1.4 | 1.25 | 1.15 | 1.04 | 1.04 | 1.5 | 1.5 | 1.5 | 1.49 | 1.32 | 0.98 | 0.82 | 0.78 | 0.77 | 0.73 | 1.08 | 1.01 | 1.14 | 1.37 | 1.19 | 0.71 | 0.78 | 1.03 | 1.34 | 0.74 | 0.75 | 0.74 | 1.05 | 1.5 | 1.5 | 1.49 | 1.47 | 1.5 | 1.24 | 1.27 | 1.36 | 1.42 | 1.43 | 1.24 | 0.86 | 1.05 | 1.1 | 1.41 | 1.47 | 1.33 | 1.25 | 1.16 | 1.37 | 1.44 | 1.38 | 1.08 | 1.05 | 1.44 | 1.48 | 1.5 | 1.45 | 1.45 | 1.44 | 1.42 | 1.45 | 0.91 | 1.29 | 1.3 | 0.84 | 1.28 | 1.44 | 1.35 | 1.45 | 1.41 | 0.98 | 1.17 | 1.38 | 1.44 | 1.39 | 1.27 | 1.15 | 1.16 | 1.07 | 0.86 | 1.08 | 0.87 | 0.9 | 1.02 | 1.03 | 0.92 | 0.69 | 1.14 | 1.47 | 1.5 | 1.44 | 1.46 | 1.11 | 0.75 | 0.83 | 0.82 | 0.82 | 0.96 | 1.48 | 1.47 | 1.3 | 0.82 | 1.12 | 1.26 | 1.38 | 1.38 | 1.39 | 1.22 | 1.21 | 1.09 | 1.39 | 1.16 | 1.28 | 0.98 | 1.03 | 0.95 | 1.09 | 0.96 | 0.84 | 0.98 | 1.02 | 1.01 | 0.92 | 0.8 | 0.83 | 0.87 | 1.02 | 1.01 | 0.73 | 0.86 | 0.73 | 0.77 | 0.7 | 0.84 | 1.4 | 1.46 | 1.35 | 1.2 | 1.46 | 1.41 | 1.44 | 1.38 | 1.34 | 0.97 | 0.71 | 0.87 | 1.1 | 1.01 | 1.26 | 1.33 | 1.07 | 0.87 | 1.45 | 1.28 | 1.37 | 1.38 | 1.17 | 1 | 1.1 | 0.78 | 1.18 | 1.08 | 1.19 | 1.09 | 0.72 | 0.7 | 0.94 | 1.16 | 1.4 | 1.45 | 1.47 | 1.17 | 1.16 | 1.11 | 1.2 | 1.36 | 0.97 | 0.71 | 1.45 | 1.08 | 0.74 | 0.81 | 1.05 | 1.39 | 1.5 | 1.42 | 1.27 | 1.16 | 0.95 | 1.08 | 1.35 | 0.79 | 0.69 | 0.7 | 0.75 | 0.82 | 1.24 | 1.49 | 1.46 | 1.48 | 1.5 | 1.49 | 1.47 | 1.31 | 1.37 | 1.4 | 1.4 | 1.44 | 1.5 | 1.5 | 1.4 | 1.46 | 1.21 | 0.91 | 1.04 | 1.18 | 1.09 | 1.47 | 1.46 | 1.48 | 1.5 | 1.5 | 1.27 | 1.48 | 1.5 | 1.5 | 1.46 | 1.48 | 1.45 | 1.45 | 1.41 | 1.35 | 1.49 | 1.41 | 1.3 | 1.37 | 1.42 | 1.25 | 1.29 | 1.25 | 1.45 | 1.38 | 1.39 | 1.5 | 1.07 | 1.12 | 0.72 | 0.81 | 1.25 | 1.44 | 1.16 | 0.81 | 0.81 | 0.9 | 0.96 | 0.95 | 1.19 | 0.84 | 1.46 | 1.37 | 1.13 | 0.74 | 1.02 | 1.43 | 1.5 | 1.39 | 1.22 | 1.5 | 1.44 | 1.41 | 1.36 | 1.47 | 1.49 | 1.48 | 1.49 | 1.45 | 1.26 | 1.47 | 1.48 | 1.5 | 1.5 | 1.5 | 1.5 | 1.5 | 1.47 | 1.27 | 1.5 | 1.49 | 1.47 | 1.5 | 1.49
Leading the Way
Hydrogen annual stock level profile 2050 (TWh/day)
Leading the Way
 | time axis 2050-01-01 to 2050-12-31
| Hydrogen Demand | 0.76879 | 0.55703 | 0.5717 | 0.56343 | 0.5207 | 0.51754 | 0.56368 | 0.84223 | 0.6419 | 0.62834 | 0.75595 | 1.0706 | 1.3594 | 2.0312 | 2.3155 | 2.6977 | 2.2972 | 1.8866 | 1.9462 | 2.0192 | 1.9512 | 0.83496 | 0.60853 | 0.60633 | 0.53079 | 0.54237 | 0.55372 | 0.57225 | 0.56965 | 0.91659 | 0.68322 | 0.55725 | 0.62518 | 0.70028 | 0.57849 | 0.58182 | 0.58095 | 0.58585 | 0.60309 | 0.61667 | 0.64314 | 0.70747 | 1.1092 | 1.7111 | 1.6761 | 1.866 | 1.6718 | 1.3527 | 0.74553 | 0.9312 | 0.5943 | 0.56118 | 0.52257 | 0.54184 | 0.83159 | 1.0874 | 1.1719 | 1.585 | 1.2939 | 1.0007 | 0.53635 | 0.89125 | 0.52495 | 0.97856 | 1.2392 | 1.3864 | 0.95238 | 0.91269 | 0.82704 | 0.55036 | 0.52548 | 0.53124 | 0.53514 | 0.52978 | 0.52951 | 0.53577 | 0.54486 | 0.59091 | 0.5305 | 0.5371 | 0.57269 | 0.5752 | 0.57566 | 0.57023 | 0.54755 | 0.52222 | 0.52417 | 0.52076 | 0.52011 | 0.52001 | 0.53175 | 0.53473 | 0.53913 | 0.53951 | 0.53669 | 0.51807 | 0.51787 | 0.51963 | 0.53967 | 0.51689 | 0.51716 | 0.51658 | 0.54712 | 0.58051 | 0.57264 | 0.5761 | 0.58014 | 0.57702 | 0.56301 | 0.56186 | 0.56435 | 0.55937 | 0.57063 | 0.54116 | 0.51799 | 0.53121 | 0.53548 | 0.56091 | 0.58 | 0.56067 | 0.55782 | 0.54906 | 0.57568 | 0.58258 | 0.57325 | 0.53498 | 0.5448 | 0.57687 | 0.5711 | 0.57758 | 0.57697 | 0.57641 | 0.58521 | 0.57876 | 0.57239 | 0.51724 | 0.5571 | 0.55888 | 0.52537 | 0.5336 | 0.55854 | 0.56131 | 0.57188 | 0.56537 | 0.53253 | 0.54244 | 0.56544 | 0.55696 | 0.55888 | 0.54967 | 0.54018 | 0.54272 | 0.53756 | 0.52747 | 0.53673 | 0.52491 | 0.527 | 0.53346 | 0.533 | 0.5303 | 0.51159 | 0.53472 | 0.56389 | 0.56604 | 0.57649 | 0.57668 | 0.53078 | 0.51196 | 0.51174 | 0.51773 | 0.51182 | 0.51854 | 0.57293 | 0.57995 | 0.56177 | 0.52162 | 0.54039 | 0.54747 | 0.56037 | 0.56849 | 0.57114 | 0.56719 | 0.55773 | 0.5569 | 0.57205 | 0.55394 | 0.5592 | 0.54655 | 0.5328 | 0.53046 | 0.53277 | 0.52841 | 0.52448 | 0.52992 | 0.53366 | 0.53724 | 0.5298 | 0.52929 | 0.53581 | 0.53671 | 0.54259 | 0.53215 | 0.51138 | 0.51369 | 0.51119 | 0.51163 | 0.51139 | 0.51244 | 0.54685 | 0.56973 | 0.54954 | 0.52587 | 0.57 | 0.57948 | 0.58256 | 0.57033 | 0.54844 | 0.52647 | 0.51259 | 0.53006 | 0.53853 | 0.53139 | 0.56015 | 0.56188 | 0.53294 | 0.52115 | 0.55536 | 0.55488 | 0.55628 | 0.56842 | 0.54154 | 0.53079 | 0.53403 | 0.51722 | 0.54031 | 0.54712 | 0.55086 | 0.52536 | 0.5106 | 0.51074 | 0.51332 | 0.54156 | 0.5712 | 0.57386 | 0.57782 | 0.54425 | 0.53341 | 0.53077 | 0.53892 | 0.5495 | 0.51598 | 0.51349 | 0.56339 | 0.53303 | 0.5115 | 0.51096 | 0.54155 | 0.56842 | 0.57098 | 0.57093 | 0.54739 | 0.52946 | 0.51294 | 0.52845 | 0.56071 | 0.5116 | 0.51573 | 0.51715 | 0.51157 | 0.51412 | 0.53892 | 0.57758 | 0.58326 | 0.58307 | 0.58326 | 0.58308 | 0.57815 | 0.53916 | 0.56342 | 0.55345 | 0.54207 | 0.55515 | 0.5731 | 0.56864 | 0.54271 | 0.55032 | 0.53006 | 0.51362 | 0.52396 | 0.52087 | 0.53194 | 0.56979 | 0.56804 | 0.56512 | 0.58051 | 0.58033 | 0.54989 | 0.57152 | 0.58016 | 0.57964 | 0.57979 | 0.58132 | 0.57674 | 0.58155 | 0.56376 | 0.5509 | 0.58128 | 0.55691 | 0.52919 | 0.54977 | 0.58807 | 0.5385 | 0.74571 | 0.63536 | 0.55023 | 0.55049 | 0.54604 | 0.56756 | 0.52089 | 0.52118 | 0.5164 | 0.5165 | 0.97985 | 0.98482 | 0.92957 | 0.53343 | 0.60718 | 0.65965 | 0.75936 | 0.82125 | 0.52741 | 0.51677 | 1.817 | 1.8288 | 1.3099 | 0.94749 | 0.86 | 1.3412 | 1.7155 | 0.84272 | 0.52061 | 0.55909 | 0.54597 | 0.5491 | 0.53372 | 0.54964 | 0.55401 | 0.56807 | 0.57055 | 0.5576 | 0.52067 | 0.56125 | 0.56537 | 0.58533 | 0.5893 | 0.68709 | 0.57632 | 0.57692 | 0.57642 | 0.58815 | 1.5391 | 2.0043 | 2.019 | 1.4938 | 0.67667
| Hydrogen Production | 1.0455 | 0.79433 | 0.98966 | 0.85358 | 0.27295 | 0.24305 | 0.25385 | 0.39413 | 0.1657 | 0.15285 | 0.16102 | 0.54389 | 0.76935 | 1.4545 | 1.648 | 1.594 | 1.6548 | 1.8448 | 1.91 | 1.8063 | 1.6446 | 0.32759 | 0.13844 | 0.10422 | 0.4121 | 0.86995 | 1.0862 | 1.0792 | 1.0719 | 1.084 | 1.0836 | 0.75406 | 0.89546 | 0.97524 | 1.0855 | 1.0805 | 1.0096 | 0.48014 | 0.17334 | 0.11886 | 0.74612 | 0.61536 | 0.58136 | 1.3079 | 1.3393 | 1.3475 | 1.0602 | 0.75261 | 0.13222 | 0.32882 | 0.25473 | 0.18651 | 0.17029 | 0.15057 | 0.37741 | 0.63276 | 0.6478 | 1.0188 | 0.73557 | 0.46237 | 0.10917 | 0.27583 | 0.13986 | 0.36544 | 0.67093 | 1.4898 | 0.96056 | 1.0311 | 1.0393 | 0.88708 | 0.4218 | 0.22769 | 0.16011 | 0.52158 | 0.51874 | 0.59523 | 0.55683 | 0.36768 | 0.31077 | 0.41697 | 1.085 | 1.0863 | 1.0809 | 1.0057 | 0.73787 | 0.33561 | 0.28931 | 0.18838 | 0.18031 | 0.14564 | 0.39771 | 0.39334 | 0.49611 | 0.58111 | 0.48539 | 0.11365 | 0.13804 | 0.27276 | 0.6686 | 0.10968 | 0.12875 | 0.14462 | 0.55348 | 1.0862 | 1.0831 | 1.0739 | 1.0432 | 1.0862 | 0.80288 | 0.68321 | 0.76954 | 0.79109 | 0.94023 | 0.54024 | 0.24351 | 0.34617 | 0.402 | 0.81486 | 1.0439 | 0.69921 | 0.59109 | 0.53018 | 0.86322 | 1.0105 | 0.84745 | 0.41865 | 0.55547 | 1.0151 | 1.0565 | 1.0794 | 1.0206 | 1.0273 | 1.0095 | 0.93815 | 0.92851 | 0.17913 | 0.69298 | 0.65673 | 0.19254 | 0.59087 | 0.88111 | 0.82753 | 1.0247 | 0.94854 | 0.44412 | 0.55244 | 0.84777 | 0.84957 | 0.81359 | 0.67913 | 0.51354 | 0.52703 | 0.47163 | 0.28258 | 0.49875 | 0.28235 | 0.29885 | 0.39911 | 0.39111 | 0.33958 | 0.094187 | 0.48936 | 0.94379 | 0.99435 | 1.0144 | 1.0236 | 0.43506 | 0.12615 | 0.16592 | 0.1878 | 0.18595 | 0.19828 | 0.97987 | 1.0457 | 0.80574 | 0.21619 | 0.49779 | 0.55952 | 0.76721 | 0.84707 | 0.92093 | 0.7464 | 0.66107 | 0.639 | 0.84397 | 0.57577 | 0.64051 | 0.46211 | 0.3984 | 0.34048 | 0.40298 | 0.33587 | 0.22479 | 0.34241 | 0.37158 | 0.39606 | 0.34441 | 0.30274 | 0.3599 | 0.41897 | 0.51609 | 0.45377 | 0.1325 | 0.19798 | 0.095583 | 0.124 | 0.10435 | 0.20263 | 0.77335 | 0.93095 | 0.61712 | 0.31586 | 0.92973 | 0.98026 | 1.0176 | 0.87531 | 0.69264 | 0.30887 | 0.098732 | 0.33548 | 0.49548 | 0.38683 | 0.71525 | 0.82336 | 0.46538 | 0.24298 | 0.81337 | 0.75469 | 0.76806 | 0.90944 | 0.50611 | 0.37845 | 0.4673 | 0.19363 | 0.59423 | 0.59284 | 0.68274 | 0.40112 | 0.10161 | 0.095579 | 0.17419 | 0.63486 | 0.96388 | 1.0231 | 1.0427 | 0.50063 | 0.4153 | 0.34384 | 0.42404 | 0.60255 | 0.18314 | 0.13113 | 0.92456 | 0.49127 | 0.11294 | 0.16554 | 0.54478 | 0.93236 | 1.0778 | 0.98715 | 0.71143 | 0.47043 | 0.21328 | 0.41851 | 0.80573 | 0.096937 | 0.095382 | 0.10922 | 0.16296 | 0.1608 | 0.54945 | 1.0542 | 1.0326 | 1.0574 | 1.0817 | 1.0728 | 0.99509 | 0.44978 | 0.71506 | 0.77398 | 0.61339 | 0.82816 | 1.0863 | 1.0192 | 0.68893 | 0.78497 | 0.46424 | 0.17848 | 0.34954 | 0.4131 | 0.46842 | 1.0302 | 1.0278 | 0.90093 | 1.086 | 1.0822 | 0.59884 | 0.97178 | 1.0858 | 1.0861 | 1.0389 | 1.0642 | 0.99298 | 1.0244 | 0.77916 | 0.64442 | 1.065 | 0.68515 | 0.34901 | 0.59098 | 0.82032 | 0.43003 | 0.3998 | 0.35052 | 0.79943 | 0.70912 | 0.68509 | 1.0562 | 0.25866 | 0.26496 | 0.11069 | 0.15433 | 0.6333 | 0.92531 | 0.56075 | 0.22812 | 0.21692 | 0.25518 | 0.2831 | 0.26896 | 0.2123 | 0.13643 | 2.0213 | 1.9526 | 0.89966 | 0.32916 | 0.32258 | 1.1948 | 1.7625 | 0.64938 | 0.34692 | 0.96438 | 0.72729 | 0.72721 | 0.54394 | 0.76976 | 0.89797 | 1.0069 | 1.0605 | 0.85814 | 0.27873 | 0.93173 | 0.97452 | 1.0539 | 1.0805 | 1.0861 | 1.0803 | 1.0862 | 1.0527 | 0.67969 | 1.9109 | 2.3572 | 2.3499 | 1.8537 | 1.0734
Falling Short
Hydrogen annual stock level profile 2050 (TWh/day)
Falling Short
 | time axis 2050-01-01 to 2050-12-31
| Hydrogen Demand | 0.03 | 0.03 | 0.03 | 0.03 | 0.03 | 0.03 | 0.03 | 0.03 | 0.03 | 0.04 | 0.04 | 0.03 | 0.03 | 0.03 | 0.03 | 0.04 | 0.03 | 0.03 | 0.03 | 0.03 | 0.03 | 0.03 | 0.04 | 0.04 | 0.03 | 0.03 | 0.03 | 0.03 | 0.03 | 0.03 | 0.03 | 0.03 | 0.03 | 0.03 | 0.03 | 0.03 | 0.03 | 0.03 | 0.03 | 0.04 | 0.03 | 0.03 | 0.03 | 0.03 | 0.03 | 0.03 | 0.03 | 0.03 | 0.03 | 0.04 | 0.03 | 0.03 | 0.03 | 0.03 | 0.03 | 0.03 | 0.03 | 0.04 | 0.04 | 0.04 | 0.04 | 0.04 | 0.03 | 0.03 | 0.03 | 0.03 | 0.03 | 0.03 | 0.03 | 0.03 | 0.03 | 0.03 | 0.04 | 0.03 | 0.03 | 0.03 | 0.03 | 0.03 | 0.03 | 0.03 | 0.03 | 0.03 | 0.03 | 0.03 | 0.03 | 0.03 | 0.03 | 0.03 | 0.03 | 0.03 | 0.03 | 0.03 | 0.03 | 0.03 | 0.03 | 0.03 | 0.03 | 0.03 | 0.03 | 0.03 | 0.03 | 0.03 | 0.03 | 0.03 | 0.03 | 0.03 | 0.03 | 0.03 | 0.03 | 0.03 | 0.03 | 0.03 | 0.03 | 0.03 | 0.03 | 0.03 | 0.03 | 0.03 | 0.03 | 0.03 | 0.03 | 0.03 | 0.03 | 0.03 | 0.03 | 0.03 | 0.03 | 0.03 | 0.03 | 0.03 | 0.03 | 0.03 | 0.03 | 0.03 | 0.03 | 0.03 | 0.03 | 0.03 | 0.03 | 0.03 | 0.03 | 0.03 | 0.03 | 0.03 | 0.03 | 0.03 | 0.03 | 0.03 | 0.03 | 0.03 | 0.03 | 0.03 | 0.03 | 0.03 | 0.03 | 0.03 | 0.03 | 0.03 | 0.03 | 0.03 | 0.03 | 0.03 | 0.03 | 0.03 | 0.03 | 0.03 | 0.03 | 0.03 | 0.03 | 0.03 | 0.03 | 0.03 | 0.03 | 0.03 | 0.03 | 0.03 | 0.03 | 0.03 | 0.03 | 0.03 | 0.04 | 0.03 | 0.03 | 0.03 | 0.03 | 0.03 | 0.03 | 0.03 | 0.03 | 0.03 | 0.03 | 0.03 | 0.03 | 0.03 | 0.03 | 0.03 | 0.03 | 0.03 | 0.03 | 0.03 | 0.03 | 0.03 | 0.03 | 0.03 | 0.03 | 0.03 | 0.03 | 0.03 | 0.03 | 0.03 | 0.03 | 0.03 | 0.03 | 0.03 | 0.03 | 0.03 | 0.03 | 0.03 | 0.03 | 0.03 | 0.03 | 0.03 | 0.03 | 0.03 | 0.03 | 0.03 | 0.03 | 0.03 | 0.03 | 0.03 | 0.03 | 0.03 | 0.03 | 0.03 | 0.03 | 0.03 | 0.03 | 0.03 | 0.03 | 0.03 | 0.03 | 0.03 | 0.03 | 0.03 | 0.03 | 0.03 | 0.03 | 0.03 | 0.03 | 0.03 | 0.03 | 0.03 | 0.03 | 0.03 | 0.03 | 0.03 | 0.03 | 0.03 | 0.03 | 0.03 | 0.03 | 0.03 | 0.03 | 0.03 | 0.03 | 0.03 | 0.03 | 0.03 | 0.03 | 0.03 | 0.03 | 0.04 | 0.03 | 0.03 | 0.03 | 0.03 | 0.03 | 0.03 | 0.03 | 0.03 | 0.03 | 0.03 | 0.03 | 0.03 | 0.03 | 0.03 | 0.03 | 0.03 | 0.03 | 0.03 | 0.03 | 0.03 | 0.04 | 0.03 | 0.03 | 0.03 | 0.03 | 0.03 | 0.03 | 0.03 | 0.03 | 0.03 | 0.03 | 0.03 | 0.03 | 0.03 | 0.03 | 0.03 | 0.03 | 0.03 | 0.03 | 0.03 | 0.03 | 0.03 | 0.03 | 0.03 | 0.03 | 0.03 | 0.03 | 0.03 | 0.03 | 0.03 | 0.03 | 0.03 | 0.03 | 0.03 | 0.03 | 0.03 | 0.03 | 0.03 | 0.03 | 0.03 | 0.03 | 0.03 | 0.03 | 0.03 | 0.03 | 0.03 | 0.03 | 0.03 | 0.03 | 0.03 | 0.03 | 0.03 | 0.03 | 0.03 | 0.03 | 0.03 | 0.03 | 0.03 | 0.03 | 0.03 | 0.03 | 0.03 | 0.03 | 0.03 | 0.03 | 0.03 | 0.03 | 0.03 | 0.03 | 0.03 | 0.03 | 0.03 | 0.03
| Hydrogen Production | 0.04 | 0.04 | 0.04 | 0.04 | 0.03 | 0.03 | 0.02 | 0.03 | 0.02 | 0.02 | 0.02 | 0.02 | 0.02 | 0.02 | 0.02 | 0.02 | 0.02 | 0.04 | 0.03 | 0.03 | 0.03 | 0.02 | 0.02 | 0.02 | 0.02 | 0.04 | 0.04 | 0.04 | 0.04 | 0.04 | 0.04 | 0.04 | 0.04 | 0.04 | 0.04 | 0.04 | 0.04 | 0.02 | 0.02 | 0.02 | 0.04 | 0.03 | 0.02 | 0.03 | 0.02 | 0.02 | 0.02 | 0.02 | 0.02 | 0.02 | 0.03 | 0.02 | 0.02 | 0.02 | 0.02 | 0.02 | 0.02 | 0.02 | 0.02 | 0.02 | 0.02 | 0.02 | 0.02 | 0.02 | 0.02 | 0.04 | 0.04 | 0.04 | 0.04 | 0.04 | 0.03 | 0.02 | 0.02 | 0.03 | 0.03 | 0.04 | 0.03 | 0.03 | 0.03 | 0.03 | 0.04 | 0.04 | 0.04 | 0.04 | 0.03 | 0.02 | 0.02 | 0.02 | 0.02 | 0.02 | 0.03 | 0.03 | 0.03 | 0.04 | 0.03 | 0.02 | 0.02 | 0.02 | 0.03 | 0.02 | 0.02 | 0.02 | 0.03 | 0.04 | 0.04 | 0.04 | 0.04 | 0.04 | 0.03 | 0.04 | 0.04 | 0.04 | 0.04 | 0.03 | 0.02 | 0.03 | 0.03 | 0.04 | 0.04 | 0.04 | 0.04 | 0.04 | 0.04 | 0.04 | 0.04 | 0.03 | 0.03 | 0.04 | 0.04 | 0.04 | 0.04 | 0.04 | 0.04 | 0.04 | 0.04 | 0.02 | 0.04 | 0.04 | 0.03 | 0.03 | 0.04 | 0.04 | 0.04 | 0.04 | 0.02 | 0.04 | 0.04 | 0.04 | 0.04 | 0.03 | 0.03 | 0.03 | 0.03 | 0.03 | 0.03 | 0.02 | 0.03 | 0.03 | 0.03 | 0.03 | 0.02 | 0.03 | 0.04 | 0.04 | 0.04 | 0.04 | 0.03 | 0.02 | 0.02 | 0.02 | 0.02 | 0.02 | 0.04 | 0.04 | 0.04 | 0.03 | 0.04 | 0.04 | 0.04 | 0.04 | 0.04 | 0.03 | 0.03 | 0.02 | 0.04 | 0.03 | 0.04 | 0.02 | 0.03 | 0.03 | 0.04 | 0.03 | 0.03 | 0.03 | 0.03 | 0.03 | 0.02 | 0.02 | 0.02 | 0.02 | 0.02 | 0.02 | 0.02 | 0.02 | 0.02 | 0.02 | 0.02 | 0.02 | 0.04 | 0.04 | 0.04 | 0.04 | 0.04 | 0.04 | 0.04 | 0.04 | 0.04 | 0.02 | 0.02 | 0.02 | 0.03 | 0.02 | 0.04 | 0.04 | 0.03 | 0.02 | 0.04 | 0.04 | 0.04 | 0.04 | 0.04 | 0.03 | 0.03 | 0.02 | 0.03 | 0.03 | 0.03 | 0.03 | 0.02 | 0.02 | 0.02 | 0.03 | 0.04 | 0.04 | 0.04 | 0.04 | 0.03 | 0.03 | 0.04 | 0.04 | 0.03 | 0.02 | 0.04 | 0.02 | 0.02 | 0.02 | 0.02 | 0.04 | 0.04 | 0.04 | 0.04 | 0.03 | 0.02 | 0.03 | 0.04 | 0.02 | 0.02 | 0.02 | 0.02 | 0.02 | 0.04 | 0.04 | 0.04 | 0.04 | 0.04 | 0.04 | 0.04 | 0.04 | 0.04 | 0.04 | 0.04 | 0.04 | 0.04 | 0.04 | 0.04 | 0.04 | 0.03 | 0.02 | 0.02 | 0.03 | 0.03 | 0.04 | 0.04 | 0.04 | 0.04 | 0.04 | 0.03 | 0.04 | 0.04 | 0.04 | 0.04 | 0.04 | 0.04 | 0.04 | 0.04 | 0.04 | 0.04 | 0.04 | 0.04 | 0.04 | 0.04 | 0.04 | 0.04 | 0.04 | 0.04 | 0.04 | 0.04 | 0.04 | 0.02 | 0.02 | 0.02 | 0.02 | 0.03 | 0.04 | 0.02 | 0.02 | 0.02 | 0.02 | 0.02 | 0.03 | 0.04 | 0.02 | 0.04 | 0.04 | 0.03 | 0.02 | 0.02 | 0.04 | 0.04 | 0.03 | 0.03 | 0.04 | 0.04 | 0.04 | 0.04 | 0.04 | 0.04 | 0.04 | 0.04 | 0.04 | 0.04 | 0.04 | 0.04 | 0.04 | 0.04 | 0.04 | 0.04 | 0.04 | 0.04 | 0.04 | 0.04 | 0.04 | 0.04 | 0.04 | 0.04

## Data Tables
Data Tables
Chapter Section | Subsection | Figure Title | Figure Number
Data Tables |  | FLX1: Flexibility data table | FLX1
|  | ES1: Electricity supply data table | ES1
|  | ES2: European electricity supply data table | ES2
|  | ES3: Electricity supply data with boundary (network) constraints. | ES3
|  | ED1: Electricity demand summary | ED1
|  | ED2: Electricity definitions | ED2
|  | ED3: Natural Gas and residential heat demand summary | ED3
|  | ED4: Natural Gas demand definitions | ED4
|  | ED5: Road transport summary | ED5
|  | ED6: Road Transport Notes | ED6
|  | WS1: Whole System & Gas Supply | WS1
|  | WS2: Whole System & Gas Supply - Emissions | WS2
| Building Blocks -> | Building Block Data | BB1
|  | Building Block Definitions | BB2

## FLX1
FLX1: Flexibility data table
Return to: Main Menu
Return to: Chapter contents
Notes:
Electricity system flexibility data only
'Peak' refers to 5-6pm
Flexibility type | Flexibility sub-type | Data item | Unit | Scenario | Fuel | Detail | 2020-01-01 | 2021-01-01 | 2022-01-01 | 2023-01-01 | 2024-01-01 | 2025-01-01 | 2026-01-01 | 2027-01-01 | 2028-01-01 | 2029-01-01 | 2030-01-01 | 2031-01-01 | 2032-01-01 | 2033-01-01 | 2034-01-01 | 2035-01-01 | 2036-01-01 | 2037-01-01 | 2038-01-01 | 2039-01-01 | 2040-01-01 | 2041-01-01 | 2042-01-01 | 2043-01-01 | 2044-01-01 | 2045-01-01 | 2046-01-01 | 2047-01-01 | 2048-01-01 | 2049-01-01 | 2050-01-01
Electricity system flexibility | Supply side flexibility | Interconnectors | GW | Consumer Transformation | Electricity | Capacity | 4.75 | 6.06 | 7.4 | 8.4 | 9.8 | 10.3 | 10.3 | 10.3 | 13.1 | 13.1 | 13.1 | 13.1 | 13.1 | 14.5 | 16.65 | 18.75 | 18.75 | 18.75 | 20.55 | 21.95 | 21.95 | 21.95 | 21.95 | 21.95 | 21.95 | 21.95 | 21.95 | 21.95 | 21.95 | 21.95 | 21.95
Electricity system flexibility | Supply side flexibility | Interconnectors | GW | System Transformation | Electricity | Capacity | 4.75 | 6.06 | 7.4 | 8.4 | 9.8 | 9.8 | 10.3 | 10.3 | 10.3 | 13.1 | 13.1 | 13.1 | 13.1 | 13.1 | 13.1 | 13.1 | 14.5 | 15.9 | 15.9 | 15.9 | 15.9 | 15.9 | 15.9 | 15.9 | 15.9 | 15.9 | 15.9 | 15.9 | 15.9 | 15.9 | 15.9
Electricity system flexibility | Supply side flexibility | Interconnectors | GW | Leading the Way | Electricity | Capacity | 4.75 | 6.06 | 7.4 | 8.4 | 9.8 | 10.3 | 10.3 | 10.3 | 13.1 | 15.25 | 19.45 | 19.45 | 19.45 | 23.15 | 24.55 | 24.55 | 24.55 | 25.95 | 25.95 | 25.95 | 25.95 | 25.95 | 25.95 | 27.35 | 27.35 | 27.35 | 27.35 | 27.35 | 27.35 | 27.35 | 27.35
Electricity system flexibility | Supply side flexibility | Interconnectors | GW | Falling Short | Electricity | Capacity | 4.75 | 6.06 | 7.4 | 8.4 | 9.8 | 9.8 | 9.8 | 10.3 | 10.3 | 10.3 | 13.1 | 13.1 | 13.1 | 13.1 | 13.1 | 13.1 | 13.1 | 13.1 | 13.1 | 13.1 | 13.1 | 13.1 | 13.1 | 13.1 | 13.1 | 13.1 | 13.1 | 13.1 | 13.1 | 13.1 | 13.1
Electricity system flexibility | Supply side flexibility | Interconnectors | GW | Five Year Forecast | Electricity | Capacity | 2020-01-01: 4.75; 2021-01-01: 6.06; 2022-01-01: 7.4; 2023-01-01: 8.4; 2024-01-01: 9.8; 2025-01-01: 9.8; 2026-01-01: 10.3; 2027-01-01: 10.3
Electricity system flexibility | Supply side flexibility | Electricity storage connection capacity | GW | Consumer Transformation | Electricity | Total (excluding vehicle-to-grid) | 3.5283 | 3.9728 | 5.1362 | 6.4531 | 8.6595 | 12.1284 | 13.3348 | 14.48 | 15.3013 | 16.9731 | 18.9774 | 20.3601 | 22.6765 | 24.7687 | 27.8584 | 28.9166 | 29.94 | 30.9661 | 32.1303 | 32.833 | 34.1144 | 35.376 | 37.9662 | 39.1362 | 40.7236 | 41.8227 | 42.6309 | 43.8547 | 44.5478 | 45.2262 | 45.8909
Electricity system flexibility | Supply side flexibility | Electricity storage connection capacity | GW | System Transformation | Electricity | Total (excluding vehicle-to-grid) | 3.5283 | 3.9728 | 4.9494 | 5.5691 | 6.7793 | 8.4131 | 8.6359 | 11.4007 | 13.6664 | 14.1166 | 15.1944 | 15.4053 | 16.0357 | 16.6079 | 17.6291 | 18.3597 | 19.0773 | 21.4546 | 22.5126 | 23.3141 | 24.1918 | 25.2218 | 26.8287 | 27.2261 | 28.5089 | 29.3517 | 30.5839 | 31.12 | 31.831 | 32.046 | 32.2648
Electricity system flexibility | Supply side flexibility | Electricity storage connection capacity | GW | Leading the Way | Electricity | Total (excluding vehicle-to-grid) | 3.5283 | 3.9728 | 6.2191 | 8.8889 | 12.5311 | 13.8679 | 15.4063 | 18.2517 | 20.9863 | 24.7235 | 28.4706 | 31.3735 | 33.5128 | 34.8418 | 36.1256 | 37.2978 | 38.9365 | 40.6031 | 41.737 | 43.1337 | 44.7838 | 45.4732 | 46.0306 | 46.6071 | 47.2038 | 47.8625 | 48.4986 | 49.1789 | 49.8717 | 50.5766 | 51.3263
Electricity system flexibility | Supply side flexibility | Electricity storage connection capacity | GW | Falling Short | Electricity | Total (excluding vehicle-to-grid) | 3.5283 | 3.9728 | 4.7244 | 5.2922 | 5.5455 | 6.3585 | 8.2588 | 9.0047 | 10.3588 | 11.0776 | 12.0338 | 12.4575 | 14.0405 | 14.3865 | 15.1572 | 15.6441 | 16.3153 | 16.7131 | 17.1671 | 17.2867 | 18.8958 | 19.3156 | 19.5564 | 19.8188 | 20.1164 | 20.9059 | 21.186 | 21.3629 | 21.7921 | 22.0297 | 22.3985
Electricity system flexibility | Supply side flexibility | Electricity storage connection capacity | GW | Five Year Forecast | Electricity | Total (excluding vehicle-to-grid) | 2020-01-01: 3.5283; 2021-01-01: 3.9728; 2022-01-01: 4.9494; 2023-01-01: 5.5691; 2024-01-01: 6.7793; 2025-01-01: 8.4131; 2026-01-01: 8.6359; 2027-01-01: 11.4007
Electricity system flexibility | Supply side flexibility | Electricity storage energy storage potential | GWh | Consumer Transformation | Electricity | Total (excluding vehicle-to-grid) | 25.3551 | 27.4563 | 29.4982 | 32.6045 | 36.0864 | 42.3369 | 44.1601 | 46.4132 | 47.7395 | 51.2242 | 58.6402 | 63.4734 | 81.6221 | 88.6415 | 112.2353 | 115.5219 | 118.78 | 122.0668 | 125.5081 | 126.4965 | 129.943 | 133.7865 | 142.7248 | 146.01 | 151.7298 | 155.5781 | 157.1524 | 160.9589 | 162.4516 | 163.9464 | 165.4443
Electricity system flexibility | Supply side flexibility | Electricity storage energy storage potential | GWh | System Transformation | Electricity | Total (excluding vehicle-to-grid) | 25.3551 | 27.4563 | 29.1902 | 31.3047 | 33.2015 | 35.9953 | 36.418 | 40.5487 | 44.383 | 44.9637 | 47.1624 | 47.4333 | 48.8351 | 50.6818 | 55.2475 | 56.238 | 57.1022 | 76.2337 | 79.4535 | 82.331 | 85.4883 | 88.7448 | 94.5894 | 95.2283 | 100.2565 | 103.0236 | 108.159 | 109.3513 | 111.9733 | 112.6032 | 113.2408
Electricity system flexibility | Supply side flexibility | Electricity storage energy storage potential | GWh | Leading the Way | Electricity | Total (excluding vehicle-to-grid) | 25.3551 | 27.4563 | 31.0775 | 36.146 | 42.3607 | 44.2013 | 47.7844 | 67.7352 | 76.0848 | 105.0942 | 117.542 | 128.2319 | 135.5862 | 139.4426 | 143.5739 | 147.0025 | 152.4266 | 157.8974 | 160.8469 | 164.0856 | 180.1501 | 181.4768 | 182.6914 | 183.9445 | 185.2375 | 186.7119 | 188.1829 | 189.7182 | 191.2855 | 192.8842 | 194.5504
Electricity system flexibility | Supply side flexibility | Electricity storage energy storage potential | GWh | Falling Short | Electricity | Total (excluding vehicle-to-grid) | 25.3551 | 27.4563 | 28.8003 | 31.003 | 31.4562 | 32.5771 | 35.744 | 36.8736 | 39.2495 | 40.1286 | 41.5858 | 42.1072 | 44.7559 | 45.2435 | 46.357 | 47.5689 | 49.1351 | 50.1079 | 50.5269 | 50.7037 | 58.332 | 59.0906 | 59.5221 | 59.9289 | 60.3699 | 61.2543 | 61.6308 | 61.9056 | 62.4593 | 62.7978 | 63.2691
Electricity system flexibility | Supply side flexibility | Electricity storage energy storage potential | GWh | Five Year Forecast | Electricity | Total (excluding vehicle-to-grid) | 2020-01-01: 25.3551; 2021-01-01: 27.4563; 2022-01-01: 29.1902; 2023-01-01: 31.3047; 2024-01-01: 33.2015; 2025-01-01: 35.9953; 2026-01-01: 36.418; 2027-01-01: 40.5487
Electricity system flexibility | Supply side flexibility | Electricity storage connection capacity | GW | Consumer Transformation | Electricity | Liquid Air | 0.005 | 0.005 | 0.005 | 0.005 | 0.005 | 0.0549 | 0.0549 | 0.1547 | 0.2547 | 0.5547 | 0.8547 | 1.2547 | 1.6046 | 1.8046 | 2.0046 | 2.0046 | 2.0046 | 2.0046 | 2.0046 | 2.0046 | 2.5046 | 2.5046 | 3.0046 | 3.5046 | 4.0046 | 4.0046 | 4.0046 | 4.0046 | 4.0046 | 4.0046 | 4.0046
Electricity system flexibility | Supply side flexibility | Electricity storage connection capacity | GW | System Transformation | Electricity | Liquid Air | 0.005 | 0.005 | 0.005 | 0.005 | 0.005 | 0.0549 | 0.0549 | 0.0549 | 0.0549 | 0.0549 | 0.1547 | 0.1547 | 0.3547 | 0.5547 | 0.8046 | 0.8046 | 0.8046 | 1.0046 | 1.0046 | 1.0046 | 1.0046 | 1.0046 | 1.0046 | 1.0046 | 1.5046 | 2.0046 | 2.5046 | 2.5046 | 3.0046 | 3.0046 | 3.0046
Electricity system flexibility | Supply side flexibility | Electricity storage connection capacity | GW | Leading the Way | Electricity | Liquid Air | 0.005 | 0.005 | 0.005 | 0.005 | 0.0549 | 0.0549 | 0.3547 | 0.7547 | 1.1547 | 1.4547 | 1.7547 | 2.0046 | 2.2046 | 2.2046 | 2.4046 | 2.4046 | 2.9046 | 3.4046 | 3.9046 | 4.4046 | 4.4046 | 4.4046 | 4.4046 | 4.4046 | 4.4046 | 4.4046 | 4.4046 | 4.4046 | 4.4046 | 4.4046 | 4.4046
Electricity system flexibility | Supply side flexibility | Electricity storage connection capacity | GW | Falling Short | Electricity | Liquid Air | 0.005 | 0.005 | 0.005 | 0.005 | 0.005 | 0.005 | 0.0549 | 0.0549 | 0.0549 | 0.0549 | 0.0549 | 0.0549 | 0.0549 | 0.0549 | 0.0549 | 0.2549 | 0.4549 | 0.6549 | 0.6549 | 0.6549 | 0.6549 | 0.6549 | 0.6549 | 0.6549 | 0.6549 | 0.6549 | 0.6549 | 0.6549 | 0.6549 | 0.6549 | 0.6549
Electricity system flexibility | Supply side flexibility | Electricity storage connection capacity | GW | Five Year Forecast | Electricity | Liquid Air | 2020-01-01: 0.005; 2021-01-01: 0.005; 2022-01-01: 0.005; 2023-01-01: 0.005; 2024-01-01: 0.005; 2025-01-01: 0.0549; 2026-01-01: 0.0549; 2027-01-01: 0.0549
Electricity system flexibility | Supply side flexibility | Electricity storage connection capacity | GW | Consumer Transformation | Electricity | Compressed Air | 0 | 0.0033 | 0.0033 | 0.0033 | 0.0033 | 0.0033 | 0.0033 | 0.0033 | 0.0033 | 0.0033 | 0.0033 | 0.5033 | 0.5033 | 1.5033 | 1.5033 | 2.0033 | 2.5033 | 3.0033 | 3.5033 | 3.5033 | 3.5033 | 4.0033 | 5.0033 | 5.0033 | 5.5033 | 6.0033 | 6.0033 | 6.0033 | 6.0033 | 6.0033 | 6.0033
Electricity system flexibility | Supply side flexibility | Electricity storage connection capacity | GW | System Transformation | Electricity | Compressed Air | 0 | 0.0033 | 0.0033 | 0.0033 | 0.0033 | 0.0033 | 0.0033 | 0.0033 | 0.0033 | 0.0033 | 0.0033 | 0.0033 | 0.0033 | 0.0033 | 0.0033 | 0.0033 | 0.0033 | 0.5033 | 1.0033 | 1.5033 | 2.0033 | 2.5033 | 3.5033 | 3.5033 | 4.0033 | 4.0033 | 4.5033 | 4.5033 | 4.5033 | 4.5033 | 4.5033
Electricity system flexibility | Supply side flexibility | Electricity storage connection capacity | GW | Leading the Way | Electricity | Compressed Air | 0 | 0.0033 | 0.0033 | 0.0033 | 0.0033 | 0.0033 | 0.0033 | 0.0033 | 0.5033 | 1.0033 | 2.0033 | 3.0033 | 3.5033 | 4.0033 | 4.5033 | 5.0033 | 5.5033 | 6.0033 | 6.0033 | 6.0033 | 6.0033 | 6.0033 | 6.0033 | 6.0033 | 6.0033 | 6.0033 | 6.0033 | 6.0033 | 6.0033 | 6.0033 | 6.0033
Electricity system flexibility | Supply side flexibility | Electricity storage connection capacity | GW | Falling Short | Electricity | Compressed Air | 0 | 0.0033 | 0.0033 | 0.0033 | 0.0033 | 0.0033 | 0.0033 | 0.0033 | 0.0033 | 0.0033 | 0.0033 | 0.0033 | 0.0033 | 0.0033 | 0.0033 | 0.0033 | 0.0033 | 0.0033 | 0.0033 | 0.0033 | 0.0033 | 0.0033 | 0.0033 | 0.0033 | 0.0033 | 0.0033 | 0.0033 | 0.0033 | 0.0033 | 0.0033 | 0.0033
Electricity system flexibility | Supply side flexibility | Electricity storage connection capacity | GW | Five Year Forecast | Electricity | Compressed Air | 2020-01-01: 0; 2021-01-01: 0.0033; 2022-01-01: 0.0033; 2023-01-01: 0.0033; 2024-01-01: 0.0033; 2025-01-01: 0.0033; 2026-01-01: 0.0033; 2027-01-01: 0.0033
Electricity system flexibility | Supply side flexibility | Electricity storage connection capacity | GW | Consumer Transformation | Electricity | Battery | 1.2333 | 1.5845 | 2.6579 | 3.7008 | 5.9072 | 9.2263 | 10.4327 | 11.4781 | 12.1994 | 13.5712 | 15.0655 | 15.5482 | 16.4527 | 17.3449 | 19.5506 | 20.1088 | 20.6322 | 21.1583 | 21.8225 | 22.5252 | 23.3066 | 24.0682 | 25.1584 | 25.8284 | 26.4158 | 27.0149 | 27.8231 | 29.0469 | 29.74 | 30.4184 | 31.0831
Electricity system flexibility | Supply side flexibility | Electricity storage connection capacity | GW | System Transformation | Electricity | Battery | 1.2333 | 1.5845 | 2.4711 | 2.8168 | 4.027 | 5.6109 | 5.8337 | 8.5985 | 10.8642 | 11.3144 | 12.2924 | 12.5033 | 12.9337 | 13.206 | 13.7673 | 14.4978 | 15.2155 | 15.8308 | 16.3888 | 16.6903 | 17.068 | 17.598 | 18.2049 | 18.6023 | 18.8851 | 19.2279 | 19.4601 | 19.9962 | 20.2072 | 20.4222 | 20.641
Electricity system flexibility | Supply side flexibility | Electricity storage connection capacity | GW | Leading the Way | Electricity | Battery | 1.2333 | 1.5845 | 3.7408 | 6.1366 | 9.7289 | 11.0657 | 12.3043 | 13.6877 | 15.5223 | 17.5655 | 19.9127 | 21.2657 | 22.405 | 23.234 | 23.8178 | 24.49 | 25.1287 | 25.7953 | 26.4292 | 27.3259 | 28.376 | 29.0654 | 29.6228 | 30.1993 | 30.796 | 31.4547 | 32.0908 | 32.7711 | 33.4639 | 34.1688 | 34.9185
Electricity system flexibility | Supply side flexibility | Electricity storage connection capacity | GW | Falling Short | Electricity | Battery | 1.2333 | 1.5845 | 2.2461 | 2.5399 | 2.7932 | 3.6062 | 5.4566 | 6.2025 | 7.5566 | 8.2754 | 9.2316 | 9.6553 | 11.2383 | 11.5843 | 12.355 | 12.6419 | 13.1131 | 13.3109 | 13.7649 | 13.8845 | 14.7337 | 15.1535 | 15.3943 | 15.6567 | 15.9543 | 16.7438 | 17.0239 | 17.2008 | 17.63 | 17.8676 | 18.2364
Electricity system flexibility | Supply side flexibility | Electricity storage connection capacity | GW | Five Year Forecast | Electricity | Battery | 2020-01-01: 1.2333; 2021-01-01: 1.5845; 2022-01-01: 2.4711; 2023-01-01: 2.8168; 2024-01-01: 4.027; 2025-01-01: 5.6109; 2026-01-01: 5.8337; 2027-01-01: 8.5985
Electricity system flexibility | Supply side flexibility | Electricity storage connection capacity | GW | Consumer Transformation | Electricity | Pumped Hydro | 2.29 | 2.38 | 2.47 | 2.744 | 2.744 | 2.8439 | 2.8439 | 2.8439 | 2.8439 | 2.8439 | 3.0539 | 3.0539 | 4.1159 | 4.1159 | 4.7999 | 4.7999 | 4.7999 | 4.7999 | 4.7999 | 4.7999 | 4.7999 | 4.7999 | 4.7999 | 4.7999 | 4.7999 | 4.7999 | 4.7999 | 4.7999 | 4.7999 | 4.7999 | 4.7999
Electricity system flexibility | Supply side flexibility | Electricity storage connection capacity | GW | System Transformation | Electricity | Pumped Hydro | 2.29 | 2.38 | 2.47 | 2.744 | 2.744 | 2.744 | 2.744 | 2.744 | 2.744 | 2.744 | 2.744 | 2.744 | 2.744 | 2.8439 | 3.0539 | 3.0539 | 3.0539 | 4.1159 | 4.1159 | 4.1159 | 4.1159 | 4.1159 | 4.1159 | 4.1159 | 4.1159 | 4.1159 | 4.1159 | 4.1159 | 4.1159 | 4.1159 | 4.1159
Electricity system flexibility | Supply side flexibility | Electricity storage connection capacity | GW | Leading the Way | Electricity | Pumped Hydro | 2.29 | 2.38 | 2.47 | 2.744 | 2.744 | 2.744 | 2.744 | 3.806 | 3.806 | 4.7 | 4.7999 | 5.0999 | 5.3999 | 5.3999 | 5.3999 | 5.3999 | 5.3999 | 5.3999 | 5.3999 | 5.3999 | 5.9999 | 5.9999 | 5.9999 | 5.9999 | 5.9999 | 5.9999 | 5.9999 | 5.9999 | 5.9999 | 5.9999 | 5.9999
Electricity system flexibility | Supply side flexibility | Electricity storage connection capacity | GW | Falling Short | Electricity | Pumped Hydro | 2.29 | 2.38 | 2.47 | 2.744 | 2.744 | 2.744 | 2.744 | 2.744 | 2.744 | 2.744 | 2.744 | 2.744 | 2.744 | 2.744 | 2.744 | 2.744 | 2.744 | 2.744 | 2.744 | 2.744 | 3.5039 | 3.5039 | 3.5039 | 3.5039 | 3.5039 | 3.5039 | 3.5039 | 3.5039 | 3.5039 | 3.5039 | 3.5039
Electricity system flexibility | Supply side flexibility | Electricity storage connection capacity | GW | Five Year Forecast | Electricity | Pumped Hydro | 2020-01-01: 2.29; 2021-01-01: 2.38; 2022-01-01: 2.47; 2023-01-01: 2.744; 2024-01-01: 2.744; 2025-01-01: 2.744; 2026-01-01: 2.744; 2027-01-01: 2.744
Electricity system flexibility | Supply side flexibility | Electricity storage energy storage potential | GWh | Consumer Transformation | Electricity | Liquid Air | 0.02 | 0.015 | 0.015 | 0.015 | 0.015 | 0.3144 | 0.3144 | 0.9132 | 1.3132 | 2.5132 | 3.7132 | 5.3132 | 6.8126 | 7.6126 | 8.4126 | 8.4126 | 8.4126 | 8.4126 | 8.4126 | 8.4126 | 10.4126 | 10.4126 | 12.4126 | 14.4126 | 16.4126 | 16.4126 | 16.4126 | 16.4126 | 16.4126 | 16.4126 | 16.4126
Electricity system flexibility | Supply side flexibility | Electricity storage energy storage potential | GWh | System Transformation | Electricity | Liquid Air | 0.02 | 0.015 | 0.015 | 0.015 | 0.015 | 0.3144 | 0.3144 | 0.3144 | 0.3144 | 0.3144 | 0.9132 | 0.9132 | 1.7132 | 2.5132 | 3.6126 | 3.6126 | 3.6126 | 4.4126 | 4.4126 | 4.4126 | 4.4126 | 4.4126 | 4.4126 | 4.4126 | 6.4126 | 8.4126 | 10.4126 | 10.4126 | 12.4126 | 12.4126 | 12.4126
Electricity system flexibility | Supply side flexibility | Electricity storage energy storage potential | GWh | Leading the Way | Electricity | Liquid Air | 0.02 | 0.015 | 0.015 | 0.015 | 0.3144 | 0.3144 | 1.7132 | 3.3132 | 4.9132 | 6.1132 | 7.3132 | 8.4126 | 9.2126 | 9.2126 | 10.0126 | 10.0126 | 12.0126 | 14.0126 | 16.0126 | 18.0126 | 18.0126 | 18.0126 | 18.0126 | 18.0126 | 18.0126 | 18.0126 | 18.0126 | 18.0126 | 18.0126 | 18.0126 | 18.0126
Electricity system flexibility | Supply side flexibility | Electricity storage energy storage potential | GWh | Falling Short | Electricity | Liquid Air | 0.02 | 0.015 | 0.015 | 0.015 | 0.015 | 0.015 | 0.3144 | 0.3144 | 0.3144 | 0.3144 | 0.3144 | 0.3144 | 0.3144 | 0.3144 | 0.3144 | 1.1144 | 1.9144 | 2.7144 | 2.7144 | 2.7144 | 2.7144 | 2.7144 | 2.7144 | 2.7144 | 2.7144 | 2.7144 | 2.7144 | 2.7144 | 2.7144 | 2.7144 | 2.7144
Electricity system flexibility | Supply side flexibility | Electricity storage energy storage potential | GWh | Five Year Forecast | Electricity | Liquid Air | 2020-01-01: 0.02; 2021-01-01: 0.015; 2022-01-01: 0.015; 2023-01-01: 0.015; 2024-01-01: 0.015; 2025-01-01: 0.3144; 2026-01-01: 0.3144; 2027-01-01: 0.3144
Electricity system flexibility | Supply side flexibility | Electricity storage energy storage potential | GWh | Consumer Transformation | Electricity | Compressed Air | 0 | 0.0132 | 0.0132 | 0.0132 | 0.0132 | 0.0132 | 0.0132 | 0.0132 | 0.0132 | 0.0132 | 0.0132 | 2.5132 | 2.5132 | 7.5132 | 7.5132 | 10.0132 | 12.5132 | 15.0132 | 17.5132 | 17.5132 | 17.5132 | 20.0132 | 25.0132 | 25.0132 | 27.5132 | 30.0132 | 30.0132 | 30.0132 | 30.0132 | 30.0132 | 30.0132
Electricity system flexibility | Supply side flexibility | Electricity storage energy storage potential | GWh | System Transformation | Electricity | Compressed Air | 0 | 0.0132 | 0.0132 | 0.0132 | 0.0132 | 0.0132 | 0.0132 | 0.0132 | 0.0132 | 0.0132 | 0.0132 | 0.0132 | 0.0132 | 0.0132 | 0.0132 | 0.0132 | 0.0132 | 2.5132 | 5.0132 | 7.5132 | 10.0132 | 12.5132 | 17.5132 | 17.5132 | 20.0132 | 20.0132 | 22.5132 | 22.5132 | 22.5132 | 22.5132 | 22.5132
Electricity system flexibility | Supply side flexibility | Electricity storage energy storage potential | GWh | Leading the Way | Electricity | Compressed Air | 0 | 0.0132 | 0.0132 | 0.0132 | 0.0132 | 0.0132 | 0.0132 | 0.0132 | 2.5132 | 5.0132 | 10.0132 | 15.0132 | 17.5132 | 20.0132 | 22.5132 | 25.0132 | 27.5132 | 30.0132 | 30.0132 | 30.0132 | 30.0132 | 30.0132 | 30.0132 | 30.0132 | 30.0132 | 30.0132 | 30.0132 | 30.0132 | 30.0132 | 30.0132 | 30.0132
Electricity system flexibility | Supply side flexibility | Electricity storage energy storage potential | GWh | Falling Short | Electricity | Compressed Air | 0 | 0.0132 | 0.0132 | 0.0132 | 0.0132 | 0.0132 | 0.0132 | 0.0132 | 0.0132 | 0.0132 | 0.0132 | 0.0132 | 0.0132 | 0.0132 | 0.0132 | 0.0132 | 0.0132 | 0.0132 | 0.0132 | 0.0132 | 0.0132 | 0.0132 | 0.0132 | 0.0132 | 0.0132 | 0.0132 | 0.0132 | 0.0132 | 0.0132 | 0.0132 | 0.0132
Electricity system flexibility | Supply side flexibility | Electricity storage energy storage potential | GWh | Five Year Forecast | Electricity | Compressed Air | 2020-01-01: 0; 2021-01-01: 0.0132; 2022-01-01: 0.0132; 2023-01-01: 0.0132; 2024-01-01: 0.0132; 2025-01-01: 0.0132; 2026-01-01: 0.0132; 2027-01-01: 0.0132
Electricity system flexibility | Supply side flexibility | Electricity storage energy storage potential | GWh | Consumer Transformation | Electricity | Battery | 1.1251 | 1.6081 | 3.11 | 4.5723 | 8.0542 | 13.306 | 15.1292 | 16.7835 | 17.7098 | 19.9945 | 23.3755 | 24.1087 | 25.593 | 26.8124 | 31.4802 | 32.2668 | 33.0249 | 33.8117 | 34.753 | 35.7414 | 37.1879 | 38.5314 | 40.4697 | 41.7549 | 42.9747 | 44.323 | 45.8972 | 49.7038 | 51.1965 | 52.6913 | 54.1891
Electricity system flexibility | Supply side flexibility | Electricity storage energy storage potential | GWh | System Transformation | Electricity | Battery | 1.1251 | 1.6081 | 2.802 | 3.2725 | 5.1693 | 7.6637 | 8.0864 | 12.2171 | 16.0514 | 16.6321 | 18.232 | 18.5029 | 19.1047 | 19.4521 | 20.0834 | 21.0739 | 21.9381 | 22.6046 | 23.3244 | 23.7019 | 24.3592 | 25.1157 | 25.9603 | 26.5992 | 27.1274 | 27.8945 | 28.5299 | 29.7222 | 30.3442 | 30.9741 | 31.6117
Electricity system flexibility | Supply side flexibility | Electricity storage energy storage potential | GWh | Leading the Way | Electricity | Battery | 1.1251 | 1.6081 | 4.6893 | 8.1138 | 14.0291 | 15.8697 | 18.054 | 21.2398 | 25.4894 | 29.8378 | 35.3863 | 37.5768 | 39.5311 | 40.8875 | 41.7188 | 42.6474 | 43.5715 | 44.5423 | 45.4918 | 46.7305 | 48.395 | 49.7217 | 50.9363 | 52.1894 | 53.4824 | 54.9568 | 56.4278 | 57.9631 | 59.5304 | 61.1291 | 62.7953
Electricity system flexibility | Supply side flexibility | Electricity storage energy storage potential | GWh | Falling Short | Electricity | Battery | 1.1251 | 1.6081 | 2.4121 | 2.9708 | 3.424 | 4.5449 | 7.4124 | 8.542 | 10.9179 | 11.797 | 13.2542 | 13.7756 | 16.4243 | 16.9119 | 18.0254 | 18.4373 | 19.2035 | 19.3763 | 19.7953 | 19.9721 | 21.1411 | 21.8997 | 22.3312 | 22.738 | 23.179 | 24.0634 | 24.4399 | 24.7147 | 25.2684 | 25.6069 | 26.0782
Electricity system flexibility | Supply side flexibility | Electricity storage energy storage potential | GWh | Five Year Forecast | Electricity | Battery | 2020-01-01: 1.1251; 2021-01-01: 1.6081; 2022-01-01: 2.802; 2023-01-01: 3.2725; 2024-01-01: 5.1693; 2025-01-01: 7.6637; 2026-01-01: 8.0864; 2027-01-01: 12.2171
Electricity system flexibility | Supply side flexibility | Electricity storage energy storage potential | GWh | Consumer Transformation | Electricity | Pumped Hydro | 24.21 | 25.82 | 26.36 | 28.004 | 28.004 | 28.7033 | 28.7033 | 28.7033 | 28.7033 | 28.7033 | 31.5383 | 31.5383 | 46.7033 | 46.7033 | 64.8293 | 64.8293 | 64.8293 | 64.8293 | 64.8293 | 64.8293 | 64.8293 | 64.8293 | 64.8293 | 64.8293 | 64.8293 | 64.8293 | 64.8293 | 64.8293 | 64.8293 | 64.8293 | 64.8293
Electricity system flexibility | Supply side flexibility | Electricity storage energy storage potential | GWh | System Transformation | Electricity | Pumped Hydro | 24.21 | 25.82 | 26.36 | 28.004 | 28.004 | 28.004 | 28.004 | 28.004 | 28.004 | 28.004 | 28.004 | 28.004 | 28.004 | 28.7033 | 31.5383 | 31.5383 | 31.5383 | 46.7033 | 46.7033 | 46.7033 | 46.7033 | 46.7033 | 46.7033 | 46.7033 | 46.7033 | 46.7033 | 46.7033 | 46.7033 | 46.7033 | 46.7033 | 46.7033
Electricity system flexibility | Supply side flexibility | Electricity storage energy storage potential | GWh | Leading the Way | Electricity | Pumped Hydro | 24.21 | 25.82 | 26.36 | 28.004 | 28.004 | 28.004 | 28.004 | 43.169 | 43.169 | 64.13 | 64.8293 | 67.2293 | 69.3293 | 69.3293 | 69.3293 | 69.3293 | 69.3293 | 69.3293 | 69.3293 | 69.3293 | 83.7293 | 83.7293 | 83.7293 | 83.7293 | 83.7293 | 83.7293 | 83.7293 | 83.7293 | 83.7293 | 83.7293 | 83.7293
Electricity system flexibility | Supply side flexibility | Electricity storage energy storage potential | GWh | Falling Short | Electricity | Pumped Hydro | 24.21 | 25.82 | 26.36 | 28.004 | 28.004 | 28.004 | 28.004 | 28.004 | 28.004 | 28.004 | 28.004 | 28.004 | 28.004 | 28.004 | 28.004 | 28.004 | 28.004 | 28.004 | 28.004 | 28.004 | 34.4633 | 34.4633 | 34.4633 | 34.4633 | 34.4633 | 34.4633 | 34.4633 | 34.4633 | 34.4633 | 34.4633 | 34.4633
Electricity system flexibility | Supply side flexibility | Electricity storage energy storage potential | GWh | Five Year Forecast | Electricity | Pumped Hydro | 2020-01-01: 24.21; 2021-01-01: 25.82; 2022-01-01: 26.36; 2023-01-01: 28.004; 2024-01-01: 28.004; 2025-01-01: 28.004; 2026-01-01: 28.004; 2027-01-01: 28.004
Electricity system flexibility | Supply side flexibility | Interconnectors | TWh | Consumer Transformation | Electricity | Netflows | 20.3074 | 35.5961 | 34.671 | 2.7919 | 18.9984 | 18.2798 | 12.0277 | -4.6884 | -17.7056 | -30.7153 | -47.5885 | -56.0254 | -57.4009 | -63.3626 | -77.7584 | -88.2125 | -87.747 | -90.7113 | -97.3768 | -106.969 | -110.484 | -118.502 | -126.121 | -131.545 | -137.766 | -141.668 | -142.234 | -143.239 | -143.899 | -148.159 | -148.469
Electricity system flexibility | Supply side flexibility | Interconnectors | TWh | System Transformation | Electricity | Netflows | 20.3074 | 35.5961 | 32.187 | -1.3371 | 15.5839 | 29.4684 | 20.8495 | 14.6647 | -3.4603 | -14.277 | -40.3021 | -44.9075 | -54.5645 | -59.2345 | -61.4681 | -74.1626 | -85.4908 | -91.4105 | -91.9295 | -92.6932 | -92.9696 | -90.139 | -89.3709 | -85.1586 | -78.3302 | -74.2032 | -71.0307 | -70.432 | -69.1141 | -64.3229 | -62.0523
Electricity system flexibility | Supply side flexibility | Interconnectors | TWh | Leading the Way | Electricity | Netflows | 20.3074 | 35.5961 | 22.598 | -9.9633 | -3.5183 | 0.50103 | -19.7495 | -27.9563 | -38.9594 | -55.116 | -73.4013 | -83.6716 | -84.1228 | -105.296 | -117.49 | -117.468 | -127.588 | -124.458 | -125.247 | -131.487 | -127.882 | -118.347 | -113.008 | -105.597 | -94.4731 | -93.4747 | -89.7693 | -87.1637 | -85.918 | -79.6391 | -77.6185
Electricity system flexibility | Supply side flexibility | Interconnectors | TWh | Falling Short | Electricity | Netflows | 20.3074 | 35.5961 | 39.87 | 9.0496 | 30.0321 | 49.0453 | 43.2261 | 39.3894 | 24.0601 | 3.1264 | -8.865 | -7.8436 | -16.3088 | -21.0485 | -28.7813 | -32.1496 | -52.8296 | -61.6152 | -63.6028 | -61.2489 | -56.0235 | -58.7123 | -57.4759 | -56.0886 | -57.8642 | -59.6068 | -58.5787 | -56.5398 | -56.6333 | -56.0416 | -53.0096
Electricity system flexibility | Supply side flexibility | Interconnectors | TWh | Five Year Forecast | Electricity | Netflows | 2020-01-01: 20.3074; 2021-01-01: 35.5961; 2022-01-01: 31.739; 2023-01-01: -1.4422; 2024-01-01: 16.0019; 2025-01-01: 30.7187; 2026-01-01: 18.8045; 2027-01-01: 16.6461
Electricity system flexibility | Supply side flexibility | Interconnectors | TWh | Consumer Transformation | Electricity | Import | 26.9414 | 39.1472 | 39.474 | 22.4832 | 35.0649 | 39.7338 | 37.9545 | 31.0988 | 31.6924 | 27.8671 | 21.7842 | 19.8041 | 19.9882 | 21.2471 | 22.2678 | 23.0959 | 22.8853 | 22.1758 | 24.3298 | 24.0943 | 22.8094 | 20.5551 | 18.6054 | 17.029 | 15.635 | 14.4017 | 14.2482 | 14.2514 | 14.0747 | 12.1526 | 11.9526
Electricity system flexibility | Supply side flexibility | Interconnectors | TWh | System Transformation | Electricity | Import | 26.9414 | 39.1472 | 37.456 | 20.7479 | 33.1423 | 44.0714 | 41.7248 | 38.8045 | 31.2007 | 32.2212 | 24.3073 | 23.0954 | 19.9487 | 18.466 | 18.0133 | 12.7795 | 12.1631 | 13.3355 | 13.1819 | 12.9579 | 12.8202 | 13.552 | 13.178 | 13.9115 | 15.0897 | 16.2384 | 17.1055 | 16.9894 | 16.8713 | 18.3337 | 19.8713
Electricity system flexibility | Supply side flexibility | Interconnectors | TWh | Leading the Way | Electricity | Import | 26.9414 | 39.1472 | 31.488 | 17.509 | 25.4681 | 32.5959 | 25.823 | 22.2263 | 24.9023 | 23.8848 | 27.901 | 25.507 | 26.1693 | 28.4525 | 27.8737 | 26.2791 | 23.5197 | 26.2185 | 25.3094 | 24.0002 | 23.6251 | 25.203 | 25.6482 | 29.0789 | 32.0368 | 30.069 | 30.2416 | 30.3214 | 29.9949 | 30.7179 | 30.5454
Electricity system flexibility | Supply side flexibility | Interconnectors | TWh | Falling Short | Electricity | Import | 26.9414 | 39.1472 | 43.38 | 25.6636 | 41.5256 | 55.8962 | 53.0669 | 51.2383 | 42.2301 | 32.9697 | 34.6163 | 35.5142 | 32.7343 | 31.3443 | 29.3713 | 27.4497 | 20.1192 | 17.6275 | 17.0776 | 18.288 | 20.7373 | 19.9731 | 20.6607 | 21.0005 | 20.3153 | 19.0264 | 19.5122 | 20.7808 | 20.9316 | 21.5163 | 22.7709
Electricity system flexibility | Supply side flexibility | Interconnectors | TWh | Five Year Forecast | Electricity | Import | 2020-01-01: 26.9414; 2021-01-01: 39.1472; 2022-01-01: 37.142; 2023-01-01: 20.7015; 2024-01-01: 33.3542; 2025-01-01: 44.7639; 2026-01-01: 40.8363; 2027-01-01: 39.7141
Electricity system flexibility | Supply side flexibility | Interconnectors | TWh | Consumer Transformation | Electricity | Export | -6.634 | -3.5511 | -4.8038 | -19.6913 | -16.0665 | -21.454 | -25.9268 | -35.7872 | -49.398 | -58.5824 | -69.3727 | -75.8295 | -77.3891 | -84.6097 | -100.026 | -111.308 | -110.632 | -112.887 | -121.707 | -131.063 | -133.294 | -139.057 | -144.726 | -148.574 | -153.401 | -156.07 | -156.482 | -157.49 | -157.974 | -160.311 | -160.422
Electricity system flexibility | Supply side flexibility | Interconnectors | TWh | System Transformation | Electricity | Export | -6.634 | -3.5511 | -5.2693 | -22.085 | -17.5583 | -14.603 | -20.8753 | -24.1398 | -34.661 | -46.4982 | -64.6094 | -68.0029 | -74.5132 | -77.7005 | -79.4814 | -86.9421 | -97.6539 | -104.746 | -105.111 | -105.651 | -105.79 | -103.691 | -102.549 | -99.0701 | -93.4199 | -90.4416 | -88.1362 | -87.4214 | -85.9855 | -82.6566 | -81.9236
Electricity system flexibility | Supply side flexibility | Interconnectors | TWh | Leading the Way | Electricity | Export | -6.634 | -3.5511 | -8.8902 | -27.4723 | -28.9864 | -32.0949 | -45.5725 | -50.1826 | -63.8616 | -79.0008 | -101.302 | -109.179 | -110.292 | -133.748 | -145.364 | -143.748 | -151.107 | -150.676 | -150.556 | -155.487 | -151.507 | -143.55 | -138.656 | -134.676 | -126.51 | -123.544 | -120.011 | -117.485 | -115.913 | -110.357 | -108.164
Electricity system flexibility | Supply side flexibility | Interconnectors | TWh | Falling Short | Electricity | Export | -6.634 | -3.5511 | -3.5106 | -16.614 | -11.4935 | -6.851 | -9.8408 | -11.8489 | -18.1699 | -29.8434 | -43.4814 | -43.3578 | -49.0431 | -52.3928 | -58.1527 | -59.5993 | -72.9488 | -79.2427 | -80.6804 | -79.5369 | -76.7608 | -78.6854 | -78.1367 | -77.0891 | -78.1796 | -78.6332 | -78.0909 | -77.3206 | -77.5649 | -77.5579 | -75.7804
Electricity system flexibility | Supply side flexibility | Interconnectors | TWh | Five Year Forecast | Electricity | Export | 2020-01-01: -6.634; 2021-01-01: -3.5511; 2022-01-01: -5.4034; 2023-01-01: -22.1436; 2024-01-01: -17.3523; 2025-01-01: -14.0452; 2026-01-01: -22.0318; 2027-01-01: -23.068
Electricity system flexibility | Supply side flexibility | Interconnectors | TWh | Consumer Transformation | Electricity | Peak flows |  | 3.3 | 3.936 | 3.936 | 3.132 | 1.109 | 0.686 | 0.937 | 0.572 | 1.031 | 0.831 | 0.311 | 0.019 | 3.112 | 4.196 | 6.414 | 10.274 | 11.28 | 11.074 | 11.575 | 11.926 | 10.622 | 9.939 | 9.284 | 9.492 | 6.779 | 8.609 | 8.442 | 9.43 | 10.293 | 10.293
Electricity system flexibility | Supply side flexibility | Interconnectors | TWh | System Transformation | Electricity | Peak flows |  | 3.3 | 4.527 | 4.527 | 4.643 | 2.909 | 2.201 | 1.955 | 0.348 | 0.835 | 0.629 | 0.402 | 0.147 | -0.336 | -0.347 | 0.007 | 3.394 | 3.719 | 4.765 | 5.94 | 5.507 | 5.319 | 3.533 | 3.666 | 2.964 | 1.463 | 0.642 | 0.386 | 0.872 | 1.117 | 0.846
Electricity system flexibility | Supply side flexibility | Interconnectors | TWh | Leading the Way | Electricity | Peak flows |  | 3.3 | 5.137 | 5.137 | 2.035 | 0.788 | 0.911 | 1.335 | 4.208 | 2.93 | 5.624 | 5.259 | 7.58 | 10.87 | 12.803 | 16.275 | 17.125 | 17.02 | 15.485 | 14.383 | 14.608 | 14.22 | 13.225 | 14.258 | 14.016 | 14.078 | 13.43 | 14.898 | 16.152 | 15.057 | 15.755
Electricity system flexibility | Supply side flexibility | Interconnectors | TWh | Falling Short | Electricity | Peak flows |  | 3.3 | 6.47 | 6.47 | 7.442 | 6.121 | 3.484 | 3.996 | 3.309 | 3.571 | 4.273 | 4.799 | 3.09 | 3.187 | 3.31 | 2.227 | -1.017 | -1.986 | -1.634 | -1.134 | 0.353 | -1.912 | -2.335 | -2.468 | -2.607 | -2.168 | -1.758 | -0.823 | 0.271 | 0.553 | 0.553
Electricity system flexibility | Supply side flexibility | Interconnectors | TWh | Five Year Forecast | Electricity | Peak flows | 2021-01-01: 3.3; 2022-01-01: 4.527; 2023-01-01: 4.527; 2024-01-01: 4.643; 2025-01-01: 2.909; 2026-01-01: 2.201; 2027-01-01: 1.955
Electricity system flexibility | Supply side flexibility | Dispatchable electricity supply capacity | GW | Consumer Transformation | Hydrogen | Hydrogen generation | 0 | 0 | 0 | 0 | 0 | 0 | 0 | 0 | 0 | 0 | 1.2 | 1.2 | 1.2 | 2.671 | 2.9548 | 3.8529 | 5.9666 | 8.7978 | 9.7485 | 10.1211 | 10.5185 | 12.7443 | 13.8028 | 15.4996 | 16.6415 | 17.8376 | 18.5 | 18.7 | 18.7 | 18.7 | 18.7
Electricity system flexibility | Supply side flexibility | Dispatchable electricity supply capacity | GW | System Transformation | Hydrogen | Hydrogen generation | 0 | 0 | 0 | 0 | 0 | 0 | 0 | 0 | 0 | 0 | 1.3319 | 2.0923 | 2.2889 | 3.2306 | 3.6903 | 6.0223 | 9.0522 | 9.4825 | 10.434 | 12.5705 | 12.9559 | 13.9686 | 15.5804 | 17.6875 | 17.9642 | 18.2121 | 18.4307 | 19.2174 | 19.3696 | 20.0863 | 20.1711
Electricity system flexibility | Supply side flexibility | Dispatchable electricity supply capacity | GW | Leading the Way | Hydrogen | Hydrogen generation | 0 | 0 | 0 | 0 | 0 | 0 | 0 | 0 | 0.025 | 0.1 | 0.812 | 1.153 | 1.8 | 3.09 | 3.815 | 6.63 | 9.395 | 9.4 | 10.65 | 11.33 | 11.83 | 12.63 | 13.53 | 14.53 | 14.93 | 15.28 | 15.61 | 15.885 | 16.13 | 16.35 | 16.55
Electricity system flexibility | Supply side flexibility | Dispatchable electricity supply capacity | GW | Falling Short | Hydrogen | Hydrogen generation | 0 | 0 | 0 | 0 | 0 | 0 | 0 | 0 | 0 | 0 | 0 | 0 | 0 | 0 | 0 | 0 | 0 | 0 | 0 | 0 | 0 | 0 | 0 | 0 | 0 | 0 | 1.2 | 1.8 | 1.8 | 1.8 | 1.8
Electricity system flexibility | Supply side flexibility | Dispatchable electricity supply capacity | GW | Five Year Forecast | Hydrogen | Hydrogen generation | 2020-01-01: 0; 2021-01-01: 0; 2022-01-01: 0; 2023-01-01: 0; 2024-01-01: 0; 2025-01-01: 0; 2026-01-01: 0; 2027-01-01: 0
Electricity system flexibility | Supply side flexibility | Dispatchable electricity supply capacity | GW | Consumer Transformation | Gas | CCS Gas | 0 | 0 | 0 | 0 | 0 | 0 | 0 | 0 | 0.91 | 0.91 | 3.27 | 3.27 | 3.27 | 3.27 | 3.27 | 3.27 | 3.27 | 3.27 | 3.27 | 3.27 | 3.27 | 3.27 | 3.27 | 3.27 | 3.27 | 3.27 | 3.27 | 3.27 | 3.27 | 3.27 | 3.27
Electricity system flexibility | Supply side flexibility | Dispatchable electricity supply capacity | GW | System Transformation | Gas | CCS Gas | 0 | 0 | 0 | 0 | 0 | 0 | 0 | 0 | 0 | 0.91 | 3.27 | 3.27 | 3.27 | 3.27 | 3.27 | 4.17 | 4.17 | 4.17 | 5.07 | 5.97 | 7.77 | 10.47 | 12.27 | 13.17 | 13.17 | 13.17 | 13.17 | 14.07 | 14.07 | 14.07 | 14.07
Electricity system flexibility | Supply side flexibility | Dispatchable electricity supply capacity | GW | Leading the Way | Gas | CCS Gas | 0 | 0 | 0 | 0 | 0 | 0 | 0 | 0.91 | 0.91 | 2.41 | 2.41 | 2.41 | 2.41 | 2.41 | 3.31 | 3.31 | 3.31 | 3.31 | 3.31 | 4.21 | 4.21 | 4.21 | 4.21 | 4.21 | 4.21 | 4.21 | 4.21 | 4.21 | 4.21 | 4.21 | 4.21
Electricity system flexibility | Supply side flexibility | Dispatchable electricity supply capacity | GW | Falling Short | Gas | CCS Gas | 0 | 0 | 0 | 0 | 0 | 0 | 0 | 0 | 0 | 0 | 0 | 0 | 0.91 | 0.91 | 2.41 | 5.11 | 6.01 | 7.81 | 7.81 | 9.61 | 11.41 | 13.17 | 14.97 | 17.67 | 18.57 | 20.37 | 23.07 | 23.07 | 23.07 | 23.07 | 23.07
Electricity system flexibility | Supply side flexibility | Dispatchable electricity supply capacity | GW | Five Year Forecast | Gas | CCS Gas | 2020-01-01: 0; 2021-01-01: 0; 2022-01-01: 0; 2023-01-01: 0; 2024-01-01: 0; 2025-01-01: 0; 2026-01-01: 0; 2027-01-01: 0
Electricity system flexibility | Supply side flexibility | Dispatchable electricity supply capacity | GW | Consumer Transformation | Gas | Gas generation | 35.6172 | 34.8477 | 36.2509 | 36.9408 | 38.3829 | 38.9773 | 38.6453 | 37.7017 | 35.8954 | 35.6588 | 32.5559 | 31.9442 | 31.7087 | 29.8826 | 27.8446 | 24.9079 | 18.0053 | 14.2049 | 12.8508 | 12.4351 | 11.9885 | 7.7588 | 7.3096 | 6.1867 | 5.5182 | 3.8854 | 0.41624 | 0.4127 | 0.40931 | 0.02592 | 0
Electricity system flexibility | Supply side flexibility | Dispatchable electricity supply capacity | GW | System Transformation | Gas | Gas generation | 35.6172 | 34.8477 | 36.2509 | 36.9408 | 38.3829 | 38.9773 | 38.3453 | 38.8417 | 37.8184 | 35.4628 | 32.3939 | 32.1741 | 31.931 | 31.4574 | 30.6442 | 26.6946 | 19.1972 | 16.6604 | 14.1481 | 11.8207 | 9.6471 | 6.1462 | 3.2127 | 0.5155 | 0.50752 | 0.039889 | 0.03374 | 0.0296 | 0.025553 | 0.02162 | 0
Electricity system flexibility | Supply side flexibility | Dispatchable electricity supply capacity | GW | Leading the Way | Gas | Gas generation | 35.6172 | 34.8477 | 36.2185 | 36.8776 | 37.8034 | 38.6257 | 32.7665 | 29.8217 | 26.2022 | 23.2905 | 19.1069 | 18.7479 | 18.311 | 15.1638 | 11.5527 | 7.0803 | 0 | 0 | 0 | 0 | 0 | 0 | 0 | 0 | 0 | 0 | 0 | 0 | 0 | 0 | 0
Electricity system flexibility | Supply side flexibility | Dispatchable electricity supply capacity | GW | Falling Short | Gas | Gas generation | 35.6172 | 34.8477 | 36.5595 | 38.0565 | 39.6807 | 41.6475 | 44.6455 | 45.0043 | 45.4022 | 44.9544 | 44.7531 | 43.9185 | 45.7483 | 47.6156 | 47.6241 | 46.3547 | 44.742 | 43.9167 | 43.8792 | 45.2523 | 45.1811 | 45.2001 | 44.7369 | 44.2454 | 44.1386 | 44.0036 | 39.6171 | 40.2067 | 39.9456 | 41.0629 | 40.8604
Electricity system flexibility | Supply side flexibility | Dispatchable electricity supply capacity | GW | Five Year Forecast | Gas | Gas generation | 2020-01-01: 35.6172; 2021-01-01: 34.8477; 2022-01-01: 36.2509; 2023-01-01: 36.9408; 2024-01-01: 38.3829; 2025-01-01: 38.9773; 2026-01-01: 38.3453; 2027-01-01: 38.8417
Electricity system flexibility | Supply side flexibility | Dispatchable electricity supply capacity | GW | Consumer Transformation | Bioresources | Biomass | 4.3186 | 4.0477 | 4.3274 | 4.2874 | 4.2883 | 4.2897 | 4.2912 | 4.2927 | 4.2089 | 3.5754 | 3.5269 | 2.8936 | 2.8954 | 2.1758 | 2.1779 | 1.469 | 1.0452 | 1.0024 | 0.98477 | 0.94216 | 0.94475 | 0.79251 | 0.79539 | 0.65438 | 0.6575 | 0.33082 | 0.27929 | 0.28289 | 0.28673 | 0.29073 | 0.29488
Electricity system flexibility | Supply side flexibility | Dispatchable electricity supply capacity | GW | System Transformation | Bioresources | Biomass | 4.3186 | 4.0477 | 4.4292 | 4.4342 | 4.4381 | 4.4428 | 4.4486 | 4.4539 | 4.384 | 4.3895 | 3.7202 | 3.7261 | 3.0976 | 3.023 | 2.3952 | 1.6506 | 1.6231 | 1.5908 | 1.5236 | 1.4916 | 1.4998 | 1.4003 | 1.3641 | 1.3325 | 1.3412 | 1.3503 | 1.2333 | 1.2427 | 1.2523 | 1.2623 | 1.2727
Electricity system flexibility | Supply side flexibility | Dispatchable electricity supply capacity | GW | Leading the Way | Bioresources | Biomass | 4.3186 | 4.0477 | 4.3306 | 4.2914 | 4.2927 | 4.2947 | 4.2971 | 4.2993 | 3.5813 | 3.5836 | 2.901 | 2.9036 | 2.2715 | 1.792 | 1.1603 | 1.0377 | 1.0412 | 0.99984 | 1.0036 | 0.96239 | 0.45955 | 0.41896 | 0.38157 | 0.34137 | 0.34637 | 0.30667 | 0.31219 | 0.31794 | 0.32403 | 0.33036 | 0.33696
Electricity system flexibility | Supply side flexibility | Dispatchable electricity supply capacity | GW | Falling Short | Bioresources | Biomass | 4.3186 | 4.0477 | 4.4232 | 4.4335 | 4.4438 | 4.4515 | 4.8074 | 4.8113 | 4.8133 | 4.8133 | 4.8133 | 4.1783 | 4.1783 | 3.5433 | 3.5433 | 2.9083 | 2.9083 | 3.4733 | 4.0733 | 4.0733 | 4.0733 | 4.6733 | 4.6733 | 4.6733 | 4.6733 | 4.6733 | 4.6733 | 4.6733 | 4.6733 | 4.6733 | 4.6733
Electricity system flexibility | Supply side flexibility | Dispatchable electricity supply capacity | GW | Five Year Forecast | Bioresources | Biomass | 2020-01-01: 4.3186; 2021-01-01: 4.0477; 2022-01-01: 4.4236; 2023-01-01: 4.4284; 2024-01-01: 4.4322; 2025-01-01: 4.4367; 2026-01-01: 4.4415; 2027-01-01: 4.446
Electricity system flexibility | Supply side flexibility | Dispatchable electricity supply capacity | GW | Consumer Transformation | Bioresources | CCS Biomass | 0 | 0 | 0 | 0 | 0 | 0 | 0 | 0 | 0 | 0.55 | 1.1 | 2.9 | 2.9 | 5.25 | 5.85 | 6.4 | 8.8 | 10 | 10 | 10 | 10 | 11.2 | 11.8 | 11.8 | 11.8 | 11.8 | 11.8 | 11.8 | 11.8 | 11.8 | 11.8
Electricity system flexibility | Supply side flexibility | Dispatchable electricity supply capacity | GW | System Transformation | Bioresources | CCS Biomass | 0 | 0 | 0 | 0 | 0 | 0 | 0 | 0 | 0 | 0 | 0.55 | 0.55 | 1.7 | 1.7 | 4.05 | 5.25 | 8.8 | 8.8 | 9.4 | 9.4 | 9.4 | 9.4 | 9.4 | 10 | 10 | 10 | 10 | 10 | 10 | 10 | 10
Electricity system flexibility | Supply side flexibility | Dispatchable electricity supply capacity | GW | Leading the Way | Bioresources | CCS Biomass | 0 | 0 | 0 | 0 | 0 | 0 | 0 | 0 | 0.55 | 0.55 | 1.1 | 1.1 | 1.65 | 1.65 | 2.2 | 2.2 | 2.8 | 2.8 | 2.8 | 2.8 | 2.8 | 2.8 | 2.8 | 2.8 | 2.8 | 2.8 | 2.8 | 2.8 | 2.8 | 2.8 | 2.8
Electricity system flexibility | Supply side flexibility | Dispatchable electricity supply capacity | GW | Falling Short | Bioresources | CCS Biomass | 0 | 0 | 0 | 0 | 0 | 0 | 0 | 0 | 0 | 0 | 0 | 0.55 | 0.55 | 1.1 | 1.1 | 1.65 | 1.65 | 2.2 | 2.2 | 2.2 | 2.2 | 2.2 | 2.2 | 2.8 | 2.8 | 2.8 | 4 | 4 | 4.6 | 4.6 | 5.2
Electricity system flexibility | Supply side flexibility | Dispatchable electricity supply capacity | GW | Five Year Forecast | Bioresources | CCS Biomass | 2020-01-01: 0; 2021-01-01: 0; 2022-01-01: 0; 2023-01-01: 0; 2024-01-01: 0; 2025-01-01: 0; 2026-01-01: 0; 2027-01-01: 0
Electricity system flexibility | Supply side flexibility | Dispatchable electricity supply capacity | GW | Consumer Transformation | Coal | Coal generation | 5.208 | 4.24 | 1.491 | 1.491 | 0 | 0 | 0 | 0 | 0 | 0 | 0 | 0 | 0 | 0 | 0 | 0 | 0 | 0 | 0 | 0 | 0 | 0 | 0 | 0 | 0 | 0 | 0 | 0 | 0 | 0 | 0
Electricity system flexibility | Supply side flexibility | Dispatchable electricity supply capacity | GW | System Transformation | Coal | Coal generation | 5.208 | 4.24 | 1.491 | 1.491 | 0 | 0 | 0 | 0 | 0 | 0 | 0 | 0 | 0 | 0 | 0 | 0 | 0 | 0 | 0 | 0 | 0 | 0 | 0 | 0 | 0 | 0 | 0 | 0 | 0 | 0 | 0
Electricity system flexibility | Supply side flexibility | Dispatchable electricity supply capacity | GW | Leading the Way | Coal | Coal generation | 5.208 | 4.24 | 1.491 | 1.491 | 0 | 0 | 0 | 0 | 0 | 0 | 0 | 0 | 0 | 0 | 0 | 0 | 0 | 0 | 0 | 0 | 0 | 0 | 0 | 0 | 0 | 0 | 0 | 0 | 0 | 0 | 0
Electricity system flexibility | Supply side flexibility | Dispatchable electricity supply capacity | GW | Falling Short | Coal | Coal generation | 5.208 | 4.24 | 2.459 | 1.491 | 0 | 0 | 0 | 0 | 0 | 0 | 0 | 0 | 0 | 0 | 0 | 0 | 0 | 0 | 0 | 0 | 0 | 0 | 0 | 0 | 0 | 0 | 0 | 0 | 0 | 0 | 0
Electricity system flexibility | Supply side flexibility | Dispatchable electricity supply capacity | GW | Five Year Forecast | Coal | Coal generation | 2020-01-01: 5.208; 2021-01-01: 4.24; 2022-01-01: 1.491; 2023-01-01: 1.491; 2024-01-01: 0; 2025-01-01: 0; 2026-01-01: 0; 2027-01-01: 0
Electricity system flexibility | Demand side flexibility | Demand side response | GW | Consumer Transformation | Electricity | Residential Peak Shifting (Smart/TOUTs effect) | 0 | 0 | 0 | 0 | 0 | -0.039384 | -0.078264 | -0.20205 | -0.265 | -0.34475 | -0.43593 | -0.53955 | -0.79937 | -0.93547 | -1.0643 | -1.1772 | -1.27 | -1.3393 | -1.3875 | -1.4126 | -1.4059 | -1.4026 | -1.3976 | -1.3925 | -1.3879 | -1.383 | -1.3797 | -1.3756 | -1.3718 | -1.368 | -1.3645
Electricity system flexibility | Demand side flexibility | Demand side response | GW | System Transformation | Electricity | Residential Peak Shifting (Smart/TOUTs effect) | 0 | 0 | 0 | 0 | 0 | 0 | -0.032468 | -0.042249 | -0.055581 | -0.073143 | -0.095269 | -0.15905 | -0.20282 | -0.25596 | -0.32024 | -0.39957 | -0.59673 | -0.70783 | -0.81548 | -0.9214 | -1.0197 | -1.181 | -1.2365 | -1.2764 | -1.275 | -1.2749 | -1.2746 | -1.2746 | -1.2741 | -1.2743 | -1.2743
Electricity system flexibility | Demand side flexibility | Demand side response | GW | Leading the Way | Electricity | Residential Peak Shifting (Smart/TOUTs effect) | 0 | 0 | 0 | 0 | 0 | -0.05166 | -0.19198 | -0.24963 | -0.32815 | -0.42216 | -0.53814 | -0.67113 | -0.80446 | -0.94787 | -1.0884 | -1.1814 | -1.249 | -1.2916 | -1.3123 | -1.3143 | -1.3099 | -1.3106 | -1.3039 | -1.2975 | -1.2908 | -1.2832 | -1.2782 | -1.2676 | -1.2609 | -1.2548 | -1.2494
Electricity system flexibility | Demand side flexibility | Demand side response | GW | Falling Short | Electricity | Residential Peak Shifting (Smart/TOUTs effect) | 0 | 0 | 0 | 0 | 0 | 0 | 0 | 0 | 0 | -0.0092202 | -0.012322 | -0.019829 | -0.032825 | -0.042604 | -0.055437 | -0.07193 | -0.092601 | -0.11841 | -0.14988 | -0.18822 | -0.23425 | -0.2894 | -0.353 | -0.42605 | -0.50831 | -0.59924 | -0.69499 | -0.80743 | -0.92425 | -1.0433 | -1.1594
Electricity system flexibility | Demand side flexibility | Demand side response | GW | Five Year Forecast | Electricity | Residential Peak Shifting (Smart/TOUTs effect) | 2020-01-01: 0; 2021-01-01: 0; 2022-01-01: 0; 2023-01-01: 0; 2024-01-01: 0; 2025-01-01: 0; 2026-01-01: 0; 2027-01-01: 0.1
Electricity system flexibility | Demand side flexibility | Demand side response | GW | Consumer Transformation | Electricity | Smart charging impact at peak | -0.069842 | -0.091374 | -0.15277 | -0.28293 | -0.46573 | -0.71085 | -1.059 | -1.529 | -2.1499 | -2.9381 | -3.8919 | -5.055 | -6.3849 | -7.7661 | -9.0691 | -10.2527 | -11.0045 | -11.5364 | -11.914 | -12.1467 | -12.302 | -12.3171 | -12.3953 | -12.344 | -12.2469 | -12.18 | -12.0985 | -12.0032 | -11.8976 | -11.7797 | -11.6245
Electricity system flexibility | Demand side flexibility | Demand side response | GW | System Transformation | Electricity | Smart charging impact at peak | -0.069842 | -0.08879 | -0.13451 | -0.1864 | -0.25737 | -0.34669 | -0.46187 | -0.61038 | -0.80008 | -1.0372 | -1.3325 | -1.7892 | -2.3633 | -3.0728 | -3.9047 | -4.8444 | -5.7896 | -6.6878 | -7.4545 | -8.0335 | -8.4258 | -8.5454 | -8.5364 | -8.3432 | -8.2733 | -8.1825 | -8.0681 | -7.9329 | -7.812 | -7.6892 | -7.5598
Electricity system flexibility | Demand side flexibility | Demand side response | GW | Leading the Way | Electricity | Smart charging impact at peak | -0.069842 | -0.16794 | -0.28692 | -0.47285 | -0.74861 | -1.1232 | -1.6501 | -2.3646 | -3.3454 | -4.6136 | -6.1748 | -7.6585 | -9.2255 | -10.7583 | -12.1349 | -13.24 | -14.0708 | -14.6637 | -15.0916 | -15.3666 | -15.4717 | -15.6169 | -15.6893 | -15.632 | -15.3045 | -14.8967 | -14.4332 | -13.9112 | -13.3261 | -12.6738 | -11.9418
Electricity system flexibility | Demand side flexibility | Demand side response | GW | Falling Short | Electricity | Smart charging impact at peak | -0.069842 | -0.073961 | -0.098331 | -0.1319 | -0.16921 | -0.21419 | -0.26716 | -0.33118 | -0.40687 | -0.49446 | -0.59501 | -0.79579 | -1.0473 | -1.3571 | -1.7312 | -2.1795 | -2.7004 | -3.2796 | -3.947 | -4.6395 | -5.3563 | -5.9843 | -6.5141 | -6.9581 | -7.3072 | -7.5892 | -7.7455 | -7.9403 | -7.983 | -8.0206 | -8.0556
Electricity system flexibility | Demand side flexibility | Demand side response | GW | Five Year Forecast | Electricity | Smart charging impact at peak | 2020-01-01: -0.069842; 2021-01-01: -0.10502; 2022-01-01: -0.16479; 2023-01-01: -0.25756; 2024-01-01: -0.38569; 2025-01-01: -0.55295; 2026-01-01: -0.78007; 2027-01-01: -1.08
Electricity system flexibility | Demand side flexibility | Vehicle to Grid | GW | Consumer Transformation | Electricity | V2G potential at peak | 0 | 0 | 0 | 0 | 0 | -0.028253 | -0.06982 | -0.15524 | -0.29749 | -0.54459 | -0.94376 | -1.5798 | -2.5015 | -3.7558 | -5.3518 | -7.2157 | -9.3859 | -11.641 | -13.8207 | -15.7466 | -17.1828 | -17.1828 | -17.1828 | -17.1828 | -17.1828 | -17.1828 | -17.1828 | -17.1828 | -17.1828 | -17.1828 | -17.1828
Electricity system flexibility | Demand side flexibility | Vehicle to Grid | GW | System Transformation | Electricity | V2G potential at peak | 0 | 0 | 0 | 0 | 0 | 0 | 0 | 0 | -0.0083527 | -0.014312 | -0.029639 | -0.053223 | -0.092625 | -0.15422 | -0.24701 | -0.37968 | -0.56661 | -0.8189 | -1.1512 | -1.5723 | -2.0894 | -2.7185 | -3.4473 | -4.2161 | -4.9957 | -5.7289 | -6.4085 | -6.986 | -7.4683 | -7.825 | -8.04
Electricity system flexibility | Demand side flexibility | Vehicle to Grid | GW | Leading the Way | Electricity | V2G potential at peak | 0 | 0 | 0 | 0 | 0 | -0.048542 | -0.1153 | -0.25114 | -0.51416 | -0.9632 | -1.7188 | -2.9049 | -4.6176 | -7.0271 | -10.1134 | -13.7652 | -17.7416 | -19.6614 | -19.6614 | -19.6614 | -19.6614 | -19.6614 | -19.6614 | -19.6614 | -19.6614 | -19.6614 | -19.6614 | -19.6614 | -19.6614 | -19.6614 | -19.6614
Electricity system flexibility | Demand side flexibility | Vehicle to Grid | GW | Falling Short | Electricity | V2G potential at peak | 0 | 0 | 0 | 0 | 0 | 0 | 0 | 0 | 0 | 0 | 0 | 0 | 0 | -0.017391 | -0.027564 | -0.052639 | -0.087576 | -0.13997 | -0.20971 | -0.30661 | -0.43088 | -0.59061 | -0.78951 | -1.0356 | -1.3338 | -1.6879 | -2.062 | -2.4925 | -2.9797 | -3.5201 | -4.1027
Electricity system flexibility | Demand side flexibility | Vehicle to Grid | GW | Five Year Forecast | Electricity | V2G potential at peak | 2020-01-01: 0; 2021-01-01: 0; 2022-01-01: 0; 2023-01-01: 0; 2024-01-01: 0; 2025-01-01: -0.011575; 2026-01-01: -0.024869; 2027-01-01: -0.050333
Electricity system flexibility | Demand side flexibility | Vehicle to Grid | GW | Consumer Transformation | Electricity | V2G maximum potential | 0 | 0 | 0 | 0 | 0 | -0.056518 | -0.13967 | -0.31056 | -0.59511 | -1.0894 | -1.8879 | -3.1603 | -5.004 | -7.5133 | -10.7059 | -14.4346 | -18.7758 | -23.287 | -27.6473 | -31.5001 | -34.373 | -34.373 | -34.373 | -34.373 | -34.373 | -34.373 | -34.373 | -34.373 | -34.373 | -34.373 | -34.373
Electricity system flexibility | Demand side flexibility | Vehicle to Grid | GW | System Transformation | Electricity | V2G maximum potential | 0 | 0 | 0 | 0 | 0 | 0 | 0 | 0 | -0.016709 | -0.02863 | -0.05929 | -0.10647 | -0.18529 | -0.30851 | -0.49412 | -0.75952 | -1.1335 | -1.6381 | -2.303 | -3.1453 | -4.1797 | -5.4381 | -6.896 | -8.434 | -9.9935 | -11.4602 | -12.8197 | -13.975 | -14.9399 | -15.6535 | -16.0834
Electricity system flexibility | Demand side flexibility | Vehicle to Grid | GW | Leading the Way | Electricity | V2G maximum potential | 0 | 0 | 0 | 0 | 0 | -0.097104 | -0.23066 | -0.5024 | -1.0285 | -1.9268 | -3.4384 | -5.811 | -9.2372 | -14.0572 | -20.2311 | -27.5363 | -35.4908 | -39.3314 | -39.3314 | -39.3314 | -39.3314 | -39.3314 | -39.3314 | -39.3314 | -39.3314 | -39.3314 | -39.3314 | -39.3314 | -39.3314 | -39.3314 | -39.3314
Electricity system flexibility | Demand side flexibility | Vehicle to Grid | GW | Falling Short | Electricity | V2G maximum potential | 0 | 0 | 0 | 0 | 0 | 0 | 0 | 0 | 0 | 0 | 0 | 0 | 0 | -0.03479 | -0.055139 | -0.1053 | -0.17519 | -0.28 | -0.4195 | -0.61335 | -0.86195 | -1.1815 | -1.5794 | -2.0716 | -2.6682 | -3.3766 | -4.1249 | -4.986 | -5.9606 | -7.0417 | -8.2073
Electricity system flexibility | Demand side flexibility | Vehicle to Grid | GW | Five Year Forecast | Electricity | V2G maximum potential | 2020-01-01: 0; 2021-01-01: 0; 2022-01-01: 0; 2023-01-01: 0; 2024-01-01: 0; 2025-01-01: -0.023156; 2026-01-01: -0.049749; 2027-01-01: -0.10069; 2028-01-01: -0.18855
Electricity system flexibility | Demand side flexibility | Demand side response | GW | Consumer Transformation | Electricity | I&C DSR impact at peak (total) | -1.292 | -1.19 | -1.2673 | -1.3818 | -1.5745 | -1.869 | -2.1355 | -2.315 | -2.5043 | -2.7373 | -3.1111 | -3.4861 | -4.0223 | -4.6423 | -5.2729 | -6.0911 | -6.9369 | -7.639 | -8.2723 | -8.7487 | -9.1852 | -9.6053 | -10.0299 | -10.4656 | -10.8542 | -11.225 | -11.4913 | -11.7349 | -11.893 | -12.0049 | -11.8726
Electricity system flexibility | Demand side flexibility | Demand side response | GW | System Transformation | Electricity | I&C DSR impact at peak (total) | -1.292 | -1.19 | -1.2039 | -1.1961 | -1.1964 | -1.3238 | -1.5029 | -1.6588 | -1.732 | -1.7691 | -1.819 | -1.9302 | -2.2695 | -2.6501 | -2.8559 | -3.0606 | -3.2968 | -3.627 | -3.8236 | -3.95 | -4.0277 | -4.1006 | -4.1827 | -4.2461 | -4.3123 | -4.3518 | -4.3975 | -4.434 | -4.4623 | -4.5243 | -4.5379
Electricity system flexibility | Demand side flexibility | Demand side response | GW | Leading the Way | Electricity | I&C DSR impact at peak (total) | -1.292 | -1.19 | -1.2618 | -1.4015 | -1.5863 | -1.8814 | -2.1511 | -2.3284 | -2.5031 | -2.7152 | -3.0887 | -3.4793 | -3.8581 | -4.2179 | -4.6083 | -5.0808 | -5.5552 | -5.9475 | -6.2318 | -6.4018 | -6.4916 | -6.5902 | -6.72 | -6.8724 | -6.9993 | -7.1675 | -7.339 | -7.4851 | -7.5802 | -7.6773 | -7.7696
Electricity system flexibility | Demand side flexibility | Demand side response | GW | Falling Short | Electricity | I&C DSR impact at peak (total) | -1.292 | -1.19 | -0.87527 | -0.88216 | -1.7563 | -1.9331 | -0.89708 | -0.89593 | -0.89259 | -0.88842 | -0.89484 | -0.9197 | -0.98123 | -1.1137 | -1.2831 | -1.3848 | -1.465 | -1.5322 | -1.6038 | -1.6976 | -1.8107 | -1.9228 | -2.056 | -2.1978 | -2.3055 | -2.3917 | -2.4758 | -2.5627 | -2.6558 | -2.7572 | -2.8741
Electricity system flexibility | Demand side flexibility | Demand side response | GW | Five Year Forecast | Electricity | I&C DSR impact at peak (total) | 2020-01-01: -1.292; 2021-01-01: -1.19; 2022-01-01: -1.1746; 2023-01-01: -1.1674; 2024-01-01: -1.1684; 2025-01-01: -1.1666; 2026-01-01: -1.1492; 2027-01-01: -1.1492
Electricity system flexibility | Demand side flexibility | Demand side response | GW | Consumer Transformation | Electricity | I&C DSR impact at peak (heat) | -0.00020667 | -0.042923 | -0.097358 | -0.14542 | -0.20201 | -0.28038 | -0.37551 | -0.48678 | -0.59834 | -0.7079 | -0.81441 | -0.9101 | -1.0061 | -1.1101 | -1.2261 | -1.3526 | -1.4743 | -1.5967 | -1.6968 | -1.7689 | -1.8114 | -1.9075 | -1.9629 | -2.0277 | -2.1012 | -2.1747 | -2.2613 | -2.3472 | -2.4257 | -2.4947 | -2.5548
Electricity system flexibility | Demand side flexibility | Demand side response | GW | System Transformation | Electricity | I&C DSR impact at peak (heat) | -0.00020667 | -0.033666 | -0.083989 | -0.12372 | -0.16437 | -0.20563 | -0.25139 | -0.32245 | -0.42302 | -0.53455 | -0.64846 | -0.72967 | -0.80929 | -0.8873 | -0.96483 | -1.0414 | -1.0796 | -1.1205 | -1.161 | -1.1976 | -1.2305 | -1.2843 | -1.3155 | -1.3221 | -1.3189 | -1.3128 | -1.332 | -1.3527 | -1.3747 | -1.3966 | -1.4177
Electricity system flexibility | Demand side flexibility | Demand side response | GW | Leading the Way | Electricity | I&C DSR impact at peak (heat) | -0.00020667 | -0.051549 | -0.10837 | -0.15843 | -0.21444 | -0.3049 | -0.41794 | -0.54684 | -0.67419 | -0.79156 | -0.90327 | -0.99378 | -1.085 | -1.1823 | -1.2906 | -1.4067 | -1.5029 | -1.6039 | -1.697 | -1.7733 | -1.8048 | -1.8605 | -1.8829 | -1.9063 | -1.9398 | -1.9846 | -2.0535 | -2.1232 | -2.1883 | -2.2441 | -2.2929
Electricity system flexibility | Demand side flexibility | Demand side response | GW | Falling Short | Electricity | I&C DSR impact at peak (heat) | -0.00020667 | -0.036285 | -0.073907 | -0.11414 | -0.16065 | -0.20422 | -0.22752 | -0.25186 | -0.28065 | -0.31329 | -0.34762 | -0.38481 | -0.42512 | -0.46655 | -0.50853 | -0.55298 | -0.56165 | -0.56993 | -0.57502 | -0.5769 | -0.58501 | -0.61716 | -0.64785 | -0.674 | -0.69599 | -0.71585 | -0.73317 | -0.74824 | -0.76315 | -0.77856 | -0.79388
Electricity system flexibility | Demand side flexibility | Demand side response | GW | Five Year Forecast | Electricity | I&C DSR impact at peak (heat) | 2020-01-01: 0; 2021-01-01: 0; 2022-01-01: 0; 2023-01-01: 0; 2024-01-01: 0; 2025-01-01: 0; 2026-01-01: 0; 2027-01-01: 0
Electricity system flexibility | Demand side flexibility | Demand side response | GW | Consumer Transformation | Electricity | I&C DSR impact at peak (processes) | -1.2919 | -1.1471 | -1.1699 | -1.2364 | -1.3725 | -1.5886 | -1.76 | -1.8282 | -1.906 | -2.0294 | -2.2967 | -2.576 | -3.0162 | -3.5322 | -4.0468 | -4.7385 | -5.4626 | -6.0422 | -6.5755 | -6.9798 | -7.3738 | -7.6978 | -8.0671 | -8.4379 | -8.753 | -9.0503 | -9.23 | -9.3877 | -9.4673 | -9.5102 | -9.3178
Electricity system flexibility | Demand side flexibility | Demand side response | GW | System Transformation | Electricity | I&C DSR impact at peak (processes) | -1.2919 | -1.1563 | -1.1199 | -1.0724 | -1.0321 | -1.1182 | -1.2516 | -1.3363 | -1.309 | -1.2346 | -1.1705 | -1.2006 | -1.4602 | -1.7628 | -1.8911 | -2.0192 | -2.2172 | -2.5065 | -2.6626 | -2.7524 | -2.7973 | -2.8162 | -2.8672 | -2.924 | -2.9934 | -3.039 | -3.0656 | -3.0814 | -3.0876 | -3.1277 | -3.1202
Electricity system flexibility | Demand side flexibility | Demand side response | GW | Leading the Way | Electricity | I&C DSR impact at peak (processes) | -1.2919 | -1.1385 | -1.1534 | -1.2431 | -1.3719 | -1.5765 | -1.7332 | -1.7816 | -1.8289 | -1.9236 | -2.1855 | -2.4855 | -2.7731 | -3.0356 | -3.3177 | -3.674 | -4.0523 | -4.3437 | -4.5348 | -4.6285 | -4.6868 | -4.7297 | -4.8371 | -4.9661 | -5.0595 | -5.1829 | -5.2855 | -5.362 | -5.3919 | -5.4332 | -5.4767
Electricity system flexibility | Demand side flexibility | Demand side response | GW | Falling Short | Electricity | I&C DSR impact at peak (processes) | -1.2919 | -1.1537 | -0.80136 | -0.76802 | -1.5957 | -1.7288 | -0.66956 | -0.64407 | -0.61194 | -0.57513 | -0.54722 | -0.53489 | -0.55611 | -0.64718 | -0.7746 | -0.8318 | -0.90332 | -0.96227 | -1.0288 | -1.1207 | -1.2257 | -1.3056 | -1.4082 | -1.5238 | -1.6095 | -1.6758 | -1.7427 | -1.8144 | -1.8926 | -1.9787 | -2.0802
Electricity system flexibility | Demand side flexibility | Demand side response | GW | Five Year Forecast | Electricity | I&C DSR impact at peak (processes) | 2020-01-01: -1.292; 2021-01-01: -1.19; 2022-01-01: -1.1746; 2023-01-01: -1.1674; 2024-01-01: -1.1684; 2025-01-01: -1.1666; 2026-01-01: -1.1492; 2027-01-01: -1.1492
Electricity system flexibility | Demand side flexibility | Demand side response | GW | Consumer Transformation | Electricity | Residential peak reduction - storage heater flex | -5.0088 | -4.998 | -5.8773 | -5.7077 | -5.5314 | -5.3464 | -5.0822 | -4.8558 | -4.6332 | -4.4137 | -4.1969 | -3.9519 | -3.705 | -3.4693 | -3.2445 | -3.0302 | -3.0065 | -3.0254 | -3.0199 | -3.0114 | -3.001 | -2.9967 | -2.9714 | -2.9309 | -2.8761 | -2.8073 | -2.7388 | -2.6779 | -2.6106 | -2.5367 | -2.4561
Electricity system flexibility | Demand side flexibility | Demand side response | GW | System Transformation | Electricity | Residential peak reduction - storage heater flex | -5.0088 | -4.998 | -7.6825 | -7.4757 | -7.2631 | -7.0386 | -6.7087 | -6.3854 | -6.0669 | -5.7555 | -5.4493 | -5.0452 | -4.6577 | -4.2867 | -3.9319 | -3.593 | -3.4279 | -3.2459 | -3.0701 | -2.8977 | -2.7324 | -2.5645 | -2.3978 | -2.2332 | -2.0695 | -1.9081 | -1.8258 | -1.7417 | -1.656 | -1.5684 | -1.479
Electricity system flexibility | Demand side flexibility | Demand side response | GW | Leading the Way | Electricity | Residential peak reduction - storage heater flex | -5.0088 | -4.998 | -6.2707 | -6.0902 | -5.8856 | -5.6711 | -5.391 | -5.1375 | -4.8891 | -4.6385 | -4.3599 | -4.0438 | -3.7282 | -3.4264 | -3.141 | -2.869 | -2.8159 | -2.7698 | -2.7325 | -2.7065 | -2.683 | -2.639 | -2.5997 | -2.5573 | -2.5213 | -2.5155 | -2.5089 | -2.5139 | -2.5171 | -2.5155 | -2.512
Electricity system flexibility | Demand side flexibility | Demand side response | GW | Falling Short | Electricity | Residential peak reduction - storage heater flex | -5.0088 | -4.998 | -4.9675 | -4.9301 | -4.8838 | -4.8281 | -4.7502 | -4.6665 | -4.5767 | -4.4802 | -4.3763 | -4.2824 | -4.1844 | -4.0821 | -3.9757 | -3.865 | -3.7751 | -3.7032 | -3.6346 | -3.5717 | -3.5151 | -3.4848 | -3.4605 | -3.4422 | -3.4308 | -3.427 | -3.4273 | -3.4283 | -3.4299 | -3.4323 | -3.4354
Electricity system flexibility | Demand side flexibility | Demand side response | GW | Consumer Transformation | Electricity | Residential peak reduction - hybrid heat pump flex | 0 | -0.00043939 | -0.0082536 | -0.0094122 | -0.011725 | -0.016431 | -0.025552 | -0.035302 | -0.04531 | -0.05554 | -0.065681 | -0.075861 | -0.086156 | -0.096614 | -0.10726 | -0.11816 | -0.13208 | -0.13848 | -0.15158 | -0.16309 | -0.17238 | -0.17825 | -0.18382 | -0.1902 | -0.1974 | -0.20479 | -0.21391 | -0.22084 | -0.22755 | -0.23404 | -0.24017
Electricity system flexibility | Demand side flexibility | Demand side response | GW | System Transformation | Electricity | Residential peak reduction - hybrid heat pump flex | 0 | -0.00043939 | -0.0052607 | -0.010903 | -0.018067 | -0.026344 | -0.034991 | -0.044825 | -0.054237 | -0.063891 | -0.073788 | -0.089656 | -0.10654 | -0.12474 | -0.14473 | -0.17332 | -0.37934 | -0.61333 | -0.84906 | -1.0825 | -1.3138 | -1.5422 | -1.7772 | -2.0074 | -2.2228 | -2.414 | -2.5814 | -2.7415 | -2.8967 | -3.0465 | -3.1834
Electricity system flexibility | Demand side flexibility | Demand side response | GW | Leading the Way | Electricity | Residential peak reduction - hybrid heat pump flex | 0 | -0.00043939 | -0.0039623 | -0.015944 | -0.032638 | -0.050315 | -0.065633 | -0.081661 | -0.09795 | -0.12078 | -0.15432 | -0.20154 | -0.26519 | -0.33188 | -0.40114 | -0.48223 | -0.56956 | -0.66161 | -0.73771 | -0.80573 | -0.87131 | -0.94425 | -1.0134 | -1.0815 | -1.1397 | -1.1851 | -1.2149 | -1.2272 | -1.2408 | -1.2535 | -1.2558
Electricity system flexibility | Demand side flexibility | Demand side response | GW | Falling Short | Electricity | Residential peak reduction - hybrid heat pump flex | 0 | -0.00043939 | -0.00098627 | -0.0016515 | -0.0024843 | -0.0034595 | -0.0071463 | -0.011313 | -0.016366 | -0.023113 | -0.032617 | -0.045129 | -0.058006 | -0.071235 | -0.084805 | -0.098673 | -0.11196 | -0.12595 | -0.14057 | -0.15575 | -0.17139 | -0.1873 | -0.20233 | -0.21607 | -0.22766 | -0.23586 | -0.23999 | -0.24462 | -0.2491 | -0.25341 | -0.25764
Electricity system flexibility | Demand side flexibility | Demand side response | GW | Consumer Transformation | Electricity | Residential peak reduction - thermal storage and district heating flex | -0.08538 | -0.20495 | -0.29251 | -0.43906 | -0.59542 | -0.75778 | -0.83475 | -0.94442 | -1.1193 | -1.3572 | -1.6635 | -1.9607 | -2.2895 | -2.6525 | -3.0418 | -3.6104 | -4.1932 | -4.8228 | -5.4164 | -5.9935 | -6.5209 | -7.0768 | -7.5669 | -7.9914 | -8.3375 | -8.5986 | -8.8511 | -9.084 | -9.2956 | -9.505 | -9.5838
Electricity system flexibility | Demand side flexibility | Demand side response | GW | System Transformation | Electricity | Residential peak reduction - thermal storage and district heating flex | -0.08538 | -0.20495 | -0.30079 | -0.42895 | -0.56468 | -0.70666 | -0.76498 | -0.83331 | -0.91067 | -0.99471 | -1.0888 | -1.1561 | -1.2362 | -1.3393 | -1.4668 | -1.711 | -2.0304 | -2.4025 | -2.7573 | -3.0924 | -3.4003 | -3.7274 | -4.0522 | -4.3515 | -4.6347 | -4.8928 | -5.1783 | -5.4412 | -5.6845 | -5.9074 | -6.036
Electricity system flexibility | Demand side flexibility | Demand side response | GW | Leading the Way | Electricity | Residential peak reduction - thermal storage and district heating flex | -0.08538 | -0.20495 | -0.40286 | -0.66259 | -0.98458 | -1.4095 | -1.7137 | -2.1038 | -2.5514 | -2.9613 | -3.3973 | -3.7866 | -4.1858 | -4.602 | -5.0373 | -5.6162 | -6.1728 | -6.7728 | -7.2278 | -7.5995 | -7.8702 | -8.167 | -8.3149 | -8.3992 | -8.521 | -8.6166 | -8.7327 | -8.8563 | -8.9767 | -9.0903 | -9.0865
Electricity system flexibility | Demand side flexibility | Demand side response | GW | Falling Short | Electricity | Residential peak reduction - thermal storage and district heating flex | -0.08538 | -0.20495 | -0.35929 | -0.54867 | -0.76911 | -1.0158 | -1.1311 | -1.2615 | -1.4102 | -1.5782 | -1.769 | -1.9633 | -2.1878 | -2.4498 | -2.7551 | -3.1073 | -3.4013 | -3.6752 | -3.9696 | -4.2922 | -4.6472 | -5.0158 | -5.3598 | -5.6999 | -6.0391 | -6.3773 | -6.7077 | -7.0809 | -7.511 | -7.9885 | -8.4859
Electricity system flexibility | Demand side flexibility | Demand side response | % | Consumer Transformation | Electricity | Demand side response as % of peak industrial demand | 8.039% | 7.02% | 7.095% | 7.605% | 8.445% | 9.824% | 10.95% | 11.39% | 11.78% | 12.39% | 13.86% | 15.17% | 17.14% | 19.17% | 20.89% | 23.29% | 25.58% | 27.1% | 28.44% | 29.34% | 30.29% | 30.8% | 31.6% | 32.47% | 33.14% | 33.83% | 34.51% | 35.12% | 35.67% | 36.12% | 36.12%
Electricity system flexibility | Demand side flexibility | Demand side response | % | System Transformation | Electricity | Demand side response as % of peak industrial demand | 8.039% | 7.02% | 6.753% | 6.5% | 6.243% | 6.791% | 7.644% | 8.216% | 8.106% | 7.704% | 7.353% | 7.555% | 9.177% | 10.99% | 11.73% | 12.44% | 13.47% | 15.03% | 15.82% | 16.18% | 16.22% | 16.09% | 16.07% | 16.09% | 16.17% | 16.11% | 16.01% | 15.87% | 15.75% | 15.88% | 15.89%
Electricity system flexibility | Demand side flexibility | Demand side response | % | Leading the Way | Electricity | Demand side response as % of peak industrial demand | 8.039% | 7.02% | 7.272% | 8.082% | 9.099% | 10.62% | 11.69% | 12.03% | 12.2% | 12.68% | 14.04% | 15.35% | 16.57% | 17.34% | 17.93% | 19.36% | 20.9% | 21.75% | 22.27% | 22.43% | 22.51% | 22.44% | 22.64% | 22.95% | 23.14% | 23.35% | 23.55% | 23.67% | 23.74% | 23.83% | 23.95%
Electricity system flexibility | Demand side flexibility | Demand side response | % | Falling Short | Electricity | Demand side response as % of peak industrial demand | 8.039% | 7.02% | 4.873% | 4.642% | 9.546% | 10.25% | 3.959% | 3.79% | 3.614% | 3.408% | 3.237% | 3.152% | 3.261% | 3.768% | 4.484% | 4.79% | 5.175% | 5.481% | 5.823% | 6.296% | 6.82% | 7.189% | 7.672% | 8.198% | 8.552% | 8.793% | 9.02% | 9.252% | 9.498% | 9.755% | 10.06%
Electricity system flexibility | Demand side flexibility | Demand side response | % | Five Year Forecast | Electricity | Demand side response as % of peak industrial demand | 2020-01-01: 8.039%; 2021-01-01: 7.02%; 2022-01-01: 7.045%; 2023-01-01: 7.042%; 2024-01-01: 7.016%; 2025-01-01: 6.993%; 2026-01-01: 6.903%; 2027-01-01: 6.951%
|  | Demand | GW | Consumer Transformation |  | Unconstrained peak electricity demand for heat | 8.2278 | 8.4746 | 9.2936 | 9.4772 | 9.6854 | 9.8929 | 10.016 | 10.466 | 11.316 | 12.5168 | 13.877 | 15.0936 | 16.5048 | 18.0189 | 19.6288 | 21.414 | 23.3619 | 25.9587 | 28.5189 | 31.0855 | 32.8312 | 34.3397 | 36.1832 | 37.6763 | 38.8472 | 38.7981 | 38.2682 | 38.6754 | 39.0575 | 39.4511 | 39.4898
|  | Demand | GW | System Transformation |  | Unconstrained peak electricity demand for heat | 8.2278 | 8.4746 | 11.263 | 11.4029 | 11.5665 | 11.7119 | 11.592 | 11.5531 | 11.5442 | 11.5701 | 11.5759 | 11.3826 | 11.2676 | 11.2232 | 11.2562 | 11.5041 | 12.8234 | 14.391 | 15.9537 | 17.4849 | 18.8537 | 20.2528 | 21.8125 | 23.375 | 24.9488 | 26.3296 | 27.7582 | 29.3204 | 30.8432 | 32.3203 | 33.5549
|  | Demand | GW | Leading the Way |  | Unconstrained peak electricity demand for heat | 8.2278 | 8.4746 | 9.4463 | 9.9429 | 10.6222 | 11.6004 | 12.2318 | 13.1607 | 14.2503 | 15.2637 | 16.3096 | 17.2552 | 18.4054 | 19.6429 | 20.9653 | 22.4605 | 24.0999 | 26.2067 | 27.8828 | 29.3429 | 30.0462 | 30.7325 | 31.5139 | 32.1639 | 32.9484 | 32.9933 | 32.6943 | 33.0187 | 33.3167 | 33.5898 | 33.5399
|  | Demand | GW | Falling Short |  | Unconstrained peak electricity demand for heat | 8.2278 | 8.4746 | 8.7535 | 9.0862 | 9.4604 | 9.8586 | 10.0852 | 10.4005 | 10.8035 | 11.2953 | 11.8504 | 12.4173 | 13.1199 | 13.935 | 14.8805 | 15.858 | 16.8521 | 18.0356 | 19.3543 | 20.84 | 22.2341 | 23.6059 | 25.1194 | 26.605 | 28.0741 | 29.0945 | 29.8405 | 31.1199 | 32.6316 | 34.3048 | 36.0879
Electricity system flexibility | Demand side flexibility | Demand side response | % | Five Year View | Electricity | Residential non-heat DSR as % of residential peak demand | 0% | 0% | 0% | 0% | 0% | 0% | 0.2221% | 0.772% | 0% | 0% | 0% | 0% | 0% | 0% | 0% | 0% | 0% | 0% | 0% | 0% | 0% | 0% | 0% | 0% | 0% | 0% | 0% | 0% | 0% | 0% | 0%
Electricity system flexibility | Demand side flexibility | Demand side response | % | Falling Short | Electricity | Residential non-heat DSR as % of residential peak demand | 0% | 0% | 0% | 0% | 0% | 0% | 0% | 0% | 0% | 0.05078% | 0.0683% | 0.1097% | 0.1812% | 0.2339% | 0.3023% | 0.3897% | 0.4992% | 0.6346% | 0.7984% | 0.9966% | 1.233% | 1.513% | 1.835% | 2.201% | 2.611% | 3.066% | 3.542% | 4.097% | 4.669% | 5.246% | 5.807%
Electricity system flexibility | Demand side flexibility | Demand side response | % | System Transformation | Electricity | Residential non-heat DSR as % of residential peak demand | 0% | 0% | 0% | 0% | 0% | 0% | 0.2003% | 0.2634% | 0.349% | 0.4605% | 0.6018% | 1.01% | 1.294% | 1.635% | 2.045% | 2.553% | 3.822% | 4.542% | 5.241% | 5.932% | 6.575% | 7.617% | 7.978% | 8.237% | 8.223% | 8.217% | 8.211% | 8.205% | 8.193% | 8.186% | 8.178%
Electricity system flexibility | Demand side flexibility | Demand side response | % | Consumer Transformation | Electricity | Residential non-heat DSR as % of residential peak demand | 0% | 0% | 0% | 0% | 0% | 0.2498% | 0.517% | 1.368% | 1.814% | 2.372% | 3.009% | 3.745% | 5.562% | 6.526% | 7.444% | 8.251% | 8.918% | 9.435% | 9.82% | 10.04% | 10.04% | 10.04% | 10.04% | 10.03% | 10.02% | 10% | 10% | 9.988% | 9.977% | 9.965% | 9.953%
Electricity system flexibility | Demand side flexibility | Demand side response | % | Leading the Way | Electricity | Residential non-heat DSR as % of residential peak demand | 0% | 0% | 0% | 0% | 0% | 0.4079% | 1.557% | 2.07% | 2.742% | 3.571% | 4.559% | 5.693% | 6.834% | 7.963% | 8.99% | 9.843% | 10.49% | 10.93% | 11.19% | 11.32% | 11.38% | 11.44% | 11.44% | 11.44% | 11.44% | 11.44% | 11.48% | 11.44% | 11.44% | 11.44% | 11.44%
Electricity system flexibility | Demand side flexibility | Demand side response | GW | Consumer Transformation | Electricity | Residential peak reduction - thermal storage | -0.09 | -0.1 | -0.07 | -0.09 | -0.12 | -0.14 | -0.18 | -0.23 | -0.31 | -0.43 | -0.59 | -0.74 | -0.89 | -1.04 | -1.19 | -1.35 | -1.51 | -1.69 | -1.86 | -2.04 | -2.2 | -2.34 | -2.45 | -2.54 | -2.61 | -2.67 | -2.73 | -2.79 | -2.84 | -2.88 | -2.89
Electricity system flexibility | Demand side flexibility | Demand side response | GW | System Transformation | Electricity | Residential peak reduction - thermal storage | -0.09 | -0.1 | -0.1 | -0.12 | -0.13 | -0.16 | -0.18 | -0.2 | -0.23 | -0.26 | -0.29 | -0.31 | -0.33 | -0.35 | -0.37 | -0.39 | -0.42 | -0.45 | -0.48 | -0.51 | -0.55 | -0.58 | -0.61 | -0.65 | -0.71 | -0.78 | -0.87 | -0.95 | -1.04 | -1.13 | -1.21
Electricity system flexibility | Demand side flexibility | Demand side response | GW | Leading the Way | Electricity | Residential peak reduction - thermal storage | -0.09 | -0.1 | -0.19 | -0.34 | -0.54 | -0.84 | -1.11 | -1.44 | -1.78 | -2.06 | -2.34 | -2.58 | -2.81 | -3.03 | -3.25 | -3.48 | -3.69 | -3.93 | -4.06 | -4.13 | -4.11 | -4.1 | -3.98 | -3.87 | -3.83 | -3.8 | -3.8 | -3.82 | -3.82 | -3.83 | -3.82
Electricity system flexibility | Demand side flexibility | Demand side response | GW | Falling Short | Electricity | Residential peak reduction - thermal storage | -0.09 | -0.1 | -0.11 | -0.13 | -0.14 | -0.16 | -0.19 | -0.23 | -0.28 | -0.34 | -0.4 | -0.47 | -0.54 | -0.61 | -0.7 | -0.79 | -0.9 | -1.01 | -1.13 | -1.27 | -1.42 | -1.55 | -1.66 | -1.77 | -1.87 | -1.96 | -2.06 | -2.16 | -2.28 | -2.41 | -2.56
Electricity system flexibility | Demand side flexibility | Electrolysis (installed electric capacity) | GW | Consumer Transformation | Electricity | Grid-connected electrolysis capacity (installed electric capacity) | 0.0042904 | 0.01223 | 0.02017 | 0.028109 | 0.036049 | 0.043989 | 0.22227 | 0.40056 | 0.57884 | 0.75713 | 0.85946 | 1.4986 | 2.1446 | 2.8679 | 3.4818 | 4.1107 | 4.8356 | 5.5547 | 6.2516 | 6.8493 | 7.4782 | 9.5617 | 11.7861 | 13.986 | 15.853 | 17.6049 | 19.5673 | 21.4264 | 23.3543 | 25.0157 | 26.9252
Electricity system flexibility | Demand side flexibility | Electrolysis (installed electric capacity) | GW | System Transformation | Electricity | Grid-connected electrolysis capacity (installed electric capacity) | 0 | 0.011955 | 0.021957 | 0.033251 | 0.048384 | 0.59009 | 1.6027 | 2.3134 | 2.6267 | 2.9403 | 3.263 | 3.494 | 3.8358 | 4.1823 | 4.5374 | 6.4028 | 6.989 | 8.6137 | 9.9344 | 12.41 | 13.0073 | 16.2883 | 18.9525 | 22.6431 | 26.5054 | 30.7809 | 33.7639 | 36.394 | 38.9995 | 41.312 | 41.9544
Electricity system flexibility | Demand side flexibility | Electrolysis (installed electric capacity) | GW | Leading the Way | Electricity | Grid-connected electrolysis capacity (installed electric capacity) | 0 | 0.01104 | 0.019001 | 0.026407 | 0.08194 | 1.6083 | 2.4894 | 3.5045 | 4.6897 | 6.8493 | 9.0349 | 9.918 | 10.3723 | 11.3132 | 12.0021 | 12.2648 | 13.0284 | 13.5998 | 14.3459 | 14.9389 | 16.7724 | 20.7124 | 24.3998 | 27.9631 | 30.7477 | 32.9198 | 35.528 | 37.7305 | 39.6654 | 42.0253 | 43.8493
Electricity system flexibility | Demand side flexibility | Electrolysis (installed electric capacity) | GW | Falling Short | Electricity | Grid-connected electrolysis capacity (installed electric capacity) | 0.004865 | 0.007865 | 0.010865 | 0.013864 | 0.016864 | 0.019863 | 0.10094 | 0.18202 | 0.2631 | 0.34417 | 0.42525 | 0.50811 | 0.59097 | 0.67383 | 0.7567 | 0.83956 | 0.84307 | 0.84659 | 0.8501 | 0.85362 | 0.85713 | 0.88449 | 0.91258 | 0.94068 | 0.96877 | 0.99687 | 1.109 | 1.3088 | 1.5086 | 1.7085 | 1.9083
Electricity system flexibility | Demand side flexibility | Electrolysis (installed electric capacity) | GW | Consumer Transformation | Electricity | Nuclear-connected electrolysis capacity (installed electric capacity) | 0 | 0 | 0 | 0 | 0 | 0 | 0 | 0 | 0 | 0 | 0 | 0.038052 | 0.076104 | 0.11416 | 0.15221 | 0.19026 | 0.22831 | 0.26636 | 0.30441 | 0.34247 | 0.38052 | 0.45662 | 0.53273 | 0.60883 | 0.68493 | 0.76104 | 0.83714 | 0.91324 | 0.98935 | 1.0654 | 1.1416
Electricity system flexibility | Demand side flexibility | Electrolysis (installed electric capacity) | GW | System Transformation | Electricity | Nuclear-connected electrolysis capacity (installed electric capacity) | 0 | 0 | 0 | 0 | 0 | 0 | 0.028539 | 0.057078 | 0.085616 | 0.11416 | 0.14269 | 0.28539 | 0.42808 | 0.57078 | 0.71347 | 0.85616 | 1.0274 | 1.1986 | 1.3699 | 1.5411 | 1.7123 | 1.855 | 1.9977 | 2.1404 | 2.2831 | 2.4258 | 2.5114 | 2.597 | 2.6826 | 2.7683 | 2.8539
Electricity system flexibility | Demand side flexibility | Electrolysis (installed electric capacity) | GW | Leading the Way | Electricity | Nuclear-connected electrolysis capacity (installed electric capacity) | 0 | 0 | 0 | 0 | 0 | 0 | 0 | 0 | 0 | 0 | 0 | 0 | 0 | 0 | 0 | 0 | 0 | 0 | 0 | 0 | 0 | 0 | 0 | 0 | 0 | 0 | 0 | 0 | 0 | 0 | 0
Electricity system flexibility | Demand side flexibility | Electrolysis (installed electric capacity) | GW | Falling Short | Electricity | Nuclear-connected electrolysis capacity (installed electric capacity) | 0 | 0 | 0 | 0 | 0 | 0 | 0 | 0 | 0 | 0 | 0 | 0 | 0 | 0 | 0 | 0 | 0 | 0 | 0 | 0 | 0 | 0 | 0 | 0 | 0 | 0 | 0 | 0 | 0 | 0 | 0

## ES1
ES1: Electricity supply data table
Return to: Main Menu
Return to: Chapter contents
Notes: | Data table includes multiple variables as indicated in "Variable" column.
The 2021 values are from estimates or backcasting.
Demand max (MW) excludes electrolysis demand
Carbon intensity represent the case where no generation output is adjusted to overcome network or operability constraints. The real world values will be higher.
If a row is zero for any scenario it has been ommitted.
Connection | Scenario | Variable | Category | Type | SubType | 2021 | 2022 | 2023 | 2024 | 2025 | 2026 | 2027 | 2028 | 2029 | 2030 | 2031 | 2032 | 2033 | 2034 | 2035 | 2036 | 2037 | 2038 | 2039 | 2040 | 2041 | 2042 | 2043 | 2044 | 2045 | 2046 | 2047 | 2048 | 2049 | 2050
Both | Consumer Transformation | Available DSR (MW) | Demand | DSR | High Price DSR | 0 |  | -1398.53 | -1384.33 | -1368.6 | -1056.64 | -1053.74 | -2118.32 | -2136.39 | -2154.26 | -2174.18 | -2205.45 | -3855.3 | -3938.92 | -4025.54 | -4121.06 | -4212.54 | -4292.89 | -6544.37 | -6636.36 | -6723.8 | -6797.77 | -6845.96 | -6887.91 | -6926.63 | -6960.14 | -6991.33 | -7017.32 | -7034.23 | -7045.56
Both | Consumer Transformation | Available DSR (MW) | Demand | DSR | Mid Price DSR | 0 |  |  |  |  | -301.897 | -301.068 | -605.234 | -610.398 | -615.503 | -621.194 | -630.129 | -1285.1 | -1312.97 | -1341.85 | -1373.69 | -1404.18 | -1430.96 | -2181.46 | -2212.12 | -2241.27 | -2265.92 | -2281.99 | -2295.97 | -2308.88 | -2320.05 | -2330.45 | -2339.11 | -2344.74 | -2348.52
Both | Consumer Transformation | Available DSR (MW) | Demand | DSR | Low Price DSR | 0 |  | -155.392 | -153.815 | -152.067 | -150.949 | -150.534 | -302.617 | -305.199 | -307.751 | -310.597 | -315.065 | -1285.1 | -1312.97 | -1341.85 | -1373.69 | -1404.18 | -1430.96 | -2181.46 | -2212.12 | -2241.27 | -2265.92 | -2281.99 | -2295.97 | -2308.88 | -2320.05 | -2330.45 | -2339.11 | -2344.74 | -2348.52
Both | Consumer Transformation | CO2 emissions (mt CO2) | CO2 |  |  | 40.5373 | 36.048 | 47.6754 | 40.2503 | 34.4012 | 34.7299 | 29.2824 | 28.5403 | 24.8593 | 15.658 | 5.2278 | 4.5441 | -6.7288 | -11.0373 | -14.7574 | -16.5919 | -19.6517 | -22.6052 | -22.8055 | -23.3421 | -28.5151 | -31.3309 | -31.6523 | -32.1063 | -32.3105 | -33.1985 | -33.3126 | -33.3735 | -46.2622 | -46.3209
Both | Consumer Transformation | CO2 Intensity of Generation (gCO2/kWh) | CO2 |  |  | 155.8191 | 142.67 | 169.2152 | 150.6079 | 127.4719 | 123.7632 | 95.8617 | 86.3973 | 69.3304 | 39.7826 | 12.3588 | 10.1279 | -13.9684 | -21.1117 | -26.3174 | -28.1864 | -31.7365 | -34.9139 | -33.6934 | -33.3171 | -38.7266 | -41.3237 | -40.5714 | -40.1031 | -39.5933 | -40.0556 | -39.667 | -39.1847 | -53.3759 | -53.1071
Both | Consumer Transformation | Demand (MW) | Demand | Demand (MW) - Excluding Electrolysis |  | 52016.39 | 50572 | 49624 | 50467.15 | 51026.7 | 51946.55 | 53385.71 | 55907.66 | 59119.68 | 62587.37 | 66184.01 | 70219.16 | 74242.75 | 78346.95 | 84910.43 | 87524.97 | 92137.05 | 96570.45 | 100737.9 | 104729.1 | 108028.2 | 110662.5 | 112429.6 | 114387.3 | 114686.7 | 115510.2 | 116258.1 | 116953.6 | 117591 | 117847.5
Both | Consumer Transformation | Demand (TWh) | Demand | Demand Total (TWh) - Excluding Electrolysis |  | 295.7105 | 287.27 | 284.4407 | 286.1259 | 287.9987 | 292.4536 | 300.206 | 311.7069 | 326.2896 | 342.1354 | 360.5945 | 381.2181 | 403.6232 | 426.4353 | 449.9857 | 473.1277 | 495.3766 | 515.4515 | 532.5616 | 548.7715 | 563.6853 | 570.8906 | 578.2686 | 583.5465 | 587.1438 | 590.0827 | 592.7075 | 594.9907 | 597.4399 | 597.6984
Both | Consumer Transformation | Demand (TWh) | Demand | Electrolysis Demand (TWh) |  | 0.041704 | 0.0695 | 0.095513 | 0.12497 | 0.15411 | 0.18976 | 0.57017 | 0.92545 | 1.5584 | 3.8645 | 6.3804 | 10.0503 | 14.7283 | 18.6128 | 22.5486 | 27.7742 | 33.128 | 34.6267 | 37.3235 | 41.3477 | 54.1313 | 61.17 | 70.3485 | 79.2815 | 87.2487 | 96.4946 | 103.8588 | 112.8078 | 121.1268 | 126.0485
Both | Consumer Transformation | Demand Reduction (TWh) | Demand | DSR | High Price DSR | 0 |  | -0.34407 | -0.14814 | -0.08187 | -0.11173 | -0.06936 | -0.26155 | -0.24629 | -0.26643 | -0.21902 | -0.26192 | -0.35724 | -0.42966 | -0.65223 | -0.86009 | -0.88077 | -1.0127 | -1.6387 | -2.0375 | -1.6288 | -3.8847 | -3.1635 | -2.7174 | -2.6196 | -2.5731 | -2.5668 | -2.5825 | -2.2452 | -2.1695
Both | Consumer Transformation | Demand Reduction (TWh) | Demand | DSR | Mid Price DSR | 0 |  |  |  |  | -0.07599 | -0.0512 | -0.14766 | -0.12453 | -0.12002 | -0.11257 | -0.1293 | -0.24266 | -0.24628 | -0.35043 | -0.43855 | -0.472 | -0.56299 | -0.91143 | -0.98807 | -0.87541 | -2.1759 | -1.9167 | -1.6306 | -1.5794 | -1.5911 | -1.6029 | -1.5991 | -1.3049 | -1.2609
Both | Consumer Transformation | Demand Reduction (TWh) | Demand | DSR | Low Price DSR | 0 |  | 0 | 0 | 0 | 0 | 0 | -0.00027 | -3.49e-05 | -0.00016 | -9.56e-05 | 0 | 0 | 0 | 0 | -0.00075 | -0.00076 | -0.01217 | -0.00817 | -0.02184 | -0.02242 | -0.03561 | -0.04029 | -0.03584 | -0.03357 | -0.04301 | -0.04467 | -0.04995 | -0.05603 | -0.04961
Both | Falling Short | Available DSR (MW) | Demand | DSR | High Price DSR | 0 |  | -1504.79 | -1507.5 | -1503.78 | -1497.46 | -1491.86 | -1158.96 | -1158.81 | -1161.02 | -1165.19 | -1169.94 | -1008.91 | -1014.94 | -1019.84 | -1024.59 | -1029.53 | -1034.49 | -1039.86 | -1046.56 | -1053.89 | -1061.8 | -1070.3 | -1079.33 | -1088.75 | -2195.97 | -2217.07 | -2240.01 | -2265.13 | -2288.64
Both | Falling Short | Available DSR (MW) | Demand | DSR | Mid Price DSR | 0 | [6 empty] | -331.13 | -331.087 | -331.721 | -332.912 | -334.268 | -336.303 | -338.313 | -339.945 | -341.529 | -343.178 | -344.831 | -346.62 | -348.853 | -351.297 | -353.933 | -356.765 | -359.776 | -362.917 | -731.991 | -739.023 | -746.669 | -755.044 | -762.881
Both | Falling Short | Available DSR (MW) | Demand | DSR | Low Price DSR | 0 |  | -167.199 | -167.5 | -167.086 | -166.384 | -165.762 | -165.565 | -165.544 | -165.86 | -166.456 | -167.134 | -336.303 | -338.313 | -339.945 | -341.529 | -343.178 | -344.831 | -346.62 | -348.853 | -351.297 | -353.933 | -356.765 | -359.776 | -362.917 | -731.991 | -739.023 | -746.669 | -755.044 | -762.881
Both | Falling Short | CO2 emissions (mt CO2) | CO2 |  |  | 40.5373 | 42.02 | 58.9179 | 56.1446 | 49.281 | 48.8025 | 45.2494 | 42.2958 | 38.3314 | 35.5071 | 33.2373 | 31.254 | 28.9616 | 25.8504 | 17.5724 | 13.4288 | 8.1926 | 7.6241 | 7.2646 | 6.5236 | 5.1697 | 4.7115 | 2.3613 | 2.0982 | 2.1275 | -2.913 | -2.89 | -5.1024 | -5.2309 | -7.3746
Both | Falling Short | CO2 Intensity of Generation (gCO2/kWh) | CO2 |  |  | 155.8191 | 159.59 | 199.6978 | 202.7737 | 190.0079 | 182.9011 | 165.7142 | 144.7981 | 120.6479 | 105.7677 | 97.219 | 87.095 | 77.553 | 65.9958 | 43.2887 | 30.57 | 17.7542 | 15.9815 | 14.8604 | 13.0779 | 10.0001 | 8.8987 | 4.3514 | 3.7558 | 3.7042 | -4.969 | -4.8463 | -8.4171 | -8.4887 | -11.823
Both | Falling Short | Demand (MW) | Demand | Demand (MW) - Excluding Electrolysis |  | 52016.39 | 53639 | 53333.7 | 53938.93 | 54651.56 | 54909.88 | 56290.61 | 57290.95 | 58549.73 |  | 61971.89 | 63886.19 | 66050.88 | 68201.63 | 70324.62 | 72789.26 | 75945.82 | 78662.22 | 81373.12 | 84185.91 | 86989.49 | 90482.45 | 94017.13 | 96745.16 | 99181.17 | 100783.6 | 104011.3 | 106334.6 | 105907.6 | 108567.1
Both | Falling Short | Demand (TWh) | Demand | Demand Total (TWh) - Excluding Electrolysis |  | 295.7105 | 303.13 | 304.0382 | 306.8562 | 308.3387 | 309.7593 | 311.9362 | 315.3824 | 319.7883 | 325.9138 | 332.7856 | 340.7644 | 350.1733 | 360.3998 | 371.1555 | 383.0551 | 395.8622 | 409.2866 | 423.4344 | 438.6459 | 453.9527 | 467.7452 | 482.3397 | 496.4477 | 509.9362 | 520.768 | 531.7623 | 540.9667 | 550.9397 | 560.9113
Both | Falling Short | Demand (TWh) | Demand | Electrolysis Demand (TWh) |  | 0.041704 | 0.0355 | 0.046623 | 0.059201 | 0.069432 | 0.29112 | 0.51002 | 0.77961 | 1.0514 | 0.9296 | 1.2512 | 1.7769 | 2.2215 | 2.5162 | 2.6296 | 3.3953 | 3.9652 | 4.1655 | 4.1694 | 4.1586 | 4.3063 | 4.2351 | 4.2228 | 4.3379 | 4.8109 | 6.8854 | 8.0307 | 8.5916 | 9.2415 | 9.8304
Both | Falling Short | Demand Reduction (TWh) | Demand | DSR | High Price DSR | 0 |  | -0.3458 | -0.32989 | -0.16389 | -0.1585 | -0.12337 | -0.10233 | -0.11075 | -0.17971 | -0.24071 | -0.22461 | -0.20655 | -0.18992 | -0.20824 | -0.19059 | -0.13724 | -0.16642 | -0.17611 | -0.19404 | -0.16647 | -0.80634 | -0.71551 | -0.7206 | -0.74066 | -1.2586 | -1.3466 | -1.3972 | -1.453 | -1.5571
Both | Falling Short | Demand Reduction (TWh) | Demand | DSR | Mid Price DSR | 0 | [6 empty] | -0.06194 | -0.06775 | -0.07811 | -0.1108 | -0.09709 | -0.09655 | -0.08909 | -0.09295 | -0.08741 | -0.07015 | -0.07409 | -0.08387 | -0.09583 | -0.07782 | -0.35624 | -0.30836 | -0.29869 | -0.31618 | -0.52966 | -0.57996 | -0.59926 | -0.62985 | -0.68986
Both | Falling Short | Demand Reduction (TWh) | Demand | DSR | Low Price DSR | 0 |  | -0.00029 | 0 | -0.0001 | 0 | 0 | 0 | 0 | 0 | 0 | 0 | 0 | 0 | 0 | -0.00019 | -0.00018 | -0.00125 | -0.00054 | -0.00073 | -0.00044 | -0.0113 | -0.0061 | -0.00656 | -0.00597 | -0.00815 | -0.00895 | -0.01085 | -0.01235 | -0.01378
Both | Five Year Forecast | Available DSR (MW) | Demand | DSR | High Price DSR | 2021: 0; 2023: -1436.68; 2024: -1433.7; 2025: -1428.07; 2026: -1425.41; 2027: -1424.96
Both | Five Year Forecast | Available DSR (MW) | Demand | DSR | Low Price DSR | 2021: 0; 2023: -159.632; 2024: -159.299; 2025: -158.674; 2026: -158.378; 2027: -158.329
Both | Five Year Forecast | CO2 emissions (mt CO2) | CO2 |  |  | 2021: 40.5373; 2022: 38.345; 2023: 55.2052; 2024: 48.9673; 2025: 38.5318; 2026: 35.8965; 2027: 34.1108
Both | Five Year Forecast | CO2 Intensity of Generation (gCO2/kWh) | CO2 |  |  | 2021: 155.8191; 2022: 147.72; 2023: 189.1788; 2024: 176.8805; 2025: 144.8331; 2026: 125.7522; 2027: 115.3848
Both | Five Year Forecast | Demand (MW) | Demand | Demand (MW) - Excluding Electrolysis |  | 2021: 52016.39; 2022: 51276; 2023: 50621.24; 2024: 52027.99; 2025: 52113.56; 2026: 53024.27; 2027: 54151.59
Both | Five Year Forecast | Demand (TWh) | Demand | Demand Total (TWh) - Excluding Electrolysis |  | 2021: 295.7105; 2022: 291.23; 2023: 290.2565; 2024: 292.6718; 2025: 294.6989; 2026: 298.3986; 2027: 303.6819
Both | Five Year Forecast | Demand (TWh) | Demand | Electrolysis Demand (TWh) |  | 2021: 0.041704; 2022: 0.0766; 2023: 0.11597; 2024: 0.16875; 2025: 2.0627; 2026: 5.8603; 2027: 8.5906
Both | Five Year Forecast | Demand Reduction (TWh) | Demand | DSR | High Price DSR | 2021: 0; 2023: -0.57536; 2024: -0.33893; 2025: -0.12767; 2026: -0.19799; 2027: -0.13351
Both | Five Year Forecast | Demand Reduction (TWh) | Demand | DSR | Low Price DSR | 2021: 0; 2023: -3.55e-05; 2024: 0; 2025: 0; 2026: 0; 2027: 0
Both | Leading The Way | Available DSR (MW) | Demand | DSR | High Price DSR | -1475.9 | -1401.6 | -1367.22 | -1348.37 | -1332.92 | -1031.58 | -2058.16 | -2064.54 | -2072.17 | -2078.62 | -2088.84 | -2106.53 | -3645.9 | -3678.8 | -3706.84 | -3739.79 | -3772.85 | -3801.8 | -3821.34 | -3828.79 | -3836.76 | -3845.97 | -3854.24 | -3862.82 | -3872.23 | -3881.02 | -3884.41 | -5827.49 | -5824.13 | -5818.85
Both | Leading The Way | Available DSR (MW) | Demand | DSR | Mid Price DSR | 0 |  |  |  |  | -294.737 | -588.044 | -589.867 | -592.049 | -593.892 | -596.81 | -601.865 | -1215.3 | -1226.27 | -1235.61 | -1246.6 | -1257.62 | -1267.27 | -1273.78 | -1276.27 | -1278.92 | -1281.99 | -1284.75 | -1287.61 | -1290.74 | -1293.67 | -1294.8 | -1942.5 | -1941.38 | -1939.62
Both | Leading The Way | Available DSR (MW) | Demand | DSR | Low Price DSR | -163.99 | -155.73 | -151.914 | -149.819 | -148.102 | -147.369 | -294.022 | -294.934 | -296.025 | -296.946 | -298.405 | -300.933 | -1215.3 | -1226.27 | -1235.61 | -1246.6 | -1257.62 | -1267.27 | -1273.78 | -1276.27 | -1278.92 | -1281.99 | -1284.75 | -1287.61 | -1290.74 | -1293.67 | -1294.8 | -1942.5 | -1941.38 | -1939.62
Both | Leading The Way | CO2 emissions (mt CO2) | CO2 |  |  | 40.5373 | 31.533 | 43.0707 | 33.4081 | 29.6115 | 24.9776 | 22.3567 | 18.4498 | 11.8653 | 6.8316 | 5.1762 | 0.60526 | -1.0393 | -6.5627 | -7.2693 | -13.1306 | -13.0753 | -13.0227 | -13.1471 | -13.3296 | -13.6467 | -14.0036 | -14.1201 | -14.1647 | -14.1947 | -14.2397 | -14.2735 | -14.3442 | -14.3826 | -14.4369
Both | Leading The Way | CO2 Intensity of Generation (gCO2/kWh) | CO2 |  |  | 155.8191 | 122.34 | 149.0791 | 117.5692 | 102.4532 | 78.2664 | 65.4999 | 50.1081 | 29.1972 | 15.2231 | 10.7048 | 1.1963 | -1.8809 | -11.1184 | -12.0225 | -20.6703 | -20.1265 | -19.5031 | -19.1131 | -19.0732 | -19.1598 | -19.3637 | -19.2 | -19.0779 | -18.9811 | -18.9282 | -18.8865 | -18.9164 | -18.9116 | -18.9421
Both | Leading The Way | Demand (MW) | Demand | Demand (MW) - Excluding Electrolysis |  | 52016.39 | 47424 | 48335.8 | 49094.15 | 49902.82 | 51550.92 | 52954.37 | 55374.95 | 57696.9 | 59984.87 | 62708.78 | 65844.32 | 70040.38 | 75077.97 | 80407.44 | 85373.09 | 90185.59 | 92810.21 | 98170.41 | 101203 | 101669.2 | 100455.8 | 100936.2 | 101336.4 | 100806.2 | 103176.8 | 106163.7 | 104020.3 | 104668.8 | 104000.6
Both | Leading The Way | Demand (TWh) | Demand | Demand Total (TWh) - Excluding Electrolysis |  | 295.7105 | 280.29 | 278.8555 | 280.3509 | 283.8875 | 290.3183 | 299.3767 | 311.3541 | 325.0459 | 339.7063 | 356.5875 | 375.4271 | 394.2646 | 413.0083 | 430.3315 | 446.5778 | 461.9701 | 475.5046 | 487.0777 | 495.3339 | 503.2658 | 506.9184 | 511.2836 | 513.1655 | 513.9174 | 514.6742 | 514.5526 | 511.8741 | 511.0464 | 508.6808
Both | Leading The Way | Demand (TWh) | Demand | Electrolysis Demand (TWh) |  | 0.041704 | 0.067 | 0.093017 | 0.28816 | 5.6381 | 9.0681 | 13.9905 | 17.8853 | 26.2235 | 35.657 | 43.2767 | 46.4034 | 53.0066 | 59.7564 | 56.8428 | 61.0743 | 63.2298 | 66.9739 | 69.2929 | 75.6524 | 90.6476 | 103.2624 | 118.5412 | 134.8283 | 140.4425 | 147.8571 | 154.0361 | 160.504 | 169.8323 | 175.8596
Both | Leading The Way | Demand Reduction (TWh) | Demand | DSR | High Price DSR | -3.6155 | -1.6547 | -0.39552 | -0.18109 | -0.13284 | -0.09193 | -0.04995 | -0.33343 | -0.30504 | -0.60276 | -0.54086 | -0.59457 | -0.97719 | -0.96416 | -1.2411 | -1.3275 | -1.4902 | -1.522 | -1.5291 | -1.9377 | -1.9573 | -3.5112 | -3.596 | -3.5284 | -3.5472 | -3.5082 | -3.5121 | -4.8517 | -4.797 | -4.7586
Both | Leading The Way | Demand Reduction (TWh) | Demand | DSR | Mid Price DSR | 0 |  |  |  |  | -0.05476 | -0.07538 | -0.18887 | -0.164 | -0.23978 | -0.22597 | -0.24872 | -0.50098 | -0.47351 | -0.6184 | -0.60413 | -0.65472 | -0.68722 | -0.7141 | -0.79416 | -0.82409 | -1.7021 | -1.6881 | -1.5776 | -1.5634 | -1.5737 | -1.5965 | -2.4019 | -2.3627 | -2.3779
Both | Leading The Way | Demand Reduction (TWh) | Demand | DSR | Low Price DSR | -0.006494 | 0 | 0 | 0 | 0 | -6.09e-05 | -0.00024 | 0 | 0 | 0 | 0 | 0 | -0.00045 | -0.00121 | -0.00207 | -0.01432 | -0.01888 | -0.01421 | -0.01442 | -0.01895 | -0.01566 | -0.06983 | -0.06525 | -0.0653 | -0.07459 | -0.0644 | -0.06404 | -0.08646 | -0.08718 | -0.08342
Both | System Transformation | Available DSR (MW) | Demand | DSR | High Price DSR | 0 |  | -1437.99 | -1427.46 | -1413.8 | -1405.17 | -1397.76 | -1084.81 | -1083.92 | -1083.11 | -1080.26 | -1079.08 | -1851.9 | -1854.86 | -1856.64 | -1859.37 | -1863.23 | -3733.39 | -3741.32 | -3755.18 | -3770.37 | -3790.73 | -3805.45 | -3822.36 | -3839.9 | -3857.54 | -3877.19 | -3893.18 | -3904.47 | -3913.01
Both | System Transformation | Available DSR (MW) | Demand | DSR | Mid Price DSR | 0 | [6 empty] | -309.945 | -309.691 | -309.459 | -308.645 | -308.308 | -617.301 | -618.287 | -618.88 | -619.791 | -621.076 | -1244.46 | -1247.11 | -1251.73 | -1256.79 | -1263.58 | -1268.48 | -1274.12 | -1279.97 | -1285.85 | -1292.4 | -1297.73 | -1301.49 | -1304.34
Both | System Transformation | Available DSR (MW) | Demand | DSR | Low Price DSR | 0 |  | -159.777 | -158.607 | -157.088 | -156.13 | -155.306 | -154.972 | -154.846 | -154.73 | -154.322 | -154.154 | -617.301 | -618.287 | -618.88 | -619.791 | -621.076 | -1244.46 | -1247.11 | -1251.73 | -1256.79 | -1263.58 | -1268.48 | -1274.12 | -1279.97 | -1285.85 | -1292.4 | -1297.73 | -1301.49 | -1304.34
Both | System Transformation | CO2 emissions (mt CO2) | CO2 |  |  | 40.5373 | 38.8 | 55.3385 | 48.6847 | 37.9007 | 36.036 | 33.0823 | 30.5116 | 30.1974 | 17.2312 | 15.6903 | 8.5117 | 7.6053 | -4.2647 | -12.0708 | -17.2386 | -18.0553 | -20.8766 | -23.9538 | -24.5312 | -25.1125 | -26.0764 | -28.9604 | -28.9974 | -29.0697 | -29.1825 | -29.2459 | -29.3285 | -29.3774 | -40.2901
Both | System Transformation | CO2 Intensity of Generation (gCO2/kWh) | CO2 |  |  | 155.8191 | 148.7 | 189.3798 | 176.3609 | 143.4111 | 129.4684 | 114.0401 | 97.1765 | 90.9724 | 47.1731 | 41.1953 | 21.0593 | 17.9845 | -9.6903 | -25.75 | -34.6245 | -34.3798 | -38.0011 | -41.7523 | -41.5245 | -41.2634 | -40.7529 | -43.7019 | -42.0015 | -40.3746 | -39.6433 | -38.8387 | -38.1201 | -37.7446 | -51.1037
Both | System Transformation | Demand (MW) | Demand | Demand (MW) - Excluding Electrolysis |  | 52016.39 | 51666 | 50780.11 | 51678.29 | 51731.79 | 52225.32 | 52861.26 | 54013.29 | 54594.87 | 56948.44 | 58364.64 | 60174.96 | 62240.63 | 64246.29 | 66581.8 | 69413.97 | 72377.02 | 75268.35 | 78041.45 | 80788.34 | 83383.48 | 85683.26 | 87327.5 | 89047.59 | 90738.05 | 92433.4 | 94696.87 | 96304.6 | 97830.37 | 99146.7
Both | System Transformation | Demand (TWh) | Demand | Demand Total (TWh) - Excluding Electrolysis |  | 295.7105 | 293.04 | 290.756 | 291.4667 | 291.6857 | 293.3266 | 296.1684 | 300.5569 | 306.23 | 312.7901 | 320.1165 | 328.9782 | 339.4419 | 351.2803 | 363.9234 | 378.6292 | 393.5094 | 406.9832 | 419.6477 | 431.2838 | 441.7325 | 450.0467 | 456.9543 | 462.0424 | 466.6248 | 471.2013 | 475.5517 | 479.7888 | 483.4971 | 486.5608
Both | System Transformation | Demand (TWh) | Demand | Electrolysis Demand (TWh) |  | 0.041704 | 0.0766 | 0.11597 | 0.16875 | 2.0629 | 5.8612 | 8.5899 | 9.9637 | 11.4329 | 12.1834 | 15.8518 | 20.6361 | 24.2045 | 27.3493 | 30.6822 | 33.7522 | 40.251 | 50.4542 | 61.3706 | 66.5102 | 76.72 | 100.4474 | 120.5674 | 150.0174 | 179.1728 | 193.8946 | 207.0263 | 220.4666 | 230.5002 | 239.7859
Both | System Transformation | Demand Reduction (TWh) | Demand | DSR | High Price DSR | 0 |  | -0.58473 | -0.33303 | -0.11869 | -0.18745 | -0.10535 | -0.1302 | -0.19863 | -0.15211 | -0.17135 | -0.1574 | -0.27097 | -0.24346 | -0.23597 | -0.2601 | -0.31146 | -0.52636 | -0.45922 | -0.52514 | -0.46336 | -1.1332 | -1.0605 | -0.96836 | -1.0607 | -1.0003 | -0.99393 | -0.99013 | -1.0235 | -0.97071
Both | System Transformation | Demand Reduction (TWh) | Demand | DSR | Mid Price DSR | 0 | [6 empty] | -0.0621 | -0.09873 | -0.06615 | -0.06889 | -0.06245 | -0.12636 | -0.12947 | -0.12835 | -0.12431 | -0.14084 | -0.27201 | -0.23526 | -0.2278 | -0.20455 | -0.61502 | -0.56339 | -0.56725 | -0.58373 | -0.56905 | -0.5609 | -0.55165 | -0.56091 | -0.53434
Both | System Transformation | Demand Reduction (TWh) | Demand | DSR | Low Price DSR | 0 |  | -9.2e-05 | 0 | 0 | 0 | 0 | 0 | -7.09e-05 | 0 | 0 | 0 | 0 | 0 | 0 | 0 | -0.00028 | 0 | -0.00068 | -0.0014 | -0.00141 | -0.00613 | -0.01151 | -0.00488 | -0.01119 | -0.01116 | -0.00631 | -0.00724 | -0.00683 | -0.01085
Decentralised | Consumer Transformation | Capacity (MW) | Renewable | Biomass | Biomass | 749.884 | 749.88 | 708.384 | 708.384 | 708.384 | 708.384 | 708.384 | 623.164 | 623.164 | 573.164 | 573.164 | 573.164 | 486.564 | 486.564 | 410.564 | 410.564 | 365.564 | 365.564 | 320.564 | 320.564 | 275.564 | 275.564 | 230.564 | 230.564 | 185.564 | 185.564 | 185.564 | 185.564 | 185.564 | 185.564
Decentralised | Consumer Transformation | Capacity (MW) | Renewable | Biomass | Biomass CHP | 8.957 | 9.324 | 9.688 | 10.051 | 10.412 | 10.772 | 11.131 | 11.463 | 11.793 | 12.121 | 12.449 | 12.776 | 13.102 | 13.428 | 13.754 | 14.08 | 14.407 | 14.734 | 15.061 | 15.389 | 15.796 | 16.206 | 16.622 | 17.043 | 17.554 | 18.075 | 18.607 | 19.242 | 19.894 | 20.563
Decentralised | Consumer Transformation | Capacity (MW) | Renewable | Hydro | Hydro | 472.107 | 485.43 | 499.064 | 513.02 | 527.31 | 544.578 | 562.359 | 580.67 | 599.527 | 618.949 | 635.859 | 653.185 | 670.941 | 689.137 | 707.786 | 723.36 | 739.239 | 755.428 | 771.936 | 788.769 | 801.99 | 815.4 | 829.002 | 842.799 | 856.794 | 870.992 | 885.396 | 900.01 | 914.837 | 929.881
Decentralised | Consumer Transformation | Capacity (MW) | Renewable | Marine | Marine | 38.457 | 40.657 | 48.657 | 58.657 | 73.657 | 102.157 | 136.157 | 156.157 | 181.157 | 201.157 | 211.157 | 221.157 | 256.157 | 276.157 | 286.157 | 296.157 | 306.157 | 316.157 | 326.157 | 336.157 | 346.157 | 356.157 | 366.157 | 366.157 | 366.157 | 366.157 | 366.157 | 366.157 | 366.157 | 366.157
Decentralised | Consumer Transformation | Capacity (MW) | Renewable | Offshore Wind | Offshore Wind | 679.48 | 679.48 | 679.48 | 679.48 | 737.98 | 737.98 | 737.98 | 737.98 | 737.98 | 737.98 | 737.98 | 737.98 | 737.98 | 737.98 | 737.98 | 737.98 | 737.98 | 737.98 | 737.98 | 737.98 | 737.98 | 737.98 | 737.98 | 737.98 | 737.98 | 737.98 | 737.98 | 737.98 | 737.98 | 737.98
Decentralised | Consumer Transformation | Capacity (MW) | Renewable | Onshore Wind | Onshore Wind | 5481.197 | 5525 | 5624.498 | 5922.596 | 6236.494 | 6598.21 | 6980.906 | 7435.799 | 7917.075 | 8476.266 | 9067.889 | 9693.826 | 10356.07 | 11056.72 | 11848.01 | 12685.19 | 13570.94 | 14508.05 | 15499.52 | 16548.49 | 17575.56 | 18613.13 | 19656.55 | 20550.93 | 21434.62 | 21841.88 | 21941.88 | 22041.88 | 22131.88 | 22131.88
Decentralised | Consumer Transformation | Capacity (MW) | Renewable | Other Renewables | Other Renewables | 1127.616 | 1309.2 | 1324.609 | 1345.361 | 1375.113 | 1415.214 | 1457.263 | 1491.814 | 1525.98 | 1538.406 | 1550.035 | 1556.618 | 1562.08 | 1572.532 | 1592.272 | 1577.721 | 1559.515 | 1555.474 | 1557.106 | 1557.839 | 1556.546 | 1553.533 | 1553.641 | 1554.867 | 1556.942 | 1560.14 | 1564.683 | 1570.793 | 1577.222 | 1584.387
Decentralised | Consumer Transformation | Capacity (MW) | Renewable | Solar | Solar PV | 9043.459 | 9443.5 | 9943.459 | 10493.46 | 11093.46 | 11693.46 | 12293.46 | 13043.46 | 13943.46 | 15143.46 | 16543.46 | 18043.46 | 19372.28 | 21034.92 | 22076.68 | 22876.68 | 23176.68 | 23476.68 | 23876.68 | 24776.68 | 25676.68 | 26576.68 | 27476.68 | 28176.68 | 28876.68 | 29576.68 | 30276.68 | 30976.68 | 31676.68 | 32376.68
Decentralised | Consumer Transformation | Capacity (MW) | Renewable | Waste | Waste | 1446.373 | 1454.2 | 1519.173 | 1528.217 | 1537.26 | 1546.304 | 1555.347 | 1564.391 | 1573.434 | 1569.158 | 1542.518 | 1489.238 | 1458.518 | 1436.238 | 1415.918 | 1391.078 | 1356.974 | 1313.726 | 1283.63 | 1256.982 | 1220.534 | 1170.686 | 1118.75 | 1061.694 | 1015.014 | 925.828 | 825.68 | 653.929 | 562.562 | 499.47
Decentralised | Consumer Transformation | Capacity (MW) | Renewable | Waste | Waste CHP | 197.667 | 208.77 | 238.767 | 283.984 | 329.202 | 374.419 | 419.637 | 464.854 | 510.071 | 549.781 | 538.765 | 524.995 | 513.979 | 505.717 | 500.209 | 500.209 | 500.209 | 497.209 | 489.367 | 476.608 | 462.403 | 449.381 | 439.343 | 433.459 | 427.672 | 421.318 | 414.482 | 407.792 | 400.058 | 391.095
Decentralised | Consumer Transformation | Capacity (MW) | Storage | Storage | Battery | 1188.486 | 1845.4 | 2426.068 | 3372.433 | 4042.796 | 4242.096 | 4311.996 | 4361.896 | 4441.796 | 4803.285 | 4804.885 | 5079.776 | 5351.076 | 5660.765 | 5990.663 | 6268.963 | 6532.241 | 6918.941 | 7328.561 | 7696.561 | 8126.151 | 8617.551 | 8921.251 | 9126.251 | 9326.151 | 9718.391 | 9909.391 | 10152.89 | 10364.89 | 10546.35
Decentralised | Consumer Transformation | Capacity (MW) | Storage | Storage | Compressed Air | 3.3 | 3.3 | 3.3 | 3.3 | 3.3 | 3.3 | 3.3 | 3.3 | 3.3 | 3.3 | 3.3 | 3.3 | 3.3 | 3.3 | 3.3 | 3.3 | 3.3 | 3.3 | 3.3 | 3.3 | 3.3 | 3.3 | 3.3 | 3.3 | 3.3 | 3.3 | 3.3 | 3.3 | 3.3 | 3.3
Decentralised | Consumer Transformation | Capacity (MW) | Storage | Storage | Liquid Air | 5 | 5 | 5 | 5 | 5 | 5 | 5 | 105 | 205 | 305 | 505 | 605 | 605 | 605 | 605 | 605 | 605 | 605 | 605 | 605 | 605 | 605 | 605 | 605 | 605 | 605 | 605 | 605 | 605 | 605
Decentralised | Consumer Transformation | Capacity (MW) | Storage | Storage | Pumped Hydro | 0 |  |  |  | 99.9 | 99.9 | 99.9 | 99.9 | 99.9 | 99.9 | 99.9 | 99.9 | 99.9 | 99.9 | 99.9 | 99.9 | 99.9 | 99.9 | 99.9 | 99.9 | 99.9 | 99.9 | 99.9 | 99.9 | 99.9 | 99.9 | 99.9 | 99.9 | 99.9 | 99.9
Decentralised | Consumer Transformation | Capacity (MW) | Thermal | Gas | CCGT | 2021: 383.383; 2022: 135; 2023: 60; 2024: 60; 2025: 60; 2026: 60; 2027: 60
Decentralised | Consumer Transformation | Capacity (MW) | Thermal | Gas | Gas CHP | 1779.065 | 1779.1 | 1779.065 | 1779.065 | 1779.065 | 1779.065 | 1779.065 | 1779.065 | 1755.936 | 1731.264 | 1619.962 | 1499.744 | 1370.71 | 1232.421 | 1087.531 | 930.591 | 799.438 | 676.901 | 567.759 | 476.418 | 395.022 | 327.662 | 258.646 | 188.092 | 116.328
Decentralised | Consumer Transformation | Capacity (MW) | Thermal | Gas | Gas Reciprocating Engines | 1820.188 | 2128.7 | 2464.23 | 2830.681 | 3126.087 | 3376.174 | 3612.506 | 3829.257 | 4020.719 | 4059.498 | 4033.158 | 3951.896 | 3683.743 | 3253.967 | 2751.995 | 2252.094 | 1851.837 | 1530.315 | 1223.796 | 868.443 | 485.661 | 103.872
Decentralised | Consumer Transformation | Capacity (MW) | Thermal | Gas | OCGT | 2021: 1245.355; 2022: 1245.4; 2023: 1192.355; 2024: 1192.355; 2025: 1192.355; 2026: 1139.355; 2027: 1139.355; 2028: 1139.355; 2029: 1086.355; 2030: 1086.355; 2031: 1086.355; 2032: 1033.355; 2033: 1033.355; 2034: 927.355; 2035: 927.355
Decentralised | Consumer Transformation | Capacity (MW) | Thermal | Low Carbon | Hydrogen | 0 | [11 empty] | 271 | 554.8 | 852.9 | 1166.6 | 1497.8 | 1848.5 | 2221.1 | 2618.5 | 3044.3 | 3502.8 | 3999.6 | 4541.5 | 5137.6 | 5800 | 6000 | 6000 | 6000 | 6000
Decentralised | Consumer Transformation | Capacity (MW) | Thermal | Low Carbon | Hydrogen CHP | 0 | [7 empty] | 2.197 | 4.541 | 13.163 | 22.575 | 32.805 | 43.898 | 55.607 | 68.126 | 78.755 | 88.632 | 97.373 | 104.674 | 111.111 | 116.699 | 122.745 | 128.947 | 135.37 | 142.605 | 142.605 | 142.605 | 142.605 | 142.605
Decentralised | Consumer Transformation | Capacity (MW) | Thermal | Other Thermal | Diesel | 2021: 1356.493; 2022: 1356.5; 2023: 1324.424; 2024: 1247.543; 2025: 1151.69; 2026: 1049.612; 2027: 913.425; 2028: 618.811; 2029: 379.284; 2030: 261.423; 2031: 204.662
Decentralised | Consumer Transformation | Capacity (MW) | Thermal | Other Thermal | Fuel Oil | 2021: 1.6; 2022: 1.6; 2023: 1.6; 2024: 1.6; 2025: 1.6
Decentralised | Consumer Transformation | Consumption (TWh) | Storage | Storage Consumption (TWh) | Battery | 0.71677 | 1.3666 | 1.7362 | 2.4521 | 2.5226 | 2.3623 | 2.0536 | 2.1328 | 1.8052 | 1.6674 | 1.4273 | 1.4011 | 1.3819 | 1.2891 | 1.3565 | 1.3766 | 1.3162 | 1.2642 | 1.3008 | 1.3408 | 1.494 | 1.5395 | 1.6145 | 1.631 | 1.7396 | 1.8973 | 2.0018 | 2.1589 | 2.2847 | 2.4147
Decentralised | Consumer Transformation | Consumption (TWh) | Storage | Storage Consumption (TWh) | Compressed Air | 0.0029588 | 0.0018 | 0.001081 | 0.001532 | 0.001718 | 0.001809 | 0.002142 | 0.002153 | 0.001807 | 0.001811 | 0.001733 | 0.001576 | 0.001422 | 0.001359 | 0.001212 | 0.001146 | 0.001066 | 0.000878 | 0.000905 | 0.000906 | 0.000883 | 0.000869 | 0.000893 | 0.000901 | 0.000888 | 0.000851 | 0.00089 | 0.000873 | 0.000885 | 0.000839
Decentralised | Consumer Transformation | Consumption (TWh) | Storage | Storage Consumption (TWh) | Liquid Air | 0.0033 | 0.0016 | 0.000999 | 0.001442 | 0.001765 | 0.001964 | 0.002225 | 0.059246 | 0.10317 | 0.15572 | 0.24719 | 0.25953 | 0.2397 | 0.2365 | 0.2094 | 0.18457 | 0.19451 | 0.15796 | 0.15111 | 0.16435 | 0.16361 | 0.1531 | 0.14921 | 0.16137 | 0.15821 | 0.16643 | 0.1589 | 0.15561 | 0.15519 | 0.15895
Decentralised | Consumer Transformation | Consumption (TWh) | Storage | Storage Consumption (TWh) | Pumped Hydro | 0 |  |  |  | 0.15545 | 0.13836 | 0.13829 | 0.1334 | 0.11911 | 0.10462 | 0.091974 | 0.086409 | 0.080044 | 0.074681 | 0.069612 | 0.06803 | 0.060688 | 0.052803 | 0.053047 | 0.052203 | 0.051611 | 0.049781 | 0.049038 | 0.046173 | 0.047309 | 0.046173 | 0.046784 | 0.045748 | 0.043787 | 0.043201
Decentralised | Consumer Transformation | Generation (TWh) | Renewable | Biomass | Biomass | 3.7396 | 3.624 | 3.5458 | 3.349 | 3.0787 | 3.3353 | 2.7406 | 0.048183 | 0.040976 | 0.0313 | 0.024549 | 0.022377 | 0.019581 | 0.017834 | 0.014724 | 0.01527 | 0.013084 | 0.01327 | 0.011797 | 0.011829 | 0.010003 | 0.009948 | 0.007925 | 0.006618 | 0.005278 | 0.005286 | 0.005286 | 0.005333 | 0.005268 | 0.005209
Decentralised | Consumer Transformation | Generation (TWh) | Renewable | Biomass | Biomass CHP | 0.056 | 0.0591 | 0.062395 | 0.060817 | 0.056635 | 0.057603 | 0.050675 | 0.000937 | 0.000834 | 0.000735 | 0.000581 | 0.000567 | 0.000605 | 0.000535 | 0.000614 | 0.000593 | 0.000592 | 0.000655 | 0.000676 | 0.000689 | 0.000624 | 0.000636 | 0.000615 | 0.000647 | 0.000669 | 0.000701 | 0.000735 | 0.000746 | 0.000728 | 0.000755
Decentralised | Consumer Transformation | Generation (TWh) | Renewable | Hydro | Hydro | 0.0088344 | 0.0093 | 0.00957 | 0.009839 | 0.010113 | 0.010444 | 0.010785 | 0.011136 | 0.011498 | 0.01187 | 0.012194 | 0.012526 | 0.012867 | 0.013216 | 0.013574 | 0.013873 | 0.014176 | 0.014487 | 0.014803 | 0.015127 | 0.01538 | 0.015637 | 0.015898 | 0.016163 | 0.016431 | 0.016703 | 0.016979 | 0.017259 | 0.017545 | 0.017833
Decentralised | Consumer Transformation | Generation (TWh) | Renewable | Marine | Marine | 0.13675 | 0.1446 | 0.17301 | 0.20857 | 0.26191 | 0.36325 | 0.48415 | 0.55526 | 0.64416 | 0.71527 | 0.75083 | 0.78639 | 0.91084 | 0.98196 | 1.0175 | 1.0531 | 1.0886 | 1.1242 | 1.1597 | 1.1953 | 1.2309 | 1.2664 | 1.302 | 1.302 | 1.302 | 1.302 | 1.302 | 1.302 | 1.302 | 1.302
Decentralised | Consumer Transformation | Generation (TWh) | Renewable | Other Renewables | Other Renewables | 8.7505 | 10.165 | 10.3016 | 10.3067 | 10.2834 | 10.4834 | 10.3772 | 10.6518 | 10.6588 | 10.5607 | 10.3539 | 10.3319 | 10.3593 | 10.3371 | 10.4976 | 10.4259 | 10.2371 | 10.2493 | 10.2272 | 10.0604 | 9.9145 | 9.8169 | 9.7309 | 9.6744 | 9.6518 | 9.6453 | 9.6414 | 9.6562 | 9.5412 | 9.5351
Decentralised | Consumer Transformation | Generation (TWh) | Renewable | Solar | Solar PV | 9.4228 | 9.8396 | 10.3605 | 10.9336 | 11.5588 | 12.1839 | 12.8091 | 13.5906 | 14.5283 | 15.7787 | 17.2374 | 18.8003 | 20.1849 | 21.9172 | 23.0027 | 23.8362 | 24.1488 | 24.4614 | 24.8782 | 25.8159 | 26.7537 | 27.6914 | 28.6292 | 29.3586 | 30.0879 | 30.8173 | 31.5466 | 32.276 | 33.0054 | 33.7347
Decentralised | Consumer Transformation | Generation (TWh) | Renewable | Waste | Waste | 9.119 | 9.241 | 9.7053 | 9.3977 | 8.4352 | 8.2132 | 6.895 | 6.8533 | 6.172 | 5.4836 | 4.4315 | 4.0364 | 3.9252 | 3.4881 | 3.5343 | 3.516 | 3.2888 | 3.059 | 3.0248 | 2.7797 | 2.2321 | 1.5469 | 1.3628 | 0.78832 | 0.69056 | 0.56126 | 0.40652 | 0.30062 | 0.19957 | 0.17378
Decentralised | Consumer Transformation | Generation (TWh) | Renewable | Waste | Waste CHP | 1.5468 | 1.6323 | 1.87 | 2.1969 | 2.4954 | 2.8229 | 3.0326 | 3.381 | 3.6316 | 3.8484 | 3.6579 | 3.5348 | 3.4715 | 3.3958 | 3.3713 | 3.4013 | 3.376 | 3.3804 | 3.3358 | 3.2081 | 3.0546 | 2.9121 | 2.8254 | 2.7651 | 2.729 | 2.6817 | 2.6318 | 2.5882 | 2.515 | 2.4578
Decentralised | Consumer Transformation | Generation (TWh) | Storage | Storage | Battery | 0.60926 | 1.1616 | 1.4757 | 2.0842 | 2.1442 | 2.008 | 1.7456 | 1.8129 | 1.5344 | 1.4173 | 1.2132 | 1.191 | 1.1746 | 1.0957 | 1.153 | 1.1701 | 1.1187 | 1.0745 | 1.1056 | 1.1397 | 1.2699 | 1.3086 | 1.3723 | 1.3864 | 1.4787 | 1.6127 | 1.7015 | 1.835 | 1.942 | 2.0525
Decentralised | Consumer Transformation | Generation (TWh) | Storage | Storage | Compressed Air | 0.0019232 | 0.0011 | 0.000703 | 0.000996 | 0.001117 | 0.001176 | 0.001393 | 0.001399 | 0.001175 | 0.001177 | 0.001127 | 0.001024 | 0.000924 | 0.000883 | 0.000788 | 0.000745 | 0.000693 | 0.000571 | 0.000588 | 0.000589 | 0.000574 | 0.000565 | 0.000581 | 0.000585 | 0.000578 | 0.000553 | 0.000579 | 0.000568 | 0.000576 | 0.000545
Decentralised | Consumer Transformation | Generation (TWh) | Storage | Storage | Liquid Air | 0.00198 | 0.001 | 0.0006 | 0.000865 | 0.001059 | 0.001179 | 0.001335 | 0.035548 | 0.061899 | 0.093431 | 0.14892 | 0.15571 | 0.14382 | 0.1419 | 0.12564 | 0.11074 | 0.1167 | 0.094773 | 0.090668 | 0.098611 | 0.098169 | 0.091861 | 0.089527 | 0.096822 | 0.094923 | 0.099858 | 0.096063 | 0.093364 | 0.093114 | 0.095367
Decentralised | Consumer Transformation | Generation (TWh) | Storage | Storage | Pumped Hydro | 0 |  |  |  | 0.12436 | 0.11069 | 0.11063 | 0.10672 | 0.095285 | 0.083693 | 0.073579 | 0.069127 | 0.064035 | 0.059744 | 0.055689 | 0.054424 | 0.04855 | 0.042243 | 0.042438 | 0.041762 | 0.041289 | 0.039825 | 0.039231 | 0.036938 | 0.037847 | 0.036938 | 0.037428 | 0.036598 | 0.03503 | 0.03456
Decentralised | Consumer Transformation | Generation (TWh) | Thermal | Gas | CCGT | 2021: 0.23449; 2022: 0.0905; 2023: 0.057482; 2024: 0.04304; 2025: 0.033274; 2026: 0.03082; 2027: 0.019535
Decentralised | Consumer Transformation | Generation (TWh) | Thermal | Gas | Gas CHP | 1.3408 | 1.3408 | 1.3409 | 1.3408 | 1.3408 | 1.3408 | 1.3408 | 1.3408 | 1.3233 | 1.3047 | 1.2209 | 1.1303 | 1.033 | 0.9288 | 0.8196 | 0.70133 | 0.60249 | 0.53016 | 0.44105 | 0.37314 | 0.30939 | 0.25663 | 0.20258 | 0.14747 | 0.091203
Decentralised | Consumer Transformation | Generation (TWh) | Thermal | Gas | Gas Reciprocating Engines | 0 | 0 | 0.023821 | 0 | 0 | 0.000238 | 0 | 0 | 0 | 0 | 0 | 0 | 0 | 0 | 0 | 0 | 0.0475 | 0.054227 | 0.043016 | 0.030526 | 0.017532 | 0.003651
Decentralised | Consumer Transformation | Generation (TWh) | Thermal | Gas | OCGT | 2021: 0.72107; 2022: 0.834; 2023: 1.148; 2024: 0.89199; 2025: 0.65162; 2026: 0.57718; 2027: 0.38663; 2028: 0.40547; 2029: 0.28852; 2030: 0.22905; 2031: 0.17198; 2032: 0.14387; 2033: 0.13051; 2034: 0.11058; 2035: 0.14086
Decentralised | Consumer Transformation | Generation (TWh) | Thermal | Low Carbon | Hydrogen | 0 | [11 empty] | 0.022862 | 0.040107 | 0.047901 | 0.056922 | 0.020773 | 0 | 0.090734 | 0.13112 | 0.23888 | 0.24036 | 0.34292 | 0.4079 | 0.49805 | 0.608 | 0.68932 | 0.67753 | 0.79875 | 0.90594
Decentralised | Consumer Transformation | Generation (TWh) | Thermal | Low Carbon | Hydrogen CHP | 0 | [7 empty] | 0.002893 | 0.003422 | 0.00992 | 0.02016 | 0.026008 | 0.034031 | 0.043185 | 0.051342 | 0.059353 | 0.066796 | 0.073384 | 0.078886 | 0.083737 | 0.091401 | 0.092505 | 0.097179 | 0.10635 | 0.115 | 0.11636 | 0.11636 | 0.11819 | 0.11796
Decentralised | Consumer Transformation | Generation (TWh) | Thermal | Other Thermal | Diesel | 2021: 0.6846; 2022: 0.0053; 2023: 0.005718; 2024: 0; 2025: 0; 2026: 0; 2027: 0; 2028: 0; 2029: 0; 2030: 0; 2031: 0
Decentralised | Consumer Transformation | Generation (TWh) | Thermal | Other Thermal | Fuel Oil | 2021: 0.00024336; 2022: 0; 2023: 0; 2024: 0; 2025: 0
Decentralised | Consumer Transformation | Storage Capacity (GWh) | Storage | Storage | Battery | 1.1765 | 2.177 | 2.9475 | 4.218 | 4.9433 | 5.1921 | 5.262 | 5.3119 | 5.3918 | 5.8528 | 5.8544 | 6.1293 | 6.4268 | 6.7115 | 7.0414 | 7.3097 | 7.573 | 7.9597 | 8.3618 | 8.9798 | 9.6594 | 10.4008 | 10.9545 | 11.4095 | 11.9594 | 12.7017 | 13.2426 | 13.8361 | 14.3981 | 14.9296
Decentralised | Consumer Transformation | Storage Capacity (GWh) | Storage | Storage | Compressed Air | 0.0132 | 0.0132 | 0.0132 | 0.0132 | 0.0132 | 0.0132 | 0.0132 | 0.0132 | 0.0132 | 0.0132 | 0.0132 | 0.0132 | 0.0132 | 0.0132 | 0.0132 | 0.0132 | 0.0132 | 0.0132 | 0.0132 | 0.0132 | 0.0132 | 0.0132 | 0.0132 | 0.0132 | 0.0132 | 0.0132 | 0.0132 | 0.0132 | 0.0132 | 0.0132
Decentralised | Consumer Transformation | Storage Capacity (GWh) | Storage | Storage | Liquid Air | 0.015 | 0.015 | 0.015 | 0.015 | 0.015 | 0.015 | 0.015 | 0.415 | 0.815 | 1.215 | 2.015 | 2.415 | 2.415 | 2.415 | 2.415 | 2.415 | 2.415 | 2.415 | 2.415 | 2.415 | 2.415 | 2.415 | 2.415 | 2.415 | 2.415 | 2.415 | 2.415 | 2.415 | 2.415 | 2.415
Decentralised | Consumer Transformation | Storage Capacity (GWh) | Storage | Storage | Pumped Hydro | 0 |  |  |  | 0.6993 | 0.6993 | 0.6993 | 0.6993 | 0.6993 | 0.6993 | 0.6993 | 0.6993 | 0.6993 | 0.6993 | 0.6993 | 0.6993 | 0.6993 | 0.6993 | 0.6993 | 0.6993 | 0.6993 | 0.6993 | 0.6993 | 0.6993 | 0.6993 | 0.6993 | 0.6993 | 0.6993 | 0.6993 | 0.6993
Decentralised | Falling Short | Capacity (MW) | Renewable | Biomass | Biomass | 749.884 | 757.38 | 764.956 | 772.606 | 780.332 | 786.184 | 790.115 | 792.091 | 792.091 | 792.091 | 792.091 | 792.091 | 792.091 | 792.091 | 792.091 | 792.091 | 792.091 | 792.091 | 792.091 | 792.091 | 792.091 | 792.091 | 792.091 | 792.091 | 792.091 | 792.091 | 792.091 | 792.091 | 792.091 | 792.091
Decentralised | Falling Short | Capacity (MW) | Renewable | Biomass | Biomass CHP | 8.957 | 102.21 | 104.928 | 107.543 | 107.543 | 107.543 | 107.543 | 107.543 | 107.543 | 107.543 | 107.543 | 107.543 | 107.543 | 107.543 | 107.543 | 107.543 | 107.543 | 107.543 | 107.543 | 107.543 | 107.543 | 107.543 | 107.543 | 107.543 | 107.543 | 107.543 | 107.543 | 107.543 | 107.543 | 107.543
Decentralised | Falling Short | Capacity (MW) | Renewable | Hydro | Hydro | 472.107 | 473.63 | 475.089 | 476.498 | 477.857 | 479.171 | 480.441 | 481.671 | 482.863 | 484.02 | 485.143 | 486.234 | 487.296 | 488.329 | 489.335 | 490.316 | 491.273 | 492.206 | 493.118 | 494.008 | 494.879 | 495.73 | 496.564 | 497.379 | 498.178 | 498.961 | 499.728 | 500.48 | 501.218 | 501.943
Decentralised | Falling Short | Capacity (MW) | Renewable | Marine | Marine | 38.457 | 40.457 | 40.457 | 40.457 | 40.457 | 40.457 | 40.457 | 40.457 | 40.457 | 40.457 | 40.457 | 40.457 | 40.457 | 40.457 | 40.457 | 40.457 | 40.457 | 40.457 | 40.457 | 40.457 | 40.457 | 40.457 | 40.457 | 40.457 | 40.457 | 40.457 | 40.457 | 40.457 | 40.457 | 40.457
Decentralised | Falling Short | Capacity (MW) | Renewable | Offshore Wind | Offshore Wind | 679.48 | 679.48 | 679.48 | 679.48 | 679.48 | 679.48 | 679.48 | 679.48 | 679.48 | 679.48 | 679.48 | 679.48 | 679.48 | 679.48 | 679.48 | 679.48 | 679.48 | 679.48 | 679.48 | 679.48 | 679.48 | 679.48 | 679.48 | 679.48 | 679.48 | 679.48 | 679.48 | 679.48 | 679.48 | 679.48
Decentralised | Falling Short | Capacity (MW) | Renewable | Onshore Wind | Onshore Wind | 5481.197 | 5494.9 | 5508.637 | 5536.181 | 5563.861 | 5591.681 | 5619.639 | 5647.737 | 5675.976 | 5754.356 | 5907.877 | 6086.542 | 6265.35 | 6394.301 | 6523.398 | 6652.64 | 6782.028 | 6911.563 | 7041.246 | 7171.077 | 7301.058 | 7431.188 | 7561.469 | 7691.901 | 7822.486 | 7953.223 | 8084.114 | 8215.16 | 8346.36 | 8477.718
Decentralised | Falling Short | Capacity (MW) | Renewable | Other Renewables | Other Renewables | 1127.616 | 1249.2 | 1219.84 | 1191.019 | 1162.668 | 1132.98 | 1104.254 | 1076.976 | 1036.877 | 989.683 | 932.688 | 857.248 | 776.793 | 717.24 | 684.006 | 619.124 | 543.734 | 514.631 | 494.232 | 475.496 | 459.104 | 444.772 | 432.734 | 423.01 | 415.127 | 408.723 | 403.519 | 399.301 | 395.905 | 393.201
Decentralised | Falling Short | Capacity (MW) | Renewable | Solar | Solar PV | 9043.459 | 9143.5 | 9268.459 | 9393.459 | 9543.459 | 9693.459 | 9943.459 | 10243.46 | 10643.46 | 11193.46 | 11893.46 | 12743.46 | 13572.28 | 14684.92 | 15426.68 | 16026.68 | 16026.68 | 16026.68 | 16326.68 | 16426.68 | 16826.68 | 17226.68 | 17626.68 | 18026.68 | 18426.68 | 18826.68 | 19226.68 | 19626.68 | 20026.68 | 20426.68
Decentralised | Falling Short | Capacity (MW) | Renewable | Waste | Waste | 1446.373 | 1511.4 | 1616.373 | 1669.96 | 1715.892 | 1756.082 | 1791.806 | 1823.958 | 1853.188 | 1874.57 | 1893.891 | 1911.445 | 1920.4 | 1927.69 | 1932.823 | 1926.31 | 1917.938 | 1913.155 | 1885.293 | 1859.452 | 1837.713 | 1808.206 | 1777.39 | 1746.105 | 1712.149 | 1663.554 | 1612.811 | 1558.974 | 1490.538 | 1421.548
Decentralised | Falling Short | Capacity (MW) | Renewable | Waste | Waste CHP | 197.667 | 208.77 | 268.767 | 334.262 | 390.401 | 439.522 | 483.185 | 522.482 | 558.206 | 588.659 | 616.592 | 642.367 | 663.974 | 683.945 | 702.471 | 717.418 | 731.215 | 745.024 | 738.416 | 733.448 | 729.336 | 724.458 | 718.922 | 711.625 | 702.736 | 694.441 | 686.263 | 678.416 | 671.956 | 665.755
Decentralised | Falling Short | Capacity (MW) | Storage | Storage | Battery | 1188.486 | 1538.3 | 1819.071 | 1819.071 | 2314.031 | 3214.476 | 3334.976 | 3600.338 | 3810.196 | 4073.396 | 4218.496 | 4218.496 | 4228.396 | 4314.296 | 4364.296 | 4434.296 | 4499.295 | 4699.085 | 4718.085 | 5194.565 | 5375.465 | 5525.464 | 5745.464 | 5998.364 | 6572.984 | 6806.664 | 6934.664 | 7314.464 | 7501.064 | 7817.464
Decentralised | Falling Short | Capacity (MW) | Storage | Storage | Compressed Air | 3.3 | 3.3 | 3.3 | 3.3 | 3.3 | 3.3 | 3.3 | 3.3 | 3.3 | 3.3 | 3.3 | 3.3 | 3.3 | 3.3 | 3.3 | 3.3 | 3.3 | 3.3 | 3.3 | 3.3 | 3.3 | 3.3 | 3.3 | 3.3 | 3.3 | 3.3 | 3.3 | 3.3 | 3.3 | 3.3
Decentralised | Falling Short | Capacity (MW) | Storage | Storage | Liquid Air | 5 | 5 | 5 | 5 | 5 | 5 | 5 | 5 | 5 | 5 | 5 | 5 | 5 | 5 | 5 | 5 | 5 | 5 | 5 | 5 | 5 | 5 | 5 | 5 | 5 | 5 | 5 | 5 | 5 | 5
Decentralised | Falling Short | Capacity (MW) | Storage | Storage | Pumped Hydro | 2021: 0; 2040: 99.9; 2041: 99.9; 2042: 99.9; 2043: 99.9; 2044: 99.9; 2045: 99.9; 2046: 99.9; 2047: 99.9; 2048: 99.9; 2049: 99.9; 2050: 99.9
Decentralised | Falling Short | Capacity (MW) | Thermal | Gas | CCGT | 2021: 383.383; 2022: 340.79; 2023: 298.187; 2024: 255.589; 2025: 212.991; 2026: 170.393; 2027: 127.795; 2028: 85.196; 2029: 42.598
Decentralised | Falling Short | Capacity (MW) | Thermal | Gas | Gas CHP | 1779.065 | 1791.1 | 1801.118 | 1811.14 | 1821.169 | 1831.182 | 1841.18 | 1841.183 | 1835.506 | 1829.56 | 1823.315 | 1816.74 | 1809.798 | 1802.447 | 1794.661 | 1786.768 | 1778.435 | 1769.494 | 1759.803 | 1749.213 | 1737.536 | 1724.527 | 1709.825 | 1692.937 | 1673.114 | 1649.165 | 1619.004 | 1578.464 | 1517.131 | 1393.353
Decentralised | Falling Short | Capacity (MW) | Thermal | Gas | Gas Reciprocating Engines | 1820.188 | 2219.5 | 2653.655 | 3127.884 | 3510.175 | 3913.845 | 4305.229 | 4692.7 | 5068.116 | 5410.373 | 5709.02 | 5945.352 | 6019.613 | 6035.437 | 5981.899 | 5867.035 | 5805.071 | 5763.533 | 5701.322 | 5640.695 | 5540.994 | 5435.776 | 5313.968 | 5224.098 | 5108.881 | 5010.403 | 4922.082 | 4814.162 | 4736.782 | 4693.888
Decentralised | Falling Short | Capacity (MW) | Thermal | Gas | OCGT | 1245.355 | 1245.4 | 1298.399 | 1298.399 | 1298.399 | 1351.443 | 1351.443 | 1404.487 | 1404.487 | 1404.487 | 1457.531 | 1457.531 | 1457.531 | 1457.531 | 1457.531 | 1457.531 | 1457.531 | 1457.531 | 1457.531 | 1457.531 | 1457.531 | 1457.531 | 1457.531 | 1457.531 | 1457.531 | 1457.531 | 1457.531 | 1457.531 | 1457.531 | 1457.531
Decentralised | Falling Short | Capacity (MW) | Thermal | Other Thermal | Diesel | 2021: 1356.493; 2022: 1356.5; 2023: 1356.493; 2024: 1356.493; 2025: 1319.843; 2026: 1250.303; 2027: 1129.715; 2028: 945.192; 2029: 687.204; 2030: 516.181; 2031: 516.181; 2032: 501.475; 2033: 378.475; 2034: 116.28; 2035: 5
Decentralised | Falling Short | Capacity (MW) | Thermal | Other Thermal | Fuel Oil | 2021: 1.6; 2022: 1.6; 2023: 1.6; 2024: 1.6; 2025: 1.6
Decentralised | Falling Short | Consumption (TWh) | Storage | Storage Consumption (TWh) | Battery | 0.71677 | 1.0133 | 1.2796 | 1.2733 | 1.6637 | 2.1321 | 2.1124 | 2.0873 | 2.0613 | 2.1556 | 2.2164 | 2.0454 | 2.0308 | 1.9376 | 1.9241 | 1.6958 | 1.5579 | 1.55 | 1.5452 | 1.6881 | 1.7245 | 1.7877 | 1.933 | 2.0107 | 2.144 | 2.1938 | 2.294 | 2.4006 | 2.4846 | 2.5057
Decentralised | Falling Short | Consumption (TWh) | Storage | Storage Consumption (TWh) | Compressed Air | 0.0029588 | 0.0016 | 0.001108 | 0.001366 | 0.00163 | 0.001472 | 0.001546 | 0.001554 | 0.002028 | 0.002388 | 0.002495 | 0.002501 | 0.00249 | 0.002515 | 0.002523 | 0.002467 | 0.002401 | 0.002264 | 0.002478 | 0.0023 | 0.002231 | 0.002066 | 0.002002 | 0.001924 | 0.001921 | 0.001794 | 0.001825 | 0.001698 | 0.001632 | 0.001532
Decentralised | Falling Short | Consumption (TWh) | Storage | Storage Consumption (TWh) | Liquid Air | 0.0033 | 0.0018 | 0.00085 | 0.001033 | 0.001424 | 0.001416 | 0.00144 | 0.001523 | 0.002173 | 0.002598 | 0.002668 | 0.002625 | 0.002541 | 0.002675 | 0.002502 | 0.002659 | 0.002543 | 0.002375 | 0.002649 | 0.002391 | 0.00231 | 0.002241 | 0.002141 | 0.002107 | 0.002074 | 0.001958 | 0.001955 | 0.001873 | 0.001831 | 0.001681
Decentralised | Falling Short | Consumption (TWh) | Storage | Storage Consumption (TWh) | Pumped Hydro | 2021: 0; 2040: 0.11391; 2041: 0.10841; 2042: 0.10419; 2043: 0.099495; 2044: 0.097505; 2045: 0.096876; 2046: 0.093951; 2047: 0.093396; 2048: 0.090813; 2049: 0.088495; 2050: 0.083529
Decentralised | Falling Short | Generation (TWh) | Renewable | Biomass | Biomass | 3.7396 | 3.7469 | 3.7406 | 3.8137 | 3.6482 | 4.0719 | 4.1126 | 0.083543 | 0.072948 | 0.069832 | 0.069527 | 0.06534 | 0.05954 | 0.050456 | 0.054581 | 0.036563 | 0.029467 | 0.0298 | 0.031717 | 0.034125 | 0.030904 | 0.028547 | 0.032091 | 0.028282 | 0.028666 | 0.028623 | 0.03252 | 0.034814 | 0.033217 | 0.036563
Decentralised | Falling Short | Generation (TWh) | Renewable | Biomass | Biomass CHP | 0.056 | 0.6516 | 0.68625 | 0.69798 | 0.67107 | 0.6652 | 0.64737 | 0.012767 | 0.010994 | 0.010198 | 0.010066 | 0.009206 | 0.008945 | 0.007789 | 0.008769 | 0.006343 | 0.00481 | 0.004703 | 0.00499 | 0.005226 | 0.005009 | 0.004998 | 0.005139 | 0.00499 | 0.005076 | 0.005098 | 0.00531 | 0.005553 | 0.005494 | 0.006358
Decentralised | Falling Short | Generation (TWh) | Renewable | Hydro | Hydro | 0.0088344 | 0.0089 | 0.009023 | 0.009118 | 0.009212 | 0.009307 | 0.0094 | 0.009495 | 0.00959 | 0.009685 | 0.00978 | 0.009875 | 0.00997 | 0.010067 | 0.010164 | 0.01026 | 0.010357 | 0.010455 | 0.010552 | 0.01065 | 0.010749 | 0.010847 | 0.010947 | 0.011048 | 0.011148 | 0.011249 | 0.01135 | 0.011453 | 0.011556 | 0.01166
Decentralised | Falling Short | Generation (TWh) | Renewable | Marine | Marine | 0.13675 | 0.1439 | 0.14386 | 0.14386 | 0.14386 | 0.14386 | 0.14386 | 0.14386 | 0.14386 | 0.14386 | 0.14386 | 0.14386 | 0.14386 | 0.14386 | 0.14386 | 0.14386 | 0.14386 | 0.14386 | 0.14386 | 0.14386 | 0.14386 | 0.14386 | 0.14386 | 0.14386 | 0.14386 | 0.14386 | 0.14386 | 0.14386 | 0.14386 | 0.14386
Decentralised | Falling Short | Generation (TWh) | Renewable | Other Renewables | Other Renewables | 8.7505 | 9.7207 | 9.5197 | 9.2709 | 8.9972 | 8.7378 | 8.4358 | 8.1559 | 7.6989 | 7.2463 | 6.8067 | 6.1811 | 5.5421 | 5.0239 | 4.8013 | 4.1635 | 3.5706 | 3.3545 | 3.2299 | 3.1102 | 2.9793 | 2.8851 | 2.8112 | 2.7411 | 2.7001 | 2.6588 | 2.6351 | 2.6081 | 2.5859 | 2.5695
Decentralised | Falling Short | Generation (TWh) | Renewable | Solar | Solar PV | 9.4228 | 9.527 | 9.6572 | 9.7875 | 9.9438 | 10.1 | 10.3605 | 10.6731 | 11.0899 | 11.663 | 12.3923 | 13.278 | 14.1416 | 15.3009 | 16.0738 | 16.6989 | 16.6989 | 16.6989 | 17.0115 | 17.1157 | 17.5325 | 17.9493 | 18.366 | 18.7828 | 19.1996 | 19.6164 | 20.0331 | 20.4499 | 20.8667 | 21.2835
Decentralised | Falling Short | Generation (TWh) | Renewable | Waste | Waste | 9.119 | 9.6125 | 10.3745 | 10.5855 | 10.9009 | 11.0787 | 10.8464 | 10.3919 | 9.8633 | 9.3593 | 9.2596 | 8.7076 | 8.367 | 7.4812 | 7.2401 | 5.7515 | 4.4123 | 4.0349 | 3.8874 | 3.3659 | 2.4894 | 2.2419 | 2.1268 | 1.9254 | 1.9847 | 1.7564 | 1.6432 | 1.6171 | 1.494 | 1.4405
Decentralised | Falling Short | Generation (TWh) | Renewable | Waste | Waste CHP | 1.5468 | 1.6366 | 2.1128 | 2.6215 | 3.0541 | 3.4343 | 3.7571 | 4.0376 | 4.2321 | 4.4151 | 4.6167 | 4.7485 | 4.878 | 4.9596 | 5.1181 | 5.0052 | 4.9713 | 5.0139 | 4.9886 | 4.9847 | 4.8935 | 4.8636 | 4.8277 | 4.7761 | 4.735 | 4.6754 | 4.6401 | 4.5795 | 4.5265 | 4.5002
Decentralised | Falling Short | Generation (TWh) | Storage | Storage | Battery | 0.60926 | 0.8613 | 1.0877 | 1.0823 | 1.4141 | 1.8123 | 1.7955 | 1.7742 | 1.7521 | 1.8323 | 1.8839 | 1.7386 | 1.7262 | 1.6469 | 1.6355 | 1.4415 | 1.3242 | 1.3175 | 1.3134 | 1.4349 | 1.4658 | 1.5195 | 1.6431 | 1.7091 | 1.8224 | 1.8647 | 1.9499 | 2.0405 | 2.1119 | 2.1298
Decentralised | Falling Short | Generation (TWh) | Storage | Storage | Compressed Air | 0.0019232 | 0.0011 | 0.00072 | 0.000888 | 0.001059 | 0.000957 | 0.001005 | 0.00101 | 0.001318 | 0.001552 | 0.001622 | 0.001626 | 0.001618 | 0.001635 | 0.00164 | 0.001604 | 0.001561 | 0.001472 | 0.00161 | 0.001495 | 0.00145 | 0.001343 | 0.001302 | 0.001251 | 0.001249 | 0.001166 | 0.001186 | 0.001104 | 0.001061 | 0.000996
Decentralised | Falling Short | Generation (TWh) | Storage | Storage | Liquid Air | 0.00198 | 0.0011 | 0.00051 | 0.00062 | 0.000855 | 0.00085 | 0.000864 | 0.000914 | 0.001304 | 0.001559 | 0.001601 | 0.001575 | 0.001525 | 0.001605 | 0.001501 | 0.001596 | 0.001526 | 0.001425 | 0.00159 | 0.001435 | 0.001386 | 0.001345 | 0.001285 | 0.001264 | 0.001245 | 0.001175 | 0.001173 | 0.001124 | 0.001099 | 0.001009
Decentralised | Falling Short | Generation (TWh) | Storage | Storage | Pumped Hydro | 2021: 0; 2040: 0.091124; 2041: 0.086725; 2042: 0.083353; 2043: 0.079596; 2044: 0.078004; 2045: 0.077501; 2046: 0.075161; 2047: 0.074717; 2048: 0.072651; 2049: 0.070796; 2050: 0.066823
Decentralised | Falling Short | Generation (TWh) | Thermal | Gas | CCGT | 2021: 0.23449; 2022: 0.2814; 2023: 0.39796; 2024: 0.31128; 2025: 0.21968; 2026: 0.14584; 2027: 0.088993; 2028: 0.048854; 2029: 0.020946
Decentralised | Falling Short | Generation (TWh) | Thermal | Gas | Gas CHP | 1.3408 | 1.3498 | 1.3676 | 1.3751 | 1.3777 | 1.3804 | 1.3876 | 1.3876 | 1.3833 | 1.3788 | 1.3741 | 1.3692 | 1.3639 | 1.3584 | 1.3525 | 1.3466 | 1.3403 | 1.3336 | 1.3263 | 1.3183 | 1.3095 | 1.2997 | 1.2886 | 1.2759 | 1.2609 | 1.2429 | 1.2201 | 1.1896 | 1.1434 | 1.0501
Decentralised | Falling Short | Generation (TWh) | Thermal | Gas | Gas Reciprocating Engines | 0 | 0 | 0.050104 | 0.089404 | 0.036279 | 0.028081 | 0.007223 | 0.013332 | 0.001103 | 0.000284 | 0.033428 | 0.000714 | 0 | 0.000496 | 0.014498 | 0.018782 | 0.000286 | 0.003816 | 0.002234 | 2.05e-05 | 0 | 0.006135 | 0.000816 | 0 | 0.009668 | 0 | 0 | 0.009348 | 0 | 0.036852
Decentralised | Falling Short | Generation (TWh) | Thermal | Gas | OCGT | 0.72107 | 1.0431 | 1.7702 | 1.5933 | 1.2791 | 1.0889 | 0.94744 | 0.82676 | 0.70994 | 0.63081 | 0.72365 | 0.47971 | 0.44634 | 0.36354 | 0.34288 | 0.23672 | 0.16894 | 0.15684 | 0.13478 | 0.10589 | 0.081725 | 0.093714 | 0.090354 | 0.086529 | 0.090162 | 0.045581 | 0.045581 | 0.048195 | 0.046888 | 0.049252
Decentralised | Falling Short | Generation (TWh) | Thermal | Other Thermal | Diesel | 2021: 0.6846; 2022: 0.0122; 2023: 0.012603; 2024: 0.011477; 2025: 0.002508; 2026: 0; 2027: 0; 2028: 0; 2029: 0; 2030: 0; 2031: 0; 2032: 0; 2033: 0; 2034: 0; 2035: 0
Decentralised | Falling Short | Generation (TWh) | Thermal | Other Thermal | Fuel Oil | 2021: 0.00024336; 2022: 0; 2023: 4.32e-06; 2024: 0; 2025: 0
Decentralised | Falling Short | Storage Capacity (GWh) | Storage | Storage | Battery | 1.1765 | 1.5838 | 2.1294 | 2.1294 | 2.8087 | 3.9997 | 4.1532 | 4.4198 | 4.6903 | 5.0529 | 5.198 | 5.198 | 5.2079 | 5.2938 | 5.3188 | 5.3888 | 5.4538 | 5.6536 | 5.6726 | 6.2491 | 6.53 | 6.78 | 7.1 | 7.4529 | 8.0775 | 8.3612 | 8.5392 | 8.994 | 9.2306 | 9.597
Decentralised | Falling Short | Storage Capacity (GWh) | Storage | Storage | Compressed Air | 0.0132 | 0.0132 | 0.0132 | 0.0132 | 0.0132 | 0.0132 | 0.0132 | 0.0132 | 0.0132 | 0.0132 | 0.0132 | 0.0132 | 0.0132 | 0.0132 | 0.0132 | 0.0132 | 0.0132 | 0.0132 | 0.0132 | 0.0132 | 0.0132 | 0.0132 | 0.0132 | 0.0132 | 0.0132 | 0.0132 | 0.0132 | 0.0132 | 0.0132 | 0.0132
Decentralised | Falling Short | Storage Capacity (GWh) | Storage | Storage | Liquid Air | 0.015 | 0.015 | 0.015 | 0.015 | 0.015 | 0.015 | 0.015 | 0.015 | 0.015 | 0.015 | 0.015 | 0.015 | 0.015 | 0.015 | 0.015 | 0.015 | 0.015 | 0.015 | 0.015 | 0.015 | 0.015 | 0.015 | 0.015 | 0.015 | 0.015 | 0.015 | 0.015 | 0.015 | 0.015 | 0.015
Decentralised | Falling Short | Storage Capacity (GWh) | Storage | Storage | Pumped Hydro | 2021: 0; 2040: 0.6993; 2041: 0.6993; 2042: 0.6993; 2043: 0.6993; 2044: 0.6993; 2045: 0.6993; 2046: 0.6993; 2047: 0.6993; 2048: 0.6993; 2049: 0.6993; 2050: 0.6993
Decentralised | Five Year Forecast | Capacity (MW) | Renewable | Biomass | Biomass | 2021: 749.884; 2022: 749.88; 2023: 749.884; 2024: 749.884; 2025: 749.884; 2026: 749.884; 2027: 749.884
Decentralised | Five Year Forecast | Capacity (MW) | Renewable | Biomass | Biomass CHP | 2021: 8.957; 2022: 102.23; 2023: 105.207; 2024: 108.091; 2025: 110.893; 2026: 113.62; 2027: 116.275
Decentralised | Five Year Forecast | Capacity (MW) | Renewable | Hydro | Hydro | 2021: 472.107; 2022: 477.17; 2023: 482.219; 2024: 487.266; 2025: 492.311; 2026: 497.356; 2027: 502.405
Decentralised | Five Year Forecast | Capacity (MW) | Renewable | Marine | Marine | 2021: 38.457; 2022: 42.857; 2023: 42.857; 2024: 42.857; 2025: 55.057; 2026: 55.057; 2027: 65.057
Decentralised | Five Year Forecast | Capacity (MW) | Renewable | Offshore Wind | Offshore Wind | 2021: 679.48; 2022: 679.48; 2023: 679.48; 2024: 679.48; 2025: 679.48; 2026: 679.48; 2027: 679.48
Decentralised | Five Year Forecast | Capacity (MW) | Renewable | Onshore Wind | Onshore Wind | 2021: 5481.197; 2022: 5508.6; 2023: 5563.689; 2024: 5619.326; 2025: 5675.519; 2026: 5746.463; 2027: 5832.66
Decentralised | Five Year Forecast | Capacity (MW) | Renewable | Other Renewables | Other Renewables | 2021: 1127.616; 2022: 1289.9; 2023: 1280.421; 2024: 1267.587; 2025: 1259.827; 2026: 1253.041; 2027: 1248.105
Decentralised | Five Year Forecast | Capacity (MW) | Renewable | Solar | Solar PV | 2021: 9043.459; 2022: 9443.5; 2023: 9943.459; 2024: 10493.46; 2025: 11093.46; 2026: 11693.46; 2027: 12293.46
Decentralised | Five Year Forecast | Capacity (MW) | Renewable | Waste | Waste | 2021: 1446.373; 2022: 1511.4; 2023: 1571.373; 2024: 1590.752; 2025: 1610.131; 2026: 1629.51; 2027: 1648.889
Decentralised | Five Year Forecast | Capacity (MW) | Renewable | Waste | Waste CHP | 2021: 197.667; 2022: 208.77; 2023: 238.767; 2024: 283.984; 2025: 329.202; 2026: 374.419; 2027: 419.637
Decentralised | Five Year Forecast | Capacity (MW) | Storage | Storage | Battery | 2021: 1188.486; 2022: 1673.1; 2023: 1904.631; 2024: 2410.131; 2025: 3184.876; 2026: 3184.876; 2027: 3969.198
Decentralised | Five Year Forecast | Capacity (MW) | Storage | Storage | Compressed Air | 2021: 3.3; 2022: 3.3; 2023: 3.3; 2024: 3.3; 2025: 3.3; 2026: 3.3; 2027: 3.3
Decentralised | Five Year Forecast | Capacity (MW) | Storage | Storage | Liquid Air | 2021: 5; 2022: 5; 2023: 5; 2024: 5; 2025: 5; 2026: 5; 2027: 5
Decentralised | Five Year Forecast | Capacity (MW) | Thermal | Gas | CCGT | 2021: 383.383; 2022: 135; 2023: 60; 2024: 60; 2025: 60; 2026: 60; 2027: 60
Decentralised | Five Year Forecast | Capacity (MW) | Thermal | Gas | Gas CHP | 2021: 1779.065; 2022: 1779.1; 2023: 1779.065; 2024: 1779.065; 2025: 1779.065; 2026: 1779.065; 2027: 1779.065
Decentralised | Five Year Forecast | Capacity (MW) | Thermal | Gas | Gas Reciprocating Engines | 2021: 1820.188; 2022: 2128.7; 2023: 2464.23; 2024: 2830.681; 2025: 3126.087; 2026: 3376.174; 2027: 3612.506
Decentralised | Five Year Forecast | Capacity (MW) | Thermal | Gas | OCGT | 2021: 1245.355; 2022: 1245.4; 2023: 1192.355; 2024: 1192.355; 2025: 1192.355; 2026: 1139.355; 2027: 1139.355
Decentralised | Five Year Forecast | Capacity (MW) | Thermal | Other Thermal | Diesel | 2021: 1356.493; 2022: 1356.5; 2023: 1324.424; 2024: 1247.543; 2025: 1151.69; 2026: 1049.612; 2027: 913.425
Decentralised | Five Year Forecast | Capacity (MW) | Thermal | Other Thermal | Fuel Oil | 2021: 1.6; 2022: 1.6; 2023: 1.6; 2024: 1.6; 2025: 1.6
Decentralised | Five Year Forecast | Consumption (TWh) | Storage | Storage Consumption (TWh) | Battery | 2021: 0.71677; 2022: 1.182; 2023: 1.3059; 2024: 1.652; 2025: 2.2006; 2026: 2.0514; 2027: 2.1233
Decentralised | Five Year Forecast | Consumption (TWh) | Storage | Storage Consumption (TWh) | Compressed Air | 2021: 0.0029588; 2022: 0.0017; 2023: 0.000879; 2024: 0.001096; 2025: 0.001471; 2026: 0.001681; 2027: 0.001555
Decentralised | Five Year Forecast | Consumption (TWh) | Storage | Storage Consumption (TWh) | Liquid Air | 2021: 0.0033; 2022: 0.0016; 2023: 0.000732; 2024: 0.001066; 2025: 0.001483; 2026: 0.001767; 2027: 0.001628
Decentralised | Five Year Forecast | Generation (TWh) | Renewable | Biomass | Biomass | 2021: 3.7396; 2022: 3.6576; 2023: 3.8809; 2024: 3.7122; 2025: 3.5722; 2026: 3.7709; 2027: 3.7358
Decentralised | Five Year Forecast | Generation (TWh) | Renewable | Biomass | Biomass CHP | 2021: 0.056; 2022: 0.6528; 2023: 0.68743; 2024: 0.69662; 2025: 0.65916; 2026: 0.63352; 2027: 0.63328
Decentralised | Five Year Forecast | Generation (TWh) | Renewable | Hydro | Hydro | 2021: 0.0088344; 2022: 0.0089; 2023: 0.009023; 2024: 0.009118; 2025: 0.009212; 2026: 0.009307; 2027: 0.0094
Decentralised | Five Year Forecast | Generation (TWh) | Renewable | Marine | Marine | 2021: 0.13675; 2022: 0.1524; 2023: 0.15239; 2024: 0.15239; 2025: 0.19577; 2026: 0.19577; 2027: 0.23133
Decentralised | Five Year Forecast | Generation (TWh) | Renewable | Other Renewables | Other Renewables | 2021: 8.7505; 2022: 10.027; 2023: 9.987; 2024: 9.8429; 2025: 9.6069; 2026: 9.3844; 2027: 9.2752
Decentralised | Five Year Forecast | Generation (TWh) | Renewable | Solar | Solar PV | 2021: 9.4228; 2022: 9.8396; 2023: 10.3605; 2024: 10.9336; 2025: 11.5588; 2026: 12.1839; 2027: 12.8091
Decentralised | Five Year Forecast | Generation (TWh) | Renewable | Waste | Waste | 2021: 9.119; 2022: 9.6052; 2023: 10.0461; 2024: 10.0536; 2025: 9.7018; 2026: 9.0036; 2027: 8.9325
Decentralised | Five Year Forecast | Generation (TWh) | Renewable | Waste | Waste CHP | 2021: 1.5468; 2022: 1.6347; 2023: 1.8756; 2024: 2.222; 2025: 2.5496; 2026: 2.8649; 2027: 3.1871
Decentralised | Five Year Forecast | Generation (TWh) | Storage | Storage | Battery | 2021: 0.60926; 2022: 1.0047; 2023: 1.11; 2024: 1.4042; 2025: 1.8705; 2026: 1.7437; 2027: 1.8048
Decentralised | Five Year Forecast | Generation (TWh) | Storage | Storage | Compressed Air | 2021: 0.0019232; 2022: 0.0011; 2023: 0.000572; 2024: 0.000712; 2025: 0.000956; 2026: 0.001092; 2027: 0.00101
Decentralised | Five Year Forecast | Generation (TWh) | Storage | Storage | Liquid Air | 2021: 0.00198; 2022: 0.0009; 2023: 0.000439; 2024: 0.00064; 2025: 0.00089; 2026: 0.00106; 2027: 0.000977
Decentralised | Five Year Forecast | Generation (TWh) | Thermal | Gas | CCGT | 2021: 0.23449; 2022: 0.0989; 2023: 0.075491; 2024: 0.060768; 2025: 0.043078; 2026: 0.037254; 2027: 0.029376
Decentralised | Five Year Forecast | Generation (TWh) | Thermal | Gas | Gas CHP | 2021: 1.3408; 2022: 1.3408; 2023: 1.3464; 2024: 1.3409; 2025: 1.3422; 2026: 1.3413; 2027: 1.3408
Decentralised | Five Year Forecast | Generation (TWh) | Thermal | Gas | Gas Reciprocating Engines | 2021: 0; 2022: 0; 2023: 0.028671; 2024: 0.014018; 2025: 0.001367; 2026: 0.013245; 2027: 0
Decentralised | Five Year Forecast | Generation (TWh) | Thermal | Gas | OCGT | 2021: 0.72107; 2022: 0.9153; 2023: 1.5401; 2024: 1.2195; 2025: 0.84826; 2026: 0.71437; 2027: 0.57062
Decentralised | Five Year Forecast | Generation (TWh) | Thermal | Other Thermal | Diesel | 2021: 0.6846; 2022: 0.0033; 2023: 0.009688; 2024: 0; 2025: 0; 2026: 0; 2027: 0
Decentralised | Five Year Forecast | Generation (TWh) | Thermal | Other Thermal | Fuel Oil | 2021: 0.00024336; 2022: 0; 2023: 0; 2024: 0; 2025: 0
Decentralised | Five Year Forecast | Storage Capacity (GWh) | Storage | Storage | Battery | 2021: 1.1765; 2022: 1.8834; 2023: 2.2148; 2024: 2.8993; 2025: 4.0031; 2026: 4.0031; 2027: 4.9376
Decentralised | Five Year Forecast | Storage Capacity (GWh) | Storage | Storage | Compressed Air | 2021: 0.0132; 2022: 0.0132; 2023: 0.0132; 2024: 0.0132; 2025: 0.0132; 2026: 0.0132; 2027: 0.0132
Decentralised | Five Year Forecast | Storage Capacity (GWh) | Storage | Storage | Liquid Air | 2021: 0.015; 2022: 0.015; 2023: 0.015; 2024: 0.015; 2025: 0.015; 2026: 0.015; 2027: 0.015
Decentralised | Leading The Way | Capacity (MW) | Renewable | Biomass | Biomass | 749.884 | 749.88 | 708.384 | 708.384 | 708.384 | 708.384 | 708.384 | 623.164 | 623.164 | 573.164 | 573.164 | 573.164 | 486.564 | 486.564 | 410.564 | 410.564 | 365.564 | 365.564 | 320.564 | 320.564 | 275.564 | 275.564 | 230.564 | 230.564 | 185.564 | 185.564 | 185.564 | 185.564 | 185.564 | 185.564
Decentralised | Leading The Way | Capacity (MW) | Renewable | Biomass | Biomass CHP | 8.957 | 9.324 | 9.688 | 10.051 | 10.412 | 10.772 | 11.131 | 11.463 | 11.793 | 12.121 | 12.449 | 12.776 | 13.102 | 13.428 | 13.754 | 14.08 | 14.407 | 14.734 | 15.061 | 15.389 | 15.796 | 16.206 | 16.622 | 17.043 | 17.554 | 18.075 | 18.607 | 19.242 | 19.894 | 20.563
Decentralised | Leading The Way | Capacity (MW) | Renewable | Hydro | Hydro | 472.107 | 477.17 | 482.219 | 487.266 | 492.311 | 497.356 | 502.405 | 507.459 | 512.521 | 517.593 | 522.675 | 527.771 | 532.882 | 538.008 | 543.152 | 548.314 | 553.497 | 558.7 | 563.925 | 569.172 | 574.445 | 579.741 | 585.064 | 590.413 | 595.789 | 601.193 | 606.627 | 612.09 | 617.583 | 623.107
Decentralised | Leading The Way | Capacity (MW) | Renewable | Marine | Marine | 38.457 | 40.657 | 48.657 | 58.657 | 73.657 | 102.157 | 136.157 | 156.157 | 181.157 | 201.157 | 211.157 | 221.157 | 256.157 | 276.157 | 286.157 | 296.157 | 306.157 | 316.157 | 326.157 | 336.157 | 346.157 | 356.157 | 366.157 | 366.157 | 366.157 | 366.157 | 366.157 | 366.157 | 366.157 | 366.157
Decentralised | Leading The Way | Capacity (MW) | Renewable | Offshore Wind | Offshore Wind | 679.48 | 679.48 | 679.48 | 679.48 | 737.98 | 737.98 | 737.98 | 737.98 | 737.98 | 737.98 | 737.98 | 737.98 | 737.98 | 737.98 | 737.98 | 737.98 | 737.98 | 737.98 | 737.98 | 737.98 | 737.98 | 737.98 | 737.98 | 737.98 | 737.98 | 737.98 | 737.98 | 737.98 | 737.98 | 737.98
Decentralised | Leading The Way | Capacity (MW) | Renewable | Onshore Wind | Onshore Wind | 5481.197 | 5520.1 | 5606.255 | 5831.615 | 6068.201 | 6342.686 | 6636.433 | 6981.104 | 7344.638 | 7802.125 | 8283.036 | 8788.703 | 9320.533 | 9880.015 | 10503.72 | 11160.36 | 11851.79 | 12580.01 | 13347.13 | 14155.36 | 14949.13 | 15751.15 | 16558.19 | 17261.83 | 17958.93 | 18323.51 | 18473.99 | 18625.49 | 18771.01 | 18854.58
Decentralised | Leading The Way | Capacity (MW) | Renewable | Other Renewables | Other Renewables | 1127.616 | 1309.2 | 1325.003 | 1346.201 | 1381.459 | 1429.628 | 1479.817 | 1522.583 | 1565.048 | 1585.866 | 1605.986 | 1621.17 | 1635.353 | 1653.747 | 1679.569 | 1671.466 | 1658.726 | 1659.745 | 1665.182 | 1668.465 | 1670.168 | 1668.119 | 1668.976 | 1670.963 | 1673.816 | 1677.805 | 1682.898 | 1689.563 | 1696.557 | 1704.291
Decentralised | Leading The Way | Capacity (MW) | Renewable | Solar | Solar PV | 9043.459 | 10043 | 11543.46 | 13193.46 | 14843.46 | 16493.46 | 18143.46 | 19793.46 | 21443.46 | 23093.46 | 25093.46 | 27293.46 | 29322.28 | 31434.92 | 33026.68 | 34026.68 | 34626.68 | 35126.68 | 36369.13 | 37940.45 | 39425.09 | 41025.09 | 42625.09 | 43225.09 | 43325.09 | 43425.09 | 43525.09 | 43625.09 | 43725.09 | 43825.09
Decentralised | Leading The Way | Capacity (MW) | Renewable | Waste | Waste | 1446.373 | 1454.2 | 1519.173 | 1528.217 | 1537.26 | 1546.304 | 1555.347 | 1564.391 | 1573.434 | 1569.158 | 1542.518 | 1489.238 | 1458.518 | 1436.238 | 1415.918 | 1391.078 | 1356.974 | 1313.726 | 1283.63 | 1256.982 | 1220.534 | 1170.686 | 1118.75 | 1061.694 | 1015.014 | 925.828 | 825.68 | 653.929 | 562.562 | 499.47
Decentralised | Leading The Way | Capacity (MW) | Renewable | Waste | Waste CHP | 197.667 | 208.77 | 238.767 | 283.984 | 329.202 | 374.419 | 419.637 | 464.854 | 510.071 | 549.781 | 538.765 | 524.995 | 513.979 | 505.717 | 500.209 | 500.209 | 500.209 | 497.209 | 489.367 | 476.608 | 462.403 | 449.381 | 439.343 | 433.459 | 427.672 | 421.318 | 414.482 | 407.792 | 400.058 | 391.095
Decentralised | Leading The Way | Capacity (MW) | Storage | Storage | Battery | 1188.486 | 2456.8 | 3519.173 | 4288.296 | 4451.996 | 4521.496 | 4657.395 | 4757.385 | 4996.375 | 5220.675 | 5579.075 | 5706.075 | 6007.523 | 6343.813 | 6749.613 | 7103.092 | 7465.441 | 7776.231 | 8331 | 9016.69 | 9318.73 | 9468.73 | 9618.73 | 9768.73 | 9961.73 | 10111.73 | 10286.23 | 10454.53 | 10614.53 | 10799.53
Decentralised | Leading The Way | Capacity (MW) | Storage | Storage | Compressed Air | 3.3 | 3.3 | 3.3 | 3.3 | 3.3 | 3.3 | 3.3 | 3.3 | 3.3 | 3.3 | 3.3 | 3.3 | 3.3 | 3.3 | 3.3 | 3.3 | 3.3 | 3.3 | 3.3 | 3.3 | 3.3 | 3.3 | 3.3 | 3.3 | 3.3 | 3.3 | 3.3 | 3.3 | 3.3 | 3.3
Decentralised | Leading The Way | Capacity (MW) | Storage | Storage | Liquid Air | 5 | 5 | 5 | 5 | 5 | 5 | 205 | 405 | 505 | 605 | 605 | 605 | 605 | 605 | 605 | 605 | 605 | 605 | 605 | 605 | 605 | 605 | 605 | 605 | 605 | 605 | 605 | 605 | 605 | 605
Decentralised | Leading The Way | Capacity (MW) | Storage | Storage | Pumped Hydro | 0 | [8 empty] | 99.9 | 99.9 | 99.9 | 99.9 | 99.9 | 99.9 | 99.9 | 99.9 | 99.9 | 99.9 | 99.9 | 99.9 | 99.9 | 99.9 | 99.9 | 99.9 | 99.9 | 99.9 | 99.9 | 99.9 | 99.9
Decentralised | Leading The Way | Capacity (MW) | Thermal | Gas | CCGT | 2021: 383.383; 2022: 135
Decentralised | Leading The Way | Capacity (MW) | Thermal | Gas | Gas CHP | 2021: 1779.065; 2022: 1764.1; 2023: 1749.065; 2024: 1729.065; 2025: 1709.065; 2026: 1689.065; 2027: 1664.065; 2028: 1639.065; 2029: 1598.75; 2030: 1489.991; 2031: 1359.482; 2032: 1196.344; 2033: 978.827; 2034: 652.551
Decentralised | Leading The Way | Capacity (MW) | Thermal | Gas | Gas Reciprocating Engines | 2021: 1820.188; 2022: 2074.3; 2023: 2350.576; 2024: 2652.358; 2025: 2895.634; 2026: 3011.459; 2027: 3071.689; 2028: 3133.123; 2029: 3195.785; 2030: 3165.185; 2031: 3065.621; 2032: 2791.937; 2033: 2180.102; 2034: 835.275
Decentralised | Leading The Way | Capacity (MW) | Thermal | Gas | OCGT | 2021: 1245.355; 2022: 1192.4; 2023: 1192.355; 2024: 1033.223; 2025: 1033.223; 2026: 980.222; 2027: 980.222; 2028: 927.222; 2029: 927.222
Decentralised | Leading The Way | Capacity (MW) | Thermal | Low Carbon | Hydrogen | 0 | [6 empty] | 25 | 100 | 212 | 553 | 1200 | 2490 | 3215 | 5430 | 5695 | 5700 | 5750 | 5830 | 6330 | 7130 | 8030 | 9030 | 9430 | 9780 | 10110 | 10385 | 10630 | 10850 | 11050
Decentralised | Leading The Way | Capacity (MW) | Thermal | Low Carbon | Hydrogen CHP | 0 | [7 empty] | 54.955 | 148.37 | 260.47 | 400.593 | 587.425 | 867.672 | 1012.337 | 1012.337 | 1013.337 | 1014.337 | 1015.337 | 1016.337 | 1017.337 | 1018.337 | 1019.337 | 1020.337 | 1021.337 | 1022.337 | 1023.337 | 1024.337 | 1025.337 | 1026.337
Decentralised | Leading The Way | Capacity (MW) | Thermal | Other Thermal | Diesel | 2021: 1356.493; 2022: 1204.1; 2023: 1000.971; 2024: 747.027; 2025: 391.505
Decentralised | Leading The Way | Capacity (MW) | Thermal | Other Thermal | Fuel Oil | 2021: 1.6; 2022: 1.6; 2023: 1.6; 2024: 1.6; 2025: 1.6
Decentralised | Leading The Way | Consumption (TWh) | Storage | Storage Consumption (TWh) | Battery | 0.71677 | 1.7342 | 2.2738 | 2.4303 | 2.1459 | 1.6784 | 1.4535 | 1.374 | 1.2373 | 1.2571 | 1.135 | 1.1183 | 1.0827 | 1.1292 | 1.1668 | 1.1928 | 1.1505 | 1.1013 | 1.172 | 1.3014 | 1.3662 | 1.3159 | 1.3545 | 1.3871 | 1.3587 | 1.3759 | 1.3819 | 1.3794 | 1.4274 | 1.4428
Decentralised | Leading The Way | Consumption (TWh) | Storage | Storage Consumption (TWh) | Compressed Air | 0.0029588 | 0.0014 | 0.000907 | 0.001305 | 0.001625 | 0.00164 | 0.001482 | 0.001239 | 0.001228 | 0.001296 | 0.001151 | 0.001065 | 0.001024 | 0.001039 | 0.000854 | 0.000802 | 0.000781 | 0.000789 | 0.000709 | 0.000754 | 0.000654 | 0.000659 | 0.000631 | 0.00059 | 0.000592 | 0.000496 | 0.000503 | 0.000398 | 0.000439 | 0.000426
Decentralised | Leading The Way | Consumption (TWh) | Storage | Storage Consumption (TWh) | Liquid Air | 0.0033 | 0.0014 | 0.000849 | 0.001498 | 0.001685 | 0.001843 | 0.08821 | 0.15347 | 0.17893 | 0.20703 | 0.20168 | 0.19215 | 0.17872 | 0.16887 | 0.16545 | 0.15034 | 0.14055 | 0.14528 | 0.14287 | 0.1284 | 0.12877 | 0.12254 | 0.11091 | 0.10164 | 0.094263 | 0.07408 | 0.07286 | 0.06896 | 0.068365 | 0.07205
Decentralised | Leading The Way | Consumption (TWh) | Storage | Storage Consumption (TWh) | Pumped Hydro | 0 | [8 empty] | 0.078599 | 0.075098 | 0.068925 | 0.059428 | 0.056094 | 0.050968 | 0.045598 | 0.04493 | 0.03819 | 0.03774 | 0.03858 | 0.037488 | 0.036492 | 0.032955 | 0.033535 | 0.03351 | 0.029982 | 0.029824 | 0.030332 | 0.030182 | 0.029177
Decentralised | Leading The Way | Generation (TWh) | Renewable | Biomass | Biomass | 3.7396 | 3.6657 | 3.4875 | 3.4291 | 3.0005 | 2.3897 | 2.0893 | 2.2022 | 2.0233 | 1.8816 | 1.602 | 1.5893 | 1.2211 | 1.1367 | 1.0633 | 0.94077 | 0.91793 | 0.94532 | 0.77961 | 0.78314 | 0.64447 | 0.65949 | 0.58435 | 0.62494 | 0.50577 | 0.52866 | 0.54542 | 0.54781 | 0.56741 | 0.58425
Decentralised | Leading The Way | Generation (TWh) | Renewable | Biomass | Biomass CHP | 0.056 | 0.0586 | 0.061958 | 0.056784 | 0.05373 | 0.043886 | 0.042516 | 0.047861 | 0.049183 | 0.049954 | 0.046747 | 0.048064 | 0.046665 | 0.046656 | 0.05011 | 0.049785 | 0.053418 | 0.057541 | 0.058757 | 0.062055 | 0.063113 | 0.067775 | 0.074265 | 0.076448 | 0.080696 | 0.085699 | 0.091522 | 0.095508 | 0.10247 | 0.10666
Decentralised | Leading The Way | Generation (TWh) | Renewable | Hydro | Hydro | 0.0088344 | 0.0093 | 0.00957 | 0.009839 | 0.010113 | 0.010444 | 0.010785 | 0.011136 | 0.011498 | 0.01187 | 0.012194 | 0.012526 | 0.012867 | 0.013216 | 0.013574 | 0.013873 | 0.014176 | 0.014487 | 0.014803 | 0.015127 | 0.01538 | 0.015637 | 0.015898 | 0.016163 | 0.016431 | 0.016703 | 0.016979 | 0.017259 | 0.017545 | 0.017833
Decentralised | Leading The Way | Generation (TWh) | Renewable | Marine | Marine | 0.13675 | 0.1446 | 0.17301 | 0.20857 | 0.26191 | 0.36325 | 0.48415 | 0.55526 | 0.64416 | 0.71527 | 0.75083 | 0.78639 | 0.91084 | 0.98196 | 1.0175 | 1.0531 | 1.0886 | 1.1242 | 1.1597 | 1.1953 | 1.2309 | 1.2664 | 1.302 | 1.302 | 1.302 | 1.302 | 1.302 | 1.302 | 1.302 | 1.302
Decentralised | Leading The Way | Generation (TWh) | Renewable | Other Renewables | Other Renewables | 8.7505 | 10.13 | 10.2803 | 10.1201 | 10.1471 | 9.9167 | 10.0759 | 10.475 | 10.7589 | 10.7577 | 10.5919 | 10.6379 | 10.5865 | 10.5645 | 10.8222 | 10.641 | 10.5915 | 10.5791 | 10.5319 | 10.5207 | 10.4735 | 10.4564 | 10.5044 | 10.5718 | 10.5924 | 10.6055 | 10.6333 | 10.6645 | 10.6841 | 10.6679
Decentralised | Leading The Way | Generation (TWh) | Renewable | Solar | Solar PV | 9.4228 | 10.465 | 12.0276 | 13.7469 | 15.4661 | 17.1853 | 18.9045 | 20.6237 | 22.3429 | 24.0621 | 26.146 | 28.4383 | 30.5522 | 32.7535 | 34.412 | 35.4539 | 36.0791 | 36.6001 | 37.8946 | 39.5319 | 41.0788 | 42.7459 | 44.413 | 45.0382 | 45.1424 | 45.2466 | 45.3507 | 45.4549 | 45.5591 | 45.6633
Decentralised | Leading The Way | Generation (TWh) | Renewable | Waste | Waste | 9.119 | 9.1601 | 9.6375 | 8.5482 | 7.6286 | 5.7714 | 4.8522 | 5.2132 | 4.8485 | 4.5782 | 3.3169 | 2.8681 | 2.3097 | 2.1222 | 2.4087 | 2.2649 | 2.3761 | 2.4686 | 2.3071 | 2.029 | 1.5879 | 0.94471 | 0.87382 | 0.73602 | 0.68475 | 0.60185 | 0.53001 | 0.3826 | 0.30617 | 0.23807
Decentralised | Leading The Way | Generation (TWh) | Renewable | Waste | Waste CHP | 1.5468 | 1.6275 | 1.8656 | 2.152 | 2.444 | 2.6411 | 2.8933 | 3.2584 | 3.5738 | 3.8387 | 3.6762 | 3.5737 | 3.4517 | 3.3607 | 3.3608 | 3.3058 | 3.3518 | 3.3457 | 3.2781 | 3.1732 | 3.0384 | 2.9499 | 2.8893 | 2.8822 | 2.8412 | 2.8065 | 2.7705 | 2.7185 | 2.6799 | 2.6185
Decentralised | Leading The Way | Generation (TWh) | Storage | Storage | Battery | 0.60926 | 1.4741 | 1.9327 | 2.0657 | 1.824 | 1.4266 | 1.2355 | 1.1679 | 1.0517 | 1.0686 | 0.96472 | 0.95057 | 0.92033 | 0.95981 | 0.99174 | 1.0139 | 0.97789 | 0.93612 | 0.99616 | 1.1062 | 1.1613 | 1.1185 | 1.1513 | 1.179 | 1.1549 | 1.1695 | 1.1746 | 1.1725 | 1.2132 | 1.2264
Decentralised | Leading The Way | Generation (TWh) | Storage | Storage | Compressed Air | 0.0019232 | 0.0009 | 0.000589 | 0.000848 | 0.001056 | 0.001066 | 0.000964 | 0.000805 | 0.000798 | 0.000842 | 0.000748 | 0.000692 | 0.000665 | 0.000675 | 0.000555 | 0.000521 | 0.000508 | 0.000513 | 0.000461 | 0.00049 | 0.000425 | 0.000428 | 0.00041 | 0.000383 | 0.000385 | 0.000322 | 0.000327 | 0.000259 | 0.000285 | 0.000277
Decentralised | Leading The Way | Generation (TWh) | Storage | Storage | Liquid Air | 0.00198 | 0.0009 | 0.00051 | 0.000899 | 0.001011 | 0.001106 | 0.052926 | 0.092081 | 0.10736 | 0.12422 | 0.12101 | 0.11529 | 0.10723 | 0.10132 | 0.09927 | 0.090203 | 0.084329 | 0.087167 | 0.085722 | 0.07704 | 0.077265 | 0.073525 | 0.066545 | 0.060984 | 0.056558 | 0.044448 | 0.043716 | 0.041376 | 0.041019 | 0.04323
Decentralised | Leading The Way | Generation (TWh) | Storage | Storage | Pumped Hydro | 0 | [8 empty] | 0.062879 | 0.060078 | 0.05514 | 0.047542 | 0.044875 | 0.040774 | 0.036478 | 0.035944 | 0.030552 | 0.030192 | 0.030864 | 0.029991 | 0.029194 | 0.026364 | 0.026828 | 0.026808 | 0.023986 | 0.023859 | 0.024266 | 0.024146 | 0.023342
Decentralised | Leading The Way | Generation (TWh) | Thermal | Gas | CCGT | 2021: 0.23449; 2022: 0.0493
Decentralised | Leading The Way | Generation (TWh) | Thermal | Gas | Gas CHP | 2021: 1.3408; 2022: 1.3295; 2023: 1.3182; 2024: 1.3031; 2025: 1.288; 2026: 1.2729; 2027: 1.2541; 2028: 1.2353; 2029: 1.2049; 2030: 1.1229; 2031: 1.0246; 2032: 0.90161; 2033: 0.73768; 2034: 0.49179
Decentralised | Leading The Way | Generation (TWh) | Thermal | Gas | Gas Reciprocating Engines | 2021: 0; 2022: 0; 2023: 0; 2024: 0; 2025: 0; 2026: 0; 2027: 0; 2028: 0; 2029: 0; 2030: 0; 2031: 0; 2032: 0; 2033: 0; 2034: 0
Decentralised | Leading The Way | Generation (TWh) | Thermal | Gas | OCGT | 2021: 0.72107; 2022: 0.4466; 2023: 0.88094; 2024: 0.40996; 2025: 0.28985; 2026: 0.16368; 2027: 0.074912; 2028: 0.14654; 2029: 0.12324
Decentralised | Leading The Way | Generation (TWh) | Thermal | Low Carbon | Hydrogen | 0 | [6 empty] | 0.012598 | 0.051542 | 0.07543 | 0.14677 | 0.22913 | 0.30402 | 0.35077 | 0.50098 | 0.52269 | 0.52444 | 0.55317 | 0.53608 | 0.58169 | 0.67531 | 0.77986 | 1.0673 | 1.2319 | 1.2763 | 1.2851 | 1.3205 | 1.1118 | 1.1582 | 1.2037
Decentralised | Leading The Way | Generation (TWh) | Thermal | Low Carbon | Hydrogen CHP | 0 | [7 empty] | 0.060789 | 0.14719 | 0.23614 | 0.34728 | 0.46407 | 0.67569 | 0.77366 | 0.76722 | 0.80582 | 0.78828 | 0.79628 | 0.81839 | 0.8357 | 0.76908 | 0.76984 | 0.8481 | 0.84892 | 0.85057 | 0.85058 | 0.84486 | 0.84788 | 0.84815
Decentralised | Leading The Way | Generation (TWh) | Thermal | Other Thermal | Diesel | 2021: 0.6846; 2022: 0; 2023: 0; 2024: 0; 2025: 0
Decentralised | Leading The Way | Generation (TWh) | Thermal | Other Thermal | Fuel Oil | 2021: 0.00024336; 2022: 0; 2023: 0; 2024: 0; 2025: 0
Decentralised | Leading The Way | Storage Capacity (GWh) | Storage | Storage | Battery | 1.1765 | 3.0613 | 4.3227 | 5.2633 | 5.427 | 5.546 | 5.6819 | 5.8319 | 6.0709 | 6.2964 | 6.6298 | 6.7568 | 7.0583 | 7.3946 | 7.7904 | 8.1439 | 8.5062 | 8.8095 | 9.3643 | 10.3 | 10.852 | 11.252 | 11.652 | 12.052 | 12.595 | 13.095 | 13.6195 | 14.1378 | 14.6478 | 15.1828
Decentralised | Leading The Way | Storage Capacity (GWh) | Storage | Storage | Compressed Air | 0.0132 | 0.0132 | 0.0132 | 0.0132 | 0.0132 | 0.0132 | 0.0132 | 0.0132 | 0.0132 | 0.0132 | 0.0132 | 0.0132 | 0.0132 | 0.0132 | 0.0132 | 0.0132 | 0.0132 | 0.0132 | 0.0132 | 0.0132 | 0.0132 | 0.0132 | 0.0132 | 0.0132 | 0.0132 | 0.0132 | 0.0132 | 0.0132 | 0.0132 | 0.0132
Decentralised | Leading The Way | Storage Capacity (GWh) | Storage | Storage | Liquid Air | 0.015 | 0.015 | 0.015 | 0.015 | 0.015 | 0.015 | 0.815 | 1.615 | 2.015 | 2.415 | 2.415 | 2.415 | 2.415 | 2.415 | 2.415 | 2.415 | 2.415 | 2.415 | 2.415 | 2.415 | 2.415 | 2.415 | 2.415 | 2.415 | 2.415 | 2.415 | 2.415 | 2.415 | 2.415 | 2.415
Decentralised | Leading The Way | Storage Capacity (GWh) | Storage | Storage | Pumped Hydro | 0 | [8 empty] | 0.6993 | 0.6993 | 0.6993 | 0.6993 | 0.6993 | 0.6993 | 0.6993 | 0.6993 | 0.6993 | 0.6993 | 0.6993 | 0.6993 | 0.6993 | 0.6993 | 0.6993 | 0.6993 | 0.6993 | 0.6993 | 0.6993 | 0.6993 | 0.6993
Decentralised | System Transformation | Capacity (MW) | Renewable | Biomass | Biomass | 749.884 | 749.88 | 749.884 | 749.884 | 749.884 | 749.884 | 749.884 | 674.664 | 674.664 | 634.664 | 634.664 | 634.664 | 553.064 | 553.064 | 482.064 | 482.064 | 442.064 | 442.064 | 402.064 | 402.064 | 362.064 | 362.064 | 322.064 | 322.064 | 322.064 | 322.064 | 322.064 | 322.064 | 322.064 | 322.064
Decentralised | System Transformation | Capacity (MW) | Renewable | Biomass | Biomass CHP | 8.957 | 102.23 | 105.207 | 108.091 | 110.893 | 113.62 | 116.275 | 118.866 | 121.395 | 123.867 | 126.286 | 128.654 | 130.976 | 133.254 | 135.49 | 137.686 | 139.846 | 141.97 | 144.061 | 145.761 | 147.421 | 149.045 | 149.887 | 150.683 | 151.436 | 151.767 | 152.056 | 152.056 | 152.056 | 152.056
Decentralised | System Transformation | Capacity (MW) | Renewable | Hydro | Hydro | 472.107 | 477.17 | 482.219 | 487.266 | 492.311 | 497.356 | 502.405 | 507.459 | 512.521 | 517.593 | 522.675 | 527.771 | 532.882 | 538.008 | 543.152 | 548.314 | 553.497 | 558.7 | 563.925 | 569.172 | 574.445 | 579.741 | 585.064 | 590.413 | 595.789 | 601.193 | 606.627 | 612.09 | 617.583 | 623.107
Decentralised | System Transformation | Capacity (MW) | Renewable | Marine | Marine | 38.457 | 42.857 | 42.857 | 42.857 | 55.057 | 55.057 | 65.057 | 66.057 | 81.057 | 81.057 | 86.057 | 110.057 | 120.057 | 120.057 | 120.057 | 120.057 | 120.057 | 120.057 | 120.057 | 120.057 | 120.057 | 120.057 | 120.057 | 120.057 | 120.057 | 120.057 | 120.057 | 120.057 | 120.057 | 120.057
Decentralised | System Transformation | Capacity (MW) | Renewable | Offshore Wind | Offshore Wind | 679.48 | 679.48 | 679.48 | 679.48 | 679.48 | 679.48 | 679.48 | 679.48 | 679.48 | 679.48 | 679.48 | 679.48 | 679.48 | 679.48 | 679.48 | 679.48 | 679.48 | 679.48 | 679.48 | 679.48 | 679.48 | 679.48 | 679.48 | 679.48 | 679.48 | 679.48 | 679.48 | 679.48 | 679.48 | 679.48
Decentralised | System Transformation | Capacity (MW) | Renewable | Onshore Wind | Onshore Wind | 5481.197 | 5508.6 | 5563.689 | 5619.326 | 5675.519 | 5746.463 | 5832.66 | 5920.15 | 6008.952 | 6229.131 | 6451.714 | 6676.748 | 6904.283 | 7134.369 | 7367.056 | 7602.397 | 7840.445 | 8081.254 | 8324.879 | 8571.377 | 8820.805 | 9073.221 | 9328.685 | 9587.259 | 9849.004 | 10113.98 | 10382.26 | 10653.91 | 10928.99 | 11207.57
Decentralised | System Transformation | Capacity (MW) | Renewable | Other Renewables | Other Renewables | 1127.616 | 1289.9 | 1280.421 | 1267.587 | 1259.827 | 1253.041 | 1248.105 | 1244.374 | 1238.68 | 1224.908 | 1207.743 | 1178.078 | 1143.63 | 1120.13 | 1121.357 | 1080.579 | 1027.358 | 1005.961 | 998.711 | 990.176 | 982.358 | 970.833 | 961.626 | 955.009 | 950.542 | 945.502 | 940.603 | 935.692 | 932.789 | 934.366
Decentralised | System Transformation | Capacity (MW) | Renewable | Solar | Solar PV | 9043.459 | 9443.5 | 9943.459 | 10493.46 | 11093.46 | 11693.46 | 12293.46 | 13043.46 | 13943.46 | 15143.46 | 16543.46 | 18043.46 | 19372.28 | 21034.92 | 22076.68 | 22876.68 | 23176.68 | 23476.68 | 23876.68 | 24776.68 | 25676.68 | 26576.68 | 27476.68 | 28176.68 | 28876.68 | 29576.68 | 30276.68 | 30976.68 | 31676.68 | 32376.68
Decentralised | System Transformation | Capacity (MW) | Renewable | Waste | Waste | 1446.373 | 1511.4 | 1571.373 | 1590.752 | 1610.131 | 1629.51 | 1648.889 | 1668.268 | 1687.647 | 1693.706 | 1667.066 | 1633.766 | 1603.046 | 1574.106 | 1546.586 | 1522.946 | 1490.402 | 1455.694 | 1425.794 | 1392.406 | 1353.266 | 1311.074 | 1264.254 | 1209.818 | 1157.846 | 1075.088 | 962.524 | 833.268 | 721.562 | 636.2
Decentralised | System Transformation | Capacity (MW) | Renewable | Waste | Waste CHP | 197.667 | 208.77 | 238.767 | 283.984 | 329.202 | 374.419 | 419.637 | 464.854 | 510.071 | 549.781 | 538.765 | 524.995 | 513.979 | 505.717 | 500.209 | 500.209 | 500.209 | 497.209 | 489.367 | 476.608 | 462.403 | 449.381 | 439.343 | 433.459 | 427.672 | 421.318 | 414.482 | 407.792 | 400.058 | 391.095
Decentralised | System Transformation | Capacity (MW) | Storage | Storage | Battery | 1188.486 | 1673.1 | 1904.631 | 2410.131 | 3184.876 | 3184.876 | 3969.198 | 4150.956 | 4170.956 | 4230.856 | 4230.856 | 4235.856 | 4255.856 | 4533.755 | 4814.014 | 5210.304 | 5457.803 | 5637.073 | 5792.473 | 5926.373 | 6322.253 | 6721.602 | 7027.452 | 7214.851 | 7458.271 | 7587.271 | 7767.271 | 7867.271 | 7967.271 | 8067.271
Decentralised | System Transformation | Capacity (MW) | Storage | Storage | Compressed Air | 3.3 | 3.3 | 3.3 | 3.3 | 3.3 | 3.3 | 3.3 | 3.3 | 3.3 | 3.3 | 3.3 | 3.3 | 3.3 | 3.3 | 3.3 | 3.3 | 3.3 | 3.3 | 3.3 | 3.3 | 3.3 | 3.3 | 3.3 | 3.3 | 3.3 | 3.3 | 3.3 | 3.3 | 3.3 | 3.3
Decentralised | System Transformation | Capacity (MW) | Storage | Storage | Liquid Air | 5 | 5 | 5 | 5 | 5 | 5 | 5 | 5 | 5 | 5 | 5 | 5 | 5 | 5 | 5 | 5 | 5 | 5 | 5 | 5 | 5 | 5 | 5 | 5 | 5 | 5 | 5 | 5 | 5 | 5
Decentralised | System Transformation | Capacity (MW) | Storage | Storage | Pumped Hydro | 0 | [11 empty] | 99.9 | 99.9 | 99.9 | 99.9 | 99.9 | 99.9 | 99.9 | 99.9 | 99.9 | 99.9 | 99.9 | 99.9 | 99.9 | 99.9 | 99.9 | 99.9 | 99.9 | 99.9
Decentralised | System Transformation | Capacity (MW) | Thermal | Gas | CCGT | 2021: 383.383; 2022: 135; 2023: 60; 2024: 60; 2025: 60; 2026: 60; 2027: 60
Decentralised | System Transformation | Capacity (MW) | Thermal | Gas | Gas CHP | 1779.065 | 1779.1 | 1779.065 | 1779.065 | 1779.065 | 1779.065 | 1779.065 | 1779.065 | 1755.936 | 1731.264 | 1637.869 | 1529.957 | 1413.521 | 1294.117 | 1172.485 | 1041.733 | 915.2 | 788.294 | 664.38 | 522.21 | 373.648 | 225.9
Decentralised | System Transformation | Capacity (MW) | Thermal | Gas | Gas Reciprocating Engines | 1820.188 | 2128.7 | 2464.23 | 2830.681 | 3126.087 | 3376.174 | 3612.506 | 3829.257 | 4020.719 | 4059.498 | 4033.158 | 3951.896 | 3683.743 | 3253.967 | 2751.995 | 2252.094 | 1851.837 | 1530.315 | 1223.796 | 868.443 | 485.661 | 103.872
Decentralised | System Transformation | Capacity (MW) | Thermal | Gas | OCGT | 2021: 1245.355; 2022: 1245.4; 2023: 1192.355; 2024: 1192.355; 2025: 1192.355; 2026: 1139.355; 2027: 1139.355; 2028: 1139.355; 2029: 1086.355; 2030: 1086.355; 2031: 1086.355; 2032: 1033.355; 2033: 1033.355; 2034: 927.355; 2035: 927.355
Decentralised | System Transformation | Capacity (MW) | Thermal | Low Carbon | Hydrogen | 0 | [8 empty] | 131.9 | 292.3 | 488.9 | 830.6 | 1290.3 | 1822.3 | 2352.2 | 2782.5 | 3134 | 3470.5 | 3855.9 | 4268.6 | 4680.4 | 4987.5 | 5264.2 | 5512.1 | 5730.7 | 5917.4 | 6069.6 | 6186.3 | 6271.1
Decentralised | System Transformation | Capacity (MW) | Thermal | Low Carbon | Hydrogen CHP | 0 | [7 empty] | 23.129 | 47.801 | 141.196 | 249.108 | 365.544 | 484.948 | 606.58 | 737.332 | 863.865 | 990.771 | 1114.685 | 1256.855 | 1405.417 | 1553.165 | 1723.56 | 1731.545 | 1739.177 | 1745.325 | 1749.465 | 1753.512 | 1757.445 | 1779.065
Decentralised | System Transformation | Capacity (MW) | Thermal | Other Thermal | Diesel | 2021: 1356.493; 2022: 1356.5; 2023: 1324.424; 2024: 1247.543; 2025: 1151.69; 2026: 1049.612; 2027: 913.425; 2028: 618.811; 2029: 379.284; 2030: 261.423; 2031: 204.662
Decentralised | System Transformation | Capacity (MW) | Thermal | Other Thermal | Fuel Oil | 2021: 1.6; 2022: 1.6; 2023: 1.6; 2024: 1.6; 2025: 1.6
Decentralised | System Transformation | Consumption (TWh) | Storage | Storage Consumption (TWh) | Battery | 0.71677 | 1.1781 | 1.3029 | 1.6507 | 2.2024 | 2.0808 | 2.1546 | 1.9516 | 2.0018 | 1.6572 | 1.5886 | 1.4216 | 1.3447 | 1.3248 | 1.1881 | 1.2532 | 1.3081 | 1.2739 | 1.2493 | 1.266 | 1.3547 | 1.5085 | 1.5942 | 1.603 | 1.653 | 1.6985 | 1.7294 | 1.817 | 1.8386 | 1.9104
Decentralised | System Transformation | Consumption (TWh) | Storage | Storage Consumption (TWh) | Compressed Air | 0.0029588 | 0.0016 | 0.000854 | 0.00108 | 0.001497 | 0.001616 | 0.001643 | 0.002016 | 0.001964 | 0.002348 | 0.002319 | 0.002173 | 0.002097 | 0.002049 | 0.001991 | 0.001899 | 0.001821 | 0.001747 | 0.001581 | 0.001465 | 0.001335 | 0.001242 | 0.001186 | 0.00111 | 0.001054 | 0.001025 | 0.001049 | 0.000995 | 0.000914 | 0.000946
Decentralised | System Transformation | Consumption (TWh) | Storage | Storage Consumption (TWh) | Liquid Air | 0.0033 | 0.0015 | 0.000741 | 0.001049 | 0.001522 | 0.001667 | 0.00168 | 0.002133 | 0.002108 | 0.002526 | 0.002568 | 0.002408 | 0.002433 | 0.002308 | 0.002158 | 0.002198 | 0.002115 | 0.001948 | 0.00174 | 0.001625 | 0.001533 | 0.00144 | 0.001406 | 0.001208 | 0.001191 | 0.001137 | 0.0012 | 0.001175 | 0.001058 | 0.001067
Decentralised | System Transformation | Consumption (TWh) | Storage | Storage Consumption (TWh) | Pumped Hydro | 0 | [11 empty] | 0.10716 | 0.10292 | 0.099407 | 0.09302 | 0.093036 | 0.086184 | 0.080814 | 0.073832 | 0.070045 | 0.068325 | 0.062682 | 0.060811 | 0.060464 | 0.056568 | 0.053134 | 0.0531 | 0.050131 | 0.049208
Decentralised | System Transformation | Generation (TWh) | Renewable | Biomass | Biomass | 3.7396 | 3.6749 | 3.8838 | 3.7015 | 3.5654 | 3.8223 | 3.6632 | 0.055769 | 0.056151 | 0.037266 | 0.033239 | 0.027678 | 0.02126 | 0.01706 | 0.01431 | 0.012578 | 0.013034 | 0.011936 | 0.010791 | 0.011459 | 0.009631 | 0.009146 | 0.008393 | 0.008425 | 0.008425 | 0.008599 | 0.009308 | 0.010905 | 0.008425 | 0.008599
Decentralised | System Transformation | Generation (TWh) | Renewable | Biomass | Biomass CHP | 0.056 | 0.6539 | 0.6875 | 0.69614 | 0.65463 | 0.63916 | 0.63135 | 0.010987 | 0.011503 | 0.008255 | 0.007526 | 0.006322 | 0.005752 | 0.00512 | 0.004905 | 0.003862 | 0.004923 | 0.004875 | 0.004423 | 0.00532 | 0.005707 | 0.005933 | 0.006394 | 0.006815 | 0.007107 | 0.007383 | 0.008819 | 0.009686 | 0.010329 | 0.009879
Decentralised | System Transformation | Generation (TWh) | Renewable | Hydro | Hydro | 0.0088344 | 0.0089 | 0.009023 | 0.009118 | 0.009212 | 0.009307 | 0.0094 | 0.009495 | 0.00959 | 0.009685 | 0.00978 | 0.009875 | 0.00997 | 0.010067 | 0.010164 | 0.01026 | 0.010357 | 0.010455 | 0.010552 | 0.01065 | 0.010749 | 0.010847 | 0.010947 | 0.011048 | 0.011148 | 0.011249 | 0.01135 | 0.011453 | 0.011556 | 0.01166
Decentralised | System Transformation | Generation (TWh) | Renewable | Marine | Marine | 0.13675 | 0.1524 | 0.15239 | 0.15239 | 0.19577 | 0.19577 | 0.23133 | 0.23489 | 0.28822 | 0.28822 | 0.306 | 0.39134 | 0.4269 | 0.4269 | 0.4269 | 0.4269 | 0.4269 | 0.4269 | 0.4269 | 0.4269 | 0.4269 | 0.4269 | 0.4269 | 0.4269 | 0.4269 | 0.4269 | 0.4269 | 0.4269 | 0.4269 | 0.4269
Decentralised | System Transformation | Generation (TWh) | Renewable | Other Renewables | Other Renewables | 8.7505 | 10.029 | 9.9871 | 9.8416 | 9.6007 | 9.4164 | 9.2618 | 9.0211 | 9.0421 | 8.4938 | 8.2321 | 7.8097 | 7.4938 | 7.2791 | 7.1391 | 6.8212 | 6.4978 | 6.3221 | 6.2525 | 6.1651 | 6.0904 | 5.9985 | 5.8956 | 5.8658 | 5.7947 | 5.725 | 5.6896 | 5.6228 | 5.5894 | 5.5217
Decentralised | System Transformation | Generation (TWh) | Renewable | Solar | Solar PV | 9.4228 | 9.8396 | 10.3605 | 10.9336 | 11.5588 | 12.1839 | 12.8091 | 13.5906 | 14.5283 | 15.7787 | 17.2374 | 18.8003 | 20.1849 | 21.9172 | 23.0027 | 23.8362 | 24.1488 | 24.4614 | 24.8782 | 25.8159 | 26.7537 | 27.6914 | 28.6292 | 29.3586 | 30.0879 | 30.8173 | 31.5466 | 32.276 | 33.0054 | 33.7347
Decentralised | System Transformation | Generation (TWh) | Renewable | Waste | Waste | 9.119 | 9.614 | 10.0526 | 10.0456 | 9.6515 | 9.1091 | 8.8346 | 8.0615 | 8.3721 | 6.1007 | 5.2989 | 4.2952 | 4.0128 | 3.4894 | 2.7683 | 2.4287 | 2.2513 | 2.0023 | 1.5095 | 1.1226 | 0.6574 | 0.5404 | 0.50274 | 0.48166 | 0.45153 | 0.32423 | 0.25542 | 0.20905 | 0.1783 | 0.14622
Decentralised | System Transformation | Generation (TWh) | Renewable | Waste | Waste CHP | 1.5468 | 1.6348 | 1.8756 | 2.2213 | 2.5489 | 2.8727 | 3.1841 | 3.4473 | 3.8096 | 3.9329 | 3.8035 | 3.6025 | 3.4845 | 3.387 | 3.3004 | 3.2723 | 3.283 | 3.2409 | 3.1775 | 3.0658 | 2.9842 | 2.8958 | 2.8342 | 2.8291 | 2.775 | 2.7526 | 2.7061 | 2.6612 | 2.6202 | 2.5302
Decentralised | System Transformation | Generation (TWh) | Storage | Storage | Battery | 0.60926 | 1.0014 | 1.1075 | 1.4031 | 1.872 | 1.7686 | 1.8314 | 1.6588 | 1.7016 | 1.4086 | 1.3502 | 1.2083 | 1.143 | 1.1261 | 1.0099 | 1.0652 | 1.1119 | 1.0828 | 1.0619 | 1.0761 | 1.1515 | 1.2823 | 1.3551 | 1.3625 | 1.4051 | 1.4437 | 1.47 | 1.5444 | 1.5628 | 1.6238
Decentralised | System Transformation | Generation (TWh) | Storage | Storage | Compressed Air | 0.0019232 | 0.0011 | 0.000555 | 0.000702 | 0.000973 | 0.001051 | 0.001068 | 0.00131 | 0.001276 | 0.001526 | 0.001507 | 0.001412 | 0.001363 | 0.001332 | 0.001294 | 0.001234 | 0.001184 | 0.001136 | 0.001028 | 0.000952 | 0.000868 | 0.000807 | 0.000771 | 0.000721 | 0.000685 | 0.000666 | 0.000682 | 0.000647 | 0.000594 | 0.000615
Decentralised | System Transformation | Generation (TWh) | Storage | Storage | Liquid Air | 0.00198 | 0.0009 | 0.000445 | 0.00063 | 0.000913 | 0.001 | 0.001008 | 0.00128 | 0.001265 | 0.001516 | 0.001541 | 0.001445 | 0.00146 | 0.001385 | 0.001295 | 0.001319 | 0.001269 | 0.001169 | 0.001044 | 0.000975 | 0.00092 | 0.000864 | 0.000844 | 0.000725 | 0.000715 | 0.000682 | 0.00072 | 0.000705 | 0.000635 | 0.00064
Decentralised | System Transformation | Generation (TWh) | Storage | Storage | Pumped Hydro | 0 | [11 empty] | 0.08573 | 0.082336 | 0.079526 | 0.074416 | 0.074429 | 0.068947 | 0.064651 | 0.059066 | 0.056036 | 0.05466 | 0.050145 | 0.048649 | 0.048372 | 0.045255 | 0.042507 | 0.04248 | 0.040105 | 0.039366
Decentralised | System Transformation | Generation (TWh) | Thermal | Gas | CCGT | 2021: 0.23449; 2022: 0.1021; 2023: 0.075971; 2024: 0.060532; 2025: 0.042947; 2026: 0.03768; 2027: 0.029038
Decentralised | System Transformation | Generation (TWh) | Thermal | Gas | Gas CHP | 1.3408 | 1.3408 | 1.3471 | 1.3409 | 1.3421 | 1.3413 | 1.3408 | 1.3408 | 1.3233 | 1.3047 | 1.2344 | 1.153 | 1.0653 | 0.97529 | 0.88363 | 0.78509 | 0.68973 | 0.59409 | 0.5007 | 0.39356 | 0.28159 | 0.17025
Decentralised | System Transformation | Generation (TWh) | Thermal | Gas | Gas Reciprocating Engines | 0 | 0 | 0.02931 | 0.013056 | 0.000782 | 0.010132 | 0 | 0 | 0.008366 | 0 | 0 | 0 | 0 | 0 | 0 | 0 | 0 | 0 | 0 | 0 | 0 | 0
Decentralised | System Transformation | Generation (TWh) | Thermal | Gas | OCGT | 2021: 0.72107; 2022: 0.9353; 2023: 1.5495; 2024: 1.2113; 2025: 0.84058; 2026: 0.72718; 2027: 0.55712; 2028: 0.41203; 2029: 0.40664; 2030: 0.24317; 2031: 0.22075; 2032: 0.18052; 2033: 0.15582; 2034: 0.11922; 2035: 0.07943
Decentralised | System Transformation | Generation (TWh) | Thermal | Low Carbon | Hydrogen | 0 | [8 empty] | 0 | 0 | 0 | 0 | 0 | 0 | 0.022858 | 0.052873 | 0.042573 | 0.031574 | 0.025153 | 0.049404 | 0.073571 | 0.082199 | 0.11314 | 0.14443 | 0.15522 | 0.14566 | 0.13579 | 0.15056 | 0.17077
Decentralised | System Transformation | Generation (TWh) | Thermal | Low Carbon | Hydrogen CHP | 0 | [7 empty] | 0.017431 | 0.036025 | 0.10641 | 0.18774 | 0.27549 | 0.36547 | 0.45714 | 0.55568 | 0.65104 | 0.74668 | 0.84007 | 0.94721 | 1.0592 | 1.1705 | 1.2989 | 1.305 | 1.3107 | 1.3153 | 1.3185 | 1.3215 | 1.3245 | 1.3408
Decentralised | System Transformation | Generation (TWh) | Thermal | Other Thermal | Diesel | 2021: 0.6846; 2022: 0.0042; 2023: 0.010038; 2024: 0; 2025: 0; 2026: 0; 2027: 0; 2028: 0; 2029: 0; 2030: 0; 2031: 0
Decentralised | System Transformation | Generation (TWh) | Thermal | Other Thermal | Fuel Oil | 2021: 0.00024336; 2022: 0; 2023: 0; 2024: 0; 2025: 0
Decentralised | System Transformation | Storage Capacity (GWh) | Storage | Storage | Battery | 1.1765 | 1.8834 | 2.2148 | 2.8993 | 4.0031 | 4.0031 | 4.9376 | 5.1305 | 5.1505 | 5.2104 | 5.2104 | 5.2154 | 5.2354 | 5.5133 | 5.8185 | 6.2148 | 6.4636 | 6.6328 | 6.7882 | 7.0721 | 7.6105 | 8.1599 | 8.6157 | 8.9531 | 9.5215 | 9.9505 | 10.4305 | 10.8305 | 11.2305 | 11.6305
Decentralised | System Transformation | Storage Capacity (GWh) | Storage | Storage | Compressed Air | 0.0132 | 0.0132 | 0.0132 | 0.0132 | 0.0132 | 0.0132 | 0.0132 | 0.0132 | 0.0132 | 0.0132 | 0.0132 | 0.0132 | 0.0132 | 0.0132 | 0.0132 | 0.0132 | 0.0132 | 0.0132 | 0.0132 | 0.0132 | 0.0132 | 0.0132 | 0.0132 | 0.0132 | 0.0132 | 0.0132 | 0.0132 | 0.0132 | 0.0132 | 0.0132
Decentralised | System Transformation | Storage Capacity (GWh) | Storage | Storage | Liquid Air | 0.015 | 0.015 | 0.015 | 0.015 | 0.015 | 0.015 | 0.015 | 0.015 | 0.015 | 0.015 | 0.015 | 0.015 | 0.015 | 0.015 | 0.015 | 0.015 | 0.015 | 0.015 | 0.015 | 0.015 | 0.015 | 0.015 | 0.015 | 0.015 | 0.015 | 0.015 | 0.015 | 0.015 | 0.015 | 0.015
Decentralised | System Transformation | Storage Capacity (GWh) | Storage | Storage | Pumped Hydro | 0 | [11 empty] | 0.6993 | 0.6993 | 0.6993 | 0.6993 | 0.6993 | 0.6993 | 0.6993 | 0.6993 | 0.6993 | 0.6993 | 0.6993 | 0.6993 | 0.6993 | 0.6993 | 0.6993 | 0.6993 | 0.6993 | 0.6993
Transmission | Consumer Transformation | Capacity (MW) | Interconnectors | Interconnectors | Interconnectors | 6060 | 7400 | 8400 | 9800 | 10300 | 10300 | 10300 | 13100 | 13100 | 13100 | 13100 | 13100 | 14500 | 16650 | 18750 | 18750 | 18750 | 20550 | 21950 | 21950 | 21950 | 21950 | 21950 | 21950 | 21950 | 21950 | 21950 | 21950 | 21950 | 21950
Transmission | Consumer Transformation | Capacity (MW) | Low Carbon | CCS | CCS Biomass | 0 | [7 empty] | 550 | 1100 | 2900 | 2900 | 5250 | 5850 | 6400 | 8800 | 10000 | 10000 | 10000 | 10000 | 11200 | 11800 | 11800 | 11800 | 11800 | 11800 | 11800 | 11800 | 11800 | 11800
Transmission | Consumer Transformation | Capacity (MW) | Low Carbon | CCS | CCS Gas | 0 | [6 empty] | 910 | 910 | 3270 | 3270 | 3270 | 3270 | 3270 | 3270 | 3270 | 3270 | 3270 | 3270 | 3270 | 3270 | 3270 | 3270 | 3270 | 3270 | 3270 | 3270 | 3270 | 3270 | 3270
Transmission | Consumer Transformation | Capacity (MW) | Low Carbon | Nuclear | Nuclear | 7636 | 6075 | 5496 | 4313.5 | 2470 | 1230 | 2900 | 4570 | 4570 | 4570 | 5510 | 5980 | 6450 | 6450 | 8120 | 10260 | 11200 | 11670 | 11670 | 12140 | 13236 | 13706 | 14802 | 15272 | 15272 | 15272 | 15272 | 15272 | 15272 | 15272
Transmission | Consumer Transformation | Capacity (MW) | Renewable | Biomass | Biomass | 3118 | 3403 | 3403 | 3403 | 3403 | 3403 | 3403 | 3403 | 2768 | 2768 | 2133 | 2133 | 1498 | 1498 | 863 | 467 | 467 | 467 | 467 | 467 | 384 | 384 | 285 | 285
Transmission | Consumer Transformation | Capacity (MW) | Renewable | Biomass | Biomass CHP | 132 | 132 | 132 | 132 | 132 | 132 | 132 | 132 | 132 | 132 | 132 | 132 | 132 | 132 | 132 | 102 | 102 | 82 | 82 | 82 | 55 | 55 | 55 | 55 | 55
Transmission | Consumer Transformation | Capacity (MW) | Renewable | Hydro | Hydro | 1380.5 | 1380.5 | 1380.5 | 1386.96 | 1386.96 | 1386.96 | 1386.96 | 1386.96 | 1386.96 | 1386.96 | 1386.96 | 1386.96 | 1386.96 | 1386.96 | 1386.96 | 1386.96 | 1386.96 | 1386.96 | 1386.96 | 1386.96 | 1386.96 | 1386.96 | 1386.96 | 1386.96 | 1386.96 | 1386.96 | 1386.96 | 1386.96 | 1386.96 | 1386.96
Transmission | Consumer Transformation | Capacity (MW) | Renewable | Marine | Marine | 14.9 | 14.9 | 14.9 | 14.9 | 15 | 25 | 108 | 108 | 138 | 138 | 173 | 173 | 173 | 173 | 173 | 173 | 198 | 198 | 2698 | 2698 | 5198 | 5198 | 5198 | 5223 | 5223 | 5223 | 5258 | 5258 | 5258 | 5258
Transmission | Consumer Transformation | Capacity (MW) | Renewable | Offshore Wind | Offshore Wind | 12382.5 | 12307 | 13821.5 | 15949.5 | 20409.5 | 22499.49 | 27418.49 | 28778.49 | 35559.49 | 43789.49 | 51229.49 | 56679.49 | 59659.49 | 70114.49 | 73534.49 | 73540.59 | 79419.59 | 82119.59 | 84919.59 | 89819.59 | 94419.59 | 98219.59 | 100769.6 | 105019.6 | 107519.6 | 108519.6 | 108819.6 | 109569.6 | 109569.6 | 109569.6
Transmission | Consumer Transformation | Capacity (MW) | Renewable | Onshore Wind | Onshore Wind | 7263.8 | 7550.8 | 7860.6 | 8520.3 | 11152.23 | 12651.73 | 14794.83 | 16972.43 | 18227.83 | 19407.43 | 19958.93 | 20353.13 | 20483.13 | 20743.13 | 21901.03 | 22253.03 | 22638.03 | 22638.03 | 22919.23 | 23514.23 | 23514.23 | 23514.23 | 23550.23 | 23676.23 | 23676.23 | 23711.03 | 23711.03 | 23711.03 | 23711.03 | 23711.03
Transmission | Consumer Transformation | Capacity (MW) | Renewable | Solar | Solar PV | 17.4 | 17.4 | 17.4 | 363.7 | 800.2 | 1011.7 | 1616 | 2104.98 | 2731.86 | 3122.66 | 3449.75 | 3699.65 | 3994.65 | 5528.55 | 5528.55 | 5528.55 | 5528.55 | 5528.55 | 5528.55 | 5578.55 | 5578.55 | 5578.55 | 5578.55 | 5578.55 | 5578.55 | 5678.45 | 6278.45 | 6278.45 | 6278.45 | 6278.45
Transmission | Consumer Transformation | Capacity (MW) | Renewable | Waste | Waste | 36 | 36 | 52 | 81.9 | 141.9 | 141.9 | 141.9 | 141.9 | 141.9 | 141.9 | 141.9 | 141.9 | 141.9 | 141.9 | 141.9 | 141.9 | 141.9 | 141.9 | 141.9 | 141.9 | 141.9 | 141.9 | 141.9 | 141.9 | 141.9 | 172.9 | 89.9 | 89.9 | 89.9 | 89.9
Transmission | Consumer Transformation | Capacity (MW) | Storage | Storage | Battery | 372.45 | 757.25 | 1185.7 | 2404.59 | 4993.84 | 5917.94 | 6796.24 | 7355.12 | 8519.8 | 9510.4 | 9830.39 | 10280.29 | 10705.19 | 12389.09 | 12389.09 | 12389.09 | 12389.09 | 12389.09 | 12389.09 | 12489.09 | 12489.09 | 12738.09 | 12738.09 | 12738.09 | 12738.09 | 12738.09 | 13338.09 | 13338.09 | 13338.09 | 13338.09
Transmission | Consumer Transformation | Capacity (MW) | Storage | Storage | Compressed Air | 0 | [9 empty] | 500 | 500 | 1500 | 1500 | 2000 | 2500 | 3000 | 3500 | 3500 | 3500 | 4000 | 5000 | 5000 | 5500 | 6000 | 6000 | 6000 | 6000 | 6000 | 6000
Transmission | Consumer Transformation | Capacity (MW) | Storage | Storage | Liquid Air | 0 |  |  |  | 49.9 | 49.9 | 149.7 | 149.7 | 349.7 | 549.7 | 749.7 | 999.6 | 1199.6 | 1399.6 | 1399.6 | 1399.6 | 1399.6 | 1399.6 | 1399.6 | 1899.6 | 1899.6 | 2399.6 | 2899.6 | 3399.6 | 3399.6 | 3399.6 | 3399.6 | 3399.6 | 3399.6 | 3399.6
Transmission | Consumer Transformation | Capacity (MW) | Storage | Storage | Pumped Hydro | 2380 | 2470 | 2744 | 2744 | 2744 | 2744 | 2744 | 2744 | 2744 | 2954 | 2954 | 4016 | 4016 | 4700 | 4700 | 4700 | 4700 | 4700 | 4700 | 4700 | 4700 | 4700 | 4700 | 4700 | 4700 | 4700 | 4700 | 4700 | 4700 | 4700
Transmission | Consumer Transformation | Capacity (MW) | Thermal | Coal | Coal | 2021: 4240; 2022: 1491; 2023: 1491
Transmission | Consumer Transformation | Capacity (MW) | Thermal | Gas | CCGT | 25527 | 26960 | 26960 | 26939.1 | 26939.1 | 26204.1 | 25024.1 | 22794.1 | 22794.1 | 21344.1 | 20902.1 | 20902.1 | 19483.1 | 18373.1 | 17046.1 | 13117.1 | 10010.1 | 9100.1 | 9100.1 | 9100.1 | 5983.1 | 5983.1 | 5033.1 | 5033.1 | 3472.1 | 380.1 | 380.1 | 380.1
Transmission | Consumer Transformation | Capacity (MW) | Thermal | Gas | Gas CHP | 1573.78 | 1573.8 | 2046.78 | 2096.78 | 2096.78 | 2096.78 | 2096.78 | 2096.78 | 2096.78 | 828.78 | 828.78 | 828.78 | 828.78 | 649.88 | 323.9 | 303 | 141 | 141 | 141 | 141 | 141 | 141 | 141 | 141 | 141
Transmission | Consumer Transformation | Capacity (MW) | Thermal | Gas | Gas Reciprocating Engines | 366 | 366 | 415.5 | 564.98 | 564.98 | 770.98 | 770.98 | 1070.98 | 1060.98 | 1060.98 | 1028.98 | 1028.98 | 1018.98 | 1018.98 | 954.98 | 205.5 | 205.5 | 205.5 | 205.5 | 205.5 | 156 | 156 | 156 | 156 | 156
Transmission | Consumer Transformation | Capacity (MW) | Thermal | Gas | OCGT | 2152.89 | 2062.9 | 2022.89 | 2919.89 | 3218.89 | 3218.89 | 3218.89 | 3185.89 | 2843.89 | 2444.89 | 2444.89 | 2463.89 | 2463.89 | 2388.89 | 1815.99 | 1196.99 | 1196.99 | 1196.99 | 1196.99 | 1196.99 | 598 | 598 | 598
Transmission | Consumer Transformation | Capacity (MW) | Thermal | Low Carbon | Hydrogen | 0 | [8 empty] | 1200 | 1200 | 1200 | 2400 | 2400 | 3000 | 4800 | 7300 | 7900 | 7900 | 7900 | 9700 | 10300 | 11500 | 12100 | 12700 | 12700 | 12700 | 12700 | 12700 | 12700
Transmission | Consumer Transformation | Capacity (MW) | Thermal | Other Thermal | Fuel Oil | 2021: 70.8; 2022: 70.8; 2023: 70.8; 2024: 135.8; 2025: 135.8; 2026: 135.8; 2027: 135.8; 2028: 135.8; 2029: 135.8; 2030: 135.8; 2031: 70.8; 2032: 70.8; 2033: 70.8; 2034: 70.8; 2035: 22.3
Transmission | Consumer Transformation | Consumption (TWh) | Storage | Storage Consumption (TWh) | Battery | 0.24962 | 0.5655 | 0.92726 | 2.2552 | 4.4718 | 4.8811 | 4.9765 | 5.2282 | 5.1457 | 5.2396 | 4.8431 | 4.6782 | 4.5934 | 4.9562 | 4.8988 | 4.7066 | 4.4181 | 4.0808 | 3.9886 | 3.8655 | 3.9486 | 3.9349 | 3.9456 | 3.944 | 3.9817 | 4.0136 | 4.3906 | 4.4945 | 4.607 | 4.6446
Transmission | Consumer Transformation | Consumption (TWh) | Storage | Storage Consumption (TWh) | Compressed Air | 0 | [9 empty] | 0.38691 | 0.34888 | 0.97796 | 0.89177 | 1.099 | 1.2869 | 1.4332 | 1.4524 | 1.389 | 1.3801 | 1.5193 | 1.8481 | 1.8418 | 1.9643 | 2.1259 | 2.1278 | 2.0983 | 2.1096 | 2.004 | 1.9917
Transmission | Consumer Transformation | Consumption (TWh) | Storage | Storage Consumption (TWh) | Liquid Air | 0 |  |  |  | 0.13906 | 0.13407 | 0.31349 | 0.3045 | 0.44601 | 0.53024 | 0.5674 | 0.71682 | 0.77209 | 0.79236 | 0.7624 | 0.70053 | 0.66306 | 0.58967 | 0.57339 | 0.73006 | 0.71153 | 0.84381 | 0.98692 | 1.1142 | 1.1082 | 1.1216 | 1.0938 | 1.1046 | 1.0727 | 1.064
Transmission | Consumer Transformation | Consumption (TWh) | Storage | Storage Consumption (TWh) | Pumped Hydro | 3.2623 | 2.3627 | 1.8212 | 2.156 | 2.3085 | 2.4117 | 2.6538 | 2.6672 | 2.5438 | 2.8523 | 2.6691 | 3.7516 | 3.4143 | 4.5829 | 4.2759 | 3.9876 | 3.8235 | 3.4602 | 3.4041 | 3.4653 | 3.6243 | 3.439 | 3.4771 | 3.4433 | 3.3598 | 3.3251 | 3.338 | 3.2263 | 3.173 | 3.0893
Transmission | Consumer Transformation | Export (TWh) | Interconnectors | Interconnectors | Interconnectors | -3.5511 | -4.8038 | -19.6913 | -16.0665 | -21.454 | -25.9268 | -35.7872 | -49.398 | -58.5824 | -69.3727 | -75.8295 | -77.3891 | -84.6097 | -100.026 | -111.308 | -110.632 | -112.887 | -121.707 | -131.063 | -133.294 | -139.057 | -144.726 | -148.574 | -153.401 | -156.07 | -156.482 | -157.49 | -157.974 | -160.311 | -160.422
Transmission | Consumer Transformation | Generation (TWh) | Low Carbon | CCS | CCS Biomass | 0 | [7 empty] | 2.1505 | 4.3011 | 11.3392 | 11.3392 | 20.5279 | 22.874 | 25.0245 | 26.0241 | 27.3408 | 29.5728 | 29.5728 | 29.5728 | 33.1215 | 34.8959 | 34.8959 | 34.8959 | 34.8959 | 34.8959 | 34.8959 | 34.8959 | 46.1389 | 46.1389
Transmission | Consumer Transformation | Generation (TWh) | Low Carbon | CCS | CCS Gas | 0 | [6 empty] | 4.4981 | 4.1266 | 12.9352 | 11.3064 | 10.8242 | 10.9754 | 10.3011 | 10.4048 | 10.7357 | 10.3758 | 10.3446 | 10.3321 | 9.7451 | 8.6 | 8.0617 | 7.667 | 7.0017 | 6.8829 | 6.7736 | 6.7271 | 6.687 | 6.1344 | 6.0305
Transmission | Consumer Transformation | Generation (TWh) | Low Carbon | Nuclear | Nuclear | 50.963 | 40.814 | 37.0547 | 29.3341 | 17.3079 | 9.2208 | 20.9811 | 32.9049 | 32.144 | 31.5313 | 34.9412 | 36.6256 | 39.0767 | 38.9347 | 49.9972 | 63.7407 | 67.5734 | 70.353 | 70.8118 | 72.2306 | 78.7062 | 80.5735 | 87.5067 | 89.0791 | 89.0358 | 89.7182 | 90.6113 | 91.5073 | 91.6748 | 92.1339
Transmission | Consumer Transformation | Generation (TWh) | Renewable | Biomass | Biomass | 10.4401 | 8.634 | 3.3178 | 3.2584 | 3.2144 | 3.3099 | 3.2757 | 0.22923 | 0.15085 | 0.12064 | 0.070222 | 0.06975 | 0.050106 | 0.045487 | 0.026616 | 0.016277 | 0.017139 | 0.017305 | 0.017578 | 0.016906 | 0.014141 | 0.013701 | 0.010175 | 0.008273
Transmission | Consumer Transformation | Generation (TWh) | Renewable | Biomass | Biomass CHP | 0.87649 | 0.8765 | 0.87649 | 0.87649 | 0.87649 | 0.87649 | 0.87649 | 0.010483 | 0.00917 | 0.00785 | 0.005844 | 0.005783 | 0.005577 | 0.005095 | 0.005071 | 0.003917 | 0.003831 | 0.003183 | 0.003213 | 0.002973 | 0.00203 | 0.002008 | 0.001969 | 0.00165 | 0.001349
Transmission | Consumer Transformation | Generation (TWh) | Renewable | Hydro | Hydro | 3.8668 | 3.868 | 3.8675 | 3.8678 | 3.8672 | 3.8657 | 3.865 | 3.867 | 3.8651 | 3.8662 | 3.8661 | 3.8648 | 3.8658 | 3.8648 | 3.8658 | 3.865 | 3.8651 | 3.866 | 3.8656 | 3.8653 | 3.8649 | 3.8654 | 3.8656 | 3.8658 | 3.8664 | 3.8662 | 3.8655 | 3.8655 | 3.8651 | 3.8655
Transmission | Consumer Transformation | Generation (TWh) | Renewable | Marine | Marine | 0.052981 | 0.053 | 0.052981 | 0.052981 | 0.053337 | 0.088895 | 0.38403 | 0.38403 | 0.4907 | 0.4907 | 0.61515 | 0.61515 | 0.61515 | 0.61515 | 0.61515 | 0.61515 | 0.70405 | 0.70405 | 9.5935 | 9.5935 | 18.483 | 18.483 | 18.483 | 18.5719 | 18.5719 | 18.5719 | 18.6963 | 18.6963 | 18.6963 | 18.6963
Transmission | Consumer Transformation | Generation (TWh) | Renewable | Solar | Solar PV | 0.014462 | 0.0145 | 0.014462 | 0.31455 | 0.71072 | 0.89905 | 1.4486 | 1.8941 | 2.4462 | 2.7978 | 3.0963 | 3.3202 | 3.5701 | 4.983 | 4.983 | 4.983 | 4.983 | 4.983 | 4.983 | 5.0245 | 5.0245 | 5.0245 | 5.0245 | 5.0245 | 5.0245 | 5.1182 | 5.6571 | 5.6571 | 5.6571 | 5.6571
Transmission | Consumer Transformation | Generation (TWh) | Renewable | Waste | Waste | 0.22761 | 0.2283 | 0.33067 | 0.49835 | 0.76507 | 0.73295 | 0.60056 | 0.5895 | 0.52514 | 0.4545 | 0.3738 | 0.34433 | 0.34758 | 0.30951 | 0.32818 | 0.33312 | 0.31864 | 0.31536 | 0.32134 | 0.30058 | 0.22131 | 0.13712 | 0.1051 | 0.081537 | 0.070469 | 0.074603 | 0.028546 | 0.026365 | 0.020807 | 0.015713
Transmission | Consumer Transformation | Generation (TWh) | Storage | Storage | Battery | 0.20806 | 0.4766 | 0.78414 | 1.9134 | 3.7973 | 4.1451 | 4.2276 | 4.4397 | 4.3678 | 4.4473 | 4.1105 | 3.9708 | 3.8996 | 4.2079 | 4.16 | 3.9967 | 3.7518 | 3.4655 | 3.3872 | 3.2825 | 3.3528 | 3.3412 | 3.3503 | 3.3489 | 3.381 | 3.4081 | 3.7285 | 3.8169 | 3.9128 | 3.945
Transmission | Consumer Transformation | Generation (TWh) | Storage | Storage | Compressed Air | 0 | [9 empty] | 0.32887 | 0.29655 | 0.83127 | 0.758 | 0.90241 | 1.0656 | 1.1918 | 1.2117 | 1.1587 | 1.1508 | 1.2699 | 1.529 | 1.5227 | 1.6267 | 1.7646 | 1.7709 | 1.7429 | 1.7532 | 1.6646 | 1.6564
Transmission | Consumer Transformation | Generation (TWh) | Storage | Storage | Liquid Air | 0 |  |  |  | 0.1182 | 0.11396 | 0.26647 | 0.259 | 0.37911 | 0.45071 | 0.45803 | 0.58732 | 0.6245 | 0.63247 | 0.60993 | 0.56212 | 0.53027 | 0.47359 | 0.46021 | 0.59229 | 0.57674 | 0.69057 | 0.81194 | 0.91977 | 0.91489 | 0.92658 | 0.9036 | 0.91297 | 0.88685 | 0.87952
Transmission | Consumer Transformation | Generation (TWh) | Storage | Storage | Pumped Hydro | 2.4675 | 1.8008 | 1.391 | 1.6352 | 1.7493 | 1.8248 | 2.005 | 2.0148 | 1.922 | 2.18 | 2.0412 | 2.8293 | 2.5781 | 3.4309 | 3.2024 | 2.9873 | 2.8652 | 2.5931 | 2.5512 | 2.5958 | 2.7126 | 2.5747 | 2.6032 | 2.578 | 2.5152 | 2.4911 | 2.5 | 2.4191 | 2.3729 | 2.3108
Transmission | Consumer Transformation | Generation (TWh) | Thermal | Coal | Coal | 2021: 9.4021; 2022: 0.0009; 2023: 0.067835
Transmission | Consumer Transformation | Generation (TWh) | Thermal | Gas | CCGT | 38.6304 | 49.875 | 75.4134 | 55.0949 | 39.752 | 40.4717 | 27.2214 | 24.5436 | 21.8046 | 17.1715 | 12.5261 | 11.6652 | 9.8621 | 7.7217 | 7.5761 | 6.4826 | 4.9802 | 4.3305 | 4.2229 | 3.5863 | 1.7867 | 0.98974 | 0.74812 | 0.59557 | 0.42893 | 0.059904 | 0.059942 | 0.059581
Transmission | Consumer Transformation | Generation (TWh) | Thermal | Gas | Gas CHP | 6.5195 | 6.5195 | 8.5036 | 8.7133 | 8.7133 | 8.7133 | 8.7133 | 8.7133 | 8.7133 | 3.3945 | 3.3945 | 3.3945 | 3.3945 | 2.8456 | 1.5163 | 1.4521 | 0.66699 | 0.66699 | 0.66699 | 0.66699 | 0.66699 | 0.66699 | 0.66699 | 0.66699 | 0.66699
Transmission | Consumer Transformation | Generation (TWh) | Thermal | Gas | Gas Reciprocating Engines | 0.0015951 | 0.0008 | 0.006124 | 0.001123 | 0.004235 | 0.006215 | 0 | 0.001414 | 0.001076 | 0 | 0 | 0 | 0 | 0 | 0.005904 | 0.005179 | 0.006442 | 0.007028 | 0.007028 | 0.007169 | 0.005335 | 0.005335 | 0.005335 | 0.005335 | 0.005335
Transmission | Consumer Transformation | Generation (TWh) | Thermal | Gas | OCGT | 0.0016669 | 0 | 0 | 0 | 0 | 0 | 0 | 0 | 0 | 0 | 0 | 0 | 0 | 0 | 0 | 0 | 0 | 0.03986 | 0.030318 | 0.03986 | 0.019913 | 0.019913 | 0.019913
Transmission | Consumer Transformation | Generation (TWh) | Thermal | Low Carbon | Hydrogen | 0 | [8 empty] | 0.36138 | 0.73634 | 1.1384 | 1.8182 | 2.2099 | 2.683 | 3.4665 | 4.5603 | 4.1997 | 4.3005 | 5.1046 | 6.6416 | 6.1597 | 6.6528 | 6.8281 | 7.1068 | 7.2796 | 7.3257 | 7.4513 | 7.985 | 8.082
Transmission | Consumer Transformation | Generation (TWh) | Thermal | Other Thermal | Fuel Oil | 2021: 0.010849; 2022: 0; 2023: 0; 2024: 0; 2025: 0; 2026: 0; 2027: 0; 2028: 0; 2029: 0; 2030: 0; 2031: 0; 2032: 0; 2033: 0; 2034: 0; 2035: 0
Transmission | Consumer Transformation | Import (TWh) | Interconnectors | Interconnectors | Interconnectors | 39.1472 | 39.474 | 22.4832 | 35.0649 | 39.7338 | 37.9545 | 31.0988 | 31.6924 | 27.8671 | 21.7842 | 19.8041 | 19.9882 | 21.2471 | 22.2678 | 23.0959 | 22.8853 | 22.1758 | 24.3298 | 24.0943 | 22.8094 | 20.5551 | 18.6054 | 17.029 | 15.635 | 14.4017 | 14.2482 | 14.2514 | 14.0747 | 12.1526 | 11.9526
Transmission | Consumer Transformation | Netflows (TWh) | Interconnectors | Interconnectors | Interconnectors | 35.5961 | 34.671 | 2.7919 | 18.9984 | 18.2798 | 12.0277 | -4.6884 | -17.7056 | -30.7153 | -47.5885 | -56.0254 | -57.4009 | -63.3626 | -77.7584 | -88.2125 | -87.747 | -90.7113 | -97.3768 | -106.969 | -110.484 | -118.502 | -126.121 | -131.545 | -137.766 | -141.668 | -142.234 | -143.239 | -143.899 | -148.159 | -148.469
Transmission | Consumer Transformation | Storage Capacity (GWh) | Storage | Storage | Battery | 0.40175 | 0.8716 | 1.5292 | 3.6996 | 8.1666 | 9.6576 | 11.1447 | 11.9086 | 13.9861 | 16.6216 | 17.0314 | 17.8813 | 18.4112 | 22.3701 | 22.3701 | 22.3701 | 22.3701 | 22.3701 | 22.3701 | 22.5701 | 22.5701 | 23.0681 | 23.0681 | 23.0681 | 23.0681 | 23.0681 | 25.4681 | 25.4681 | 25.4681 | 25.4681
Transmission | Consumer Transformation | Storage Capacity (GWh) | Storage | Storage | Compressed Air | 0 | [9 empty] | 2.5 | 2.5 | 7.5 | 7.5 | 10 | 12.5 | 15 | 17.5 | 17.5 | 17.5 | 20 | 25 | 25 | 27.5 | 30 | 30 | 30 | 30 | 30 | 30
Transmission | Consumer Transformation | Storage Capacity (GWh) | Storage | Storage | Liquid Air | 0 |  |  |  | 0.2994 | 0.2994 | 0.8982 | 0.8982 | 1.6982 | 2.4982 | 3.2982 | 4.3976 | 5.1976 | 5.9976 | 5.9976 | 5.9976 | 5.9976 | 5.9976 | 5.9976 | 7.9976 | 7.9976 | 9.9976 | 11.9976 | 13.9976 | 13.9976 | 13.9976 | 13.9976 | 13.9976 | 13.9976 | 13.9976
Transmission | Consumer Transformation | Storage Capacity (GWh) | Storage | Storage | Pumped Hydro | 25.82 | 26.36 | 28.004 | 28.004 | 28.004 | 28.004 | 28.004 | 28.004 | 28.004 | 30.839 | 30.839 | 46.004 | 46.004 | 64.13 | 64.13 | 64.13 | 64.13 | 64.13 | 64.13 | 64.13 | 64.13 | 64.13 | 64.13 | 64.13 | 64.13 | 64.13 | 64.13 | 64.13 | 64.13 | 64.13
Transmission | Falling Short | Capacity (MW) | Interconnectors | Interconnectors | Interconnectors | 6060 | 7400 | 8400 | 9800 | 9800 | 9800 | 10300 | 10300 | 10300 | 13100 | 13100 | 13100 | 13100 | 13100 | 13100 | 13100 | 13100 | 13100 | 13100 | 13100 | 13100 | 13100 | 13100 | 13100 | 13100 | 13100 | 13100 | 13100 | 13100 | 13100
Transmission | Falling Short | Capacity (MW) | Low Carbon | CCS | CCS Biomass | 0 | [9 empty] | 550 | 550 | 1100 | 1100 | 1650 | 1650 | 2200 | 2200 | 2200 | 2200 | 2200 | 2200 | 2800 | 2800 | 2800 | 4000 | 4000 | 4600 | 4600 | 5200
Transmission | Falling Short | Capacity (MW) | Low Carbon | CCS | CCS Gas | 0 | [10 empty] | 910 | 910 | 2410 | 5110 | 6010 | 7810 | 7810 | 9610 | 11410 | 13170 | 14970 | 17670 | 18570 | 20370 | 23070 | 23070 | 23070 | 23070 | 23070
Transmission | Falling Short | Capacity (MW) | Low Carbon | Nuclear | Nuclear | 7636 | 5496 | 4302 | 2470 | 1230 | 1230 | 1230 | 2900 | 4570 | 4570 | 4570 | 4570 | 4570 | 4570 | 4570 | 7180 | 9320 | 10730 | 10730 | 10730 | 12140 | 12140 | 12140 | 13550 | 14020 | 14490 | 14490 | 14490 | 14490 | 14490
Transmission | Falling Short | Capacity (MW) | Renewable | Biomass | Biomass | 3118 | 3403 | 3403 | 3403 | 3403 | 3753 | 3753 | 3753 | 3753 | 3753 | 3118 | 3118 | 2483 | 2483 | 1848 | 1848 | 2413 | 3013 | 3013 | 3013 | 3613 | 3613 | 3613 | 3613 | 3613 | 3613 | 3613 | 3613 | 3613 | 3613
Transmission | Falling Short | Capacity (MW) | Renewable | Biomass | Biomass CHP | 132 | 132 | 132 | 132 | 132 | 132 | 132 | 132 | 132 | 132 | 132 | 132 | 132 | 132 | 132 | 132 | 132 | 132 | 132 | 132 | 132 | 132 | 132 | 132 | 132 | 132 | 132 | 132 | 132 | 132
Transmission | Falling Short | Capacity (MW) | Renewable | Hydro | Hydro | 1380.5 | 1380.5 | 1380.5 | 1386.96 | 1386.96 | 1386.96 | 1386.96 | 1386.96 | 1386.96 | 1386.96 | 1386.96 | 1386.96 | 1386.96 | 1386.96 | 1386.96 | 1386.96 | 1386.96 | 1386.96 | 1386.96 | 1386.96 | 1386.96 | 1386.96 | 1386.96 | 1386.96 | 1386.96 | 1386.96 | 1386.96 | 1386.96 | 1386.96 | 1386.96
Transmission | Falling Short | Capacity (MW) | Renewable | Marine | Marine | 14.9 | 14.9 | 14.9 | 14.9 | 14.9 | 14.9 | 20 | 50 | 50 | 50 | 50 | 60 | 60 | 90 | 90 | 150 | 150 | 150 | 150 | 150 | 150 | 150 | 150 | 150 | 235 | 235 | 235 | 578 | 3078 | 3098
Transmission | Falling Short | Capacity (MW) | Renewable | Offshore Wind | Offshore Wind | 12382.5 | 12307 | 12306.5 | 12306.5 | 14269.5 | 14869.5 | 17529.5 | 21129.5 | 25689.5 | 30608.5 | 30699.5 | 33679.5 | 36179.5 | 40869.5 | 42849.5 | 52357.6 | 58602.6 | 62062.6 | 62456.6 | 62456.6 | 67024.6 | 68884.6 | 69744.6 | 70809.6 | 71809.6 | 71809.6 | 71809.6 | 73309.6 | 73309.6 | 73309.6
Transmission | Falling Short | Capacity (MW) | Renewable | Onshore Wind | Onshore Wind | 7263.8 | 7550.8 | 7550.8 | 7830.8 | 7965.2 | 8466.6 | 9595.53 | 12176.73 | 13521.33 | 14827.93 | 16323.73 | 17673.73 | 18294.23 | 18766.43 | 18802.43 | 19582.43 | 19827.43 | 19956.43 | 20021.43 | 20134.43 | 20184.83 | 20184.83 | 20184.83 | 20184.83 | 20184.83 | 20184.83 | 20249.83 | 20314.83 | 20314.83 | 20314.83
Transmission | Falling Short | Capacity (MW) | Renewable | Solar | Solar PV | 17.4 | 17.4 | 17.4 | 17.4 | 256.4 | 401.3 | 543.7 | 600.7 | 750.4 | 750.4 | 850.2 | 1674.1 | 1883.2 | 2246.98 | 2404.05 | 2753.95 | 2853.75 | 3030.75 | 3037.85 | 3321.75 | 3321.75 | 3371.65 | 3371.65 | 3371.65 | 3511.75 | 3511.75 | 3511.75 | 3511.75 | 3511.75 | 3511.75
Transmission | Falling Short | Capacity (MW) | Renewable | Waste | Waste | 36 | 36 | 306 | 382 | 431.9 | 461.8 | 461.8 | 461.8 | 461.8 | 461.8 | 461.8 | 461.8 | 461.8 | 461.8 | 461.8 | 461.8 | 461.8 | 461.8 | 461.8 | 461.8 | 461.8 | 461.8 | 461.8 | 461.8 | 461.8 | 461.8 | 461.8 | 544.8 | 544.8 | 544.8
Transmission | Falling Short | Capacity (MW) | Renewable | Waste | Waste CHP | 0 |  |  |  | 45 | 45 | 45 | 45 | 45 | 45 | 45 | 45 | 45 | 45 | 45 | 45 | 45 | 45 | 45 | 45 | 45 | 45 | 45 | 45 | 45 | 45 | 45 | 45 | 45 | 45
Transmission | Falling Short | Capacity (MW) | Storage | Storage | Battery | 372.45 | 667.35 | 667.35 | 907.25 | 1211.6 | 2146.75 | 2754.85 | 3825.25 | 4314.35 | 4985.54 | 5239.74 | 6797.24 | 7106.14 | 7762.52 | 7969.49 | 8339.29 | 8439.09 | 8658.89 | 8722.99 | 9056.79 | 9256.69 | 9306.59 | 9306.59 | 9306.59 | 9476.49 | 9476.49 | 9476.49 | 9476.49 | 9476.49 | 9476.49
Transmission | Falling Short | Capacity (MW) | Storage | Storage | Liquid Air | 0 |  |  |  |  | 49.9 | 49.9 | 49.9 | 49.9 | 49.9 | 49.9 | 49.9 | 49.9 | 49.9 | 249.9 | 449.9 | 649.9 | 649.9 | 649.9 | 649.9 | 649.9 | 649.9 | 649.9 | 649.9 | 649.9 | 649.9 | 649.9 | 649.9 | 649.9 | 649.9
Transmission | Falling Short | Capacity (MW) | Storage | Storage | Pumped Hydro | 2380 | 2470 | 2744 | 2744 | 2744 | 2744 | 2744 | 2744 | 2744 | 2744 | 2744 | 2744 | 2744 | 2744 | 2744 | 2744 | 2744 | 2744 | 2744 | 3404 | 3404 | 3404 | 3404 | 3404 | 3404 | 3404 | 3404 | 3404 | 3404 | 3404
Transmission | Falling Short | Capacity (MW) | Thermal | Coal | Coal | 2021: 4240; 2022: 2459; 2023: 1491
Transmission | Falling Short | Capacity (MW) | Thermal | Gas | CCGT | 25527 | 26960 | 27520 | 27520 | 27900.1 | 29674.1 | 29674.1 | 29674.1 | 28899.1 | 28498.1 | 27318.1 | 29018.1 | 30818.1 | 30818.1 | 30818.1 | 29408.1 | 28653.1 | 28653.1 | 29563.1 | 29563.1 | 29783.1 | 29438.1 | 29093.1 | 29093.1 | 29093.1 | 24969.1 | 25677.1 | 25677.1 | 27093.1 | 27093.1
Transmission | Falling Short | Capacity (MW) | Thermal | Gas | Gas CHP | 1573.78 | 1573.8 | 2046.78 | 2096.78 | 2096.78 | 2096.78 | 2096.78 | 2096.78 | 2096.78 | 2096.78 | 2096.78 | 2096.78 | 2096.78 | 2096.78 | 828.78 | 828.78 | 828.78 | 828.78 | 828.78 | 828.78 | 788.18 | 788.18 | 788.18 | 788.18 | 788.18 | 788.18 | 788.18 | 725.48 | 725.48 | 689.68
Transmission | Falling Short | Capacity (MW) | Thermal | Gas | Gas Reciprocating Engines | 366 | 366 | 415.5 | 651 | 963.98 | 1313.88 | 1313.88 | 1313.88 | 1313.88 | 1219.88 | 1219.88 | 1219.88 | 1219.88 | 1219.88 | 1219.88 | 1197.88 | 1197.88 | 1197.88 | 1497.88 | 1497.88 | 1477.88 | 1477.88 | 1467.88 | 1467.88 | 1467.88 | 1467.88 | 1467.88 | 1467.88 | 1447.88 | 1447.88
Transmission | Falling Short | Capacity (MW) | Thermal | Gas | OCGT | 2152.89 | 2062.9 | 2022.89 | 2919.89 | 3843.89 | 4293.89 | 4293.89 | 4293.89 | 4293.89 | 4293.89 | 4293.89 | 4193.89 | 4193.89 | 4193.89 | 4253.89 | 4195.89 | 4195.89 | 4208.89 | 4443.89 | 4443.89 | 4414.89 | 4414.89 | 4414.89 | 4414.89 | 4414.89 | 4274.89 | 4274.89 | 4224.99 | 4084.99 | 4084.99
Transmission | Falling Short | Capacity (MW) | Thermal | Low Carbon | Hydrogen | 2021: 0; 2046: 1200; 2047: 1800; 2048: 1800; 2049: 1800; 2050: 1800
Transmission | Falling Short | Capacity (MW) | Thermal | Other Thermal | Fuel Oil | 70.8 | 70.8 | 70.8 | 135.8 | 135.8 | 135.8 | 135.8 | 135.8 | 135.8 | 135.8 | 135.8 | 135.8 | 135.8 | 135.8 | 135.8 | 135.8 | 119.8 | 119.8 | 119.8 | 119.8 | 119.8 | 107.8 | 42.8 | 42.8 | 42.8 | 42.8 | 42.8 | 42.8 | 42.8 | 42.8
Transmission | Falling Short | Consumption (TWh) | Storage | Storage Consumption (TWh) | Battery | 0.24962 | 0.5171 | 0.48733 | 0.74361 | 1.0007 | 1.8818 | 2.3264 | 3.2523 | 3.3642 | 3.7473 | 3.8417 | 4.8389 | 4.8794 | 5.0106 | 5.0442 | 4.8454 | 4.4462 | 4.4317 | 4.5209 | 4.6982 | 4.6273 | 4.7002 | 4.7034 | 4.8053 | 4.7547 | 4.8409 | 4.7885 | 4.6806 | 4.7621 | 4.7509
Transmission | Falling Short | Consumption (TWh) | Storage | Storage Consumption (TWh) | Liquid Air | 0 |  |  |  |  | 0.14139 | 0.13647 | 0.13114 | 0.12558 | 0.12136 | 0.1213 | 0.11877 | 0.11526 | 0.11067 | 0.3156 | 0.47047 | 0.5647 | 0.5273 | 0.54682 | 0.53144 | 0.50682 | 0.50071 | 0.48894 | 0.47668 | 0.46954 | 0.45993 | 0.4516 | 0.43716 | 0.4289 | 0.40312
Transmission | Falling Short | Consumption (TWh) | Storage | Storage Consumption (TWh) | Pumped Hydro | 3.2623 | 2.3598 | 1.9192 | 1.9468 | 2.2194 | 2.0825 | 2.0692 | 2.063 | 2.5897 | 2.9053 | 2.9851 | 3.0069 | 3.0333 | 3.1189 | 3.1243 | 3.1099 | 3.0351 | 2.8395 | 2.9058 | 3.3657 | 3.103 | 3.084 | 2.9771 | 2.8733 | 2.8697 | 2.7645 | 2.7666 | 2.7174 | 2.6504 | 2.5369
Transmission | Falling Short | Export (TWh) | Interconnectors | Interconnectors | Interconnectors | -3.5511 | -3.5106 | -16.614 | -11.4935 | -6.851 | -9.8408 | -11.8489 | -18.1699 | -29.8434 | -43.4814 | -43.3578 | -49.0431 | -52.3928 | -58.1527 | -59.5993 | -72.9488 | -79.2427 | -80.6804 | -79.5369 | -76.7608 | -78.6854 | -78.1367 | -77.0891 | -78.1796 | -78.6332 | -78.0909 | -77.3206 | -77.5649 | -77.5579 | -75.7804
Transmission | Falling Short | Generation (TWh) | Low Carbon | CCS | CCS Biomass | 0 | [9 empty] | 1.4617 | 1.4402 | 3.253 | 3.253 | 4.8795 | 4.8795 | 6.506 | 6.506 | 6.506 | 6.506 | 6.506 | 6.506 | 8.2804 | 8.2804 | 8.2804 | 11.8291 | 11.8291 | 13.6035 | 13.6035 | 15.3779
Transmission | Falling Short | Generation (TWh) | Low Carbon | CCS | CCS Gas | 0 | [10 empty] | 4.4986 | 4.3369 | 10.412 | 21.4144 | 20.4626 | 21.8869 | 21.1062 | 25.8331 | 30.3838 | 30.3375 | 33.1277 | 37.7079 | 39.9562 | 44.2519 | 47.5384 | 50.4994 | 50.9583 | 50.351 | 51.5126
Transmission | Falling Short | Generation (TWh) | Low Carbon | Nuclear | Nuclear | 50.963 | 37.059 | 29.3037 | 17.3888 | 9.3216 | 9.316 | 9.3006 | 21.7046 | 33.7327 | 33.474 | 33.4021 | 33.1038 | 32.913 | 32.506 | 32.614 | 47.2811 | 58.9616 | 64.4488 | 65.0568 | 65.8553 | 71.1323 | 71.5903 | 72.135 | 78.6122 | 81.3499 | 84.235 | 85.3481 | 85.1037 | 85.2462 | 86.013
Transmission | Falling Short | Generation (TWh) | Renewable | Biomass | Biomass | 10.4401 | 7.2249 | 3.5567 | 3.4306 | 3.2557 | 5.6108 | 5.5994 | 0.32189 | 0.28571 | 0.26989 | 0.23334 | 0.21786 | 0.16476 | 0.1417 | 0.10907 | 0.07035 | 0.099451 | 0.12527 | 0.12978 | 0.13952 | 0.15937 | 0.15751 | 0.16018 | 0.15559 | 0.15915 | 0.15864 | 0.16698 | 0.17331 | 0.17144 | 0.18498
Transmission | Falling Short | Generation (TWh) | Renewable | Biomass | Biomass CHP | 0.87649 | 0.8765 | 0.87649 | 0.87649 | 0.87649 | 0.87649 | 0.87649 | 0.014926 | 0.013004 | 0.012125 | 0.011818 | 0.011171 | 0.010407 | 0.009049 | 0.010352 | 0.006843 | 0.005497 | 0.005336 | 0.005804 | 0.006179 | 0.005647 | 0.005589 | 0.005691 | 0.005256 | 0.005629 | 0.005627 | 0.006135 | 0.006404 | 0.00637 | 0.00659
Transmission | Falling Short | Generation (TWh) | Renewable | Hydro | Hydro | 3.8668 | 3.8674 | 3.8673 | 3.8672 | 3.8669 | 3.8673 | 3.8664 | 3.866 | 3.8655 | 3.8657 | 3.8655 | 3.8659 | 3.8657 | 3.8653 | 3.8652 | 3.8649 | 3.8649 | 3.865 | 3.866 | 3.8656 | 3.865 | 3.8654 | 3.8649 | 3.8651 | 3.8651 | 3.8659 | 3.8651 | 3.8658 | 3.8657 | 3.8647
Transmission | Falling Short | Generation (TWh) | Renewable | Marine | Marine | 0.052981 | 0.053 | 0.052981 | 0.052981 | 0.052981 | 0.052981 | 0.071116 | 0.17779 | 0.17779 | 0.17779 | 0.17779 | 0.21335 | 0.21335 | 0.32002 | 0.32002 | 0.53337 | 0.53337 | 0.53337 | 0.53337 | 0.53337 | 0.53337 | 0.53337 | 0.53337 | 0.53337 | 0.83561 | 0.83561 | 0.83561 | 2.0552 | 10.9447 | 11.0158
Transmission | Falling Short | Generation (TWh) | Renewable | Solar | Solar PV | 0.014462 | 0.0145 | 0.014462 | 0.014462 | 0.22437 | 0.35508 | 0.47668 | 0.52958 | 0.66943 | 0.66943 | 0.76133 | 1.512 | 1.6992 | 2.0297 | 2.1671 | 2.4735 | 2.5633 | 2.7196 | 2.726 | 2.9818 | 2.9818 | 3.0267 | 3.0267 | 3.0267 | 3.1443 | 3.1443 | 3.1443 | 3.1443 | 3.1443 | 3.1443
Transmission | Falling Short | Generation (TWh) | Renewable | Waste | Waste | 0.22761 | 0.2285 | 1.9435 | 2.4279 | 2.7401 | 2.8831 | 2.7189 | 2.5762 | 2.4168 | 2.2277 | 2.1474 | 2.0211 | 1.8851 | 1.6841 | 1.6155 | 1.2523 | 0.93492 | 0.89226 | 0.77861 | 0.68977 | 0.53838 | 0.48449 | 0.48707 | 0.43621 | 0.43187 | 0.37972 | 0.40992 | 0.4548 | 0.4461 | 0.45505
Transmission | Falling Short | Generation (TWh) | Renewable | Waste | Waste CHP | 0 |  |  |  | 0.35174 | 0.35129 | 0.34984 | 0.34739 | 0.34052 | 0.33673 | 0.3363 | 0.33167 | 0.32916 | 0.32456 | 0.32692 | 0.31239 | 0.30351 | 0.30087 | 0.30164 | 0.30255 | 0.29913 | 0.29855 | 0.29911 | 0.29908 | 0.29987 | 0.29963 | 0.30122 | 0.30101 | 0.30013 | 0.30154
Transmission | Falling Short | Generation (TWh) | Storage | Storage | Battery | 0.20806 | 0.4354 | 0.41012 | 0.62806 | 0.84677 | 1.5944 | 1.9726 | 2.7599 | 2.8573 | 3.1804 | 3.2605 | 4.1084 | 4.1421 | 4.2537 | 4.2824 | 4.1133 | 3.7738 | 3.7601 | 3.8363 | 3.9842 | 3.9248 | 3.9868 | 3.9902 | 4.0772 | 4.0342 | 4.1077 | 4.0635 | 3.9719 | 4.0414 | 4.0322
Transmission | Falling Short | Generation (TWh) | Storage | Storage | Liquid Air | 0 |  |  |  |  | 0.12018 | 0.116 | 0.11147 | 0.10675 | 0.10316 | 0.10311 | 0.10096 | 0.09797 | 0.094218 | 0.26826 | 0.39975 | 0.44648 | 0.41634 | 0.43026 | 0.42029 | 0.40069 | 0.39619 | 0.38729 | 0.37767 | 0.37137 | 0.36526 | 0.35806 | 0.34694 | 0.34048 | 0.32087
Transmission | Falling Short | Generation (TWh) | Storage | Storage | Pumped Hydro | 2.4675 | 1.7986 | 1.4645 | 1.4784 | 1.6834 | 1.5807 | 1.5719 | 1.5639 | 1.955 | 2.1911 | 2.2533 | 2.2688 | 2.288 | 2.3514 | 2.3546 | 2.3439 | 2.2873 | 2.143 | 2.1907 | 2.5588 | 2.3633 | 2.348 | 2.266 | 2.1924 | 2.1839 | 2.1054 | 2.1094 | 2.0716 | 2.02 | 1.9372
Transmission | Falling Short | Generation (TWh) | Thermal | Coal | Coal | 2021: 9.4021; 2022: 0.1938; 2023: 0.35557
Transmission | Falling Short | Generation (TWh) | Thermal | Gas | CCGT | 38.6304 | 65.115 | 102.1937 | 94.2596 | 74.8187 | 74.5283 | 65.4901 | 58.2402 | 48.4117 | 41.7725 | 40.4469 | 37.1437 | 38.1532 | 31.2865 | 27.0161 | 18.6121 | 12.0229 | 11.1614 | 10.7698 | 9.676 | 7.9518 | 7.1616 | 6.5295 | 6.2933 | 6.4029 | 4.1687 | 4.4803 | 4.5568 | 4.6842 | 4.9814
Transmission | Falling Short | Generation (TWh) | Thermal | Gas | Gas CHP | 6.5195 | 6.5195 | 8.5036 | 8.7133 | 8.7133 | 8.7133 | 8.7133 | 8.7133 | 8.7133 | 8.7133 | 8.7133 | 8.7133 | 8.7133 | 8.7133 | 3.3945 | 3.3945 | 3.3945 | 3.3945 | 3.3945 | 3.3945 | 3.2242 | 3.2242 | 3.2242 | 3.2242 | 3.2242 | 3.2242 | 3.2242 | 3.0318 | 3.0318 | 2.922
Transmission | Falling Short | Generation (TWh) | Thermal | Gas | Gas Reciprocating Engines | 0.0015951 | 0.0012 | 0.02297 | 0.049301 | 0.024325 | 0.034625 | 0.020202 | 0.028079 | 0.022948 | 0.019465 | 0.040929 | 0.016488 | 0.012241 | 0.007159 | 0.029202 | 0.02973 | 0.003785 | 0.011272 | 0.007855 | 0.008391 | 0.003653 | 0.027535 | 0.022598 | 0.027899 | 0.034344 | 0.009814 | 0.026056 | 0.034407 | 0.031455 | 0.035692
Transmission | Falling Short | Generation (TWh) | Thermal | Gas | OCGT | 0.0016669 | 0 | 0.004976 | 0 | 0 | 0 | 0 | 0 | 0 | 0 | 0 | 0 | 0 | 0 | 0 | 0 | 0 | 0 | 0 | 0 | 0 | 0 | 0 | 0 | 0 | 0 | 0 | 0 | 0 | 0
Transmission | Falling Short | Generation (TWh) | Thermal | Low Carbon | Hydrogen | 2021: 0; 2046: 0.47614; 2047: 0.76932; 2048: 0.76054; 2049: 0.77618; 2050: 0.79801
Transmission | Falling Short | Generation (TWh) | Thermal | Other Thermal | Fuel Oil | 0.010849 | 0 | 0.000191 | 0 | 0 | 0 | 0 | 0 | 0 | 0 | 0 | 0 | 0 | 0 | 0 | 0 | 0 | 0 | 0 | 0 | 0 | 0 | 0 | 0 | 0 | 0 | 0 | 0 | 0 | 0
Transmission | Falling Short | Import (TWh) | Interconnectors | Interconnectors | Interconnectors | 39.1472 | 43.38 | 25.6636 | 41.5256 | 55.8962 | 53.0669 | 51.2383 | 42.2301 | 32.9697 | 34.6163 | 35.5142 | 32.7343 | 31.3443 | 29.3713 | 27.4497 | 20.1192 | 17.6275 | 17.0776 | 18.288 | 20.7373 | 19.9731 | 20.6607 | 21.0005 | 20.3153 | 19.0264 | 19.5122 | 20.7808 | 20.9316 | 21.5163 | 22.7709
Transmission | Falling Short | Netflows (TWh) | Interconnectors | Interconnectors | Interconnectors | 35.5961 | 39.87 | 9.0496 | 30.0321 | 49.0453 | 43.2261 | 39.3894 | 24.0601 | 3.1264 | -8.865 | -7.8436 | -16.3088 | -21.0485 | -28.7813 | -32.1496 | -52.8296 | -61.6152 | -63.6028 | -61.2489 | -56.0235 | -58.7123 | -57.4759 | -56.0886 | -57.8642 | -59.6068 | -58.5787 | -56.5398 | -56.6333 | -56.0416 | -53.0096
Transmission | Falling Short | Storage Capacity (GWh) | Storage | Storage | Battery | 0.40175 | 0.7817 | 0.78165 | 1.2214 | 1.6495 | 3.3111 | 4.2697 | 6.3605 | 6.9494 | 8.0222 | 8.3738 | 10.9971 | 11.4474 | 12.4466 | 12.8035 | 13.4683 | 13.5431 | 13.7279 | 13.849 | 14.4026 | 14.8024 | 14.9022 | 14.9022 | 14.9022 | 15.0721 | 15.0721 | 15.0721 | 15.0721 | 15.0721 | 15.0721
Transmission | Falling Short | Storage Capacity (GWh) | Storage | Storage | Liquid Air | 0 |  |  |  |  | 0.2994 | 0.2994 | 0.2994 | 0.2994 | 0.2994 | 0.2994 | 0.2994 | 0.2994 | 0.2994 | 1.0994 | 1.8994 | 2.6994 | 2.6994 | 2.6994 | 2.6994 | 2.6994 | 2.6994 | 2.6994 | 2.6994 | 2.6994 | 2.6994 | 2.6994 | 2.6994 | 2.6994 | 2.6994
Transmission | Falling Short | Storage Capacity (GWh) | Storage | Storage | Pumped Hydro | 25.82 | 26.36 | 28.004 | 28.004 | 28.004 | 28.004 | 28.004 | 28.004 | 28.004 | 28.004 | 28.004 | 28.004 | 28.004 | 28.004 | 28.004 | 28.004 | 28.004 | 28.004 | 28.004 | 33.764 | 33.764 | 33.764 | 33.764 | 33.764 | 33.764 | 33.764 | 33.764 | 33.764 | 33.764 | 33.764
Transmission | Five Year Forecast | Capacity (MW) | Interconnectors | Interconnectors | Interconnectors | 2021: 6060; 2022: 7400; 2023: 8400; 2024: 9800; 2025: 9800; 2026: 10300; 2027: 10300
Transmission | Five Year Forecast | Capacity (MW) | Low Carbon | Nuclear | Nuclear | 2021: 7636; 2022: 6075; 2023: 4917; 2024: 3710; 2025: 3710; 2026: 2470; 2027: 2900
Transmission | Five Year Forecast | Capacity (MW) | Renewable | Biomass | Biomass | 2021: 3118; 2022: 3403; 2023: 3403; 2024: 3403; 2025: 3403; 2026: 3403; 2027: 3403
Transmission | Five Year Forecast | Capacity (MW) | Renewable | Biomass | Biomass CHP | 2021: 132; 2022: 132; 2023: 132; 2024: 132; 2025: 132; 2026: 132; 2027: 132
Transmission | Five Year Forecast | Capacity (MW) | Renewable | Hydro | Hydro | 2021: 1380.5; 2022: 1380.5; 2023: 1380.5; 2024: 1386.96; 2025: 1386.96; 2026: 1386.96; 2027: 1386.96
Transmission | Five Year Forecast | Capacity (MW) | Renewable | Marine | Marine | 2021: 14.9; 2022: 14.9; 2023: 14.9; 2024: 14.9; 2025: 15; 2026: 20; 2027: 60
Transmission | Five Year Forecast | Capacity (MW) | Renewable | Offshore Wind | Offshore Wind | 2021: 12382.5; 2022: 12307; 2023: 12306.5; 2024: 13821.5; 2025: 15949.5; 2026: 21729.5; 2027: 22399.49
Transmission | Five Year Forecast | Capacity (MW) | Renewable | Onshore Wind | Onshore Wind | 2021: 7263.8; 2022: 7550.8; 2023: 7724.8; 2024: 8309; 2025: 10468.1; 2026: 12760.43; 2027: 14458.53
Transmission | Five Year Forecast | Capacity (MW) | Renewable | Solar | Solar PV | 2021: 17.4; 2022: 17.4; 2023: 17.4; 2024: 333.3; 2025: 513.2; 2026: 513.2; 2027: 1085.4
Transmission | Five Year Forecast | Capacity (MW) | Renewable | Waste | Waste | 2021: 36; 2022: 36; 2023: 36; 2024: 52; 2025: 52; 2026: 52; 2027: 81.9
Transmission | Five Year Forecast | Capacity (MW) | Storage | Storage | Battery | 2021: 372.45; 2022: 757.25; 2023: 857.05; 2024: 1545.8; 2025: 2335.35; 2026: 2535.15; 2027: 4487.75
Transmission | Five Year Forecast | Capacity (MW) | Storage | Storage | Liquid Air | 2021: 0; 2025: 49.9; 2026: 49.9; 2027: 49.9
Transmission | Five Year Forecast | Capacity (MW) | Storage | Storage | Pumped Hydro | 2021: 2380; 2022: 2470; 2023: 2744; 2024: 2744; 2025: 2744; 2026: 2744; 2027: 2744
Transmission | Five Year Forecast | Capacity (MW) | Thermal | Coal | Coal | 2021: 4240; 2022: 1491; 2023: 1491
Transmission | Five Year Forecast | Capacity (MW) | Thermal | Gas | CCGT | 2021: 25527; 2022: 26960; 2023: 26960; 2024: 26939.1; 2025: 26939.1; 2026: 26204.1; 2027: 26164.1
Transmission | Five Year Forecast | Capacity (MW) | Thermal | Gas | Gas CHP | 2021: 1573.78; 2022: 1573.8; 2023: 2046.78; 2024: 2096.78; 2025: 2096.78; 2026: 2096.78; 2027: 2096.78
Transmission | Five Year Forecast | Capacity (MW) | Thermal | Gas | Gas Reciprocating Engines | 2021: 366; 2022: 366; 2023: 415.5; 2024: 564.98; 2025: 564.98; 2026: 470.98; 2027: 770.98
Transmission | Five Year Forecast | Capacity (MW) | Thermal | Gas | OCGT | 2021: 2152.89; 2022: 2062.9; 2023: 2022.89; 2024: 2919.89; 2025: 3218.89; 2026: 3218.89; 2027: 3218.89
Transmission | Five Year Forecast | Capacity (MW) | Thermal | Other Thermal | Fuel Oil | 2021: 70.8; 2022: 70.8; 2023: 70.8; 2024: 135.8; 2025: 135.8; 2026: 135.8; 2027: 135.8
Transmission | Five Year Forecast | Consumption (TWh) | Storage | Storage Consumption (TWh) | Battery | 2021: 0.24962; 2022: 0.5699; 2023: 0.60906; 2024: 1.3181; 2025: 2.0846; 2026: 2.2083; 2027: 3.4761
Transmission | Five Year Forecast | Consumption (TWh) | Storage | Storage Consumption (TWh) | Liquid Air | 2021: 0; 2025: 0.14006; 2026: 0.1328; 2027: 0.12722
Transmission | Five Year Forecast | Consumption (TWh) | Storage | Storage Consumption (TWh) | Pumped Hydro | 2021: 3.2623; 2022: 2.2889; 2023: 1.7325; 2024: 1.8028; 2025: 2.1049; 2026: 2.2971; 2027: 2.1494
Transmission | Five Year Forecast | Export (TWh) | Interconnectors | Interconnectors | Interconnectors | 2021: -3.5511; 2022: -5.4034; 2023: -22.1436; 2024: -17.3523; 2025: -14.0452; 2026: -22.0318; 2027: -23.068
Transmission | Five Year Forecast | Generation (TWh) | Low Carbon | Nuclear | Nuclear | 2021: 50.963; 2022: 40.819; 2023: 33.2993; 2024: 25.441; 2025: 25.4237; 2026: 17.3372; 2027: 21.6342
Transmission | Five Year Forecast | Generation (TWh) | Renewable | Biomass | Biomass | 2021: 10.4401; 2022: 8.9056; 2023: 3.7075; 2024: 3.4015; 2025: 3.2489; 2026: 3.3279; 2027: 3.3031
Transmission | Five Year Forecast | Generation (TWh) | Renewable | Biomass | Biomass CHP | 2021: 0.87649; 2022: 0.8765; 2023: 0.87649; 2024: 0.87649; 2025: 0.87649; 2026: 0.87649; 2027: 0.87649
Transmission | Five Year Forecast | Generation (TWh) | Renewable | Hydro | Hydro | 2021: 3.8668; 2022: 3.8671; 2023: 3.8676; 2024: 3.8676; 2025: 3.8674; 2026: 3.8661; 2027: 3.8661
Transmission | Five Year Forecast | Generation (TWh) | Renewable | Marine | Marine | 2021: 0.052981; 2022: 0.053; 2023: 0.052981; 2024: 0.052981; 2025: 0.053337; 2026: 0.071116; 2027: 0.21335
Transmission | Five Year Forecast | Generation (TWh) | Renewable | Solar | Solar PV | 2021: 0.014462; 2022: 0.0145; 2023: 0.014462; 2024: 0.28586; 2025: 0.4479; 2026: 0.4479; 2027: 0.97418
Transmission | Five Year Forecast | Generation (TWh) | Renewable | Waste | Waste | 2021: 0.22761; 2022: 0.2296; 2023: 0.23157; 2024: 0.32721; 2025: 0.30873; 2026: 0.28439; 2027: 0.43457
Transmission | Five Year Forecast | Generation (TWh) | Storage | Storage | Battery | 2021: 0.20806; 2022: 0.4803; 2023: 0.51369; 2024: 1.1169; 2025: 1.7668; 2026: 1.8751; 2027: 2.9533
Transmission | Five Year Forecast | Generation (TWh) | Storage | Storage | Liquid Air | 2021: 0; 2025: 0.11905; 2026: 0.11288; 2027: 0.10814
Transmission | Five Year Forecast | Generation (TWh) | Storage | Storage | Pumped Hydro | 2021: 2.4675; 2022: 1.7451; 2023: 1.3279; 2024: 1.3724; 2025: 1.598; 2026: 1.7391; 2027: 1.6308
Transmission | Five Year Forecast | Generation (TWh) | Thermal | Coal | Coal | 2021: 9.4021; 2022: 0.0006; 2023: 0.11725
Transmission | Five Year Forecast | Generation (TWh) | Thermal | Gas | CCGT | 2021: 38.6304; 2022: 55.742; 2023: 95.4071; 2024: 78.7446; 2025: 50.8171; 2026: 44.4479; 2027: 39.5548
Transmission | Five Year Forecast | Generation (TWh) | Thermal | Gas | Gas CHP | 2021: 6.5195; 2022: 6.5195; 2023: 8.5036; 2024: 8.7133; 2025: 8.7133; 2026: 8.7133; 2027: 8.7133
Transmission | Five Year Forecast | Generation (TWh) | Thermal | Gas | Gas Reciprocating Engines | 2021: 0.0015951; 2022: 0.0007; 2023: 0.010099; 2024: 0.012727; 2025: 0.005504; 2026: 0.007448; 2027: 0.003474
Transmission | Five Year Forecast | Generation (TWh) | Thermal | Gas | OCGT | 2021: 0.0016669; 2022: 0; 2023: 0; 2024: 0; 2025: 0; 2026: 0; 2027: 0
Transmission | Five Year Forecast | Generation (TWh) | Thermal | Other Thermal | Fuel Oil | 2021: 0.010849; 2022: 0; 2023: 0; 2024: 0; 2025: 0; 2026: 0; 2027: 0
Transmission | Five Year Forecast | Import (TWh) | Interconnectors | Interconnectors | Interconnectors | 2021: 39.1472; 2022: 37.142; 2023: 20.7015; 2024: 33.3542; 2025: 44.7639; 2026: 40.8363; 2027: 39.7141
Transmission | Five Year Forecast | Netflows (TWh) | Interconnectors | Interconnectors | Interconnectors | 2021: 35.5961; 2022: 31.739; 2023: -1.4422; 2024: 16.0019; 2025: 30.7187; 2026: 18.8045; 2027: 16.6461
Transmission | Five Year Forecast | Storage Capacity (GWh) | Storage | Storage | Battery | 2021: 0.40175; 2022: 0.8716; 2023: 0.9963; 2024: 2.1926; 2025: 3.5634; 2026: 3.963; 2027: 7.1313
Transmission | Five Year Forecast | Storage Capacity (GWh) | Storage | Storage | Liquid Air | 2021: 0; 2025: 0.2994; 2026: 0.2994; 2027: 0.2994
Transmission | Five Year Forecast | Storage Capacity (GWh) | Storage | Storage | Pumped Hydro | 2021: 25.82; 2022: 26.36; 2023: 28.004; 2024: 28.004; 2025: 28.004; 2026: 28.004; 2027: 28.004
Transmission | Leading The Way | Capacity (MW) | Interconnectors | Interconnectors | Interconnectors | 6060 | 7400 | 8400 | 9800 | 10300 | 10300 | 10300 | 13100 | 15250 | 19450 | 19450 | 19450 | 23150 | 24550 | 24550 | 24550 | 25950 | 25950 | 25950 | 25950 | 25950 | 25950 | 27350 | 27350 | 27350 | 27350 | 27350 | 27350 | 27350 | 27350
Transmission | Leading The Way | Capacity (MW) | Low Carbon | CCS | CCS Biomass | 0 | [6 empty] | 550 | 550 | 1100 | 1100 | 1650 | 1650 | 2200 | 2200 | 2800 | 2800 | 2800 | 2800 | 2800 | 2800 | 2800 | 2800 | 2800 | 2800 | 2800 | 2800 | 2800 | 2800 | 2800
Transmission | Leading The Way | Capacity (MW) | Low Carbon | CCS | CCS Gas | 0 | [5 empty] | 910 | 910 | 2410 | 2410 | 2410 | 2410 | 2410 | 3310 | 3310 | 3310 | 3310 | 3310 | 4210 | 4210 | 4210 | 4210 | 4210 | 4210 | 4210 | 4210 | 4210 | 4210 | 4210 | 4210
Transmission | Leading The Way | Capacity (MW) | Low Carbon | Nuclear | Nuclear | 7636 | 6075 | 6075 | 4917 | 3710 | 5380 | 7050 | 4570 | 4570 | 4570 | 5510 | 5510 | 5510 | 7180 | 7180 | 7650 | 7650 | 8120 | 8120 | 8120 | 8120 | 8120 | 8120 | 8120 | 8120 | 8120 | 8120 | 8120 | 8120 | 8120
Transmission | Leading The Way | Capacity (MW) | Renewable | Biomass | Biomass | 3118 | 3403 | 3403 | 3403 | 3403 | 3403 | 3403 | 2768 | 2768 | 2133 | 2133 | 1498 | 1102 | 467 | 467 | 467 | 467 | 467 | 467 | 15 | 15
Transmission | Leading The Way | Capacity (MW) | Renewable | Biomass | Biomass CHP | 132 | 132 | 132 | 132 | 132 | 132 | 132 | 132 | 132 | 132 | 132 | 132 | 132 | 132 | 82 | 82 | 82 | 82 | 82 | 27 | 27
Transmission | Leading The Way | Capacity (MW) | Renewable | Hydro | Hydro | 1380.5 | 1380.5 | 1380.5 | 1386.96 | 1386.96 | 1386.96 | 1386.96 | 1386.96 | 1386.96 | 1386.96 | 1386.96 | 1386.96 | 1386.96 | 1386.96 | 1386.96 | 1386.96 | 1386.96 | 1386.96 | 1386.96 | 1386.96 | 1386.96 | 1386.96 | 1386.96 | 1386.96 | 1386.96 | 1386.96 | 1386.96 | 1386.96 | 1386.96 | 1386.96
Transmission | Leading The Way | Capacity (MW) | Renewable | Marine | Marine | 14.9 | 14.9 | 14.9 | 15 | 25 | 50 | 55 | 85 | 85 | 85 | 95 | 95 | 95 | 155 | 155 | 245 | 245 | 386 | 729 | 729 | 729 | 729 | 729 | 729 | 729 | 729 | 729 | 729 | 729 | 729
Transmission | Leading The Way | Capacity (MW) | Renewable | Offshore Wind | Offshore Wind | 12382.5 | 14902 | 15949.5 | 20409.5 | 22499.49 | 27418.49 | 28778.49 | 34239.49 | 42289.49 | 50209.49 | 58979.49 | 62659.49 | 74414.49 | 77834.49 | 78182.49 | 83819.59 | 83819.59 | 85119.59 | 87619.59 | 88319.59 | 88319.59 | 88319.59 | 88319.59 | 88319.59 | 88319.59 | 88319.59 | 88319.59 | 88319.59 | 88319.59 | 88319.59
Transmission | Leading The Way | Capacity (MW) | Renewable | Onshore Wind | Onshore Wind | 7263.8 | 8096 | 8989.83 | 11425.83 | 14499.53 | 18065.23 | 20290.83 | 21520.43 | 22284.13 | 22333.63 | 22733.63 | 22968.63 | 23897.53 | 24272.53 | 24552.53 | 24552.53 | 24552.53 | 24552.53 | 24845.33 | 24845.33 | 24845.33 | 24845.33 | 24845.33 | 24845.33 | 24845.33 | 24845.33 | 24845.33 | 24845.33 | 24845.33 | 24845.33
Transmission | Leading The Way | Capacity (MW) | Renewable | Solar | Solar PV | 17.4 | 54.9 | 654.6 | 1025.4 | 1826.9 | 2115.8 | 2509.58 | 2873.35 | 4013.55 | 5820.55 | 6427.35 | 7299.45 | 7349.35 | 7349.35 | 7349.35 | 7349.35 | 7349.35 | 7349.35 | 7349.35 | 7349.35 | 7349.35 | 7349.35 | 7349.35 | 7349.35 | 7349.35 | 7349.35 | 7349.35 | 7349.35 | 7349.35 | 7349.35
Transmission | Leading The Way | Capacity (MW) | Renewable | Waste | Waste | 36 | 52 | 141.9 | 141.9 | 141.9 | 141.9 | 224.9 | 224.9 | 224.9 | 224.9 | 224.9 | 224.9 | 224.9 | 224.9 | 224.9 | 224.9 | 224.9 | 224.9 | 224.9 | 224.9 | 224.9 | 224.9
Transmission | Leading The Way | Capacity (MW) | Storage | Storage | Battery | 372.45 | 1224.2 | 2518.64 | 5293.84 | 6397.64 | 7470.74 | 8604.52 | 10208.19 | 11863.19 | 13820.19 | 14626.99 | 15429.09 | 15727.99 | 15727.99 | 15727.99 | 15727.99 | 15727.99 | 15727.99 | 15727.99 | 15727.99 | 15727.99 | 15727.99 | 15727.99 | 15727.99 | 15727.99 | 15727.99 | 15727.99 | 15727.99 | 15727.99 | 15727.99
Transmission | Leading The Way | Capacity (MW) | Storage | Storage | Compressed Air | 0 | [6 empty] | 500 | 1000 | 2000 | 3000 | 3500 | 4000 | 4500 | 5000 | 5500 | 6000 | 6000 | 6000 | 6000 | 6000 | 6000 | 6000 | 6000 | 6000 | 6000 | 6000 | 6000 | 6000 | 6000
Transmission | Leading The Way | Capacity (MW) | Storage | Storage | Liquid Air | 0 |  |  | 49.9 | 49.9 | 349.7 | 549.7 | 749.7 | 949.7 | 1149.7 | 1399.6 | 1599.6 | 1599.6 | 1799.6 | 1799.6 | 2299.6 | 2799.6 | 3299.6 | 3799.6 | 3799.6 | 3799.6 | 3799.6 | 3799.6 | 3799.6 | 3799.6 | 3799.6 | 3799.6 | 3799.6 | 3799.6 | 3799.6
Transmission | Leading The Way | Capacity (MW) | Storage | Storage | Pumped Hydro | 2380 | 2470 | 2744 | 2744 | 2744 | 2744 | 3806 | 3806 | 4700 | 4700 | 5000 | 5300 | 5300 | 5300 | 5300 | 5300 | 5300 | 5300 | 5300 | 5900 | 5900 | 5900 | 5900 | 5900 | 5900 | 5900 | 5900 | 5900 | 5900 | 5900
Transmission | Leading The Way | Capacity (MW) | Thermal | Coal | Coal | 2021: 4240; 2022: 1491; 2023: 1491
Transmission | Leading The Way | Capacity (MW) | Thermal | Gas | CCGT | 2021: 25527; 2022: 26960; 2023: 26960; 2024: 26939.1; 2025: 26939.1; 2026: 21112.1; 2027: 17832.1; 2028: 14503.1; 2029: 13641.1; 2030: 10524.1; 2031: 10524.1; 2032: 10524.1; 2033: 8385.1; 2034: 7965.1; 2035: 5328.1
Transmission | Leading The Way | Capacity (MW) | Thermal | Gas | Gas CHP | 2021: 1573.78; 2022: 1573.8; 2023: 2046.78; 2024: 2096.78; 2025: 2096.78; 2026: 2096.78; 2027: 2096.78; 2028: 2096.78; 2029: 567.78; 2030: 567.78; 2031: 537.78; 2032: 537.78; 2033: 358.9; 2034: 196.9; 2035: 134.2
Transmission | Leading The Way | Capacity (MW) | Thermal | Gas | Gas Reciprocating Engines | 2021: 366; 2022: 366; 2023: 465.98; 2024: 465.98; 2025: 765.98; 2026: 671.98; 2027: 971.98; 2028: 895.98; 2029: 895.98; 2030: 895.98; 2031: 895.98; 2032: 895.98; 2033: 895.98; 2034: 895.98; 2035: 699.98
Transmission | Leading The Way | Capacity (MW) | Thermal | Gas | OCGT | 2021: 2152.89; 2022: 2152.9; 2023: 2112.89; 2024: 2886.89; 2025: 3185.89; 2026: 3204.89; 2027: 3204.89; 2028: 3006.89; 2029: 2463.89; 2030: 2463.89; 2031: 2364.89; 2032: 2364.89; 2033: 2364.89; 2034: 1006.9; 2035: 918
Transmission | Leading The Way | Capacity (MW) | Thermal | Low Carbon | Hydrogen | 0 | [8 empty] | 600 | 600 | 600 | 600 | 600 | 1200 | 3700 | 3700 | 4900 | 5500 | 5500 | 5500 | 5500 | 5500 | 5500 | 5500 | 5500 | 5500 | 5500 | 5500 | 5500
Transmission | Leading The Way | Capacity (MW) | Thermal | Other Thermal | Fuel Oil | 2021: 70.8; 2022: 70.8; 2023: 70.8; 2024: 135.8; 2025: 135.8; 2026: 135.8; 2027: 135.8; 2028: 135.8; 2029: 135.8; 2030: 135.8; 2031: 107.8; 2032: 107.8; 2033: 42.8; 2034: 42.8; 2035: 22.3
Transmission | Leading The Way | Consumption (TWh) | Storage | Storage Consumption (TWh) | Battery | 0.24962 | 0.8853 | 1.9753 | 4.3223 | 4.5304 | 4.227 | 4.1916 | 4.7713 | 5.0387 | 5.7524 | 5.4364 | 5.4528 | 5.2874 | 5.1669 | 4.9322 | 4.8406 | 4.5771 | 4.3528 | 4.245 | 4.26 | 4.142 | 3.9316 | 3.8795 | 3.7841 | 3.6621 | 3.5496 | 3.412 | 3.288 | 3.1669 | 3.1357
Transmission | Leading The Way | Consumption (TWh) | Storage | Storage Consumption (TWh) | Compressed Air | 0 | [6 empty] | 0.35499 | 0.63644 | 1.2685 | 1.7241 | 1.8941 | 1.8607 | 1.9513 | 2.0105 | 2.0528 | 2.0151 | 1.8387 | 1.7432 | 1.7803 | 1.7698 | 1.6957 | 1.6297 | 1.613 | 1.5883 | 1.5033 | 1.3971 | 1.3915 | 1.404 | 1.3678
Transmission | Leading The Way | Consumption (TWh) | Storage | Storage Consumption (TWh) | Liquid Air | 0 |  |  | 0.12917 | 0.12018 | 0.40433 | 0.46554 | 0.50287 | 0.55893 | 0.64616 | 0.73259 | 0.76238 | 0.69037 | 0.7259 | 0.6824 | 0.78475 | 0.85454 | 0.94109 | 1.0079 | 1.015 | 1.0186 | 0.96491 | 0.92704 | 0.91919 | 0.87735 | 0.84233 | 0.79173 | 0.78626 | 0.78417 | 0.76006
Transmission | Leading The Way | Consumption (TWh) | Storage | Storage Consumption (TWh) | Pumped Hydro | 3.2623 | 1.9805 | 1.5204 | 1.9324 | 2.2277 | 2.3722 | 3.3434 | 3.1716 | 4.3038 | 4.4636 | 4.2025 | 4.1244 | 4.0943 | 3.9054 | 3.5553 | 3.4073 | 3.3111 | 3.2173 | 3.043 | 3.7411 | 3.5839 | 3.3902 | 3.1691 | 3.0433 | 2.7079 | 2.3663 | 2.3076 | 2.1919 | 2.1945 | 2.2196
Transmission | Leading The Way | Export (TWh) | Interconnectors | Interconnectors | Interconnectors | -3.5511 | -8.8902 | -27.4723 | -28.9864 | -32.0949 | -45.5725 | -50.1826 | -63.8616 | -79.0008 | -101.302 | -109.179 | -110.292 | -133.748 | -145.364 | -143.748 | -151.107 | -150.676 | -150.556 | -155.487 | -151.507 | -143.55 | -138.656 | -134.676 | -126.51 | -123.544 | -120.011 | -117.485 | -115.913 | -110.357 | -108.164
Transmission | Leading The Way | Generation (TWh) | Low Carbon | CCS | CCS Biomass | 0 | [6 empty] | 3.652 | 3.652 | 7.3041 | 7.3041 | 10.9561 | 10.9561 | 14.6082 | 14.6082 | 18.5922 | 18.5922 | 18.5922 | 18.5922 | 18.5922 | 18.5922 | 18.5922 | 18.5922 | 18.5922 | 18.5922 | 18.5922 | 18.5922 | 18.5922 | 18.5922 | 18.5922
Transmission | Leading The Way | Generation (TWh) | Low Carbon | CCS | CCS Gas | 0 | [5 empty] | 3.7236 | 4.0012 | 10.4686 | 10.0836 | 8.5753 | 8.4798 | 7.752 | 10.1573 | 10.5134 | 9.7517 | 10.1455 | 10.5522 | 12.7828 | 12.3526 | 11.8379 | 12.1302 | 12.7297 | 13.279 | 13.4092 | 13.7768 | 13.9881 | 14.2364 | 14.4698 | 14.2365
Transmission | Leading The Way | Generation (TWh) | Low Carbon | Nuclear | Nuclear | 50.963 | 40.807 | 40.8098 | 33.1955 | 25.3136 | 36.8327 | 48.2264 | 32.4583 | 32.2052 | 32.4388 | 36.6279 | 36.2647 | 35.7477 | 47.1024 | 47.6873 | 49.6379 | 50.5829 | 53.4376 | 53.3207 | 53.7871 | 55.4528 | 56.2958 | 57.5905 | 58.4218 | 58.6877 | 58.8463 | 58.8524 | 58.8364 | 58.0449 | 57.7143
Transmission | Leading The Way | Generation (TWh) | Renewable | Biomass | Biomass | 10.4401 | 11.41 | 3.4607 | 3.265 | 3.2416 | 3.4577 | 3.4248 | 6.7013 | 6.413 | 5.0045 | 4.2482 | 3.1188 | 2.2509 | 1.0066 | 1.1274 | 1.0954 | 1.3458 | 1.4268 | 1.2373 | 0.043534 | 0.030604
Transmission | Leading The Way | Generation (TWh) | Renewable | Biomass | Biomass CHP | 0.87649 | 0.8765 | 0.87649 | 0.87649 | 0.87649 | 0.87649 | 0.87649 | 0.52272 | 0.52291 | 0.51023 | 0.45213 | 0.4419 | 0.41231 | 0.39307 | 0.25122 | 0.23628 | 0.25623 | 0.27325 | 0.20668 | 0.083538 | 0.066035
Transmission | Leading The Way | Generation (TWh) | Renewable | Hydro | Hydro | 3.8668 | 3.8677 | 3.8671 | 3.867 | 3.8667 | 3.8653 | 3.8652 | 3.8655 | 3.8649 | 3.8647 | 3.8657 | 3.8661 | 3.8649 | 3.8643 | 3.8642 | 3.8665 | 3.8648 | 3.8653 | 3.866 | 3.8648 | 3.8646 | 3.8663 | 3.8664 | 3.8666 | 3.8666 | 3.8669 | 3.8671 | 3.867 | 3.8673 | 3.867
Transmission | Leading The Way | Generation (TWh) | Renewable | Marine | Marine | 0.052981 | 0.053 | 0.052981 | 0.053337 | 0.088895 | 0.17779 | 0.19557 | 0.30224 | 0.30224 | 0.30224 | 0.3378 | 0.3378 | 0.3378 | 0.55115 | 0.55115 | 0.87117 | 0.87117 | 1.3725 | 2.5922 | 2.5922 | 2.5922 | 2.5922 | 2.5922 | 2.5922 | 2.5922 | 2.5922 | 2.5922 | 2.5922 | 2.5922 | 2.5922
Transmission | Leading The Way | Generation (TWh) | Renewable | Solar | Solar PV | 0.014462 | 0.048 | 0.59022 | 0.9308 | 1.6682 | 1.9299 | 2.2729 | 2.5987 | 3.6131 | 5.2706 | 5.8126 | 6.5964 | 6.6412 | 6.6412 | 6.6412 | 6.6412 | 6.6412 | 6.6412 | 6.6412 | 6.6412 | 6.6412 | 6.6412 | 6.6412 | 6.6412 | 6.6412 | 6.6412 | 6.6412 | 6.6412 | 6.6412 | 6.6412
Transmission | Leading The Way | Generation (TWh) | Renewable | Waste | Waste | 0.22761 | 0.3287 | 0.90309 | 0.77275 | 0.67541 | 0.4817 | 0.62969 | 0.67462 | 0.63027 | 0.58026 | 0.42683 | 0.37437 | 0.31793 | 0.26512 | 0.32283 | 0.29881 | 0.34318 | 0.37061 | 0.32047 | 0.29495 | 0.18968 | 0.15596
Transmission | Leading The Way | Generation (TWh) | Storage | Storage | Battery | 0.20806 | 0.7474 | 1.675 | 3.6697 | 3.8482 | 3.5921 | 3.5585 | 4.0521 | 4.2788 | 4.8852 | 4.6165 | 4.6307 | 4.4906 | 4.3882 | 4.1891 | 4.1115 | 3.888 | 3.6906 | 3.606 | 3.6188 | 3.5189 | 3.3399 | 3.2961 | 3.2153 | 3.1116 | 3.0161 | 2.8992 | 2.7938 | 2.6906 | 2.6644
Transmission | Leading The Way | Generation (TWh) | Storage | Storage | Compressed Air | 0 | [6 empty] | 0.30174 | 0.54097 | 1.0436 | 1.4349 | 1.5824 | 1.556 | 1.6349 | 1.6654 | 1.7065 | 1.6769 | 1.5268 | 1.448 | 1.4807 | 1.4722 | 1.4108 | 1.3559 | 1.3421 | 1.321 | 1.2523 | 1.163 | 1.1595 | 1.1704 | 1.1403
Transmission | Leading The Way | Generation (TWh) | Storage | Storage | Liquid Air | 0 |  |  | 0.10979 | 0.10215 | 0.34368 | 0.39459 | 0.40844 | 0.45703 | 0.52121 | 0.58613 | 0.60558 | 0.54713 | 0.58028 | 0.54488 | 0.63687 | 0.69695 | 0.77035 | 0.82907 | 0.8361 | 0.83939 | 0.7957 | 0.76433 | 0.75896 | 0.72446 | 0.69763 | 0.6553 | 0.65159 | 0.64993 | 0.62931
Transmission | Leading The Way | Generation (TWh) | Storage | Storage | Pumped Hydro | 2.4675 | 1.5154 | 1.1647 | 1.4656 | 1.6888 | 1.795 | 2.5046 | 2.3742 | 3.2272 | 3.3439 | 3.1473 | 3.0897 | 3.0611 | 2.9196 | 2.658 | 2.5482 | 2.4733 | 2.4027 | 2.2724 | 2.7833 | 2.6698 | 2.5231 | 2.3612 | 2.2664 | 2.0228 | 1.7669 | 1.7227 | 1.6379 | 1.6391 | 1.6566
Transmission | Leading The Way | Generation (TWh) | Thermal | Coal | Coal | 2021: 9.4021; 2022: 0; 2023: 0
Transmission | Leading The Way | Generation (TWh) | Thermal | Gas | CCGT | 2021: 38.6304; 2022: 38.435; 2023: 63.2012; 2024: 38.1401; 2025: 28.5888; 2026: 18.3576; 2027: 11.7259; 2028: 10.9212; 2029: 8.8508; 2030: 6.8405; 2031: 4.9202; 2032: 4.8519; 2033: 3.222; 2034: 2.5699; 2035: 2.0686
Transmission | Leading The Way | Generation (TWh) | Thermal | Gas | Gas CHP | 2021: 6.5195; 2022: 6.5195; 2023: 8.5036; 2024: 8.7133; 2025: 8.7133; 2026: 8.7133; 2027: 8.7133; 2028: 8.7133; 2029: 2.1599; 2030: 2.1599; 2031: 2.0341; 2032: 2.0341; 2033: 1.4616; 2034: 0.67649; 2035: 0.4841
Transmission | Leading The Way | Generation (TWh) | Thermal | Gas | Gas Reciprocating Engines | 2021: 0.0015951; 2022: 0; 2023: 0.002101; 2024: 0; 2025: 0; 2026: 0; 2027: 0; 2028: 0; 2029: 0; 2030: 0; 2031: 0; 2032: 0; 2033: 0; 2034: 0; 2035: 0.01683
Transmission | Leading The Way | Generation (TWh) | Thermal | Gas | OCGT | 2021: 0.0016669; 2022: 0; 2023: 0; 2024: 0; 2025: 0; 2026: 0; 2027: 0; 2028: 0; 2029: 0; 2030: 0; 2031: 0; 2032: 0; 2033: 0; 2034: 0; 2035: 0
Transmission | Leading The Way | Generation (TWh) | Thermal | Low Carbon | Hydrogen | 0 | [8 empty] | 0.85253 | 0.87425 | 0.84244 | 0.61203 | 0.51322 | 1.2614 | 3.459 | 3.3408 | 3.8933 | 4.074 | 4.1878 | 4.192 | 3.6174 | 3.573 | 3.2484 | 3.3052 | 3.2912 | 3.2634 | 3.0096 | 2.9259 | 2.915
Transmission | Leading The Way | Generation (TWh) | Thermal | Other Thermal | Fuel Oil | 2021: 0.010849; 2022: 0; 2023: 0; 2024: 0; 2025: 0; 2026: 0; 2027: 0; 2028: 0; 2029: 0; 2030: 0; 2031: 0; 2032: 0; 2033: 0; 2034: 0; 2035: 0
Transmission | Leading The Way | Import (TWh) | Interconnectors | Interconnectors | Interconnectors | 39.1472 | 31.488 | 17.509 | 25.4681 | 32.5959 | 25.823 | 22.2263 | 24.9023 | 23.8848 | 27.901 | 25.507 | 26.1693 | 28.4525 | 27.8737 | 26.2791 | 23.5197 | 26.2185 | 25.3094 | 24.0002 | 23.6251 | 25.203 | 25.6482 | 29.0789 | 32.0368 | 30.069 | 30.2416 | 30.3214 | 29.9949 | 30.7179 | 30.5454
Transmission | Leading The Way | Netflows (TWh) | Interconnectors | Interconnectors | Interconnectors | 35.5961 | 22.598 | -9.9633 | -3.5183 | 0.50103 | -19.7495 | -27.9563 | -38.9594 | -55.116 | -73.4013 | -83.6716 | -84.1228 | -105.296 | -117.49 | -117.468 | -127.588 | -124.458 | -125.247 | -131.487 | -127.882 | -118.347 | -113.008 | -105.597 | -94.4731 | -93.4747 | -89.7693 | -87.1637 | -85.918 | -79.6391 | -77.6185
Transmission | Leading The Way | Storage Capacity (GWh) | Storage | Storage | Battery | 0.40175 | 1.5619 | 3.6861 | 8.6128 | 10.2203 | 12.1897 | 15.1258 | 19.0944 | 23.0543 | 28.2113 | 29.6931 | 31.1002 | 31.698 | 31.698 | 31.698 | 31.698 | 31.698 | 31.698 | 31.698 | 31.698 | 31.698 | 31.698 | 31.698 | 31.698 | 31.698 | 31.698 | 31.698 | 31.698 | 31.698 | 31.698
Transmission | Leading The Way | Storage Capacity (GWh) | Storage | Storage | Compressed Air | 0 | [6 empty] | 2.5 | 5 | 10 | 15 | 17.5 | 20 | 22.5 | 25 | 27.5 | 30 | 30 | 30 | 30 | 30 | 30 | 30 | 30 | 30 | 30 | 30 | 30 | 30 | 30
Transmission | Leading The Way | Storage Capacity (GWh) | Storage | Storage | Liquid Air | 0 |  |  | 0.2994 | 0.2994 | 1.6982 | 2.4982 | 3.2982 | 4.0982 | 4.8982 | 5.9976 | 6.7976 | 6.7976 | 7.5976 | 7.5976 | 9.5976 | 11.5976 | 13.5976 | 15.5976 | 15.5976 | 15.5976 | 15.5976 | 15.5976 | 15.5976 | 15.5976 | 15.5976 | 15.5976 | 15.5976 | 15.5976 | 15.5976
Transmission | Leading The Way | Storage Capacity (GWh) | Storage | Storage | Pumped Hydro | 25.82 | 26.36 | 28.004 | 28.004 | 28.004 | 28.004 | 43.169 | 43.169 | 64.13 | 64.13 | 66.53 | 68.63 | 68.63 | 68.63 | 68.63 | 68.63 | 68.63 | 68.63 | 68.63 | 83.03 | 83.03 | 83.03 | 83.03 | 83.03 | 83.03 | 83.03 | 83.03 | 83.03 | 83.03 | 83.03
Transmission | System Transformation | Capacity (MW) | Interconnectors | Interconnectors | Interconnectors | 6060 | 7400 | 8400 | 9800 | 9800 | 10300 | 10300 | 10300 | 13100 | 13100 | 13100 | 13100 | 13100 | 13100 | 13100 | 14500 | 15900 | 15900 | 15900 | 15900 | 15900 | 15900 | 15900 | 15900 | 15900 | 15900 | 15900 | 15900 | 15900 | 15900
Transmission | System Transformation | Capacity (MW) | Low Carbon | CCS | CCS Biomass | 0 | [8 empty] | 550 | 550 | 1700 | 1700 | 4050 | 5250 | 8800 | 8800 | 9400 | 9400 | 9400 | 9400 | 9400 | 10000 | 10000 | 10000 | 10000 | 10000 | 10000 | 10000 | 10000
Transmission | System Transformation | Capacity (MW) | Low Carbon | CCS | CCS Gas | 0 | [7 empty] | 910 | 3270 | 3270 | 3270 | 3270 | 3270 | 4170 | 4170 | 4170 | 5070 | 5970 | 7770 | 10470 | 12270 | 13170 | 13170 | 13170 | 13170 | 14070 | 14070 | 14070 | 14070
Transmission | System Transformation | Capacity (MW) | Low Carbon | Nuclear | Nuclear | 7636 | 6075 | 4917 | 3710 | 3710 | 2470 | 2900 | 4570 | 4570 | 4570 | 4570 | 5040 | 5510 | 5510 | 5980 | 8120 | 10260 | 10730 | 11826 | 12922 | 12922 | 12922 | 12922 | 12922 | 12922 | 12922 | 12922 | 12922 | 12922 | 12922
Transmission | System Transformation | Capacity (MW) | Renewable | Biomass | Biomass | 3118 | 3403 | 3403 | 3403 | 3403 | 3403 | 3403 | 3403 | 3403 | 2768 | 2768 | 2133 | 2133 | 1498 | 817 | 782 | 782 | 782 | 782 | 782 | 744 | 699 | 699 | 699 | 699 | 600 | 600 | 600 | 600 | 600
Transmission | System Transformation | Capacity (MW) | Renewable | Biomass | Biomass CHP | 132 | 132 | 132 | 132 | 132 | 132 | 132 | 132 | 132 | 132 | 132 | 132 | 132 | 132 | 132 | 132 | 132 | 57 | 57 | 57 | 27 | 27 | 27 | 27 | 27
Transmission | System Transformation | Capacity (MW) | Renewable | Hydro | Hydro | 1380.5 | 1380.5 | 1380.5 | 1386.96 | 1386.96 | 1386.96 | 1386.96 | 1386.96 | 1386.96 | 1386.96 | 1386.96 | 1386.96 | 1386.96 | 1386.96 | 1386.96 | 1386.96 | 1386.96 | 1386.96 | 1386.96 | 1386.96 | 1386.96 | 1386.96 | 1386.96 | 1386.96 | 1386.96 | 1386.96 | 1386.96 | 1386.96 | 1386.96 | 1386.96
Transmission | System Transformation | Capacity (MW) | Renewable | Marine | Marine | 14.9 | 14.9 | 14.9 | 14.9 | 15 | 20 | 30 | 60 | 60 | 60 | 148 | 148 | 153 | 153 | 153 | 153 | 178 | 178 | 178 | 178 | 178 | 2828 | 2828 | 3121 | 5621 | 5621 | 5621 | 8121 | 8146 | 8146
Transmission | System Transformation | Capacity (MW) | Renewable | Offshore Wind | Offshore Wind | 12382.5 | 12307 | 12306.5 | 13821.5 | 15949.5 | 20409.5 | 22399.49 | 27318.49 | 28678.49 | 39759.49 | 43789.49 | 51229.49 | 56179.49 | 59159.49 | 69614.49 | 72692.59 | 73040.59 | 77619.59 | 80119.59 | 82919.59 | 83919.59 | 87119.59 | 89419.59 | 90319.59 | 91969.59 | 94319.59 | 95819.59 | 96819.59 | 96819.59 | 96819.59
Transmission | System Transformation | Capacity (MW) | Renewable | Onshore Wind | Onshore Wind | 7263.8 | 7550.8 | 7724.8 | 8309 | 10468.1 | 12257.43 | 13778.73 | 15477.83 | 16873.13 | 17838.03 | 19101.73 | 19492.73 | 20217.33 | 20607.33 | 21387.33 | 21567.33 | 21632.33 | 21692.33 | 21757.33 | 21918.33 | 22014.93 | 22014.93 | 22054.93 | 22054.93 | 22119.93 | 22119.93 | 22190.73 | 22190.73 | 22190.73 | 22190.73
Transmission | System Transformation | Capacity (MW) | Renewable | Solar | Solar PV | 17.4 | 17.4 | 17.4 | 333.3 | 513.2 | 513.2 | 1085.4 | 1756.2 | 1870.2 | 1982.1 | 2089 | 2415.97 | 2615.75 | 2842.65 | 3212.75 | 3269.75 | 3376.65 | 3633.45 | 3703.65 | 3867.55 | 3867.55 | 4057.55 | 4057.55 | 4057.55 | 3957.65 | 3957.65 | 3957.65 | 3957.65 | 3957.65 | 3957.65
Transmission | System Transformation | Capacity (MW) | Renewable | Waste | Waste | 36 | 36 | 36 | 52 | 52 | 52 | 81.9 | 141.9 | 141.9 | 141.9 | 141.9 | 141.9 | 141.9 | 141.9 | 141.9 | 141.9 | 141.9 | 141.9 | 141.9 | 224.9 | 224.9 | 224.9 | 224.9 | 224.9 | 224.9 | 224.9 | 224.9 | 208.9 | 208.9 | 208.9
Transmission | System Transformation | Capacity (MW) | Storage | Storage | Battery | 372.45 | 757.25 | 857.05 | 1545.8 | 2335.35 | 2535.15 | 4487.75 | 6539.35 | 6933.64 | 7812.14 | 7979.04 | 8355.91 | 8555.69 | 8782.59 | 9172.59 | 9429.49 | 9729.19 | 10035.89 | 10106.09 | 10269.99 | 10319.89 | 10439.89 | 10439.89 | 10439.89 | 10439.89 | 10439.89 | 10688.89 | 10688.89 | 10688.89 | 10688.89
Transmission | System Transformation | Capacity (MW) | Storage | Storage | Compressed Air | 2021: 0; 2037: 500; 2038: 1000; 2039: 1500; 2040: 2000; 2041: 2500; 2042: 3500; 2043: 3500; 2044: 4000; 2045: 4000; 2046: 4500; 2047: 4500; 2048: 4500; 2049: 4500; 2050: 4500
Transmission | System Transformation | Capacity (MW) | Storage | Storage | Liquid Air | 0 |  |  |  | 49.9 | 49.9 | 49.9 | 49.9 | 49.9 | 149.7 | 149.7 | 349.7 | 549.7 | 799.6 | 799.6 | 799.6 | 999.6 | 999.6 | 999.6 | 999.6 | 999.6 | 999.6 | 999.6 | 1499.6 | 1999.6 | 2499.6 | 2499.6 | 2999.6 | 2999.6 | 2999.6
Transmission | System Transformation | Capacity (MW) | Storage | Storage | Pumped Hydro | 2380 | 2470 | 2744 | 2744 | 2744 | 2744 | 2744 | 2744 | 2744 | 2744 | 2744 | 2744 | 2744 | 2954 | 2954 | 2954 | 4016 | 4016 | 4016 | 4016 | 4016 | 4016 | 4016 | 4016 | 4016 | 4016 | 4016 | 4016 | 4016 | 4016
Transmission | System Transformation | Capacity (MW) | Thermal | Coal | Coal | 2021: 4240; 2022: 1491; 2023: 1491
Transmission | System Transformation | Capacity (MW) | Thermal | Gas | CCGT | 25527 | 26960 | 26960 | 26939.1 | 26939.1 | 26204.1 | 26164.1 | 24984.1 | 22194.1 | 20962.1 | 20962.1 | 20962.1 | 20962.1 | 20962.1 | 18203.1 | 13093.1 | 11992.1 | 10185.1 | 8288.1 | 6612.1 | 4901 | 2659 | 460 | 460
Transmission | System Transformation | Capacity (MW) | Thermal | Gas | Gas CHP | 1573.78 | 1573.8 | 2046.78 | 2096.78 | 2096.78 | 2096.78 | 2096.78 | 2096.78 | 2096.78 | 828.78 | 828.78 | 828.78 | 828.78 | 670.78 | 508.78 | 487.88 | 384.78 | 281.9 | 281.9 | 281.9 | 281.9 | 140.9
Transmission | System Transformation | Capacity (MW) | Thermal | Gas | Gas Reciprocating Engines | 366 | 366 | 415.5 | 564.98 | 564.98 | 470.98 | 770.98 | 770.98 | 1070.98 | 1070.98 | 1070.98 | 1069.98 | 1038.98 | 1038.98 | 1018.98 | 829.5 | 205.5 | 165.5 | 165.5 | 165.5 | 104 | 83
Transmission | System Transformation | Capacity (MW) | Thermal | Gas | OCGT | 2152.89 | 2062.9 | 2022.89 | 2919.89 | 3218.89 | 3218.89 | 3218.89 | 3218.89 | 3237.89 | 2654.89 | 2554.89 | 2554.89 | 2496.89 | 2496.89 | 2111.89 | 1492.89 | 1310.99 | 1196.99 | 1196.99 | 1196.99
Transmission | System Transformation | Capacity (MW) | Thermal | Low Carbon | Hydrogen | 0 | [8 empty] | 1200 | 1800 | 1800 | 2400 | 2400 | 4200 | 6700 | 6700 | 7300 | 9100 | 9100 | 9700 | 10900 | 12700 | 12700 | 12700 | 12700 | 13300 | 13300 | 13900 | 13900
Transmission | System Transformation | Capacity (MW) | Thermal | Other Thermal | Fuel Oil | 2021: 70.8; 2022: 70.8; 2023: 70.8; 2024: 135.8; 2025: 135.8; 2026: 135.8; 2027: 135.8; 2028: 135.8; 2029: 135.8; 2030: 135.8; 2031: 135.8; 2032: 135.8; 2033: 135.8; 2034: 135.8; 2035: 135.8; 2036: 113.5; 2037: 113.5
Transmission | System Transformation | Consumption (TWh) | Storage | Storage Consumption (TWh) | Battery | 0.24962 | 0.5696 | 0.60847 | 1.3163 | 2.0853 | 2.2241 | 3.493 | 4.6063 | 4.8923 | 4.6324 | 4.4963 | 4.3289 | 4.2325 | 3.9816 | 3.7012 | 3.7593 | 3.8171 | 3.7969 | 3.7217 | 3.7356 | 3.7001 | 3.759 | 3.6987 | 3.5882 | 3.4944 | 3.3935 | 3.4035 | 3.3965 | 3.2999 | 3.2952
Transmission | System Transformation | Consumption (TWh) | Storage | Storage Consumption (TWh) | Compressed Air | 2021: 0; 2037: 0.35791; 2038: 0.66746; 2039: 0.9438; 2040: 1.1522; 2041: 1.3657; 2042: 1.783; 2043: 1.7086; 2044: 1.7936; 2045: 1.8382; 2046: 1.9641; 2047: 1.8894; 2048: 1.9024; 2049: 1.7577; 2050: 1.7559
Transmission | System Transformation | Consumption (TWh) | Storage | Storage Consumption (TWh) | Liquid Air | 0 |  |  |  | 0.13999 | 0.1333 | 0.12799 | 0.11847 | 0.1156 | 0.26522 | 0.25363 | 0.3858 | 0.50646 | 0.68022 | 0.62332 | 0.60869 | 0.71659 | 0.66683 | 0.63931 | 0.60205 | 0.58206 | 0.56211 | 0.53998 | 0.69335 | 0.8836 | 1.0332 | 1.0083 | 1.1782 | 1.0832 | 1.0933
Transmission | System Transformation | Consumption (TWh) | Storage | Storage Consumption (TWh) | Pumped Hydro | 3.2623 | 2.2773 | 1.7442 | 1.8098 | 2.1215 | 2.2149 | 2.2651 | 2.5577 | 2.4663 | 2.9031 | 2.9246 | 2.8585 | 2.8701 | 3.1147 | 3.0393 | 3.0161 | 4.1675 | 3.9934 | 3.6704 | 3.4864 | 3.2481 | 3.0792 | 2.8902 | 2.6409 | 2.7047 | 2.6167 | 2.6321 | 2.5041 | 2.4652 | 2.3892
Transmission | System Transformation | Export (TWh) | Interconnectors | Interconnectors | Interconnectors | -3.5511 | -5.2693 | -22.085 | -17.5583 | -14.603 | -20.8753 | -24.1398 | -34.661 | -46.4982 | -64.6094 | -68.0029 | -74.5132 | -77.7005 | -79.4814 | -86.9421 | -97.6539 | -104.746 | -105.111 | -105.651 | -105.79 | -103.691 | -102.549 | -99.0701 | -93.4199 | -90.4416 | -88.1362 | -87.4214 | -85.9855 | -82.6566 | -81.9236
Transmission | System Transformation | Generation (TWh) | Low Carbon | CCS | CCS Biomass | 0 | [8 empty] | 2.1505 | 2.1505 | 6.6471 | 6.6471 | 15.8358 | 20.5279 | 24.0599 | 24.0599 | 25.7004 | 27.7984 | 27.7984 | 27.7984 | 27.7984 | 29.5728 | 29.5728 | 29.5728 | 29.5728 | 29.5728 | 29.5728 | 29.5728 | 39.1008
Transmission | System Transformation | Generation (TWh) | Low Carbon | CCS | CCS Gas | 0 | [7 empty] | 5.1434 | 13.1555 | 12.0083 | 10.5955 | 9.9448 | 9.1884 | 10.0077 | 9.5996 | 9.7224 | 11.2183 | 12.4725 | 14.0119 | 16.8169 | 17.9356 | 18.9524 | 21.469 | 22.2935 | 22.0844 | 25.4576 | 24.0135 | 25.3918 | 23.8228
Transmission | System Transformation | Generation (TWh) | Low Carbon | Nuclear | Nuclear | 50.963 | 40.819 | 33.2993 | 25.441 | 25.4234 | 17.3467 | 21.6247 | 33.37 | 33.5387 | 32.2258 | 31.8944 | 33.3001 | 34.8984 | 36.138 | 38.0128 | 51.2603 | 65.1111 | 67.8308 | 74.9315 | 81.5129 | 82.3142 | 78.7754 | 79.7721 | 82.0182 | 83.4517 | 84.2313 | 85.1949 | 85.8258 | 87.1736 | 87.0564
Transmission | System Transformation | Generation (TWh) | Renewable | Biomass | Biomass | 10.4401 | 8.9873 | 3.7326 | 3.3964 | 3.2472 | 3.3237 | 3.2853 | 0.2354 | 0.2476 | 0.12399 | 0.11242 | 0.068155 | 0.06483 | 0.042072 | 0.021472 | 0.020848 | 0.025071 | 0.024864 | 0.021875 | 0.026432 | 0.024176 | 0.023547 | 0.024183 | 0.021761 | 0.022401 | 0.019043 | 0.021511 | 0.029553 | 0.028696 | 0.02488
Transmission | System Transformation | Generation (TWh) | Renewable | Biomass | Biomass CHP | 0.87649 | 0.8765 | 0.87649 | 0.87649 | 0.87649 | 0.87649 | 0.87649 | 0.01185 | 0.012008 | 0.008601 | 0.007444 | 0.006158 | 0.00545 | 0.004791 | 0.004319 | 0.003499 | 0.004044 | 0.001777 | 0.001589 | 0.001783 | 0.000879 | 0.000875 | 0.000867 | 0.000754 | 0.000696
Transmission | System Transformation | Generation (TWh) | Renewable | Hydro | Hydro | 3.8668 | 3.8671 | 3.8676 | 3.8675 | 3.8674 | 3.8661 | 3.866 | 3.866 | 3.8657 | 3.8651 | 3.8659 | 3.8649 | 3.8645 | 3.8656 | 3.8651 | 3.8661 | 3.8659 | 3.8655 | 3.8659 | 3.8657 | 3.8655 | 3.8649 | 3.8651 | 3.8647 | 3.8649 | 3.8648 | 3.865 | 3.8651 | 3.8652 | 3.8651
Transmission | System Transformation | Generation (TWh) | Renewable | Marine | Marine | 0.052981 | 0.053 | 0.052981 | 0.052981 | 0.053337 | 0.071116 | 0.10667 | 0.21335 | 0.21335 | 0.21335 | 0.52626 | 0.52626 | 0.54404 | 0.54404 | 0.54404 | 0.54404 | 0.63293 | 0.63293 | 0.63293 | 0.63293 | 0.63293 | 10.0558 | 10.0558 | 11.0976 | 19.9871 | 19.9871 | 19.9871 | 28.8766 | 28.9655 | 28.9655
Transmission | System Transformation | Generation (TWh) | Renewable | Solar | Solar PV | 0.014462 | 0.0145 | 0.014462 | 0.28586 | 0.4479 | 0.4479 | 0.97418 | 1.5869 | 1.6945 | 1.7972 | 1.8981 | 2.1849 | 2.3638 | 2.5673 | 2.8919 | 2.9434 | 3.0395 | 3.276 | 3.3404 | 3.4885 | 3.4885 | 3.6514 | 3.6514 | 3.6514 | 3.5609 | 3.5609 | 3.5609 | 3.5609 | 3.5609 | 3.5609
Transmission | System Transformation | Generation (TWh) | Renewable | Waste | Waste | 0.22761 | 0.2283 | 0.23157 | 0.3272 | 0.30499 | 0.28612 | 0.42938 | 0.65827 | 0.67435 | 0.46667 | 0.41111 | 0.3345 | 0.30666 | 0.2751 | 0.21059 | 0.18989 | 0.1776 | 0.14247 | 0.11575 | 0.13286 | 0.094013 | 0.075478 | 0.071066 | 0.065439 | 0.067406 | 0.057983 | 0.054699 | 0.04381 | 0.039118 | 0.023884
Transmission | System Transformation | Generation (TWh) | Storage | Storage | Battery | 0.20806 | 0.4801 | 0.51319 | 1.1153 | 1.7673 | 1.8886 | 2.9676 | 3.912 | 4.1551 | 3.9351 | 3.8175 | 3.6752 | 3.5936 | 3.381 | 3.1422 | 3.1903 | 3.2376 | 3.2211 | 3.1575 | 3.17 | 3.1403 | 3.1902 | 3.1393 | 3.0455 | 2.966 | 2.8805 | 2.8895 | 2.8834 | 2.802 | 2.7978
Transmission | System Transformation | Generation (TWh) | Storage | Storage | Compressed Air | 2021: 0; 2037: 0.26128; 2038: 0.52679; 2039: 0.76474; 2040: 0.94605; 2041: 1.1306; 2042: 1.461; 2043: 1.3983; 2044: 1.4762; 2045: 1.5143; 2046: 1.6221; 2047: 1.5603; 2048: 1.5704; 2049: 1.4511; 2050: 1.4505
Transmission | System Transformation | Generation (TWh) | Storage | Storage | Liquid Air | 0 |  |  |  | 0.11899 | 0.11331 | 0.10879 | 0.1007 | 0.098264 | 0.22544 | 0.21558 | 0.32778 | 0.43049 | 0.54782 | 0.50105 | 0.48806 | 0.56744 | 0.52836 | 0.50838 | 0.47998 | 0.4649 | 0.44911 | 0.43212 | 0.56542 | 0.72741 | 0.8553 | 0.83371 | 0.97864 | 0.9001 | 0.90856
Transmission | System Transformation | Generation (TWh) | Storage | Storage | Pumped Hydro | 2.4675 | 1.7365 | 1.3366 | 1.3775 | 1.6113 | 1.6786 | 1.7162 | 1.9355 | 1.865 | 2.1887 | 2.2044 | 2.1554 | 2.164 | 2.3775 | 2.3218 | 2.3024 | 3.143 | 3.0096 | 2.767 | 2.6298 | 2.4517 | 2.3232 | 2.182 | 1.9925 | 2.0395 | 1.9735 | 1.9839 | 1.8904 | 1.8595 | 1.8082
Transmission | System Transformation | Generation (TWh) | Thermal | Coal | Coal | 2021: 9.4021; 2022: 0.0023; 2023: 0.11797
Transmission | System Transformation | Generation (TWh) | Thermal | Gas | CCGT | 38.6304 | 56.939 | 95.7408 | 77.9862 | 49.1512 | 44.6788 | 36.863 | 30.5197 | 28.8793 | 16.6306 | 14.1426 | 10.7593 | 9.495 | 8.1436 | 4.7919 | 3.0784 | 2.7543 | 2.1102 | 1.3168 | 0.78169 | 0.37324 | 0.15401 | 0.015261 | 0.01547
Transmission | System Transformation | Generation (TWh) | Thermal | Gas | Gas CHP | 6.5195 | 6.5195 | 8.5036 | 8.7133 | 8.7133 | 8.7133 | 8.7133 | 8.7133 | 8.7133 | 3.3945 | 3.3945 | 3.3945 | 3.3945 | 2.9097 | 2.1246 | 2.0604 | 1.7153 | 1.2988 | 1.2988 | 1.2988 | 1.2988 | 0.63178
Transmission | System Transformation | Generation (TWh) | Thermal | Gas | Gas Reciprocating Engines | 0.0015951 | 0.001 | 0.010741 | 0.012146 | 0.005291 | 0.006303 | 0.002888 | 0.006389 | 0.027329 | 0.001994 | 0 | 0 | 0 | 0 | 0 | 0.005481 | 0.001357 | 0 | 0 | 0 | 0 | 0
Transmission | System Transformation | Generation (TWh) | Thermal | Gas | OCGT | 0.0016669 | 0 | 2.09e-05 | 0 | 0 | 0 | 0 | 0 | 0 | 0 | 0 | 0 | 0 | 0 | 0 | 0 | 0 | 0 | 0 | 0
Transmission | System Transformation | Generation (TWh) | Thermal | Low Carbon | Hydrogen | 0 | [8 empty] | 1.8126 | 2.1837 | 2.022 | 2.6641 | 2.6664 | 3.5145 | 5.1955 | 4.4747 | 4.2624 | 4.2607 | 3.1041 | 3.1211 | 1.7163 | 1.6062 | 1.6933 | 1.611 | 1.5954 | 1.484 | 1.3572 | 1.4393 | 1.4844
Transmission | System Transformation | Generation (TWh) | Thermal | Other Thermal | Fuel Oil | 2021: 0.010849; 2022: 0; 2023: 0; 2024: 0; 2025: 0; 2026: 0; 2027: 0; 2028: 0; 2029: 0; 2030: 0; 2031: 0; 2032: 0; 2033: 0; 2034: 0; 2035: 0; 2036: 0; 2037: 0
Transmission | System Transformation | Import (TWh) | Interconnectors | Interconnectors | Interconnectors | 39.1472 | 37.456 | 20.7479 | 33.1423 | 44.0714 | 41.7248 | 38.8045 | 31.2007 | 32.2212 | 24.3073 | 23.0954 | 19.9487 | 18.466 | 18.0133 | 12.7795 | 12.1631 | 13.3355 | 13.1819 | 12.9579 | 12.8202 | 13.552 | 13.178 | 13.9115 | 15.0897 | 16.2384 | 17.1055 | 16.9894 | 16.8713 | 18.3337 | 19.8713
Transmission | System Transformation | Netflows (TWh) | Interconnectors | Interconnectors | Interconnectors | 35.5961 | 32.187 | -1.3371 | 15.5839 | 29.4684 | 20.8495 | 14.6647 | -3.4603 | -14.277 | -40.3021 | -44.9075 | -54.5645 | -59.2345 | -61.4681 | -74.1626 | -85.4908 | -91.4105 | -91.9295 | -92.6932 | -92.9696 | -90.139 | -89.3709 | -85.1586 | -78.3302 | -74.2032 | -71.0307 | -70.432 | -69.1141 | -64.3229 | -62.0523
Transmission | System Transformation | Storage Capacity (GWh) | Storage | Storage | Battery | 0.40175 | 0.8716 | 0.9963 | 2.1926 | 3.5634 | 3.963 | 7.1313 | 10.7404 | 11.2652 | 12.7656 | 12.9925 | 13.5408 | 13.8156 | 14.1126 | 14.7375 | 15.1409 | 15.4905 | 15.897 | 15.9672 | 16.181 | 16.2309 | 16.3509 | 16.3509 | 16.3509 | 16.3509 | 16.3509 | 16.8489 | 16.8489 | 16.8489 | 16.8489
Transmission | System Transformation | Storage Capacity (GWh) | Storage | Storage | Compressed Air | 2021: 0; 2037: 2.5; 2038: 5; 2039: 7.5; 2040: 10; 2041: 12.5; 2042: 17.5; 2043: 17.5; 2044: 20; 2045: 20; 2046: 22.5; 2047: 22.5; 2048: 22.5; 2049: 22.5; 2050: 22.5
Transmission | System Transformation | Storage Capacity (GWh) | Storage | Storage | Liquid Air | 0 |  |  |  | 0.2994 | 0.2994 | 0.2994 | 0.2994 | 0.2994 | 0.8982 | 0.8982 | 1.6982 | 2.4982 | 3.5976 | 3.5976 | 3.5976 | 4.3976 | 4.3976 | 4.3976 | 4.3976 | 4.3976 | 4.3976 | 4.3976 | 6.3976 | 8.3976 | 10.3976 | 10.3976 | 12.3976 | 12.3976 | 12.3976
Transmission | System Transformation | Storage Capacity (GWh) | Storage | Storage | Pumped Hydro | 25.82 | 26.36 | 28.004 | 28.004 | 28.004 | 28.004 | 28.004 | 28.004 | 28.004 | 28.004 | 28.004 | 28.004 | 28.004 | 30.839 | 30.839 | 30.839 | 46.004 | 46.004 | 46.004 | 46.004 | 46.004 | 46.004 | 46.004 | 46.004 | 46.004 | 46.004 | 46.004 | 46.004 | 46.004 | 46.004
Decentralised - Micro | Consumer Transformation | Capacity (MW) | Renewable | Biomass | Biomass CHP | 38.811 | 33.231 | 34.316 | 34.862 | 35.856 | 37.06 | 38.156 | 39.263 | 40.42 | 41.65 | 42.96 | 44.467 | 46.124 | 47.862 | 49.675 | 51.544 | 53.478 | 55.477 | 57.537 | 59.793 | 62.145 | 64.616 | 67.194 | 69.89 | 72.706 | 75.648 | 78.718 | 81.923 | 85.267 | 88.755
Decentralised - Micro | Consumer Transformation | Capacity (MW) | Renewable | Hydro | Hydro | 196.653 | 196.65 | 196.653 | 196.653 | 196.653 | 196.653 | 196.653 | 196.653 | 196.653 | 196.653 | 196.653 | 196.653 | 196.653 | 196.653 | 196.653 | 196.653 | 196.653 | 196.653 | 196.653 | 196.653 | 196.653 | 196.653 | 196.653 | 196.653 | 196.653 | 196.653 | 196.653 | 196.653 | 196.653 | 196.653
Decentralised - Micro | Consumer Transformation | Capacity (MW) | Renewable | Onshore Wind | Onshore Wind | 566.359 | 584.77 | 600.119 | 615.464 | 635.924 | 656.384 | 676.844 | 697.304 | 717.764 | 738.224 | 760.731 | 784.26 | 808.812 | 834.387 | 860.985 | 888.607 | 917.251 | 946.918 | 977.608 | 1009.322 | 1042.058 | 1075.817 | 1110.599 | 1146.405 | 1183.233 | 1221.084 | 1259.958 | 1299.856 | 1340.776 | 1382.719
Decentralised - Micro | Consumer Transformation | Capacity (MW) | Renewable | Other Renewables | Other Renewables | 166.175 | 168.7 | 169.841 | 170.562 | 171.685 | 173.028 | 174.298 | 175.6 | 176.968 | 178.43 | 179.991 | 181.763 | 183.71 | 185.767 | 187.931 | 190.192 | 192.561 | 195.039 | 197.629 | 200.445 | 203.407 | 206.543 | 209.844 | 213.325 | 216.99 | 220.851 | 224.913 | 229.185 | 233.677 | 238.399
Decentralised - Micro | Consumer Transformation | Capacity (MW) | Renewable | Solar | Solar PV | 4182.213 | 4532.2 | 4982.213 | 5582.213 | 6832.213 | 8082.213 | 9332.213 | 10582.21 | 11832.21 | 13082.21 | 14432.21 | 15782.21 | 17132.21 | 18482.21 | 19832.21 | 21182.21 | 22532.21 | 23882.21 | 25232.21 | 26632.21 | 28032.21 | 29432.21 | 30832.21 | 32232.21 | 33632.21 | 35032.21 | 36432.21 | 37832.21 | 39232.21 | 40632.21
Decentralised - Micro | Consumer Transformation | Capacity (MW) | Storage | Storage | Battery | 23.522 | 55.205 | 89.048 | 130.191 | 189.635 | 272.634 | 369.877 | 482.371 | 609.614 | 751.857 | 912.901 | 1092.644 | 1288.587 | 1500.73 | 1729.074 | 1974.117 | 2237.01 | 2514.453 | 2807.597 | 3120.94 | 3452.933 | 3802.727 | 4169.07 | 4551.463 | 4950.656 | 5366.65 | 5799.443 | 6249.036 | 6715.43 | 7198.623
Decentralised - Micro | Consumer Transformation | Capacity (MW) | Thermal | Gas | Gas CHP | 2021: 0; 2046: 36.142; 2047: 32.6; 2048: 29.21; 2049: 25.92
Decentralised - Micro | Consumer Transformation | Consumption (TWh) | Storage | Storage Consumption (TWh) | Battery | 0.018125 | 0.0391 | 0.056694 | 0.083808 | 0.10598 | 0.13237 | 0.15717 | 0.19098 | 0.2134 | 0.26692 | 0.2978 | 0.35535 | 0.42382 | 0.47212 | 0.54426 | 0.6052 | 0.62876 | 0.69781 | 0.75859 | 0.8121 | 0.9189 | 0.99285 | 1.1291 | 1.2757 | 1.3729 | 1.4451 | 1.6001 | 1.7863 | 1.9751 | 2.1563
Decentralised - Micro | Consumer Transformation | Generation (TWh) | Renewable | Biomass | Biomass CHP | 0.24284 | 0.2106 | 0.22115 | 0.21093 | 0.19505 | 0.19818 | 0.17369 | 0.00321 | 0.002858 | 0.002524 | 0.002005 | 0.001974 | 0.00213 | 0.001907 | 0.002216 | 0.00217 | 0.002198 | 0.002464 | 0.002583 | 0.002678 | 0.002455 | 0.002535 | 0.002486 | 0.002653 | 0.002772 | 0.002935 | 0.003108 | 0.003174 | 0.003121 | 0.003257
Decentralised - Micro | Consumer Transformation | Generation (TWh) | Renewable | Hydro | Hydro | 0.014734 | 0.0148 | 0.014862 | 0.01498 | 0.015216 | 0.01569 | 0.016163 | 0.016637 | 0.017109 | 0.017583 | 0.018056 | 0.01853 | 0.019003 | 0.019476 | 0.01995 | 0.020375 | 0.020759 | 0.021104 | 0.021415 | 0.021694 | 0.021945 | 0.022172 | 0.022376 | 0.022559 | 0.022724 | 0.022873 | 0.023006 | 0.023127 | 0.023235 | 0.023333
Decentralised - Micro | Consumer Transformation | Generation (TWh) | Renewable | Other Renewables | Other Renewables | 1.2688 | 1.2899 | 1.207 | 1.1256 | 1.0684 | 1.0577 | 1.0339 | 1.0285 | 1.0205 | 1.0113 | 1.0106 | 1.0173 | 1.0267 | 1.0357 | 1.0474 | 1.061 | 1.0742 | 1.0865 | 1.0995 | 1.114 | 1.1294 | 1.1459 | 1.1632 | 1.1813 | 1.2028 | 1.2243 | 1.2455 | 1.2703 | 1.2954 | 1.3217
Decentralised - Micro | Consumer Transformation | Generation (TWh) | Renewable | Solar | Solar PV | 4.3576 | 4.7223 | 5.1912 | 5.8164 | 7.1188 | 8.4212 | 9.7237 | 11.0261 | 12.3285 | 13.631 | 15.0376 | 16.4442 | 17.8508 | 19.2574 | 20.6641 | 22.0707 | 23.4773 | 24.8839 | 26.2906 | 27.7493 | 29.208 | 30.6668 | 32.1255 | 33.5842 | 35.0429 | 36.5016 | 37.9604 | 39.4191 | 40.8778 | 42.3365
Decentralised - Micro | Consumer Transformation | Generation (TWh) | Storage | Storage | Battery | 0.015406 | 0.0332 | 0.04819 | 0.071237 | 0.090087 | 0.11251 | 0.1336 | 0.16233 | 0.18139 | 0.22688 | 0.25313 | 0.30205 | 0.36025 | 0.40131 | 0.46262 | 0.51442 | 0.53445 | 0.59313 | 0.6448 | 0.69028 | 0.78107 | 0.84392 | 0.95975 | 1.0843 | 1.1669 | 1.2284 | 1.3601 | 1.5184 | 1.6788 | 1.8328
Decentralised - Micro | Consumer Transformation | Generation (TWh) | Thermal | Gas | Gas CHP | 2021: 0; 2046: 0.028336; 2047: 0.025559; 2048: 0.022901; 2049: 0.020322
Decentralised - Micro | Consumer Transformation | Storage Capacity (GWh) | Storage | Storage | Battery | 0.02975 | 0.0614 | 0.095527 | 0.13667 | 0.19611 | 0.27949 | 0.37673 | 0.48935 | 0.6166 | 0.90108 | 1.2229 | 1.5824 | 1.9743 | 2.3986 | 2.8553 | 3.3451 | 3.8686 | 4.4232 | 5.0095 | 5.638 | 6.302 | 7.0008 | 7.7324 | 8.4971 | 9.2955 | 10.1275 | 10.9931 | 11.8923 | 12.8251 | 13.7915
Decentralised - Micro | Falling Short | Capacity (MW) | Renewable | Biomass | Biomass CHP | 38.811 | 28.639 | 28.639 | 28.639 | 28.639 | 28.639 | 28.639 | 28.639 | 28.639 | 28.639 | 28.639 | 28.639 | 28.639 | 28.639 | 28.639 | 28.639 | 28.639 | 28.639 | 28.639 | 28.639 | 28.639 | 28.639 | 28.639 | 28.639 | 28.639 | 28.639 | 28.639 | 28.639 | 28.639 | 28.639
Decentralised - Micro | Falling Short | Capacity (MW) | Renewable | Hydro | Hydro | 196.653 | 196.65 | 196.653 | 196.653 | 196.653 | 196.653 | 196.653 | 196.653 | 196.653 | 196.653 | 196.653 | 196.653 | 196.653 | 196.653 | 196.653 | 196.653 | 196.653 | 196.653 | 196.653 | 196.653 | 196.653 | 196.653 | 196.653 | 196.653 | 196.653 | 196.653 | 196.653 | 196.653 | 196.653 | 196.653
Decentralised - Micro | Falling Short | Capacity (MW) | Renewable | Onshore Wind | Onshore Wind | 566.359 | 567.38 | 569.428 | 571.474 | 573.52 | 576.589 | 579.658 | 582.727 | 585.796 | 588.865 | 591.934 | 595.003 | 598.073 | 601.141 | 604.211 | 608.303 | 612.395 | 616.487 | 620.579 | 624.671 | 628.763 | 632.855 | 636.947 | 641.039 | 645.131 | 649.223 | 653.315 | 657.407 | 661.499 | 665.591
Decentralised - Micro | Falling Short | Capacity (MW) | Renewable | Other Renewables | Other Renewables | 166.175 | 166.81 | 166.831 | 166.824 | 167.064 | 167.268 | 167.389 | 167.534 | 167.728 | 168.01 | 168.355 | 168.914 | 169.613 | 170.685 | 171.818 | 172.989 | 174.211 | 175.486 | 176.81 | 178.29 | 179.846 | 181.489 | 183.21 | 185.015 | 186.906 | 188.886 | 190.957 | 193.12 | 195.378 | 197.73
Decentralised - Micro | Falling Short | Capacity (MW) | Renewable | Solar | Solar PV | 4182.213 | 4232.2 | 4282.213 | 4332.213 | 4382.213 | 4532.213 | 4707.213 | 4907.213 | 5107.213 | 5357.213 | 5607.213 | 5857.213 | 6107.213 | 6357.213 | 6607.213 | 6857.213 | 7107.213 | 7357.213 | 7607.213 | 7857.213 | 8107.213 | 8357.213 | 8607.213 | 8857.213 | 9107.213 | 9357.213 | 9607.213 | 9857.213 | 10107.21 | 10357.21
Decentralised - Micro | Falling Short | Capacity (MW) | Storage | Storage | Battery | 23.522 | 40.408 | 53.48 | 66.852 | 80.523 | 95.395 | 112.679 | 131.038 | 150.86 | 172.631 | 197.078 | 222.525 | 249.721 | 278.168 | 308.115 | 339.561 | 372.508 | 406.955 | 443.401 | 482.354 | 521.301 | 562.247 | 604.694 | 649.391 | 694.337 | 740.784 | 789.631 | 839.077 | 890.024 | 942.47
Decentralised - Micro | Falling Short | Consumption (TWh) | Storage | Storage Consumption (TWh) | Battery | 0.018125 | 0.0305 | 0.036575 | 0.044836 | 0.051328 | 0.057873 | 0.064707 | 0.068205 | 0.074753 | 0.078613 | 0.090234 | 0.091979 | 0.10024 | 0.112 | 0.11354 | 0.11521 | 0.10963 | 0.12015 | 0.12904 | 0.14158 | 0.15442 | 0.18752 | 0.19745 | 0.22904 | 0.24742 | 0.27345 | 0.30246 | 0.31605 | 0.34657 | 0.37935
Decentralised - Micro | Falling Short | Generation (TWh) | Renewable | Biomass | Biomass CHP | 0.24284 | 0.1826 | 0.18731 | 0.18587 | 0.17871 | 0.17716 | 0.17222 | 0.0034 | 0.002928 | 0.002716 | 0.002681 | 0.002452 | 0.002382 | 0.002074 | 0.002335 | 0.001689 | 0.001281 | 0.001252 | 0.001329 | 0.001392 | 0.001334 | 0.001331 | 0.001368 | 0.001329 | 0.001352 | 0.001357 | 0.001414 | 0.001479 | 0.001463 | 0.001693
Decentralised - Micro | Falling Short | Generation (TWh) | Renewable | Hydro | Hydro | 0.014734 | 0.0148 | 0.014796 | 0.01484 | 0.014902 | 0.014989 | 0.015102 | 0.015215 | 0.015328 | 0.015441 | 0.015554 | 0.015667 | 0.01578 | 0.015893 | 0.016006 | 0.016113 | 0.016215 | 0.016312 | 0.016404 | 0.016491 | 0.016574 | 0.016653 | 0.016728 | 0.016799 | 0.016866 | 0.016931 | 0.016992 | 0.01705 | 0.017106 | 0.017157
Decentralised - Micro | Falling Short | Generation (TWh) | Renewable | Other Renewables | Other Renewables | 1.2688 | 1.2751 | 1.1599 | 1.0798 | 1.0404 | 1.0218 | 1.0026 | 0.98088 | 0.96392 | 0.95605 | 0.95652 | 0.95181 | 0.95369 | 0.95562 | 0.9604 | 0.96371 | 0.96684 | 0.97374 | 0.98128 | 0.98895 | 0.99574 | 1.0047 | 1.0136 | 1.0233 | 1.0332 | 1.0438 | 1.0554 | 1.0672 | 1.0797 | 1.0927
Decentralised - Micro | Falling Short | Generation (TWh) | Renewable | Solar | Solar PV | 4.3576 | 4.4097 | 4.4618 | 4.5139 | 4.566 | 4.7223 | 4.9047 | 5.113 | 5.3214 | 5.5819 | 5.8424 | 6.1029 | 6.3634 | 6.6239 | 6.8844 | 7.1448 | 7.4053 | 7.6658 | 7.9263 | 8.1868 | 8.4473 | 8.7078 | 8.9682 | 9.2287 | 9.4892 | 9.7497 | 10.0102 | 10.2707 | 10.5312 | 10.7916
Decentralised - Micro | Falling Short | Generation (TWh) | Storage | Storage | Battery | 0.015406 | 0.0259 | 0.031089 | 0.03811 | 0.043629 | 0.049192 | 0.055001 | 0.057974 | 0.06354 | 0.066821 | 0.076699 | 0.078182 | 0.085202 | 0.0952 | 0.096506 | 0.097933 | 0.093183 | 0.10213 | 0.10969 | 0.12034 | 0.13125 | 0.15939 | 0.16784 | 0.19469 | 0.21031 | 0.23244 | 0.25709 | 0.26864 | 0.29458 | 0.32245
Decentralised - Micro | Falling Short | Storage Capacity (GWh) | Storage | Storage | Battery | 0.02975 | 0.0466 | 0.059709 | 0.073081 | 0.086752 | 0.10162 | 0.11916 | 0.13752 | 0.15734 | 0.17911 | 0.20381 | 0.22925 | 0.25657 | 0.28502 | 0.31497 | 0.34641 | 0.37936 | 0.41381 | 0.4505 | 0.48946 | 0.56736 | 0.649 | 0.73589 | 0.82391 | 0.9138 | 1.0067 | 1.1035 | 1.2024 | 1.3043 | 1.4092
Decentralised - Micro | Five Year Forecast | Capacity (MW) | Renewable | Biomass | Biomass CHP | 2021: 38.811; 2022: 36.445; 2023: 38.29; 2024: 39.217; 2025: 40.908; 2026: 42.955; 2027: 44.818
Decentralised - Micro | Five Year Forecast | Capacity (MW) | Renewable | Hydro | Hydro | 2021: 196.653; 2022: 196.65; 2023: 196.653; 2024: 196.653; 2025: 196.653; 2026: 196.653; 2027: 196.653
Decentralised - Micro | Five Year Forecast | Capacity (MW) | Renewable | Onshore Wind | Onshore Wind | 2021: 566.359; 2022: 568.41; 2023: 571.474; 2024: 574.543; 2025: 578.635; 2026: 582.727; 2027: 586.82
Decentralised - Micro | Five Year Forecast | Capacity (MW) | Renewable | Other Renewables | Other Renewables | 2021: 166.175; 2022: 169.16; 2023: 170.412; 2024: 171.205; 2025: 172.447; 2026: 173.94; 2027: 175.356
Decentralised - Micro | Five Year Forecast | Capacity (MW) | Renewable | Solar | Solar PV | 2021: 4182.213; 2022: 4342.2; 2023: 4542.213; 2024: 4782.213; 2025: 5182.213; 2026: 5682.213; 2027: 6282.213
Decentralised - Micro | Five Year Forecast | Capacity (MW) | Storage | Storage | Battery | 2021: 23.522; 2022: 40.738; 2023: 55.145; 2024: 71.112; 2025: 90.654; 2026: 113.701; 2027: 141.548
Decentralised - Micro | Five Year Forecast | Consumption (TWh) | Storage | Storage Consumption (TWh) | Battery | 2021: 0.018125; 2022: 0.0303; 2023: 0.036557; 2024: 0.045746; 2025: 0.05508; 2026: 0.064048; 2027: 0.070129
Decentralised - Micro | Five Year Forecast | Generation (TWh) | Renewable | Biomass | Biomass CHP | 2021: 0.24284; 2022: 0.2327; 2023: 0.25018; 2024: 0.25274; 2025: 0.24324; 2026: 0.2395; 2027: 0.24421
Decentralised - Micro | Five Year Forecast | Generation (TWh) | Renewable | Hydro | Hydro | 2021: 0.014734; 2022: 0.0148; 2023: 0.014796; 2024: 0.01484; 2025: 0.014902; 2026: 0.014989; 2027: 0.015102
Decentralised - Micro | Five Year Forecast | Generation (TWh) | Renewable | Other Renewables | Other Renewables | 2021: 1.2688; 2022: 1.2977; 2023: 1.2288; 2024: 1.1595; 2025: 1.0917; 2026: 1.0711; 2027: 1.0602
Decentralised - Micro | Five Year Forecast | Generation (TWh) | Renewable | Solar | Solar PV | 2021: 4.3576; 2022: 4.5243; 2023: 4.7327; 2024: 4.9828; 2025: 5.3996; 2026: 5.9206; 2027: 6.5457
Decentralised - Micro | Five Year Forecast | Generation (TWh) | Storage | Storage | Battery | 2021: 0.015406; 2022: 0.0258; 2023: 0.031073; 2024: 0.038884; 2025: 0.046818; 2026: 0.054441; 2027: 0.05961
Decentralised - Micro | Five Year Forecast | Storage Capacity (GWh) | Storage | Storage | Battery | 2021: 0.02975; 2022: 0.047; 2023: 0.061374; 2024: 0.077341; 2025: 0.097261; 2026: 0.12031; 2027: 0.14816
Decentralised - Micro | Leading The Way | Capacity (MW) | Renewable | Biomass | Biomass CHP | 38.811 | 36.445 | 38.29 | 39.217 | 40.908 | 42.955 | 44.818 | 46.7 | 48.667 | 50.758 | 52.985 | 55.546 | 58.363 | 61.317 | 64.401 | 67.577 | 70.865 | 74.264 | 77.766 | 81.601 | 85.598 | 89.799 | 94.183 | 98.766 | 103.553 | 108.553 | 113.773 | 119.221 | 124.906 | 130.836
Decentralised - Micro | Leading The Way | Capacity (MW) | Renewable | Hydro | Hydro | 196.653 | 196.65 | 196.653 | 196.653 | 196.653 | 196.653 | 196.653 | 196.653 | 196.653 | 196.653 | 196.653 | 196.653 | 196.653 | 196.653 | 196.653 | 196.653 | 196.653 | 196.653 | 196.653 | 196.653 | 196.653 | 196.653 | 196.653 | 196.653 | 196.653 | 196.653 | 196.653 | 196.653 | 196.653 | 196.653
Decentralised - Micro | Leading The Way | Capacity (MW) | Renewable | Onshore Wind | Onshore Wind | 566.359 | 572.5 | 577.612 | 582.727 | 588.865 | 596.026 | 604.211 | 613.418 | 623.648 | 634.901 | 647.177 | 660.476 | 674.798 | 690.143 | 706.511 | 723.903 | 742.317 | 761.754 | 782.214 | 803.697 | 826.203 | 849.732 | 874.285 | 899.86 | 926.458 | 954.079 | 982.723 | 1012.391 | 1043.081 | 1074.794
Decentralised - Micro | Leading The Way | Capacity (MW) | Renewable | Other Renewables | Other Renewables | 166.175 | 169.16 | 170.412 | 171.205 | 172.447 | 173.94 | 175.356 | 176.809 | 178.339 | 179.975 | 181.724 | 183.706 | 185.883 | 188.184 | 190.608 | 193.14 | 195.795 | 198.572 | 201.473 | 204.63 | 207.948 | 211.459 | 215.153 | 219.043 | 223.135 | 227.438 | 231.956 | 236.7 | 241.677 | 246.898
Decentralised - Micro | Leading The Way | Capacity (MW) | Renewable | Solar | Solar PV | 4182.213 | 4532.2 | 4982.213 | 5582.213 | 6832.213 | 8082.213 | 9332.213 | 10582.21 | 11832.21 | 13082.21 | 14432.21 | 15782.21 | 17132.21 | 18482.21 | 19832.21 | 21182.21 | 22532.21 | 23882.21 | 25232.21 | 26632.21 | 28032.21 | 29432.21 | 30832.21 | 32232.21 | 33632.21 | 35032.21 | 36432.21 | 37832.21 | 39232.21 | 40632.21
Decentralised - Micro | Leading The Way | Capacity (MW) | Storage | Storage | Battery | 23.522 | 59.837 | 98.738 | 146.738 | 216.089 | 312.039 | 425.74 | 556.69 | 705.897 | 871.847 | 1059.648 | 1269.848 | 1498.448 | 1745.949 | 2012.349 | 2297.65 | 2601.85 | 2924.951 | 3266.952 | 3631.352 | 4018.677 | 4426.103 | 4852.628 | 5299.254 | 5764.98 | 6251.055 | 6756.881 | 7281.406 | 7826.281 | 8391.007
Decentralised - Micro | Leading The Way | Consumption (TWh) | Storage | Storage Consumption (TWh) | Battery | 0.018125 | 0.0379 | 0.055632 | 0.074206 | 0.095229 | 0.10686 | 0.10879 | 0.13061 | 0.15303 | 0.17544 | 0.22801 | 0.27678 | 0.32719 | 0.40442 | 0.44738 | 0.5272 | 0.59974 | 0.64436 | 0.7147 | 0.83059 | 0.91874 | 0.95079 | 0.99913 | 1.085 | 1.164 | 1.241 | 1.2182 | 1.261 | 1.3207 | 1.4753
Decentralised - Micro | Leading The Way | Generation (TWh) | Renewable | Biomass | Biomass CHP | 0.24284 | 0.2289 | 0.24488 | 0.22153 | 0.21116 | 0.17505 | 0.17091 | 0.19498 | 0.20297 | 0.2094 | 0.19892 | 0.2089 | 0.20788 | 0.21268 | 0.23468 | 0.23894 | 0.26234 | 0.2905 | 0.30339 | 0.32906 | 0.34201 | 0.37557 | 0.42078 | 0.44303 | 0.47603 | 0.51476 | 0.55969 | 0.59173 | 0.64336 | 0.67863
Decentralised - Micro | Leading The Way | Generation (TWh) | Renewable | Hydro | Hydro | 0.014734 | 0.0148 | 0.014862 | 0.01498 | 0.015216 | 0.01569 | 0.016163 | 0.016637 | 0.017109 | 0.017583 | 0.018056 | 0.01853 | 0.019003 | 0.019476 | 0.01995 | 0.020375 | 0.020759 | 0.021104 | 0.021415 | 0.021694 | 0.021945 | 0.022172 | 0.022376 | 0.022559 | 0.022724 | 0.022873 | 0.023006 | 0.023127 | 0.023235 | 0.023333
Decentralised - Micro | Leading The Way | Generation (TWh) | Renewable | Other Renewables | Other Renewables | 1.2688 | 1.2902 | 1.2664 | 1.1763 | 1.1188 | 1.0784 | 1.0523 | 1.0576 | 1.0556 | 1.0533 | 1.0462 | 1.0558 | 1.0542 | 1.0594 | 1.0737 | 1.0856 | 1.0999 | 1.114 | 1.1286 | 1.1472 | 1.1655 | 1.1844 | 1.2046 | 1.2257 | 1.2497 | 1.2729 | 1.2974 | 1.3208 | 1.348 | 1.3766
Decentralised - Micro | Leading The Way | Generation (TWh) | Renewable | Solar | Solar PV | 4.3576 | 4.7223 | 5.1912 | 5.8164 | 7.1188 | 8.4212 | 9.7237 | 11.0261 | 12.3285 | 13.631 | 15.0376 | 16.4442 | 17.8508 | 19.2574 | 20.6641 | 22.0707 | 23.4773 | 24.8839 | 26.2906 | 27.7493 | 29.208 | 30.6668 | 32.1255 | 33.5842 | 35.0429 | 36.5016 | 37.9604 | 39.4191 | 40.8778 | 42.3365
Decentralised - Micro | Leading The Way | Generation (TWh) | Storage | Storage | Battery | 0.015406 | 0.0322 | 0.047287 | 0.063075 | 0.080945 | 0.09083 | 0.092474 | 0.11102 | 0.13008 | 0.14912 | 0.19381 | 0.23526 | 0.27811 | 0.34375 | 0.38027 | 0.44812 | 0.50978 | 0.54771 | 0.6075 | 0.706 | 0.78093 | 0.80817 | 0.84926 | 0.92228 | 0.98936 | 1.0549 | 1.0355 | 1.0719 | 1.1226 | 1.254
Decentralised - Micro | Leading The Way | Storage Capacity (GWh) | Storage | Storage | Battery | 0.02975 | 0.0661 | 0.10497 | 0.15297 | 0.22232 | 0.31827 | 0.43209 | 0.56304 | 0.71263 | 0.87858 | 1.2539 | 1.6741 | 2.1313 | 2.6263 | 3.1591 | 3.7297 | 4.3381 | 4.9843 | 5.6683 | 6.3971 | 7.1717 | 7.9863 | 8.8394 | 9.7324 | 10.6638 | 11.6349 | 12.6456 | 13.6947 | 14.7833 | 15.9145
Decentralised - Micro | System Transformation | Capacity (MW) | Renewable | Biomass | Biomass CHP | 38.811 | 42.11 | 44.126 | 45.163 | 46.993 | 50.098 | 52.784 | 55.513 | 58.44 | 61.642 | 65.123 | 69.286 | 73.951 | 78.874 | 84.033 | 89.341 | 94.841 | 100.547 | 106.427 | 112.942 | 119.777 | 126.987 | 134.542 | 142.467 | 150.775 | 159.484 | 168.604 | 178.15 | 188.134 | 198.564
Decentralised - Micro | System Transformation | Capacity (MW) | Renewable | Hydro | Hydro | 196.653 | 196.65 | 196.653 | 196.653 | 196.653 | 196.653 | 196.653 | 196.653 | 196.653 | 196.653 | 196.653 | 196.653 | 196.653 | 196.653 | 196.653 | 196.653 | 196.653 | 196.653 | 196.653 | 196.653 | 196.653 | 196.653 | 196.653 | 196.653 | 196.653 | 196.653 | 196.653 | 196.653 | 196.653 | 196.653
Decentralised - Micro | System Transformation | Capacity (MW) | Renewable | Onshore Wind | Onshore Wind | 566.359 | 568.41 | 571.474 | 574.543 | 578.635 | 582.727 | 586.82 | 591.934 | 597.049 | 602.165 | 607.28 | 612.395 | 617.51 | 622.625 | 627.74 | 633.878 | 640.016 | 646.154 | 652.292 | 658.43 | 665.591 | 672.752 | 679.913 | 687.074 | 694.235 | 702.419 | 710.603 | 718.787 | 726.971 | 735.156
Decentralised - Micro | System Transformation | Capacity (MW) | Renewable | Other Renewables | Other Renewables | 166.175 | 166.81 | 167.188 | 167.405 | 167.817 | 168.494 | 169.109 | 169.745 | 170.429 | 171.176 | 171.988 | 172.939 | 174.001 | 175.126 | 176.313 | 177.55 | 178.847 | 180.209 | 181.633 | 183.193 | 184.845 | 186.599 | 188.456 | 190.423 | 192.505 | 194.711 | 197.045 | 199.515 | 202.127 | 204.887
Decentralised - Micro | System Transformation | Capacity (MW) | Renewable | Solar | Solar PV | 4182.213 | 4342.2 | 4542.213 | 4782.213 | 5182.213 | 5682.213 | 6282.213 | 6882.213 | 7482.213 | 8082.213 | 8732.213 | 9382.213 | 10032.21 | 10682.21 | 11332.21 | 11982.21 | 12632.21 | 13282.21 | 13932.21 | 14582.21 | 15232.21 | 15882.21 | 16532.21 | 17182.21 | 17832.21 | 18482.21 | 19132.21 | 19782.21 | 20432.21 | 21082.21
Decentralised - Micro | System Transformation | Capacity (MW) | Storage | Storage | Battery | 23.522 | 40.738 | 55.145 | 71.112 | 90.654 | 113.701 | 141.548 | 173.894 | 209.841 | 249.387 | 293.359 | 341.981 | 394.502 | 450.924 | 511.246 | 575.717 | 643.839 | 715.861 | 791.782 | 871.604 | 955.826 | 1043.447 | 1134.969 | 1230.39 | 1329.712 | 1432.934 | 1540.055 | 1651.077 | 1765.999 | 1884.82
Decentralised - Micro | System Transformation | Capacity (MW) | Thermal | Gas | Gas CHP | 2021: 0; 2043: 55.505; 2044: 47.52; 2045: 39.889; 2046: 33.74; 2047: 29.6; 2048: 25.553; 2049: 21.62
Decentralised - Micro | System Transformation | Consumption (TWh) | Storage | Storage Consumption (TWh) | Battery | 0.018125 | 0.0303 | 0.036579 | 0.04584 | 0.05529 | 0.063966 | 0.071161 | 0.071628 | 0.087199 | 0.084934 | 0.094596 | 0.096075 | 0.10882 | 0.11231 | 0.1093 | 0.12294 | 0.13261 | 0.15085 | 0.17677 | 0.2028 | 0.23176 | 0.27288 | 0.30953 | 0.32613 | 0.35795 | 0.38871 | 0.42439 | 0.45727 | 0.49952 | 0.52661
Decentralised - Micro | System Transformation | Generation (TWh) | Renewable | Biomass | Biomass CHP | 0.24284 | 0.2693 | 0.28831 | 0.29063 | 0.27738 | 0.28182 | 0.28657 | 0.005131 | 0.005538 | 0.004107 | 0.003881 | 0.003398 | 0.003247 | 0.00303 | 0.003042 | 0.002502 | 0.003338 | 0.003452 | 0.003267 | 0.004122 | 0.004637 | 0.005055 | 0.00574 | 0.006443 | 0.007076 | 0.007758 | 0.00977 | 0.011349 | 0.012779 | 0.012901
Decentralised - Micro | System Transformation | Generation (TWh) | Renewable | Hydro | Hydro | 0.014734 | 0.0148 | 0.014796 | 0.01484 | 0.014902 | 0.014989 | 0.015102 | 0.015215 | 0.015328 | 0.015441 | 0.015554 | 0.015667 | 0.01578 | 0.015893 | 0.016006 | 0.016113 | 0.016215 | 0.016312 | 0.016404 | 0.016491 | 0.016574 | 0.016653 | 0.016728 | 0.016799 | 0.016866 | 0.016931 | 0.016992 | 0.01705 | 0.017106 | 0.017157
Decentralised - Micro | System Transformation | Generation (TWh) | Renewable | Other Renewables | Other Renewables | 1.2688 | 1.2805 | 1.2058 | 1.1327 | 1.0596 | 1.038 | 1.019 | 1.002 | 0.99428 | 0.97367 | 0.97259 | 0.9719 | 0.97529 | 0.97968 | 0.98179 | 0.98715 | 0.99451 | 0.9994 | 1.0047 | 1.0143 | 1.0221 | 1.0317 | 1.0419 | 1.0528 | 1.0644 | 1.0766 | 1.0891 | 1.1027 | 1.1171 | 1.1325
Decentralised - Micro | System Transformation | Generation (TWh) | Renewable | Solar | Solar PV | 4.3576 | 4.5243 | 4.7327 | 4.9828 | 5.3996 | 5.9206 | 6.5457 | 7.1709 | 7.7961 | 8.4212 | 9.0985 | 9.7758 | 10.453 | 11.1303 | 11.8075 | 12.4848 | 13.1621 | 13.8393 | 14.5166 | 15.1939 | 15.8711 | 16.5484 | 17.2257 | 17.9029 | 18.5802 | 19.2574 | 19.9347 | 20.612 | 21.2892 | 21.9665
Decentralised - Micro | System Transformation | Generation (TWh) | Storage | Storage | Battery | 0.015406 | 0.0257 | 0.031092 | 0.038964 | 0.046997 | 0.054371 | 0.060487 | 0.060884 | 0.074119 | 0.072194 | 0.080406 | 0.081663 | 0.092494 | 0.095467 | 0.092909 | 0.1045 | 0.11272 | 0.12822 | 0.15025 | 0.17238 | 0.197 | 0.23195 | 0.2631 | 0.27721 | 0.30425 | 0.33041 | 0.36073 | 0.38868 | 0.4246 | 0.44762
Decentralised - Micro | System Transformation | Generation (TWh) | Thermal | Gas | Gas CHP | 2021: 0; 2043: 0.041831; 2044: 0.035813; 2045: 0.030062; 2046: 0.025428; 2047: 0.022308; 2048: 0.019258; 2049: 0.016294
Decentralised - Micro | System Transformation | Storage Capacity (GWh) | Storage | Storage | Battery | 0.02975 | 0.047 | 0.061374 | 0.077341 | 0.097261 | 0.12031 | 0.14816 | 0.1805 | 0.21645 | 0.25599 | 0.29997 | 0.34859 | 0.40111 | 0.45753 | 0.51785 | 0.58245 | 0.65057 | 0.79461 | 0.94646 | 1.1061 | 1.2743 | 1.4495 | 1.6326 | 1.8234 | 2.0221 | 2.2285 | 2.4428 | 2.6648 | 2.8946 | 3.1323
Non-Grid Connected | Consumer Transformation | Capacity (MW) | Renewable | Offshore Wind | Offshore Wind | 0 | 0 | 0 | 0 | 0 | 0 | 0 | 0 | 0 | 0 | 0 | 0 | 0 | 0 | 0 | 0 | 0 | 0 | 0 | 0 | 0 | 0 | 0 | 0 | 0 | 0 | 0 | 0 | 0 | 843.1433
Non-Grid Connected | Consumer Transformation | Generation (TWh) | Renewable | Offshore Wind | Offshore Wind | 0 | 0 | 0 | 0 | 0 | 0 | 0 | 0 | 0 | 0 | 0 | 0 | 0 | 0 | 0 | 0 | 0 | 0 | 0 | 0 | 0 | 0 | 0 | 0 | 0 | 0 | 0 | 0 | 0 | 2.2158
Non-Grid Connected | Leading The Way | Capacity (MW) | Renewable | Offshore Wind | Offshore Wind | 0 | 0 | 0 | 0 | 45.8629 | 137.6041 | 275.2083 | 642.127 | 1146.2174 | 1803.867 | 1936.4991 | 2230.9703 | 2722.3384 | 3244.8754 | 3653.7259 | 4105.0874 | 4844.4891 | 5523.4587 | 7036.8539 | 8331.7081 | 9514.5045 | 10971.3352 | 12414.9358 | 13537.6297 | 15038.4045 | 15382.1669 | 16452.7608 | 17587.5529 | 18212.9626 | 19197.1312
Non-Grid Connected | Leading The Way | Generation (TWh) | Renewable | Offshore Wind | Offshore Wind | 0 | 0 | 0 | 0 | 0.12053 | 0.36162 | 0.72325 | 1.6875 | 3.0123 | 4.7406 | 5.0891 | 5.863 | 7.1543 | 8.5275 | 9.602 | 10.7882 | 12.7313 | 14.5156 | 18.4929 | 21.8957 | 25.0041 | 28.8327 | 32.6265 | 35.5769 | 39.5209 | 40.4243 | 43.2379 | 46.2201 | 47.8637 | 50.4501
Non-Grid Connected | System Transformation | Capacity (MW) | Renewable | Offshore Wind | Offshore Wind | 0 | 0 | 0 | 0 | 0 | 36.5847 | 73.1695 | 150.6235 | 301.247 | 482.4033 | 952.0665 | 964.3696 | 1574.234 | 1814.2082 | 2374.0006 | 2984.3045 | 3585.8252 | 4303.5679 | 5023.1551 | 5957.6034 | 7003.8451 | 8082.4712 | 9983.8946 | 11467.8471 | 13737.6275 | 14550.5474 | 15365.3707 | 16206.4459 | 17430.7611 | 18397.806
Non-Grid Connected | System Transformation | Generation (TWh) | Renewable | Offshore Wind | Offshore Wind | 0 | 0 | 0 | 0 | 0 | 0.096145 | 0.19229 | 0.39584 | 0.79168 | 1.2678 | 2.502 | 2.5344 | 4.1371 | 4.7677 | 6.2389 | 7.8428 | 9.4235 | 11.3098 | 13.2009 | 15.6566 | 18.4061 | 21.2407 | 26.2377 | 30.1375 | 36.1025 | 38.2388 | 40.3802 | 42.5905 | 45.808 | 48.3494
Decentralised | Consumer Transformation | Generation (TWh) | Renewable | Offshore Wind | Offshore Wind | 2.5639 | 2.5639 | 2.5639 | 2.5639 | 2.7846 | 2.7846 | 2.7846 | 2.7846 | 2.7838 | 2.7713 | 2.7012 | 2.6573 | 2.6821 | 2.5649 | 2.5781 | 2.644 | 2.593 | 2.6717 | 2.6918 | 2.6539 | 2.5961 | 2.5916 | 2.5854 | 2.5583 | 2.5658 | 2.6155 | 2.6605 | 2.6931 | 2.7016 | 2.7156
Decentralised | Consumer Transformation | Generation (TWh) | Renewable | Onshore Wind | Onshore Wind | 18.2113 | 18.393 | 18.7371 | 19.6422 | 20.3253 | 21.3455 | 20.888 | 22.3796 | 21.3552 | 19.6821 | 17.7929 | 18.1018 | 19.8304 | 19.3226 | 21.3036 | 24.1 | 24.5693 | 28.5658 | 31.1988 | 31.853 | 31.6579 | 34.0939 | 35.676 | 37.2186 | 39.2211 | 41.6524 | 43.9964 | 46.5248 | 47.5576 | 49.1552
Decentralised | Falling Short | Generation (TWh) | Renewable | Offshore Wind | Offshore Wind | 2.5639 | 2.5639 | 2.5639 | 2.5639 | 2.5639 | 2.5639 | 2.5639 | 2.5639 | 2.5639 | 2.5639 | 2.5639 | 2.5639 | 2.5639 | 2.5634 | 2.5632 | 2.4963 | 2.3815 | 2.3398 | 2.382 | 2.4281 | 2.3735 | 2.3801 | 2.3993 | 2.4153 | 2.4343 | 2.4562 | 2.4849 | 2.4741 | 2.4792 | 2.496
Decentralised | Falling Short | Generation (TWh) | Renewable | Onshore Wind | Onshore Wind | 18.2113 | 18.319 | 18.3758 | 18.4677 | 18.56 | 18.6528 | 18.7264 | 18.7041 | 18.3607 | 18.1219 | 18.4499 | 18.3111 | 18.2928 | 17.5588 | 18.088 | 14.6601 | 12.8031 | 12.5598 | 13.3889 | 14.3952 | 13.9074 | 14.3548 | 14.9759 | 15.6011 | 16.2961 | 17.0009 | 18.0314 | 18.0778 | 18.4545 | 19.2245
Decentralised | Five Year Forecast | Generation (TWh) | Renewable | Offshore Wind | Offshore Wind | 2.5639 | 2.5639 | 2.5639 | 2.5639 | 2.5639 | 2.5639 | 2.5639 | 0 | 0 | 0 | 0 | 0 | 0 | 0 | 0 | 0 | 0 | 0 | 0 | 0 | 0 | 0 | 0 | 0 | 0 | 0 | 0 | 0 | 0 | 0
Decentralised | Five Year Forecast | Generation (TWh) | Renewable | Onshore Wind | Onshore Wind | 18.2113 | 18.354 | 18.5571 | 18.7383 | 18.8965 | 18.9792 | 19.1898 | 0 | 0 | 0 | 0 | 0 | 0 | 0 | 0 | 0 | 0 | 0 | 0 | 0 | 0 | 0 | 0 | 0 | 0 | 0 | 0 | 0 | 0 | 0
Decentralised | Leading The Way | Generation (TWh) | Renewable | Offshore Wind | Offshore Wind | 2.5639 | 2.5639 | 2.5639 | 2.5639 | 2.7846 | 2.7846 | 2.7846 | 2.7846 | 2.7843 | 2.7836 | 2.7687 | 2.761 | 2.7011 | 2.706 | 2.7373 | 2.7202 | 2.7557 | 2.7622 | 2.7624 | 2.7706 | 2.7809 | 2.7846 | 2.7846 | 2.7846 | 2.7846 | 2.7846 | 2.7846 | 2.7846 | 2.7846 | 2.7846
Decentralised | Leading The Way | Generation (TWh) | Renewable | Onshore Wind | Onshore Wind | 18.2113 | 18.333 | 18.6415 | 18.9204 | 19.3401 | 18.1529 | 17.995 | 19.6143 | 19.5679 | 20.2428 | 17.8206 | 17.7666 | 15.5866 | 16.3297 | 20.1466 | 21.8438 | 26.4479 | 29.7815 | 32.4301 | 37.9693 | 42.9785 | 47.4883 | 51.887 | 54.7032 | 57.4065 | 59.073 | 60.0551 | 60.8636 | 61.6729 | 62.1078
Decentralised | System Transformation | Generation (TWh) | Renewable | Offshore Wind | Offshore Wind | 2.5639 | 2.5639 | 2.5639 | 2.5639 | 2.5639 | 2.5639 | 2.5639 | 2.5639 | 2.5639 | 2.5631 | 2.5562 | 2.4846 | 2.4115 | 2.3344 | 2.0609 | 2.0298 | 2.1667 | 2.1335 | 2.1529 | 2.1022 | 2.2005 | 2.2945 | 2.3566 | 2.475 | 2.5232 | 2.5358 | 2.5481 | 2.5525 | 2.5598 | 2.5574
Decentralised | System Transformation | Generation (TWh) | Renewable | Onshore Wind | Onshore Wind | 18.2113 | 18.356 | 18.5574 | 18.7374 | 18.8921 | 19.0277 | 19.1564 | 18.6143 | 19.0881 | 16.678 | 15.7134 | 13.034 | 12.1632 | 11.568 | 10.8292 | 11.1347 | 12.5823 | 12.8882 | 13.4878 | 13.5451 | 14.8525 | 16.4603 | 17.9998 | 21.2024 | 23.6747 | 25.0544 | 26.7111 | 28.0027 | 29.8985 | 30.7666
Transmission | Consumer Transformation | Generation (TWh) | Renewable | Offshore Wind | Offshore Wind | 50.4248 | 50.101 | 57.0138 | 66.6053 | 86.1232 | 95.6399 | 118.0144 | 123.9587 | 154.3956 | 191.7283 | 222.456 | 245.2661 | 260.0598 | 301.8175 | 317.688 | 321.536 | 345.2882 | 360.9644 | 374.61 | 394.5653 | 412.19 | 429.1326 | 440.3387 | 458.1265 | 469.8078 | 476.7212 | 480.6569 | 485.9557 | 486.4147 | 487.2374
Transmission | Consumer Transformation | Generation (TWh) | Renewable | Onshore Wind | Onshore Wind | 25.3687 | 26.421 | 27.5295 | 29.7202 | 38.3766 | 43.1715 | 47.0971 | 54.4539 | 52.8002 | 48.9596 | 43.1679 | 42.304 | 43.7705 | 40.6292 | 45.1503 | 48.1036 | 47.6383 | 51.5553 | 53.5993 | 53.2578 | 50.6252 | 51.255 | 50.968 | 51.067 | 51.5772 | 53.4618 | 55.6249 | 57.9256 | 58.7408 | 60.2371
Transmission | Falling Short | Generation (TWh) | Renewable | Offshore Wind | Offshore Wind | 50.4248 | 50.101 | 50.1015 | 50.1015 | 59.0282 | 61.7492 | 73.1039 | 89.3885 | 110.0326 | 132.2385 | 132.6452 | 145.9013 | 157.3183 | 179.0169 | 188.1972 | 228.512 | 251.7695 | 265.0129 | 268.9697 | 271.3825 | 288.871 | 297.4608 | 302.2454 | 307.75 | 313.1959 | 314.3728 | 315.8854 | 322.1161 | 322.3739 | 323.2637
Transmission | Falling Short | Generation (TWh) | Renewable | Onshore Wind | Onshore Wind | 25.3687 | 26.45 | 26.4623 | 27.4407 | 27.9161 | 29.665 | 33.6082 | 42.4339 | 46.1521 | 49.5439 | 54.1968 | 56.9376 | 57.4977 | 55.9078 | 56.5119 | 48.9105 | 43.2559 | 42.0156 | 43.8756 | 46.3298 | 44.6236 | 45.3585 | 46.3932 | 47.3286 | 48.3522 | 49.3992 | 51.3584 | 51.0534 | 51.2841 | 52.3236
Transmission | Five Year Forecast | Generation (TWh) | Renewable | Offshore Wind | Offshore Wind | 50.4248 | 50.101 | 50.1015 | 57.0138 | 66.6053 | 92.1095 | 95.1515 | 0 | 0 | 0 | 0 | 0 | 0 | 0 | 0 | 0 | 0 | 0 | 0 | 0 | 0 | 0 | 0 | 0 | 0 | 0 | 0 | 0 | 0 | 0
Transmission | Five Year Forecast | Generation (TWh) | Renewable | Onshore Wind | Onshore Wind | 25.3687 | 26.438 | 27.0742 | 29.103 | 36.6358 | 44.3284 | 49.988 | 0 | 0 | 0 | 0 | 0 | 0 | 0 | 0 | 0 | 0 | 0 | 0 | 0 | 0 | 0 | 0 | 0 | 0 | 0 | 0 | 0 | 0 | 0
Transmission | Leading The Way | Generation (TWh) | Renewable | Offshore Wind | Offshore Wind | 50.4248 | 61.87 | 66.6053 | 86.1232 | 95.6399 | 118.0144 | 123.9587 | 148.6256 | 185.6852 | 221.866 | 260.8614 | 277.404 | 328.2778 | 343.8826 | 347.0344 | 371.5374 | 373.3734 | 379.5169 | 391.1883 | 394.7957 | 395.3387 | 395.5316 | 395.5316 | 395.5316 | 395.5316 | 395.5316 | 395.5316 | 395.5316 | 395.5316 | 395.5316
Transmission | Leading The Way | Generation (TWh) | Renewable | Onshore Wind | Onshore Wind | 25.3687 | 28.272 | 31.4568 | 39.1467 | 48.8727 | 55.5309 | 59.7507 | 65.4596 | 64.7976 | 63.5144 | 55.2373 | 53.0445 | 48.0337 | 48.5899 | 55.4452 | 56.3441 | 62.5924 | 65.666 | 67.9204 | 73.2362 | 77.3626 | 80.3364 | 82.8588 | 83.5466 | 84.0527 | 84.5445 | 85.0314 | 85.3832 | 85.6963 | 85.8358
Transmission | System Transformation | Generation (TWh) | Renewable | Offshore Wind | Offshore Wind | 50.4248 | 50.101 | 50.1015 | 57.0138 | 66.6053 | 86.1232 | 95.1515 | 117.526 | 123.4703 | 173.2502 | 191.8957 | 222.33 | 241.228 | 250.6706 | 282.2807 | 294.1516 | 303.5442 | 321.8387 | 334.1667 | 343.7367 | 353.5499 | 374.0869 | 388.2341 | 399.3255 | 409.631 | 421.0142 | 428.5201 | 433.1373 | 433.5627 | 433.4239
Transmission | System Transformation | Generation (TWh) | Renewable | Onshore Wind | Onshore Wind | 25.3687 | 26.44 | 27.0745 | 29.102 | 36.6286 | 42.6716 | 47.5629 | 51.4556 | 56.7289 | 51.3551 | 50.4579 | 42.1871 | 40.0659 | 38.3734 | 36.8775 | 36.764 | 40.1463 | 40.46 | 41.6154 | 41.4515 | 43.7575 | 46.5659 | 49.1483 | 54.9148 | 59.3426 | 60.8818 | 63.0132 | 64.2058 | 66.4502 | 66.6424
Decentralised - Micro | Consumer Transformation | Generation (TWh) | Renewable | Onshore Wind | Onshore Wind | 1.8817 | 1.9467 | 1.9992 | 2.0412 | 2.0725 | 2.1234 | 2.0252 | 2.0987 | 1.9361 | 1.7142 | 1.4927 | 1.4645 | 1.5488 | 1.4582 | 1.5481 | 1.6882 | 1.6606 | 1.8644 | 1.9678 | 1.9428 | 1.877 | 1.9706 | 2.0157 | 2.0762 | 2.1651 | 2.3286 | 2.5264 | 2.7437 | 2.8811 | 3.071
Decentralised - Micro | Falling Short | Generation (TWh) | Renewable | Onshore Wind | Onshore Wind | 1.8817 | 1.8915 | 1.8995 | 1.9063 | 1.9132 | 1.9234 | 1.9316 | 1.9299 | 1.8949 | 1.8545 | 1.8486 | 1.79 | 1.7462 | 1.6507 | 1.6753 | 1.3405 | 1.1561 | 1.1203 | 1.18 | 1.254 | 1.1977 | 1.2225 | 1.2615 | 1.3002 | 1.344 | 1.3878 | 1.4572 | 1.4467 | 1.4626 | 1.5093
Decentralised - Micro | Five Year Forecast | Generation (TWh) | Renewable | Onshore Wind | Onshore Wind | 1.8817 | 1.8939 | 1.9061 | 1.9159 | 1.9266 | 1.9246 | 1.9307 | 0 | 0 | 0 | 0 | 0 | 0 | 0 | 0 | 0 | 0 | 0 | 0 | 0 | 0 | 0 | 0 | 0 | 0 | 0 | 0 | 0 | 0 | 0
Decentralised - Micro | Leading The Way | Generation (TWh) | Renewable | Onshore Wind | Onshore Wind | 1.8817 | 1.9013 | 1.9206 | 1.8906 | 1.8768 | 1.7058 | 1.6383 | 1.7235 | 1.6616 | 1.6473 | 1.3924 | 1.3352 | 1.1285 | 1.1407 | 1.3551 | 1.4169 | 1.6565 | 1.8034 | 1.9006 | 2.1558 | 2.3753 | 2.5619 | 2.7397 | 2.8517 | 2.9615 | 3.0758 | 3.1946 | 3.3082 | 3.4271 | 3.5404
Decentralised - Micro | System Transformation | Generation (TWh) | Renewable | Onshore Wind | Onshore Wind | 1.8817 | 1.894 | 1.9061 | 1.9158 | 1.9261 | 1.9295 | 1.9273 | 1.8612 | 1.8966 | 1.6123 | 1.4791 | 1.1955 | 1.0879 | 1.0096 | 0.92275 | 0.9284 | 1.0271 | 1.0305 | 1.0568 | 1.0405 | 1.1207 | 1.2205 | 1.3119 | 1.5195 | 1.6688 | 1.74 | 1.8282 | 1.8893 | 1.9888 | 2.0181
Decentralised | Consumer Transformation | Curtailment (TWh) | Renewable | Offshore Wind | Offshore Wind | 0 | 0 | 0 | 0 | 0 | 0 | 0 | 0 | 0.00080738 | 0.013362 | 0.083385 | 0.12735 | 0.10251 | 0.21973 | 0.20656 | 0.14064 | 0.19161 | 0.11297 | 0.092779 | 0.13069 | 0.18848 | 0.19304 | 0.19924 | 0.22628 | 0.21879 | 0.16914 | 0.12413 | 0.091522 | 0.083037 | 0.069046
Decentralised | Consumer Transformation | Curtailment (TWh) | Renewable | Onshore Wind | Onshore Wind | 0.073006 | 0.0376 | 0.025167 | 0.11445 | 0.47849 | 0.66487 | 2.399 | 2.4249 | 5.0547 | 8.5931 | 12.456 | 14.235 | 14.7156 | 17.5606 | 18.2192 | 18.2154 | 20.7008 | 19.8304 | 20.5048 | 23.3498 | 26.9709 | 27.9961 | 29.8947 | 31.3356 | 32.2809 | 31.2081 | 29.1977 | 27.0029 | 26.2703 | 24.6728
Decentralised | Falling Short | Curtailment (TWh) | Renewable | Offshore Wind | Offshore Wind | 0 | 0 | 0 | 0 | 0 | 0 | 0 | 0 | 0 | 0 | 0 | 0 | 0 | 0.000493 | 0.000658 | 0.067562 | 0.18235 | 0.22403 | 0.18189 | 0.13581 | 0.1904 | 0.18374 | 0.16463 | 0.14857 | 0.12963 | 0.10764 | 0.078994 | 0.089795 | 0.084726 | 0.067894
Decentralised | Falling Short | Curtailment (TWh) | Renewable | Onshore Wind | Onshore Wind | 0.073006 | 0.0113 | 0 | 0 | 0 | 0 | 0.019692 | 0.13576 | 0.57336 | 1.0736 | 1.2577 | 1.9925 | 2.6072 | 3.7715 | 3.6729 | 7.5319 | 9.8205 | 10.4959 | 10.0994 | 9.5262 | 10.4476 | 10.4343 | 10.2478 | 10.0577 | 9.7983 | 9.5296 | 8.9357 | 9.3264 | 9.3874 | 9.0557
Decentralised | Five Year Forecast | Curtailment (TWh) | Renewable | Offshore Wind | Offshore Wind | 0 | 0 | 0 | 0 | 0 | 0 | 0 | 0 | 0 | 0 | 0 | 0 | 0 | 0 | 0 | 0 | 0 | 0 | 0 | 0 | 0 | 0 | 0 | 0 | 0 | 0 | 0 | 0 | 0 | 0
Decentralised | Five Year Forecast | Curtailment (TWh) | Renewable | Onshore Wind | Onshore Wind | 0.073006 | 0.0216 | 0.002329 | 0.006732 | 0.035982 | 0.19 | 0.26689 | 0 | 0 | 0 | 0 | 0 | 0 | 0 | 0 | 0 | 0 | 0 | 0 | 0 | 0 | 0 | 0 | 0 | 0 | 0 | 0 | 0 | 0 | 0
Decentralised | Leading The Way | Curtailment (TWh) | Renewable | Offshore Wind | Offshore Wind | 0 | 0 | 0 | 0 | 0 | 0 | 0 | 0 | 0.00032965 | 0.00098329 | 0.015914 | 0.023637 | 0.083561 | 0.078659 | 0.047296 | 0.064458 | 0.028964 | 0.022378 | 0.022261 | 0.014033 | 0.00369 | 0 | 0 | 0 | 0 | 0 | 0 | 0 | 0 | 0
Decentralised | Leading The Way | Curtailment (TWh) | Renewable | Onshore Wind | Onshore Wind | 0.073006 | 0.0814 | 0.059919 | 0.53279 | 0.90231 | 3.0051 | 4.143 | 3.6734 | 4.9324 | 5.7837 | 9.8101 | 11.5509 | 15.505 | 16.6282 | 14.8918 | 15.3851 | 13.0875 | 12.1831 | 12.0935 | 9.2504 | 6.889 | 5.0546 | 3.3481 | 2.8791 | 2.5012 | 2.0509 | 1.5707 | 1.2676 | 0.94379 | 0.78768
Decentralised | System Transformation | Curtailment (TWh) | Renewable | Offshore Wind | Offshore Wind | 0 | 0 | 0 | 0 | 0 | 0 | 0 | 0 | 0 | 0.0007999 | 0.0077299 | 0.079239 | 0.15237 | 0.22944 | 0.50302 | 0.5341 | 0.39714 | 0.43042 | 0.411 | 0.46169 | 0.36341 | 0.26937 | 0.20727 | 0.088933 | 0.040715 | 0.028091 | 0.015759 | 0.01138 | 0.004096 | 0.006478
Decentralised | System Transformation | Curtailment (TWh) | Renewable | Onshore Wind | Onshore Wind | 0.073006 | 0.02 | 0.002084 | 0.007616 | 0.040432 | 0.14148 | 0.30029 | 1.1343 | 0.9567 | 4.1012 | 5.8083 | 9.2384 | 10.8683 | 12.2309 | 13.746 | 14.2255 | 13.572 | 14.0694 | 14.2825 | 15.0475 | 14.5721 | 13.8063 | 13.119 | 10.7789 | 9.1798 | 8.684 | 7.9223 | 7.5368 | 6.5586 | 6.6198
Transmission | Consumer Transformation | Curtailment (TWh) | Renewable | Offshore Wind | Offshore Wind | 0 | 0 | 0 | 0 | 0 | 0 | 0 | 0 | 0.030492 | 0.53962 | 3.8929 | 5.9688 | 4.9269 | 11.2741 | 10.8685 | 7.3543 | 10.0755 | 6.0674 | 4.9487 | 7.1857 | 10.4226 | 10.6941 | 11.0527 | 12.5724 | 12.1628 | 9.6348 | 7.0597 | 5.1622 | 4.7032 | 3.8805
Transmission | Consumer Transformation | Curtailment (TWh) | Renewable | Onshore Wind | Onshore Wind | 0.074447 | 0.0411 | 0.026058 | 0.14153 | 0.73688 | 1.1601 | 4.7596 | 4.999 | 11.0476 | 19.056 | 26.7743 | 28.9931 | 27.988 | 32.0308 | 31.4382 | 29.732 | 31.5486 | 27.6317 | 26.5729 | 29.0052 | 31.6378 | 31.008 | 31.4228 | 31.771 | 31.2608 | 29.4957 | 27.3326 | 25.0319 | 24.2167 | 22.7203
Transmission | Falling Short | Curtailment (TWh) | Renewable | Offshore Wind | Offshore Wind | 0 | 0 | 0 | 0 | 0 | 0 | 0 | 0 | 0 | 0 | 0 | 0 | 0 | 0.021247 | 0.028377 | 3.1293 | 9.1453 | 11.6226 | 9.4333 | 7.0205 | 9.9834 | 9.6417 | 8.6364 | 7.7834 | 6.7755 | 5.5985 | 4.0858 | 4.6579 | 4.4001 | 3.5103
Transmission | Falling Short | Curtailment (TWh) | Renewable | Onshore Wind | Onshore Wind | 0.074447 | 0.0119 | 0 | 0 | 0 | 0 | 0.028879 | 0.26216 | 1.2299 | 2.462 | 2.9768 | 4.9648 | 6.5887 | 9.7911 | 9.3107 | 19.6379 | 26.162 | 27.8557 | 26.2189 | 24.1603 | 26.0455 | 25.3105 | 24.2759 | 23.3405 | 22.3169 | 21.2699 | 19.5349 | 20.0707 | 19.8399 | 18.8004
Transmission | Five Year Forecast | Curtailment (TWh) | Renewable | Offshore Wind | Offshore Wind | 0 | 0 | 0 | 0 | 0 | 0 | 0 | 0 | 0 | 0 | 0 | 0 | 0 | 0 | 0 | 0 | 0 | 0 | 0 | 0 | 0 | 0 | 0 | 0 | 0 | 0 | 0 | 0 | 0 | 0
Transmission | Five Year Forecast | Curtailment (TWh) | Renewable | Onshore Wind | Onshore Wind | 0.074447 | 0.0241 | 0.002447 | 0.007457 | 0.059312 | 0.389 | 0.56663 | 0 | 0 | 0 | 0 | 0 | 0 | 0 | 0 | 0 | 0 | 0 | 0 | 0 | 0 | 0 | 0 | 0 | 0 | 0 | 0 | 0 | 0 | 0
Transmission | Leading The Way | Curtailment (TWh) | Renewable | Offshore Wind | Offshore Wind | 0 | 0 | 0 | 0 | 0 | 0 | 0 | 0 | 0.01261 | 0.042901 | 0.72668 | 1.1103 | 4.1959 | 4.0559 | 2.4301 | 3.3136 | 1.4777 | 1.1438 | 1.1687 | 0.73582 | 0.19282 | 0 | 0 | 0 | 0 | 0 | 0 | 0 | 0 | 0
Transmission | Leading The Way | Curtailment (TWh) | Renewable | Onshore Wind | Onshore Wind | 0.074447 | 0.0993 | 0.075472 | 0.91699 | 1.9656 | 7.7059 | 11.1926 | 9.7495 | 13.1221 | 14.5753 | 24.2586 | 27.238 | 35.3403 | 36.0927 | 30.1824 | 29.2836 | 23.0353 | 19.9616 | 18.7503 | 13.4345 | 9.3081 | 6.3343 | 3.8119 | 3.1241 | 2.618 | 2.1262 | 1.6393 | 1.2875 | 0.97438 | 0.83486
Transmission | System Transformation | Curtailment (TWh) | Renewable | Offshore Wind | Offshore Wind | 0 | 0 | 0 | 0 | 0 | 0 | 0 | 0 | 0 | 0.034507 | 0.33745 | 3.984 | 7.724 | 12.033 | 28.5279 | 30.9296 | 23.063 | 25.0174 | 23.8621 | 26.8189 | 21.57 | 15.8941 | 12.1583 | 5.1485 | 2.3259 | 1.6002 | 0.89709 | 0.6652 | 0.23987 | 0.37863
Transmission | System Transformation | Curtailment (TWh) | Renewable | Onshore Wind | Onshore Wind | 0.074447 | 0.022 | 0.002189 | 0.008435 | 0.066507 | 0.2802 | 0.60123 | 2.693 | 2.2959 | 11.0747 | 16.4295 | 26.0751 | 30.6649 | 33.7223 | 37.944 | 38.6964 | 35.5448 | 35.4512 | 34.5191 | 35.2544 | 33.2913 | 30.4828 | 28.0424 | 22.2759 | 18.0724 | 16.5332 | 14.6491 | 13.4565 | 11.2122 | 11.0199
Decentralised - Micro | Consumer Transformation | Curtailment (TWh) | Renewable | Onshore Wind | Onshore Wind | 0.0075449 | 0.004 | 0.002685 | 0.011894 | 0.04879 | 0.066141 | 0.2326 | 0.2274 | 0.45826 | 0.7484 | 1.045 | 1.1517 | 1.1493 | 1.3252 | 1.324 | 1.276 | 1.3992 | 1.2943 | 1.2933 | 1.4241 | 1.5991 | 1.6181 | 1.6891 | 1.748 | 1.782 | 1.7447 | 1.6766 | 1.5924 | 1.5915 | 1.5415
Decentralised - Micro | Falling Short | Curtailment (TWh) | Renewable | Onshore Wind | Onshore Wind | 0.0075449 | 0.0012 | 0 | 0 | 0 | 0 | 0.0020316 | 0.014008 | 0.059174 | 0.10986 | 0.12602 | 0.19478 | 0.24888 | 0.35456 | 0.34019 | 0.6887 | 0.88676 | 0.93619 | 0.89011 | 0.82983 | 0.89975 | 0.88861 | 0.86323 | 0.8382 | 0.80808 | 0.7779 | 0.72214 | 0.74634 | 0.74401 | 0.71096
Decentralised - Micro | Five Year Forecast | Curtailment (TWh) | Renewable | Onshore Wind | Onshore Wind | 0.0075449 | 0.0022 | 0.000239 | 0.000688 | 0.003668 | 0.019266 | 0.026851 | 0 | 0 | 0 | 0 | 0 | 0 | 0 | 0 | 0 | 0 | 0 | 0 | 0 | 0 | 0 | 0 | 0 | 0 | 0 | 0 | 0 | 0 | 0
Decentralised - Micro | Leading The Way | Curtailment (TWh) | Renewable | Onshore Wind | Onshore Wind | 0.0075449 | 0.0084 | 0.0061725 | 0.053238 | 0.087562 | 0.28239 | 0.37719 | 0.32277 | 0.41882 | 0.47065 | 0.76649 | 0.86806 | 1.1225 | 1.1615 | 1.0017 | 0.99793 | 0.81972 | 0.73772 | 0.70874 | 0.52521 | 0.38074 | 0.27268 | 0.17678 | 0.15009 | 0.12903 | 0.10679 | 0.083554 | 0.068902 | 0.052445 | 0.044901
Decentralised - Micro | System Transformation | Curtailment (TWh) | Renewable | Onshore Wind | Onshore Wind | 0.0075449 | 0.0021 | 0.000214 | 0.000779 | 0.004122 | 0.014347 | 0.030212 | 0.11341 | 0.095059 | 0.39646 | 0.54672 | 0.84735 | 0.97204 | 1.0674 | 1.1713 | 1.1861 | 1.1079 | 1.1249 | 1.1191 | 1.1559 | 1.0996 | 1.0237 | 0.95616 | 0.77247 | 0.64706 | 0.60311 | 0.54223 | 0.50848 | 0.43627 | 0.43422

## ES2
ES2: European electricity supply data table
Return to: Main Menu
Return to: Chapter contents
Notes: | This data sets out our electricity installed capacity and annual demand assumptions for European countries as included in our pan-European dispatch model.
We worked with AFRY to develop the two European scenarios. This included the co-creation of a set of modelling assumptions such that the scenarios broadly align to our GB System Transformation and Consumer Transformation scenarios. As the scenarios were created in Q4 2021, they do not include recent market developments such as those that came about following the war in Ukraine.
Where possible we have replicated the format of our ES1 (Great Britain) data table - as this is the first year publishing this data we are keen to receive feedback on whether the format works for you.
Data table includes multiple variables as indicated in "Variable" column.
If a row is zero for any scenario it has been omitted.
Country | EU Scenario | FES Scenario Alignment | Variable | Category | Type | SubType | SubSubType | 2021 | 2022 | 2023 | 2024 | 2025 | 2026 | 2027 | 2028 | 2029 | 2030 | 2031 | 2032 | 2033 | 2034 | 2035 | 2036 | 2037 | 2038 | 2039 | 2040 | 2041 | 2042 | 2043 | 2044 | 2045 | 2046 | 2047 | 2048 | 2049 | 2050
Austria | EU CT | CT & LW | Capacity (MW) | Storage | Storage | Battery | Battery | 10.3 | 15.3 | 20.3 | 25.3 | 29.3 | 34.3 | 39.3 | 44.3 | 49.3 | 54.3 | 54.3 | 54.3 | 54.3 | 54.3 | 54.3 | 54.3 | 54.3 | 54.3 | 65.17 | 118.83 | 211.48 | 287.39 | 306.7 | 348.92 | 365.96 | 440.12 | 670.67 | 731.08 | 846.03 | 849.32
Austria | EU CT | CT & LW | Capacity (MW) | Renewable | Biomass | Biomass | Biomass | 545 | 560 | 575 | 590 | 605 | 620 | 635 | 650 | 665 | 680 | 695 | 710 | 725 | 740 | 755 | 770 | 785 | 800 | 815 | 830 | 1860.13 | 1893.31 | 1926.48 | 1959.66 | 1992.83 | 2026.01 | 2059.18 | 2092.36 | 2125.53 | 2158.71
Austria | EU CT | CT & LW | Capacity (MW) | Renewable | Biomass | Biomass CHP | Biomass CHP | 2021: 15; 2022: 15; 2023: 15
Austria | EU CT | CT & LW | Capacity (MW) | Thermal | Gas | CCGT | CCGT | 599.1 | 114.1 | 114.1 | 114.1 | 114.2 | 114.2 | 114.2 | 714.2 | 1314.2 | 1314.3 | 1314.3 | 1314.3 | 1314.3 | 1314.3 | 1314.4 | 1314.4 | 1314.4 | 1314.4 | 1314.4 | 1200.5 | 1200.5 | 1200.5 | 600.5 | 0.5 | 0.5 | 0.5 | 0.5 | 0.5 | 0.5 | 0.5
Austria | EU CT | CT & LW | Capacity (MW) | Thermal | Gas | Gas CHP | CCGT CHP | 3152 | 3152 | 2787 | 2787 | 2787 | 2684 | 2684 | 2684 | 2684 | 2684 | 2317 | 2317 | 2317 | 2160 | 2160 | 2160 | 2160 | 2160 | 2160 | 1989 | 1989 | 1989 | 1989 | 1989 | 1279 | 400
Austria | EU CT | CT & LW | Capacity (MW) | Thermal | Low Carbon | Hydrogen | CCGT Hydrogen | 0.1 | 0.1 | 0.1 | 0.1 | 0.2 | 0.2 | 0.2 | 0.2 | 0.2 | 1.06 | 3.24 | 21.68 | 27.08 | 28.36 | 28.56 | 28.56 | 28.56 | 61.66 | 68.03 | 68.23 | 69.33 | 75.94 | 91.6 | 109.63 | 192.11 | 222.88 | 294.2 | 298.03 | 303.62 | 307.36
Austria | EU CT | CT & LW | Capacity (MW) | Low Carbon | CCS | CCS Biomass | CCS Biomass | [9 empty] | 0.1 | 0.1 | 0.1 | 0.1 | 0.1 | 0.2 | 0.2 | 0.2 | 0.2 | 0.2 | 0.3 | 0.3 | 0.3 | 0.3 | 0.3 | 0.4 | 0.4 | 0.4 | 0.4 | 0.4 | 0.5
Austria | EU CT | CT & LW | Capacity (MW) | Low Carbon | CCS | CCS Gas | CCS Gas | 0.1 | 0.1 | 0.1 | 0.1 | 0.2 | 0.2 | 0.2 | 0.2 | 0.2 | 0.3 | 0.3 | 13.79 | 19.34 | 19.34 | 21.85 | 25.07 | 25.43 | 25.43 | 30.81 | 60.23 | 61.22 | 61.22 | 61.22 | 61.22 | 61.32 | 61.32 | 61.32 | 75.44 | 75.44 | 75.54
Austria | EU CT | CT & LW | Capacity (MW) | Thermal | Coal | Coal | Coal | 0.1 | 0.1 | 0.1 | 0.1 | 0.1 | 0.1 | 0.1 | 0.1 | 0.1 | 0.1 | 0.1 | 0.1 | 0.1 | 0.1 | 0.1 | 0.1 | 0.1 | 0.1 | 0.1 | 0.1 | 0.1 | 0.1 | 0.1 | 0.1 | 0.1 | 0.1 | 0.1 | 0.1 | 0.1 | 0.1
Austria | EU CT | CT & LW | Capacity (MW) | Thermal | Gas | Gas Reciprocating Engines | Engine CHP | 2021: 13; 2022: 13; 2023: 13; 2024: 13; 2025: 13; 2026: 13; 2027: 13; 2028: 13
Austria | EU CT | CT & LW | Capacity (MW) | Thermal | Gas | OCGT | GT | 0.1 | 0.1 | 0.1 | 0.1 | 0.1 | 0.1 | 862.15 | 1632.15 | 2402.15 | 3202.15 | 3202.15 | 3202.15 | 3202.15 | 3202.15 | 3202.15 | 3202.15 | 3202.15 | 3202.15 | 3202.15 | 3202.15 | 3202.15 | 2940.1 | 2940.1 | 2940.1 | 2940.1 | 2940.1 | 2940.1 | 2940.1 | 2940.1 | 2940.1
Austria | EU CT | CT & LW | Capacity (MW) | Thermal | Gas | Gas CHP | GT CHP | 200 | 200 | 200 | 60 | 60 | 60 | 60 | 60 | 60 | 60 | 60 | 60 | 22 | 22 | 22 | 22 | 22 | 22 | 22 | 22 | 22
Austria | EU CT | CT & LW | Capacity (MW) | Thermal | Low Carbon | Hydrogen CHP | GT Hydrogen | [9 empty] | 0.2 | 0.2 | 0.2 | 0.2 | 0.2 | 0.2 | 0.2 | 0.2 | 0.2 | 0.2 | 0.2 | 0.2 | 0.2 | 0.2 | 0.2 | 0.2 | 27.66 | 67.65 | 82.17 | 82.17 | 432.17
Austria | EU CT | CT & LW | Capacity (MW) | Renewable | Onshore Wind | Onshore Wind | Onshore Wind | 3503.84 | 3783.84 | 4233.84 | 4683.84 | 5333.84 | 6484.84 | 8124.84 | 10064.84 | 11743.84 | 13182.41 | 14258.7 | 15025.69 | 15835.69 | 16367.01 | 16613.62 | 16918.3 | 17256.4 | 17442.97 | 17706.32 | 18248.71 | 18358.71 | 18483.9 | 18753.06 | 18966.34 | 19123.68 | 19234.68 | 19486.08 | 19763.35 | 19905.31 | 20534.7
Austria | EU CT | CT & LW | Capacity (MW) | Renewable | Other Renewables | Other Renewables | Other Renewables | 19.87 | 20.02 | 20.11 | 20.18 | 20.21 | 20.74 | 21.3 | 21.86 | 22.44 | 23.03 | 23.64 | 24.26 | 24.9 | 25.55 | 26.22 | 26.73 | 27.25 | 27.77 | 28.29 | 28.81 | 29.33 | 29.85 | 30.37 | 30.89 | 31.41 | 31.93 | 32.45 | 32.97 | 33.49 | 34.01
Austria | EU CT | CT & LW | Capacity (MW) | Storage | Storage | Pumped Hydro | Pumped Storage | 1818 | 2010 | 2010 | 2660 | 2660 | 2660 | 2660 | 2660 | 2660 | 2660 | 2660 | 2660 | 2660 | 2660 | 2660 | 2660 | 2660 | 2660 | 2660 | 2660 | 2660 | 2660 | 2660 | 2660 | 2660 | 2660 | 2660 | 2660 | 2660 | 2660
Austria | EU CT | CT & LW | Capacity (MW) | Renewable | Hydro | Hydro | Reservoir Hydro | 761 | 761 | 761 | 761 | 761 | 761 | 761 | 761 | 761 | 761 | 761 | 761 | 761 | 761 | 761 | 761 | 761 | 761 | 761 | 761 | 761 | 761 | 761 | 761 | 761 | 761 | 761 | 761 | 761 | 761
Austria | EU CT | CT & LW | Capacity (MW) | Renewable | Hydro | Hydro | Reservoir Hydro with pumping | 2690 | 2690 | 2690 | 2690 | 2690 | 2690 | 2690 | 2690 | 2690 | 2690 | 2690 | 2690 | 2690 | 2690 | 2690 | 2690 | 2690 | 2690 | 2690 | 2690 | 2690 | 2690 | 2690 | 2690 | 2690 | 2690 | 2690 | 2690 | 2690 | 2690
Austria | EU CT | CT & LW | Capacity (MW) | Renewable | Hydro | Hydro | Run-of-river Hydro | 4581 | 4674 | 4697 | 4697 | 4697 | 4697 | 4697 | 4697 | 4742 | 4742 | 4742 | 4742 | 4742 | 4742 | 4742 | 4742 | 4742 | 4742 | 4742 | 4742 | 4742 | 4742 | 4742 | 4742 | 4742 | 4742 | 4742 | 4742 | 4742 | 4742
Austria | EU CT | CT & LW | Capacity (MW) | Renewable | Hydro | Hydro | Small-Scale-Hydro | 1219 | 1219 | 1219 | 1219 | 1219 | 1219 | 1219 | 1219 | 1219 | 1219 | 1219 | 1219 | 1219 | 1219 | 1219 | 1219 | 1219 | 1219 | 1219 | 1219 | 1219 | 1219 | 1219 | 1219 | 1219 | 1219 | 1219 | 1219 | 1219 | 1219
Austria | EU CT | CT & LW | Capacity (MW) | Renewable | Solar | Solar PV | Solar PV | 2700 | 3180 | 4258.11 | 5818.11 | 6602.1 | 8162.1 | 10062.1 | 11962.1 | 14062.1 | 16127.07 | 18051.6 | 19364.51 | 20154.02 | 20574.83 | 20831.63 | 21051.64 | 21271.64 | 21493.16 | 21713.16 | 21933.16 | 22153.16 | 22373.16 | 22593.16 | 23442.76 | 23762.04 | 24171.29 | 24655.72 | 24904.44 | 25374.08 | 25742.04
Austria | EU CT | CT & LW | Capacity (MW) | Thermal | Gas | CCGT | Steam Gas | 260 | 260 | 260 | 256 | 232 | 232 | 232 | 232 | 232 | 146 | 146 | 146 | 146 | 146 | 140 | 140 | 140 | 140 | 140 | 140 | 140 | 140 | 140 | 140 | 140 | 140 | 140 | 140 | 140 | 70
Austria | EU CT | CT & LW | Capacity (MW) | Thermal | Gas | Gas CHP | Steam Gas CHP | 692 | 692 | 692 | 607 | 569 | 569 | 544 | 534 | 469 | 469 | 469 | 449 | 426 | 356 | 356 | 256 | 256 | 256 | 256 | 256 | 256 | 235 | 165 | 165
Austria | EU CT | CT & LW | Capacity (MW) | Thermal | Other Thermal | Fuel Oil | Steam Oil | 2021: 2; 2022: 2; 2023: 2; 2024: 2; 2025: 2; 2026: 2; 2027: 2; 2028: 2; 2029: 2
Austria | EU CT | CT & LW | Capacity (MW) | Thermal | Other Thermal | Fuel Oil | Steam Oil CHP | 2021: 50; 2022: 50; 2023: 50; 2024: 50; 2025: 50; 2026: 50; 2027: 50; 2028: 50; 2029: 50; 2030: 14; 2031: 14; 2032: 14; 2033: 14
Austria | EU CT | CT & LW | Capacity (MW) | Renewable | Waste | Waste | Waste | 539 | 539 | 539 | 539 | 539 | 539 | 539 | 539 | 539 | 539 | 531 | 531 | 531 | 531 | 531 | 531 | 531 | 531 | 531 | 531 | 531 | 531 | 531 | 531 | 531 | 531 | 531 | 531 | 531 | 531
Belgium | EU CT | CT & LW | Capacity (MW) | Thermal | Gas | Gas CHP | Aggregated Small CHP | 1748.8 | 1785.8 | 1825.1 | 1866.8 | 1911.2 | 1958.3 | 2008.3 | 2061.4 | 2117.9 | 2178.1 | 2241.9 | 2310.1 | 2382.5 | 2459.6 | 2541.7 | 2629.1 | 2722.3 | 2821.5 | 2927.3 | 3040 | 3040 | 3040 | 3040 | 3040 | 3040 | 3040 | 3040 | 3040 | 3040 | 3040
Belgium | EU CT | CT & LW | Capacity (MW) | Storage | Storage | Battery | Battery | 24.3 | 34.3 | 38.3 | 44.3 | 49.3 | 55.3 | 60.3 | 66.3 | 71.3 | 77.3 | 77.3 | 77.3 | 77.3 | 77.3 | 77.3 | 77.3 | 127.47 | 187.32 | 301.7 | 355.53 | 479.03 | 480.4 | 631.05 | 1025.31 | 1125.09 | 1178.34 | 1417.54 | 1717.46 | 1717.46 | 1717.46
Belgium | EU CT | CT & LW | Capacity (MW) | Renewable | Biomass | Biomass | Biomass | 379 | 485 | 333 | 387 | 440 | 493 | 546 | 600 | 653 | 706 | 760 | 813 | 866 | 919 | 973 | 1026 | 1079 | 1115 | 1168 | 1271 | 1324 | 1378 | 1431 | 1484 | 1538 | 1591 | 1644 | 1697 | 1751 | 1754
Belgium | EU CT | CT & LW | Capacity (MW) | Thermal | Gas | CCGT | CCGT | 2911.1 | 2460.1 | 2460.1 | 1542.1 | 1542.2 | 1542.2 | 1783.87 | 2380.06 | 2030.06 | 2030.16 | 2030.16 | 2030.16 | 2030.16 | 2030.16 | 2030.26 | 2030.26 | 2030.26 | 2030.26 | 2030.26 | 2030.36 | 1608.36 | 596.7 | 0.5 | 0.5 | 0.5 | 0.5 | 0.5 | 0.5 | 0.5 | 0.5
Belgium | EU CT | CT & LW | Capacity (MW) | Thermal | Gas | Gas CHP | CCGT CHP | 2021: 429; 2022: 429; 2023: 429; 2024: 429; 2025: 429; 2026: 429; 2027: 429; 2028: 429; 2029: 429; 2030: 429; 2031: 429; 2032: 429; 2033: 429; 2034: 390; 2035: 390; 2036: 390; 2037: 390
Belgium | EU CT | CT & LW | Capacity (MW) | Thermal | Low Carbon | Hydrogen | CCGT Hydrogen | 0.1 | 0.1 | 0.1 | 0.1 | 0.2 | 0.2 | 0.2 | 0.2 | 0.2 | 8.71 | 49.63 | 100.44 | 124.12 | 149.47 | 200.05 | 243.64 | 262.26 | 791.13 | 799.8 | 1105 | 1171.24 | 1677.58 | 1677.58 | 1877.58 | 1877.58 | 1957.28 | 1965.64 | 2165.64 | 2165.64 | 2165.64
Belgium | EU CT | CT & LW | Capacity (MW) | Low Carbon | CCS | CCS Biomass | CCS Biomass | [9 empty] | 0.1 | 0.1 | 0.1 | 0.1 | 0.1 | 0.2 | 0.2 | 0.2 | 0.2 | 19.62 | 121.78 | 133.73 | 144.2 | 146.94 | 149.34 | 150.07 | 150.2 | 150.2 | 150.2 | 150.2 | 150.3
Belgium | EU CT | CT & LW | Capacity (MW) | Low Carbon | CCS | CCS Gas | CCS Gas |  |  |  |  | 0.1 | 0.1 | 0.1 | 0.1 | 0.1 | 0.2 | 0.2 | 0.2 | 66.01 | 66.01 | 66.11 | 866.11 | 882.76 | 924.13 | 953.14 | 997.77 | 997.77 | 997.77 | 1005.64 | 1008.69 | 1081.13 | 1109.22 | 1409.22 | 1409.22 | 1409.22 | 1409.32
Belgium | EU CT | CT & LW | Capacity (MW) | Thermal | Coal | Coal | Coal | 0.1 | 0.1 | 0.1 | 0.1 | 0.1 | 0.1 | 0.1 | 0.1 | 0.1 | 0.1 | 0.1 | 0.1 | 0.1 | 0.1 | 0.1 | 0.1 | 0.1 | 0.1 | 0.1 | 0.1 | 0.1 | 0.1 | 0.1 | 0.1 | 0.1 | 0.1 | 0.1 | 0.1 | 0.1 | 0.1
Belgium | EU CT | CT & LW | Capacity (MW) | Thermal | Gas | Gas Reciprocating Engines | Engine CHP | 43 | 43 | 43 | 43 | 43 | 43 | 43 | 43 | 43 | 43 | 43 | 43 | 43 | 43 | 43 | 43 | 43 | 43
Belgium | EU CT | CT & LW | Capacity (MW) | Renewable | Other Renewables | Other Renewables | Geothermal |  |  |  |  | 5 | 5 | 5 | 5 | 5 | 5 | 5 | 5 | 5 | 5 | 5 | 5 | 5 | 5 | 5 | 5 | 5 | 5 | 5 | 5 | 5 | 5 | 5 | 5 | 5 | 5
Belgium | EU CT | CT & LW | Capacity (MW) | Thermal | Gas | OCGT | GT | 762.1 | 762.1 | 730.1 | 730.1 | 361.1 | 361.1 | 1011.1 | 1341.1 | 2591.1 | 2569.1 | 2569.1 | 2550.1 | 2550.1 | 2550.1 | 2550.1 | 2550.1 | 2550.1 | 2550.1 | 2550.1 | 2550.1 | 2550.1 | 2550.1 | 2550.1 | 2550.1 | 2550.1 | 2550.1 | 2550.1 | 2550.1 | 2550.1 | 2550.1
Belgium | EU CT | CT & LW | Capacity (MW) | Thermal | Gas | Gas CHP | GT CHP | 436 | 436 | 436 | 436 | 436 | 436 | 436 | 436 | 436 | 436 | 436 | 436 | 436 | 436 | 436 | 342 | 342 | 342 | 202 | 77 | 19 | 19 | 19 | 19 | 19
Belgium | EU CT | CT & LW | Capacity (MW) | Thermal | Low Carbon | Hydrogen CHP | GT Hydrogen | [9 empty] | 0.2 | 200.2 | 200.2 | 200.2 | 200.2 | 412.2 | 412.2 | 429.75 | 430.05 | 613.05 | 712.72 | 607.17 | 936.69 | 1436.69 | 1436.69 | 1619.52 | 1719.2 | 2469.2 | 2869.2 | 3169.2 | 3169.2
Belgium | EU CT | CT & LW | Capacity (MW) | Low Carbon | Nuclear | Nuclear | Nuclear | 5943.1 | 5943.1 | 4937.1 | 3929.1 | 2077.1 | 2077.1 | 2077.1 | 2077.1 | 2077.1 | 2077.1 | 2077.1 | 2077.1 | 2077.1 | 2077.1 | 2077.1 | 0.1 | 0.1 | 0.1 | 0.1 | 0.1 | 0.1 | 0.1 | 0.1 | 0.1 | 0.1 | 0.1 | 0.1 | 0.1 | 0.1 | 0.1
Belgium | EU CT | CT & LW | Capacity (MW) | Renewable | Offshore Wind | Offshore Wind | Offshore Wind | 2271 | 2271 | 2684 | 2947 | 3211 | 3474 | 3737 | 4000 | 4167 | 4333 | 4500 | 4667 | 4834.08 | 5011.67 | 5229.68 | 5504.1 | 5717.52 | 5886.49 | 6071.42 | 6272.47 | 6794.01 | 7004.1 | 7222.02 | 8597.06 | 9222.66 | 10151.33 | 11025.87 | 11238.34 | 12312.56 | 12995
Belgium | EU CT | CT & LW | Capacity (MW) | Renewable | Onshore Wind | Onshore Wind | Onshore Wind | 2644.72 | 2959.12 | 3430.4 | 4094.75 | 4859.1 | 5749.1 | 6539.1 | 7279.1 | 8045.93 | 8471.49 | 8671.49 | 8871.85 | 9071.85 | 9277.6 | 9497.05 | 9697.05 | 9897.05 | 10097.05 | 10297.05 | 10497.05 | 10697.05 | 10944.13 | 11159.18 | 11359.21 | 11595.21 | 11807.19 | 12016.44 | 12174.61 | 12211.68 | 12244.6
Belgium | EU CT | CT & LW | Capacity (MW) | Renewable | Other Renewables | Other Renewables | Other Renewables | 1.49 | 4.8 | 5.28 | 5.77 | 6.27 | 6.48 | 6.7 | 6.92 | 7.15 | 7.38 | 7.61 | 7.85 | 8.09 | 8.33 | 8.58 | 8.67 | 8.76 | 8.84 | 8.93 | 9.02 | 9.02 | 9.02 | 9.02 | 9.02 | 9.02 | 9.02 | 9.02 | 9.02 | 9.02
Belgium | EU CT | CT & LW | Capacity (MW) | Storage | Storage | Pumped Hydro | Pumped Storage | 1307 | 1391 | 1391 | 1391 | 1391 | 1391 | 1391 | 1391 | 1391 | 1391 | 1391 | 1391 | 1391 | 1391 | 1907 | 1907 | 1907 | 1907 | 1907 | 1907 | 1907 | 1907 | 1907 | 1907 | 1907 | 1907 | 1907 | 1907 | 1907 | 1907
Belgium | EU CT | CT & LW | Capacity (MW) | Renewable | Hydro | Hydro | Run-of-river Hydro | 115 | 121 | 125 | 129 | 129 | 129 | 129 | 129 | 129 | 129 | 129 | 129 | 129 | 129 | 129 | 129 | 129 | 129 | 129 | 129 | 129 | 129 | 129 | 129 | 129 | 129 | 129 | 129 | 129 | 129
Belgium | EU CT | CT & LW | Capacity (MW) | Renewable | Solar | Solar PV | Solar PV | 6434.92 | 7479.76 | 8353.76 | 9180.77 | 10007.78 | 10851.32 | 11727.69 | 12634.18 | 13461.24 | 14354.13 | 14954.13 | 15554.13 | 16154.13 | 16767.65 | 17367.65 | 17967.65 | 18567.65 | 19167.65 | 19767.65 | 20367.65 | 20867.65 | 21367.65 | 21867.65 | 22367.65 | 22867.65 | 23372.08 | 23872.08 | 24372.08 | 24872.08 | 25372.08
Belgium | EU CT | CT & LW | Capacity (MW) | Thermal | Gas | CCGT | Steam Gas | 337 | 337 | 337 | 337 | 337 | 337 | 337 | 337 | 337 | 337 | 337 | 337 | 337 | 337 | 305 | 305 | 305 | 305 | 305
Belgium | EU CT | CT & LW | Capacity (MW) | Thermal | Gas | Gas CHP | Steam Gas CHP | 2021: 312; 2022: 312; 2023: 312; 2024: 312; 2025: 312; 2026: 312; 2027: 312; 2028: 312; 2029: 312; 2030: 312; 2031: 312; 2032: 312; 2033: 312; 2034: 312; 2035: 135; 2036: 135; 2037: 135
Belgium | EU CT | CT & LW | Capacity (MW) | Renewable | Waste | Waste | Waste | 270 | 270 | 270 | 270 | 270 | 238 | 238 | 238 | 238 | 226 | 226 | 226 | 226 | 226 | 226 | 226 | 226 | 226 | 207 | 207 | 162 | 162 | 142 | 142 | 142 | 142 | 101 | 101 | 101 | 101
Belgium | EU CT | CT & LW | Capacity (MW) | Renewable | Waste | Waste CHP | Waste CHP | 192.4 | 196.8 | 201.6 | 206.6 | 211.9 | 217.5 | 178.5 | 184.8 | 191.5 | 198.5 | 206 | 214 | 222.4 | 231.3 | 240.7 | 250.7 | 261.3 | 272.5 | 284.4 | 247 | 247 | 247 | 247 | 247 | 247 | 247 | 247 | 247 | 247 | 247
Czech Republic | EU CT | CT & LW | Capacity (MW) | Thermal | Gas | Gas CHP | Aggregated Small CHP | 380 | 380 | 380 | 380 | 380 | 380 | 380 | 380 | 380 | 380 | 380 | 380 | 380 | 380 | 380 | 380 | 380 | 380 | 380 | 380 | 380 | 380 | 380 | 380 | 380 | 380 | 380 | 380 | 380 | 380
Czech Republic | EU CT | CT & LW | Capacity (MW) | Storage | Storage | Battery | Battery | 11.3 | 17.3 | 23.3 | 28.3 | 34.3 | 39.3 | 45.3 | 51.3 | 56.3 | 62.3 | 62.3 | 62.3 | 62.3 | 62.3 | 62.3 | 62.3 | 62.3 | 62.3 | 62.3 | 62.3 | 81.34 | 115.31 | 162.98 | 168.07 | 181.91 | 182.16 | 243.9 | 305.24 | 349.23 | 372.26
Czech Republic | EU CT | CT & LW | Capacity (MW) | Renewable | Biomass | Biomass | Biomass | 1189.46 | 1180.07 | 1215.54 | 1250.7 | 1285.46 | 1342.42 | 1400.72 | 1485.4 | 1546.47 | 1608.96 | 1667.25 | 1726.55 | 1786.88 | 1848.24 | 1910.65 | 1989.52 | 2213.77 | 2346.18 | 2363.76 | 2927.32 | 2566.52 | 2504.72 | 2504.72 | 2424.72 | 2424.72 | 2419.72 | 2419.72 | 2419.72 | 2419.72 | 2419.72
Czech Republic | EU CT | CT & LW | Capacity (MW) | Renewable | Biomass | Biomass CHP | Biomass CHP |  |  |  | 64 | 96 | 96 | 96 | 96 | 96 | 96 | 96 | 96 | 96 | 96 | 96 | 96 | 96 | 96 | 96 | 96 | 96 | 162.2 | 162.2 | 263.2 | 263.2 | 263.2 | 263.2 | 263.2 | 263.2 | 263.2
Czech Republic | EU CT | CT & LW | Capacity (MW) | Thermal | Gas | CCGT | CCGT | 953.1 | 953.1 | 953.1 | 953.1 | 953.2 | 953.2 | 1550.81 | 2150.81 | 2680.81 | 3180.91 | 3180.91 | 3180.91 | 3180.91 | 3180.91 | 3181.01 | 3138.01 | 3138.01 | 3138.01 | 3138.01 | 3138.11 | 3138.11 | 2540.5 | 1100.5 | 500.5 | 0.5 | 0.5 | 0.5 | 0.5 | 0.5 | 0.5
Czech Republic | EU CT | CT & LW | Capacity (MW) | Thermal | Low Carbon | Hydrogen | CCGT Hydrogen | 0.1 | 0.1 | 0.1 | 0.1 | 0.2 | 0.2 | 0.2 | 0.2 | 0.2 | 2.07 | 9.15 | 25.27 | 25.27 | 40.03 | 45.52 | 84.69 | 117.74 | 122.36 | 212.55 | 212.75 | 592.75 | 813.07 | 1181.44 | 1393.83 | 1393.83 | 1654.53 | 1654.53 | 1874.81 | 1987.88 | 1996.02
Czech Republic | EU CT | CT & LW | Capacity (MW) | Low Carbon | CCS | CCS Biomass | CCS Biomass | [9 empty] | 0.1 | 0.1 | 0.1 | 0.1 | 0.1 | 0.2 | 0.2 | 0.2 | 0.2 | 0.2 | 0.3 | 0.3 | 0.3 | 0.3 | 0.3 | 0.4 | 0.4 | 0.4 | 0.4 | 0.4 | 0.5
Czech Republic | EU CT | CT & LW | Capacity (MW) | Low Carbon | CCS | CCS Gas | CCS Gas |  |  |  |  | 0.1 | 0.1 | 0.1 | 0.1 | 0.1 | 0.2 | 3.76 | 16.29 | 39.05 | 39.05 | 47.32 | 125.89 | 138.4 | 161.31 | 163.2 | 192.53 | 337.49 | 350.87 | 429.25 | 670.49 | 788.55 | 788.55 | 941.42 | 1003.67 | 1003.67 | 1159.67
Czech Republic | EU CT | CT & LW | Capacity (MW) | Thermal | Coal | Coal | Coal | 1047.1 | 1047.1 | 987.1 | 987.1 | 239.1 | 239.1 | 239.1 | 239.1 | 239.1 | 239.1 | 239.1 | 239.1 | 239.1 | 239.1 | 239.1 | 239.1 | 239.1 | 239.1 | 137.1 | 58.1 | 3.1 | 0.1 | 0.1 | 0.1 | 0.1 | 0.1 | 0.1 | 0.1 | 0.1 | 0.1
Czech Republic | EU CT | CT & LW | Capacity (MW) | Thermal | Coal | Coal | Coal CHP | 297 | 297 | 297 | 165 | 165 | 165 | 165 | 165 | 165 | 165 | 165 | 165 | 165 | 165 | 165 | 165 | 101 | 101 | 101 | 101 | 101 | 101 | 101
Czech Republic | EU CT | CT & LW | Capacity (MW) | Thermal | Gas | Gas Reciprocating Engines | Engine CHP | 49 | 49 | 49 | 49 | 49 | 49 | 37 | 37 | 37 | 37 | 37 | 37 | 37 | 37 | 37 | 37 | 37 | 37 | 37 | 37 | 37 | 37 | 37 | 37 | 37 | 37 | 37 | 37 | 37
Czech Republic | EU CT | CT & LW | Capacity (MW) | Thermal | Gas | OCGT | GT | 66.1 | 66.1 | 66.1 | 66.1 | 66.1 | 66.1 | 716.1 | 1366.1 | 2016.1 | 2666.1 | 2666.1 | 2666.1 | 2666.1 | 2666.1 | 2666.1 | 2666.1 | 2666.1 | 2666.1 | 2666.1 | 2666.1 | 2666.1 | 2666.1 | 2666.1 | 2666.1 | 2666.1 | 2600.1 | 2600.1 | 2600.1 | 2600.1 | 2600.1
Czech Republic | EU CT | CT & LW | Capacity (MW) | Thermal | Gas | Gas CHP | GT CHP | 90 | 90 | 90 | 122 | 122 | 154 | 154 | 87 | 64 | 64 | 64 | 64 | 64 | 64 | 64 | 64 | 64 | 64 | 64 | 64 | 64 | 64 | 64 | 64 | 64 | 64 | 64 | 64 | 64 | 64
Czech Republic | EU CT | CT & LW | Capacity (MW) | Thermal | Low Carbon | Hydrogen CHP | GT Hydrogen | [9 empty] | 0.2 | 0.2 | 0.2 | 0.2 | 0.2 | 0.2 | 0.2 | 0.2 | 1.61 | 55.13 | 57.33 | 60.73 | 181.93 | 188.08 | 678.46 | 680.89 | 680.89 | 680.89 | 687.01 | 774.5 | 818.52
Czech Republic | EU CT | CT & LW | Capacity (MW) | Thermal | Coal | Coal | IGCC | 2021: 370; 2022: 370; 2023: 370; 2024: 370; 2025: 370; 2026: 370; 2027: 370; 2028: 370; 2029: 370; 2030: 370; 2031: 370; 2032: 370; 2033: 370; 2034: 370; 2035: 370
Czech Republic | EU CT | CT & LW | Capacity (MW) | Thermal | Coal | Coal | Lignite | 5404.89 | 5404.89 | 5404.89 | 5032.89 | 5032.89 | 4662.89 | 4662.89 | 4637.89 | 3922.89 | 3787.89 | 2852.89 | 2786.89 | 2786.89 | 2781.89 | 2411.89 | 2130.09 | 1923.09 | 945.09 | 932.29 | 175.49 | 4.9 | 0.1 | 0.1 | 0.1 | 0.1 | 0.1 | 0.1 | 0.1 | 0.1 | 0.1
Czech Republic | EU CT | CT & LW | Capacity (MW) | Thermal | Coal | Coal | Lignite CHP | 1490.7 | 1490.7 | 1283.7 | 1035.7 | 588.7 | 556.7 | 556.7 | 556.7 | 556.7 | 556.7 | 556.7 | 556.7 | 556.7 | 556.7 | 556.7 | 556.7 | 556.7 | 556.7 | 556.7 | 556.7 | 421.7 | 355.5 | 355.5 | 355.5 | 355.5 | 355.5 | 355.5 | 355.5 | 355.5 | 355.5
Czech Republic | EU CT | CT & LW | Capacity (MW) | Low Carbon | Nuclear | Nuclear | Nuclear | 3932 | 3932 | 3932 | 3932 | 3932 | 3932 | 3932 | 3932 | 3932 | 3932 | 3932 | 3932 | 3932 | 3932 | 3932 | 3461 | 2522 | 2054 | 2054 | 2054 | 2054 | 2054 | 2054 | 2054 | 2054 | 2054 | 2054 | 1028 | 1028
Czech Republic | EU CT | CT & LW | Capacity (MW) | Renewable | Onshore Wind | Onshore Wind | Onshore Wind | 369 | 400 | 948.5 | 1386.1 | 1437.1 | 1504.73 | 1554.73 | 1688.95 | 1793 | 2875.26 | 3865.34 | 4895.34 | 5833.39 | 6688.28 | 7397.71 | 8407.67 | 9392.55 | 10283.93 | 10943.51 | 11592.34 | 12410.12 | 13192.37 | 14167.11 | 14897.95 | 14927.95 | 15916.91 | 16822.94 | 17828.25 | 18677.37 | 19682.2
Czech Republic | EU CT | CT & LW | Capacity (MW) | Renewable | Other Renewables | Other Renewables | Other Renewables | 4.22 | 4.24 | 4.26 | 4.28 | 4.29 | 4.5 | 4.72 | 4.95 | 5.18 | 5.42 | 5.64 | 5.86 | 6.09 | 6.32 | 6.55 | 6.62 | 6.68 | 6.75 | 6.82 | 6.88 | 6.88 | 6.88 | 6.88 | 6.88 | 6.88 | 6.88 | 6.88 | 6.88 | 6.88 | 6.88
Czech Republic | EU CT | CT & LW | Capacity (MW) | Storage | Storage | Pumped Hydro | Pumped Storage | 1145 | 1145 | 1145 | 1145 | 1145 | 1145 | 1145 | 1145 | 1145 | 1145 | 1145 | 1145 | 1145 | 1145 | 1145 | 1145 | 1145 | 1145 | 1145 | 1145 | 1145 | 1145 | 1145 | 1145 | 1145 | 1145 | 1145 | 1145 | 1145 | 1145
Czech Republic | EU CT | CT & LW | Capacity (MW) | Renewable | Hydro | Hydro | Reservoir Hydro | 788 | 788 | 788 | 788 | 788 | 788 | 788 | 788 | 788 | 788 | 788 | 788 | 788 | 788 | 788 | 788 | 788 | 788 | 788 | 788 | 788 | 788 | 788 | 788 | 788 | 788 | 788 | 788 | 788 | 788
Czech Republic | EU CT | CT & LW | Capacity (MW) | Renewable | Hydro | Hydro | Run-of-river Hydro | 268.5 | 268.5 | 268.5 | 268.5 | 268.5 | 268.5 | 268.5 | 268.5 | 268.5 | 268.5 | 268.5 | 268.5 | 268.5 | 268.5 | 268.5 | 268.5 | 268.5 | 268.5 | 268.5 | 268.5 | 268.5 | 268.5 | 268.5 | 268.5 | 268.5 | 268.5 | 268.5 | 268.5 | 268.5 | 268.5
Czech Republic | EU CT | CT & LW | Capacity (MW) | Renewable | Solar | Solar PV | Solar PV | 2138 | 2186 | 2336 | 2488 | 2786.56 | 3375.13 | 3841.88 | 4202.23 | 4470.23 | 4749.84 | 4799.84 | 4964.39 | 5254.81 | 5367.61 | 5494.56 | 5544.56 | 6029 | 6079 | 6157.06 | 6248.54 | 6333.03 | 6383.03 | 6435.03 | 6588.9 | 6651.38 | 6829.17 | 6886.09 | 6959.01 | 7009.01 | 7059.01
Czech Republic | EU CT | CT & LW | Capacity (MW) | Thermal | Gas | CCGT | Steam Gas | 9 | 9 | 9 | 9 | 9 | 9 | 9 | 9 | 9 | 9 | 9 | 9 | 9 | 9 | 9 | 9 | 9 | 9 | 9 | 9 | 9 | 9 | 9 | 9 | 9 | 9 | 9 | 9 | 9
Czech Republic | EU CT | CT & LW | Capacity (MW) | Thermal | Gas | Gas CHP | Steam Gas CHP | 2021: 150.89; 2022: 150.89; 2023: 150.89; 2024: 150.89; 2025: 140.08; 2026: 127.78; 2027: 127.78; 2028: 4.4; 2029: 4.4; 2030: 4.4
Denmark | EU CT | CT & LW | Capacity (MW) | Thermal | Gas | Gas CHP | Aggregated Small CHP | 2045: 95; 2046: 89; 2047: 89; 2048: 82; 2049: 81; 2050: 74
Denmark | EU CT | CT & LW | Capacity (MW) | Storage | Storage | Battery | Battery |  |  |  |  | 0.6 | 0.6 | 0.6 | 0.6 | 0.6 | 0.6 | 30.17 | 150.09 | 155.86 | 275.47 | 275.47 | 310.75 | 389.17 | 468.18 | 502.88 | 990.92 | 990.92 | 990.92 | 990.92 | 990.92 | 1023.79 | 1045.31 | 1067.08 | 1092.78 | 1128.8 | 1172.16
Denmark | EU CT | CT & LW | Capacity (MW) | Renewable | Biomass | Biomass CHP | Biomass CHP | 2134 | 2134 | 2134 | 1777 | 1769 | 1769 | 1769 | 1769 | 1769 | 1769 | 1521 | 1521 | 1181 | 1181 | 1181 | 1181 | 1181 | 1181 | 1181 | 1181 | 1181 | 1181 | 1181 | 1181 | 1181 | 1181 | 1181 | 1181 | 1181 | 1181
Denmark | EU CT | CT & LW | Capacity (MW) | Thermal | Gas | CCGT | CCGT | [5 empty] | 400 | 500 | 898.68 | 1298.68 | 1298.68 | 1298.69 | 1298.69 | 1298.69 | 1298.69 | 1298.69 | 1298.69 | 1298.69 | 1298.69 | 1298.69 | 1298.69 | 1298.69 | 798.69 | 400
Denmark | EU CT | CT & LW | Capacity (MW) | Thermal | Gas | Gas CHP | CCGT CHP | 186 | 186 | 186 | 186 | 77 | 77 | 77 | 77 | 77 | 77 | 77 | 77 | 77 | 77 | 77 | 77 | 77 | 77 | 77 | 77
Denmark | EU CT | CT & LW | Capacity (MW) | Thermal | Low Carbon | Hydrogen | CCGT Hydrogen | [9 empty] | 13.69 | 43.57 | 47.52 | 103.36 | 185.44 | 207.72 | 246.95 | 357.49 | 370.94 | 411.73 | 417.61 | 420.69 | 478.82 | 537.05 | 595.26 | 595.92 | 701.41 | 770.77 | 842.68 | 845.14 | 876.48
Denmark | EU CT | CT & LW | Capacity (MW) | Low Carbon | CCS | CCS Biomass | CCS Biomass | 2040: 34.12; 2041: 93.99; 2042: 261.83; 2043: 451.81; 2044: 582.35; 2045: 614.42; 2046: 627.19; 2047: 643.63; 2048: 713.5; 2049: 725.63; 2050: 748.97
Denmark | EU CT | CT & LW | Capacity (MW) | Thermal | Coal | Coal | Coal CHP | 2021: 758; 2022: 758; 2023: 385; 2024: 385; 2025: 385; 2026: 385; 2027: 385; 2028: 385; 2029: 385
Denmark | EU CT | CT & LW | Capacity (MW) | Thermal | Gas | OCGT | GT | 100 | 100 | 100 | 100 | 100 | 100 | 100 | 550 | 849.99 | 1459.99 | 1359.99 | 1359.99 | 1360 | 1360 | 1360 | 1360 | 1360 | 1360 | 1360 | 1360 | 1360 | 1510 | 1510 | 1510 | 1510 | 1510 | 1510 | 1510 | 1510 | 1510
Denmark | EU CT | CT & LW | Capacity (MW) | Thermal | Gas | Gas CHP | GT CHP | 599 | 506 | 423 | 375 | 364 | 453 | 426 | 387 | 380 | 464 | 407 | 459 | 453 | 411 | 466 | 463 | 457 | 455 | 451 | 448 | 447 | 444 | 440 | 437 | 342 | 341 | 322 | 315 | 302 | 298
Denmark | EU CT | CT & LW | Capacity (MW) | Thermal | Low Carbon | Hydrogen CHP | GT Hydrogen | [10 empty] | 1.92 | 6.23 | 10.45 | 31.88 | 62.95 | 129.5 | 146.85 | 191.82 | 287.54 | 289.23 | 369.75 | 415.8 | 420.42 | 551.37 | 555.89 | 569.57 | 573.9 | 574.45 | 585.09 | 635.23
Denmark | EU CT | CT & LW | Capacity (MW) | Renewable | Offshore Wind | Offshore Wind | Offshore Wind | 1999.5 | 2302 | 2652 | 2652 | 2702 | 2742 | 4602 | 5152 | 5104 | 6604 | 7354 | 7604 | 7854 | 8104 | 8726 | 8876 | 9022 | 9172 | 9322 | 9572 | 9672 | 9772 | 9872 | 9944 | 11544 | 11644 | 11744 | 11844 | 11949.53 | 12319.47
Denmark | EU CT | CT & LW | Capacity (MW) | Renewable | Onshore Wind | Onshore Wind | Onshore Wind | 4685 | 4874 | 5035 | 5191 | 5353 | 5916 | 6622 | 7226 | 7796 | 8052.67 | 7963.7 | 8005.7 | 7966.31 | 8012.31 | 8037.31 | 8050.75 | 8049.52 | 8050.92 | 8033.58 | 8107.67 | 8200.43 | 8284.91 | 8328.6 | 8341.75 | 8345.31 | 8345.31 | 8344.31 | 8347.05 | 8535.34 | 9070.26
Denmark | EU CT | CT & LW | Capacity (MW) | Renewable | Hydro | Hydro | Reservoir Hydro | 6 | 6 | 6 | 6 | 6 | 6 | 6 | 6 | 6 | 6 | 6 | 6 | 6 | 6 | 6 | 6 | 6 | 6 | 6 | 6 | 6 | 6 | 6 | 6 | 6 | 6 | 6 | 6 | 6 | 6
Denmark | EU CT | CT & LW | Capacity (MW) | Renewable | Solar | Solar PV | Solar PV | 1482.29 | 2391.9 | 3501.28 | 4663.66 | 5072.07 | 5521.48 | 5945.39 | 6247.19 | 6473.95 | 6700.69 | 7122.9 | 7545.11 | 7967.33 | 8389.54 | 8844.66 | 9189.93 | 9546.48 | 9952.77 | 10376.25 | 10728.44 | 10748.69 | 10751.17 | 10751.17 | 10755.61 | 10755.61 | 10755.61 | 10755.61 | 10814.76 | 10819.8 | 10832.93
Denmark | EU CT | CT & LW | Capacity (MW) | Thermal | Gas | Gas CHP | Steam Gas CHP | 733 | 733 | 733 | 733 | 733 | 710 | 710 | 701 | 568 | 568 | 209 | 209 | 188 | 132 | 132 | 132 | 132 | 132 | 132 | 106 | 69 | 30
Denmark | EU CT | CT & LW | Capacity (MW) | Thermal | Other Thermal | Fuel Oil | Steam Oil CHP | 63 | 63 | 63 | 63 | 63 | 63 | 63 | 63 | 63 | 63 | 37 | 37 | 37 | 37 | 37 | 37 | 37 | 37 | 37 | 37 | 37 | 37 | 37 | 37 | 37 | 37 | 37 | 37 | 37 | 37
Denmark | EU CT | CT & LW | Capacity (MW) | Renewable | Waste | Waste CHP | Waste CHP | 457 | 457 | 457 | 457 | 457 | 457 | 457 | 457 | 457 | 457 | 457 | 457 | 457 | 457 | 457 | 457 | 457 | 457 | 457 | 457 | 457 | 457 | 457 | 457 | 457 | 457 | 457 | 457 | 457 | 457
Finland | EU CT | CT & LW | Capacity (MW) | Storage | Storage | Battery | Battery | 30 | 30 | 30 | 30 | 30.6 | 30.6 | 30.6 | 30.6 | 96.2 | 118.26 | 331.08 | 521.92 | 843.74 | 1522.25 | 1522.25 | 1522.25 | 1522.25 | 1765.57 | 2234.61 | 2258.91 | 2313.5 | 2384.25 | 2480.05 | 2696.32 | 2706.94 | 2716.26 | 2716.26 | 2732.65 | 2743.24 | 2756.84
Finland | EU CT | CT & LW | Capacity (MW) | Renewable | Biomass | Biomass CHP | Biomass CHP | 2756.6 | 2667.6 | 2681.6 | 2815.6 | 2815.6 | 2737.6 | 2682.6 | 2682.6 | 2664.6 | 2720.6 | 2720.6 | 2795.6 | 2795.6 | 2837.4 | 2861.4 | 2926.4 | 3066.4 | 3075.2 | 3075.2 | 3127.2 | 3127.2 | 3183.2 | 3183.2 | 3183.2 | 3183.2 | 3183.2 | 3197.2 | 3197.2 | 3228.2 | 3309.2
Finland | EU CT | CT & LW | Capacity (MW) | Thermal | Gas | CCGT | CCGT | 234.2 | 105.2 | 105.2 | 105.2 | 105.4 | 694.11 | 1189.11 | 1789.1 | 2389.1 | 2689.3 | 2689.3 | 2689.31 | 2689.31 | 2689.31 | 2689.51 | 2689.51 | 2689.51 | 2689.51 | 2689.51 | 2389.71 | 2101 | 1201 | 901 | 301 | 1 | 1 | 1 | 1 | 1 | 1
Finland | EU CT | CT & LW | Capacity (MW) | Thermal | Gas | Gas CHP | CCGT CHP | 1067 | 1067 | 1067 | 1067 | 1067 | 1067 | 1067 | 1067 | 1067 | 1067 | 804 | 804 | 804 | 804 | 804 | 804 | 804 | 634 | 634 | 634 | 234
Finland | EU CT | CT & LW | Capacity (MW) | Thermal | Low Carbon | Hydrogen | CCGT Hydrogen | 0.2 | 0.2 | 0.2 | 0.2 | 0.4 | 0.4 | 0.4 | 0.4 | 0.4 | 0.6 | 0.6 | 56.43 | 105.47 | 105.47 | 113.5 | 128.88 | 161.57 | 171.29 | 451.41 | 451.61 | 1551.61 | 2651.62 | 2956.98 | 3021.89 | 3021.89 | 3021.89 | 3021.89 | 3021.89 | 3021.89 | 3021.89
Finland | EU CT | CT & LW | Capacity (MW) | Low Carbon | CCS | CCS Biomass | CCS Biomass | [9 empty] | 0.2 | 0.2 | 0.2 | 0.2 | 0.2 | 0.4 | 0.4 | 0.4 | 240.98 | 624.48 | 668.09 | 692.83 | 699.79 | 720.54 | 723.95 | 724.15 | 724.15 | 724.15 | 724.15 | 724.15 | 724.35
Finland | EU CT | CT & LW | Capacity (MW) | Low Carbon | CCS | CCS Gas | CCS Gas |  |  |  |  | 0.2 | 0.2 | 0.2 | 0.2 | 0.2 | 0.4 | 0.4 | 25.46 | 59.01 | 81.75 | 88.01 | 88.23 | 97.53 | 108.02 | 139.82 | 140.02 | 155.8 | 157.88 | 230.83 | 230.83 | 230.83 | 230.83 | 230.83 | 230.83 | 230.83 | 230.83
Finland | EU CT | CT & LW | Capacity (MW) | Thermal | Coal | Coal | Coal | 440.2 | 440.2 | 440.2 | 440.2 | 440.2 | 440.2 | 440.2 | 440.2 | 0.2 | 0.2 | 0.2 | 0.2 | 0.2 | 0.2 | 0.2 | 0.2 | 0.2 | 0.2 | 0.2 | 0.2 | 0.2 | 0.2 | 0.2 | 0.2 | 0.2 | 0.2 | 0.2 | 0.2 | 0.2 | 0.2
Finland | EU CT | CT & LW | Capacity (MW) | Thermal | Coal | Coal | Coal CHP | 2021: 772; 2022: 772; 2023: 465; 2024: 465; 2025: 235; 2026: 160; 2027: 160; 2028: 160
Finland | EU CT | CT & LW | Capacity (MW) | Thermal | Gas | OCGT | GT | 1296.2 | 1296.2 | 1296.2 | 1296.2 | 1296.2 | 1796.2 | 2254.19 | 2754.19 | 3254.18 | 3718.12 | 3718.12 | 3718.13 | 3718.13 | 3718.13 | 3718.13 | 3718.13 | 3718.13 | 3718.13 | 3718.13 | 3718.13 | 3718.13 | 3718.14 | 3718.14 | 3718.14 | 3718.14 | 3718.14 | 3718.14 | 3651.83 | 3642.19 | 3615.13
Finland | EU CT | CT & LW | Capacity (MW) | Thermal | Gas | Gas CHP | GT CHP | 2021: 154; 2022: 49; 2023: 49
Finland | EU CT | CT & LW | Capacity (MW) | Thermal | Low Carbon | Hydrogen CHP | GT Hydrogen | [9 empty] | 0.4 | 0.4 | 0.79 | 3.53 | 13.92 | 851.35 | 859.86 | 873.83 | 881.37 | 1231.37 | 1231.37 | 1236.63 | 1236.63 | 1236.63 | 1336.63 | 1336.63 | 1336.63 | 1336.63 | 1336.63 | 1336.63 | 1336.63
Finland | EU CT | CT & LW | Capacity (MW) | Renewable | Hydro | Hydro | Hydro | 3132 | 3132 | 3132 | 3132 | 3132 | 3132 | 3132 | 3132 | 3132 | 3132 | 3132 | 3132 | 3132 | 3132 | 3132 | 3132 | 3132 | 3132 | 3132 | 3132 | 3132 | 3132 | 3132 | 3132 | 3132 | 3132 | 3132 | 3132 | 3132 | 3132
Finland | EU CT | CT & LW | Capacity (MW) | Low Carbon | Nuclear | Nuclear | Nuclear | 4380 | 4380 | 4380 | 4380 | 4380 | 4380 | 4380 | 3870 | 3870 | 3870 | 3360 | 3360 | 3360 | 3360 | 3360 | 3360 | 3360 | 3360 | 2480 | 2480 | 1600 | 1600 | 1600 | 1600 | 1600 | 1600 | 1600 | 1600 | 1600 | 1600
Finland | EU CT | CT & LW | Capacity (MW) | Renewable | Offshore Wind | Offshore Wind | Offshore Wind | 70.7 | 70.7 | 70.7 | 70.7 | 70.7 | 70.7 | 70.7 | 70.7 | 70.7 | 70.7 | 70.7 | 70.7 | 70.7 | 70.7 | 370.7 | 370.7 | 370.7 | 370.7 | 370.7 | 370.7 | 493.27 | 626.39 | 725.67 | 857.94 | 857.94 | 857.94 | 857.94 | 857.94 | 857.94 | 1057.94
Finland | EU CT | CT & LW | Capacity (MW) | Renewable | Onshore Wind | Onshore Wind | Onshore Wind | 3011 | 4160 | 5465 | 6466 | 7016 | 7566 | 8116 | 8229 | 8358.65 | 10208.02 | 10677.74 | 11137.74 | 11600.22 | 12104.62 | 12574.25 | 12851.5 | 13300.17 | 13993.79 | 15496.04 | 16031.71 | 16971.31 | 17070.98 | 17224.33 | 17365.4 | 17365.4 | 17365.4 | 17368.5 | 17368.5 | 17368.5 | 17368.5
Finland | EU CT | CT & LW | Capacity (MW) | Renewable | Other Renewables | Other Renewables | Other Renewables | 1076 | 1076 | 1346 | 1346 | 1346 | 1346 | 1346 | 1346 | 1346 | 1346 | 1346 | 1346 | 1346 | 1346 | 1346 | 1346 | 1346 | 1346 | 1346 | 1346 | 1346 | 1346 | 1346 | 1346 | 1346 | 1346 | 1346 | 1346 | 1346 | 1346
Finland | EU CT | CT & LW | Capacity (MW) | Thermal | Coal | Coal | Peat CHP | 535 | 535 | 535 | 535 | 535 | 535 | 535 | 535 | 535 | 448 | 448 | 259 | 259 | 259 | 215 | 70 | 70 | 70 | 70 | 70 | 70 | 70 | 70 | 70 | 70 | 70 | 70 | 70 | 30 | 30
Finland | EU CT | CT & LW | Capacity (MW) | Renewable | Solar | Solar PV | Solar PV | 435 | 608 | 780 | 953 | 1125 | 1220 | 1315 | 1386.39 | 1552.25 | 2166.92 | 4316.25 | 5242.27 | 6288.69 | 6734.05 | 7715.47 | 8470.73 | 8901.13 | 9091.59 | 9870.01 | 10074.2 | 10116.34 | 10141.83 | 10141.83 | 10141.83 | 10141.83 | 10141.83 | 10141.83 | 10141.83 | 10141.83 | 10141.83
Finland | EU CT | CT & LW | Capacity (MW) | Thermal | Gas | Gas CHP | Steam Gas CHP | 546 | 546 | 546 | 546 | 546 | 546 | 546 | 546 | 546 | 546 | 536 | 536 | 536 | 479 | 479 | 424 | 424 | 280 | 280 | 150 | 150 | 150 | 150 | 150 | 150 | 150 | 150 | 150 | 150 | 150
Finland | EU CT | CT & LW | Capacity (MW) | Thermal | Other Thermal | Fuel Oil | Steam Oil CHP | 180 | 143 | 143 | 50 | 50 | 50 | 50 | 50 | 50 | 50 | 50 | 50 | 50 | 50 | 50 | 50 | 50 | 50 | 50 | 50 | 50 | 50 | 50 | 50 | 50 | 50 | 50 | 50 | 50 | 30
Finland | EU CT | CT & LW | Capacity (MW) | Renewable | Waste | Waste CHP | Waste CHP | 310.5 | 310.5 | 310.5 | 310.5 | 310.5 | 310.5 | 310.5 | 310.5 | 310.5 | 310.5 | 310.5 | 310.5 | 310.5 | 310.5 | 310.5 | 310.5 | 310.5 | 310.5 | 310.5 | 310.5 | 310.5 | 310.5 | 310.5 | 310.5 | 310.5 | 310.5 | 310.5 | 310.5 | 310.5 | 310.5
France | EU CT | CT & LW | Capacity (MW) | Thermal | Gas | Gas CHP | Aggregated Small CHP | 5340 | 5340 | 5240 | 5240 | 5240 | 4980 | 4720 | 4460 | 4200 | 3940 | 3630 | 3530 | 3430 | 3330 | 3230 | 3130 | 3030 | 2930 | 2830 | 2730 | 2630 | 2530 | 2430 | 2330 | 2230 | 2130 | 2030 | 1930 | 1830 | 1730
France | EU CT | CT & LW | Capacity (MW) | Storage | Storage | Battery | Battery | 177.4 | 376.4 | 376.4 | 412.4 | 412.4 | 412.4 | 412.4 | 412.4 | 412.4 | 412.4 | 412.4 | 412.4 | 412.4 | 412.4 | 412.4 | 412.4 | 412.4 | 412.4 | 412.4 | 412.4 | 412.4 | 412.4 | 412.4 | 1412.4 | 1412.4 | 2412.4 | 2412.4 | 2412.4 | 2412.4 | 2412.4
France | EU CT | CT & LW | Capacity (MW) | Renewable | Biomass | Biomass | Biomass | 925 | 1000 | 1075 | 1150 | 1250 | 1400 | 1550 | 1700 | 1850 | 2000 | 2150 | 2300 | 2450 | 2600 | 2750 | 2900 | 3050 | 3350 | 3500 | 3650 | 3800 | 3800 | 3950 | 4100 | 4250 | 4400 | 4550 | 4700 | 4850 | 5000
France | EU CT | CT & LW | Capacity (MW) | Thermal | Gas | CCGT | CCGT | 6072.1 | 6518.1 | 6518.1 | 6518.1 | 6518.2 | 6518.2 | 6518.2 | 6518.2 | 9367.16 | 9367.26 | 9367.26 | 9367.26 | 9367.26 | 9367.26 | 8567.36 | 8567.36 | 8567.36 | 8567.36 | 8155.36 | 6469.46 | 5630.46 | 4283.46 | 3870.46 | 1021.5 | 1021.5 | 446.5 | 446.5 | 446.5 | 446.5 | 446.5
France | EU CT | CT & LW | Capacity (MW) | Thermal | Low Carbon | Hydrogen | CCGT Hydrogen | 0.1 | 0.1 | 0.1 | 0.1 | 0.2 | 0.2 | 0.2 | 0.2 | 0.2 | 0.4 | 0.4 | 0.4 | 0.4 | 0.4 | 0.6 | 0.6 | 0.6 | 0.6 | 0.6 | 0.8 | 8.95 | 48.89 | 71.4 | 117.43 | 124.86 | 124.86 | 128.41 | 378.41 | 378.41 | 378.41
France | EU CT | CT & LW | Capacity (MW) | Low Carbon | CCS | CCS Biomass | CCS Biomass | [9 empty] | 0.1 | 0.1 | 0.1 | 0.1 | 0.1 | 0.2 | 0.2 | 0.2 | 0.2 | 0.2 | 0.3 | 0.3 | 0.3 | 0.3 | 175.8 | 1619.49 | 4348.79 | 4871.55 | 5424.89 | 5517.9 | 5524.7
France | EU CT | CT & LW | Capacity (MW) | Low Carbon | CCS | CCS Gas | CCS Gas |  |  |  |  | 0.1 | 0.1 | 0.1 | 0.1 | 0.1 | 0.2 | 0.2 | 0.2 | 0.2 | 0.2 | 0.3 | 0.3 | 0.3 | 0.3 | 0.3 | 0.4 | 0.4 | 0.4 | 0.4 | 0.4 | 0.5 | 0.5 | 0.5 | 0.5 | 0.5 | 0.6
France | EU CT | CT & LW | Capacity (MW) | Thermal | Coal | Coal | Coal | 2340.1 | 1760.1 | 1160.1 | 1160.1 | 0.1 | 0.1 | 0.1 | 0.1 | 0.1 | 0.1 | 0.1 | 0.1 | 0.1 | 0.1 | 0.1 | 0.1 | 0.1 | 0.1 | 0.1 | 0.1 | 0.1 | 0.1 | 0.1 | 0.1 | 0.1 | 0.1 | 0.1 | 0.1 | 0.1 | 0.1
France | EU CT | CT & LW | Capacity (MW) | Thermal | Gas | Gas Reciprocating Engines | Engine | 1589.9 | 1289.9 | 989.9 | 689.9 | 689.9 | 629.9 | 569.9 | 509.9 | 449.9 | 389.9 | 389.9 | 389.9 | 389.9 | 389.9 | 389.9 | 389.9 | 389.9 | 389.9 | 389.9 | 389.9 | 389.9 | 389.9 | 389.9 | 389.9 | 389.9 | 389.9 | 389.9 | 389.9 | 389.9 | 389.9
France | EU CT | CT & LW | Capacity (MW) | Thermal | Gas | OCGT | GT | 1649.1 | 1649.1 | 1446.1 | 1446.1 | 1446.1 | 1312.1 | 3712.1 | 5987.1 | 8387.1 | 11041.22 | 10914.22 | 10914.22 | 10914.22 | 10914.22 | 10959.19 | 10959.19 | 10959.19 | 10830.19 | 10456.19 | 9899.19 | 9899.19 | 9899.19 | 9899.19 | 9899.19 | 9899.19 | 9899.19 | 9899.19 | 9899.19 | 9899.19 | 9899.19
France | EU CT | CT & LW | Capacity (MW) | Thermal | Gas | Gas CHP | GT CHP | 2021: 260; 2022: 260; 2023: 260; 2024: 260; 2025: 260; 2026: 260; 2027: 260; 2028: 260; 2029: 260; 2030: 260; 2031: 260; 2032: 260; 2033: 260; 2034: 260; 2035: 260; 2036: 260; 2037: 260
France | EU CT | CT & LW | Capacity (MW) | Thermal | Low Carbon | Hydrogen CHP | GT Hydrogen | [9 empty] | 0.2 | 0.2 | 0.2 | 0.2 | 0.2 | 0.2 | 0.2 | 0.2 | 0.2 | 0.2 | 0.2 | 0.2 | 0.2 | 0.2 | 1200.2 | 1200.2 | 1200.2 | 1520.2 | 1520.2 | 1520.2 | 1520.2
France | EU CT | CT & LW | Capacity (MW) | Low Carbon | Nuclear | Nuclear | Nuclear | 61370 | 61370 | 61370 | 62970 | 62970 | 62970 | 62970 | 62055 | 61145 | 57550 | 57550 | 57550 | 57550 | 55750 | 53935 | 52110 | 49400 | 47600 | 43060 | 35880 | 35880 | 34965 | 32305 | 32305 | 27455 | 22970 | 20350 | 19050 | 17750 | 15510
France | EU CT | CT & LW | Capacity (MW) | Renewable | Offshore Wind | Offshore Wind | Offshore Wind |  | 480 | 480 | 1924 | 2916 | 2916 | 3166 | 4016 | 5016 | 6266 | 7766 | 8766 | 9766 | 10766 | 11766 | 12766 | 13766 | 14766 | 15766 | 16782.24 | 17798.84 | 18817.73 | 19836.69 | 20920.5 | 21972.02 | 23128.68 | 24174.01 | 25186.7 | 26326.2 | 27326.69
France | EU CT | CT & LW | Capacity (MW) | Renewable | Onshore Wind | Onshore Wind | Onshore Wind | 18247 | 19028 | 22023.59 | 24532.59 | 26381.59 | 28231.59 | 30082.59 | 31931.59 | 33945.72 | 39560.71 | 42339.08 | 44188.08 | 48489.37 | 54683.86 | 61532.86 | 68382.86 | 75232.86 | 82082.86 | 88932.86 | 95782.86 | 100499.04 | 102821.65 | 106197.41 | 108188.16 | 112608.86 | 114544.64 | 116968.35 | 117990.92 | 118043.67 | 119936.04
France | EU CT | CT & LW | Capacity (MW) | Storage | Storage | Pumped Hydro | Pumped Storage | 5373.2 | 5373.2 | 5373.2 | 5373.2 | 5373.2 | 5373.2 | 5373.2 | 5373.2 | 5373.2 | 5373.2 | 5373.2 | 5373.2 | 5373.2 | 5373.2 | 5373.2 | 5373.2 | 5373.2 | 5373.2 | 5373.2 | 5373.2 | 5373.2 | 5373.2 | 5373.2 | 5373.2 | 5373.2 | 5373.2 | 5373.2 | 5373.2 | 5373.2 | 5373.2
France | EU CT | CT & LW | Capacity (MW) | Renewable | Hydro | Hydro | Reservoir Hydro | 9060.2 | 9156.4 | 9252.6 | 9348.8 | 9445 | 9541.2 | 9637.4 | 9733.6 | 9829.8 | 9926 | 9926 | 9926 | 9926 | 9926 | 9926 | 9926 | 9926 | 9926 | 9926 | 9926 | 9926 | 9926 | 9926 | 9926 | 9926 | 9926 | 9926 | 9926 | 9926 | 9926
France | EU CT | CT & LW | Capacity (MW) | Renewable | Hydro | Hydro | Run-of-river Hydro | 11067 | 11067 | 11102 | 11137 | 11172 | 11207 | 11242 | 11277 | 11277 | 11277 | 11277 | 11277 | 11277 | 11277 | 11277 | 11277 | 11277 | 11277 | 11277 | 11277 | 11277 | 11277 | 11277 | 11277 | 11277 | 11277 | 11277 | 11277 | 11277 | 11277
France | EU CT | CT & LW | Capacity (MW) | Renewable | Solar | Solar PV | Solar PV | 11953 | 15200 | 18149.09 | 21738.09 | 25328.09 | 28918.09 | 32507.09 | 36354.09 | 39947.48 | 43560.87 | 47186.71 | 50706.38 | 54157.38 | 57606.38 | 61447.26 | 66535.72 | 71501.34 | 80310.04 | 86272.12 | 90861.33 | 91024.83 | 91700.13 | 91700.13 | 96998.14 | 101002.05 | 108503.43 | 113993.76 | 118419.69 | 127423.56 | 135877.08
France | EU CT | CT & LW | Capacity (MW) | Thermal | Gas | CCGT | Steam Gas | 65 | 65 | 65 | 65 | 65 | 65 | 65 | 65 | 65 | 65 | 65 | 65 | 65 | 65 | 65 | 65 | 65 | 65 | 65 | 65 | 65 | 65 | 65 | 65
France | EU CT | CT & LW | Capacity (MW) | Renewable | Marine | Marine | Tidal Range | 240 | 240 | 240 | 240 | 240 | 240 | 240 | 240 | 240 | 240 | 240 | 240 | 240 | 240 | 240 | 240 | 240 | 240 | 240 | 240 | 240 | 240 | 240 | 240 | 240 | 240 | 240 | 240 | 240 | 240
France | EU CT | CT & LW | Capacity (MW) | Renewable | Waste | Waste | Waste | 1722 | 1822 | 1922 | 2022 | 2122 | 2322 | 2522 | 2722 | 2922 | 3122 | 3322 | 3522 | 3722 | 3922 | 4122 | 4322 | 4522 | 4722 | 4922 | 5122 | 5322 | 5522 | 5722 | 5922 | 6122 | 6322 | 6522 | 6722 | 6922 | 7122
Germany | EU CT | CT & LW | Capacity (MW) | Thermal | Gas | Gas CHP | Aggregated Small CHP | 13432.22 | 13271.51 | 13060.8 | 12850.1 | 12639.39 | 12428.68 | 12216.97 | 12006.26 | 11796.55 | 11583.84 | 11378.13 | 11429.42 | 11480.71 | 11532 | 11583.29 | 11635.58 | 11686.87 | 11686.87 | 11686.87 | 11686.87 | 10419.96 | 10351.19 | 10260.75 | 10142.77 | 9990.33 | 9795.63 | 9550.54 | 9247.6 | 8881.7 | 8452.4
Germany | EU CT | CT & LW | Capacity (MW) | Storage | Storage | Battery | Battery | 1672.05 | 2055.05 | 2379.05 | 2702.05 | 3026.05 | 3168.05 | 3311.05 | 3454.05 | 3596.05 | 3739.05 | 3993.3 | 4047.55 | 4234.55 | 4421.55 | 4608.55 | 4807.03 | 5036.62 | 5356.83 | 5549 | 5950.66 | 6896.91 | 7287.69 | 7627.93 | 8023.72 | 8051.2 | 8410.3 | 8471.1 | 8688.06 | 8688.06 | 8688.06
Germany | EU CT | CT & LW | Capacity (MW) | Renewable | Biomass | Biomass | Biomass | 10169 | 10151 | 10134 | 10117 | 10100 | 10179 | 10260 | 10340 | 10421 | 10500 | 10601 | 10701 | 10800 | 10900 | 10999 | 11100 | 11200 | 11300 | 11399 | 11500 | 11500 | 11500 | 11500 | 11500 | 11500 | 11500 | 11500 | 11500 | 11500 | 11500
Germany | EU CT | CT & LW | Capacity (MW) | Thermal | Gas | CCGT | CCGT | 5920 | 5920 | 5920 | 5920 | 5920 | 6320 | 10261 | 13308 | 16708 | 20108 | 20108 | 20108 | 20108 | 20108 | 20108 | 19308 | 18891 | 18053 | 18053 | 16320 | 15775 | 12375 | 8545 | 3845 | 445
Germany | EU CT | CT & LW | Capacity (MW) | Thermal | Gas | Gas CHP | CCGT CHP | 8018.14 | 8409.14 | 9309.14 | 9709.14 | 9937.14 | 10077.14 | 9471.34 | 9611.34 | 10081.34 | 10569.24 | 11386.74 | 11382.54 | 11782.54 | 11696.54 | 12012.14 | 10412.9 | 10412.9 | 10412.9 | 10112.9 | 9985.9 | 9601 | 9601 | 9301 | 8851 | 8851 | 7281 | 7281 | 7281 | 7281 | 7281
Germany | EU CT | CT & LW | Capacity (MW) | Thermal | Low Carbon | Hydrogen | CCGT Hydrogen | 0.1 | 0.1 | 0.1 | 0.1 | 0.2 | 0.2 | 0.2 | 0.2 | 0.2 | 638.43 | 4638.43 | 5537.3 | 6363.41 | 6976.65 | 7837.37 | 7837.37 | 9182.61 | 9182.61 | 8370.69 | 8370.89 | 9670.89 | 14170.89 | 20131.5 | 25648.35 | 25648.35 | 26488.36 | 26634.17 | 28034.17 | 28549.47 | 28549.47
Germany | EU CT | CT & LW | Capacity (MW) | Low Carbon | CCS | CCS Biomass | CCS Biomass | [9 empty] | 0.1 | 0.1 | 0.1 | 0.1 | 0.1 | 0.2 | 0.2 | 0.2 | 0.2 | 437.39 | 2306.42 | 2716.75 | 3125.83 | 3126.62 | 3135.51 | 3135.61 | 3186.14 | 3205.54 | 3291.97 | 3361.48 | 3372.1
Germany | EU CT | CT & LW | Capacity (MW) | Low Carbon | CCS | CCS Gas | CCS Gas |  |  |  |  | 0.1 | 0.1 | 0.1 | 0.1 | 0.1 | 170.8 | 296.07 | 319.59 | 319.59 | 319.59 | 319.69 | 368.64 | 531.25 | 571.8 | 602.5 | 793.06 | 860.46 | 1379.07 | 1379.07 | 2120.39 | 2349.61 | 2413.64 | 2652.97 | 2652.97 | 2652.97 | 2653.07
Germany | EU CT | CT & LW | Capacity (MW) | Thermal | Coal | Coal | Coal | 6370.1 | 6370.1 | 4963.1 | 4273.1 | 3552.1 | 3552.1 | 3552.1 | 3044.1 | 1573.1 | 0.1 | 0.1 | 0.1 | 0.1 | 0.1 | 0.1 | 0.1 | 0.1 | 0.1 | 0.1 | 0.1 | 0.1 | 0.1 | 0.1 | 0.1 | 0.1 | 0.1 | 0.1 | 0.1 | 0.1 | 0.1
Germany | EU CT | CT & LW | Capacity (MW) | Thermal | Coal | Coal | Coal CHP | 2021: 8991; 2022: 8454; 2023: 8064; 2024: 8064; 2025: 8064; 2026: 6577; 2027: 5041; 2028: 4336; 2029: 4247; 2030: 4247
Germany | EU CT | CT & LW | Capacity (MW) | Thermal | Gas | Gas Reciprocating Engines | Engine CHP | 190 | 190 | 190 | 190 | 190 | 190 | 190 | 190 | 190 | 190 | 190 | 190 | 190 | 190 | 190 | 190 | 190 | 190 | 190 | 190 | 190
Germany | EU CT | CT & LW | Capacity (MW) | Renewable | Other Renewables | Other Renewables | Geothermal | 74 | 78 | 82 | 86 | 90 | 94 | 98 | 102 | 106 | 110 | 114 | 118 | 122 | 126 | 130 | 134 | 138 | 142 | 146 | 150 | 174 | 178 | 181 | 185 | 200 | 200 | 200 | 205 | 211 | 250
Germany | EU CT | CT & LW | Capacity (MW) | Thermal | Gas | OCGT | GT | 758.7 | 1958.7 | 1958.7 | 1958.7 | 1838.7 | 1838.7 | 4438.7 | 7038.7 | 9638.7 | 12238.7 | 12238.7 | 12238.7 | 12238.7 | 12238.7 | 12238.7 | 12238.7 | 11694.7 | 11694.7 | 11694.7 | 11600.1 | 11600.1 | 11600.1 | 11600.1 | 10400.1 | 10400.1 | 10400.1 | 10400.1 | 10400.1 | 10400.1 | 10400.1
Germany | EU CT | CT & LW | Capacity (MW) | Thermal | Gas | Gas CHP | GT CHP | 120 | 120 | 120 | 120 | 120 | 120 | 120 | 120 | 120 | 120 | 120 | 120 | 120 | 120 | 120 | 120 | 120 | 120 | 120 | 120 | 120 | 120 | 120
Germany | EU CT | CT & LW | Capacity (MW) | Thermal | Low Carbon | Hydrogen CHP | GT Hydrogen | [9 empty] | 0.2 | 0.2 | 600.2 | 600.2 | 600.2 | 600.2 | 600.2 | 668.58 | 1368.58 | 1548.2 | 1186.38 | 1186.38 | 2386.38 | 4586.38 | 4986.38 | 8386.38 | 10049.45 | 11367.53 | 11767.53 | 11767.53 | 11767.53
Germany | EU CT | CT & LW | Capacity (MW) | Thermal | Coal | Coal | Lignite | 19209.1 | 17738.1 | 15174.1 | 14417.1 | 14096.1 | 13166.1 | 11306.1 | 10678.1 | 6092.1 | 3704.1 | 0.1 | 0.1 | 0.1 | 0.1 | 0.1 | 0.1 | 0.1 | 0.1 | 0.1 | 0.1 | 0.1 | 0.1 | 0.1 | 0.1 | 0.1 | 0.1 | 0.1 | 0.1 | 0.1 | 0.1
Germany | EU CT | CT & LW | Capacity (MW) | Thermal | Coal | Coal | Lignite CHP | 74: 342.1; 78: 342.1; 82: 166.1; 86: 166.1; 90: 166.1; 94: 166.1; 98: 166.1; 102: 166.1; 106: 166.1; 110: 166.1
Germany | EU CT | CT & LW | Capacity (MW) | Low Carbon | Nuclear | Nuclear | Nuclear | 74: 8107; 78: 4049
Germany | EU CT | CT & LW | Capacity (MW) | Renewable | Offshore Wind | Offshore Wind | Offshore Wind | 7675.2 | 8723.2 | 8723.2 | 9864.2 | 11639.2 | 13711.2 | 15783.2 | 17855.2 | 19928.2 | 22269.35 | 25244 | 28636.5 | 32423.87 | 36223.87 | 40023.87 | 43823.87 | 47623.87 | 51423.87 | 55223.87 | 59023.87 | 61023.87 | 63023.87 | 65023.87 | 67023.87 | 69023.87 | 71023.87 | 73023.87 | 75023.87 | 77023.87 | 79023.87
Germany | EU CT | CT & LW | Capacity (MW) | Renewable | Onshore Wind | Onshore Wind | Onshore Wind | 56000.09 | 57600.74 | 62492.04 | 65577.79 | 68663.63 | 71821 | 74462.06 | 77644.73 | 82847.06 | 89066.22 | 93515.19 | 97415.13 | 101315.14 | 105055.3 | 107653.82 | 111343.8 | 114965.96 | 118351.27 | 120787.32 | 124902.68 | 125877.55 | 127127.02 | 127494.42 | 129841.24 | 130045.03 | 130072.16 | 130771.17 | 130958.84 | 133174.58 | 133645.85
Germany | EU CT | CT & LW | Capacity (MW) | Storage | Storage | Pumped Hydro | Pumped Storage | 7218.2 | 7218.2 | 7218.2 | 7218.2 | 7218.2 | 7218.2 | 7218.2 | 7218.2 | 7218.2 | 7218.2 | 7218.2 | 7218.2 | 7218.2 | 7218.2 | 7218.2 | 7218.2 | 7218.2 | 7218.2 | 7218.2 | 7218.2 | 7218.2 | 7218.2 | 7218.2 | 7218.2 | 7218.2 | 7218.2 | 7218.2 | 7218.2 | 7218.2 | 7218.2
Germany | EU CT | CT & LW | Capacity (MW) | Renewable | Hydro | Hydro | Reservoir Hydro | 2240 | 2240 | 2240 | 2240 | 2240 | 2280 | 2280 | 2280 | 2280 | 2280 | 2280 | 2280 | 2280 | 2280 | 2280 | 2330 | 2330 | 2330 | 2330 | 2330 | 2330 | 2330 | 2330 | 2330 | 2330 | 2330 | 2330 | 2330 | 2330 | 2330
Germany | EU CT | CT & LW | Capacity (MW) | Renewable | Hydro | Hydro | Reservoir Hydro with pumping | 789 | 789 | 789 | 789 | 789 | 789 | 789 | 789 | 789 | 789 | 789 | 789 | 789 | 789 | 789 | 789 | 789 | 789 | 789 | 789 | 789 | 789 | 789 | 789 | 789 | 789 | 789 | 789 | 789 | 789
Germany | EU CT | CT & LW | Capacity (MW) | Renewable | Hydro | Hydro | Run-of-river Hydro | 5235 | 5331 | 5426 | 5522 | 5617 | 5691 | 5764 | 5838 | 5911 | 5985 | 6058 | 6132 | 6205 | 6278 | 6352 | 6401 | 6451 | 6500 | 6550 | 6599 | 6716 | 6834 | 6951 | 7068 | 7186 | 7303 | 7421 | 7538 | 7655 | 7773
Germany | EU CT | CT & LW | Capacity (MW) | Renewable | Solar | Solar PV | Solar PV | 56302.79 | 61157.97 | 66013.23 | 73560.59 | 78415.66 | 83271.13 | 88126.33 | 93675.78 | 100669.19 | 114347.48 | 119875.36 | 121631.54 | 124192.92 | 125693.01 | 127192.93 | 130303.23 | 131986.01 | 133486.01 | 134986.03 | 136509.74 | 137284.39 | 137284.39 | 137284.39 | 137284.39 | 137550.07 | 137633.95 | 138677.7 | 138898.07 | 140596.04 | 140596.04
Germany | EU CT | CT & LW | Capacity (MW) | Thermal | Gas | CCGT | Steam Gas | 74: 1948; 78: 1238; 82: 823; 86: 823; 90: 823; 94: 823
Germany | EU CT | CT & LW | Capacity (MW) | Thermal | Gas | Gas CHP | Steam Gas CHP | 1476 | 1476 | 1111.5 | 1111.5 | 406.5 | 406.5 | 406.5 | 406.5 | 406.5 | 406.5 | 406.5 | 406.5 | 406.5 | 181.5 | 181.5 | 181.5 | 181.5 | 181.5 | 181.5 | 181.5 | 96.5 | 96.5
Germany | EU CT | CT & LW | Capacity (MW) | Thermal | Other Thermal | Fuel Oil | Steam Oil CHP | 74: 568.5; 78: 384.5; 82: 384.5; 86: 384.5; 90: 384.5; 94: 384.5; 98: 384.5; 102: 292; 106: 80; 110: 80; 114: 80; 118: 80; 122: 80; 126: 80
Ireland (IAI) | EU CT | CT & LW | Capacity (MW) | Thermal | Gas | Gas CHP | Aggregated Small CHP | 138 | 138 | 138 | 138 | 138 | 138 | 138 | 138 | 138 | 138 | 138 | 138 | 138 | 138 | 138 | 138 | 138 | 138 | 138 | 138 | 138 | 138 | 138 | 138 | 138 | 138 | 138 | 138 | 138 | 138
Ireland (IAI) | EU CT | CT & LW | Capacity (MW) | Storage | Storage | Battery | Battery | 230.1 | 460.1 | 618.1 | 655.1 | 726.1 | 726.1 | 726.1 | 726.1 | 726.1 | 726.1 | 726.1 | 726.1 | 726.1 | 726.1 | 726.1 | 797.34 | 804.16 | 890.24 | 921.43 | 1169.68 | 1397.99 | 1466.02 | 1471.19 | 1546.45 | 1570.21 | 1570.21 | 1603.14 | 1648.24 | 1667.63 | 1668.41
Ireland (IAI) | EU CT | CT & LW | Capacity (MW) | Renewable | Biomass | Biomass | Biomass | 141.6 | 141.6 | 141.6 | 141.6 | 141.6 | 141.6 | 141.6 | 141.6 | 141.6 | 141.6 | 141.6 | 141.6 | 141.6 | 141.6 | 141.6 | 141.6 | 141.6 | 141.6 | 141.6 | 141.6 | 141.6 | 141.6 | 141.6 | 141.6 | 141.6 | 141.6 | 141.6 | 141.6 | 141.6 | 141.6
Ireland (IAI) | EU CT | CT & LW | Capacity (MW) | Renewable | Biomass | Biomass CHP | Biomass CHP | 30 | 30 | 30 | 30 | 30 | 30 | 30 | 30 | 30 | 30 | 30 | 30 | 30 | 30 | 30 | 30 | 30 | 30 | 30 | 30 | 30 | 30 | 30 | 30 | 30 | 30 | 30 | 30 | 30 | 30
Ireland (IAI) | EU CT | CT & LW | Capacity (MW) | Thermal | Gas | CCGT | CCGT | 4320.8 | 4321.2 | 4321.2 | 4321.2 | 4321.4 | 4321.4 | 4321.4 | 4321.4 | 4321.4 | 4089.6 | 4089.6 | 3353.6 | 2758.6 | 2758.6 | 2124.8 | 1740.8 | 1740.8 | 1340.8 | 1340.8 | 909 | 465 | 465 | 465 | 465 | 1.1 | 1.1 | 1.1 | 1.1 | 1.1 | 1.1
Ireland (IAI) | EU CT | CT & LW | Capacity (MW) | Thermal | Low Carbon | Hydrogen | CCGT Hydrogen | 0.2 | 0.2 | 0.2 | 0.2 | 0.4 | 0.4 | 0.4 | 0.4 | 0.4 | 0.8 | 0.8 | 0.8 | 0.8 | 0.8 | 1.2 | 1.2 | 1.2 | 1.34 | 4.04 | 9.59 | 49.59 | 57.74 | 57.74 | 60.95 | 61.15 | 61.15 | 61.94 | 64.86 | 67.46 | 68.88
Ireland (IAI) | EU CT | CT & LW | Capacity (MW) | Low Carbon | CCS | CCS Biomass | CCS Biomass | [9 empty] | 0.1 | 0.1 | 0.1 | 0.1 | 0.1 | 0.2 | 0.2 | 0.2 | 0.2 | 0.2 | 116.83 | 118.71 | 245.66 | 365.42 | 376.61 | 380.65 | 385.13 | 404.82 | 415.67 | 419.98 | 420.3
Ireland (IAI) | EU CT | CT & LW | Capacity (MW) | Low Carbon | CCS | CCS Gas | CCS Gas |  |  |  |  | 0.1 | 0.1 | 0.1 | 0.1 | 0.1 | 0.2 | 0.2 | 0.2 | 0.2 | 0.2 | 0.3 | 0.3 | 0.3 | 0.3 | 0.3 | 0.4 | 0.4 | 0.4 | 0.4 | 0.4 | 0.4 | 0.4 | 0.4 | 0.4 | 0.4 | 0.4
Ireland (IAI) | EU CT | CT & LW | Capacity (MW) | Thermal | Coal | Coal | Coal | 1253.1 | 968.1 | 968.1 | 968.1 | 570.1 | 0.1 | 0.1 | 0.1 | 0.1 | 0.1 | 0.1 | 0.1 | 0.1 | 0.1 | 0.1 | 0.1 | 0.1 | 0.1 | 0.1 | 0.1 | 0.1 | 0.1 | 0.1 | 0.1 | 0.1 | 0.1 | 0.1 | 0.1 | 0.1 | 0.1
Ireland (IAI) | EU CT | CT & LW | Capacity (MW) | Thermal | Gas | Gas Reciprocating Engines | Engine | 83.07 | 83.07 | 83.07 | 83.07 | 83.07 | 83.07 | 83.07 | 83.07 | 83.07 | 83.07 | 83.07 | 83.07 | 83.07 | 83.07 | 83.07 | 83.07 | 83.07 | 83.07 | 83.07 | 83.07 | 83.07 | 83.07 | 83.07 | 83.07 | 83.07 | 83.07 | 83.07 | 83.07 | 83.07
Ireland (IAI) | EU CT | CT & LW | Capacity (MW) | Thermal | Gas | OCGT | GT | 742.42 | 742.42 | 1070.42 | 1804.42 | 1854.42 | 1854.42 | 2283.84 | 2683.84 | 3283.84 | 3407.12 | 3407.13 | 3407.13 | 3407.13 | 3407.13 | 3407.13 | 3407.13 | 3407.13 | 3407.13 | 3303.13 | 3140.13 | 3140.13 | 3107.7 | 3107.71 | 3107.71 | 3024.69 | 2908.69 | 2908.69 | 2907.85 | 2907.55 | 2904.93
Ireland (IAI) | EU CT | CT & LW | Capacity (MW) | Thermal | Low Carbon | Hydrogen CHP | GT Hydrogen | [9 empty] | 0.4 | 0.4 | 1.64 | 9.69 | 10.62 | 24.01 | 160.31 | 200.37 | 213.95 | 263.74 | 417.84 | 438.6 | 524.82 | 524.82 | 524.82 | 524.82 | 524.82 | 586.4 | 619.68 | 819.68 | 871.64
Ireland (IAI) | EU CT | CT & LW | Capacity (MW) | Renewable | Offshore Wind | Offshore Wind | Offshore Wind | 25 | 25 | 250 | 500 | 1000 | 1500 | 2000 | 2750 | 3500 | 4000 | 4000 | 4000 | 4000 | 4000 | 4500 | 4500 | 4500 | 4500 | 4500 | 5000 | 5000 | 5000 | 5000 | 5000 | 5000 | 5000 | 5000 | 5000 | 5000 | 5000
Ireland (IAI) | EU CT | CT & LW | Capacity (MW) | Renewable | Onshore Wind | Onshore Wind | Onshore Wind | 5703 | 6371 | 6689.45 | 7209.45 | 7754.62 | 7912.62 | 8187.72 | 8155.72 | 8149.72 | 8255.45 | 8309.45 | 8446.35 | 8501.49 | 8541.35 | 8445.3 | 8394.3 | 8648.48 | 8630.39 | 8517.39 | 8525.05 | 8449.85 | 8362.48 | 8260.48 | 8058.49 | 8257.37 | 8031.65 | 7139.65 | 6848.22 | 6539.94 | 6834.89
Ireland (IAI) | EU CT | CT & LW | Capacity (MW) | Renewable | Other Renewables | Other Renewables | Other Renewables | 46 | 46 | 46 | 46 | 46 | 46 | 46 | 46 | 46 | 46 | 46 | 46 | 46 | 46 | 46 | 46 | 46 | 46 | 46 | 46 | 46 | 46 | 46 | 46 | 46 | 46 | 46 | 46 | 46 | 46
Ireland (IAI) | EU CT | CT & LW | Capacity (MW) | Storage | Storage | Pumped Hydro | Pumped Storage | 292 | 292 | 292 | 292 | 292 | 292 | 292 | 292 | 292 | 292 | 292 | 292 | 292 | 292 | 292 | 292 | 292 | 292 | 292 | 292 | 292 | 292 | 292 | 292 | 292 | 292 | 292 | 292 | 292 | 292
Ireland (IAI) | EU CT | CT & LW | Capacity (MW) | Renewable | Hydro | Hydro | Reservoir Hydro | 216 | 216 | 216 | 216 | 216 | 216 | 216 | 216 | 216 | 216 | 216 | 216 | 216 | 216 | 216 | 216 | 216 | 216 | 216 | 216 | 216 | 216 | 216 | 216 | 216 | 216 | 216 | 216 | 216 | 216
Ireland (IAI) | EU CT | CT & LW | Capacity (MW) | Renewable | Hydro | Hydro | Run-of-river Hydro | 32 | 32 | 32 | 32 | 32 | 32 | 32 | 32 | 32 | 32 | 32 | 32 | 32 | 32 | 32 | 32 | 32 | 32 | 32 | 32 | 32 | 32 | 32 | 32 | 32 | 32 | 32 | 32 | 32 | 32
Ireland (IAI) | EU CT | CT & LW | Capacity (MW) | Renewable | Solar | Solar PV | Solar PV | 1243 | 1268 | 2347 | 3452 | 3501 | 3551 | 3601 | 3651 | 3701 | 3752 | 3775 | 3801 | 3825 | 3850 | 3875 | 3901 | 3925 | 3951 | 3976 | 3999 | 4023 | 4023 | 4023 | 4023 | 4023 | 4020 | 4013 | 4004 | 3994 | 3988
Ireland (IAI) | EU CT | CT & LW | Capacity (MW) | Thermal | Other Thermal | Fuel Oil | Steam Oil | 74: 589.4; 78: 589.4
Ireland (IAI) | EU CT | CT & LW | Capacity (MW) | Renewable | Waste | Waste | Waste | 111.1 | 111.1 | 111.1 | 111.1 | 111.1 | 111.1 | 111.1 | 111.1 | 111.1 | 111.1 | 111.1 | 111.1 | 111.1 | 111.1 | 111.1 | 111.1 | 111.1 | 111.1 | 111.1 | 111.1 | 111.1 | 111.1 | 111.1 | 111.1 | 111.1 | 111.1 | 111.1 | 111.1 | 111.1 | 111.1
Italy | EU CT | CT & LW | Capacity (MW) | Thermal | Gas | Gas CHP | Aggregated Small CHP | 4401.37 | 4401.37 | 4401.37 | 4401.37 | 4401.37 | 4401.37 | 4401.37 | 4401.37 | 4401.37 | 4401.37 | 4401.37 | 4401.37 | 4401.37 | 4401.37 | 4401.37 | 4401.37 | 4401.37 | 4401.37 | 4401.37 | 4401.37 | 4401.37 | 4401.37 | 4401.37 | 4401.37 | 4401.37 | 4401.37 | 4401.37 | 4401.37 | 4401.37 | 4401.37
Italy | EU CT | CT & LW | Capacity (MW) | Storage | Storage | Battery | Battery | 3.3 | 63.3 | 438.8 | 1458.8 | 2458.8 | 2958.8 | 3208.8 | 3208.8 | 3208.8 | 3208.8 | 3208.8 | 3233.57 | 3257.63 | 3275.26 | 3440.61 | 3696.3 | 4123.47 | 4302.64 | 4422.34 | 4706.89 | 5053.55 | 5547.01 | 5621.62 | 6110.66 | 6494.81 | 6712.2 | 7090.75 | 7243.74 | 7606.16 | 7971.41
Italy | EU CT | CT & LW | Capacity (MW) | Renewable | Biomass | Biomass | Biomass | 4410.95 | 4524.88 | 4732.05 | 4845.94 | 4959.83 | 5073.7 | 5187.59 | 5301.49 | 5415.37 | 5529.28 | 5643.16 | 5757.04 | 5870.93 | 5984.82 | 6098.72 | 6212.61 | 6326.47 | 6440.36 | 6554.26 | 6668.12 | 9039.16 | 9352.26 | 9676.31 | 10011.74 | 10358.87 | 10718.17 | 11090.04 | 11474.91 | 11873.27 | 12285.58
Italy | EU CT | CT & LW | Capacity (MW) | Thermal | Gas | CCGT | CCGT | 26067.2 | 27725.7 | 30483.7 | 30483.7 | 31334.4 | 33014.4 | 33014.4 | 35394.4 | 36809.61 | 36410.31 | 36410.31 | 35668.31 | 35301.31 | 31126.31 | 24981.01 | 21473.01 | 19506.01 | 15449.01 | 15069.01 | 13002.71 | 11645.71 | 10743.71 | 10043.71 | 8628.5 | 8628.5 | 8628.5 | 8628.5 | 8628.5 | 8628.5 | 8628.5
Italy | EU CT | CT & LW | Capacity (MW) | Thermal | Gas | Gas CHP | CCGT CHP | 11219.1 | 11333.5 | 11366.8 | 11341.8 | 11341.8 | 11341.8 | 11341.8 | 11341.8 | 11341.8 | 11341.8 | 11341.8 | 11341.8 | 11341.8 | 11341.8 | 11341.8 | 11341.8 | 11341.8 | 11341.8 | 11341.8 | 11341.8 | 11341.8 | 11341.8 | 11341.8 | 11341.8 | 11341.8 | 11341.8 | 11341.8 | 11341.8 | 11341.8 | 11341.8
Italy | EU CT | CT & LW | Capacity (MW) | Thermal | Low Carbon | Hydrogen | CCGT Hydrogen | 0.7 | 0.7 | 0.7 | 0.7 | 1.4 | 1.4 | 1.4 | 1.4 | 1.4 | 21.77 | 116.44 | 186.44 | 245.19 | 268.94 | 303.7 | 336.77 | 378.89 | 425.36 | 463.39 | 481.33 | 488 | 505.64 | 508.81 | 542.12 | 606.77 | 613.86 | 627.11 | 640.2 | 645.5 | 654.97
Italy | EU CT | CT & LW | Capacity (MW) | Low Carbon | CCS | CCS Biomass | CCS Biomass | [9 empty] | 0.7 | 0.7 | 0.7 | 0.7 | 0.7 | 1.4 | 1.4 | 1.4 | 1.4 | 1.4 | 193.24 | 211.04 | 286.55 | 1322.87 | 2488.88 | 2916.09 | 3217.02 | 3346.69 | 3402.34 | 3477.18 | 3528.59
Italy | EU CT | CT & LW | Capacity (MW) | Low Carbon | CCS | CCS Gas | CCS Gas |  |  |  |  | 0.7 | 0.7 | 0.7 | 0.7 | 0.7 | 1.4 | 1.4 | 1.4 | 1.4 | 1.4 | 2.1 | 2.1 | 2.1 | 2.1 | 2.1 | 2.8 | 2.8 | 2.8 | 2.8 | 2.8 | 3.5 | 3.5 | 3.5 | 3.5 | 3.5 | 4.2
Italy | EU CT | CT & LW | Capacity (MW) | Thermal | Coal | Coal | Coal | 6321.7 | 6021.7 | 4336.7 | 3731.7 | 3126.7 | 2811.7 | 1149.7 | 267.7 | 0.7 | 0.7 | 0.7 | 0.7 | 0.7 | 0.7 | 0.7 | 0.7 | 0.7 | 0.7 | 0.7 | 0.7 | 0.7 | 0.7 | 0.7 | 0.7 | 0.7 | 0.7 | 0.7 | 0.7 | 0.7 | 0.7
Italy | EU CT | CT & LW | Capacity (MW) | Thermal | Gas | Gas Reciprocating Engines | Engine |  | 415.5 | 596.6 | 596.6 | 596.6 | 596.6 | 596.6 | 596.6 | 596.6 | 596.6 | 596.6 | 596.6 | 596.6 | 596.6 | 596.6 | 596.6 | 596.6 | 596.6 | 596.6 | 596.6 | 596.6 | 596.6 | 596.6 | 596.6 | 596.6 | 596.6 | 596.6 | 596.6 | 596.6 | 596.6
Italy | EU CT | CT & LW | Capacity (MW) | Renewable | Other Renewables | Other Renewables | Geothermal | 926.27 | 953.3 | 981.12 | 1009.76 | 1039.23 | 1069.56 | 1100.78 | 1132.91 | 1165.97 | 1200 | 1235.02 | 1271.07 | 1308.17 | 1346.35 | 1385.64 | 1426.08 | 1467.7 | 1510.54 | 1554.63 | 1600 | 1656 | 1713.96 | 1773.95 | 1836.04 | 1900.3 | 1966.81 | 2035.65 | 2106.9 | 2180.64 | 2256.96
Italy | EU CT | CT & LW | Capacity (MW) | Thermal | Gas | OCGT | GT | 2209.45 | 2268.35 | 2994.25 | 3554.25 | 4114.25 | 3554.25 | 6114.25 | 6294.25 | 7810.25 | 9410.25 | 9410.25 | 9410.25 | 9174.25 | 9174.25 | 8178.89 | 8178.89 | 8060.89 | 8060.89 | 8060.89 | 8060.89 | 8060.89 | 8160.89 | 7562.92 | 7514.51 | 7514.51 | 7514.51 | 7514.51 | 7514.51 | 7514.51 | 7514.51
Italy | EU CT | CT & LW | Capacity (MW) | Thermal | Gas | Gas CHP | GT CHP | 120 | 120 | 120 | 120 | 120 | 120 | 120 | 120 | 120 | 120 | 120 | 120 | 120 | 120 | 120 | 120 | 120 | 120 | 120 | 120 | 120 | 120 | 120 | 120 | 120 | 120 | 120 | 120 | 120 | 120
Italy | EU CT | CT & LW | Capacity (MW) | Thermal | Low Carbon | Hydrogen CHP | GT Hydrogen | [9 empty] | 1.4 | 1.4 | 1.4 | 1.4 | 1.4 | 1.4 | 1.4 | 1.4 | 1.4 | 1.4 | 1.4 | 1.96 | 17.22 | 78.71 | 384.63 | 384.63 | 384.99 | 686.41 | 690.98 | 700.75 | 746.21
Italy | EU CT | CT & LW | Capacity (MW) | Renewable | Offshore Wind | Offshore Wind | Offshore Wind | 335 | 430 | 430 | 430 | 520 | 520 | 680 | 680 | 680 | 680 | 730 | 730 | 730 | 830 | 830 | 830 | 850 | 870 | 891 | 922 | 954 | 1011.52 | 1047.52 | 1092.57 | 1346.22 | 1402.02 | 1543.14 | 2252.35 | 2716.19 | 3616.81
Italy | EU CT | CT & LW | Capacity (MW) | Renewable | Onshore Wind | Onshore Wind | Onshore Wind | 11952.52 | 12813.26 | 14070.71 | 15542.13 | 16039.32 | 19092.79 | 21746.78 | 23541.82 | 24057.48 | 24824.89 | 27147.98 | 28892.38 | 30393.7 | 32450.23 | 34253.32 | 35648.28 | 36629 | 37240.39 | 38343.68 | 39514.09 | 39530.58 | 39701.93 | 40199.91 | 40421.14 | 40630.12 | 41240.47 | 41525.45 | 42015.63 | 42113.53 | 42755.16
Italy | EU CT | CT & LW | Capacity (MW) | Storage | Storage | Pumped Hydro | Pumped Storage | 4017 | 4017 | 4017 | 4017 | 4017 | 4017 | 4017 | 4017 | 4017 | 4017 | 4017 | 4017 | 4017 | 4017 | 4017 | 4017 | 4017 | 4017 | 4017 | 4017 | 4017 | 4017 | 4017 | 4017 | 4017 | 4017 | 4017 | 4017 | 4017 | 4017
Italy | EU CT | CT & LW | Capacity (MW) | Renewable | Hydro | Hydro | Reservoir Hydro | 13033.87 | 13033.87 | 13084.97 | 13084.97 | 13084.97 | 13084.97 | 13084.97 | 13084.97 | 13084.97 | 13084.97 | 13084.97 | 13084.97 | 13084.97 | 13084.97 | 13084.97 | 13084.97 | 13084.97 | 13084.97 | 13084.97 | 13084.97 | 13084.97 | 13084.97 | 13084.97 | 13084.97 | 13084.97 | 13084.97 | 13084.97 | 13084.97 | 13084.97 | 13084.97
Italy | EU CT | CT & LW | Capacity (MW) | Renewable | Hydro | Hydro | Run-of-river Hydro | 5723.55 | 5785.2 | 5846.85 | 5908.28 | 5969.93 | 6031.59 | 6093.24 | 6154.89 | 6216.55 | 6277.97 | 6339.62 | 6401.28 | 6462.93 | 6524.58 | 6586.23 | 6647.66 | 6709.31 | 6770.97 | 6832.62 | 6894.27 | 6955.92 | 7017.35 | 7079 | 7140.66 | 7202.31 | 7263.96 | 7325.62 | 7387.04 | 7448.69 | 7448.69
Italy | EU CT | CT & LW | Capacity (MW) | Renewable | Solar | Solar PV | Solar PV | 23548.06 | 25033.59 | 32802 | 40598.84 | 43590.43 | 48579 | 52648.63 | 55333.58 | 58598.68 | 61637 | 63817.18 | 65879.04 | 68287.06 | 70854.4 | 74287.45 | 77745.44 | 80788.17 | 84144.54 | 87262.21 | 90863.85 | 93805.15 | 96782.88 | 99020.85 | 102442.53 | 105047.47 | 107869.28 | 110482.83 | 113687.7 | 116579.83 | 118975.05
Italy | EU CT | CT & LW | Capacity (MW) | Thermal | Gas | CCGT | Steam Gas | 74: 250; 78: 250; 82: 250; 86: 250; 90: 250; 94: 250; 98: 250; 102: 250; 106: 250; 110: 250; 114: 250; 118: 250; 122: 250; 126: 250; 130: 250; 134: 250
Italy | EU CT | CT & LW | Capacity (MW) | Thermal | Gas | Gas CHP | Steam Gas CHP | 295 | 295 | 295 | 295 | 295 | 295 | 295 | 295 | 295 | 295 | 295 | 295 | 295 | 295 | 295 | 295 | 295 | 295 | 295 | 295 | 295 | 295 | 295 | 295 | 295 | 295 | 295 | 295 | 295 | 295
Italy | EU CT | CT & LW | Capacity (MW) | Thermal | Other Thermal | Fuel Oil | Steam Oil | 1321.26 | 435.26 | 435.26 | 435.26 | 435.26 | 435.26 | 435.26 | 435.26 | 435.26 | 435.26 | 435.26 | 435.26 | 435.26 | 435.26 | 435.26 | 435.26 | 435.26 | 435.26 | 435.26 | 435.26 | 435.26 | 435.26 | 435.26 | 435.26 | 435.26 | 435.26 | 435.26 | 435.26 | 435.26
Italy | EU CT | CT & LW | Capacity (MW) | Thermal | Other Thermal | Fuel Oil | Steam Oil CHP | 297.5 | 297.5 | 297.5 | 297.5 | 297.5 | 297.5 | 297.5 | 297.5 | 297.5 | 297.5 | 297.5 | 297.5 | 297.5 | 297.5 | 297.5 | 297.5 | 297.5 | 297.5 | 297.5 | 297.5 | 297.5 | 297.5 | 297.5 | 297.5 | 297.5 | 297.5 | 297.5 | 297.5 | 297.5 | 297.5
Italy | EU CT | CT & LW | Capacity (MW) | Renewable | Waste | Waste | Waste | 1163.14 | 1202.63 | 1243.6 | 1286.02 | 1330 | 1375.56 | 1422.8 | 1471.72 | 1522.44 | 1575 | 1573.86 | 1608.45 | 1643.85 | 1680.03 | 1717.07 | 1754.91 | 1793.58 | 1833.16 | 1873.61 | 1915.01 | 1980.64 | 2008.55 | 2078.86 | 2151.63 | 2226.92 | 2304.86 | 2385.54 | 2469.03 | 2555.44 | 2644.89
Luxembourg | EU CT | CT & LW | Capacity (MW) | Thermal | Gas | Gas CHP | Aggregated Small CHP | 138 | 138 | 138 | 138 | 138 | 138 | 138 | 138 | 138 | 138 | 138 | 138 | 138 | 138 | 138 | 138 | 138 | 138 | 138 | 138 | 138 | 138 | 138 | 138 | 138 | 138 | 138 | 138 | 138 | 130
Luxembourg | EU CT | CT & LW | Capacity (MW) | Storage | Storage | Battery | Battery | 0.6 | 1.6 | 1.6 | 1.6 | 1.6 | 1.6 | 1.6 | 2.6 | 2.6 | 2.6 | 2.6 | 2.6 | 2.6 | 2.6 | 2.6 | 2.6 | 2.6 | 2.6 | 2.6 | 2.6 | 2.6 | 2.6 | 2.6 | 2.6 | 2.6 | 2.6 | 2.6 | 2.6 | 2.6 | 2.6
Luxembourg | EU CT | CT & LW | Capacity (MW) | Renewable | Biomass | Biomass | Biomass | 3.4 | 3.4 | 3.4 | 3.4 | 3.4 | 3.4 | 3.4 | 3.4 | 3.4 | 3.4 | 3.4 | 3.4 | 3.4 | 3.4 | 3.4 | 3.4 | 3.4 | 3.4 | 3.4 | 3.4 | 3.4 | 3.4
Luxembourg | EU CT | CT & LW | Capacity (MW) | Thermal | Gas | CCGT | CCGT | 0.2 | 0.2 | 0.2 | 0.2 | 0.4 | 400.4 | 293.04 | 293.04 | 593.04 | 593.24 | 593.24 | 593.24 | 593.24 | 593.25 | 593.45 | 593.45 | 593.45 | 593.45 | 593.45 | 593.65 | 593.65 | 301 | 301 | 1 | 1 | 1 | 1 | 1 | 1 | 1
Luxembourg | EU CT | CT & LW | Capacity (MW) | Thermal | Low Carbon | Hydrogen | CCGT Hydrogen | 0.2 | 0.2 | 0.2 | 0.2 | 0.4 | 0.4 | 0.4 | 0.4 | 0.4 | 1.58 | 7.36 | 8.6 | 9.15 | 11.87 | 13.3 | 15.13 | 16.31 | 17.82 | 19.61 | 29.58 | 62.49 | 86.32 | 88.55 | 121.44 | 121.44 | 121.44 | 127.78 | 127.78 | 133.79 | 138.73
Luxembourg | EU CT | CT & LW | Capacity (MW) | Low Carbon | CCS | CCS Biomass | CCS Biomass | 146: 14.58; 150: 54.44; 174: 79.12; 178: 101.8; 181: 106.37; 185: 108.6; 200: 157.64; 200: 159.04; 200: 159.26; 205: 159.26; 211: 159.53; 250: 159.79
Luxembourg | EU CT | CT & LW | Capacity (MW) | Low Carbon | CCS | CCS Gas | CCS Gas |  |  |  |  | 0.2 | 0.2 | 0.2 | 0.2 | 0.2 | 0.4 | 16.72 | 40.63 | 120.13 | 120.13 | 127.33 | 142.17 | 142.17 | 151.83 | 151.83 | 178.3 | 185.46 | 185.46 | 190.52 | 193.66 | 197.27 | 200.72 | 203.89 | 222.21 | 222.21 | 222.21
Luxembourg | EU CT | CT & LW | Capacity (MW) | Thermal | Gas | OCGT | GT | 0.2 | 0.2 | 0.2 | 0.2 | 0.2 | 0.2 | 300.2 | 600.2 | 900.2 | 1200.2 | 1200.2 | 1200.2 | 1200.2 | 1200.2 | 1200.2 | 1200.2 | 1200.2 | 1200.2 | 1200.2 | 1200.2 | 1200.2 | 1200.2 | 1200.2 | 1200.2 | 1200.2 | 1200.2 | 1200.2 | 1200.2 | 1200.2 | 1200.2
Luxembourg | EU CT | CT & LW | Capacity (MW) | Thermal | Low Carbon | Hydrogen CHP | GT Hydrogen | [9 empty] | 0.4 | 0.84 | 2.79 | 2.93 | 6.91 | 7.17 | 10.46 | 10.46 | 14.86 | 14.86 | 14.86 | 14.86 | 18.39 | 25.93 | 103.92 | 104.06 | 117.47 | 117.47 | 122.09 | 144.96 | 144.96
Luxembourg | EU CT | CT & LW | Capacity (MW) | Renewable | Onshore Wind | Onshore Wind | Onshore Wind | 186.46 | 203.08 | 219.69 | 236.31 | 252.92 | 269.54 | 286.15 | 302.77 | 319.38 | 336 | 345.2 | 354.4 | 363.6 | 372.8 | 382 | 391.2 | 400.4 | 409.6 | 418.8 | 428 | 437.2 | 446.4 | 455.6 | 464.8 | 474 | 483.2 | 492.4 | 501.6 | 510.8 | 520
Luxembourg | EU CT | CT & LW | Capacity (MW) | Renewable | Other Renewables | Other Renewables | Other Renewables | 70.14 | 72.27 | 74.41 | 76.54 | 78.67 | 80.8 | 82.94 | 85.07 | 87.2 | 89.34 | 91.47 | 93.6 | 95.73 | 97.87 | 100 | 102.14 | 104.29 | 106.43 | 108.57 | 110.71 | 112.86 | 115 | 117.14 | 119.29 | 121.43 | 123.57 | 125.71 | 127.86 | 130
Luxembourg | EU CT | CT & LW | Capacity (MW) | Storage | Storage | Pumped Hydro | Pumped Storage | 1290 | 1290 | 1290 | 1290 | 1290 | 1290 | 1290 | 1290 | 1290 | 1290 | 1290 | 1290 | 1290 | 1290 | 1290 | 1290 | 1290 | 1290 | 1290 | 1290 | 1290 | 1290 | 1290 | 1290 | 1290 | 1290 | 1290 | 1290 | 1290 | 1290
Luxembourg | EU CT | CT & LW | Capacity (MW) | Renewable | Solar | Solar PV | Solar PV | 206.19 | 226.62 | 247.04 | 267.46 | 287.88 | 308.31 | 328.73 | 349.15 | 369.58 | 390 | 416 | 442 | 468 | 494 | 520 | 546 | 572 | 598 | 624 | 650 | 676 | 702 | 728 | 754 | 780 | 806 | 832 | 858 | 884 | 910
Luxembourg | EU CT | CT & LW | Capacity (MW) | Renewable | Waste | Waste | Waste | 10 | 10 | 10 | 10 | 10 | 10 | 10 | 10 | 10 | 10 | 10 | 10 | 10 | 10 | 10 | 10 | 10 | 10 | 10 | 10 | 10 | 10 | 10 | 10 | 10 | 10 | 10 | 10 | 10 | 10
Netherlands | EU CT | CT & LW | Capacity (MW) | Thermal | Gas | Gas CHP | Aggregated Small CHP | 7963 | 7963 | 7963 | 7963 | 7963 | 7963 | 7963 | 7963 | 7963 | 7963 | 7963 | 7963 | 7963 | 7963 | 7963 | 7963 | 7963 | 7963 | 7963 | 7963 | 7963 | 7963 | 7963 | 7963 | 7963 | 7963 | 7963 | 7963 | 7963 | 7963
Netherlands | EU CT | CT & LW | Capacity (MW) | Storage | Storage | Battery | Battery | 90.1 | 97.1 | 103.6 | 109.6 | 115.6 | 122.6 | 128.6 | 134.6 | 140.6 | 148.1 | 148.1 | 148.1 | 148.1 | 148.1 | 148.6 | 148.6 | 148.6 | 148.6 | 148.6 | 148.6 | 149.25 | 260.2 | 1028.88 | 1793.75 | 1793.75 | 1817.73 | 2008.67 | 2326.5 | 2620.39 | 2761.76
Netherlands | EU CT | CT & LW | Capacity (MW) | Renewable | Biomass | Biomass | Biomass | 1645.2 | 1790.4 | 1935.6 | 2080.8 | 2226 | 2371.2 | 2516.4 | 2661.6 | 2806.8 | 2952 | 2952 | 2952 | 2952 | 2952 | 2952 | 2952 | 2952 | 2952 | 2952 | 2952 | 2952 | 2952 | 2952 | 2952 | 2952 | 2243 | 2237 | 2235 | 2234 | 2233
Netherlands | EU CT | CT & LW | Capacity (MW) | Thermal | Gas | CCGT | CCGT | 9211.1 | 8851.1 | 8416.1 | 8876.1 | 8876.2 | 7376.2 | 8776.2 | 9776.2 | 10776.2 | 11776.3 | 11776.3 | 11776.3 | 11776.3 | 11776.3 | 10972.4 | 10972.4 | 10972.4 | 10972.4 | 10972.4 | 9686.5 | 9686.5 | 4305.5 | 2000.5 | 1000.5 | 0.5 | 0.5 | 0.5 | 0.5 | 0.5 | 0.5
Netherlands | EU CT | CT & LW | Capacity (MW) | Thermal | Gas | Gas CHP | CCGT CHP | 2689 | 2445 | 2445 | 2217 | 1968 | 1968 | 1968 | 1778 | 1778 | 1778 | 1778 | 1778 | 1634 | 1224 | 653 | 653 | 653 | 653 | 653 | 653 | 653 | 653 | 653 | 218 | 218
Netherlands | EU CT | CT & LW | Capacity (MW) | Thermal | Low Carbon | Hydrogen | CCGT Hydrogen | 0.1 | 0.1 | 0.1 | 0.1 | 0.2 | 0.2 | 0.2 | 0.2 | 0.2 | 39.76 | 88.62 | 181.38 | 181.38 | 246.82 | 274.3 | 274.3 | 290.97 | 319.85 | 321.93 | 494.92 | 516.42 | 2110.41 | 3609.42 | 4074.67 | 4121.69 | 4419.04 | 4485.92 | 4760.7 | 4879.92 | 5247.08
Netherlands | EU CT | CT & LW | Capacity (MW) | Low Carbon | CCS | CCS Biomass | CCS Biomass | [9 empty] | 0.1 | 0.1 | 0.1 | 0.1 | 0.1 | 0.2 | 0.2 | 0.2 | 0.2 | 19.62 | 120.94 | 125.05 | 144.09 | 146.31 | 149.17 | 150.2 | 150.2 | 150.2 | 150.2 | 150.2 | 150.3
Netherlands | EU CT | CT & LW | Capacity (MW) | Low Carbon | CCS | CCS Gas | CCS Gas |  |  |  |  | 0.1 | 0.1 | 0.1 | 0.1 | 0.1 | 0.2 | 36.01 | 93.94 | 107.17 | 107.17 | 168.76 | 328.92 | 353.3 | 363.2 | 383.68 | 383.78 | 383.78 | 536.75 | 536.75 | 786.75 | 786.85 | 1143.27 | 1175.16 | 1315.93 | 1327.94 | 1507.02
Netherlands | EU CT | CT & LW | Capacity (MW) | Thermal | Coal | Coal | Coal | 2700.1 | 2700.1 | 2700.1 | 2700.1 | 3300.1 | 3300.1 | 2700.1 | 2700.1 | 2700.1 | 0.1 | 0.1 | 0.1 | 0.1 | 0.1 | 0.1 | 0.1 | 0.1 | 0.1 | 0.1 | 0.1 | 0.1 | 0.1 | 0.1 | 0.1 | 0.1 | 0.1 | 0.1 | 0.1 | 0.1 | 0.1
Netherlands | EU CT | CT & LW | Capacity (MW) | Thermal | Coal | Coal | Coal CHP | 74: 600; 78: 600; 82: 600; 86: 600
Netherlands | EU CT | CT & LW | Capacity (MW) | Thermal | Gas | Gas Reciprocating Engines | Engine | 30 | 30 | 30 | 30 | 30 | 30 | 30 | 30 | 30 | 30 | 30 | 30 | 30 | 30 | 30 | 30 | 30 | 30 | 30 | 30 | 30 | 30 | 30 | 30 | 30 | 30 | 30 | 30 | 30
Netherlands | EU CT | CT & LW | Capacity (MW) | Thermal | Gas | OCGT | GT | 0.1 | 0.1 | 0.1 | 0.1 | 0.1 | 0.1 | 1000.1 | 2000.1 | 3000.1 | 4000.1 | 4000.1 | 4000.1 | 4000.1 | 4000.1 | 4000.1 | 4000.1 | 4000.1 | 4000.1 | 4000.1 | 4000.1 | 4000.1 | 4000.1 | 4000.1 | 4000.1 | 4000.1 | 4000.1 | 4000.1 | 4000.1 | 4000.1 | 4000.1
Netherlands | EU CT | CT & LW | Capacity (MW) | Thermal | Gas | Gas CHP | GT CHP | 74: 80; 78: 80; 82: 80; 86: 80; 90: 80; 94: 80; 98: 80; 102: 80; 106: 80; 110: 80; 114: 80; 118: 80; 122: 80
Netherlands | EU CT | CT & LW | Capacity (MW) | Thermal | Low Carbon | Hydrogen CHP | GT Hydrogen | [9 empty] | 0.2 | 150.2 | 150.2 | 150.2 | 150.2 | 150.2 | 150.2 | 247.57 | 257.56 | 257.56 | 857.56 | 857.56 | 1757.56 | 3757.56 | 6007.56 | 7007.56 | 7507.56 | 7507.56 | 7507.56 | 7508.48 | 7508.48
Netherlands | EU CT | CT & LW | Capacity (MW) | Low Carbon | Nuclear | Nuclear | Nuclear | 490.1 | 490.1 | 490.1 | 490.1 | 490.1 | 490.1 | 490.1 | 490.1 | 490.1 | 490.1 | 490.1 | 490.1 | 490.1 | 0.1 | 0.1 | 0.1 | 0.1 | 0.1 | 0.1 | 0.1 | 0.1 | 0.1 | 0.1 | 0.1 | 0.1 | 0.1 | 0.1 | 0.1 | 0.1 | 0.1
Netherlands | EU CT | CT & LW | Capacity (MW) | Renewable | Offshore Wind | Offshore Wind | Offshore Wind | 2866 | 2866 | 4366 | 5125 | 5825 | 6525 | 7225 | 9225 | 11225 | 13209 | 14358 | 15511.59 | 17015.18 | 18544.25 | 19713.55 | 20869.65 | 22298.64 | 23529.45 | 24827.33 | 27020.84 | 27020.84 | 29020.84 | 29461.92 | 31265.64 | 31326.29 | 31343.46 | 31518.55 | 31637.09 | 31877.13 | 32002.7
Netherlands | EU CT | CT & LW | Capacity (MW) | Renewable | Onshore Wind | Onshore Wind | Onshore Wind | 4301 | 4600 | 5593 | 6587 | 7580 | 8573 | 9544.19 | 10515.84 | 11402.11 | 12367.24 | 12556.96 | 12612.07 | 12612.07 | 12611.07 | 12611.07 | 12611.07 | 12611.07 | 12611.07 | 12611.07 | 12727.5 | 12728.5 | 12728.5 | 12728.15 | 12729.15 | 12815.89 | 12815.89 | 12816.89 | 12864.25 | 12896.21 | 13052.2
Netherlands | EU CT | CT & LW | Capacity (MW) | Renewable | Hydro | Hydro | Run-of-river Hydro | 36.5 | 36.5 | 36.5 | 36.5 | 36.5 | 36.5 | 36.5 | 36.5 | 36.5 | 36.5 | 36.5 | 36.5 | 36.5 | 36.5 | 36.5 | 36.5 | 36.5 | 36.5 | 36.5 | 36.5 | 36.5 | 36.5 | 36.5 | 36.5 | 36.5 | 36.5 | 36.5 | 36.5 | 36.5 | 36.5
Netherlands | EU CT | CT & LW | Capacity (MW) | Renewable | Solar | Solar PV | Solar PV | 12001 | 14000 | 16000 | 18001 | 20000 | 20500 | 21001 | 21500 | 22000 | 22500 | 23000 | 23501 | 24000 | 24501 | 25000 | 25500 | 26000 | 26500 | 27000 | 27500 | 27500 | 27500 | 27500 | 27500 | 27500 | 27500 | 27500 | 27500 | 27500 | 27500
Netherlands | EU CT | CT & LW | Capacity (MW) | Thermal | Gas | CCGT | Steam Gas | 612 | 612 | 612 | 612 | 262 | 262 | 262 | 262 | 262 | 262 | 262 | 262 | 262 | 262 | 262 | 262 | 262 | 262 | 262 | 262 | 262 | 262 | 262 | 262 | 262 | 262 | 262 | 262 | 262
Netherlands | EU CT | CT & LW | Capacity (MW) | Thermal | Gas | Gas CHP | Steam Gas CHP | 300 | 300 | 300 | 300 | 300 | 300 | 300 | 300 | 300 | 300 | 300 | 300 | 300 | 300 | 300 | 300 | 300 | 300 | 300 | 300 | 300 | 300 | 300 | 300 | 300 | 300 | 300 | 300 | 300 | 300
Netherlands | EU CT | CT & LW | Capacity (MW) | Renewable | Waste | Waste | Waste | 858 | 858 | 858 | 858 | 858 | 858 | 858 | 858 | 858 | 858 | 858 | 858 | 858 | 858 | 858 | 858 | 858 | 858 | 858 | 858 | 858 | 858 | 858 | 858 | 858 | 858 | 858 | 858 | 858 | 858
Norway | EU CT | CT & LW | Capacity (MW) | Storage | Storage | Battery | Battery |  |  |  |  | 1.5 | 1.5 | 1.5 | 1.5 | 1.5 | 1.5 | 1.5 | 1.5 | 1.5 | 1.5 | 1.5 | 1.5 | 1.5 | 1.5 | 1.5 | 1.5 | 1.5 | 1.5 | 1.5 | 1.5 | 2.5 | 2.5 | 2.5 | 2.5 | 2.5 | 2.5
Norway | EU CT | CT & LW | Capacity (MW) | Thermal | Gas | CCGT | CCGT | 0.5 | 0.5 | 0.5 | 0.5 | 1 | 1 | 1 | 1 | 1 | 1.5 | 1.5 | 1.5 | 1.5 | 1.5 | 2 | 2 | 2 | 2 | 2 | 2.5 | 2.5 | 2.5 | 2.5 | 2.5 | 2.5 | 2.5 | 2.5 | 2.5 | 2.5 | 2.5
Norway | EU CT | CT & LW | Capacity (MW) | Thermal | Gas | Gas CHP | CCGT CHP | 74: 215; 78: 215; 82: 215; 86: 215
Norway | EU CT | CT & LW | Capacity (MW) | Thermal | Low Carbon | Hydrogen | CCGT Hydrogen | 0.5 | 0.5 | 0.5 | 0.5 | 1 | 1 | 1 | 1 | 1 | 1.5 | 1.5 | 1.5 | 1.5 | 1.5 | 2 | 2 | 2 | 2 | 3.82 | 8.86 | 24.01 | 29.97 | 36.75 | 37.33 | 39.53 | 49.86 | 51.69 | 51.69 | 51.69 | 53.83
Norway | EU CT | CT & LW | Capacity (MW) | Low Carbon | CCS | CCS Biomass | CCS Biomass | [9 empty] | 0.4 | 0.4 | 0.4 | 0.4 | 0.4 | 0.8 | 0.8 | 0.8 | 0.8 | 0.8 | 1.2 | 1.2 | 1.2 | 1.2 | 1.2 | 1.6 | 1.6 | 1.6 | 1.6 | 1.6 | 61.09
Norway | EU CT | CT & LW | Capacity (MW) | Low Carbon | CCS | CCS Gas | CCS Gas |  |  |  |  | 0.4 | 0.4 | 0.4 | 0.4 | 0.4 | 0.8 | 0.8 | 0.8 | 0.8 | 0.8 | 1.2 | 1.2 | 1.2 | 1.2 | 1.2 | 1.6 | 1.6 | 1.6 | 1.6 | 1.6 | 1.6 | 1.6 | 1.6 | 1.6 | 1.6 | 1.6
Norway | EU CT | CT & LW | Capacity (MW) | Thermal | Gas | OCGT | GT | 0.5 | 0.5 | 0.5 | 0.5 | 0.5 | 0.5 | 0.5 | 0.5 | 0.5 | 0.5 | 0.5 | 0.5 | 0.5 | 0.5 | 0.5 | 0.5 | 0.5 | 0.5 | 0.5 | 0.5 | 0.5 | 0.5 | 0.5 | 0.5 | 0.5 | 0.5 | 0.5 | 0.5 | 0.5 | 0.5
Norway | EU CT | CT & LW | Capacity (MW) | Thermal | Low Carbon | Hydrogen CHP | GT Hydrogen | [9 empty] | 1 | 1 | 1 | 1 | 1 | 1 | 1 | 1 | 1 | 2.41 | 5.14 | 11.42 | 20.77 | 21.34 | 28.61 | 28.61 | 29.56 | 35.61 | 35.61 | 36.74 | 37.1
Norway | EU CT | CT & LW | Capacity (MW) | Renewable | Hydro | Hydro | Hydro | 31117.18 | 31417.53 | 32058.61 | 32713.59 | 33382.44 | 34065.19 | 34761.83 | 35006.74 | 35257.88 | 35515.24 | 35665.38 | 35817.59 | 35971.87 | 36128.24 | 36286.68 | 36447.19 | 36609.78 | 36774.44 | 36941.19 | 37110 | 37176.07 | 37242.14 | 37308.21 | 37374.28 | 37440.35 | 37506.42 | 37572.48 | 37638.55 | 37704.62 | 37770.69
Norway | EU CT | CT & LW | Capacity (MW) | Renewable | Offshore Wind | Offshore Wind | Offshore Wind | [5 empty] | 250 | 750 | 750 | 750 | 2000 | 2000 | 2000 | 2000 | 2000 | 3500 | 3500 | 3500 | 3500 | 3500 | 4000 | 4000 | 4000 | 4000 | 4000 | 4000 | 4000 | 4000 | 4000 | 4000 | 4000
Norway | EU CT | CT & LW | Capacity (MW) | Renewable | Onshore Wind | Onshore Wind | Onshore Wind | 4270.45 | 5296.78 | 5588.93 | 5588.93 | 5588.93 | 5686.37 | 5880.46 | 5972.61 | 6064.75 | 6064.75 | 7371.65 | 7578.67 | 7634.94 | 7759.74 | 8515.65 | 8682.46 | 9091.49 | 9663.19 | 9779.68 | 11242.23 | 11563.65 | 11584.33 | 11647.03 | 11661.49 | 11765.87 | 11832.7 | 11849.96 | 11902.55 | 12153.59 | 12263.87
Norway | EU CT | CT & LW | Capacity (MW) | Renewable | Hydro | Hydro | Small-Scale-Hydro | 2196.7 | 2214.19 | 2209.23 | 2190.38 | 2157.64 | 2111.01 | 2050.5 | 1930.13 | 1803.54 | 1670.71 | 1645.12 | 1617.45 | 1587.71 | 1555.89 | 1521.99 | 1486.02 | 1447.98 | 1407.85 | 1365.66 | 1321.38 | 1255.31 | 1189.24 | 1123.17 | 1057.1 | 991.04 | 924.97 | 858.9 | 792.83 | 726.76 | 660.69
Norway | EU CT | CT & LW | Capacity (MW) | Renewable | Solar | Solar PV | Solar PV | 203 | 266 | 349 | 673.68 | 790.5 | 1042.83 | 1220.39 | 1404.84 | 1609.02 | 1681.02 | 1833.22 | 1898.22 | 2048.72 | 2116.72 | 2197.6 | 2347.72 | 2564.15 | 2721.72 | 2870.18 | 3003.18 | 3038.18 | 3072.18 | 3107.18 | 3142.18 | 3177.18 | 3212.18 | 3248.18 | 3285.18 | 3320.18 | 3355.18
Norway | EU CT | CT & LW | Capacity (MW) | Thermal | Gas | Gas CHP | Steam Gas CHP | 74: 155
Norway | EU CT | CT & LW | Capacity (MW) | Renewable | Waste | Waste CHP | Waste CHP | 54 | 54 | 54 | 54 | 54 | 54 | 54 | 54 | 54 | 54 | 54 | 54 | 54 | 54 | 54 | 54 | 54 | 54 | 54 | 54 | 54 | 54 | 54 | 54 | 54 | 54 | 54 | 54 | 54 | 54
Poland | EU CT | CT & LW | Capacity (MW) | Storage | Storage | Battery | Battery | 22.3 | 33.3 | 44.3 | 55.3 | 66.3 | 77.3 | 88.3 | 99.3 | 110.3 | 121.3 | 121.3 | 128.67 | 140.69 | 174.46 | 422.23 | 429.34 | 490.12 | 559.02 | 724.32 | 822.24 | 893.63 | 897.31 | 913.93 | 983.24 | 983.24 | 986.66 | 992.09 | 1006.82 | 1014.64 | 1014.64
Poland | EU CT | CT & LW | Capacity (MW) | Renewable | Biomass | Biomass | Biomass | 1647 | 1720 | 1797 | 1877 | 1961 | 2049 | 2141 | 2237 | 2338 | 2443 | 2553 | 2668 | 2789 | 2915 | 3047 | 3184 | 3329 | 3479 | 3637 | 3784 | 3918 | 4057 | 4202 | 4351 | 4506 | 4666 | 4833 | 5005 | 5183 | 5318
Poland | EU CT | CT & LW | Capacity (MW) | Renewable | Biomass | Biomass CHP | Biomass CHP | 109 | 109 | 209 | 209 | 209 | 209 | 209 | 209 | 209 | 209 | 209 | 209 | 209 | 209 | 209 | 209 | 306 | 284 | 284 | 284 | 175 | 175 | 175 | 237 | 237 | 237 | 237 | 137 | 137
Poland | EU CT | CT & LW | Capacity (MW) | Thermal | Gas | CCGT | CCGT | 0.1 | 0.1 | 0.1 | 1400.1 | 2150.2 | 2150.3 | 3750.3 | 5250.3 | 6742.23 | 6742.33 | 6742.33 | 6742.43 | 6742.44 | 6742.44 | 6742.54 | 6742.54 | 6742.54 | 6742.64 | 6742.64 | 6742.74 | 6742.74 | 5142.74 | 3642.74 | 2150.8 | 2150.8 | 2150.8 | 2150.8 | 2150.8 | 2150.8 | 2150.8
Poland | EU CT | CT & LW | Capacity (MW) | Thermal | Gas | Gas CHP | CCGT CHP | 2795.9 | 2795.9 | 2795.9 | 2795.9 | 3435.9 | 4295.9 | 4795.9 | 5695.9 | 5695.9 | 6015.9 | 5892.4 | 5892.4 | 5892.4 | 5892.4 | 6212.4 | 6002 | 6322 | 6322 | 6287 | 6287 | 6607 | 6927 | 6831 | 7151 | 7471 | 7471 | 7471 | 7471 | 7471 | 7791
Poland | EU CT | CT & LW | Capacity (MW) | Thermal | Low Carbon | Hydrogen | CCGT Hydrogen | 0.1 | 0.1 | 0.1 | 0.2 | 0.3 | 0.4 | 0.4 | 0.4 | 0.4 | 0.75 | 5.88 | 78.66 | 138.19 | 139.67 | 139.87 | 139.87 | 185.64 | 240.83 | 249.31 | 283.75 | 292.65 | 292.65 | 292.65 | 373.45 | 466.36 | 559.65 | 648.85 | 974.8 | 1071.08 | 3731.67
Poland | EU CT | CT & LW | Capacity (MW) | Low Carbon | CCS | CCS Biomass | CCS Biomass | [9 empty] | 0.1 | 0.1 | 0.1 | 0.1 | 0.1 | 0.2 | 0.2 | 540.76 | 877.78 | 1298.68 | 1523.23 | 1523.23 | 1523.23 | 1647.08 | 1751.22 | 1767.2 | 1767.85 | 1769.26 | 1769.6 | 1769.6 | 1769.7
Poland | EU CT | CT & LW | Capacity (MW) | Low Carbon | CCS | CCS Gas | CCS Gas |  |  |  |  | 0.1 | 0.1 | 0.1 | 0.1 | 0.1 | 0.2 | 0.2 | 40.05 | 40.05 | 106.44 | 106.54 | 161.19 | 180.6 | 218.7 | 218.7 | 218.8 | 218.8 | 218.8 | 313.74 | 324.04 | 326.03 | 338.96 | 367.76 | 385.81 | 385.81 | 385.91
Poland | EU CT | CT & LW | Capacity (MW) | Thermal | Coal | Coal | Coal | 15177.1 | 14802.1 | 13727.1 | 13260.1 | 13038.1 | 11296.1 | 10401.1 | 9948.1 | 9048.1 | 8098.1 | 6450.1 | 6225.1 | 5610.1 | 5368.1 | 4531.1 | 4531.1 | 4158.1 | 3785.1 | 3785.1 | 3785.1 | 3785.1 | 3785.1 | 3785.1 | 3785.1 | 3785.1 | 3785.1 | 3785.1 | 3785.1 | 3785.1 | 0.1
Poland | EU CT | CT & LW | Capacity (MW) | Thermal | Coal | Coal | Coal CHP | 5177 | 4641.8 | 4306.3 | 4064.3 | 3225.1 | 2568.4 | 1971.4 | 1857.4 | 1664.4 | 1664.4 | 1511.8 | 1390.8 | 1390.8 | 1277.8 | 1219 | 1164 | 857 | 782 | 782 | 782 | 782 | 782 | 782 | 720 | 260 | 260 | 260 | 260 | 260
Poland | EU CT | CT & LW | Capacity (MW) | Thermal | Gas | OCGT | GT | 0.1 | 0.1 | 0.1 | 0.1 | 0.1 | 0.1 | 1800.1 | 3600.1 | 5400.1 | 7200.1 | 7200.1 | 7200.1 | 7200.1 | 7200.1 | 7200.1 | 7200.1 | 7200.1 | 7200.1 | 7200.1 | 7200.1 | 7200.1 | 6900.1 | 6900.1 | 6900.1 | 6900.1 | 6900.1 | 6900.1 | 6900.1 | 6900.1 | 6900.1
Poland | EU CT | CT & LW | Capacity (MW) | Thermal | Gas | Gas CHP | GT CHP | 667.5 | 667.5 | 667.5 | 667.5 | 667.5 | 667.5 | 667.5 | 667.5 | 667.5 | 667.5 | 662 | 662 | 662 | 662 | 662 | 464 | 464 | 464 | 464 | 464 | 282 | 36 | 36 | 36 | 36 | 36 | 36 | 36 | 36 | 36
Poland | EU CT | CT & LW | Capacity (MW) | Thermal | Low Carbon | Hydrogen CHP | GT Hydrogen | [9 empty] | 0.2 | 0.2 | 0.2 | 0.2 | 0.2 | 0.2 | 0.2 | 0.2 | 4.12 | 19.17 | 19.17 | 1619.17 | 2019.17 | 2019.17 | 2719.17 | 2719.17 | 2719.17 | 2719.17 | 2719.17 | 2719.17 | 2719.17
Poland | EU CT | CT & LW | Capacity (MW) | Thermal | Coal | Coal | Lignite | 8399.1 | 8009.1 | 7809.1 | 6915.1 | 6665.1 | 5675.1 | 3860.1 | 2690.1 | 2168.1 | 1708.1 | 1708.1 | 1318.1 | 1318.1 | 1318.1 | 1318.1 | 460.1 | 460.1 | 460.1 | 460.1 | 460.1 | 460.1 | 460.1 | 460.1 | 460.1 | 0.1 | 0.1 | 0.1 | 0.1 | 0.1 | 0.1
Poland | EU CT | CT & LW | Capacity (MW) | Renewable | Offshore Wind | Offshore Wind | Offshore Wind | [5 empty] | 1842.5 | 4560 | 5535 | 5935 | 6715 | 7880.02 | 8282.34 | 9168.65 | 10186.49 | 10527.03 | 10527.03 | 11079.42 | 11836.43 | 12206.71 | 12571.33 | 13207.52 | 13529.39 | 13546.5 | 14328.65 | 15356.13 | 15387.99 | 16287.56 | 17959.28 | 18098 | 20379.85
Poland | EU CT | CT & LW | Capacity (MW) | Renewable | Onshore Wind | Onshore Wind | Onshore Wind | 7251 | 8945 | 10042 | 11098 | 13998 | 16998 | 19348.58 | 19628.15 | 19628.15 | 20078.64 | 20252.13 | 21062.27 | 22175.1 | 22478.15 | 23641.56 | 25171.91 | 26427.24 | 26653.86 | 27507.38 | 28215.33 | 28413.33 | 28544.68 | 28555.38 | 29359.03 | 29755.82 | 30917.65 | 31375.82 | 31408.39 | 32226.96 | 32797.15
Poland | EU CT | CT & LW | Capacity (MW) | Renewable | Other Renewables | Other Renewables | Other Renewables | 397 | 449 | 507 | 573 | 648 | 732 | 804 | 860 | 920 | 985 | 1054 | 1095 | 1106 | 1117 | 1128 | 1139 | 1151 | 1162 | 1174 | 1185 | 1197 | 1209 | 1221 | 1233 | 1246 | 1258 | 1271 | 1284 | 1297 | 1310
Poland | EU CT | CT & LW | Capacity (MW) | Storage | Storage | Pumped Hydro | Pumped Storage | 1634 | 1634 | 1634 | 1634 | 1634 | 1634 | 1634 | 1634 | 1634 | 1634 | 1634 | 1634 | 1634 | 1634 | 1634 | 1823 | 1823 | 1823 | 1823 | 1823 | 1823 | 1823 | 1823 | 1823 | 1823 | 1823 | 1823 | 1823 | 1823 | 1823
Poland | EU CT | CT & LW | Capacity (MW) | Renewable | Hydro | Hydro | Reservoir Hydro | 265 | 265 | 265 | 265 | 322.5 | 380 | 380 | 380 | 380 | 380 | 380 | 380 | 380 | 380 | 380 | 380 | 380 | 380 | 380 | 380 | 415 | 450 | 450 | 450 | 450 | 450 | 450 | 450 | 450 | 450
Poland | EU CT | CT & LW | Capacity (MW) | Renewable | Hydro | Hydro | Run-of-river Hydro | 708 | 708 | 708 | 708 | 708 | 708 | 708 | 708 | 708 | 708 | 708 | 708 | 708 | 708 | 708 | 708 | 708 | 708 | 708 | 708 | 1029 | 1350 | 1350 | 1350 | 1350 | 1350 | 1350 | 1350 | 1350 | 1350
Poland | EU CT | CT & LW | Capacity (MW) | Renewable | Solar | Solar PV | Solar PV | 5308 | 7764 | 9990.44 | 12516.76 | 13864.76 | 15216.76 | 16564.76 | 17916.76 | 18780.76 | 19160.76 | 19711.27 | 20091.27 | 20471.27 | 20851.27 | 21231.27 | 21563.27 | 21897.83 | 22834.62 | 23114.62 | 23394.62 | 23534.62 | 23534.62 | 23756.3 | 23969.89 | 23969.89 | 23969.89 | 23969.89 | 23969.89 | 23969.89 | 23969.89
Portugal | EU CT | CT & LW | Capacity (MW) | Thermal | Gas | Gas CHP | Aggregated Small CHP | 74: 1328; 78: 1309; 82: 1279; 86: 1255; 90: 1228; 94: 1242; 98: 1256; 102: 1270; 106: 1284; 110: 1298; 114: 1298; 118: 1298; 122: 1298; 126: 1298; 130: 1298
Portugal | EU CT | CT & LW | Capacity (MW) | Storage | Storage | Battery | Battery | 8.4 | 11.4 | 25.4 | 116.4 | 221.4 | 328.4 | 456.4 | 572.4 | 589.4 | 593.4 | 601.07 | 601.07 | 661.57 | 661.57 | 661.57 | 661.57 | 671.19 | 892.04 | 1055.44 | 1055.44 | 1084.97 | 1087.96 | 1121.93 | 1173.8 | 1188.62 | 1194.11 | 1202.29 | 1204.03 | 1204.03 | 1204.03
Portugal | EU CT | CT & LW | Capacity (MW) | Renewable | Biomass | Biomass | Biomass | 789 | 819 | 846 | 871 | 899 | 928 | 957 | 986 | 1015 | 1043 | 1043 | 1043 | 1043 | 1043 | 1043 | 1043 | 1043 | 1043 | 1043 | 1043 | 1043 | 1043 | 1043 | 1043 | 1043 | 1043 | 1043 | 1043 | 1043 | 1043
Portugal | EU CT | CT & LW | Capacity (MW) | Thermal | Gas | CCGT | CCGT | 3829.3 | 3830.1 | 3830.1 | 3830.1 | 3830.2 | 3830.2 | 3830.2 | 3830.2 | 4224.59 | 3234.69 | 3234.69 | 3234.69 | 3234.69 | 3234.69 | 3234.79 | 2058.79 | 2058.79 | 2058.79 | 1232.79 | 1232.89 | 394.89 | 394.89 | 355.99 | 0.5 | 0.6 | 0.6 | 0.6 | 0.6 | 0.6 | 0.6
Portugal | EU CT | CT & LW | Capacity (MW) | Thermal | Low Carbon | Hydrogen | CCGT Hydrogen | 0.1 | 0.1 | 0.1 | 0.1 | 0.2 | 0.2 | 0.2 | 0.2 | 0.2 | 0.4 | 2.71 | 2.71 | 4.98 | 11.96 | 21.9 | 36.93 | 36.93 | 36.93 | 53.44 | 53.64 | 53.64 | 53.64 | 66.64 | 66.64 | 66.84 | 66.84 | 66.84 | 66.84 | 66.84 | 66.84
Portugal | EU CT | CT & LW | Capacity (MW) | Low Carbon | CCS | CCS Biomass | CCS Biomass | [9 empty] | 0.1 | 0.1 | 0.1 | 0.1 | 0.1 | 0.2 | 0.2 | 0.2 | 0.2 | 0.2 | 0.3 | 0.3 | 0.3 | 0.3 | 0.3 | 0.4 | 0.4 | 0.4 | 14 | 48.11 | 316.15
Portugal | EU CT | CT & LW | Capacity (MW) | Low Carbon | CCS | CCS Gas | CCS Gas |  |  |  |  | 0.1 | 0.1 | 0.1 | 0.1 | 0.1 | 0.2 | 0.2 | 0.2 | 0.2 | 0.2 | 0.3 | 0.3 | 0.3 | 0.3 | 0.3 | 0.4 | 0.4 | 0.4 | 0.4 | 0.4 | 0.4 | 0.4 | 0.4 | 0.4 | 0.4 | 0.4
Portugal | EU CT | CT & LW | Capacity (MW) | Thermal | Coal | Coal | Coal | 576.1 | 0.1 | 0.1 | 0.1 | 0.1 | 0.1 | 0.1 | 0.1 | 0.1 | 0.1 | 0.1 | 0.1 | 0.1 | 0.1 | 0.1 | 0.1 | 0.1 | 0.1 | 0.1 | 0.1 | 0.1 | 0.1 | 0.1 | 0.1 | 0.1 | 0.1 | 0.1 | 0.1 | 0.1 | 0.1
Portugal | EU CT | CT & LW | Capacity (MW) | Thermal | Gas | OCGT | GT | 0.1 | 0.1 | 0.1 | 0.1 | 0.1 | 0.1 | 0.1 | 0.1 | 340.32 | 340.32 | 340.32 | 340.32 | 340.32 | 340.32 | 340.32 | 340.32 | 340.32 | 340.32 | 340.32 | 340.32 | 340.32 | 340.32 | 340.32 | 340.32 | 340.32 | 340.32 | 340.32 | 340.32 | 340.32 | 340.32
Portugal | EU CT | CT & LW | Capacity (MW) | Thermal | Low Carbon | Hydrogen CHP | GT Hydrogen | [9 empty] | 0.2 | 0.2 | 0.2 | 0.2 | 0.2 | 0.2 | 0.2 | 0.2 | 0.2 | 0.2 | 0.2 | 13.2 | 13.2 | 13.2 | 13.2 | 13.2 | 13.2 | 13.2 | 13.2 | 13.2 | 13.2
Portugal | EU CT | CT & LW | Capacity (MW) | Renewable | Offshore Wind | Offshore Wind | Offshore Wind | 27 | 27 | 27 | 27 | 27 | 27 | 27 | 27 | 27 | 27 | 27 | 27 | 27 | 27 | 27 | 27 | 27 | 27 | 27 | 27 | 27 | 27 | 27 | 27 | 27 | 27 | 27 | 27 | 27 | 27
Portugal | EU CT | CT & LW | Capacity (MW) | Renewable | Onshore Wind | Onshore Wind | Onshore Wind | 5262 | 5262 | 5263 | 5262 | 5263 | 5263 | 5263 | 5263 | 5972.36 | 7309.49 | 7322.81 | 7748.71 | 8059.26 | 8195.4 | 8443.44 | 8631.4 | 8801.21 | 9541.11 | 9855.52 | 10856.21 | 10861.5 | 11461.35 | 11479.65 | 11791.23 | 12074.3 | 12462.43 | 12769.35 | 12770.56 | 13272.65 | 13932.79
Portugal | EU CT | CT & LW | Capacity (MW) | Renewable | Other Renewables | Other Renewables | Other Renewables | 93 | 95 | 100 | 103 | 106 | 108 | 110 | 112 | 114 | 117 | 117 | 117 | 117 | 117 | 117 | 117 | 117 | 117 | 117 | 117 | 117 | 117 | 117 | 117 | 117 | 117 | 117 | 117 | 117 | 117
Portugal | EU CT | CT & LW | Capacity (MW) | Renewable | Hydro | Hydro | Reservoir Hydro | 1396.7 | 1396.7 | 1396.7 | 1674.7 | 1674.7 | 1674.7 | 1674.7 | 1674.7 | 1674.7 | 1674.7 | 1674.7 | 1674.7 | 1674.7 | 1674.7 | 1674.7 | 1674.7 | 1674.7 | 1674.7 | 1674.7 | 1674.7 | 1674.7 | 1674.7 | 1674.7 | 1674.7 | 1674.7 | 1674.7 | 1674.7 | 1674.7 | 1674.7 | 1674.7
Portugal | EU CT | CT & LW | Capacity (MW) | Renewable | Hydro | Hydro | Reservoir Hydro with pumping | 2829 | 3709 | 3709 | 3709 | 3709 | 3709 | 3709 | 3709 | 3709 | 3709 | 3709 | 3709 | 3709 | 3709 | 3709 | 3709 | 3709 | 3709 | 3709 | 3709 | 3709 | 3709 | 3709 | 3709 | 3709 | 3709 | 3709 | 3709 | 3709 | 3709
Portugal | EU CT | CT & LW | Capacity (MW) | Renewable | Hydro | Hydro | Run-of-river Hydro | 2370.8 | 2370.8 | 2370.8 | 2370.8 | 2370.8 | 2370.8 | 2370.8 | 2370.8 | 2608.8 | 2608.8 | 2608.8 | 2608.8 | 2608.8 | 2608.8 | 2608.8 | 2608.8 | 2608.8 | 2608.8 | 2608.8 | 2608.8 | 2608.8 | 2608.8 | 2608.8 | 2608.8 | 2608.8 | 2608.8 | 2608.8 | 2608.8 | 2608.8 | 2608.8
Portugal | EU CT | CT & LW | Capacity (MW) | Renewable | Hydro | Hydro | Small-Scale-Hydro | 654 | 654 | 654 | 654 | 654 | 654 | 654 | 654 | 654 | 654 | 654 | 654 | 654 | 654 | 654 | 654 | 654 | 654 | 654 | 654 | 654 | 654 | 654 | 654 | 654 | 654 | 654 | 654 | 654 | 654
Portugal | EU CT | CT & LW | Capacity (MW) | Renewable | Solar | Solar PV | Solar PV | 2271 | 3275 | 3874.66 | 4966.66 | 6188.37 | 7535.71 | 8722.71 | 10070.53 | 10627.53 | 11114.53 | 11263.57 | 11993.7 | 12892.88 | 14051.07 | 14539.42 | 15635.69 | 15920.04 | 16292.78 | 16739.2 | 17025.71 | 17057.9 | 17057.9 | 17466.27 | 18321.99 | 19244.62 | 19956.76 | 20033.24 | 20520.95 | 21245.39 | 21968.85
Slovenia | EU CT | CT & LW | Capacity (MW) | Storage | Storage | Battery | Battery | 2.3 | 3.3 | 4.3 | 5.3 | 6.3 | 7.3 | 8.3 | 9.3 | 10.3 | 11.3 | 11.3 | 11.3 | 11.3 | 11.3 | 11.3 | 11.3 | 11.3 | 11.3 | 11.3 | 11.3 | 11.3 | 11.3 | 11.65 | 67.97 | 134.41 | 134.41 | 134.41 | 134.41 | 148.72 | 201.35
Slovenia | EU CT | CT & LW | Capacity (MW) | Renewable | Biomass | Biomass | Biomass | 126 | 129.38 | 131.73 | 134 | 136.16 | 140.68 | 145.34 | 150.12 | 155.04 | 160.1 | 165.3 | 170.64 | 176.13 | 181.78 | 187.58 | 191.38 | 195.25 | 199.21 | 203.11 | 207.03 | 210.94 | 214.86 | 218.77 | 222.69 | 226.6 | 230.52 | 234.43 | 238.35 | 242.26 | 246.18
Slovenia | EU CT | CT & LW | Capacity (MW) | Thermal | Gas | CCGT | CCGT | 0.1 | 0.1 | 0.1 | 0.1 | 0.2 | 0.2 | 0.2 | 0.2 | 246.43 | 246.53 | 246.53 | 246.53 | 246.53 | 246.53 | 246.63 | 246.63 | 246.63 | 246.63 | 246.63 | 246.73 | 246.73 | 246.73 | 246.73 | 0.5 | 0.5 | 0.5 | 0.5 | 0.5 | 0.5 | 0.5
Slovenia | EU CT | CT & LW | Capacity (MW) | Thermal | Low Carbon | Hydrogen | CCGT Hydrogen | 0.1 | 0.1 | 0.1 | 0.1 | 0.2 | 0.2 | 0.2 | 0.2 | 0.2 | 2.59 | 2.99 | 2.99 | 4.77 | 7.58 | 7.78 | 8.58 | 13.08 | 14.14 | 14.14 | 14.34 | 17.81 | 17.81 | 17.81 | 67.81 | 127.82 | 127.82 | 127.82 | 127.82 | 91 | 91
Slovenia | EU CT | CT & LW | Capacity (MW) | Low Carbon | CCS | CCS Biomass | CCS Biomass | [9 empty] | 0.1 | 0.1 | 0.1 | 0.1 | 0.1 | 0.2 | 0.2 | 0.2 | 0.2 | 0.2 | 0.3 | 0.3 | 0.3 | 0.3 | 0.3 | 0.4 | 0.4 | 0.4 | 0.4 | 0.4 | 0.5
Slovenia | EU CT | CT & LW | Capacity (MW) | Low Carbon | CCS | CCS Gas | CCS Gas |  |  |  |  | 0.1 | 0.1 | 0.1 | 0.1 | 0.1 | 0.2 | 0.2 | 0.2 | 0.2 | 0.2 | 0.3 | 0.3 | 0.3 | 0.3 | 0.3 | 0.4 | 0.4 | 0.4 | 0.4 | 0.4 | 0.5 | 0.5 | 0.5 | 0.84 | 2.17 | 4.3
Slovenia | EU CT | CT & LW | Capacity (MW) | Thermal | Coal | Coal | Coal | 0.1 | 0.1 | 0.1 | 0.1 | 0.1 | 0.1 | 0.1 | 0.1 | 0.1 | 0.1 | 0.1 | 0.1 | 0.1 | 0.1 | 0.1 | 0.1 | 0.1 | 0.1 | 0.1 | 0.1 | 0.1 | 0.1 | 0.1 | 0.1 | 0.1 | 0.1 | 0.1 | 0.1 | 0.1 | 0.1
Slovenia | EU CT | CT & LW | Capacity (MW) | Thermal | Coal | Coal | Coal CHP | 74: 124; 78: 124; 82: 124; 86: 124; 90: 42
Slovenia | EU CT | CT & LW | Capacity (MW) | Thermal | Gas | OCGT | GT | 422.1 | 422.1 | 422.1 | 422.1 | 422.1 | 422.1 | 722.1 | 1022.1 | 1322.1 | 1622.1 | 1622.1 | 1622.1 | 1622.1 | 1622.1 | 1508.1 | 1394.1 | 1394.1 | 1394.1 | 1394.1 | 1394.1 | 1394.1 | 1310.1 | 1310.1 | 1310.1 | 1200.1 | 1200.1 | 1200.1 | 1200.1 | 1200.1 | 1200.1
Slovenia | EU CT | CT & LW | Capacity (MW) | Thermal | Low Carbon | Hydrogen CHP | GT Hydrogen | [9 empty] | 0.2 | 0.2 | 0.2 | 0.2 | 0.2 | 0.2 | 0.2 | 0.2 | 0.2 | 0.2 | 0.2 | 0.2 | 0.2 | 0.2 | 0.2 | 0.2 | 0.2 | 300.2 | 300.38 | 300.38 | 300.38
Slovenia | EU CT | CT & LW | Capacity (MW) | Thermal | Coal | Coal | Lignite | 860.1 | 860.1 | 860.1 | 860.1 | 860.2 | 545.2 | 545.2 | 545.2 | 545.2 | 545.2 | 545.2 | 0.2 | 0.2 | 0.2 | 0.2 | 0.2 | 0.2 | 0.2 | 0.2 | 0.2 | 0.2 | 0.2 | 0.2 | 0.2 | 0.2 | 0.2 | 0.2 | 0.2 | 0.2 | 0.2
Slovenia | EU CT | CT & LW | Capacity (MW) | Low Carbon | Nuclear | Nuclear | Nuclear | 696 | 696 | 696 | 696 | 696 | 696 | 696 | 696 | 696 | 696 | 696 | 696 | 696 | 696 | 696 | 696 | 696 | 696 | 696 | 696 | 696 | 696
Slovenia | EU CT | CT & LW | Capacity (MW) | Renewable | Onshore Wind | Onshore Wind | Onshore Wind | 5 | 15 | 182.54 | 203.34 | 225.37 | 240.83 | 266.8 | 284.59 | 308.36 | 324.8 | 639.5 | 954.2 | 1223.82 | 1424.89 | 1692.88 | 1915.97 | 2021.19 | 2037.11 | 2052.11 | 2067.11 | 2082.2 | 2192.99 | 2615.06 | 2639.56 | 2921.01 | 3023.18 | 3100.43 | 3303.26 | 3319.1 | 3512.14
Slovenia | EU CT | CT & LW | Capacity (MW) | Storage | Storage | Pumped Hydro | Pumped Storage | 185 | 185 | 185 | 185 | 185 | 185 | 185 | 185 | 185 | 185 | 185 | 185 | 185 | 185 | 185 | 185 | 185 | 185 | 185 | 185 | 185 | 185 | 185 | 185 | 185 | 185 | 185 | 185 | 185 | 185
Slovenia | EU CT | CT & LW | Capacity (MW) | Renewable | Hydro | Hydro | Run-of-river Hydro | 1156 | 1156 | 1156 | 1156 | 1156 | 1156 | 1156 | 1156 | 1156 | 1156 | 1156 | 1156 | 1156 | 1156 | 1156 | 1156 | 1156 | 1156 | 1156 | 1156 | 1156 | 1156 | 1156 | 1156 | 1156 | 1156 | 1156 | 1156 | 1156 | 1156
Slovenia | EU CT | CT & LW | Capacity (MW) | Renewable | Solar | Solar PV | Solar PV | 317 | 368 | 467 | 588.83 | 827.34 | 1005.88 | 1204.69 | 1367.5 | 1632.02 | 2015.64 | 2155.64 | 2313.37 | 2454.94 | 2597.73 | 2737.73 | 2877.73 | 3017.73 | 3157.73 | 3297.73 | 3437.73 | 3577.73 | 3717.73 | 3857.73 | 3997.73 | 4137.73 | 4277.73 | 4417.73 | 4557.73 | 4697.73 | 4838
Spain | EU CT | CT & LW | Capacity (MW) | Thermal | Gas | Gas CHP | Aggregated Small CHP | 6127 | 5827 | 5527 | 5277 | 5027 | 4777 | 4527 | 4277 | 4027 | 3767 | 3767 | 3767 | 3767 | 3767 | 3767 | 3767 | 3767 | 3767 | 3767 | 3767 | 3767 | 3767 | 3767 | 3767 | 3767 | 3767 | 3767 | 3767 | 3767 | 3767
Spain | EU CT | CT & LW | Capacity (MW) | Storage | Storage | Battery | Battery | 168 | 306 | 454 | 592 | 991 | 1879 | 2777 | 3665 | 4564 | 5452 | 5732 | 6012 | 6292 | 6572 | 6852 | 7132 | 7412 | 7692 | 7972 | 8252 | 8330.88 | 8344.79 | 8393.47 | 8464.73 | 8537.41 | 8636.24 | 8672.6 | 8679.38 | 8679.71 | 8690.27
Spain | EU CT | CT & LW | Capacity (MW) | Renewable | Biomass | Biomass | Biomass | 998 | 1198 | 1198 | 1198 | 1198 | 1198 | 1198 | 1198 | 1198 | 1198 | 1198 | 1198 | 1198 | 1198 | 1198 | 1198 | 1198 | 1198 | 1198 | 1198 | 3023.86 | 3023.86 | 3023.86 | 3023.86 | 3023.86 | 3023.86 | 3023.86 | 3023.86 | 3023.86 | 3023.86
Spain | EU CT | CT & LW | Capacity (MW) | Thermal | Gas | CCGT | CCGT | 26279.13 | 26280.1 | 26280.1 | 26280.1 | 26280.2 | 26280.2 | 26280.2 | 26280.2 | 26801.35 | 26801.45 | 26568.45 | 25366.45 | 22729.45 | 21134.45 | 17645.55 | 11356.55 | 9088.55 | 5602.55 | 4531.55 | 3475.65 | 947.65 | 947.65 | 947.65 | 426.5 | 0.5 | 0.5 | 0.5 | 0.5 | 0.5 | 0.5
Spain | EU CT | CT & LW | Capacity (MW) | Thermal | Gas | Gas CHP | CCGT CHP | 74: 150; 78: 150; 82: 150; 86: 150; 90: 150; 94: 150; 98: 150; 102: 85; 106: 85
Spain | EU CT | CT & LW | Capacity (MW) | Thermal | Low Carbon | Hydrogen | CCGT Hydrogen | 0.1 | 0.1 | 0.1 | 0.1 | 0.2 | 0.2 | 0.2 | 0.2 | 0.2 | 0.4 | 0.4 | 0.4 | 0.4 | 0.4 | 0.6 | 0.6 | 0.6 | 0.6 | 0.6 | 0.8 | 64.75 | 110.29 | 121.42 | 127.52 | 132.81 | 132.81 | 136.28 | 136.28 | 136.28 | 136.28
Spain | EU CT | CT & LW | Capacity (MW) | Low Carbon | CCS | CCS Biomass | CCS Biomass | [9 empty] | 0.1 | 0.1 | 0.1 | 0.1 | 0.1 | 0.2 | 0.2 | 0.2 | 0.2 | 0.2 | 0.3 | 8.7 | 9.45 | 9.45 | 12.2 | 23.24 | 26.92 | 244.57 | 508.69 | 927.62 | 2068.92
Spain | EU CT | CT & LW | Capacity (MW) | Low Carbon | CCS | CCS Gas | CCS Gas |  |  |  |  | 0.1 | 0.1 | 0.1 | 0.1 | 0.1 | 0.2 | 0.2 | 0.2 | 0.2 | 0.2 | 0.3 | 0.3 | 0.3 | 0.3 | 0.3 | 0.4 | 0.4 | 0.4 | 0.4 | 0.4 | 0.5 | 0.5 | 0.5 | 0.5 | 0.5 | 0.6
Spain | EU CT | CT & LW | Capacity (MW) | Thermal | Coal | Coal | Coal | 4825.8 | 4484.8 | 3081.56 | 3081.56 | 3081.56 | 0.1 | 0.1 | 0.1 | 0.1 | 0.1 | 0.1 | 0.1 | 0.1 | 0.1 | 0.1 | 0.1 | 0.1 | 0.1 | 0.1 | 0.1 | 0.1 | 0.1 | 0.1 | 0.1 | 0.1 | 0.1 | 0.1 | 0.1 | 0.1 | 0.1
Spain | EU CT | CT & LW | Capacity (MW) | Thermal | Gas | Gas Reciprocating Engines | Engine | 850.5 | 850.5 | 850.5 | 850.5 | 850.5 | 850.5 | 850.5 | 850.5 | 850.5 | 850.5 | 850.5 | 850.5 | 850.5 | 850.5 | 850.5 | 850.5 | 850.5 | 850.5 | 850.5 | 850.5 | 850.5 | 850.5 | 850.5 | 850.5 | 850.5 | 850.5 | 850.5 | 850.5 | 850.5
Spain | EU CT | CT & LW | Capacity (MW) | Thermal | Gas | OCGT | GT | 1384.46 | 1384.46 | 1359.46 | 1359.46 | 1321.96 | 1321.96 | 1284.46 | 1284.46 | 2987.4 | 2912 | 2912 | 2912 | 2912 | 2912 | 2251.34 | 2209.34 | 2209.34 | 2184.34 | 2184.34 | 1860.34 | 1860.34 | 1860.34 | 1835.34 | 1651.29 | 1651.39 | 1651.39 | 1626.39 | 1576.39 | 1576.39 | 1500.5
Spain | EU CT | CT & LW | Capacity (MW) | Thermal | Low Carbon | Hydrogen CHP | GT Hydrogen | [9 empty] | 0.6 | 0.6 | 0.6 | 0.6 | 0.6 | 0.6 | 0.6 | 0.6 | 200.6 | 2000.6 | 2000.6 | 2000.6 | 2000.6 | 2000.6 | 2000.6 | 2000.8 | 2000.8 | 2000.8 | 2000.8 | 2000.8 | 2000.8
Spain | EU CT | CT & LW | Capacity (MW) | Low Carbon | Nuclear | Nuclear | Nuclear | 74: 7116.9; 78: 7116.9; 82: 7116.9; 86: 7116.9; 90: 7116.9; 94: 6105.9; 98: 6105.9; 102: 5099.9; 106: 4104.1; 110: 3040.1; 114: 3040.1; 118: 2048.4; 122: 2048.4; 126: 1003.4
Spain | EU CT | CT & LW | Capacity (MW) | Renewable | Onshore Wind | Onshore Wind | Onshore Wind | 27625 | 28068 | 30003 | 31506 | 32905 | 34258 | 35164 | 36108 | 36652 | 40082.1 | 40774 | 43688.64 | 47012.11 | 51267.67 | 53218.77 | 56522.19 | 58415.09 | 60083.34 | 61157.23 | 62126.71 | 63883.71 | 74636.71 | 74636.71 | 74656.56 | 74877.55 | 74908.55 | 75141.75 | 75824.25 | 75824.25 | 75824.25
Spain | EU CT | CT & LW | Capacity (MW) | Renewable | Other Renewables | Other Renewables | Other Renewables | 174: 196.14; 178: 196.14; 181: 196.14; 185: 196.14; 200: 196.14; 200: 196.14; 200: 196.14; 205: 196.14; 211: 196.14; 250: 196.14
Spain | EU CT | CT & LW | Capacity (MW) | Storage | Storage | Pumped Hydro | Pumped Storage | 6040 | 6040 | 6040 | 6240 | 6240 | 6440 | 7440 | 8140 | 8140 | 9040 | 9040 | 9240 | 9240 | 9440 | 9940 | 10140 | 10140 | 10340 | 10340 | 10540 | 10540 | 10740 | 10740 | 10940 | 11600 | 11800 | 11800 | 12000 | 12000 | 12200
Spain | EU CT | CT & LW | Capacity (MW) | Renewable | Hydro | Hydro | Reservoir Hydro | 15000 | 15000 | 15000 | 15000 | 15000 | 15000 | 15000 | 15000 | 15000 | 15000 | 15000 | 15000 | 15000 | 15000 | 15000 | 15000 | 15000 | 15000 | 15000 | 15000 | 15000 | 15000 | 15000 | 15000 | 15000 | 15000 | 15000 | 15000 | 15000 | 15000
Spain | EU CT | CT & LW | Capacity (MW) | Renewable | Hydro | Hydro | Run-of-river Hydro | 2100 | 2100 | 2100 | 2100 | 2100 | 2100 | 2100 | 2100 | 2100 | 2100 | 2100 | 2100 | 2100 | 2100 | 2100 | 2100 | 2100 | 2100 | 2100 | 2100 | 2100 | 2100 | 2100 | 2100 | 2100 | 2100 | 2100 | 2100 | 2100 | 2100
Spain | EU CT | CT & LW | Capacity (MW) | Renewable | Solar | Solar PV | Solar CSP | 2300 | 2300 | 2300 | 2300 | 2300 | 2300 | 2300 | 2300 | 2300 | 2300 | 2300 | 2289 | 2289 | 2239 | 2067 | 1767 | 1300 | 349
Spain | EU CT | CT & LW | Capacity (MW) | Renewable | Solar | Solar PV | Solar PV | 15059.45 | 19441.45 | 25221.45 | 30471.45 | 34021.45 | 37821.45 | 42024.45 | 45624.45 | 49124.45 | 52924.45 | 53324.45 | 53724.45 | 54469.52 | 56220.56 | 63245.49 | 66700.77 | 70305.63 | 74464.73 | 78980.31 | 82330.88 | 82330.88 | 82330.88 | 83338.96 | 85908.44 | 92212.86 | 98054.7 | 101802.01 | 104810.14 | 108913.75 | 109005.62
Spain | EU CT | CT & LW | Capacity (MW) | Thermal | Gas | Gas CHP | Steam Gas CHP | 3 | 3 | 3 | 3 | 3 | 3 | 3 | 3 | 3 | 3 | 3 | 3 | 3 | 3 | 3 | 3 | 3 | 3 | 3 | 3 | 3 | 3 | 3 | 3 | 3 | 3 | 3 | 3 | 3 | 3
Spain | EU CT | CT & LW | Capacity (MW) | Thermal | Other Thermal | Fuel Oil | Steam Oil | 560.43 | 560.43 | 560.43 | 560.43 | 560.43 | 560.43 | 560.43 | 560.43 | 560.43 | 560.43 | 560.43 | 480.43 | 480.43 | 480.43 | 480.43 | 480.43 | 480.43 | 480.43 | 480.43 | 480.43 | 480.43 | 480.43 | 480.43 | 480.43 | 480.43 | 480.43 | 480.43 | 480.43 | 480.43 | 0.43
Spain | EU CT | CT & LW | Capacity (MW) | Renewable | Waste | Waste | Waste | 600 | 600 | 600 | 600 | 600 | 600 | 600 | 600 | 600 | 600 | 600 | 600 | 600 | 600 | 600 | 600 | 600 | 600 | 600 | 600 | 600 | 600 | 600 | 600 | 600 | 600 | 600 | 600 | 600 | 600
Sweden | EU CT | CT & LW | Capacity (MW) | Storage | Storage | Battery | Battery | 20 | 20 | 20 | 20 | 21.2 | 21.2 | 21.2 | 21.2 | 21.2 | 21.2 | 21.2 | 21.2 | 21.2 | 21.2 | 21.2 | 21.2 | 21.2 | 21.2 | 21.2 | 61.72 | 61.72 | 61.72 | 61.72 | 61.72 | 77.57 | 77.57 | 100.22 | 100.22 | 100.22 | 100.22
Sweden | EU CT | CT & LW | Capacity (MW) | Renewable | Biomass | Biomass CHP | Biomass CHP | 3262.83 | 3292.83 | 3292.83 | 3292.83 | 3292.83 | 3205.83 | 3245.83 | 3245.83 | 3245.83 | 3245.83 | 3245.83 | 3245.83 | 3245.83 | 3245.83 | 3245.83 | 3245.83 | 3245.83 | 3245.83 | 3245.83 | 3207.83 | 3207.83 | 3207.83 | 3207.83 | 3207.83 | 3207.83 | 3207.83 | 3207.83 | 3207.83 | 3207.83 | 3207.83
Sweden | EU CT | CT & LW | Capacity (MW) | Thermal | Gas | CCGT | CCGT | 0.3 | 0.3 | 0.3 | 0.3 | 0.6 | 0.6 | 0.6 | 0.6 | 500.6 | 500.9 | 500.9 | 500.9 | 500.9 | 500.9 | 501.2 | 501.2 | 501.2 | 501.2 | 501.2 | 501.5 | 501.5 | 501.5 | 501.5 | 1.5 | 1.5 | 1.5 | 1.5 | 1.5 | 1.5 | 1.5
Sweden | EU CT | CT & LW | Capacity (MW) | Thermal | Gas | Gas CHP | CCGT CHP | 260 | 260 | 260 | 260 | 260 | 260 | 260 | 260 | 260 | 260 | 260 | 260 | 260 | 260 | 260 | 260 | 260 | 260 | 260 | 260 | 260 | 260 | 260 | 260 | 260 | 260 | 260 | 260 | 260 | 260
Sweden | EU CT | CT & LW | Capacity (MW) | Thermal | Low Carbon | Hydrogen | CCGT Hydrogen | 0.3 | 0.3 | 0.3 | 0.3 | 0.6 | 0.6 | 0.6 | 0.6 | 0.6 | 0.9 | 0.9 | 0.9 | 0.9 | 1.49 | 14.51 | 18.84 | 31.41 | 50.37 | 65.2 | 78.48 | 92.21 | 94.99 | 106.13 | 128.82 | 130.31 | 134.34 | 134.34 | 156.68 | 159.57 | 171.78
Sweden | EU CT | CT & LW | Capacity (MW) | Low Carbon | CCS | CCS Biomass | CCS Biomass | [9 empty] | 0.3 | 0.3 | 0.3 | 0.3 | 0.3 | 0.6 | 0.6 | 0.6 | 0.6 | 0.6 | 0.9 | 2.55 | 112.41 | 238.3 | 349.1 | 396.35 | 507.35 | 692.78 | 817.43 | 982.26 | 1292.07
Sweden | EU CT | CT & LW | Capacity (MW) | Low Carbon | CCS | CCS Gas | CCS Gas |  |  |  |  | 0.3 | 0.3 | 0.3 | 0.3 | 0.3 | 0.6 | 0.6 | 0.6 | 0.6 | 0.6 | 0.9 | 0.9 | 0.9 | 0.9 | 0.9 | 1.2 | 1.2 | 1.2 | 1.2 | 1.2 | 1.2 | 1.2 | 1.2 | 1.2 | 1.2 | 1.2
Sweden | EU CT | CT & LW | Capacity (MW) | Thermal | Coal | Coal | Coal | 0.3 | 0.3 | 0.3 | 0.3 | 0.3 | 0.3 | 0.3 | 0.3 | 0.3 | 0.3 | 0.3 | 0.3 | 0.3 | 0.3 | 0.3 | 0.3 | 0.3 | 0.3 | 0.3 | 0.3 | 0.3 | 0.3 | 0.3 | 0.3 | 0.3 | 0.3 | 0.3 | 0.3 | 0.3 | 0.3
Sweden | EU CT | CT & LW | Capacity (MW) | Thermal | Gas | OCGT | GT | 229.4 | 1200.4 | 1200.4 | 1200.4 | 1200.4 | 1200.4 | 1200.4 | 1500.4 | 2218.74 | 2218.74 | 2218.74 | 2218.74 | 2218.74 | 2218.74 | 1018.74 | 1018.74 | 1018.74 | 1018.74 | 1018.74 | 1018.74 | 1018.74 | 1018.74 | 1018.74 | 1018.74 | 1018.74 | 1018.74 | 1018.74 | 1018.74 | 1018.74 | 1018.74
Sweden | EU CT | CT & LW | Capacity (MW) | Thermal | Gas | Gas CHP | GT CHP | 13.5 | 13.5 | 13.5 | 13.5 | 13.5 | 13.5 | 13.5 | 13.5 | 13.5 | 13.5 | 13.5 | 13.5 | 13.5 | 13.5 | 13.5 | 13.5 | 13.5 | 13.5 | 13.5
Sweden | EU CT | CT & LW | Capacity (MW) | Thermal | Low Carbon | Hydrogen CHP | GT Hydrogen | [9 empty] | 0.8 | 31.1 | 45.37 | 65.35 | 108.33 | 110.23 | 117.41 | 164.09 | 166.29 | 416.29 | 432.48 | 458.56 | 464.25 | 487.41 | 495.73 | 495.73 | 495.73 | 495.73 | 495.73 | 495.73 | 495.73
Sweden | EU CT | CT & LW | Capacity (MW) | Renewable | Hydro | Hydro | Hydro | 15552 | 15627 | 15701 | 15777 | 15853 | 15929 | 16003 | 16078 | 16153 | 16228 | 16303 | 16378 | 16378 | 16378 | 16378 | 16378 | 16378 | 16378 | 16378 | 16378 | 16378 | 16378 | 16378 | 16378 | 16378 | 16378 | 16378 | 16378 | 16378 | 16378
Sweden | EU CT | CT & LW | Capacity (MW) | Low Carbon | Nuclear | Nuclear | Nuclear | 6859 | 6859 | 6859 | 6859 | 6859 | 6859 | 6859 | 6859 | 6859 | 3579 | 3579 | 3579 | 3579 | 3579 | 2515 | 2515 | 2515 | 1400 | 1400
Sweden | EU CT | CT & LW | Capacity (MW) | Renewable | Offshore Wind | Offshore Wind | Offshore Wind | 203 | 203 | 253 | 428 | 603 | 603 | 603 | 603 | 603 | 603 | 603 | 603 | 603 | 603 | 603 | 603 | 603 | 603 | 603 | 603 | 660 | 720 | 780 | 840 | 900 | 960 | 1020 | 1080 | 1140 | 1200
Sweden | EU CT | CT & LW | Capacity (MW) | Renewable | Onshore Wind | Onshore Wind | Onshore Wind | 10678.85 | 13494.38 | 15027.72 | 16916.38 | 18046.88 | 18830.17 | 19906.57 | 20778.36 | 22551.65 | 24622.04 | 25362.04 | 25433.18 | 26058.77 | 26612.27 | 27490.92 | 28457.01 | 28908.41 | 30004.15 | 30903.82 | 32162.74 | 32300.29 | 32503.16 | 32743.67 | 32818.25 | 32912.77 | 32936.89 | 33081.13 | 33096.91 | 33104.95 | 33304.44
Sweden | EU CT | CT & LW | Capacity (MW) | Renewable | Solar | Solar PV | Solar PV | 1483 | 1878 | 2271 | 2666 | 3060 | 3467 | 3875 | 4020.66 | 4166.34 | 4312 | 4612 | 4913 | 5212 | 5512 | 5813 | 6262.3 | 6711.6 | 7160.9 | 7610.2 | 8059.5 | 8060.5 | 8061.5 | 8062.5 | 8063.5 | 8064.5 | 8065.5 | 8066.5 | 8066.5 | 8067.5 | 8069.5
Sweden | EU CT | CT & LW | Capacity (MW) | Thermal | Gas | Gas CHP | Steam Gas CHP | 215.7 | 215.7 | 215.7 | 215.7 | 120.7 | 120.7 | 120.7 | 120.7 | 120.7 | 120.7 | 120.7 | 120.7 | 120.7 | 120.7 | 120.7 | 120.7 | 120.7 | 107.8 | 107.8 | 96.8 | 96.8 | 96.8 | 96.8 | 96.8 | 96.8 | 96.8 | 96.8 | 96.8 | 96.8 | 96.8
Sweden | EU CT | CT & LW | Capacity (MW) | Thermal | Other Thermal | Fuel Oil | Steam Oil CHP | 273 | 273 | 273 | 273 | 273 | 273 | 273 | 273 | 273 | 273 | 273 | 273 | 273 | 273 | 273 | 273 | 273 | 273 | 273 | 200 | 200 | 200 | 200 | 200 | 200 | 200 | 200 | 200 | 200 | 200
Sweden | EU CT | CT & LW | Capacity (MW) | Renewable | Waste | Waste CHP | Waste CHP | 795.1 | 795.1 | 795.1 | 795.1 | 795.1 | 845.1 | 845.1 | 845.1 | 845.1 | 845.1 | 845.1 | 845.1 | 845.1 | 845.1 | 845.1 | 845.1 | 845.1 | 845.1 | 845.1 | 845.1 | 845.1 | 845.1 | 845.1 | 845.1 | 845.1 | 845.1 | 845.1 | 845.1 | 845.1 | 845.1
Switzerland | EU CT | CT & LW | Capacity (MW) | Thermal | Gas | Gas CHP | Aggregated Small CHP | 524 | 524 | 524 | 524 | 524 | 524 | 524 | 524 | 524 | 524 | 511 | 498 | 485 | 472 | 459 | 445 | 432 | 419 | 406 | 393 | 380 | 367 | 354 | 341 | 328 | 314 | 301 | 288 | 275 | 262
Switzerland | EU CT | CT & LW | Capacity (MW) | Storage | Storage | Battery | Battery | 18.3 | 18.3 | 20.3 | 24.3 | 28.3 | 32.3 | 36.3 | 40.3 | 44.3 | 47.3 | 47.3 | 47.3 | 47.3 | 47.3 | 47.3 | 47.3 | 47.3 | 47.3 | 47.3 | 47.3 | 47.3 | 47.3 | 47.3 | 47.3 | 47.3 | 47.3 | 47.3 | 47.3 | 47.3 | 47.3
Switzerland | EU CT | CT & LW | Capacity (MW) | Renewable | Biomass | Biomass | Biomass | 87.79 | 104.31 | 120.82 | 137.34 | 153.85 | 170.36 | 186.88 | 203.39 | 219.91 | 236.42 | 252.93 | 269.45 | 285.96 | 302.48 | 318.99 | 335.5 | 352.02 | 368.53 | 385.05 | 401.56 | 418.07 | 434.59 | 451.1 | 467.62 | 484.13 | 500.64 | 517.16 | 533.67 | 550.19 | 567.14
Switzerland | EU CT | CT & LW | Capacity (MW) | Thermal | Gas | CCGT | CCGT | 132.1 | 132.1 | 132.1 | 98.1 | 98.2 | 98.2 | 98.2 | 98.2 | 394.12 | 394.22 | 394.22 | 394.22 | 394.22 | 394.22 | 394.32 | 394.32 | 394.32 | 394.32 | 394.32 | 339.42 | 339.42 | 339.42 | 339.42 | 43.5 | 43.5 | 0.5 | 0.5 | 0.5 | 0.5 | 0.5
Switzerland | EU CT | CT & LW | Capacity (MW) | Thermal | Low Carbon | Hydrogen | CCGT Hydrogen | 0.1 | 0.1 | 0.1 | 0.1 | 0.2 | 0.2 | 0.2 | 0.2 | 0.2 | 0.4 | 0.4 | 0.4 | 0.4 | 0.4 | 0.6 | 0.6 | 0.6 | 0.6 | 0.6 | 0.8 | 0.8 | 0.8 | 0.8 | 0.8 | 0.8 | 0.8 | 0.8 | 1.22 | 3.15 | 13.39
Switzerland | EU CT | CT & LW | Capacity (MW) | Low Carbon | CCS | CCS Biomass | CCS Biomass | [9 empty] | 0.1 | 0.1 | 0.1 | 0.1 | 0.1 | 0.2 | 0.2 | 0.2 | 0.2 | 0.2 | 0.3 | 0.3 | 0.3 | 0.3 | 0.3 | 0.4 | 0.4 | 0.4 | 0.4 | 0.4 | 0.5
Switzerland | EU CT | CT & LW | Capacity (MW) | Low Carbon | CCS | CCS Gas | CCS Gas |  |  |  |  | 0.1 | 0.1 | 0.1 | 0.1 | 0.1 | 0.2 | 0.2 | 0.2 | 0.2 | 0.2 | 0.3 | 0.3 | 0.3 | 0.3 | 0.3 | 0.4 | 0.4 | 0.4 | 0.4 | 0.4 | 0.5 | 0.5 | 0.5 | 0.5 | 0.5 | 0.6
Switzerland | EU CT | CT & LW | Capacity (MW) | Thermal | Coal | Coal | Coal | 0.1 | 0.1 | 0.1 | 0.1 | 0.1 | 0.1 | 0.1 | 0.1 | 0.1 | 0.1 | 0.1 | 0.1 | 0.1 | 0.1 | 0.1 | 0.1 | 0.1 | 0.1 | 0.1 | 0.1 | 0.1 | 0.1 | 0.1 | 0.1 | 0.1 | 0.1 | 0.1 | 0.1 | 0.1 | 0.1
Switzerland | EU CT | CT & LW | Capacity (MW) | Thermal | Gas | OCGT | GT | 0.1 | 0.1 | 0.1 | 0.1 | 0.1 | 0.1 | 420.1 | 868.81 | 1288.81 | 1288.81 | 1288.81 | 1288.81 | 1288.81 | 1288.81 | 1288.81 | 1288.81 | 1288.81 | 1288.81 | 1288.81 | 1288.81 | 1288.81 | 1288.81 | 1190.1 | 1190.1 | 1190.1 | 1190.1 | 1190.1 | 1190.1 | 1190.1 | 1190.1
Switzerland | EU CT | CT & LW | Capacity (MW) | Thermal | Low Carbon | Hydrogen CHP | GT Hydrogen | [9 empty] | 0.2 | 0.2 | 0.2 | 0.2 | 0.2 | 0.2 | 0.2 | 0.2 | 0.2 | 0.2 | 0.2 | 0.2 | 0.2 | 2.71 | 4.68 | 5.81 | 11.94 | 26.48 | 42.82 | 135.52 | 138.31
Switzerland | EU CT | CT & LW | Capacity (MW) | Low Carbon | Nuclear | Nuclear | Nuclear | 74: 2960; 78: 2960; 82: 2595; 86: 2595; 90: 2230; 94: 2230; 98: 2230; 102: 2230; 106: 2230; 110: 1220; 114: 1220; 118: 1220; 122: 1220; 126: 1220
Switzerland | EU CT | CT & LW | Capacity (MW) | Renewable | Onshore Wind | Onshore Wind | Onshore Wind | 117 | 140 | 472 | 774 | 847.91 | 874.43 | 1067.83 | 1095.82 | 1379.07 | 1539.93 | 1579.93 | 1639.93 | 1709.93 | 1779.93 | 1839.93 | 1909.93 | 2009.93 | 2109.93 | 2209.93 | 2409.93 | 2509.93 | 2609.93 | 2709.93 | 2809.93 | 2909.93 | 3109.93 | 3209.93 | 3309.93 | 3409.93 | 3409.93
Switzerland | EU CT | CT & LW | Capacity (MW) | Storage | Storage | Pumped Hydro | Pumped Storage | 3068.8 | 3968.8 | 3968.8 | 3968.8 | 4028.8 | 4178.8 | 4178.8 | 4178.8 | 4838.8 | 4838.8 | 4838.8 | 5838.8 | 5838.8 | 5838.8 | 5838.8 | 5838.8 | 5838.8 | 5838.8 | 5838.8 | 5838.8 | 5838.8 | 5838.8 | 5838.8 | 5838.8 | 5838.8 | 5838.8 | 5838.8 | 5838.8 | 5838.8 | 5838.8
Switzerland | EU CT | CT & LW | Capacity (MW) | Renewable | Hydro | Hydro | Reservoir Hydro | 7776 | 7799 | 7821 | 7844 | 7866 | 7889 | 7912 | 7934 | 7957 | 7980 | 8003 | 8025 | 8048 | 8071 | 8161 | 8196 | 8231 | 8266 | 8300 | 8383 | 8429 | 8476 | 8522 | 8569 | 8616 | 8662 | 8709 | 8756 | 8802 | 8849
Switzerland | EU CT | CT & LW | Capacity (MW) | Renewable | Hydro | Hydro | Run-of-river Hydro | 4734 | 4748 | 4761 | 4776 | 4789 | 4804 | 4817 | 4831 | 4845 | 4859 | 4872 | 4887 | 4900 | 4913 | 4928 | 4949 | 4970 | 4991 | 5012 | 5034 | 5055 | 5077 | 5099 | 5120 | 5142 | 5164 | 5185 | 5207 | 5229 | 5250
Switzerland | EU CT | CT & LW | Capacity (MW) | Renewable | Solar | Solar PV | Solar PV | 3125 | 3443 | 3760 | 4078 | 4396 | 4790.98 | 5108.98 | 5447.36 | 5873.52 | 6197.25 | 6588.46 | 6905.46 | 7235.62 | 7553.62 | 7871.62 | 8201.37 | 8519.37 | 8838.99 | 9156.99 | 9474.99 | 9791.99 | 10109.99 | 10427.99 | 10745.99 | 11108.87 | 11426.87 | 11749.39 | 12067.39 | 12385.39 | 12699.39
Switzerland | EU CT | CT & LW | Capacity (MW) | Renewable | Waste | Waste | Waste | 373.34 | 374.9 | 376.45 | 378.01 | 379.56 | 381.12 | 382.67 | 384.23 | 385.78 | 387.34 | 388.89 | 390.44 | 392 | 393.55 | 395.11 | 396.66 | 398.22 | 399.77 | 401.33 | 403 | 403 | 403 | 403 | 403 | 403 | 403 | 403 | 403 | 403 | 403
Austria | EU ST | ST, FS & CC | Capacity (MW) | Storage | Storage | Battery | Battery | 10.3 | 15.3 | 20.3 | 25.3 | 29.3 | 34.3 | 39.3 | 44.3 | 49.3 | 54.3 | 54.3 | 54.3 | 54.3 | 54.3 | 54.3 | 54.3 | 54.3 | 54.3 | 54.3 | 54.3 | 54.3 | 54.3 | 54.3 | 54.3 | 54.3 | 54.3 | 54.3 | 54.3 | 54.3 | 54.3
Austria | EU ST | ST, FS & CC | Capacity (MW) | Renewable | Biomass | Biomass | Biomass | 545 | 560 | 575 | 590 | 605 | 620 | 635 | 650 | 665 | 680 | 695 | 710 | 725 | 740 | 755 | 770 | 785 | 800 | 815 | 830 | 1860.13 | 1893.31 | 1926.48 | 1959.66 | 1992.83 | 2026.01 | 2059.18 | 2092.36 | 2125.53 | 2158.71
Austria | EU ST | ST, FS & CC | Capacity (MW) | Renewable | Biomass | Biomass CHP | Biomass CHP | 74: 15; 78: 15; 82: 15
Austria | EU ST | ST, FS & CC | Capacity (MW) | Thermal | Gas | CCGT | CCGT | 599.1 | 114.1 | 114.1 | 114.1 | 114.2 | 114.2 | 114.2 | 114.2 | 710.22 | 710.32 | 710.32 | 710.32 | 710.32 | 710.32 | 710.42 | 710.42 | 710.42 | 710.42 | 710.42 | 596.52 | 596.52 | 596.52 | 596.52 | 0.5 | 0.5 | 0.5 | 0.5 | 0.5 | 0.5 | 0.5
Austria | EU ST | ST, FS & CC | Capacity (MW) | Thermal | Gas | Gas CHP | CCGT CHP | 3152 | 3152 | 2787 | 2787 | 2787 | 2684 | 2684 | 2684 | 2684 | 2684 | 2317 | 2317 | 2317 | 2160 | 2160 | 2160 | 2160 | 2160 | 2160 | 1989 | 1989 | 1989 | 1989 | 1989 | 1279 | 400
Austria | EU ST | ST, FS & CC | Capacity (MW) | Thermal | Low Carbon | Hydrogen | CCGT Hydrogen | 0.1 | 0.1 | 0.1 | 0.1 | 0.2 | 0.2 | 0.2 | 0.2 | 0.2 | 75.64 | 100.74 | 112.74 | 112.74 | 112.74 | 112.94 | 112.94 | 112.94 | 112.94 | 112.94 | 113.14 | 113.14 | 122.04 | 143.02 | 156.38 | 180.58 | 187.45 | 308.38 | 320.34 | 328.37 | 328.37
Austria | EU ST | ST, FS & CC | Capacity (MW) | Low Carbon | CCS | CCS Biomass | CCS Biomass | [9 empty] | 0.1 | 0.1 | 0.1 | 0.1 | 0.1 | 0.2 | 0.2 | 0.2 | 0.2 | 0.2 | 0.3 | 0.3 | 0.3 | 0.3 | 0.3 | 0.4 | 0.4 | 0.4 | 0.4 | 0.4 | 0.5
Austria | EU ST | ST, FS & CC | Capacity (MW) | Low Carbon | CCS | CCS Gas | CCS Gas | 0.1 | 0.1 | 0.1 | 0.1 | 0.2 | 0.2 | 0.2 | 0.2 | 0.2 | 0.3 | 0.3 | 0.3 | 0.3 | 0.3 | 0.4 | 0.4 | 0.4 | 0.4 | 0.4 | 0.5 | 0.5 | 0.5 | 0.5 | 0.5 | 0.6 | 2.89 | 6.39 | 22.19 | 157.41 | 212.99
Austria | EU ST | ST, FS & CC | Capacity (MW) | Thermal | Coal | Coal | Coal | 0.1 | 0.1 | 0.1 | 0.1 | 0.1 | 0.1 | 0.1 | 0.1 | 0.1 | 0.1 | 0.1 | 0.1 | 0.1 | 0.1 | 0.1 | 0.1 | 0.1 | 0.1 | 0.1 | 0.1 | 0.1 | 0.1 | 0.1 | 0.1 | 0.1 | 0.1 | 0.1 | 0.1 | 0.1 | 0.1
Austria | EU ST | ST, FS & CC | Capacity (MW) | Thermal | Gas | Gas Reciprocating Engines | Engine CHP | 74: 13; 78: 13; 82: 13; 86: 13; 90: 13; 94: 13; 98: 13; 102: 13
Austria | EU ST | ST, FS & CC | Capacity (MW) | Thermal | Gas | OCGT | GT | 0.1 | 0.1 | 0.1 | 0.1 | 0.1 | 0.1 | 770.1 | 1520.1 | 2270.1 | 3020.1 | 3020.1 | 3020.1 | 3020.1 | 3020.1 | 3020.1 | 3020.1 | 3020.1 | 3020.1 | 3020.1 | 3020.1 | 3020.1 | 3020.1 | 3020.1 | 3020.1 | 3020.1 | 3020.1 | 3020.1 | 3020.1 | 3020.1 | 3020.1
Austria | EU ST | ST, FS & CC | Capacity (MW) | Thermal | Gas | Gas CHP | GT CHP | 200 | 200 | 200 | 60 | 60 | 60 | 60 | 60 | 60 | 60 | 60 | 60 | 22 | 22 | 22 | 22 | 22 | 22 | 22 | 22 | 22
Austria | EU ST | ST, FS & CC | Capacity (MW) | Thermal | Low Carbon | Hydrogen CHP | GT Hydrogen | [9 empty] | 0.2 | 0.2 | 0.2 | 0.2 | 0.2 | 0.2 | 0.2 | 0.2 | 0.2 | 0.2 | 0.2 | 0.2 | 0.2 | 0.2 | 0.2 | 0.2 | 0.2 | 0.2 | 0.2 | 0.2 | 500.2
Austria | EU ST | ST, FS & CC | Capacity (MW) | Renewable | Onshore Wind | Onshore Wind | Onshore Wind | 3503.84 | 3783.84 | 4233.84 | 4683.84 | 5333.84 | 6584.84 | 7824.84 | 9164.84 | 10543.84 | 11823.84 | 12473.94 | 12632.27 | 12746.98 | 12856.98 | 12974.95 | 13084.95 | 13212.57 | 13322.57 | 13432.57 | 13542.57 | 13654.64 | 13870.28 | 14156.97 | 14355.38 | 14529.09 | 14664.2 | 14792.62 | 14942.67 | 15147.36 | 15258.36
Austria | EU ST | ST, FS & CC | Capacity (MW) | Renewable | Other Renewables | Other Renewables | Other Renewables | 19.87 | 20.02 | 20.11 | 20.18 | 20.21 | 20.74 | 21.3 | 21.86 | 22.44 | 23.03 | 23.64 | 24.26 | 24.9 | 25.55 | 26.22 | 26.73 | 27.25 | 27.77 | 28.29 | 28.81 | 29.33 | 29.85 | 30.37 | 30.89 | 31.41 | 31.93 | 32.45 | 32.97 | 33.49 | 34.01
Austria | EU ST | ST, FS & CC | Capacity (MW) | Storage | Storage | Pumped Hydro | Pumped Storage | 1818 | 2010 | 2010 | 2660 | 2660 | 2660 | 2660 | 2660 | 2660 | 2660 | 2660 | 2660 | 2660 | 2660 | 2660 | 2660 | 2660 | 2660 | 2660 | 2660 | 2660 | 2660 | 2660 | 2660 | 2660 | 2660 | 2660 | 2660 | 2660 | 2660
Austria | EU ST | ST, FS & CC | Capacity (MW) | Renewable | Hydro | Hydro | Reservoir Hydro | 761 | 761 | 761 | 761 | 761 | 761 | 761 | 761 | 761 | 761 | 761 | 761 | 761 | 761 | 761 | 761 | 761 | 761 | 761 | 761 | 761 | 761 | 761 | 761 | 761 | 761 | 761 | 761 | 761 | 761
Austria | EU ST | ST, FS & CC | Capacity (MW) | Renewable | Hydro | Hydro | Reservoir Hydro with pumping | 2690 | 2690 | 2690 | 2690 | 2690 | 2690 | 2690 | 2690 | 2690 | 2690 | 2690 | 2690 | 2690 | 2690 | 2690 | 2690 | 2690 | 2690 | 2690 | 2690 | 2690 | 2690 | 2690 | 2690 | 2690 | 2690 | 2690 | 2690 | 2690 | 2690
Austria | EU ST | ST, FS & CC | Capacity (MW) | Renewable | Hydro | Hydro | Run-of-river Hydro | 4581 | 4674 | 4697 | 4697 | 4697 | 4697 | 4697 | 4697 | 4742 | 4742 | 4742 | 4742 | 4742 | 4742 | 4742 | 4742 | 4742 | 4742 | 4742 | 4742 | 4742 | 4742 | 4742 | 4742 | 4742 | 4742 | 4742 | 4742 | 4742 | 4742
Austria | EU ST | ST, FS & CC | Capacity (MW) | Renewable | Hydro | Hydro | Small-Scale-Hydro | 1219 | 1219 | 1219 | 1219 | 1219 | 1219 | 1219 | 1219 | 1219 | 1219 | 1219 | 1219 | 1219 | 1219 | 1219 | 1219 | 1219 | 1219 | 1219 | 1219 | 1219 | 1219 | 1219 | 1219 | 1219 | 1219 | 1219 | 1219 | 1219 | 1219
Austria | EU ST | ST, FS & CC | Capacity (MW) | Renewable | Solar | Solar PV | Solar PV | 2470 | 2720 | 3962 | 5204 | 5918 | 7340.31 | 8373.58 | 9808.32 | 11256.19 | 12908.19 | 14557.19 | 15658.04 | 17210.37 | 17470.37 | 17730.37 | 17990.37 | 18250.37 | 18510.37 | 18770.37 | 19030.37 | 19290.37 | 19550.37 | 19810.37 | 20070.37 | 20330.37 | 20590.37 | 20850.37 | 21459.41 | 22184.35 | 22444.35
Austria | EU ST | ST, FS & CC | Capacity (MW) | Thermal | Gas | CCGT | Steam Gas | 260 | 260 | 260 | 256 | 232 | 232 | 232 | 232 | 232 | 146 | 146 | 146 | 146 | 146 | 140 | 140 | 140 | 140 | 140 | 140 | 140 | 140 | 140 | 140 | 140 | 140 | 140 | 140 | 140 | 70
Austria | EU ST | ST, FS & CC | Capacity (MW) | Thermal | Gas | Gas CHP | Steam Gas CHP | 692 | 692 | 692 | 607 | 569 | 569 | 544 | 534 | 469 | 469 | 469 | 449 | 426 | 356 | 356 | 256 | 256 | 256 | 256 | 256 | 256 | 235 | 165 | 165
Austria | EU ST | ST, FS & CC | Capacity (MW) | Thermal | Other Thermal | Fuel Oil | Steam Oil | 74: 2; 78: 2; 82: 2; 86: 2; 90: 2; 94: 2; 98: 2; 102: 2; 106: 2
Austria | EU ST | ST, FS & CC | Capacity (MW) | Thermal | Other Thermal | Fuel Oil | Steam Oil CHP | 74: 50; 78: 50; 82: 50; 86: 50; 90: 50; 94: 50; 98: 50; 102: 50; 106: 50; 110: 14; 114: 14; 118: 14; 122: 14
Austria | EU ST | ST, FS & CC | Capacity (MW) | Renewable | Waste | Waste | Waste | 539 | 539 | 539 | 539 | 539 | 539 | 539 | 539 | 539 | 539 | 531 | 531 | 531 | 531 | 531 | 531 | 531 | 531 | 531 | 531 | 531 | 531 | 531 | 531 | 531 | 531 | 531 | 531 | 531 | 531
Belgium | EU ST | ST, FS & CC | Capacity (MW) | Thermal | Gas | Gas CHP | Aggregated Small CHP | 1748.8 | 1785.8 | 1825.1 | 1866.8 | 1911.2 | 1958.3 | 2008.3 | 2061.4 | 2117.9 | 2178.1 | 2241.9 | 2310.1 | 2382.5 | 2459.6 | 2541.7 | 2629.1 | 2722.3 | 2821.5 | 2927.3 | 3040 | 3040 | 3040 | 3040 | 3040 | 3040 | 3040 | 3040 | 3040 | 3040 | 3040
Belgium | EU ST | ST, FS & CC | Capacity (MW) | Storage | Storage | Battery | Battery | 24.3 | 34.3 | 38.3 | 394.19 | 455.67 | 518.15 | 579.64 | 585.64 | 590.64 | 596.64 | 596.64 | 596.64 | 596.64 | 596.64 | 596.64 | 596.64 | 596.64 | 596.64 | 590.64 | 580.64 | 580.64 | 580.64 | 580.64 | 580.64 | 580.64 | 580.64 | 580.64 | 580.64 | 580.64 | 580.64
Belgium | EU ST | ST, FS & CC | Capacity (MW) | Renewable | Biomass | Biomass | Biomass | 379 | 485 | 333 | 387 | 440 | 493 | 546 | 600 | 653 | 706 | 760 | 813 | 866 | 919 | 973 | 1026 | 1079 | 1115 | 1168 | 1271 | 1324 | 1378 | 1431 | 1484 | 1538 | 1591 | 1644 | 1697 | 1751 | 1754
Belgium | EU ST | ST, FS & CC | Capacity (MW) | Thermal | Gas | CCGT | CCGT | 2911.1 | 2460.1 | 2460.1 | 1542.1 | 1542.2 | 1542.2 | 1185.2 | 1736.6 | 1981.47 | 1981.57 | 1981.57 | 1981.57 | 1981.57 | 1981.57 | 1981.67 | 1981.67 | 1981.67 | 1981.67 | 1981.67 | 1981.77 | 1559.77 | 1146.77 | 595.37 | 0.5 | 0.5 | 0.5 | 0.5 | 0.5 | 0.5 | 0.5
Belgium | EU ST | ST, FS & CC | Capacity (MW) | Thermal | Gas | Gas CHP | CCGT CHP | 74: 429; 78: 429; 82: 429; 86: 429; 90: 429; 94: 429; 98: 429; 102: 429; 106: 429; 110: 429; 114: 429; 118: 429; 122: 429; 126: 390; 130: 390; 134: 390; 138: 390
Belgium | EU ST | ST, FS & CC | Capacity (MW) | Thermal | Low Carbon | Hydrogen | CCGT Hydrogen | 0.1 | 0.1 | 0.1 | 0.1 | 0.2 | 0.2 | 0.2 | 0.2 | 0.2 | 61.66 | 61.66 | 61.66 | 84.35 | 84.35 | 127.55 | 617.55 | 617.55 | 1142.55 | 1142.55 | 1447.75 | 1670.37 | 1387.51 | 1421.52 | 1448.59 | 1550.08 | 1623.88 | 1645.54 | 1649.41 | 1651.69 | 1651.69
Belgium | EU ST | ST, FS & CC | Capacity (MW) | Low Carbon | CCS | CCS Biomass | CCS Biomass | [9 empty] | 0.1 | 0.1 | 0.1 | 0.1 | 0.1 | 0.2 | 0.2 | 0.2 | 0.2 | 0.41 | 10.08 | 14.74 | 123.19 | 154.99 | 194.5 | 194.77 | 198.2 | 198.58 | 198.89 | 199.83 | 200.3
Belgium | EU ST | ST, FS & CC | Capacity (MW) | Low Carbon | CCS | CCS Gas | CCS Gas |  |  |  |  | 0.1 | 0.1 | 0.1 | 0.1 | 0.1 | 0.2 | 0.2 | 0.2 | 0.2 | 0.2 | 0.3 | 540.3 | 540.3 | 540.3 | 540.3 | 540.4 | 540.4 | 565.32 | 595.2 | 595.2 | 1010.63 | 1010.63 | 1192.17 | 1192.17 | 1192.17 | 1192.27
Belgium | EU ST | ST, FS & CC | Capacity (MW) | Thermal | Coal | Coal | Coal | 0.1 | 0.1 | 0.1 | 0.1 | 0.1 | 0.1 | 0.1 | 0.1 | 0.1 | 0.1 | 0.1 | 0.1 | 0.1 | 0.1 | 0.1 | 0.1 | 0.1 | 0.1 | 0.1 | 0.1 | 0.1 | 0.1 | 0.1 | 0.1 | 0.1 | 0.1 | 0.1 | 0.1 | 0.1 | 0.1
Belgium | EU ST | ST, FS & CC | Capacity (MW) | Thermal | Gas | Gas Reciprocating Engines | Engine CHP | 43 | 43 | 43 | 43 | 43 | 43 | 43 | 43 | 43 | 43 | 43 | 43 | 43 | 43 | 43 | 43 | 43 | 43
Belgium | EU ST | ST, FS & CC | Capacity (MW) | Renewable | Other Renewables | Other Renewables | Geothermal |  |  |  |  | 5 | 5 | 5 | 5 | 5 | 5 | 5 | 5 | 5 | 5 | 5 | 5 | 5 | 5 | 5 | 5 | 5 | 5 | 5 | 5 | 5 | 5 | 5 | 5 | 5 | 5
Belgium | EU ST | ST, FS & CC | Capacity (MW) | Thermal | Gas | OCGT | GT | 1047.1 | 871.1 | 871.1 | 871.1 | 502.1 | 502.1 | 1031.54 | 1155.54 | 1655.54 | 2155.54 | 2066.54 | 2047.54 | 2047.54 | 2047.54 | 2047.54 | 2047.54 | 2047.54 | 2047.54 | 2047.54 | 2047.54 | 2047.54 | 2018.1 | 2018.1 | 2018.1 | 2018.1 | 2018.1 | 2018.1 | 2018.1 | 2018.1 | 2018.1
Belgium | EU ST | ST, FS & CC | Capacity (MW) | Thermal | Gas | Gas CHP | GT CHP | 436 | 436 | 436 | 436 | 436 | 436 | 436 | 436 | 436 | 436 | 436 | 436 | 436 | 436 | 436 | 342 | 342 | 342 | 202 | 77 | 19 | 19 | 19 | 19 | 19
Belgium | EU ST | ST, FS & CC | Capacity (MW) | Thermal | Low Carbon | Hydrogen CHP | GT Hydrogen | [9 empty] | 0.2 | 0.2 | 0.2 | 0.2 | 0.2 | 212.2 | 212.2 | 212.2 | 212.2 | 395.2 | 480.2 | 538.2 | 538.71 | 561.91 | 876.32 | 942.68 | 1008.42 | 1008.42 | 1011.15 | 1011.15 | 1048.85
Belgium | EU ST | ST, FS & CC | Capacity (MW) | Low Carbon | Nuclear | Nuclear | Nuclear | 5943.1 | 5943.1 | 4937.1 | 3929.1 | 2077.1 | 2077.1 | 2077.1 | 2077.1 | 2077.1 | 0.1 | 0.1 | 0.1 | 0.1 | 0.1 | 0.1 | 0.1 | 0.1 | 0.1 | 0.1 | 0.1 | 0.1 | 0.1 | 0.1 | 0.1 | 0.1 | 0.1 | 0.1 | 0.1 | 0.1 | 0.1
Belgium | EU ST | ST, FS & CC | Capacity (MW) | Renewable | Offshore Wind | Offshore Wind | Offshore Wind | 2271 | 2271 | 2684 | 2947 | 3211 | 3474 | 3737 | 4000 | 4167 | 4333 | 4500 | 4667 | 4833 | 5000 | 5167 | 5333 | 5500 | 5667 | 5833 | 6000 | 6200 | 6400 | 6600 | 6800 | 7000 | 7200 | 7400 | 7600 | 7800 | 8000
Belgium | EU ST | ST, FS & CC | Capacity (MW) | Renewable | Onshore Wind | Onshore Wind | Onshore Wind | 2644.72 | 2959.12 | 3416 | 3680.35 | 3944.7 | 4284.7 | 4624.7 | 4964.7 | 5304.7 | 5644.7 | 5844.7 | 6044.7 | 6244.7 | 6444.7 | 6644.7 | 6844.7 | 7044.7 | 7244.7 | 7444.7 | 7644.7 | 7844.7 | 8044.7 | 8244.7 | 8444.7 | 8644.7 | 8844.7 | 9044.7 | 9185.7 | 9185.7 | 9185.7
Belgium | EU ST | ST, FS & CC | Capacity (MW) | Renewable | Other Renewables | Other Renewables | Other Renewables | 1.49 | 4.8 | 5.28 | 5.77 | 6.27 | 6.48 | 6.7 | 6.92 | 7.15 | 7.38 | 7.61 | 7.85 | 8.09 | 8.33 | 8.58 | 8.67 | 8.76 | 8.84 | 8.93 | 9.02 | 9.02 | 9.02 | 9.02 | 9.02 | 9.02 | 9.02 | 9.02 | 9.02 | 9.02
Belgium | EU ST | ST, FS & CC | Capacity (MW) | Storage | Storage | Pumped Hydro | Pumped Storage | 1307 | 1391 | 1391 | 1391 | 1391 | 1391 | 1391 | 1391 | 1391 | 1391 | 1391 | 1391 | 1391 | 1391 | 1907 | 1907 | 1907 | 1907 | 1907 | 1907 | 1907 | 1907 | 1907 | 1907 | 1907 | 1907 | 1907 | 1907 | 1907 | 1907
Belgium | EU ST | ST, FS & CC | Capacity (MW) | Renewable | Hydro | Hydro | Run-of-river Hydro | 115 | 121 | 125 | 129 | 129 | 129 | 129 | 129 | 129 | 129 | 129 | 129 | 129 | 129 | 129 | 129 | 129 | 129 | 129 | 129 | 129 | 129 | 129 | 129 | 129 | 129 | 129 | 129 | 129 | 129
Belgium | EU ST | ST, FS & CC | Capacity (MW) | Renewable | Solar | Solar PV | Solar PV | 5808.95 | 6287.07 | 6956.62 | 7684.75 | 8162.87 | 8642.31 | 9120.43 | 9598.55 | 10120.32 | 10607.44 | 11085.71 | 11568.15 | 12061.49 | 12539.62 | 13020.46 | 13498.58 | 13976.7 | 14454.82 | 14932.94 | 15411.07 | 15616.9 | 15816.9 | 16016.9 | 16217.08 | 16418.78 | 16618.78 | 16865.44 | 17072.14 | 17319.86 | 17536.6
Belgium | EU ST | ST, FS & CC | Capacity (MW) | Thermal | Gas | CCGT | Steam Gas | 337 | 337 | 337 | 337 | 337 | 337 | 337 | 337 | 337 | 337 | 337 | 337 | 337 | 337 | 305 | 305 | 305 | 305 | 305
Belgium | EU ST | ST, FS & CC | Capacity (MW) | Thermal | Gas | Gas CHP | Steam Gas CHP | 74: 312; 78: 312; 82: 312; 86: 312; 90: 312; 94: 312; 98: 312; 102: 312; 106: 312; 110: 312; 114: 312; 118: 312; 122: 312; 126: 312; 130: 135; 134: 135; 138: 135
Belgium | EU ST | ST, FS & CC | Capacity (MW) | Renewable | Waste | Waste | Waste | 270 | 270 | 270 | 270 | 270 | 238 | 238 | 238 | 238 | 226 | 226 | 226 | 226 | 226 | 226 | 226 | 226 | 226 | 207 | 207 | 162 | 162 | 142 | 142 | 142 | 142 | 101 | 101 | 101 | 101
Belgium | EU ST | ST, FS & CC | Capacity (MW) | Renewable | Waste | Waste CHP | Waste CHP | 192.4 | 196.8 | 201.6 | 206.6 | 211.9 | 217.5 | 178.5 | 184.8 | 191.5 | 198.5 | 206 | 214 | 222.4 | 231.3 | 240.7 | 250.7 | 261.3 | 272.5 | 284.4 | 247 | 247 | 247 | 247 | 247 | 247 | 247 | 247 | 247 | 247 | 247
Czech Republic | EU ST | ST, FS & CC | Capacity (MW) | Thermal | Gas | Gas CHP | Aggregated Small CHP | 380 | 380 | 380 | 380 | 380 | 380 | 380 | 380 | 380 | 380 | 380 | 380 | 380 | 380 | 380 | 380 | 380 | 380 | 380 | 380 | 380 | 380 | 380 | 380 | 380 | 380 | 380 | 380 | 380 | 380
Czech Republic | EU ST | ST, FS & CC | Capacity (MW) | Storage | Storage | Battery | Battery | 11.3 | 17.3 | 23.3 | 28.3 | 34.3 | 39.3 | 45.3 | 51.3 | 56.3 | 62.3 | 62.3 | 62.3 | 62.3 | 62.3 | 62.3 | 62.3 | 62.3 | 62.3 | 62.3 | 62.3 | 62.3 | 62.3 | 62.3 | 62.3 | 62.3 | 62.3 | 62.3 | 62.3 | 62.3 | 62.3
Czech Republic | EU ST | ST, FS & CC | Capacity (MW) | Renewable | Biomass | Biomass | Biomass | 1189.46 | 1180.07 | 1215.54 | 1250.7 | 1285.46 | 1342.42 | 1400.72 | 1485.4 | 1546.47 | 1608.96 | 1667.25 | 1726.55 | 1786.88 | 1848.24 | 1910.65 | 1989.52 | 2213.77 | 2346.18 | 2363.76 | 2927.32 | 2566.52 | 2504.72 | 2504.72 | 2424.72 | 2424.72 | 2419.72 | 2419.72 | 2419.72 | 2419.72 | 2419.72
Czech Republic | EU ST | ST, FS & CC | Capacity (MW) | Renewable | Biomass | Biomass CHP | Biomass CHP |  |  |  | 64 | 96 | 96 | 96 | 96 | 96 | 96 | 96 | 96 | 96 | 96 | 96 | 96 | 96 | 96 | 96 | 96 | 96 | 162.2 | 162.2 | 263.2 | 263.2 | 263.2 | 263.2 | 263.2 | 263.2 | 263.2
Czech Republic | EU ST | ST, FS & CC | Capacity (MW) | Thermal | Gas | CCGT | CCGT | 953.1 | 953.1 | 953.1 | 953.1 | 953.2 | 953.2 | 953.2 | 1549.56 | 2076.27 | 2076.37 | 2076.37 | 2076.37 | 2076.37 | 2076.37 | 2076.47 | 2033.47 | 2033.47 | 2033.47 | 2033.47 | 2033.57 | 2033.57 | 2033.57 | 597.21 | 0.5 | 0.5 | 0.5 | 0.5 | 0.5 | 0.5 | 0.5
Czech Republic | EU ST | ST, FS & CC | Capacity (MW) | Thermal | Low Carbon | Hydrogen | CCGT Hydrogen | 0.1 | 0.1 | 0.1 | 0.1 | 0.2 | 0.2 | 0.2 | 0.2 | 0.2 | 18.36 | 148.86 | 238.74 | 273.2 | 294.05 | 311.23 | 323.48 | 323.48 | 323.48 | 323.48 | 323.68 | 347.32 | 392.69 | 420.38 | 575 | 672.2 | 672.2 | 676 | 689.16 | 715.9 | 855.62
Czech Republic | EU ST | ST, FS & CC | Capacity (MW) | Low Carbon | CCS | CCS Biomass | CCS Biomass | [9 empty] | 0.1 | 0.1 | 0.1 | 0.1 | 0.1 | 0.2 | 0.2 | 0.2 | 0.2 | 0.2 | 0.3 | 0.3 | 0.3 | 0.3 | 0.3 | 0.4 | 0.4 | 0.4 | 0.4 | 0.4 | 0.5
Czech Republic | EU ST | ST, FS & CC | Capacity (MW) | Low Carbon | CCS | CCS Gas | CCS Gas |  |  |  |  | 0.1 | 0.1 | 0.1 | 0.1 | 0.1 | 159.43 | 641.34 | 709.93 | 731.17 | 731.17 | 731.27 | 731.27 | 731.27 | 731.27 | 731.27 | 731.37 | 731.37 | 737.22 | 1056.02 | 1339.32 | 1381.23 | 1495.05 | 1742.99 | 2126.25 | 2327.52 | 2333.66
Czech Republic | EU ST | ST, FS & CC | Capacity (MW) | Thermal | Coal | Coal | Coal | 1047.1 | 1047.1 | 987.1 | 987.1 | 239.1 | 239.1 | 239.1 | 239.1 | 239.1 | 239.1 | 239.1 | 239.1 | 239.1 | 239.1 | 239.1 | 239.1 | 239.1 | 239.1 | 137.1 | 58.1 | 3.1 | 0.1 | 0.1 | 0.1 | 0.1 | 0.1 | 0.1 | 0.1 | 0.1 | 0.1
Czech Republic | EU ST | ST, FS & CC | Capacity (MW) | Thermal | Coal | Coal | Coal CHP | 297 | 297 | 297 | 165 | 165 | 165 | 165 | 165 | 165 | 165 | 165 | 165 | 165 | 165 | 165 | 165 | 101 | 101 | 101 | 101 | 101 | 101 | 101
Czech Republic | EU ST | ST, FS & CC | Capacity (MW) | Thermal | Gas | Gas Reciprocating Engines | Engine CHP | 49 | 49 | 49 | 49 | 49 | 49 | 37 | 37 | 37 | 37 | 37 | 37 | 37 | 37 | 37 | 37 | 37 | 37 | 37 | 37 | 37 | 37 | 37 | 37 | 37 | 37 | 37 | 37 | 37
Czech Republic | EU ST | ST, FS & CC | Capacity (MW) | Thermal | Gas | OCGT | GT | 66.1 | 66.1 | 66.1 | 66.1 | 66.1 | 66.1 | 790.41 | 1450.41 | 2110.41 | 2770.41 | 2770.41 | 2770.41 | 2770.41 | 2770.41 | 2770.41 | 2770.41 | 2770.41 | 2770.41 | 2770.41 | 2748.41 | 2748.41 | 2546.1 | 2546.1 | 2546.1 | 2546.1 | 2480.1 | 2480.1 | 2480.1 | 2480.1 | 2480.1
Czech Republic | EU ST | ST, FS & CC | Capacity (MW) | Thermal | Gas | Gas CHP | GT CHP | 90 | 90 | 90 | 122 | 122 | 154 | 154 | 87 | 64 | 64 | 64 | 64 | 64 | 64 | 64 | 64 | 64 | 64 | 64 | 64 | 64 | 64 | 64 | 64 | 64 | 64 | 64 | 64 | 64 | 64
Czech Republic | EU ST | ST, FS & CC | Capacity (MW) | Thermal | Low Carbon | Hydrogen CHP | GT Hydrogen | [9 empty] | 0.2 | 0.2 | 0.2 | 0.2 | 0.2 | 0.2 | 0.2 | 0.2 | 0.2 | 0.2 | 0.2 | 0.2 | 0.2 | 0.2 | 45.07 | 48.17 | 84.02 | 96.8 | 160.27 | 214.95 | 229.73
Czech Republic | EU ST | ST, FS & CC | Capacity (MW) | Thermal | Coal | Coal | IGCC | 74: 370; 78: 370; 82: 370; 86: 370; 90: 370; 94: 370; 98: 370; 102: 370; 106: 370; 110: 370; 114: 370; 118: 370; 122: 370; 126: 370; 130: 370
Czech Republic | EU ST | ST, FS & CC | Capacity (MW) | Thermal | Coal | Coal | Lignite | 5426.89 | 5426.89 | 5426.89 | 5054.89 | 5054.89 | 4684.89 | 4662.89 | 4637.89 | 3922.89 | 3787.89 | 2852.89 | 2786.89 | 2786.89 | 2781.89 | 2411.89 | 2130.09 | 1923.09 | 945.09 | 932.29 | 175.49 | 4.9 | 0.1 | 0.1 | 0.1 | 0.1 | 0.1 | 0.1 | 0.1 | 0.1 | 0.1
Czech Republic | EU ST | ST, FS & CC | Capacity (MW) | Thermal | Coal | Coal | Lignite CHP | 1490.7 | 1490.7 | 1283.7 | 1035.7 | 588.7 | 556.7 | 556.7 | 556.7 | 556.7 | 556.7 | 556.7 | 556.7 | 556.7 | 556.7 | 556.7 | 556.7 | 556.7 | 556.7 | 556.7 | 556.7 | 421.7 | 355.5 | 355.5 | 355.5 | 355.5 | 355.5 | 355.5 | 355.5 | 355.5 | 355.5
Czech Republic | EU ST | ST, FS & CC | Capacity (MW) | Low Carbon | Nuclear | Nuclear | Nuclear | 3932 | 3932 | 3932 | 3932 | 3932 | 3932 | 3932 | 3932 | 3932 | 3932 | 3932 | 3932 | 3932 | 3932 | 3932 | 3932 | 5132 | 5132 | 5132 | 5132 | 5132 | 5132 | 5132 | 5132 | 5132 | 4661 | 3725 | 3254 | 3254 | 3254
Czech Republic | EU ST | ST, FS & CC | Capacity (MW) | Renewable | Onshore Wind | Onshore Wind | Onshore Wind | 369 | 400 | 499 | 699 | 1100 | 1478.95 | 1528.95 | 1621.22 | 1797.8 | 1895.68 | 2411.17 | 2441.17 | 2471.17 | 3165.18 | 3195.18 | 3225.18 | 3255.18 | 3285.18 | 3482.67 | 3714.47 | 3744.47 | 3799.25 | 3829.25 | 3892.12 | 4173.94 | 4262.54 | 4484.54 | 4821.01 | 5046.09 | 5126.14
Czech Republic | EU ST | ST, FS & CC | Capacity (MW) | Renewable | Other Renewables | Other Renewables | Other Renewables | 4.22 | 4.24 | 4.26 | 4.28 | 4.29 | 4.5 | 4.72 | 4.95 | 5.18 | 5.42 | 5.64 | 5.86 | 6.09 | 6.32 | 6.55 | 6.62 | 6.68 | 6.75 | 6.82 | 6.88 | 6.88 | 6.88 | 6.88 | 6.88 | 6.88 | 6.88 | 6.88 | 6.88 | 6.88 | 6.88
Czech Republic | EU ST | ST, FS & CC | Capacity (MW) | Storage | Storage | Pumped Hydro | Pumped Storage | 1145 | 1145 | 1145 | 1145 | 1145 | 1145 | 1145 | 1145 | 1145 | 1145 | 1145 | 1145 | 1145 | 1145 | 1145 | 1145 | 1145 | 1145 | 1145 | 1145 | 1145 | 1145 | 1145 | 1145 | 1145 | 1145 | 1145 | 1145 | 1145 | 1145
Czech Republic | EU ST | ST, FS & CC | Capacity (MW) | Renewable | Hydro | Hydro | Reservoir Hydro | 788 | 788 | 788 | 788 | 788 | 788 | 788 | 788 | 788 | 788 | 788 | 788 | 788 | 788 | 788 | 788 | 788 | 788 | 788 | 788 | 788 | 788 | 788 | 788 | 788 | 788 | 788 | 788 | 788 | 788
Czech Republic | EU ST | ST, FS & CC | Capacity (MW) | Renewable | Hydro | Hydro | Run-of-river Hydro | 268.5 | 268.5 | 268.5 | 268.5 | 268.5 | 268.5 | 268.5 | 268.5 | 268.5 | 268.5 | 268.5 | 268.5 | 268.5 | 268.5 | 268.5 | 268.5 | 268.5 | 268.5 | 268.5 | 268.5 | 268.5 | 268.5 | 268.5 | 268.5 | 268.5 | 268.5 | 268.5 | 268.5 | 268.5 | 268.5
Czech Republic | EU ST | ST, FS & CC | Capacity (MW) | Renewable | Solar | Solar PV | Solar PV | 2118 | 2146 | 2226 | 2288.86 | 2603.26 | 2784.98 | 3092.23 | 3361.12 | 3730.96 | 4053.77 | 4490.77 | 5070.06 | 5100.06 | 5130.06 | 5160.06 | 5190.06 | 5220.06 | 5250.06 | 5280.06 | 5310.06 | 5362.36 | 5408.24 | 5466.31 | 5496.31 | 5526.31 | 5673.32 | 5764.52 | 5847.63 | 5911.21 | 5941.21
Czech Republic | EU ST | ST, FS & CC | Capacity (MW) | Thermal | Gas | CCGT | Steam Gas | 9 | 9 | 9 | 9 | 9 | 9 | 9 | 9 | 9 | 9 | 9 | 9 | 9 | 9 | 9 | 9 | 9 | 9 | 9 | 9 | 9 | 9 | 9 | 9 | 9 | 9 | 9 | 9 | 9
Czech Republic | EU ST | ST, FS & CC | Capacity (MW) | Thermal | Gas | Gas CHP | Steam Gas CHP | 74: 150.89; 78: 150.89; 82: 150.89; 86: 150.89; 90: 140.08; 94: 127.78; 98: 127.78; 102: 4.4; 106: 4.4; 110: 4.4
Denmark | EU ST | ST, FS & CC | Capacity (MW) | Thermal | Gas | Gas CHP | Aggregated Small CHP | 200: 95; 200: 89; 200: 89; 205: 82; 211: 81; 250: 74
Denmark | EU ST | ST, FS & CC | Capacity (MW) | Storage | Storage | Battery | Battery |  |  |  |  | 0.6 | 0.6 | 0.6 | 0.6 | 0.6 | 0.6 | 63.96 | 67.26 | 106.59 | 110.13 | 110.13 | 111.23 | 172.18 | 252.5 | 375.07 | 392.94 | 488.98 | 528.05 | 573.6 | 635.94 | 636.34 | 668.16 | 675.51 | 741.66 | 742.7 | 742.7
Denmark | EU ST | ST, FS & CC | Capacity (MW) | Renewable | Biomass | Biomass CHP | Biomass CHP | 2134 | 2134 | 2134 | 1777 | 1769 | 1769 | 1769 | 1769 | 1769 | 1769 | 1521 | 1521 | 1181 | 1181 | 1181 | 1181 | 1181 | 1181 | 1181 | 1181 | 1181 | 1181 | 1181 | 1181 | 1181 | 1181 | 1181 | 1181 | 1181 | 1181
Denmark | EU ST | ST, FS & CC | Capacity (MW) | Thermal | Gas | CCGT | CCGT | 106: 393.29; 110: 393.29; 114: 393.29; 118: 393.29; 122: 393.29; 126: 393.29; 130: 393.29; 134: 393.29; 138: 393.29; 142: 393.29; 146: 393.29; 150: 393.29; 174: 393.29; 178: 393.29; 181: 393.29
Denmark | EU ST | ST, FS & CC | Capacity (MW) | Thermal | Gas | Gas CHP | CCGT CHP | 186 | 186 | 186 | 186 | 77 | 77 | 77 | 77 | 77 | 77 | 77 | 77 | 77 | 77 | 77 | 77 | 77 | 77 | 77 | 77
Denmark | EU ST | ST, FS & CC | Capacity (MW) | Thermal | Low Carbon | Hydrogen | CCGT Hydrogen | [10 empty] | 8.45 | 17.64 | 31.65 | 71.65 | 71.65 | 71.65 | 71.65 | 76.69 | 76.69 | 76.69 | 84.88 | 112.28 | 112.28 | 912.28 | 920.62 | 931.48 | 938.7 | 948.43 | 961.03 | 970.94
Denmark | EU ST | ST, FS & CC | Capacity (MW) | Low Carbon | CCS | CCS Biomass | CCS Biomass | 146: 0.7; 150: 53.65; 174: 196.42; 178: 211.58; 181: 282.34; 185: 454.63; 200: 607.11; 200: 826.18; 200: 915.12; 205: 960.3; 211: 980.92; 250: 999
Denmark | EU ST | ST, FS & CC | Capacity (MW) | Thermal | Coal | Coal | Coal CHP | 74: 758; 78: 758; 82: 385; 86: 385; 90: 385; 94: 385; 98: 385; 102: 385; 106: 385
Denmark | EU ST | ST, FS & CC | Capacity (MW) | Thermal | Gas | OCGT | GT | 170 | 170 | 170 | 170 | 100 | 100 | 434.28 | 793.89 | 1259.75 | 1777.75 | 1677.75 | 1677.75 | 1677.75 | 1677.75 | 1677.75 | 1677.75 | 1677.75 | 1677.75 | 1677.76 | 1677.76 | 1665.61 | 1631.33 | 1583.87 | 1583.87 | 1583.87 | 1583.87 | 1583.87 | 1583.87 | 1583.87 | 1568.17
Denmark | EU ST | ST, FS & CC | Capacity (MW) | Thermal | Gas | Gas CHP | GT CHP | 599 | 506 | 423 | 375 | 364 | 453 | 426 | 387 | 380 | 464 | 407 | 459 | 453 | 411 | 466 | 463 | 457 | 455 | 451 | 448 | 447 | 444 | 440 | 437 | 342 | 341 | 322 | 315 | 302 | 298
Denmark | EU ST | ST, FS & CC | Capacity (MW) | Thermal | Low Carbon | Hydrogen CHP | GT Hydrogen | 126: 16; 130: 16; 134: 17.61; 138: 21.57; 142: 21.57; 146: 21.57; 150: 21.57; 174: 21.57; 178: 1025.18; 181: 1056.06; 185: 1065.2; 200: 1074.04; 200: 1086.13; 200: 1150.01; 205: 1156.56; 211: 1163.19; 250: 1202.54
Denmark | EU ST | ST, FS & CC | Capacity (MW) | Renewable | Offshore Wind | Offshore Wind | Offshore Wind | 1999.5 | 2302 | 2652 | 2652 | 2702 | 2742 | 4602 | 5152 | 5104 | 6604 | 7354 | 7604 | 7854 | 8104 | 8726 | 8876 | 9022 | 9172 | 9322 | 9572 | 9672 | 9772 | 9872 | 9944 | 11544 | 11644 | 11744 | 11844 | 11944 | 12044
Denmark | EU ST | ST, FS & CC | Capacity (MW) | Renewable | Onshore Wind | Onshore Wind | Onshore Wind | 4685 | 4874 | 5035 | 5191 | 5353 | 6548.41 | 7077.6 | 7142.3 | 7182.3 | 7193.3 | 7101.3 | 7143.3 | 7103.3 | 7149.3 | 7174.3 | 7181.67 | 7158.67 | 7291.43 | 7413.32 | 7446.85 | 7384.8 | 7352.18 | 7351.37 | 7334.61 | 7333.61 | 7334.03 | 7333.33 | 7334.26 | 7526.61 | 8029.92
Denmark | EU ST | ST, FS & CC | Capacity (MW) | Renewable | Hydro | Hydro | Reservoir Hydro | 6 | 6 | 6 | 6 | 6 | 6 | 6 | 6 | 6 | 6 | 6 | 6 | 6 | 6 | 6 | 6 | 6 | 6 | 6 | 6 | 6 | 6 | 6 | 6 | 6 | 6 | 6 | 6 | 6 | 6
Denmark | EU ST | ST, FS & CC | Capacity (MW) | Renewable | Solar | Solar PV | Solar PV | 1482.29 | 2391.9 | 3979.19 | 5163.91 | 5595.6 | 5788.87 | 5984.94 | 6118.2 | 6269.52 | 6402.78 | 6533.13 | 6665.74 | 6796.09 | 6926.43 | 7058.43 | 7772.23 | 8486.03 | 9199.83 | 9922.68 | 10636.48 | 10636.48 | 10646.04 | 10646.04 | 10687.28 | 10687.28 | 10736.89 | 10827.18 | 10860.72 | 10860.72 | 10947.68
Denmark | EU ST | ST, FS & CC | Capacity (MW) | Thermal | Gas | Gas CHP | Steam Gas CHP | 733 | 733 | 733 | 733 | 733 | 710 | 710 | 701 | 568 | 568 | 209 | 209 | 188 | 132 | 132 | 132 | 132 | 132 | 132 | 106 | 69 | 30
Denmark | EU ST | ST, FS & CC | Capacity (MW) | Thermal | Other Thermal | Fuel Oil | Steam Oil CHP | 63 | 63 | 63 | 63 | 63 | 63 | 63 | 63 | 63 | 63 | 37 | 37 | 37 | 37 | 37 | 37 | 37 | 37 | 37 | 37 | 37 | 37 | 37 | 37 | 37 | 37 | 37 | 37 | 37 | 37
Denmark | EU ST | ST, FS & CC | Capacity (MW) | Renewable | Waste | Waste CHP | Waste CHP | 457 | 457 | 457 | 457 | 457 | 457 | 457 | 457 | 457 | 457 | 457 | 457 | 457 | 457 | 457 | 457 | 457 | 457 | 457 | 457 | 457 | 457 | 457 | 457 | 457 | 457 | 457 | 457 | 457 | 457
Finland | EU ST | ST, FS & CC | Capacity (MW) | Storage | Storage | Battery | Battery | 30 | 30 | 30 | 30 | 30.6 | 30.6 | 30.6 | 30.6 | 66.76 | 79.89 | 262.4 | 262.4 | 336.54 | 685.08 | 685.08 | 808.37 | 808.37 | 1032.52 | 1032.52 | 1032.52 | 1044.4 | 1050.56 | 1051.2 | 1117.25 | 1142.17 | 1177.81 | 1178.37 | 1181.97 | 1196.66 | 1245.91
Finland | EU ST | ST, FS & CC | Capacity (MW) | Renewable | Biomass | Biomass CHP | Biomass CHP | 2756.6 | 2667.6 | 2681.6 | 2815.6 | 2815.6 | 2737.6 | 2682.6 | 2682.6 | 2664.6 | 2720.6 | 2720.6 | 2795.6 | 2795.6 | 2837.4 | 2861.4 | 2926.4 | 3066.4 | 3075.2 | 3075.2 | 3127.2 | 3127.2 | 3183.2 | 3183.2 | 3183.2 | 3183.2 | 3183.2 | 3197.2 | 3197.2 | 3228.2 | 3309.2
Finland | EU ST | ST, FS & CC | Capacity (MW) | Thermal | Gas | CCGT | CCGT | 234.2 | 105.2 | 105.2 | 105.2 | 105.4 | 105.4 | 0.4 | 650.4 | 1250.4 | 1250.6 | 1250.6 | 1250.6 | 1250.6 | 1250.6 | 1250.8 | 1250.8 | 1250.8 | 1250.8 | 1250.8 | 1251 | 1251 | 1251 | 601 | 1 | 1 | 1 | 1 | 1 | 1 | 1
Finland | EU ST | ST, FS & CC | Capacity (MW) | Thermal | Gas | Gas CHP | CCGT CHP | 1067 | 1067 | 1067 | 1067 | 1067 | 1067 | 1067 | 1067 | 1067 | 1067 | 804 | 804 | 804 | 804 | 804 | 804 | 804 | 634 | 634 | 634 | 234
Finland | EU ST | ST, FS & CC | Capacity (MW) | Thermal | Low Carbon | Hydrogen | CCGT Hydrogen | 0.2 | 0.2 | 0.2 | 0.2 | 0.4 | 0.4 | 0.4 | 0.4 | 0.4 | 0.6 | 0.6 | 0.6 | 0.6 | 0.6 | 0.8 | 0.8 | 0.8 | 81.66 | 85.66 | 85.86 | 85.86 | 85.86 | 85.86 | 85.86 | 85.86 | 85.86 | 85.86 | 85.86 | 85.86 | 85.86
Finland | EU ST | ST, FS & CC | Capacity (MW) | Low Carbon | CCS | CCS Biomass | CCS Biomass | [9 empty] | 0.2 | 0.2 | 0.2 | 0.2 | 0.2 | 0.4 | 0.4 | 0.4 | 0.4 | 0.4 | 0.6 | 0.6 | 0.6 | 0.6 | 25.61 | 31.88 | 175.86 | 343.66 | 353.42 | 398.21 | 401.95
Finland | EU ST | ST, FS & CC | Capacity (MW) | Low Carbon | CCS | CCS Gas | CCS Gas |  |  |  |  | 0.2 | 0.2 | 0.2 | 0.2 | 0.2 | 0.4 | 0.4 | 0.4 | 0.4 | 0.4 | 0.6 | 0.6 | 0.6 | 4.53 | 27.22 | 37.65 | 43.38 | 43.38 | 60.95 | 71 | 72.54 | 72.54 | 72.54 | 72.54 | 73.46 | 73.87
Finland | EU ST | ST, FS & CC | Capacity (MW) | Thermal | Coal | Coal | Coal | 440.2 | 440.2 | 440.2 | 440.2 | 440.2 | 440.2 | 440.2 | 440.2 | 0.2 | 0.2 | 0.2 | 0.2 | 0.2 | 0.2 | 0.2 | 0.2 | 0.2 | 0.2 | 0.2 | 0.2 | 0.2 | 0.2 | 0.2 | 0.2 | 0.2 | 0.2 | 0.2 | 0.2 | 0.2 | 0.2
Finland | EU ST | ST, FS & CC | Capacity (MW) | Thermal | Coal | Coal | Coal CHP | 74: 772; 78: 772; 82: 465; 86: 465; 90: 235; 94: 160; 98: 160; 102: 160
Finland | EU ST | ST, FS & CC | Capacity (MW) | Thermal | Gas | OCGT | GT | 1323.2 | 1296.2 | 1296.2 | 1296.2 | 1296.2 | 1296.2 | 1515.68 | 1865.68 | 2315.68 | 2315.68 | 2315.68 | 2315.68 | 2315.68 | 2315.68 | 2315.68 | 2315.68 | 2315.68 | 2315.68 | 2315.68 | 2315.68 | 2315.68 | 2304.2 | 2304.2 | 2304.2 | 2304.2 | 2304.2 | 2304.2 | 2304.2 | 1854.2 | 1604.2
Finland | EU ST | ST, FS & CC | Capacity (MW) | Thermal | Gas | Gas CHP | GT CHP | 74: 154; 78: 49; 82: 49
Finland | EU ST | ST, FS & CC | Capacity (MW) | Thermal | Low Carbon | Hydrogen CHP | GT Hydrogen | [9 empty] | 0.4 | 0.4 | 0.4 | 0.4 | 0.4 | 833.4 | 833.4 | 833.4 | 1187.64 | 1462.37 | 1464.37 | 1466.24 | 1466.24 | 1466.24 | 1466.24 | 1466.24 | 1466.24 | 1466.24 | 1466.24 | 1466.24 | 1466.24
Finland | EU ST | ST, FS & CC | Capacity (MW) | Renewable | Hydro | Hydro | Hydro | 3132 | 3132 | 3132 | 3132 | 3132 | 3132 | 3132 | 3132 | 3132 | 3132 | 3132 | 3132 | 3132 | 3132 | 3132 | 3132 | 3132 | 3132 | 3132 | 3132 | 3132 | 3132 | 3132 | 3132 | 3132 | 3132 | 3132 | 3132 | 3132 | 3132
Finland | EU ST | ST, FS & CC | Capacity (MW) | Low Carbon | Nuclear | Nuclear | Nuclear | 4380 | 4380 | 4380 | 4380 | 4380 | 4380 | 4380 | 4380 | 4380 | 5580 | 5580 | 5580 | 5580 | 5580 | 5580 | 5580 | 5580 | 5580 | 5580 | 5580 | 5580 | 5580 | 5580 | 5580 | 5580 | 5580 | 5580 | 5580 | 5580 | 5580
Finland | EU ST | ST, FS & CC | Capacity (MW) | Renewable | Offshore Wind | Offshore Wind | Offshore Wind | 70.7 | 70.7 | 70.7 | 70.7 | 70.7 | 70.7 | 70.7 | 70.7 | 70.7 | 70.7 | 70.7 | 70.7 | 70.7 | 70.7 | 370.7 | 370.7 | 370.7 | 370.7 | 370.7 | 370.7 | 370.7 | 370.7 | 370.7 | 370.7 | 370.7 | 370.7 | 370.7 | 370.7 | 370.7 | 570.7
Finland | EU ST | ST, FS & CC | Capacity (MW) | Renewable | Onshore Wind | Onshore Wind | Onshore Wind | 3011 | 4160 | 5465 | 6466 | 7016 | 7566 | 8116 | 8229 | 8343 | 8456 | 8916 | 9376 | 9836 | 10296 | 10756 | 10756 | 10756 | 10756 | 10756 | 10756 | 10756 | 10756 | 10756 | 10756 | 10756 | 10756 | 10756 | 10756 | 10756 | 10756
Finland | EU ST | ST, FS & CC | Capacity (MW) | Renewable | Other Renewables | Other Renewables | Other Renewables | 1076 | 1076 | 1346 | 1346 | 1346 | 1346 | 1346 | 1346 | 1346 | 1346 | 1346 | 1346 | 1346 | 1346 | 1346 | 1346 | 1346 | 1346 | 1346 | 1346 | 1346 | 1346 | 1346 | 1346 | 1346 | 1346 | 1346 | 1346 | 1346 | 1346
Finland | EU ST | ST, FS & CC | Capacity (MW) | Thermal | Coal | Coal | Peat CHP | 535 | 535 | 535 | 535 | 535 | 535 | 535 | 535 | 535 | 448 | 448 | 259 | 259 | 259 | 215 | 70 | 70 | 70 | 70 | 70 | 70 | 70 | 70 | 70 | 70 | 70 | 70 | 70 | 30 | 30
Finland | EU ST | ST, FS & CC | Capacity (MW) | Renewable | Solar | Solar PV | Solar PV | 355 | 455 | 555 | 645 | 735 | 815 | 895 | 941.54 | 988.08 | 1034.62 | 1081.15 | 1127.69 | 1174.23 | 1220.77 | 1267.31 | 1313.85 | 1459.95 | 1638.34 | 1894.18 | 2112.95 | 2112.95 | 2185.6 | 2215.22 | 2322.69 | 2478.64 | 2586.81 | 2586.81 | 2615.72 | 2673.63 | 2673.63
Finland | EU ST | ST, FS & CC | Capacity (MW) | Thermal | Gas | Gas CHP | Steam Gas CHP | 546 | 546 | 546 | 546 | 546 | 546 | 546 | 546 | 546 | 546 | 536 | 536 | 536 | 479 | 479 | 424 | 424 | 280 | 280 | 150 | 150 | 150 | 150 | 150 | 150 | 150 | 150 | 150 | 150 | 150
Finland | EU ST | ST, FS & CC | Capacity (MW) | Thermal | Other Thermal | Fuel Oil | Steam Oil CHP | 180 | 143 | 143 | 50 | 50 | 50 | 50 | 50 | 50 | 50 | 50 | 50 | 50 | 50 | 50 | 50 | 50 | 50 | 50 | 50 | 50 | 50 | 50 | 50 | 50 | 50 | 50 | 50 | 50 | 30
Finland | EU ST | ST, FS & CC | Capacity (MW) | Renewable | Waste | Waste CHP | Waste CHP | 310.5 | 310.5 | 310.5 | 310.5 | 310.5 | 310.5 | 310.5 | 310.5 | 310.5 | 310.5 | 310.5 | 310.5 | 310.5 | 310.5 | 310.5 | 310.5 | 310.5 | 310.5 | 310.5 | 310.5 | 310.5 | 310.5 | 310.5 | 310.5 | 310.5 | 310.5 | 310.5 | 310.5 | 310.5 | 310.5
France | EU ST | ST, FS & CC | Capacity (MW) | Thermal | Gas | Gas CHP | Aggregated Small CHP | 5340 | 5340 | 5240 | 5240 | 5240 | 4980 | 4720 | 4460 | 4200 | 3940 | 3630 | 3530 | 3430 | 3330 | 3230 | 3130 | 3030 | 2930 | 2830 | 2730 | 2630 | 2530 | 2430 | 2330 | 2230 | 2130 | 2030 | 1930 | 1830 | 1730
France | EU ST | ST, FS & CC | Capacity (MW) | Storage | Storage | Battery | Battery | 177.4 | 376.4 | 376.4 | 668.54 | 924.69 | 1180.83 | 1569.92 | 1569.92 | 1569.92 | 1569.92 | 1569.92 | 1569.92 | 1569.92 | 1569.92 | 1569.92 | 1569.92 | 1569.92 | 1569.92 | 1569.92 | 1569.92 | 1569.92 | 1569.92 | 1569.92 | 1569.92 | 1569.92 | 1569.92 | 1569.92 | 1569.92 | 1569.92 | 1569.92
France | EU ST | ST, FS & CC | Capacity (MW) | Renewable | Biomass | Biomass | Biomass | 925 | 1000 | 1075 | 1150 | 1250 | 1400 | 1550 | 1700 | 1850 | 2000 | 2150 | 2300 | 2450 | 2600 | 2750 | 2900 | 3050 | 3350 | 3500 | 3650 | 3800 | 3800 | 3950 | 4100 | 4250 | 4400 | 4550 | 4700 | 4850 | 5000
France | EU ST | ST, FS & CC | Capacity (MW) | Thermal | Gas | CCGT | CCGT | 6072.1 | 6518.1 | 6518.1 | 6518.1 | 6518.2 | 6518.2 | 6518.2 | 6518.2 | 6726.19 | 6726.29 | 6726.29 | 6726.29 | 6726.29 | 6726.29 | 5926.39 | 5926.39 | 5926.39 | 5926.39 | 5514.39 | 3828.49 | 2989.49 | 1642.49 | 1229.49 | 1021.5 | 1021.5 | 446.5 | 446.5 | 446.5 | 446.5 | 446.5
France | EU ST | ST, FS & CC | Capacity (MW) | Thermal | Low Carbon | Hydrogen | CCGT Hydrogen | 0.1 | 0.1 | 0.1 | 0.1 | 0.2 | 0.2 | 0.2 | 0.2 | 0.2 | 0.4 | 0.4 | 0.4 | 0.4 | 0.4 | 0.6 | 0.6 | 0.6 | 0.6 | 0.6 | 0.8 | 0.8 | 0.8 | 0.8 | 0.8 | 0.8 | 0.8 | 0.8 | 0.8 | 0.8 | 0.8
France | EU ST | ST, FS & CC | Capacity (MW) | Low Carbon | CCS | CCS Biomass | CCS Biomass | [9 empty] | 0.1 | 0.1 | 0.1 | 0.1 | 0.1 | 0.2 | 0.2 | 0.2 | 0.2 | 0.2 | 0.3 | 0.3 | 0.3 | 0.3 | 0.3 | 0.4 | 2963.94 | 3918.71 | 4806.47 | 5912.51 | 7276.76
France | EU ST | ST, FS & CC | Capacity (MW) | Low Carbon | CCS | CCS Gas | CCS Gas |  |  |  |  | 0.1 | 0.1 | 0.1 | 0.1 | 0.1 | 0.2 | 0.2 | 0.2 | 0.2 | 0.2 | 0.3 | 0.3 | 0.3 | 0.3 | 0.3 | 0.4 | 0.4 | 0.4 | 0.4 | 0.4 | 0.5 | 0.5 | 0.5 | 0.5 | 0.5 | 0.6
France | EU ST | ST, FS & CC | Capacity (MW) | Thermal | Coal | Coal | Coal | 2340.1 | 1760.1 | 1160.1 | 1160.1 | 0.1 | 0.1 | 0.1 | 0.1 | 0.1 | 0.1 | 0.1 | 0.1 | 0.1 | 0.1 | 0.1 | 0.1 | 0.1 | 0.1 | 0.1 | 0.1 | 0.1 | 0.1 | 0.1 | 0.1 | 0.1 | 0.1 | 0.1 | 0.1 | 0.1 | 0.1
France | EU ST | ST, FS & CC | Capacity (MW) | Thermal | Gas | Gas Reciprocating Engines | Engine | 1589.9 | 1289.9 | 989.9 | 689.9 | 689.9 | 629.9 | 569.9 | 509.9 | 449.9 | 389.9 | 389.9 | 389.9 | 389.9 | 389.9 | 389.9 | 389.9 | 389.9 | 389.9 | 389.9 | 389.9 | 389.9 | 389.9 | 389.9 | 389.9 | 389.9 | 389.9 | 389.9 | 389.9 | 389.9 | 389.9
France | EU ST | ST, FS & CC | Capacity (MW) | Thermal | Gas | OCGT | GT | 2094.1 | 2094.1 | 1891.1 | 1891.1 | 1636.1 | 1502.1 | 3502.1 | 5377.1 | 7377.09 | 8073.79 | 7861.79 | 7861.79 | 7861.79 | 7861.79 | 7908.54 | 7908.54 | 7908.54 | 7779.54 | 7405.54 | 6848.54 | 6848.54 | 6848.54 | 6848.55 | 6848.55 | 6848.55 | 6848.55 | 6848.55 | 6848.55 | 6848.55 | 6164.83
France | EU ST | ST, FS & CC | Capacity (MW) | Thermal | Gas | Gas CHP | GT CHP | 74: 260; 78: 260; 82: 260; 86: 260; 90: 260; 94: 260; 98: 260; 102: 260; 106: 260; 110: 260; 114: 260; 118: 260; 122: 260; 126: 260; 130: 260; 134: 260; 138: 260
France | EU ST | ST, FS & CC | Capacity (MW) | Thermal | Low Carbon | Hydrogen CHP | GT Hydrogen | [9 empty] | 0.2 | 0.2 | 0.2 | 0.2 | 0.2 | 0.2 | 0.2 | 0.2 | 0.2 | 0.2 | 0.2 | 0.2 | 0.2 | 0.2 | 0.2 | 0.2 | 0.2 | 0.2 | 0.2 | 0.2 | 0.2
France | EU ST | ST, FS & CC | Capacity (MW) | Low Carbon | Nuclear | Nuclear | Nuclear | 61370 | 61370 | 61370 | 62970 | 62970 | 62970 | 62970 | 62055 | 61145 | 61145 | 59350 | 58460 | 57550 | 57350 | 57135 | 56910 | 58915 | 60000 | 59260 | 61240 | 61320 | 59965 | 59305 | 59305 | 56055 | 53170 | 52550 | 52550 | 52550 | 51645
France | EU ST | ST, FS & CC | Capacity (MW) | Renewable | Offshore Wind | Offshore Wind | Offshore Wind |  | 480 | 480 | 1924 | 2916 | 2916 | 3166 | 4016 | 5016 | 6266 | 7766 | 8766 | 9766 | 10766 | 11766 | 12766 | 13766 | 14766 | 15766 | 16766 | 17766 | 18766 | 19766 | 20766 | 21766 | 22766 | 23766 | 24766 | 25766 | 26766
France | EU ST | ST, FS & CC | Capacity (MW) | Renewable | Onshore Wind | Onshore Wind | Onshore Wind | 18247 | 19028 | 22476 | 24985 | 27484.17 | 29334.17 | 31185.17 | 33034.17 | 34885.94 | 38859.16 | 42236.01 | 44086.95 | 46026.65 | 47876.65 | 49725.65 | 51575.65 | 53425.65 | 55275.65 | 57125.65 | 58975.65 | 58975.65 | 58975.65 | 58975.65 | 58975.65 | 59144.45 | 59143.45 | 59144.45 | 59144.45 | 59144.45 | 59144.45
France | EU ST | ST, FS & CC | Capacity (MW) | Storage | Storage | Pumped Hydro | Pumped Storage | 5373.2 | 5373.2 | 5373.2 | 5373.2 | 5373.2 | 5373.2 | 5373.2 | 5373.2 | 5373.2 | 5373.2 | 5373.2 | 5373.2 | 5373.2 | 5373.2 | 5373.2 | 5373.2 | 5373.2 | 5373.2 | 5373.2 | 5373.2 | 5373.2 | 5373.2 | 5373.2 | 5373.2 | 5373.2 | 5373.2 | 5373.2 | 5373.2 | 5373.2 | 5373.2
France | EU ST | ST, FS & CC | Capacity (MW) | Renewable | Hydro | Hydro | Reservoir Hydro | 9060.2 | 9156.4 | 9252.6 | 9348.8 | 9445 | 9541.2 | 9637.4 | 9733.6 | 9829.8 | 9926 | 9926 | 9926 | 9926 | 9926 | 9926 | 9926 | 9926 | 9926 | 9926 | 9926 | 9926 | 9926 | 9926 | 9926 | 9926 | 9926 | 9926 | 9926 | 9926 | 9926
France | EU ST | ST, FS & CC | Capacity (MW) | Renewable | Hydro | Hydro | Run-of-river Hydro | 11067 | 11067 | 11102 | 11137 | 11172 | 11207 | 11242 | 11277 | 11277 | 11277 | 11277 | 11277 | 11277 | 11277 | 11277 | 11277 | 11277 | 11277 | 11277 | 11277 | 11277 | 11277 | 11277 | 11277 | 11277 | 11277 | 11277 | 11277 | 11277 | 11277
France | EU ST | ST, FS & CC | Capacity (MW) | Renewable | Solar | Solar PV | Solar PV | 11040 | 13043 | 15918.3 | 18138.3 | 20360.3 | 22581.3 | 24801.3 | 26973.26 | 32760.14 | 34987.67 | 37455.38 | 39574.38 | 42924.94 | 45042.94 | 47836.22 | 50044.76 | 52178.14 | 54356.2 | 56474.2 | 58593.2 | 58779.93 | 60586.95 | 60830.64 | 61347.43 | 62643.21 | 62643.21 | 65493.99 | 65843.9 | 65843.9 | 65843.9
France | EU ST | ST, FS & CC | Capacity (MW) | Thermal | Gas | CCGT | Steam Gas | 65 | 65 | 65 | 65 | 65 | 65 | 65 | 65 | 65 | 65 | 65 | 65 | 65 | 65 | 65 | 65 | 65 | 65 | 65 | 65 | 65 | 65 | 65 | 65
France | EU ST | ST, FS & CC | Capacity (MW) | Renewable | Marine | Marine | Tidal Range | 240 | 240 | 240 | 240 | 240 | 240 | 240 | 240 | 240 | 240 | 240 | 240 | 240 | 240 | 240 | 240 | 240 | 240 | 240 | 240 | 240 | 240 | 240 | 240 | 240 | 240 | 240 | 240 | 240 | 240
France | EU ST | ST, FS & CC | Capacity (MW) | Renewable | Waste | Waste | Waste | 1722 | 1822 | 1922 | 2022 | 2122 | 2322 | 2522 | 2722 | 2922 | 3122 | 3322 | 3522 | 3722 | 3922 | 4122 | 4322 | 4522 | 4722 | 4922 | 5122 | 5322 | 5522 | 5722 | 5922 | 6122 | 6322 | 6522 | 6722 | 6922 | 7122
Germany | EU ST | ST, FS & CC | Capacity (MW) | Thermal | Gas | Gas CHP | Aggregated Small CHP | 13432.22 | 13271.51 | 13060.8 | 12850.1 | 12639.39 | 12428.68 | 12216.97 | 12006.26 | 11796.55 | 11583.84 | 11378.13 | 11429.42 | 11480.71 | 11532 | 11583.29 | 11635.58 | 11686.87 | 11686.87 | 11686.87 | 11686.87 | 10419.96 | 10351.19 | 10260.75 | 10142.77 | 9990.33 | 9795.63 | 9550.54 | 9247.6 | 8881.7 | 8452.4
Germany | EU ST | ST, FS & CC | Capacity (MW) | Storage | Storage | Battery | Battery | 1672.05 | 2055.05 | 2379.05 | 2998.58 | 3649.1 | 4116.63 | 4586.15 | 4729.15 | 4871.15 | 5014.15 | 5014.15 | 5068.4 | 5255.4 | 5442.4 | 5629.4 | 5819.36 | 6358.98 | 6623.52 | 6893.01 | 7103.76 | 7104.77 | 7104.77 | 7122.16 | 7152.24 | 7152.24 | 7164.1 | 7174.05 | 7177.51 | 7251.38 | 7251.38
Germany | EU ST | ST, FS & CC | Capacity (MW) | Renewable | Biomass | Biomass | Biomass | 10169 | 10151 | 10134 | 10117 | 10100 | 10179 | 10260 | 10340 | 10421 | 10500 | 10601 | 10701 | 10800 | 10900 | 10999 | 11100 | 11200 | 11300 | 11399 | 11500 | 11500 | 11500 | 11500 | 11500 | 11500 | 11500 | 11500 | 11500 | 11500 | 11500
Germany | EU ST | ST, FS & CC | Capacity (MW) | Thermal | Gas | CCGT | CCGT | 5920 | 5920 | 5920 | 5920 | 5920 | 5920 | 9756.38 | 12403.38 | 15403.38 | 17303.38 | 17303.38 | 17303.38 | 17303.38 | 17303.38 | 17303.38 | 16503.38 | 16086.38 | 15248.38 | 15248.38 | 13515.38 | 12970.38 | 10075 | 6645 | 2345 | 2345 | 1900 | 1900 | 1900 | 1900 | 1900
Germany | EU ST | ST, FS & CC | Capacity (MW) | Thermal | Gas | Gas CHP | CCGT CHP | 8018.14 | 8409.14 | 9309.14 | 9709.14 | 9937.14 | 10077.14 | 9471.34 | 9611.34 | 10081.34 | 10569.24 | 11386.74 | 11332.54 | 11732.54 | 11646.54 | 11962.14 | 10362.9 | 10362.9 | 10362.9 | 10062.9 | 9935.9 | 9551 | 9551 | 9251 | 8801 | 8801 | 7231 | 7231 | 7231 | 7231 | 7231
Germany | EU ST | ST, FS & CC | Capacity (MW) | Thermal | Low Carbon | Hydrogen | CCGT Hydrogen | 0.1 | 0.1 | 0.1 | 0.1 | 0.2 | 0.2 | 0.2 | 0.2 | 0.2 | 1393.41 | 2686.46 | 4301.74 | 5316.08 | 5393.23 | 5768.89 | 5795.44 | 5795.44 | 5795.44 | 5795.44 | 5795.64 | 5795.64 | 8706.93 | 14214.58 | 19742.62 | 19742.62 | 20864.82 | 22221.92 | 22687.7 | 22827.13 | 23495.14
Germany | EU ST | ST, FS & CC | Capacity (MW) | Low Carbon | CCS | CCS Biomass | CCS Biomass | [9 empty] | 0.1 | 0.1 | 0.1 | 0.1 | 0.1 | 0.2 | 2.02 | 2.02 | 30.21 | 34.34 | 220.39 | 327.57 | 753.32 | 3074.23 | 4118.98 | 4128.64 | 4307.8 | 4315.44 | 4434.69 | 4479.26 | 4496
Germany | EU ST | ST, FS & CC | Capacity (MW) | Low Carbon | CCS | CCS Gas | CCS Gas |  |  |  |  | 0.1 | 0.1 | 0.1 | 0.1 | 0.1 | 2480.55 | 3650.18 | 3650.18 | 3650.18 | 3650.18 | 3656.66 | 3657.59 | 3657.59 | 3657.59 | 3657.59 | 3657.69 | 4157.69 | 4557.69 | 4557.69 | 4734.76 | 4734.86 | 6339.92 | 6446.71 | 6708.75 | 7474.58 | 7474.68
Germany | EU ST | ST, FS & CC | Capacity (MW) | Thermal | Coal | Coal | Coal | 6370.1 | 6370.1 | 4963.1 | 4273.1 | 3552.1 | 3552.1 | 3552.1 | 3044.1 | 1573.1 | 0.1 | 0.1 | 0.1 | 0.1 | 0.1 | 0.1 | 0.1 | 0.1 | 0.1 | 0.1 | 0.1 | 0.1 | 0.1 | 0.1 | 0.1 | 0.1 | 0.1 | 0.1 | 0.1 | 0.1 | 0.1
Germany | EU ST | ST, FS & CC | Capacity (MW) | Thermal | Coal | Coal | Coal CHP | 74: 8991; 78: 8454; 82: 8064; 86: 8064; 90: 8064; 94: 6577; 98: 5041; 102: 4336; 106: 4247; 110: 4247
Germany | EU ST | ST, FS & CC | Capacity (MW) | Thermal | Gas | Gas Reciprocating Engines | Engine CHP | 190 | 190 | 190 | 190 | 190 | 190 | 190 | 190 | 190 | 190 | 190 | 190 | 190 | 190 | 190 | 190 | 190 | 190 | 190 | 190 | 190
Germany | EU ST | ST, FS & CC | Capacity (MW) | Renewable | Other Renewables | Other Renewables | Geothermal | 74 | 78 | 82 | 86 | 90 | 94 | 98 | 102 | 106 | 110 | 114 | 118 | 122 | 126 | 130 | 134 | 138 | 142 | 146 | 150 | 174 | 178 | 181 | 185 | 200 | 200 | 200 | 205 | 211 | 250
Germany | EU ST | ST, FS & CC | Capacity (MW) | Thermal | Gas | OCGT | GT | 2109.2 | 3228.2 | 3228.2 | 3228.2 | 3108.2 | 2585.7 | 4785.7 | 7197.7 | 9610.7 | 11538.7 | 11538.7 | 11538.7 | 11538.7 | 11538.7 | 11538.7 | 11538.7 | 10994.7 | 10994.7 | 10994.7 | 10900.1 | 10900.1 | 10900.1 | 10900.1 | 9700.1 | 9700.1 | 9700.1 | 9700.1 | 9700.1 | 9700.1 | 9700.1
Germany | EU ST | ST, FS & CC | Capacity (MW) | Thermal | Gas | Gas CHP | GT CHP | 120 | 120 | 120 | 120 | 120 | 120 | 120 | 120 | 120 | 120 | 120 | 120 | 120 | 120 | 120 | 120 | 120 | 120 | 120 | 120 | 120 | 120 | 120
Germany | EU ST | ST, FS & CC | Capacity (MW) | Thermal | Low Carbon | Hydrogen CHP | GT Hydrogen | [9 empty] | 0.2 | 0.2 | 0.2 | 19.36 | 269.36 | 269.36 | 445.08 | 485.64 | 485.64 | 485.64 | 485.64 | 485.64 | 1095.64 | 1745.64 | 3345.64 | 3345.64 | 5145.64 | 5560.42 | 5560.42 | 5577.59 | 6077.59
Germany | EU ST | ST, FS & CC | Capacity (MW) | Thermal | Coal | Coal | Lignite | 19209.1 | 17738.1 | 15174.1 | 14417.1 | 14096.1 | 13166.1 | 11306.1 | 10678.1 | 6092.1 | 3704.1 | 0.1 | 0.1 | 0.1 | 0.1 | 0.1 | 0.1 | 0.1 | 0.1 | 0.1 | 0.1 | 0.1 | 0.1 | 0.1 | 0.1 | 0.1 | 0.1 | 0.1 | 0.1 | 0.1 | 0.1
Germany | EU ST | ST, FS & CC | Capacity (MW) | Thermal | Coal | Coal | Lignite CHP | 74: 342.1; 78: 342.1; 82: 166.1; 86: 166.1; 90: 166.1; 94: 166.1; 98: 166.1; 102: 166.1; 106: 166.1; 110: 166.1
Germany | EU ST | ST, FS & CC | Capacity (MW) | Low Carbon | Nuclear | Nuclear | Nuclear | 74: 8107; 78: 4049
Germany | EU ST | ST, FS & CC | Capacity (MW) | Renewable | Offshore Wind | Offshore Wind | Offshore Wind | 7675.2 | 8723.2 | 8723.2 | 9864.2 | 11639.2 | 13711.2 | 15783.2 | 17855.2 | 19928.2 | 21999.2 | 23799.2 | 25599.2 | 27399.2 | 29199.2 | 30999.2 | 32799.2 | 34599.2 | 36399.2 | 38199.2 | 39999.2 | 39999.2 | 39999.2 | 39999.2 | 39999.2 | 39999.2 | 39999.2 | 39999.2 | 39999.2 | 40000.01 | 40000.01
Germany | EU ST | ST, FS & CC | Capacity (MW) | Renewable | Onshore Wind | Onshore Wind | Onshore Wind | 56000.09 | 57600.74 | 62901.68 | 66562.42 | 69648.27 | 72852.47 | 75204.41 | 78147.55 | 79980.42 | 83061.53 | 85462.11 | 87862.12 | 90262.13 | 92662.15 | 95062.05 | 97462.07 | 99862.07 | 102262.19 | 104662 | 107062.1 | 107062.11 | 107062.21 | 107062.21 | 107318.79 | 107664.99 | 108746.31 | 110156.68 | 110704.17 | 110951.17 | 111263.05
Germany | EU ST | ST, FS & CC | Capacity (MW) | Storage | Storage | Pumped Hydro | Pumped Storage | 7218.2 | 7218.2 | 7218.2 | 7218.2 | 7218.2 | 7218.2 | 7218.2 | 7218.2 | 7218.2 | 7218.2 | 7218.2 | 7218.2 | 7218.2 | 7218.2 | 7218.2 | 7218.2 | 7218.2 | 7218.2 | 7218.2 | 7218.2 | 7218.2 | 7218.2 | 7218.2 | 7218.2 | 7218.2 | 7218.2 | 7218.2 | 7218.2 | 7218.2 | 7218.2
Germany | EU ST | ST, FS & CC | Capacity (MW) | Renewable | Hydro | Hydro | Reservoir Hydro | 2240 | 2240 | 2240 | 2240 | 2240 | 2280 | 2280 | 2280 | 2280 | 2280 | 2280 | 2280 | 2280 | 2280 | 2280 | 2330 | 2330 | 2330 | 2330 | 2330 | 2330 | 2330 | 2330 | 2330 | 2330 | 2330 | 2330 | 2330 | 2330 | 2330
Germany | EU ST | ST, FS & CC | Capacity (MW) | Renewable | Hydro | Hydro | Reservoir Hydro with pumping | 789 | 789 | 789 | 789 | 789 | 789 | 789 | 789 | 789 | 789 | 789 | 789 | 789 | 789 | 789 | 789 | 789 | 789 | 789 | 789 | 789 | 789 | 789 | 789 | 789 | 789 | 789 | 789 | 789 | 789
Germany | EU ST | ST, FS & CC | Capacity (MW) | Renewable | Hydro | Hydro | Run-of-river Hydro | 5235 | 5331 | 5426 | 5522 | 5617 | 5691 | 5764 | 5838 | 5911 | 5985 | 6058 | 6132 | 6205 | 6278 | 6352 | 6401 | 6451 | 6500 | 6550 | 6599 | 6716 | 6834 | 6951 | 7068 | 7186 | 7303 | 7421 | 7538 | 7655 | 7773
Germany | EU ST | ST, FS & CC | Capacity (MW) | Renewable | Solar | Solar PV | Solar PV | 55302.77 | 59158.08 | 63013.22 | 73546.2 | 77461.88 | 81419.86 | 85402.61 | 89257.91 | 97417.69 | 101430.61 | 102456.67 | 103456.51 | 104456.65 | 105456.67 | 106456.6 | 107456.65 | 108456.69 | 109456.62 | 110456.55 | 111456.59 | 111456.59 | 111456.59 | 111456.59 | 111456.59 | 111456.59 | 111666.58 | 111732.8 | 112129.7 | 112129.7 | 112129.7
Germany | EU ST | ST, FS & CC | Capacity (MW) | Thermal | Gas | CCGT | Steam Gas | 74: 1948; 78: 1238; 82: 823; 86: 823; 90: 823; 94: 823
Germany | EU ST | ST, FS & CC | Capacity (MW) | Thermal | Gas | Gas CHP | Steam Gas CHP | 1476 | 1476 | 1111.5 | 1111.5 | 406.5 | 406.5 | 406.5 | 406.5 | 406.5 | 406.5 | 406.5 | 406.5 | 406.5 | 181.5 | 181.5 | 181.5 | 181.5 | 181.5 | 181.5 | 181.5 | 96.5 | 96.5
Germany | EU ST | ST, FS & CC | Capacity (MW) | Thermal | Other Thermal | Fuel Oil | Steam Oil CHP | 74: 568.5; 78: 384.5; 82: 384.5; 86: 384.5; 90: 384.5; 94: 384.5; 98: 384.5; 102: 292; 106: 80; 110: 80; 114: 80; 118: 80; 122: 80; 126: 80
Ireland (IAI) | EU ST | ST, FS & CC | Capacity (MW) | Thermal | Gas | Gas CHP | Aggregated Small CHP | 138 | 138 | 138 | 138 | 138 | 138 | 138 | 138 | 138 | 138 | 138 | 138 | 138 | 138 | 138 | 138 | 138 | 138 | 138 | 138 | 138 | 138 | 138 | 138 | 138 | 138 | 138 | 138 | 138 | 138
Ireland (IAI) | EU ST | ST, FS & CC | Capacity (MW) | Storage | Storage | Battery | Battery | 230.1 | 460.1 | 618.1 | 655.1 | 726.1 | 726.1 | 726.1 | 726.1 | 726.1 | 726.1 | 726.1 | 726.1 | 726.1 | 726.1 | 726.1 | 884.49 | 918.34 | 964.76 | 1229.9 | 1376.81 | 1547.72 | 1547.72 | 1570.7 | 1640.17 | 1665.82 | 1728.89 | 1810.33 | 1874.84 | 1973.05 | 1974.68
Ireland (IAI) | EU ST | ST, FS & CC | Capacity (MW) | Renewable | Biomass | Biomass | Biomass | 141.6 | 141.6 | 141.6 | 141.6 | 141.6 | 141.6 | 141.6 | 141.6 | 141.6 | 141.6 | 141.6 | 141.6 | 141.6 | 141.6 | 141.6 | 141.6 | 141.6 | 141.6 | 141.6 | 141.6 | 141.6 | 141.6 | 141.6 | 141.6 | 141.6 | 141.6 | 141.6 | 141.6 | 141.6 | 141.6
Ireland (IAI) | EU ST | ST, FS & CC | Capacity (MW) | Renewable | Biomass | Biomass CHP | Biomass CHP | 30 | 30 | 30 | 30 | 30 | 30 | 30 | 30 | 30 | 30 | 30 | 30 | 30 | 30 | 30 | 30 | 30 | 30 | 30 | 30 | 30 | 30 | 30 | 30 | 30 | 30 | 30 | 30 | 30 | 30
Ireland (IAI) | EU ST | ST, FS & CC | Capacity (MW) | Thermal | Gas | CCGT | CCGT | 4320.8 | 4321.2 | 4321.2 | 4321.2 | 4321.4 | 4321.4 | 4321.4 | 4321.4 | 4321.4 | 4089.6 | 4089.6 | 3353.6 | 2758.6 | 2758.6 | 2124.8 | 1740.8 | 1740.8 | 1340.8 | 1340.8 | 909 | 465 | 465 | 465 | 465 | 1.1 | 1.1 | 1.1 | 1.1 | 1.1 | 1.1
Ireland (IAI) | EU ST | ST, FS & CC | Capacity (MW) | Thermal | Low Carbon | Hydrogen | CCGT Hydrogen | 0.2 | 0.2 | 0.2 | 0.2 | 0.4 | 0.4 | 0.4 | 0.4 | 0.4 | 0.8 | 0.8 | 0.8 | 0.8 | 0.8 | 1.2 | 1.2 | 1.2 | 1.2 | 4.98 | 128.81 | 212.88 | 212.88 | 245.21 | 247.43 | 247.63 | 247.63 | 249.68 | 250.19 | 251.98 | 275.63
Ireland (IAI) | EU ST | ST, FS & CC | Capacity (MW) | Low Carbon | CCS | CCS Biomass | CCS Biomass | [9 empty] | 0.1 | 0.1 | 0.1 | 0.1 | 0.1 | 0.2 | 0.2 | 0.2 | 0.2 | 0.71 | 120.87 | 391.95 | 456.82 | 489.56 | 501.49 | 502.77 | 506.5 | 513.92 | 537.86 | 552.68 | 559.91
Ireland (IAI) | EU ST | ST, FS & CC | Capacity (MW) | Low Carbon | CCS | CCS Gas | CCS Gas |  |  |  |  | 0.1 | 0.1 | 0.1 | 0.1 | 0.1 | 0.2 | 0.2 | 0.2 | 0.2 | 0.2 | 0.3 | 0.3 | 0.3 | 0.3 | 0.3 | 0.4 | 0.4 | 0.4 | 0.4 | 0.4 | 0.4 | 0.4 | 0.4 | 0.4 | 0.4 | 0.4
Ireland (IAI) | EU ST | ST, FS & CC | Capacity (MW) | Thermal | Coal | Coal | Coal | 1253.1 | 968.1 | 968.1 | 968.1 | 570.1 | 0.1 | 0.1 | 0.1 | 0.1 | 0.1 | 0.1 | 0.1 | 0.1 | 0.1 | 0.1 | 0.1 | 0.1 | 0.1 | 0.1 | 0.1 | 0.1 | 0.1 | 0.1 | 0.1 | 0.1 | 0.1 | 0.1 | 0.1 | 0.1 | 0.1
Ireland (IAI) | EU ST | ST, FS & CC | Capacity (MW) | Thermal | Gas | Gas Reciprocating Engines | Engine | 83.07 | 83.07 | 83.07 | 83.07 | 83.07 | 83.07 | 83.07 | 83.07 | 83.07 | 83.07 | 83.07 | 83.07 | 83.07 | 83.07 | 83.07 | 83.07 | 83.07 | 83.07 | 83.07 | 83.07 | 83.07 | 83.07 | 83.07 | 83.07 | 83.07 | 83.07 | 83.07 | 83.07 | 83.07
Ireland (IAI) | EU ST | ST, FS & CC | Capacity (MW) | Thermal | Gas | OCGT | GT | 1070.82 | 1070.82 | 1516.82 | 2160.82 | 2152.42 | 1972.42 | 2279.42 | 2629.42 | 3008.23 | 2735.23 | 2735.23 | 2735.23 | 2735.23 | 2735.23 | 2735.23 | 2735.23 | 2735.23 | 2735.23 | 2631.23 | 2468.23 | 2468.23 | 2468.23 | 2468.23 | 2468.23 | 2385.21 | 2269.21 | 2269.21 | 2269.21 | 2269.21 | 2269.21
Ireland (IAI) | EU ST | ST, FS & CC | Capacity (MW) | Thermal | Low Carbon | Hydrogen CHP | GT Hydrogen | [9 empty] | 0.4 | 0.4 | 0.4 | 0.4 | 0.4 | 0.4 | 0.4 | 0.4 | 250.4 | 250.4 | 450.4 | 470.15 | 496.33 | 496.33 | 496.76 | 496.76 | 496.76 | 496.76 | 497.37 | 497.37 | 497.37
Ireland (IAI) | EU ST | ST, FS & CC | Capacity (MW) | Renewable | Offshore Wind | Offshore Wind | Offshore Wind | 25 | 25 | 250 | 500 | 1000 | 1500 | 2000 | 2750 | 3500 | 4000 | 4000 | 4000 | 4000 | 4000 | 4500 | 4500 | 4500 | 4500 | 4500 | 5000 | 5000 | 5000 | 5000 | 5000 | 5000 | 5000 | 5000 | 5000 | 5000 | 5000
Ireland (IAI) | EU ST | ST, FS & CC | Capacity (MW) | Renewable | Onshore Wind | Onshore Wind | Onshore Wind | 5703 | 6371 | 6851.93 | 7371.93 | 7907.93 | 8065.93 | 8332.93 | 8300.93 | 8338.1 | 8442.1 | 8506.57 | 8697.77 | 8776.55 | 8786.55 | 8688.14 | 8644.62 | 8847 | 8958.22 | 8845.22 | 9102.58 | 9140.3 | 9183.01 | 9088.42 | 8879.23 | 9135.27 | 9014.25 | 8176.27 | 7893.64 | 7309.31 | 7111.8
Ireland (IAI) | EU ST | ST, FS & CC | Capacity (MW) | Renewable | Other Renewables | Other Renewables | Other Renewables | 46 | 46 | 46 | 46 | 46 | 46 | 46 | 46 | 46 | 46 | 46 | 46 | 46 | 46 | 46 | 46 | 46 | 46 | 46 | 46 | 46 | 46 | 46 | 46 | 46 | 46 | 46 | 46 | 46 | 46
Ireland (IAI) | EU ST | ST, FS & CC | Capacity (MW) | Storage | Storage | Pumped Hydro | Pumped Storage | 292 | 292 | 292 | 292 | 292 | 292 | 292 | 292 | 292 | 292 | 292 | 292 | 292 | 292 | 292 | 292 | 292 | 292 | 292 | 292 | 292 | 292 | 292 | 292 | 292 | 292 | 292 | 292 | 292 | 292
Ireland (IAI) | EU ST | ST, FS & CC | Capacity (MW) | Renewable | Hydro | Hydro | Reservoir Hydro | 216 | 216 | 216 | 216 | 216 | 216 | 216 | 216 | 216 | 216 | 216 | 216 | 216 | 216 | 216 | 216 | 216 | 216 | 216 | 216 | 216 | 216 | 216 | 216 | 216 | 216 | 216 | 216 | 216 | 216
Ireland (IAI) | EU ST | ST, FS & CC | Capacity (MW) | Renewable | Hydro | Hydro | Run-of-river Hydro | 32 | 32 | 32 | 32 | 32 | 32 | 32 | 32 | 32 | 32 | 32 | 32 | 32 | 32 | 32 | 32 | 32 | 32 | 32 | 32 | 32 | 32 | 32 | 32 | 32 | 32 | 32 | 32 | 32 | 32
Ireland (IAI) | EU ST | ST, FS & CC | Capacity (MW) | Renewable | Solar | Solar PV | Solar PV | 820 | 1228 | 1660 | 2093 | 2102 | 2112 | 2122 | 2132 | 2142 | 2153 | 2161 | 2172 | 2181 | 2191 | 2201 | 2212 | 2221 | 2232 | 2242 | 2250 | 2259 | 2259 | 2259 | 2260.97 | 2266.08 | 2291.55 | 2324.45 | 2327.09 | 2388.89 | 2397.39
Ireland (IAI) | EU ST | ST, FS & CC | Capacity (MW) | Thermal | Other Thermal | Fuel Oil | Steam Oil | 74: 589.4; 78: 589.4
Ireland (IAI) | EU ST | ST, FS & CC | Capacity (MW) | Renewable | Waste | Waste | Waste | 111.1 | 111.1 | 111.1 | 111.1 | 111.1 | 111.1 | 111.1 | 111.1 | 111.1 | 111.1 | 111.1 | 111.1 | 111.1 | 111.1 | 111.1 | 111.1 | 111.1 | 111.1 | 111.1 | 111.1 | 111.1 | 111.1 | 111.1 | 111.1 | 111.1 | 111.1 | 111.1 | 111.1 | 111.1 | 111.1
Italy | EU ST | ST, FS & CC | Capacity (MW) | Thermal | Gas | Gas CHP | Aggregated Small CHP | 4401.37 | 4401.37 | 4401.37 | 4401.37 | 4401.37 | 4401.37 | 4401.37 | 4401.37 | 4401.37 | 4401.37 | 4401.37 | 4401.37 | 4401.37 | 4401.37 | 4401.37 | 4401.37 | 4401.37 | 4401.37 | 4401.37 | 4401.37 | 4401.37 | 4401.37 | 4401.37 | 4401.37 | 4401.37 | 4401.37 | 4401.37 | 4401.37 | 4401.37 | 4401.37
Italy | EU ST | ST, FS & CC | Capacity (MW) | Storage | Storage | Battery | Battery | 3.3 | 63.3 | 438.8 | 1458.8 | 2458.8 | 2958.8 | 3208.8 | 3208.8 | 3208.8 | 3208.8 | 3208.8 | 3231.57 | 3292.57 | 3358.91 | 3413.07 | 3464.63 | 3500.66 | 3565.71 | 3632 | 3700.88 | 3735.61 | 3784.6 | 3861.98 | 3935.07 | 3943.93 | 4027.77 | 4121.24 | 4207.09 | 4239.51 | 4288.44
Italy | EU ST | ST, FS & CC | Capacity (MW) | Renewable | Biomass | Biomass | Biomass | 4410.95 | 4524.88 | 4732.05 | 4845.94 | 4959.83 | 5073.7 | 5187.59 | 5301.49 | 5415.37 | 5529.28 | 5643.16 | 5757.04 | 5870.93 | 5984.82 | 6098.72 | 6212.61 | 6326.47 | 6440.36 | 6554.26 | 6668.12 | 9039.16 | 9352.26 | 9676.31 | 10011.74 | 10358.87 | 10718.17 | 11090.04 | 11474.91 | 11873.27 | 12285.58
Italy | EU ST | ST, FS & CC | Capacity (MW) | Thermal | Gas | CCGT | CCGT | 26067.2 | 27725.7 | 30483.7 | 30483.7 | 31334.4 | 33014.4 | 33014.4 | 34694.4 | 34911.52 | 34512.22 | 34512.22 | 33770.22 | 33403.22 | 29228.22 | 23082.92 | 19574.92 | 17607.92 | 13550.92 | 13170.92 | 11104.62 | 9747.62 | 8845.62 | 8845.62 | 8628.5 | 8628.5 | 8628.5 | 8628.5 | 8628.5 | 8628.5 | 8628.5
Italy | EU ST | ST, FS & CC | Capacity (MW) | Thermal | Gas | Gas CHP | CCGT CHP | 11219.1 | 11333.5 | 11366.8 | 11341.8 | 11341.8 | 11341.8 | 11341.8 | 11341.8 | 11341.8 | 11341.8 | 11341.8 | 11341.8 | 11341.8 | 11341.8 | 11341.8 | 11341.8 | 11341.8 | 11341.8 | 11341.8 | 11341.8 | 11341.8 | 11341.8 | 11341.8 | 11341.8 | 11341.8 | 11341.8 | 11341.8 | 11341.8 | 11341.8 | 11341.8
Italy | EU ST | ST, FS & CC | Capacity (MW) | Thermal | Low Carbon | Hydrogen | CCGT Hydrogen | 0.7 | 0.7 | 0.7 | 0.7 | 1.4 | 1.4 | 1.4 | 1.4 | 1.4 | 126.09 | 327.1 | 379.1 | 416.38 | 449.66 | 460.22 | 460.22 | 460.95 | 462.78 | 462.78 | 464.18 | 464.18 | 485.79 | 569.3 | 575.12 | 598.51 | 611.93 | 615.55 | 631.21 | 632.27 | 658.43
Italy | EU ST | ST, FS & CC | Capacity (MW) | Low Carbon | CCS | CCS Biomass | CCS Biomass | [9 empty] | 0.7 | 0.7 | 0.7 | 0.7 | 0.7 | 1.4 | 1.4 | 1.4 | 1.4 | 1.4 | 2.1 | 2.1 | 2.1 | 8.71 | 575.9 | 1633.22 | 3207.21 | 3756.71 | 4092.53 | 4378.02 | 4671.2
Italy | EU ST | ST, FS & CC | Capacity (MW) | Low Carbon | CCS | CCS Gas | CCS Gas |  |  |  |  | 0.7 | 0.7 | 0.7 | 0.7 | 0.7 | 21.46 | 54.43 | 54.43 | 54.43 | 54.43 | 55.13 | 55.13 | 55.13 | 55.13 | 55.13 | 55.83 | 55.83 | 55.83 | 55.83 | 55.83 | 56.53 | 60.09 | 63.73 | 64.46 | 64.46 | 65.16
Italy | EU ST | ST, FS & CC | Capacity (MW) | Thermal | Coal | Coal | Coal | 6321.7 | 6021.7 | 4336.7 | 3731.7 | 3126.7 | 2811.7 | 1149.7 | 267.7 | 0.7 | 0.7 | 0.7 | 0.7 | 0.7 | 0.7 | 0.7 | 0.7 | 0.7 | 0.7 | 0.7 | 0.7 | 0.7 | 0.7 | 0.7 | 0.7 | 0.7 | 0.7 | 0.7 | 0.7 | 0.7 | 0.7
Italy | EU ST | ST, FS & CC | Capacity (MW) | Thermal | Gas | Gas Reciprocating Engines | Engine |  | 415.5 | 596.6 | 596.6 | 596.6 | 596.6 | 596.6 | 596.6 | 596.6 | 596.6 | 596.6 | 596.6 | 596.6 | 596.6 | 596.6 | 596.6 | 596.6 | 596.6 | 596.6 | 596.6 | 596.6 | 596.6 | 596.6 | 596.6 | 596.6 | 596.6 | 596.6 | 596.6 | 596.6 | 596.6
Italy | EU ST | ST, FS & CC | Capacity (MW) | Renewable | Other Renewables | Other Renewables | Geothermal | 926.27 | 953.3 | 981.12 | 1009.76 | 1039.23 | 1069.56 | 1100.78 | 1132.91 | 1165.97 | 1200 | 1235.02 | 1271.07 | 1308.17 | 1346.35 | 1385.64 | 1426.08 | 1467.7 | 1510.54 | 1554.63 | 1600 | 1656 | 1713.96 | 1773.95 | 1836.04 | 1900.3 | 1966.81 | 2035.65 | 2106.9 | 2180.64 | 2256.96
Italy | EU ST | ST, FS & CC | Capacity (MW) | Thermal | Gas | OCGT | GT | 2209.45 | 2268.35 | 3207.25 | 3767.25 | 4327.25 | 3767.25 | 4727.25 | 3607.25 | 4877.95 | 4877.95 | 4877.95 | 4877.95 | 4877.95 | 4664.95 | 4664.95 | 4664.95 | 4310.95 | 4310.95 | 4310.95 | 4072.58 | 4072.58 | 4072.58 | 4072.58 | 4056.58 | 4056.58 | 4056.58 | 4056.58 | 4056.58 | 4056.58 | 4056.58
Italy | EU ST | ST, FS & CC | Capacity (MW) | Thermal | Gas | Gas CHP | GT CHP | 120 | 120 | 120 | 120 | 120 | 120 | 120 | 120 | 120 | 120 | 120 | 120 | 120 | 120 | 120 | 120 | 120 | 120 | 120 | 120 | 120 | 120 | 120 | 120 | 120 | 120 | 120 | 120 | 120 | 120
Italy | EU ST | ST, FS & CC | Capacity (MW) | Thermal | Low Carbon | Hydrogen CHP | GT Hydrogen | [9 empty] | 1.4 | 1.4 | 1.4 | 1.4 | 1.4 | 1.4 | 1.4 | 1.4 | 1.4 | 1.4 | 1.4 | 1.4 | 1.4 | 1.4 | 1.4 | 1.4 | 24.26 | 25.83 | 64.26 | 77.17 | 123.44
Italy | EU ST | ST, FS & CC | Capacity (MW) | Renewable | Offshore Wind | Offshore Wind | Offshore Wind | 335 | 430 | 430 | 430 | 520 | 520 | 680 | 680 | 680 | 680 | 730 | 730 | 730 | 830 | 830 | 830 | 850 | 870 | 891 | 922 | 954 | 987 | 1023 | 1059 | 1095 | 1134 | 1146 | 1158 | 1171 | 1171
Italy | EU ST | ST, FS & CC | Capacity (MW) | Renewable | Onshore Wind | Onshore Wind | Onshore Wind | 11952.52 | 12813.26 | 14070.71 | 15542.13 | 16039.32 | 18812.79 | 21316.94 | 21736.41 | 22163.18 | 22655.54 | 23947.16 | 24589.36 | 25305.67 | 26188.52 | 27385.18 | 28495.09 | 29421.2 | 30055.61 | 31017.26 | 32019.78 | 32027.66 | 32059.58 | 32107.62 | 32132.17 | 32186.08 | 32267.58 | 32373.31 | 32421.04 | 32433.81 | 32532.6
Italy | EU ST | ST, FS & CC | Capacity (MW) | Storage | Storage | Pumped Hydro | Pumped Storage | 4017 | 4017 | 4017 | 4017 | 4017 | 4017 | 4017 | 4017 | 4017 | 4017 | 4017 | 4017 | 4017 | 4017 | 4017 | 4017 | 4017 | 4017 | 4017 | 4017 | 4017 | 4017 | 4017 | 4017 | 4017 | 4017 | 4017 | 4017 | 4017 | 4017
Italy | EU ST | ST, FS & CC | Capacity (MW) | Renewable | Hydro | Hydro | Reservoir Hydro | 13033.87 | 13033.87 | 13084.97 | 13084.97 | 13084.97 | 13084.97 | 13084.97 | 13084.97 | 13084.97 | 13084.97 | 13084.97 | 13084.97 | 13084.97 | 13084.97 | 13084.97 | 13084.97 | 13084.97 | 13084.97 | 13084.97 | 13084.97 | 13084.97 | 13084.97 | 13084.97 | 13084.97 | 13084.97 | 13084.97 | 13084.97 | 13084.97 | 13084.97 | 13084.97
Italy | EU ST | ST, FS & CC | Capacity (MW) | Renewable | Hydro | Hydro | Run-of-river Hydro | 5723.55 | 5785.2 | 5846.85 | 5908.28 | 5969.93 | 6031.59 | 6093.24 | 6154.89 | 6216.55 | 6277.97 | 6339.62 | 6401.28 | 6462.93 | 6524.58 | 6586.23 | 6647.66 | 6709.31 | 6770.97 | 6832.62 | 6894.27 | 6955.92 | 7017.35 | 7079 | 7140.66 | 7202.31 | 7263.96 | 7325.62 | 7387.04 | 7448.69 | 7448.69
Italy | EU ST | ST, FS & CC | Capacity (MW) | Renewable | Solar | Solar PV | Solar PV | 22208.98 | 22662.95 | 30870.93 | 39280.01 | 44663.62 | 49202.75 | 50549.99 | 51530.97 | 52569.77 | 53970.71 | 55577.63 | 57150.84 | 59092.37 | 61244.81 | 63303.49 | 65377.82 | 67568.9 | 69852.96 | 72281.54 | 78179 | 78673.24 | 79183.73 | 79784.47 | 80223.36 | 80659.12 | 81822.55 | 82318.66 | 82936.04 | 83356.88 | 83902.18
Italy | EU ST | ST, FS & CC | Capacity (MW) | Thermal | Gas | CCGT | Steam Gas | 74: 250; 78: 250; 82: 250; 86: 250; 90: 250; 94: 250; 98: 250; 102: 250; 106: 250; 110: 250; 114: 250; 118: 250; 122: 250; 126: 250; 130: 250; 134: 250
Italy | EU ST | ST, FS & CC | Capacity (MW) | Thermal | Gas | Gas CHP | Steam Gas CHP | 295 | 295 | 295 | 295 | 295 | 295 | 295 | 295 | 295 | 295 | 295 | 295 | 295 | 295 | 295 | 295 | 295 | 295 | 295 | 295 | 295 | 295 | 295 | 295 | 295 | 295 | 295 | 295 | 295 | 295
Italy | EU ST | ST, FS & CC | Capacity (MW) | Thermal | Other Thermal | Fuel Oil | Steam Oil | 1321.26 | 435.26 | 435.26 | 435.26 | 435.26 | 435.26 | 435.26 | 435.26 | 435.26 | 435.26 | 435.26 | 435.26 | 435.26 | 435.26 | 435.26 | 435.26 | 435.26 | 435.26 | 435.26 | 435.26 | 435.26 | 435.26 | 435.26 | 435.26 | 435.26 | 435.26 | 435.26 | 435.26 | 435.26
Italy | EU ST | ST, FS & CC | Capacity (MW) | Thermal | Other Thermal | Fuel Oil | Steam Oil CHP | 297.5 | 297.5 | 297.5 | 297.5 | 297.5 | 297.5 | 297.5 | 297.5 | 297.5 | 297.5 | 297.5 | 297.5 | 297.5 | 297.5 | 297.5 | 297.5 | 297.5 | 297.5 | 297.5 | 297.5 | 297.5 | 297.5 | 297.5 | 297.5 | 297.5 | 297.5 | 297.5 | 297.5 | 297.5 | 297.5
Italy | EU ST | ST, FS & CC | Capacity (MW) | Renewable | Waste | Waste | Waste | 1163.14 | 1202.63 | 1243.6 | 1286.02 | 1330 | 1375.56 | 1422.8 | 1471.72 | 1522.44 | 1575 | 1573.86 | 1608.45 | 1643.85 | 1680.03 | 1717.07 | 1754.91 | 1793.58 | 1833.16 | 1873.61 | 1915.01 | 1980.64 | 2008.55 | 2078.86 | 2151.63 | 2226.92 | 2304.86 | 2385.54 | 2469.03 | 2555.44 | 2644.89
Luxembourg | EU ST | ST, FS & CC | Capacity (MW) | Thermal | Gas | Gas CHP | Aggregated Small CHP | 138 | 138 | 138 | 138 | 138 | 138 | 138 | 138 | 138 | 138 | 138 | 138 | 138 | 138 | 138 | 138 | 138 | 138 | 138 | 138 | 138 | 138 | 138 | 138 | 138 | 138 | 138 | 138 | 138 | 130
Luxembourg | EU ST | ST, FS & CC | Capacity (MW) | Storage | Storage | Battery | Battery | 0.6 | 1.6 | 1.6 | 31.6 | 31.6 | 31.6 | 31.6 | 32.6 | 32.6 | 32.6 | 32.6 | 32.6 | 32.6 | 32.6 | 32.6 | 32.6 | 32.6 | 32.6 | 32.6 | 32.6 | 32.6 | 32.6 | 32.6 | 32.6 | 32.6 | 32.6 | 32.6 | 32.6 | 32.6 | 32.6
Luxembourg | EU ST | ST, FS & CC | Capacity (MW) | Renewable | Biomass | Biomass | Biomass | 3.4 | 3.4 | 3.4 | 3.4 | 3.4 | 3.4 | 3.4 | 3.4 | 3.4 | 3.4 | 3.4 | 3.4 | 3.4 | 3.4 | 3.4 | 3.4 | 3.4 | 3.4 | 3.4 | 3.4 | 3.4 | 3.4
Luxembourg | EU ST | ST, FS & CC | Capacity (MW) | Thermal | Gas | CCGT | CCGT | 0.2 | 0.2 | 0.2 | 0.2 | 0.4 | 0.4 | 0.4 | 350.4 | 350.4 | 350.6 | 350.6 | 350.6 | 350.6 | 350.6 | 350.8 | 350.8 | 350.8 | 350.8 | 350.8 | 351 | 351 | 351 | 1 | 1 | 1 | 1 | 1 | 1 | 1 | 1
Luxembourg | EU ST | ST, FS & CC | Capacity (MW) | Thermal | Low Carbon | Hydrogen | CCGT Hydrogen | 0.2 | 0.2 | 0.2 | 0.2 | 0.4 | 0.4 | 0.4 | 0.4 | 0.4 | 1.51 | 15.98 | 27.19 | 28.36 | 36.49 | 37.63 | 41.63 | 41.63 | 41.63 | 41.63 | 42.03 | 58.29 | 59.59 | 76.14 | 78.59 | 78.6 | 95.23 | 95.23 | 98.92 | 104.82 | 148.8
Luxembourg | EU ST | ST, FS & CC | Capacity (MW) | Low Carbon | CCS | CCS Biomass | CCS Biomass | 174: 10.69; 178: 35.11; 181: 104.99; 185: 140.29; 200: 188.12; 200: 190.54; 200: 193.67; 205: 195.08; 211: 196.12; 250: 197.21
Luxembourg | EU ST | ST, FS & CC | Capacity (MW) | Low Carbon | CCS | CCS Gas | CCS Gas |  |  |  |  | 0.2 | 0.2 | 0.2 | 0.2 | 0.2 | 38.31 | 330.69 | 336.97 | 367.77 | 367.77 | 368.81 | 368.81 | 368.81 | 368.81 | 368.81 | 369.01 | 369.01 | 369.01 | 369.01 | 457.72 | 547.58 | 556.54 | 558.97 | 558.97 | 564.98 | 564.98
Luxembourg | EU ST | ST, FS & CC | Capacity (MW) | Thermal | Gas | OCGT | GT | 0.2 | 0.2 | 0.2 | 0.2 | 0.2 | 0.2 | 250.2 | 500.2 | 750.19 | 965.19 | 1180.2 | 1180.2 | 1180.2 | 1180.2 | 1180.2 | 1180.2 | 1180.2 | 1180.2 | 1180.2 | 1180.2 | 1180.2 | 1180.2 | 1180.2 | 1180.2 | 1180.2 | 1180.2 | 1180.2 | 1180.2 | 1180.2 | 1180.2
Luxembourg | EU ST | ST, FS & CC | Capacity (MW) | Thermal | Low Carbon | Hydrogen CHP | GT Hydrogen | [9 empty] | 0.4 | 0.4 | 0.4 | 0.4 | 0.4 | 0.4 | 0.4 | 0.4 | 0.4 | 0.4 | 0.4 | 0.4 | 0.54 | 0.78 | 3.21 | 3.21 | 4.88 | 8.51 | 10.84 | 10.84 | 15.47
Luxembourg | EU ST | ST, FS & CC | Capacity (MW) | Renewable | Onshore Wind | Onshore Wind | Onshore Wind | 186.46 | 203.08 | 219.69 | 236.31 | 252.92 | 269.54 | 286.15 | 302.77 | 319.38 | 336 | 345.2 | 354.4 | 363.6 | 372.8 | 382 | 391.2 | 400.4 | 409.6 | 418.8 | 428 | 437.2 | 446.4 | 455.6 | 464.8 | 474 | 483.2 | 492.4 | 501.6 | 510.8 | 520
Luxembourg | EU ST | ST, FS & CC | Capacity (MW) | Renewable | Other Renewables | Other Renewables | Other Renewables | 70.14 | 72.27 | 74.41 | 76.54 | 78.67 | 80.8 | 82.94 | 85.07 | 87.2 | 89.34 | 91.47 | 93.6 | 95.73 | 97.87 | 100 | 102.14 | 104.29 | 106.43 | 108.57 | 110.71 | 112.86 | 115 | 117.14 | 119.29 | 121.43 | 123.57 | 125.71 | 127.86 | 130
Luxembourg | EU ST | ST, FS & CC | Capacity (MW) | Storage | Storage | Pumped Hydro | Pumped Storage | 1290 | 1290 | 1290 | 1290 | 1290 | 1290 | 1290 | 1290 | 1290 | 1290 | 1290 | 1290 | 1290 | 1290 | 1290 | 1290 | 1290 | 1290 | 1290 | 1290 | 1290 | 1290 | 1290 | 1290 | 1290 | 1290 | 1290 | 1290 | 1290 | 1290
Luxembourg | EU ST | ST, FS & CC | Capacity (MW) | Renewable | Solar | Solar PV | Solar PV | 172.41 | 184.39 | 196.36 | 216.54 | 339.87 | 351.85 | 402.51 | 414.49 | 426.47 | 438.45 | 456.74 | 507.29 | 519.86 | 531.83 | 545.23 | 557.2 | 569.18 | 581.16 | 593.14 | 605.12 | 617.1 | 629.09 | 641.07 | 653.05 | 665.04 | 677.02 | 689 | 700.98 | 712.97 | 730.69
Luxembourg | EU ST | ST, FS & CC | Capacity (MW) | Renewable | Waste | Waste | Waste | 10 | 10 | 10 | 10 | 10 | 10 | 10 | 10 | 10 | 10 | 10 | 10 | 10 | 10 | 10 | 10 | 10 | 10 | 10 | 10 | 10 | 10 | 10 | 10 | 10 | 10 | 10 | 10 | 10 | 10
Netherlands | EU ST | ST, FS & CC | Capacity (MW) | Thermal | Gas | Gas CHP | Aggregated Small CHP | 7963 | 7963 | 7963 | 7963 | 7963 | 7963 | 7963 | 7963 | 7963 | 7963 | 7963 | 7963 | 7963 | 7963 | 7963 | 7963 | 7963 | 7963 | 7963 | 7963 | 7963 | 7963 | 7963 | 7963 | 7963 | 7963 | 7963 | 7963 | 7963 | 7963
Netherlands | EU ST | ST, FS & CC | Capacity (MW) | Storage | Storage | Battery | Battery | 90.1 | 97.1 | 103.6 | 239.43 | 375.27 | 512.1 | 647.94 | 653.94 | 659.94 | 667.44 | 667.44 | 667.44 | 667.44 | 667.44 | 667.94 | 667.94 | 667.94 | 667.94 | 667.94 | 667.94 | 667.94 | 669.51 | 680.33 | 794.38 | 794.38 | 884.78 | 1019.66 | 1031.89 | 1031.89 | 1041.4
Netherlands | EU ST | ST, FS & CC | Capacity (MW) | Renewable | Biomass | Biomass | Biomass | 1645.2 | 1790.4 | 1935.6 | 2080.8 | 2226 | 2371.2 | 2516.4 | 2661.6 | 2806.8 | 2952 | 2952 | 2952 | 2952 | 2952 | 2952 | 2952 | 2952 | 2952 | 2952 | 2952 | 2952 | 2952 | 2952 | 2952 | 2952 | 2243 | 2237 | 2235 | 2234 | 2233
Netherlands | EU ST | ST, FS & CC | Capacity (MW) | Thermal | Gas | CCGT | CCGT | 9211.1 | 8851.1 | 8416.1 | 8876.1 | 8876.2 | 7376.2 | 8031.27 | 8991 | 9991 | 10828.1 | 10828.1 | 10828.1 | 10828.1 | 10828.11 | 10024.21 | 10024.21 | 10024.21 | 10024.21 | 10024.21 | 8738.31 | 8738.31 | 4102.24 | 1837.5 | 837.5 | 0.5 | 0.5 | 0.5 | 0.5 | 0.5 | 0.5
Netherlands | EU ST | ST, FS & CC | Capacity (MW) | Thermal | Gas | Gas CHP | CCGT CHP | 2689 | 2445 | 2445 | 2217 | 1968 | 1968 | 1968 | 1778 | 1778 | 1778 | 1778 | 1778 | 1634 | 1224 | 653 | 653 | 653 | 653 | 653 | 653 | 653 | 653 | 653 | 218 | 218
Netherlands | EU ST | ST, FS & CC | Capacity (MW) | Thermal | Low Carbon | Hydrogen | CCGT Hydrogen | 0.1 | 0.1 | 0.1 | 0.1 | 0.2 | 0.2 | 0.2 | 0.2 | 0.2 | 210.55 | 267.77 | 299.38 | 364.92 | 380.88 | 582.43 | 582.43 | 582.43 | 582.43 | 590.14 | 624.29 | 659.59 | 1791.83 | 1791.83 | 1791.83 | 2791.83 | 2791.83 | 2791.83 | 2791.83 | 3232.11 | 3552.53
Netherlands | EU ST | ST, FS & CC | Capacity (MW) | Low Carbon | CCS | CCS Biomass | CCS Biomass | [9 empty] | 0.1 | 0.1 | 0.1 | 0.1 | 0.1 | 0.2 | 0.2 | 0.2 | 0.2 | 0.2 | 0.3 | 14.55 | 97.45 | 178.68 | 199.4 | 200.08 | 200.2 | 200.2 | 200.2 | 200.2 | 200.3
Netherlands | EU ST | ST, FS & CC | Capacity (MW) | Low Carbon | CCS | CCS Gas | CCS Gas |  |  |  |  | 0.1 | 0.1 | 0.1 | 0.1 | 0.1 | 42.08 | 415.59 | 505.93 | 591.44 | 601.46 | 601.56 | 614.96 | 614.96 | 614.96 | 614.96 | 615.06 | 615.06 | 1525.06 | 2435.06 | 3135.06 | 3135.16 | 3803.79 | 3857.08 | 3857.08 | 3857.08 | 3857.18
Netherlands | EU ST | ST, FS & CC | Capacity (MW) | Thermal | Coal | Coal | Coal | 2700.1 | 2700.1 | 2700.1 | 2700.1 | 3300.1 | 3300.1 | 2700.1 | 2700.1 | 2700.1 | 0.1 | 0.1 | 0.1 | 0.1 | 0.1 | 0.1 | 0.1 | 0.1 | 0.1 | 0.1 | 0.1 | 0.1 | 0.1 | 0.1 | 0.1 | 0.1 | 0.1 | 0.1 | 0.1 | 0.1 | 0.1
Netherlands | EU ST | ST, FS & CC | Capacity (MW) | Thermal | Coal | Coal | Coal CHP | 74: 600; 78: 600; 82: 600; 86: 600
Netherlands | EU ST | ST, FS & CC | Capacity (MW) | Thermal | Gas | Gas Reciprocating Engines | Engine | 30 | 30 | 30 | 30 | 30 | 30 | 30 | 30 | 30 | 30 | 30 | 30 | 30 | 30 | 30 | 30 | 30 | 30 | 30 | 30 | 30 | 30 | 30 | 30 | 30 | 30 | 30 | 30 | 30
Netherlands | EU ST | ST, FS & CC | Capacity (MW) | Thermal | Gas | OCGT | GT | 0.1 | 0.1 | 0.1 | 0.1 | 0.1 | 0.1 | 800.1 | 1600.1 | 2400.09 | 3200.09 | 3200.09 | 3200.09 | 3200.1 | 3200.1 | 3200.1 | 3200.1 | 3200.1 | 3200.1 | 3200.1 | 3200.1 | 3200.1 | 3200.1 | 3200.1 | 3200.1 | 3200.1 | 3200.1 | 3200.1 | 3200.1 | 3200.1 | 3200.1
Netherlands | EU ST | ST, FS & CC | Capacity (MW) | Thermal | Gas | Gas CHP | GT CHP | 74: 80; 78: 80; 82: 80; 86: 80; 90: 80; 94: 80; 98: 80; 102: 80; 106: 80; 110: 80; 114: 80; 118: 80; 122: 80
Netherlands | EU ST | ST, FS & CC | Capacity (MW) | Thermal | Low Carbon | Hydrogen CHP | GT Hydrogen | [9 empty] | 0.2 | 0.2 | 0.2 | 0.2 | 0.2 | 0.2 | 0.2 | 0.2 | 0.2 | 0.2 | 0.2 | 1750.2 | 3750.2 | 3750.2 | 3750.2 | 3750.2 | 4250.2 | 4250.2 | 4250.2 | 4250.2 | 4250.2
Netherlands | EU ST | ST, FS & CC | Capacity (MW) | Low Carbon | Nuclear | Nuclear | Nuclear | 490.1 | 490.1 | 490.1 | 490.1 | 490.1 | 490.1 | 490.1 | 490.1 | 490.1 | 490.1 | 490.1 | 490.1 | 490.1 | 0.1 | 0.1 | 0.1 | 0.1 | 0.1 | 0.1 | 0.1 | 0.1 | 0.1 | 0.1 | 0.1 | 0.1 | 0.1 | 0.1 | 0.1 | 0.1 | 0.1
Netherlands | EU ST | ST, FS & CC | Capacity (MW) | Renewable | Offshore Wind | Offshore Wind | Offshore Wind | 2866 | 2866 | 4366 | 5125 | 5825 | 6525 | 7225 | 9225 | 11225 | 13209 | 14358 | 15509 | 16659 | 17810 | 18960 | 20111 | 21261 | 22411 | 23562 | 24712 | 24712 | 24712 | 24712 | 24712 | 24712 | 24712 | 24712 | 24712 | 24718.91 | 24723.7
Netherlands | EU ST | ST, FS & CC | Capacity (MW) | Renewable | Onshore Wind | Onshore Wind | Onshore Wind | 4301 | 4600 | 5593 | 6587 | 7580 | 8269.18 | 8569.18 | 8868.18 | 9168.18 | 9483.09 | 9482.09 | 9483.09 | 9483.09 | 9482.09 | 9482.09 | 9482.09 | 9483.26 | 9483.26 | 9483.26 | 9483.26 | 9484.26 | 9497.37 | 9500.85 | 9506.42 | 9505.42 | 9535.82 | 9593.81 | 9604.62 | 9653.31 | 9782.26
Netherlands | EU ST | ST, FS & CC | Capacity (MW) | Renewable | Hydro | Hydro | Run-of-river Hydro | 36.5 | 36.5 | 36.5 | 36.5 | 36.5 | 36.5 | 36.5 | 36.5 | 36.5 | 36.5 | 36.5 | 36.5 | 36.5 | 36.5 | 36.5 | 36.5 | 36.5 | 36.5 | 36.5 | 36.5 | 36.5 | 36.5 | 36.5 | 36.5 | 36.5 | 36.5 | 36.5 | 36.5 | 36.5 | 36.5
Netherlands | EU ST | ST, FS & CC | Capacity (MW) | Renewable | Solar | Solar PV | Solar PV | 11001 | 13000 | 14750 | 16033.47 | 16643.31 | 17228.7 | 17623.52 | 17971.74 | 18355.74 | 18706.14 | 19050.67 | 19384.67 | 19717.67 | 20051.67 | 20383.67 | 20719.28 | 21052.28 | 21385.28 | 21719.28 | 22052.28 | 22052.28 | 22052.28 | 22052.28 | 22052.28 | 22052.28 | 22052.28 | 22052.28 | 22052.28 | 22052.28 | 22052.28
Netherlands | EU ST | ST, FS & CC | Capacity (MW) | Thermal | Gas | CCGT | Steam Gas | 612 | 612 | 612 | 612 | 262 | 262 | 262 | 262 | 262 | 262 | 262 | 262 | 262 | 262 | 262 | 262 | 262 | 262 | 262 | 262 | 262 | 262 | 262 | 262 | 262 | 262 | 262 | 262 | 262
Netherlands | EU ST | ST, FS & CC | Capacity (MW) | Thermal | Gas | Gas CHP | Steam Gas CHP | 300 | 300 | 300 | 300 | 300 | 300 | 300 | 300 | 300 | 300 | 300 | 300 | 300 | 300 | 300 | 300 | 300 | 300 | 300 | 300 | 300 | 300 | 300 | 300 | 300 | 300 | 300 | 300 | 300 | 300
Netherlands | EU ST | ST, FS & CC | Capacity (MW) | Renewable | Waste | Waste | Waste | 858 | 858 | 858 | 858 | 858 | 858 | 858 | 858 | 858 | 858 | 858 | 858 | 858 | 858 | 858 | 858 | 858 | 858 | 858 | 858 | 858 | 858 | 858 | 858 | 858 | 858 | 858 | 858 | 858 | 858
Norway | EU ST | ST, FS & CC | Capacity (MW) | Storage | Storage | Battery | Battery |  |  |  |  | 1.5 | 1.5 | 1.5 | 1.5 | 1.5 | 1.5 | 1.5 | 1.5 | 1.5 | 1.5 | 1.5 | 1.5 | 1.5 | 1.5 | 1.5 | 1.5 | 1.5 | 1.5 | 1.5 | 1.5 | 2.5 | 2.5 | 2.5 | 2.5 | 2.5 | 2.5
Norway | EU ST | ST, FS & CC | Capacity (MW) | Thermal | Gas | CCGT | CCGT | 0.5 | 0.5 | 0.5 | 0.5 | 1 | 1 | 1 | 1 | 1 | 1.5 | 1.5 | 1.5 | 1.5 | 1.5 | 2 | 2 | 2 | 2 | 2 | 2.5 | 2.5 | 2.5 | 2.5 | 2.5 | 2.5 | 2.5 | 2.5 | 2.5 | 2.5 | 2.5
Norway | EU ST | ST, FS & CC | Capacity (MW) | Thermal | Gas | Gas CHP | CCGT CHP | 74: 215; 78: 215; 82: 215; 86: 215
Norway | EU ST | ST, FS & CC | Capacity (MW) | Thermal | Low Carbon | Hydrogen | CCGT Hydrogen | 0.5 | 0.5 | 0.5 | 0.5 | 1 | 1 | 1 | 1 | 1 | 1.5 | 1.5 | 1.5 | 1.5 | 1.5 | 2 | 2 | 2 | 2 | 2 | 2.5 | 2.5 | 2.5 | 2.5 | 2.5 | 2.5 | 2.5 | 2.5 | 2.5 | 2.5 | 2.5
Norway | EU ST | ST, FS & CC | Capacity (MW) | Low Carbon | CCS | CCS Biomass | CCS Biomass | [9 empty] | 0.4 | 0.4 | 0.4 | 0.4 | 0.4 | 0.8 | 0.8 | 0.8 | 0.8 | 0.8 | 1.2 | 1.2 | 1.2 | 1.2 | 1.2 | 1.6 | 1.6 | 1.6 | 1.6 | 47.54 | 227.37
Norway | EU ST | ST, FS & CC | Capacity (MW) | Low Carbon | CCS | CCS Gas | CCS Gas |  |  |  |  | 0.4 | 0.4 | 0.4 | 0.4 | 0.4 | 0.8 | 0.8 | 0.8 | 0.8 | 0.8 | 1.2 | 1.2 | 1.2 | 1.2 | 1.2 | 1.6 | 1.6 | 1.6 | 1.6 | 1.6 | 1.6 | 1.6 | 1.6 | 1.6 | 1.6 | 1.6
Norway | EU ST | ST, FS & CC | Capacity (MW) | Thermal | Gas | OCGT | GT | 0.5 | 0.5 | 0.5 | 0.5 | 0.5 | 0.5 | 0.5 | 0.5 | 0.5 | 0.5 | 0.5 | 0.5 | 0.5 | 0.5 | 0.5 | 0.5 | 0.5 | 0.5 | 0.5 | 0.5 | 0.5 | 0.5 | 0.5 | 0.5 | 0.5 | 0.5 | 0.5 | 0.5 | 0.5 | 0.5
Norway | EU ST | ST, FS & CC | Capacity (MW) | Thermal | Low Carbon | Hydrogen CHP | GT Hydrogen | bar: 110 to 250
Norway | EU ST | ST, FS & CC | Capacity (MW) | Renewable | Hydro | Hydro | Hydro | 31117.18 | 31417.53 | 32058.61 | 32713.59 | 33382.44 | 34065.19 | 34761.83 | 35006.74 | 35257.88 | 35515.24 | 35665.38 | 35817.59 | 35971.87 | 36128.24 | 36286.68 | 36447.19 | 36609.78 | 36774.44 | 36941.19 | 37110 | 37176.07 | 37242.14 | 37308.21 | 37374.28 | 37440.35 | 37506.42 | 37572.48 | 37638.55 | 37704.62 | 37770.69
Norway | EU ST | ST, FS & CC | Capacity (MW) | Renewable | Offshore Wind | Offshore Wind | Offshore Wind | [5 empty] | 250 | 750 | 750 | 750 | 2000 | 2000 | 2000 | 2000 | 2000 | 3500 | 3500 | 3500 | 3500 | 3500 | 4000 | 4000 | 4000 | 4000 | 4000 | 4000 | 4000 | 4000 | 4000 | 4000 | 4000
Norway | EU ST | ST, FS & CC | Capacity (MW) | Renewable | Onshore Wind | Onshore Wind | Onshore Wind | 4270.45 | 5296.78 | 5388.93 | 5388.93 | 5388.93 | 5486.37 | 5680.46 | 5772.61 | 5864.75 | 5864.75 | 5970.24 | 5979.3 | 6007.25 | 6308.32 | 7469.58 | 8307.18 | 8779.56 | 8969.07 | 9605.51 | 10590.52 | 11304.17 | 11914.54 | 13651.72 | 14282.9 | 16254.31 | 16692.71 | 18125.54 | 19247.5 | 20691.28 | 21905.02
Norway | EU ST | ST, FS & CC | Capacity (MW) | Renewable | Hydro | Hydro | Small-Scale-Hydro | 2196.7 | 2214.19 | 2209.23 | 2190.38 | 2157.64 | 2111.01 | 2050.5 | 1930.13 | 1803.54 | 1670.71 | 1645.12 | 1617.45 | 1587.71 | 1555.89 | 1521.99 | 1486.02 | 1447.98 | 1407.85 | 1365.66 | 1321.38 | 1255.31 | 1189.24 | 1123.17 | 1057.1 | 991.04 | 924.97 | 858.9 | 792.83 | 726.76 | 660.69
Norway | EU ST | ST, FS & CC | Capacity (MW) | Renewable | Solar | Solar PV | Solar PV | 188 | 240 | 312 | 1021.87 | 1116.87 | 1285.71 | 1456.72 | 1606.93 | 1809.16 | 1962.81 | 2040.81 | 2118.81 | 2207.61 | 2289.61 | 2380.32 | 2501.94 | 2626.63 | 2768.1 | 2899.16 | 3014.16 | 3042.54 | 3071.54 | 3099.78 | 3129.78 | 3167.45 | 3202.43 | 3230.43 | 3265.25 | 3303.3 | 3335.73
Norway | EU ST | ST, FS & CC | Capacity (MW) | Thermal | Gas | Gas CHP | Steam Gas CHP | 74: 155
Norway | EU ST | ST, FS & CC | Capacity (MW) | Renewable | Waste | Waste CHP | Waste CHP | 54 | 54 | 54 | 54 | 54 | 54 | 54 | 54 | 54 | 54 | 54 | 54 | 54 | 54 | 54 | 54 | 54 | 54 | 54 | 54 | 54 | 54 | 54 | 54 | 54 | 54 | 54 | 54 | 54 | 54
Poland | EU ST | ST, FS & CC | Capacity (MW) | Storage | Storage | Battery | Battery | 22.3 | 33.3 | 44.3 | 55.3 | 66.3 | 77.3 | 88.3 | 99.3 | 137.34 | 156.1 | 156.1 | 259.43 | 307.69 | 663.84 | 663.84 | 663.84 | 779.43 | 813.56 | 813.56 | 828.01 | 828.01 | 828.01 | 846.99 | 846.99 | 846.99 | 846.99 | 846.99 | 847.59 | 847.99 | 852.2
Poland | EU ST | ST, FS & CC | Capacity (MW) | Renewable | Biomass | Biomass | Biomass | 1647 | 1720 | 1797 | 1877 | 1961 | 2049 | 2141 | 2237 | 2338 | 2443 | 2553 | 2668 | 2789 | 2915 | 3047 | 3184 | 3329 | 3479 | 3637 | 3784 | 3918 | 4057 | 4202 | 4351 | 4506 | 4666 | 4833 | 5005 | 5183 | 5318
Poland | EU ST | ST, FS & CC | Capacity (MW) | Renewable | Biomass | Biomass CHP | Biomass CHP | 109 | 109 | 209 | 209 | 209 | 209 | 209 | 209 | 209 | 209 | 209 | 209 | 209 | 209 | 209 | 209 | 306 | 284 | 284 | 284 | 175 | 175 | 175 | 237 | 237 | 237 | 237 | 137 | 137
Poland | EU ST | ST, FS & CC | Capacity (MW) | Thermal | Gas | CCGT | CCGT | 0.1 | 0.1 | 0.1 | 1400.1 | 2150.2 | 2150.3 | 3400.3 | 4650.3 | 5711.89 | 5711.99 | 5711.99 | 5712.09 | 5712.09 | 5712.09 | 5712.19 | 5712.19 | 5712.19 | 5712.29 | 5712.29 | 5712.39 | 5712.39 | 4462.39 | 3212.39 | 2150.8 | 2150.8 | 2150.8 | 2150.8 | 2150.8 | 2150.8 | 2150.8
Poland | EU ST | ST, FS & CC | Capacity (MW) | Thermal | Gas | Gas CHP | CCGT CHP | 2795.9 | 2795.9 | 2795.9 | 2795.9 | 3435.9 | 4295.9 | 4795.9 | 5695.9 | 5695.9 | 6015.9 | 5892.4 | 5892.4 | 5892.4 | 5892.4 | 6212.4 | 6002 | 6322 | 6322 | 6287 | 6287 | 6607 | 6927 | 6831 | 7151 | 7471 | 7471 | 7471 | 7471 | 7471 | 7791
Poland | EU ST | ST, FS & CC | Capacity (MW) | Thermal | Low Carbon | Hydrogen | CCGT Hydrogen | 0.1 | 0.1 | 0.1 | 0.2 | 0.3 | 0.4 | 0.4 | 0.4 | 0.4 | 50.35 | 319.5 | 569.29 | 823.3 | 824.28 | 824.48 | 824.48 | 824.48 | 824.68 | 824.68 | 824.88 | 824.88 | 824.88 | 824.88 | 824.88 | 824.88 | 824.88 | 824.88 | 824.88 | 824.88 | 824.88
Poland | EU ST | ST, FS & CC | Capacity (MW) | Low Carbon | CCS | CCS Biomass | CCS Biomass | [9 empty] | 0.1 | 0.1 | 0.1 | 0.1 | 12.06 | 12.16 | 12.16 | 12.6 | 32.15 | 205.77 | 231.54 | 231.54 | 622.52 | 758.45 | 1581.09 | 1639.86 | 1750.05 | 1879.53 | 2004.31 | 2082.73 | 2348.61
Poland | EU ST | ST, FS & CC | Capacity (MW) | Low Carbon | CCS | CCS Gas | CCS Gas |  |  |  |  | 0.1 | 0.1 | 0.1 | 0.1 | 0.1 | 533.99 | 533.99 | 533.99 | 533.99 | 533.99 | 534.09 | 534.09 | 534.09 | 534.09 | 534.09 | 534.19 | 534.19 | 534.19 | 534.19 | 534.19 | 534.29 | 534.29 | 534.29 | 534.29 | 534.29 | 534.39
Poland | EU ST | ST, FS & CC | Capacity (MW) | Thermal | Coal | Coal | Coal | 15177.1 | 14802.1 | 13727.1 | 13260.1 | 13038.1 | 11296.1 | 10401.1 | 9948.1 | 9048.1 | 8098.1 | 6450.1 | 6225.1 | 5610.1 | 5368.1 | 4531.1 | 4531.1 | 4158.1 | 3785.1 | 3785.1 | 3785.1 | 3785.1 | 3785.1 | 3785.1 | 3785.1 | 3785.1 | 3785.1 | 3785.1 | 3785.1 | 3785.1 | 0.1
Poland | EU ST | ST, FS & CC | Capacity (MW) | Thermal | Coal | Coal | Coal CHP | 5177 | 4641.8 | 4306.3 | 4064.3 | 3225.1 | 2568.4 | 1971.4 | 1857.4 | 1664.4 | 1664.4 | 1511.8 | 1390.8 | 1390.8 | 1277.8 | 1219 | 1164 | 857 | 782 | 782 | 782 | 782 | 782 | 782 | 720 | 260 | 260 | 260 | 260 | 260
Poland | EU ST | ST, FS & CC | Capacity (MW) | Thermal | Gas | OCGT | GT | 0.1 | 0.1 | 0.1 | 0.1 | 0.1 | 0.1 | 0.1 | 0.1 | 1124.92 | 1124.92 | 1124.92 | 1124.93 | 1124.93 | 1124.93 | 1124.93 | 1124.93 | 1124.93 | 1124.93 | 1124.93 | 1124.93 | 1124.93 | 1124.93 | 1124.93 | 1124.93 | 1124.93 | 1124.93 | 1124.93 | 1124.93 | 1124.93 | 1124.93
Poland | EU ST | ST, FS & CC | Capacity (MW) | Thermal | Gas | Gas CHP | GT CHP | 667.5 | 667.5 | 667.5 | 667.5 | 667.5 | 667.5 | 667.5 | 667.5 | 667.5 | 667.5 | 662 | 662 | 662 | 662 | 662 | 464 | 464 | 464 | 464 | 464 | 282 | 36 | 36 | 36 | 36 | 36 | 36 | 36 | 36 | 36
Poland | EU ST | ST, FS & CC | Capacity (MW) | Thermal | Low Carbon | Hydrogen CHP | GT Hydrogen | [9 empty] | 0.2 | 0.2 | 0.2 | 82.34 | 132.34 | 133.23 | 133.23 | 133.23 | 133.23 | 133.23 | 133.23 | 133.23 | 133.23 | 1383.23 | 1883.23 | 1883.23 | 1883.23 | 1883.23 | 1883.23 | 1883.23 | 1883.23
Poland | EU ST | ST, FS & CC | Capacity (MW) | Thermal | Coal | Coal | Lignite | 8399.1 | 8009.1 | 7809.1 | 6915.1 | 6665.1 | 5675.1 | 3860.1 | 2690.1 | 2168.1 | 1708.1 | 1708.1 | 1318.1 | 1318.1 | 1318.1 | 1318.1 | 460.1 | 460.1 | 460.1 | 460.1 | 460.1 | 460.1 | 460.1 | 460.1 | 460.1 | 0.1 | 0.1 | 0.1 | 0.1 | 0.1 | 0.1
Poland | EU ST | ST, FS & CC | Capacity (MW) | Low Carbon | Nuclear | Nuclear | Nuclear | 0.1 | 0.1 | 0.1 | 0.1 | 0.1 | 0.1 | 0.1 | 0.1 | 0.1 | 0.1 | 0.1 | 0.1 | 0.1 | 0.1 | 0.1 | 1100.1 | 1100.1 | 2200.1 | 3300.1 | 4400.1 | 5500.1 | 5500.1 | 6600.1 | 6600.1 | 6600.1 | 7700.1 | 7700.1 | 8800.1 | 8800.1 | 9900.1
Poland | EU ST | ST, FS & CC | Capacity (MW) | Renewable | Offshore Wind | Offshore Wind | Offshore Wind | [5 empty] | 1842.5 | 4560 | 5535 | 5935 | 6715 | 7853.4 | 8211.8 | 9055 | 9944 | 10281 | 10281 | 10581 | 10881 | 11181 | 11481 | 11781 | 11781 | 11781 | 11781 | 12381 | 12381 | 12381 | 12381 | 12381 | 12981
Poland | EU ST | ST, FS & CC | Capacity (MW) | Renewable | Onshore Wind | Onshore Wind | Onshore Wind | 7251 | 8945 | 10042 | 10998 | 13998 | 16612.7 | 17112.7 | 17362.7 | 17362.7 | 17370.7 | 17386.7 | 17406.7 | 17436.7 | 17479.7 | 17553.7 | 17642.7 | 17773.7 | 17951.7 | 18084.7 | 18204.7 | 18402.7 | 18528.7 | 18534.7 | 18535.7 | 18535.7 | 18535.7 | 18535.7 | 18535.7 | 18535.7 | 18535.7
Poland | EU ST | ST, FS & CC | Capacity (MW) | Renewable | Other Renewables | Other Renewables | Other Renewables | 397 | 449 | 507 | 573 | 648 | 732 | 804 | 860 | 920 | 985 | 1054 | 1095 | 1106 | 1117 | 1128 | 1139 | 1151 | 1162 | 1174 | 1185 | 1197 | 1209 | 1221 | 1233 | 1246 | 1258 | 1271 | 1284 | 1297 | 1310
Poland | EU ST | ST, FS & CC | Capacity (MW) | Storage | Storage | Pumped Hydro | Pumped Storage | 1634 | 1634 | 1634 | 1634 | 1634 | 1634 | 1634 | 1634 | 1634 | 1634 | 1634 | 1634 | 1634 | 1634 | 1634 | 1823 | 1823 | 1823 | 1823 | 1823 | 1823 | 1823 | 1823 | 1823 | 1823 | 1823 | 1823 | 1823 | 1823 | 1823
Poland | EU ST | ST, FS & CC | Capacity (MW) | Renewable | Hydro | Hydro | Reservoir Hydro | 265 | 265 | 265 | 265 | 322.5 | 380 | 380 | 380 | 380 | 380 | 380 | 380 | 380 | 380 | 380 | 380 | 380 | 380 | 380 | 380 | 415 | 450 | 450 | 450 | 450 | 450 | 450 | 450 | 450 | 450
Poland | EU ST | ST, FS & CC | Capacity (MW) | Renewable | Hydro | Hydro | Run-of-river Hydro | 708 | 708 | 708 | 708 | 708 | 708 | 708 | 708 | 708 | 708 | 708 | 708 | 708 | 708 | 708 | 708 | 708 | 708 | 708 | 708 | 1029 | 1350 | 1350 | 1350 | 1350 | 1350 | 1350 | 1350 | 1350 | 1350
Poland | EU ST | ST, FS & CC | Capacity (MW) | Renewable | Solar | Solar PV | Solar PV | 5140 | 7392 | 10863.49 | 12063.49 | 13263.49 | 14463.49 | 15663.49 | 16863.49 | 17611.49 | 17911.49 | 18211.49 | 18511.49 | 18811.49 | 19111.49 | 19411.49 | 19663.49 | 19859.49 | 20059.49 | 20259.49 | 20459.49 | 20559.49 | 20559.49 | 20559.49 | 20559.49 | 20559.49 | 21036.65 | 21036.65 | 21036.65 | 21036.65 | 21036.65
Portugal | EU ST | ST, FS & CC | Capacity (MW) | Thermal | Gas | Gas CHP | Aggregated Small CHP | 74: 1328; 78: 1309; 82: 1279; 86: 1255; 90: 1228; 94: 1242; 98: 1256; 102: 1270; 106: 1284; 110: 1298; 114: 1298; 118: 1298; 122: 1298; 126: 1298; 130: 1298
Portugal | EU ST | ST, FS & CC | Capacity (MW) | Storage | Storage | Battery | Battery | 8.4 | 11.4 | 25.4 | 116.4 | 221.4 | 328.4 | 456.4 | 572.4 | 589.4 | 593.4 | 593.4 | 593.4 | 593.4 | 593.4 | 593.4 | 593.4 | 593.4 | 593.4 | 878.57 | 889.02 | 931.56 | 1004.35 | 1142.52 | 1161.93 | 1184.62 | 1213.64 | 1221.96 | 1248.68 | 1323.44 | 1333.87
Portugal | EU ST | ST, FS & CC | Capacity (MW) | Renewable | Biomass | Biomass | Biomass | 789 | 819 | 846 | 871 | 899 | 928 | 957 | 986 | 1015 | 1043 | 1043 | 1043 | 1043 | 1043 | 1043 | 1043 | 1043 | 1043 | 1043 | 1043 | 1043 | 1043 | 1043 | 1043 | 1043 | 1043 | 1043 | 1043 | 1043 | 1043
Portugal | EU ST | ST, FS & CC | Capacity (MW) | Thermal | Gas | CCGT | CCGT | 3829.3 | 3830.1 | 3830.1 | 3830.1 | 3830.2 | 3830.2 | 3830.2 | 3830.2 | 4196.17 | 3206.27 | 3206.27 | 3206.27 | 3206.27 | 3206.27 | 3206.37 | 2030.38 | 2030.38 | 2030.38 | 1204.38 | 1204.48 | 366.48 | 366.48 | 337.21 | 0.5 | 0.6 | 0.6 | 0.6 | 0.6 | 0.6 | 0.6
Portugal | EU ST | ST, FS & CC | Capacity (MW) | Thermal | Low Carbon | Hydrogen | CCGT Hydrogen | 0.1 | 0.1 | 0.1 | 0.1 | 0.2 | 0.2 | 0.2 | 0.2 | 0.2 | 0.4 | 0.4 | 6.08 | 9.02 | 31.57 | 64.19 | 71.14 | 75.54 | 78.46 | 112.99 | 113.19 | 113.19 | 113.19 | 113.19 | 113.19 | 113.39 | 113.39 | 113.39 | 113.39 | 113.39 | 113.39
Portugal | EU ST | ST, FS & CC | Capacity (MW) | Low Carbon | CCS | CCS Biomass | CCS Biomass | [9 empty] | 0.1 | 0.1 | 0.1 | 0.1 | 0.1 | 0.2 | 0.2 | 0.2 | 0.2 | 0.2 | 0.3 | 0.3 | 0.3 | 0.3 | 0.3 | 0.4 | 0.4 | 0.4 | 39.03 | 40.7 | 41.64
Portugal | EU ST | ST, FS & CC | Capacity (MW) | Low Carbon | CCS | CCS Gas | CCS Gas |  |  |  |  | 0.1 | 0.1 | 0.1 | 0.1 | 0.1 | 0.2 | 0.2 | 0.2 | 0.2 | 0.2 | 0.3 | 0.3 | 0.3 | 0.3 | 29.17 | 29.27 | 42.07 | 47.35 | 47.35 | 53.04 | 63.33 | 63.33 | 63.33 | 63.33 | 63.33 | 63.33
Portugal | EU ST | ST, FS & CC | Capacity (MW) | Thermal | Coal | Coal | Coal | 576.1 | 0.1 | 0.1 | 0.1 | 0.1 | 0.1 | 0.1 | 0.1 | 0.1 | 0.1 | 0.1 | 0.1 | 0.1 | 0.1 | 0.1 | 0.1 | 0.1 | 0.1 | 0.1 | 0.1 | 0.1 | 0.1 | 0.1 | 0.1 | 0.1 | 0.1 | 0.1 | 0.1 | 0.1 | 0.1
Portugal | EU ST | ST, FS & CC | Capacity (MW) | Thermal | Gas | OCGT | GT | 0.1 | 0.1 | 0.1 | 0.1 | 0.1 | 0.1 | 0.1 | 0.1 | 0.1 | 0.1 | 0.1 | 0.1 | 0.1 | 0.1 | 0.1 | 0.1 | 0.1 | 0.1 | 0.1 | 0.1 | 0.1 | 0.1 | 0.1 | 0.1 | 0.1 | 0.1 | 0.1 | 0.1 | 0.1 | 0.1
Portugal | EU ST | ST, FS & CC | Capacity (MW) | Thermal | Low Carbon | Hydrogen CHP | GT Hydrogen | [9 empty] | 96.16 | 96.46 | 96.77 | 97.7 | 97.7 | 97.7 | 97.7 | 97.7 | 97.7 | 128.01 | 128.01 | 130.33 | 130.33 | 130.33 | 130.33 | 130.33 | 130.33 | 130.33 | 130.33 | 130.33 | 130.33
Portugal | EU ST | ST, FS & CC | Capacity (MW) | Renewable | Offshore Wind | Offshore Wind | Offshore Wind | 27 | 27 | 27 | 27 | 27 | 27 | 27 | 27 | 27 | 27 | 27 | 27 | 27 | 27 | 27 | 27 | 27 | 27 | 27 | 27 | 27 | 27 | 27 | 27 | 27 | 27 | 27 | 27 | 27 | 27
Portugal | EU ST | ST, FS & CC | Capacity (MW) | Renewable | Onshore Wind | Onshore Wind | Onshore Wind | 5262 | 5262 | 5276.97 | 5275.97 | 5276.97 | 5354.53 | 5362.02 | 5380.63 | 5395.44 | 5477.76 | 6242.09 | 6516.66 | 6951.83 | 7292.42 | 7420.32 | 8905.4 | 9487.21 | 9927.04 | 10293.5 | 10383.01 | 10710.87 | 10811.09 | 10811.09 | 10811.09 | 10811.09 | 10797.09 | 10797.09 | 10799.88 | 10799.88 | 10803.36
Portugal | EU ST | ST, FS & CC | Capacity (MW) | Renewable | Other Renewables | Other Renewables | Other Renewables | 93 | 95 | 100 | 103 | 106 | 108 | 110 | 112 | 114 | 117 | 117 | 117 | 117 | 117 | 117 | 117 | 117 | 117 | 117 | 117 | 117 | 117 | 117 | 117 | 117 | 117 | 117 | 117 | 117 | 117
Portugal | EU ST | ST, FS & CC | Capacity (MW) | Renewable | Hydro | Hydro | Reservoir Hydro | 1396.7 | 1396.7 | 1396.7 | 1674.7 | 1674.7 | 1674.7 | 1674.7 | 1674.7 | 1674.7 | 1674.7 | 1674.7 | 1674.7 | 1674.7 | 1674.7 | 1674.7 | 1674.7 | 1674.7 | 1674.7 | 1674.7 | 1674.7 | 1674.7 | 1674.7 | 1674.7 | 1674.7 | 1674.7 | 1674.7 | 1674.7 | 1674.7 | 1674.7 | 1674.7
Portugal | EU ST | ST, FS & CC | Capacity (MW) | Renewable | Hydro | Hydro | Reservoir Hydro with pumping | 2829 | 3709 | 3709 | 3709 | 3709 | 3709 | 3709 | 3709 | 3709 | 3709 | 3709 | 3709 | 3709 | 3709 | 3709 | 3709 | 3709 | 3709 | 3709 | 3709 | 3709 | 3709 | 3709 | 3709 | 3709 | 3709 | 3709 | 3709 | 3709 | 3709
Portugal | EU ST | ST, FS & CC | Capacity (MW) | Renewable | Hydro | Hydro | Run-of-river Hydro | 2370.8 | 2370.8 | 2370.8 | 2370.8 | 2370.8 | 2370.8 | 2370.8 | 2370.8 | 2608.8 | 2608.8 | 2608.8 | 2608.8 | 2608.8 | 2608.8 | 2608.8 | 2608.8 | 2608.8 | 2608.8 | 2608.8 | 2608.8 | 2608.8 | 2608.8 | 2608.8 | 2608.8 | 2608.8 | 2608.8 | 2608.8 | 2608.8 | 2608.8 | 2608.8
Portugal | EU ST | ST, FS & CC | Capacity (MW) | Renewable | Hydro | Hydro | Small-Scale-Hydro | 654 | 654 | 654 | 654 | 654 | 654 | 654 | 654 | 654 | 654 | 654 | 654 | 654 | 654 | 654 | 654 | 654 | 654 | 654 | 654 | 654 | 654 | 654 | 654 | 654 | 654 | 654 | 654 | 654 | 654
Portugal | EU ST | ST, FS & CC | Capacity (MW) | Renewable | Solar | Solar PV | Solar PV | 2177 | 3087 | 3883.8 | 4881.8 | 5972.8 | 7065.8 | 8162.36 | 9200.57 | 9774.58 | 10292.85 | 10990.46 | 11120.66 | 11188.93 | 12830.82 | 13514.41 | 13592.39 | 14015.27 | 14015.27 | 14187.19 | 14772.36 | 14820.67 | 15766.11 | 16895.16 | 16961.27 | 17216.08 | 17943.24 | 17964.04 | 17964.04 | 19904.58 | 20122.57
Slovenia | EU ST | ST, FS & CC | Capacity (MW) | Storage | Storage | Battery | Battery | 2.3 | 3.3 | 4.3 | 5.3 | 6.3 | 7.3 | 8.3 | 9.3 | 10.3 | 11.3 | 11.3 | 11.3 | 11.3 | 11.3 | 11.3 | 11.3 | 11.3 | 11.3 | 11.3 | 11.3 | 11.3 | 11.3 | 11.3 | 11.3 | 11.3 | 11.3 | 11.3 | 11.3 | 11.3 | 11.3
Slovenia | EU ST | ST, FS & CC | Capacity (MW) | Renewable | Biomass | Biomass | Biomass | 126 | 129.38 | 131.73 | 134 | 136.16 | 140.68 | 145.34 | 150.12 | 155.04 | 160.1 | 165.3 | 170.64 | 176.13 | 181.78 | 187.58 | 191.38 | 195.25 | 199.21 | 203.11 | 207.03 | 210.94 | 214.86 | 218.77 | 222.69 | 226.6 | 230.52 | 234.43 | 238.35 | 242.26 | 246.18
Slovenia | EU ST | ST, FS & CC | Capacity (MW) | Thermal | Gas | CCGT | CCGT | 0.1 | 0.1 | 0.1 | 0.1 | 0.2 | 0.2 | 0.2 | 0.2 | 0.2 | 0.3 | 0.3 | 0.3 | 0.3 | 0.3 | 0.4 | 0.4 | 0.4 | 0.4 | 0.4 | 0.5 | 0.5 | 0.5 | 0.5 | 0.5 | 0.5 | 0.5 | 0.5 | 0.5 | 0.5 | 0.5
Slovenia | EU ST | ST, FS & CC | Capacity (MW) | Thermal | Low Carbon | Hydrogen | CCGT Hydrogen | 0.1 | 0.1 | 0.1 | 0.1 | 0.2 | 0.2 | 0.2 | 0.2 | 0.2 | 0.4 | 0.4 | 0.4 | 0.4 | 0.4 | 0.6 | 0.6 | 0.6 | 0.6 | 0.6 | 0.8 | 0.8 | 0.8 | 0.8 | 0.8 | 9.63 | 16.43 | 23.43 | 25.59 | 36.15 | 58.33
Slovenia | EU ST | ST, FS & CC | Capacity (MW) | Low Carbon | CCS | CCS Biomass | CCS Biomass | [9 empty] | 0.1 | 0.1 | 0.1 | 0.1 | 0.1 | 0.2 | 0.2 | 0.2 | 0.2 | 0.2 | 0.3 | 0.3 | 0.3 | 0.3 | 0.3 | 0.4 | 0.4 | 0.4 | 0.4 | 0.4 | 0.5
Slovenia | EU ST | ST, FS & CC | Capacity (MW) | Low Carbon | CCS | CCS Gas | CCS Gas |  |  |  |  | 0.1 | 0.1 | 0.1 | 0.1 | 0.1 | 0.2 | 0.2 | 0.2 | 0.2 | 0.2 | 0.3 | 0.3 | 0.3 | 0.3 | 0.3 | 0.4 | 0.4 | 0.4 | 0.4 | 0.4 | 0.5 | 0.5 | 0.5 | 0.5 | 0.5 | 0.6
Slovenia | EU ST | ST, FS & CC | Capacity (MW) | Thermal | Coal | Coal | Coal | 0.1 | 0.1 | 0.1 | 0.1 | 0.1 | 0.1 | 0.1 | 0.1 | 0.1 | 0.1 | 0.1 | 0.1 | 0.1 | 0.1 | 0.1 | 0.1 | 0.1 | 0.1 | 0.1 | 0.1 | 0.1 | 0.1 | 0.1 | 0.1 | 0.1 | 0.1 | 0.1 | 0.1 | 0.1 | 0.1
Slovenia | EU ST | ST, FS & CC | Capacity (MW) | Thermal | Coal | Coal | Coal CHP | 74: 124; 78: 124; 82: 124; 86: 124; 90: 42
Slovenia | EU ST | ST, FS & CC | Capacity (MW) | Thermal | Gas | OCGT | GT | 468.1 | 468.1 | 468.1 | 468.1 | 422.1 | 422.1 | 772.1 | 772.1 | 1122.1 | 1122.1 | 1122.1 | 1122.1 | 1122.1 | 1122.1 | 1122.1 | 1122.1 | 1122.1 | 1122.1 | 1122.1 | 1122.1 | 1122.1 | 1038.1 | 1038.1 | 1038.1 | 700.1 | 700.1 | 700.1 | 700.1 | 700.1 | 700.1
Slovenia | EU ST | ST, FS & CC | Capacity (MW) | Thermal | Low Carbon | Hydrogen CHP | GT Hydrogen | [9 empty] | 0.2 | 0.2 | 0.2 | 0.2 | 0.2 | 0.2 | 0.2 | 0.2 | 0.2 | 0.2 | 0.2 | 0.2 | 0.2 | 0.2 | 0.2 | 0.2 | 0.2 | 0.2 | 0.2 | 0.2 | 0.2
Slovenia | EU ST | ST, FS & CC | Capacity (MW) | Thermal | Coal | Coal | Lignite | 860.1 | 860.1 | 860.1 | 860.1 | 860.2 | 545.2 | 545.2 | 545.2 | 545.2 | 545.2 | 545.2 | 0.2 | 0.2 | 0.2 | 0.2 | 0.2 | 0.2 | 0.2 | 0.2 | 0.2 | 0.2 | 0.2 | 0.2 | 0.2 | 0.2 | 0.2 | 0.2 | 0.2 | 0.2 | 0.2
Slovenia | EU ST | ST, FS & CC | Capacity (MW) | Low Carbon | Nuclear | Nuclear | Nuclear | 696 | 696 | 696 | 696 | 696 | 696 | 696 | 696 | 696 | 696 | 696 | 1796 | 1796 | 1796 | 1796 | 1796 | 1796 | 1796 | 1796 | 1796 | 1796 | 1796 | 1796 | 1796 | 1796 | 1796 | 1796 | 1796 | 1796 | 1796
Slovenia | EU ST | ST, FS & CC | Capacity (MW) | Renewable | Onshore Wind | Onshore Wind | Onshore Wind | 5 | 15 | 155.03 | 193.45 | 224.3 | 256.79 | 272.34 | 289.82 | 307.29 | 324.8 | 539.6 | 704.68 | 813.76 | 841.36 | 856.36 | 1023.5 | 1135.58 | 1224.42 | 1377.48 | 1392.48 | 1448.13 | 1463.13 | 1478.13 | 1493.13 | 1508.13 | 1523.13 | 1538.13 | 1560.97 | 1582.32 | 1597.32
Slovenia | EU ST | ST, FS & CC | Capacity (MW) | Storage | Storage | Pumped Hydro | Pumped Storage | 185 | 185 | 185 | 185 | 185 | 185 | 185 | 185 | 185 | 185 | 185 | 185 | 185 | 185 | 185 | 185 | 185 | 185 | 185 | 185 | 185 | 185 | 185 | 185 | 185 | 185 | 185 | 185 | 185 | 185
Slovenia | EU ST | ST, FS & CC | Capacity (MW) | Renewable | Hydro | Hydro | Run-of-river Hydro | 1156 | 1156 | 1156 | 1156 | 1156 | 1156 | 1156 | 1156 | 1156 | 1156 | 1156 | 1156 | 1156 | 1156 | 1156 | 1156 | 1156 | 1156 | 1156 | 1156 | 1156 | 1156 | 1156 | 1156 | 1156 | 1156 | 1156 | 1156 | 1156 | 1156
Slovenia | EU ST | ST, FS & CC | Capacity (MW) | Renewable | Solar | Solar PV | Solar PV | 297 | 358 | 424.6 | 807.49 | 925.46 | 1027.66 | 1177.66 | 1327.66 | 1477.66 | 1725.61 | 1876.67 | 2026.67 | 2126.67 | 2227.5 | 2338.01 | 2438.88 | 2545.58 | 2645.58 | 2746.37 | 2846.37 | 2947.68 | 3047.68 | 3147.68 | 3247.68 | 3347.68 | 3447.68 | 3547.68 | 3647.68 | 3747.68 | 3856.07
Spain | EU ST | ST, FS & CC | Capacity (MW) | Thermal | Gas | Gas CHP | Aggregated Small CHP | 6127 | 5827 | 5527 | 5277 | 5027 | 4777 | 4527 | 4277 | 4027 | 3767 | 3767 | 3767 | 3767 | 3767 | 3767 | 3767 | 3767 | 3767 | 3767 | 3767 | 3767 | 3767 | 3767 | 3767 | 3767 | 3767 | 3767 | 3767 | 3767 | 3767
Spain | EU ST | ST, FS & CC | Capacity (MW) | Storage | Storage | Battery | Battery | 168 | 306 | 454 | 592 | 991 | 1879 | 2777 | 3665 | 4564 | 5452 | 5732 | 6012 | 6292 | 6572 | 6852 | 7132 | 7412 | 7692 | 8051.91 | 8331.91 | 8331.91 | 8364.67 | 8364.67 | 8373.66 | 8374.64 | 8374.64 | 8374.64 | 8374.64 | 8374.64 | 8374.64
Spain | EU ST | ST, FS & CC | Capacity (MW) | Renewable | Biomass | Biomass | Biomass | 998 | 1198 | 1198 | 1198 | 1198 | 1198 | 1198 | 1198 | 1198 | 1198 | 1198 | 1198 | 1198 | 1198 | 1198 | 1198 | 1198 | 1198 | 1198 | 1198 | 3023.86 | 3023.86 | 3023.86 | 3023.86 | 3023.86 | 3023.86 | 3023.86 | 3023.86 | 3023.86 | 3023.86
Spain | EU ST | ST, FS & CC | Capacity (MW) | Thermal | Gas | CCGT | CCGT | 26279.13 | 26280.1 | 26280.1 | 26280.1 | 26280.2 | 26280.2 | 26280.2 | 26280.2 | 26733.85 | 26733.95 | 26500.95 | 25298.95 | 22661.95 | 21066.95 | 17578.05 | 11289.05 | 9021.05 | 5535.05 | 4464.05 | 3408.15 | 880.15 | 880.15 | 880.15 | 426.5 | 0.5 | 0.5 | 0.5 | 0.5 | 0.5 | 0.5
Spain | EU ST | ST, FS & CC | Capacity (MW) | Thermal | Gas | Gas CHP | CCGT CHP | 74: 150; 78: 150; 82: 150; 86: 150; 90: 150; 94: 150; 98: 150; 102: 85; 106: 85
Spain | EU ST | ST, FS & CC | Capacity (MW) | Thermal | Low Carbon | Hydrogen | CCGT Hydrogen | 0.1 | 0.1 | 0.1 | 0.1 | 0.2 | 0.2 | 0.2 | 0.2 | 0.2 | 0.4 | 0.4 | 4.63 | 16.68 | 16.68 | 24.95 | 73.07 | 86.04 | 90.98 | 134.12 | 134.32 | 134.32 | 134.32 | 134.32 | 134.32 | 134.32 | 159.1 | 165.64 | 171.24 | 171.24 | 171.24
Spain | EU ST | ST, FS & CC | Capacity (MW) | Low Carbon | CCS | CCS Biomass | CCS Biomass | [9 empty] | 0.1 | 0.1 | 0.1 | 0.1 | 0.1 | 0.2 | 0.2 | 0.2 | 0.2 | 0.2 | 0.3 | 0.3 | 0.3 | 0.3 | 0.3 | 0.4 | 0.4 | 0.4 | 0.4 | 251.6 | 767.75
Spain | EU ST | ST, FS & CC | Capacity (MW) | Low Carbon | CCS | CCS Gas | CCS Gas |  |  |  |  | 0.1 | 0.1 | 0.1 | 0.1 | 0.1 | 0.2 | 0.2 | 0.2 | 0.2 | 0.2 | 0.3 | 0.3 | 0.3 | 0.3 | 0.46 | 39.87 | 39.87 | 47.27 | 59.19 | 156.97 | 157.07 | 157.07 | 157.07 | 157.07 | 157.07 | 157.17
Spain | EU ST | ST, FS & CC | Capacity (MW) | Thermal | Coal | Coal | Coal | 4825.8 | 4484.8 | 3081.56 | 3081.56 | 3081.56 | 0.1 | 0.1 | 0.1 | 0.1 | 0.1 | 0.1 | 0.1 | 0.1 | 0.1 | 0.1 | 0.1 | 0.1 | 0.1 | 0.1 | 0.1 | 0.1 | 0.1 | 0.1 | 0.1 | 0.1 | 0.1 | 0.1 | 0.1 | 0.1 | 0.1
Spain | EU ST | ST, FS & CC | Capacity (MW) | Thermal | Gas | Gas Reciprocating Engines | Engine | 850.5 | 850.5 | 850.5 | 850.5 | 850.5 | 850.5 | 850.5 | 850.5 | 850.5 | 850.5 | 850.5 | 850.5 | 850.5 | 850.5 | 850.5 | 850.5 | 850.5 | 850.5 | 850.5 | 850.5 | 850.5 | 850.5 | 850.5 | 850.5 | 850.5 | 850.5 | 850.5 | 850.5 | 850.5
Spain | EU ST | ST, FS & CC | Capacity (MW) | Thermal | Gas | OCGT | GT | 1444.96 | 1444.96 | 1444.96 | 1444.96 | 1444.96 | 1444.96 | 1444.96 | 1444.96 | 1974.18 | 1974.28 | 1974.28 | 1974.28 | 1974.28 | 1974.28 | 1974.28 | 1974.28 | 1974.28 | 1974.28 | 1974.28 | 1974.28 | 1974.28 | 1974.28 | 1974.28 | 1974.28 | 1974.38 | 1974.38 | 1974.38 | 1974.38 | 1974.38 | 529.72
Spain | EU ST | ST, FS & CC | Capacity (MW) | Thermal | Low Carbon | Hydrogen CHP | GT Hydrogen | [9 empty] | 0.6 | 0.6 | 0.6 | 0.6 | 0.6 | 0.6 | 0.6 | 0.6 | 0.6 | 1500.6 | 1500.6 | 1500.6 | 1500.6 | 1500.6 | 1500.6 | 1500.8 | 1500.8 | 1500.8 | 1500.8 | 1500.8 | 1500.8
Spain | EU ST | ST, FS & CC | Capacity (MW) | Low Carbon | Nuclear | Nuclear | Nuclear | 7116.9 | 7116.9 | 7116.9 | 7116.9 | 7116.9 | 7116.9 | 7116.9 | 7116.9 | 7116.9 | 7116.9 | 5099.9 | 5099.9 | 5099.9 | 3040.1 | 3040.1 | 2048.4 | 2048.4 | 1003.4
Spain | EU ST | ST, FS & CC | Capacity (MW) | Renewable | Onshore Wind | Onshore Wind | Onshore Wind | 27625 | 28068 | 30038.56 | 31541.56 | 32942.43 | 34295.43 | 35238.48 | 36194.11 | 36795.28 | 37956.67 | 38151.11 | 37745.47 | 39088.38 | 42004.32 | 41942.32 | 43485.79 | 43820.79 | 44680.03 | 46695.65 | 47356.77 | 49113.77 | 59866.77 | 59866.77 | 59891.78 | 60100.15 | 60131.15 | 60159.15 | 60159.15 | 60159.15 | 60182.36
Spain | EU ST | ST, FS & CC | Capacity (MW) | Renewable | Other Renewables | Other Renewables | Other Renewables | 174: 196.14; 178: 196.14; 181: 196.14; 185: 196.14; 200: 196.14; 200: 196.14; 200: 196.14; 205: 196.14; 211: 196.14; 250: 196.14
Spain | EU ST | ST, FS & CC | Capacity (MW) | Storage | Storage | Pumped Hydro | Pumped Storage | 6040 | 6040 | 6040 | 6240 | 6240 | 6440 | 7440 | 8140 | 8140 | 9040 | 9040 | 9240 | 9240 | 9440 | 9940 | 10140 | 10140 | 10340 | 10340 | 10540 | 10540 | 10740 | 10740 | 10940 | 11600 | 11800 | 11800 | 12000 | 12000 | 12200
Spain | EU ST | ST, FS & CC | Capacity (MW) | Renewable | Hydro | Hydro | Reservoir Hydro | 15000 | 15000 | 15000 | 15000 | 15000 | 15000 | 15000 | 15000 | 15000 | 15000 | 15000 | 15000 | 15000 | 15000 | 15000 | 15000 | 15000 | 15000 | 15000 | 15000 | 15000 | 15000 | 15000 | 15000 | 15000 | 15000 | 15000 | 15000 | 15000 | 15000
Spain | EU ST | ST, FS & CC | Capacity (MW) | Renewable | Hydro | Hydro | Run-of-river Hydro | 2100 | 2100 | 2100 | 2100 | 2100 | 2100 | 2100 | 2100 | 2100 | 2100 | 2100 | 2100 | 2100 | 2100 | 2100 | 2100 | 2100 | 2100 | 2100 | 2100 | 2100 | 2100 | 2100 | 2100 | 2100 | 2100 | 2100 | 2100 | 2100 | 2100
Spain | EU ST | ST, FS & CC | Capacity (MW) | Renewable | Solar | Solar PV | Solar CSP | 2300 | 2300 | 2300 | 2300 | 2300 | 2300 | 2300 | 2300 | 2300 | 2300 | 2300 | 2289 | 2289 | 2239 | 2067 | 1767 | 1300 | 349
Spain | EU ST | ST, FS & CC | Capacity (MW) | Renewable | Solar | Solar PV | Solar PV | 14287.45 | 17883.45 | 22561.19 | 26961.19 | 30861.19 | 34636.67 | 38342.59 | 42192.59 | 45942.59 | 49992.59 | 50526.17 | 50986.44 | 51396.34 | 52630.44 | 53555.89 | 55190.88 | 57028.79 | 58840.6 | 63388.2 | 64206.04 | 64751.61 | 64751.61 | 64751.61 | 66488.33 | 73408.5 | 75194.25 | 76413.16 | 78173.27 | 78173.27 | 78173.27
Spain | EU ST | ST, FS & CC | Capacity (MW) | Thermal | Gas | Gas CHP | Steam Gas CHP | 3 | 3 | 3 | 3 | 3 | 3 | 3 | 3 | 3 | 3 | 3 | 3 | 3 | 3 | 3 | 3 | 3 | 3 | 3 | 3 | 3 | 3 | 3 | 3 | 3 | 3 | 3 | 3 | 3 | 3
Spain | EU ST | ST, FS & CC | Capacity (MW) | Thermal | Other Thermal | Fuel Oil | Steam Oil | 560.43 | 560.43 | 560.43 | 560.43 | 560.43 | 560.43 | 560.43 | 560.43 | 560.43 | 560.43 | 560.43 | 480.43 | 480.43 | 480.43 | 480.43 | 480.43 | 480.43 | 480.43 | 480.43 | 480.43 | 480.43 | 480.43 | 480.43 | 480.43 | 480.43 | 480.43 | 480.43 | 480.43 | 480.43 | 0.43
Spain | EU ST | ST, FS & CC | Capacity (MW) | Renewable | Waste | Waste | Waste | 600 | 600 | 600 | 600 | 600 | 600 | 600 | 600 | 600 | 600 | 600 | 600 | 600 | 600 | 600 | 600 | 600 | 600 | 600 | 600 | 600 | 600 | 600 | 600 | 600 | 600 | 600 | 600 | 600 | 600
Sweden | EU ST | ST, FS & CC | Capacity (MW) | Storage | Storage | Battery | Battery | 20 | 20 | 20 | 20 | 21.2 | 21.2 | 21.2 | 21.2 | 21.2 | 21.2 | 21.2 | 21.2 | 21.2 | 21.2 | 21.2 | 21.2 | 21.2 | 21.2 | 21.2 | 21.2 | 21.2 | 21.2 | 21.2 | 21.46 | 37.32 | 118.88 | 145.15 | 260.85 | 262.47 | 264.63
Sweden | EU ST | ST, FS & CC | Capacity (MW) | Renewable | Biomass | Biomass CHP | Biomass CHP | 3262.83 | 3292.83 | 3292.83 | 3292.83 | 3292.83 | 3205.83 | 3245.83 | 3245.83 | 3245.83 | 3245.83 | 3245.83 | 3245.83 | 3245.83 | 3245.83 | 3245.83 | 3245.83 | 3245.83 | 3245.83 | 3245.83 | 3207.83 | 3207.83 | 3207.83 | 3207.83 | 3207.83 | 3207.83 | 3207.83 | 3207.83 | 3207.83 | 3207.83 | 3207.83
Sweden | EU ST | ST, FS & CC | Capacity (MW) | Thermal | Gas | CCGT | CCGT | 0.3 | 0.3 | 0.3 | 0.3 | 0.6 | 0.6 | 0.6 | 0.6 | 0.6 | 0.9 | 0.9 | 0.9 | 0.9 | 0.9 | 1.2 | 1.2 | 1.2 | 1.2 | 1.2 | 1.5 | 1.5 | 1.5 | 1.5 | 1.5 | 1.5 | 1.5 | 1.5 | 1.5 | 1.5 | 1.5
Sweden | EU ST | ST, FS & CC | Capacity (MW) | Thermal | Gas | Gas CHP | CCGT CHP | 260 | 260 | 260 | 260 | 260 | 260 | 260 | 260 | 260 | 260 | 260 | 260 | 260 | 260 | 260 | 260 | 260 | 260 | 260 | 260 | 260 | 260 | 260 | 260 | 260 | 260 | 260 | 260 | 260 | 260
Sweden | EU ST | ST, FS & CC | Capacity (MW) | Thermal | Low Carbon | Hydrogen | CCGT Hydrogen | 0.3 | 0.3 | 0.3 | 0.3 | 0.6 | 0.6 | 0.6 | 0.6 | 0.6 | 0.9 | 0.9 | 0.9 | 0.9 | 0.9 | 1.2 | 1.2 | 1.2 | 1.2 | 1.2 | 1.5 | 1.5 | 1.5 | 1.5 | 1.5 | 1.5 | 1.5 | 1.5 | 1.5 | 1.5 | 1.5
Sweden | EU ST | ST, FS & CC | Capacity (MW) | Low Carbon | CCS | CCS Biomass | CCS Biomass | [9 empty] | 0.3 | 0.3 | 0.3 | 0.3 | 0.3 | 0.6 | 0.6 | 0.6 | 0.6 | 0.6 | 0.9 | 0.9 | 0.9 | 0.9 | 0.9 | 1.2 | 63.07 | 317.85 | 614.32 | 1046.1 | 1628.75
Sweden | EU ST | ST, FS & CC | Capacity (MW) | Low Carbon | CCS | CCS Gas | CCS Gas |  |  |  |  | 0.3 | 0.3 | 0.3 | 0.3 | 0.3 | 0.6 | 0.6 | 0.6 | 0.6 | 0.6 | 0.9 | 0.9 | 0.9 | 0.9 | 0.9 | 1.2 | 1.2 | 1.2 | 1.2 | 1.2 | 1.2 | 1.2 | 1.2 | 1.2 | 1.2 | 1.2
Sweden | EU ST | ST, FS & CC | Capacity (MW) | Thermal | Coal | Coal | Coal | 0.3 | 0.3 | 0.3 | 0.3 | 0.3 | 0.3 | 0.3 | 0.3 | 0.3 | 0.3 | 0.3 | 0.3 | 0.3 | 0.3 | 0.3 | 0.3 | 0.3 | 0.3 | 0.3 | 0.3 | 0.3 | 0.3 | 0.3 | 0.3 | 0.3 | 0.3 | 0.3 | 0.3 | 0.3 | 0.3
Sweden | EU ST | ST, FS & CC | Capacity (MW) | Thermal | Gas | OCGT | GT | 1970.4 | 1860.4 | 1860.4 | 1860.4 | 1860.4 | 1200.4 | 1200.4 | 1200.4 | 1200.4 | 1200.4 | 1200.4 | 1200.4 | 1200.4 | 1200.4 | 0.4 | 0.4 | 0.4 | 0.4 | 0.4 | 0.4 | 0.4 | 0.4 | 0.4 | 0.4 | 0.4 | 0.4 | 0.4 | 0.4 | 0.4 | 0.4
Sweden | EU ST | ST, FS & CC | Capacity (MW) | Thermal | Gas | Gas CHP | GT CHP | 13.5 | 13.5 | 13.5 | 13.5 | 13.5 | 13.5 | 13.5 | 13.5 | 13.5 | 13.5 | 13.5 | 13.5 | 13.5 | 13.5 | 13.5 | 13.5 | 13.5 | 13.5 | 13.5
Sweden | EU ST | ST, FS & CC | Capacity (MW) | Thermal | Low Carbon | Hydrogen CHP | GT Hydrogen | [9 empty] | 0.8 | 0.8 | 0.8 | 0.8 | 0.8 | 300.8 | 300.8 | 300.8 | 300.8 | 300.8 | 300.8 | 300.8 | 300.8 | 300.8 | 300.8 | 300.8 | 300.8 | 300.8 | 300.8 | 300.8 | 300.8
Sweden | EU ST | ST, FS & CC | Capacity (MW) | Renewable | Hydro | Hydro | Hydro | 15552 | 15627 | 15701 | 15777 | 15853 | 15929 | 16003 | 16078 | 16153 | 16228 | 16303 | 16378 | 16378 | 16378 | 16378 | 16378 | 16378 | 16378 | 16378 | 16378 | 16378 | 16378 | 16378 | 16378 | 16378 | 16378 | 16378 | 16378 | 16378 | 16378
Sweden | EU ST | ST, FS & CC | Capacity (MW) | Low Carbon | Nuclear | Nuclear | Nuclear | 6859 | 6859 | 6859 | 6859 | 6859 | 6859 | 6859 | 6859 | 6859 | 6859 | 6859 | 6859 | 6859 | 6859 | 6859 | 6859 | 6859 | 6859 | 6859 | 5869 | 4749 | 4749 | 4749 | 4749 | 3579.1 | 3579.1 | 3579.1 | 3579.1 | 3579.1 | 3579.1
Sweden | EU ST | ST, FS & CC | Capacity (MW) | Renewable | Offshore Wind | Offshore Wind | Offshore Wind | 203 | 203 | 253 | 428 | 603 | 603 | 603 | 603 | 603 | 603 | 603 | 603 | 603 | 603 | 603 | 603 | 603 | 603 | 603 | 603 | 660 | 720 | 780 | 840 | 900 | 960 | 1020 | 1080 | 1140 | 1200
Sweden | EU ST | ST, FS & CC | Capacity (MW) | Renewable | Onshore Wind | Onshore Wind | Onshore Wind | 10678.85 | 13494.38 | 15309.32 | 17285.95 | 18571.96 | 19355.25 | 20138.09 | 20920.49 | 21735.29 | 22552.44 | 22552.44 | 22592.15 | 22592.15 | 22592.15 | 22629.65 | 22962.72 | 23059.27 | 23276.12 | 23847.14 | 23920.21 | 24413.31 | 24671.74 | 24690.23 | 25197.48 | 26006.24 | 26277.15 | 26424.79 | 26459.26 | 26742.48 | 27118.74
Sweden | EU ST | ST, FS & CC | Capacity (MW) | Renewable | Solar | Solar PV | Solar PV | 1330 | 1573 | 1813 | 2054 | 2295 | 2473 | 2652 | 2822.34 | 2992.66 | 3163 | 3380.4 | 3597.8 | 3815.2 | 4032.6 | 4250 | 4777 | 5304 | 5830 | 6357 | 6883 | 6886 | 6888 | 6890 | 6892 | 6894 | 6896 | 6898 | 6899 | 6901 | 6904
Sweden | EU ST | ST, FS & CC | Capacity (MW) | Thermal | Gas | Gas CHP | Steam Gas CHP | 215.7 | 215.7 | 215.7 | 215.7 | 120.7 | 120.7 | 120.7 | 120.7 | 120.7 | 120.7 | 120.7 | 120.7 | 120.7 | 120.7 | 120.7 | 120.7 | 120.7 | 107.8 | 107.8 | 96.8 | 96.8 | 96.8 | 96.8 | 96.8 | 96.8 | 96.8 | 96.8 | 96.8 | 96.8 | 96.8
Sweden | EU ST | ST, FS & CC | Capacity (MW) | Thermal | Other Thermal | Fuel Oil | Steam Oil CHP | 273 | 273 | 273 | 273 | 273 | 273 | 273 | 273 | 273 | 273 | 273 | 273 | 273 | 273 | 273 | 273 | 273 | 273 | 273 | 200 | 200 | 200 | 200 | 200 | 200 | 200 | 200 | 200 | 200 | 200
Sweden | EU ST | ST, FS & CC | Capacity (MW) | Renewable | Waste | Waste CHP | Waste CHP | 795.1 | 795.1 | 795.1 | 795.1 | 795.1 | 845.1 | 845.1 | 845.1 | 845.1 | 845.1 | 845.1 | 845.1 | 845.1 | 845.1 | 845.1 | 845.1 | 845.1 | 845.1 | 845.1 | 845.1 | 845.1 | 845.1 | 845.1 | 845.1 | 845.1 | 845.1 | 845.1 | 845.1 | 845.1 | 845.1
Switzerland | EU ST | ST, FS & CC | Capacity (MW) | Thermal | Gas | Gas CHP | Aggregated Small CHP | 524 | 524 | 524 | 524 | 524 | 524 | 524 | 524 | 524 | 524 | 511 | 498 | 485 | 472 | 459 | 445 | 432 | 419 | 406 | 393 | 380 | 367 | 354 | 341 | 328 | 314 | 301 | 288 | 275 | 262
Switzerland | EU ST | ST, FS & CC | Capacity (MW) | Storage | Storage | Battery | Battery | 18.3 | 18.3 | 20.3 | 24.3 | 28.3 | 32.3 | 36.3 | 40.3 | 44.3 | 47.3 | 47.3 | 47.3 | 47.3 | 47.3 | 47.3 | 47.3 | 47.3 | 47.3 | 47.3 | 47.3 | 47.3 | 47.3 | 47.3 | 47.3 | 47.3 | 47.3 | 47.3 | 47.3 | 47.3 | 47.3
Switzerland | EU ST | ST, FS & CC | Capacity (MW) | Renewable | Biomass | Biomass | Biomass | 87.79 | 104.31 | 120.82 | 137.34 | 153.85 | 170.36 | 186.88 | 203.39 | 219.91 | 236.42 | 252.93 | 269.45 | 285.96 | 302.48 | 318.99 | 335.5 | 352.02 | 368.53 | 385.05 | 401.56 | 418.07 | 434.59 | 451.1 | 467.62 | 484.13 | 500.64 | 517.16 | 533.67 | 550.19 | 567.14
Switzerland | EU ST | ST, FS & CC | Capacity (MW) | Thermal | Gas | CCGT | CCGT | 132.1 | 132.1 | 132.1 | 98.1 | 98.2 | 98.2 | 98.2 | 98.2 | 98.2 | 98.3 | 98.3 | 98.3 | 98.3 | 98.3 | 98.4 | 98.4 | 98.4 | 98.4 | 98.4 | 43.5 | 43.5 | 43.5 | 43.5 | 43.5 | 43.5 | 0.5 | 0.5 | 0.5 | 0.5 | 0.5
Switzerland | EU ST | ST, FS & CC | Capacity (MW) | Thermal | Low Carbon | Hydrogen | CCGT Hydrogen | 0.1 | 0.1 | 0.1 | 0.1 | 0.2 | 0.2 | 0.2 | 0.2 | 0.2 | 0.4 | 0.4 | 0.4 | 0.4 | 0.4 | 0.6 | 0.6 | 0.6 | 0.6 | 0.6 | 0.8 | 0.8 | 0.8 | 0.8 | 0.8 | 0.8 | 0.8 | 13.76 | 58 | 58.92 | 58.92
Switzerland | EU ST | ST, FS & CC | Capacity (MW) | Low Carbon | CCS | CCS Biomass | CCS Biomass | [9 empty] | 0.1 | 0.1 | 0.1 | 0.1 | 0.1 | 0.2 | 0.2 | 0.2 | 0.2 | 0.2 | 0.3 | 0.3 | 0.3 | 0.3 | 0.3 | 0.4 | 0.4 | 0.4 | 0.4 | 0.4 | 0.5
Switzerland | EU ST | ST, FS & CC | Capacity (MW) | Low Carbon | CCS | CCS Gas | CCS Gas |  |  |  |  | 0.1 | 0.1 | 0.1 | 0.1 | 0.1 | 0.2 | 0.2 | 0.2 | 0.2 | 0.2 | 0.3 | 0.3 | 0.3 | 0.3 | 0.3 | 0.4 | 0.4 | 0.4 | 0.4 | 0.4 | 0.5 | 0.5 | 0.5 | 0.5 | 0.5 | 0.6
Switzerland | EU ST | ST, FS & CC | Capacity (MW) | Thermal | Coal | Coal | Coal | 0.1 | 0.1 | 0.1 | 0.1 | 0.1 | 0.1 | 0.1 | 0.1 | 0.1 | 0.1 | 0.1 | 0.1 | 0.1 | 0.1 | 0.1 | 0.1 | 0.1 | 0.1 | 0.1 | 0.1 | 0.1 | 0.1 | 0.1 | 0.1 | 0.1 | 0.1 | 0.1 | 0.1 | 0.1 | 0.1
Switzerland | EU ST | ST, FS & CC | Capacity (MW) | Thermal | Gas | OCGT | GT | 0.1 | 0.1 | 0.1 | 0.1 | 0.1 | 0.1 | 0.1 | 0.1 | 344.36 | 344.36 | 344.36 | 344.36 | 344.36 | 344.36 | 344.36 | 344.36 | 344.36 | 344.36 | 344.36 | 344.36 | 344.36 | 344.36 | 344.36 | 344.36 | 344.36 | 344.36 | 344.36 | 344.36 | 344.36 | 344.36
Switzerland | EU ST | ST, FS & CC | Capacity (MW) | Thermal | Low Carbon | Hydrogen CHP | GT Hydrogen | [9 empty] | 0.2 | 0.2 | 0.2 | 0.2 | 0.2 | 0.2 | 0.2 | 0.2 | 0.2 | 0.2 | 0.2 | 0.2 | 0.2 | 0.2 | 0.2 | 0.2 | 0.2 | 0.2 | 0.2 | 0.2 | 0.2
Switzerland | EU ST | ST, FS & CC | Capacity (MW) | Low Carbon | Nuclear | Nuclear | Nuclear | 2960 | 2960 | 2960 | 2960 | 2960 | 2960 | 2960 | 2960 | 2960 | 2960 | 2595 | 2595 | 2230 | 2230 | 2230 | 2230 | 2230 | 2230 | 2230 | 1220 | 1220 | 1220 | 1220 | 1220
Switzerland | EU ST | ST, FS & CC | Capacity (MW) | Renewable | Onshore Wind | Onshore Wind | Onshore Wind | 117 | 140 | 175 | 230 | 480 | 540 | 680 | 782.53 | 816.51 | 892.26 | 932.26 | 992.26 | 1062.26 | 1132.26 | 1192.26 | 1262.26 | 1362.26 | 1462.26 | 1562.26 | 1762.26 | 1862.26 | 1962.26 | 2062.26 | 2162.26 | 2262.26 | 2462.26 | 2562.26 | 2662.26 | 2762.26 | 2762.26
Switzerland | EU ST | ST, FS & CC | Capacity (MW) | Storage | Storage | Pumped Hydro | Pumped Storage | 3068.8 | 3968.8 | 3968.8 | 3968.8 | 4028.8 | 4178.8 | 4178.8 | 4178.8 | 4838.8 | 4838.8 | 4838.8 | 5838.8 | 5838.8 | 5838.8 | 5838.8 | 5838.8 | 5838.8 | 5838.8 | 5838.8 | 5838.8 | 5838.8 | 5838.8 | 5838.8 | 5838.8 | 5838.8 | 5838.8 | 5838.8 | 5838.8 | 5838.8 | 5838.8
Switzerland | EU ST | ST, FS & CC | Capacity (MW) | Renewable | Hydro | Hydro | Reservoir Hydro | 7776 | 7799 | 7821 | 7844 | 7866 | 7889 | 7912 | 7934 | 7957 | 7980 | 8003 | 8025 | 8048 | 8071 | 8161 | 8196 | 8231 | 8266 | 8300 | 8383 | 8429 | 8476 | 8522 | 8569 | 8616 | 8662 | 8709 | 8756 | 8802 | 8849
Switzerland | EU ST | ST, FS & CC | Capacity (MW) | Renewable | Hydro | Hydro | Run-of-river Hydro | 4734 | 4748 | 4761 | 4776 | 4789 | 4804 | 4817 | 4831 | 4845 | 4859 | 4872 | 4887 | 4900 | 4913 | 4928 | 4949 | 4970 | 4991 | 5012 | 5034 | 5055 | 5077 | 5099 | 5120 | 5142 | 5164 | 5185 | 5207 | 5229 | 5250
Switzerland | EU ST | ST, FS & CC | Capacity (MW) | Renewable | Solar | Solar PV | Solar PV | 2858 | 3085 | 3312 | 3825.87 | 4052.87 | 4313.28 | 4555.97 | 4833.96 | 5060.96 | 5314.75 | 5554.76 | 5840.11 | 6068.53 | 6295.53 | 6522.53 | 6749.53 | 6976.53 | 7203.53 | 7430.53 | 7657.53 | 7884.53 | 8111.53 | 8338.53 | 8566.53 | 8793.53 | 9020.53 | 9247.53 | 9474.53 | 9704.31 | 9928.01
Switzerland | EU ST | ST, FS & CC | Capacity (MW) | Renewable | Waste | Waste | Waste | 373.34 | 374.9 | 376.45 | 378.01 | 379.56 | 381.12 | 382.67 | 384.23 | 385.78 | 387.34 | 388.89 | 390.44 | 392 | 393.55 | 395.11 | 396.66 | 398.22 | 399.77 | 401.33 | 403 | 403 | 403 | 403 | 403 | 403 | 403 | 403 | 403 | 403 | 403
Austria | EU CT | CT & LW | Demand (TWh) | Demand | Demand Total (TWh) - Excluding Electrolysis |  |  | 69.49 | 70.49 | 71.49 | 72.49 | 73.49 | 78.26 | 83.03 | 87.79 | 92.56 | 97.32 | 98.56 | 99.81 | 101.05 | 102.29 | 103.54 | 104.78 | 106.02 | 107.26 | 108.51 | 109.75 | 110.38 | 111.01 | 111.64 | 112.27 | 112.9 | 113.53 | 114.16 | 114.79 | 115.42 | 116.05
Belgium | EU CT | CT & LW | Demand (TWh) | Demand | Demand Total (TWh) - Excluding Electrolysis |  |  | 86.75 | 87.59 | 88.42 | 89.26 | 90.09 | 94.56 | 99.03 | 103.5 | 107.97 | 112.44 | 114.26 | 116.09 | 117.91 | 119.73 | 121.56 | 123.38 | 125.21 | 127.03 | 128.86 | 130.68 | 132.05 | 133.41 | 134.78 | 136.14 | 137.51 | 138.87 | 140.24 | 141.6 | 142.97 | 144.33
Czech Republic | EU CT | CT & LW | Demand (TWh) | Demand | Demand Total (TWh) - Excluding Electrolysis |  |  | 65.78 | 67.29 | 68.8 | 70.31 | 71.82 | 72 | 72.18 | 72.36 | 72.54 | 72.72 | 73.99 | 75.26 | 76.53 | 77.79 | 79.06 | 80.33 | 81.6 | 82.87 | 84.14 | 85.4 | 85.91 | 86.41 | 86.91 | 87.41 | 87.91 | 88.41 | 88.91 | 89.42 | 89.92 | 90.42
Denmark | EU CT | CT & LW | Demand (TWh) | Demand | Demand Total (TWh) - Excluding Electrolysis |  |  | 34.79 | 36.88 | 38.97 | 41.07 | 43.16 | 45.09 | 47.02 | 48.96 | 50.89 | 52.82 | 53.81 | 54.8 | 55.8 | 56.79 | 57.78 | 58.77 | 59.77 | 60.76 | 61.75 | 62.74 | 63.28 | 63.81 | 64.35 | 64.88 | 65.42 | 65.95 | 66.49 | 67.02 | 67.55 | 68.09
Finland | EU CT | CT & LW | Demand (TWh) | Demand | Demand Total (TWh) - Excluding Electrolysis |  |  | 85.82 | 88.38 | 90.93 | 93.48 | 96.03 | 100.26 | 104.48 | 108.71 | 112.93 | 117.16 | 119.45 | 121.74 | 124.03 | 126.32 | 128.61 | 130.9 | 133.19 | 135.49 | 137.78 | 140.07 | 139.49 | 138.9 | 138.32 | 137.74 | 137.16 | 136.58 | 136 | 135.41 | 134.83 | 134.25
France | EU CT | CT & LW | Demand (TWh) | Demand | Demand Total (TWh) - Excluding Electrolysis |  |  | 484.19 | 487.19 | 490.42 | 493.44 | 496.56 | 499.73 | 519.35 | 538.96 | 558.58 | 578.2 | 583.01 | 587.82 | 592.62 | 597.43 | 602.24 | 607.05 | 611.86 | 616.67 | 621.48 | 626.29 | 629.05 | 631.82 | 634.58 | 637.34 | 640.1 | 642.86 | 645.63 | 648.39 | 651.15 | 653.91
Germany | EU CT | CT & LW | Demand (TWh) | Demand | Demand Total (TWh) - Excluding Electrolysis |  |  | 549.94 | 555.98 | 562.42 | 569.17 | 575.92 | 600.19 | 638.46 | 676.73 | 715 | 753.26 | 763.74 | 774.23 | 784.71 | 795.19 | 805.67 | 816.15 | 826.63 | 837.11 | 847.59 | 858.07 | 862.93 | 867.79 | 872.65 | 877.51 | 882.37 | 887.23 | 892.09 | 896.95 | 901.81 | 906.67
Ireland (IAI) | EU CT | CT & LW | Demand (TWh) | Demand | Demand Total (TWh) - Excluding Electrolysis |  |  | 42.06 | 43.43 | 44.8 | 46.18 | 47.55 | 48.4 | 49.25 | 50.1 | 50.94 | 51.79 | 52.56 | 53.32 | 54.08 | 54.85 | 55.61 | 56.38 | 57.14 | 57.9 | 58.67 | 59.43 | 60 | 60.57 | 61.13 | 61.7 | 62.27 | 62.84 | 63.4 | 63.97 | 64.54 | 65.1
Italy | EU CT | CT & LW | Demand (TWh) | Demand | Demand Total (TWh) - Excluding Electrolysis |  |  | 314.66 | 317.59 | 320.51 | 323.44 | 326.37 | 333.22 | 340.08 | 346.94 | 353.8 | 360.66 | 365 | 369.34 | 373.68 | 378.03 | 382.37 | 386.71 | 391.05 | 395.39 | 399.73 | 404.07 | 408.17 | 412.26 | 416.36 | 420.45 | 424.55 | 428.64 | 432.74 | 436.83 | 440.93 | 445.02
Luxembourg | EU CT | CT & LW | Demand (TWh) | Demand | Demand Total (TWh) - Excluding Electrolysis |  |  | 6.63 | 6.56 | 6.48 | 6.41 | 6.33 | 6.3 | 6.27 | 6.24 | 6.21 | 6.18 | 6.28 | 6.39 | 6.49 | 6.59 | 6.7 | 6.8 | 6.91 | 7.01 | 7.12 | 7.22 | 7.31 | 7.41 | 7.5 | 7.59 | 7.69 | 7.78 | 7.87 | 7.97 | 8.06 | 8.15
Netherlands | EU CT | CT & LW | Demand (TWh) | Demand | Demand Total (TWh) - Excluding Electrolysis |  |  | 118.6 | 123.45 | 128.31 | 133.16 | 138.01 | 147.32 | 156.62 | 165.93 | 175.24 | 184.54 | 188.14 | 191.74 | 195.34 | 198.94 | 202.54 | 206.14 | 209.74 | 213.33 | 216.93 | 220.53 | 222.8 | 225.07 | 227.33 | 229.6 | 231.86 | 234.13 | 236.4 | 238.66 | 240.93 | 243.2
Norway | EU CT | CT & LW | Demand (TWh) | Demand | Demand Total (TWh) - Excluding Electrolysis |  |  | 141.78 | 143.91 | 146.05 | 148.18 | 150.31 | 154.25 | 158.19 | 162.13 | 166.07 | 170 | 171.3 | 172.59 | 173.89 | 175.18 | 176.47 | 177.77 | 179.06 | 180.35 | 181.65 | 182.94 | 183.95 | 184.95 | 185.95 | 186.95 | 187.96 | 188.96 | 189.96 | 190.96 | 191.97 | 192.97
Poland | EU CT | CT & LW | Demand (TWh) | Demand | Demand Total (TWh) - Excluding Electrolysis |  |  | 156.62 | 160.03 | 163.44 | 166.86 | 170.27 | 174.54 | 178.81 | 183.09 | 187.36 | 191.63 | 194.2 | 196.77 | 199.34 | 201.91 | 204.49 | 207.06 | 209.63 | 212.2 | 214.77 | 217.34 | 219.64 | 221.94 | 224.24 | 226.54 | 228.83 | 231.13 | 233.43 | 235.73 | 238.03 | 240.33
Portugal | EU CT | CT & LW | Demand (TWh) | Demand | Demand Total (TWh) - Excluding Electrolysis |  |  | 49.88 | 50.17 | 50.45 | 50.74 | 51.02 | 53.08 | 55.14 | 57.2 | 59.26 | 61.32 | 62.01 | 62.7 | 63.39 | 64.08 | 64.77 | 65.46 | 66.15 | 66.84 | 67.53 | 68.22 | 68.7 | 69.19 | 69.67 | 70.16 | 70.64 | 71.13 | 71.62 | 72.1 | 72.59 | 73.07
Slovenia | EU CT | CT & LW | Demand (TWh) | Demand | Demand Total (TWh) - Excluding Electrolysis |  |  | 14.9 | 14.91 | 14.93 | 14.94 | 14.95 | 15.43 | 15.91 | 16.38 | 16.86 | 17.34 | 17.48 | 17.63 | 17.77 | 17.92 | 18.07 | 18.21 | 18.36 | 18.5 | 18.65 | 18.8 | 18.84 | 18.89 | 18.94 | 18.99 | 19.04 | 19.08 | 19.13 | 19.18 | 19.23 | 19.28
Spain | EU CT | CT & LW | Demand (TWh) | Demand | Demand Total (TWh) - Excluding Electrolysis |  |  | 254.95 | 255.23 | 255.51 | 255.79 | 256.07 | 266.36 | 276.64 | 286.93 | 297.21 | 307.5 | 311.15 | 314.8 | 318.45 | 322.1 | 325.75 | 329.4 | 333.05 | 336.7 | 340.35 | 344 | 347.07 | 350.14 | 353.21 | 356.28 | 359.35 | 362.42 | 365.49 | 368.56 | 371.63 | 374.7
Sweden | EU CT | CT & LW | Demand (TWh) | Demand | Demand Total (TWh) - Excluding Electrolysis |  |  | 139.39 | 141.31 | 143.23 | 145.15 | 147.07 | 149.1 | 151.14 | 153.17 | 155.21 | 157.25 | 158.14 | 159.04 | 159.94 | 160.84 | 161.74 | 162.63 | 163.53 | 164.43 | 165.33 | 166.22 | 166.85 | 167.48 | 168.11 | 168.73 | 169.36 | 169.99 | 170.61 | 171.24 | 171.87 | 172.49
Switzerland | EU CT | CT & LW | Demand (TWh) | Demand | Demand Total (TWh) - Excluding Electrolysis |  |  | 62.73 | 62.73 | 62.73 | 62.73 | 62.73 | 62.32 | 61.91 | 61.51 | 61.1 | 60.7 | 61.55 | 62.39 | 63.24 | 64.09 | 64.94 | 65.79 | 66.64 | 67.48 | 68.33 | 69.18 | 70.02 | 70.86 | 71.69 | 72.53 | 73.37 | 74.2 | 75.04 | 75.88 | 76.72 | 77.55
Austria | EU ST | ST, FS & CC | Demand (TWh) | Demand | Demand Total (TWh) - Excluding Electrolysis |  |  | 69.49 | 70.49 | 71.49 | 72.49 | 73.49 | 77.67 | 81.85 | 86.03 | 90.21 | 94.39 | 95.62 | 96.84 | 98.07 | 99.3 | 100.53 | 101.75 | 102.98 | 104.21 | 105.44 | 106.67 | 107.43 | 108.19 | 108.95 | 109.72 | 110.48 | 111.24 | 112 | 112.77 | 113.53 | 114.29
Belgium | EU ST | ST, FS & CC | Demand (TWh) | Demand | Demand Total (TWh) - Excluding Electrolysis |  |  | 86.75 | 87.59 | 88.42 | 89.26 | 90.09 | 92.04 | 93.98 | 95.93 | 97.87 | 99.82 | 100.79 | 101.75 | 102.72 | 103.69 | 104.66 | 105.63 | 106.6 | 107.57 | 108.54 | 109.51 | 110.52 | 111.53 | 112.54 | 113.55 | 114.56 | 115.57 | 116.58 | 117.59 | 118.6 | 119.61
Czech Republic | EU ST | ST, FS & CC | Demand (TWh) | Demand | Demand Total (TWh) - Excluding Electrolysis |  |  | 65.78 | 67.29 | 68.8 | 70.31 | 71.82 | 71.4 | 70.99 | 70.57 | 70.15 | 69.73 | 70.36 | 70.99 | 71.62 | 72.25 | 72.88 | 73.51 | 74.14 | 74.77 | 75.4 | 76.03 | 76.67 | 77.31 | 77.95 | 78.59 | 79.23 | 79.87 | 80.51 | 81.15 | 81.79 | 82.43
Denmark | EU ST | ST, FS & CC | Demand (TWh) | Demand | Demand Total (TWh) - Excluding Electrolysis |  |  | 34.79 | 36.88 | 38.97 | 41.07 | 43.16 | 44.8 | 46.44 | 48.07 | 49.71 | 51.35 | 52.07 | 52.8 | 53.52 | 54.25 | 54.97 | 55.7 | 56.42 | 57.14 | 57.87 | 58.59 | 59.19 | 59.78 | 60.38 | 60.97 | 61.56 | 62.16 | 62.75 | 63.35 | 63.94 | 64.53
Finland | EU ST | ST, FS & CC | Demand (TWh) | Demand | Demand Total (TWh) - Excluding Electrolysis |  |  | 85.82 | 88.38 | 90.93 | 93.48 | 96.03 | 98.71 | 101.38 | 104.06 | 106.74 | 109.41 | 111.05 | 112.7 | 114.34 | 115.98 | 117.62 | 119.26 | 120.9 | 122.55 | 124.19 | 125.83 | 124.97 | 124.12 | 123.26 | 122.4 | 121.55 | 120.69 | 119.83 | 118.98 | 118.12 | 117.26
France | EU ST | ST, FS & CC | Demand (TWh) | Demand | Demand Total (TWh) - Excluding Electrolysis |  |  | 484.19 | 487.4 | 490.52 | 493.64 | 496.87 | 500.1 | 520.08 | 540.07 | 560.05 | 580.03 | 584.46 | 588.89 | 593.32 | 597.75 | 602.18 | 606.6 | 611.03 | 615.46 | 619.89 | 624.32 | 627.29 | 630.27 | 633.24 | 636.22 | 639.19 | 642.16 | 645.14 | 648.11 | 651.09 | 654.06
Germany | EU ST | ST, FS & CC | Demand (TWh) | Demand | Demand Total (TWh) - Excluding Electrolysis |  |  | 549.94 | 554.96 | 560.39 | 566.12 | 571.86 | 590.34 | 618.76 | 647.17 | 675.59 | 704 | 710.68 | 717.36 | 724.04 | 730.72 | 737.4 | 744.08 | 750.76 | 757.44 | 764.12 | 770.79 | 778.1 | 785.4 | 792.71 | 800.01 | 807.32 | 814.62 | 821.93 | 829.23 | 836.54 | 843.84
Ireland (IAI) | EU ST | ST, FS & CC | Demand (TWh) | Demand | Demand Total (TWh) - Excluding Electrolysis |  |  | 42.06 | 43.43 | 44.8 | 46.18 | 47.55 | 47.9 | 48.26 | 48.61 | 48.97 | 49.33 | 49.87 | 50.41 | 50.96 | 51.5 | 52.05 | 52.59 | 53.13 | 53.68 | 54.22 | 54.77 | 55.17 | 55.58 | 55.98 | 56.39 | 56.79 | 57.2 | 57.6 | 58.01 | 58.41 | 58.82
Italy | EU ST | ST, FS & CC | Demand (TWh) | Demand | Demand Total (TWh) - Excluding Electrolysis |  |  | 314.66 | 317.59 | 320.51 | 323.44 | 326.37 | 328.88 | 331.4 | 333.92 | 336.44 | 338.96 | 341.57 | 344.19 | 346.8 | 349.41 | 352.03 | 354.64 | 357.26 | 359.87 | 362.49 | 365.1 | 370.27 | 375.45 | 380.62 | 385.79 | 390.96 | 396.13 | 401.3 | 406.47 | 411.64 | 416.81
Luxembourg | EU ST | ST, FS & CC | Demand (TWh) | Demand | Demand Total (TWh) - Excluding Electrolysis |  |  | 6.63 | 6.56 | 6.48 | 6.41 | 6.33 | 6.25 | 6.17 | 6.09 | 6.01 | 5.92 | 6.02 | 6.11 | 6.21 | 6.3 | 6.4 | 6.49 | 6.59 | 6.68 | 6.78 | 6.87 | 6.96 | 7.04 | 7.12 | 7.2 | 7.29 | 7.37 | 7.45 | 7.54 | 7.62 | 7.7
Netherlands | EU ST | ST, FS & CC | Demand (TWh) | Demand | Demand Total (TWh) - Excluding Electrolysis |  |  | 118.6 | 123.45 | 128.31 | 133.16 | 138.01 | 145.46 | 152.9 | 160.35 | 167.79 | 175.24 | 177.44 | 179.64 | 181.83 | 184.03 | 186.23 | 188.43 | 190.63 | 192.83 | 195.03 | 197.22 | 199.46 | 201.69 | 203.92 | 206.16 | 208.39 | 210.62 | 212.85 | 215.09 | 217.32 | 219.55
Norway | EU ST | ST, FS & CC | Demand (TWh) | Demand | Demand Total (TWh) - Excluding Electrolysis |  |  | 141.78 | 143.91 | 146.05 | 148.18 | 150.31 | 154.4 | 158.48 | 162.57 | 166.65 | 170.74 | 171.98 | 173.21 | 174.45 | 175.69 | 176.93 | 178.17 | 179.41 | 180.65 | 181.89 | 183.13 | 184.11 | 185.09 | 186.08 | 187.06 | 188.05 | 189.03 | 190.01 | 191 | 191.98 | 192.97
Poland | EU ST | ST, FS & CC | Demand (TWh) | Demand | Demand Total (TWh) - Excluding Electrolysis |  |  | 156.62 | 160.03 | 163.44 | 166.86 | 170.27 | 171.94 | 173.6 | 175.27 | 176.93 | 178.6 | 180.05 | 181.5 | 182.94 | 184.39 | 185.84 | 187.29 | 188.74 | 190.18 | 191.63 | 193.08 | 195.22 | 197.36 | 199.51 | 201.65 | 203.79 | 205.93 | 208.07 | 210.22 | 212.36 | 214.5
Portugal | EU ST | ST, FS & CC | Demand (TWh) | Demand | Demand Total (TWh) - Excluding Electrolysis |  |  | 49.88 | 50.17 | 50.45 | 50.74 | 51.02 | 52.72 | 54.42 | 56.12 | 57.83 | 59.53 | 59.84 | 60.14 | 60.45 | 60.76 | 61.07 | 61.38 | 61.69 | 62 | 62.3 | 62.61 | 62.66 | 62.71 | 62.76 | 62.82 | 62.87 | 62.92 | 62.97 | 63.02 | 63.07 | 63.12
Slovenia | EU ST | ST, FS & CC | Demand (TWh) | Demand | Demand Total (TWh) - Excluding Electrolysis |  |  | 14.9 | 14.91 | 14.93 | 14.94 | 14.95 | 15.23 | 15.5 | 15.77 | 16.04 | 16.31 | 16.4 | 16.49 | 16.58 | 16.67 | 16.76 | 16.85 | 16.94 | 17.03 | 17.13 | 17.22 | 17.23 | 17.24 | 17.25 | 17.27 | 17.28 | 17.29 | 17.3 | 17.31 | 17.33 | 17.34
Spain | EU ST | ST, FS & CC | Demand (TWh) | Demand | Demand Total (TWh) - Excluding Electrolysis |  |  | 254.95 | 255.23 | 255.51 | 255.79 | 256.07 | 265.06 | 274.06 | 283.05 | 292.05 | 301.04 | 302.96 | 304.88 | 306.8 | 308.73 | 310.65 | 312.57 | 314.49 | 316.41 | 318.33 | 320.25 | 321.73 | 323.21 | 324.69 | 326.17 | 327.64 | 329.12 | 330.6 | 332.08 | 333.55 | 335.03
Sweden | EU ST | ST, FS & CC | Demand (TWh) | Demand | Demand Total (TWh) - Excluding Electrolysis |  |  | 139.39 | 141.31 | 143.23 | 145.15 | 147.07 | 148.43 | 149.79 | 151.16 | 152.52 | 153.89 | 154.64 | 155.39 | 156.14 | 156.89 | 157.65 | 158.4 | 159.15 | 159.9 | 160.66 | 161.41 | 161.91 | 162.4 | 162.9 | 163.4 | 163.9 | 164.4 | 164.89 | 165.39 | 165.89 | 166.39
Switzerland | EU ST | ST, FS & CC | Demand (TWh) | Demand | Demand Total (TWh) - Excluding Electrolysis |  |  | 62.73 | 62.73 | 62.73 | 62.73 | 62.73 | 62.32 | 61.91 | 61.51 | 61.1 | 60.7 | 61.55 | 62.41 | 63.26 | 64.12 | 64.98 | 65.83 | 66.69 | 67.54 | 68.4 | 69.25 | 70.08 | 70.91 | 71.74 | 72.57 | 73.4 | 74.23 | 75.06 | 75.89 | 76.72 | 77.55

## ES3
ES3: Electricity supply data with boundary (network) constraints.
Return to: Main Menu
Return to: Chapter contents
Notes: | This data sets out the results from the FES2022 dispatch model when boundary constraints are applied.
The boundary conditions used in the dispatch model are the NOA7 optimal path. For 2022 conditions will be similar to today where future boundaries will depend on the different reinforcements assessed to be optimal in each scenario. Data has been provided for years 2022-2027 to capture the short to medium term boundary capability projections.
As the FES database is in continuous development there will be differences when compared to the FES2022 ES1 data table.
The dispatch model is run against an average weather year. Note that 2021 was a low wind year. This could account for an additional 5.5mt of CO2 emissions if comparing 2021 historic data to this average year.
Connection | Scenario | Variable | Category | Type | SubType | 2022 | 2023 | 2024 | 2025 | 2026 | 2027
Both | Consumer Transformation | Available DSR (MW) | Demand | DSR | High Price DSR |  | -1398.5289 | -1384.3322 | -1368.6039 | -1056.6408 | -1053.7368
Both | Consumer Transformation | Available DSR (MW) | Demand | DSR | Mid Price DSR | 2026: -301.8974; 2027: -301.0677
Both | Consumer Transformation | Available DSR (MW) | Demand | DSR | Low Price DSR |  | -155.3921 | -153.8147 | -152.0671 | -150.9487 | -150.5338
Both | Falling Short | Available DSR (MW) | Demand | DSR | High Price DSR |  | -1504.7874 | -1507.4982 | -1503.7778 | -1497.4568 | -1491.8579
Both | Falling Short | Available DSR (MW) | Demand | DSR | Low Price DSR |  | -167.1986 | -167.4998 | -167.0864 | -166.3841 | -165.762
Both | Leading The Way | Available DSR (MW) | Demand | DSR | High Price DSR | -1401.5777 | -1367.2232 | -1348.3719 | -1332.919 | -1031.5796 | -2058.1551
Both | Leading The Way | Available DSR (MW) | Demand | DSR | Mid Price DSR | 2026: -294.737; 2027: -588.0443
Both | Leading The Way | Available DSR (MW) | Demand | DSR | Low Price DSR | -155.7308 | -151.9137 | -149.8191 | -148.1021 | -147.3685 | -294.0221
Both | System Transformation | Available DSR (MW) | Demand | DSR | High Price DSR |  | -1437.9918 | -1427.4589 | -1413.7951 | -1405.1735 | -1397.7557
Both | System Transformation | Available DSR (MW) | Demand | DSR | Low Price DSR |  | -159.7769 | -158.6065 | -157.0883 | -156.1304 | -155.3062
Decentralised | Consumer Transformation | Capacity (MW) | Renewable | Biomass | Biomass | 759.206 | 718.071 | 718.434 | 718.795 | 719.156 | 719.514
Decentralised | Consumer Transformation | Capacity (MW) | Renewable | Hydro | Hydro | 682.078 | 695.712 | 709.67 | 723.959 | 741.227 | 759.007
Decentralised | Consumer Transformation | Capacity (MW) | Renewable | Marine | Marine | 49.214 | 57.214 | 77.216 | 102.216 | 159.214 | 213.214
Decentralised | Consumer Transformation | Capacity (MW) | Renewable | Offshore Wind | Offshore Wind | 679.48 | 679.48 | 679.48 | 737.979 | 737.979 | 737.979
Decentralised | Consumer Transformation | Capacity (MW) | Renewable | Onshore Wind | Onshore Wind | 6072.939 | 6187.076 | 6498.528 | 6831.395 | 7211.831 | 7613.188
Decentralised | Consumer Transformation | Capacity (MW) | Renewable | Other Renewables | Other Renewables | 1715.343 | 1763.063 | 1830.342 | 1907.48 | 1995.403 | 2085.094
Decentralised | Consumer Transformation | Capacity (MW) | Renewable | Solar | Solar PV | 13975.669 | 14925.67 | 16075.674 | 17925.675 | 19775.672 | 21625.669
Decentralised | Consumer Transformation | Capacity (MW) | Renewable | Waste | Waste | 1454.172 | 1519.174 | 1528.215 | 1537.264 | 1546.301 | 1555.346
Decentralised | Consumer Transformation | Capacity (MW) | Storage | Storage | Battery | 1900.577 | 2515.12 | 3502.628 | 4232.436 | 4514.736 | 4681.878
Decentralised | Consumer Transformation | Capacity (MW) | Storage | Storage | Compressed Air | 3.294 | 3.294 | 3.294 | 3.294 | 3.294 | 3.294
Decentralised | Consumer Transformation | Capacity (MW) | Storage | Storage | Liquid Air | 5 | 5 | 5 | 5 | 5 | 5
Decentralised | Consumer Transformation | Capacity (MW) | Storage | Storage | Pumped Hydro | 2025: 99.9; 2026: 99.9; 2027: 99.9
Decentralised | Consumer Transformation | Capacity (MW) | Thermal | Gas | CCGT | 1380.354 | 1252.352 | 1252.352 | 1252.352 | 1199.356 | 1199.356
Decentralised | Consumer Transformation | Capacity (MW) | Thermal | Gas | Gas CHP | 1779.067 | 1779.067 | 1779.067 | 1779.067 | 1779.067 | 1779.067
Decentralised | Consumer Transformation | Capacity (MW) | Thermal | Gas | Gas Reciprocating Engines | 2128.738 | 2464.23 | 2830.679 | 3126.085 | 3376.174 | 3612.506
Decentralised | Consumer Transformation | Capacity (MW) | Thermal | Other Thermal | Diesel | 1358.093 | 1326.027 | 1249.142 | 1151.691 | 1049.612 | 913.429
Decentralised | Falling Short | Capacity (MW) | Renewable | Biomass | Biomass | 859.593 | 869.886 | 880.15 | 887.876 | 893.727 | 897.658
Decentralised | Falling Short | Capacity (MW) | Renewable | Hydro | Hydro | 670.277 | 671.739 | 673.147 | 674.506 | 675.821 | 677.091
Decentralised | Falling Short | Capacity (MW) | Renewable | Marine | Marine | 47.814 | 47.814 | 47.814 | 47.814 | 47.814 | 47.814
Decentralised | Falling Short | Capacity (MW) | Renewable | Offshore Wind | Offshore Wind | 679.48 | 679.48 | 679.48 | 679.48 | 679.48 | 679.48
Decentralised | Falling Short | Capacity (MW) | Renewable | Onshore Wind | Onshore Wind | 6025.609 | 6041.304 | 6070.705 | 6100.255 | 6130.947 | 6161.787
Decentralised | Falling Short | Capacity (MW) | Renewable | Other Renewables | Other Renewables | 1649.019 | 1679.909 | 1716.77 | 1745 | 1764.853 | 1780.122
Decentralised | Falling Short | Capacity (MW) | Renewable | Solar | Solar PV | 13375.672 | 13550.672 | 13725.67 | 13925.673 | 14225.669 | 14650.677
Decentralised | Falling Short | Capacity (MW) | Renewable | Waste | Waste | 1511.372 | 1616.373 | 1669.957 | 1715.892 | 1756.082 | 1791.805
Decentralised | Falling Short | Capacity (MW) | Storage | Storage | Battery | 1578.683 | 1872.556 | 1885.922 | 2394.559 | 3309.874 | 3447.66
Decentralised | Falling Short | Capacity (MW) | Storage | Storage | Compressed Air | 3.294 | 3.294 | 3.294 | 3.294 | 3.294 | 3.294
Decentralised | Falling Short | Capacity (MW) | Storage | Storage | Liquid Air | 5 | 5 | 5 | 5 | 5 | 5
Decentralised | Falling Short | Capacity (MW) | Thermal | Gas | CCGT | 1586.14 | 1596.585 | 1553.989 | 1511.387 | 1521.834 | 1479.236
Decentralised | Falling Short | Capacity (MW) | Thermal | Gas | Gas CHP | 1791.079 | 1801.117 | 1811.136 | 1821.17 | 1831.183 | 1841.179
Decentralised | Falling Short | Capacity (MW) | Thermal | Gas | Gas Reciprocating Engines | 2219.488 | 2653.655 | 3127.884 | 3510.174 | 3913.846 | 4305.23
Decentralised | Falling Short | Capacity (MW) | Thermal | Other Thermal | Diesel | 1358.093 | 1358.093 | 1358.093 | 1319.843 | 1250.306 | 1129.713
Decentralised | Leading The Way | Capacity (MW) | Renewable | Biomass | Biomass | 759.206 | 718.071 | 718.434 | 718.795 | 719.156 | 719.514
Decentralised | Leading The Way | Capacity (MW) | Renewable | Hydro | Hydro | 673.817 | 678.867 | 683.916 | 688.961 | 694.006 | 699.053
Decentralised | Leading The Way | Capacity (MW) | Renewable | Marine | Marine | 49.214 | 57.214 | 77.216 | 102.216 | 159.214 | 213.214
Decentralised | Leading The Way | Capacity (MW) | Renewable | Offshore Wind | Offshore Wind | 679.48 | 679.48 | 679.48 | 737.979 | 737.979 | 737.979
Decentralised | Leading The Way | Capacity (MW) | Renewable | Onshore Wind | Onshore Wind | 6055.77 | 6146.45 | 6375.419 | 6616.565 | 6896.375 | 7196.35
Decentralised | Leading The Way | Capacity (MW) | Renewable | Other Renewables | Other Renewables | 1719.016 | 1768.006 | 1836.182 | 1919.645 | 2016.638 | 2115.392
Decentralised | Leading The Way | Capacity (MW) | Renewable | Solar | Solar PV | 14575.669 | 16525.673 | 18775.675 | 21675.672 | 24575.671 | 27475.671
Decentralised | Leading The Way | Capacity (MW) | Renewable | Waste | Waste | 1454.172 | 1519.174 | 1528.215 | 1537.264 | 1546.301 | 1555.346
Decentralised | Leading The Way | Capacity (MW) | Storage | Storage | Battery | 2516.671 | 3617.917 | 4435.038 | 4668.09 | 4833.539 | 5083.138
Decentralised | Leading The Way | Capacity (MW) | Storage | Storage | Compressed Air | 3.294 | 3.294 | 3.294 | 3.294 | 3.294 | 3.294
Decentralised | Leading The Way | Capacity (MW) | Storage | Storage | Liquid Air | 5 | 5 | 5 | 5 | 5 | 205
Decentralised | Leading The Way | Capacity (MW) | Thermal | Gas | CCGT | 1327.353 | 1192.353 | 1033.222 | 1033.222 | 980.222 | 980.222
Decentralised | Leading The Way | Capacity (MW) | Thermal | Gas | Gas CHP | 1764.064 | 1749.064 | 1729.065 | 1709.064 | 1689.066 | 1664.062
Decentralised | Leading The Way | Capacity (MW) | Thermal | Gas | Gas Reciprocating Engines | 2074.287 | 2350.575 | 2652.358 | 2895.633 | 3011.461 | 3071.689
Decentralised | Leading The Way | Capacity (MW) | Thermal | Other Thermal | Diesel | 1205.725 | 1002.573 | 748.63 | 391.505
Decentralised | System Transformation | Capacity (MW) | Renewable | Biomass | Biomass | 852.118 | 855.091 | 857.974 | 860.775 | 863.502 | 866.159
Decentralised | System Transformation | Capacity (MW) | Renewable | Hydro | Hydro | 673.817 | 678.867 | 683.916 | 688.961 | 694.006 | 699.053
Decentralised | System Transformation | Capacity (MW) | Renewable | Marine | Marine | 51.214 | 51.214 | 51.214 | 64.614 | 64.614 | 84.616
Decentralised | System Transformation | Capacity (MW) | Renewable | Offshore Wind | Offshore Wind | 679.48 | 679.48 | 679.48 | 679.48 | 679.48 | 679.48
Decentralised | System Transformation | Capacity (MW) | Renewable | Onshore Wind | Onshore Wind | 6040.24 | 6098.032 | 6156.361 | 6216.278 | 6290.835 | 6380.545
Decentralised | System Transformation | Capacity (MW) | Renewable | Other Renewables | Other Renewables | 1703.16 | 1726.183 | 1759.963 | 1799.813 | 1842.2 | 1885.957
Decentralised | System Transformation | Capacity (MW) | Renewable | Solar | Solar PV | 13785.669 | 14485.667 | 15275.671 | 16275.677 | 17375.673 | 18575.662
Decentralised | System Transformation | Capacity (MW) | Renewable | Waste | Waste | 1511.372 | 1571.373 | 1590.754 | 1610.129 | 1629.51 | 1648.891
Decentralised | System Transformation | Capacity (MW) | Storage | Storage | Battery | 1713.814 | 1959.778 | 2481.247 | 3275.535 | 3298.578 | 4110.747
Decentralised | System Transformation | Capacity (MW) | Storage | Storage | Compressed Air | 3.294 | 3.294 | 3.294 | 3.294 | 3.294 | 3.294
Decentralised | System Transformation | Capacity (MW) | Storage | Storage | Liquid Air | 5 | 5 | 5 | 5 | 5 | 5
Decentralised | System Transformation | Capacity (MW) | Thermal | Gas | CCGT | 1380.354 | 1252.352 | 1252.352 | 1252.352 | 1199.356 | 1199.356
Decentralised | System Transformation | Capacity (MW) | Thermal | Gas | Gas CHP | 1779.067 | 1779.067 | 1779.067 | 1779.067 | 1779.067 | 1779.067
Decentralised | System Transformation | Capacity (MW) | Thermal | Gas | Gas Reciprocating Engines | 2128.738 | 2464.23 | 2830.679 | 3126.085 | 3376.174 | 3612.506
Decentralised | System Transformation | Capacity (MW) | Thermal | Other Thermal | Diesel | 1358.093 | 1326.027 | 1249.142 | 1151.691 | 1049.612 | 913.429
Transmission | Consumer Transformation | Capacity (MW) | Low Carbon | Nuclear | Nuclear | 6075 | 5496 | 4313.5 | 2470 | 1230 | 2900
Transmission | Consumer Transformation | Capacity (MW) | Renewable | Biomass | Biomass | 3403 | 3403 | 3403 | 3403 | 3403 | 3403
Transmission | Consumer Transformation | Capacity (MW) | Renewable | Biomass | Biomass CHP | 132 | 132 | 132 | 132 | 132 | 132
Transmission | Consumer Transformation | Capacity (MW) | Renewable | Hydro | Hydro | 1380.5 | 1380.5 | 1386.96 | 1386.96 | 1386.96 | 1386.96
Transmission | Consumer Transformation | Capacity (MW) | Renewable | Marine | Marine | 14.9 | 14.9 | 14.9 | 15 | 25 | 108
Transmission | Consumer Transformation | Capacity (MW) | Renewable | Offshore Wind | Offshore Wind | 12306.5 | 13821.5 | 15949.5 | 20409.5 | 22499.49 | 27418.49
Transmission | Consumer Transformation | Capacity (MW) | Renewable | Onshore Wind | Onshore Wind | 7550.8 | 7860.6 | 8520.3 | 11152.23 | 12651.73 | 14794.83
Transmission | Consumer Transformation | Capacity (MW) | Renewable | Solar | Solar PV | 17.4 | 17.4 | 363.7 | 800.2 | 1011.7 | 1616
Transmission | Consumer Transformation | Capacity (MW) | Renewable | Waste | Waste | 36 | 52 | 81.9 | 141.9 | 141.9 | 141.9
Transmission | Consumer Transformation | Capacity (MW) | Storage | Storage | Battery | 757.25 | 1185.7 | 2404.59 | 4993.84 | 5917.94 | 6796.24
Transmission | Consumer Transformation | Capacity (MW) | Storage | Storage | Liquid Air | 2025: 49.9; 2026: 49.9; 2027: 149.7
Transmission | Consumer Transformation | Capacity (MW) | Storage | Storage | Pumped Hydro | 2470 | 2744 | 2744 | 2744 | 2744 | 2744
Transmission | Consumer Transformation | Capacity (MW) | Thermal | Coal | Coal | 2022: 1491; 2023: 1491
Transmission | Consumer Transformation | Capacity (MW) | Thermal | Gas | CCGT | 26960 | 26960 | 26939.1 | 26939.1 | 26204.1 | 25024.1
Transmission | Consumer Transformation | Capacity (MW) | Thermal | Gas | Gas CHP | 1573.78 | 2046.78 | 2096.78 | 2096.78 | 2096.78 | 2096.78
Transmission | Consumer Transformation | Capacity (MW) | Thermal | Gas | Gas Reciprocating Engines | 366 | 415.5 | 564.98 | 564.98 | 770.98 | 770.98
Transmission | Consumer Transformation | Capacity (MW) | Thermal | Gas | OCGT | 2022.89 | 2022.89 | 2919.89 | 3218.89 | 3218.89 | 3218.89
Transmission | Consumer Transformation | Capacity (MW) | Thermal | Other Thermal | Fuel Oil | 70.8 | 70.8 | 135.8 | 135.8 | 135.8 | 135.8
Transmission | Falling Short | Capacity (MW) | Low Carbon | Nuclear | Nuclear | 5496 | 4302 | 2470 | 1230 | 1230 | 1230
Transmission | Falling Short | Capacity (MW) | Renewable | Biomass | Biomass | 3403 | 3403 | 3403 | 3403 | 3753 | 3753
Transmission | Falling Short | Capacity (MW) | Renewable | Biomass | Biomass CHP | 132 | 132 | 132 | 132 | 132 | 132
Transmission | Falling Short | Capacity (MW) | Renewable | Hydro | Hydro | 1380.5 | 1380.5 | 1386.96 | 1386.96 | 1386.96 | 1386.96
Transmission | Falling Short | Capacity (MW) | Renewable | Marine | Marine | 14.9 | 14.9 | 14.9 | 14.9 | 14.9 | 20
Transmission | Falling Short | Capacity (MW) | Renewable | Offshore Wind | Offshore Wind | 12306.5 | 12306.5 | 12306.5 | 14269.5 | 14869.5 | 17529.5
Transmission | Falling Short | Capacity (MW) | Renewable | Onshore Wind | Onshore Wind | 7550.8 | 7550.8 | 7830.8 | 7965.2 | 8466.6 | 9595.53
Transmission | Falling Short | Capacity (MW) | Renewable | Solar | Solar PV | 17.4 | 17.4 | 17.4 | 256.4 | 401.3 | 543.7
Transmission | Falling Short | Capacity (MW) | Renewable | Waste | Waste | 36 | 306 | 382 | 431.9 | 461.8 | 461.8
Transmission | Falling Short | Capacity (MW) | Renewable | Waste | Waste CHP | 2025: 45; 2026: 45; 2027: 45
Transmission | Falling Short | Capacity (MW) | Storage | Storage | Battery | 667.35 | 667.35 | 907.25 | 1211.6 | 2146.75 | 2754.85
Transmission | Falling Short | Capacity (MW) | Storage | Storage | Liquid Air | 2026: 49.9; 2027: 49.9
Transmission | Falling Short | Capacity (MW) | Storage | Storage | Pumped Hydro | 2470 | 2744 | 2744 | 2744 | 2744 | 2744
Transmission | Falling Short | Capacity (MW) | Thermal | Coal | Coal | 2022: 1491; 2023: 1491
Transmission | Falling Short | Capacity (MW) | Thermal | Gas | CCGT | 26960 | 27520 | 27520 | 27900.1 | 29674.1 | 29674.1
Transmission | Falling Short | Capacity (MW) | Thermal | Gas | Gas CHP | 1573.78 | 2046.78 | 2096.78 | 2096.78 | 2096.78 | 2096.78
Transmission | Falling Short | Capacity (MW) | Thermal | Gas | Gas Reciprocating Engines | 366 | 415.5 | 651 | 963.98 | 1313.88 | 1313.88
Transmission | Falling Short | Capacity (MW) | Thermal | Gas | OCGT | 2022.89 | 2022.89 | 2919.89 | 3843.89 | 4293.89 | 4293.89
Transmission | Falling Short | Capacity (MW) | Thermal | Other Thermal | Fuel Oil | 70.8 | 70.8 | 135.8 | 135.8 | 135.8 | 135.8
Transmission | Leading The Way | Capacity (MW) | Low Carbon | CCS | CCS Gas | 2027: 910
Transmission | Leading The Way | Capacity (MW) | Low Carbon | Nuclear | Nuclear | 6075 | 6075 | 4917 | 3710 | 5380 | 7050
Transmission | Leading The Way | Capacity (MW) | Renewable | Biomass | Biomass | 3403 | 3403 | 3403 | 3403 | 3403 | 3403
Transmission | Leading The Way | Capacity (MW) | Renewable | Biomass | Biomass CHP | 132 | 132 | 132 | 132 | 132 | 132
Transmission | Leading The Way | Capacity (MW) | Renewable | Hydro | Hydro | 1380.5 | 1380.5 | 1386.96 | 1386.96 | 1386.96 | 1386.96
Transmission | Leading The Way | Capacity (MW) | Renewable | Marine | Marine | 14.9 | 14.9 | 15 | 25 | 50 | 55
Transmission | Leading The Way | Capacity (MW) | Renewable | Offshore Wind | Offshore Wind | 14901.5 | 15949.5 | 20409.5 | 22499.49 | 27418.49 | 28778.49
Transmission | Leading The Way | Capacity (MW) | Renewable | Onshore Wind | Onshore Wind | 8096 | 8989.83 | 11425.83 | 14499.53 | 18065.23 | 20290.83
Transmission | Leading The Way | Capacity (MW) | Renewable | Solar | Solar PV | 54.9 | 654.6 | 1025.4 | 1826.9 | 2115.8 | 2509.58
Transmission | Leading The Way | Capacity (MW) | Renewable | Waste | Waste | 52 | 141.9 | 141.9 | 141.9 | 141.9 | 224.9
Transmission | Leading The Way | Capacity (MW) | Storage | Storage | Battery | 1224.15 | 2518.64 | 5293.84 | 6397.64 | 7470.74 | 8604.52
Transmission | Leading The Way | Capacity (MW) | Storage | Storage | Liquid Air |  |  | 49.9 | 49.9 | 349.7 | 549.7
Transmission | Leading The Way | Capacity (MW) | Storage | Storage | Pumped Hydro | 2470 | 2744 | 2744 | 2744 | 2744 | 3806
Transmission | Leading The Way | Capacity (MW) | Thermal | Coal | Coal | 2022: 1491; 2023: 1491
Transmission | Leading The Way | Capacity (MW) | Thermal | Gas | CCGT | 26960 | 26960 | 26939.1 | 26939.1 | 21112.1 | 17832.1
Transmission | Leading The Way | Capacity (MW) | Thermal | Gas | Gas CHP | 1573.78 | 2046.78 | 2096.78 | 2096.78 | 2096.78 | 2096.78
Transmission | Leading The Way | Capacity (MW) | Thermal | Gas | Gas Reciprocating Engines | 366 | 465.98 | 465.98 | 765.98 | 671.98 | 971.98
Transmission | Leading The Way | Capacity (MW) | Thermal | Gas | OCGT | 2112.89 | 2112.89 | 2886.89 | 3185.89 | 3204.89 | 3204.89
Transmission | Leading The Way | Capacity (MW) | Thermal | Other Thermal | Fuel Oil | 70.8 | 70.8 | 135.8 | 135.8 | 135.8 | 135.8
Transmission | System Transformation | Capacity (MW) | Low Carbon | Nuclear | Nuclear | 6075 | 4917 | 3710 | 3710 | 2470 | 2900
Transmission | System Transformation | Capacity (MW) | Renewable | Biomass | Biomass | 3403 | 3403 | 3403 | 3403 | 3403 | 3403
Transmission | System Transformation | Capacity (MW) | Renewable | Biomass | Biomass CHP | 132 | 132 | 132 | 132 | 132 | 132
Transmission | System Transformation | Capacity (MW) | Renewable | Hydro | Hydro | 1380.5 | 1380.5 | 1386.96 | 1386.96 | 1386.96 | 1386.96
Transmission | System Transformation | Capacity (MW) | Renewable | Marine | Marine | 14.9 | 14.9 | 14.9 | 15 | 20 | 30
Transmission | System Transformation | Capacity (MW) | Renewable | Offshore Wind | Offshore Wind | 12306.5 | 12306.5 | 13821.5 | 15949.5 | 20409.5 | 22399.49
Transmission | System Transformation | Capacity (MW) | Renewable | Onshore Wind | Onshore Wind | 7550.8 | 7724.8 | 8309 | 10468.1 | 12257.43 | 13778.73
Transmission | System Transformation | Capacity (MW) | Renewable | Solar | Solar PV | 17.4 | 17.4 | 333.3 | 513.2 | 513.2 | 1085.4
Transmission | System Transformation | Capacity (MW) | Renewable | Waste | Waste | 36 | 36 | 52 | 52 | 52 | 81.9
Transmission | System Transformation | Capacity (MW) | Storage | Storage | Battery | 757.25 | 857.05 | 1545.8 | 2335.35 | 2535.15 | 4487.75
Transmission | System Transformation | Capacity (MW) | Storage | Storage | Liquid Air | 2025: 49.9; 2026: 49.9; 2027: 49.9
Transmission | System Transformation | Capacity (MW) | Storage | Storage | Pumped Hydro | 2470 | 2744 | 2744 | 2744 | 2744 | 2744
Transmission | System Transformation | Capacity (MW) | Thermal | Coal | Coal | 2022: 1491; 2023: 1491
Transmission | System Transformation | Capacity (MW) | Thermal | Gas | CCGT | 26960 | 26960 | 26939.1 | 26939.1 | 26204.1 | 26164.1
Transmission | System Transformation | Capacity (MW) | Thermal | Gas | Gas CHP | 1573.78 | 2046.78 | 2096.78 | 2096.78 | 2096.78 | 2096.78
Transmission | System Transformation | Capacity (MW) | Thermal | Gas | Gas Reciprocating Engines | 366 | 415.5 | 564.98 | 564.98 | 470.98 | 770.98
Transmission | System Transformation | Capacity (MW) | Thermal | Gas | OCGT | 2022.89 | 2022.89 | 2919.89 | 3218.89 | 3218.89 | 3218.89
Transmission | System Transformation | Capacity (MW) | Thermal | Other Thermal | Fuel Oil | 70.8 | 70.8 | 135.8 | 135.8 | 135.8 | 135.8
Both | Consumer Transformation | CO2 emissions (mt CO2) | CO2 |  |  | 38.2893 | 52.0795 | 45.1673 | 41.5403 | 42.1236 | 36.2378
Both | Falling Short | CO2 emissions (mt CO2) | CO2 |  |  | 43.9251 | 61.711 | 58.506 | 52.8691 | 52.0808 | 49.6325
Both | Leading The Way | CO2 emissions (mt CO2) | CO2 |  |  | 34.2255 | 50.277 | 40.5956 | 39.3958 | 34.873 | 29.3686
Both | System Transformation | CO2 emissions (mt CO2) | CO2 |  |  | 40.9124 | 58.6981 | 52.4691 | 44.9599 | 42.2389 | 37.8804
Both | Consumer Transformation | CO2 Intensity of Generation (gCO2/kWh) | CO2 |  |  | 151.2186 | 181.9566 | 165.884 | 149.7611 | 146.7043 | 116.9549
Both | Falling Short | CO2 Intensity of Generation (gCO2/kWh) | CO2 |  |  | 166.9571 | 207.0408 | 208.5475 | 199.7424 | 191.7646 | 176.842
Both | Leading The Way | CO2 Intensity of Generation (gCO2/kWh) | CO2 |  |  | 135.5348 | 170.5561 | 140.7325 | 133.0842 | 109.1217 | 85.6907
Both | System Transformation | CO2 Intensity of Generation (gCO2/kWh) | CO2 |  |  | 156.8954 | 198.6144 | 187.5802 | 166.136 | 150.7626 | 127.6765
Decentralised | Consumer Transformation | Consumption (TWh) | Storage | Storage Consumption (TWh) | Battery | 1.2822 | 1.7153 | 2.3414 | 2.5367 | 2.5616 | 2.9142
Decentralised | Consumer Transformation | Consumption (TWh) | Storage | Storage Consumption (TWh) | Compressed Air | 0.0014536 | 0.00099584 | 0.0014506 | 0.0016904 | 0.0021438 | 0.0023982
Decentralised | Consumer Transformation | Consumption (TWh) | Storage | Storage Consumption (TWh) | Liquid Air | 0.0019261 | 0.001149 | 0.001875 | 0.0023968 | 0.0025113 | 0.0032949
Decentralised | Consumer Transformation | Consumption (TWh) | Storage | Storage Consumption (TWh) | Pumped Hydro | 2025: 0.12883; 2026: 0.1235; 2027: 0.13555
Decentralised | Falling Short | Consumption (TWh) | Storage | Storage Consumption (TWh) | Battery | 0.96269 | 1.2605 | 1.2504 | 1.6206 | 2.0665 | 2.0816
Decentralised | Falling Short | Consumption (TWh) | Storage | Storage Consumption (TWh) | Compressed Air | 0.001384 | 0.0009442 | 0.0010379 | 0.0013737 | 0.0014721 | 0.0016455
Decentralised | Falling Short | Consumption (TWh) | Storage | Storage Consumption (TWh) | Liquid Air | 0.0017981 | 0.00094988 | 0.0011557 | 0.0018529 | 0.0019059 | 0.0019541
Decentralised | Leading The Way | Consumption (TWh) | Storage | Storage Consumption (TWh) | Battery | 1.5904 | 2.1896 | 2.4414 | 2.4482 | 2.8755 | 2.7975
Decentralised | Leading The Way | Consumption (TWh) | Storage | Storage Consumption (TWh) | Compressed Air | 0.0013262 | 0.00081624 | 0.0014301 | 0.0022637 | 0.002584 | 0.0021538
Decentralised | Leading The Way | Consumption (TWh) | Storage | Storage Consumption (TWh) | Liquid Air | 0.0016956 | 0.0010141 | 0.001925 | 0.0023709 | 0.0030277 | 0.11201
Decentralised | System Transformation | Consumption (TWh) | Storage | Storage Consumption (TWh) | Battery | 1.1112 | 1.2809 | 1.5739 | 2.1086 | 2.0741 | 2.2799
Decentralised | System Transformation | Consumption (TWh) | Storage | Storage Consumption (TWh) | Compressed Air | 0.0013357 | 0.00081193 | 0.0010479 | 0.0015898 | 0.0018139 | 0.0020053
Decentralised | System Transformation | Consumption (TWh) | Storage | Storage Consumption (TWh) | Liquid Air | 0.0017413 | 0.00081897 | 0.0012173 | 0.0021385 | 0.0023278 | 0.0023386
Transmission | Consumer Transformation | Consumption (TWh) | Storage | Storage Consumption (TWh) | Battery | 0.52759 | 0.90927 | 2.121 | 4.3507 | 4.9498 | 6.0467
Transmission | Consumer Transformation | Consumption (TWh) | Storage | Storage Consumption (TWh) | Liquid Air | 2025: 0.13329; 2026: 0.1278; 2027: 0.31113
Transmission | Consumer Transformation | Consumption (TWh) | Storage | Storage Consumption (TWh) | Pumped Hydro | 2.0208 | 1.6624 | 2.0652 | 2.3789 | 2.3953 | 2.5594
Transmission | Falling Short | Consumption (TWh) | Storage | Storage Consumption (TWh) | Battery | 0.48394 | 0.49312 | 0.72691 | 0.98124 | 1.8294 | 2.2798
Transmission | Falling Short | Consumption (TWh) | Storage | Storage Consumption (TWh) | Liquid Air | 2026: 0.13039; 2027: 0.12774
Transmission | Falling Short | Consumption (TWh) | Storage | Storage Consumption (TWh) | Pumped Hydro | 2.0159 | 1.7266 | 1.7826 | 2.0627 | 1.9438 | 2.1609
Transmission | Leading The Way | Consumption (TWh) | Storage | Storage Consumption (TWh) | Battery | 0.83563 | 1.8859 | 4.1344 | 4.973 | 6.2421 | 6.9321
Transmission | Leading The Way | Consumption (TWh) | Storage | Storage Consumption (TWh) | Liquid Air |  |  | 0.1177 | 0.11775 | 0.44992 | 0.53566
Transmission | Leading The Way | Consumption (TWh) | Storage | Storage Consumption (TWh) | Pumped Hydro | 1.8745 | 1.5341 | 2.1182 | 2.3687 | 2.4589 | 3.6431
Transmission | System Transformation | Consumption (TWh) | Storage | Storage Consumption (TWh) | Battery | 0.52795 | 0.61023 | 1.2647 | 2.0482 | 2.2572 | 3.5135
Transmission | System Transformation | Consumption (TWh) | Storage | Storage Consumption (TWh) | Liquid Air | 2025: 0.12784; 2026: 0.12553; 2027: 0.11949
Transmission | System Transformation | Consumption (TWh) | Storage | Storage Consumption (TWh) | Pumped Hydro | 1.8984 | 1.6086 | 1.6919 | 2.1655 | 2.306 | 2.3865
Decentralised | Consumer Transformation | Curtailment (TWh) | Renewable | Offshore Wind | Offshore Wind | 0.037001 | 0.012918 | 0.006789 | 0.017245 | 0.016348 | 0.11336
Decentralised | Consumer Transformation | Curtailment (TWh) | Renewable | Onshore Wind | Onshore Wind | 0.12937 | 0.093977 | 0.18483 | 0.2736 | 0.24543 | 0.25234
Decentralised | Falling Short | Curtailment (TWh) | Renewable | Offshore Wind | Offshore Wind | 0.034449 | 0.011215 | 0.00661 | 0.003912 | 0.004459 | 0.020355
Decentralised | Falling Short | Curtailment (TWh) | Renewable | Onshore Wind | Onshore Wind | 0.091721 | 0.04905 | 0.008315 | 0.012192 | 0.009324 | 0.026101
Decentralised | Leading The Way | Curtailment (TWh) | Renewable | Offshore Wind | Offshore Wind | 0.038441 | 0.013868 | 0.043839 | 0.015427 | 0.1298 | 0.12229
Decentralised | Leading The Way | Curtailment (TWh) | Renewable | Onshore Wind | Onshore Wind | 0.20543 | 0.20135 | 0.38971 | 0.27373 | 0.30008 | 0.1162
Decentralised | System Transformation | Curtailment (TWh) | Renewable | Offshore Wind | Offshore Wind | 0.036103 | 0.012457 | 0.006296 | 0.001145 | 0.009787 | 0.006525
Decentralised | System Transformation | Curtailment (TWh) | Renewable | Onshore Wind | Onshore Wind | 0.10424 | 0.059183 | 0.031381 | 0.08553 | 0.077972 | 0.029748
Transmission | Consumer Transformation | Curtailment (TWh) | Renewable | Offshore Wind | Offshore Wind | 2.8014 | 4.3241 | 5.9945 | 6.5106 | 6.1719 | 14.1882
Transmission | Consumer Transformation | Curtailment (TWh) | Renewable | Onshore Wind | Onshore Wind | 1.5639 | 2.4993 | 4.0973 | 11.2318 | 13.8843 | 13.5411
Transmission | Falling Short | Curtailment (TWh) | Renewable | Offshore Wind | Offshore Wind | 2.6348 | 1.6889 | 0.71683 | 2.4492 | 2.2562 | 2.9693
Transmission | Falling Short | Curtailment (TWh) | Renewable | Onshore Wind | Onshore Wind | 1.3381 | 1.6305 | 1.1086 | 1.8784 | 2.7888 | 2.5159
Transmission | Leading The Way | Curtailment (TWh) | Renewable | Offshore Wind | Offshore Wind | 8.1394 | 8.3115 | 8.1471 | 7.6355 | 17.1152 | 16.051
Transmission | Leading The Way | Curtailment (TWh) | Renewable | Onshore Wind | Onshore Wind | 2.9426 | 5.3997 | 11.2897 | 19.1783 | 25.8229 | 21.4414
Transmission | System Transformation | Curtailment (TWh) | Renewable | Offshore Wind | Offshore Wind | 2.7754 | 1.9504 | 3.3934 | 5.6149 | 5.2496 | 2.5568
Transmission | System Transformation | Curtailment (TWh) | Renewable | Onshore Wind | Onshore Wind | 1.4506 | 1.9622 | 2.5723 | 8.5348 | 11.6577 | 7.7019
Both | Consumer Transformation | Demand (MW) | Demand | Demand (MW) - Excluding Electrolysis |  | 50592.3645 | 50107.1861 | 50763.7959 | 51044.0387 | 51969.2873 | 53607.1059
Both | Falling Short | Demand (MW) | Demand | Demand (MW) - Excluding Electrolysis |  | 53651.0271 | 53930.5713 | 54467.2915 | 54670.3321 | 54987.4201 | 56305.6512
Both | Leading The Way | Demand (MW) | Demand | Demand (MW) - Excluding Electrolysis |  | 47429.1202 | 48846.0413 | 49328.6562 | 50052.2216 | 51567.7422 | 53290.5562
Both | System Transformation | Demand (MW) | Demand | Demand (MW) - Excluding Electrolysis |  | 51677.7096 | 51169.2675 | 51373.2882 | 51742.3036 | 52239.3738 | 52879.9096
Both | Consumer Transformation | Demand (TWh) | Demand | Demand Total (TWh) - Excluding Electrolysis |  | 287.288 | 284.4705 | 286.163 | 288.0529 | 292.5788 | 300.3727
Both | Consumer Transformation | Demand (TWh) | Demand | Electrolysis Demand (TWh) |  | 0.067304 | 0.069831 | 0.086952 | 0.10657 | 0.33502 | 0.54607
Both | Falling Short | Demand (TWh) | Demand | Demand Total (TWh) - Excluding Electrolysis |  | 303.1419 | 304.053 | 306.8956 | 308.3581 | 309.7767 | 311.9638
Both | Falling Short | Demand (TWh) | Demand | Electrolysis Demand (TWh) |  | 0.030349 | 0.033574 | 0.03694 | 0.041045 | 0.27986 | 0.48161
Both | Leading The Way | Demand (TWh) | Demand | Demand Total (TWh) - Excluding Electrolysis |  | 280.6188 | 278.9293 | 280.4149 | 284.0186 | 290.526 | 299.6724
Both | Leading The Way | Demand (TWh) | Demand | Electrolysis Demand (TWh) |  | 0.080481 | 0.092142 | 0.28269 | 6.4624 | 10.0006 | 13.7242
Both | System Transformation | Demand (TWh) | Demand | Demand Total (TWh) - Excluding Electrolysis |  | 293.0483 | 290.7921 | 291.4586 | 291.6973 | 293.3719 | 296.2273
Both | System Transformation | Demand (TWh) | Demand | Electrolysis Demand (TWh) |  | 0.081837 | 0.10985 | 0.1339 | 1.9288 | 4.9594 | 6.4182
Both | Consumer Transformation | Demand Reduction (TWh) | Demand | DSR | High Price DSR |  | 0 | 0 | 0 | 0 | 0
Both | Consumer Transformation | Demand Reduction (TWh) | Demand | DSR | Mid Price DSR | 2026: 0; 2027: 0
Both | Consumer Transformation | Demand Reduction (TWh) | Demand | DSR | Low Price DSR |  | 0 | 0 | 0 | 0 | 0
Both | Falling Short | Demand Reduction (TWh) | Demand | DSR | High Price DSR |  | 0 | 0 | 0 | 0 | 0
Both | Falling Short | Demand Reduction (TWh) | Demand | DSR | Low Price DSR |  | 0 | 0 | 0 | 0 | 0
Both | Leading The Way | Demand Reduction (TWh) | Demand | DSR | High Price DSR | 0 | 0 | 0 | 0 | 0 | 0
Both | Leading The Way | Demand Reduction (TWh) | Demand | DSR | Mid Price DSR | 2026: 0; 2027: 0
Both | Leading The Way | Demand Reduction (TWh) | Demand | DSR | Low Price DSR | 0 | 0 | 0 | 0 | 0 | 0
Both | System Transformation | Demand Reduction (TWh) | Demand | DSR | High Price DSR |  | 0 | 0 | 0 | 0 | 0
Both | System Transformation | Demand Reduction (TWh) | Demand | DSR | Low Price DSR |  | 0 | 0 | 0 | 0 | 0
Decentralised | Consumer Transformation | Generation (TWh) | Renewable | Biomass | Biomass | 3.6315 | 3.615 | 3.5667 | 3.9003 | 3.8886 | 3.7081
Decentralised | Consumer Transformation | Generation (TWh) | Renewable | Hydro | Hydro | 0.024112 | 0.024432 | 0.024818 | 0.025329 | 0.026134 | 0.026948
Decentralised | Consumer Transformation | Generation (TWh) | Renewable | Marine | Marine | 0.17499 | 0.20344 | 0.27456 | 0.36346 | 0.56613 | 0.75814
Decentralised | Consumer Transformation | Generation (TWh) | Renewable | Offshore Wind | Offshore Wind | 2.7217 | 2.7457 | 2.7519 | 2.9789 | 2.9798 | 2.8828
Decentralised | Consumer Transformation | Generation (TWh) | Renewable | Onshore Wind | Onshore Wind | 20.0071 | 20.4211 | 21.3624 | 22.3705 | 23.6524 | 24.9677
Decentralised | Consumer Transformation | Generation (TWh) | Renewable | Other Renewables | Other Renewables | 12.8677 | 13.2086 | 13.4783 | 13.7075 | 14.1416 | 14.2032
Decentralised | Consumer Transformation | Generation (TWh) | Renewable | Solar | Solar PV | 12.851 | 13.7485 | 14.7998 | 16.4683 | 18.1505 | 19.7295
Decentralised | Consumer Transformation | Generation (TWh) | Renewable | Waste | Waste | 9.1334 | 9.6793 | 9.3626 | 8.5687 | 8.4134 | 7.4499
Decentralised | Consumer Transformation | Generation (TWh) | Storage | Storage | Battery | 1.0899 | 1.458 | 1.9902 | 2.1562 | 2.1773 | 2.4771
Decentralised | Consumer Transformation | Generation (TWh) | Storage | Storage | Compressed Air | 0.00094486 | 0.0006473 | 0.00094287 | 0.0010987 | 0.0013934 | 0.0015588
Decentralised | Consumer Transformation | Generation (TWh) | Storage | Storage | Liquid Air | 0.0011556 | 0.00068937 | 0.001125 | 0.0014381 | 0.0015068 | 0.001977
Decentralised | Consumer Transformation | Generation (TWh) | Storage | Storage | Pumped Hydro | 2025: 0.10307; 2026: 0.098563; 2027: 0.10844
Decentralised | Consumer Transformation | Generation (TWh) | Thermal | Gas | CCGT | 0.76443 | 1.1893 | 0.94442 | 0.76418 | 0.71471 | 0.5784
Decentralised | Consumer Transformation | Generation (TWh) | Thermal | Gas | Gas CHP | 1.3408 | 1.344 | 1.3416 | 1.3414 | 1.3414 | 1.3412
Decentralised | Consumer Transformation | Generation (TWh) | Thermal | Gas | Gas Reciprocating Engines | 0.00011262 | 0.032648 | 0.014919 | 0.010447 | 0.010658 | 0.0020078
Decentralised | Consumer Transformation | Generation (TWh) | Thermal | Other Thermal | Diesel | 0.066313 | 0.056191 | 0.022181 | 0.022944 | 0.019262 | 0.011319
Decentralised | Falling Short | Generation (TWh) | Renewable | Biomass | Biomass | 4.1337 | 4.3785 | 4.6332 | 4.3882 | 4.5935 | 4.5769
Decentralised | Falling Short | Generation (TWh) | Renewable | Hydro | Hydro | 0.023692 | 0.023819 | 0.023958 | 0.024114 | 0.024295 | 0.024502
Decentralised | Falling Short | Generation (TWh) | Renewable | Marine | Marine | 0.17002 | 0.17002 | 0.17002 | 0.17002 | 0.17002 | 0.17002
Decentralised | Falling Short | Generation (TWh) | Renewable | Offshore Wind | Offshore Wind | 2.7242 | 2.7474 | 2.7521 | 2.7547 | 2.7542 | 2.7383
Decentralised | Falling Short | Generation (TWh) | Renewable | Onshore Wind | Onshore Wind | 19.8873 | 19.982 | 20.1202 | 20.2143 | 20.3189 | 20.4044
Decentralised | Falling Short | Generation (TWh) | Renewable | Other Renewables | Other Renewables | 12.3895 | 12.5992 | 12.7961 | 12.8822 | 12.9568 | 12.909
Decentralised | Falling Short | Generation (TWh) | Renewable | Solar | Solar PV | 12.3073 | 12.4944 | 12.6601 | 12.8434 | 13.1161 | 13.484
Decentralised | Falling Short | Generation (TWh) | Renewable | Waste | Waste | 9.5133 | 10.3879 | 10.6259 | 10.8882 | 11.0466 | 10.9189
Decentralised | Falling Short | Generation (TWh) | Storage | Storage | Battery | 0.81828 | 1.0715 | 1.0629 | 1.3775 | 1.7565 | 1.7693
Decentralised | Falling Short | Generation (TWh) | Storage | Storage | Compressed Air | 0.00089962 | 0.00061373 | 0.00067462 | 0.00089292 | 0.00095687 | 0.0010696
Decentralised | Falling Short | Generation (TWh) | Storage | Storage | Liquid Air | 0.0010789 | 0.00056993 | 0.00069343 | 0.0011118 | 0.0011435 | 0.0011725
Decentralised | Falling Short | Generation (TWh) | Thermal | Gas | CCGT | 1.045 | 2.09 | 1.7406 | 1.3977 | 1.1033 | 0.93067
Decentralised | Falling Short | Generation (TWh) | Thermal | Gas | Gas CHP | 1.3501 | 1.365 | 1.3773 | 1.3749 | 1.3805 | 1.3879
Decentralised | Falling Short | Generation (TWh) | Thermal | Gas | Gas Reciprocating Engines | 0.0001513 | 0.05791 | 0.083622 | 0.032032 | 0.023051 | 0.0075293
Decentralised | Falling Short | Generation (TWh) | Thermal | Other Thermal | Diesel | 0.12723 | 0.12564 | 0.098697 | 0.044087 | 0.017481 | 0.018228
Decentralised | Leading The Way | Generation (TWh) | Renewable | Biomass | Biomass | 3.7329 | 3.4564 | 3.4999 | 3.7869 | 3.7025 | 3.8256
Decentralised | Leading The Way | Generation (TWh) | Renewable | Hydro | Hydro | 0.024112 | 0.024432 | 0.024818 | 0.025329 | 0.026134 | 0.026948
Decentralised | Leading The Way | Generation (TWh) | Renewable | Marine | Marine | 0.17499 | 0.20344 | 0.27456 | 0.36346 | 0.56613 | 0.75814
Decentralised | Leading The Way | Generation (TWh) | Renewable | Offshore Wind | Offshore Wind | 2.7202 | 2.7448 | 2.7148 | 2.9807 | 2.8664 | 2.8739
Decentralised | Leading The Way | Generation (TWh) | Renewable | Onshore Wind | Onshore Wind | 19.8737 | 20.1783 | 20.7485 | 21.6635 | 22.5641 | 23.7419
Decentralised | Leading The Way | Generation (TWh) | Renewable | Other Renewables | Other Renewables | 12.8594 | 13.214 | 13.2734 | 13.5254 | 13.5407 | 13.7288
Decentralised | Leading The Way | Generation (TWh) | Renewable | Solar | Solar PV | 13.4028 | 15.2278 | 17.2386 | 19.9255 | 22.4453 | 25.0676
Decentralised | Leading The Way | Generation (TWh) | Renewable | Waste | Waste | 9.1007 | 9.6113 | 8.5631 | 7.8261 | 6.823 | 5.4985
Decentralised | Leading The Way | Generation (TWh) | Storage | Storage | Battery | 1.3518 | 1.8612 | 2.0752 | 2.081 | 2.4442 | 2.3779
Decentralised | Leading The Way | Generation (TWh) | Storage | Storage | Compressed Air | 0.00086202 | 0.00053056 | 0.00092955 | 0.0014714 | 0.0016704 | 0.0014
Decentralised | Leading The Way | Generation (TWh) | Storage | Storage | Liquid Air | 0.0010174 | 0.00060847 | 0.001155 | 0.0014225 | 0.0018166 | 0.067203
Decentralised | Leading The Way | Generation (TWh) | Thermal | Gas | CCGT | 0.36619 | 0.97956 | 0.54254 | 0.4699 | 0.37418 | 0.38117
Decentralised | Leading The Way | Generation (TWh) | Thermal | Gas | Gas CHP | 1.3295 | 1.3202 | 1.3044 | 1.2888 | 1.2747 | 1.2584
Decentralised | Leading The Way | Generation (TWh) | Thermal | Gas | Gas Reciprocating Engines | 8.2059e-05 | 0.020034 | 0.01633 | 0.011856 | 0.033099 | 0.037438
Decentralised | Leading The Way | Generation (TWh) | Thermal | Other Thermal | Diesel | 0.01349 | 0.03545 | 0.011576 | 0.0030532
Decentralised | System Transformation | Generation (TWh) | Renewable | Biomass | Biomass | 4.1247 | 4.2727 | 4.3283 | 4.3159 | 4.8399 | 4.8361
Decentralised | System Transformation | Generation (TWh) | Renewable | Hydro | Hydro | 0.023692 | 0.023819 | 0.023958 | 0.024114 | 0.024295 | 0.024502
Decentralised | System Transformation | Generation (TWh) | Renewable | Marine | Marine | 0.18211 | 0.18211 | 0.18211 | 0.22975 | 0.22975 | 0.30088
Decentralised | System Transformation | Generation (TWh) | Renewable | Offshore Wind | Offshore Wind | 2.7226 | 2.7462 | 2.7524 | 2.7575 | 2.7489 | 2.7521
Decentralised | System Transformation | Generation (TWh) | Renewable | Onshore Wind | Onshore Wind | 19.9233 | 20.1599 | 20.381 | 20.5254 | 20.7801 | 21.1256
Decentralised | System Transformation | Generation (TWh) | Renewable | Other Renewables | Other Renewables | 12.7881 | 12.9582 | 13.1224 | 13.134 | 13.2326 | 13.2783
Decentralised | System Transformation | Generation (TWh) | Renewable | Solar | Solar PV | 12.6818 | 13.3533 | 14.0837 | 15.0023 | 15.9949 | 17.0954
Decentralised | System Transformation | Generation (TWh) | Renewable | Waste | Waste | 9.5075 | 10.0797 | 10.0008 | 9.7584 | 9.1335 | 8.6759
Decentralised | System Transformation | Generation (TWh) | Storage | Storage | Battery | 0.94453 | 1.0887 | 1.3378 | 1.7923 | 1.763 | 1.9379
Decentralised | System Transformation | Generation (TWh) | Storage | Storage | Compressed Air | 0.00086818 | 0.00052776 | 0.00068112 | 0.0010334 | 0.001179 | 0.0013034
Decentralised | System Transformation | Generation (TWh) | Storage | Storage | Liquid Air | 0.0010448 | 0.00049138 | 0.00073036 | 0.0012831 | 0.0013967 | 0.0014031
Decentralised | System Transformation | Generation (TWh) | Thermal | Gas | CCGT | 0.8282 | 1.6068 | 1.186 | 0.87851 | 0.76069 | 0.61141
Decentralised | System Transformation | Generation (TWh) | Thermal | Gas | Gas CHP | 1.3408 | 1.3471 | 1.3423 | 1.3413 | 1.3418 | 1.3412
Decentralised | System Transformation | Generation (TWh) | Thermal | Gas | Gas Reciprocating Engines | 9.9677e-05 | 0.048275 | 0.02936 | 0.018945 | 0.019275 | 0.0018353
Decentralised | System Transformation | Generation (TWh) | Thermal | Other Thermal | Diesel | 0.064507 | 0.098269 | 0.041747 | 0.01744 | 0.018713 | 0.008387
Transmission | Consumer Transformation | Generation (TWh) | Low Carbon | Nuclear | Nuclear | 40.8171 | 37.0569 | 29.3417 | 17.3153 | 9.229 | 20.9505
Transmission | Consumer Transformation | Generation (TWh) | Renewable | Biomass | Biomass | 8.265 | 3.2826 | 3.2292 | 3.1799 | 3.2859 | 3.2387
Transmission | Consumer Transformation | Generation (TWh) | Renewable | Biomass | Biomass CHP | 0.83578 | 0.85483 | 0.86916 | 0.87647 | 0.87647 | 0.87214
Transmission | Consumer Transformation | Generation (TWh) | Renewable | Hydro | Hydro | 3.8929 | 3.9193 | 3.9358 | 3.9329 | 3.937 | 3.9282
Transmission | Consumer Transformation | Generation (TWh) | Renewable | Marine | Marine | 0.052981 | 0.052981 | 0.052981 | 0.053337 | 0.088895 | 0.38403
Transmission | Consumer Transformation | Generation (TWh) | Renewable | Offshore Wind | Offshore Wind | 47.3 | 52.6897 | 60.6108 | 79.6125 | 89.4679 | 103.8263
Transmission | Consumer Transformation | Generation (TWh) | Renewable | Onshore Wind | Onshore Wind | 24.8984 | 25.0563 | 25.7645 | 27.8817 | 30.4474 | 38.3156
Transmission | Consumer Transformation | Generation (TWh) | Renewable | Solar | Solar PV | 0.014397 | 0.014407 | 0.29374 | 0.66477 | 0.83516 | 1.3063
Transmission | Consumer Transformation | Generation (TWh) | Renewable | Waste | Waste | 0.20806 | 0.29313 | 0.42147 | 0.7201 | 0.70691 | 0.61766
Transmission | Consumer Transformation | Generation (TWh) | Storage | Storage | Battery | 0.44515 | 0.77009 | 1.7997 | 3.6827 | 4.1877 | 5.1156
Transmission | Consumer Transformation | Generation (TWh) | Storage | Storage | Liquid Air | 2025: 0.11329; 2026: 0.10863; 2027: 0.26383
Transmission | Consumer Transformation | Generation (TWh) | Storage | Storage | Pumped Hydro | 1.5407 | 1.2739 | 1.5734 | 1.8008 | 1.812 | 1.9339
Transmission | Consumer Transformation | Generation (TWh) | Thermal | Coal | Coal | 2022: 0.00010227; 2023: 0.068667
Transmission | Consumer Transformation | Generation (TWh) | Thermal | Gas | CCGT | 53.7372 | 84.6396 | 65.7274 | 56.0325 | 57.2332 | 42.1022
Transmission | Consumer Transformation | Generation (TWh) | Thermal | Gas | Gas CHP | 6.5195 | 8.5036 | 8.7133 | 8.7133 | 8.7133 | 8.7133
Transmission | Consumer Transformation | Generation (TWh) | Thermal | Gas | Gas Reciprocating Engines | 0.0024787 | 0.015994 | 0.012803 | 0.013621 | 0.019644 | 0.02796
Transmission | Consumer Transformation | Generation (TWh) | Thermal | Gas | OCGT | 0 | 8.0965e-06 | 7.3587e-06 | 8.0946e-06 | 9.4435e-06 | 1.16e-13
Transmission | Consumer Transformation | Generation (TWh) | Thermal | Other Thermal | Fuel Oil | 1.7389e-06 | 5.7502e-07 | 5.8062e-07 | 6.3648e-07 | 5.386e-07 | 3.3566e-07
Transmission | Falling Short | Generation (TWh) | Low Carbon | Nuclear | Nuclear | 37.0615 | 29.3056 | 17.3908 | 9.3239 | 9.3207 | 9.3097
Transmission | Falling Short | Generation (TWh) | Renewable | Biomass | Biomass | 6.7995 | 3.4714 | 3.3919 | 3.2305 | 5.5926 | 5.5696
Transmission | Falling Short | Generation (TWh) | Renewable | Biomass | Biomass CHP | 0.84359 | 0.8604 | 0.87557 | 0.87649 | 0.87649 | 0.87649
Transmission | Falling Short | Generation (TWh) | Renewable | Hydro | Hydro | 3.9035 | 3.92 | 3.9644 | 3.9495 | 3.9441 | 3.9727
Transmission | Falling Short | Generation (TWh) | Renewable | Marine | Marine | 0.052981 | 0.052981 | 0.052981 | 0.052981 | 0.052981 | 0.071116
Transmission | Falling Short | Generation (TWh) | Renewable | Offshore Wind | Offshore Wind | 47.4666 | 48.4126 | 49.3846 | 56.5789 | 59.4931 | 70.1346
Transmission | Falling Short | Generation (TWh) | Renewable | Onshore Wind | Onshore Wind | 25.1242 | 24.8319 | 26.3321 | 26.0377 | 26.8762 | 31.1213
Transmission | Falling Short | Generation (TWh) | Renewable | Solar | Solar PV | 0.014429 | 0.014411 | 0.014456 | 0.21974 | 0.34513 | 0.46575
Transmission | Falling Short | Generation (TWh) | Renewable | Waste | Waste | 0.21379 | 1.9413 | 2.425 | 2.7074 | 2.8405 | 2.7042
Transmission | Falling Short | Generation (TWh) | Renewable | Waste | Waste CHP | 2025: 0.33282; 2026: 0.32974; 2027: 0.34501
Transmission | Falling Short | Generation (TWh) | Storage | Storage | Battery | 0.40788 | 0.41593 | 0.6145 | 0.83112 | 1.5469 | 1.9276
Transmission | Falling Short | Generation (TWh) | Storage | Storage | Liquid Air | 2026: 0.11083; 2027: 0.10858
Transmission | Falling Short | Generation (TWh) | Storage | Storage | Pumped Hydro | 1.5371 | 1.3264 | 1.359 | 1.5671 | 1.4787 | 1.643
Transmission | Falling Short | Generation (TWh) | Thermal | Coal | Coal | 2022: 0.073568; 2023: 0.27983
Transmission | Falling Short | Generation (TWh) | Thermal | Gas | CCGT | 68.5785 | 107.1955 | 97.7985 | 81.8128 | 80.7473 | 74.3156
Transmission | Falling Short | Generation (TWh) | Thermal | Gas | Gas CHP | 6.5195 | 8.5036 | 8.7133 | 8.7133 | 8.7133 | 8.7133
Transmission | Falling Short | Generation (TWh) | Thermal | Gas | Gas Reciprocating Engines | 0.0037163 | 0.035653 | 0.076401 | 0.058873 | 0.055235 | 0.039444
Transmission | Falling Short | Generation (TWh) | Thermal | Gas | OCGT | 0 | 1.2828e-05 | 1.4136e-05 | 1.7883e-05 | 7.5399e-06 | 7.529e-06
Transmission | Falling Short | Generation (TWh) | Thermal | Other Thermal | Fuel Oil | 1.943e-05 | 0.00012896 | 0.0006333 | 2.5951e-06 | 1.1674e-06 | 1.2284e-06
Transmission | Leading The Way | Generation (TWh) | Low Carbon | CCS | CCS Gas | 2027: 2.2762
Transmission | Leading The Way | Generation (TWh) | Low Carbon | Nuclear | Nuclear | 40.8126 | 40.8131 | 33.199 | 25.325 | 36.9368 | 48.1698
Transmission | Leading The Way | Generation (TWh) | Renewable | Biomass | Biomass | 10.5154 | 3.3622 | 3.1543 | 3.1535 | 3.3739 | 3.3845
Transmission | Leading The Way | Generation (TWh) | Renewable | Biomass | Biomass CHP | 0.82276 | 0.84271 | 0.8663 | 0.87594 | 0.86808 | 0.87182
Transmission | Leading The Way | Generation (TWh) | Renewable | Hydro | Hydro | 3.8912 | 3.9312 | 3.9287 | 3.926 | 3.9187 | 3.9171
Transmission | Leading The Way | Generation (TWh) | Renewable | Marine | Marine | 0.052981 | 0.052981 | 0.053337 | 0.088895 | 0.17527 | 0.19055
Transmission | Leading The Way | Generation (TWh) | Renewable | Offshore Wind | Offshore Wind | 53.7304 | 58.2938 | 77.9761 | 88.0044 | 100.8993 | 107.9077
Transmission | Leading The Way | Generation (TWh) | Renewable | Onshore Wind | Onshore Wind | 25.4284 | 26.1325 | 28.774 | 31.6601 | 37.4139 | 49.5019
Transmission | Leading The Way | Generation (TWh) | Renewable | Solar | Solar PV | 0.047495 | 0.58125 | 0.90137 | 1.6065 | 1.7968 | 2.0062
Transmission | Leading The Way | Generation (TWh) | Renewable | Waste | Waste | 0.28011 | 0.81661 | 0.73252 | 0.67499 | 0.54775 | 0.71124
Transmission | Leading The Way | Generation (TWh) | Storage | Storage | Battery | 0.70355 | 1.5977 | 3.5059 | 4.2075 | 5.2726 | 5.8502
Transmission | Leading The Way | Generation (TWh) | Storage | Storage | Liquid Air |  |  | 0.10005 | 0.099935 | 0.38168 | 0.45456
Transmission | Leading The Way | Generation (TWh) | Storage | Storage | Pumped Hydro | 1.4268 | 1.1774 | 1.6049 | 1.7946 | 1.8617 | 2.7291
Transmission | Leading The Way | Generation (TWh) | Thermal | Coal | Coal | 2022: 7.6855e-05; 2023: 0.00013037
Transmission | Leading The Way | Generation (TWh) | Thermal | Gas | CCGT | 43.3383 | 79.7566 | 54.6512 | 51.9284 | 40.7266 | 25.9098
Transmission | Leading The Way | Generation (TWh) | Thermal | Gas | Gas CHP | 6.5195 | 8.5036 | 8.7133 | 8.7133 | 8.7133 | 8.7133
Transmission | Leading The Way | Generation (TWh) | Thermal | Gas | Gas Reciprocating Engines | 0.00088734 | 0.043173 | 0.0083752 | 0.0085365 | 0.029013 | 0.48853
Transmission | Leading The Way | Generation (TWh) | Thermal | Gas | OCGT | 0 | 1.19e-05 | 1.0288e-05 | 7.3954e-06 | 1.4224e-05 | 6.4068e-06
Transmission | Leading The Way | Generation (TWh) | Thermal | Other Thermal | Fuel Oil | 8.9824e-07 | 2.236e-07 | 2.7212e-07 | 8.61e-08 | 4.1e-08 | 9.84e-08
Transmission | System Transformation | Generation (TWh) | Low Carbon | Nuclear | Nuclear | 40.8209 | 33.3025 | 25.4432 | 25.4293 | 17.3556 | 21.6736
Transmission | System Transformation | Generation (TWh) | Renewable | Biomass | Biomass | 8.5909 | 3.649 | 3.3522 | 3.2407 | 3.3178 | 3.2774
Transmission | System Transformation | Generation (TWh) | Renewable | Biomass | Biomass CHP | 0.84083 | 0.85906 | 0.87342 | 0.87648 | 0.87648 | 0.87648
Transmission | System Transformation | Generation (TWh) | Renewable | Hydro | Hydro | 3.8954 | 3.9137 | 3.9474 | 3.9432 | 3.937 | 3.9298
Transmission | System Transformation | Generation (TWh) | Renewable | Marine | Marine | 0.052981 | 0.052981 | 0.052981 | 0.053337 | 0.071116 | 0.10667
Transmission | System Transformation | Generation (TWh) | Renewable | Offshore Wind | Offshore Wind | 47.3261 | 48.1511 | 53.6204 | 60.9904 | 80.8735 | 92.5947
Transmission | System Transformation | Generation (TWh) | Renewable | Onshore Wind | Onshore Wind | 25.0117 | 25.1144 | 26.5382 | 28.1603 | 31.2941 | 40.4622
Transmission | System Transformation | Generation (TWh) | Renewable | Solar | Solar PV | 0.014426 | 0.01442 | 0.27153 | 0.42226 | 0.42014 | 0.94541
Transmission | System Transformation | Generation (TWh) | Renewable | Waste | Waste | 0.21393 | 0.21662 | 0.31658 | 0.26928 | 0.26196 | 0.39656
Transmission | System Transformation | Generation (TWh) | Storage | Storage | Battery | 0.44549 | 0.5157 | 1.0727 | 1.7282 | 1.9076 | 2.9739
Transmission | System Transformation | Generation (TWh) | Storage | Storage | Liquid Air | 2025: 0.10866; 2026: 0.1067; 2027: 0.10141
Transmission | System Transformation | Generation (TWh) | Storage | Storage | Pumped Hydro | 1.4492 | 1.2382 | 1.2917 | 1.6463 | 1.7459 | 1.8039
Transmission | System Transformation | Generation (TWh) | Thermal | Coal | Coal | 2022: 8.8062e-05; 2023: 0.089807
Transmission | System Transformation | Generation (TWh) | Thermal | Gas | CCGT | 60.4446 | 101.9217 | 85.3751 | 65.2227 | 58.3809 | 46.8196
Transmission | System Transformation | Generation (TWh) | Thermal | Gas | Gas CHP | 6.5195 | 8.5036 | 8.7133 | 8.7133 | 8.7133 | 8.7133
Transmission | System Transformation | Generation (TWh) | Thermal | Gas | Gas Reciprocating Engines | 0.0022449 | 0.029404 | 0.03387 | 0.018082 | 0.016289 | 0.023602
Transmission | System Transformation | Generation (TWh) | Thermal | Gas | OCGT | 0 | 1.4649e-05 | 1.3059e-05 | 7.0704e-06 | 8.088e-06 | 0
Transmission | System Transformation | Generation (TWh) | Thermal | Other Thermal | Fuel Oil | 1.6625e-06 | 8.7576e-07 | 1.4318e-06 | 7.0566e-07 | 5.5917e-05 | 2.3676e-07
Decentralised | Consumer Transformation | Storage Capacity (GWh) | Storage | Storage | Battery | 2.2385 | 3.0431 | 4.3464 | 5.1312 | 5.4634 | 5.6305
Decentralised | Consumer Transformation | Storage Capacity (GWh) | Storage | Storage | Compressed Air | 0.013176 | 0.013176 | 0.013176 | 0.013176 | 0.013176 | 0.013176
Decentralised | Consumer Transformation | Storage Capacity (GWh) | Storage | Storage | Liquid Air | 0.02 | 0.02 | 0.02 | 0.02 | 0.02 | 0.02
Decentralised | Consumer Transformation | Storage Capacity (GWh) | Storage | Storage | Pumped Hydro | 2025: 0.6993; 2026: 0.6993; 2027: 0.6993
Decentralised | Falling Short | Storage Capacity (GWh) | Storage | Storage | Battery | 1.6305 | 2.1892 | 2.2025 | 2.8955 | 4.1013 | 4.2641
Decentralised | Falling Short | Storage Capacity (GWh) | Storage | Storage | Compressed Air | 0.013176 | 0.013176 | 0.013176 | 0.013176 | 0.013176 | 0.013176
Decentralised | Falling Short | Storage Capacity (GWh) | Storage | Storage | Liquid Air | 0.02 | 0.02 | 0.02 | 0.02 | 0.02 | 0.02
Decentralised | Leading The Way | Storage Capacity (GWh) | Storage | Storage | Battery | 3.1274 | 4.4195 | 5.408 | 5.6411 | 5.856 | 6.1058
Decentralised | Leading The Way | Storage Capacity (GWh) | Storage | Storage | Compressed Air | 0.013176 | 0.013176 | 0.013176 | 0.013176 | 0.013176 | 0.013176
Decentralised | Leading The Way | Storage Capacity (GWh) | Storage | Storage | Liquid Air | 0.02 | 0.02 | 0.02 | 0.02 | 0.02 | 0.82
Decentralised | System Transformation | Storage Capacity (GWh) | Storage | Storage | Battery | 1.9304 | 2.2762 | 2.9766 | 4.0921 | 4.1151 | 5.0776
Decentralised | System Transformation | Storage Capacity (GWh) | Storage | Storage | Compressed Air | 0.013176 | 0.013176 | 0.013176 | 0.013176 | 0.013176 | 0.013176
Decentralised | System Transformation | Storage Capacity (GWh) | Storage | Storage | Liquid Air | 0.02 | 0.02 | 0.02 | 0.02 | 0.02 | 0.02
Transmission | Consumer Transformation | Storage Capacity (GWh) | Storage | Storage | Battery | 0.87155 | 1.5292 | 3.6996 | 8.1666 | 9.6576 | 11.1447
Transmission | Consumer Transformation | Storage Capacity (GWh) | Storage | Storage | Liquid Air | 2025: 0.2994; 2026: 0.2994; 2027: 0.8982
Transmission | Consumer Transformation | Storage Capacity (GWh) | Storage | Storage | Pumped Hydro | 26.36 | 28.004 | 28.004 | 28.004 | 28.004 | 28.004
Transmission | Falling Short | Storage Capacity (GWh) | Storage | Storage | Battery | 0.78165 | 0.78165 | 1.2214 | 1.6495 | 3.3111 | 4.2697
Transmission | Falling Short | Storage Capacity (GWh) | Storage | Storage | Liquid Air | 2026: 0.2994; 2027: 0.2994
Transmission | Falling Short | Storage Capacity (GWh) | Storage | Storage | Pumped Hydro | 26.36 | 28.004 | 28.004 | 28.004 | 28.004 | 28.004
Transmission | Leading The Way | Storage Capacity (GWh) | Storage | Storage | Battery | 1.5619 | 3.6861 | 8.6128 | 10.2203 | 12.1897 | 15.1258
Transmission | Leading The Way | Storage Capacity (GWh) | Storage | Storage | Liquid Air |  |  | 0.2994 | 0.2994 | 1.6982 | 2.4982
Transmission | Leading The Way | Storage Capacity (GWh) | Storage | Storage | Pumped Hydro | 26.36 | 28.004 | 28.004 | 28.004 | 28.004 | 43.169
Transmission | System Transformation | Storage Capacity (GWh) | Storage | Storage | Battery | 0.87155 | 0.9963 | 2.1926 | 3.5634 | 3.963 | 7.1313
Transmission | System Transformation | Storage Capacity (GWh) | Storage | Storage | Liquid Air | 2025: 0.2994; 2026: 0.2994; 2027: 0.2994
Transmission | System Transformation | Storage Capacity (GWh) | Storage | Storage | Pumped Hydro | 26.36 | 28.004 | 28.004 | 28.004 | 28.004 | 28.004

## ED1
ED1: Electricity demand summary
Return to: Main Menu
Return to: Chapter contents
Aggregation Level | Data item | Unit | Scenario | Fuel | Peak/ Annual/ Minimum | time axis 2010-01-01 to 2051-01-01
1 | GBFES System Demand: Total | GWh | System Transformation | Electricity | Annual [Fiscal] | 346190 | 346488 | 345740 | 341287 | 333502 | 329348 | 321882 | 317125 | 311118 | 307247 | 286689 | 294452 | 290334 | 288232 | 288389 | 290242 | 295789 | 301190 | 307050 | 314332 | 321412 | 332739 | 346638 | 361033 | 375957 | 391969 | 409232 | 430027 | 453730 | 476932 | 492986 | 513115 | 545687 | 572066 | 606002 | 639417 | 657819 | 674244 | 691137 | 704416 | 716262
1 | GBFES System Demand: Total | GWh | Consumer Transformation | Electricity | Annual [Fiscal] | 346190 | 346488 | 345740 | 341287 | 333502 | 329348 | 321882 | 317125 | 311118 | 307247 | 286689 | 294317 | 283672 | 281140 | 282411 | 283996 | 288192 | 295758 | 307293 | 321812 | 339283 | 359504 | 383210 | 409782 | 435840 | 462682 | 490411 | 517068 | 537736 | 557577 | 577428 | 604334 | 621682 | 636981 | 650246 | 661509 | 673660 | 683623 | 694868 | 704983 | 710034
1 | GBFES System Demand: Total | GWh | Falling Short | Electricity | Annual [Fiscal] | 346190 | 346488 | 345740 | 341287 | 333502 | 329348 | 321882 | 317125 | 311118 | 307247 | 286689 | 294101 | 299847 | 300842 | 303392 | 304761 | 306386 | 308722 | 312475 | 317251 | 323299 | 330517 | 338940 | 348691 | 359089 | 369842 | 382240 | 395308 | 408690 | 422576 | 437433 | 452833 | 467476 | 481966 | 496047 | 509853 | 523485 | 535545 | 545096 | 555447 | 565786
1 | GBFES System Demand: Total | GWh | Leading the Way | Electricity | Annual [Fiscal] | 346190 | 346488 | 345740 | 341287 | 333502 | 329348 | 321882 | 317125 | 311118 | 307247 | 286689 | 294707 | 277762 | 274874 | 276014 | 284485 | 293703 | 307004 | 322495 | 344056 | 367922 | 391758 | 412963 | 438220 | 462840 | 476371 | 495947 | 512571 | 528825 | 541659 | 556001 | 578626 | 597077 | 616623 | 634422 | 640339 | 647889 | 653706 | 659529 | 668008 | 671765
1 | GBFES System Demand: Total | GWh | Five Year Forecast | Electricity | Annual [Fiscal] | 2010-01-01: 346190; 2011-01-01: 346488; 2012-01-01: 345740; 2013-01-01: 341287; 2014-01-01: 333502; 2015-01-01: 329348; 2016-01-01: 321882; 2017-01-01: 317125; 2018-01-01: 311118; 2019-01-01: 307247; 2020-01-01: 286689; 2021-01-01: 293655; 2022-01-01: 288130; 2023-01-01: 287626; 2024-01-01: 289610; 2025-01-01: 293252; 2026-01-01: 300713; 2027-01-01: 308487
2 | GBFES Customer Demand: Residential | GWh | System Transformation | Electricity | Annual [Fiscal] | 108644 | 109331 | 110486 | 108560 | 111461 | 114776 | 109029 | 111082 | 99408 | 96907 | 102331 | 101733 | 98704 | 96365 | 95061 | 94623 | 95076 | 96026 | 97739 | 100246 | 103101 | 106609 | 110755 | 115765 | 121386 | 127188 | 134506 | 141721 | 148529 | 154596 | 160013 | 164838 | 169050 | 172189 | 174728 | 177268 | 179973 | 182509 | 185302 | 188134 | 190611
2 | GBFES Customer Demand: Residential | GWh | Consumer Transformation | Electricity | Annual [Fiscal] | 108644 | 109331 | 110486 | 108560 | 111461 | 114776 | 109029 | 111082 | 99408 | 96907 | 102331 | 101636 | 93204 | 90870 | 90130 | 90405 | 91991 | 95088 | 99949 | 106389 | 113746 | 122438 | 131558 | 140554 | 149006 | 157284 | 165094 | 172312 | 178558 | 183987 | 188841 | 192653 | 195358 | 197266 | 198462 | 199028 | 199310 | 199509 | 199703 | 199864 | 199270
2 | GBFES Customer Demand: Residential | GWh | Falling Short | Electricity | Annual [Fiscal] | 108644 | 109331 | 110486 | 108560 | 111461 | 114776 | 109029 | 111082 | 99408 | 96907 | 102331 | 101830 | 108347 | 107413 | 107231 | 107029 | 106805 | 107194 | 108455 | 110308 | 113187 | 116959 | 121351 | 126509 | 132308 | 138509 | 145751 | 153370 | 161312 | 169431 | 177043 | 184534 | 191231 | 197406 | 202990 | 207551 | 210961 | 214698 | 219102 | 224001 | 229255
2 | GBFES Customer Demand: Residential | GWh | Leading the Way | Electricity | Annual [Fiscal] | 108644 | 109331 | 110486 | 108560 | 111461 | 114776 | 109029 | 111082 | 99408 | 96907 | 102331 | 102190 | 88678 | 86251 | 85376 | 86381 | 88359 | 91843 | 97278 | 103521 | 110789 | 119149 | 127656 | 135841 | 143201 | 150073 | 156158 | 161586 | 165377 | 167911 | 169009 | 170320 | 170745 | 170799 | 170996 | 170817 | 170421 | 169879 | 169151 | 168262 | 166440
2 | GBFES Customer Demand: Residential | GWh | Five Year Forecast | Electricity | Annual [Fiscal] | 2010-01-01: 108644; 2011-01-01: 109331; 2012-01-01: 110486; 2013-01-01: 108560; 2014-01-01: 111461; 2015-01-01: 114776; 2016-01-01: 109029; 2017-01-01: 111082; 2018-01-01: 99408; 2019-01-01: 96907; 2020-01-01: 102331; 2021-01-01: 101361; 2022-01-01: 97986; 2023-01-01: 96536; 2024-01-01: 96118; 2025-01-01: 96349; 2026-01-01: 97950; 2027-01-01: 100701
3 | Residential Appliance Demand | GWh | System Transformation | Electricity | Annual [Fiscal] | 61476 | 65659 | 67735 | 67589 | 69885 | 71650 | 67933 | 70278 | 62528 | 62333 | 69951 | 67718 | 65591 | 64080 | 63059 | 62385 | 61834 | 61330 | 61018 | 60897 | 60720 | 60416 | 60104 | 59774 | 59439 | 59128 | 58855 | 58619 | 58398 | 58169 | 57961 | 57824 | 57679 | 57548 | 57478 | 57437 | 57397 | 57366 | 57362 | 57355 | 57345
3 | Residential Appliance Demand | GWh | Consumer Transformation | Electricity | Annual [Fiscal] | 61476 | 65659 | 67735 | 67589 | 69885 | 71650 | 67933 | 70278 | 62528 | 62333 | 69951 | 67718 | 64920 | 62850 | 61245 | 60175 | 59324 | 58557 | 58026 | 57722 | 57400 | 56984 | 56568 | 56150 | 55738 | 55357 | 55018 | 54691 | 54359 | 54019 | 53706 | 53464 | 53212 | 52966 | 52757 | 52599 | 52451 | 52311 | 52187 | 52063 | 51958
3 | Residential Appliance Demand | GWh | Falling Short | Electricity | Annual [Fiscal] | 61476 | 65659 | 67735 | 67589 | 69885 | 71650 | 67933 | 70278 | 62528 | 62333 | 69951 | 67718 | 66945 | 65800 | 65019 | 64419 | 63952 | 63640 | 63589 | 63547 | 63485 | 63397 | 63301 | 63188 | 63069 | 62973 | 62929 | 62937 | 62956 | 62967 | 62993 | 63069 | 63137 | 63199 | 63259 | 63324 | 63388 | 63474 | 63592 | 63711 | 63813
3 | Residential Appliance Demand | GWh | Leading the Way | Electricity | Annual [Fiscal] | 61476 | 65659 | 67735 | 67589 | 69885 | 71650 | 67933 | 70278 | 62528 | 62333 | 69951 | 68175 | 63876 | 60931 | 58467 | 56579 | 55095 | 53782 | 52623 | 51589 | 50714 | 50026 | 49360 | 48710 | 48089 | 47519 | 47007 | 46513 | 46024 | 45543 | 45136 | 44903 | 44667 | 44426 | 44198 | 43930 | 43593 | 43389 | 43191 | 43002 | 42839
3 | Residential Appliance Demand | GWh | Five Year Forecast | Electricity | Annual [Fiscal] | 2010-01-01: 61476; 2011-01-01: 65659; 2012-01-01: 67735; 2013-01-01: 67589; 2014-01-01: 69885; 2015-01-01: 71650; 2016-01-01: 67933; 2017-01-01: 70278; 2018-01-01: 62528; 2019-01-01: 62333; 2020-01-01: 69951; 2021-01-01: 67456; 2022-01-01: 65727; 2023-01-01: 64597; 2024-01-01: 63764; 2025-01-01: 63038; 2026-01-01: 62462; 2027-01-01: 62169
3 | Residential Storage Heat | GWh | System Transformation | Electricity | Annual [Fiscal] | 17299 | 13933 | 13617 | 12866 | 13121 | 13893 | 13329 | 13344 | 13026 | 12398 | 12458 | 11954 | 11573 | 11272 | 11004 | 10749 | 10472 | 10194 | 9920 | 9645 | 9365 | 8938 | 8515 | 8095 | 7677 | 7262 | 6884 | 6476 | 6086 | 5708 | 5348 | 5016 | 4686 | 4361 | 4038 | 3721 | 3556 | 3388 | 3217 | 3044 | 2867
3 | Residential Storage Heat | GWh | Consumer Transformation | Electricity | Annual [Fiscal] | 17299 | 13933 | 13617 | 12866 | 13121 | 13893 | 13329 | 13344 | 13026 | 12398 | 12458 | 11954 | 10719 | 10404 | 10117 | 9841 | 9514 | 9249 | 8990 | 8727 | 8460 | 8186 | 7892 | 7606 | 7327 | 7055 | 6920 | 6885 | 6795 | 6701 | 6605 | 6553 | 6456 | 6327 | 6170 | 5984 | 5775 | 5586 | 5388 | 5181 | 4964
3 | Residential Storage Heat | GWh | Falling Short | Electricity | Annual [Fiscal] | 17299 | 13933 | 13617 | 12866 | 13121 | 13893 | 13329 | 13344 | 13026 | 12398 | 12458 | 11954 | 11619 | 11375 | 11160 | 10959 | 10662 | 10358 | 10058 | 9748 | 9429 | 9100 | 8770 | 8441 | 8112 | 7783 | 7535 | 7327 | 7129 | 6945 | 6777 | 6711 | 6658 | 6616 | 6587 | 6573 | 6574 | 6577 | 6580 | 6585 | 6592
3 | Residential Storage Heat | GWh | Leading the Way | Electricity | Annual [Fiscal] | 17299 | 13933 | 13617 | 12866 | 13121 | 13893 | 13329 | 13344 | 13026 | 12398 | 12458 | 12034 | 10158 | 9836 | 9514 | 9194 | 8915 | 8671 | 8434 | 8191 | 7886 | 7575 | 7242 | 6911 | 6589 | 6268 | 6105 | 5959 | 5833 | 5734 | 5642 | 5516 | 5401 | 5281 | 5176 | 5134 | 5094 | 5079 | 5060 | 5032 | 5000
3 | Residential Storage Heat | GWh | Five Year Forecast | Electricity | Annual [Fiscal] | 2010-01-01: 17299; 2011-01-01: 13933; 2012-01-01: 13617; 2013-01-01: 12866; 2014-01-01: 13121; 2015-01-01: 13893; 2016-01-01: 13329; 2017-01-01: 13344; 2018-01-01: 13026; 2019-01-01: 12398; 2020-01-01: 12458; 2021-01-01: 11908; 2022-01-01: 11604; 2023-01-01: 11397; 2024-01-01: 11223; 2025-01-01: 11055; 2026-01-01: 10791; 2027-01-01: 10528
3 | Residential Resistive Heat Demand | GWh | System Transformation | Electricity | Annual [Fiscal] | 9056 | 7294 | 7129 | 6735 | 6869 | 7273 | 6978 | 6423 | 5019 | 4778 | 4801 | 4623 | 4488 | 4382 | 4287 | 4194 | 4091 | 3990 | 3893 | 3796 | 3698 | 3543 | 3387 | 3227 | 3064 | 2899 | 2741 | 2571 | 2412 | 2259 | 2115 | 1982 | 1849 | 1716 | 1581 | 1447 | 1370 | 1293 | 1218 | 1145 | 1074
3 | Residential Resistive Heat Demand | GWh | Consumer Transformation | Electricity | Annual [Fiscal] | 9056 | 7294 | 7129 | 6735 | 6869 | 7273 | 6978 | 6423 | 5019 | 4778 | 4801 | 4623 | 4155 | 4028 | 3909 | 3792 | 3661 | 3534 | 3412 | 3291 | 3168 | 3043 | 2915 | 2784 | 2649 | 2510 | 2404 | 2339 | 2263 | 2183 | 2102 | 2029 | 1943 | 1845 | 1739 | 1626 | 1510 | 1395 | 1283 | 1174 | 1068
3 | Residential Resistive Heat Demand | GWh | Falling Short | Electricity | Annual [Fiscal] | 9056 | 7294 | 7129 | 6735 | 6869 | 7273 | 6978 | 6423 | 5019 | 4778 | 4801 | 4623 | 4508 | 4425 | 4349 | 4270 | 4168 | 4065 | 3964 | 3859 | 3750 | 3634 | 3524 | 3418 | 3316 | 3220 | 3142 | 3080 | 3024 | 2977 | 2942 | 2932 | 2926 | 2925 | 2930 | 2943 | 2966 | 2984 | 2998 | 3009 | 3016
3 | Residential Resistive Heat Demand | GWh | Leading the Way | Electricity | Annual [Fiscal] | 9056 | 7294 | 7129 | 6735 | 6869 | 7273 | 6978 | 6423 | 5019 | 4778 | 4801 | 4654 | 3936 | 3816 | 3696 | 3577 | 3468 | 3361 | 3260 | 3156 | 3025 | 2893 | 2747 | 2597 | 2448 | 2294 | 2180 | 2064 | 1960 | 1871 | 1791 | 1705 | 1619 | 1530 | 1446 | 1390 | 1335 | 1294 | 1256 | 1218 | 1183
3 | Residential Resistive Heat Demand | GWh | Five Year Forecast | Electricity | Annual [Fiscal] | 2010-01-01: 9056; 2011-01-01: 7294; 2012-01-01: 7129; 2013-01-01: 6735; 2014-01-01: 6869; 2015-01-01: 7273; 2016-01-01: 6978; 2017-01-01: 6423; 2018-01-01: 5019; 2019-01-01: 4778; 2020-01-01: 4801; 2021-01-01: 4605; 2022-01-01: 4490; 2023-01-01: 4419; 2024-01-01: 4358; 2025-01-01: 4299; 2026-01-01: 4219; 2027-01-01: 4139
3 | Residential Resistive Hot Water | GWh | System Transformation | Electricity | Annual [Fiscal] | 7131 | 7988 | 6647 | 6046 | 5741 | 5715 | 5386 | 5103 | 4658 | 3620 | 1310 | 719 | 0 | 0 | 0 | 0 | 0 | 0 | 0 | 0 | 0 | 0 | 0 | 0 | 0 | 0 | 0 | 0 | 0 | 0 | 0 | 0 | 0 | 0 | 0 | 0 | 0 | 0 | 0 | 0 | 0
3 | Residential Resistive Hot Water | GWh | Consumer Transformation | Electricity | Annual [Fiscal] | 7131 | 7988 | 6647 | 6046 | 5741 | 5715 | 5386 | 5103 | 4658 | 3620 | 1310 | 719 | 514 | 294 | 104 | 40 | 0 | 0 | 0 | 0 | 0 | 0 | 0 | 0 | 0 | 0 | 0 | 0 | 0 | 0 | 0 | 0 | 0 | 0 | 0 | 0 | 0 | 0 | 0 | 0 | 0
3 | Residential Resistive Hot Water | GWh | Falling Short | Electricity | Annual [Fiscal] | 7131 | 7988 | 6647 | 6046 | 5741 | 5715 | 5386 | 5103 | 4658 | 3620 | 1310 | 719 | 186 | 0 | 0 | 0 | 0 | 0 | 0 | 0 | 0 | 0 | 0 | 0 | 0 | 0 | 0 | 0 | 0 | 0 | 0 | 0 | 0 | 0 | 0 | 0 | 0 | 0 | 0 | 0 | 0
3 | Residential Resistive Hot Water | GWh | Leading the Way | Electricity | Annual [Fiscal] | 7131 | 7988 | 6647 | 6046 | 5741 | 5715 | 5386 | 5103 | 4658 | 3620 | 1310 | 724 | 899 | 713 | 507 | 544 | 330 | 0 | 0 | 0 | 0 | 0 | 0 | 0 | 0 | 0 | 0 | 0 | 0 | 0 | 0 | 0 | 0 | 0 | 0 | 0 | 0 | 0 | 0 | 0 | 0
3 | Residential Resistive Hot Water | GWh | Five Year Forecast | Electricity | Annual [Fiscal] | 2010-01-01: 7131; 2011-01-01: 7988; 2012-01-01: 6647; 2013-01-01: 6046; 2014-01-01: 5741; 2015-01-01: 5715; 2016-01-01: 5386; 2017-01-01: 5103; 2018-01-01: 4658; 2019-01-01: 3620; 2020-01-01: 1310; 2021-01-01: 717; 2022-01-01: 205; 2023-01-01: 0; 2024-01-01: 0; 2025-01-01: 0; 2026-01-01: 0; 2027-01-01: 0
3 | Residential Light | GWh | System Transformation | Electricity | Annual [Fiscal] | 13681 | 14456 | 15358 | 15324 | 15845 | 16245 | 15403 | 15934 | 14177 | 13778 | 13811 | 11663 | 11273 | 9930 | 8875 | 8220 | 7898 | 7604 | 7434 | 7381 | 7330 | 7274 | 7290 | 7528 | 7868 | 8135 | 8251 | 8368 | 8481 | 8592 | 8704 | 8824 | 8943 | 9061 | 9168 | 9248 | 9324 | 9402 | 9480 | 9559 | 9628
3 | Residential Light | GWh | Consumer Transformation | Electricity | Annual [Fiscal] | 13681 | 14456 | 15358 | 15324 | 15845 | 16245 | 15403 | 15934 | 14177 | 13778 | 13811 | 11663 | 7279 | 6258 | 5846 | 5444 | 5097 | 4907 | 4775 | 4739 | 4882 | 4949 | 5209 | 5465 | 5718 | 5969 | 6193 | 6322 | 6376 | 6428 | 6485 | 6558 | 6631 | 6701 | 6771 | 6826 | 6855 | 6885 | 6916 | 6946 | 6971
3 | Residential Light | GWh | Falling Short | Electricity | Annual [Fiscal] | 13681 | 14456 | 15358 | 15324 | 15845 | 16245 | 15403 | 15934 | 14177 | 13778 | 13811 | 11663 | 19095 | 18820 | 18569 | 18098 | 17049 | 16046 | 15203 | 14501 | 14063 | 14270 | 14564 | 15106 | 15768 | 16364 | 16811 | 17269 | 17736 | 18211 | 18682 | 19122 | 19565 | 20009 | 20410 | 20687 | 20956 | 21227 | 21499 | 21773 | 22008
3 | Residential Light | GWh | Leading the Way | Electricity | Annual [Fiscal] | 13681 | 14456 | 15358 | 15324 | 15845 | 16245 | 15403 | 15934 | 14177 | 13778 | 13811 | 11742 | 4894 | 3916 | 3351 | 2864 | 2654 | 2712 | 2941 | 3173 | 3384 | 3536 | 3680 | 3818 | 3947 | 4070 | 4185 | 4294 | 4370 | 4360 | 4337 | 4330 | 4323 | 4313 | 4302 | 4289 | 4265 | 4224 | 4183 | 4142 | 4109
3 | Residential Light | GWh | Five Year Forecast | Electricity | Annual [Fiscal] | 2010-01-01: 13681; 2011-01-01: 14456; 2012-01-01: 15358; 2013-01-01: 15324; 2014-01-01: 15845; 2015-01-01: 16245; 2016-01-01: 15403; 2017-01-01: 15934; 2018-01-01: 14177; 2019-01-01: 13778; 2020-01-01: 13811; 2021-01-01: 11618; 2022-01-01: 10369; 2023-01-01: 9351; 2024-01-01: 8538; 2025-01-01: 8058; 2026-01-01: 7802; 2027-01-01: 7727
3 | Residential Smart Metering - Demand Reduction | GWh | System Transformation | Electricity | Annual [Fiscal] | 0 | 0 | 0 | 0 | 0 | 0 | 0 | 0 | 0 | 0 | 0 | 193 | 372 | 538 | 698 | 855 | 1012 | 1164 | 1316 | 1471 | 1622 | 1603 | 1586 | 1572 | 1561 | 1548 | 1535 | 1521 | 1508 | 1495 | 1483 | 1473 | 1463 | 1454 | 1445 | 1437 | 1433 | 1429 | 1426 | 1422 | 1418
3 | Residential Smart Metering - Demand Reduction | GWh | Consumer Transformation | Electricity | Annual [Fiscal] | 0 | 0 | 0 | 0 | 0 | 0 | 0 | 0 | 0 | 0 | 0 | 290 | 526 | 755 | 975 | 1189 | 1397 | 1601 | 1805 | 2011 | 2217 | 2195 | 2178 | 2160 | 2143 | 2127 | 2116 | 2107 | 2094 | 2080 | 2067 | 2058 | 2047 | 2035 | 2023 | 2011 | 1998 | 1985 | 1973 | 1961 | 1949
3 | Residential Smart Metering - Demand Reduction | GWh | Falling Short | Electricity | Annual [Fiscal] | 0 | 0 | 0 | 0 | 0 | 0 | 0 | 0 | 0 | 0 | 0 | 97 | 205 | 301 | 396 | 489 | 575 | 659 | 743 | 825 | 907 | 904 | 902 | 902 | 903 | 903 | 904 | 906 | 908 | 911 | 914 | 918 | 923 | 927 | 932 | 935 | 939 | 943 | 947 | 951 | 954
3 | Residential Smart Metering - Demand Reduction | GWh | Leading the Way | Electricity | Annual [Fiscal] | 0 | 0 | 0 | 0 | 0 | 0 | 0 | 0 | 0 | 0 | 0 | 389 | 670 | 951 | 1209 | 1455 | 1691 | 1919 | 2152 | 2380 | 2600 | 2561 | 2521 | 2481 | 2443 | 2406 | 2379 | 2353 | 2327 | 2300 | 2276 | 2258 | 2240 | 2222 | 2205 | 2190 | 2171 | 2159 | 2148 | 2136 | 2125
3 | Residential Smart Metering - Demand Reduction | GWh | Five Year Forecast | Electricity | Annual [Fiscal] | 2010-01-01: 0; 2011-01-01: 0; 2012-01-01: 0; 2013-01-01: 0; 2014-01-01: 0; 2015-01-01: 0; 2016-01-01: 0; 2017-01-01: 0; 2018-01-01: 0; 2019-01-01: 0; 2020-01-01: 0; 2021-01-01: 193; 2022-01-01: 370; 2023-01-01: 539; 2024-01-01: 703; 2025-01-01: 865; 2026-01-01: 1023; 2027-01-01: 1184
3 | Residential Heat Pumps | GWh | System Transformation | Electricity | Annual [Fiscal] | 0 | 0 | 0 | 0 | 0 | 0 | 0 | 746 | 774 | 592 | 1827 | 2089 | 2126 | 2493 | 2894 | 3316 | 3767 | 4278 | 4782 | 5297 | 5829 | 6336 | 6738 | 7148 | 7579 | 8150 | 10023 | 11963 | 13927 | 15892 | 17867 | 19850 | 21883 | 24057 | 26385 | 28889 | 31539 | 34187 | 36857 | 39539 | 42103
3 | Residential Heat Pumps | GWh | Consumer Transformation | Electricity | Annual [Fiscal] | 0 | 0 | 0 | 0 | 0 | 0 | 0 | 746 | 774 | 592 | 1827 | 2089 | 2086 | 2552 | 3042 | 3517 | 4357 | 5694 | 7710 | 10295 | 13221 | 16285 | 19284 | 22247 | 25188 | 28628 | 32194 | 35992 | 39739 | 43414 | 46922 | 50009 | 52341 | 54027 | 55160 | 55952 | 56575 | 57202 | 57839 | 58463 | 58600
3 | Residential Heat Pumps | GWh | Falling Short | Electricity | Annual [Fiscal] | 0 | 0 | 0 | 0 | 0 | 0 | 0 | 746 | 774 | 592 | 1827 | 2089 | 2352 | 2622 | 2892 | 3157 | 3633 | 4285 | 5081 | 5995 | 7017 | 8127 | 9325 | 10603 | 11978 | 13470 | 15328 | 17318 | 19481 | 21845 | 24394 | 26920 | 29100 | 31128 | 33027 | 34803 | 36468 | 38214 | 40341 | 42690 | 45241
3 | Residential Heat Pumps | GWh | Leading the Way | Electricity | Annual [Fiscal] | 0 | 0 | 0 | 0 | 0 | 0 | 0 | 746 | 774 | 592 | 1827 | 2089 | 1805 | 3036 | 4559 | 6614 | 8478 | 10737 | 13148 | 15306 | 17606 | 19999 | 22565 | 25147 | 27717 | 30636 | 33559 | 36767 | 39097 | 40961 | 42293 | 43695 | 44367 | 44867 | 45655 | 46291 | 46873 | 47291 | 47627 | 47939 | 47856
3 | Residential Heat Pumps | GWh | Five Year Forecast | Electricity | Annual [Fiscal] | 2010-01-01: 0; 2011-01-01: 0; 2012-01-01: 0; 2013-01-01: 0; 2014-01-01: 0; 2015-01-01: 0; 2016-01-01: 0; 2017-01-01: 746; 2018-01-01: 774; 2019-01-01: 592; 2020-01-01: 1827; 2021-01-01: 2089; 2022-01-01: 2038; 2023-01-01: 2312; 2024-01-01: 2583; 2025-01-01: 2855; 2026-01-01: 3679; 2027-01-01: 4684
3 | Residential Electric Vehicles Demand (EVs) | GWh | System Transformation | Electricity | Annual [Fiscal] | 2 | 4 | 8 | 14 | 45 | 108 | 109 | 308 | 430 | 580 | 958 | 1574 | 2034 | 2671 | 3484 | 4516 | 5859 | 7544 | 9649 | 12220 | 15298 | 19092 | 23513 | 28526 | 33977 | 39253 | 44487 | 49357 | 53724 | 57318 | 60196 | 62403 | 63918 | 64254 | 63819 | 63270 | 62535 | 61649 | 60981 | 60350 | 59699
3 | Residential Electric Vehicles Demand (EVs) | GWh | Consumer Transformation | Electricity | Annual [Fiscal] | 2 | 4 | 8 | 14 | 45 | 108 | 109 | 308 | 430 | 580 | 958 | 1574 | 2366 | 3469 | 5001 | 6989 | 9578 | 12789 | 16698 | 21252 | 26292 | 32314 | 38592 | 44709 | 50237 | 54752 | 58316 | 60893 | 62688 | 63725 | 64358 | 64209 | 63814 | 63360 | 62836 | 62245 | 61542 | 60729 | 59883 | 58928 | 57867
3 | Residential Electric Vehicles Demand (EVs) | GWh | Falling Short | Electricity | Annual [Fiscal] | 2 | 4 | 8 | 14 | 45 | 108 | 109 | 308 | 430 | 580 | 958 | 1574 | 2003 | 2569 | 3285 | 4162 | 5274 | 6622 | 8256 | 10202 | 12490 | 15140 | 18182 | 21602 | 25363 | 29361 | 34057 | 38918 | 43839 | 48636 | 52614 | 56213 | 59304 | 61938 | 64051 | 65669 | 65768 | 65903 | 66080 | 66306 | 66583
3 | Residential Electric Vehicles Demand (EVs) | GWh | Leading the Way | Electricity | Annual [Fiscal] | 2 | 4 | 8 | 14 | 45 | 108 | 109 | 308 | 430 | 580 | 958 | 1574 | 2344 | 3478 | 4982 | 6963 | 9584 | 12905 | 17271 | 22549 | 28652 | 35293 | 41881 | 48086 | 53410 | 57609 | 60703 | 62771 | 64105 | 64704 | 64388 | 64004 | 63547 | 63012 | 62374 | 61640 | 60798 | 59845 | 58771 | 57570 | 56228
3 | Residential Electric Vehicles Demand (EVs) | GWh | Five Year Forecast | Electricity | Annual [Fiscal] | 2010-01-01: 2; 2011-01-01: 4; 2012-01-01: 8; 2013-01-01: 14; 2014-01-01: 45; 2015-01-01: 108; 2016-01-01: 109; 2017-01-01: 308; 2018-01-01: 430; 2019-01-01: 580; 2020-01-01: 958; 2021-01-01: 1574; 2022-01-01: 2187; 2023-01-01: 3047; 2024-01-01: 4188; 2025-01-01: 5658; 2026-01-01: 7574; 2027-01-01: 9965
3 | Residential Air Conditioning Demand | GWh | System Transformation | Electricity | Annual [Fiscal] | 0 | 0 | 0 | 140 | 140 | 141 | 142 | 144 | 145 | 146 | 148 | 148 | 167 | 190 | 214 | 242 | 273 | 308 | 348 | 393 | 443 | 500 | 564 | 636 | 718 | 809 | 913 | 1029 | 1161 | 1308 | 1474 | 1662 | 1873 | 2110 | 2377 | 2678 | 3017 | 3400 | 3830 | 4315 | 4862
3 | Residential Air Conditioning Demand | GWh | Consumer Transformation | Electricity | Annual [Fiscal] | 0 | 0 | 0 | 140 | 140 | 141 | 142 | 144 | 145 | 146 | 148 | 148 | 167 | 190 | 214 | 242 | 273 | 308 | 348 | 393 | 443 | 500 | 564 | 636 | 718 | 809 | 913 | 1029 | 1161 | 1308 | 1474 | 1662 | 1873 | 2110 | 2377 | 2678 | 3017 | 3400 | 3830 | 4315 | 4862
3 | Residential Air Conditioning Demand | GWh | Falling Short | Electricity | Annual [Fiscal] | 0 | 0 | 0 | 140 | 140 | 141 | 142 | 144 | 145 | 146 | 148 | 148 | 171 | 197 | 227 | 262 | 302 | 348 | 400 | 461 | 530 | 610 | 702 | 808 | 930 | 1070 | 1231 | 1416 | 1628 | 1873 | 2153 | 2475 | 2846 | 3271 | 3759 | 4321 | 4966 | 5707 | 6560 | 7539 | 8665
3 | Residential Air Conditioning Demand | GWh | Leading the Way | Electricity | Annual [Fiscal] | 0 | 0 | 0 | 140 | 140 | 141 | 142 | 144 | 145 | 146 | 148 | 148 | 149 | 150 | 151 | 152 | 153 | 153 | 154 | 155 | 155 | 156 | 157 | 157 | 158 | 158 | 159 | 159 | 160 | 161 | 161 | 162 | 162 | 162 | 163 | 163 | 164 | 164 | 165 | 165 | 166
3 | Residential Air Conditioning Demand | GWh | Five Year Forecast | Electricity | Annual [Fiscal] | 2010-01-01: 0; 2011-01-01: 0; 2012-01-01: 0; 2013-01-01: 140; 2014-01-01: 140; 2015-01-01: 141; 2016-01-01: 142; 2017-01-01: 144; 2018-01-01: 145; 2019-01-01: 146; 2020-01-01: 148; 2021-01-01: 148; 2022-01-01: 167; 2023-01-01: 190; 2024-01-01: 214; 2025-01-01: 242; 2026-01-01: 273; 2027-01-01: 308
3 | Residential District Heat Demand | GWh | System Transformation | Electricity | Annual [Fiscal] | 0 | 0 | 0 | 0 | 0 | 0 | 0 | 105 | 116 | 127 | 1286 | 1438 | 1824 | 1886 | 1941 | 1857 | 1892 | 1943 | 2011 | 2088 | 2039 | 2112 | 2232 | 2403 | 2624 | 3101 | 3887 | 4859 | 5847 | 6844 | 7830 | 8750 | 9682 | 10537 | 11327 | 12015 | 12669 | 13254 | 13781 | 14249 | 14452
3 | Residential District Heat Demand | GWh | Consumer Transformation | Electricity | Annual [Fiscal] | 0 | 0 | 0 | 0 | 0 | 0 | 0 | 105 | 116 | 127 | 1286 | 1438 | 1524 | 1579 | 1628 | 1554 | 1583 | 1650 | 1795 | 1979 | 2099 | 2372 | 2711 | 3117 | 3573 | 4330 | 5251 | 6268 | 7271 | 8288 | 9256 | 10227 | 11136 | 11964 | 12675 | 13127 | 13583 | 13984 | 14350 | 14754 | 14928
3 | Residential District Heat Demand | GWh | Falling Short | Electricity | Annual [Fiscal] | 0 | 0 | 0 | 0 | 0 | 0 | 0 | 105 | 116 | 127 | 1286 | 1438 | 1672 | 1906 | 2127 | 2191 | 2340 | 2489 | 2646 | 2818 | 3331 | 3585 | 3885 | 4245 | 4674 | 5171 | 5621 | 6010 | 6428 | 6888 | 7401 | 8011 | 8617 | 9247 | 9898 | 10166 | 10813 | 11554 | 12398 | 13339 | 14291
3 | Residential District Heat Demand | GWh | Leading the Way | Electricity | Annual [Fiscal] | 0 | 0 | 0 | 0 | 0 | 0 | 0 | 105 | 116 | 127 | 1286 | 1438 | 1286 | 1326 | 1358 | 1351 | 1373 | 1441 | 1600 | 1783 | 1967 | 2233 | 2544 | 2896 | 3287 | 3924 | 4639 | 5414 | 6156 | 6876 | 7538 | 8263 | 8901 | 9430 | 9888 | 10169 | 10470 | 10753 | 11045 | 11329 | 11184
3 | Residential District Heat Demand | GWh | Five Year Forecast | Electricity | Annual [Fiscal] | 2010-01-01: 0; 2011-01-01: 0; 2012-01-01: 0; 2013-01-01: 0; 2014-01-01: 0; 2015-01-01: 0; 2016-01-01: 0; 2017-01-01: 105; 2018-01-01: 116; 2019-01-01: 127; 2020-01-01: 1286; 2021-01-01: 1438; 2022-01-01: 1569; 2023-01-01: 1762; 2024-01-01: 1952; 2025-01-01: 2009; 2026-01-01: 2174; 2027-01-01: 2364
5 | Residential Micro-generation | GWh | System Transformation | Electricity | Annual [Fiscal] | 107 | 1036 | 1446 | 1922 | 2424 | 2756 | 3803 | 3914 | 4032 | 4190 | 4326 | 4456 | 4717 | 4934 | 5195 | 5629 | 6172 | 6824 | 7476 | 8127 | 8779 | 9485 | 10191 | 10897 | 11603 | 12310 | 13016 | 13722 | 14428 | 15134 | 15840 | 16546 | 17252 | 17958 | 18664 | 19370 | 20076 | 20782 | 21488 | 22194 | 22900
5 | Residential Micro-generation | GWh | Consumer Transformation | Electricity | Annual [Fiscal] | 107 | 1036 | 1446 | 1922 | 2424 | 2756 | 3803 | 3914 | 4032 | 4190 | 4326 | 4597 | 4923 | 5412 | 6064 | 7421 | 8779 | 10137 | 11495 | 12853 | 14210 | 15677 | 17143 | 18610 | 20076 | 21543 | 23009 | 24475 | 25942 | 27408 | 28929 | 30450 | 31970 | 33491 | 35012 | 36533 | 38053 | 39574 | 41095 | 42616 | 44136
5 | Residential Micro-generation | GWh | Falling Short | Electricity | Annual [Fiscal] | 107 | 1036 | 1446 | 1922 | 2424 | 2756 | 3803 | 3914 | 4032 | 4190 | 4326 | 4380 | 4597 | 4652 | 4706 | 4760 | 4923 | 5113 | 5330 | 5548 | 5819 | 6091 | 6362 | 6634 | 6905 | 7177 | 7449 | 7720 | 7992 | 8263 | 8535 | 8806 | 9078 | 9349 | 9621 | 9893 | 10164 | 10436 | 10707 | 10979 | 11250
5 | Residential Micro-generation | GWh | Leading the Way | Electricity | Annual [Fiscal] | 107 | 1036 | 1446 | 1922 | 2424 | 2756 | 3803 | 3914 | 4032 | 4190 | 4326 | 4597 | 4923 | 5412 | 6064 | 7421 | 8779 | 10137 | 11495 | 12853 | 14210 | 15677 | 17143 | 18610 | 20076 | 21543 | 23009 | 24475 | 25942 | 27408 | 28929 | 30450 | 31970 | 33491 | 35012 | 36533 | 38053 | 39574 | 41095 | 42616 | 44136
5 | Residential Micro-generation | GWh | Five Year Forecast | Electricity | Annual [Fiscal] | 2010-01-01: 107; 2011-01-01: 1036; 2012-01-01: 1446; 2013-01-01: 1922; 2014-01-01: 2424; 2015-01-01: 2756; 2016-01-01: 3803; 2017-01-01: 3914; 2018-01-01: 4032; 2019-01-01: 4190; 2020-01-01: 4326; 2021-01-01: 4456; 2022-01-01: 4717; 2023-01-01: 4934; 2024-01-01: 5195; 2025-01-01: 5629; 2026-01-01: 6172; 2027-01-01: 6824
2 | GBFES Customer Demand: Total Industrial (Electrolysis & District Heat included) | GWh | System Transformation | Electricity | Annual [Fiscal] | 103550 | 100963 | 99037 | 99429 | 92945 | 89180 | 89849 | 86862 | 91888 | 88512 | 78294 | 82815 | 81064 | 80482 | 80759 | 82277 | 85823 | 88255 | 89463 | 90887 | 91777 | 95920 | 101394 | 105816 | 109770 | 114087 | 117992 | 125500 | 136831 | 148893 | 155037 | 166477 | 191764 | 213258 | 244206 | 274885 | 290376 | 304184 | 318276 | 328816 | 338459
2 | GBFES Customer Demand: Total Industrial (Electrolysis & District Heat included) | GWh | Consumer Transformation | Electricity | Annual [Fiscal] | 103550 | 100963 | 99037 | 99429 | 92945 | 89180 | 89849 | 86862 | 91888 | 88512 | 78294 | 82741 | 80664 | 79657 | 79678 | 79091 | 78584 | 78907 | 80045 | 81933 | 85869 | 90427 | 97074 | 105967 | 114729 | 123741 | 134095 | 144256 | 149836 | 155973 | 162955 | 178762 | 188412 | 199843 | 210691 | 220343 | 231123 | 239778 | 249810 | 258782 | 264068
2 | GBFES Customer Demand: Total Industrial (Electrolysis & District Heat included) | GWh | Falling Short | Electricity | Annual [Fiscal] | 103550 | 100963 | 99037 | 99429 | 92945 | 89180 | 89849 | 86862 | 91888 | 88512 | 78294 | 82845 | 81276 | 81249 | 82057 | 82374 | 82800 | 83199 | 83803 | 84631 | 85351 | 86379 | 87645 | 88970 | 90152 | 91108 | 92650 | 94049 | 95123 | 96107 | 97353 | 99021 | 100501 | 102153 | 103908 | 106061 | 109887 | 112913 | 115454 | 118278 | 120887
2 | GBFES Customer Demand: Total Industrial (Electrolysis & District Heat included) | GWh | Leading the Way | Electricity | Annual [Fiscal] | 103550 | 100963 | 99037 | 99429 | 92945 | 89180 | 89849 | 86862 | 91888 | 88512 | 78294 | 82658 | 80351 | 79260 | 79287 | 84165 | 87395 | 92437 | 96776 | 106004 | 116621 | 125668 | 130652 | 139350 | 148033 | 146495 | 152146 | 155549 | 160369 | 163484 | 170480 | 186259 | 199597 | 215636 | 232619 | 238560 | 246236 | 252392 | 258805 | 268146 | 274106
2 | GBFES Customer Demand: Total Industrial (Electrolysis & District Heat included) | GWh | Five Year Forecast | Electricity | Annual [Fiscal] | 2010-01-01: 103550; 2011-01-01: 100963; 2012-01-01: 99037; 2013-01-01: 99429; 2014-01-01: 92945; 2015-01-01: 89180; 2016-01-01: 89849; 2017-01-01: 86862; 2018-01-01: 91888; 2019-01-01: 88512; 2020-01-01: 78294; 2021-01-01: 82835; 2022-01-01: 81134; 2023-01-01: 80684; 2024-01-01: 81269; 2025-01-01: 83192; 2026-01-01: 86994; 2027-01-01: 89578
3 | GBFES Customer Demand: Deduct Networked Electrolysis from Industrial | GWh | System Transformation | Electricity | Annual [Fiscal] | 0 | 0 | 0 | 0 | 0 | 0 | 0 | 0 | 0 | 0 | 20 | 42 | 77 | 116 | 169 | 2063 | 5861 | 8590 | 9964 | 11433 | 12183 | 15852 | 20636 | 24205 | 27349 | 30682 | 33752 | 40251 | 50454 | 61371 | 66510 | 76720 | 100447 | 120567 | 150017 | 179173 | 193895 | 207026 | 220467 | 230500 | 239786
3 | GBFES Customer Demand: Deduct Networked Electrolysis from Industrial | GWh | Consumer Transformation | Electricity | Annual [Fiscal] | 0 | 0 | 0 | 0 | 0 | 0 | 0 | 0 | 0 | 0 | 20 | 42 | 70 | 96 | 125 | 154 | 190 | 570 | 925 | 1558 | 3865 | 6380 | 10050 | 14728 | 18613 | 22549 | 27774 | 33128 | 34627 | 37323 | 41348 | 54131 | 61170 | 70348 | 79281 | 87249 | 96495 | 103859 | 112808 | 121127 | 126049
3 | GBFES Customer Demand: Deduct Networked Electrolysis from Industrial | GWh | Falling Short | Electricity | Annual [Fiscal] | 0 | 0 | 0 | 0 | 0 | 0 | 0 | 0 | 0 | 0 | 20 | 42 | 36 | 47 | 59 | 69 | 291 | 510 | 780 | 1051 | 930 | 1251 | 1777 | 2221 | 2516 | 2630 | 3395 | 3965 | 4166 | 4169 | 4159 | 4306 | 4235 | 4223 | 4338 | 4811 | 6885 | 8031 | 8592 | 9242 | 9830
3 | GBFES Customer Demand: Deduct Networked Electrolysis from Industrial | GWh | Leading the Way | Electricity | Annual [Fiscal] | 0 | 0 | 0 | 0 | 0 | 0 | 0 | 0 | 0 | 0 | 20 | 42 | 67 | 93 | 288 | 5638 | 9068 | 13990 | 17885 | 26223 | 35657 | 43277 | 46403 | 53007 | 59756 | 56843 | 61074 | 63230 | 66974 | 69293 | 75652 | 90648 | 103262 | 118541 | 134828 | 140443 | 147857 | 154036 | 160504 | 169832 | 175860
3 | GBFES Customer Demand: Deduct Networked Electrolysis from Industrial | GWh | Five Year Forecast | Electricity | Annual [Fiscal] | 2010-01-01: 0; 2011-01-01: 0; 2012-01-01: 0; 2013-01-01: 0; 2014-01-01: 0; 2015-01-01: 0; 2016-01-01: 0; 2017-01-01: 0; 2018-01-01: 0; 2019-01-01: 0; 2020-01-01: 20; 2021-01-01: 42; 2022-01-01: 77; 2023-01-01: 116; 2024-01-01: 169; 2025-01-01: 2063; 2026-01-01: 5860; 2027-01-01: 8591
3 | GBFES Customer Demand: Total Industrial (Excluding Electrolysis) | GWh | System Transformation | Electricity | Annual [Fiscal] | 103550 | 100963 | 99037 | 99429 | 92945 | 89180 | 89849 | 86862 | 91888 | 88512 | 78274 | 82773 | 80987 | 80366 | 80590 | 80214 | 79962 | 79665 | 79499 | 79454 | 79594 | 80068 | 80758 | 81612 | 82421 | 83405 | 84239 | 85249 | 86376 | 87523 | 88527 | 89757 | 91316 | 92691 | 94188 | 95712 | 96481 | 97157 | 97809 | 98316 | 98673
3 | GBFES Customer Demand: Total Industrial (Excluding Electrolysis) | GWh | Consumer Transformation | Electricity | Annual [Fiscal] | 103550 | 100963 | 99037 | 99429 | 92945 | 89180 | 89849 | 86862 | 91888 | 88512 | 78274 | 82699 | 80595 | 79562 | 79554 | 78937 | 78394 | 78337 | 79120 | 80374 | 82005 | 84047 | 87024 | 91239 | 96117 | 101193 | 106320 | 111128 | 115209 | 118649 | 121607 | 124630 | 127242 | 129494 | 131409 | 133095 | 134628 | 135919 | 137002 | 137655 | 138019
3 | GBFES Customer Demand: Total Industrial (Excluding Electrolysis) | GWh | Falling Short | Electricity | Annual [Fiscal] | 103550 | 100963 | 99037 | 99429 | 92945 | 89180 | 89849 | 86862 | 91888 | 88512 | 78274 | 82803 | 81241 | 81202 | 81998 | 82305 | 82508 | 82689 | 83024 | 83580 | 84421 | 85128 | 85868 | 86748 | 87636 | 88479 | 89254 | 90084 | 90957 | 91937 | 93194 | 94715 | 96266 | 97930 | 99570 | 101250 | 103001 | 104883 | 106862 | 109036 | 111057
3 | GBFES Customer Demand: Total Industrial (Excluding Electrolysis) | GWh | Leading the Way | Electricity | Annual [Fiscal] | 103550 | 100963 | 99037 | 99429 | 92945 | 89180 | 89849 | 86862 | 91888 | 88512 | 78274 | 82617 | 80284 | 79167 | 78999 | 78526 | 78327 | 78447 | 78891 | 79781 | 80964 | 82391 | 84248 | 86343 | 88276 | 89653 | 91072 | 92319 | 93395 | 94191 | 94828 | 95611 | 96335 | 97095 | 97790 | 98118 | 98378 | 98356 | 98301 | 98314 | 98246
3 | GBFES Customer Demand: Total Industrial (Excluding Electrolysis) | GWh | Five Year Forecast | Electricity | Annual [Fiscal] | 2010-01-01: 103550; 2011-01-01: 100963; 2012-01-01: 99037; 2013-01-01: 99429; 2014-01-01: 92945; 2015-01-01: 89180; 2016-01-01: 89849; 2017-01-01: 86862; 2018-01-01: 91888; 2019-01-01: 88512; 2020-01-01: 78274; 2021-01-01: 82793; 2022-01-01: 81057; 2023-01-01: 80568; 2024-01-01: 81100; 2025-01-01: 81129; 2026-01-01: 81134; 2027-01-01: 80988
2 | GBFES Customer Demand: Commercial with Micro-generation Included | GWh | System Transformation | Electricity | Annual [Fiscal] | 105204 | 107848 | 106682 | 105618 | 99550 | 98566 | 96233 | 91522 | 94305 | 95358 | 77846 | 83139 | 84200 | 85245 | 86474 | 87320 | 88804 | 90693 | 93345 | 96316 | 99236 | 102390 | 106026 | 110191 | 114682 | 119621 | 124576 | 129539 | 134069 | 138207 | 141894 | 145027 | 147461 | 148777 | 148950 | 148890 | 148884 | 148779 | 148583 | 148306 | 147909
2 | GBFES Customer Demand: Commercial with Micro-generation Included | GWh | Consumer Transformation | Electricity | Annual [Fiscal] | 105204 | 107848 | 106682 | 105618 | 99550 | 98566 | 96233 | 91522 | 94305 | 95358 | 77846 | 83196 | 83982 | 85077 | 87073 | 89016 | 91966 | 95700 | 100490 | 105733 | 110858 | 116571 | 123061 | 130133 | 137366 | 145224 | 153125 | 160826 | 168277 | 175329 | 182260 | 188594 | 192951 | 194617 | 195681 | 196650 | 197664 | 198706 | 199673 | 200655 | 201142
2 | GBFES Customer Demand: Commercial with Micro-generation Included | GWh | Falling Short | Electricity | Annual [Fiscal] | 105204 | 107848 | 106682 | 105618 | 99550 | 98566 | 96233 | 91522 | 94305 | 95358 | 77846 | 82679 | 83055 | 84966 | 86712 | 87881 | 89223 | 90633 | 92274 | 94036 | 96027 | 97938 | 100115 | 102675 | 105323 | 108099 | 110803 | 113853 | 117171 | 120852 | 125662 | 130693 | 135992 | 141505 | 147140 | 153177 | 158661 | 163095 | 164986 | 166838 | 168530
2 | GBFES Customer Demand: Commercial with Micro-generation Included | GWh | Leading the Way | Electricity | Annual [Fiscal] | 105204 | 107848 | 106682 | 105618 | 99550 | 98566 | 96233 | 91522 | 94305 | 95358 | 77846 | 83083 | 83405 | 84373 | 86411 | 88934 | 92661 | 96948 | 101905 | 107113 | 112098 | 117404 | 123841 | 130875 | 138177 | 145176 | 151954 | 158741 | 165542 | 172070 | 177890 | 183016 | 187448 | 190769 | 191450 | 191747 | 192152 | 192514 | 192824 | 193050 | 192985
2 | GBFES Customer Demand: Commercial with Micro-generation Included | GWh | Five Year Forecast | Electricity | Annual [Fiscal] | 2010-01-01: 105204; 2011-01-01: 107848; 2012-01-01: 106682; 2013-01-01: 105618; 2014-01-01: 99550; 2015-01-01: 98566; 2016-01-01: 96233; 2017-01-01: 91522; 2018-01-01: 94305; 2019-01-01: 95358; 2020-01-01: 77846; 2021-01-01: 82757; 2022-01-01: 82822; 2023-01-01: 84314; 2024-01-01: 86026; 2025-01-01: 87442; 2026-01-01: 89279; 2027-01-01: 91394
3 | Commercial Micro-generation | GWh | System Transformation | Electricity | Annual [Fiscal] | 0 | 0 | 0 | 0 | 0 | 3001 | 3028 | 3208 | 3357 | 3510 | 3510 | 3567 | 3588 | 3605 | 3616 | 3634 | 3658 | 3681 | 3705 | 3731 | 3758 | 3787 | 3819 | 3853 | 3890 | 3927 | 3967 | 4008 | 4051 | 4094 | 4141 | 4191 | 4244 | 4298 | 4354 | 4412 | 4475 | 4540 | 4607 | 4677 | 4749
3 | Commercial Micro-generation | GWh | Consumer Transformation | Electricity | Annual [Fiscal] | 0 | 0 | 0 | 0 | 0 | 3001 | 3028 | 3208 | 3357 | 3510 | 3510 | 3554 | 3584 | 3623 | 3659 | 3707 | 3758 | 3807 | 3857 | 3907 | 3958 | 3951 | 3945 | 3942 | 3941 | 3942 | 3935 | 3949 | 3967 | 3993 | 4030 | 4073 | 4134 | 4208 | 4286 | 4370 | 4457 | 4549 | 4645 | 4744 | 4778
3 | Commercial Micro-generation | GWh | Falling Short | Electricity | Annual [Fiscal] | 0 | 0 | 0 | 0 | 0 | 3001 | 3028 | 3208 | 3357 | 3510 | 3510 | 3524 | 3529 | 3534 | 3538 | 3543 | 3549 | 3556 | 3562 | 3569 | 3576 | 3583 | 3591 | 3599 | 3608 | 3617 | 3629 | 3642 | 3656 | 3669 | 3684 | 3698 | 3713 | 3729 | 3744 | 3760 | 3777 | 3793 | 3810 | 3828 | 3845
3 | Commercial Micro-generation | GWh | Leading the Way | Electricity | Annual [Fiscal] | 0 | 0 | 0 | 0 | 0 | 3001 | 3028 | 3208 | 3357 | 3510 | 3510 | 3553 | 3576 | 3598 | 3614 | 3638 | 3665 | 3694 | 3725 | 3742 | 3760 | 3776 | 3791 | 3800 | 3793 | 3732 | 3788 | 3847 | 3909 | 3974 | 4043 | 4116 | 4192 | 4271 | 4353 | 4440 | 4530 | 4623 | 4720 | 4821 | 4926
3 | Commercial Micro-generation | GWh | Five Year Forecast | Electricity | Annual [Fiscal] | 2010-01-01: 0; 2011-01-01: 0; 2012-01-01: 0; 2013-01-01: 0; 2014-01-01: 0; 2015-01-01: 3001; 2016-01-01: 3028; 2017-01-01: 3208; 2018-01-01: 3357; 2019-01-01: 3510; 2020-01-01: 3510; 2021-01-01: 3548; 2022-01-01: 3567; 2023-01-01: 3585; 2024-01-01: 3598; 2025-01-01: 3617; 2026-01-01: 3638; 2027-01-01: 3659
3 | GBFES Customer Demand: Commercial with Micro-generation deducted | GWh | System Transformation | Electricity | Annual [Fiscal] | 105204 | 107848 | 106682 | 105618 | 99550 | 95564 | 93204 | 88314 | 90949 | 91848 | 74336 | 79572 | 80612 | 81640 | 82858 | 83686 | 85145 | 87012 | 89640 | 92585 | 95478 | 98603 | 102207 | 106337 | 110793 | 115694 | 120609 | 125531 | 130018 | 134113 | 137753 | 140835 | 143217 | 144479 | 144596 | 144477 | 144408 | 144239 | 143976 | 143629 | 143161
3 | GBFES Customer Demand: Commercial with Micro-generation deducted | GWh | Consumer Transformation | Electricity | Annual [Fiscal] | 105204 | 107848 | 106682 | 105618 | 99550 | 95564 | 93204 | 88314 | 90949 | 91848 | 74336 | 79643 | 80397 | 81454 | 83415 | 85308 | 88208 | 91892 | 96633 | 101826 | 106900 | 112621 | 119116 | 126191 | 133426 | 141282 | 149191 | 156877 | 164310 | 171337 | 178230 | 184521 | 188817 | 190409 | 191395 | 192281 | 193207 | 194157 | 195027 | 195911 | 196365
3 | GBFES Customer Demand: Commercial with Micro-generation deducted | GWh | Falling Short | Electricity | Annual [Fiscal] | 105204 | 107848 | 106682 | 105618 | 99550 | 95564 | 93204 | 88314 | 90949 | 91848 | 74336 | 79154 | 79526 | 81433 | 83174 | 84338 | 85674 | 87077 | 88712 | 90467 | 92450 | 94355 | 96524 | 99076 | 101716 | 104482 | 107174 | 110211 | 113515 | 117182 | 121978 | 126994 | 132279 | 137776 | 143395 | 149417 | 154884 | 159301 | 161176 | 163010 | 164685
3 | GBFES Customer Demand: Commercial with Micro-generation deducted | GWh | Leading the Way | Electricity | Annual [Fiscal] | 105204 | 107848 | 106682 | 105618 | 99550 | 95564 | 93204 | 88314 | 90949 | 91848 | 74336 | 79531 | 79829 | 80775 | 82796 | 85296 | 88996 | 93254 | 98180 | 103371 | 108338 | 113628 | 120050 | 127075 | 134384 | 141445 | 148166 | 154894 | 161633 | 168096 | 173846 | 178900 | 183256 | 186498 | 187097 | 187307 | 187623 | 187891 | 188104 | 188229 | 188059
3 | GBFES Customer Demand: Commercial with Micro-generation deducted | GWh | Five Year Forecast | Electricity | Annual [Fiscal] | 2010-01-01: 105204; 2011-01-01: 107848; 2012-01-01: 106682; 2013-01-01: 105618; 2014-01-01: 99550; 2015-01-01: 95564; 2016-01-01: 93204; 2017-01-01: 88314; 2018-01-01: 90949; 2019-01-01: 91848; 2020-01-01: 74336; 2021-01-01: 79208; 2022-01-01: 79254; 2023-01-01: 80729; 2024-01-01: 82428; 2025-01-01: 83825; 2026-01-01: 85640; 2027-01-01: 87735
4 | Total Commercial Demand inc EV, Heat Pumps, District Heat, Rail Traction, No directs | GWh | System Transformation | Electricity | Annual [Fiscal] | 105204 | 107848 | 106682 | 105618 | 99550 | 98566 | 96233 | 91522 | 94305 | 95358 | 77846 | 82798 | 83719 | 84590 | 85584 | 86116 | 87185 | 88525 | 90454 | 92486 | 94187 | 95782 | 97449 | 99187 | 100824 | 102285 | 103647 | 105101 | 106632 | 108237 | 109861 | 111375 | 112610 | 113419 | 114036 | 114571 | 115258 | 115941 | 116625 | 117298 | 117913
4 | Total Commercial Demand inc EV, Heat Pumps, District Heat, Rail Traction, No directs | GWh | Consumer Transformation | Electricity | Annual [Fiscal] | 105204 | 107848 | 106682 | 105618 | 99550 | 98566 | 96233 | 91522 | 94305 | 95358 | 77846 | 82769 | 83333 | 84134 | 85714 | 87078 | 89239 | 91900 | 95248 | 98615 | 101294 | 103886 | 106672 | 109533 | 112360 | 115090 | 118085 | 121190 | 124120 | 126793 | 129264 | 131454 | 133068 | 134038 | 135014 | 135920 | 136891 | 137872 | 138822 | 139740 | 140574
4 | Total Commercial Demand inc EV, Heat Pumps, District Heat, Rail Traction, No directs | GWh | Falling Short | Electricity | Annual [Fiscal] | 105204 | 107848 | 106682 | 105618 | 99550 | 98566 | 96233 | 91522 | 94305 | 95358 | 77846 | 82356 | 82629 | 84407 | 85980 | 86930 | 87998 | 89063 | 90270 | 91491 | 92811 | 93890 | 95050 | 96366 | 97526 | 98494 | 99026 | 99514 | 99994 | 100606 | 101441 | 102474 | 103528 | 104601 | 105687 | 106695 | 107830 | 108910 | 109981 | 111061 | 112006
4 | Total Commercial Demand inc EV, Heat Pumps, District Heat, Rail Traction, No directs | GWh | Leading the Way | Electricity | Annual [Fiscal] | 105204 | 107848 | 106682 | 105618 | 99550 | 98566 | 96233 | 91522 | 94305 | 95358 | 77846 | 82652 | 82743 | 83406 | 85019 | 86957 | 89889 | 93095 | 96582 | 99883 | 102442 | 104759 | 107326 | 109978 | 112609 | 115117 | 117695 | 120410 | 123093 | 125400 | 126806 | 127806 | 128502 | 129152 | 129813 | 130481 | 131304 | 132117 | 132916 | 133665 | 134241
4 | Total Commercial Demand inc EV, Heat Pumps, District Heat, Rail Traction, No directs | GWh | Five Year Forecast | Electricity | Annual [Fiscal] | 2010-01-01: 105204; 2011-01-01: 107848; 2012-01-01: 106682; 2013-01-01: 105618; 2014-01-01: 99550; 2015-01-01: 98566; 2016-01-01: 96233; 2017-01-01: 91522; 2018-01-01: 94305; 2019-01-01: 95358; 2020-01-01: 77846; 2021-01-01: 82376; 2022-01-01: 82267; 2023-01-01: 83533; 2024-01-01: 84933; 2025-01-01: 85924; 2026-01-01: 87193; 2027-01-01: 88546
4 | Commercial Electric Vehicles Demand (EVs) | GWh | System Transformation | Electricity | Annual [Fiscal] | 0 | 0 | 0 | 0 | 0 | 0 | 26 | 99 | 139 | 192 | 275 | 342 | 481 | 655 | 890 | 1204 | 1619 | 2168 | 2891 | 3830 | 5049 | 6608 | 8577 | 11004 | 13859 | 17336 | 20929 | 24438 | 27437 | 29970 | 32032 | 33652 | 34851 | 35358 | 34914 | 34318 | 33626 | 32838 | 31958 | 31008 | 29996
4 | Commercial Electric Vehicles Demand (EVs) | GWh | Consumer Transformation | Electricity | Annual [Fiscal] | 0 | 0 | 0 | 0 | 0 | 0 | 26 | 99 | 139 | 192 | 275 | 427 | 649 | 943 | 1359 | 1937 | 2727 | 3800 | 5242 | 7118 | 9564 | 12686 | 16389 | 20600 | 25006 | 30134 | 35040 | 39636 | 44157 | 48536 | 52996 | 57139 | 59884 | 60578 | 60667 | 60730 | 60773 | 60834 | 60850 | 60915 | 60569
4 | Commercial Electric Vehicles Demand (EVs) | GWh | Falling Short | Electricity | Annual [Fiscal] | 0 | 0 | 0 | 0 | 0 | 0 | 26 | 99 | 139 | 192 | 275 | 323 | 426 | 560 | 731 | 951 | 1225 | 1570 | 2004 | 2545 | 3215 | 4047 | 5065 | 6309 | 7797 | 9605 | 11777 | 14339 | 17177 | 20246 | 24221 | 28219 | 32465 | 36903 | 41453 | 46482 | 50831 | 54185 | 55006 | 55777 | 56525
4 | Commercial Electric Vehicles Demand (EVs) | GWh | Leading the Way | Electricity | Annual [Fiscal] | 0 | 0 | 0 | 0 | 0 | 0 | 26 | 99 | 139 | 192 | 275 | 431 | 662 | 967 | 1392 | 1977 | 2773 | 3854 | 5323 | 7230 | 9655 | 12645 | 16514 | 20897 | 25568 | 30059 | 34259 | 38330 | 42450 | 46670 | 51083 | 55209 | 58946 | 61617 | 61637 | 61266 | 60849 | 60397 | 59908 | 59385 | 58743
4 | Commercial Electric Vehicles Demand (EVs) | GWh | Five Year Forecast | Electricity | Annual [Fiscal] | 2010-01-01: 0; 2011-01-01: 0; 2012-01-01: 0; 2013-01-01: 0; 2014-01-01: 0; 2015-01-01: 0; 2016-01-01: 26; 2017-01-01: 99; 2018-01-01: 139; 2019-01-01: 192; 2020-01-01: 275; 2021-01-01: 381; 2022-01-01: 554; 2023-01-01: 781; 2024-01-01: 1093; 2025-01-01: 1518; 2026-01-01: 2086; 2027-01-01: 2848
2 | GBFES System Losses: Transmission | GWh | System Transformation | Electricity | Annual [Fiscal] | 4961 | 5480 | 5094 | 5333 | 5666 | 5307 | 5376 | 5355 | 5407 | 5422 | 6943 | 6792 | 6626 | 6524 | 6486 | 6437 | 6437 | 6459 | 6543 | 6648 | 6761 | 6914 | 7111 | 7374 | 7644 | 7965 | 8337 | 8729 | 9087 | 9411 | 9677 | 9922 | 10131 | 10269 | 10346 | 10415 | 10472 | 10523 | 10584 | 10636 | 10664
2 | GBFES System Losses: Transmission | GWh | Consumer Transformation | Electricity | Annual [Fiscal] | 4961 | 5480 | 5094 | 5333 | 5666 | 5307 | 5376 | 5355 | 5407 | 5422 | 6943 | 6785 | 6446 | 6321 | 6283 | 6226 | 6244 | 6346 | 6571 | 6855 | 7175 | 7568 | 8030 | 8555 | 9065 | 9620 | 10167 | 10691 | 11143 | 11533 | 11857 | 12141 | 12310 | 12360 | 12368 | 12351 | 12356 | 12370 | 12386 | 12376 | 12322
2 | GBFES System Losses: Transmission | GWh | Falling Short | Electricity | Annual [Fiscal] | 4961 | 5480 | 5094 | 5333 | 5666 | 5307 | 5376 | 5355 | 5407 | 5422 | 6943 | 6786 | 6914 | 6908 | 6953 | 6968 | 6983 | 7018 | 7091 | 7196 | 7341 | 7496 | 7678 | 7907 | 8153 | 8423 | 8731 | 9084 | 9449 | 9831 | 10247 | 10664 | 11066 | 11463 | 11844 | 12208 | 12523 | 12823 | 13077 | 13355 | 13638
2 | GBFES System Losses: Transmission | GWh | Leading the Way | Electricity | Annual [Fiscal] | 4961 | 5480 | 5094 | 5333 | 5666 | 5307 | 5376 | 5355 | 5407 | 5422 | 6943 | 6796 | 6263 | 6104 | 6035 | 6003 | 6048 | 6161 | 6377 | 6626 | 6927 | 7265 | 7658 | 8085 | 8487 | 8886 | 9212 | 9530 | 9787 | 9964 | 10048 | 10133 | 10159 | 10145 | 10084 | 10009 | 9952 | 9897 | 9846 | 9778 | 9668
2 | GBFES System Losses: Transmission | GWh | Five Year Forecast | Electricity | Annual [Fiscal] | 2010-01-01: 4961; 2011-01-01: 5480; 2012-01-01: 5094; 2013-01-01: 5333; 2014-01-01: 5666; 2015-01-01: 5307; 2016-01-01: 5376; 2017-01-01: 5355; 2018-01-01: 5407; 2019-01-01: 5422; 2020-01-01: 6943; 2021-01-01: 6770; 2022-01-01: 6563; 2023-01-01: 6507; 2024-01-01: 6522; 2025-01-01: 6524; 2026-01-01: 6579; 2027-01-01: 6669
2 | GBFES System Losses: Distribution | GWh | System Transformation | Electricity | Annual [Fiscal] | 18831 | 17866 | 19441 | 17347 | 18880 | 16519 | 16395 | 17304 | 15110 | 16048 | 16275 | 14973 | 14740 | 14616 | 14609 | 14585 | 14649 | 14757 | 14960 | 15235 | 15537 | 15906 | 16352 | 16887 | 17475 | 18108 | 18821 | 19538 | 20214 | 20825 | 21365 | 21851 | 22281 | 22573 | 22772 | 22959 | 23114 | 23249 | 23392 | 23524 | 23619
2 | GBFES System Losses: Distribution | GWh | Consumer Transformation | Electricity | Annual [Fiscal] | 18831 | 17866 | 19441 | 17347 | 18880 | 16519 | 16395 | 17304 | 15110 | 16048 | 16275 | 14959 | 14376 | 14215 | 14247 | 14258 | 14407 | 14717 | 15238 | 15902 | 16635 | 17500 | 18487 | 19573 | 20674 | 21813 | 22930 | 23983 | 24922 | 25755 | 26515 | 27184 | 27651 | 27895 | 28044 | 28137 | 28207 | 28260 | 28296 | 28306 | 28232
2 | GBFES System Losses: Distribution | GWh | Falling Short | Electricity | Annual [Fiscal] | 18831 | 17866 | 19441 | 17347 | 18880 | 16519 | 16395 | 17304 | 15110 | 16048 | 16275 | 14961 | 15255 | 15306 | 15439 | 15509 | 15575 | 15678 | 15852 | 16080 | 16393 | 16745 | 17151 | 17630 | 18153 | 18703 | 19305 | 19952 | 20635 | 21355 | 22128 | 22921 | 23686 | 24439 | 25165 | 25856 | 26453 | 27016 | 27477 | 27975 | 28476
2 | GBFES System Losses: Distribution | GWh | Leading the Way | Electricity | Annual [Fiscal] | 18831 | 17866 | 19441 | 17347 | 18880 | 16519 | 16395 | 17304 | 15110 | 16048 | 16275 | 14980 | 14065 | 13886 | 13905 | 14002 | 14240 | 14615 | 15159 | 15792 | 16487 | 17272 | 18156 | 19069 | 19942 | 20741 | 21477 | 22165 | 22750 | 23230 | 23574 | 23898 | 24128 | 24274 | 24273 | 24206 | 24128 | 24024 | 23903 | 23772 | 23566
2 | GBFES System Losses: Distribution | GWh | Five Year Forecast | Electricity | Annual [Fiscal] | 2010-01-01: 18831; 2011-01-01: 17866; 2012-01-01: 19441; 2013-01-01: 17347; 2014-01-01: 18880; 2015-01-01: 16519; 2016-01-01: 16395; 2017-01-01: 17304; 2018-01-01: 15110; 2019-01-01: 16048; 2020-01-01: 16275; 2021-01-01: 14932; 2022-01-01: 14625; 2023-01-01: 14585; 2024-01-01: 14675; 2025-01-01: 14745; 2026-01-01: 14911; 2027-01-01: 15145
2 | GBFES Customer Demand: Direct Transmission Customers | GWh | System Transformation | Electricity | Annual [Fiscal] | 5000 | 5000 | 5000 | 5000 | 5000 | 5000 | 5000 | 5000 | 5000 | 5000 | 5000 | 5000 | 5000 | 5000 | 5000 | 5000 | 5000 | 5000 | 5000 | 5000 | 5000 | 5000 | 5000 | 5000 | 5000 | 5000 | 5000 | 5000 | 5000 | 5000 | 5000 | 5000 | 5000 | 5000 | 5000 | 5000 | 5000 | 5000 | 5000 | 5000 | 5000
2 | GBFES Customer Demand: Direct Transmission Customers | GWh | Consumer Transformation | Electricity | Annual [Fiscal] | 5000 | 5000 | 5000 | 5000 | 5000 | 5000 | 5000 | 5000 | 5000 | 5000 | 5000 | 5000 | 5000 | 5000 | 5000 | 5000 | 5000 | 5000 | 5000 | 5000 | 5000 | 5000 | 5000 | 5000 | 5000 | 5000 | 5000 | 5000 | 5000 | 5000 | 5000 | 5000 | 5000 | 5000 | 5000 | 5000 | 5000 | 5000 | 5000 | 5000 | 5000
2 | GBFES Customer Demand: Direct Transmission Customers | GWh | Falling Short | Electricity | Annual [Fiscal] | 5000 | 5000 | 5000 | 5000 | 5000 | 5000 | 5000 | 5000 | 5000 | 5000 | 5000 | 5000 | 5000 | 5000 | 5000 | 5000 | 5000 | 5000 | 5000 | 5000 | 5000 | 5000 | 5000 | 5000 | 5000 | 5000 | 5000 | 5000 | 5000 | 5000 | 5000 | 5000 | 5000 | 5000 | 5000 | 5000 | 5000 | 5000 | 5000 | 5000 | 5000
2 | GBFES Customer Demand: Direct Transmission Customers | GWh | Leading the Way | Electricity | Annual [Fiscal] | 5000 | 5000 | 5000 | 5000 | 5000 | 5000 | 5000 | 5000 | 5000 | 5000 | 5000 | 5000 | 5000 | 5000 | 5000 | 5000 | 5000 | 5000 | 5000 | 5000 | 5000 | 5000 | 5000 | 5000 | 5000 | 5000 | 5000 | 5000 | 5000 | 5000 | 5000 | 5000 | 5000 | 5000 | 5000 | 5000 | 5000 | 5000 | 5000 | 5000 | 5000
2 | GBFES Customer Demand: Direct Transmission Customers | GWh | Five Year Forecast | Electricity | Annual [Fiscal] | 2010-01-01: 5000; 2011-01-01: 5000; 2012-01-01: 5000; 2013-01-01: 5000; 2014-01-01: 5000; 2015-01-01: 5000; 2016-01-01: 5000; 2017-01-01: 5000; 2018-01-01: 5000; 2019-01-01: 5000; 2020-01-01: 5000; 2021-01-01: 5000; 2022-01-01: 5000; 2023-01-01: 5000; 2024-01-01: 5000; 2025-01-01: 5000; 2026-01-01: 5000; 2027-01-01: 5000
5 | I&C Rail Traction Demand | GWh | System Transformation | Electricity | Annual [Fiscal] | 4087 | 4260 | 4416 | 4352 | 4432 | 4458 | 4583 | 4675 | 4895 | 5056 | 4460 | 4580 | 4676 | 4774 | 4873 | 4975 | 5079 | 5186 | 5294 | 5405 | 5518 | 5633 | 5751 | 5872 | 5994 | 6120 | 6248 | 6379 | 6512 | 6648 | 6787 | 6929 | 7074 | 7222 | 7373 | 7528 | 7685 | 7846 | 8010 | 8178 | 8349
5 | I&C Rail Traction Demand | GWh | Consumer Transformation | Electricity | Annual [Fiscal] | 4087 | 4260 | 4416 | 4352 | 4432 | 4458 | 4583 | 4675 | 4895 | 5056 | 4460 | 4600 | 4713 | 4828 | 4946 | 5066 | 5190 | 5317 | 5447 | 5580 | 5716 | 5856 | 5999 | 6146 | 6296 | 6449 | 6607 | 6768 | 6934 | 7103 | 7277 | 7454 | 7637 | 7823 | 8014 | 8210 | 8411 | 8616 | 8826 | 9042 | 9263
5 | I&C Rail Traction Demand | GWh | Falling Short | Electricity | Annual [Fiscal] | 4087 | 4260 | 4416 | 4352 | 4432 | 4458 | 4583 | 4675 | 4895 | 5056 | 4460 | 4517 | 4562 | 4608 | 4654 | 4701 | 4748 | 4795 | 4843 | 4891 | 4940 | 4990 | 5040 | 5090 | 5141 | 5192 | 5244 | 5297 | 5350 | 5403 | 5457 | 5512 | 5567 | 5623 | 5679 | 5736 | 5793 | 5851 | 5909 | 5969 | 6028
5 | I&C Rail Traction Demand | GWh | Leading the Way | Electricity | Annual [Fiscal] | 4087 | 4260 | 4416 | 4352 | 4432 | 4458 | 4583 | 4675 | 4895 | 5056 | 4460 | 4629 | 4765 | 4905 | 5049 | 5197 | 5350 | 5507 | 5669 | 5836 | 6007 | 6184 | 6365 | 6553 | 6745 | 6943 | 7147 | 7357 | 7574 | 7796 | 8025 | 8261 | 8504 | 8754 | 9011 | 9276 | 9548 | 9829 | 10118 | 10415 | 10721
5 | I&C Rail Traction Demand | GWh | Five Year Forecast | Electricity | Annual [Fiscal] | 2010-01-01: 4087; 2011-01-01: 4260; 2012-01-01: 4416; 2013-01-01: 4352; 2014-01-01: 4432; 2015-01-01: 4458; 2016-01-01: 4583; 2017-01-01: 4675; 2018-01-01: 4895; 2019-01-01: 5056; 2020-01-01: 4460; 2021-01-01: 4569; 2022-01-01: 4656; 2023-01-01: 4744; 2024-01-01: 4834; 2025-01-01: 4926; 2026-01-01: 5020; 2027-01-01: 5115
5 | Industrial District Heat Demand | GWh | System Transformation | Electricity | Annual [Fiscal] | 0 | 0 | 0 | 0 | 0 | 0 | 0 | 0 | 0 | 0 | 0 | 10 | 18 | 29 | 40 | 47 | 54 | 68 | 95 | 130 | 151 | 170 | 190 | 208 | 227 | 239 | 246 | 253 | 262 | 271 | 279 | 289 | 293 | 288 | 281 | 273 | 273 | 275 | 277 | 279 | 278
5 | Industrial District Heat Demand | GWh | Consumer Transformation | Electricity | Annual [Fiscal] | 0 | 0 | 0 | 0 | 0 | 0 | 0 | 0 | 0 | 0 | 0 | 10 | 20 | 29 | 37 | 48 | 69 | 92 | 116 | 140 | 153 | 174 | 193 | 213 | 234 | 251 | 264 | 282 | 303 | 322 | 335 | 347 | 353 | 360 | 371 | 380 | 392 | 404 | 416 | 426 | 431
5 | Industrial District Heat Demand | GWh | Falling Short | Electricity | Annual [Fiscal] | 0 | 0 | 0 | 0 | 0 | 0 | 0 | 0 | 0 | 0 | 0 | 10 | 19 | 28 | 39 | 44 | 47 | 50 | 55 | 62 | 75 | 84 | 93 | 103 | 113 | 121 | 123 | 126 | 127 | 126 | 125 | 130 | 136 | 140 | 144 | 142 | 144 | 146 | 148 | 150 | 146
5 | Industrial District Heat Demand | GWh | Leading the Way | Electricity | Annual [Fiscal] | 0 | 0 | 0 | 0 | 0 | 0 | 0 | 0 | 0 | 0 | 0 | 10 | 16 | 22 | 27 | 42 | 66 | 90 | 111 | 129 | 141 | 156 | 170 | 183 | 198 | 211 | 219 | 231 | 245 | 259 | 264 | 266 | 266 | 265 | 268 | 270 | 278 | 288 | 299 | 308 | 307
5 | Industrial District Heat Demand | GWh | Five Year Forecast | Electricity | Annual [Fiscal] | 2010-01-01: 0; 2011-01-01: 0; 2012-01-01: 0; 2013-01-01: 0; 2014-01-01: 0; 2015-01-01: 0; 2016-01-01: 0; 2017-01-01: 0; 2018-01-01: 0; 2019-01-01: 0; 2020-01-01: 0; 2021-01-01: 10; 2022-01-01: 14; 2023-01-01: 22; 2024-01-01: 29; 2025-01-01: 33; 2026-01-01: 35; 2027-01-01: 39
5 | Commercial District Heat Demand | GWh | System Transformation | Electricity | Annual [Fiscal] | 0 | 0 | 0 | 0 | 0 | 0 | 0 | 44 | 47 | 50 | 52 | 106 | 263 | 387 | 514 | 602 | 739 | 952 | 1272 | 1621 | 1838 | 2049 | 2258 | 2466 | 2675 | 2887 | 3036 | 3195 | 3362 | 3526 | 3689 | 3847 | 3924 | 3886 | 3808 | 3725 | 3769 | 3823 | 3887 | 3955 | 4030
5 | Commercial District Heat Demand | GWh | Consumer Transformation | Electricity | Annual [Fiscal] | 0 | 0 | 0 | 0 | 0 | 0 | 0 | 44 | 47 | 50 | 52 | 106 | 251 | 362 | 483 | 620 | 844 | 1100 | 1361 | 1620 | 1756 | 1988 | 2220 | 2452 | 2703 | 2956 | 3175 | 3434 | 3690 | 3928 | 4110 | 4244 | 4311 | 4400 | 4516 | 4599 | 4721 | 4846 | 4964 | 5066 | 5159
5 | Commercial District Heat Demand | GWh | Falling Short | Electricity | Annual [Fiscal] | 0 | 0 | 0 | 0 | 0 | 0 | 0 | 44 | 47 | 50 | 52 | 106 | 219 | 344 | 497 | 617 | 690 | 764 | 853 | 954 | 1170 | 1300 | 1439 | 1583 | 1728 | 1885 | 1937 | 1985 | 2019 | 2036 | 2072 | 2210 | 2346 | 2467 | 2571 | 2576 | 2659 | 2736 | 2814 | 2894 | 2972
5 | Commercial District Heat Demand | GWh | Leading the Way | Electricity | Annual [Fiscal] | 0 | 0 | 0 | 0 | 0 | 0 | 0 | 44 | 47 | 50 | 52 | 106 | 247 | 360 | 492 | 705 | 973 | 1249 | 1516 | 1748 | 1894 | 2078 | 2255 | 2428 | 2617 | 2824 | 2973 | 3164 | 3365 | 3552 | 3602 | 3618 | 3607 | 3603 | 3639 | 3674 | 3788 | 3916 | 4049 | 4162 | 4171
5 | Commercial District Heat Demand | GWh | Five Year Forecast | Electricity | Annual [Fiscal] | 2010-01-01: 0; 2011-01-01: 0; 2012-01-01: 0; 2013-01-01: 0; 2014-01-01: 0; 2015-01-01: 0; 2016-01-01: 0; 2017-01-01: 44; 2018-01-01: 47; 2019-01-01: 50; 2020-01-01: 52; 2021-01-01: 106; 2022-01-01: 153; 2023-01-01: 243; 2024-01-01: 343; 2025-01-01: 425; 2026-01-01: 489; 2027-01-01: 558
5 | Commercial Heat Pump Demand | GWh | System Transformation | Electricity | Annual [Fiscal] | 0 | 0 | 0 | 0 | 0 | 0 | 0 | 0 | 0 | 0 | 15 | 621 | 1065 | 1582 | 2107 | 2641 | 3198 | 3857 | 4569 | 5406 | 6360 | 7422 | 8501 | 9594 | 10707 | 11874 | 12999 | 14277 | 15579 | 16883 | 18186 | 19371 | 20440 | 21445 | 22331 | 23108 | 23742 | 24364 | 24981 | 25573 | 26141
5 | Commercial Heat Pump Demand | GWh | Consumer Transformation | Electricity | Annual [Fiscal] | 0 | 0 | 0 | 0 | 0 | 0 | 0 | 0 | 0 | 0 | 15 | 621 | 1059 | 1798 | 2880 | 4033 | 5218 | 6590 | 7930 | 9255 | 10567 | 11877 | 13188 | 14479 | 15755 | 17022 | 18221 | 19470 | 20591 | 21429 | 22211 | 22915 | 23475 | 24013 | 24504 | 24967 | 25432 | 25913 | 26403 | 26909 | 27457
5 | Commercial Heat Pump Demand | GWh | Falling Short | Electricity | Annual [Fiscal] | 0 | 0 | 0 | 0 | 0 | 0 | 0 | 0 | 0 | 0 | 15 | 621 | 1204 | 1752 | 2179 | 2415 | 2634 | 2887 | 3137 | 3382 | 3625 | 3871 | 4158 | 4452 | 4749 | 5101 | 5196 | 5402 | 5712 | 6188 | 6896 | 7606 | 8309 | 9021 | 9788 | 10620 | 11476 | 12318 | 13177 | 14072 | 14985
5 | Commercial Heat Pump Demand | GWh | Leading the Way | Electricity | Annual [Fiscal] | 0 | 0 | 0 | 0 | 0 | 0 | 0 | 0 | 0 | 0 | 15 | 621 | 1046 | 1568 | 2111 | 2776 | 3641 | 4835 | 6057 | 7348 | 8639 | 9849 | 11063 | 12274 | 13475 | 14681 | 15769 | 16960 | 18171 | 19373 | 20470 | 21308 | 21840 | 22329 | 22726 | 23072 | 23444 | 23787 | 24128 | 24497 | 24907
5 | Commercial Heat Pump Demand | GWh | Five Year Forecast | Electricity | Annual [Fiscal] | 2010-01-01: 0; 2011-01-01: 0; 2012-01-01: 0; 2013-01-01: 0; 2014-01-01: 0; 2015-01-01: 0; 2016-01-01: 0; 2017-01-01: 0; 2018-01-01: 0; 2019-01-01: 0; 2020-01-01: 15; 2021-01-01: 621; 2022-01-01: 938; 2023-01-01: 1388; 2024-01-01: 1785; 2025-01-01: 2054; 2026-01-01: 2279; 2027-01-01: 2542
1 | GBFES Peak Customer Demand: Total Consumption plus Losses | GW | System Transformation | Electricity | Peak | 61.7 | 60.3 | 60 | 59.9 | 60.5 | 59.8 | 58.9 | 59.1 | 59.3 | 58.1 | 58 | 58.8 | 58.4 | 58.4 | 58.7 | 59.1 | 59.6 | 60.4 | 61.5 | 62.8 | 63.8 | 65.1 | 66.8 | 69 | 71 | 72.9 | 75.6 | 78.4 | 81 | 83.5 | 85.5 | 87.5 | 90 | 92.1 | 93.9 | 95.2 | 96.2 | 97.6 | 99 | 100.3 | 100.8
1 | GBFES Peak Customer Demand: Total Consumption plus Losses | GW | Consumer Transformation | Electricity | Peak | 61.7 | 60.3 | 60 | 59.9 | 60.5 | 59.8 | 58.9 | 59.1 | 59.3 | 58.1 | 58 | 58.8 | 56.9 | 56.8 | 57.5 | 58.4 | 59 | 60.4 | 62.9 | 65.9 | 68.5 | 71.5 | 75.2 | 79.1 | 83.1 | 87 | 90.9 | 95.7 | 100.2 | 104.3 | 107 | 109.6 | 112.3 | 114.3 | 116.1 | 116 | 114.7 | 115 | 114.7 | 114.6 | 112.9
1 | GBFES Peak Customer Demand: Total Consumption plus Losses | GW | Falling Short | Electricity | Peak | 61.7 | 60.3 | 60 | 59.9 | 60.5 | 59.8 | 58.9 | 59.1 | 59.3 | 58.1 | 58 | 58.8 | 60.2 | 61 | 61.8 | 62.8 | 63.5 | 64.4 | 65.1 | 66.1 | 67.4 | 69 | 70.8 | 73 | 75.3 | 77.6 | 79.9 | 82.5 | 85.2 | 88 | 90.8 | 93.6 | 96.3 | 99.1 | 101.6 | 103.9 | 105.9 | 107.9 | 109.8 | 111.8 | 114.2
1 | GBFES Peak Customer Demand: Total Consumption plus Losses | GW | Leading the Way | Electricity | Peak | 61.7 | 60.3 | 60 | 59.9 | 60.5 | 59.8 | 58.9 | 59.1 | 59.3 | 58.1 | 58 | 58.8 | 53.6 | 52.4 | 52.1 | 52.6 | 53.8 | 55.4 | 57.9 | 60.1 | 62.7 | 66.3 | 69.7 | 73.8 | 78.7 | 81.8 | 84.5 | 88.5 | 91.4 | 93.6 | 94.2 | 95 | 96.3 | 97.4 | 98.3 | 98.4 | 97.5 | 97.9 | 97.8 | 97.9 | 97.5
1 | GBFES Peak Customer Demand: Total Consumption plus Losses | GW | Five Year Forecast | Electricity | Peak | 2010-01-01: 61.7; 2011-01-01: 60.3; 2012-01-01: 60; 2013-01-01: 59.9; 2014-01-01: 60.5; 2015-01-01: 59.8; 2016-01-01: 58.9; 2017-01-01: 59.1; 2018-01-01: 59.3; 2019-01-01: 58.1; 2020-01-01: 58; 2021-01-01: 58.8; 2022-01-01: 58.4; 2023-01-01: 58.5; 2024-01-01: 58.9; 2025-01-01: 59.7; 2026-01-01: 60.5; 2027-01-01: 61.4
2 | GBFES Peak System Demand: All Residential plus Losses (Smart EV Charging, no Micro-generation) | GW | System Transformation | Electricity | Peak | 23.2 | 23.8 | 24 | 23.4 | 25 | 24.9 | 23.4 | 24.1 | 21.3 | 21.6 | 24.7 | 23.3 | 23.2 | 22.9 | 22.8 | 23 | 23.3 | 23.6 | 24.1 | 24.8 | 25.3 | 25.9 | 26.6 | 27.5 | 28.2 | 29 | 30.3 | 31.7 | 32.9 | 34.1 | 35 | 36 | 37.2 | 38.3 | 39.6 | 40.7 | 41.9 | 43.1 | 44.4 | 45.6 | 46.4
2 | GBFES Peak System Demand: All Residential plus Losses (Smart EV Charging, no Micro-generation) | GW | Consumer Transformation | Electricity | Peak | 23.2 | 23.8 | 24 | 23.4 | 25 | 24.9 | 23.4 | 24.1 | 21.3 | 21.6 | 24.7 | 23.1 | 21.9 | 21.7 | 21.9 | 22.4 | 22.4 | 22.9 | 24.2 | 25.7 | 27.2 | 28.8 | 30.4 | 32.1 | 33.7 | 35.2 | 36.9 | 39.1 | 41.2 | 43.3 | 44.5 | 45.4 | 46.8 | 48 | 48.9 | 48.6 | 47.8 | 48 | 48.1 | 48.4 | 47.8
2 | GBFES Peak System Demand: All Residential plus Losses (Smart EV Charging, no Micro-generation) | GW | Falling Short | Electricity | Peak | 23.2 | 23.8 | 24 | 23.4 | 25 | 24.9 | 23.4 | 24.1 | 21.3 | 21.6 | 24.7 | 23.6 | 25.6 | 25.7 | 25.9 | 26.2 | 26.4 | 26.7 | 27.2 | 27.7 | 28.5 | 29.5 | 30.7 | 32.1 | 33.5 | 35 | 36.5 | 38.3 | 40 | 41.8 | 43.3 | 44.6 | 46 | 47.4 | 48.6 | 49.2 | 49.8 | 50.7 | 51.8 | 53 | 54.5
2 | GBFES Peak System Demand: All Residential plus Losses (Smart EV Charging, no Micro-generation) | GW | Leading the Way | Electricity | Peak | 23.2 | 23.8 | 24 | 23.4 | 25 | 24.9 | 23.4 | 24.1 | 21.3 | 21.6 | 24.7 | 22.6 | 20 | 19.3 | 19.1 | 19.4 | 19.8 | 20.5 | 21.4 | 22.3 | 23.2 | 24.6 | 26 | 27.6 | 29.5 | 30.9 | 32.2 | 34.1 | 35.5 | 36.6 | 36.8 | 37.1 | 37.8 | 38.3 | 38.9 | 38.8 | 38.1 | 38.3 | 38.3 | 38.3 | 38.1
2 | GBFES Peak System Demand: All Residential plus Losses (Smart EV Charging, no Micro-generation) | GW | Five Year Forecast | Electricity | Peak | 2010-01-01: 23.2; 2011-01-01: 23.8; 2012-01-01: 24; 2013-01-01: 23.4; 2014-01-01: 25; 2015-01-01: 24.9; 2016-01-01: 23.4; 2017-01-01: 24.1; 2018-01-01: 21.3; 2019-01-01: 21.6; 2020-01-01: 24.7; 2021-01-01: 23.4; 2022-01-01: 23.3; 2023-01-01: 23.1; 2024-01-01: 23.1; 2025-01-01: 23.3; 2026-01-01: 23.7; 2027-01-01: 24.3
3 | Residential Peak Sub Total (Appliances, Light, Resistive Heat) | GW | System Transformation | Electricity | Peak | 21.5 | 22.1 | 22.2 | 21.7 | 23.2 | 23.2 | 21.8 | 22.3 | 19.8 | 19.7 | 19.5 | 18 | 17.8 | 17.2 | 16.7 | 16.4 | 16.2 | 16 | 15.9 | 15.9 | 15.8 | 15.7 | 15.7 | 15.7 | 15.7 | 15.6 | 15.6 | 15.6 | 15.6 | 15.5 | 15.5 | 15.5 | 15.5 | 15.5 | 15.5 | 15.5 | 15.5 | 15.5 | 15.6 | 15.6 | 15.6
3 | Residential Peak Sub Total (Appliances, Light, Resistive Heat) | GW | Consumer Transformation | Electricity | Peak | 21.5 | 22.1 | 22.2 | 21.7 | 23.2 | 23.2 | 21.8 | 22.3 | 19.8 | 19.7 | 19.5 | 17.8 | 16.7 | 16.2 | 15.8 | 15.8 | 15.1 | 14.8 | 14.6 | 14.5 | 14.5 | 14.4 | 14.4 | 14.3 | 14.3 | 14.3 | 14.2 | 14.2 | 14.1 | 14.1 | 14 | 14 | 13.9 | 13.9 | 13.8 | 13.8 | 13.8 | 13.8 | 13.8 | 13.7 | 13.7
3 | Residential Peak Sub Total (Appliances, Light, Resistive Heat) | GW | Falling Short | Electricity | Peak | 21.5 | 22.1 | 22.2 | 21.7 | 23.2 | 23.2 | 21.8 | 22.3 | 19.8 | 19.7 | 19.5 | 18.3 | 19.9 | 19.7 | 19.5 | 19.4 | 19.1 | 18.8 | 18.5 | 18.2 | 18 | 18.1 | 18.1 | 18.2 | 18.3 | 18.5 | 18.6 | 18.7 | 18.8 | 18.9 | 19 | 19.1 | 19.2 | 19.4 | 19.5 | 19.5 | 19.6 | 19.7 | 19.8 | 19.9 | 20
3 | Residential Peak Sub Total (Appliances, Light, Resistive Heat) | GW | Leading the Way | Electricity | Peak | 21.5 | 22.1 | 22.2 | 21.7 | 23.2 | 23.2 | 21.8 | 22.3 | 19.8 | 19.7 | 19.5 | 17.5 | 15.4 | 14.2 | 13.3 | 12.7 | 12.3 | 12.1 | 12 | 11.8 | 11.8 | 11.8 | 11.8 | 11.9 | 12.1 | 12 | 11.9 | 11.8 | 11.7 | 11.6 | 11.5 | 11.5 | 11.4 | 11.3 | 11.3 | 11.2 | 11.1 | 11.1 | 11 | 11 | 10.9
3 | Residential Peak Sub Total (Appliances, Light, Resistive Heat) | GW | Five Year Forecast | Electricity | Peak | 2010-01-01: 21.5; 2011-01-01: 22.1; 2012-01-01: 22.2; 2013-01-01: 21.7; 2014-01-01: 23.2; 2015-01-01: 23.2; 2016-01-01: 21.8; 2017-01-01: 22.3; 2018-01-01: 19.8; 2019-01-01: 19.7; 2020-01-01: 19.5; 2021-01-01: 18.2; 2022-01-01: 17.9; 2023-01-01: 17.4; 2024-01-01: 17; 2025-01-01: 16.7; 2026-01-01: 16.4; 2027-01-01: 16.3
3 | Residential Peak Shifting (Smart/TOUTs effect) | GW | System Transformation | Electricity | Peak | 0 | 0 | 0 | 0 | 0 | 0 | 0 | 0 | 0 | 0 | 0 | 0 | 0 | 0 | 0 | 0 | 0 | 0 | 0.1 | 0.1 | 0.1 | 0.2 | 0.2 | 0.3 | 0.3 | 0.4 | 0.6 | 0.7 | 0.8 | 0.9 | 1 | 1.2 | 1.2 | 1.3 | 1.3 | 1.3 | 1.3 | 1.3 | 1.3 | 1.3 | 1.3
3 | Residential Peak Shifting (Smart/TOUTs effect) | GW | Consumer Transformation | Electricity | Peak | 0 | 0 | 0 | 0 | 0 | 0 | 0 | 0 | 0 | 0 | 0 | 0 | 0 | 0 | 0 | 0 | 0.1 | 0.2 | 0.3 | 0.3 | 0.4 | 0.5 | 0.8 | 0.9 | 1.1 | 1.2 | 1.3 | 1.3 | 1.4 | 1.4 | 1.4 | 1.4 | 1.4 | 1.4 | 1.4 | 1.4 | 1.4 | 1.4 | 1.4 | 1.4 | 1.4
3 | Residential Peak Shifting (Smart/TOUTs effect) | GW | Falling Short | Electricity | Peak | 0 | 0 | 0 | 0 | 0 | 0 | 0 | 0 | 0 | 0 | 0 | 0 | 0 | 0 | 0 | 0 | 0 | 0 | 0 | 0 | 0 | 0 | 0 | 0 | 0.1 | 0.1 | 0.1 | 0.1 | 0.1 | 0.2 | 0.2 | 0.3 | 0.4 | 0.4 | 0.5 | 0.6 | 0.7 | 0.8 | 0.9 | 1 | 1.2
3 | Residential Peak Shifting (Smart/TOUTs effect) | GW | Leading the Way | Electricity | Peak | 0 | 0 | 0 | 0 | 0 | 0 | 0 | 0 | 0 | 0 | 0 | 0 | 0 | 0 | 0 | 0.1 | 0.2 | 0.2 | 0.3 | 0.4 | 0.5 | 0.7 | 0.8 | 0.9 | 1.1 | 1.2 | 1.2 | 1.3 | 1.3 | 1.3 | 1.3 | 1.3 | 1.3 | 1.3 | 1.3 | 1.3 | 1.3 | 1.3 | 1.3 | 1.3 | 1.2
3 | Residential Peak Shifting (Smart/TOUTs effect) | GW | Five Year Forecast | Electricity | Peak | 2010-01-01: 0; 2011-01-01: 0; 2012-01-01: 0; 2013-01-01: 0; 2014-01-01: 0; 2015-01-01: 0; 2016-01-01: 0; 2017-01-01: 0; 2018-01-01: 0; 2019-01-01: 0; 2020-01-01: 0; 2021-01-01: 0; 2022-01-01: 0; 2023-01-01: 0; 2024-01-01: 0; 2025-01-01: 0; 2026-01-01: 0; 2027-01-01: 0.1
3 | Residential EVs at Peak | GW | System Transformation | Electricity | Peak | 0 | 0 | 0 | 0 | 0 | 0 | 0.1 | 0.1 | 0.1 | 0.1 | 0.2 | 0.3 | 0.4 | 0.5 | 0.6 | 0.8 | 1 | 1.3 | 1.6 | 2.1 | 2.6 | 3.1 | 3.6 | 4.2 | 4.7 | 5.1 | 5.5 | 5.8 | 5.9 | 6 | 6 | 6.1 | 6 | 5.9 | 5.8 | 5.8 | 5.7 | 5.6 | 5.5 | 5.4 | 5.4
3 | Residential EVs at Peak | GW | Consumer Transformation | Electricity | Peak | 0 | 0 | 0 | 0 | 0 | 0 | 0.1 | 0.1 | 0.1 | 0.1 | 0.2 | 0.3 | 0.5 | 0.6 | 0.8 | 1.1 | 1.4 | 1.7 | 2.1 | 2.5 | 3 | 3.4 | 3.8 | 4.1 | 4.3 | 4.4 | 4.7 | 4.9 | 4.9 | 4.9 | 4.9 | 4.8 | 4.7 | 4.7 | 4.6 | 4.6 | 4.6 | 4.5 | 4.5 | 4.4 | 4.3
3 | Residential EVs at Peak | GW | Falling Short | Electricity | Peak | 0 | 0 | 0 | 0 | 0 | 0 | 0.1 | 0.1 | 0.1 | 0.1 | 0.2 | 0.3 | 0.4 | 0.5 | 0.6 | 0.8 | 1 | 1.3 | 1.6 | 2 | 2.5 | 3 | 3.4 | 4 | 4.5 | 5 | 5.6 | 6.2 | 6.7 | 7.1 | 7.3 | 7.5 | 7.6 | 7.6 | 7.6 | 7.5 | 7.6 | 7.6 | 7.6 | 7.6 | 7.5
3 | Residential EVs at Peak | GW | Leading the Way | Electricity | Peak | 0 | 0 | 0 | 0 | 0 | 0 | 0.1 | 0.1 | 0.1 | 0.1 | 0.2 | 0.2 | 0.3 | 0.4 | 0.5 | 0.7 | 0.8 | 1 | 1.1 | 1.2 | 1.3 | 1.6 | 1.9 | 2.2 | 2.4 | 2.6 | 2.8 | 2.8 | 2.9 | 2.8 | 2.8 | 2.8 | 2.7 | 2.6 | 2.6 | 2.5 | 2.4 | 2.3 | 2.2 | 2 | 1.9
3 | Residential EVs at Peak | GW | Five Year Forecast | Electricity | Peak | 2010-01-01: 0; 2011-01-01: 0; 2012-01-01: 0; 2013-01-01: 0; 2014-01-01: 0; 2015-01-01: 0; 2016-01-01: 0.1; 2017-01-01: 0.1; 2018-01-01: 0.1; 2019-01-01: 0.1; 2020-01-01: 0.2; 2021-01-01: 0.3; 2022-01-01: 0.4; 2023-01-01: 0.5; 2024-01-01: 0.7; 2025-01-01: 0.9; 2026-01-01: 1.1; 2027-01-01: 1.5
3 | Residential Resistive Heat at Peak | GW | System Transformation | Electricity | Peak | 0 | 0 | 0 | 0 | 0 | 0 | 0 | 0 | 0 | 0 | 2.5 | 2.5 | 2.2 | 2.2 | 2.2 | 2.1 | 2.1 | 2 | 2 | 2 | 1.9 | 1.9 | 1.8 | 1.7 | 1.6 | 1.6 | 1.5 | 1.4 | 1.3 | 1.2 | 1.1 | 1.1 | 1 | 0.9 | 0.8 | 0.8 | 0.7 | 0.7 | 0.7 | 0.6 | 0.6
3 | Residential Resistive Heat at Peak | GW | Consumer Transformation | Electricity | Peak | 0 | 0 | 0 | 0 | 0 | 0 | 0 | 0 | 0 | 0 | 2.5 | 2.5 | 2 | 2 | 1.9 | 1.9 | 1.8 | 1.8 | 1.7 | 1.7 | 1.6 | 1.6 | 1.5 | 1.5 | 1.4 | 1.4 | 1.3 | 1.3 | 1.2 | 1.2 | 1.1 | 1.1 | 1 | 1 | 0.9 | 0.9 | 0.8 | 0.7 | 0.7 | 0.6 | 0.6
3 | Residential Resistive Heat at Peak | GW | Falling Short | Electricity | Peak | 0 | 0 | 0 | 0 | 0 | 0 | 0 | 0 | 0 | 0 | 2.5 | 2.5 | 2.5 | 2.4 | 2.4 | 2.4 | 2.3 | 2.2 | 2.2 | 2.1 | 2.1 | 2 | 1.9 | 1.9 | 1.8 | 1.8 | 1.7 | 1.7 | 1.7 | 1.6 | 1.6 | 1.6 | 1.6 | 1.6 | 1.6 | 1.6 | 1.6 | 1.6 | 1.6 | 1.6 | 1.6
3 | Residential Resistive Heat at Peak | GW | Leading the Way | Electricity | Peak | 0 | 0 | 0 | 0 | 0 | 0 | 0 | 0 | 0 | 0 | 2.5 | 2.5 | 1.9 | 1.9 | 1.8 | 1.8 | 1.7 | 1.7 | 1.7 | 1.6 | 1.6 | 1.5 | 1.4 | 1.4 | 1.3 | 1.2 | 1.2 | 1.1 | 1.1 | 1 | 1 | 0.9 | 0.9 | 0.8 | 0.8 | 0.7 | 0.7 | 0.7 | 0.7 | 0.7 | 0.6
3 | Residential Resistive Heat at Peak | GW | Five Year Forecast | Electricity | Peak | 2010-01-01: 0; 2011-01-01: 0; 2012-01-01: 0; 2013-01-01: 0; 2014-01-01: 0; 2015-01-01: 0; 2016-01-01: 0; 2017-01-01: 0; 2018-01-01: 0; 2019-01-01: 0; 2020-01-01: 2.5; 2021-01-01: 2.5; 2022-01-01: 2.4; 2023-01-01: 2.4; 2024-01-01: 2.4; 2025-01-01: 2.4; 2026-01-01: 2.3; 2027-01-01: 2.3
3 | Residential Storage Heat at Peak | GW | System Transformation | Electricity | Peak | 0 | 0 | 0 | 0 | 0 | 0 | 0 | 0 | 0 | 0 | 0.2 | 0.2 | 0.3 | 0.3 | 0.3 | 0.3 | 0.3 | 0.3 | 0.2 | 0.2 | 0.2 | 0.2 | 0.2 | 0.2 | 0.2 | 0.1 | 0.1 | 0.1 | 0.1 | 0.1 | 0.1 | 0.1 | 0.1 | 0.1 | 0.1 | 0.1 | 0.1 | 0.1 | 0.1 | 0.1 | 0.1
3 | Residential Storage Heat at Peak | GW | Consumer Transformation | Electricity | Peak | 0 | 0 | 0 | 0 | 0 | 0 | 0 | 0 | 0 | 0 | 0.2 | 0.2 | 0.3 | 0.3 | 0.3 | 0.3 | 0.3 | 0.2 | 0.2 | 0.2 | 0.2 | 0.2 | 0.2 | 0.2 | 0.2 | 0.2 | 0.2 | 0.2 | 0.2 | 0.2 | 0.1 | 0.1 | 0.1 | 0.1 | 0.1 | 0.1 | 0.1 | 0.1 | 0.1 | 0.1 | 0.1
3 | Residential Storage Heat at Peak | GW | Falling Short | Electricity | Peak | 0 | 0 | 0 | 0 | 0 | 0 | 0 | 0 | 0 | 0 | 0.2 | 0.2 | 0.2 | 0.2 | 0.2 | 0.2 | 0.2 | 0.2 | 0.2 | 0.2 | 0.2 | 0.2 | 0.2 | 0.2 | 0.2 | 0.1 | 0.1 | 0.1 | 0.1 | 0.1 | 0.1 | 0.1 | 0.1 | 0.1 | 0.1 | 0.1 | 0.1 | 0.1 | 0.1 | 0.1 | 0.1
3 | Residential Storage Heat at Peak | GW | Leading the Way | Electricity | Peak | 0 | 0 | 0 | 0 | 0 | 0 | 0 | 0 | 0 | 0 | 0.2 | 0.2 | 0.3 | 0.3 | 0.3 | 0.3 | 0.3 | 0.2 | 0.2 | 0.2 | 0.2 | 0.2 | 0.2 | 0.2 | 0.1 | 0.1 | 0.1 | 0.1 | 0.1 | 0.1 | 0.1 | 0.1 | 0.1 | 0.1 | 0.1 | 0.1 | 0.1 | 0.1 | 0.1 | 0.1 | 0.1
3 | Residential Storage Heat at Peak | GW | Five Year Forecast | Electricity | Peak | 2010-01-01: 0; 2011-01-01: 0; 2012-01-01: 0; 2013-01-01: 0; 2014-01-01: 0; 2015-01-01: 0; 2016-01-01: 0; 2017-01-01: 0; 2018-01-01: 0; 2019-01-01: 0; 2020-01-01: 0.2; 2021-01-01: 0.2; 2022-01-01: 0.2; 2023-01-01: 0.2; 2024-01-01: 0.2; 2025-01-01: 0.2; 2026-01-01: 0.2; 2027-01-01: 0.2
3 | Residential Heat Pumps at Peak | GW | System Transformation | Electricity | Peak | 0 | 0 | 0 | 0 | 0 | 0 | 0 | 0 | 0 | 0.3 | 0.5 | 0.5 | 0.6 | 0.7 | 0.9 | 1.1 | 1.2 | 1.4 | 1.7 | 1.9 | 2.1 | 2.3 | 2.5 | 2.7 | 2.9 | 3.1 | 3.9 | 4.9 | 5.8 | 6.8 | 7.6 | 8.5 | 9.5 | 10.5 | 11.6 | 12.6 | 13.6 | 14.7 | 15.8 | 16.9 | 18
3 | Residential Heat Pumps at Peak | GW | Consumer Transformation | Electricity | Peak | 0 | 0 | 0 | 0 | 0 | 0 | 0 | 0 | 0 | 0.3 | 0.5 | 0.5 | 0.7 | 0.8 | 1 | 1.2 | 1.6 | 2.2 | 3.1 | 4.2 | 5.4 | 6.6 | 7.9 | 9.2 | 10.5 | 11.8 | 12.9 | 14.6 | 16.4 | 18.2 | 19.2 | 20 | 21.1 | 22.1 | 22.9 | 22.6 | 21.8 | 22 | 22.2 | 22.4 | 22.4
3 | Residential Heat Pumps at Peak | GW | Falling Short | Electricity | Peak | 0 | 0 | 0 | 0 | 0 | 0 | 0 | 0 | 0 | 0.3 | 0.5 | 0.5 | 0.6 | 0.7 | 0.8 | 0.9 | 1.1 | 1.4 | 1.7 | 2.2 | 2.6 | 3.1 | 3.6 | 4.2 | 4.8 | 5.5 | 6.2 | 7.1 | 8.1 | 9.2 | 10.2 | 11.1 | 12.1 | 13.1 | 14.1 | 14.6 | 14.9 | 15.6 | 16.5 | 17.5 | 18.5
3 | Residential Heat Pumps at Peak | GW | Leading the Way | Electricity | Peak | 0 | 0 | 0 | 0 | 0 | 0 | 0 | 0 | 0 | 0.3 | 0.5 | 0.5 | 0.5 | 0.8 | 1.4 | 2.1 | 2.7 | 3.5 | 4.4 | 5.2 | 6 | 6.8 | 7.8 | 8.9 | 9.9 | 10.9 | 11.8 | 13.1 | 14.2 | 15.1 | 15.4 | 15.6 | 16.1 | 16.6 | 17.2 | 17.1 | 16.6 | 16.7 | 16.9 | 17 | 16.9
3 | Residential Heat Pumps at Peak | GW | Five Year Forecast | Electricity | Peak | 2010-01-01: 0; 2011-01-01: 0; 2012-01-01: 0; 2013-01-01: 0; 2014-01-01: 0; 2015-01-01: 0; 2016-01-01: 0; 2017-01-01: 0; 2018-01-01: 0; 2019-01-01: 0.3; 2020-01-01: 0.5; 2021-01-01: 0.5; 2022-01-01: 0.6; 2023-01-01: 0.7; 2024-01-01: 0.8; 2025-01-01: 0.9; 2026-01-01: 1.2; 2027-01-01: 1.6
3 | Residential District Heat at Peak | GW | System Transformation | Electricity | Peak | 0 | 0 | 0 | 0 | 0 | 0 | 0 | 0 | 0 | 0 | 0 | 0.1 | 0.2 | 0.3 | 0.4 | 0.5 | 0.5 | 0.6 | 0.6 | 0.7 | 0.7 | 0.7 | 0.8 | 0.9 | 1 | 1.2 | 1.4 | 1.7 | 2 | 2.3 | 2.5 | 2.8 | 3 | 3.3 | 3.5 | 3.6 | 3.8 | 4 | 4.1 | 4.2 | 4.3
3 | Residential District Heat at Peak | GW | Consumer Transformation | Electricity | Peak | 0 | 0 | 0 | 0 | 0 | 0 | 0 | 0 | 0 | 0 | 0 | 0.1 | 0.1 | 0.2 | 0.3 | 0.4 | 0.4 | 0.4 | 0.5 | 0.6 | 0.7 | 0.7 | 0.9 | 1 | 1.1 | 1.4 | 1.6 | 1.9 | 2.2 | 2.4 | 2.6 | 2.9 | 3.1 | 3.3 | 3.5 | 3.6 | 3.7 | 3.9 | 3.9 | 4.1 | 4.1
3 | Residential District Heat at Peak | GW | Falling Short | Electricity | Peak | 0 | 0 | 0 | 0 | 0 | 0 | 0 | 0 | 0 | 0 | 0 | 0.1 | 0.2 | 0.3 | 0.4 | 0.5 | 0.6 | 0.6 | 0.7 | 0.8 | 0.8 | 0.9 | 1 | 1.1 | 1.3 | 1.4 | 1.5 | 1.6 | 1.7 | 1.8 | 2 | 2.1 | 2.3 | 2.4 | 2.5 | 2.7 | 2.8 | 3 | 3.2 | 3.4 | 3.6
3 | Residential District Heat at Peak | GW | Leading the Way | Electricity | Peak | 0 | 0 | 0 | 0 | 0 | 0 | 0 | 0 | 0 | 0 | 0 | 0.1 | 0.1 | 0.2 | 0.3 | 0.3 | 0.3 | 0.4 | 0.4 | 0.5 | 0.6 | 0.7 | 0.8 | 0.9 | 1 | 1.2 | 1.4 | 1.6 | 1.8 | 2 | 2.1 | 2.3 | 2.5 | 2.6 | 2.7 | 2.7 | 2.8 | 2.9 | 2.9 | 3 | 3
3 | Residential District Heat at Peak | GW | Five Year Forecast | Electricity | Peak | 2010-01-01: 0; 2011-01-01: 0; 2012-01-01: 0; 2013-01-01: 0; 2014-01-01: 0; 2015-01-01: 0; 2016-01-01: 0; 2017-01-01: 0; 2018-01-01: 0; 2019-01-01: 0; 2020-01-01: 0; 2021-01-01: 0.1; 2022-01-01: 0.1; 2023-01-01: 0.2; 2024-01-01: 0.3; 2025-01-01: 0.5; 2026-01-01: 0.5; 2027-01-01: 0.6
3 | Residential Losses | GW | System Transformation | Electricity | Peak | 1.7 | 1.6 | 1.8 | 1.6 | 1.9 | 1.7 | 1.6 | 1.7 | 1.4 | 1.5 | 1.9 | 1.7 | 1.7 | 1.7 | 1.8 | 1.9 | 2 | 2.1 | 2.1 | 2.1 | 2.1 | 2.1 | 2.2 | 2.4 | 2.5 | 2.6 | 2.8 | 2.9 | 3 | 3.1 | 3.1 | 3.2 | 3.3 | 3.4 | 3.5 | 3.6 | 3.8 | 3.9 | 4 | 4.1 | 3.9
3 | Residential Losses | GW | Consumer Transformation | Electricity | Peak | 1.7 | 1.6 | 1.8 | 1.6 | 1.9 | 1.7 | 1.6 | 1.7 | 1.4 | 1.5 | 1.9 | 1.7 | 1.6 | 1.6 | 1.7 | 1.9 | 1.9 | 2 | 2.2 | 2.3 | 2.3 | 2.5 | 2.6 | 2.8 | 2.9 | 3 | 3.2 | 3.4 | 3.6 | 3.8 | 3.9 | 4 | 4.1 | 4.2 | 4.4 | 4.3 | 4.3 | 4.4 | 4.4 | 4.4 | 3.9
3 | Residential Losses | GW | Falling Short | Electricity | Peak | 1.7 | 1.6 | 1.8 | 1.6 | 1.9 | 1.7 | 1.6 | 1.7 | 1.4 | 1.5 | 1.9 | 1.7 | 1.8 | 1.9 | 1.9 | 2 | 2 | 2.1 | 2.2 | 2.3 | 2.3 | 2.4 | 2.4 | 2.6 | 2.7 | 2.8 | 2.9 | 3 | 3.1 | 3.2 | 3.3 | 3.4 | 3.5 | 3.6 | 3.7 | 3.7 | 3.8 | 3.8 | 3.9 | 4 | 4.2
3 | Residential Losses | GW | Leading the Way | Electricity | Peak | 1.7 | 1.6 | 1.8 | 1.6 | 1.9 | 1.7 | 1.6 | 1.7 | 1.4 | 1.5 | 1.9 | 1.7 | 1.5 | 1.5 | 1.5 | 1.7 | 1.7 | 1.9 | 2 | 2.1 | 2.2 | 2.7 | 3 | 3.2 | 3.6 | 4 | 4.2 | 4.8 | 5.1 | 5.2 | 5.2 | 5.2 | 5.4 | 5.5 | 5.6 | 5.7 | 5.6 | 5.8 | 5.8 | 5.8 | 5.8
3 | Residential Losses | GW | Five Year Forecast | Electricity | Peak | 2010-01-01: 1.7; 2011-01-01: 1.6; 2012-01-01: 1.8; 2013-01-01: 1.6; 2014-01-01: 1.9; 2015-01-01: 1.7; 2016-01-01: 1.6; 2017-01-01: 1.7; 2018-01-01: 1.4; 2019-01-01: 1.5; 2020-01-01: 1.9; 2021-01-01: 1.7; 2022-01-01: 1.7; 2023-01-01: 1.7; 2024-01-01: 1.8; 2025-01-01: 1.9; 2026-01-01: 1.9; 2027-01-01: 2
2 | GBFES Peak System Demand: All Industrial except Electrolysis, plus Losses | GW | System Transformation | Electricity | Peak | 18.6 | 17.2 | 16.9 | 17.3 | 16.6 | 16.1 | 16.8 | 16.7 | 18.4 | 17.2 | 16.1 | 17.1 | 16.6 | 16.5 | 16.5 | 16.5 | 16.4 | 16.4 | 16.3 | 16.2 | 16.2 | 16.2 | 16.3 | 16.5 | 16.6 | 16.8 | 17 | 17.2 | 17.4 | 17.6 | 17.8 | 18 | 18.3 | 18.5 | 18.8 | 19.1 | 19.3 | 19.4 | 19.6 | 19.6 | 19.6
2 | GBFES Peak System Demand: All Industrial except Electrolysis, plus Losses | GW | Consumer Transformation | Electricity | Peak | 18.6 | 17.2 | 16.9 | 17.3 | 16.6 | 16.1 | 16.8 | 16.7 | 18.4 | 17.2 | 16.1 | 17.2 | 16.5 | 16.3 | 16.3 | 16.2 | 16.1 | 16 | 16.2 | 16.4 | 16.6 | 17 | 17.5 | 18.3 | 19.2 | 20.2 | 21.2 | 22.2 | 23 | 23.7 | 24.2 | 24.8 | 25.3 | 25.8 | 26.2 | 26.5 | 26.5 | 26.5 | 26.3 | 26.1 | 25.5
2 | GBFES Peak System Demand: All Industrial except Electrolysis, plus Losses | GW | Falling Short | Electricity | Peak | 18.6 | 17.2 | 16.9 | 17.3 | 16.6 | 16.1 | 16.8 | 16.7 | 18.4 | 17.2 | 16.1 | 17 | 16.4 | 16.5 | 16.7 | 16.9 | 17 | 17.1 | 17.1 | 17.1 | 17.1 | 17.2 | 17.4 | 17.5 | 17.7 | 17.8 | 17.9 | 18.1 | 18.2 | 18.4 | 18.6 | 18.9 | 19.2 | 19.5 | 19.8 | 20.2 | 20.5 | 20.9 | 21.2 | 21.7 | 22.1
2 | GBFES Peak System Demand: All Industrial except Electrolysis, plus Losses | GW | Leading the Way | Electricity | Peak | 18.6 | 17.2 | 16.9 | 17.3 | 16.6 | 16.1 | 16.8 | 16.7 | 18.4 | 17.2 | 16.1 | 17.4 | 15.9 | 15.4 | 15.1 | 14.9 | 14.9 | 14.9 | 15.1 | 15.3 | 15.7 | 16.3 | 16.8 | 17.5 | 18.5 | 18.9 | 19.2 | 19.7 | 20 | 20.2 | 20.2 | 20.4 | 20.6 | 20.8 | 20.9 | 21.1 | 21.2 | 21.3 | 21.2 | 21.3 | 21.3
2 | GBFES Peak System Demand: All Industrial except Electrolysis, plus Losses | GW | Five Year Forecast | Electricity | Peak | 2010-01-01: 18.6; 2011-01-01: 17.2; 2012-01-01: 16.9; 2013-01-01: 17.3; 2014-01-01: 16.6; 2015-01-01: 16.1; 2016-01-01: 16.8; 2017-01-01: 16.7; 2018-01-01: 18.4; 2019-01-01: 17.2; 2020-01-01: 16.1; 2021-01-01: 17.1; 2022-01-01: 16.7; 2023-01-01: 16.6; 2024-01-01: 16.7; 2025-01-01: 16.7; 2026-01-01: 16.7; 2027-01-01: 16.6
3 | Industrial Peak (No Losses) | GW | System Transformation | Electricity | Peak | 17.2 | 16 | 15.6 | 16.1 | 15.4 | 15 | 15.6 | 15.4 | 17.1 | 16 | 14.2 | 15.1 | 14.6 | 14.6 | 14.6 | 14.5 | 14.5 | 14.4 | 14.4 | 14.4 | 14.4 | 14.5 | 14.6 | 14.8 | 14.9 | 15.1 | 15.3 | 15.5 | 15.7 | 15.9 | 16 | 16.3 | 16.6 | 16.8 | 17.1 | 17.3 | 17.5 | 17.6 | 17.7 | 17.8 | 17.9
3 | Industrial Peak (No Losses) | GW | Consumer Transformation | Electricity | Peak | 17.2 | 16 | 15.6 | 16.1 | 15.4 | 15 | 15.6 | 15.4 | 17.1 | 16 | 14.2 | 15.2 | 14.6 | 14.4 | 14.4 | 14.3 | 14.2 | 14.2 | 14.3 | 14.5 | 14.8 | 15.2 | 15.7 | 16.5 | 17.4 | 18.3 | 19.2 | 20.1 | 20.8 | 21.4 | 22 | 22.5 | 23 | 23.4 | 23.7 | 24 | 24 | 23.9 | 23.8 | 23.6 | 23.4
3 | Industrial Peak (No Losses) | GW | Falling Short | Electricity | Peak | 17.2 | 16 | 15.6 | 16.1 | 15.4 | 15 | 15.6 | 15.4 | 17.1 | 16 | 14.2 | 15.1 | 14.7 | 14.8 | 14.9 | 15.1 | 15.2 | 15.2 | 15.2 | 15.1 | 15.3 | 15.4 | 15.6 | 15.7 | 15.9 | 16 | 16.2 | 16.3 | 16.5 | 16.7 | 16.9 | 17.2 | 17.4 | 17.8 | 18 | 18.4 | 18.7 | 19 | 19.4 | 19.8 | 20.1
3 | Industrial Peak (No Losses) | GW | Leading the Way | Electricity | Peak | 17.2 | 16 | 15.6 | 16.1 | 15.4 | 15 | 15.6 | 15.4 | 17.1 | 16 | 14.2 | 15.5 | 14 | 13.5 | 13.3 | 13 | 13 | 13.1 | 13.2 | 13.4 | 13.8 | 14.1 | 14.6 | 15.3 | 16 | 16.3 | 16.5 | 16.7 | 16.9 | 17.1 | 17.2 | 17.3 | 17.5 | 17.6 | 17.7 | 17.8 | 17.8 | 17.8 | 17.8 | 17.8 | 17.8
3 | Industrial Peak (No Losses) | GW | Five Year Forecast | Electricity | Peak | 2010-01-01: 17.2; 2011-01-01: 16; 2012-01-01: 15.6; 2013-01-01: 16.1; 2014-01-01: 15.4; 2015-01-01: 15; 2016-01-01: 15.6; 2017-01-01: 15.4; 2018-01-01: 17.1; 2019-01-01: 16; 2020-01-01: 14.2; 2021-01-01: 15.1; 2022-01-01: 14.9; 2023-01-01: 14.8; 2024-01-01: 14.8; 2025-01-01: 14.8; 2026-01-01: 14.8; 2027-01-01: 14.7
3 | Industrial Resistive Heat at Peak | GW | System Transformation | Electricity | Peak | 0 | 0 | 0 | 0 | 0 | 0 | 0 | 0 | 0 | 0 | 0.7 | 0.7 | 0.7 | 0.7 | 0.6 | 0.6 | 0.5 | 0.5 | 0.5 | 0.4 | 0.4 | 0.3 | 0.3 | 0.2 | 0.2 | 0.2 | 0.1 | 0.1 | 0.1 | 0.1 | 0.1 | 0.1 | 0.1 | 0.1 | 0 | 0 | 0 | 0 | 0 | 0 | 0
3 | Industrial Resistive Heat at Peak | GW | Consumer Transformation | Electricity | Peak | 0 | 0 | 0 | 0 | 0 | 0 | 0 | 0 | 0 | 0 | 0.7 | 0.7 | 0.7 | 0.6 | 0.6 | 0.6 | 0.5 | 0.5 | 0.4 | 0.4 | 0.3 | 0.3 | 0.3 | 0.2 | 0.2 | 0.2 | 0.1 | 0.1 | 0.1 | 0.1 | 0.1 | 0.1 | 0.1 | 0 | 0 | 0 | 0 | 0 | 0 | 0 | 0
3 | Industrial Resistive Heat at Peak | GW | Falling Short | Electricity | Peak | 0 | 0 | 0 | 0 | 0 | 0 | 0 | 0 | 0 | 0 | 0.7 | 0.7 | 0.6 | 0.6 | 0.6 | 0.5 | 0.5 | 0.5 | 0.5 | 0.5 | 0.4 | 0.4 | 0.4 | 0.4 | 0.4 | 0.4 | 0.4 | 0.3 | 0.3 | 0.3 | 0.3 | 0.3 | 0.3 | 0.3 | 0.3 | 0.3 | 0.3 | 0.3 | 0.3 | 0.3 | 0.3
3 | Industrial Resistive Heat at Peak | GW | Leading the Way | Electricity | Peak | 0 | 0 | 0 | 0 | 0 | 0 | 0 | 0 | 0 | 0 | 0.7 | 0.7 | 0.7 | 0.6 | 0.6 | 0.5 | 0.5 | 0.4 | 0.4 | 0.4 | 0.3 | 0.3 | 0.2 | 0.2 | 0.1 | 0.1 | 0.1 | 0.1 | 0.1 | 0.1 | 0.1 | 0.1 | 0.1 | 0 | 0 | 0 | 0 | 0 | 0 | 0 | 0
3 | Industrial Resistive Heat at Peak | GW | Five Year Forecast | Electricity | Peak | 2010-01-01: 0; 2011-01-01: 0; 2012-01-01: 0; 2013-01-01: 0; 2014-01-01: 0; 2015-01-01: 0; 2016-01-01: 0; 2017-01-01: 0; 2018-01-01: 0; 2019-01-01: 0; 2020-01-01: 0.7; 2021-01-01: 0.7; 2022-01-01: 0.6; 2023-01-01: 0.6; 2024-01-01: 0.6; 2025-01-01: 0.5; 2026-01-01: 0.5; 2027-01-01: 0.5
3 | Industrial Storage Heat at Peak | GW | System Transformation | Electricity | Peak | 0 | 0 | 0 | 0 | 0 | 0 | 0 | 0 | 0 | 0 | 0 | 0 | 0 | 0 | 0 | 0 | 0 | 0 | 0 | 0 | 0 | 0 | 0 | 0 | 0 | 0 | 0 | 0 | 0 | 0 | 0 | 0 | 0 | 0 | 0 | 0 | 0 | 0 | 0 | 0 | 0
3 | Industrial Storage Heat at Peak | GW | Consumer Transformation | Electricity | Peak | 0 | 0 | 0 | 0 | 0 | 0 | 0 | 0 | 0 | 0 | 0 | 0 | 0 | 0 | 0 | 0 | 0 | 0 | 0 | 0 | 0 | 0 | 0 | 0 | 0 | 0 | 0 | 0 | 0 | 0 | 0 | 0 | 0 | 0 | 0 | 0 | 0 | 0 | 0 | 0 | 0
3 | Industrial Storage Heat at Peak | GW | Falling Short | Electricity | Peak | 0 | 0 | 0 | 0 | 0 | 0 | 0 | 0 | 0 | 0 | 0 | 0 | 0 | 0 | 0 | 0 | 0 | 0 | 0 | 0 | 0 | 0 | 0 | 0 | 0 | 0 | 0 | 0 | 0 | 0 | 0 | 0 | 0 | 0 | 0 | 0 | 0 | 0 | 0 | 0 | 0
3 | Industrial Storage Heat at Peak | GW | Leading the Way | Electricity | Peak | 0 | 0 | 0 | 0 | 0 | 0 | 0 | 0 | 0 | 0 | 0 | 0 | 0 | 0 | 0 | 0 | 0 | 0 | 0 | 0 | 0 | 0 | 0 | 0 | 0 | 0 | 0 | 0 | 0 | 0 | 0 | 0 | 0 | 0 | 0 | 0 | 0 | 0 | 0 | 0 | 0
3 | Industrial Storage Heat at Peak | GW | Five Year Forecast | Electricity | Peak | 2010-01-01: 0; 2011-01-01: 0; 2012-01-01: 0; 2013-01-01: 0; 2014-01-01: 0; 2015-01-01: 0; 2016-01-01: 0; 2017-01-01: 0; 2018-01-01: 0; 2019-01-01: 0; 2020-01-01: 0; 2021-01-01: 0; 2022-01-01: 0; 2023-01-01: 0; 2024-01-01: 0; 2025-01-01: 0; 2026-01-01: 0; 2027-01-01: 0
3 | Industrial District Heat at Peak | GW | System Transformation | Electricity | Peak | 0 | 0 | 0 | 0 | 0 | 0 | 0 | 0 | 0 | 0 | 0 | 0 | 0 | 0 | 0 | 0 | 0 | 0 | 0 | 0 | 0 | 0 | 0 | 0 | 0 | 0 | 0 | 0 | 0 | 0 | 0 | 0 | 0 | 0 | 0 | 0 | 0 | 0 | 0 | 0 | 0
3 | Industrial District Heat at Peak | GW | Consumer Transformation | Electricity | Peak | 0 | 0 | 0 | 0 | 0 | 0 | 0 | 0 | 0 | 0 | 0 | 0 | 0 | 0 | 0 | 0 | 0 | 0 | 0 | 0 | 0 | 0 | 0 | 0 | 0 | 0 | 0 | 0 | 0 | 0 | 0 | 0 | 0 | 0 | 0 | 0.1 | 0.1 | 0.1 | 0.1 | 0.1 | 0.1
3 | Industrial District Heat at Peak | GW | Falling Short | Electricity | Peak | 0 | 0 | 0 | 0 | 0 | 0 | 0 | 0 | 0 | 0 | 0 | 0 | 0 | 0 | 0 | 0 | 0 | 0 | 0 | 0 | 0 | 0 | 0 | 0 | 0 | 0 | 0 | 0 | 0 | 0 | 0 | 0 | 0 | 0 | 0 | 0 | 0 | 0 | 0 | 0 | 0
3 | Industrial District Heat at Peak | GW | Leading the Way | Electricity | Peak | 0 | 0 | 0 | 0 | 0 | 0 | 0 | 0 | 0 | 0 | 0 | 0 | 0 | 0 | 0 | 0 | 0 | 0 | 0 | 0 | 0 | 0 | 0 | 0 | 0 | 0 | 0 | 0 | 0 | 0 | 0 | 0 | 0 | 0 | 0 | 0 | 0 | 0 | 0 | 0 | 0
3 | Industrial District Heat at Peak | GW | Five Year Forecast | Electricity | Peak | 2010-01-01: 0; 2011-01-01: 0; 2012-01-01: 0; 2013-01-01: 0; 2014-01-01: 0; 2015-01-01: 0; 2016-01-01: 0; 2017-01-01: 0; 2018-01-01: 0; 2019-01-01: 0; 2020-01-01: 0; 2021-01-01: 0; 2022-01-01: 0; 2023-01-01: 0; 2024-01-01: 0; 2025-01-01: 0; 2026-01-01: 0; 2027-01-01: 0
3 | Industrial Losses | GW | System Transformation | Electricity | Peak | 1.3 | 1.2 | 1.2 | 1.2 | 1.2 | 1.1 | 1.2 | 1.2 | 1.2 | 1.2 | 1.2 | 1.3 | 1.2 | 1.2 | 1.3 | 1.3 | 1.4 | 1.4 | 1.4 | 1.4 | 1.3 | 1.3 | 1.4 | 1.5 | 1.5 | 1.5 | 1.6 | 1.6 | 1.6 | 1.6 | 1.6 | 1.6 | 1.6 | 1.6 | 1.7 | 1.7 | 1.7 | 1.7 | 1.8 | 1.8 | 1.7
3 | Industrial Losses | GW | Consumer Transformation | Electricity | Peak | 1.3 | 1.2 | 1.2 | 1.2 | 1.2 | 1.1 | 1.2 | 1.2 | 1.2 | 1.2 | 1.2 | 1.3 | 1.2 | 1.2 | 1.3 | 1.3 | 1.4 | 1.4 | 1.4 | 1.5 | 1.4 | 1.4 | 1.5 | 1.6 | 1.6 | 1.7 | 1.8 | 1.9 | 2 | 2.1 | 2.1 | 2.2 | 2.2 | 2.3 | 2.3 | 2.4 | 2.4 | 2.5 | 2.4 | 2.4 | 2.1
3 | Industrial Losses | GW | Falling Short | Electricity | Peak | 1.3 | 1.2 | 1.2 | 1.2 | 1.2 | 1.1 | 1.2 | 1.2 | 1.2 | 1.2 | 1.2 | 1.2 | 1.2 | 1.2 | 1.2 | 1.2 | 1.3 | 1.3 | 1.4 | 1.4 | 1.4 | 1.4 | 1.4 | 1.4 | 1.4 | 1.4 | 1.4 | 1.4 | 1.4 | 1.4 | 1.4 | 1.4 | 1.4 | 1.5 | 1.5 | 1.5 | 1.5 | 1.5 | 1.6 | 1.6 | 1.7
3 | Industrial Losses | GW | Leading the Way | Electricity | Peak | 1.3 | 1.2 | 1.2 | 1.2 | 1.2 | 1.1 | 1.2 | 1.2 | 1.2 | 1.2 | 1.2 | 1.3 | 1.2 | 1.2 | 1.2 | 1.3 | 1.3 | 1.4 | 1.4 | 1.5 | 1.5 | 1.8 | 2 | 2.1 | 2.3 | 2.5 | 2.6 | 2.8 | 3 | 3 | 2.9 | 3 | 3.1 | 3.1 | 3.1 | 3.2 | 3.3 | 3.4 | 3.4 | 3.4 | 3.4
3 | Industrial Losses | GW | Five Year Forecast | Electricity | Peak | 2010-01-01: 1.3; 2011-01-01: 1.2; 2012-01-01: 1.2; 2013-01-01: 1.2; 2014-01-01: 1.2; 2015-01-01: 1.1; 2016-01-01: 1.2; 2017-01-01: 1.2; 2018-01-01: 1.2; 2019-01-01: 1.2; 2020-01-01: 1.2; 2021-01-01: 1.2; 2022-01-01: 1.2; 2023-01-01: 1.2; 2024-01-01: 1.3; 2025-01-01: 1.3; 2026-01-01: 1.4; 2027-01-01: 1.4
2 | GBFES Peak System Demand: Commercial inc Rail and District Heat, +EVs +HPs +Losses ignoring Microgen | GW | System Transformation | Electricity | Peak | 18.9 | 18.3 | 18.2 | 18.3 | 17.8 | 17.8 | 18 | 17.6 | 18.9 | 18.6 | 16.4 | 17.6 | 17.9 | 18.2 | 18.5 | 18.8 | 19.1 | 19.6 | 20.3 | 21 | 21.5 | 22.2 | 23 | 24.2 | 25.2 | 26.3 | 27.4 | 28.6 | 29.7 | 30.9 | 31.8 | 32.6 | 33.6 | 34.4 | 34.5 | 34.3 | 34.1 | 34.1 | 34.1 | 34 | 33.8
2 | GBFES Peak System Demand: Commercial inc Rail and District Heat, +EVs +HPs +Losses ignoring Microgen | GW | Consumer Transformation | Electricity | Peak | 18.9 | 18.3 | 18.2 | 18.3 | 17.8 | 17.8 | 18 | 17.6 | 18.9 | 18.6 | 16.4 | 17.8 | 17.7 | 18 | 18.6 | 19.1 | 19.7 | 20.6 | 21.8 | 23 | 23.8 | 24.9 | 26.4 | 27.8 | 29.4 | 30.7 | 32 | 33.5 | 35.1 | 36.5 | 37.5 | 38.5 | 39.2 | 39.7 | 40.1 | 40 | 39.6 | 39.6 | 39.4 | 39.2 | 38.6
2 | GBFES Peak System Demand: Commercial inc Rail and District Heat, +EVs +HPs +Losses ignoring Microgen | GW | Falling Short | Electricity | Peak | 18.9 | 18.3 | 18.2 | 18.3 | 17.8 | 17.8 | 18 | 17.6 | 18.9 | 18.6 | 16.4 | 17.5 | 17.4 | 18 | 18.4 | 18.9 | 19.3 | 19.8 | 20.1 | 20.5 | 20.9 | 21.4 | 22 | 22.6 | 23.3 | 24 | 24.7 | 25.4 | 26.1 | 27 | 28 | 29.2 | 30.3 | 31.3 | 32.3 | 33.7 | 34.8 | 35.5 | 35.9 | 36.3 | 36.8
2 | GBFES Peak System Demand: Commercial inc Rail and District Heat, +EVs +HPs +Losses ignoring Microgen | GW | Leading the Way | Electricity | Peak | 18.9 | 18.3 | 18.2 | 18.3 | 17.8 | 17.8 | 18 | 17.6 | 18.9 | 18.6 | 16.4 | 18 | 17 | 17 | 17.1 | 17.5 | 18.4 | 19.3 | 20.6 | 21.8 | 23 | 24.6 | 26.1 | 27.9 | 30 | 31.2 | 32.3 | 33.8 | 35 | 36 | 36.4 | 36.6 | 37.1 | 37.5 | 37.7 | 37.6 | 37.3 | 37.4 | 37.4 | 37.4 | 37.2
2 | GBFES Peak System Demand: Commercial inc Rail and District Heat, +EVs +HPs +Losses ignoring Microgen | GW | Five Year Forecast | Electricity | Peak | 2010-01-01: 18.9; 2011-01-01: 18.3; 2012-01-01: 18.2; 2013-01-01: 18.3; 2014-01-01: 17.8; 2015-01-01: 17.8; 2016-01-01: 18; 2017-01-01: 17.6; 2018-01-01: 18.9; 2019-01-01: 18.6; 2020-01-01: 16.4; 2021-01-01: 17.5; 2022-01-01: 17.6; 2023-01-01: 18; 2024-01-01: 18.4; 2025-01-01: 18.9; 2026-01-01: 19.3; 2027-01-01: 19.8
3 | Commercial Heat Pumps at Peak | GW | System Transformation | Electricity | Peak | 0 | 0 | 0 | 0 | 0 | 0 | 0 | 0 | 0 | 0 | 0 | 0.1 | 0.3 | 0.4 | 0.5 | 0.6 | 0.7 | 0.9 | 1 | 1.3 | 1.4 | 1.6 | 1.9 | 2.2 | 2.6 | 2.8 | 2.9 | 3.3 | 3.6 | 4 | 4.2 | 4.3 | 4.6 | 5 | 5.3 | 5.3 | 5.2 | 5.3 | 5.5 | 5.6 | 5.7
3 | Commercial Heat Pumps at Peak | GW | Consumer Transformation | Electricity | Peak | 0 | 0 | 0 | 0 | 0 | 0 | 0 | 0 | 0 | 0 | 0 | 0.1 | 0.2 | 0.4 | 0.7 | 0.9 | 1.1 | 1.4 | 1.7 | 2.1 | 2.3 | 2.5 | 2.9 | 3.2 | 3.6 | 3.8 | 3.8 | 4.2 | 4.5 | 4.8 | 4.8 | 4.8 | 5 | 5.3 | 5.6 | 5.5 | 5.2 | 5.3 | 5.4 | 5.5 | 5.7
3 | Commercial Heat Pumps at Peak | GW | Falling Short | Electricity | Peak | 0 | 0 | 0 | 0 | 0 | 0 | 0 | 0 | 0 | 0 | 0 | 0.1 | 0.2 | 0.3 | 0.4 | 0.5 | 0.6 | 0.6 | 0.7 | 0.7 | 0.8 | 0.9 | 1 | 1 | 1.1 | 1.2 | 1.2 | 1.2 | 1.3 | 1.3 | 1.5 | 1.7 | 1.8 | 1.8 | 1.8 | 2.2 | 2.7 | 2.8 | 3 | 3.2 | 3.4
3 | Commercial Heat Pumps at Peak | GW | Leading the Way | Electricity | Peak | 0 | 0 | 0 | 0 | 0 | 0 | 0 | 0 | 0 | 0 | 0 | 0.1 | 0.2 | 0.4 | 0.5 | 0.6 | 0.7 | 1 | 1.3 | 1.6 | 1.9 | 2.1 | 2.4 | 2.7 | 3.1 | 3.2 | 3.3 | 3.7 | 4 | 4.3 | 4.4 | 4.4 | 4.7 | 4.9 | 5.1 | 5 | 4.8 | 4.9 | 4.9 | 5 | 5.1
3 | Commercial Heat Pumps at Peak | GW | Five Year Forecast | Electricity | Peak | 2010-01-01: 0; 2011-01-01: 0; 2012-01-01: 0; 2013-01-01: 0; 2014-01-01: 0; 2015-01-01: 0; 2016-01-01: 0; 2017-01-01: 0; 2018-01-01: 0; 2019-01-01: 0; 2020-01-01: 0; 2021-01-01: 0.1; 2022-01-01: 0.2; 2023-01-01: 0.3; 2024-01-01: 0.4; 2025-01-01: 0.5; 2026-01-01: 0.5; 2027-01-01: 0.6
3 | Initial Commercial Component inc District Heat inc Rail (No Losses) | GW | System Transformation | Electricity | Peak | 17.5 | 17.1 | 16.8 | 17.1 | 16.5 | 16.6 | 16.7 | 16.3 | 17.6 | 17.2 | 14.2 | 15 | 14.9 | 15 | 15.1 | 15.1 | 15.2 | 15.3 | 15.6 | 15.8 | 15.9 | 16 | 16.1 | 16.2 | 16.3 | 16.4 | 16.4 | 16.5 | 16.5 | 16.6 | 16.6 | 16.7 | 16.7 | 16.7 | 16.6 | 16.6 | 16.6 | 16.6 | 16.6 | 16.6 | 16.6
3 | Initial Commercial Component inc District Heat inc Rail (No Losses) | GW | Consumer Transformation | Electricity | Peak | 17.5 | 17.1 | 16.8 | 17.1 | 16.5 | 16.6 | 16.7 | 16.3 | 17.6 | 17.2 | 14.2 | 15.1 | 14.9 | 14.9 | 15 | 15 | 15.2 | 15.4 | 15.8 | 16.1 | 16.4 | 16.6 | 16.9 | 17.2 | 17.5 | 17.7 | 18 | 18.4 | 18.7 | 19 | 19.3 | 19.6 | 19.8 | 19.9 | 20 | 20 | 19.9 | 19.7 | 19.5 | 19.4 | 19.1
3 | Initial Commercial Component inc District Heat inc Rail (No Losses) | GW | Falling Short | Electricity | Peak | 17.5 | 17.1 | 16.8 | 17.1 | 16.5 | 16.6 | 16.7 | 16.3 | 17.6 | 17.2 | 14.2 | 14.9 | 14.7 | 15 | 15.3 | 15.5 | 15.7 | 15.9 | 15.9 | 16 | 16.2 | 16.3 | 16.5 | 16.7 | 16.8 | 16.9 | 17 | 17.1 | 17.1 | 17.1 | 17.1 | 17.2 | 17.3 | 17.3 | 17.4 | 17.4 | 17.5 | 17.5 | 17.5 | 17.6 | 17.6
3 | Initial Commercial Component inc District Heat inc Rail (No Losses) | GW | Leading the Way | Electricity | Peak | 17.5 | 17.1 | 16.8 | 17.1 | 16.5 | 16.6 | 16.7 | 16.3 | 17.6 | 17.2 | 14.2 | 15.3 | 14.2 | 14 | 13.9 | 14 | 14.4 | 14.7 | 15.2 | 15.6 | 16 | 16.3 | 16.7 | 17.3 | 18 | 18.2 | 18.5 | 18.7 | 19 | 19.2 | 19.3 | 19.3 | 19.3 | 19.4 | 19.4 | 19.5 | 19.5 | 19.6 | 19.7 | 19.8 | 19.8
3 | Initial Commercial Component inc District Heat inc Rail (No Losses) | GW | Five Year Forecast | Electricity | Peak | 2010-01-01: 17.5; 2011-01-01: 17.1; 2012-01-01: 16.8; 2013-01-01: 17.1; 2014-01-01: 16.5; 2015-01-01: 16.6; 2016-01-01: 16.7; 2017-01-01: 16.3; 2018-01-01: 17.6; 2019-01-01: 17.2; 2020-01-01: 14.2; 2021-01-01: 14.9; 2022-01-01: 14.9; 2023-01-01: 15; 2024-01-01: 15.2; 2025-01-01: 15.3; 2026-01-01: 15.5; 2027-01-01: 15.6
3 | Commercial Resistive Heat at Peak | GW | System Transformation | Electricity | Peak | 0 | 0 | 0 | 0 | 0 | 0 | 0 | 0 | 0 | 0 | 1 | 1.1 | 1.2 | 1.2 | 1.1 | 1.1 | 1.1 | 1 | 1 | 0.9 | 0.8 | 0.7 | 0.7 | 0.6 | 0.5 | 0.4 | 0.4 | 0.3 | 0.3 | 0.3 | 0.2 | 0.2 | 0.2 | 0.1 | 0.1 | 0.1 | 0.1 | 0.1 | 0.1 | 0 | 0
3 | Commercial Resistive Heat at Peak | GW | Consumer Transformation | Electricity | Peak | 0 | 0 | 0 | 0 | 0 | 0 | 0 | 0 | 0 | 0 | 1 | 1.1 | 1.1 | 1.1 | 1.1 | 1 | 1 | 0.9 | 0.9 | 0.8 | 0.7 | 0.7 | 0.6 | 0.5 | 0.4 | 0.4 | 0.3 | 0.3 | 0.3 | 0.2 | 0.2 | 0.2 | 0.1 | 0.1 | 0.1 | 0.1 | 0.1 | 0.1 | 0.1 | 0.1 | 0
3 | Commercial Resistive Heat at Peak | GW | Falling Short | Electricity | Peak | 0 | 0 | 0 | 0 | 0 | 0 | 0 | 0 | 0 | 0 | 1 | 1.1 | 1 | 1.1 | 1.1 | 1.1 | 1.1 | 1.2 | 1.2 | 1.2 | 1.2 | 1.2 | 1.2 | 1.3 | 1.3 | 1.3 | 1.3 | 1.3 | 1.3 | 1.3 | 1.3 | 1.3 | 1.3 | 1.4 | 1.4 | 1.4 | 1.4 | 1.4 | 1.4 | 1.4 | 1.4
3 | Commercial Resistive Heat at Peak | GW | Leading the Way | Electricity | Peak | 0 | 0 | 0 | 0 | 0 | 0 | 0 | 0 | 0 | 0 | 1 | 1.1 | 1 | 1 | 0.9 | 0.9 | 0.8 | 0.8 | 0.7 | 0.6 | 0.6 | 0.5 | 0.4 | 0.4 | 0.3 | 0.2 | 0.2 | 0.2 | 0.2 | 0.2 | 0.1 | 0.1 | 0.1 | 0.1 | 0.1 | 0.1 | 0.1 | 0.1 | 0 | 0 | 0
3 | Commercial Resistive Heat at Peak | GW | Five Year Forecast | Electricity | Peak | 2010-01-01: 0; 2011-01-01: 0; 2012-01-01: 0; 2013-01-01: 0; 2014-01-01: 0; 2015-01-01: 0; 2016-01-01: 0; 2017-01-01: 0; 2018-01-01: 0; 2019-01-01: 0; 2020-01-01: 1; 2021-01-01: 1.1; 2022-01-01: 1; 2023-01-01: 1.1; 2024-01-01: 1.1; 2025-01-01: 1.1; 2026-01-01: 1.1; 2027-01-01: 1.2
3 | Commercial Storage Heat at Peak | GW | System Transformation | Electricity | Peak | 0 | 0 | 0 | 0 | 0 | 0 | 0 | 0 | 0 | 0 | 0 | 0 | 0 | 0 | 0 | 0 | 0 | 0 | 0 | 0 | 0 | 0 | 0 | 0 | 0 | 0 | 0 | 0 | 0 | 0 | 0 | 0 | 0 | 0 | 0 | 0 | 0 | 0 | 0 | 0 | 0
3 | Commercial Storage Heat at Peak | GW | Consumer Transformation | Electricity | Peak | 0 | 0 | 0 | 0 | 0 | 0 | 0 | 0 | 0 | 0 | 0 | 0 | 0 | 0 | 0 | 0 | 0 | 0 | 0 | 0 | 0 | 0 | 0 | 0 | 0 | 0 | 0 | 0 | 0 | 0 | 0 | 0 | 0 | 0 | 0 | 0 | 0 | 0 | 0 | 0 | 0
3 | Commercial Storage Heat at Peak | GW | Falling Short | Electricity | Peak | 0 | 0 | 0 | 0 | 0 | 0 | 0 | 0 | 0 | 0 | 0 | 0 | 0 | 0 | 0 | 0 | 0 | 0 | 0 | 0 | 0 | 0 | 0 | 0 | 0 | 0 | 0 | 0 | 0 | 0 | 0 | 0 | 0 | 0 | 0 | 0 | 0 | 0 | 0 | 0 | 0
3 | Commercial Storage Heat at Peak | GW | Leading the Way | Electricity | Peak | 0 | 0 | 0 | 0 | 0 | 0 | 0 | 0 | 0 | 0 | 0 | 0 | 0 | 0 | 0 | 0 | 0 | 0 | 0 | 0 | 0 | 0 | 0 | 0 | 0 | 0 | 0 | 0 | 0 | 0 | 0 | 0 | 0 | 0 | 0 | 0 | 0 | 0 | 0 | 0 | 0
3 | Commercial Storage Heat at Peak | GW | Five Year Forecast | Electricity | Peak | 2010-01-01: 0; 2011-01-01: 0; 2012-01-01: 0; 2013-01-01: 0; 2014-01-01: 0; 2015-01-01: 0; 2016-01-01: 0; 2017-01-01: 0; 2018-01-01: 0; 2019-01-01: 0; 2020-01-01: 0; 2021-01-01: 0; 2022-01-01: 0; 2023-01-01: 0; 2024-01-01: 0; 2025-01-01: 0; 2026-01-01: 0; 2027-01-01: 0
3 | Commercial District Heat at Peak | GW | System Transformation | Electricity | Peak | 0 | 0 | 0 | 0 | 0 | 0 | 0 | 0 | 0 | 0 | 0 | 0 | 0.1 | 0.1 | 0.1 | 0.1 | 0.2 | 0.2 | 0.3 | 0.3 | 0.4 | 0.4 | 0.5 | 0.5 | 0.6 | 0.6 | 0.6 | 0.6 | 0.6 | 0.6 | 0.6 | 0.6 | 0.6 | 0.6 | 0.6 | 0.6 | 0.6 | 0.6 | 0.6 | 0.6 | 0.6
3 | Commercial District Heat at Peak | GW | Consumer Transformation | Electricity | Peak | 0 | 0 | 0 | 0 | 0 | 0 | 0 | 0 | 0 | 0 | 0 | 0 | 0 | 0.1 | 0.1 | 0.1 | 0.2 | 0.2 | 0.2 | 0.3 | 0.3 | 0.4 | 0.4 | 0.4 | 0.5 | 0.5 | 0.5 | 0.5 | 0.5 | 0.6 | 0.6 | 0.6 | 0.6 | 0.6 | 0.6 | 0.6 | 0.6 | 0.6 | 0.7 | 0.7 | 0.7
3 | Commercial District Heat at Peak | GW | Falling Short | Electricity | Peak | 0 | 0 | 0 | 0 | 0 | 0 | 0 | 0 | 0 | 0 | 0 | 0 | 0 | 0.1 | 0.1 | 0.1 | 0.1 | 0.1 | 0.1 | 0.2 | 0.2 | 0.2 | 0.2 | 0.2 | 0.3 | 0.3 | 0.3 | 0.3 | 0.3 | 0.3 | 0.3 | 0.3 | 0.3 | 0.4 | 0.4 | 0.4 | 0.4 | 0.4 | 0.4 | 0.4 | 0.4
3 | Commercial District Heat at Peak | GW | Leading the Way | Electricity | Peak | 0 | 0 | 0 | 0 | 0 | 0 | 0 | 0 | 0 | 0 | 0 | 0 | 0 | 0.1 | 0.1 | 0.1 | 0.2 | 0.2 | 0.3 | 0.3 | 0.3 | 0.4 | 0.4 | 0.4 | 0.4 | 0.5 | 0.5 | 0.5 | 0.5 | 0.5 | 0.5 | 0.5 | 0.5 | 0.5 | 0.5 | 0.5 | 0.5 | 0.5 | 0.5 | 0.5 | 0.6
3 | Commercial District Heat at Peak | GW | Five Year Forecast | Electricity | Peak | 2010-01-01: 0; 2011-01-01: 0; 2012-01-01: 0; 2013-01-01: 0; 2014-01-01: 0; 2015-01-01: 0; 2016-01-01: 0; 2017-01-01: 0; 2018-01-01: 0; 2019-01-01: 0; 2020-01-01: 0; 2021-01-01: 0; 2022-01-01: 0; 2023-01-01: 0; 2024-01-01: 0.1; 2025-01-01: 0.1; 2026-01-01: 0.1; 2027-01-01: 0.1
3 | Commercial EVs at Peak | GW | System Transformation | Electricity | Peak | 0 | 0 | 0 | 0 | 0 | 0 | 0 | 0 | 0 | 0 | 0.1 | 0.1 | 0.1 | 0.2 | 0.2 | 0.3 | 0.4 | 0.5 | 0.7 | 0.9 | 1.2 | 1.5 | 1.9 | 2.5 | 3.1 | 3.8 | 4.5 | 5.3 | 6 | 6.7 | 7.4 | 8 | 8.5 | 8.9 | 8.8 | 8.7 | 8.6 | 8.4 | 8.3 | 8.1 | 8
3 | Commercial EVs at Peak | GW | Consumer Transformation | Electricity | Peak | 0 | 0 | 0 | 0 | 0 | 0 | 0 | 0 | 0 | 0 | 0.1 | 0.1 | 0.2 | 0.2 | 0.3 | 0.5 | 0.6 | 0.9 | 1.2 | 1.6 | 2.1 | 2.7 | 3.3 | 4.1 | 4.9 | 5.7 | 6.5 | 7.2 | 7.9 | 8.6 | 9.3 | 9.9 | 10.2 | 10.3 | 10.3 | 10.2 | 10.2 | 10.1 | 10 | 10 | 9.9
3 | Commercial EVs at Peak | GW | Falling Short | Electricity | Peak | 0 | 0 | 0 | 0 | 0 | 0 | 0 | 0 | 0 | 0 | 0.1 | 0.1 | 0.1 | 0.2 | 0.2 | 0.3 | 0.3 | 0.4 | 0.5 | 0.7 | 0.9 | 1.1 | 1.3 | 1.6 | 2 | 2.4 | 2.9 | 3.5 | 4.2 | 4.8 | 5.6 | 6.4 | 7.2 | 8.1 | 8.9 | 9.9 | 10.3 | 10.7 | 10.8 | 11 | 11.1
3 | Commercial EVs at Peak | GW | Leading the Way | Electricity | Peak | 0 | 0 | 0 | 0 | 0 | 0 | 0 | 0 | 0 | 0 | 0.1 | 0.1 | 0.1 | 0.2 | 0.3 | 0.5 | 0.6 | 0.9 | 1.2 | 1.6 | 2 | 2.6 | 3.2 | 3.8 | 4.5 | 5 | 5.5 | 5.9 | 6.2 | 6.5 | 6.8 | 6.9 | 7 | 7.1 | 7 | 6.8 | 6.7 | 6.5 | 6.3 | 6 | 5.8
3 | Commercial EVs at Peak | GW | Five Year Forecast | Electricity | Peak | 2010-01-01: 0; 2011-01-01: 0; 2012-01-01: 0; 2013-01-01: 0; 2014-01-01: 0; 2015-01-01: 0; 2016-01-01: 0; 2017-01-01: 0; 2018-01-01: 0; 2019-01-01: 0; 2020-01-01: 0.1; 2021-01-01: 0.1; 2022-01-01: 0.1; 2023-01-01: 0.2; 2024-01-01: 0.3; 2025-01-01: 0.4; 2026-01-01: 0.5; 2027-01-01: 0.7
3 | Commercial Losses | GW | System Transformation | Electricity | Peak | 1.4 | 1.3 | 1.3 | 1.3 | 1.3 | 1.2 | 1.2 | 1.3 | 1.3 | 1.3 | 1.2 | 1.3 | 1.3 | 1.4 | 1.4 | 1.5 | 1.6 | 1.7 | 1.8 | 1.8 | 1.8 | 1.8 | 1.9 | 2.1 | 2.2 | 2.3 | 2.5 | 2.6 | 2.7 | 2.8 | 2.8 | 2.9 | 3 | 3 | 3.1 | 3.1 | 3.1 | 3.1 | 3.1 | 3.1 | 2.9
3 | Commercial Losses | GW | Consumer Transformation | Electricity | Peak | 1.4 | 1.3 | 1.3 | 1.3 | 1.3 | 1.2 | 1.2 | 1.3 | 1.3 | 1.3 | 1.2 | 1.3 | 1.3 | 1.4 | 1.4 | 1.6 | 1.7 | 1.8 | 1.9 | 2 | 2 | 2.1 | 2.3 | 2.4 | 2.5 | 2.7 | 2.8 | 2.9 | 3.1 | 3.2 | 3.3 | 3.4 | 3.5 | 3.5 | 3.6 | 3.6 | 3.6 | 3.7 | 3.6 | 3.6 | 3.2
3 | Commercial Losses | GW | Falling Short | Electricity | Peak | 1.4 | 1.3 | 1.3 | 1.3 | 1.3 | 1.2 | 1.2 | 1.3 | 1.3 | 1.3 | 1.2 | 1.2 | 1.2 | 1.3 | 1.3 | 1.4 | 1.5 | 1.6 | 1.6 | 1.7 | 1.7 | 1.7 | 1.8 | 1.8 | 1.9 | 1.9 | 1.9 | 2 | 2 | 2 | 2.1 | 2.2 | 2.3 | 2.4 | 2.4 | 2.5 | 2.6 | 2.7 | 2.7 | 2.7 | 2.8
3 | Commercial Losses | GW | Leading the Way | Electricity | Peak | 1.4 | 1.3 | 1.3 | 1.3 | 1.3 | 1.2 | 1.2 | 1.3 | 1.3 | 1.3 | 1.2 | 1.3 | 1.3 | 1.3 | 1.4 | 1.5 | 1.6 | 1.8 | 1.9 | 2.1 | 2.3 | 2.8 | 3 | 3.3 | 3.7 | 4.1 | 4.3 | 4.9 | 5.1 | 5.3 | 5.3 | 5.3 | 5.5 | 5.6 | 5.6 | 5.7 | 5.7 | 5.9 | 5.9 | 5.9 | 6
3 | Commercial Losses | GW | Five Year Forecast | Electricity | Peak | 2010-01-01: 1.4; 2011-01-01: 1.3; 2012-01-01: 1.3; 2013-01-01: 1.3; 2014-01-01: 1.3; 2015-01-01: 1.2; 2016-01-01: 1.2; 2017-01-01: 1.3; 2018-01-01: 1.3; 2019-01-01: 1.3; 2020-01-01: 1.2; 2021-01-01: 1.3; 2022-01-01: 1.3; 2023-01-01: 1.3; 2024-01-01: 1.4; 2025-01-01: 1.5; 2026-01-01: 1.6; 2027-01-01: 1.7
2 | GB FES System Demand: Direct Connects | GW | System Transformation | Electricity | Peak | 1 | 1 | 1 | 1 | 1 | 1 | 0.8 | 0.8 | 0.8 | 0.8 | 0.8 | 0.8 | 0.8 | 0.8 | 0.8 | 0.8 | 0.8 | 0.8 | 0.8 | 0.8 | 0.8 | 0.8 | 0.8 | 0.8 | 0.9 | 0.9 | 0.9 | 0.9 | 0.9 | 0.9 | 0.9 | 0.9 | 0.9 | 0.9 | 0.9 | 0.9 | 1 | 1 | 1 | 1 | 1
2 | GB FES System Demand: Direct Connects | GW | Consumer Transformation | Electricity | Peak | 1 | 1 | 1 | 1 | 1 | 1 | 0.8 | 0.8 | 0.8 | 0.8 | 0.8 | 0.8 | 0.8 | 0.8 | 0.8 | 0.8 | 0.8 | 0.8 | 0.8 | 0.8 | 0.8 | 0.8 | 0.8 | 0.8 | 0.8 | 0.8 | 0.8 | 0.9 | 0.9 | 0.9 | 0.9 | 0.9 | 0.9 | 0.9 | 0.9 | 0.9 | 0.9 | 0.9 | 0.9 | 0.9 | 0.9
2 | GB FES System Demand: Direct Connects | GW | Falling Short | Electricity | Peak | 1 | 1 | 1 | 1 | 1 | 1 | 0.8 | 0.8 | 0.8 | 0.8 | 0.8 | 0.8 | 0.8 | 0.8 | 0.8 | 0.8 | 0.8 | 0.8 | 0.8 | 0.8 | 0.8 | 0.8 | 0.8 | 0.8 | 0.8 | 0.8 | 0.8 | 0.8 | 0.8 | 0.8 | 0.8 | 0.8 | 0.8 | 0.9 | 0.9 | 0.9 | 0.9 | 0.9 | 0.9 | 0.9 | 0.9
2 | GB FES System Demand: Direct Connects | GW | Leading the Way | Electricity | Peak | 1 | 1 | 1 | 1 | 1 | 1 | 0.8 | 0.8 | 0.8 | 0.8 | 0.8 | 0.8 | 0.8 | 0.8 | 0.8 | 0.8 | 0.8 | 0.8 | 0.8 | 0.8 | 0.8 | 0.8 | 0.8 | 0.8 | 0.8 | 0.8 | 0.8 | 0.8 | 0.8 | 0.8 | 0.8 | 0.8 | 0.8 | 0.9 | 0.9 | 0.9 | 0.9 | 0.9 | 0.9 | 0.9 | 0.9
2 | GB FES System Demand: Direct Connects | GW | Five Year Forecast | Electricity | Peak | 2010-01-01: 1; 2011-01-01: 1; 2012-01-01: 1; 2013-01-01: 1; 2014-01-01: 1; 2015-01-01: 1; 2016-01-01: 0.8; 2017-01-01: 0.8; 2018-01-01: 0.8; 2019-01-01: 0.8; 2020-01-01: 0.8; 2021-01-01: 0.8; 2022-01-01: 0.8; 2023-01-01: 0.8; 2024-01-01: 0.8; 2025-01-01: 0.8; 2026-01-01: 0.8; 2027-01-01: 0.8
1 | GBFES System Demand: Total Summer Minimum Demand | GW | System Transformation | Electricity | Min (06:00) | 21.6 | 21.5 | 21.7 | 21.6 | 21.6 | 21.9 | 22.5 | 22.2 | 21.6 | 21.8 | 20.5 | 21 | 21.3 | 21.1 | 21.1 | 21 | 20.9 | 20.9 | 21 | 21.2 | 21.3 | 21.4 | 21.6 | 21.9 | 22.1 | 22.4 | 22.7 | 23 | 23.3 | 23.6 | 23.9 | 24.1 | 24.4 | 24.6 | 24.7 | 24.9 | 25 | 25.1 | 25.2 | 25.3 | 25.4
1 | GBFES System Demand: Total Summer Minimum Demand | GW | Consumer Transformation | Electricity | Min (06:00) | 21.6 | 21.5 | 21.7 | 21.6 | 21.6 | 21.9 | 22.5 | 22.2 | 21.6 | 21.8 | 20.4 | 20.9 | 20.8 | 20.6 | 20.5 | 20.5 | 20.5 | 20.7 | 21.1 | 21.5 | 22.2 | 22.8 | 23.8 | 25 | 26.1 | 27.3 | 28.7 | 30.1 | 31.1 | 32 | 33.1 | 34.9 | 36 | 37.2 | 38.2 | 39.2 | 40.3 | 41.1 | 42.1 | 43 | 43.5
1 | GBFES System Demand: Total Summer Minimum Demand | GW | Falling Short | Electricity | Min (06:00) | 21.6 | 21.5 | 21.7 | 21.6 | 21.6 | 21.9 | 22.5 | 22.2 | 21.6 | 21.8 | 20.5 | 21 | 21.2 | 21.3 | 21.5 | 21.5 | 21.6 | 21.7 | 21.8 | 22 | 22.2 | 22.5 | 22.8 | 23.1 | 23.4 | 23.8 | 24.1 | 24.5 | 24.8 | 25.1 | 25.5 | 26 | 26.5 | 26.9 | 27.4 | 28 | 28.7 | 29.3 | 29.7 | 30.1 | 30.6
1 | GBFES System Demand: Total Summer Minimum Demand | GW | Leading the Way | Electricity | Min (06:00) | 21.6 | 21.5 | 21.7 | 21.6 | 21.6 | 21.9 | 22.5 | 22.2 | 21.6 | 21.7 | 20.4 | 20.9 | 20.8 | 20.5 | 20.4 | 20.9 | 21.3 | 22 | 22.6 | 23.7 | 24.8 | 25.8 | 26.6 | 27.6 | 28.7 | 28.9 | 29.8 | 30.5 | 31.3 | 31.9 | 32.7 | 34.4 | 35.7 | 37.3 | 38.8 | 39.3 | 40 | 40.6 | 41.1 | 41.9 | 42.4
1 | GBFES System Demand: Total Summer Minimum Demand | GW | Five Year Forecast | Electricity | Min (06:00) | 2010-01-01: 21.6; 2011-01-01: 21.5; 2012-01-01: 21.7; 2013-01-01: 21.6; 2014-01-01: 21.6; 2015-01-01: 21.9; 2016-01-01: 22.5; 2017-01-01: 22.2; 2018-01-01: 21.6; 2019-01-01: 21.7; 2020-01-01: 20.8; 2021-01-01: 21.2; 2022-01-01: 20.9; 2023-01-01: 20.9; 2024-01-01: 21; 2025-01-01: 21.3; 2026-01-01: 21.7; 2027-01-01: 22.1
2 | GBFES Customer Demand: Residential including losses | GW | System Transformation | Electricity | Min (06:00) | 5.9 | 6.2 | 6.3 | 6.2 | 6.4 | 5.9 | 6 | 6.1 | 4.7 | 5.3 | 5 | 4.8 | 4.9 | 4.7 | 4.6 | 4.6 | 4.5 | 4.5 | 4.5 | 4.5 | 4.5 | 4.6 | 4.6 | 4.6 | 4.7 | 4.8 | 4.8 | 4.9 | 5 | 5 | 5.1 | 5.1 | 5.1 | 5.1 | 5.1 | 5.2 | 5.2 | 5.3 | 5.3 | 5.4 | 5.4
2 | GBFES Customer Demand: Residential including losses | GW | Consumer Transformation | Electricity | Min (06:00) | 5.9 | 6.2 | 6.3 | 6.2 | 6.4 | 5.9 | 6 | 6.1 | 4.7 | 5.3 | 5 | 4.8 | 4.5 | 4.4 | 4.3 | 4.3 | 4.2 | 4.3 | 4.3 | 4.4 | 4.5 | 4.6 | 4.7 | 4.9 | 5 | 5.1 | 5.2 | 5.3 | 5.3 | 5.3 | 5.4 | 5.4 | 5.4 | 5.4 | 5.4 | 5.5 | 5.5 | 5.5 | 5.5 | 5.5 | 5.6
2 | GBFES Customer Demand: Residential including losses | GW | Falling Short | Electricity | Min (06:00) | 5.9 | 6.2 | 6.3 | 6.2 | 6.4 | 5.9 | 6 | 6.1 | 4.7 | 5.3 | 5 | 4.8 | 5.2 | 5.1 | 5.1 | 5 | 5 | 4.9 | 4.9 | 4.9 | 4.9 | 5 | 5.1 | 5.2 | 5.3 | 5.4 | 5.5 | 5.6 | 5.7 | 5.9 | 6 | 6.1 | 6.2 | 6.3 | 6.4 | 6.5 | 6.6 | 6.7 | 6.8 | 6.9 | 7
2 | GBFES Customer Demand: Residential including losses | GW | Leading the Way | Electricity | Min (06:00) | 5.9 | 6.2 | 6.3 | 6.2 | 6.4 | 5.9 | 6 | 6.1 | 4.7 | 5.2 | 5 | 4.8 | 4.4 | 4.2 | 4.1 | 4 | 4 | 4 | 4.1 | 4.1 | 4.2 | 4.3 | 4.4 | 4.5 | 4.6 | 4.6 | 4.7 | 4.7 | 4.7 | 4.7 | 4.6 | 4.6 | 4.6 | 4.5 | 4.5 | 4.4 | 4.4 | 4.4 | 4.3 | 4.3 | 4.2
2 | GBFES Customer Demand: Residential including losses | GW | Five Year Forecast | Electricity | Min (06:00) | 2010-01-01: 5.9; 2011-01-01: 6.2; 2012-01-01: 6.3; 2013-01-01: 6.2; 2014-01-01: 6.4; 2015-01-01: 5.9; 2016-01-01: 6; 2017-01-01: 6.1; 2018-01-01: 4.7; 2019-01-01: 5.2; 2020-01-01: 5; 2021-01-01: 4.8; 2022-01-01: 4.6; 2023-01-01: 4.5; 2024-01-01: 4.5; 2025-01-01: 4.4; 2026-01-01: 4.5; 2027-01-01: 4.5
3 | Residential Sub Total (Appliances, Light, Resistive Heat) | GW | System Transformation | Electricity | Min (06:00) | 5.5 | 5.8 | 5.8 | 5.8 | 5.9 | 5.5 | 5.6 | 5.6 | 4.4 | 4.8 | 4.2 | 3.9 | 3.8 | 3.7 | 3.6 | 3.5 | 3.5 | 3.4 | 3.4 | 3.4 | 3.4 | 3.4 | 3.4 | 3.4 | 3.4 | 3.4 | 3.4 | 3.4 | 3.4 | 3.4 | 3.4 | 3.4 | 3.4 | 3.4 | 3.4 | 3.4 | 3.5 | 3.5 | 3.5 | 3.5 | 3.6
3 | Residential Sub Total (Appliances, Light, Resistive Heat) | GW | Consumer Transformation | Electricity | Min (06:00) | 5.5 | 5.8 | 5.8 | 5.8 | 5.9 | 5.5 | 5.6 | 5.6 | 4.4 | 4.8 | 4.2 | 3.9 | 3.6 | 3.4 | 3.3 | 3.3 | 3.2 | 3.2 | 3.1 | 3.1 | 3.1 | 3.1 | 3.1 | 3.1 | 3.1 | 3.1 | 3.1 | 3.1 | 3.1 | 3.1 | 3.1 | 3.1 | 3.1 | 3.1 | 3.1 | 3.1 | 3.1 | 3.1 | 3.1 | 3.1 | 3.2
3 | Residential Sub Total (Appliances, Light, Resistive Heat) | GW | Falling Short | Electricity | Min (06:00) | 5.5 | 5.8 | 5.8 | 5.8 | 5.9 | 5.5 | 5.6 | 5.6 | 4.4 | 4.8 | 4.2 | 3.9 | 4.3 | 4.2 | 4.2 | 4.1 | 4 | 4 | 3.9 | 3.9 | 3.9 | 3.9 | 3.9 | 3.9 | 4 | 4 | 4 | 4 | 4.1 | 4.1 | 4.2 | 4.2 | 4.2 | 4.3 | 4.3 | 4.4 | 4.4 | 4.5 | 4.5 | 4.6 | 4.7
3 | Residential Sub Total (Appliances, Light, Resistive Heat) | GW | Leading the Way | Electricity | Min (06:00) | 5.5 | 5.8 | 5.8 | 5.8 | 5.9 | 5.5 | 5.6 | 5.6 | 4.4 | 4.8 | 4.2 | 4 | 3.4 | 3.2 | 3.1 | 3 | 2.9 | 2.8 | 2.8 | 2.7 | 2.7 | 2.7 | 2.6 | 2.6 | 2.6 | 2.6 | 2.5 | 2.5 | 2.5 | 2.5 | 2.5 | 2.4 | 2.4 | 2.4 | 2.4 | 2.4 | 2.4 | 2.4 | 2.4 | 2.3 | 2.3
3 | Residential Sub Total (Appliances, Light, Resistive Heat) | GW | Five Year Forecast | Electricity | Min (06:00) | 2010-01-01: 5.5; 2011-01-01: 5.8; 2012-01-01: 5.8; 2013-01-01: 5.8; 2014-01-01: 5.9; 2015-01-01: 5.5; 2016-01-01: 5.6; 2017-01-01: 5.6; 2018-01-01: 4.4; 2019-01-01: 4.8; 2020-01-01: 4.2; 2021-01-01: 3.9; 2022-01-01: 3.8; 2023-01-01: 3.7; 2024-01-01: 3.6; 2025-01-01: 3.5; 2026-01-01: 3.5; 2027-01-01: 3.5
3 | Residential Demand Shifting (Smart/TOUTs effect) | GW | System Transformation | Electricity | Min (06:00) | 0 | 0 | 0 | 0 | 0 | 0 | 0 | 0 | 0 | 0 | 0 | 0 | 0 | 0 | 0 | 0 | 0 | 0 | 0 | 0 | 0 | 0 | 0 | 0 | 0 | 0 | 0 | 0 | 0 | 0 | 0 | 0 | 0 | 0 | 0 | 0 | 0 | 0 | 0 | 0 | 0
3 | Residential Demand Shifting (Smart/TOUTs effect) | GW | Consumer Transformation | Electricity | Min (06:00) | 0 | 0 | 0 | 0 | 0 | 0 | 0 | 0 | 0 | 0 | 0 | 0 | 0 | 0 | 0 | 0 | 0 | 0 | 0 | 0 | 0 | 0 | 0 | 0 | 0 | 0 | 0 | 0 | 0 | 0 | 0 | 0 | 0 | 0 | 0 | 0 | 0 | 0 | 0 | 0 | 0
3 | Residential Demand Shifting (Smart/TOUTs effect) | GW | Falling Short | Electricity | Min (06:00) | 0 | 0 | 0 | 0 | 0 | 0 | 0 | 0 | 0 | 0 | 0 | 0 | 0 | 0 | 0 | 0 | 0 | 0 | 0 | 0 | 0 | 0 | 0 | 0 | 0 | 0 | 0 | 0 | 0 | 0 | 0 | 0 | 0 | 0 | 0 | 0 | 0 | 0 | 0 | 0 | 0
3 | Residential Demand Shifting (Smart/TOUTs effect) | GW | Leading the Way | Electricity | Min (06:00) | 0 | 0 | 0 | 0 | 0 | 0 | 0 | 0 | 0 | 0 | 0 | 0 | 0 | 0 | 0 | 0 | 0 | 0 | 0 | 0 | 0 | 0 | 0 | 0 | 0 | 0 | 0 | 0 | 0 | 0 | 0 | 0 | 0 | 0 | 0 | 0 | 0 | 0 | 0 | 0 | 0
3 | Residential Demand Shifting (Smart/TOUTs effect) | GW | Five Year Forecast | Electricity | Min (06:00) | 2010-01-01: 0; 2011-01-01: 0; 2012-01-01: 0; 2013-01-01: 0; 2014-01-01: 0; 2015-01-01: 0; 2016-01-01: 0; 2017-01-01: 0; 2018-01-01: 0; 2019-01-01: 0; 2020-01-01: 0; 2021-01-01: 0; 2022-01-01: 0; 2023-01-01: 0; 2024-01-01: 0; 2025-01-01: 0; 2026-01-01: 0; 2027-01-01: 0
3 | Residential EV Summer Min | GW | System Transformation | Electricity | Min (06:00) | 0 | 0 | 0 | 0 | 0 | 0 | 0 | 0 | 0 | 0 | 0 | 0 | 0 | 0 | 0.1 | 0.1 | 0.1 | 0.1 | 0.1 | 0.2 | 0.2 | 0.3 | 0.3 | 0.4 | 0.5 | 0.6 | 0.6 | 0.7 | 0.8 | 0.8 | 0.8 | 0.8 | 0.8 | 0.8 | 0.8 | 0.8 | 0.8 | 0.7 | 0.7 | 0.7 | 0.7
3 | Residential EV Summer Min | GW | Consumer Transformation | Electricity | Min (06:00) | 0 | 0 | 0 | 0 | 0 | 0 | 0 | 0 | 0 | 0 | 0 | 0 | 0 | 0.1 | 0.1 | 0.1 | 0.1 | 0.2 | 0.2 | 0.3 | 0.4 | 0.5 | 0.6 | 0.7 | 0.8 | 0.8 | 0.9 | 0.9 | 0.9 | 0.9 | 0.9 | 0.9 | 0.9 | 0.9 | 0.9 | 0.9 | 0.8 | 0.8 | 0.8 | 0.8 | 0.8
3 | Residential EV Summer Min | GW | Falling Short | Electricity | Min (06:00) | 0 | 0 | 0 | 0 | 0 | 0 | 0 | 0 | 0 | 0 | 0 | 0 | 0 | 0 | 0 | 0.1 | 0.1 | 0.1 | 0.1 | 0.1 | 0.2 | 0.2 | 0.3 | 0.3 | 0.4 | 0.4 | 0.5 | 0.5 | 0.6 | 0.7 | 0.7 | 0.8 | 0.8 | 0.8 | 0.8 | 0.8 | 0.8 | 0.8 | 0.8 | 0.8 | 0.8
3 | Residential EV Summer Min | GW | Leading the Way | Electricity | Min (06:00) | 0 | 0 | 0 | 0 | 0 | 0 | 0 | 0 | 0 | 0 | 0 | 0 | 0 | 0.1 | 0.1 | 0.1 | 0.1 | 0.2 | 0.3 | 0.3 | 0.4 | 0.5 | 0.6 | 0.7 | 0.8 | 0.9 | 0.9 | 0.9 | 1 | 1 | 0.9 | 0.9 | 0.9 | 0.9 | 0.9 | 0.8 | 0.8 | 0.8 | 0.7 | 0.7 | 0.6
3 | Residential EV Summer Min | GW | Five Year Forecast | Electricity | Min (06:00) | 2010-01-01: 0; 2011-01-01: 0; 2012-01-01: 0; 2013-01-01: 0; 2014-01-01: 0; 2015-01-01: 0; 2016-01-01: 0; 2017-01-01: 0; 2018-01-01: 0; 2019-01-01: 0; 2020-01-01: 0; 2021-01-01: 0; 2022-01-01: 0; 2023-01-01: 0; 2024-01-01: 0.1; 2025-01-01: 0.1; 2026-01-01: 0.1; 2027-01-01: 0.1
3 | Residential Heat Pump Summer Min | GW | System Transformation | Electricity | Min (06:00) | 0 | 0 | 0 | 0 | 0 | 0 | 0 | 0 | 0 | 0 | 0.1 | 0.1 | 0.1 | 0.1 | 0.1 | 0.1 | 0.1 | 0.2 | 0.2 | 0.2 | 0.2 | 0.2 | 0.2 | 0.2 | 0.2 | 0.2 | 0.2 | 0.2 | 0.2 | 0.3 | 0.3 | 0.3 | 0.3 | 0.4 | 0.4 | 0.4 | 0.5 | 0.5 | 0.5 | 0.6 | 0.6
3 | Residential Heat Pump Summer Min | GW | Consumer Transformation | Electricity | Min (06:00) | 0 | 0 | 0 | 0 | 0 | 0 | 0 | 0 | 0 | 0 | 0.1 | 0.1 | 0.1 | 0.1 | 0.1 | 0.1 | 0.2 | 0.2 | 0.2 | 0.3 | 0.3 | 0.3 | 0.4 | 0.4 | 0.4 | 0.5 | 0.5 | 0.6 | 0.6 | 0.7 | 0.7 | 0.8 | 0.8 | 0.8 | 0.8 | 0.8 | 0.9 | 0.9 | 0.9 | 0.9 | 0.9
3 | Residential Heat Pump Summer Min | GW | Falling Short | Electricity | Min (06:00) | 0 | 0 | 0 | 0 | 0 | 0 | 0 | 0 | 0 | 0 | 0.1 | 0.1 | 0.1 | 0.1 | 0.1 | 0.2 | 0.2 | 0.2 | 0.2 | 0.2 | 0.2 | 0.2 | 0.3 | 0.3 | 0.3 | 0.3 | 0.3 | 0.3 | 0.4 | 0.4 | 0.4 | 0.5 | 0.5 | 0.5 | 0.5 | 0.5 | 0.6 | 0.6 | 0.6 | 0.7 | 0.7
3 | Residential Heat Pump Summer Min | GW | Leading the Way | Electricity | Min (06:00) | 0 | 0 | 0 | 0 | 0 | 0 | 0 | 0 | 0 | 0 | 0.1 | 0.1 | 0.1 | 0.1 | 0.2 | 0.2 | 0.3 | 0.3 | 0.4 | 0.4 | 0.4 | 0.4 | 0.5 | 0.5 | 0.5 | 0.6 | 0.6 | 0.6 | 0.7 | 0.7 | 0.7 | 0.7 | 0.7 | 0.7 | 0.7 | 0.7 | 0.7 | 0.7 | 0.7 | 0.7 | 0.7
3 | Residential Heat Pump Summer Min | GW | Five Year Forecast | Electricity | Min (06:00) | 2010-01-01: 0; 2011-01-01: 0; 2012-01-01: 0; 2013-01-01: 0; 2014-01-01: 0; 2015-01-01: 0; 2016-01-01: 0; 2017-01-01: 0; 2018-01-01: 0; 2019-01-01: 0; 2020-01-01: 0.1; 2021-01-01: 0.1; 2022-01-01: 0.1; 2023-01-01: 0.1; 2024-01-01: 0.1; 2025-01-01: 0.1; 2026-01-01: 0.2; 2027-01-01: 0.2
3 | Residential Resistive Heat Summer Min | GW | System Transformation | Electricity | Min (06:00) | 0 | 0 | 0 | 0 | 0 | 0 | 0 | 0 | 0 | 0.1 | 0.1 | 0.1 | 0.2 | 0.2 | 0.1 | 0.1 | 0.1 | 0.1 | 0.1 | 0.1 | 0.1 | 0.1 | 0.1 | 0.1 | 0.1 | 0.1 | 0.1 | 0.1 | 0.1 | 0.1 | 0.1 | 0.1 | 0 | 0 | 0 | 0 | 0 | 0 | 0 | 0 | 0
3 | Residential Resistive Heat Summer Min | GW | Consumer Transformation | Electricity | Min (06:00) | 0 | 0 | 0 | 0 | 0 | 0 | 0 | 0 | 0 | 0.1 | 0.1 | 0.1 | 0.1 | 0.1 | 0.1 | 0.1 | 0.1 | 0.1 | 0.1 | 0.1 | 0.1 | 0.1 | 0.1 | 0.1 | 0.1 | 0.1 | 0.1 | 0.1 | 0.1 | 0.1 | 0.1 | 0.1 | 0.1 | 0.1 | 0.1 | 0.1 | 0.1 | 0.1 | 0.1 | 0.1 | 0.1
3 | Residential Resistive Heat Summer Min | GW | Falling Short | Electricity | Min (06:00) | 0 | 0 | 0 | 0 | 0 | 0 | 0 | 0 | 0 | 0.1 | 0.1 | 0.1 | 0.1 | 0.1 | 0.1 | 0.1 | 0.1 | 0.1 | 0.1 | 0.1 | 0.1 | 0.1 | 0.1 | 0.1 | 0.1 | 0.1 | 0.1 | 0.1 | 0.1 | 0.1 | 0.1 | 0.1 | 0.1 | 0.1 | 0.1 | 0.1 | 0.1 | 0.1 | 0.1 | 0.1 | 0.1
3 | Residential Resistive Heat Summer Min | GW | Leading the Way | Electricity | Min (06:00) | 0 | 0 | 0 | 0 | 0 | 0 | 0 | 0 | 0 | 0 | 0.1 | 0.1 | 0.1 | 0.1 | 0.1 | 0.1 | 0.1 | 0.1 | 0.1 | 0.1 | 0.1 | 0.1 | 0.1 | 0.1 | 0.1 | 0.1 | 0.1 | 0.1 | 0.1 | 0 | 0 | 0 | 0 | 0 | 0 | 0 | 0 | 0 | 0 | 0 | 0
3 | Residential Resistive Heat Summer Min | GW | Five Year Forecast | Electricity | Min (06:00) | 2010-01-01: 0; 2011-01-01: 0; 2012-01-01: 0; 2013-01-01: 0; 2014-01-01: 0; 2015-01-01: 0; 2016-01-01: 0; 2017-01-01: 0; 2018-01-01: 0; 2019-01-01: 0; 2020-01-01: 0.1; 2021-01-01: 0.1; 2022-01-01: 0.1; 2023-01-01: 0.1; 2024-01-01: 0.1; 2025-01-01: 0.1; 2026-01-01: 0.1; 2027-01-01: 0.1
3 | Residential Storage Heat Summer Min | GW | System Transformation | Electricity | Min (06:00) | 0 | 0 | 0 | 0 | 0 | 0 | 0 | 0 | 0 | 0.2 | 0.2 | 0.2 | 0.4 | 0.4 | 0.4 | 0.4 | 0.3 | 0.3 | 0.3 | 0.3 | 0.3 | 0.3 | 0.2 | 0.2 | 0.2 | 0.2 | 0.2 | 0.2 | 0.2 | 0.1 | 0.1 | 0.1 | 0.1 | 0.1 | 0.1 | 0.1 | 0.1 | 0.1 | 0.1 | 0.1 | 0.1
3 | Residential Storage Heat Summer Min | GW | Consumer Transformation | Electricity | Min (06:00) | 0 | 0 | 0 | 0 | 0 | 0 | 0 | 0 | 0 | 0 | 0.2 | 0.2 | 0.4 | 0.4 | 0.3 | 0.3 | 0.3 | 0.3 | 0.3 | 0.3 | 0.3 | 0.2 | 0.2 | 0.2 | 0.2 | 0.2 | 0.2 | 0.2 | 0.2 | 0.2 | 0.2 | 0.2 | 0.2 | 0.2 | 0.2 | 0.2 | 0.2 | 0.2 | 0.2 | 0.2 | 0.2
3 | Residential Storage Heat Summer Min | GW | Falling Short | Electricity | Min (06:00) | 0 | 0 | 0 | 0 | 0 | 0 | 0 | 0 | 0 | 0 | 0.2 | 0.2 | 0.2 | 0.2 | 0.2 | 0.2 | 0.2 | 0.2 | 0.2 | 0.2 | 0.2 | 0.2 | 0.2 | 0.2 | 0.2 | 0.2 | 0.2 | 0.2 | 0.2 | 0.2 | 0.2 | 0.2 | 0.2 | 0.2 | 0.2 | 0.2 | 0.2 | 0.2 | 0.2 | 0.2 | 0.2
3 | Residential Storage Heat Summer Min | GW | Leading the Way | Electricity | Min (06:00) | 0 | 0 | 0 | 0 | 0 | 0 | 0 | 0 | 0 | 0 | 0.2 | 0.2 | 0.4 | 0.3 | 0.3 | 0.3 | 0.3 | 0.3 | 0.3 | 0.3 | 0.2 | 0.2 | 0.2 | 0.2 | 0.2 | 0.2 | 0.2 | 0.2 | 0.2 | 0.2 | 0.2 | 0.2 | 0.1 | 0.1 | 0.1 | 0.1 | 0.1 | 0.1 | 0.1 | 0.1 | 0.1
3 | Residential Storage Heat Summer Min | GW | Five Year Forecast | Electricity | Min (06:00) | 2010-01-01: 0; 2011-01-01: 0; 2012-01-01: 0; 2013-01-01: 0; 2014-01-01: 0; 2015-01-01: 0; 2016-01-01: 0; 2017-01-01: 0; 2018-01-01: 0; 2019-01-01: 0; 2020-01-01: 0.2; 2021-01-01: 0.2; 2022-01-01: 0.3; 2023-01-01: 0.3; 2024-01-01: 0.2; 2025-01-01: 0.2; 2026-01-01: 0.2; 2027-01-01: 0.2
3 | Residential District Heat Summer Min | GW | System Transformation | Electricity | Min (06:00) | 0 | 0 | 0 | 0 | 0 | 0 | 0 | 0 | 0 | 0 | 0 | 0 | 0 | 0 | 0 | 0 | 0 | 0 | 0 | 0 | 0 | 0 | 0 | 0 | 0 | 0 | 0 | 0 | 0 | 0 | 0 | 0 | 0 | 0 | 0 | 0 | 0 | 0 | 0 | 0 | 0
3 | Residential District Heat Summer Min | GW | Consumer Transformation | Electricity | Min (06:00) | 0 | 0 | 0 | 0 | 0 | 0 | 0 | 0 | 0 | 0 | 0 | 0 | 0 | 0 | 0 | 0 | 0 | 0 | 0 | 0 | 0 | 0 | 0 | 0 | 0 | 0 | 0 | 0 | 0 | 0 | 0 | 0 | 0 | 0 | 0 | 0 | 0 | 0 | 0 | 0 | 0
3 | Residential District Heat Summer Min | GW | Falling Short | Electricity | Min (06:00) | 0 | 0 | 0 | 0 | 0 | 0 | 0 | 0 | 0 | 0 | 0 | 0 | 0 | 0 | 0 | 0 | 0 | 0 | 0 | 0 | 0 | 0 | 0 | 0 | 0 | 0 | 0 | 0 | 0 | 0 | 0 | 0 | 0 | 0 | 0 | 0 | 0 | 0 | 0 | 0 | 0
3 | Residential District Heat Summer Min | GW | Leading the Way | Electricity | Min (06:00) | 0 | 0 | 0 | 0 | 0 | 0 | 0 | 0 | 0 | 0 | 0 | 0 | 0 | 0 | 0 | 0 | 0 | 0 | 0 | 0 | 0 | 0 | 0 | 0 | 0 | 0 | 0 | 0 | 0 | 0 | 0 | 0 | 0 | 0 | 0 | 0 | 0 | 0 | 0 | 0 | 0
3 | Residential District Heat Summer Min | GW | Five Year Forecast | Electricity | Min (06:00) | 2010-01-01: 0; 2011-01-01: 0; 2012-01-01: 0; 2013-01-01: 0; 2014-01-01: 0; 2015-01-01: 0; 2016-01-01: 0; 2017-01-01: 0; 2018-01-01: 0; 2019-01-01: 0; 2020-01-01: 0; 2021-01-01: 0; 2022-01-01: 0; 2023-01-01: 0; 2024-01-01: 0; 2025-01-01: 0; 2026-01-01: 0; 2027-01-01: 0
3 | Residential Losses | GW | System Transformation | Electricity | Min (06:00) | 0.4 | 0.4 | 0.5 | 0.4 | 0.5 | 0.4 | 0.4 | 0.5 | 0.3 | 0.4 | 0.4 | 0.4 | 0.4 | 0.4 | 0.4 | 0.4 | 0.4 | 0.4 | 0.4 | 0.4 | 0.4 | 0.4 | 0.4 | 0.4 | 0.4 | 0.4 | 0.4 | 0.4 | 0.4 | 0.4 | 0.4 | 0.4 | 0.4 | 0.4 | 0.4 | 0.4 | 0.4 | 0.4 | 0.4 | 0.4 | 0.4
3 | Residential Losses | GW | Consumer Transformation | Electricity | Min (06:00) | 0.4 | 0.4 | 0.5 | 0.4 | 0.5 | 0.4 | 0.4 | 0.5 | 0.3 | 0.4 | 0.4 | 0.4 | 0.4 | 0.4 | 0.3 | 0.3 | 0.3 | 0.3 | 0.3 | 0.4 | 0.4 | 0.4 | 0.4 | 0.4 | 0.4 | 0.4 | 0.4 | 0.4 | 0.4 | 0.4 | 0.4 | 0.4 | 0.4 | 0.4 | 0.4 | 0.4 | 0.4 | 0.4 | 0.4 | 0.4 | 0.4
3 | Residential Losses | GW | Falling Short | Electricity | Min (06:00) | 0.4 | 0.4 | 0.5 | 0.4 | 0.5 | 0.4 | 0.4 | 0.5 | 0.3 | 0.4 | 0.4 | 0.4 | 0.4 | 0.4 | 0.4 | 0.4 | 0.4 | 0.4 | 0.4 | 0.4 | 0.4 | 0.4 | 0.4 | 0.4 | 0.4 | 0.4 | 0.4 | 0.5 | 0.5 | 0.5 | 0.5 | 0.5 | 0.5 | 0.5 | 0.5 | 0.5 | 0.5 | 0.5 | 0.5 | 0.6 | 0.6
3 | Residential Losses | GW | Leading the Way | Electricity | Min (06:00) | 0.4 | 0.4 | 0.5 | 0.4 | 0.5 | 0.4 | 0.4 | 0.5 | 0.3 | 0.4 | 0.4 | 0.4 | 0.4 | 0.3 | 0.3 | 0.3 | 0.3 | 0.3 | 0.3 | 0.3 | 0.3 | 0.3 | 0.4 | 0.4 | 0.4 | 0.4 | 0.4 | 0.4 | 0.4 | 0.4 | 0.4 | 0.4 | 0.4 | 0.4 | 0.4 | 0.4 | 0.4 | 0.4 | 0.3 | 0.3 | 0.3
3 | Residential Losses | GW | Five Year Forecast | Electricity | Min (06:00) | 2010-01-01: 0.4; 2011-01-01: 0.4; 2012-01-01: 0.5; 2013-01-01: 0.4; 2014-01-01: 0.5; 2015-01-01: 0.4; 2016-01-01: 0.4; 2017-01-01: 0.5; 2018-01-01: 0.3; 2019-01-01: 0.4; 2020-01-01: 0.4; 2021-01-01: 0.4; 2022-01-01: 0.4; 2023-01-01: 0.4; 2024-01-01: 0.4; 2025-01-01: 0.4; 2026-01-01: 0.4; 2027-01-01: 0.4
2 | GBFES Customer Demand: Industrial including losses | GW | System Transformation | Electricity | Min (06:00) | 7.3 | 6.9 | 6.9 | 7 | 6.9 | 7.1 | 7.6 | 7.5 | 7.9 | 7.6 | 7.4 | 7.7 | 7.7 | 7.6 | 7.6 | 7.5 | 7.5 | 7.4 | 7.4 | 7.4 | 7.3 | 7.4 | 7.4 | 7.5 | 7.5 | 7.6 | 7.7 | 7.7 | 7.8 | 7.9 | 8 | 8.1 | 8.3 | 8.4 | 8.5 | 8.7 | 8.7 | 8.8 | 8.8 | 8.9 | 8.9
2 | GBFES Customer Demand: Industrial including losses | GW | Consumer Transformation | Electricity | Min (06:00) | 7.3 | 6.9 | 6.9 | 7 | 6.9 | 7.1 | 7.6 | 7.5 | 7.9 | 7.6 | 7.3 | 7.7 | 7.6 | 7.5 | 7.5 | 7.4 | 7.3 | 7.3 | 7.4 | 7.5 | 7.9 | 8.3 | 8.8 | 9.6 | 10.4 | 11.2 | 12.1 | 13 | 13.5 | 14.1 | 14.7 | 16.1 | 17 | 18 | 19 | 19.8 | 20.8 | 21.6 | 22.5 | 23.3 | 23.8
2 | GBFES Customer Demand: Industrial including losses | GW | Falling Short | Electricity | Min (06:00) | 7.3 | 6.9 | 6.9 | 7 | 6.9 | 7.1 | 7.6 | 7.5 | 7.9 | 7.6 | 7.4 | 7.7 | 7.6 | 7.6 | 7.6 | 7.6 | 7.7 | 7.7 | 7.7 | 7.8 | 7.9 | 7.9 | 8.1 | 8.2 | 8.3 | 8.4 | 8.5 | 8.6 | 8.7 | 8.8 | 8.9 | 9 | 9.2 | 9.3 | 9.5 | 9.7 | 10 | 10.3 | 10.5 | 10.8 | 11
2 | GBFES Customer Demand: Industrial including losses | GW | Leading the Way | Electricity | Min (06:00) | 7.3 | 6.9 | 6.9 | 7 | 6.9 | 7.1 | 7.6 | 7.5 | 7.9 | 7.6 | 7.3 | 7.7 | 7.7 | 7.6 | 7.5 | 7.9 | 8.2 | 8.6 | 9 | 9.7 | 10.7 | 11.4 | 11.8 | 12.6 | 13.3 | 13.2 | 13.7 | 14 | 14.4 | 14.7 | 15.3 | 16.7 | 17.9 | 19.4 | 20.9 | 21.4 | 22.1 | 22.6 | 23.2 | 24.1 | 24.6
2 | GBFES Customer Demand: Industrial including losses | GW | Five Year Forecast | Electricity | Min (06:00) | 2010-01-01: 7.3; 2011-01-01: 6.9; 2012-01-01: 6.9; 2013-01-01: 7; 2014-01-01: 6.9; 2015-01-01: 7.1; 2016-01-01: 7.6; 2017-01-01: 7.5; 2018-01-01: 7.9; 2019-01-01: 7.6; 2020-01-01: 7.5; 2021-01-01: 7.9; 2022-01-01: 7.7; 2023-01-01: 7.6; 2024-01-01: 7.7; 2025-01-01: 7.9; 2026-01-01: 8.2; 2027-01-01: 8.4
3 | Industrial Sub Total (Heat components plus losses) | GW | System Transformation | Electricity | Min (06:00) | 6.8 | 6.4 | 6.4 | 6.5 | 6.3 | 6.6 | 7.1 | 6.9 | 7.4 | 7 | 6.5 | 6.9 | 6.7 | 6.7 | 6.7 | 6.7 | 6.6 | 6.6 | 6.6 | 6.6 | 6.6 | 6.6 | 6.7 | 6.8 | 6.8 | 6.9 | 7 | 7.1 | 7.2 | 7.3 | 7.3 | 7.4 | 7.6 | 7.7 | 7.8 | 7.9 | 8 | 8.1 | 8.1 | 8.2 | 8.2
3 | Industrial Sub Total (Heat components plus losses) | GW | Consumer Transformation | Electricity | Min (06:00) | 6.8 | 6.4 | 6.4 | 6.5 | 6.3 | 6.6 | 7.1 | 6.9 | 7.4 | 7 | 6.5 | 6.8 | 6.7 | 6.6 | 6.6 | 6.5 | 6.5 | 6.5 | 6.6 | 6.8 | 7.1 | 7.5 | 8 | 8.8 | 9.5 | 10.2 | 11.1 | 11.9 | 12.4 | 12.9 | 13.5 | 14.8 | 15.6 | 16.5 | 17.4 | 18.2 | 19.1 | 19.8 | 20.7 | 21.4 | 21.8
3 | Industrial Sub Total (Heat components plus losses) | GW | Falling Short | Electricity | Min (06:00) | 6.8 | 6.4 | 6.4 | 6.5 | 6.3 | 6.6 | 7.1 | 6.9 | 7.4 | 7 | 6.5 | 6.9 | 6.7 | 6.7 | 6.8 | 6.8 | 6.9 | 6.9 | 7 | 7 | 7.1 | 7.2 | 7.3 | 7.4 | 7.5 | 7.6 | 7.7 | 7.8 | 7.9 | 8 | 8.1 | 8.2 | 8.3 | 8.5 | 8.6 | 8.8 | 9.1 | 9.4 | 9.6 | 9.8 | 10
3 | Industrial Sub Total (Heat components plus losses) | GW | Leading the Way | Electricity | Min (06:00) | 6.8 | 6.4 | 6.4 | 6.5 | 6.3 | 6.6 | 7.1 | 6.9 | 7.4 | 7 | 6.5 | 6.8 | 6.6 | 6.5 | 6.5 | 6.9 | 7.2 | 7.6 | 8 | 8.7 | 9.6 | 10.4 | 10.8 | 11.5 | 12.2 | 12.1 | 12.5 | 12.8 | 13.2 | 13.5 | 14.1 | 15.4 | 16.4 | 17.8 | 19.2 | 19.7 | 20.3 | 20.8 | 21.3 | 22.1 | 22.6
3 | Industrial Sub Total (Heat components plus losses) | GW | Five Year Forecast | Electricity | Min (06:00) | 2010-01-01: 6.8; 2011-01-01: 6.4; 2012-01-01: 6.4; 2013-01-01: 6.5; 2014-01-01: 6.3; 2015-01-01: 6.6; 2016-01-01: 7.1; 2017-01-01: 6.9; 2018-01-01: 7.4; 2019-01-01: 7; 2020-01-01: 6.6; 2021-01-01: 7; 2022-01-01: 6.9; 2023-01-01: 6.8; 2024-01-01: 6.9; 2025-01-01: 7; 2026-01-01: 7.4; 2027-01-01: 7.6
3 | Industrial Resistive Heat Summer Min | GW | System Transformation | Electricity | Min (06:00) | 0 | 0 | 0 | 0 | 0 | 0 | 0 | 0 | 0 | 0.1 | 0.2 | 0.2 | 0.3 | 0.3 | 0.3 | 0.3 | 0.2 | 0.2 | 0.2 | 0.2 | 0.2 | 0.1 | 0.1 | 0.1 | 0.1 | 0.1 | 0 | 0 | 0 | 0 | 0 | 0 | 0 | 0 | 0 | 0 | 0 | 0 | 0 | 0 | 0
3 | Industrial Resistive Heat Summer Min | GW | Consumer Transformation | Electricity | Min (06:00) | 0 | 0 | 0 | 0 | 0 | 0 | 0 | 0 | 0 | 0 | 0.2 | 0.2 | 0.3 | 0.3 | 0.3 | 0.3 | 0.2 | 0.2 | 0.2 | 0.2 | 0.1 | 0.1 | 0.1 | 0.1 | 0.1 | 0 | 0 | 0 | 0 | 0 | 0 | 0 | 0 | 0 | 0 | 0 | 0 | 0 | 0 | 0 | 0
3 | Industrial Resistive Heat Summer Min | GW | Falling Short | Electricity | Min (06:00) | 0 | 0 | 0 | 0 | 0 | 0 | 0 | 0 | 0 | 0 | 0.2 | 0.2 | 0.2 | 0.2 | 0.2 | 0.2 | 0.2 | 0.2 | 0.2 | 0.2 | 0.1 | 0.1 | 0.1 | 0.1 | 0.1 | 0.1 | 0.1 | 0.1 | 0.1 | 0.1 | 0.1 | 0.1 | 0.1 | 0.1 | 0.1 | 0.1 | 0.1 | 0.1 | 0.1 | 0.1 | 0.1
3 | Industrial Resistive Heat Summer Min | GW | Leading the Way | Electricity | Min (06:00) | 0 | 0 | 0 | 0 | 0 | 0 | 0 | 0 | 0 | 0 | 0.2 | 0.2 | 0.4 | 0.4 | 0.4 | 0.4 | 0.3 | 0.3 | 0.3 | 0.2 | 0.2 | 0.2 | 0.1 | 0.1 | 0.1 | 0 | 0 | 0 | 0 | 0 | 0 | 0 | 0 | 0 | 0 | 0 | 0 | 0 | 0 | 0 | 0
3 | Industrial Resistive Heat Summer Min | GW | Five Year Forecast | Electricity | Min (06:00) | 2010-01-01: 0; 2011-01-01: 0; 2012-01-01: 0; 2013-01-01: 0; 2014-01-01: 0; 2015-01-01: 0; 2016-01-01: 0; 2017-01-01: 0; 2018-01-01: 0; 2019-01-01: 0; 2020-01-01: 0.2; 2021-01-01: 0.2; 2022-01-01: 0.2; 2023-01-01: 0.2; 2024-01-01: 0.2; 2025-01-01: 0.2; 2026-01-01: 0.2; 2027-01-01: 0.2
3 | Industrial Storage Heat Summer Min | GW | System Transformation | Electricity | Min (06:00) | 0 | 0 | 0 | 0 | 0 | 0 | 0 | 0 | 0 | 0.2 | 0 | 0 | 0 | 0 | 0 | 0 | 0 | 0 | 0 | 0 | 0 | 0 | 0 | 0 | 0 | 0 | 0 | 0 | 0 | 0 | 0 | 0 | 0 | 0 | 0 | 0 | 0 | 0 | 0 | 0 | 0
3 | Industrial Storage Heat Summer Min | GW | Consumer Transformation | Electricity | Min (06:00) | 0 | 0 | 0 | 0 | 0 | 0 | 0 | 0 | 0 | 0 | 0 | 0 | 0 | 0 | 0 | 0 | 0 | 0 | 0 | 0 | 0 | 0 | 0 | 0 | 0 | 0 | 0 | 0 | 0 | 0 | 0 | 0 | 0 | 0 | 0 | 0 | 0 | 0 | 0 | 0 | 0
3 | Industrial Storage Heat Summer Min | GW | Falling Short | Electricity | Min (06:00) | 0 | 0 | 0 | 0 | 0 | 0 | 0 | 0 | 0 | 0 | 0 | 0 | 0 | 0 | 0 | 0 | 0 | 0 | 0 | 0 | 0 | 0 | 0 | 0 | 0 | 0 | 0 | 0 | 0 | 0 | 0 | 0 | 0 | 0 | 0 | 0 | 0 | 0 | 0 | 0 | 0
3 | Industrial Storage Heat Summer Min | GW | Leading the Way | Electricity | Min (06:00) | 0 | 0 | 0 | 0 | 0 | 0 | 0 | 0 | 0 | 0 | 0 | 0 | 0 | 0 | 0 | 0 | 0 | 0 | 0 | 0 | 0 | 0 | 0 | 0 | 0 | 0 | 0 | 0 | 0 | 0 | 0 | 0 | 0 | 0 | 0 | 0 | 0 | 0 | 0 | 0 | 0
3 | Industrial Storage Heat Summer Min | GW | Five Year Forecast | Electricity | Min (06:00) | 2010-01-01: 0; 2011-01-01: 0; 2012-01-01: 0; 2013-01-01: 0; 2014-01-01: 0; 2015-01-01: 0; 2016-01-01: 0; 2017-01-01: 0; 2018-01-01: 0; 2019-01-01: 0; 2020-01-01: 0; 2021-01-01: 0; 2022-01-01: 0; 2023-01-01: 0; 2024-01-01: 0; 2025-01-01: 0; 2026-01-01: 0; 2027-01-01: 0
3 | Industrial District Heat Summer Min | GW | System Transformation | Electricity | Min (06:00) | 0 | 0 | 0 | 0 | 0 | 0 | 0 | 0 | 0 | 0.1 | 0 | 0 | 0 | 0 | 0 | 0 | 0 | 0 | 0 | 0 | 0 | 0 | 0 | 0 | 0 | 0 | 0 | 0 | 0 | 0 | 0 | 0 | 0 | 0 | 0 | 0 | 0 | 0 | 0 | 0 | 0
3 | Industrial District Heat Summer Min | GW | Consumer Transformation | Electricity | Min (06:00) | 0 | 0 | 0 | 0 | 0 | 0 | 0 | 0 | 0 | 0 | 0 | 0 | 0 | 0 | 0 | 0 | 0 | 0 | 0 | 0 | 0 | 0 | 0 | 0 | 0 | 0 | 0 | 0 | 0 | 0 | 0 | 0 | 0 | 0 | 0 | 0 | 0 | 0 | 0 | 0 | 0
3 | Industrial District Heat Summer Min | GW | Falling Short | Electricity | Min (06:00) | 0 | 0 | 0 | 0 | 0 | 0 | 0 | 0 | 0 | 0 | 0 | 0 | 0 | 0 | 0 | 0 | 0 | 0 | 0 | 0 | 0 | 0 | 0 | 0 | 0 | 0 | 0 | 0 | 0 | 0 | 0 | 0 | 0 | 0 | 0 | 0 | 0 | 0 | 0 | 0 | 0
3 | Industrial District Heat Summer Min | GW | Leading the Way | Electricity | Min (06:00) | 0 | 0 | 0 | 0 | 0 | 0 | 0 | 0 | 0 | 0 | 0 | 0 | 0 | 0 | 0 | 0 | 0 | 0 | 0 | 0 | 0 | 0 | 0 | 0 | 0 | 0 | 0 | 0 | 0 | 0 | 0 | 0 | 0 | 0 | 0 | 0 | 0 | 0 | 0 | 0 | 0
3 | Industrial District Heat Summer Min | GW | Five Year Forecast | Electricity | Min (06:00) | 2010-01-01: 0; 2011-01-01: 0; 2012-01-01: 0; 2013-01-01: 0; 2014-01-01: 0; 2015-01-01: 0; 2016-01-01: 0; 2017-01-01: 0; 2018-01-01: 0; 2019-01-01: 0; 2020-01-01: 0; 2021-01-01: 0; 2022-01-01: 0; 2023-01-01: 0; 2024-01-01: 0; 2025-01-01: 0; 2026-01-01: 0; 2027-01-01: 0
3 | Industrial Losses | GW | System Transformation | Electricity | Min (06:00) | 0.5 | 0.5 | 0.5 | 0.5 | 0.5 | 0.5 | 0.5 | 0.6 | 0.5 | 0.6 | 0.6 | 0.6 | 0.6 | 0.6 | 0.6 | 0.6 | 0.6 | 0.6 | 0.6 | 0.6 | 0.6 | 0.6 | 0.6 | 0.6 | 0.6 | 0.6 | 0.6 | 0.6 | 0.6 | 0.6 | 0.6 | 0.7 | 0.7 | 0.7 | 0.7 | 0.7 | 0.7 | 0.7 | 0.7 | 0.7 | 0.7
3 | Industrial Losses | GW | Consumer Transformation | Electricity | Min (06:00) | 0.5 | 0.5 | 0.5 | 0.5 | 0.5 | 0.5 | 0.5 | 0.6 | 0.5 | 0.5 | 0.6 | 0.6 | 0.6 | 0.6 | 0.6 | 0.6 | 0.6 | 0.6 | 0.6 | 0.6 | 0.6 | 0.7 | 0.7 | 0.8 | 0.8 | 0.9 | 1 | 1 | 1.1 | 1.1 | 1.2 | 1.3 | 1.4 | 1.4 | 1.5 | 1.6 | 1.7 | 1.7 | 1.8 | 1.9 | 1.9
3 | Industrial Losses | GW | Falling Short | Electricity | Min (06:00) | 0.5 | 0.5 | 0.5 | 0.5 | 0.5 | 0.5 | 0.5 | 0.6 | 0.5 | 0.5 | 0.6 | 0.6 | 0.6 | 0.6 | 0.6 | 0.6 | 0.6 | 0.6 | 0.6 | 0.6 | 0.6 | 0.6 | 0.7 | 0.7 | 0.7 | 0.7 | 0.7 | 0.7 | 0.7 | 0.7 | 0.7 | 0.7 | 0.7 | 0.8 | 0.8 | 0.8 | 0.8 | 0.8 | 0.8 | 0.9 | 0.9
3 | Industrial Losses | GW | Leading the Way | Electricity | Min (06:00) | 0.5 | 0.5 | 0.5 | 0.5 | 0.5 | 0.5 | 0.5 | 0.6 | 0.5 | 0.5 | 0.6 | 0.6 | 0.6 | 0.6 | 0.6 | 0.6 | 0.7 | 0.7 | 0.7 | 0.8 | 0.9 | 0.9 | 1 | 1 | 1.1 | 1.1 | 1.1 | 1.1 | 1.2 | 1.2 | 1.2 | 1.3 | 1.4 | 1.6 | 1.7 | 1.7 | 1.8 | 1.8 | 1.9 | 1.9 | 2
3 | Industrial Losses | GW | Five Year Forecast | Electricity | Min (06:00) | 2010-01-01: 0.5; 2011-01-01: 0.5; 2012-01-01: 0.5; 2013-01-01: 0.5; 2014-01-01: 0.5; 2015-01-01: 0.5; 2016-01-01: 0.5; 2017-01-01: 0.6; 2018-01-01: 0.5; 2019-01-01: 0.5; 2020-01-01: 0.6; 2021-01-01: 0.6; 2022-01-01: 0.6; 2023-01-01: 0.6; 2024-01-01: 0.6; 2025-01-01: 0.6; 2026-01-01: 0.7; 2027-01-01: 0.7
2 | GBFES Customer Demand: Commercial including losses | GW | System Transformation | Electricity | Min (06:00) | 7.4 | 7.4 | 7.5 | 7.4 | 7.3 | 7.9 | 8.1 | 7.9 | 8.2 | 8.1 | 7.3 | 7.7 | 7.9 | 8 | 8.1 | 8.1 | 8.1 | 8.2 | 8.3 | 8.5 | 8.6 | 8.7 | 8.8 | 8.9 | 9 | 9.2 | 9.3 | 9.4 | 9.6 | 9.7 | 9.9 | 10 | 10.1 | 10.2 | 10.1 | 10.1 | 10.1 | 10.1 | 10.1 | 10.1 | 10.1
2 | GBFES Customer Demand: Commercial including losses | GW | Consumer Transformation | Electricity | Min (06:00) | 7.4 | 7.4 | 7.5 | 7.4 | 7.3 | 7.9 | 8.1 | 7.9 | 8.2 | 8.1 | 7.3 | 7.7 | 7.9 | 7.9 | 8 | 8 | 8.1 | 8.3 | 8.5 | 8.8 | 9 | 9.2 | 9.4 | 9.6 | 9.9 | 10.2 | 10.6 | 11 | 11.4 | 11.8 | 12.1 | 12.5 | 12.7 | 12.8 | 12.9 | 13 | 13 | 13.1 | 13.2 | 13.2 | 13.3
2 | GBFES Customer Demand: Commercial including losses | GW | Falling Short | Electricity | Min (06:00) | 7.4 | 7.4 | 7.5 | 7.4 | 7.3 | 7.9 | 8.1 | 7.9 | 8.2 | 8.1 | 7.3 | 7.7 | 7.7 | 7.8 | 8 | 8.1 | 8.2 | 8.3 | 8.4 | 8.5 | 8.6 | 8.7 | 8.8 | 9 | 9.1 | 9.2 | 9.3 | 9.4 | 9.5 | 9.6 | 9.8 | 10 | 10.2 | 10.4 | 10.7 | 11 | 11.2 | 11.4 | 11.5 | 11.6 | 11.7
2 | GBFES Customer Demand: Commercial including losses | GW | Leading the Way | Electricity | Min (06:00) | 7.4 | 7.4 | 7.5 | 7.4 | 7.3 | 7.9 | 8.1 | 7.9 | 8.2 | 8.1 | 7.3 | 7.7 | 7.9 | 7.9 | 8 | 8.1 | 8.3 | 8.5 | 8.8 | 9 | 9.2 | 9.3 | 9.5 | 9.7 | 10 | 10.3 | 10.6 | 10.9 | 11.3 | 11.7 | 11.9 | 12.2 | 12.4 | 12.6 | 12.6 | 12.6 | 12.6 | 12.7 | 12.7 | 12.7 | 12.7
2 | GBFES Customer Demand: Commercial including losses | GW | Five Year Forecast | Electricity | Min (06:00) | 2010-01-01: 7.4; 2011-01-01: 7.4; 2012-01-01: 7.5; 2013-01-01: 7.4; 2014-01-01: 7.3; 2015-01-01: 7.9; 2016-01-01: 8.1; 2017-01-01: 7.9; 2018-01-01: 8.2; 2019-01-01: 8.1; 2020-01-01: 7.5; 2021-01-01: 7.8; 2022-01-01: 7.8; 2023-01-01: 7.9; 2024-01-01: 8.1; 2025-01-01: 8.2; 2026-01-01: 8.3; 2027-01-01: 8.4
3 | Commercial Sub Total (Heat components plus losses) | GW | System Transformation | Electricity | Min (06:00) | 6.9 | 6.8 | 6.9 | 6.9 | 6.8 | 7.3 | 7.6 | 7.3 | 7.6 | 7.5 | 6.5 | 6.8 | 6.9 | 6.9 | 6.9 | 6.9 | 7 | 7 | 7.1 | 7.2 | 7.3 | 7.3 | 7.4 | 7.4 | 7.5 | 7.5 | 7.5 | 7.5 | 7.6 | 7.6 | 7.6 | 7.6 | 7.6 | 7.6 | 7.6 | 7.6 | 7.6 | 7.6 | 7.6 | 7.6 | 7.6
3 | Commercial Sub Total (Heat components plus losses) | GW | Consumer Transformation | Electricity | Min (06:00) | 6.9 | 6.8 | 6.9 | 6.9 | 6.8 | 7.3 | 7.6 | 7.3 | 7.6 | 7.5 | 6.4 | 6.8 | 6.8 | 6.8 | 6.9 | 6.9 | 7 | 7.1 | 7.2 | 7.4 | 7.5 | 7.6 | 7.7 | 7.9 | 8 | 8.1 | 8.3 | 8.4 | 8.6 | 8.7 | 8.9 | 9 | 9.1 | 9.1 | 9.1 | 9.2 | 9.2 | 9.3 | 9.3 | 9.3 | 9.4
3 | Commercial Sub Total (Heat components plus losses) | GW | Falling Short | Electricity | Min (06:00) | 6.9 | 6.8 | 6.9 | 6.9 | 6.8 | 7.3 | 7.6 | 7.3 | 7.6 | 7.5 | 6.5 | 6.8 | 6.8 | 6.9 | 7 | 7 | 7.1 | 7.2 | 7.2 | 7.3 | 7.4 | 7.5 | 7.5 | 7.6 | 7.7 | 7.8 | 7.8 | 7.8 | 7.8 | 7.8 | 7.8 | 7.9 | 7.9 | 7.9 | 8 | 8 | 8 | 8 | 8 | 8 | 8.1
3 | Commercial Sub Total (Heat components plus losses) | GW | Leading the Way | Electricity | Min (06:00) | 6.9 | 6.8 | 6.9 | 6.9 | 6.8 | 7.3 | 7.6 | 7.3 | 7.6 | 7.5 | 6.4 | 6.8 | 6.7 | 6.7 | 6.8 | 6.9 | 7.1 | 7.3 | 7.5 | 7.6 | 7.7 | 7.8 | 7.9 | 8.1 | 8.2 | 8.3 | 8.4 | 8.5 | 8.6 | 8.7 | 8.8 | 8.8 | 8.8 | 8.8 | 8.8 | 8.9 | 8.9 | 8.9 | 9 | 9 | 9
3 | Commercial Sub Total (Heat components plus losses) | GW | Five Year Forecast | Electricity | Min (06:00) | 2010-01-01: 6.9; 2011-01-01: 6.8; 2012-01-01: 6.9; 2013-01-01: 6.9; 2014-01-01: 6.8; 2015-01-01: 7.3; 2016-01-01: 7.6; 2017-01-01: 7.3; 2018-01-01: 7.6; 2019-01-01: 7.5; 2020-01-01: 6.6; 2021-01-01: 6.9; 2022-01-01: 6.9; 2023-01-01: 6.9; 2024-01-01: 7; 2025-01-01: 7.1; 2026-01-01: 7.2; 2027-01-01: 7.3
3 | Commercial EV Summer Min | GW | System Transformation | Electricity | Min (06:00) | 0 | 0 | 0 | 0 | 0 | 0 | 0 | 0 | 0 | 0 | 0 | 0 | 0 | 0 | 0 | 0 | 0 | 0.1 | 0.1 | 0.1 | 0.1 | 0.2 | 0.2 | 0.3 | 0.3 | 0.4 | 0.5 | 0.6 | 0.7 | 0.7 | 0.8 | 0.9 | 0.9 | 1 | 1 | 1 | 0.9 | 0.9 | 0.9 | 0.9 | 0.9
3 | Commercial EV Summer Min | GW | Consumer Transformation | Electricity | Min (06:00) | 0 | 0 | 0 | 0 | 0 | 0 | 0 | 0 | 0 | 0 | 0 | 0 | 0 | 0 | 0 | 0 | 0.1 | 0.1 | 0.1 | 0.2 | 0.2 | 0.3 | 0.4 | 0.5 | 0.6 | 0.7 | 0.9 | 1 | 1.2 | 1.4 | 1.6 | 1.7 | 1.9 | 1.9 | 1.9 | 1.9 | 1.9 | 1.9 | 1.9 | 1.9 | 1.9
3 | Commercial EV Summer Min | GW | Falling Short | Electricity | Min (06:00) | 0 | 0 | 0 | 0 | 0 | 0 | 0 | 0 | 0 | 0 | 0 | 0 | 0 | 0 | 0 | 0 | 0 | 0 | 0 | 0.1 | 0.1 | 0.1 | 0.1 | 0.1 | 0.2 | 0.2 | 0.3 | 0.4 | 0.4 | 0.5 | 0.6 | 0.8 | 0.9 | 1.1 | 1.2 | 1.5 | 1.6 | 1.7 | 1.8 | 1.8 | 1.8
3 | Commercial EV Summer Min | GW | Leading the Way | Electricity | Min (06:00) | 0 | 0 | 0 | 0 | 0 | 0 | 0 | 0 | 0 | 0 | 0 | 0 | 0 | 0 | 0 | 0 | 0.1 | 0.1 | 0.1 | 0.2 | 0.2 | 0.3 | 0.4 | 0.5 | 0.6 | 0.7 | 0.9 | 1 | 1.2 | 1.4 | 1.6 | 1.8 | 2 | 2.1 | 2.1 | 2.1 | 2.1 | 2 | 2 | 2 | 1.9
3 | Commercial EV Summer Min | GW | Five Year Forecast | Electricity | Min (06:00) | 2010-01-01: 0; 2011-01-01: 0; 2012-01-01: 0; 2013-01-01: 0; 2014-01-01: 0; 2015-01-01: 0; 2016-01-01: 0; 2017-01-01: 0; 2018-01-01: 0; 2019-01-01: 0; 2020-01-01: 0; 2021-01-01: 0; 2022-01-01: 0; 2023-01-01: 0; 2024-01-01: 0; 2025-01-01: 0; 2026-01-01: 0.1; 2027-01-01: 0.1
3 | Commercial Resistive Heat Summer Min | GW | System Transformation | Electricity | Min (06:00) | 0 | 0 | 0 | 0 | 0 | 0 | 0 | 0 | 0 | 0.1 | 0.2 | 0.3 | 0.4 | 0.4 | 0.4 | 0.4 | 0.4 | 0.3 | 0.3 | 0.3 | 0.3 | 0.2 | 0.2 | 0.2 | 0.1 | 0.1 | 0.1 | 0.1 | 0.1 | 0.1 | 0.1 | 0 | 0 | 0 | 0 | 0 | 0 | 0 | 0 | 0 | 0
3 | Commercial Resistive Heat Summer Min | GW | Consumer Transformation | Electricity | Min (06:00) | 0 | 0 | 0 | 0 | 0 | 0 | 0 | 0 | 0 | 0 | 0.2 | 0.3 | 0.4 | 0.4 | 0.4 | 0.3 | 0.3 | 0.3 | 0.3 | 0.3 | 0.2 | 0.2 | 0.2 | 0.1 | 0.1 | 0.1 | 0.1 | 0.1 | 0.1 | 0.1 | 0.1 | 0.1 | 0.1 | 0 | 0 | 0 | 0 | 0 | 0 | 0 | 0
3 | Commercial Resistive Heat Summer Min | GW | Falling Short | Electricity | Min (06:00) | 0 | 0 | 0 | 0 | 0 | 0 | 0 | 0 | 0 | 0 | 0.2 | 0.3 | 0.3 | 0.3 | 0.3 | 0.3 | 0.3 | 0.3 | 0.3 | 0.3 | 0.3 | 0.3 | 0.3 | 0.3 | 0.3 | 0.3 | 0.3 | 0.3 | 0.3 | 0.3 | 0.3 | 0.3 | 0.3 | 0.4 | 0.4 | 0.4 | 0.4 | 0.4 | 0.4 | 0.4 | 0.4
3 | Commercial Resistive Heat Summer Min | GW | Leading the Way | Electricity | Min (06:00) | 0 | 0 | 0 | 0 | 0 | 0 | 0 | 0 | 0 | 0 | 0.2 | 0.3 | 0.5 | 0.5 | 0.4 | 0.4 | 0.4 | 0.4 | 0.3 | 0.3 | 0.3 | 0.2 | 0.2 | 0.1 | 0.1 | 0.1 | 0.1 | 0.1 | 0.1 | 0 | 0 | 0 | 0 | 0 | 0 | 0 | 0 | 0 | 0 | 0 | 0
3 | Commercial Resistive Heat Summer Min | GW | Five Year Forecast | Electricity | Min (06:00) | 2010-01-01: 0; 2011-01-01: 0; 2012-01-01: 0; 2013-01-01: 0; 2014-01-01: 0; 2015-01-01: 0; 2016-01-01: 0; 2017-01-01: 0; 2018-01-01: 0; 2019-01-01: 0; 2020-01-01: 0.2; 2021-01-01: 0.3; 2022-01-01: 0.3; 2023-01-01: 0.3; 2024-01-01: 0.3; 2025-01-01: 0.3; 2026-01-01: 0.3; 2027-01-01: 0.3
3 | Commercial Storage Heat Summer Min | GW | System Transformation | Electricity | Min (06:00) | 0 | 0 | 0 | 0 | 0 | 0 | 0 | 0 | 0 | 0.2 | 0 | 0 | 0 | 0 | 0 | 0 | 0 | 0 | 0 | 0 | 0 | 0 | 0 | 0 | 0 | 0 | 0 | 0 | 0 | 0 | 0 | 0 | 0 | 0 | 0 | 0 | 0 | 0 | 0 | 0 | 0
3 | Commercial Storage Heat Summer Min | GW | Consumer Transformation | Electricity | Min (06:00) | 0 | 0 | 0 | 0 | 0 | 0 | 0 | 0 | 0 | 0 | 0 | 0 | 0 | 0 | 0 | 0 | 0 | 0 | 0 | 0 | 0 | 0 | 0 | 0 | 0 | 0.1 | 0.1 | 0.1 | 0.1 | 0.2 | 0.2 | 0.2 | 0.2 | 0.2 | 0.2 | 0.3 | 0.3 | 0.3 | 0.3 | 0.3 | 0.3
3 | Commercial Storage Heat Summer Min | GW | Falling Short | Electricity | Min (06:00) | 0 | 0 | 0 | 0 | 0 | 0 | 0 | 0 | 0 | 0 | 0 | 0 | 0 | 0 | 0 | 0 | 0 | 0 | 0 | 0 | 0 | 0 | 0 | 0 | 0 | 0 | 0 | 0 | 0 | 0 | 0 | 0 | 0 | 0 | 0 | 0 | 0 | 0 | 0 | 0 | 0
3 | Commercial Storage Heat Summer Min | GW | Leading the Way | Electricity | Min (06:00) | 0 | 0 | 0 | 0 | 0 | 0 | 0 | 0 | 0 | 0 | 0 | 0 | 0 | 0 | 0 | 0 | 0 | 0 | 0 | 0 | 0 | 0 | 0 | 0 | 0 | 0.1 | 0.1 | 0.1 | 0.1 | 0.1 | 0.1 | 0.2 | 0.2 | 0.2 | 0.2 | 0.2 | 0.2 | 0.2 | 0.2 | 0.2 | 0.3
3 | Commercial Storage Heat Summer Min | GW | Five Year Forecast | Electricity | Min (06:00) | 2010-01-01: 0; 2011-01-01: 0; 2012-01-01: 0; 2013-01-01: 0; 2014-01-01: 0; 2015-01-01: 0; 2016-01-01: 0; 2017-01-01: 0; 2018-01-01: 0; 2019-01-01: 0; 2020-01-01: 0; 2021-01-01: 0; 2022-01-01: 0; 2023-01-01: 0; 2024-01-01: 0; 2025-01-01: 0; 2026-01-01: 0; 2027-01-01: 0
3 | Commercial District Heat Summer Min | GW | System Transformation | Electricity | Min (06:00) | 0 | 0 | 0 | 0 | 0 | 0 | 0 | 0 | 0 | 0.1 | 0 | 0 | 0 | 0 | 0 | 0 | 0 | 0 | 0 | 0 | 0 | 0 | 0 | 0 | 0 | 0 | 0 | 0 | 0 | 0 | 0 | 0 | 0 | 0 | 0 | 0 | 0 | 0 | 0 | 0 | 0
3 | Commercial District Heat Summer Min | GW | Consumer Transformation | Electricity | Min (06:00) | 0 | 0 | 0 | 0 | 0 | 0 | 0 | 0 | 0 | 0 | 0 | 0 | 0 | 0 | 0 | 0 | 0 | 0 | 0 | 0 | 0 | 0 | 0 | 0 | 0 | 0 | 0 | 0 | 0 | 0 | 0 | 0 | 0 | 0 | 0 | 0 | 0 | 0 | 0 | 0 | 0
3 | Commercial District Heat Summer Min | GW | Falling Short | Electricity | Min (06:00) | 0 | 0 | 0 | 0 | 0 | 0 | 0 | 0 | 0 | 0 | 0 | 0 | 0 | 0 | 0 | 0 | 0 | 0 | 0 | 0 | 0 | 0 | 0 | 0 | 0 | 0 | 0 | 0 | 0 | 0 | 0 | 0 | 0 | 0 | 0 | 0 | 0 | 0 | 0 | 0 | 0
3 | Commercial District Heat Summer Min | GW | Leading the Way | Electricity | Min (06:00) | 0 | 0 | 0 | 0 | 0 | 0 | 0 | 0 | 0 | 0 | 0 | 0 | 0 | 0 | 0 | 0 | 0 | 0 | 0 | 0 | 0 | 0 | 0 | 0 | 0 | 0 | 0 | 0 | 0 | 0 | 0 | 0 | 0 | 0 | 0 | 0 | 0 | 0 | 0 | 0 | 0
3 | Commercial District Heat Summer Min | GW | Five Year Forecast | Electricity | Min (06:00) | 2010-01-01: 0; 2011-01-01: 0; 2012-01-01: 0; 2013-01-01: 0; 2014-01-01: 0; 2015-01-01: 0; 2016-01-01: 0; 2017-01-01: 0; 2018-01-01: 0; 2019-01-01: 0; 2020-01-01: 0; 2021-01-01: 0; 2022-01-01: 0; 2023-01-01: 0; 2024-01-01: 0; 2025-01-01: 0; 2026-01-01: 0; 2027-01-01: 0
3 | Commercial Heat Pumps | GW | System Transformation | Electricity | Min (06:00) | 0 | 0 | 0 | 0 | 0 | 0 | 0 | 0 | 0 | 0 | 0 | 0 | 0 | 0.1 | 0.1 | 0.1 | 0.1 | 0.1 | 0.2 | 0.2 | 0.2 | 0.3 | 0.3 | 0.3 | 0.4 | 0.4 | 0.4 | 0.5 | 0.5 | 0.5 | 0.6 | 0.6 | 0.6 | 0.6 | 0.7 | 0.7 | 0.7 | 0.7 | 0.7 | 0.7 | 0.7
3 | Commercial Heat Pumps | GW | Consumer Transformation | Electricity | Min (06:00) | 0 | 0 | 0 | 0 | 0 | 0 | 0 | 0 | 0 | 0 | 0 | 0 | 0 | 0.1 | 0.1 | 0.1 | 0.1 | 0.2 | 0.2 | 0.3 | 0.3 | 0.3 | 0.3 | 0.4 | 0.4 | 0.4 | 0.4 | 0.5 | 0.5 | 0.5 | 0.5 | 0.5 | 0.5 | 0.5 | 0.6 | 0.6 | 0.5 | 0.5 | 0.6 | 0.6 | 0.6
3 | Commercial Heat Pumps | GW | Falling Short | Electricity | Min (06:00) | 0 | 0 | 0 | 0 | 0 | 0 | 0 | 0 | 0 | 0 | 0 | 0 | 0 | 0.1 | 0.1 | 0.1 | 0.1 | 0.1 | 0.1 | 0.1 | 0.1 | 0.1 | 0.2 | 0.2 | 0.2 | 0.2 | 0.2 | 0.2 | 0.2 | 0.2 | 0.2 | 0.2 | 0.3 | 0.3 | 0.3 | 0.3 | 0.4 | 0.4 | 0.4 | 0.5 | 0.5
3 | Commercial Heat Pumps | GW | Leading the Way | Electricity | Min (06:00) | 0 | 0 | 0 | 0 | 0 | 0 | 0 | 0 | 0 | 0 | 0 | 0 | 0 | 0 | 0.1 | 0.1 | 0.1 | 0.1 | 0.1 | 0.2 | 0.2 | 0.2 | 0.2 | 0.3 | 0.3 | 0.3 | 0.3 | 0.4 | 0.4 | 0.4 | 0.4 | 0.4 | 0.4 | 0.4 | 0.5 | 0.5 | 0.4 | 0.4 | 0.5 | 0.5 | 0.5
3 | Commercial Heat Pumps | GW | Five Year Forecast | Electricity | Min (06:00) | 2010-01-01: 0; 2011-01-01: 0; 2012-01-01: 0; 2013-01-01: 0; 2014-01-01: 0; 2015-01-01: 0; 2016-01-01: 0; 2017-01-01: 0; 2018-01-01: 0; 2019-01-01: 0; 2020-01-01: 0; 2021-01-01: 0; 2022-01-01: 0; 2023-01-01: 0; 2024-01-01: 0.1; 2025-01-01: 0.1; 2026-01-01: 0.1; 2027-01-01: 0.1
3 | Commercial Losses | GW | System Transformation | Electricity | Min (06:00) | 0.5 | 0.5 | 0.5 | 0.5 | 0.6 | 0.5 | 0.6 | 0.6 | 0.6 | 0.6 | 0.6 | 0.6 | 0.6 | 0.6 | 0.6 | 0.6 | 0.7 | 0.7 | 0.7 | 0.7 | 0.7 | 0.7 | 0.7 | 0.7 | 0.7 | 0.7 | 0.7 | 0.8 | 0.8 | 0.8 | 0.8 | 0.8 | 0.8 | 0.8 | 0.8 | 0.8 | 0.8 | 0.8 | 0.8 | 0.8 | 0.8
3 | Commercial Losses | GW | Consumer Transformation | Electricity | Min (06:00) | 0.5 | 0.5 | 0.5 | 0.5 | 0.6 | 0.5 | 0.6 | 0.6 | 0.6 | 0.6 | 0.6 | 0.6 | 0.6 | 0.6 | 0.6 | 0.6 | 0.7 | 0.7 | 0.7 | 0.7 | 0.7 | 0.7 | 0.8 | 0.8 | 0.8 | 0.8 | 0.8 | 0.9 | 0.9 | 0.9 | 1 | 1 | 1 | 1 | 1 | 1 | 1 | 1.1 | 1.1 | 1.1 | 1.1
3 | Commercial Losses | GW | Falling Short | Electricity | Min (06:00) | 0.5 | 0.5 | 0.5 | 0.5 | 0.6 | 0.5 | 0.6 | 0.6 | 0.6 | 0.6 | 0.6 | 0.6 | 0.6 | 0.6 | 0.6 | 0.6 | 0.7 | 0.7 | 0.7 | 0.7 | 0.7 | 0.7 | 0.7 | 0.7 | 0.7 | 0.7 | 0.7 | 0.7 | 0.8 | 0.8 | 0.8 | 0.8 | 0.8 | 0.8 | 0.8 | 0.9 | 0.9 | 0.9 | 0.9 | 0.9 | 0.9
3 | Commercial Losses | GW | Leading the Way | Electricity | Min (06:00) | 0.5 | 0.5 | 0.5 | 0.5 | 0.6 | 0.5 | 0.6 | 0.6 | 0.6 | 0.6 | 0.6 | 0.6 | 0.6 | 0.6 | 0.6 | 0.7 | 0.7 | 0.7 | 0.7 | 0.7 | 0.7 | 0.7 | 0.8 | 0.8 | 0.8 | 0.8 | 0.8 | 0.9 | 0.9 | 0.9 | 1 | 1 | 1 | 1 | 1 | 1 | 1 | 1 | 1 | 1 | 1
3 | Commercial Losses | GW | Five Year Forecast | Electricity | Min (06:00) | 2010-01-01: 0.5; 2011-01-01: 0.5; 2012-01-01: 0.5; 2013-01-01: 0.5; 2014-01-01: 0.6; 2015-01-01: 0.5; 2016-01-01: 0.6; 2017-01-01: 0.6; 2018-01-01: 0.6; 2019-01-01: 0.6; 2020-01-01: 0.6; 2021-01-01: 0.6; 2022-01-01: 0.6; 2023-01-01: 0.6; 2024-01-01: 0.6; 2025-01-01: 0.7; 2026-01-01: 0.7; 2027-01-01: 0.7
2 | GBFES Customer Demand: Direct Transmission Customers | GW | System Transformation | Electricity | Min (06:00) | 1 | 1 | 1 | 1 | 1 | 1 | 0.8 | 0.8 | 0.8 | 0.8 | 0.8 | 0.8 | 0.8 | 0.8 | 0.8 | 0.8 | 0.8 | 0.8 | 0.8 | 0.8 | 0.8 | 0.8 | 0.8 | 0.8 | 0.9 | 0.9 | 0.9 | 0.9 | 0.9 | 0.9 | 0.9 | 0.9 | 0.9 | 0.9 | 0.9 | 0.9 | 1 | 1 | 1 | 1 | 1
2 | GBFES Customer Demand: Direct Transmission Customers | GW | Consumer Transformation | Electricity | Min (06:00) | 1 | 1 | 1 | 1 | 1 | 1 | 0.8 | 0.8 | 0.8 | 0.8 | 0.8 | 0.8 | 0.8 | 0.8 | 0.8 | 0.8 | 0.8 | 0.8 | 0.8 | 0.8 | 0.8 | 0.8 | 0.8 | 0.8 | 0.8 | 0.8 | 0.8 | 0.9 | 0.9 | 0.9 | 0.9 | 0.9 | 0.9 | 0.9 | 0.9 | 0.9 | 0.9 | 0.9 | 0.9 | 0.9 | 0.9
2 | GBFES Customer Demand: Direct Transmission Customers | GW | Falling Short | Electricity | Min (06:00) | 1 | 1 | 1 | 1 | 1 | 1 | 0.8 | 0.8 | 0.8 | 0.8 | 0.8 | 0.8 | 0.8 | 0.8 | 0.8 | 0.8 | 0.8 | 0.8 | 0.8 | 0.8 | 0.8 | 0.8 | 0.8 | 0.8 | 0.8 | 0.8 | 0.8 | 0.8 | 0.8 | 0.8 | 0.8 | 0.8 | 0.8 | 0.9 | 0.9 | 0.9 | 0.9 | 0.9 | 0.9 | 0.9 | 0.9
2 | GBFES Customer Demand: Direct Transmission Customers | GW | Leading the Way | Electricity | Min (06:00) | 1 | 1 | 1 | 1 | 1 | 1 | 0.8 | 0.8 | 0.8 | 0.8 | 0.8 | 0.8 | 0.8 | 0.8 | 0.8 | 0.8 | 0.8 | 0.8 | 0.8 | 0.8 | 0.8 | 0.8 | 0.8 | 0.8 | 0.8 | 0.8 | 0.8 | 0.8 | 0.8 | 0.8 | 0.8 | 0.8 | 0.8 | 0.9 | 0.9 | 0.9 | 0.9 | 0.9 | 0.9 | 0.9 | 0.9
2 | GBFES Customer Demand: Direct Transmission Customers | GW | Five Year Forecast | Electricity | Min (06:00) | 2010-01-01: 1; 2011-01-01: 1; 2012-01-01: 1; 2013-01-01: 1; 2014-01-01: 1; 2015-01-01: 1; 2016-01-01: 0.8; 2017-01-01: 0.8; 2018-01-01: 0.8; 2019-01-01: 0.8; 2020-01-01: 0.8; 2021-01-01: 0.8; 2022-01-01: 0.8; 2023-01-01: 0.8; 2024-01-01: 0.8; 2025-01-01: 0.8; 2026-01-01: 0.8; 2027-01-01: 0.8
1 | GBFES System Demand: Total Summer Minimum Demand | GW | System Transformation | Electricity | Min (14:00) | 32.3 | 33.7 | 32.9 | 34.1 | 34 | 33.4 | 35.7 | 36.9 | 35.8 | 35.9 | 34.1 | 35.1 | 35.3 | 35.2 | 35.3 | 35.4 | 35.7 | 36.1 | 36.8 | 37.7 | 39.5 | 41.1 | 42 | 43.1 | 44.4 | 45.7 | 48.6 | 54.5 | 60.2 | 65.9 | 71.3 | 76.4 | 81.7 | 86.7 | 91.3 | 96 | 100.5 | 100.5 | 100.5 | 103.9 | 103.9
1 | GBFES System Demand: Total Summer Minimum Demand | GW | Consumer Transformation | Electricity | Min (14:00) | 32.3 | 33.7 | 32.9 | 34.1 | 34 | 33.4 | 35.7 | 36.9 | 35.8 | 35.9 | 34.1 | 35 | 34.7 | 34.5 | 34.7 | 35 | 35.6 | 36.6 | 38 | 39.8 | 42.3 | 48.8 | 55.8 | 63.2 | 70.6 | 78 | 84.9 | 90.7 | 97.2 | 100.8 | 105.5 | 113.2 | 118 | 124.3 | 128.1 | 133.2 | 139.4 | 145.2 | 151.3 | 153.1 | 153.9
1 | GBFES System Demand: Total Summer Minimum Demand | GW | Falling Short | Electricity | Min (14:00) | 32.3 | 33.7 | 32.9 | 34.1 | 34 | 33.4 | 35.7 | 36.9 | 35.8 | 35.9 | 34.1 | 35 | 35.6 | 35.8 | 36.2 | 36.5 | 37.2 | 38.1 | 39.9 | 40.2 | 45.3 | 50.5 | 55.9 | 61.3 | 66.9 | 72.4 | 78.1 | 82.6 | 86.3 | 91 | 94.2 | 99.4 | 105.2 | 110 | 113.5 | 118.3 | 122.3 | 125.6 | 129.6 | 130.5 | 131.9
1 | GBFES System Demand: Total Summer Minimum Demand | GW | Leading the Way | Electricity | Min (14:00) | 32.3 | 33.7 | 32.9 | 34.1 | 34 | 33.4 | 35.7 | 36.9 | 35.8 | 35.9 | 34 | 34.9 | 34.4 | 34.1 | 34.2 | 35.3 | 36.3 | 37.9 | 40.4 | 43.7 | 47.3 | 50.8 | 53.7 | 57.2 | 60.5 | 62.1 | 64.6 | 66.6 | 68.7 | 70.3 | 72.3 | 75.6 | 78.3 | 81.4 | 84.4 | 85.8 | 87.4 | 88.7 | 90 | 91.7 | 92.7
1 | GBFES System Demand: Total Summer Minimum Demand | GW | Five Year Forecast | Electricity | Min (14:00) | 2010-01-01: 32.3; 2011-01-01: 33.7; 2012-01-01: 32.9; 2013-01-01: 34; 2014-01-01: 34; 2015-01-01: 33.4; 2016-01-01: 35.7; 2017-01-01: 36.9; 2018-01-01: 35.8; 2019-01-01: 35.9; 2020-01-01: 34.1; 2021-01-01: 35; 2022-01-01: 34.5; 2023-01-01: 34.6; 2024-01-01: 34.9; 2025-01-01: 35.4; 2026-01-01: 36.4; 2027-01-01: 0
2 | GBFES Customer Demand: Residential including losses | GW | System Transformation | Electricity | Min (14:00) | 9.8 | 9.3 | 10.1 | 9.6 | 10 | 10.6 | 10 | 10.2 | 9.1 | 9 | 8.4 | 8 | 8 | 7.8 | 7.7 | 7.7 | 7.8 | 7.9 | 8 | 8.3 | 8.6 | 8.9 | 9.4 | 9.9 | 10.4 | 11 | 11.5 | 12 | 12.4 | 12.7 | 12.9 | 12.9 | 12.9 | 12.8 | 12.8 | 12.7 | 12.7 | 12.7 | 12.7 | 12.7 | 12.7
2 | GBFES Customer Demand: Residential including losses | GW | Consumer Transformation | Electricity | Min (14:00) | 9.8 | 9.3 | 10.1 | 9.6 | 10 | 10.6 | 10 | 10.2 | 9.1 | 9 | 8.4 | 8 | 7.6 | 7.5 | 7.5 | 7.6 | 7.8 | 8.1 | 8.5 | 8.9 | 9.5 | 10.2 | 10.9 | 11.6 | 12.2 | 12.8 | 13.2 | 13.4 | 13.5 | 13.5 | 13.4 | 13.3 | 13.2 | 13.1 | 13.1 | 13 | 13.1 | 13 | 13 | 12.9 | 12.8
2 | GBFES Customer Demand: Residential including losses | GW | Falling Short | Electricity | Min (14:00) | 9.8 | 9.3 | 10.1 | 9.6 | 10 | 10.6 | 10 | 10.2 | 9.1 | 9 | 8.4 | 8 | 8.8 | 8.8 | 8.7 | 8.7 | 8.7 | 8.8 | 8.9 | 8.8 | 9 | 9.2 | 9.6 | 10 | 10.4 | 10.8 | 11.3 | 11.9 | 12.4 | 12.9 | 13.3 | 13.7 | 14 | 14.2 | 14.3 | 14.4 | 14.5 | 14.6 | 14.7 | 14.8 | 14.9
2 | GBFES Customer Demand: Residential including losses | GW | Leading the Way | Electricity | Min (14:00) | 9.8 | 9.3 | 10.1 | 9.6 | 10 | 10.6 | 10 | 10.2 | 9.1 | 9 | 8.4 | 8.1 | 7.3 | 7 | 6.9 | 6.9 | 7 | 7.3 | 7.7 | 8.2 | 8.9 | 9.6 | 10.3 | 11.1 | 11.7 | 12.1 | 12.5 | 12.7 | 12.7 | 12.7 | 12.5 | 12.5 | 12.3 | 12.1 | 11.9 | 11.7 | 11.5 | 11.3 | 11 | 10.6 | 10.2
2 | GBFES Customer Demand: Residential including losses | GW | Five Year Forecast | Electricity | Min (14:00) | 2010-01-01: 9.8; 2011-01-01: 9.3; 2012-01-01: 10.1; 2013-01-01: 9.6; 2014-01-01: 10; 2015-01-01: 10.6; 2016-01-01: 10; 2017-01-01: 10.2; 2018-01-01: 9.1; 2019-01-01: 9; 2020-01-01: 8.4; 2021-01-01: 8; 2022-01-01: 7.8; 2023-01-01: 7.7; 2024-01-01: 7.7; 2025-01-01: 7.7; 2026-01-01: 7.9; 2027-01-01: 0
3 | Residential Sub Total (Appliances, Light, Resistive Heat) | GW | System Transformation | Electricity | Min (14:00) | 9.1 | 8.7 | 9.4 | 8.9 | 9.3 | 9.8 | 9.2 | 9.3 | 8.4 | 8.3 | 7.1 | 6.8 | 6.6 | 6.3 | 6.1 | 6 | 6 | 5.9 | 5.9 | 5.8 | 5.8 | 5.8 | 5.8 | 5.8 | 5.8 | 5.8 | 5.8 | 5.8 | 5.8 | 5.8 | 5.8 | 5.8 | 5.8 | 5.9 | 5.9 | 5.9 | 5.9 | 6 | 6 | 6.1 | 6.1
3 | Residential Sub Total (Appliances, Light, Resistive Heat) | GW | Consumer Transformation | Electricity | Min (14:00) | 9.1 | 8.7 | 9.4 | 8.9 | 9.3 | 9.8 | 9.2 | 9.3 | 8.4 | 8.3 | 7.1 | 6.8 | 6.2 | 5.9 | 5.7 | 5.6 | 5.5 | 5.4 | 5.4 | 5.4 | 5.3 | 5.3 | 5.3 | 5.3 | 5.3 | 5.3 | 5.3 | 5.3 | 5.3 | 5.3 | 5.3 | 5.3 | 5.3 | 5.3 | 5.3 | 5.3 | 5.3 | 5.3 | 5.4 | 5.4 | 5.4
3 | Residential Sub Total (Appliances, Light, Resistive Heat) | GW | Falling Short | Electricity | Min (14:00) | 9.1 | 8.7 | 9.4 | 8.9 | 9.3 | 9.8 | 9.2 | 9.3 | 8.4 | 8.3 | 7.1 | 6.8 | 7.3 | 7.2 | 7.1 | 7 | 6.9 | 6.8 | 6.7 | 6.7 | 6.6 | 6.7 | 6.7 | 6.7 | 6.8 | 6.8 | 6.9 | 7 | 7 | 7.1 | 7.1 | 7.2 | 7.3 | 7.4 | 7.4 | 7.5 | 7.6 | 7.7 | 7.8 | 7.9 | 8
3 | Residential Sub Total (Appliances, Light, Resistive Heat) | GW | Leading the Way | Electricity | Min (14:00) | 9.1 | 8.7 | 9.4 | 8.9 | 9.3 | 9.8 | 9.2 | 9.3 | 8.4 | 8.3 | 7.1 | 6.8 | 5.9 | 5.5 | 5.3 | 5.1 | 4.9 | 4.8 | 4.7 | 4.7 | 4.6 | 4.6 | 4.5 | 4.5 | 4.4 | 4.4 | 4.4 | 4.3 | 4.3 | 4.3 | 4.2 | 4.2 | 4.2 | 4.2 | 4.1 | 4.1 | 4.1 | 4.1 | 4 | 4 | 4
3 | Residential Sub Total (Appliances, Light, Resistive Heat) | GW | Five Year Forecast | Electricity | Min (14:00) | 2010-01-01: 9.1; 2011-01-01: 8.7; 2012-01-01: 9.4; 2013-01-01: 8.9; 2014-01-01: 9.3; 2015-01-01: 9.8; 2016-01-01: 9.2; 2017-01-01: 9.3; 2018-01-01: 8.4; 2019-01-01: 8.3; 2020-01-01: 7.1; 2021-01-01: 6.7; 2022-01-01: 6.5; 2023-01-01: 6.3; 2024-01-01: 6.2; 2025-01-01: 6.1; 2026-01-01: 6; 2027-01-01: 0
3 | Residential Demand Shifting (Smart/TOUTs effect) | GW | System Transformation | Electricity | Min (14:00) | 0 | 0 | 0 | 0 | 0 | 0 | 0 | 0 | 0 | 0 | 0 | 0 | 0 | 0 | 0 | 0 | 0 | 0 | 0 | 0 | 0 | 0 | 0 | 0 | 0 | 0 | 0 | 0 | 0 | 0 | 0 | 0 | 0 | 0 | 0 | 0 | 0 | 0 | 0 | 0 | 0
3 | Residential Demand Shifting (Smart/TOUTs effect) | GW | Consumer Transformation | Electricity | Min (14:00) | 0 | 0 | 0 | 0 | 0 | 0 | 0 | 0 | 0 | 0 | 0 | 0 | 0 | 0 | 0 | 0 | 0 | 0 | 0 | 0 | 0 | 0 | 0 | 0 | 0 | 0 | 0 | 0 | 0 | 0 | 0 | 0 | 0 | 0 | 0 | 0 | 0 | 0 | 0 | 0 | 0
3 | Residential Demand Shifting (Smart/TOUTs effect) | GW | Falling Short | Electricity | Min (14:00) | 0 | 0 | 0 | 0 | 0 | 0 | 0 | 0 | 0 | 0 | 0 | 0 | 0 | 0 | 0 | 0 | 0 | 0 | 0 | 0 | 0 | 0 | 0 | 0 | 0 | 0 | 0 | 0 | 0 | 0 | 0 | 0 | 0 | 0 | 0 | 0 | 0 | 0 | 0 | 0 | 0
3 | Residential Demand Shifting (Smart/TOUTs effect) | GW | Leading the Way | Electricity | Min (14:00) | 0 | 0 | 0 | 0 | 0 | 0 | 0 | 0 | 0 | 0 | 0 | 0 | 0 | 0 | 0 | 0 | 0 | 0 | 0 | 0 | 0 | 0 | 0 | 0 | 0 | 0 | 0 | 0 | 0 | 0 | 0 | 0 | 0 | 0 | 0 | 0 | 0 | 0 | 0 | 0 | 0
3 | Residential Demand Shifting (Smart/TOUTs effect) | GW | Five Year Forecast | Electricity | Min (14:00) | 2010-01-01: 0; 2011-01-01: 0; 2012-01-01: 0; 2013-01-01: 0; 2014-01-01: 0; 2015-01-01: 0; 2016-01-01: 0; 2017-01-01: 0; 2018-01-01: 0; 2019-01-01: 0; 2020-01-01: 0; 2021-01-01: 0; 2022-01-01: 0; 2023-01-01: 0; 2024-01-01: 0; 2025-01-01: 0; 2026-01-01: 0; 2027-01-01: 0
3 | Residential EV Summer Min | GW | System Transformation | Electricity | Min (14:00) | 0 | 0 | 0 | 0 | 0 | 0 | 0 | 0 | 0 | 0.1 | 0.1 | 0.2 | 0.2 | 0.3 | 0.3 | 0.5 | 0.6 | 0.8 | 1 | 1.2 | 1.5 | 1.9 | 2.4 | 2.8 | 3.4 | 3.9 | 4.4 | 4.9 | 5.2 | 5.4 | 5.6 | 5.6 | 5.6 | 5.4 | 5.4 | 5.3 | 5.3 | 5.2 | 5.1 | 5 | 5
3 | Residential EV Summer Min | GW | Consumer Transformation | Electricity | Min (14:00) | 0 | 0 | 0 | 0 | 0 | 0 | 0 | 0 | 0 | 0.1 | 0.1 | 0.2 | 0.2 | 0.4 | 0.5 | 0.7 | 1 | 1.3 | 1.7 | 2.2 | 2.7 | 3.3 | 4 | 4.6 | 5.2 | 5.7 | 6 | 6.2 | 6.3 | 6.3 | 6.2 | 6.1 | 6.1 | 6 | 5.9 | 5.9 | 5.8 | 5.8 | 5.7 | 5.6 | 5.5
3 | Residential EV Summer Min | GW | Falling Short | Electricity | Min (14:00) | 0 | 0 | 0 | 0 | 0 | 0 | 0 | 0 | 0 | 0.1 | 0.1 | 0.2 | 0.2 | 0.3 | 0.3 | 0.4 | 0.5 | 0.7 | 0.8 | 1 | 1.2 | 1.5 | 1.8 | 2.1 | 2.5 | 2.9 | 3.3 | 3.7 | 4.2 | 4.6 | 4.9 | 5.2 | 5.4 | 5.5 | 5.6 | 5.6 | 5.6 | 5.6 | 5.6 | 5.6 | 5.6
3 | Residential EV Summer Min | GW | Leading the Way | Electricity | Min (14:00) | 0 | 0 | 0 | 0 | 0 | 0 | 0 | 0 | 0 | 0.1 | 0.1 | 0.2 | 0.2 | 0.4 | 0.5 | 0.7 | 1 | 1.3 | 1.8 | 2.3 | 2.9 | 3.6 | 4.3 | 5 | 5.6 | 6.1 | 6.4 | 6.6 | 6.6 | 6.6 | 6.5 | 6.4 | 6.2 | 6.1 | 5.9 | 5.7 | 5.5 | 5.3 | 5 | 4.7 | 4.4
3 | Residential EV Summer Min | GW | Five Year Forecast | Electricity | Min (14:00) | 2010-01-01: 0; 2011-01-01: 0; 2012-01-01: 0; 2013-01-01: 0; 2014-01-01: 0; 2015-01-01: 0; 2016-01-01: 0; 2017-01-01: 0; 2018-01-01: 0; 2019-01-01: 0.1; 2020-01-01: 0.1; 2021-01-01: 0.2; 2022-01-01: 0.2; 2023-01-01: 0.3; 2024-01-01: 0.4; 2025-01-01: 0.6; 2026-01-01: 0.8; 2027-01-01: 1
3 | Residential Heat Pump Summer Min | GW | System Transformation | Electricity | Min (14:00) | 0 | 0 | 0 | 0 | 0 | 0 | 0 | 0 | 0 | 0 | 0.1 | 0.1 | 0.1 | 0.1 | 0.1 | 0.1 | 0.1 | 0.1 | 0.1 | 0.1 | 0.2 | 0.2 | 0.2 | 0.2 | 0.2 | 0.2 | 0.2 | 0.2 | 0.2 | 0.2 | 0.3 | 0.3 | 0.3 | 0.3 | 0.3 | 0.4 | 0.4 | 0.4 | 0.5 | 0.5 | 0.5
3 | Residential Heat Pump Summer Min | GW | Consumer Transformation | Electricity | Min (14:00) | 0 | 0 | 0 | 0 | 0 | 0 | 0 | 0 | 0 | 0 | 0.1 | 0.1 | 0.1 | 0.1 | 0.1 | 0.2 | 0.2 | 0.3 | 0.3 | 0.3 | 0.4 | 0.4 | 0.4 | 0.4 | 0.5 | 0.5 | 0.5 | 0.6 | 0.6 | 0.6 | 0.6 | 0.6 | 0.6 | 0.6 | 0.6 | 0.6 | 0.7 | 0.7 | 0.7 | 0.7 | 0.7
3 | Residential Heat Pump Summer Min | GW | Falling Short | Electricity | Min (14:00) | 0 | 0 | 0 | 0 | 0 | 0 | 0 | 0 | 0 | 0 | 0.1 | 0.1 | 0.1 | 0.1 | 0.1 | 0.1 | 0.1 | 0.2 | 0.2 | 0 | 0 | 0 | 0 | 0 | 0 | 0 | 0 | 0 | 0 | 0 | 0 | 0 | 0 | 0 | 0 | 0 | 0 | 0 | 0 | 0 | 0
3 | Residential Heat Pump Summer Min | GW | Leading the Way | Electricity | Min (14:00) | 0 | 0 | 0 | 0 | 0 | 0 | 0 | 0 | 0 | 0 | 0.1 | 0.1 | 0.1 | 0.1 | 0.1 | 0.1 | 0.1 | 0.2 | 0.2 | 0.2 | 0.3 | 0.3 | 0.3 | 0.4 | 0.4 | 0.4 | 0.5 | 0.5 | 0.6 | 0.6 | 0.6 | 0.7 | 0.7 | 0.7 | 0.7 | 0.7 | 0.8 | 0.8 | 0.8 | 0.8 | 0.8
3 | Residential Heat Pump Summer Min | GW | Five Year Forecast | Electricity | Min (14:00) | 2010-01-01: 0; 2011-01-01: 0; 2012-01-01: 0; 2013-01-01: 0; 2014-01-01: 0; 2015-01-01: 0; 2016-01-01: 0; 2017-01-01: 0; 2018-01-01: 0; 2019-01-01: 0; 2020-01-01: 0.1; 2021-01-01: 0.1; 2022-01-01: 0.1; 2023-01-01: 0.1; 2024-01-01: 0.1; 2025-01-01: 0.1; 2026-01-01: 0.1; 2027-01-01: 0
3 | Residential Resistive Heat Summer Min | GW | System Transformation | Electricity | Min (14:00) | 0 | 0 | 0 | 0 | 0 | 0 | 0 | 0 | 0 | 0 | 0.1 | 0.1 | 0.2 | 0.2 | 0.1 | 0.1 | 0.1 | 0.1 | 0.1 | 0.1 | 0.1 | 0.1 | 0.1 | 0.1 | 0.1 | 0.1 | 0.1 | 0.1 | 0.1 | 0.1 | 0.1 | 0.1 | 0 | 0 | 0 | 0 | 0 | 0 | 0 | 0 | 0
3 | Residential Resistive Heat Summer Min | GW | Consumer Transformation | Electricity | Min (14:00) | 0 | 0 | 0 | 0 | 0 | 0 | 0 | 0 | 0 | 0 | 0.1 | 0.1 | 0.1 | 0.1 | 0.1 | 0.1 | 0.1 | 0.1 | 0.1 | 0.1 | 0.1 | 0.1 | 0.1 | 0.1 | 0.1 | 0.1 | 0.1 | 0.1 | 0.1 | 0.1 | 0.1 | 0.1 | 0.1 | 0 | 0 | 0 | 0 | 0 | 0 | 0 | 0
3 | Residential Resistive Heat Summer Min | GW | Falling Short | Electricity | Min (14:00) | 0 | 0 | 0 | 0 | 0 | 0 | 0 | 0 | 0 | 0 | 0.1 | 0.1 | 0.1 | 0.1 | 0.1 | 0.1 | 0.1 | 0.1 | 0.1 | 0.1 | 0.1 | 0.1 | 0.1 | 0.1 | 0.1 | 0.1 | 0.1 | 0.1 | 0.1 | 0.1 | 0.1 | 0.1 | 0.1 | 0.1 | 0.1 | 0.1 | 0.1 | 0.1 | 0.1 | 0.1 | 0.1
3 | Residential Resistive Heat Summer Min | GW | Leading the Way | Electricity | Min (14:00) | 0 | 0 | 0 | 0 | 0 | 0 | 0 | 0 | 0 | 0 | 0.1 | 0.1 | 0.1 | 0.1 | 0.1 | 0.1 | 0.1 | 0.1 | 0.1 | 0.1 | 0.1 | 0.1 | 0.1 | 0.1 | 0.1 | 0.1 | 0.1 | 0.1 | 0.1 | 0 | 0 | 0 | 0 | 0 | 0 | 0 | 0 | 0 | 0 | 0 | 0
3 | Residential Resistive Heat Summer Min | GW | Five Year Forecast | Electricity | Min (14:00) | 2010-01-01: 0; 2011-01-01: 0; 2012-01-01: 0; 2013-01-01: 0; 2014-01-01: 0; 2015-01-01: 0; 2016-01-01: 0; 2017-01-01: 0; 2018-01-01: 0; 2019-01-01: 0; 2020-01-01: 0.1; 2021-01-01: 0.1; 2022-01-01: 0.1; 2023-01-01: 0.1; 2024-01-01: 0.1; 2025-01-01: 0.1; 2026-01-01: 0.1; 2027-01-01: 0.1
3 | Residential Storage Heat Summer Min | GW | System Transformation | Electricity | Min (14:00) | 0 | 0 | 0 | 0 | 0 | 0 | 0 | 0 | 0 | 0 | 0.2 | 0.2 | 0.4 | 0.4 | 0.4 | 0.4 | 0.3 | 0.3 | 0.3 | 0.3 | 0.3 | 0.3 | 0.2 | 0.2 | 0.2 | 0.2 | 0.2 | 0.2 | 0.2 | 0.1 | 0.1 | 0.1 | 0.1 | 0.1 | 0.1 | 0.1 | 0.1 | 0.1 | 0.1 | 0.1 | 0.1
3 | Residential Storage Heat Summer Min | GW | Consumer Transformation | Electricity | Min (14:00) | 0 | 0 | 0 | 0 | 0 | 0 | 0 | 0 | 0 | 0 | 0.2 | 0.2 | 0.4 | 0.4 | 0.3 | 0.3 | 0.3 | 0.3 | 0.3 | 0.3 | 0.3 | 0.2 | 0.2 | 0.2 | 0.2 | 0.2 | 0.2 | 0.2 | 0.2 | 0.2 | 0.2 | 0.2 | 0.2 | 0.2 | 0.2 | 0.2 | 0.2 | 0.2 | 0.2 | 0.2 | 0.2
3 | Residential Storage Heat Summer Min | GW | Falling Short | Electricity | Min (14:00) | 0 | 0 | 0 | 0 | 0 | 0 | 0 | 0 | 0 | 0 | 0.2 | 0.2 | 0.4 | 0.4 | 0.4 | 0.4 | 0.3 | 0.3 | 0.3 | 0.3 | 0.3 | 0.3 | 0.2 | 0.2 | 0.2 | 0.2 | 0.2 | 0.2 | 0.2 | 0.1 | 0.1 | 0.1 | 0.1 | 0.1 | 0.1 | 0.1 | 0.1 | 0.1 | 0.1 | 0.1 | 0.1
3 | Residential Storage Heat Summer Min | GW | Leading the Way | Electricity | Min (14:00) | 0 | 0 | 0 | 0 | 0 | 0 | 0 | 0 | 0 | 0 | 0.2 | 0.2 | 0.4 | 0.3 | 0.3 | 0.3 | 0.3 | 0.3 | 0.3 | 0.3 | 0.2 | 0.2 | 0.2 | 0.2 | 0.2 | 0.2 | 0.2 | 0.2 | 0.2 | 0.2 | 0.2 | 0.2 | 0.1 | 0.1 | 0.1 | 0.1 | 0.1 | 0.1 | 0.1 | 0.1 | 0.1
3 | Residential Storage Heat Summer Min | GW | Five Year Forecast | Electricity | Min (14:00) | 2010-01-01: 0; 2011-01-01: 0; 2012-01-01: 0; 2013-01-01: 0; 2014-01-01: 0; 2015-01-01: 0; 2016-01-01: 0; 2017-01-01: 0; 2018-01-01: 0; 2019-01-01: 0; 2020-01-01: 0.2; 2021-01-01: 0.2; 2022-01-01: 0.3; 2023-01-01: 0.3; 2024-01-01: 0.2; 2025-01-01: 0.2; 2026-01-01: 0.2; 2027-01-01: 0
3 | Residential District Heat Summer Min | GW | System Transformation | Electricity | Min (14:00) | 0 | 0 | 0 | 0 | 0 | 0 | 0 | 0 | 0 | 0 | 0 | 0 | 0 | 0 | 0 | 0 | 0 | 0 | 0 | 0 | 0 | 0 | 0 | 0 | 0 | 0 | 0 | 0 | 0 | 0 | 0 | 0 | 0 | 0 | 0 | 0 | 0 | 0 | 0 | 0 | 0
3 | Residential District Heat Summer Min | GW | Consumer Transformation | Electricity | Min (14:00) | 0 | 0 | 0 | 0 | 0 | 0 | 0 | 0 | 0 | 0 | 0 | 0 | 0 | 0 | 0 | 0 | 0 | 0 | 0 | 0 | 0 | 0 | 0 | 0 | 0 | 0 | 0 | 0 | 0 | 0 | 0 | 0 | 0 | 0 | 0 | 0 | 0 | 0 | 0 | 0 | 0
3 | Residential District Heat Summer Min | GW | Falling Short | Electricity | Min (14:00) | 0 | 0 | 0 | 0 | 0 | 0 | 0 | 0 | 0 | 0 | 0 | 0 | 0 | 0 | 0 | 0 | 0 | 0 | 0 | 0 | 0 | 0 | 0 | 0 | 0 | 0 | 0 | 0 | 0 | 0 | 0 | 0 | 0 | 0 | 0 | 0 | 0 | 0 | 0 | 0 | 0
3 | Residential District Heat Summer Min | GW | Leading the Way | Electricity | Min (14:00) | 0 | 0 | 0 | 0 | 0 | 0 | 0 | 0 | 0 | 0 | 0 | 0 | 0 | 0 | 0 | 0 | 0 | 0 | 0 | 0 | 0 | 0 | 0 | 0 | 0 | 0 | 0 | 0 | 0 | 0 | 0 | 0 | 0 | 0 | 0 | 0 | 0 | 0 | 0 | 0 | 0
3 | Residential District Heat Summer Min | GW | Five Year Forecast | Electricity | Min (14:00) | 2010-01-01: 0; 2011-01-01: 0; 2012-01-01: 0; 2013-01-01: 0; 2014-01-01: 0; 2015-01-01: 0; 2016-01-01: 0; 2017-01-01: 0; 2018-01-01: 0; 2019-01-01: 0; 2020-01-01: 0; 2021-01-01: 0; 2022-01-01: 0; 2023-01-01: 0; 2024-01-01: 0; 2025-01-01: 0; 2026-01-01: 0; 2027-01-01: 0
3 | Residential Losses | GW | System Transformation | Electricity | Min (14:00) | 0.7 | 0.6 | 0.7 | 0.7 | 0.8 | 0.7 | 0.7 | 0.8 | 0.6 | 0.7 | 0.7 | 0.6 | 0.6 | 0.6 | 0.6 | 0.6 | 0.6 | 0.6 | 0.6 | 0.7 | 0.7 | 0.7 | 0.8 | 0.8 | 0.8 | 0.9 | 0.9 | 1 | 1 | 1 | 1 | 1 | 1 | 1 | 1 | 1 | 1 | 1 | 1 | 1 | 1
3 | Residential Losses | GW | Consumer Transformation | Electricity | Min (14:00) | 0.7 | 0.6 | 0.7 | 0.7 | 0.8 | 0.7 | 0.7 | 0.8 | 0.6 | 0.7 | 0.7 | 0.6 | 0.6 | 0.6 | 0.6 | 0.6 | 0.6 | 0.6 | 0.7 | 0.7 | 0.8 | 0.8 | 0.9 | 0.9 | 1 | 1 | 1.1 | 1.1 | 1.1 | 1.1 | 1.1 | 1.1 | 1.1 | 1.1 | 1 | 1 | 1 | 1 | 1 | 1 | 1
3 | Residential Losses | GW | Falling Short | Electricity | Min (14:00) | 0.7 | 0.6 | 0.7 | 0.7 | 0.8 | 0.7 | 0.7 | 0.8 | 0.6 | 0.7 | 0.7 | 0.6 | 0.7 | 0.7 | 0.7 | 0.7 | 0.7 | 0.7 | 0.7 | 0.7 | 0.7 | 0.7 | 0.8 | 0.8 | 0.8 | 0.9 | 0.9 | 1 | 1 | 1 | 1.1 | 1.1 | 1.1 | 1.1 | 1.2 | 1.2 | 1.2 | 1.2 | 1.2 | 1.2 | 1.2
3 | Residential Losses | GW | Leading the Way | Electricity | Min (14:00) | 0.7 | 0.6 | 0.7 | 0.7 | 0.8 | 0.7 | 0.7 | 0.8 | 0.6 | 0.7 | 0.7 | 0.6 | 0.6 | 0.6 | 0.6 | 0.6 | 0.6 | 0.6 | 0.6 | 0.7 | 0.7 | 0.8 | 0.8 | 0.9 | 0.9 | 1 | 1 | 1 | 1 | 1 | 1 | 1 | 1 | 1 | 1 | 0.9 | 0.9 | 0.9 | 0.9 | 0.9 | 0.8
3 | Residential Losses | GW | Five Year Forecast | Electricity | Min (14:00) | 2010-01-01: 0.7; 2011-01-01: 0.6; 2012-01-01: 0.7; 2013-01-01: 0.7; 2014-01-01: 0.8; 2015-01-01: 0.7; 2016-01-01: 0.7; 2017-01-01: 0.8; 2018-01-01: 0.6; 2019-01-01: 0.7; 2020-01-01: 0.7; 2021-01-01: 0.6; 2022-01-01: 0.6; 2023-01-01: 0.6; 2024-01-01: 0.6; 2025-01-01: 0.6; 2026-01-01: 0.6; 2027-01-01: 0
2 | GBFES Customer Demand: Industrial including losses | GW | System Transformation | Electricity | Min (14:00) | 10.7 | 11.3 | 10.5 | 11.4 | 11.1 | 10.4 | 12.1 | 12.6 | 12.8 | 12.6 | 12.5 | 13.1 | 12.9 | 12.8 | 12.8 | 12.7 | 12.7 | 12.6 | 12.5 | 12.5 | 12.5 | 12.6 | 12.6 | 12.8 | 12.9 | 13 | 13.1 | 13.3 | 13.4 | 13.6 | 13.8 | 13.9 | 14.2 | 14.4 | 14.6 | 14.9 | 15 | 15.1 | 15.2 | 15.3 | 15.3
2 | GBFES Customer Demand: Industrial including losses | GW | Consumer Transformation | Electricity | Min (14:00) | 10.7 | 11.3 | 10.5 | 11.4 | 11.1 | 10.4 | 12.1 | 12.6 | 12.8 | 12.6 | 12.4 | 13.1 | 12.8 | 12.7 | 12.6 | 12.5 | 12.4 | 12.4 | 12.6 | 12.9 | 13.4 | 14.1 | 15.1 | 16.5 | 17.8 | 19.2 | 20.8 | 22.4 | 23.2 | 24.2 | 25.2 | 27.7 | 29.2 | 30.9 | 32.6 | 34.1 | 35.8 | 37.1 | 38.7 | 40 | 40.9
2 | GBFES Customer Demand: Industrial including losses | GW | Falling Short | Electricity | Min (14:00) | 10.7 | 11.3 | 10.5 | 11.4 | 11.1 | 10.4 | 12.1 | 12.6 | 12.8 | 12.6 | 12.6 | 13.3 | 13 | 13 | 13.1 | 13.1 | 13.2 | 13.2 | 13.3 | 13.4 | 13.5 | 13.7 | 13.9 | 14.1 | 14.3 | 14.4 | 14.7 | 14.9 | 15 | 15.2 | 15.4 | 15.6 | 15.9 | 16.1 | 16.4 | 16.7 | 17.3 | 17.8 | 18.2 | 18.6 | 19
2 | GBFES Customer Demand: Industrial including losses | GW | Leading the Way | Electricity | Min (14:00) | 10.7 | 11.3 | 10.5 | 11.4 | 11.1 | 10.4 | 12.1 | 12.6 | 12.8 | 12.6 | 12.4 | 13 | 12.9 | 12.7 | 12.7 | 13.4 | 13.9 | 14.6 | 15.2 | 16.6 | 18.2 | 19.6 | 20.3 | 21.6 | 23 | 22.7 | 23.6 | 24.1 | 24.8 | 25.3 | 26.4 | 28.8 | 30.9 | 33.4 | 36 | 36.9 | 38.1 | 39 | 40 | 41.5 | 42.4
2 | GBFES Customer Demand: Industrial including losses | GW | Five Year Forecast | Electricity | Min (14:00) | 2010-01-01: 10.7; 2011-01-01: 11.3; 2012-01-01: 10.5; 2013-01-01: 11.4; 2014-01-01: 11.1; 2015-01-01: 10.4; 2016-01-01: 12.1; 2017-01-01: 12.6; 2018-01-01: 12.8; 2019-01-01: 12.6; 2020-01-01: 12.5; 2021-01-01: 13.1; 2022-01-01: 12.9; 2023-01-01: 12.8; 2024-01-01: 12.9; 2025-01-01: 13.2; 2026-01-01: 13.7; 2027-01-01: 0
3 | Industrial Sub Total (Heat components plus losses) | GW | System Transformation | Electricity | Min (14:00) | 9.9 | 10.5 | 9.7 | 10.6 | 10.2 | 9.7 | 11.2 | 11.7 | 11.9 | 11.6 | 11.1 | 11.8 | 11.5 | 11.4 | 11.5 | 11.4 | 11.4 | 11.3 | 11.3 | 11.3 | 11.3 | 11.4 | 11.5 | 11.6 | 11.7 | 11.9 | 12 | 12.1 | 12.3 | 12.5 | 12.6 | 12.8 | 13 | 13.2 | 13.4 | 13.6 | 13.7 | 13.8 | 13.9 | 14 | 14.1
3 | Industrial Sub Total (Heat components plus losses) | GW | Consumer Transformation | Electricity | Min (14:00) | 9.9 | 10.5 | 9.7 | 10.6 | 10.2 | 9.7 | 11.2 | 11.7 | 11.9 | 11.6 | 11.1 | 11.8 | 11.5 | 11.3 | 11.3 | 11.2 | 11.2 | 11.2 | 11.4 | 11.6 | 12.2 | 12.9 | 13.8 | 15.1 | 16.3 | 17.6 | 19.1 | 20.5 | 21.3 | 22.2 | 23.2 | 25.4 | 26.8 | 28.4 | 30 | 31.3 | 32.9 | 34.1 | 35.5 | 36.8 | 37.5
3 | Industrial Sub Total (Heat components plus losses) | GW | Falling Short | Electricity | Min (14:00) | 9.9 | 10.5 | 9.7 | 10.6 | 10.2 | 9.7 | 11.2 | 11.7 | 11.9 | 11.6 | 11.3 | 11.9 | 11.7 | 11.7 | 11.8 | 11.9 | 11.9 | 12 | 12.1 | 12.2 | 12.3 | 12.4 | 12.6 | 12.8 | 13 | 13.1 | 13.3 | 13.5 | 13.7 | 13.8 | 14 | 14.3 | 14.5 | 14.7 | 15 | 15.3 | 15.8 | 16.3 | 16.6 | 17 | 17.4
3 | Industrial Sub Total (Heat components plus losses) | GW | Leading the Way | Electricity | Min (14:00) | 9.9 | 10.5 | 9.7 | 10.6 | 10.2 | 9.7 | 11.2 | 11.7 | 11.9 | 11.6 | 11.1 | 11.7 | 11.4 | 11.3 | 11.3 | 12 | 12.4 | 13.1 | 13.8 | 15.1 | 16.6 | 17.9 | 18.6 | 19.8 | 21 | 20.8 | 21.6 | 22.1 | 22.8 | 23.2 | 24.2 | 26.5 | 28.4 | 30.6 | 33.1 | 33.9 | 35 | 35.9 | 36.8 | 38.1 | 39
3 | Industrial Sub Total (Heat components plus losses) | GW | Five Year Forecast | Electricity | Min (14:00) | 2010-01-01: 9.9; 2011-01-01: 10.5; 2012-01-01: 9.7; 2013-01-01: 10.6; 2014-01-01: 10.2; 2015-01-01: 9.7; 2016-01-01: 11.2; 2017-01-01: 11.7; 2018-01-01: 11.9; 2019-01-01: 11.6; 2020-01-01: 11.2; 2021-01-01: 11.8; 2022-01-01: 11.6; 2023-01-01: 11.5; 2024-01-01: 11.6; 2025-01-01: 11.9; 2026-01-01: 12.4; 2027-01-01: 0
3 | Industrial Resistive Heat Summer Min | GW | System Transformation | Electricity | Min (14:00) | 0 | 0 | 0 | 0 | 0 | 0 | 0 | 0 | 0 | 0 | 0.3 | 0.2 | 0.4 | 0.3 | 0.3 | 0.3 | 0.3 | 0.2 | 0.2 | 0.2 | 0.2 | 0.1 | 0.1 | 0.1 | 0.1 | 0.1 | 0 | 0 | 0 | 0 | 0 | 0 | 0 | 0 | 0 | 0 | 0 | 0 | 0 | 0 | 0
3 | Industrial Resistive Heat Summer Min | GW | Consumer Transformation | Electricity | Min (14:00) | 0 | 0 | 0 | 0 | 0 | 0 | 0 | 0 | 0 | 0 | 0.3 | 0.2 | 0.3 | 0.3 | 0.3 | 0.3 | 0.2 | 0.2 | 0.2 | 0.2 | 0.1 | 0.1 | 0.1 | 0.1 | 0.1 | 0 | 0 | 0 | 0 | 0 | 0 | 0 | 0 | 0 | 0 | 0 | 0 | 0 | 0 | 0 | 0
3 | Industrial Resistive Heat Summer Min | GW | Falling Short | Electricity | Min (14:00) | 0 | 0 | 0 | 0 | 0 | 0 | 0 | 0 | 0 | 0 | 0.3 | 0.2 | 0.2 | 0.2 | 0.2 | 0.2 | 0.2 | 0.2 | 0.2 | 0.2 | 0.2 | 0.1 | 0.1 | 0.1 | 0.1 | 0.1 | 0.1 | 0.1 | 0.1 | 0.1 | 0.1 | 0.1 | 0.1 | 0.1 | 0.1 | 0.1 | 0.1 | 0.1 | 0.1 | 0.1 | 0.1
3 | Industrial Resistive Heat Summer Min | GW | Leading the Way | Electricity | Min (14:00) | 0 | 0 | 0 | 0 | 0 | 0 | 0 | 0 | 0 | 0 | 0.3 | 0.2 | 0.5 | 0.4 | 0.4 | 0.4 | 0.3 | 0.3 | 0.3 | 0.2 | 0.2 | 0.2 | 0.1 | 0.1 | 0.1 | 0 | 0 | 0 | 0 | 0 | 0 | 0 | 0 | 0 | 0 | 0 | 0 | 0 | 0 | 0 | 0
3 | Industrial Resistive Heat Summer Min | GW | Five Year Forecast | Electricity | Min (14:00) | 2010-01-01: 0; 2011-01-01: 0; 2012-01-01: 0; 2013-01-01: 0; 2014-01-01: 0; 2015-01-01: 0; 2016-01-01: 0; 2017-01-01: 0; 2018-01-01: 0; 2019-01-01: 0; 2020-01-01: 0.3; 2021-01-01: 0.2; 2022-01-01: 0.2; 2023-01-01: 0.2; 2024-01-01: 0.2; 2025-01-01: 0.2; 2026-01-01: 0.2; 2027-01-01: 0.2
3 | Industrial Storage Heat Summer Min | GW | System Transformation | Electricity | Min (14:00) | 0 | 0 | 0 | 0 | 0 | 0 | 0 | 0 | 0 | 0 | 0 | 0 | 0 | 0 | 0 | 0 | 0 | 0 | 0 | 0 | 0 | 0 | 0 | 0 | 0 | 0 | 0 | 0 | 0 | 0 | 0 | 0 | 0 | 0 | 0 | 0 | 0 | 0 | 0 | 0 | 0
3 | Industrial Storage Heat Summer Min | GW | Consumer Transformation | Electricity | Min (14:00) | 0 | 0 | 0 | 0 | 0 | 0 | 0 | 0 | 0 | 0 | 0 | 0 | 0 | 0 | 0 | 0 | 0 | 0 | 0 | 0 | 0 | 0 | 0 | 0 | 0 | 0 | 0 | 0 | 0 | 0 | 0 | 0 | 0 | 0 | 0 | 0 | 0 | 0 | 0 | 0 | 0
3 | Industrial Storage Heat Summer Min | GW | Falling Short | Electricity | Min (14:00) | 0 | 0 | 0 | 0 | 0 | 0 | 0 | 0 | 0 | 0 | 0 | 0 | 0 | 0 | 0 | 0 | 0 | 0 | 0 | 0 | 0 | 0 | 0 | 0 | 0 | 0 | 0 | 0 | 0 | 0 | 0 | 0 | 0 | 0 | 0 | 0 | 0 | 0 | 0 | 0 | 0
3 | Industrial Storage Heat Summer Min | GW | Leading the Way | Electricity | Min (14:00) | 0 | 0 | 0 | 0 | 0 | 0 | 0 | 0 | 0 | 0 | 0 | 0 | 0 | 0 | 0 | 0 | 0 | 0 | 0 | 0 | 0 | 0 | 0 | 0 | 0 | 0 | 0 | 0 | 0 | 0 | 0 | 0 | 0 | 0 | 0 | 0 | 0 | 0 | 0 | 0 | 0
3 | Industrial Storage Heat Summer Min | GW | Five Year Forecast | Electricity | Min (14:00) | 2010-01-01: 0; 2011-01-01: 0; 2012-01-01: 0; 2013-01-01: 0; 2014-01-01: 0; 2015-01-01: 0; 2016-01-01: 0; 2017-01-01: 0; 2018-01-01: 0; 2019-01-01: 0; 2020-01-01: 0; 2021-01-01: 0; 2022-01-01: 0; 2023-01-01: 0; 2024-01-01: 0; 2025-01-01: 0; 2026-01-01: 0; 2027-01-01: 0
3 | Industrial District Heat Summer Min | GW | System Transformation | Electricity | Min (14:00) | 0 | 0 | 0 | 0 | 0 | 0 | 0 | 0 | 0 | 0 | 0 | 0 | 0 | 0 | 0 | 0 | 0 | 0 | 0 | 0 | 0 | 0 | 0 | 0 | 0 | 0 | 0 | 0 | 0 | 0 | 0 | 0 | 0 | 0 | 0 | 0 | 0 | 0 | 0 | 0 | 0
3 | Industrial District Heat Summer Min | GW | Consumer Transformation | Electricity | Min (14:00) | 0 | 0 | 0 | 0 | 0 | 0 | 0 | 0 | 0 | 0 | 0 | 0 | 0 | 0 | 0 | 0 | 0 | 0 | 0 | 0 | 0 | 0 | 0 | 0 | 0 | 0 | 0 | 0 | 0 | 0 | 0 | 0 | 0 | 0 | 0 | 0 | 0 | 0 | 0 | 0 | 0
3 | Industrial District Heat Summer Min | GW | Falling Short | Electricity | Min (14:00) | 0 | 0 | 0 | 0 | 0 | 0 | 0 | 0 | 0 | 0 | 0 | 0 | 0 | 0 | 0 | 0 | 0 | 0 | 0 | 0 | 0 | 0 | 0 | 0 | 0 | 0 | 0 | 0 | 0 | 0 | 0 | 0 | 0 | 0 | 0 | 0 | 0 | 0 | 0 | 0 | 0
3 | Industrial District Heat Summer Min | GW | Leading the Way | Electricity | Min (14:00) | 0 | 0 | 0 | 0 | 0 | 0 | 0 | 0 | 0 | 0 | 0 | 0 | 0 | 0 | 0 | 0 | 0 | 0 | 0 | 0 | 0 | 0 | 0 | 0 | 0 | 0 | 0 | 0 | 0 | 0 | 0 | 0 | 0 | 0 | 0 | 0 | 0 | 0 | 0 | 0 | 0
3 | Industrial District Heat Summer Min | GW | Five Year Forecast | Electricity | Min (14:00) | 2010-01-01: 0; 2011-01-01: 0; 2012-01-01: 0; 2013-01-01: 0; 2014-01-01: 0; 2015-01-01: 0; 2016-01-01: 0; 2017-01-01: 0; 2018-01-01: 0; 2019-01-01: 0; 2020-01-01: 0; 2021-01-01: 0; 2022-01-01: 0; 2023-01-01: 0; 2024-01-01: 0; 2025-01-01: 0; 2026-01-01: 0; 2027-01-01: 0
3 | Industrial Losses | GW | System Transformation | Electricity | Min (14:00) | 0.7 | 0.8 | 0.8 | 0.8 | 0.8 | 0.7 | 0.8 | 0.9 | 0.9 | 0.9 | 1.1 | 1.1 | 1 | 1 | 1 | 1 | 1 | 1 | 1 | 1 | 1 | 1 | 1 | 1 | 1 | 1 | 1.1 | 1.1 | 1.1 | 1.1 | 1.1 | 1.1 | 1.1 | 1.2 | 1.2 | 1.2 | 1.2 | 1.2 | 1.2 | 1.2 | 1.2
3 | Industrial Losses | GW | Consumer Transformation | Electricity | Min (14:00) | 0.7 | 0.8 | 0.8 | 0.8 | 0.8 | 0.7 | 0.8 | 0.9 | 0.9 | 0.9 | 1.1 | 1 | 1 | 1 | 1 | 1 | 1 | 1 | 1 | 1 | 1.1 | 1.1 | 1.2 | 1.3 | 1.4 | 1.5 | 1.7 | 1.8 | 1.9 | 1.9 | 2 | 2.2 | 2.3 | 2.5 | 2.6 | 2.7 | 2.9 | 3 | 3.1 | 3.2 | 3.3
3 | Industrial Losses | GW | Falling Short | Electricity | Min (14:00) | 0.7 | 0.8 | 0.8 | 0.8 | 0.8 | 0.7 | 0.8 | 0.9 | 0.9 | 0.9 | 1.1 | 1.1 | 1.1 | 1.1 | 1.1 | 1.1 | 1.1 | 1.1 | 1.1 | 1.1 | 1.1 | 1.1 | 1.1 | 1.1 | 1.2 | 1.2 | 1.2 | 1.2 | 1.2 | 1.2 | 1.2 | 1.3 | 1.3 | 1.3 | 1.3 | 1.3 | 1.4 | 1.4 | 1.5 | 1.5 | 1.5
3 | Industrial Losses | GW | Leading the Way | Electricity | Min (14:00) | 0.7 | 0.8 | 0.8 | 0.8 | 0.8 | 0.7 | 0.8 | 0.9 | 0.9 | 0.9 | 1.1 | 1 | 1 | 1 | 1 | 1.1 | 1.1 | 1.2 | 1.2 | 1.3 | 1.5 | 1.6 | 1.6 | 1.7 | 1.8 | 1.8 | 1.9 | 1.9 | 2 | 2 | 2.1 | 2.3 | 2.5 | 2.7 | 2.9 | 3 | 3.1 | 3.1 | 3.2 | 3.3 | 3.4
3 | Industrial Losses | GW | Five Year Forecast | Electricity | Min (14:00) | 2010-01-01: 0.7; 2011-01-01: 0.8; 2012-01-01: 0.8; 2013-01-01: 0.8; 2014-01-01: 0.8; 2015-01-01: 0.7; 2016-01-01: 0.8; 2017-01-01: 0.9; 2018-01-01: 0.9; 2019-01-01: 0.9; 2020-01-01: 1.1; 2021-01-01: 1.1; 2022-01-01: 1; 2023-01-01: 1; 2024-01-01: 1; 2025-01-01: 1.1; 2026-01-01: 1.1; 2027-01-01: 0
2 | GBFES Customer Demand: Commercial including losses | GW | System Transformation | Electricity | Min (14:00) | 10.8 | 12.1 | 11.3 | 12.1 | 11.9 | 11.5 | 12.9 | 13.3 | 13.1 | 13.6 | 12.4 | 13.1 | 13.4 | 13.5 | 13.6 | 13.7 | 13.8 | 14 | 14.4 | 14.7 | 15 | 15.4 | 15.8 | 16.3 | 16.8 | 17.4 | 18.1 | 18.8 | 19.5 | 20.1 | 20.8 | 21.4 | 22 | 22.4 | 22.3 | 22.2 | 22.1 | 22 | 21.9 | 21.8 | 21.7
2 | GBFES Customer Demand: Commercial including losses | GW | Consumer Transformation | Electricity | Min (14:00) | 10.8 | 12.1 | 11.3 | 12.1 | 11.9 | 11.5 | 12.9 | 13.3 | 13.1 | 13.6 | 12.4 | 13.1 | 13.3 | 13.4 | 13.6 | 13.7 | 14.1 | 14.5 | 15.1 | 15.7 | 16.3 | 17 | 17.7 | 18.6 | 19.5 | 20.5 | 21.5 | 22.5 | 23.5 | 24.4 | 25.4 | 26.3 | 26.8 | 26.9 | 27.1 | 27.1 | 27.2 | 27.3 | 27.3 | 27.4 | 27.4
2 | GBFES Customer Demand: Commercial including losses | GW | Falling Short | Electricity | Min (14:00) | 10.8 | 12.1 | 11.3 | 12.1 | 11.9 | 11.5 | 12.9 | 13.3 | 13.1 | 13.6 | 12.3 | 12.9 | 12.8 | 13.1 | 13.3 | 13.4 | 13.6 | 13.8 | 14 | 14.3 | 14.6 | 14.8 | 15.1 | 15.5 | 15.9 | 16.3 | 16.8 | 17.3 | 17.8 | 18.4 | 19 | 19.8 | 20.5 | 21.4 | 22.2 | 23.1 | 23.7 | 24.1 | 24.3 | 24.4 | 24.6
2 | GBFES Customer Demand: Commercial including losses | GW | Leading the Way | Electricity | Min (14:00) | 10.8 | 12.1 | 11.3 | 12.1 | 11.9 | 11.5 | 12.9 | 13.3 | 13.1 | 13.6 | 12.4 | 13 | 13.4 | 13.5 | 13.7 | 14.1 | 14.5 | 15.1 | 15.8 | 16.4 | 17 | 17.6 | 18.4 | 19.1 | 19.9 | 20.6 | 21.2 | 21.9 | 22.5 | 23 | 23.4 | 23.7 | 23.8 | 24 | 23.9 | 23.9 | 23.9 | 23.8 | 23.8 | 23.7 | 23.6
2 | GBFES Customer Demand: Commercial including losses | GW | Five Year Forecast | Electricity | Min (14:00) | 2010-01-01: 10.8; 2011-01-01: 12.1; 2012-01-01: 11.3; 2013-01-01: 12.1; 2014-01-01: 11.9; 2015-01-01: 11.5; 2016-01-01: 12.9; 2017-01-01: 13.3; 2018-01-01: 13.1; 2019-01-01: 13.6; 2020-01-01: 12.5; 2021-01-01: 13.1; 2022-01-01: 13.1; 2023-01-01: 13.3; 2024-01-01: 13.5; 2025-01-01: 13.7; 2026-01-01: 14; 2027-01-01: 0
3 | Commercial Sub Total (Heat components plus losses) | GW | System Transformation | Electricity | Min (14:00) | 10.1 | 11.2 | 10.5 | 11.3 | 11 | 10.7 | 12 | 12.3 | 12.2 | 12.5 | 11.1 | 11.7 | 11.8 | 11.8 | 11.9 | 11.9 | 12 | 12.1 | 12.2 | 12.4 | 12.5 | 12.6 | 12.7 | 12.8 | 12.8 | 12.9 | 12.9 | 12.9 | 13 | 13 | 13.1 | 13.1 | 13.1 | 13.1 | 13.1 | 13 | 13 | 13 | 13.1 | 13.1 | 13.1
3 | Commercial Sub Total (Heat components plus losses) | GW | Consumer Transformation | Electricity | Min (14:00) | 10.1 | 11.2 | 10.5 | 11.3 | 11 | 10.7 | 12 | 12.3 | 12.2 | 12.5 | 11.1 | 11.7 | 11.7 | 11.7 | 11.8 | 11.8 | 11.9 | 12.1 | 12.4 | 12.7 | 12.9 | 13.1 | 13.3 | 13.5 | 13.7 | 13.9 | 14.2 | 14.5 | 14.7 | 15 | 15.2 | 15.4 | 15.6 | 15.6 | 15.7 | 15.8 | 15.8 | 15.9 | 16 | 16 | 16.1
3 | Commercial Sub Total (Heat components plus losses) | GW | Falling Short | Electricity | Min (14:00) | 10.1 | 11.2 | 10.5 | 11.3 | 11 | 10.7 | 12 | 12.3 | 12.2 | 12.5 | 11.2 | 11.8 | 11.7 | 11.9 | 12.1 | 12.2 | 12.3 | 12.4 | 12.6 | 12.7 | 12.8 | 13 | 13.1 | 13.2 | 13.4 | 13.5 | 13.5 | 13.6 | 13.6 | 13.6 | 13.6 | 13.7 | 13.7 | 13.8 | 13.8 | 13.8 | 13.9 | 13.9 | 13.9 | 14 | 14
3 | Commercial Sub Total (Heat components plus losses) | GW | Leading the Way | Electricity | Min (14:00) | 10.1 | 11.2 | 10.5 | 11.3 | 11 | 10.7 | 12 | 12.3 | 12.2 | 12.5 | 11.1 | 11.7 | 11.6 | 11.6 | 11.8 | 12 | 12.3 | 12.5 | 12.9 | 13.2 | 13.3 | 13.5 | 13.7 | 13.9 | 14.1 | 14.3 | 14.5 | 14.7 | 14.9 | 15.1 | 15.1 | 15.1 | 15.2 | 15.2 | 15.2 | 15.3 | 15.3 | 15.4 | 15.5 | 15.5 | 15.5
3 | Commercial Sub Total (Heat components plus losses) | GW | Five Year Forecast | Electricity | Min (14:00) | 2010-01-01: 10.1; 2011-01-01: 11.2; 2012-01-01: 10.5; 2013-01-01: 11.3; 2014-01-01: 11; 2015-01-01: 10.7; 2016-01-01: 12; 2017-01-01: 12.3; 2018-01-01: 12.2; 2019-01-01: 12.5; 2020-01-01: 11.1; 2021-01-01: 11.7; 2022-01-01: 11.6; 2023-01-01: 11.7; 2024-01-01: 11.9; 2025-01-01: 12; 2026-01-01: 12.1; 2027-01-01: 0
3 | Commercial EV Summer Min | GW | System Transformation | Electricity | Min (14:00) | 0 | 0 | 0 | 0 | 0 | 0 | 0 | 0 | 0 | 0 | 0 | 0.1 | 0.1 | 0.1 | 0.1 | 0.2 | 0.2 | 0.3 | 0.4 | 0.6 | 0.7 | 1 | 1.3 | 1.6 | 2.1 | 2.6 | 3.1 | 3.7 | 4.2 | 4.8 | 5.3 | 5.8 | 6.2 | 6.6 | 6.5 | 6.5 | 6.4 | 6.2 | 6.1 | 6 | 5.9
3 | Commercial EV Summer Min | GW | Consumer Transformation | Electricity | Min (14:00) | 0 | 0 | 0 | 0 | 0 | 0 | 0 | 0 | 0 | 0 | 0 | 0.1 | 0.1 | 0.1 | 0.2 | 0.3 | 0.4 | 0.5 | 0.7 | 1 | 1.3 | 1.7 | 2.2 | 2.7 | 3.3 | 3.9 | 4.5 | 5.1 | 5.7 | 6.3 | 6.9 | 7.5 | 7.7 | 7.8 | 7.8 | 7.8 | 7.7 | 7.7 | 7.6 | 7.6 | 7.5
3 | Commercial EV Summer Min | GW | Falling Short | Electricity | Min (14:00) | 0 | 0 | 0 | 0 | 0 | 0 | 0 | 0 | 0 | 0 | 0 | 0.1 | 0.1 | 0.1 | 0.1 | 0.2 | 0.2 | 0.3 | 0.3 | 0.4 | 0.5 | 0.7 | 0.8 | 1 | 1.3 | 1.6 | 1.9 | 2.3 | 2.8 | 3.3 | 3.9 | 4.5 | 5.2 | 5.9 | 6.6 | 7.4 | 7.9 | 8.3 | 8.4 | 8.5 | 8.6
3 | Commercial EV Summer Min | GW | Leading the Way | Electricity | Min (14:00) | 0 | 0 | 0 | 0 | 0 | 0 | 0 | 0 | 0 | 0 | 0 | 0.1 | 0.1 | 0.1 | 0.2 | 0.3 | 0.4 | 0.5 | 0.7 | 1 | 1.3 | 1.6 | 2 | 2.4 | 2.8 | 3.2 | 3.5 | 3.8 | 4.1 | 4.3 | 4.6 | 4.7 | 4.8 | 4.9 | 4.8 | 4.8 | 4.6 | 4.5 | 4.4 | 4.3 | 4.1
3 | Commercial EV Summer Min | GW | Five Year Forecast | Electricity | Min (14:00) | 2010-01-01: 0; 2011-01-01: 0; 2012-01-01: 0; 2013-01-01: 0; 2014-01-01: 0; 2015-01-01: 0; 2016-01-01: 0; 2017-01-01: 0; 2018-01-01: 0; 2019-01-01: 0; 2020-01-01: 0; 2021-01-01: 0.1; 2022-01-01: 0.1; 2023-01-01: 0.1; 2024-01-01: 0.2; 2025-01-01: 0.2; 2026-01-01: 0.3; 2027-01-01: 0.4
3 | Commercial Resistive Heat Summer Min | GW | System Transformation | Electricity | Min (14:00) | 0 | 0 | 0 | 0 | 0 | 0 | 0 | 0 | 0 | 0 | 0.3 | 0.3 | 0.4 | 0.4 | 0.4 | 0.4 | 0.4 | 0.4 | 0.3 | 0.3 | 0.3 | 0.2 | 0.2 | 0.2 | 0.1 | 0.1 | 0.1 | 0.1 | 0.1 | 0.1 | 0.1 | 0.1 | 0 | 0 | 0 | 0 | 0 | 0 | 0 | 0 | 0
3 | Commercial Resistive Heat Summer Min | GW | Consumer Transformation | Electricity | Min (14:00) | 0 | 0 | 0 | 0 | 0 | 0 | 0 | 0 | 0 | 0 | 0.3 | 0.3 | 0.4 | 0.4 | 0.4 | 0.3 | 0.3 | 0.3 | 0.3 | 0.3 | 0.2 | 0.2 | 0.2 | 0.1 | 0.1 | 0.1 | 0.1 | 0.1 | 0.1 | 0.1 | 0.1 | 0.1 | 0.1 | 0 | 0 | 0 | 0 | 0 | 0 | 0 | 0
3 | Commercial Resistive Heat Summer Min | GW | Falling Short | Electricity | Min (14:00) | 0 | 0 | 0 | 0 | 0 | 0 | 0 | 0 | 0 | 0 | 0.3 | 0.3 | 0.3 | 0.3 | 0.3 | 0.3 | 0.3 | 0.3 | 0.3 | 0.3 | 0.3 | 0.3 | 0.3 | 0.3 | 0.3 | 0.3 | 0.4 | 0.4 | 0.4 | 0.4 | 0.4 | 0.4 | 0.4 | 0.4 | 0.4 | 0.4 | 0.4 | 0.4 | 0.4 | 0.4 | 0.4
3 | Commercial Resistive Heat Summer Min | GW | Leading the Way | Electricity | Min (14:00) | 0 | 0 | 0 | 0 | 0 | 0 | 0 | 0 | 0 | 0 | 0.3 | 0.3 | 0.5 | 0.5 | 0.4 | 0.4 | 0.4 | 0.4 | 0.3 | 0.3 | 0.3 | 0.2 | 0.2 | 0.1 | 0.1 | 0.1 | 0.1 | 0.1 | 0.1 | 0 | 0 | 0 | 0 | 0 | 0 | 0 | 0 | 0 | 0 | 0 | 0
3 | Commercial Resistive Heat Summer Min | GW | Five Year Forecast | Electricity | Min (14:00) | 2010-01-01: 0; 2011-01-01: 0; 2012-01-01: 0; 2013-01-01: 0; 2014-01-01: 0; 2015-01-01: 0; 2016-01-01: 0; 2017-01-01: 0; 2018-01-01: 0; 2019-01-01: 0; 2020-01-01: 0.3; 2021-01-01: 0.3; 2022-01-01: 0.3; 2023-01-01: 0.3; 2024-01-01: 0.3; 2025-01-01: 0.3; 2026-01-01: 0.3; 2027-01-01: 0.3
3 | Commercial Storage Heat Summer Min | GW | System Transformation | Electricity | Min (14:00) | 0 | 0 | 0 | 0 | 0 | 0 | 0 | 0 | 0 | 0 | 0 | 0 | 0 | 0 | 0 | 0 | 0 | 0 | 0 | 0 | 0 | 0 | 0 | 0 | 0 | 0 | 0 | 0 | 0 | 0 | 0 | 0 | 0 | 0 | 0 | 0 | 0 | 0 | 0 | 0 | 0
3 | Commercial Storage Heat Summer Min | GW | Consumer Transformation | Electricity | Min (14:00) | 0 | 0 | 0 | 0 | 0 | 0 | 0 | 0 | 0 | 0 | 0 | 0 | 0 | 0 | 0 | 0 | 0 | 0 | 0 | 0 | 0 | 0 | 0 | 0 | 0 | 0.1 | 0.1 | 0.1 | 0.1 | 0.2 | 0.2 | 0.2 | 0.2 | 0.2 | 0.2 | 0.3 | 0.3 | 0.3 | 0.3 | 0.3 | 0.3
3 | Commercial Storage Heat Summer Min | GW | Falling Short | Electricity | Min (14:00) | 0 | 0 | 0 | 0 | 0 | 0 | 0 | 0 | 0 | 0 | 0 | 0 | 0 | 0 | 0 | 0 | 0 | 0 | 0 | 0 | 0 | 0 | 0 | 0 | 0 | 0 | 0 | 0 | 0 | 0 | 0 | 0 | 0 | 0 | 0 | 0 | 0 | 0 | 0 | 0 | 0
3 | Commercial Storage Heat Summer Min | GW | Leading the Way | Electricity | Min (14:00) | 0 | 0 | 0 | 0 | 0 | 0 | 0 | 0 | 0 | 0 | 0 | 0 | 0 | 0 | 0 | 0 | 0 | 0 | 0 | 0 | 0 | 0 | 0 | 0 | 0 | 0.1 | 0.1 | 0.1 | 0.1 | 0.1 | 0.1 | 0.2 | 0.2 | 0.2 | 0.2 | 0.2 | 0.2 | 0.2 | 0.2 | 0.2 | 0.3
3 | Commercial Storage Heat Summer Min | GW | Five Year Forecast | Electricity | Min (14:00) | 2010-01-01: 0; 2011-01-01: 0; 2012-01-01: 0; 2013-01-01: 0; 2014-01-01: 0; 2015-01-01: 0; 2016-01-01: 0; 2017-01-01: 0; 2018-01-01: 0; 2019-01-01: 0; 2020-01-01: 0; 2021-01-01: 0; 2022-01-01: 0; 2023-01-01: 0; 2024-01-01: 0; 2025-01-01: 0; 2026-01-01: 0; 2027-01-01: 0
3 | Commercial District Heat Summer Min | GW | System Transformation | Electricity | Min (14:00) | 0 | 0 | 0 | 0 | 0 | 0 | 0 | 0 | 0 | 0 | 0 | 0 | 0 | 0 | 0 | 0 | 0 | 0.1 | 0.1 | 0.1 | 0.1 | 0.1 | 0.1 | 0.1 | 0.1 | 0.1 | 0.1 | 0.1 | 0.2 | 0.2 | 0.2 | 0.2 | 0.2 | 0.2 | 0.2 | 0.2 | 0.2 | 0.3 | 0.3 | 0.3 | 0.3
3 | Commercial District Heat Summer Min | GW | Consumer Transformation | Electricity | Min (14:00) | 0 | 0 | 0 | 0 | 0 | 0 | 0 | 0 | 0 | 0 | 0 | 0 | 0 | 0 | 0 | 0 | 0 | 0 | 0 | 0 | 0 | 0 | 0 | 0 | 0 | 0 | 0 | 0 | 0 | 0 | 0 | 0 | 0 | 0 | 0 | 0 | 0 | 0 | 0 | 0 | 0
3 | Commercial District Heat Summer Min | GW | Falling Short | Electricity | Min (14:00) | 0 | 0 | 0 | 0 | 0 | 0 | 0 | 0 | 0 | 0 | 0 | 0 | 0 | 0 | 0 | 0 | 0 | 0 | 0 | 0 | 0 | 0 | 0 | 0.1 | 0.1 | 0.1 | 0.1 | 0.1 | 0.1 | 0.1 | 0.1 | 0.1 | 0.1 | 0.1 | 0.1 | 0.1 | 0.1 | 0.2 | 0.2 | 0.2 | 0.2
3 | Commercial District Heat Summer Min | GW | Leading the Way | Electricity | Min (14:00) | 0 | 0 | 0 | 0 | 0 | 0 | 0 | 0 | 0 | 0 | 0 | 0 | 0 | 0 | 0 | 0 | 0 | 0 | 0 | 0 | 0 | 0 | 0 | 0 | 0 | 0 | 0 | 0 | 0 | 0 | 0 | 0 | 0 | 0 | 0 | 0 | 0 | 0 | 0 | 0 | 0
3 | Commercial District Heat Summer Min | GW | Five Year Forecast | Electricity | Min (14:00) | 2010-01-01: 0; 2011-01-01: 0; 2012-01-01: 0; 2013-01-01: 0; 2014-01-01: 0; 2015-01-01: 0; 2016-01-01: 0; 2017-01-01: 0; 2018-01-01: 0; 2019-01-01: 0; 2020-01-01: 0; 2021-01-01: 0; 2022-01-01: 0; 2023-01-01: 0; 2024-01-01: 0; 2025-01-01: 0; 2026-01-01: 0; 2027-01-01: 0
3 | Commercial Heat Pumps | GW | System Transformation | Electricity | Min (14:00) | 0 | 0 | 0 | 0 | 0 | 0 | 0 | 0 | 0 | 0 | 0 | 0 | 0 | 0.1 | 0.1 | 0.1 | 0.1 | 0.1 | 0.2 | 0.2 | 0.2 | 0.2 | 0.3 | 0.3 | 0.3 | 0.4 | 0.4 | 0.4 | 0.5 | 0.5 | 0.5 | 0.5 | 0.6 | 0.6 | 0.6 | 0.6 | 0.6 | 0.6 | 0.7 | 0.7 | 0.7
3 | Commercial Heat Pumps | GW | Consumer Transformation | Electricity | Min (14:00) | 0 | 0 | 0 | 0 | 0 | 0 | 0 | 0 | 0 | 0 | 0 | 0 | 0.1 | 0.1 | 0.1 | 0.2 | 0.3 | 0.3 | 0.4 | 0.5 | 0.5 | 0.6 | 0.6 | 0.7 | 0.8 | 0.8 | 0.9 | 0.9 | 1 | 1 | 1 | 1 | 1 | 1.1 | 1.1 | 1.1 | 1.1 | 1.1 | 1.2 | 1.2 | 1.2
3 | Commercial Heat Pumps | GW | Falling Short | Electricity | Min (14:00) | 0 | 0 | 0 | 0 | 0 | 0 | 0 | 0 | 0 | 0 | 0 | 0 | 0 | 0.1 | 0.1 | 0.1 | 0.1 | 0.1 | 0.1 | 0.1 | 0.1 | 0.1 | 0.1 | 0.1 | 0.1 | 0.2 | 0.2 | 0.2 | 0.2 | 0.2 | 0.2 | 0.2 | 0.2 | 0.2 | 0.2 | 0.3 | 0.3 | 0.4 | 0.4 | 0.4 | 0.5
3 | Commercial Heat Pumps | GW | Leading the Way | Electricity | Min (14:00) | 0 | 0 | 0 | 0 | 0 | 0 | 0 | 0 | 0 | 0 | 0 | 0 | 0.1 | 0.2 | 0.2 | 0.3 | 0.3 | 0.4 | 0.6 | 0.7 | 0.8 | 0.9 | 1 | 1.1 | 1.2 | 1.3 | 1.4 | 1.5 | 1.5 | 1.6 | 1.7 | 1.7 | 1.7 | 1.7 | 1.7 | 1.7 | 1.7 | 1.8 | 1.8 | 1.8 | 1.8
3 | Commercial Heat Pumps | GW | Five Year Forecast | Electricity | Min (14:00) | 2010-01-01: 0; 2011-01-01: 0; 2012-01-01: 0; 2013-01-01: 0; 2014-01-01: 0; 2015-01-01: 0; 2016-01-01: 0; 2017-01-01: 0; 2018-01-01: 0; 2019-01-01: 0; 2020-01-01: 0; 2021-01-01: 0; 2022-01-01: 0; 2023-01-01: 0; 2024-01-01: 0.1; 2025-01-01: 0.1; 2026-01-01: 0.1; 2027-01-01: 0.1
3 | Commercial Losses | GW | System Transformation | Electricity | Min (14:00) | 0.8 | 0.8 | 0.8 | 0.8 | 0.9 | 0.8 | 0.9 | 1 | 0.9 | 1 | 1.1 | 1.1 | 1.1 | 1.1 | 1.1 | 1.1 | 1.1 | 1.1 | 1.2 | 1.2 | 1.2 | 1.2 | 1.3 | 1.3 | 1.4 | 1.4 | 1.5 | 1.5 | 1.6 | 1.6 | 1.7 | 1.7 | 1.8 | 1.8 | 1.8 | 1.8 | 1.8 | 1.8 | 1.8 | 1.8 | 1.7
3 | Commercial Losses | GW | Consumer Transformation | Electricity | Min (14:00) | 0.8 | 0.8 | 0.8 | 0.8 | 0.9 | 0.8 | 0.9 | 1 | 0.9 | 1 | 1.1 | 1 | 1.1 | 1.1 | 1.1 | 1.1 | 1.1 | 1.2 | 1.2 | 1.3 | 1.3 | 1.4 | 1.4 | 1.5 | 1.6 | 1.6 | 1.7 | 1.8 | 1.9 | 2 | 2 | 2.1 | 2.1 | 2.2 | 2.2 | 2.2 | 2.2 | 2.2 | 2.2 | 2.2 | 2.2
3 | Commercial Losses | GW | Falling Short | Electricity | Min (14:00) | 0.8 | 0.8 | 0.8 | 0.8 | 0.9 | 0.8 | 0.9 | 1 | 0.9 | 1 | 1.1 | 1.1 | 1.1 | 1.1 | 1.1 | 1.1 | 1.1 | 1.1 | 1.2 | 1.2 | 1.2 | 1.2 | 1.2 | 1.3 | 1.3 | 1.3 | 1.4 | 1.4 | 1.5 | 1.5 | 1.6 | 1.6 | 1.7 | 1.7 | 1.8 | 1.9 | 1.9 | 2 | 2 | 2 | 2
3 | Commercial Losses | GW | Leading the Way | Electricity | Min (14:00) | 0.8 | 0.8 | 0.8 | 0.8 | 0.9 | 0.8 | 0.9 | 1 | 0.9 | 1 | 1.1 | 1 | 1.1 | 1.1 | 1.1 | 1.1 | 1.2 | 1.2 | 1.3 | 1.3 | 1.4 | 1.4 | 1.5 | 1.5 | 1.6 | 1.7 | 1.7 | 1.8 | 1.8 | 1.8 | 1.9 | 1.9 | 1.9 | 1.9 | 1.9 | 1.9 | 1.9 | 1.9 | 1.9 | 1.9 | 1.9
3 | Commercial Losses | GW | Five Year Forecast | Electricity | Min (14:00) | 2010-01-01: 0.8; 2011-01-01: 0.8; 2012-01-01: 0.8; 2013-01-01: 0.8; 2014-01-01: 0.9; 2015-01-01: 0.8; 2016-01-01: 0.9; 2017-01-01: 1; 2018-01-01: 0.9; 2019-01-01: 1; 2020-01-01: 1.1; 2021-01-01: 1.1; 2022-01-01: 1.1; 2023-01-01: 1.1; 2024-01-01: 1.1; 2025-01-01: 1.1; 2026-01-01: 1.1; 2027-01-01: 0
2 | GBFES Customer Demand: Direct Transmission Customers | GW | System Transformation | Electricity | Min (14:00) | 1 | 1 | 1 | 1 | 1 | 1 | 0.8 | 0.8 | 0.8 | 0.8 | 0.8 | 0.8 | 0.8 | 0.8 | 0.8 | 0.8 | 0.8 | 0.8 | 0.8 | 0.8 | 0.8 | 0.8 | 0.8 | 0.8 | 0.9 | 0.9 | 0.9 | 0.9 | 0.9 | 0.9 | 0.9 | 0.9 | 0.9 | 0.9 | 0.9 | 0.9 | 1 | 1 | 1 | 1 | 1
2 | GBFES Customer Demand: Direct Transmission Customers | GW | Consumer Transformation | Electricity | Min (14:00) | 1 | 1 | 1 | 1 | 1 | 1 | 0.8 | 0.8 | 0.8 | 0.8 | 0.8 | 0.8 | 0.8 | 0.8 | 0.8 | 0.8 | 0.8 | 0.8 | 0.8 | 0.8 | 0.8 | 0.8 | 0.8 | 0.8 | 0.8 | 0.8 | 0.8 | 0.9 | 0.9 | 0.9 | 0.9 | 0.9 | 0.9 | 0.9 | 0.9 | 0.9 | 0.9 | 0.9 | 0.9 | 0.9 | 0.9
2 | GBFES Customer Demand: Direct Transmission Customers | GW | Falling Short | Electricity | Min (14:00) | 1 | 1 | 1 | 1 | 1 | 1 | 0.8 | 0.8 | 0.8 | 0.8 | 0.8 | 0.8 | 0.8 | 0.8 | 0.8 | 0.8 | 0.8 | 0.8 | 0.8 | 0.8 | 0.8 | 0.8 | 0.8 | 0.8 | 0.8 | 0.8 | 0.8 | 0.8 | 0.8 | 0.8 | 0.8 | 0.8 | 0.8 | 0.9 | 0.9 | 0.9 | 0.9 | 0.9 | 0.9 | 0.9 | 0.9
2 | GBFES Customer Demand: Direct Transmission Customers | GW | Leading the Way | Electricity | Min (14:00) | 1 | 1 | 1 | 1 | 1 | 1 | 0.8 | 0.8 | 0.8 | 0.8 | 0.8 | 0.8 | 0.8 | 0.8 | 0.8 | 0.8 | 0.8 | 0.8 | 0.8 | 0.8 | 0.8 | 0.8 | 0.8 | 0.8 | 0.8 | 0.8 | 0.8 | 0.8 | 0.8 | 0.8 | 0.8 | 0.8 | 0.8 | 0.9 | 0.9 | 0.9 | 0.9 | 0.9 | 0.9 | 0.9 | 0.9
2 | GBFES Customer Demand: Direct Transmission Customers | GW | Five Year Forecast | Electricity | Min (14:00) | 2010-01-01: 1; 2011-01-01: 1; 2012-01-01: 1; 2013-01-01: 1; 2014-01-01: 1; 2015-01-01: 1; 2016-01-01: 0.8; 2017-01-01: 0.8; 2018-01-01: 0.8; 2019-01-01: 0.8; 2020-01-01: 0.8; 2021-01-01: 0.8; 2022-01-01: 0.8; 2023-01-01: 0.8; 2024-01-01: 0.8; 2025-01-01: 0.8; 2026-01-01: 0.8; 2027-01-01: 0
2 | GBFES System Demand: On Grid Electrolysis | GW | System Transformation | Electricity | Min (14:00) | 0 | 0 | 0 | 0 | 0 | 0 | 0 | 0 | 0 | 0 | 0.1 | 0.1 | 0.2 | 0.2 | 0.3 | 0.4 | 0.6 | 0.8 | 1 | 1.3 | 2.6 | 3.4 | 3.4 | 3.4 | 3.4 | 3.4 | 5 | 9.5 | 14 | 18.5 | 23 | 27.2 | 31.7 | 36.2 | 40.7 | 45.2 | 49.7 | 49.7 | 49.7 | 53.2 | 53.2
2 | GBFES System Demand: On Grid Electrolysis | GW | Consumer Transformation | Electricity | Min (14:00) | 0 | 0 | 0 | 0 | 0 | 0 | 0 | 0 | 0 | 0 | 0.1 | 0.1 | 0.1 | 0.2 | 0.3 | 0.4 | 0.6 | 0.8 | 1.1 | 1.5 | 2.2 | 6.7 | 11.2 | 15.7 | 20.2 | 24.7 | 28.7 | 31.6 | 36.1 | 37.9 | 40.6 | 45.1 | 48 | 52.4 | 54.5 | 58 | 62.4 | 66.9 | 71.4 | 71.9 | 71.9
2 | GBFES System Demand: On Grid Electrolysis | GW | Falling Short | Electricity | Min (14:00) | 0 | 0 | 0 | 0 | 0 | 0 | 0 | 0 | 0 | 0 | 0.1 | 0.1 | 0.2 | 0.2 | 0.3 | 0.4 | 0.9 | 1.5 | 3 | 3 | 7.5 | 12 | 16.5 | 21 | 25.5 | 30 | 34.5 | 37.7 | 40.2 | 43.7 | 45.6 | 49.5 | 54 | 57.5 | 59.7 | 63.2 | 65.9 | 68.3 | 71.6 | 71.7 | 72.5
2 | GBFES System Demand: On Grid Electrolysis | GW | Leading the Way | Electricity | Min (14:00) | 0 | 0 | 0 | 0 | 0 | 0 | 0 | 0 | 0 | 0 | 0 | 0 | 0 | 0.1 | 0.1 | 0.1 | 0.1 | 0.1 | 0.9 | 1.6 | 2.4 | 3.1 | 3.9 | 4.6 | 5.2 | 5.9 | 6.5 | 7.2 | 7.8 | 8.5 | 9.1 | 9.8 | 10.4 | 11.1 | 11.7 | 12.4 | 13 | 13.7 | 14.4 | 15 | 15.6
2 | GBFES System Demand: On Grid Electrolysis | GW | Five Year Forecast | Electricity | Min (14:00) | 2010-01-01: 0; 2011-01-01: 0; 2012-01-01: 0; 2013-01-01: 0; 2014-01-01: 0; 2015-01-01: 0; 2016-01-01: 0; 2017-01-01: 0; 2018-01-01: 0; 2019-01-01: 0; 2020-01-01: 0; 2021-01-01: 0; 2022-01-01: 0; 2023-01-01: 0; 2024-01-01: 0; 2025-01-01: 0; 2026-01-01: 0; 2027-01-01: 0
5 | GB Customer Demand: Commercial Data Centres - Direct Transmission Customers | GWh | System Transformation | Electricity | Annual [Fiscal] | [10 empty] | 544 | 544 | 1403 | 1997 | 2711 | 3536 | 4539 | 5699 | 6793 | 7785 | 8754 | 9670 | 10394 | 10948 | 11375 | 11691 | 11915 | 12057 | 12196 | 12364 | 12553 | 12728 | 12882 | 13015 | 13121 | 13198 | 13244 | 13278 | 13310 | 13341 | 13369
5 | GB Customer Demand: Commercial Data Centres - Direct Transmission Customers | GWh | Consumer Transformation | Electricity | Annual [Fiscal] | [10 empty] | 544 | 544 | 1509 | 2256 | 3250 | 4469 | 5983 | 7696 | 9381 | 10921 | 12129 | 13055 | 13781 | 14341 | 14763 | 15078 | 15400 | 15716 | 16004 | 16256 | 16461 | 16609 | 16692 | 16751 | 16805 | 16856 | 16904 | 16948 | 16989 | 17028 | 17064
5 | GB Customer Demand: Commercial Data Centres - Direct Transmission Customers | GWh | Falling Short | Electricity | Annual [Fiscal] | [10 empty] | 544 | 544 | 1290 | 1789 | 2349 | 2965 | 3700 | 4545 | 5288 | 5999 | 6677 | 7350 | 7994 | 8510 | 8901 | 9195 | 9395 | 9512 | 9550 | 9579 | 9612 | 9651 | 9693 | 9732 | 9765 | 9793 | 9815 | 9832 | 9841 | 9849 | 9856
5 | GB Customer Demand: Commercial Data Centres - Direct Transmission Customers | GWh | Leading the Way | Electricity | Annual [Fiscal] | [10 empty] | 544 | 544 | 1598 | 2447 | 3620 | 5082 | 6898 | 8952 | 11004 | 12872 | 14323 | 15436 | 16323 | 17036 | 17616 | 18109 | 18634 | 19151 | 19624 | 20040 | 20378 | 20625 | 20766 | 20861 | 20950 | 21034 | 21111 | 21183 | 21251 | 21314 | 21372
5 | GB Customer Demand: Commercial Data Centres - Direct Transmission Customers | GWh | Five Year Forecast | Electricity | Annual [Fiscal] | 2020-01-01: 544; 2021-01-01: 544; 2022-01-01: 1407; 2023-01-01: 2024; 2024-01-01: 2789; 2025-01-01: 3695; 2026-01-01: 4812; 2027-01-01: 6123
5 | GB Customer Demand: Commercial Data Centres - Distribution System Customers | GWh | System Transformation | Electricity | Annual [Fiscal] | [10 empty] | 3126 | 3183 | 2440 | 2263 | 2246 | 2336 | 2452 | 2589 | 2959 | 3391 | 3813 | 4212 | 4527 | 4768 | 4955 | 5092 | 5190 | 5251 | 5312 | 5385 | 5467 | 5544 | 5611 | 5669 | 5715 | 5749 | 5768 | 5783 | 5797 | 5811 | 5823
5 | GB Customer Demand: Commercial Data Centres - Distribution System Customers | GWh | Consumer Transformation | Electricity | Annual [Fiscal] | [10 empty] | 3126 | 3251 | 2465 | 2388 | 2510 | 2750 | 3008 | 3251 | 3774 | 4393 | 4879 | 5252 | 5544 | 5769 | 5939 | 6066 | 6195 | 6322 | 6438 | 6540 | 6622 | 6681 | 6715 | 6738 | 6760 | 6781 | 6800 | 6818 | 6835 | 6850 | 6865
5 | GB Customer Demand: Commercial Data Centres - Distribution System Customers | GWh | Falling Short | Electricity | Annual [Fiscal] | [10 empty] | 3126 | 3147 | 2486 | 2273 | 2193 | 2213 | 2263 | 2340 | 2647 | 3003 | 3342 | 3679 | 4002 | 4260 | 4456 | 4603 | 4703 | 4762 | 4781 | 4795 | 4812 | 4831 | 4852 | 4872 | 4888 | 4902 | 4914 | 4922 | 4926 | 4930 | 4934
5 | GB Customer Demand: Commercial Data Centres - Distribution System Customers | GWh | Leading the Way | Electricity | Annual [Fiscal] | [10 empty] | 3126 | 3284 | 2438 | 2406 | 2591 | 2894 | 3207 | 3494 | 4062 | 4751 | 5287 | 5698 | 6025 | 6288 | 6502 | 6684 | 6878 | 7069 | 7243 | 7397 | 7522 | 7613 | 7665 | 7700 | 7733 | 7764 | 7792 | 7819 | 7844 | 7867 | 7889
5 | GB Customer Demand: Commercial Data Centres - Distribution System Customers | GWh | Five Year Forecast | Electricity | Annual [Fiscal] | 2020-01-01: 3126; 2021-01-01: 3195; 2022-01-01: 2462; 2023-01-01: 2309; 2024-01-01: 2327; 2025-01-01: 2458; 2026-01-01: 2619; 2027-01-01: 2802

## ED2
ED2: Electricity definitions
Return to: Main Menu
Return to: Chapter contents
This sheet shows the following definitions and explanations of the data in ED1 * Annual demand breakdown * Peak demand breakdown * Minimum demand breakdown * Explanation of the breakdown definitions * Demand definitions * Demand terminology
Annual Demand Breakdown
Table below shows the aggregation method for each components of annual demand.
Annual Demand Component Breakdown
| Level 1 | Level 2 | Level 3 | Level 4 | Level 5 : Supplementary Components
GBFES System Demand: Total
| (+) → | GBFES Customer Demand: Residential |  |  | Residential
|  | (+) → | Residential Appliance Demand |  | Residential Micro-generation
|  | (+) → | Residential Storage Heat
|  | (+) → | Residential Resistive Heat Demand
|  | (+) → | Residential Resistive Hot Water
|  | (+) → | Residential Light
|  | (-) → | Residential Smart Metering - Demand Reduction
|  | (+) → | Residential Heat Pumps
|  | (+) → | Residential Electric Vehicles Demand (EVs)
|  | (+) → | Residential Air Conditioning Demand
|  | (+) → | Residential District Heat Demand
| (+) → | GBFES Customer Demand: Total Industrial (Electrolysis & District Heat included) |  |  | Industrial
|  | (+) → | GBFES Customer Demand: Deduct Networked Electrolysis from Industrial |  | Industrial District Heat Demand
|  | (+) → | GBFES Customer Demand: Total Industrial (Excluding Electrolysis)
| (+) → | GBFES Customer Demand: Commercial with Micro-generation Included |  |  | Commercial
|  | (+) → | Commercial Micro-generation |  | I&C Rail Traction Demand
Commercial District Heat Demand
|  | (+) → | GBFES Customer Demand: Commercial with Micro-generation deducted |  | Commercial Heat Pump Demand
|  |  | (+) → | Total Commercial Demand inc EV, Heat Pumps, District Heat, Rail Traction, No directs | GB Customer Demand: Commercial Data Centres - Direct Transmission Customers
GB Customer Demand: Commercial Data Centres - Distribution System Customers
|  |  | (+) → | Commercial Electric Vehicles Demand (EVs)
|  |  | (-) → | Commercial Micro-generation
| (+) → | GBFES System Losses: Transmission |  |  | System
| (+) → | GBFES System Losses: Distribution
| (+) → | GBFES Customer Demand: Direct Transmission Customers
Peak Demand Breakdown
Table below shows the aggregation method for each components of peak demand.
Peak Demand Component Breakdown
| Level 1 | Level 2 | Level 3 | Level 4 | Level 5 : Supplimentary Components
GBFES Peak Customer Demand: Total Consumption plus Losses
| (+) → | GBFES Peak System Demand: All Residential plus Losses (Smart EV Charging, no Micro-generation) |  |  | Residential
|  | (+) → | Residential Peak Sub Total (Appliances, Light, Resistive Heat)
|  | (+) → | Residential Peak Shifting (Smart/TOUTs effect)
|  | (+) → | Residential EVs at Peak
|  | (+) → | Residential Resistive Heat at Peak
|  | (+) → | Residential Storage Heat at Peak
|  | (+) → | Residential Heat Pumps at Peak
|  | (+) → | Residential District Heat at Peak
|  | (+) → | Residential Losses
| (+) → | GBFES Peak System Demand: All Industrial except Electrolysis, plus Losses |  |  | Industrial
|  | (+) → | Industrial Peak (No Losses)
|  | (+) → | Industrial Resistive Heat at Peak
|  | (+) → | Industrial Storage Heat at Peak
|  | (+) → | Industrial District Heat at Peak
|  | (+) → | Industrial Losses
| (+) → | GBFES Peak System Demand: Commercial inc Rail and District Heat, +EVs +HPs +Losses ignoring Microgen |  |  | Commercial
|  | (+) → | Commercial Heat Pumps at Peak
|  | (+) → | Initial Commercial Component inc District Heat inc Rail (No Losses)
|  | (+) → | Commercial Resistive Heat at Peak
|  | (+) → | Commercial Storage Heat at Peak
|  | (+) → | Commercial District Heat at Peak
|  | (+) → | Commercial EVs at Peak
|  | (+) → | Commercial Losses
| (+) → | GB FES System Demand: Direct Connects |  |  | System
Minimum Demand Breakdown
Table below shows the aggregation method for each components of minimum demand.
Min Demand Component Breakdown (Unrestricted National Demand - no transmission pumping)
| Level 1 | Level 2 | Level 3 | Level 4 | Level 5 : Supplimentary Components
GBFES System Demand: Total Summer Minimum Demand
| (+) → | GBFES Customer Demand: Residential including losses |  |  | Residential
|  | (+) → | Residential Sub Total (Appliances, Light, Resistive Heat)
|  | (+) → | Residential Demand Shifting (Smart/TOUTs effect)
|  | (+) → | Residential EV Summer Min
|  | (+) → | Residential Heat Pump Summer Min
|  | (+) → | Residential Resistive Heat Summer Min
|  | (+) → | Residential Storage Heat Summer Min
|  | (+) → | Residential District Heat Summer Min
|  | (+) → | Residential Losses
| (+) → | GBFES Customer Demand: Industrial including losses |  |  | Industrial
|  | (+) → | Industrial Sub Total (Heat components plus losses)
|  | (+) → | Industrial Resistive Heat Summer Min
|  | (+) → | Industrial Storage Heat Summer Min
|  | (+) → | Industrial District Heat Summer Min
|  | (+) → | Industrial Losses
| (+) → | GBFES Customer Demand: Commercial including losses |  |  | Commercial
|  | (+) → | Commercial Sub Total (Heat components plus losses)
|  | (+) → | Commercial EVs at Peak
|  | (+) → | Commercial Resistive Heat Summer Min
|  | (+) → | Commercial Storage Heat Summer Min
|  | (+) → | Commercial District Heat Summer Min
|  | (+) → | Commercial Heat Pumps at Peak
|  | (+) → | Commercial Losses
| (+) → | GBFES Customer Demand: On Grid Electrolysis (PM only) |  |  | System
| (+) → | GBFES Customer Demand: Direct Transmission Customers
Explanation of the above Demand Breakdowns
Column | Category | Description
Aggregation Level | 1 - 4 | Each level represents a level of aggregation descending order. For example, level 1 is the aggregation of all levels 2 component. The contribution (addition or subtraction) of each element is given adjacent to the element description in the data breakdown below.
Aggregation Level | 5 | Level 5 data is supplimentary. It is not included in aggregation totals in the data breakdown but relates to one or more of the aggregated components.
Peak/Annual/Minimum | Peak | Data for Winter Peak, 5pm-6pm. Tradtionally the highest GB demand period.
Peak/Annual/Minimum | Summer 0600hrs | Data for Summer Sunday, 5am-6am. Traditonal GB minimum demand period.
Peak/Annual/Minimum | Summer 1400hrs | Data for Summer Sunday, 1pm-2pm. Analysis period when high solar output interacts with falling demand (after lunchtime)
Peak/Annual/Minimum | Annual | Annual Data, usually Fiscal Year
Data Item | Commercial EV Charging | Non residential EV charging including on-street, public and forecourt charging
Data Item | Commercial Rail Traction | BEIS ECUK: Traction demand from rail transport
Data Item | Appliances: Cold | BEIS ECUK: Home refrigeration and freezing
Data Item | Appliances: Computing | BEIS ECUK: Laptops, Desktops, Monitors
Data Item | Appliances: Consumer | BEIS ECUK: TVs, Set top boxes, Games Consoles, DVD/VCR players
Data Item | Appliances: Cooking | BEIS ECUK Hobs, ovens, microwaves, kettles
Data Item | Appliances: Light | BEIS ECUK: Light bulbs
Data Item | Appliances: Wet | BEIS ECUK: Washing machines, tumble driers, washing machines
Data Item | Appliances: Other | BEIS ECUK. Uncategorised demands. Difference between electricity demands in total ends use consumer demand and the appliance tables of ECUK. Data in this category under review
Data Item | Residential Air Conditioning | Assumptions based on current 1% residential. Assume portable air-con unit at 500kWh/year (191 hours at 2.7kW max capacity. Units on for 20 days a year). Each unit assumed to be consuming 1KW on an average diversified basis during main cooling period, and 0.1kW at 0600hrs
Data Item | Residential District Heat | Large scale plants assumed to act in a similar manner to air source heat pumps, but with some top up heating or thermal storage to peak shave
Data Item | GB Electricity losses | Distribution and Transmission line losses ~8% a year. Assumed to be similar at peak.
Data Item | Industrial & Commercial Triad Avoidance | Demand reduction at peak due to behind meter generation, and pure demand side response (demand reduction or shifting)
Data Item | Industrial & Commerical Pure Demand Side Response | Demand reduction at peak due demand reduction or shifting
Data item | GBFES Customer Demand: On Grid Electrolysis (PM only) | Electrolysis demand for electricity used for GB Hydrogen demand only
Demand Definitions
Table below shows the components within various electricity demand definitions
Demand Definition | Used In FES? | Total Demand: Conditions | (Metered) Transmission and Large Distribution Generation | Demand met by "Un-Metered" Generation | Electricity Losses ~8% | Interconnector Exports | Pumping Demand | Station Demand
Consumer Demand (FES Customer Demand) | Yes - WS Sheets | Weather Corrected Annual Average | Yes | Yes | No | No | No | No
Bid3 Annual Generation Output | Yes - Electricity Supply Chapter | Selected Weather Year 2012 | Yes | Yes | Yes | Yes | Yes | No
FES Underlying (System)Demand | Yes - Table ED1 | Peak: ACS. Summer: Average | Yes | Yes | Yes | No | No | No
National Demand | Yes - Table ED1 and Sheet ES2 | Observed, weather corected or reconciled | Yes | No | Yes | No | No | No
Transmission System Demand | No | Observed, weather corected or reconciled | Yes | No | Yes | Yes | Yes | Yes
Demand Terminology | Notes
Observed Demand | National Grid ESO operational metering data (NGESO)
Weather Corrected | NGESO weather corrected operational metering data
Reconciled Demand | Produced by Elexon: Reconciled data for billing
Restricted Demand | Peak Demand taking into account triad avoidance
Unrestricted Demand | Peak Demand without triad avoidance deducted
Triad Avoidance | Demand reduction at peak due to behind meter generation, and pure demand side response (demand reduction or shifting)
Pure Demand Side Response (behind meter Generation and Storage does not count as pure DSR) | Demand reduction at peak due demand reduction or shifting
Pumping Demand | Net Demand from pumped storage generation ~5TWh/year
Station Demand | Demand from power stations. Generation output is assumed to be net of station demand under several demand definitions. Not added to FES data.
Station Demand | ~5TWh/year. Assumed to be 600MW at peak and 500MW at other times. Not added to FES data.
Metered Generation | Transmission generation and large DNO generation
Unmetered Generation | Generation not metered by NGESO (DNO and behind meter generation)
Electricity Losses | Distribution and Transmission line losses ~8% a year. Assumed to be similar at peak.

## ED3
ED3: Natural Gas and residential heat demand summary
Return to: Main Menu
Return to: Chapter contents
| Scenario | Sector | Fuel | Technology | Time | Units | 2020 | 2021 | 2022 | 2023 | 2024 | 2025 | 2026 | 2027 | 2028 | 2029 | 2030 | 2031 | 2032 | 2033 | 2034 | 2035 | 2036 | 2037 | 2038 | 2039 | 2040 | 2041 | 2042 | 2043 | 2044 | 2045 | 2046 | 2047 | 2048 | 2049 | 2050
| Five Year Forecast | Domestic | Biofuel | Biofuel boiler | Annuals | TWh | 2020: 0; 2021: 0.14002; 2022: 0.22675; 2023: 0.28327; 2024: 0.32465; 2025: 0.36426; 2026: 0.43795; 2027: 0.5144
| Five Year Forecast | Domestic | Biofuel | Hybrid (ASHP + Biofuel boiler) | Annuals | TWh | 2020: 0; 2021: 0.00018787; 2022: 0.00052067; 2023: 0.00082233; 2024: 0.0011664; 2025: 0.0015651; 2026: 0.0033399; 2027: 0.0053577
| Five Year Forecast | Non-domestic | Biofuel | Biofuel boiler | Annuals | TWh | 2020: 0; 2021: 9.159e-05; 2022: 0.00014637; 2023: 0.00020215; 2024: 0.00025459; 2025: 0.00032595; 2026: 0.00041809; 2027: 0.00051312
| Five Year Forecast | Non-domestic | Biofuel | Hybrid (ASHP + Biofuel boiler) | Annuals | TWh | 2020: 0; 2021: 0.007739; 2022: 0.010654; 2023: 0.015268; 2024: 0.018873; 2025: 0.02024; 2026: 0.020391; 2027: 0.020541
| Five Year Forecast | Domestic | Biofuel | Biofuel boiler | Peak-1in20 | GW | 2020: 0; 2021: 0.075499; 2022: 0.1213; 2023: 0.15154; 2024: 0.17368; 2025: 0.19487; 2026: 0.23505; 2027: 0.27698
| Five Year Forecast | Domestic | Biofuel | Hybrid (ASHP + Biofuel boiler) | Peak-1in20 | GW | 2020: 0; 2021: 0.0013001; 2022: 0.0032909; 2023: 0.0051975; 2024: 0.0073725; 2025: 0.009892; 2026: 0.021381; 2027: 0.034732
| Five Year Forecast | Non-domestic | Biofuel | Biofuel boiler | Peak-1in20 | GW | 2020: 0; 2021: 2.6844e-05; 2022: 4.2888e-05; 2023: 5.9231e-05; 2024: 7.4596e-05; 2025: 9.5503e-05; 2026: 0.0001225; 2027: 0.00015034
| Five Year Forecast | Non-domestic | Biofuel | Hybrid (ASHP + Biofuel boiler) | Peak-1in20 | GW | 2020: 0; 2021: 0.0045193; 2022: 0.006101; 2023: 0.0087428; 2024: 0.010807; 2025: 0.01159; 2026: 0.011631; 2027: 0.01167
| Five Year Forecast | Domestic | biomass | Biomass boiler | Annuals | TWh | 2020: 0; 2021: 0.011035; 2022: 0.024397; 2023: 0.037402; 2024: 0.050869; 2025: 0.06512; 2026: 0.091004; 2027: 0.11791
| Five Year Forecast | Domestic | biomass | Biomass CHP | Annuals | TWh | 2020: 0; 2021: 0; 2022: 0; 2023: 0; 2024: 0; 2025: 0; 2026: 0; 2027: 0
| Five Year Forecast | Domestic | biomass | DH | Annuals | TWh | 2020: 0; 2021: 0; 2022: 0; 2023: 0; 2024: 0; 2025: 0; 2026: 0; 2027: 0
| Five Year Forecast | Non-domestic | biomass | Biomass boiler | Annuals | TWh | 2020: 3.1704; 2021: 2.9591; 2022: 2.7477; 2023: 2.5363; 2024: 2.325; 2025: 2.1136; 2026: 1.9022; 2027: 1.6909
| Five Year Forecast | Non-domestic | biomass | Biomass CHP | Annuals | TWh | 2020: 0; 2021: 5.4217e-08; 2022: 9.3915e-08; 2023: 1.3919e-07; 2024: 1.8574e-07; 2025: 2.3974e-07; 2026: 3.1894e-07; 2027: 3.9995e-07
| Five Year Forecast | Non-domestic | biomass | DH | Annuals | TWh | 2020: 0; 2021: 0; 2022: 0; 2023: 0; 2024: 0; 2025: 0; 2026: 0; 2027: 0
| Five Year Forecast | Domestic | biomass | Biomass boiler | Peak-1in20 | GW | 2020: 0; 2021: 0.0061964; 2022: 0.013743; 2023: 0.021068; 2024: 0.028654; 2025: 0.03668; 2026: 0.051225; 2027: 0.066322
| Five Year Forecast | Domestic | biomass | Biomass CHP | Peak-1in20 | GW | 2020: 0; 2021: 0; 2022: 0; 2023: 0; 2024: 0; 2025: 0; 2026: 0; 2027: 0
| Five Year Forecast | Domestic | biomass | DH | Peak-1in20 | GW | 2020: 0; 2021: 0; 2022: 0; 2023: 0; 2024: 0; 2025: 0; 2026: 0; 2027: 0
| Five Year Forecast | Non-domestic | biomass | Biomass boiler | Peak-1in20 | GW | 2020: 0.91753; 2021: 0.85636; 2022: 0.79523; 2023: 0.73406; 2024: 0.67289; 2025: 0.61172; 2026: 0.55055; 2027: 0.48937
| Five Year Forecast | Non-domestic | biomass | Biomass CHP | Peak-1in20 | GW | 2020: 0; 2021: 1.5996e-08; 2022: 2.7688e-08; 2023: 4.1037e-08; 2024: 5.4761e-08; 2025: 7.0681e-08; 2026: 9.4056e-08; 2027: 1.1798e-07
| Five Year Forecast | Non-domestic | biomass | DH | Peak-1in20 | GW | 2020: 0; 2021: 0; 2022: 0; 2023: 0; 2024: 0; 2025: 0; 2026: 0; 2027: 0
| Five Year Forecast | Domestic | biomethane | DH | Annuals | TWh | 2020: 1.2108; 2021: 1.3369; 2022: 1.4479; 2023: 1.6106; 2024: 1.77; 2025: 1.8167; 2026: 1.9514; 2027: 2.1084
| Five Year Forecast | Non-domestic | biomethane | DH | Annuals | TWh | 2020: 0; 2021: 0.10675; 2022: 0.15377; 2023: 0.24435; 2024: 0.34359; 2025: 0.39699; 2026: 0.45414; 2027: 0.5165
| Five Year Forecast | Domestic | biomethane | DH | Peak-1in20 | GW | 2020: 0; 2021: 0.2927; 2022: 0.60504; 2023: 1.0178; 2024: 1.5012; 2025: 2.0527; 2026: 2.1794; 2027: 2.3254
| Five Year Forecast | Non-domestic | biomethane | DH | Peak-1in20 | GW | 2020: 0; 2021: 0.082608; 2022: 0.11626; 2023: 0.18474; 2024: 0.25971; 2025: 0.33576; 2026: 0.36624; 2027: 0.39575
| Five Year Forecast | Domestic | dh_heat | DH | Annuals | TWh | 2020: 4.4511; 2021: 4.9643; 2022: 5.409; 2023: 6.066; 2024: 6.7104; 2025: 7.3406; 2026: 7.9339; 2027: 8.6209
| Five Year Forecast | Non-domestic | dh_heat | DH | Annuals | TWh | 2020: 0; 2021: 0.42387; 2022: 0.61352; 2023: 0.9749; 2024: 1.3705; 2025: 1.7718; 2026: 2.0323; 2027: 2.3156
| Five Year Forecast | Domestic | electricity | ASHP | Annuals | TWh | 2020: 1.5336; 2021: 1.702; 2022: 1.6189; 2023: 1.7942; 2024: 1.9644; 2025: 2.1309; 2026: 2.7887; 2027: 3.5825
| Five Year Forecast | Domestic | electricity | DH | Annuals | TWh | 2020: 1.2865; 2021: 1.438; 2022: 1.5686; 2023: 1.762; 2024: 1.9518; 2025: 2.0086; 2026: 2.1735; 2027: 2.3643
| Five Year Forecast | Domestic | electricity | Electric resistive | Annuals | TWh | 2020: 5.6157; 2021: 5.5969; 2022: 5.5542; 2023: 5.5093; 2024: 5.4555; 2025: 5.3921; 2026: 5.2966; 2027: 5.1967
| Five Year Forecast | Domestic | electricity | GSHP | Annuals | TWh | 2020: 0.29385; 2021: 0.37363; 2022: 0.38742; 2023: 0.46665; 2024: 0.54562; 2025: 0.62456; 2026: 0.70652; 2027: 0.81106
| Five Year Forecast | Domestic | electricity | Hybrid (ASHP + Biofuel boiler) | Annuals | TWh | 2020: 0; 2021: 0.002914; 2022: 0.0072145; 2023: 0.011303; 2024: 0.015953; 2025: 0.021343; 2026: 0.043033; 2027: 0.068077
| Five Year Forecast | Domestic | electricity | Hybrid (ASHP + Electric resistive) | Annuals | TWh | 2020: 0; 2021: 0.010884; 2022: 0.024632; 2023: 0.039493; 2024: 0.057305; 2025: 0.07768; 2026: 0.14114; 2027: 0.22204
| Five Year Forecast | Domestic | electricity | Hybrid (ASHP + Hydrogen boiler) | Annuals | TWh | 2020: 0; 2021: 0; 2022: 0; 2023: 0; 2024: 0; 2025: 0; 2026: 0; 2027: 0
| Five Year Forecast | Domestic | electricity | Hybrid (ASHP + Solar thermal) | Annuals | TWh | 2020: 0; 2021: 0; 2022: 0; 2023: 0; 2024: 0; 2025: 0; 2026: 0; 2027: 0
| Five Year Forecast | Non-domestic | electricity | ASHP | Annuals | TWh | 2020: 0.0087259; 2021: 0.3138; 2022: 0.49096; 2023: 0.70987; 2024: 0.90142; 2025: 1.049; 2026: 1.1927; 2027: 1.3574
| Five Year Forecast | Non-domestic | electricity | DH | Annuals | TWh | 2020: 0; 2021: 0.11535; 2022: 0.16672; 2023: 0.26482; 2024: 0.37211; 2025: 0.45835; 2026: 0.52483; 2027: 0.59722
| Five Year Forecast | Non-domestic | electricity | Electric resistive | Annuals | TWh | 2020: 14.4143; 2021: 14.4148; 2022: 14.4132; 2023: 14.4057; 2024: 14.3875; 2025: 14.3516; 2026: 14.2787; 2027: 14.2084
| Five Year Forecast | Non-domestic | electricity | GSHP | Annuals | TWh | 2020: 0.021954; 2021: 0.21702; 2022: 0.31362; 2023: 0.45901; 2024: 0.58019; 2025: 0.67332; 2026: 0.74943; 2027: 0.84332
| Five Year Forecast | Non-domestic | electricity | Hybrid (ASHP + Biofuel boiler) | Annuals | TWh | 2020: 0; 2021: 0.048235; 2022: 0.065614; 2023: 0.093096; 2024: 0.11389; 2025: 0.12167; 2026: 0.12241; 2027: 0.12313
| Five Year Forecast | Non-domestic | electricity | Hybrid (ASHP + Electric resistive) | Annuals | TWh | 2020: 0; 2021: 0.14783; 2022: 0.1973; 2023: 0.29628; 2024: 0.40808; 2025: 0.45247; 2026: 0.46882; 2027: 0.48675
| Five Year Forecast | Non-domestic | electricity | Hybrid (ASHP + Hydrogen boiler) | Annuals | TWh | 2020: 0; 2021: 0; 2022: 0; 2023: 0; 2024: 0; 2025: 0; 2026: 0; 2027: 0
| Five Year Forecast | Non-domestic | electricity | Hybrid (ASHP + Solar thermal) | Annuals | TWh | 2020: 0; 2021: 0; 2022: 0; 2023: 0; 2024: 0; 2025: 0; 2026: 0; 2027: 0
| Five Year Forecast | Domestic | electricity | ASHP | Peak_ACS | GW | 2020: 0.42626; 2021: 0.48341; 2022: 0.47862; 2023: 0.54174; 2024: 0.60551; 2025: 0.67026; 2026: 0.92519; 2027: 1.2503
| Five Year Forecast | Domestic | electricity | DH | Peak_ACS | GW | 2020: 0; 2021: 0.065017; 2022: 0.13693; 2023: 0.23035; 2024: 0.33976; 2025: 0.46458; 2026: 0.52008; 2027: 0.58461
| Five Year Forecast | Domestic | electricity | Electric resistive | Peak_ACS | GW | 2020: 2.4864; 2021: 2.477; 2022: 2.4364; 2023: 2.4181; 2024: 2.3959; 2025: 2.3694; 2026: 2.3267; 2027: 2.2821
| Five Year Forecast | Domestic | electricity | Electric storage | Peak_ACS | GW | 2020: 0.19081; 2021: 0.19039; 2022: 0.2066; 2023: 0.20365; 2024: 0.20046; 2025: 0.197; 2026: 0.19301; 2027: 0.18884
| Five Year Forecast | Domestic | electricity | GSHP | Peak_ACS | GW | 2020: 0.03011; 2021: 0.049421; 2022: 0.075509; 2023: 0.10352; 2024: 0.13573; 2025: 0.17219; 2026: 0.20054; 2027: 0.23683
| Five Year Forecast | Domestic | electricity | Hybrid (ASHP + Biofuel boiler) | Peak_ACS | GW | 2020: 0; 2021: 0.0013276; 2022: 0.0032679; 2023: 0.0051196; 2024: 0.0072262; 2025: 0.0096674; 2026: 0.019697; 2027: 0.031483
| Five Year Forecast | Domestic | electricity | Hybrid (ASHP + Electric resistive) | Peak_ACS | GW | 2020: 0; 2021: 0.0046191; 2022: 0.010366; 2023: 0.016621; 2024: 0.024117; 2025: 0.028113; 2026: 0.046599; 2027: 0.079341
| Five Year Forecast | Domestic | electricity | Hybrid (ASHP + Hydrogen boiler) | Peak_ACS | GW | 2020: 0; 2021: 0; 2022: 0; 2023: 0; 2024: 0; 2025: 0; 2026: 0; 2027: 0
| Five Year Forecast | Domestic | electricity | Hybrid (ASHP + Solar thermal) | Peak_ACS | GW | 2020: 0; 2021: 0; 2022: 0; 2023: 0; 2024: 0; 2025: 0; 2026: 0; 2027: 0
| Five Year Forecast | Non-domestic | electricity | ASHP | Peak_ACS | GW | 2020: 0.0022541; 2021: 0.081061; 2022: 0.12732; 2023: 0.18408; 2024: 0.23376; 2025: 0.27202; 2026: 0.31049; 2027: 0.35475
| Five Year Forecast | Non-domestic | electricity | DH | Peak_ACS | GW | 2020: 0; 2021: 0.01835; 2022: 0.026313; 2023: 0.041811; 2024: 0.058777; 2025: 0.075989; 2026: 0.086743; 2027: 0.098355
| Five Year Forecast | Non-domestic | electricity | Electric resistive | Peak_ACS | GW | 2020: 3.1991; 2021: 3.1986; 2022: 3.2008; 2023: 3.1984; 2024: 3.1937; 2025: 3.1851; 2026: 3.1686; 2027: 3.1526
| Five Year Forecast | Non-domestic | electricity | Electric storage | Peak_ACS | GW | 2020: 0; 2021: 0; 2022: 0; 2023: 0; 2024: 0; 2025: 0; 2026: 0; 2027: 0
| Five Year Forecast | Non-domestic | electricity | GSHP | Peak_ACS | GW | 2020: 0.0047508; 2021: 0.046963; 2022: 0.067973; 2023: 0.099484; 2024: 0.12575; 2025: 0.14593; 2026: 0.16325; 2027: 0.18461
| Five Year Forecast | Non-domestic | electricity | Hybrid (ASHP + Biofuel boiler) | Peak_ACS | GW | 2020: 0; 2021: 0.014225; 2022: 0.019357; 2023: 0.027465; 2024: 0.033599; 2025: 0.035893; 2026: 0.036116; 2027: 0.036335
| Five Year Forecast | Non-domestic | electricity | Hybrid (ASHP + Electric resistive) | Peak_ACS | GW | 2020: 0; 2021: 0.00026895; 2022: 0.00035558; 2023: 0.00053397; 2024: 0.00073547; 2025: 0.053816; 2026: 0.088709; 2027: 0.069293
| Five Year Forecast | Non-domestic | electricity | Hybrid (ASHP + Hydrogen boiler) | Peak_ACS | GW | 2020: 0; 2021: 0; 2022: 0; 2023: 0; 2024: 0; 2025: 0; 2026: 0; 2027: 0
| Five Year Forecast | Non-domestic | electricity | Hybrid (ASHP + Solar thermal) | Peak_ACS | GW | 2020: 0; 2021: 0; 2022: 0; 2023: 0; 2024: 0; 2025: 0; 2026: 0; 2027: 0
| Five Year Forecast | Domestic | electricity | ASHP | Peak-1in20 | GW | 2020: 0.59203; 2021: 0.6714; 2022: 0.66475; 2023: 0.75242; 2024: 0.84098; 2025: 0.93092; 2026: 1.285; 2027: 1.7365
| Five Year Forecast | Domestic | electricity | DH | Peak-1in20 | GW | 2020: 0; 2021: 0.090302; 2022: 0.19018; 2023: 0.31992; 2024: 0.47189; 2025: 0.64525; 2026: 0.72233; 2027: 0.81196
| Five Year Forecast | Domestic | electricity | Electric resistive | Peak-1in20 | GW | 2020: 3.0714; 2021: 3.0599; 2022: 3.0097; 2023: 2.9871; 2024: 2.9596; 2025: 2.9269; 2026: 2.8742; 2027: 2.8191
| Five Year Forecast | Domestic | electricity | Electric storage | Peak-1in20 | GW | 2020: 0.2357; 2021: 0.23519; 2022: 0.25521; 2023: 0.25157; 2024: 0.24763; 2025: 0.24336; 2026: 0.23842; 2027: 0.23327
| Five Year Forecast | Domestic | electricity | GSHP | Peak-1in20 | GW | 2020: 0.037195; 2021: 0.06105; 2022: 0.093276; 2023: 0.12788; 2024: 0.16767; 2025: 0.21271; 2026: 0.24773; 2027: 0.29255
| Five Year Forecast | Domestic | electricity | Hybrid (ASHP + Biofuel boiler) | Peak-1in20 | GW | 2020: 0; 2021: 0.00164; 2022: 0.0040368; 2023: 0.0063242; 2024: 0.0089265; 2025: 0.011942; 2026: 0.024331; 2027: 0.038891
| Five Year Forecast | Domestic | electricity | Hybrid (ASHP + Electric resistive) | Peak-1in20 | GW | 2020: 0; 2021: 0.005706; 2022: 0.012805; 2023: 0.020531; 2024: 0.029791; 2025: 0.034728; 2026: 0.057563; 2027: 0.09801
| Five Year Forecast | Domestic | electricity | Hybrid (ASHP + Hydrogen boiler) | Peak-1in20 | GW | 2020: 0; 2021: 0; 2022: 0; 2023: 0; 2024: 0; 2025: 0; 2026: 0; 2027: 0
| Five Year Forecast | Domestic | electricity | Hybrid (ASHP + Solar thermal) | Peak-1in20 | GW | 2020: 0; 2021: 0; 2022: 0; 2023: 0; 2024: 0; 2025: 0; 2026: 0; 2027: 0
| Five Year Forecast | Non-domestic | electricity | ASHP | Peak-1in20 | GW | 2020: 0.0031306; 2021: 0.11259; 2022: 0.17683; 2023: 0.25567; 2024: 0.32466; 2025: 0.37781; 2026: 0.43123; 2027: 0.4927
| Five Year Forecast | Non-domestic | electricity | DH | Peak-1in20 | GW | 2020: 0; 2021: 0.025486; 2022: 0.036545; 2023: 0.058071; 2024: 0.081635; 2025: 0.10554; 2026: 0.12048; 2027: 0.1366
| Five Year Forecast | Non-domestic | electricity | Electric resistive | Peak-1in20 | GW | 2020: 3.9518; 2021: 3.9512; 2022: 3.9539; 2023: 3.951; 2024: 3.9452; 2025: 3.9346; 2026: 3.9141; 2027: 3.8944
| Five Year Forecast | Non-domestic | electricity | Electric storage | Peak-1in20 | GW | 2020: 0; 2021: 0; 2022: 0; 2023: 0; 2024: 0; 2025: 0; 2026: 0; 2027: 0
| Five Year Forecast | Non-domestic | electricity | GSHP | Peak-1in20 | GW | 2020: 0.0058687; 2021: 0.058013; 2022: 0.083967; 2023: 0.12289; 2024: 0.15534; 2025: 0.18027; 2026: 0.20166; 2027: 0.22805
| Five Year Forecast | Non-domestic | electricity | Hybrid (ASHP + Biofuel boiler) | Peak-1in20 | GW | 2020: 0; 2021: 0.017573; 2022: 0.023912; 2023: 0.033927; 2024: 0.041505; 2025: 0.044339; 2026: 0.044614; 2027: 0.044884
| Five Year Forecast | Non-domestic | electricity | Hybrid (ASHP + Electric resistive) | Peak-1in20 | GW | 2020: 0; 2021: 0.00033224; 2022: 0.00043925; 2023: 0.00065961; 2024: 0.00090853; 2025: 0.066479; 2026: 0.10958; 2027: 0.085597
| Five Year Forecast | Non-domestic | electricity | Hybrid (ASHP + Hydrogen boiler) | Peak-1in20 | GW | 2020: 0; 2021: 0; 2022: 0; 2023: 0; 2024: 0; 2025: 0; 2026: 0; 2027: 0
| Five Year Forecast | Non-domestic | electricity | Hybrid (ASHP + Solar thermal) | Peak-1in20 | GW | 2020: 0; 2021: 0; 2022: 0; 2023: 0; 2024: 0; 2025: 0; 2026: 0; 2027: 0
| Five Year Forecast | Domestic | electricity off-peak | Electric storage | Annuals | TWh | 2020: 14.5733; 2021: 14.472; 2022: 14.3527; 2023: 14.2095; 2024: 14.0478; 2025: 13.8657; 2026: 13.5472; 2027: 13.2178
| Five Year Forecast | Non-domestic | electricity off-peak | Electric storage | Annuals | TWh | 2020: 0; 2021: 0; 2022: 0; 2023: 0; 2024: 0; 2025: 0; 2026: 0; 2027: 0
| Five Year Forecast | Domestic | gas | DH | Annuals | TWh | 2020: 0; 2021: 0; 2022: 0; 2023: 0; 2024: 0; 2025: 0; 2026: 0; 2027: 0
| Five Year Forecast | Domestic | gas | Gas boiler | Annuals | TWh | 2020: 311.8659; 2021: 311.0515; 2022: 310.0469; 2023: 309.0085; 2024: 307.9302; 2025: 306.7939; 2026: 304.4907; 2027: 301.081
| Five Year Forecast | Domestic | gas | Gas CHP | Annuals | TWh | 2020: 0; 2021: 0; 2022: 0; 2023: 0; 2024: 0; 2025: 0; 2026: 0; 2027: 0
| Five Year Forecast | Non-domestic | gas | DH | Annuals | TWh | 2020: 0; 2021: 0; 2022: 0; 2023: 0; 2024: 0; 2025: 0; 2026: 0; 2027: 0
| Five Year Forecast | Non-domestic | gas | Gas boiler | Annuals | TWh | 2020: 80.5724; 2021: 81.3402; 2022: 82.2795; 2023: 83.0987; 2024: 83.8947; 2025: 84.6681; 2026: 85.4135; 2027: 86.0008
| Five Year Forecast | Non-domestic | gas | Gas CHP | Annuals | TWh | 2020: 8.9735; 2021: 8.3753; 2022: 7.7771; 2023: 7.1788; 2024: 6.5806; 2025: 5.9824; 2026: 5.3841; 2027: 4.7859
| Five Year Forecast | Domestic | gas | DH | Peak-1in20 | GW | 2020: 0; 2021: 0; 2022: 0; 2023: 0; 2024: 0; 2025: 0; 2026: 0; 2027: 0
| Five Year Forecast | Domestic | gas | Gas boiler | Peak-1in20 | GW | 2020: 174.0292; 2021: 173.46; 2022: 172.681; 2023: 171.9929; 2024: 171.2834; 2025: 170.5423; 2026: 169.1829; 2027: 167.21
| Five Year Forecast | Domestic | gas | Gas CHP | Peak-1in20 | GW | 2020: 0; 2021: 0; 2022: 0; 2023: 0; 2024: 0; 2025: 0; 2026: 0; 2027: 0
| Five Year Forecast | Non-domestic | gas | DH | Peak-1in20 | GW | 2020: 0; 2021: 0; 2022: 0; 2023: 0; 2024: 0; 2025: 0; 2026: 0; 2027: 0
| Five Year Forecast | Non-domestic | gas | Gas boiler | Peak-1in20 | GW | 2020: 23.6665; 2021: 23.7422; 2022: 23.889; 2023: 23.9723; 2024: 24.0458; 2025: 24.1099; 2026: 24.1745; 2027: 24.1921
| Five Year Forecast | Non-domestic | gas | Gas CHP | Peak-1in20 | GW | 2020: 0; 2021: 0; 2022: 0; 2023: 0; 2024: 0; 2025: 0; 2026: 0; 2027: 0
| Five Year Forecast | Domestic | hydrogen | DH | Annuals | TWh | 2020: 0; 2021: 0; 2022: 0; 2023: 0; 2024: 0; 2025: 0; 2026: 0; 2027: 0
| Five Year Forecast | Domestic | hydrogen | Gas boiler | Annuals | TWh | 2020: 0; 2021: 0; 2022: 0; 2023: 0; 2024: 0; 2025: 0; 2026: 0; 2027: 0
| Five Year Forecast | Domestic | hydrogen | Hybrid (ASHP + Hydrogen boiler) | Annuals | TWh | 2020: 0; 2021: 0; 2022: 0; 2023: 0; 2024: 0; 2025: 0; 2026: 0; 2027: 0
| Five Year Forecast | Domestic | hydrogen | Hydrogen boiler | Annuals | TWh | 2020: 0; 2021: 0; 2022: 0; 2023: 0; 2024: 0; 2025: 0; 2026: 0; 2027: 0
| Five Year Forecast | Non-domestic | hydrogen | DH | Annuals | TWh | 2020: 0; 2021: 0; 2022: 0; 2023: 0; 2024: 0; 2025: 0; 2026: 0; 2027: 0
| Five Year Forecast | Non-domestic | hydrogen | Gas boiler | Annuals | TWh | 2020: 0; 2021: 0; 2022: 0; 2023: 0; 2024: 0; 2025: 0; 2026: 0; 2027: 0
| Five Year Forecast | Non-domestic | hydrogen | Gas CHP | Annuals | TWh | 2020: 0; 2021: 0; 2022: 0; 2023: 0; 2024: 0; 2025: 0; 2026: 0; 2027: 0
| Five Year Forecast | Non-domestic | hydrogen | Hybrid (ASHP + Hydrogen boiler) | Annuals | TWh | 2020: 0; 2021: 0; 2022: 0; 2023: 0; 2024: 0; 2025: 0; 2026: 0; 2027: 0
| Five Year Forecast | Non-domestic | hydrogen | Hydrogen boiler | Annuals | TWh | 2020: 0; 2021: 0; 2022: 0; 2023: 0; 2024: 0; 2025: 0; 2026: 0; 2027: 0
| Five Year Forecast | Domestic | hydrogen | DH | Peak-1in20 | GW | 2020: 0; 2021: 0; 2022: 0; 2023: 0; 2024: 0; 2025: 0; 2026: 0; 2027: 0
| Five Year Forecast | Domestic | hydrogen | Gas boiler | Peak-1in20 | GW | 2020: 0; 2021: 0; 2022: 0; 2023: 0; 2024: 0; 2025: 0; 2026: 0; 2027: 0
| Five Year Forecast | Domestic | hydrogen | Gas CHP | Peak-1in20 | GW | 2020: 0; 2021: 0; 2022: 0; 2023: 0; 2024: 0; 2025: 0; 2026: 0; 2027: 0
| Five Year Forecast | Domestic | hydrogen | Hybrid (ASHP + Hydrogen boiler) | Peak-1in20 | GW | 2020: 0; 2021: 0; 2022: 0; 2023: 0; 2024: 0; 2025: 0; 2026: 0; 2027: 0
| Five Year Forecast | Domestic | hydrogen | Hydrogen boiler | Peak-1in20 | GW | 2020: 0; 2021: 0; 2022: 0; 2023: 0; 2024: 0; 2025: 0; 2026: 0; 2027: 0
| Five Year Forecast | Non-domestic | hydrogen | DH | Peak-1in20 | GW | 2020: 0; 2021: 0; 2022: 0; 2023: 0; 2024: 0; 2025: 0; 2026: 0; 2027: 0
| Five Year Forecast | Non-domestic | hydrogen | Gas boiler | Peak-1in20 | GW | 2020: 0; 2021: 0; 2022: 0; 2023: 0; 2024: 0; 2025: 0; 2026: 0; 2027: 0
| Five Year Forecast | Non-domestic | hydrogen | Gas CHP | Peak-1in20 | GW | 2020: 0; 2021: 0; 2022: 0; 2023: 0; 2024: 0; 2025: 0; 2026: 0; 2027: 0
| Five Year Forecast | Non-domestic | hydrogen | Hybrid (ASHP + Hydrogen boiler) | Peak-1in20 | GW | 2020: 0; 2021: 0; 2022: 0; 2023: 0; 2024: 0; 2025: 0; 2026: 0; 2027: 0
| Five Year Forecast | Non-domestic | hydrogen | Hydrogen boiler | Peak-1in20 | GW | 2020: 0; 2021: 0; 2022: 0; 2023: 0; 2024: 0; 2025: 0; 2026: 0; 2027: 0
| Five Year Forecast | Domestic | other | Community | Annuals | TWh | 2020: 1.4515; 2021: 1.444; 2022: 1.4335; 2023: 1.4249; 2024: 1.4174; 2025: 1.4106; 2026: 1.4041; 2027: 1.3973
| Five Year Forecast | Domestic | other | Gas CHP | Annuals | TWh | 2020: 0; 2021: 0; 2022: 0; 2023: 0; 2024: 0; 2025: 0; 2026: 0; 2027: 0
| Five Year Forecast | Domestic | other | Oil boiler | Annuals | TWh | 2020: 29.9435; 2021: 29.1784; 2022: 28.5985; 2023: 27.9485; 2024: 27.3817; 2025: 26.9017; 2026: 25.8978; 2027: 24.6013
| Five Year Forecast | Non-domestic | other | Community | Annuals | TWh | 2020: 0.19078; 2021: 0.32219; 2022: 0.98268; 2023: 1.2672; 2024: 1.5622; 2025: 1.9853; 2026: 2.4996; 2027: 3.0118
| Five Year Forecast | Non-domestic | other | Oil boiler | Annuals | TWh | 2020: 30.289; 2021: 28.4277; 2022: 27.1753; 2023: 25.7086; 2024: 24.3751; 2025: 23.3298; 2026: 22.5507; 2027: 21.7455
| Five Year Forecast | Domestic | other | Community | Peak-1in20 | GW | 2020: 0.79675; 2021: 0.79262; 2022: 0.78638; 2023: 0.78175; 2024: 0.77773; 2025: 0.77405; 2026: 0.77043; 2027: 0.76668
| Five Year Forecast | Domestic | other | Oil boiler | Peak-1in20 | GW | 2020: 17.5573; 2021: 17.1081; 2022: 16.7202; 2023: 16.3535; 2024: 16.0348; 2025: 15.7665; 2026: 15.1765; 2027: 14.4152
| Five Year Forecast | Non-domestic | other | Community | Peak-1in20 | GW | 2020: 0.04718; 2021: 0.079678; 2022: 0.23402; 2023: 0.30177; 2024: 0.37202; 2025: 0.47279; 2026: 0.61267; 2027: 0.75922
| Five Year Forecast | Non-domestic | other | Oil boiler | Peak-1in20 | GW | 2020: 8.8852; 2021: 8.3408; 2022: 8.0576; 2023: 7.6187; 2024: 7.2197; 2025: 6.9064; 2026: 6.6703; 2027: 6.427
| Five Year Forecast | Domestic | solar | Hybrid (ASHP + Solar thermal) | Annuals | TWh | 2020: 0; 2021: 0; 2022: 0; 2023: 0; 2024: 0; 2025: 0; 2026: 0; 2027: 0
| Five Year Forecast | Non-domestic | solar | Hybrid (ASHP + Solar thermal) | Annuals | TWh | 2020: 0; 2021: 0; 2022: 0; 2023: 0; 2024: 0; 2025: 0; 2026: 0; 2027: 0
| Five Year Forecast | Domestic | solar | Hybrid (ASHP + Solar thermal) | Peak-1in20 | GW | 2020: 0; 2021: 0; 2022: 0; 2023: 0; 2024: 0; 2025: 0; 2026: 0; 2027: 0
| Five Year Forecast | Non-domestic | solar | Hybrid (ASHP + Solar thermal) | Peak-1in20 | GW | 2020: 0; 2021: 0; 2022: 0; 2023: 0; 2024: 0; 2025: 0; 2026: 0; 2027: 0
| Five Year Forecast | Domestic |  |  |  | number | 2020: 0; 2021: 0; 2022: 0; 2023: 0; 2024: 0; 2025: 0; 2026: 0; 2027: 0
| Five Year Forecast | Domestic |  |  |  | number | 2020: 0; 2021: 0; 2022: 0; 2023: 0; 2024: 0; 2025: 0; 2026: 0; 2027: 0
| Five Year Forecast | Domestic |  |  |  | number | 2020: 0; 2021: 0; 2022: 0; 2023: 0; 2024: 0; 2025: 0; 2026: 0; 2027: 0
| Five Year Forecast | Domestic |  | ASHP |  | number | 2020: 169105.8506; 2021: 201365.9854; 2022: 234044.4801; 2023: 270665.1869; 2024: 306359.5709; 2025: 342109.273; 2026: 523738.2412; 2027: 741393.0483
| Five Year Forecast | Domestic |  | Biofuel boiler |  | number | 2020: 0; 2021: 22028.642; 2022: 37592.3236; 2023: 47569.0373; 2024: 54136.0653; 2025: 58744.4429; 2026: 66916.0944; 2027: 75795.2556
| Five Year Forecast | Domestic |  | Biomass boiler |  | number | 2020: 0; 2021: 889.5829; 2022: 1951.2886; 2023: 2968.1592; 2024: 4006.2536; 2025: 5081.3675; 2026: 7170.171; 2027: 9337.4169
| Five Year Forecast | Domestic |  | Biomass CHP |  | number | 2020: 0; 2021: 0; 2022: 0; 2023: 0; 2024: 0; 2025: 0; 2026: 0; 2027: 0
| Five Year Forecast | Domestic |  | Community |  | number | 2020: 205837.2415; 2021: 205646.9372; 2022: 205184.6985; 2023: 204889.4819; 2024: 204709.3119; 2025: 204596.7666; 2026: 204523.6748; 2027: 204434.0141
| Five Year Forecast | Domestic |  | DH |  | number | 2020: 514005.7585; 2021: 535869.2225; 2022: 565729.2162; 2023: 602065.7955; 2024: 638501.6855; 2025: 675260.1193; 2026: 709914.4846; 2027: 750366.3076
| Five Year Forecast | Domestic |  | Electric resistive |  | number | 2020: 690372; 2021: 689199.9313; 2022: 686710.9715; 2023: 683757.0623; 2024: 680108.2014; 2025: 675664.9122; 2026: 668292.6561; 2027: 660499.1886
| Five Year Forecast | Domestic |  | Electric storage |  | number | 2020: 1665206.8047; 2021: 1661388.8385; 2022: 1656122.8346; 2023: 1649270.3236; 2024: 1641128.2206; 2025: 1631636.9744; 2026: 1610697.4998; 2027: 1588803.6775
| Five Year Forecast | Domestic |  | Gas boiler |  | number | 2020: 23939318; 2021: 24009540.7873; 2022: 24069642.554; 2023: 24127356.4346; 2024: 24182801.2323; 2025: 24235124.2491; 2026: 24175261.4921; 2027: 24063829.1598
| Five Year Forecast | Domestic |  | Gas CHP |  | number | 2020: 0; 2021: 0; 2022: 0; 2023: 0; 2024: 0; 2025: 0; 2026: 0; 2027: 0
| Five Year Forecast | Domestic |  | GSHP |  | number | 2020: 51859.1264; 2021: 71379.3153; 2022: 91068.5069; 2023: 110880.1666; 2024: 130772.4044; 2025: 150784.1013; 2026: 171851.0544; 2027: 211590.2893
| Five Year Forecast | Domestic |  | Hybrid (ASHP + Biofuel boiler) |  | number | 2020: 0; 2021: 403.1099; 2022: 1109.9617; 2023: 1723.1719; 2024: 2407.7545; 2025: 3185.2268; 2026: 6717.2063; 2027: 10769.6925
| Five Year Forecast | Domestic |  | Hybrid (ASHP + Electric resistive) |  | number | 2020: 0; 2021: 1597.4369; 2022: 3753.031; 2023: 5994.8913; 2024: 8634.3992; 2025: 11697.8991; 2026: 23898.3684; 2027: 38893.7982
| Five Year Forecast | Domestic |  | Hybrid (ASHP + Hydrogen boiler) |  | number | 2020: 0; 2021: 0; 2022: 0; 2023: 0; 2024: 0; 2025: 0; 2026: 0; 2027: 0
| Five Year Forecast | Domestic |  | Hybrid (ASHP + Solar thermal) |  | number | 2020: 0; 2021: 0; 2022: 0; 2023: 0; 2024: 0; 2025: 0; 2026: 0; 2027: 0
| Five Year Forecast | Domestic |  | Hydrogen boiler |  | number | 2020: 0; 2021: 0; 2022: 0; 2023: 0; 2024: 0; 2025: 0; 2026: 0; 2027: 0
| Five Year Forecast | Domestic |  | Oil boiler |  | number | 2020: 1526332; 2021: 1486506.3473; 2022: 1456685.6246; 2023: 1426235.135; 2024: 1403589.1015; 2025: 1387048.2237; 2026: 1335731.9679; 2027: 1272780.4173
| Five Year Forecast | Non-domestic |  |  |  | number | 2020: 0; 2021: 0; 2022: 0; 2023: 0; 2024: 0; 2025: 0; 2026: 0; 2027: 0
| Five Year Forecast | Non-domestic |  |  |  | number | 2020: 0; 2021: 0; 2022: 0; 2023: 0; 2024: 0; 2025: 0; 2026: 0; 2027: 0
| Five Year Forecast | Non-domestic |  | ASHP |  | number | 2020: 648.0995; 2021: 5744.6986; 2022: 10028.2163; 2023: 14604.1245; 2024: 18957.7553; 2025: 22898.3317; 2026: 26827.0948; 2027: 31394.4421
| Five Year Forecast | Non-domestic |  | Biofuel boiler |  | number | 2020: 0; 2021: 0.94943; 2022: 1.4903; 2023: 2.025; 2024: 2.5284; 2025: 3.2063; 2026: 4.0968; 2027: 5.0165
| Five Year Forecast | Non-domestic |  | Biomass boiler |  | number | 2020: 15341.547; 2021: 14318.7772; 2022: 13296.0074; 2023: 12273.2376; 2024: 11250.4678; 2025: 10227.698; 2026: 9204.9282; 2027: 8182.1584
| Five Year Forecast | Non-domestic |  | Biomass CHP |  | number | 2020: 0; 2021: 0.0011788; 2022: 0.0019795; 2023: 0.0029044; 2024: 0.0038601; 2025: 0.0049552; 2026: 0.0065341; 2027: 0.0082048
| Five Year Forecast | Non-domestic |  | Community |  | number | 2020: 1390.3966; 2021: 2420.3708; 2022: 3855.98; 2023: 5114.6868; 2024: 6509.2962; 2025: 8786.8222; 2026: 11927.2357; 2027: 15012.7957
| Five Year Forecast | Non-domestic |  | DH |  | number | 2020: 0; 2021: 1763.364; 2022: 2771.3737; 2023: 4518.9947; 2024: 6498.3176; 2025: 8677.0715; 2026: 10471.8689; 2027: 12359.8244
| Five Year Forecast | Non-domestic |  | Electric resistive |  | number | 2020: 397344.2069; 2021: 397442.2479; 2022: 397490.7496; 2023: 397359.1185; 2024: 397036.6026; 2025: 396487.4725; 2026: 395495.6439; 2027: 394541.0617
| Five Year Forecast | Non-domestic |  | Electric storage |  | number | 2020: 0; 2021: 0; 2022: 0; 2023: 0; 2024: 0; 2025: 0; 2026: 0; 2027: 0
| Five Year Forecast | Non-domestic |  | Gas boiler |  | number | 2020: 354035.7; 2021: 362563.4727; 2022: 372455.8108; 2023: 381538.0558; 2024: 390548.4303; 2025: 399537.0571; 2026: 408510.1684; 2027: 416185.3484
| Five Year Forecast | Non-domestic |  | Gas CHP |  | number | 2020: 23995.753; 2021: 22396.0361; 2022: 20796.3193; 2023: 19196.6024; 2024: 17596.8855; 2025: 15997.1687; 2026: 14397.4518; 2027: 12797.7349
| Five Year Forecast | Non-domestic |  | GSHP |  | number | 2020: 2002.2581; 2021: 5510.2378; 2022: 8256.8342; 2023: 11405.177; 2024: 14385.3298; 2025: 17045.8778; 2026: 19551.9065; 2027: 22696.1834
| Five Year Forecast | Non-domestic |  | Hybrid (ASHP + Biofuel boiler) |  | number | 2020: 0; 2021: 435.6117; 2022: 630.2969; 2023: 892.7314; 2024: 1089.4276; 2025: 1157.8025; 2026: 1176.4123; 2027: 1194.916
| Five Year Forecast | Non-domestic |  | Hybrid (ASHP + Electric resistive) |  | number | 2020: 0; 2021: 1554.4863; 2022: 2009.3067; 2023: 2992.2914; 2024: 4117.1283; 2025: 4579.5437; 2026: 4752.9998; 2027: 4942.7289
| Five Year Forecast | Non-domestic |  | Hybrid (ASHP + Hydrogen boiler) |  | number | 2020: 0; 2021: 0; 2022: 0; 2023: 0; 2024: 0; 2025: 0; 2026: 0; 2027: 0
| Five Year Forecast | Non-domestic |  | Hybrid (ASHP + Solar thermal) |  | number | 2020: 0; 2021: 0; 2022: 0; 2023: 0; 2024: 0; 2025: 0; 2026: 0; 2027: 0
| Five Year Forecast | Non-domestic |  | Hydrogen boiler |  | number | 2020: 0; 2021: 0; 2022: 0; 2023: 0; 2024: 0; 2025: 0; 2026: 0; 2027: 0
| Five Year Forecast | Non-domestic |  | Oil boiler |  | number | 2020: 90568.6034; 2021: 84813.1159; 2022: 81007.7877; 2023: 76339.932; 2024: 71881.6119; 2025: 68112.5336; 2026: 64827.582; 2027: 61471.9822
| Consumer Transformation | Domestic | Biofuel | Biofuel boiler | Annuals | TWh | 0 | 0.14002 | 1.7587 | 2.3367 | 2.8801 | 3.4166 | 3.8258 | 4.1888 | 4.5141 | 4.8072 | 5.0657 | 5.3006 | 5.5384 | 5.7797 | 6.0259 | 6.2796 | 5.4729 | 5.2498 | 4.9887 | 4.7287 | 4.4694 | 4.3638 | 4.354 | 4.373 | 4.422 | 4.4825 | 4.5866 | 4.6735 | 4.7538 | 4.827 | 4.8892
| Consumer Transformation | Domestic | Biofuel | Hybrid (ASHP + Biofuel boiler) | Annuals | TWh | 0 | 0.00018787 | 0.0029847 | 0.0034596 | 0.0043112 | 0.0059698 | 0.010013 | 0.014872 | 0.020538 | 0.02672 | 0.03321 | 0.040096 | 0.046997 | 0.053937 | 0.060921 | 0.068245 | 0.076124 | 0.081771 | 0.08989 | 0.097811 | 0.10566 | 0.11825 | 0.13095 | 0.14398 | 0.15766 | 0.17154 | 0.18672 | 0.19654 | 0.20629 | 0.21597 | 0.22526
| Consumer Transformation | Non-domestic | Biofuel | Biofuel boiler | Annuals | TWh | 0 | 9.159e-05 | 0.30921 | 0.44765 | 0.57764 | 0.70499 | 0.82711 | 0.93326 | 1.0309 | 1.1238 | 1.2141 | 1.302 | 1.3948 | 1.4911 | 1.5928 | 1.6951 | 1.6658 | 1.6446 | 1.6312 | 1.6213 | 1.6101 | 1.61 | 1.6204 | 1.6404 | 1.6668 | 1.6952 | 1.7248 | 1.7493 | 1.7684 | 1.7816 | 1.7943
| Consumer Transformation | Non-domestic | Biofuel | Hybrid (ASHP + Biofuel boiler) | Annuals | TWh | 0 | 0.007739 | 0.012624 | 0.019647 | 0.026872 | 0.034197 | 0.041363 | 0.04791 | 0.053982 | 0.05985 | 0.065673 | 0.071501 | 0.077317 | 0.083256 | 0.089466 | 0.09571 | 0.097189 | 0.097779 | 0.097908 | 0.097708 | 0.097199 | 0.098319 | 0.099878 | 0.10186 | 0.10404 | 0.10621 | 0.10829 | 0.11044 | 0.11237 | 0.11399 | 0.11555
| Consumer Transformation | Domestic | Biofuel | Biofuel boiler | Peak-1in20 | GW | 0 | 0.075499 | 1.0036 | 1.3334 | 1.6435 | 1.9496 | 2.1813 | 2.3863 | 2.5694 | 2.734 | 2.8786 | 3.0124 | 3.1479 | 3.2853 | 3.4256 | 3.5702 | 3.1096 | 2.981 | 2.831 | 2.6819 | 2.5332 | 2.465 | 2.4511 | 2.4533 | 2.4722 | 2.4974 | 2.5491 | 2.591 | 2.629 | 2.6628 | 2.6903
| Consumer Transformation | Domestic | Biofuel | Hybrid (ASHP + Biofuel boiler) | Peak-1in20 | GW | 0 | 0.0013001 | 0.02521 | 0.029221 | 0.036413 | 0.050423 | 0.080041 | 0.11215 | 0.14556 | 0.17728 | 0.2053 | 0.24206 | 0.27692 | 0.31 | 0.34131 | 0.37246 | 0.41119 | 0.43709 | 0.47544 | 0.51183 | 0.54697 | 0.57974 | 0.60606 | 0.62694 | 0.64326 | 0.65289 | 0.69551 | 0.71617 | 0.73497 | 0.75196 | 0.76604
| Consumer Transformation | Non-domestic | Biofuel | Biofuel boiler | Peak-1in20 | GW | 0 | 2.6844e-05 | 0.087203 | 0.12624 | 0.1629 | 0.19882 | 0.2329 | 0.26239 | 0.2894 | 0.315 | 0.3398 | 0.36409 | 0.38971 | 0.41628 | 0.44428 | 0.47245 | 0.46215 | 0.45419 | 0.44842 | 0.44364 | 0.43852 | 0.43836 | 0.44105 | 0.44635 | 0.45338 | 0.46095 | 0.46916 | 0.47596 | 0.48131 | 0.48506 | 0.48868
| Consumer Transformation | Non-domestic | Biofuel | Hybrid (ASHP + Biofuel boiler) | Peak-1in20 | GW | 0 | 0.0045193 | 0.0057846 | 0.0090026 | 0.012313 | 0.01567 | 0.018587 | 0.021105 | 0.023301 | 0.025304 | 0.027184 | 0.029299 | 0.03136 | 0.033422 | 0.035542 | 0.037624 | 0.037696 | 0.037412 | 0.036948 | 0.03636 | 0.03566 | 0.036238 | 0.036982 | 0.03789 | 0.038875 | 0.039866 | 0.040792 | 0.041745 | 0.042622 | 0.043383 | 0.044131
| Consumer Transformation | Domestic | biomass | Biomass boiler | Annuals | TWh | 0 | 0.011035 | 0.052273 | 0.091611 | 0.13059 | 0.16932 | 0.20569 | 0.23677 | 0.26341 | 0.30208 | 0.3778 | 0.48185 | 0.56585 | 0.62458 | 0.65383 | 0.68037 | 0.68044 | 0.65369 | 0.63738 | 0.66123 | 0.75144 | 0.84683 | 0.95144 | 1.0718 | 1.1898 | 1.2572 | 1.3219 | 1.408 | 1.5174 | 1.6557 | 1.7952
| Consumer Transformation | Domestic | biomass | Biomass CHP | Annuals | TWh | 0 | 0 | 0 | 0 | 0 | 0 | 0 | 0 | 0 | 0 | 0 | 0 | 0 | 0 | 0 | 0 | 0 | 0 | 0 | 0 | 0 | 0 | 0 | 0 | 0 | 0 | 0 | 0 | 0 | 0 | 0
| Consumer Transformation | Domestic | biomass | DH | Annuals | TWh | 0 | 0 | 0 | 0 | 0 | 0 | 0 | 0 | 0 | 0 | 0 | 0 | 0 | 0 | 0 | 0 | 0 | 0 | 0 | 0 | 0 | 0 | 0 | 0 | 0 | 0 | 0 | 0 | 0 | 0 | 0
| Consumer Transformation | Non-domestic | biomass | Biomass boiler | Annuals | TWh | 3.1704 | 2.9591 | 2.6812 | 2.475 | 2.2687 | 2.0625 | 1.8945 | 1.8904 | 1.8856 | 1.8543 | 1.8091 | 1.7602 | 1.7122 | 1.6774 | 1.662 | 1.667 | 1.8223 | 2.0445 | 2.2548 | 2.469 | 2.6782 | 2.8748 | 2.9162 | 2.9564 | 3.0172 | 3.1036 | 3.1885 | 3.2675 | 3.3581 | 3.4165 | 3.4625
| Consumer Transformation | Non-domestic | biomass | Biomass CHP | Annuals | TWh | 0 | 5.4217e-08 | 4.7067e-08 | 1.0447e-07 | 1.8231e-07 | 3.6371e-07 | 6.835e-07 | 0.00016246 | 0.20679 | 0.53228 | 0.84802 | 1.1397 | 1.4592 | 1.7038 | 1.7327 | 1.7351 | 1.7378 | 1.7402 | 1.7464 | 1.7634 | 1.8247 | 2.0596 | 2.3287 | 2.427 | 2.4226 | 2.4156 | 2.4471 | 2.4408 | 2.5107 | 2.7946 | 3.1076
| Consumer Transformation | Non-domestic | biomass | DH | Annuals | TWh | 0 | 0 | 0 | 0 | 0 | 0 | 0 | 0 | 0 | 0 | 0 | 0 | 0 | 0 | 0 | 0 | 0 | 0 | 0 | 0 | 0 | 0 | 0 | 0 | 0 | 0 | 0 | 0 | 0 | 0 | 0
| Consumer Transformation | Domestic | biomass | Biomass boiler | Peak-1in20 | GW | 0 | 0.0061964 | 0.028719 | 0.050331 | 0.071743 | 0.093025 | 0.11328 | 0.13072 | 0.14578 | 0.1676 | 0.21011 | 0.26902 | 0.31715 | 0.35142 | 0.3693 | 0.38576 | 0.38677 | 0.37249 | 0.36409 | 0.37865 | 0.43138 | 0.48714 | 0.54845 | 0.61914 | 0.68867 | 0.72918 | 0.76681 | 0.8169 | 0.88048 | 0.96086 | 1.042
| Consumer Transformation | Domestic | biomass | Biomass CHP | Peak-1in20 | GW | 0 | 0 | 0 | 0 | 0 | 0 | 0 | 0 | 0 | 0 | 0 | 0 | 0 | 0 | 0 | 0 | 0 | 0 | 0 | 0 | 0 | 0 | 0 | 0 | 0 | 0 | 0 | 0 | 0 | 0 | 0
| Consumer Transformation | Domestic | biomass | DH | Peak-1in20 | GW | 0 | 0 | 0 | 0 | 0 | 0 | 0 | 0 | 0 | 0 | 0 | 0 | 0 | 0 | 0 | 0 | 0 | 0 | 0 | 0 | 0 | 0 | 0 | 0 | 0 | 0 | 0 | 0 | 0 | 0 | 0
| Consumer Transformation | Non-domestic | biomass | Biomass boiler | Peak-1in20 | GW | 0.91753 | 0.85636 | 0.33307 | 0.30745 | 0.28183 | 0.25621 | 0.23534 | 0.23483 | 0.23424 | 0.23035 | 0.22473 | 0.27579 | 0.32384 | 0.37172 | 0.42225 | 0.47761 | 0.52036 | 0.58186 | 0.63953 | 0.69792 | 0.75447 | 0.80434 | 0.81032 | 0.81581 | 0.82677 | 0.84449 | 0.85657 | 0.8665 | 0.87892 | 0.88241 | 0.88233
| Consumer Transformation | Non-domestic | biomass | Biomass CHP | Peak-1in20 | GW | 0 | 1.5996e-08 | 1.2875e-08 | 2.8577e-08 | 4.9872e-08 | 9.9495e-08 | 1.8714e-07 | 4.452e-05 | 0.056719 | 0.14612 | 0.233 | 0.313 | 0.40057 | 0.46749 | 0.4752 | 0.47564 | 0.47546 | 0.4752 | 0.47597 | 0.47969 | 0.4954 | 0.55915 | 0.63217 | 0.65882 | 0.65758 | 0.65563 | 0.66429 | 0.6627 | 0.6818 | 0.75902 | 0.84418
| Consumer Transformation | Non-domestic | biomass | DH | Peak-1in20 | GW | 0 | 0 | 0 | 0 | 0 | 0 | 0 | 0 | 0 | 0 | 0 | 0 | 0 | 0 | 0 | 0 | 0 | 0 | 0 | 0 | 0 | 0 | 0 | 0 | 0 | 0 | 0 | 0 | 0 | 0 | 0
| Consumer Transformation | Domestic | biomethane | DH | Annuals | TWh | 1.2108 | 1.3369 | 0.41544 | 0.42758 | 0.43787 | 0.44211 | 0.44799 | 0.46399 | 0.49912 | 0.54339 | 0.48056 | 0.54708 | 0.62958 | 0.7283 | 0.83921 | 1.099 | 1.3327 | 1.5911 | 1.8457 | 2.1037 | 2.3497 | 2.5963 | 2.8269 | 3.0371 | 3.2179 | 3.684 | 3.8171 | 3.9362 | 4.0468 | 4.1693 | 4.2185
| Consumer Transformation | Non-domestic | biomethane | DH | Annuals | TWh | 0 | 0.10675 | 0.062571 | 0.090858 | 0.12106 | 0.16473 | 0.22554 | 0.29574 | 0.36747 | 0.43873 | 0.46253 | 0.52339 | 0.58365 | 0.64363 | 0.70724 | 0.82675 | 0.8868 | 0.95848 | 1.0301 | 1.0965 | 1.1471 | 1.1852 | 1.2042 | 1.2295 | 1.2623 | 1.4225 | 1.4657 | 1.5101 | 1.5513 | 1.5856 | 1.6142
| Consumer Transformation | Domestic | biomethane | DH | Peak-1in20 | GW | 0 | 0.2927 | 0.24948 | 0.38759 | 0.53252 | 0.68571 | 0.73237 | 0.79806 | 0.9057 | 1.0403 | 1.2126 | 1.3781 | 1.5837 | 1.8305 | 2.1091 | 2.5796 | 3.0676 | 3.5899 | 4.0806 | 4.5558 | 4.982 | 5.4769 | 5.9338 | 6.3429 | 6.6857 | 6.9379 | 7.1868 | 7.4078 | 7.6103 | 7.8338 | 7.9351
| Consumer Transformation | Non-domestic | biomethane | DH | Peak-1in20 | GW | 0 | 0.082608 | 0.084306 | 0.12172 | 0.16171 | 0.22373 | 0.30239 | 0.39112 | 0.48014 | 0.56687 | 0.6504 | 0.72231 | 0.79012 | 0.85471 | 0.92208 | 0.9895 | 1.0272 | 1.0739 | 1.1155 | 1.1465 | 1.1568 | 1.189 | 1.2019 | 1.221 | 1.2473 | 1.2739 | 1.3133 | 1.3538 | 1.3928 | 1.4276 | 1.4588
| Consumer Transformation | Domestic | dh_heat | DH | Annuals | TWh | 4.4511 | 4.9643 | 4.4215 | 4.5794 | 4.7189 | 4.8611 | 4.9533 | 5.1606 | 5.6102 | 6.184 | 6.9286 | 7.8379 | 8.9659 | 10.3158 | 11.8321 | 14.4068 | 17.4676 | 20.8507 | 24.1836 | 27.5624 | 30.7817 | 34.0086 | 37.0317 | 39.785 | 42.1488 | 43.962 | 45.4896 | 46.8365 | 48.064 | 49.4217 | 50.0058
| Consumer Transformation | Non-domestic | dh_heat | DH | Annuals | TWh | 0 | 0.42387 | 0.82869 | 1.1965 | 1.5895 | 2.1991 | 2.9957 | 3.9054 | 4.8327 | 5.7515 | 6.6526 | 7.5309 | 8.4002 | 9.2694 | 10.2051 | 11.1805 | 11.9719 | 12.922 | 13.8725 | 14.7535 | 15.4205 | 15.9199 | 16.1649 | 16.495 | 16.9257 | 17.365 | 17.8289 | 18.3046 | 18.7559 | 19.147 | 19.4873
| Consumer Transformation | Domestic | electricity | ASHP | Annuals | TWh | 1.5336 | 1.702 | 1.5304 | 1.8317 | 2.1123 | 2.3839 | 2.8886 | 3.852 | 5.2316 | 6.7241 | 8.0771 | 9.2898 | 10.4492 | 11.5764 | 12.6778 | 13.8501 | 15.0422 | 16.3236 | 17.5003 | 18.6642 | 19.8005 | 20.6979 | 21.0182 | 20.9096 | 20.5997 | 20.3051 | 20.1138 | 19.9324 | 19.8164 | 19.8246 | 19.8555
| Consumer Transformation | Domestic | electricity | DH | Annuals | TWh | 1.2865 | 1.438 | 1.5244 | 1.5792 | 1.6277 | 1.5536 | 1.5834 | 1.65 | 1.7947 | 1.9793 | 2.099 | 2.3724 | 2.7115 | 3.1172 | 3.573 | 4.3299 | 5.2506 | 6.2685 | 7.2712 | 8.2876 | 9.2562 | 10.2271 | 11.1362 | 11.9641 | 12.6753 | 13.127 | 13.5826 | 13.9841 | 14.3498 | 14.7543 | 14.9284
| Consumer Transformation | Domestic | electricity | Electric resistive | Annuals | TWh | 5.6157 | 5.5969 | 5.1186 | 5.0067 | 4.8833 | 4.7459 | 4.5874 | 4.4324 | 4.2794 | 4.1271 | 3.9731 | 3.8162 | 3.6558 | 3.4915 | 3.3226 | 3.1485 | 3.0152 | 2.9341 | 2.8377 | 2.7381 | 2.6366 | 2.5448 | 2.4367 | 2.3144 | 2.1808 | 2.0399 | 1.8937 | 1.7501 | 1.6094 | 1.4725 | 1.34
| Consumer Transformation | Domestic | electricity | GSHP | Annuals | TWh | 0.29385 | 0.37363 | 0.3877 | 0.51404 | 0.66211 | 0.76251 | 0.91358 | 1.0315 | 1.2432 | 1.7532 | 2.581 | 3.5311 | 4.4437 | 5.3297 | 6.1936 | 7.1178 | 8.0815 | 9.1703 | 10.2309 | 11.2753 | 12.2752 | 13.1638 | 13.9944 | 14.7875 | 15.4813 | 16.1168 | 16.6662 | 17.2578 | 17.7818 | 18.086 | 18.1472
| Consumer Transformation | Domestic | electricity | Hybrid (ASHP + Biofuel boiler) | Annuals | TWh | 0 | 0.002914 | 0.054419 | 0.062058 | 0.077305 | 0.10833 | 0.16751 | 0.23011 | 0.29368 | 0.35796 | 0.42095 | 0.48482 | 0.54907 | 0.61399 | 0.67974 | 0.74674 | 0.83252 | 0.87053 | 0.95043 | 1.0199 | 1.0752 | 1.1134 | 1.15 | 1.1916 | 1.2385 | 1.2869 | 1.346 | 1.3916 | 1.436 | 1.4791 | 1.5199
| Consumer Transformation | Domestic | electricity | Hybrid (ASHP + Electric resistive) | Annuals | TWh | 0 | 0.010884 | 0.11361 | 0.14424 | 0.19019 | 0.26241 | 0.38706 | 0.58086 | 0.94138 | 1.4598 | 2.1416 | 2.979 | 3.8418 | 4.7269 | 5.6367 | 6.9137 | 8.2382 | 9.6272 | 11.0577 | 12.455 | 13.7715 | 15.0337 | 16.1787 | 17.1383 | 17.8409 | 18.2437 | 18.4493 | 18.6203 | 18.8052 | 19.0733 | 19.077
| Consumer Transformation | Domestic | electricity | Hybrid (ASHP + Hydrogen boiler) | Annuals | TWh | 0 | 0 | 0 | 0 | 0 | 0 | 0 | 0 | 0 | 0 | 0 | 0 | 0 | 0 | 0 | 0 | 0 | 0 | 0 | 0 | 0 | 0 | 0 | 0 | 0 | 0 | 0 | 0 | 0 | 0 | 0
| Consumer Transformation | Domestic | electricity | Hybrid (ASHP + Solar thermal) | Annuals | TWh | 0 | 0 | 0 | 0 | 0 | 0 | 0 | 0 | 0 | 0 | 0 | 0 | 0 | 0 | 0 | 0 | 0 | 0 | 0 | 0 | 0 | 0 | 0 | 0 | 0 | 0 | 0 | 0 | 0 | 0 | 0
| Consumer Transformation | Non-domestic | electricity | ASHP | Annuals | TWh | 0.0087259 | 0.3138 | 0.57161 | 0.94607 | 1.4976 | 2.092 | 2.6925 | 3.4295 | 4.1451 | 4.8482 | 5.5414 | 6.225 | 6.9045 | 7.5756 | 8.2355 | 8.8785 | 9.3215 | 9.7959 | 10.1811 | 10.3899 | 10.5965 | 10.8699 | 11.0815 | 11.3265 | 11.5854 | 11.8197 | 12.0321 | 12.2778 | 12.5221 | 12.7757 | 13.0381
| Consumer Transformation | Non-domestic | electricity | DH | Annuals | TWh | 0 | 0.11535 | 0.27099 | 0.39159 | 0.52036 | 0.66825 | 0.91263 | 1.1923 | 1.4776 | 1.7604 | 1.909 | 2.1626 | 2.4136 | 2.665 | 2.937 | 3.2068 | 3.4388 | 3.7159 | 3.9927 | 4.2497 | 4.445 | 4.5914 | 4.6638 | 4.7607 | 4.8867 | 4.9792 | 5.113 | 5.2501 | 5.38 | 5.4925 | 5.5902
| Consumer Transformation | Non-domestic | electricity | Electric resistive | Annuals | TWh | 14.4143 | 14.4148 | 14.9502 | 14.2642 | 13.4921 | 12.6631 | 11.8161 | 10.9727 | 10.1345 | 9.3016 | 8.4741 | 7.6504 | 6.7988 | 5.9246 | 5.0398 | 4.1507 | 3.6573 | 3.2847 | 2.9748 | 2.7298 | 2.529 | 2.3426 | 2.1531 | 1.9593 | 1.7613 | 1.5589 | 1.3535 | 1.1676 | 0.995 | 0.82967 | 0.66881
| Consumer Transformation | Non-domestic | electricity | GSHP | Annuals | TWh | 0.021954 | 0.21702 | 0.39828 | 0.6857 | 1.0976 | 1.5305 | 1.9702 | 2.4851 | 2.9848 | 3.4767 | 3.9631 | 4.4434 | 4.9212 | 5.3892 | 5.8494 | 6.2936 | 6.8727 | 7.4864 | 8.0896 | 8.6656 | 9.2094 | 9.5619 | 9.8619 | 10.1043 | 10.2781 | 10.4591 | 10.6625 | 10.8306 | 11.0067 | 11.1921 | 11.378
| Consumer Transformation | Non-domestic | electricity | Hybrid (ASHP + Biofuel boiler) | Annuals | TWh | 0 | 0.048235 | 0.074827 | 0.11423 | 0.15223 | 0.18983 | 0.22436 | 0.25454 | 0.28102 | 0.30611 | 0.33061 | 0.35478 | 0.37883 | 0.40335 | 0.42897 | 0.45472 | 0.45407 | 0.45014 | 0.44479 | 0.43964 | 0.43362 | 0.43773 | 0.44447 | 0.45386 | 0.46446 | 0.47489 | 0.48506 | 0.49575 | 0.50552 | 0.51406 | 0.52256
| Consumer Transformation | Non-domestic | electricity | Hybrid (ASHP + Electric resistive) | Annuals | TWh | 0 | 0.14783 | 0.16536 | 0.28009 | 0.48964 | 0.72418 | 0.9621 | 1.199 | 1.4394 | 1.6843 | 1.9317 | 2.1807 | 2.4285 | 2.6738 | 2.922 | 3.1637 | 3.4195 | 3.6756 | 3.8992 | 4.0127 | 4.0968 | 4.2195 | 4.2979 | 4.3758 | 4.4601 | 4.5365 | 4.6083 | 4.7032 | 4.802 | 4.9014 | 5.0141
| Consumer Transformation | Non-domestic | electricity | Hybrid (ASHP + Hydrogen boiler) | Annuals | TWh | 0 | 0 | 0 | 0 | 0 | 0 | 0 | 0 | 0 | 0 | 0 | 0 | 0 | 0 | 0 | 0 | 0 | 0 | 0 | 0 | 0 | 0 | 0 | 0 | 0 | 0 | 0 | 0 | 0 | 0 | 0
| Consumer Transformation | Non-domestic | electricity | Hybrid (ASHP + Solar thermal) | Annuals | TWh | 0 | 0 | 0 | 0 | 0 | 0 | 0 | 0 | 0 | 0 | 0 | 0 | 0 | 0 | 0 | 0 | 0 | 0 | 0 | 0 | 0 | 0 | 0 | 0 | 0 | 0 | 0 | 0 | 0 | 0 | 0
| Consumer Transformation | Domestic | electricity | ASHP | Peak_ACS | GW | 0.42626 | 0.48341 | 0.50883 | 0.63317 | 0.75806 | 0.88702 | 1.1201 | 1.5541 | 2.1928 | 2.9238 | 3.6387 | 4.2181 | 4.7817 | 5.3387 | 5.8918 | 6.4859 | 7.0778 | 7.7172 | 8.3126 | 8.9072 | 9.4938 | 9.9346 | 10.0991 | 10.0576 | 9.919 | 9.7876 | 9.6951 | 9.6074 | 9.5513 | 9.555 | 9.5696
| Consumer Transformation | Domestic | electricity | DH | Peak_ACS | GW | 0 | 0.065017 | 0.13672 | 0.2124 | 0.29183 | 0.37578 | 0.40036 | 0.43529 | 0.49298 | 0.56518 | 0.65764 | 0.74548 | 0.85452 | 0.98519 | 1.1323 | 1.3815 | 1.6397 | 1.9151 | 2.1723 | 2.4201 | 2.6405 | 2.8945 | 3.1269 | 3.3327 | 3.5025 | 3.6237 | 3.7446 | 3.8504 | 3.9461 | 4.0522 | 4.0946
| Consumer Transformation | Domestic | electricity | Electric resistive | Peak_ACS | GW | 2.4864 | 2.477 | 2.0294 | 1.9907 | 1.9472 | 1.8977 | 1.8457 | 1.7943 | 1.7429 | 1.6911 | 1.6378 | 1.5861 | 1.5319 | 1.475 | 1.415 | 1.3516 | 1.2924 | 1.2558 | 1.2128 | 1.1685 | 1.1235 | 1.0833 | 1.0362 | 0.98314 | 0.92541 | 0.86471 | 0.80136 | 0.73933 | 0.67873 | 0.61995 | 0.56319
| Consumer Transformation | Domestic | electricity | Electric storage | Peak_ACS | GW | 0.19081 | 0.19039 | 0.29377 | 0.28529 | 0.27648 | 0.26723 | 0.25402 | 0.24271 | 0.23158 | 0.22061 | 0.20977 | 0.19753 | 0.18519 | 0.17341 | 0.16217 | 0.15146 | 0.15027 | 0.15122 | 0.15094 | 0.15052 | 0.15 | 0.14979 | 0.14852 | 0.14649 | 0.14376 | 0.14032 | 0.13689 | 0.13385 | 0.13049 | 0.12679 | 0.12276
| Consumer Transformation | Domestic | electricity | GSHP | Peak_ACS | GW | 0.03011 | 0.049421 | 0.073812 | 0.11012 | 0.15763 | 0.19971 | 0.24954 | 0.29334 | 0.36751 | 0.53795 | 0.82091 | 1.1363 | 1.4465 | 1.7547 | 2.0622 | 2.3964 | 2.7298 | 3.1078 | 3.4785 | 3.8461 | 4.2008 | 4.5134 | 4.8072 | 5.0892 | 5.3379 | 5.5674 | 5.7609 | 5.9692 | 6.1543 | 6.2635 | 6.2887
| Consumer Transformation | Domestic | electricity | Hybrid (ASHP + Biofuel boiler) | Peak_ACS | GW | 0 | 0.0013276 | 0.024861 | 0.028351 | 0.035316 | 0.049491 | 0.076966 | 0.10634 | 0.13648 | 0.1673 | 0.19784 | 0.2285 | 0.25951 | 0.29102 | 0.32308 | 0.35593 | 0.39785 | 0.41711 | 0.45659 | 0.49125 | 0.51924 | 0.5369 | 0.55371 | 0.5729 | 0.59459 | 0.61687 | 0.64432 | 0.6652 | 0.68541 | 0.70497 | 0.72341
| Consumer Transformation | Domestic | electricity | Hybrid (ASHP + Electric resistive) | Peak_ACS | GW | 0 | 0.0046191 | 0.048055 | 0.061013 | 0.08045 | 0.095321 | 0.12685 | 0.20442 | 0.3541 | 0.58446 | 0.78822 | 0.99313 | 1.3647 | 1.7824 | 2.2486 | 2.5324 | 2.7424 | 3.4077 | 4.1472 | 4.9339 | 5.0091 | 4.9754 | 5.6894 | 6.3818 | 7.013 | 6.5868 | 5.6812 | 5.7272 | 5.7774 | 5.853 | 5.8473
| Consumer Transformation | Domestic | electricity | Hybrid (ASHP + Hydrogen boiler) | Peak_ACS | GW | 0 | 0 | 0 | 0 | 0 | 0 | 0 | 0 | 0 | 0 | 0 | 0 | 0 | 0 | 0 | 0 | 0 | 0 | 0 | 0 | 0 | 0 | 0 | 0 | 0 | 0 | 0 | 0 | 0 | 0 | 0
| Consumer Transformation | Domestic | electricity | Hybrid (ASHP + Solar thermal) | Peak_ACS | GW | 0 | 0 | 0 | 0 | 0 | 0 | 0 | 0 | 0 | 0 | 0 | 0 | 0 | 0 | 0 | 0 | 0 | 0 | 0 | 0 | 0 | 0 | 0 | 0 | 0 | 0 | 0 | 0 | 0 | 0 | 0
| Consumer Transformation | Non-domestic | electricity | ASHP | Peak_ACS | GW | 0.0022541 | 0.081061 | 0.13868 | 0.22953 | 0.36334 | 0.50754 | 0.6554 | 0.83758 | 1.0157 | 1.1919 | 1.3668 | 1.5396 | 1.7122 | 1.8836 | 2.0532 | 2.2194 | 2.3254 | 2.4388 | 2.5295 | 2.5761 | 2.6219 | 2.6972 | 2.7576 | 2.8265 | 2.8993 | 2.9662 | 3.0247 | 3.0917 | 3.1585 | 3.2279 | 3.2998
| Consumer Transformation | Non-domestic | electricity | DH | Peak_ACS | GW | 0 | 0.01835 | 0.046201 | 0.066707 | 0.088619 | 0.12261 | 0.16538 | 0.21347 | 0.26151 | 0.30809 | 0.35272 | 0.39082 | 0.42649 | 0.46019 | 0.49517 | 0.52993 | 0.54914 | 0.57298 | 0.59393 | 0.60911 | 0.61309 | 0.62836 | 0.63337 | 0.64155 | 0.65343 | 0.66539 | 0.68427 | 0.70367 | 0.72219 | 0.73844 | 0.75277
| Consumer Transformation | Non-domestic | electricity | Electric resistive | Peak_ACS | GW | 3.1991 | 3.1986 | 3.4839 | 3.3253 | 3.1465 | 2.9543 | 2.7509 | 2.5493 | 2.3496 | 2.152 | 1.9564 | 1.7488 | 1.5386 | 1.3273 | 1.1176 | 0.91093 | 0.8018 | 0.71933 | 0.65078 | 0.59656 | 0.55208 | 0.51095 | 0.46923 | 0.42662 | 0.38318 | 0.33887 | 0.29407 | 0.25358 | 0.21599 | 0.18002 | 0.14505
| Consumer Transformation | Non-domestic | electricity | Electric storage | Peak_ACS | GW | 0 | 0 | 0 | 1.3685e-09 | 6.0198e-06 | 5.7889e-05 | 0.00022044 | 0.00057335 | 0.00098792 | 0.0014419 | 0.0019109 | 0.0024034 | 0.0031722 | 0.0046795 | 0.0068445 | 0.0097384 | 0.01424 | 0.018226 | 0.021219 | 0.023311 | 0.024726 | 0.028406 | 0.03069 | 0.033262 | 0.036067 | 0.038889 | 0.041831 | 0.044671 | 0.047111 | 0.049154 | 0.050808
| Consumer Transformation | Non-domestic | electricity | GSHP | Peak_ACS | GW | 0.0047508 | 0.046963 | 0.079339 | 0.1366 | 0.21864 | 0.30488 | 0.3954 | 0.50241 | 0.60786 | 0.7132 | 0.81885 | 0.92131 | 1.0239 | 1.1252 | 1.2255 | 1.3232 | 1.4419 | 1.5674 | 1.6902 | 1.8067 | 1.9161 | 1.9934 | 2.0601 | 2.115 | 2.1556 | 2.198 | 2.2473 | 2.2894 | 2.3334 | 2.3796 | 2.4262
| Consumer Transformation | Non-domestic | electricity | Hybrid (ASHP + Biofuel boiler) | Peak_ACS | GW | 0 | 0.014225 | 0.022011 | 0.033603 | 0.044782 | 0.055841 | 0.066149 | 0.075222 | 0.083236 | 0.090876 | 0.098372 | 0.10578 | 0.11319 | 0.12076 | 0.12869 | 0.13669 | 0.13663 | 0.13557 | 0.13408 | 0.13265 | 0.13095 | 0.1324 | 0.13465 | 0.13772 | 0.14115 | 0.14455 | 0.14773 | 0.15107 | 0.15414 | 0.15683 | 0.15952
| Consumer Transformation | Non-domestic | electricity | Hybrid (ASHP + Electric resistive) | Peak_ACS | GW | 0 | 0.00026895 | 0.040156 | 0.068018 | 0.11891 | 0.1042 | 0.081178 | 0.14846 | 0.23502 | 0.34144 | 0.28145 | 0.19204 | 0.30816 | 0.44313 | 0.59774 | 0.46634 | 0.29697 | 0.44948 | 0.61505 | 0.77518 | 0.57099 | 0.36417 | 0.52642 | 0.69427 | 0.869 | 0.63986 | 0.23616 | 0.24181 | 0.24769 | 0.25364 | 0.2603
| Consumer Transformation | Non-domestic | electricity | Hybrid (ASHP + Hydrogen boiler) | Peak_ACS | GW | 0 | 0 | 0 | 0 | 0 | 0 | 0 | 0 | 0 | 0 | 0 | 0 | 0 | 0 | 0 | 0 | 0 | 0 | 0 | 0 | 0 | 0 | 0 | 0 | 0 | 0 | 0 | 0 | 0 | 0 | 0
| Consumer Transformation | Non-domestic | electricity | Hybrid (ASHP + Solar thermal) | Peak_ACS | GW | 0 | 0 | 0 | 0 | 0 | 0 | 0 | 0 | 0 | 0 | 0 | 0 | 0 | 0 | 0 | 0 | 0 | 0 | 0 | 0 | 0 | 0 | 0 | 0 | 0 | 0 | 0 | 0 | 0 | 0 | 0
| Consumer Transformation | Domestic | electricity | ASHP | Peak-1in20 | GW | 0.59203 | 0.6714 | 0.70671 | 0.8794 | 1.0529 | 1.232 | 1.5557 | 2.1585 | 3.0455 | 4.0608 | 5.0538 | 5.8585 | 6.6413 | 7.4149 | 8.1831 | 9.0082 | 9.8302 | 10.7183 | 11.5453 | 12.3711 | 13.1858 | 13.7981 | 14.0265 | 13.9689 | 13.7764 | 13.5938 | 13.4654 | 13.3436 | 13.2657 | 13.2708 | 13.2912
| Consumer Transformation | Domestic | electricity | DH | Peak-1in20 | GW | 0 | 0.090302 | 0.18989 | 0.29501 | 0.40532 | 0.52192 | 0.55606 | 0.60457 | 0.6847 | 0.78497 | 0.91339 | 1.0354 | 1.1868 | 1.3683 | 1.5727 | 1.9188 | 2.2774 | 2.6599 | 3.0171 | 3.3612 | 3.6673 | 4.0201 | 4.343 | 4.6288 | 4.8646 | 5.0329 | 5.2009 | 5.3478 | 5.4807 | 5.628 | 5.687
| Consumer Transformation | Domestic | electricity | Electric resistive | Peak-1in20 | GW | 3.0714 | 3.0599 | 2.507 | 2.4591 | 2.4053 | 2.3442 | 2.2799 | 2.2165 | 2.153 | 2.089 | 2.0232 | 1.9593 | 1.8924 | 1.822 | 1.7479 | 1.6696 | 1.5965 | 1.5513 | 1.4981 | 1.4434 | 1.3879 | 1.3382 | 1.28 | 1.2145 | 1.1432 | 1.0682 | 0.98992 | 0.91329 | 0.83843 | 0.76582 | 0.69571
| Consumer Transformation | Domestic | electricity | Electric storage | Peak-1in20 | GW | 0.2357 | 0.23519 | 0.36289 | 0.35241 | 0.34153 | 0.33011 | 0.31379 | 0.29982 | 0.28607 | 0.27252 | 0.25913 | 0.24401 | 0.22876 | 0.21421 | 0.20033 | 0.1871 | 0.18563 | 0.1868 | 0.18646 | 0.18594 | 0.18529 | 0.18503 | 0.18347 | 0.18096 | 0.17758 | 0.17333 | 0.1691 | 0.16535 | 0.16119 | 0.15663 | 0.15165
| Consumer Transformation | Domestic | electricity | GSHP | Peak-1in20 | GW | 0.037195 | 0.06105 | 0.09118 | 0.13603 | 0.19472 | 0.24671 | 0.30826 | 0.36236 | 0.45398 | 0.66453 | 1.0141 | 1.4036 | 1.7868 | 2.1676 | 2.5474 | 2.9603 | 3.3722 | 3.839 | 4.297 | 4.7511 | 5.1893 | 5.5754 | 5.9384 | 6.2867 | 6.5939 | 6.8774 | 7.1164 | 7.3737 | 7.6024 | 7.7373 | 7.7684
| Consumer Transformation | Domestic | electricity | Hybrid (ASHP + Biofuel boiler) | Peak-1in20 | GW | 0 | 0.00164 | 0.030711 | 0.035022 | 0.043626 | 0.061137 | 0.095076 | 0.13136 | 0.16859 | 0.20666 | 0.24439 | 0.28227 | 0.32058 | 0.35949 | 0.39911 | 0.43968 | 0.49147 | 0.51526 | 0.56402 | 0.60684 | 0.64142 | 0.66323 | 0.68399 | 0.7077 | 0.7345 | 0.76202 | 0.79593 | 0.82172 | 0.84669 | 0.87085 | 0.89363
| Consumer Transformation | Domestic | electricity | Hybrid (ASHP + Electric resistive) | Peak-1in20 | GW | 0 | 0.005706 | 0.059362 | 0.075369 | 0.09938 | 0.11775 | 0.15669 | 0.25252 | 0.43742 | 0.72198 | 0.97369 | 1.2268 | 1.6858 | 2.2018 | 2.7777 | 3.1283 | 3.3876 | 4.2095 | 5.123 | 6.0948 | 6.1877 | 6.1461 | 7.0281 | 7.8835 | 8.6631 | 8.1366 | 7.018 | 7.0749 | 7.1368 | 7.2302 | 7.2232
| Consumer Transformation | Domestic | electricity | Hybrid (ASHP + Hydrogen boiler) | Peak-1in20 | GW | 0 | 0 | 0 | 0 | 0 | 0 | 0 | 0 | 0 | 0 | 0 | 0 | 0 | 0 | 0 | 0 | 0 | 0 | 0 | 0 | 0 | 0 | 0 | 0 | 0 | 0 | 0 | 0 | 0 | 0 | 0
| Consumer Transformation | Domestic | electricity | Hybrid (ASHP + Solar thermal) | Peak-1in20 | GW | 0 | 0 | 0 | 0 | 0 | 0 | 0 | 0 | 0 | 0 | 0 | 0 | 0 | 0 | 0 | 0 | 0 | 0 | 0 | 0 | 0 | 0 | 0 | 0 | 0 | 0 | 0 | 0 | 0 | 0 | 0
| Consumer Transformation | Non-domestic | electricity | ASHP | Peak-1in20 | GW | 0.0031306 | 0.11259 | 0.19261 | 0.31879 | 0.50464 | 0.70491 | 0.91028 | 1.1633 | 1.4107 | 1.6554 | 1.8984 | 2.1383 | 2.378 | 2.6162 | 2.8517 | 3.0825 | 3.2297 | 3.3872 | 3.5132 | 3.5779 | 3.6416 | 3.7462 | 3.8299 | 3.9257 | 4.0268 | 4.1198 | 4.2009 | 4.294 | 4.3868 | 4.4833 | 4.5831
| Consumer Transformation | Non-domestic | electricity | DH | Peak-1in20 | GW | 0 | 0.025486 | 0.064168 | 0.092648 | 0.12308 | 0.17029 | 0.2297 | 0.29648 | 0.36321 | 0.4279 | 0.4899 | 0.54281 | 0.59234 | 0.63916 | 0.68774 | 0.73601 | 0.7627 | 0.79581 | 0.82491 | 0.84599 | 0.85151 | 0.87272 | 0.87969 | 0.89105 | 0.90755 | 0.92415 | 0.95038 | 0.97732 | 1.003 | 1.0256 | 1.0455
| Consumer Transformation | Non-domestic | electricity | Electric resistive | Peak-1in20 | GW | 3.9518 | 3.9512 | 4.3036 | 4.1077 | 3.8868 | 3.6494 | 3.3982 | 3.1491 | 2.9025 | 2.6583 | 2.4167 | 2.1603 | 1.9007 | 1.6396 | 1.3805 | 1.1253 | 0.99046 | 0.88859 | 0.80391 | 0.73693 | 0.68198 | 0.63118 | 0.57964 | 0.527 | 0.47334 | 0.41861 | 0.36327 | 0.31324 | 0.26681 | 0.22238 | 0.17918
| Consumer Transformation | Non-domestic | electricity | Electric storage | Peak-1in20 | GW | 0 | 0 | 0 | 1.6905e-09 | 7.4363e-06 | 7.151e-05 | 0.00027231 | 0.00070826 | 0.0012204 | 0.0017812 | 0.0023606 | 0.0029689 | 0.0039186 | 0.0057805 | 0.0084549 | 0.01203 | 0.017591 | 0.022514 | 0.026212 | 0.028796 | 0.030544 | 0.03509 | 0.037911 | 0.041088 | 0.044554 | 0.04804 | 0.051674 | 0.055181 | 0.058197 | 0.06072 | 0.062763
| Consumer Transformation | Non-domestic | electricity | GSHP | Peak-1in20 | GW | 0.0058687 | 0.058013 | 0.098007 | 0.16874 | 0.27008 | 0.37661 | 0.48844 | 0.62063 | 0.75089 | 0.88102 | 1.0115 | 1.1381 | 1.2649 | 1.39 | 1.5139 | 1.6345 | 1.7812 | 1.9362 | 2.0878 | 2.2318 | 2.3669 | 2.4625 | 2.5448 | 2.6126 | 2.6629 | 2.7152 | 2.7761 | 2.8281 | 2.8825 | 2.9395 | 2.9971
| Consumer Transformation | Non-domestic | electricity | Hybrid (ASHP + Biofuel boiler) | Peak-1in20 | GW | 0 | 0.017573 | 0.027191 | 0.041509 | 0.055319 | 0.06898 | 0.081714 | 0.092921 | 0.10282 | 0.11226 | 0.12152 | 0.13067 | 0.13982 | 0.14917 | 0.15897 | 0.16886 | 0.16877 | 0.16747 | 0.16563 | 0.16386 | 0.16176 | 0.16355 | 0.16634 | 0.17012 | 0.17436 | 0.17856 | 0.18249 | 0.18662 | 0.19041 | 0.19374 | 0.19706
| Consumer Transformation | Non-domestic | electricity | Hybrid (ASHP + Electric resistive) | Peak-1in20 | GW | 0 | 0.00033224 | 0.049605 | 0.084023 | 0.14689 | 0.12872 | 0.10028 | 0.1834 | 0.29032 | 0.42178 | 0.34768 | 0.23722 | 0.38067 | 0.5474 | 0.73839 | 0.57606 | 0.36685 | 0.55525 | 0.75977 | 0.95757 | 0.70535 | 0.44985 | 0.65029 | 0.85763 | 1.0735 | 0.79042 | 0.29172 | 0.2987 | 0.30597 | 0.31332 | 0.32155
| Consumer Transformation | Non-domestic | electricity | Hybrid (ASHP + Hydrogen boiler) | Peak-1in20 | GW | 0 | 0 | 0 | 0 | 0 | 0 | 0 | 0 | 0 | 0 | 0 | 0 | 0 | 0 | 0 | 0 | 0 | 0 | 0 | 0 | 0 | 0 | 0 | 0 | 0 | 0 | 0 | 0 | 0 | 0 | 0
| Consumer Transformation | Non-domestic | electricity | Hybrid (ASHP + Solar thermal) | Peak-1in20 | GW | 0 | 0 | 0 | 0 | 0 | 0 | 0 | 0 | 0 | 0 | 0 | 0 | 0 | 0 | 0 | 0 | 0 | 0 | 0 | 0 | 0 | 0 | 0 | 0 | 0 | 0 | 0 | 0 | 0 | 0 | 0
| Consumer Transformation | Domestic | electricity off-peak | Electric storage | Annuals | TWh | 14.5733 | 14.472 | 13.2066 | 12.932 | 12.6377 | 12.3185 | 11.9211 | 11.5996 | 11.275 | 10.946 | 10.6108 | 10.267 | 9.8986 | 9.5396 | 9.1896 | 8.8488 | 8.6789 | 8.6348 | 8.5225 | 8.4045 | 8.2837 | 8.2186 | 8.0969 | 7.9354 | 7.7378 | 7.5051 | 7.2429 | 7.0063 | 6.7579 | 6.498 | 6.2263
| Consumer Transformation | Non-domestic | electricity off-peak | Electric storage | Annuals | TWh | 0 | 0 | 0 | 8.8094e-08 | 0.00038751 | 0.0037265 | 0.014354 | 0.037769 | 0.065848 | 0.097256 | 0.13045 | 0.16494 | 0.21886 | 0.32459 | 0.47732 | 0.68282 | 1.0664 | 1.4644 | 1.8391 | 2.193 | 2.5433 | 2.8881 | 3.0846 | 3.3053 | 3.5441 | 3.7791 | 4.0138 | 4.2329 | 4.4094 | 4.5448 | 4.6414
| Consumer Transformation | Domestic | gas | DH | Annuals | TWh | 0 | 0 | 0 | 0 | 0 | 0 | 0 | 0 | 0 | 0 | 0 | 0 | 0 | 0 | 0 | 0 | 0 | 0 | 0 | 0 | 0 | 0 | 0 | 0 | 0 | 0 | 0 | 0 | 0 | 0 | 0
| Consumer Transformation | Domestic | gas | Gas boiler | Annuals | TWh | 311.8659 | 311.0515 | 288.9014 | 285.7434 | 282.4288 | 278.3881 | 273.1937 | 265.3317 | 254.9562 | 242.1476 | 227.4682 | 211.8617 | 196.0683 | 180.1216 | 164.0584 | 145.0529 | 126.937 | 110.2071 | 93.8286 | 77.6067 | 62.1109 | 47.7687 | 36.0943 | 26.9332 | 20.2053 | 15.3482 | 11.4181 | 7.675 | 4.0852 | 0.6119 | 0.080915
| Consumer Transformation | Domestic | gas | Gas CHP | Annuals | TWh | 0 | 0 | 0 | 0 | 0 | 0 | 0 | 0 | 0 | 0 | 0 | 0 | 0 | 0 | 0 | 0 | 0 | 0 | 0 | 0 | 0 | 0 | 0 | 0 | 0 | 0 | 0 | 0 | 0 | 0 | 0
| Consumer Transformation | Non-domestic | gas | DH | Annuals | TWh | 0 | 0 | 0 | 0 | 0 | 0 | 0 | 0 | 0 | 0 | 0 | 0 | 0 | 0 | 0 | 0 | 0 | 0 | 0 | 0 | 0 | 0 | 0 | 0 | 0 | 0 | 0 | 0 | 0 | 0 | 0
| Consumer Transformation | Non-domestic | gas | Gas boiler | Annuals | TWh | 80.5724 | 81.3402 | 80.038 | 79.8018 | 78.1024 | 75.7638 | 72.9952 | 69.0983 | 65.0998 | 61.0507 | 56.9732 | 52.8749 | 48.7614 | 44.6173 | 40.4279 | 36.1473 | 30.8905 | 25.5366 | 20.8154 | 17.4114 | 14.5831 | 12.1442 | 10.8178 | 9.5887 | 8.408 | 7.2501 | 6.1104 | 4.9854 | 3.8906 | 2.8413 | 1.884
| Consumer Transformation | Non-domestic | gas | Gas CHP | Annuals | TWh | 8.9735 | 8.3753 | 7.597 | 7.0127 | 6.4283 | 5.8439 | 5.2595 | 4.6751 | 4.0907 | 3.5063 | 2.9219 | 2.3376 | 1.7532 | 1.1688 | 0.58439 | 0 | 0 | 0 | 0 | 0 | 0 | 0 | 0 | 0 | 0 | 0 | 0 | 0 | 0 | 0 | 0
| Consumer Transformation | Domestic | gas | DH | Peak-1in20 | GW | 0 | 0 | 0 | 0 | 0 | 0 | 0 | 0 | 0 | 0 | 0 | 0 | 0 | 0 | 0 | 0 | 0 | 0 | 0 | 0 | 0 | 0 | 0 | 0 | 0 | 0 | 0 | 0 | 0 | 0 | 0
| Consumer Transformation | Domestic | gas | Gas boiler | Peak-1in20 | GW | 174.0292 | 173.46 | 142.3046 | 141.2425 | 140.0919 | 138.5684 | 136.896 | 133.8433 | 129.4617 | 123.7671 | 117.0244 | 110.353 | 103.3831 | 96.1288 | 88.6073 | 79.272 | 69.2605 | 60.0356 | 51.0312 | 42.1405 | 33.6719 | 25.9046 | 19.5797 | 14.6147 | 10.9673 | 8.3335 | 6.2615 | 4.2505 | 2.2846 | 0.34551 | 0.046128
| Consumer Transformation | Domestic | gas | Gas CHP | Peak-1in20 | GW | 0 | 0 | 0 | 0 | 0 | 0 | 0 | 0 | 0 | 0 | 0 | 0 | 0 | 0 | 0 | 0 | 0 | 0 | 0 | 0 | 0 | 0 | 0 | 0 | 0 | 0 | 0 | 0 | 0 | 0 | 0
| Consumer Transformation | Non-domestic | gas | DH | Peak-1in20 | GW | 0 | 0 | 0 | 0 | 0 | 0 | 0 | 0 | 0 | 0 | 0 | 0 | 0 | 0 | 0 | 0 | 0 | 0 | 0 | 0 | 0 | 0 | 0 | 0 | 0 | 0 | 0 | 0 | 0 | 0 | 0
| Consumer Transformation | Non-domestic | gas | Gas boiler | Peak-1in20 | GW | 23.6665 | 23.7422 | 24.0947 | 23.878 | 23.2271 | 22.3934 | 21.4529 | 20.1918 | 18.9144 | 17.6357 | 16.3624 | 14.9729 | 13.6122 | 12.2761 | 10.961 | 9.6552 | 8.2335 | 6.792 | 5.5245 | 4.6112 | 3.8539 | 3.2064 | 2.8536 | 2.5271 | 2.2139 | 1.9072 | 1.6108 | 1.3169 | 1.0299 | 0.75367 | 0.50077
| Consumer Transformation | Non-domestic | gas | Gas CHP | Peak-1in20 | GW | 0 | 0 | 0 | 0 | 0 | 0 | 0 | 0 | 0 | 0 | 0 | 0 | 0 | 0 | 0 | 0 | 0 | 0 | 0 | 0 | 0 | 0 | 0 | 0 | 0 | 0 | 0 | 0 | 0 | 0 | 0
| Consumer Transformation | Domestic | hydrogen | DH | Annuals | TWh | 0 | 0 | 0 | 0 | 0 | 0 | 0 | 0 | 0 | 0 | 0 | 0 | 0 | 0 | 0 | 0 | 0 | 0 | 0 | 0 | 0 | 0 | 0 | 0 | 0 | 0 | 0 | 0 | 0 | 0 | 0
| Consumer Transformation | Domestic | hydrogen | Gas boiler | Annuals | TWh | 0 | 0 | 0 | 0 | 0 | 0 | 0 | 0 | 0 | 0 | 0 | 0 | 0 | 0 | 0 | 0 | 0 | 0 | 0 | 0 | 0 | 0 | 0 | 0 | 0 | 0 | 0 | 0 | 0 | 0 | 0
| Consumer Transformation | Domestic | hydrogen | Hybrid (ASHP + Hydrogen boiler) | Annuals | TWh | 0 | 0 | 0 | 0 | 0 | 0 | 0 | 0 | 0 | 0 | 0 | 0 | 0 | 0 | 0 | 0 | 0 | 0 | 0 | 0 | 0 | 0 | 0 | 0 | 0 | 0 | 0 | 0 | 0 | 0 | 0
| Consumer Transformation | Domestic | hydrogen | Hydrogen boiler | Annuals | TWh | 0 | 0 | 0 | 0 | 0 | 0 | 0 | 0 | 0 | 0 | 0 | 0 | 0 | 0 | 0 | 0 | 0 | 0 | 0 | 0 | 0 | 0 | 0 | 0 | 0 | 0 | 0 | 0 | 0 | 0 | 0
| Consumer Transformation | Non-domestic | hydrogen | DH | Annuals | TWh | 0 | 0 | 0 | 0 | 0 | 0 | 0 | 0 | 0 | 0 | 0 | 0 | 0 | 0 | 0 | 0 | 0 | 0 | 0 | 0 | 0 | 0 | 0 | 0 | 0 | 0 | 0 | 0 | 0 | 0 | 0
| Consumer Transformation | Non-domestic | hydrogen | Gas boiler | Annuals | TWh | 0 | 0 | 0 | 0 | 0 | 0 | 0 | 0 | 0 | 0 | 0 | 0 | 0 | 0 | 0 | 0 | 0 | 0 | 0 | 0 | 0 | 0 | 0 | 0 | 0 | 0 | 0 | 0 | 0 | 0 | 0
| Consumer Transformation | Non-domestic | hydrogen | Gas CHP | Annuals | TWh | 0 | 0 | 0 | 0 | 0 | 0 | 0 | 0 | 0 | 0 | 0 | 0 | 0 | 0 | 0 | 0 | 0 | 0 | 0 | 0 | 0 | 0 | 0 | 0 | 0 | 0 | 0 | 0 | 0 | 0 | 0
| Consumer Transformation | Non-domestic | hydrogen | Hybrid (ASHP + Hydrogen boiler) | Annuals | TWh | 0 | 0 | 0 | 0 | 0 | 0 | 0 | 0 | 0 | 0 | 0 | 0 | 0 | 0 | 0 | 0 | 0 | 0 | 0 | 0 | 0 | 0 | 0 | 0 | 0 | 0 | 0 | 0 | 0 | 0 | 0
| Consumer Transformation | Non-domestic | hydrogen | Hydrogen boiler | Annuals | TWh | 0 | 0 | 0 | 0 | 0 | 0 | 0 | 0 | 0 | 0 | 0 | 0 | 0 | 0 | 0 | 0 | 0 | 0 | 0 | 0 | 0 | 0 | 0 | 0 | 0 | 0 | 0 | 0 | 0 | 0 | 0
| Consumer Transformation | Domestic | hydrogen | DH | Peak-1in20 | GW | 0 | 0 | 0 | 0 | 0 | 0 | 0 | 0 | 0 | 0 | 0 | 0 | 0 | 0 | 0 | 0 | 0 | 0 | 0 | 0 | 0 | 0 | 0 | 0 | 0 | 0 | 0 | 0 | 0 | 0 | 0
| Consumer Transformation | Domestic | hydrogen | Gas boiler | Peak-1in20 | GW | 0 | 0 | 0 | 0 | 0 | 0 | 0 | 0 | 0 | 0 | 0 | 0 | 0 | 0 | 0 | 0 | 0 | 0 | 0 | 0 | 0 | 0 | 0 | 0 | 0 | 0 | 0 | 0 | 0 | 0 | 0
| Consumer Transformation | Domestic | hydrogen | Gas CHP | Peak-1in20 | GW | 0 | 0 | 0 | 0 | 0 | 0 | 0 | 0 | 0 | 0 | 0 | 0 | 0 | 0 | 0 | 0 | 0 | 0 | 0 | 0 | 0 | 0 | 0 | 0 | 0 | 0 | 0 | 0 | 0 | 0 | 0
| Consumer Transformation | Domestic | hydrogen | Hybrid (ASHP + Hydrogen boiler) | Peak-1in20 | GW | 0 | 0 | 0 | 0 | 0 | 0 | 0 | 0 | 0 | 0 | 0 | 0 | 0 | 0 | 0 | 0 | 0 | 0 | 0 | 0 | 0 | 0 | 0 | 0 | 0 | 0 | 0 | 0 | 0 | 0 | 0
| Consumer Transformation | Domestic | hydrogen | Hydrogen boiler | Peak-1in20 | GW | 0 | 0 | 0 | 0 | 0 | 0 | 0 | 0 | 0 | 0 | 0 | 0 | 0 | 0 | 0 | 0 | 0 | 0 | 0 | 0 | 0 | 0 | 0 | 0 | 0 | 0 | 0 | 0 | 0 | 0 | 0
| Consumer Transformation | Non-domestic | hydrogen | DH | Peak-1in20 | GW | 0 | 0 | 0 | 0 | 0 | 0 | 0 | 0 | 0 | 0 | 0 | 0 | 0 | 0 | 0 | 0 | 0 | 0 | 0 | 0 | 0 | 0 | 0 | 0 | 0 | 0 | 0 | 0 | 0 | 0 | 0
| Consumer Transformation | Non-domestic | hydrogen | Gas boiler | Peak-1in20 | GW | 0 | 0 | 0 | 0 | 0 | 0 | 0 | 0 | 0 | 0 | 0 | 0 | 0 | 0 | 0 | 0 | 0 | 0 | 0 | 0 | 0 | 0 | 0 | 0 | 0 | 0 | 0 | 0 | 0 | 0 | 0
| Consumer Transformation | Non-domestic | hydrogen | Gas CHP | Peak-1in20 | GW | 0 | 0 | 0 | 0 | 0 | 0 | 0 | 0 | 0 | 0 | 0 | 0 | 0 | 0 | 0 | 0 | 0 | 0 | 0 | 0 | 0 | 0 | 0 | 0 | 0 | 0 | 0 | 0 | 0 | 0 | 0
| Consumer Transformation | Non-domestic | hydrogen | Hybrid (ASHP + Hydrogen boiler) | Peak-1in20 | GW | 0 | 0 | 0 | 0 | 0 | 0 | 0 | 0 | 0 | 0 | 0 | 0 | 0 | 0 | 0 | 0 | 0 | 0 | 0 | 0 | 0 | 0 | 0 | 0 | 0 | 0 | 0 | 0 | 0 | 0 | 0
| Consumer Transformation | Non-domestic | hydrogen | Hydrogen boiler | Peak-1in20 | GW | 0 | 0 | 0 | 0 | 0 | 0 | 0 | 0 | 0 | 0 | 0 | 0 | 0 | 0 | 0 | 0 | 0 | 0 | 0 | 0 | 0 | 0 | 0 | 0 | 0 | 0 | 0 | 0 | 0 | 0 | 0
| Consumer Transformation | Domestic | other | Community | Annuals | TWh | 1.4515 | 1.444 | 1.2428 | 1.1958 | 1.1464 | 1.0942 | 1.0352 | 0.97042 | 0.90171 | 0.82973 | 0.75488 | 0.67799 | 0.60117 | 0.52442 | 0.44773 | 0.37108 | 0.35337 | 0.31328 | 0.26944 | 0.22792 | 0.18918 | 0.15732 | 0.13113 | 0.10891 | 0.089963 | 0.073893 | 0.059855 | 0.045744 | 0.031569 | 0.017341 | 0.0030615
| Consumer Transformation | Domestic | other | Gas CHP | Annuals | TWh | 0 | 0 | 0 | 0 | 0 | 0 | 0 | 0 | 0 | 0 | 0 | 0 | 0 | 0 | 0 | 0 | 0 | 0 | 0 | 0 | 0 | 0 | 0 | 0 | 0 | 0 | 0 | 0 | 0 | 0 | 0
| Consumer Transformation | Domestic | other | Oil boiler | Annuals | TWh | 29.9435 | 29.1784 | 25.392 | 23.9917 | 22.5257 | 21.0594 | 19.466 | 17.8462 | 16.198 | 14.538 | 12.8634 | 11.1819 | 9.5033 | 7.8284 | 6.158 | 4.4361 | 3.9893 | 3.4373 | 2.9618 | 2.5521 | 2.1425 | 1.8602 | 1.6042 | 1.3766 | 1.1609 | 0.95963 | 0.76538 | 0.56825 | 0.36732 | 0.16195 | 0.0080669
| Consumer Transformation | Non-domestic | other | Community | Annuals | TWh | 0.19078 | 0.32219 | 0.93173 | 1.2191 | 1.5155 | 1.8161 | 2.1043 | 2.3465 | 2.555 | 2.7495 | 2.9306 | 3.1062 | 3.282 | 3.4616 | 3.6599 | 3.86 | 3.8598 | 3.8032 | 3.7263 | 3.6365 | 3.5359 | 3.4649 | 3.4386 | 3.4421 | 3.4597 | 3.4844 | 3.5081 | 3.5308 | 3.5436 | 3.5368 | 3.5322
| Consumer Transformation | Non-domestic | other | Oil boiler | Annuals | TWh | 30.289 | 28.4277 | 26.3609 | 24.7259 | 23.0801 | 21.4255 | 19.7517 | 18.0285 | 16.2682 | 14.4924 | 12.7038 | 10.9096 | 9.1156 | 7.3249 | 5.5532 | 3.7986 | 3.4427 | 3.105 | 2.7883 | 2.4655 | 2.1498 | 1.8531 | 1.6058 | 1.3956 | 1.2011 | 1.0191 | 0.84288 | 0.66649 | 0.48666 | 0.28792 | 0.072085
| Consumer Transformation | Domestic | other | Community | Peak-1in20 | GW | 0.79675 | 0.79262 | 0.61376 | 0.59113 | 0.56728 | 0.54199 | 0.51526 | 0.4854 | 0.45323 | 0.41907 | 0.3831 | 0.34819 | 0.31239 | 0.27569 | 0.23809 | 0.19958 | 0.18969 | 0.16785 | 0.14408 | 0.12164 | 0.10077 | 0.083846 | 0.069923 | 0.058106 | 0.048024 | 0.039467 | 0.032012 | 0.024499 | 0.01693 | 0.0093122 | 0.0016463
| Consumer Transformation | Domestic | other | Oil boiler | Peak-1in20 | GW | 17.5573 | 17.1081 | 12.5736 | 11.8388 | 11.0765 | 10.3192 | 9.5875 | 8.8348 | 8.0597 | 7.2704 | 6.4655 | 5.7926 | 5.0695 | 4.2967 | 3.4748 | 2.5715 | 2.3105 | 1.9891 | 1.7125 | 1.4743 | 1.2367 | 1.0741 | 0.92655 | 0.79538 | 0.67096 | 0.55483 | 0.44405 | 0.33081 | 0.21457 | 0.094925 | 0.0047443
| Consumer Transformation | Non-domestic | other | Community | Peak-1in20 | GW | 0.04718 | 0.079678 | 0.21401 | 0.28002 | 0.34808 | 0.41714 | 0.49301 | 0.56054 | 0.6221 | 0.68212 | 0.74051 | 0.79048 | 0.84114 | 0.89339 | 0.95114 | 1.0101 | 1.0062 | 0.98758 | 0.96385 | 0.93694 | 0.90746 | 0.88877 | 0.88152 | 0.88193 | 0.88595 | 0.89179 | 0.89816 | 0.90426 | 0.90785 | 0.90641 | 0.90552
| Consumer Transformation | Non-domestic | other | Oil boiler | Peak-1in20 | GW | 8.8852 | 8.3408 | 8.2034 | 7.7082 | 7.2079 | 6.7029 | 6.1744 | 5.6313 | 5.0774 | 4.5196 | 3.9587 | 3.3537 | 2.7639 | 2.1901 | 1.6371 | 1.1038 | 0.99974 | 0.90104 | 0.8086 | 0.71451 | 0.62257 | 0.53638 | 0.46454 | 0.40353 | 0.34709 | 0.29435 | 0.24419 | 0.19367 | 0.14184 | 0.084171 | 0.021137
| Consumer Transformation | Domestic | solar | Hybrid (ASHP + Solar thermal) | Annuals | TWh | 0 | 0 | 0 | 0 | 0 | 0 | 0 | 0 | 0 | 0 | 0 | 0 | 0 | 0 | 0 | 0 | 0 | 0 | 0 | 0 | 0 | 0 | 0 | 0 | 0 | 0 | 0 | 0 | 0 | 0 | 0
| Consumer Transformation | Non-domestic | solar | Hybrid (ASHP + Solar thermal) | Annuals | TWh | 0 | 0 | 0 | 0 | 0 | 0 | 0 | 0 | 0 | 0 | 0 | 0 | 0 | 0 | 0 | 0 | 0 | 0 | 0 | 0 | 0 | 0 | 0 | 0 | 0 | 0 | 0 | 0 | 0 | 0 | 0
| Consumer Transformation | Domestic | solar | Hybrid (ASHP + Solar thermal) | Peak-1in20 | GW | 0 | 0 | 0 | 0 | 0 | 0 | 0 | 0 | 0 | 0 | 0 | 0 | 0 | 0 | 0 | 0 | 0 | 0 | 0 | 0 | 0 | 0 | 0 | 0 | 0 | 0 | 0 | 0 | 0 | 0 | 0
| Consumer Transformation | Non-domestic | solar | Hybrid (ASHP + Solar thermal) | Peak-1in20 | GW | 0 | 0 | 0 | 0 | 0 | 0 | 0 | 0 | 0 | 0 | 0 | 0 | 0 | 0 | 0 | 0 | 0 | 0 | 0 | 0 | 0 | 0 | 0 | 0 | 0 | 0 | 0 | 0 | 0 | 0 | 0
| Consumer Transformation | Domestic |  | ASHP |  | number | 169105.8506 | 201365.9854 | 273612.9609 | 352639.2422 | 429555.8115 | 507827.5191 | 663408.1336 | 1000922.9348 | 1481535.7033 | 2033526.8281 | 2571222.449 | 3077017.1595 | 3580663.4899 | 4077928.0278 | 4566322.8436 | 5077023.9375 | 5583291.1305 | 6081930.5852 | 6562474.0977 | 7042433.4097 | 7527912.5031 | 7942459.7367 | 8163350.2315 | 8239334.9407 | 8216056.8592 | 8168776.1134 | 8142850.5553 | 8101307.0487 | 8080852.9257 | 8108445.5582 | 8152953.3588
| Consumer Transformation | Domestic |  | Biofuel boiler |  | number | 0 | 22028.642 | 145513.0922 | 194583.1963 | 243007.527 | 293753.6033 | 335581.231 | 371342.5583 | 402405.8955 | 429506.7069 | 452632.9117 | 472932.1264 | 493470.6626 | 514280.3042 | 535444.6285 | 557552.3152 | 495175.3664 | 471661.9893 | 447644.7674 | 421482.2721 | 392907.335 | 376769.4834 | 389143.2 | 402138.9343 | 416407.7267 | 430594.1037 | 447288.0023 | 484872.4443 | 521416.8274 | 556942.6997 | 590801.3205
| Consumer Transformation | Domestic |  | Biomass boiler |  | number | 0 | 889.5829 | 5139.2146 | 9145.9949 | 13139.8255 | 17129.2383 | 20958.4955 | 24365.2233 | 27280.4468 | 30466.2139 | 35329.6722 | 41760.6967 | 46877.3473 | 50489.464 | 52579.1707 | 54557.6094 | 54746.7819 | 51917.2105 | 49710.3187 | 49815.3439 | 53684.6258 | 58502.2869 | 64166.4911 | 70936.1016 | 78121.085 | 82810.3957 | 87552.2242 | 93779.9504 | 101409.7871 | 110560.178 | 119778.5769
| Consumer Transformation | Domestic |  | Biomass CHP |  | number | 0 | 0 | 0 | 0 | 0 | 0 | 0 | 0 | 0 | 0 | 0 | 0 | 0 | 0 | 0 | 0 | 0 | 0 | 0 | 0 | 0 | 0 | 0 | 0 | 0 | 0 | 0 | 0 | 0 | 0 | 0
| Consumer Transformation | Domestic |  | Community |  | number | 205837.2415 | 205646.9372 | 188311.3826 | 182191.1745 | 175919.5381 | 169433.1994 | 162082.8297 | 153667.084 | 144495.9063 | 134626.2244 | 124116.7927 | 113149.9538 | 102198.7419 | 91261.252 | 80335.8137 | 69422.1772 | 67444.4042 | 60044.7146 | 52463.523 | 45018.1668 | 37782.825 | 31410.712 | 26103.9748 | 21552.6698 | 17699.8689 | 14486.8178 | 11731.1739 | 8959.9031 | 6174.9102 | 3377.8658 | 569.0195
| Consumer Transformation | Domestic |  | DH |  | number | 514005.7585 | 535869.2225 | 534573.3724 | 547614.9656 | 562029.8093 | 579081.2196 | 595305.3994 | 618089.3101 | 658920.0564 | 714847.6114 | 790029.4004 | 888356.4424 | 1014482.1471 | 1170162.693 | 1350817.5638 | 1689544.6826 | 2090500.7878 | 2481774.3639 | 2876423.1524 | 3275377.8535 | 3672262.7957 | 4072071.2071 | 4456087.6698 | 4815412.6019 | 5127692.8788 | 5377840.8039 | 5589733.4953 | 5782625.6313 | 5960118.1073 | 6150953.515 | 6222293.3461
| Consumer Transformation | Domestic |  | Electric resistive |  | number | 690372 | 689199.9313 | 678926.9741 | 671135.0414 | 662255.6341 | 652131.4187 | 639237.1205 | 626981.5774 | 615162.0305 | 603486.4429 | 591562.6964 | 579172.6902 | 566310.3519 | 552904.4284 | 538850.3039 | 524026.1792 | 511611.8092 | 502145.9207 | 490493.1142 | 477761.0981 | 464231.753 | 451577.4819 | 436047.5776 | 417831.1201 | 397518.7374 | 375718.6942 | 352763.3088 | 330113.2566 | 307810.9085 | 286023.0266 | 264818.0328
| Consumer Transformation | Domestic |  | Electric storage |  | number | 1665206.8047 | 1661388.8385 | 1637586.2292 | 1622500.7148 | 1605862.4232 | 1587431.3199 | 1560397.3633 | 1558084.3741 | 1555549.932 | 1552451.4441 | 1548589.2217 | 1543253.1423 | 1539370.4151 | 1536910.1776 | 1535789.5302 | 1536015.8432 | 1546272.177 | 1563729.7924 | 1574785.9336 | 1584097.4891 | 1592009.4296 | 1605299.484 | 1607836.7602 | 1603255.8936 | 1592286.8079 | 1574688.9739 | 1551655.6719 | 1534666.7364 | 1515834.9763 | 1495224.0207 | 1472812.3977
| Consumer Transformation | Domestic |  | Gas boiler |  | number | 23939318 | 24009540.7873 | 24015678.1164 | 24046043.3618 | 24075718.5973 | 24104740.8721 | 24051275.1498 | 23758127.967 | 23228402.3123 | 22429885.7012 | 21404601.9862 | 20264581.0423 | 19101503.1139 | 17919064.9423 | 16720986.2144 | 15158289.6555 | 13521730.5628 | 11895299.754 | 10268979.9752 | 8643350.2064 | 7018373.3983 | 5475884.5873 | 4173077.2367 | 3106848.3581 | 2309410.4359 | 1738739.6175 | 1282806.0281 | 849929.4231 | 436413.0614 | 38537.256 | 5279.2816
| Consumer Transformation | Domestic |  | Gas CHP |  | number | 0 | 0 | 0 | 0 | 0 | 0 | 0 | 0 | 0 | 0 | 0 | 0 | 0 | 0 | 0 | 0 | 0 | 0 | 0 | 0 | 0 | 0 | 0 | 0 | 0 | 0 | 0 | 0 | 0 | 0 | 0
| Consumer Transformation | Domestic |  | GSHP |  | number | 51859.1264 | 71379.3153 | 120724.9693 | 161155.265 | 206461.2304 | 242806.9925 | 295168.0265 | 362145.7704 | 468954.6066 | 715429.7812 | 1133995.5849 | 1626726.5847 | 2105346.2458 | 2568852.8268 | 3019087.4944 | 3488392.792 | 3961714.1244 | 4438391.5715 | 4912683.4751 | 5385136.4393 | 5857541.2744 | 6294847.8448 | 6712622.4578 | 7116521.945 | 7480563.7099 | 7808490.1231 | 8104100.7936 | 8390557.9309 | 8650937.0984 | 8809947.2298 | 8835201.3193
| Consumer Transformation | Domestic |  | Hybrid (ASHP + Biofuel boiler) |  | number | 0 | 403.1099 | 7050.9439 | 8147.8285 | 10150.2012 | 14138.3511 | 24044.9815 | 36353.6392 | 50999.9226 | 67141.3354 | 84221.2901 | 102451.718 | 120725.5324 | 139103.0758 | 157598.989 | 177179.6238 | 197991.3222 | 213493.9039 | 234784.8173 | 255510.0688 | 276221.3855 | 296843.4018 | 317101.6361 | 337786.0105 | 359735.9976 | 381748.0062 | 406856.718 | 431964.3275 | 456853.5009 | 481563.2462 | 505031.22
| Consumer Transformation | Domestic |  | Hybrid (ASHP + Electric resistive) |  | number | 0 | 1597.4369 | 18055.3482 | 24152.397 | 32117.8543 | 43575.857 | 68536.8486 | 112553.867 | 196993.081 | 328332.4009 | 513431.6229 | 750969.8731 | 999873.0078 | 1260092.3056 | 1533243.8039 | 1976512.5689 | 2421344.4077 | 2856849.3431 | 3301973.5724 | 3744839.306 | 4185377.3658 | 4618006.6535 | 5020811.0936 | 5375978.3424 | 5652416.1901 | 5833297.8866 | 5948529.9399 | 6055955.8089 | 6165996.093 | 6301550.9179 | 6305440.7887
| Consumer Transformation | Domestic |  | Hybrid (ASHP + Hydrogen boiler) |  | number | 0 | 0 | 0 | 0 | 0 | 0 | 0 | 0 | 0 | 0 | 0 | 0 | 0 | 0 | 0 | 0 | 0 | 0 | 0 | 0 | 0 | 0 | 0 | 0 | 0 | 0 | 0 | 0 | 0 | 0 | 0
| Consumer Transformation | Domestic |  | Hybrid (ASHP + Solar thermal) |  | number | 0 | 0 | 0 | 0 | 0 | 0 | 0 | 0 | 0 | 0 | 0 | 0 | 0 | 0 | 0 | 0 | 0 | 0 | 0 | 0 | 0 | 0 | 0 | 0 | 0 | 0 | 0 | 0 | 0 | 0 | 0
| Consumer Transformation | Domestic |  | Hydrogen boiler |  | number | 0 | 0 | 0 | 0 | 0 | 0 | 0 | 0 | 0 | 0 | 0 | 0 | 0 | 0 | 0 | 0 | 0 | 0 | 0 | 0 | 0 | 0 | 0 | 0 | 0 | 0 | 0 | 0 | 0 | 0 | 0
| Consumer Transformation | Domestic |  | Oil boiler |  | number | 1526332 | 1486506.3473 | 1384422.8874 | 1314065.664 | 1240935.7492 | 1168883.9652 | 1088717.3317 | 1005857.96 | 921571.7272 | 836350.2851 | 750096.7021 | 663238.2559 | 576567.9844 | 490118.8977 | 403891.3938 | 310209.7203 | 290683.5856 | 249046.6657 | 217648.4224 | 189022.8706 | 159319.1879 | 137730.3548 | 118834.2598 | 101365.0259 | 84831.0013 | 69329.1177 | 54432.0972 | 39346.902 | 24040.5221 | 8512.5593 | 438.7661
| Consumer Transformation | Non-domestic |  |  |  | number | 0 | 0 | 0 | 0 | 0 | 0 | 0 | 0 | 0 | 0 | 0 | 0 | 0 | 0 | 0 | 0 | 0 | 0 | 0 | 0 | 0 | 0 | 0 | 0 | 0 | 0 | 0 | 0 | 0 | 0 | 0
| Consumer Transformation | Non-domestic |  |  |  | number | 0 | 0 | 0 | 0 | 0 | 0 | 0 | 0 | 0 | 0 | 0 | 0 | 0 | 0 | 0 | 0 | 0 | 0 | 0 | 0 | 0 | 0 | 0 | 0 | 0 | 0 | 0 | 0 | 0 | 0 | 0
| Consumer Transformation | Non-domestic |  | ASHP |  | number | 648.0995 | 5744.6986 | 13600.9814 | 24312.6726 | 38201.0211 | 52738.3947 | 67534.9109 | 86464.389 | 105277.8637 | 124065.2704 | 142831.4626 | 161582.8637 | 180591.0987 | 199796.1676 | 218912.2299 | 237834.4557 | 253031.1483 | 267571.1347 | 278693.235 | 287001.209 | 295863.9301 | 306024.1702 | 314548.1331 | 323911.4896 | 333578.4274 | 342908.4224 | 351726.6176 | 361628.3209 | 371317.31 | 381055.4299 | 390877.6859
| Consumer Transformation | Non-domestic |  | Biofuel boiler |  | number | 0 | 0.94943 | 3528.8764 | 5028.9746 | 6551.0023 | 8086.6205 | 9598.1752 | 11042.3085 | 12420.521 | 13750.1621 | 15034.0608 | 16267.8353 | 17657.6755 | 19195.7489 | 20785.9409 | 22407.4579 | 22382.8357 | 22538.9627 | 22855.3744 | 23099.7029 | 23299.2437 | 23585.799 | 23896.9618 | 24328.0819 | 24851.2256 | 25451.8187 | 26111.7626 | 26627.2007 | 26990.975 | 27294.8919 | 27563.2688
| Consumer Transformation | Non-domestic |  | Biomass boiler |  | number | 15341.547 | 14318.7772 | 13261.3962 | 12241.2888 | 11221.1814 | 10201.074 | 9270.0246 | 8879.1282 | 8539.4911 | 8190.3473 | 7840.2883 | 7489.0381 | 7136.5082 | 6787.3695 | 6484.0691 | 6730.1235 | 7761.8076 | 9055.0198 | 10219.3217 | 11350.1418 | 12458.1219 | 13574.5071 | 14229.3786 | 14924.5735 | 15673.6092 | 16785.4042 | 17903.1781 | 18996.2364 | 20167.9354 | 21259.9151 | 21922.0288
| Consumer Transformation | Non-domestic |  | Biomass CHP |  | number | 0 | 0.0011788 | 0.0024747 | 0.0052863 | 0.0092368 | 0.018114 | 0.034556 | 3.237 | 563.4481 | 1237.9461 | 1911.893 | 2581.6727 | 3250.5288 | 3867.1325 | 4082.5072 | 4108.0527 | 4119.5522 | 4129.7421 | 4154.3209 | 4234.0762 | 4469.9065 | 5102.4476 | 5794.0642 | 5985.4156 | 6083.8461 | 6188.1755 | 6304.7314 | 6405.7493 | 6550.2235 | 7088.1112 | 7816.595
| Consumer Transformation | Non-domestic |  | Community |  | number | 1390.3966 | 2420.3708 | 3562.8178 | 4611.3826 | 5667.32 | 6722.6669 | 7738.7279 | 8596.416 | 9318.9432 | 10002.7783 | 10676.948 | 11346.866 | 12017.1802 | 12695.1787 | 13426.4478 | 14238.9826 | 14554.1046 | 14414.6457 | 14148.9124 | 13826.3848 | 13471.5246 | 13213.7422 | 13136.8659 | 13226.5705 | 13370.9643 | 13535.2407 | 13710.3794 | 13875.8561 | 14025.4995 | 14122.0936 | 14145.7323
| Consumer Transformation | Non-domestic |  | DH |  | number | 0 | 1763.364 | 9358.681 | 13536.6941 | 18145.6669 | 24778.1469 | 32510.1416 | 40761.5204 | 48963.2889 | 57014.5387 | 64889.952 | 72577.3409 | 80734.5611 | 89374.4395 | 98314.9137 | 107617.0284 | 114160.1068 | 121476.4677 | 128766.7783 | 135175.3252 | 139530.0296 | 143022.5621 | 144901.1636 | 147606.2077 | 151050.275 | 154676.9317 | 158532.636 | 162091.6376 | 165172.9549 | 167975.0123 | 170397.0963
| Consumer Transformation | Non-domestic |  | Electric resistive |  | number | 397344.2069 | 397442.2479 | 377669.2623 | 363516.0054 | 347631.5687 | 330238.3374 | 312325.4768 | 294571.5772 | 277007.323 | 259624.8273 | 242437.7476 | 225430.5563 | 206796.7693 | 186347.0997 | 165581.9256 | 144610.4839 | 131071.4071 | 120359.8221 | 110439.4954 | 101786.7487 | 94226.5105 | 87095.0044 | 79852.3394 | 72497.2812 | 65036.3959 | 57452.7935 | 49741.3645 | 43210.2585 | 38010.3243 | 33089.8744 | 28369.0386
| Consumer Transformation | Non-domestic |  | Electric storage |  | number | 0 | 0 | 0 | 0.013572 | 6.0955 | 55.9014 | 192.9253 | 461.2679 | 770.945 | 1116.6589 | 1483.3674 | 1863.5087 | 2539.711 | 3979.5937 | 6027.0125 | 8760.8726 | 13278.3406 | 17780.0123 | 21951.4501 | 25885.0328 | 29791.2161 | 33700.9573 | 36222.409 | 39136.069 | 42337.4041 | 45520.7841 | 48754.3213 | 51769.8307 | 54117.6379 | 55942.3769 | 57204.3472
| Consumer Transformation | Non-domestic |  | Gas boiler |  | number | 354035.7 | 362563.4727 | 371517.5355 | 374847.9511 | 370060.9907 | 362519.8402 | 353388.8862 | 336249.4001 | 318816.3751 | 301242.8862 | 283589.1282 | 265892.9108 | 248111.7358 | 230127.0987 | 211948.9215 | 192958.5382 | 163662.6611 | 132451.9388 | 106266.7827 | 87803.4715 | 71943.97 | 57586.0465 | 51203.9967 | 45107.3306 | 39148.1163 | 33266.4302 | 27425.3719 | 21668.9027 | 16115.6522 | 10755.8892 | 6209.698
| Consumer Transformation | Non-domestic |  | Gas CHP |  | number | 23995.753 | 22396.0361 | 20742.1838 | 19146.6312 | 17551.0786 | 15955.526 | 14359.9734 | 12764.4208 | 11168.8682 | 9573.3156 | 7977.763 | 6382.2104 | 4786.6578 | 3191.1052 | 1595.5526 | 0 | 0 | 0 | 0 | 0 | 0 | 0 | 0 | 0 | 0 | 0 | 0 | 0 | 0 | 0 | 0
| Consumer Transformation | Non-domestic |  | GSHP |  | number | 2002.2581 | 5510.2378 | 10172.243 | 18496.2971 | 29853.8791 | 41954.7134 | 54515.1071 | 70028.3845 | 85510.9932 | 101048.8653 | 116659.8696 | 132330.0121 | 148263.6822 | 164408.8322 | 180523.2272 | 196480.8211 | 216942.6016 | 237955.2902 | 258236.1756 | 277247.7446 | 294947.3558 | 308478.7135 | 319971.2414 | 328744.7939 | 335666.6202 | 342468.3367 | 349579.7675 | 354536.4531 | 359543.6537 | 364544.2409 | 369458.1649
| Consumer Transformation | Non-domestic |  | Hybrid (ASHP + Biofuel boiler) |  | number | 0 | 435.6117 | 1582.7969 | 2747.4302 | 4015.2753 | 5349.054 | 6716.8106 | 8042.2435 | 9328.0946 | 10597.3637 | 11861.0321 | 13125.7308 | 14462.527 | 15904.0906 | 17367.1493 | 18840.1121 | 19891.3875 | 20565.0246 | 21051.0111 | 21403.7099 | 21664.7392 | 22161.4826 | 22641.8682 | 23183.2714 | 23751.5309 | 24334.4119 | 24909.0429 | 25448.0272 | 25879.1793 | 26282.8282 | 26673.4932
| Consumer Transformation | Non-domestic |  | Hybrid (ASHP + Electric resistive) |  | number | 0 | 1554.4863 | 6963.7157 | 12039.425 | 20211.5944 | 29133.3397 | 38248.2079 | 47364.6196 | 56509.1714 | 65736.1682 | 75023.1959 | 84365.9957 | 93907.3428 | 103593.8745 | 113176.3471 | 122583.7104 | 131126.1222 | 138505.7342 | 144773.6144 | 147505.1989 | 149392.9876 | 152206.1364 | 153881.4403 | 156020.168 | 158474.8409 | 160776.7304 | 163004.2785 | 165783.346 | 168496.5252 | 171376.4989 | 174563.4235
| Consumer Transformation | Non-domestic |  | Hybrid (ASHP + Hydrogen boiler) |  | number | 0 | 0 | 0 | 0 | 0 | 0 | 0 | 0 | 0 | 0 | 0 | 0 | 0 | 0 | 0 | 0 | 0 | 0 | 0 | 0 | 0 | 0 | 0 | 0 | 0 | 0 | 0 | 0 | 0 | 0 | 0
| Consumer Transformation | Non-domestic |  | Hybrid (ASHP + Solar thermal) |  | number | 0 | 0 | 0 | 0 | 0 | 0 | 0 | 0 | 0 | 0 | 0 | 0 | 0 | 0 | 0 | 0 | 0 | 0 | 0 | 0 | 0 | 0 | 0 | 0 | 0 | 0 | 0 | 0 | 0 | 0 | 0
| Consumer Transformation | Non-domestic |  | Hydrogen boiler |  | number | 0 | 0 | 0 | 0 | 0 | 0 | 0 | 0 | 0 | 0 | 0 | 0 | 0 | 0 | 0 | 0 | 0 | 0 | 0 | 0 | 0 | 0 | 0 | 0 | 0 | 0 | 0 | 0 | 0 | 0 | 0
| Consumer Transformation | Non-domestic |  | Oil boiler |  | number | 90568.6034 | 84813.1159 | 80701.7775 | 75805.556 | 70881.702 | 65932.8098 | 60935.0984 | 55773.6456 | 50475.2894 | 45137.5456 | 39790.0229 | 34438.2476 | 29086.8683 | 23743.1731 | 18452.7178 | 13176.3809 | 12033.002 | 10879.3402 | 9794.721 | 8700.5042 | 7627.7726 | 6603.7971 | 5743.5613 | 5020.2284 | 4336.283 | 3662.1164 | 2992.2026 | 2321.8927 | 1643.8987 | 912.6648 | 167.3124
| Leading the Way | Domestic | Biofuel | Biofuel boiler | Annuals | TWh | 0 | 0.14002 | 1.6973 | 2.0777 | 2.4321 | 2.7678 | 3.135 | 3.4733 | 3.7797 | 4.0414 | 4.276 | 4.4927 | 4.7019 | 4.9131 | 5.129 | 5.349 | 4.9208 | 4.8905 | 4.9722 | 5.0131 | 5.0104 | 5.0037 | 5.0716 | 5.1912 | 5.3494 | 5.5385 | 5.7457 | 5.9031 | 6.0559 | 6.2011 | 6.3399
| Leading the Way | Domestic | Biofuel | Hybrid (ASHP + Biofuel boiler) | Annuals | TWh | 0 | 0.00018787 | 0.0046684 | 0.018428 | 0.03849 | 0.060538 | 0.079573 | 0.1005 | 0.1226 | 0.14461 | 0.16735 | 0.19046 | 0.21593 | 0.2417 | 0.26728 | 0.29454 | 0.32361 | 0.34815 | 0.35858 | 0.36344 | 0.36592 | 0.38849 | 0.41051 | 0.43417 | 0.45748 | 0.48051 | 0.50341 | 0.51053 | 0.51703 | 0.5233 | 0.52765
| Leading the Way | Non-domestic | Biofuel | Biofuel boiler | Annuals | TWh | 0 | 9.159e-05 | 0.34707 | 0.4953 | 0.63019 | 0.76087 | 0.88509 | 0.99514 | 1.0982 | 1.1955 | 1.2896 | 1.3791 | 1.4682 | 1.5575 | 1.65 | 1.7439 | 1.6878 | 1.6515 | 1.6238 | 1.6047 | 1.5858 | 1.5839 | 1.5943 | 1.6127 | 1.6365 | 1.6629 | 1.6932 | 1.7244 | 1.754 | 1.7798 | 1.8041
| Leading the Way | Non-domestic | Biofuel | Hybrid (ASHP + Biofuel boiler) | Annuals | TWh | 0 | 0.007739 | 0.014052 | 0.021124 | 0.028214 | 0.035313 | 0.042248 | 0.048587 | 0.054459 | 0.05998 | 0.065341 | 0.070515 | 0.0757 | 0.080934 | 0.086376 | 0.091879 | 0.092216 | 0.092316 | 0.092282 | 0.092135 | 0.091852 | 0.092322 | 0.093535 | 0.095344 | 0.097568 | 0.099989 | 0.10262 | 0.1052 | 0.10768 | 0.10987 | 0.11197
| Leading the Way | Domestic | Biofuel | Biofuel boiler | Peak-1in20 | GW | 0 | 0.075499 | 0.97093 | 1.1886 | 1.3913 | 1.5834 | 1.7915 | 1.9826 | 2.1551 | 2.3018 | 2.4327 | 2.5558 | 2.6747 | 2.7945 | 2.9171 | 3.042 | 2.7737 | 2.7319 | 2.7524 | 2.7498 | 2.723 | 2.7059 | 2.7289 | 2.7793 | 2.8495 | 2.9353 | 3.0369 | 3.1117 | 3.1835 | 3.251 | 3.3147
| Leading the Way | Domestic | Biofuel | Hybrid (ASHP + Biofuel boiler) | Peak-1in20 | GW | 0 | 0.0013001 | 0.012229 | 0.048273 | 0.10083 | 0.15858 | 0.20622 | 0.25762 | 0.31086 | 0.36262 | 0.41495 | 0.468 | 0.52577 | 0.58315 | 0.63891 | 0.69751 | 0.76305 | 0.81734 | 0.83818 | 0.84582 | 0.84786 | 0.87775 | 0.90384 | 0.93091 | 0.95452 | 0.97487 | 1.0146 | 1.0222 | 1.0283 | 1.0338 | 1.0354
| Leading the Way | Non-domestic | Biofuel | Biofuel boiler | Peak-1in20 | GW | 0 | 2.6844e-05 | 0.097353 | 0.13893 | 0.17677 | 0.21342 | 0.24793 | 0.27838 | 0.3068 | 0.33353 | 0.35928 | 0.38395 | 0.40848 | 0.43305 | 0.45848 | 0.48425 | 0.46701 | 0.45532 | 0.44609 | 0.43928 | 0.43255 | 0.43209 | 0.43501 | 0.44012 | 0.44671 | 0.45399 | 0.46256 | 0.47139 | 0.47978 | 0.48714 | 0.4941
| Leading the Way | Non-domestic | Biofuel | Hybrid (ASHP + Biofuel boiler) | Peak-1in20 | GW | 0 | 0.0045193 | 0.0060898 | 0.0091543 | 0.012227 | 0.015303 | 0.018056 | 0.020476 | 0.022625 | 0.024561 | 0.026366 | 0.028227 | 0.030058 | 0.031875 | 0.03374 | 0.035594 | 0.035465 | 0.035243 | 0.03497 | 0.034655 | 0.03429 | 0.034633 | 0.035257 | 0.036112 | 0.03713 | 0.038233 | 0.039409 | 0.040577 | 0.04171 | 0.042743 | 0.043746
| Leading the Way | Domestic | biomass | Biomass boiler | Annuals | TWh | 0 | 0.011035 | 0.048002 | 0.080614 | 0.11012 | 0.13447 | 0.1602 | 0.18006 | 0.20123 | 0.24976 | 0.3242 | 0.42702 | 0.51618 | 0.59066 | 0.64704 | 0.70824 | 0.71785 | 0.77136 | 0.83927 | 0.93276 | 1.0349 | 1.1437 | 1.2878 | 1.473 | 1.6586 | 1.8638 | 2.1129 | 2.4253 | 2.846 | 3.4218 | 4.1791
| Leading the Way | Domestic | biomass | Biomass CHP | Annuals | TWh | 0 | 0 | 0 | 0 | 0 | 0 | 0 | 0 | 0 | 0 | 0 | 0 | 0 | 0 | 0 | 0 | 0 | 0 | 0 | 0 | 0 | 0 | 0 | 0 | 0 | 0 | 0 | 0 | 0 | 0 | 0
| Leading the Way | Domestic | biomass | DH | Annuals | TWh | 0 | 0 | 0 | 0 | 0 | 0 | 0 | 0 | 0 | 0 | 0 | 0 | 0 | 0 | 0 | 0 | 0 | 0 | 0 | 0 | 0 | 0 | 0 | 0 | 0 | 0 | 0 | 0 | 0 | 0 | 0
| Leading the Way | Non-domestic | biomass | Biomass boiler | Annuals | TWh | 3.1704 | 2.9591 | 2.5818 | 2.3832 | 2.1846 | 1.986 | 1.8309 | 1.8313 | 1.8246 | 1.7838 | 1.7225 | 1.6576 | 1.5938 | 1.5344 | 1.4942 | 1.4632 | 1.5827 | 1.759 | 1.936 | 2.1097 | 2.2774 | 2.4207 | 2.4127 | 2.4198 | 2.4513 | 2.5014 | 2.5505 | 2.5961 | 2.6283 | 2.6331 | 2.627
| Leading the Way | Non-domestic | biomass | Biomass CHP | Annuals | TWh | 0 | 5.4217e-08 | 3.3992e-08 | 6.9708e-08 | 1.5172e-07 | 3.2709e-07 | 6.7228e-07 | 0.0018577 | 0.20493 | 0.48533 | 0.75655 | 1.0097 | 1.2803 | 1.4919 | 1.5385 | 1.5387 | 1.5402 | 1.5418 | 1.5441 | 1.5558 | 1.6036 | 1.7827 | 1.9911 | 2.0352 | 2.035 | 2.0446 | 2.0773 | 2.0854 | 2.1477 | 2.3727 | 2.641
| Leading the Way | Non-domestic | biomass | DH | Annuals | TWh | 0 | 0 | 0 | 0 | 0 | 0 | 0 | 0 | 0 | 0 | 0 | 0 | 0 | 0 | 0 | 0 | 0 | 0 | 0 | 0 | 0 | 0 | 0 | 0 | 0 | 0 | 0 | 0 | 0 | 0 | 0
| Leading the Way | Domestic | biomass | Biomass boiler | Peak-1in20 | GW | 0 | 0.0061964 | 0.026358 | 0.044265 | 0.060465 | 0.073836 | 0.08836 | 0.099762 | 0.11199 | 0.13962 | 0.18203 | 0.24085 | 0.29246 | 0.33616 | 0.3699 | 0.40669 | 0.41252 | 0.44359 | 0.483 | 0.5372 | 0.59645 | 0.65781 | 0.73913 | 0.84365 | 0.948 | 1.0631 | 1.1993 | 1.37 | 1.5998 | 1.9141 | 2.3263
| Leading the Way | Domestic | biomass | Biomass CHP | Peak-1in20 | GW | 0 | 0 | 0 | 0 | 0 | 0 | 0 | 0 | 0 | 0 | 0 | 0 | 0 | 0 | 0 | 0 | 0 | 0 | 0 | 0 | 0 | 0 | 0 | 0 | 0 | 0 | 0 | 0 | 0 | 0 | 0
| Leading the Way | Domestic | biomass | DH | Peak-1in20 | GW | 0 | 0 | 0 | 0 | 0 | 0 | 0 | 0 | 0 | 0 | 0 | 0 | 0 | 0 | 0 | 0 | 0 | 0 | 0 | 0 | 0 | 0 | 0 | 0 | 0 | 0 | 0 | 0 | 0 | 0 | 0
| Leading the Way | Non-domestic | biomass | Biomass boiler | Peak-1in20 | GW | 0.91753 | 0.85636 | 5.9258e-09 | 5.47e-09 | 5.0141e-09 | 4.5583e-09 | 0.044771 | 0.089563 | 0.13385 | 0.17448 | 0.21061 | 0.25756 | 0.30042 | 0.34002 | 0.3806 | 0.42113 | 0.45466 | 0.50434 | 0.554 | 0.60253 | 0.64918 | 0.6886 | 0.68494 | 0.68552 | 0.693 | 0.70572 | 0.71762 | 0.72846 | 0.73551 | 0.73483 | 0.73114
| Leading the Way | Non-domestic | biomass | Biomass CHP | Peak-1in20 | GW | 0 | 1.5996e-08 | 1.3262e-08 | 2.7196e-08 | 5.9191e-08 | 1.2761e-07 | 2.6295e-07 | 0.00072845 | 0.08056 | 0.19127 | 0.2989 | 0.39874 | 0.50537 | 0.58862 | 0.60672 | 0.60655 | 0.60662 | 0.6067 | 0.60711 | 0.61116 | 0.62941 | 0.69962 | 0.78129 | 0.79852 | 0.79835 | 0.802 | 0.81467 | 0.81766 | 0.84191 | 0.92994 | 1.0349
| Leading the Way | Non-domestic | biomass | DH | Peak-1in20 | GW | 0 | 0 | 0 | 0 | 0 | 0 | 0 | 0 | 0 | 0 | 0 | 0 | 0 | 0 | 0 | 0 | 0 | 0 | 0 | 0 | 0 | 0 | 0 | 0 | 0 | 0 | 0 | 0 | 0 | 0 | 0
| Leading the Way | Domestic | biomethane | DH | Annuals | TWh | 1.2108 | 1.3369 | 0.85656 | 0.87607 | 0.89048 | 0.66873 | 0.67212 | 0.6972 | 0.75227 | 0.81762 | 0.55878 | 0.62689 | 0.7069 | 0.79705 | 0.89821 | 1.0802 | 1.2826 | 1.5027 | 1.7122 | 1.9169 | 2.2877 | 2.5119 | 2.707 | 2.8722 | 3.0156 | 3.4871 | 3.5958 | 3.6995 | 3.8071 | 3.9132 | 4.6668
| Leading the Way | Non-domestic | biomethane | DH | Annuals | TWh | 0 | 0.10675 | 0.14558 | 0.21273 | 0.29019 | 0.27491 | 0.38598 | 0.50444 | 0.61924 | 0.72086 | 0.55111 | 0.60543 | 0.65794 | 0.70894 | 0.76773 | 0.83288 | 0.88322 | 0.94615 | 1.013 | 1.076 | 1.1941 | 1.207 | 1.2096 | 1.2139 | 1.2302 | 1.4103 | 1.4569 | 1.5093 | 1.5638 | 1.6094 | 1.9921
| Leading the Way | Domestic | biomethane | DH | Peak-1in20 | GW | 0 | 0.2927 | 0.33251 | 0.5136 | 0.70058 | 0.89413 | 0.9239 | 0.98558 | 1.1096 | 1.2538 | 1.4351 | 1.6054 | 1.8032 | 2.0222 | 2.2618 | 2.6603 | 3.0425 | 3.4311 | 3.7652 | 4.0539 | 4.3041 | 4.6799 | 4.9997 | 5.2531 | 5.4623 | 5.6231 | 5.8282 | 6.0252 | 6.2297 | 6.4318 | 6.5104
| Leading the Way | Non-domestic | biomethane | DH | Peak-1in20 | GW | 0 | 0.082608 | 0.12155 | 0.17661 | 0.24028 | 0.35182 | 0.47438 | 0.59259 | 0.69821 | 0.77989 | 0.84749 | 0.89936 | 0.94352 | 0.98063 | 1.0193 | 1.0579 | 1.0657 | 1.0837 | 1.1002 | 1.1059 | 1.0726 | 1.0684 | 1.0565 | 1.0465 | 1.0482 | 1.0603 | 1.1029 | 1.1505 | 1.2002 | 1.2449 | 1.2855
| Leading the Way | Domestic | dh_heat | DH | Annuals | TWh | 4.4511 | 4.9643 | 4.1482 | 4.2715 | 4.37 | 4.4618 | 4.5297 | 4.7488 | 5.2561 | 5.8403 | 6.5754 | 7.4589 | 8.4973 | 9.6672 | 10.9712 | 13.0961 | 15.4816 | 18.0662 | 20.5405 | 22.9431 | 25.3055 | 27.7412 | 29.882 | 31.6593 | 33.1969 | 34.4645 | 35.4856 | 36.4436 | 37.4349 | 38.3981 | 38.6169
| Leading the Way | Non-domestic | dh_heat | DH | Annuals | TWh | 0 | 0.42387 | 0.87589 | 1.2726 | 1.7315 | 2.5351 | 3.5195 | 4.5307 | 5.5063 | 6.3503 | 7.1325 | 7.8201 | 8.4857 | 9.1328 | 9.8429 | 10.6059 | 11.1408 | 11.8356 | 12.5775 | 13.262 | 13.5256 | 13.5803 | 13.5354 | 13.5149 | 13.6472 | 13.9179 | 14.3455 | 14.8296 | 15.333 | 15.7636 | 16.1342
| Leading the Way | Domestic | electricity | ASHP | Annuals | TWh | 1.5336 | 1.702 | 1.2934 | 2.0686 | 3.1648 | 4.7438 | 6.2944 | 8.2002 | 9.9798 | 11.2592 | 12.3537 | 13.3179 | 14.2062 | 15.0627 | 15.8946 | 16.7499 | 17.5142 | 18.3857 | 18.5956 | 18.4669 | 17.8543 | 17.3039 | 16.2525 | 15.3023 | 14.797 | 14.4372 | 14.1744 | 14.0118 | 13.9355 | 13.9191 | 13.9052
| Leading the Way | Domestic | electricity | DH | Annuals | TWh | 1.2865 | 1.438 | 1.2861 | 1.3257 | 1.3577 | 1.3509 | 1.373 | 1.4413 | 1.6002 | 1.7827 | 1.9672 | 2.2325 | 2.5443 | 2.8956 | 3.2871 | 3.924 | 4.6391 | 5.4138 | 6.1556 | 6.8758 | 7.5377 | 8.2633 | 8.9008 | 9.43 | 9.8878 | 10.1695 | 10.4704 | 10.7527 | 11.0449 | 11.3287 | 11.1843
| Leading the Way | Domestic | electricity | Electric resistive | Annuals | TWh | 5.6157 | 5.5969 | 4.8166 | 4.7156 | 4.5944 | 4.4634 | 4.3365 | 4.2113 | 4.0883 | 3.9589 | 3.7943 | 3.6285 | 3.4452 | 3.2578 | 3.0697 | 2.8772 | 2.7347 | 2.5885 | 2.4581 | 2.3468 | 2.246 | 2.1384 | 2.0304 | 1.9185 | 1.8133 | 1.7433 | 1.674 | 1.623 | 1.5756 | 1.528 | 1.4843
| Leading the Way | Domestic | electricity | GSHP | Annuals | TWh | 0.29385 | 0.37363 | 0.46468 | 0.81365 | 1.0823 | 1.3837 | 1.568 | 1.7748 | 2.2118 | 2.7811 | 3.5045 | 4.2572 | 4.9528 | 5.6259 | 6.2815 | 6.9611 | 7.676 | 8.4586 | 9.1916 | 9.8979 | 10.5926 | 11.2031 | 11.6791 | 11.9707 | 12.2986 | 12.5622 | 12.9169 | 13.2804 | 13.4575 | 13.5309 | 13.4707
| Leading the Way | Domestic | electricity | Hybrid (ASHP + Biofuel boiler) | Annuals | TWh | 0 | 0.002914 | 0.011471 | 0.046155 | 0.094483 | 0.14566 | 0.18925 | 0.23454 | 0.28021 | 0.32385 | 0.36807 | 0.41165 | 0.45895 | 0.50671 | 0.55426 | 0.60403 | 0.66101 | 0.70806 | 0.72056 | 0.72028 | 0.71545 | 0.73224 | 0.74948 | 0.7716 | 0.79476 | 0.81813 | 0.84249 | 0.8513 | 0.85905 | 0.86617 | 0.87061
| Leading the Way | Domestic | electricity | Hybrid (ASHP + Electric resistive) | Annuals | TWh | 0 | 0.010884 | 0.035403 | 0.10739 | 0.21701 | 0.34044 | 0.42655 | 0.52783 | 0.6765 | 0.89667 | 1.2241 | 1.6582 | 2.3001 | 2.9929 | 3.6993 | 4.6369 | 5.6028 | 6.6369 | 7.5616 | 8.4186 | 9.2488 | 10.1479 | 10.9761 | 11.7297 | 12.3518 | 12.8238 | 13.1531 | 13.299 | 13.4541 | 13.6347 | 13.613
| Leading the Way | Domestic | electricity | Hybrid (ASHP + Hydrogen boiler) | Annuals | TWh | 0 | 0 | 0 | 0 | 0 | 0 | 0 | 0 | 0 | 0.04494 | 0.15527 | 0.35379 | 0.64736 | 0.95888 | 1.2869 | 1.6845 | 2.1048 | 2.5773 | 3.0278 | 3.4569 | 3.8817 | 4.3079 | 4.7096 | 5.093 | 5.4124 | 5.6499 | 5.7864 | 5.8481 | 5.9204 | 5.9883 | 5.9965
| Leading the Way | Domestic | electricity | Hybrid (ASHP + Solar thermal) | Annuals | TWh | 0 | 0 | 0 | 0 | 0 | 0 | 0 | 0 | 0 | 0 | 0 | 0 | 0 | 0 | 0 | 0 | 0 | 0 | 0 | 0 | 0 | 0 | 0 | 0 | 0 | 0 | 0 | 0 | 0 | 0 | 0
| Leading the Way | Non-domestic | electricity | ASHP | Annuals | TWh | 0.0087259 | 0.3138 | 0.55375 | 0.83056 | 1.1082 | 1.4061 | 1.7877 | 2.4133 | 3.057 | 3.6786 | 4.2866 | 4.8644 | 5.4455 | 6.0277 | 6.6043 | 7.1718 | 7.5222 | 7.9104 | 8.3103 | 8.711 | 9.0608 | 9.3077 | 9.2655 | 9.201 | 9.1662 | 9.1709 | 9.226 | 9.2787 | 9.3281 | 9.3787 | 9.4357
| Leading the Way | Non-domestic | electricity | DH | Annuals | TWh | 0 | 0.11535 | 0.263 | 0.38198 | 0.51913 | 0.74699 | 1.0387 | 1.3383 | 1.6275 | 1.8775 | 2.0355 | 2.2333 | 2.4247 | 2.6108 | 2.8153 | 3.0354 | 3.1923 | 3.3946 | 3.6105 | 3.8107 | 3.866 | 3.884 | 3.8726 | 3.868 | 3.9067 | 3.9435 | 4.0658 | 4.2039 | 4.3476 | 4.4702 | 4.4774
| Leading the Way | Non-domestic | electricity | Electric resistive | Annuals | TWh | 14.4143 | 14.4148 | 13.9601 | 13.1646 | 12.3505 | 11.5272 | 10.6969 | 9.8631 | 9.0281 | 8.18 | 7.3263 | 6.4559 | 5.5823 | 4.7062 | 3.8281 | 2.948 | 2.668 | 2.4246 | 2.2107 | 2.0104 | 1.8177 | 1.6318 | 1.4492 | 1.2679 | 1.0997 | 0.93721 | 0.79132 | 0.64862 | 0.5084 | 0.37009 | 0.23378
| Leading the Way | Non-domestic | electricity | GSHP | Annuals | TWh | 0.021954 | 0.21702 | 0.3831 | 0.5572 | 0.74777 | 1.0469 | 1.4348 | 1.9058 | 2.3792 | 2.8206 | 3.2486 | 3.6489 | 4.0494 | 4.4489 | 4.8421 | 5.2269 | 5.6819 | 6.1734 | 6.6774 | 7.1829 | 7.6634 | 7.9845 | 8.2999 | 8.6055 | 8.9017 | 9.1105 | 9.2471 | 9.3229 | 9.3967 | 9.4995 | 9.6138
| Leading the Way | Non-domestic | electricity | Hybrid (ASHP + Biofuel boiler) | Annuals | TWh | 0 | 0.048235 | 0.081646 | 0.11986 | 0.15652 | 0.19211 | 0.22612 | 0.25528 | 0.28074 | 0.30405 | 0.3263 | 0.34728 | 0.3683 | 0.38953 | 0.41162 | 0.43395 | 0.42757 | 0.42211 | 0.41743 | 0.41339 | 0.40953 | 0.4098 | 0.41497 | 0.42407 | 0.43515 | 0.44708 | 0.46004 | 0.47296 | 0.48529 | 0.49655 | 0.50752
| Leading the Way | Non-domestic | electricity | Hybrid (ASHP + Electric resistive) | Annuals | TWh | 0 | 0.14783 | 0.18784 | 0.28187 | 0.37433 | 0.46802 | 0.59856 | 0.77285 | 0.96768 | 1.1601 | 1.3544 | 1.5376 | 1.7249 | 1.9143 | 2.1071 | 2.3012 | 2.5001 | 2.7167 | 2.9311 | 3.1362 | 3.3223 | 3.4761 | 3.5885 | 3.6795 | 3.7765 | 3.8827 | 4.0107 | 4.1474 | 4.2847 | 4.4205 | 4.559
| Leading the Way | Non-domestic | electricity | Hybrid (ASHP + Hydrogen boiler) | Annuals | TWh | 0 | 0 | 0 | 0 | 0 | 0 | 0 | 0 | 0 | 0.13363 | 0.29715 | 0.44099 | 0.58419 | 0.72178 | 0.85635 | 0.98698 | 1.159 | 1.3537 | 1.5543 | 1.7537 | 1.9393 | 2.1348 | 2.3272 | 2.5184 | 2.5811 | 2.625 | 2.6946 | 2.7894 | 2.8894 | 2.99 | 3.0919
| Leading the Way | Non-domestic | electricity | Hybrid (ASHP + Solar thermal) | Annuals | TWh | 0 | 0 | 0 | 0 | 0 | 0 | 0 | 0 | 0 | 0 | 0 | 0 | 0 | 0 | 0 | 0 | 0 | 0 | 0 | 0 | 0 | 0 | 0 | 0 | 0 | 0 | 0 | 0 | 0 | 0 | 0
| Leading the Way | Domestic | electricity | ASHP | Peak_ACS | GW | 0.42626 | 0.48341 | 0.34816 | 0.59299 | 0.96252 | 1.5256 | 2.0517 | 2.7086 | 3.3399 | 3.817 | 4.2418 | 4.5888 | 4.9118 | 5.226 | 5.5336 | 5.8513 | 6.1368 | 6.4616 | 6.5549 | 6.529 | 6.3313 | 6.1449 | 5.7799 | 5.4498 | 5.2774 | 5.1564 | 5.0633 | 5.0059 | 4.9793 | 4.9741 | 4.9698
| Leading the Way | Domestic | electricity | DH | Peak_ACS | GW | 0 | 0.065017 | 0.1204 | 0.18596 | 0.25366 | 0.32374 | 0.34594 | 0.3808 | 0.44153 | 0.51288 | 0.60252 | 0.68548 | 0.78318 | 0.89358 | 1.017 | 1.2175 | 1.4132 | 1.6186 | 1.8057 | 1.9782 | 2.1392 | 2.3174 | 2.4665 | 2.5817 | 2.6741 | 2.7419 | 2.8093 | 2.8709 | 2.9345 | 2.995 | 2.9971
| Leading the Way | Domestic | electricity | Electric resistive | Peak_ACS | GW | 2.4864 | 2.477 | 1.899 | 1.8653 | 1.8233 | 1.777 | 1.7387 | 1.7003 | 1.6622 | 1.6206 | 1.5639 | 1.5083 | 1.4441 | 1.377 | 1.3082 | 1.2362 | 1.1738 | 1.1098 | 1.0527 | 1.0039 | 0.95978 | 0.91335 | 0.86679 | 0.81863 | 0.77334 | 0.74312 | 0.71331 | 0.69132 | 0.6709 | 0.65041 | 0.63158
| Leading the Way | Domestic | electricity | Electric storage | Peak_ACS | GW | 0.19081 | 0.19039 | 0.29107 | 0.28269 | 0.27319 | 0.26324 | 0.25023 | 0.23847 | 0.22694 | 0.21531 | 0.20238 | 0.1877 | 0.17305 | 0.15904 | 0.1458 | 0.13317 | 0.13071 | 0.12857 | 0.12683 | 0.12563 | 0.12454 | 0.1225 | 0.12067 | 0.1187 | 0.11703 | 0.11676 | 0.11645 | 0.11669 | 0.11684 | 0.11676 | 0.1166
| Leading the Way | Domestic | electricity | GSHP | Peak_ACS | GW | 0.03011 | 0.049421 | 0.091126 | 0.18589 | 0.28228 | 0.40567 | 0.46893 | 0.54117 | 0.68743 | 0.8807 | 1.1304 | 1.384 | 1.6228 | 1.8577 | 2.0903 | 2.3342 | 2.5817 | 2.8534 | 3.11 | 3.359 | 3.6055 | 3.8226 | 3.9947 | 4.1044 | 4.2271 | 4.3281 | 4.4544 | 4.5841 | 4.6495 | 4.6792 | 4.6627
| Leading the Way | Domestic | electricity | Hybrid (ASHP + Biofuel boiler) | Peak_ACS | GW | 0 | 0.0013276 | 0.0039563 | 0.015919 | 0.032588 | 0.050238 | 0.065533 | 0.081536 | 0.0978 | 0.11347 | 0.12947 | 0.14519 | 0.1623 | 0.17966 | 0.19704 | 0.2153 | 0.23634 | 0.25394 | 0.25922 | 0.25992 | 0.25896 | 0.26498 | 0.27116 | 0.2791 | 0.28742 | 0.2958 | 0.30446 | 0.3075 | 0.31015 | 0.31257 | 0.31402
| Leading the Way | Domestic | electricity | Hybrid (ASHP + Electric resistive) | Peak_ACS | GW | 0 | 0.0046191 | 0.014984 | 0.045453 | 0.091849 | 0.12391 | 0.14047 | 0.18685 | 0.25617 | 0.36165 | 0.45342 | 0.55502 | 0.82026 | 1.1329 | 1.4813 | 1.7038 | 1.8684 | 2.3521 | 2.838 | 3.3357 | 3.3627 | 3.3554 | 3.8558 | 4.3626 | 4.8489 | 4.6215 | 4.0409 | 4.0812 | 4.1242 | 4.175 | 4.1637
| Leading the Way | Domestic | electricity | Hybrid (ASHP + Hydrogen boiler) | Peak_ACS | GW | 0 | 0 | 0 | 0 | 0 | 0 | 0 | 0 | 0 | 0.021448 | 0.074106 | 0.16875 | 0.3086 | 0.45683 | 0.61272 | 0.80154 | 1.0008 | 1.2245 | 1.4374 | 1.6398 | 1.8399 | 2.041 | 2.2304 | 2.411 | 2.5612 | 2.6724 | 2.7358 | 2.7637 | 2.7966 | 2.8275 | 2.83
| Leading the Way | Domestic | electricity | Hybrid (ASHP + Solar thermal) | Peak_ACS | GW | 0 | 0 | 0 | 0 | 0 | 0 | 0 | 0 | 0 | 0 | 0 | 0 | 0 | 0 | 0 | 0 | 0 | 0 | 0 | 0 | 0 | 0 | 0 | 0 | 0 | 0 | 0 | 0 | 0 | 0 | 0
| Leading the Way | Non-domestic | electricity | ASHP | Peak_ACS | GW | 0.0022541 | 0.081061 | 0.12944 | 0.19415 | 0.25906 | 0.32868 | 0.41836 | 0.56542 | 0.71708 | 0.86388 | 1.0078 | 1.1457 | 1.2847 | 1.4246 | 1.5636 | 1.7008 | 1.778 | 1.8635 | 1.9512 | 2.0384 | 2.113 | 2.1725 | 2.1646 | 2.1514 | 2.1451 | 2.1481 | 2.1616 | 2.1747 | 2.1869 | 2.1995 | 2.2135
| Leading the Way | Non-domestic | electricity | DH | Peak_ACS | GW | 0 | 0.01835 | 0.044011 | 0.063947 | 0.087001 | 0.12738 | 0.17659 | 0.227 | 0.27548 | 0.31725 | 0.35581 | 0.38348 | 0.40893 | 0.43238 | 0.45766 | 0.48415 | 0.49467 | 0.51075 | 0.52708 | 0.53922 | 0.53306 | 0.52907 | 0.52119 | 0.51429 | 0.51314 | 0.51702 | 0.53155 | 0.5481 | 0.56527 | 0.57966 | 0.59177
| Leading the Way | Non-domestic | electricity | Electric resistive | Peak_ACS | GW | 3.1991 | 3.1986 | 3.3144 | 3.1268 | 2.9346 | 2.74 | 2.5351 | 2.3305 | 2.1268 | 1.9213 | 1.7156 | 1.4898 | 1.2692 | 1.054 | 0.84432 | 0.64018 | 0.57893 | 0.52571 | 0.47896 | 0.43521 | 0.39319 | 0.35289 | 0.31332 | 0.27406 | 0.23765 | 0.20249 | 0.171 | 0.1402 | 0.10991 | 0.080027 | 0.050561
| Leading the Way | Non-domestic | electricity | Electric storage | Peak_ACS | GW | 0 | 0 | 3.1477e-10 | 6.5118e-09 | 5.6392e-06 | 6.0965e-05 | 0.00023013 | 0.00059759 | 0.0010338 | 0.0014925 | 0.0019509 | 0.0024162 | 0.0031701 | 0.0045633 | 0.0064889 | 0.0088253 | 0.012248 | 0.015171 | 0.017501 | 0.019219 | 0.020282 | 0.023013 | 0.024675 | 0.026348 | 0.028137 | 0.030161 | 0.032515 | 0.034749 | 0.036616 | 0.03813 | 0.039408
| Leading the Way | Non-domestic | electricity | GSHP | Peak_ACS | GW | 0.0047508 | 0.046963 | 0.075958 | 0.11048 | 0.14826 | 0.20756 | 0.28609 | 0.3821 | 0.47966 | 0.5718 | 0.66215 | 0.74583 | 0.82999 | 0.91439 | 0.99797 | 1.0802 | 1.1713 | 1.2693 | 1.3693 | 1.4691 | 1.5633 | 1.6315 | 1.6988 | 1.7643 | 1.828 | 1.874 | 1.9061 | 1.9258 | 1.9452 | 1.9706 | 1.9985
| Leading the Way | Non-domestic | electricity | Hybrid (ASHP + Biofuel boiler) | Peak_ACS | GW | 0 | 0.014225 | 0.023938 | 0.035141 | 0.045889 | 0.056326 | 0.066461 | 0.075215 | 0.082923 | 0.090028 | 0.096851 | 0.10327 | 0.10974 | 0.11628 | 0.12311 | 0.13004 | 0.12839 | 0.12701 | 0.12586 | 0.12489 | 0.12398 | 0.12427 | 0.12605 | 0.12902 | 0.13262 | 0.13648 | 0.14053 | 0.14458 | 0.14845 | 0.15201 | 0.15547
| Leading the Way | Non-domestic | electricity | Hybrid (ASHP + Electric resistive) | Peak_ACS | GW | 0 | 0.00026895 | 0.046528 | 0.069817 | 0.092718 | 0.066935 | 0.04751 | 0.093061 | 0.15623 | 0.23491 | 0.19636 | 0.13197 | 0.21601 | 0.31516 | 0.42993 | 0.33745 | 0.21421 | 0.33015 | 0.46126 | 0.60594 | 0.46383 | 0.30147 | 0.4424 | 0.58813 | 0.7417 | 0.55268 | 0.20851 | 0.21664 | 0.22489 | 0.23312 | 0.24156
| Leading the Way | Non-domestic | electricity | Hybrid (ASHP + Hydrogen boiler) | Peak_ACS | GW | 0 | 0 | 0 | 0 | 0 | 0 | 0 | 0 | 0 | 0.040117 | 0.089209 | 0.1326 | 0.17595 | 0.21774 | 0.25875 | 0.2987 | 0.34745 | 0.40197 | 0.45709 | 0.51073 | 0.55925 | 0.61803 | 0.67633 | 0.73473 | 0.75594 | 0.77175 | 0.79514 | 0.82612 | 0.85886 | 0.89199 | 0.92575
| Leading the Way | Non-domestic | electricity | Hybrid (ASHP + Solar thermal) | Peak_ACS | GW | 0 | 0 | 0 | 0 | 0 | 0 | 0 | 0 | 0 | 0 | 0 | 0 | 0 | 0 | 0 | 0 | 0 | 0 | 0 | 0 | 0 | 0 | 0 | 0 | 0 | 0 | 0 | 0 | 0 | 0 | 0
| Leading the Way | Domestic | electricity | ASHP | Peak-1in20 | GW | 0.59203 | 0.6714 | 0.48356 | 0.8236 | 1.3368 | 2.1189 | 2.8496 | 3.762 | 4.6387 | 5.3014 | 5.8914 | 6.3733 | 6.822 | 7.2583 | 7.6855 | 8.1269 | 8.5234 | 8.9744 | 9.1041 | 9.0681 | 8.7934 | 8.5346 | 8.0276 | 7.5691 | 7.3297 | 7.1617 | 7.0323 | 6.9526 | 6.9157 | 6.9085 | 6.9026
| Leading the Way | Domestic | electricity | DH | Peak-1in20 | GW | 0 | 0.090302 | 0.16722 | 0.25828 | 0.35231 | 0.44964 | 0.48048 | 0.52889 | 0.61323 | 0.71234 | 0.83684 | 0.95205 | 1.0877 | 1.2411 | 1.4126 | 1.691 | 1.9628 | 2.2481 | 2.5079 | 2.7474 | 2.971 | 3.2187 | 3.4257 | 3.5857 | 3.714 | 3.8081 | 3.9018 | 3.9874 | 4.0756 | 4.1598 | 4.1626
| Leading the Way | Domestic | electricity | Electric resistive | Peak-1in20 | GW | 3.0714 | 3.0599 | 2.3459 | 2.3042 | 2.2523 | 2.1952 | 2.1478 | 2.1004 | 2.0533 | 2.002 | 1.9319 | 1.8632 | 1.7839 | 1.701 | 1.616 | 1.5271 | 1.4499 | 1.3709 | 1.3004 | 1.2402 | 1.1856 | 1.1283 | 1.0707 | 1.0113 | 0.95531 | 0.91798 | 0.88115 | 0.85399 | 0.82876 | 0.80345 | 0.78018
| Leading the Way | Domestic | electricity | Electric storage | Peak-1in20 | GW | 0.2357 | 0.23519 | 0.35956 | 0.34921 | 0.33748 | 0.32517 | 0.30911 | 0.29458 | 0.28034 | 0.26597 | 0.25 | 0.23187 | 0.21377 | 0.19647 | 0.1801 | 0.1645 | 0.16146 | 0.15882 | 0.15668 | 0.15519 | 0.15384 | 0.15132 | 0.14907 | 0.14663 | 0.14457 | 0.14424 | 0.14386 | 0.14414 | 0.14433 | 0.14423 | 0.14404
| Leading the Way | Domestic | electricity | GSHP | Peak-1in20 | GW | 0.037195 | 0.06105 | 0.11257 | 0.22963 | 0.3487 | 0.50113 | 0.57926 | 0.66851 | 0.84918 | 1.0879 | 1.3964 | 1.7097 | 2.0046 | 2.2948 | 2.5821 | 2.8834 | 3.1891 | 3.5249 | 3.8418 | 4.1494 | 4.4539 | 4.7221 | 4.9347 | 5.0702 | 5.2217 | 5.3465 | 5.5026 | 5.6627 | 5.7435 | 5.7802 | 5.7598
| Leading the Way | Domestic | electricity | Hybrid (ASHP + Biofuel boiler) | Peak-1in20 | GW | 0 | 0.00164 | 0.0048872 | 0.019665 | 0.040256 | 0.062059 | 0.080952 | 0.10072 | 0.12081 | 0.14017 | 0.15993 | 0.17935 | 0.20049 | 0.22194 | 0.2434 | 0.26596 | 0.29195 | 0.3137 | 0.32022 | 0.32107 | 0.3199 | 0.32733 | 0.33496 | 0.34477 | 0.35504 | 0.3654 | 0.3761 | 0.37985 | 0.38312 | 0.38612 | 0.38791
| Leading the Way | Domestic | electricity | Hybrid (ASHP + Electric resistive) | Peak-1in20 | GW | 0 | 0.005706 | 0.01851 | 0.056148 | 0.11346 | 0.15306 | 0.17353 | 0.23082 | 0.31644 | 0.44675 | 0.5601 | 0.68561 | 1.0133 | 1.3994 | 1.8298 | 2.1047 | 2.3081 | 2.9055 | 3.5057 | 4.1206 | 4.1539 | 4.1449 | 4.763 | 5.3891 | 5.9899 | 5.7089 | 4.9917 | 5.0415 | 5.0947 | 5.1573 | 5.1434
| Leading the Way | Domestic | electricity | Hybrid (ASHP + Hydrogen boiler) | Peak-1in20 | GW | 0 | 0 | 0 | 0 | 0 | 0 | 0 | 0 | 0 | 0.026495 | 0.091543 | 0.20846 | 0.38121 | 0.56432 | 0.75689 | 0.99014 | 1.2362 | 1.5126 | 1.7756 | 2.0257 | 2.2728 | 2.5213 | 2.7552 | 2.9783 | 3.1638 | 3.3012 | 3.3795 | 3.414 | 3.4547 | 3.4928 | 3.4959
| Leading the Way | Domestic | electricity | Hybrid (ASHP + Solar thermal) | Peak-1in20 | GW | 0 | 0 | 0 | 0 | 0 | 0 | 0 | 0 | 0 | 0 | 0 | 0 | 0 | 0 | 0 | 0 | 0 | 0 | 0 | 0 | 0 | 0 | 0 | 0 | 0 | 0 | 0 | 0 | 0 | 0 | 0
| Leading the Way | Non-domestic | electricity | ASHP | Peak-1in20 | GW | 0.0031306 | 0.11259 | 0.17978 | 0.26965 | 0.3598 | 0.4565 | 0.58106 | 0.78531 | 0.99595 | 1.1998 | 1.3998 | 1.5912 | 1.7844 | 1.9786 | 2.1716 | 2.3623 | 2.4694 | 2.5882 | 2.71 | 2.8311 | 2.9348 | 3.0174 | 3.0064 | 2.988 | 2.9793 | 2.9834 | 3.0023 | 3.0204 | 3.0374 | 3.0548 | 3.0743
| Leading the Way | Non-domestic | electricity | DH | Peak-1in20 | GW | 0 | 0.025486 | 0.061127 | 0.088816 | 0.12084 | 0.17692 | 0.24527 | 0.31528 | 0.38261 | 0.44062 | 0.49417 | 0.53262 | 0.56796 | 0.60052 | 0.63564 | 0.67243 | 0.68704 | 0.70938 | 0.73205 | 0.74891 | 0.74037 | 0.73482 | 0.72388 | 0.71429 | 0.7127 | 0.71808 | 0.73827 | 0.76125 | 0.78509 | 0.80508 | 0.8219
| Leading the Way | Non-domestic | electricity | Electric resistive | Peak-1in20 | GW | 3.9518 | 3.9512 | 4.0943 | 3.8625 | 3.6251 | 3.3847 | 3.1316 | 2.8789 | 2.6273 | 2.3733 | 2.1192 | 1.8403 | 1.5679 | 1.302 | 1.043 | 0.79081 | 0.71515 | 0.64941 | 0.59166 | 0.53761 | 0.48571 | 0.43593 | 0.38704 | 0.33855 | 0.29357 | 0.25013 | 0.21124 | 0.17318 | 0.13577 | 0.098857 | 0.062458
| Leading the Way | Non-domestic | electricity | Electric storage | Peak-1in20 | GW | 0 | 0 | 3.8883e-10 | 8.0441e-09 | 6.966e-06 | 7.531e-05 | 0.00028428 | 0.0007382 | 0.001277 | 0.0018437 | 0.0024099 | 0.0029847 | 0.003916 | 0.0056371 | 0.0080157 | 0.010902 | 0.01513 | 0.01874 | 0.021619 | 0.023741 | 0.025054 | 0.028428 | 0.030481 | 0.032547 | 0.034757 | 0.037258 | 0.040166 | 0.042926 | 0.045231 | 0.047102 | 0.048681
| Leading the Way | Non-domestic | electricity | GSHP | Peak-1in20 | GW | 0.0058687 | 0.058013 | 0.093831 | 0.13647 | 0.18315 | 0.2564 | 0.3534 | 0.47201 | 0.59252 | 0.70634 | 0.81796 | 0.92132 | 1.0253 | 1.1295 | 1.2328 | 1.3344 | 1.4468 | 1.5679 | 1.6915 | 1.8148 | 1.9311 | 2.0154 | 2.0985 | 2.1794 | 2.2581 | 2.3149 | 2.3546 | 2.379 | 2.4029 | 2.4343 | 2.4687
| Leading the Way | Non-domestic | electricity | Hybrid (ASHP + Biofuel boiler) | Peak-1in20 | GW | 0 | 0.017573 | 0.029571 | 0.04341 | 0.056687 | 0.069579 | 0.082099 | 0.092913 | 0.10243 | 0.11121 | 0.11964 | 0.12757 | 0.13556 | 0.14364 | 0.15208 | 0.16063 | 0.1586 | 0.15689 | 0.15547 | 0.15428 | 0.15315 | 0.15351 | 0.15571 | 0.15938 | 0.16382 | 0.16859 | 0.1736 | 0.1786 | 0.18338 | 0.18777 | 0.19206
| Leading the Way | Non-domestic | electricity | Hybrid (ASHP + Electric resistive) | Peak-1in20 | GW | 0 | 0.00033224 | 0.057475 | 0.086245 | 0.11453 | 0.082684 | 0.058689 | 0.11496 | 0.19299 | 0.29018 | 0.24256 | 0.16302 | 0.26684 | 0.38932 | 0.53109 | 0.41685 | 0.26462 | 0.40783 | 0.5698 | 0.74852 | 0.57297 | 0.37241 | 0.5465 | 0.72651 | 0.91622 | 0.68272 | 0.25757 | 0.26762 | 0.2778 | 0.28797 | 0.2984
| Leading the Way | Non-domestic | electricity | Hybrid (ASHP + Hydrogen boiler) | Peak-1in20 | GW | 0 | 0 | 0 | 0 | 0 | 0 | 0 | 0 | 0 | 0.049556 | 0.1102 | 0.1638 | 0.21735 | 0.26897 | 0.31963 | 0.36898 | 0.42921 | 0.49656 | 0.56464 | 0.63091 | 0.69084 | 0.76345 | 0.83547 | 0.90761 | 0.93382 | 0.95334 | 0.98223 | 1.0205 | 1.0609 | 1.1019 | 1.1436
| Leading the Way | Non-domestic | electricity | Hybrid (ASHP + Solar thermal) | Peak-1in20 | GW | 0 | 0 | 0 | 0 | 0 | 0 | 0 | 0 | 0 | 0 | 0 | 0 | 0 | 0 | 0 | 0 | 0 | 0 | 0 | 0 | 0 | 0 | 0 | 0 | 0 | 0 | 0 | 0 | 0 | 0 | 0
| Leading the Way | Domestic | electricity off-peak | Electric storage | Annuals | TWh | 14.5733 | 14.472 | 12.43 | 12.1542 | 11.8262 | 11.4735 | 11.1479 | 10.8638 | 10.5776 | 10.273 | 9.8902 | 9.5004 | 9.0829 | 8.6681 | 8.2634 | 7.8618 | 7.6566 | 7.4732 | 7.3163 | 7.1918 | 7.0757 | 6.9178 | 6.7739 | 6.6236 | 6.4919 | 6.4387 | 6.3894 | 6.3701 | 6.3467 | 6.311 | 6.2713
| Leading the Way | Non-domestic | electricity off-peak | Electric storage | Annuals | TWh | 0 | 0 | 2.0262e-08 | 4.1918e-07 | 0.000363 | 0.0039244 | 0.01489 | 0.038861 | 0.067571 | 0.09806 | 0.12884 | 0.16095 | 0.21302 | 0.30933 | 0.44377 | 0.60895 | 0.89937 | 1.1904 | 1.4743 | 1.7477 | 2.0037 | 2.2525 | 2.393 | 2.5319 | 2.6795 | 2.8466 | 3.0327 | 3.2035 | 3.3368 | 3.4354 | 3.5107
| Leading the Way | Domestic | gas | DH | Annuals | TWh | 0 | 0 | 0 | 0 | 0 | 0 | 0 | 0 | 0 | 0 | 0 | 0 | 0 | 0 | 0 | 0 | 0 | 0 | 0 | 0 | 0 | 0 | 0 | 0 | 0 | 0 | 0 | 0 | 0 | 0 | 0
| Leading the Way | Domestic | gas | Gas boiler | Annuals | TWh | 311.8659 | 311.0515 | 270.2446 | 264.9491 | 257.9454 | 249.0687 | 240.4633 | 229.1041 | 216.5572 | 202.3353 | 187.5413 | 172.3634 | 156.8916 | 141.3031 | 125.6294 | 107.728 | 90.6638 | 75.1494 | 62.1629 | 50.8846 | 41.4794 | 31.8028 | 24.88 | 19.1449 | 15.0848 | 11.5969 | 8.4928 | 5.6826 | 2.9891 | 0.38089 | 0.00030963
| Leading the Way | Domestic | gas | Gas CHP | Annuals | TWh | 0 | 0 | 0 | 0 | 0 | 0 | 0 | 0 | 0 | 0 | 0 | 0 | 0 | 0 | 0 | 0 | 0 | 0 | 0 | 0 | 0 | 0 | 0 | 0 | 0 | 0 | 0 | 0 | 0 | 0 | 0
| Leading the Way | Non-domestic | gas | DH | Annuals | TWh | 0 | 0 | 0 | 0 | 0 | 0 | 0 | 0 | 0 | 0 | 0 | 0 | 0 | 0 | 0 | 0 | 0 | 0 | 0 | 0 | 0 | 0 | 0 | 0 | 0 | 0 | 0 | 0 | 0 | 0 | 0
| Leading the Way | Non-domestic | gas | Gas boiler | Annuals | TWh | 80.5724 | 81.3402 | 76.998 | 77.4124 | 77.5833 | 76.7152 | 74.7556 | 71.3004 | 67.6038 | 63.6825 | 59.6673 | 55.5299 | 51.3695 | 47.1881 | 42.9641 | 38.7091 | 33.6076 | 28.3957 | 23.1369 | 18.0116 | 13.8668 | 10.7939 | 9.2112 | 7.868 | 6.7477 | 5.7208 | 4.8138 | 3.93 | 3.0669 | 2.2465 | 1.457
| Leading the Way | Non-domestic | gas | Gas CHP | Annuals | TWh | 8.9735 | 8.3753 | 7.3253 | 6.7618 | 6.1983 | 5.6348 | 5.0713 | 4.5079 | 3.9444 | 3.3809 | 2.8174 | 2.2539 | 1.6904 | 1.127 | 0.56348 | 0 | 0 | 0 | 0 | 0 | 0 | 0 | 0 | 0 | 0 | 0 | 0 | 0 | 0 | 0 | 0
| Leading the Way | Domestic | gas | DH | Peak-1in20 | GW | 0 | 0 | 0 | 0 | 0 | 0 | 0 | 0 | 0 | 0 | 0 | 0 | 0 | 0 | 0 | 0 | 0 | 0 | 0 | 0 | 0 | 0 | 0 | 0 | 0 | 0 | 0 | 0 | 0 | 0 | 0
| Leading the Way | Domestic | gas | Gas boiler | Peak-1in20 | GW | 174.0292 | 173.46 | 131.4319 | 129.2627 | 126.2412 | 122.2787 | 118.9697 | 114.2222 | 108.7916 | 102.4175 | 95.6433 | 89.1817 | 82.3407 | 75.208 | 67.7978 | 58.9364 | 49.5393 | 41.011 | 33.8817 | 27.6999 | 22.5518 | 17.2895 | 13.5249 | 10.4065 | 8.199 | 6.3027 | 4.6248 | 3.1006 | 1.6341 | 0.20864 | 0.00016993
| Leading the Way | Domestic | gas | Gas CHP | Peak-1in20 | GW | 0 | 0 | 0 | 0 | 0 | 0 | 0 | 0 | 0 | 0 | 0 | 0 | 0 | 0 | 0 | 0 | 0 | 0 | 0 | 0 | 0 | 0 | 0 | 0 | 0 | 0 | 0 | 0 | 0 | 0 | 0
| Leading the Way | Non-domestic | gas | DH | Peak-1in20 | GW | 0 | 0 | 0 | 0 | 0 | 0 | 0 | 0 | 0 | 0 | 0 | 0 | 0 | 0 | 0 | 0 | 0 | 0 | 0 | 0 | 0 | 0 | 0 | 0 | 0 | 0 | 0 | 0 | 0 | 0 | 0
| Leading the Way | Non-domestic | gas | Gas boiler | Peak-1in20 | GW | 23.6665 | 23.7422 | 23.2373 | 23.189 | 23.0665 | 22.6366 | 21.9206 | 20.776 | 19.5743 | 18.3215 | 17.0563 | 15.6565 | 14.2827 | 12.9356 | 11.6097 | 10.3086 | 8.9319 | 7.5314 | 6.1242 | 4.7578 | 3.6555 | 2.842 | 2.4224 | 2.0667 | 1.7703 | 1.4991 | 1.2639 | 1.0339 | 0.80843 | 0.59332 | 0.38556
| Leading the Way | Non-domestic | gas | Gas CHP | Peak-1in20 | GW | 0 | 0 | 0 | 0 | 0 | 0 | 0 | 0 | 0 | 0 | 0 | 0 | 0 | 0 | 0 | 0 | 0 | 0 | 0 | 0 | 0 | 0 | 0 | 0 | 0 | 0 | 0 | 0 | 0 | 0 | 0
| Leading the Way | Domestic | hydrogen | DH | Annuals | TWh | 0 | 0 | 0 | 0 | 0 | 0 | 0 | 0 | 0 | 0 | 0 | 0 | 0 | 0 | 0 | 0 | 0 | 0 | 0 | 0 | 0 | 0 | 0 | 0 | 0 | 0 | 0 | 0 | 0 | 0 | 0
| Leading the Way | Domestic | hydrogen | Gas boiler | Annuals | TWh | 0 | 0 | 0 | 0 | 0 | 0 | 0 | 0 | 0 | 0 | 0 | 0 | 0 | 0 | 0 | 0 | 0 | 0 | 0 | 0 | 0 | 0 | 0 | 0 | 0 | 0 | 0 | 0 | 0 | 0 | 0
| Leading the Way | Domestic | hydrogen | Hybrid (ASHP + Hydrogen boiler) | Annuals | TWh | 0 | 0 | 0 | 0 | 0 | 0 | 0 | 0 | 0 | 0.0053313 | 0.020437 | 0.051349 | 0.097816 | 0.1499 | 0.20637 | 0.2834 | 0.36643 | 0.44962 | 0.53062 | 0.61281 | 0.69458 | 0.77813 | 0.85493 | 0.92867 | 0.9933 | 1.0448 | 1.0778 | 1.0984 | 1.1191 | 1.1379 | 1.139
| Leading the Way | Domestic | hydrogen | Hydrogen boiler | Annuals | TWh | 0 | 0 | 0 | 0 | 0 | 0 | 0 | 0 | 0 | 2.4893 | 4.8046 | 6.8727 | 8.738 | 10.5248 | 12.2577 | 14.0036 | 15.8954 | 18.12 | 20.2389 | 22.2538 | 24.2346 | 26.2049 | 28.0742 | 29.8609 | 29.0762 | 28.3945 | 27.8999 | 27.688 | 27.6684 | 27.7504 | 27.8581
| Leading the Way | Non-domestic | hydrogen | DH | Annuals | TWh | 0 | 0 | 0 | 0 | 0 | 0 | 0 | 0 | 0 | 0 | 0 | 0 | 0 | 0 | 0 | 0 | 0 | 0 | 0 | 0 | 0 | 0 | 0 | 0 | 0 | 0 | 0 | 0 | 0 | 0 | 0
| Leading the Way | Non-domestic | hydrogen | Gas boiler | Annuals | TWh | 0 | 0 | 0 | 0 | 0 | 0 | 0 | 0 | 0 | 0 | 0 | 0 | 0 | 0 | 0 | 0 | 0 | 0 | 0 | 0 | 0 | 0 | 0 | 0 | 0 | 0 | 0 | 0 | 0 | 0 | 0
| Leading the Way | Non-domestic | hydrogen | Gas CHP | Annuals | TWh | 0 | 0 | 0 | 0 | 0 | 0 | 0 | 0 | 0 | 0 | 0 | 0 | 0 | 0 | 0 | 0 | 0 | 0 | 0 | 0 | 0 | 0 | 0 | 0 | 0 | 0 | 0 | 0 | 0 | 0 | 0
| Leading the Way | Non-domestic | hydrogen | Hybrid (ASHP + Hydrogen boiler) | Annuals | TWh | 0 | 0 | 0 | 0 | 0 | 0 | 0 | 0 | 0 | 0.032042 | 0.07197 | 0.10785 | 0.14376 | 0.17911 | 0.21418 | 0.24879 | 0.29118 | 0.33694 | 0.3836 | 0.42988 | 0.47311 | 0.51852 | 0.56353 | 0.60846 | 0.62303 | 0.63273 | 0.64869 | 0.66979 | 0.69164 | 0.71319 | 0.73488
| Leading the Way | Non-domestic | hydrogen | Hydrogen boiler | Annuals | TWh | 0 | 0 | 0 | 0 | 0 | 0 | 0 | 0 | 0 | 0.012658 | 0.10167 | 0.68544 | 1.2583 | 1.8209 | 2.3794 | 2.9293 | 3.6585 | 4.4828 | 5.3314 | 6.1747 | 6.96 | 7.7865 | 8.5993 | 9.4068 | 10.2231 | 11.0091 | 11.3265 | 11.757 | 12.1966 | 12.6298 | 13.0612
| Leading the Way | Domestic | hydrogen | DH | Peak-1in20 | GW | 0 | 0 | 0 | 0 | 0 | 0 | 0 | 0 | 0 | 0 | 0 | 0 | 0 | 0 | 0 | 0 | 0 | 0 | 0 | 0 | 0 | 0 | 0 | 0 | 0 | 0 | 0 | 0 | 0 | 0 | 0
| Leading the Way | Domestic | hydrogen | Gas boiler | Peak-1in20 | GW | 0 | 0 | 0 | 0 | 0 | 0 | 0 | 0 | 0 | 0 | 0 | 0 | 0 | 0 | 0 | 0 | 0 | 0 | 0 | 0 | 0 | 0 | 0 | 0 | 0 | 0 | 0 | 0 | 0 | 0 | 0
| Leading the Way | Domestic | hydrogen | Gas CHP | Peak-1in20 | GW | 0 | 0 | 0 | 0 | 0 | 0 | 0 | 0 | 0 | 0 | 0 | 0 | 0 | 0 | 0 | 0 | 0 | 0 | 0 | 0 | 0 | 0 | 0 | 0 | 0 | 0 | 0 | 0 | 0 | 0 | 0
| Leading the Way | Domestic | hydrogen | Hybrid (ASHP + Hydrogen boiler) | Peak-1in20 | GW | 0 | 0 | 0 | 0 | 0 | 0 | 0 | 0 | 0 | 0.02215 | 0.084912 | 0.20419 | 0.37153 | 0.54263 | 0.71026 | 0.92489 | 1.1809 | 1.4306 | 1.6667 | 1.8998 | 2.1249 | 2.3644 | 2.5801 | 2.7834 | 2.9565 | 3.0882 | 3.1677 | 3.2098 | 3.2515 | 3.2871 | 3.2712
| Leading the Way | Domestic | hydrogen | Hydrogen boiler | Peak-1in20 | GW | 0 | 0 | 0 | 0 | 0 | 0 | 0 | 0 | 0 | 1.1971 | 2.3105 | 3.3047 | 4.2013 | 5.0601 | 5.8927 | 6.7316 | 7.643 | 8.7151 | 9.7368 | 10.7091 | 11.6655 | 12.6126 | 13.511 | 14.3695 | 13.9905 | 13.6611 | 13.4256 | 13.3262 | 13.3192 | 13.3612 | 13.4156
| Leading the Way | Non-domestic | hydrogen | DH | Peak-1in20 | GW | 0 | 0 | 0 | 0 | 0 | 0 | 0 | 0 | 0 | 0 | 0 | 0 | 0 | 0 | 0 | 0 | 0 | 0 | 0 | 0 | 0 | 0 | 0 | 0 | 0 | 0 | 0 | 0 | 0 | 0 | 0
| Leading the Way | Non-domestic | hydrogen | Gas boiler | Peak-1in20 | GW | 0 | 0 | 0 | 0 | 0 | 0 | 0 | 0 | 0 | 0 | 0 | 0 | 0 | 0 | 0 | 0 | 0 | 0 | 0 | 0 | 0 | 0 | 0 | 0 | 0 | 0 | 0 | 0 | 0 | 0 | 0
| Leading the Way | Non-domestic | hydrogen | Gas CHP | Peak-1in20 | GW | 0 | 0 | 0 | 0 | 0 | 0 | 0 | 0 | 0 | 0 | 0 | 0 | 0 | 0 | 0 | 0 | 0 | 0 | 0 | 0 | 0 | 0 | 0 | 0 | 0 | 0 | 0 | 0 | 0 | 0 | 0
| Leading the Way | Non-domestic | hydrogen | Hybrid (ASHP + Hydrogen boiler) | Peak-1in20 | GW | 0 | 0 | 0 | 0 | 0 | 0 | 0 | 0 | 0 | 0.015758 | 0.035394 | 0.052768 | 0.06998 | 0.086744 | 0.10319 | 0.11925 | 0.13886 | 0.15986 | 0.18107 | 0.20188 | 0.22103 | 0.24324 | 0.26543 | 0.28775 | 0.29583 | 0.30164 | 0.31057 | 0.32203 | 0.33395 | 0.34581 | 0.35782
| Leading the Way | Non-domestic | hydrogen | Hydrogen boiler | Peak-1in20 | GW | 0 | 0 | 0 | 0 | 0 | 0 | 0 | 0 | 0 | 0.0025402 | 0.020403 | 0.14194 | 0.26863 | 0.40038 | 0.53842 | 0.6816 | 0.84282 | 1.0224 | 1.2035 | 1.3797 | 1.539 | 1.7322 | 1.9244 | 2.1176 | 2.315 | 2.5076 | 2.5904 | 2.6997 | 2.8119 | 2.9234 | 3.0354
| Leading the Way | Domestic | other | Community | Annuals | TWh | 1.4515 | 1.444 | 1.1661 | 1.1174 | 1.0648 | 1.0097 | 0.95586 | 0.89685 | 0.83421 | 0.76596 | 0.69568 | 0.62351 | 0.55086 | 0.47826 | 0.40585 | 0.33346 | 0.31797 | 0.27647 | 0.24028 | 0.20792 | 0.17801 | 0.14675 | 0.1207 | 0.098275 | 0.081455 | 0.066659 | 0.05376 | 0.041336 | 0.028851 | 0.016183 | 0.0034944
| Leading the Way | Domestic | other | Gas CHP | Annuals | TWh | 0 | 0 | 0 | 0 | 0 | 0 | 0 | 0 | 0 | 0 | 0 | 0 | 0 | 0 | 0 | 0 | 0 | 0 | 0 | 0 | 0 | 0 | 0 | 0 | 0 | 0 | 0 | 0 | 0 | 0 | 0
| Leading the Way | Domestic | other | Oil boiler | Annuals | TWh | 29.9435 | 29.1784 | 23.8671 | 22.4221 | 20.9442 | 19.4468 | 17.9524 | 16.4256 | 14.8787 | 13.308 | 11.7285 | 10.1419 | 8.5568 | 6.9738 | 5.3935 | 3.7656 | 3.3645 | 2.7178 | 2.4074 | 2.13 | 1.872 | 1.6112 | 1.3826 | 1.1742 | 0.9896 | 0.81377 | 0.64499 | 0.47478 | 0.30247 | 0.12742 | 4.4503e-08
| Leading the Way | Non-domestic | other | Community | Annuals | TWh | 0.19078 | 0.32219 | 0.95352 | 1.2549 | 1.5622 | 1.8619 | 2.1431 | 2.3763 | 2.576 | 2.7428 | 2.8946 | 3.0433 | 3.1927 | 3.3446 | 3.5102 | 3.6777 | 3.5676 | 3.4548 | 3.3298 | 3.1976 | 3.0676 | 2.9745 | 2.9248 | 2.9076 | 2.9151 | 2.9335 | 2.9503 | 2.9643 | 2.9699 | 2.9609 | 2.949
| Leading the Way | Non-domestic | other | Oil boiler | Annuals | TWh | 30.289 | 28.4277 | 25.4039 | 23.8403 | 22.2606 | 20.6733 | 19.0638 | 17.4017 | 15.7041 | 13.9752 | 12.2315 | 10.4829 | 8.7344 | 6.9883 | 5.2544 | 3.5233 | 3.1677 | 2.811 | 2.4792 | 2.1618 | 1.8518 | 1.564 | 1.3287 | 1.1289 | 0.9605 | 0.80686 | 0.65813 | 0.50925 | 0.35806 | 0.19462 | 0.028288
| Leading the Way | Domestic | other | Community | Peak-1in20 | GW | 0.79675 | 0.79262 | 0.57117 | 0.54767 | 0.5222 | 0.49548 | 0.47187 | 0.44537 | 0.4167 | 0.38485 | 0.35158 | 0.31895 | 0.28519 | 0.25056 | 0.21513 | 0.17881 | 0.17026 | 0.14781 | 0.12827 | 0.11084 | 0.094747 | 0.078156 | 0.064316 | 0.052396 | 0.043453 | 0.03558 | 0.028747 | 0.022144 | 0.015484 | 0.0087007 | 0.0018822
| Leading the Way | Domestic | other | Oil boiler | Peak-1in20 | GW | 17.5573 | 17.1081 | 11.714 | 10.9717 | 10.2176 | 9.4585 | 8.7821 | 8.0814 | 7.3622 | 6.6224 | 5.8694 | 5.2357 | 4.5526 | 3.8206 | 3.0401 | 2.182 | 1.9475 | 1.5714 | 1.3904 | 1.2289 | 1.0789 | 0.92895 | 0.79749 | 0.6776 | 0.57132 | 0.47002 | 0.37042 | 0.27111 | 0.17173 | 0.071922 | 2.4975e-08
| Leading the Way | Non-domestic | other | Community | Peak-1in20 | GW | 0.04718 | 0.079678 | 0.22222 | 0.29246 | 0.36407 | 0.43393 | 0.50813 | 0.57301 | 0.63155 | 0.68354 | 0.73305 | 0.77555 | 0.81868 | 0.86294 | 0.91122 | 0.96054 | 0.92687 | 0.89281 | 0.85592 | 0.81755 | 0.78008 | 0.75525 | 0.74151 | 0.73603 | 0.73679 | 0.74031 | 0.7448 | 0.74858 | 0.75026 | 0.74821 | 0.74548
| Leading the Way | Non-domestic | other | Oil boiler | Peak-1in20 | GW | 8.8852 | 8.3408 | 7.9344 | 7.4586 | 6.9761 | 6.4895 | 5.9807 | 5.456 | 4.9208 | 4.3765 | 3.8281 | 3.2332 | 2.6542 | 2.0918 | 1.5489 | 1.0226 | 0.9185 | 0.81432 | 0.71756 | 0.6251 | 0.53497 | 0.45147 | 0.38325 | 0.32538 | 0.27662 | 0.23219 | 0.18987 | 0.14729 | 0.10382 | 0.056571 | 0.0082433
| Leading the Way | Domestic | solar | Hybrid (ASHP + Solar thermal) | Annuals | TWh | 0 | 0 | 0 | 0 | 0 | 0 | 0 | 0 | 0 | 0 | 0 | 0 | 0 | 0 | 0 | 0 | 0 | 0 | 0 | 0 | 0 | 0 | 0 | 0 | 0 | 0 | 0 | 0 | 0 | 0 | 0
| Leading the Way | Non-domestic | solar | Hybrid (ASHP + Solar thermal) | Annuals | TWh | 0 | 0 | 0 | 0 | 0 | 0 | 0 | 0 | 0 | 0 | 0 | 0 | 0 | 0 | 0 | 0 | 0 | 0 | 0 | 0 | 0 | 0 | 0 | 0 | 0 | 0 | 0 | 0 | 0 | 0 | 0
| Leading the Way | Domestic | solar | Hybrid (ASHP + Solar thermal) | Peak-1in20 | GW | 0 | 0 | 0 | 0 | 0 | 0 | 0 | 0 | 0 | 0 | 0 | 0 | 0 | 0 | 0 | 0 | 0 | 0 | 0 | 0 | 0 | 0 | 0 | 0 | 0 | 0 | 0 | 0 | 0 | 0 | 0
| Leading the Way | Non-domestic | solar | Hybrid (ASHP + Solar thermal) | Peak-1in20 | GW | 0 | 0 | 0 | 0 | 0 | 0 | 0 | 0 | 0 | 0 | 0 | 0 | 0 | 0 | 0 | 0 | 0 | 0 | 0 | 0 | 0 | 0 | 0 | 0 | 0 | 0 | 0 | 0 | 0 | 0 | 0
| Leading the Way | Domestic |  | ASHP |  | number | 169105.8506 | 201365.9854 | 261726.1526 | 606643.0286 | 1031292.7503 | 1631263.6899 | 2278553.2142 | 3077467.774 | 3842186.7779 | 4413499.2571 | 4919149.101 | 5381482.5902 | 5813138.0111 | 6229602.8308 | 6632849.2884 | 7039023.8729 | 7404215.9611 | 7768147.6547 | 7829234.3265 | 7822932.6799 | 7644460.9851 | 7437696.1761 | 7036325.8031 | 6659495.2133 | 6454211.6525 | 6298109.7033 | 6171677.7708 | 6090077.2339 | 6046131.9226 | 6030370.7707 | 6024638.3747
| Leading the Way | Domestic |  | Biofuel boiler |  | number | 0 | 22028.642 | 144235.573 | 179967.503 | 215608.3927 | 250750.1213 | 289541.4082 | 324886.8835 | 356494.2791 | 383092.4318 | 406124.8283 | 426901.7161 | 446754.5379 | 466772.3344 | 487285.3401 | 508370.6181 | 477417.5728 | 478315.4527 | 487584.6677 | 491161.9489 | 489571.8738 | 486933.8565 | 537053.9205 | 592284.8768 | 651759.7302 | 715603.6488 | 781730.0961 | 849248.354 | 916351.7593 | 982723.7597 | 1048297.8263
| Leading the Way | Domestic |  | Biomass boiler |  | number | 0 | 889.5829 | 5101.8115 | 8545.15 | 11784.6296 | 14491.7509 | 17214.039 | 19422.1723 | 21585.6246 | 24928.7775 | 29759.3615 | 36244.2443 | 41668.9665 | 46080.6918 | 49471.5784 | 53158.2316 | 54422.7964 | 59847.2864 | 65691.9657 | 72938.82 | 81236.6908 | 91388.0559 | 105538.3075 | 124522.7105 | 146809.2807 | 173980.807 | 208860.6778 | 251258.6129 | 306407.6479 | 379036.2131 | 474168.1702
| Leading the Way | Domestic |  | Biomass CHP |  | number | 0 | 0 | 0 | 0 | 0 | 0 | 0 | 0 | 0 | 0 | 0 | 0 | 0 | 0 | 0 | 0 | 0 | 0 | 0 | 0 | 0 | 0 | 0 | 0 | 0 | 0 | 0 | 0 | 0 | 0 | 0
| Leading the Way | Domestic |  | Community |  | number | 205837.2415 | 205646.9372 | 188267.3717 | 181869.9212 | 175011.7693 | 167755.9224 | 160769.3774 | 152781.1049 | 143979.6236 | 133885.1204 | 123324.4892 | 112357.9189 | 101274.2502 | 90189.6956 | 79131.56 | 68070.632 | 66240.5462 | 58770.1824 | 51494.5789 | 44655.415 | 38201.8591 | 31472.0067 | 25743.1826 | 20827.3197 | 17203.7243 | 14045.889 | 11293.3386 | 8657.584 | 6022.0845 | 3359.8312 | 699.9941
| Leading the Way | Domestic |  | DH |  | number | 514005.7585 | 535869.2225 | 540535.551 | 555115.2129 | 570767.9624 | 587404.268 | 602550.3922 | 627405.9816 | 677431.4232 | 740511.0914 | 826237.1421 | 934471.2521 | 1065918.2777 | 1219993.7873 | 1398934.7692 | 1694920.3211 | 2026168.4474 | 2344818.2377 | 2652595.6939 | 2964785.9929 | 3272630.1852 | 3593560.1839 | 3890938.4571 | 4154072.4434 | 4382600.0233 | 4571034.2934 | 4723269.5561 | 4867960.6909 | 5012309.6393 | 5146595.263 | 5176601.5639
| Leading the Way | Domestic |  | Electric resistive |  | number | 690372 | 689199.9313 | 682290.1457 | 675623.5459 | 666858.4526 | 656685.9994 | 647236.9438 | 638095.4117 | 629314.6136 | 619524.4111 | 602813.4333 | 585899.161 | 566408.226 | 546317.1223 | 526139.9747 | 505282.4979 | 489028.5137 | 466375.0531 | 445046.2382 | 425873.4492 | 408157.8626 | 389415.0683 | 370656.8393 | 351256.1395 | 332848.1555 | 321362.8348 | 309940.1575 | 301056.3309 | 292700.1095 | 284328.1529 | 276538.6532
| Leading the Way | Domestic |  | Electric storage |  | number | 1665206.8047 | 1661388.8385 | 1645047.4159 | 1629926.41 | 1609546.1811 | 1585880.077 | 1566120.6616 | 1570897.9036 | 1575659.3719 | 1578018.4687 | 1565090.3127 | 1551014.1523 | 1532857.9294 | 1515128.6058 | 1498888.1451 | 1483105.3548 | 1481446.9144 | 1468557.8411 | 1458114.1424 | 1451202.2807 | 1445644.99 | 1435032.7092 | 1426409.1924 | 1416473.5414 | 1408927.6235 | 1416657.9664 | 1424942.137 | 1437132.8933 | 1448746.5396 | 1458733.8304 | 1468140.5594
| Leading the Way | Domestic |  | Gas boiler |  | number | 23939318 | 24009540.7873 | 24008046.2414 | 23704837.6487 | 23345611.3569 | 22793861.904 | 22234793.9439 | 21439637.6564 | 20531368.6091 | 19423702.9452 | 18249842.1273 | 17032074.3898 | 15779611.6279 | 14511363.5309 | 13230236.4183 | 11659987.4605 | 10018101.4803 | 8399384.6466 | 7106638.7059 | 5869910.4644 | 4825705.384 | 3788818.8108 | 2988020.565 | 2300335.0788 | 1812046.2094 | 1389952.494 | 1011765.6981 | 668273.9268 | 340567.4905 | 25740.0696 | 34.4941
| Leading the Way | Domestic |  | Gas CHP |  | number | 0 | 0 | 0 | 0 | 0 | 0 | 0 | 0 | 0 | 0 | 0 | 0 | 0 | 0 | 0 | 0 | 0 | 0 | 0 | 0 | 0 | 0 | 0 | 0 | 0 | 0 | 0 | 0 | 0 | 0 | 0
| Leading the Way | Domestic |  | GSHP |  | number | 51859.1264 | 71379.3153 | 136922.0619 | 255541.7038 | 346850.8536 | 454871.7333 | 525697.8643 | 644663.4418 | 875953.1744 | 1181759.1721 | 1580086.0298 | 2000293.3974 | 2390147.841 | 2766066.8725 | 3129959.9545 | 3500018.2536 | 3875573.291 | 4247219.064 | 4605610.3776 | 4969094.7901 | 5329341.7859 | 5664831.2501 | 5965358.9963 | 6190821.0005 | 6421665.8994 | 6619173.3173 | 6840245.5132 | 7026232.2979 | 7122220.7485 | 7158528.8663 | 7115109.1928
| Leading the Way | Domestic |  | Hybrid (ASHP + Biofuel boiler) |  | number | 0 | 403.1099 | 1928.4456 | 6975.1442 | 15093.9624 | 24678.4853 | 32900.9427 | 43162.1835 | 54976.5468 | 67516.8117 | 80679.8073 | 94532.8987 | 110105.0589 | 125920.3338 | 141558.6783 | 158970.5808 | 175203.2845 | 189074.3959 | 197566.4405 | 203730.0552 | 208734.1083 | 222081.9221 | 234610.8014 | 247441.6852 | 259343.9788 | 270924.5536 | 282031.7531 | 292099.9028 | 301731.3897 | 311267.0553 | 318860.699
| Leading the Way | Domestic |  | Hybrid (ASHP + Electric resistive) |  | number | 0 | 1597.4369 | 7378.0943 | 19131.8158 | 39272.0417 | 64847.0317 | 81779.1726 | 104947.8264 | 142226.9271 | 198320.964 | 286497.7598 | 411194.2721 | 603751.9338 | 816100.8103 | 1038110.9274 | 1381527.7979 | 1723163.9869 | 2057591.0187 | 2373381.5375 | 2686817.1168 | 2992535.1711 | 3321996.4413 | 3631070.6051 | 3916414.8014 | 4161082.6207 | 4357194.9526 | 4503137.5235 | 4595382.309 | 4690237.778 | 4790312.7742 | 4781863.2286
| Leading the Way | Domestic |  | Hybrid (ASHP + Hydrogen boiler) |  | number | 0 | 0 | 0 | 0 | 0 | 0 | 0 | 0 | 0 | 11767.9636 | 45113.6821 | 113689.9197 | 216778.6418 | 332933.5112 | 459645.1847 | 636595.2823 | 819467.5322 | 1002039.1335 | 1179757.5301 | 1360640.2554 | 1540610.9366 | 1724787.5839 | 1901221.2589 | 2070756.4406 | 2219879.9062 | 2339709.5066 | 2418210.62 | 2469313.8933 | 2520277.2758 | 2566426.0857 | 2568799.7864
| Leading the Way | Domestic |  | Hybrid (ASHP + Solar thermal) |  | number | 0 | 0 | 0 | 0 | 0 | 0 | 0 | 0 | 0 | 0 | 0 | 0 | 0 | 0 | 0 | 0 | 0 | 0 | 0 | 0 | 0 | 0 | 0 | 0 | 0 | 0 | 0 | 0 | 0 | 0 | 0
| Leading the Way | Domestic |  | Hydrogen boiler |  | number | 0 | 0 | 0 | 0 | 0 | 0 | 0 | 0 | 0 | 284508.4437 | 557128.9605 | 803213.8793 | 1026440.1848 | 1239738.9814 | 1445192.8996 | 1646641.0916 | 1860319.424 | 2093150.7124 | 2319573.6175 | 2546723.2616 | 2770540.8714 | 2996390.7685 | 3214560.7007 | 3424312.9237 | 3340090.6597 | 3259222.4971 | 3197659.0415 | 3165898.3351 | 3156848.535 | 3161248.8135 | 3175965.8429
| Leading the Way | Domestic |  | Oil boiler |  | number | 1526332 | 1486506.3473 | 1388116.6266 | 1309197.7622 | 1229455.8485 | 1148442.573 | 1067554.951 | 985123.9262 | 901094.6494 | 815015.1173 | 727983.2954 | 640239.8934 | 552533.5532 | 464959.2871 | 377543.0311 | 283055.1095 | 264118.5333 | 217759.5548 | 194922.9525 | 172909.3996 | 152167.2084 | 131299.3637 | 111974.9219 | 94248.732 | 78572.7974 | 63849.1526 | 49837.088 | 35787.9615 | 21606.7609 | 7267.5504 | 0.0052325
| Leading the Way | Non-domestic |  |  |  | number | 0 | 0 | 0 | 0 | 0 | 0 | 0 | 0 | 0 | 0 | 0 | 0 | 0 | 0 | 0 | 0 | 0 | 0 | 0 | 0 | 0 | 0 | 0 | 0 | 0 | 0 | 0 | 0 | 0 | 0 | 0
| Leading the Way | Non-domestic |  |  |  | number | 0 | 0 | 0 | 0 | 0 | 0 | 0 | 0 | 0 | 0 | 0 | 0 | 0 | 0 | 0 | 0 | 0 | 0 | 0 | 0 | 0 | 0 | 0 | 0 | 0 | 0 | 0 | 0 | 0 | 0 | 0
| Leading the Way | Non-domestic |  | ASHP |  | number | 648.0995 | 5744.6986 | 15466.954 | 24221.2188 | 33359.5403 | 43876.2624 | 57076.5725 | 75365.3387 | 93864.7105 | 111735.7808 | 129378.9647 | 146114.287 | 162870.7984 | 179597.9604 | 196263.8156 | 212880.289 | 224121.8807 | 234515.0382 | 244533.3105 | 254065.4112 | 261632.9301 | 266400.3252 | 265016.3771 | 263483.401 | 262902.1917 | 263124.5691 | 264705.5226 | 266400.5179 | 268082.1424 | 269689.4708 | 271312.1352
| Leading the Way | Non-domestic |  | Biofuel boiler |  | number | 0 | 0.94943 | 4373.0686 | 6401.9963 | 8366.128 | 10299.5452 | 12189.3948 | 14030.505 | 15834.8097 | 17574.0777 | 19273.568 | 20857.1151 | 22430.648 | 23997.8079 | 25566.608 | 27136.6598 | 26769.963 | 26514.7355 | 26334.8382 | 26173.3395 | 26008.3897 | 26023.7212 | 26109.4563 | 26275.8872 | 26546.6529 | 26878.2131 | 27356.339 | 27866.8778 | 28381.8211 | 28880.9715 | 29374.6799
| Leading the Way | Non-domestic |  | Biomass boiler |  | number | 15341.547 | 14318.7772 | 13261.3962 | 12241.2888 | 11221.1814 | 10201.0746 | 9296.2974 | 8934.3693 | 8595.6197 | 8209.0454 | 7789.1884 | 7366.3023 | 6943.3889 | 6523.3801 | 6128.8398 | 5762.3431 | 6563.3724 | 7411.0638 | 8473.9372 | 9511.1964 | 10477.5972 | 11385.7775 | 11782.8012 | 12195.4486 | 12676.7944 | 13254.9845 | 13856.0899 | 14447.2075 | 15012.7368 | 15518.2886 | 15985.9845
| Leading the Way | Non-domestic |  | Biomass CHP |  | number | 0 | 0.0011788 | 0.0027 | 0.0052371 | 0.010138 | 0.021131 | 0.044203 | 21.343 | 597.0855 | 1220.8851 | 1822.0941 | 2420.0678 | 3016.1106 | 3572.7156 | 3873.8001 | 3877.0138 | 3880.6514 | 3884.9974 | 3894.6858 | 3971.6967 | 4183.3549 | 4707.2285 | 5272.5921 | 5335.8466 | 5394.1776 | 5486.9761 | 5586.4469 | 5667.0139 | 5775.9632 | 6128.8602 | 6770.9404
| Leading the Way | Non-domestic |  | Community |  | number | 1390.3966 | 2420.3708 | 3953.8723 | 5466.8149 | 6837.2938 | 7916.7799 | 8942.5003 | 9787.66 | 10503.2087 | 11145.7981 | 11747.4832 | 12345.6026 | 12943.851 | 13546.9945 | 14180.8701 | 14846.1851 | 14365.5941 | 13733.1375 | 12844.9426 | 12088.2316 | 11602.6304 | 11241.6161 | 11075.9641 | 11059.2246 | 11120.4673 | 11226.5951 | 11331.8549 | 11419.3012 | 11486.4641 | 11511.6127 | 11497.6621
| Leading the Way | Non-domestic |  | DH |  | number | 0 | 1763.364 | 12354.2001 | 18313.6653 | 25025.0623 | 35271.3906 | 45536.4063 | 55758.9835 | 65638.8788 | 74529.1628 | 82978.8002 | 90428.5266 | 97794.0233 | 105057.4975 | 112567.5216 | 120376.6705 | 123988.1685 | 128210.202 | 132625.5793 | 136121.7957 | 135549.8293 | 135105.8432 | 134254.9613 | 133795.6727 | 134620.2948 | 136430.1417 | 139669.5223 | 143334.1382 | 147136.7875 | 150595.6366 | 153720.0251
| Leading the Way | Non-domestic |  | Electric resistive |  | number | 397344.2069 | 397442.2479 | 367129.1232 | 348076.218 | 328575.0573 | 308857.7924 | 288924.0348 | 268984.4932 | 249047.8383 | 228732.758 | 208236.249 | 187014.2994 | 165667.7219 | 144210.5775 | 122655.103 | 101009.2061 | 90898.4164 | 82991.9331 | 76025.1911 | 69434.5805 | 63044.551 | 56886.4681 | 50743.4503 | 44609.1154 | 38864.9582 | 33307.663 | 28480.9145 | 23776.622 | 19181.6988 | 14681.7616 | 10270.6969
| Leading the Way | Non-domestic |  | Electric storage |  | number | 0 | 0 | 0.0027247 | 0.042789 | 6.3043 | 63.8521 | 210.9598 | 493.8309 | 819.416 | 1162.7043 | 1507.6743 | 1865.032 | 2542.3163 | 3867.3273 | 5669.6131 | 7873.9011 | 11311.9067 | 14571.3102 | 17777.724 | 20949.6018 | 23974.2676 | 26946.0185 | 28882.3719 | 30821.1642 | 32924.759 | 35351.209 | 38018.6568 | 40421.5836 | 42247.5597 | 43614.3085 | 44634.958
| Leading the Way | Non-domestic |  | Gas boiler |  | number | 354035.7 | 362563.4727 | 371453.0584 | 380637.68 | 387854.8742 | 387267.0024 | 380978.3993 | 365062.0903 | 348298.0161 | 330524.2726 | 312367.0748 | 293592.5962 | 274703.4247 | 255669.659 | 236457.4739 | 217093.3509 | 187975.4406 | 156217.8534 | 123941.4115 | 93346.1984 | 70434.5375 | 53196.7574 | 45581.2989 | 38811.5283 | 33049.6061 | 27671.4535 | 22909.2289 | 18261.5127 | 13758.1995 | 9433.0952 | 5260.1301
| Leading the Way | Non-domestic |  | Gas CHP |  | number | 23995.753 | 22396.0361 | 20742.1838 | 19146.6312 | 17551.0786 | 15955.526 | 14359.9734 | 12764.4208 | 11168.8682 | 9573.3156 | 7977.763 | 6382.2104 | 4786.6578 | 3191.1052 | 1595.5526 | 0 | 0 | 0 | 0 | 0 | 0 | 0 | 0 | 0 | 0 | 0 | 0 | 0 | 0 | 0 | 0
| Leading the Way | Non-domestic |  | GSHP |  | number | 2002.2581 | 5510.2378 | 11556.0249 | 17690.4809 | 25219.7704 | 35846.2309 | 48275.8761 | 63751.4575 | 79386.0548 | 94335.117 | 109111.0779 | 123050.9496 | 136980.0609 | 150841.0498 | 164607.9441 | 178303.5413 | 194312.765 | 211132.601 | 228026.3898 | 244787.5612 | 260954.6814 | 273353.3587 | 284727.4639 | 295351.6889 | 304924.3248 | 311983.511 | 317701.8652 | 320989.7591 | 324179.7424 | 327968.4432 | 331912.4268
| Leading the Way | Non-domestic |  | Hybrid (ASHP + Biofuel boiler) |  | number | 0 | 435.6117 | 2409.8508 | 3790.2932 | 5204.2381 | 6651.8157 | 8105.4646 | 9515.9634 | 10893.0123 | 12219.7459 | 13518.5277 | 14736.7864 | 15965.911 | 17207.1303 | 18468.1701 | 19746.6121 | 20281.5857 | 20577.3733 | 20812.1405 | 21000.4065 | 21136.9546 | 21372.7723 | 21686.4256 | 22071.8836 | 22541.0109 | 23057.0344 | 23679.2407 | 24301.4542 | 24909.6631 | 25485.9219 | 26040.9793
| Leading the Way | Non-domestic |  | Hybrid (ASHP + Electric resistive) |  | number | 0 | 1554.4863 | 9244.834 | 14494.6584 | 19834.1742 | 25448.5307 | 32419.4624 | 40688.2173 | 49485.1413 | 57945.5034 | 66364.9607 | 74064.4143 | 81811.3417 | 89525.0642 | 97210.9038 | 104858.7095 | 110770.7316 | 116157.6964 | 121376.9118 | 126227.5793 | 130333.9673 | 133334.496 | 135184.4 | 136608.6212 | 138658.018 | 141185.5246 | 144794.7979 | 148688.4334 | 152670.4111 | 156628.6293 | 160650.6013
| Leading the Way | Non-domestic |  | Hybrid (ASHP + Hydrogen boiler) |  | number | 0 | 0 | 0 | 0 | 0 | 0 | 0 | 0 | 0 | 4176.2588 | 9597.0192 | 14657.5452 | 19791.861 | 24920.9217 | 30041.1697 | 35146.0805 | 41669.8303 | 48620.4726 | 55510.5653 | 62267.3059 | 68691.6821 | 75601.3806 | 82571.3186 | 89627.1054 | 92773.2357 | 95030.3591 | 97961.3307 | 101616.8128 | 105329.1645 | 108975.8189 | 112608.5553
| Leading the Way | Non-domestic |  | Hybrid (ASHP + Solar thermal) |  | number | 0 | 0 | 0 | 0 | 0 | 0 | 0 | 0 | 0 | 0 | 0 | 0 | 0 | 0 | 0 | 0 | 0 | 0 | 0 | 0 | 0 | 0 | 0 | 0 | 0 | 0 | 0 | 0 | 0 | 0 | 0
| Leading the Way | Non-domestic |  | Hydrogen boiler |  | number | 0 | 0 | 0 | 0 | 0 | 0 | 0 | 0 | 0 | 95.3736 | 597.4152 | 6463.7556 | 12202.8736 | 17808.3993 | 23306.0685 | 28707.6799 | 35519.3384 | 42789.5268 | 49967.592 | 56984.0376 | 63660.1569 | 70828.0076 | 78009.4062 | 85235.4712 | 92596.1949 | 99874.1953 | 102076.7932 | 105203.6753 | 108513.7587 | 111855.2349 | 115261.295
| Leading the Way | Non-domestic |  | Oil boiler |  | number | 90568.6034 | 84813.1159 | 80717.6982 | 75849.3337 | 70943.6723 | 66010.619 | 61019.1148 | 55843.8854 | 50537.9561 | 45158.8746 | 39738.871 | 34315.2984 | 28891.8574 | 23473.314 | 18085.5081 | 12728.7771 | 11585.4325 | 10355.194 | 9205.9731 | 8090.3083 | 7001.7782 | 5971.5948 | 5125.1361 | 4409.4222 | 3766.8527 | 3165.1672 | 2567.0506 | 1968.8024 | 1365.6566 | 731.7733 | 66.8151
| Falling Short | Domestic | Biofuel | Biofuel boiler | Annuals | TWh | 0 | 0.14002 | 0.22449 | 0.27891 | 0.32444 | 0.38745 | 0.48811 | 0.58667 | 0.68299 | 0.77666 | 0.86553 | 0.94946 | 1.015 | 1.0688 | 1.1161 | 1.1607 | 1.0685 | 1.031 | 1.0236 | 1.0269 | 1.0183 | 1.0159 | 1.0178 | 1.0231 | 1.0371 | 1.0607 | 1.093 | 1.2183 | 1.3593 | 1.5147 | 1.6803
| Falling Short | Domestic | Biofuel | Hybrid (ASHP + Biofuel boiler) | Annuals | TWh | 0 | 0.00018787 | 0.00043439 | 0.00073189 | 0.0011021 | 0.0015472 | 0.0035264 | 0.0057355 | 0.0082988 | 0.011478 | 0.015625 | 0.020898 | 0.026227 | 0.031605 | 0.037027 | 0.042474 | 0.047803 | 0.053369 | 0.059167 | 0.065182 | 0.071373 | 0.083233 | 0.094676 | 0.10555 | 0.11559 | 0.12438 | 0.13175 | 0.14076 | 0.14973 | 0.15865 | 0.16757
| Falling Short | Non-domestic | Biofuel | Biofuel boiler | Annuals | TWh | 0 | 9.159e-05 | 0.00016575 | 0.0002288 | 0.00029202 | 0.00039595 | 0.00050285 | 0.00061509 | 0.0007294 | 0.00084599 | 0.00096513 | 0.0010885 | 0.001211 | 0.00133 | 0.001446 | 0.0015514 | 0.0028661 | 0.0035193 | 0.0041165 | 0.0046554 | 0.0051019 | 0.0061826 | 0.0073057 | 0.0084374 | 0.0095784 | 0.010724 | 0.011885 | 0.013219 | 0.014579 | 0.015962 | 0.01738
| Falling Short | Non-domestic | Biofuel | Hybrid (ASHP + Biofuel boiler) | Annuals | TWh | 0 | 0.007739 | 0.015102 | 0.021762 | 0.026809 | 0.02692 | 0.027147 | 0.027415 | 0.027726 | 0.028082 | 0.028481 | 0.02892 | 0.029257 | 0.029503 | 0.029657 | 0.029756 | 0.022616 | 0.016184 | 0.010857 | 0.0076227 | 0.0098798 | 0.013457 | 0.017175 | 0.021098 | 0.025093 | 0.028981 | 0.033121 | 0.037649 | 0.042569 | 0.047802 | 0.053327
| Falling Short | Domestic | Biofuel | Biofuel boiler | Peak-1in20 | GW | 0 | 0.075499 | 0.12104 | 0.15039 | 0.17493 | 0.20891 | 0.26423 | 0.31884 | 0.37264 | 0.42541 | 0.47594 | 0.52183 | 0.55759 | 0.58684 | 0.61249 | 0.63663 | 0.58573 | 0.56487 | 0.56054 | 0.56206 | 0.55706 | 0.5503 | 0.54584 | 0.5432 | 0.54508 | 0.55177 | 0.56505 | 0.62588 | 0.69393 | 0.76836 | 0.84693
| Falling Short | Domestic | Biofuel | Hybrid (ASHP + Biofuel boiler) | Peak-1in20 | GW | 0 | 0.0013001 | 0.0030062 | 0.005065 | 0.0076273 | 0.010708 | 0.024161 | 0.0389 | 0.055713 | 0.076266 | 0.10274 | 0.14073 | 0.18078 | 0.22287 | 0.26698 | 0.313 | 0.3548 | 0.39892 | 0.44538 | 0.4941 | 0.54479 | 0.60884 | 0.66242 | 0.70495 | 0.7352 | 0.75155 | 0.76605 | 0.78638 | 0.80241 | 0.81412 | 0.82173
| Falling Short | Non-domestic | Biofuel | Biofuel boiler | Peak-1in20 | GW | 0 | 2.6844e-05 | 4.8578e-05 | 6.7057e-05 | 8.5587e-05 | 0.00011605 | 0.00014737 | 0.00018025 | 0.00021374 | 0.00024789 | 0.00028278 | 0.00031893 | 0.00035485 | 0.00038974 | 0.00042374 | 0.00045466 | 0.00083812 | 0.0010269 | 0.0011986 | 0.0013525 | 0.001479 | 0.0017914 | 0.0021157 | 0.0024422 | 0.002771 | 0.0031008 | 0.0034358 | 0.0038207 | 0.0042131 | 0.0046116 | 0.0050204
| Falling Short | Non-domestic | Biofuel | Hybrid (ASHP + Biofuel boiler) | Peak-1in20 | GW | 0 | 0.0045193 | 0.0088191 | 0.012708 | 0.015656 | 0.015721 | 0.015759 | 0.01582 | 0.015904 | 0.016011 | 0.016141 | 0.016318 | 0.016435 | 0.0165 | 0.016512 | 0.016493 | 0.01235 | 0.0087053 | 0.0057508 | 0.0039752 | 0.0050713 | 0.007124 | 0.0093689 | 0.011849 | 0.014497 | 0.01721 | 0.019699 | 0.022427 | 0.025397 | 0.028563 | 0.031914
| Falling Short | Domestic | biomass | Biomass boiler | Annuals | TWh | 0 | 0.011035 | 0.022884 | 0.034696 | 0.046532 | 0.058352 | 0.075612 | 0.0957 | 0.1181 | 0.14213 | 0.16711 | 0.19201 | 0.21767 | 0.24428 | 0.27181 | 0.30022 | 0.31963 | 0.33845 | 0.35749 | 0.37659 | 0.39554 | 0.40895 | 0.4193 | 0.42743 | 0.43418 | 0.44027 | 0.44659 | 0.45183 | 0.45571 | 0.45771 | 0.4575
| Falling Short | Domestic | biomass | Biomass CHP | Annuals | TWh | 0 | 0 | 0 | 0 | 0 | 0 | 0 | 0 | 0 | 0 | 0 | 0 | 0 | 0 | 0 | 0 | 0 | 0 | 0 | 0 | 0 | 0 | 0 | 0 | 0 | 0 | 0 | 0 | 0 | 0 | 0
| Falling Short | Domestic | biomass | DH | Annuals | TWh | 0 | 0 | 0 | 0 | 0 | 0 | 0 | 0 | 0 | 0 | 0 | 0 | 0 | 0 | 0 | 0 | 0 | 0 | 0 | 0 | 0 | 0 | 0 | 0 | 0 | 0 | 0 | 0 | 0 | 0 | 0
| Falling Short | Non-domestic | biomass | Biomass boiler | Annuals | TWh | 3.1704 | 2.9591 | 2.7477 | 2.5363 | 2.325 | 2.1136 | 1.9022 | 1.6909 | 1.4795 | 1.2682 | 1.0568 | 0.84544 | 0.63408 | 0.42272 | 0.21136 | 0 | 0.0074221 | 0.014692 | 0.018453 | 0.019675 | 0.020822 | 0.02704 | 0.032524 | 0.037995 | 0.047085 | 0.056282 | 0.059788 | 0.06614 | 0.07159 | 0.083499 | 0.096046
| Falling Short | Non-domestic | biomass | Biomass CHP | Annuals | TWh | 0 | 5.4217e-08 | 1.1024e-07 | 1.6268e-07 | 2.174e-07 | 2.8769e-07 | 3.9166e-07 | 4.9878e-07 | 6.1916e-07 | 7.3295e-07 | 8.4641e-07 | 9.6551e-07 | 1.0683e-06 | 1.2018e-06 | 1.4899e-06 | 4.8095e-06 | 0.1482 | 0.18801 | 0.24318 | 0.34621 | 0.41139 | 0.44229 | 0.46724 | 0.5 | 0.53619 | 0.57132 | 0.59065 | 0.6052 | 0.61843 | 0.63366 | 0.64828
| Falling Short | Non-domestic | biomass | DH | Annuals | TWh | 0 | 0 | 0 | 0 | 0 | 0 | 0 | 0 | 0 | 0 | 0 | 0 | 0 | 0 | 0 | 0 | 0 | 0 | 0 | 0 | 0 | 0 | 0 | 0 | 0 | 0 | 0 | 0 | 0 | 0 | 0
| Falling Short | Domestic | biomass | Biomass boiler | Peak-1in20 | GW | 0 | 0.0061964 | 0.01285 | 0.019482 | 0.026129 | 0.032766 | 0.042501 | 0.053847 | 0.06652 | 0.080137 | 0.094316 | 0.10834 | 0.12278 | 0.13774 | 0.15322 | 0.16918 | 0.17992 | 0.1903 | 0.20078 | 0.21127 | 0.22166 | 0.22888 | 0.23437 | 0.2386 | 0.24205 | 0.24512 | 0.24846 | 0.25119 | 0.25316 | 0.25408 | 0.25377
| Falling Short | Domestic | biomass | Biomass CHP | Peak-1in20 | GW | 0 | 0 | 0 | 0 | 0 | 0 | 0 | 0 | 0 | 0 | 0 | 0 | 0 | 0 | 0 | 0 | 0 | 0 | 0 | 0 | 0 | 0 | 0 | 0 | 0 | 0 | 0 | 0 | 0 | 0 | 0
| Falling Short | Domestic | biomass | DH | Peak-1in20 | GW | 0 | 0 | 0 | 0 | 0 | 0 | 0 | 0 | 0 | 0 | 0 | 0 | 0 | 0 | 0 | 0 | 0 | 0 | 0 | 0 | 0 | 0 | 0 | 0 | 0 | 0 | 0 | 0 | 0 | 0 | 0
| Falling Short | Non-domestic | biomass | Biomass boiler | Peak-1in20 | GW | 0.91753 | 0.85636 | 0.79519 | 0.73402 | 0.67286 | 0.61169 | 0.55052 | 0.48935 | 0.42818 | 0.36701 | 0.30584 | 0.24467 | 0.18351 | 0.12234 | 0.061169 | 0 | 0.002148 | 0.004252 | 0.0053402 | 0.0056941 | 0.0060259 | 0.0078369 | 0.0094401 | 0.011044 | 0.013706 | 0.016407 | 0.017405 | 0.019227 | 0.020782 | 0.024206 | 0.027804
| Falling Short | Non-domestic | biomass | Biomass CHP | Peak-1in20 | GW | 0 | 1.5996e-08 | 3.2525e-08 | 4.7996e-08 | 6.4141e-08 | 8.4878e-08 | 1.1559e-07 | 1.4725e-07 | 1.8285e-07 | 2.1653e-07 | 2.5013e-07 | 2.8466e-07 | 3.1423e-07 | 3.5268e-07 | 4.3621e-07 | 1.4049e-06 | 0.043251 | 0.054821 | 0.070847 | 0.10078 | 0.11964 | 0.12863 | 0.13589 | 0.14541 | 0.15594 | 0.16615 | 0.17176 | 0.17597 | 0.17979 | 0.1842 | 0.18843
| Falling Short | Non-domestic | biomass | DH | Peak-1in20 | GW | 0 | 0 | 0 | 0 | 0 | 0 | 0 | 0 | 0 | 0 | 0 | 0 | 0 | 0 | 0 | 0 | 0 | 0 | 0 | 0 | 0 | 0 | 0 | 0 | 0 | 0 | 0 | 0 | 0 | 0 | 0
| Falling Short | Domestic | biomethane | DH | Annuals | TWh | 1.2108 | 1.3369 | 1.5304 | 1.7235 | 1.9065 | 1.9562 | 2.0776 | 2.1985 | 2.3264 | 2.4674 | 0.71367 | 0.76647 | 0.82877 | 0.90383 | 0.99303 | 1.0989 | 1.1928 | 1.2743 | 1.3614 | 1.4574 | 1.5643 | 1.6912 | 1.8171 | 1.9481 | 2.0834 | 3.6854 | 3.9245 | 4.1976 | 4.5092 | 4.8562 | 5.3268
| Falling Short | Non-domestic | biomethane | DH | Annuals | TWh | 0 | 0.10675 | 0.22055 | 0.34556 | 0.49728 | 0.57733 | 0.64223 | 0.7091 | 0.78867 | 0.88055 | 0.26122 | 0.29012 | 0.32128 | 0.35344 | 0.38609 | 0.42549 | 0.43733 | 0.4484 | 0.45615 | 0.45996 | 0.46775 | 0.49847 | 0.52881 | 0.55586 | 0.57933 | 0.95477 | 0.98384 | 1.0102 | 1.0367 | 1.0641 | 1.1267
| Falling Short | Domestic | biomethane | DH | Peak-1in20 | GW | 0 | 0.2927 | 0.67891 | 1.1582 | 1.7214 | 2.3555 | 2.4898 | 2.6206 | 2.7573 | 2.9068 | 3.0791 | 3.2335 | 3.416 | 3.6372 | 3.8993 | 4.198 | 4.2515 | 4.212 | 4.1477 | 4.0621 | 3.9538 | 4.2747 | 4.5924 | 4.922 | 5.2624 | 5.6104 | 6.0277 | 6.5041 | 7.0477 | 7.656 | 8.2977
| Falling Short | Non-domestic | biomethane | DH | Peak-1in20 | GW | 0 | 0.082608 | 0.17055 | 0.26691 | 0.38367 | 0.49742 | 0.5357 | 0.57164 | 0.61428 | 0.6609 | 0.70557 | 0.75309 | 0.80028 | 0.84313 | 0.88022 | 0.91487 | 0.87373 | 0.82756 | 0.77241 | 0.70897 | 0.64953 | 0.6894 | 0.72841 | 0.76232 | 0.79116 | 0.81734 | 0.85017 | 0.8814 | 0.91315 | 0.94608 | 0.97975
| Falling Short | Domestic | dh_heat | DH | Annuals | TWh | 4.4511 | 4.9643 | 5.7573 | 6.548 | 7.2991 | 7.99 | 8.5259 | 9.0599 | 9.6248 | 10.2459 | 10.9606 | 11.7984 | 12.7848 | 13.9718 | 15.3841 | 17.024 | 18.5066 | 19.7876 | 21.1619 | 22.6768 | 24.3664 | 26.3756 | 28.3704 | 30.4435 | 32.5882 | 34.7858 | 37.009 | 39.5494 | 42.4457 | 45.6734 | 49.0379
| Falling Short | Non-domestic | dh_heat | DH | Annuals | TWh | 0 | 0.42387 | 0.87509 | 1.3696 | 1.9686 | 2.5523 | 2.8478 | 3.1524 | 3.5191 | 3.9392 | 4.3825 | 4.8675 | 5.3913 | 5.9309 | 6.478 | 7.0593 | 7.2535 | 7.4346 | 7.5601 | 7.6211 | 7.7431 | 8.2411 | 8.7315 | 9.1634 | 9.5364 | 9.8794 | 10.1868 | 10.4699 | 10.7542 | 11.0475 | 11.3445
| Falling Short | Domestic | electricity | ASHP | Annuals | TWh | 1.5336 | 1.702 | 1.8679 | 2.0387 | 2.2036 | 2.3619 | 2.6737 | 3.127 | 3.7007 | 4.3474 | 5.0346 | 5.733 | 6.4977 | 7.3181 | 8.205 | 9.1758 | 10.2896 | 11.4888 | 12.7649 | 14.1318 | 15.5913 | 16.998 | 18.1966 | 19.2738 | 20.2793 | 21.2458 | 22.1927 | 23.2271 | 24.3939 | 25.6848 | 27.0605
| Falling Short | Domestic | electricity | DH | Annuals | TWh | 1.2865 | 1.438 | 1.6722 | 1.9056 | 2.1275 | 2.1911 | 2.3401 | 2.4886 | 2.6457 | 2.8184 | 3.331 | 3.5852 | 3.8847 | 4.2451 | 4.674 | 5.1712 | 5.6213 | 6.0104 | 6.4279 | 6.888 | 7.4011 | 8.0113 | 8.6171 | 9.2466 | 9.8979 | 10.1656 | 10.8135 | 11.5538 | 12.3979 | 13.3386 | 14.291
| Falling Short | Domestic | electricity | Electric resistive | Annuals | TWh | 5.6157 | 5.5969 | 5.5538 | 5.5006 | 5.433 | 5.3443 | 5.2222 | 5.0981 | 4.9715 | 4.8406 | 4.7035 | 4.5583 | 4.4195 | 4.2868 | 4.1595 | 4.0379 | 3.9406 | 3.8636 | 3.793 | 3.7334 | 3.6904 | 3.6773 | 3.6696 | 3.6684 | 3.6752 | 3.6917 | 3.72 | 3.7429 | 3.7605 | 3.7738 | 3.7825
| Falling Short | Domestic | electricity | GSHP | Annuals | TWh | 0.29385 | 0.37363 | 0.45237 | 0.53075 | 0.60884 | 0.6864 | 0.76681 | 0.87021 | 0.9737 | 1.0763 | 1.1788 | 1.2828 | 1.3897 | 1.4988 | 1.6106 | 1.7255 | 1.9229 | 2.1205 | 2.3581 | 2.6467 | 2.9684 | 3.2652 | 3.5265 | 3.8001 | 4.0825 | 4.3698 | 4.6656 | 4.9901 | 5.5442 | 6.1827 | 6.9211
| Falling Short | Domestic | electricity | Hybrid (ASHP + Biofuel boiler) | Annuals | TWh | 0 | 0.002914 | 0.0065408 | 0.010953 | 0.016476 | 0.022943 | 0.046969 | 0.073698 | 0.10567 | 0.14794 | 0.20698 | 0.28493 | 0.36439 | 0.44527 | 0.52746 | 0.61068 | 0.69192 | 0.77724 | 0.86615 | 0.95828 | 1.053 | 1.1515 | 1.2448 | 1.3302 | 1.4025 | 1.454 | 1.4821 | 1.5134 | 1.5438 | 1.5733 | 1.6024
| Falling Short | Domestic | electricity | Hybrid (ASHP + Electric resistive) | Annuals | TWh | 0 | 0.010884 | 0.024942 | 0.041555 | 0.062614 | 0.086213 | 0.14559 | 0.21434 | 0.30097 | 0.42376 | 0.59677 | 0.82623 | 1.0729 | 1.3409 | 1.6349 | 1.958 | 2.4235 | 2.9313 | 3.4918 | 4.1087 | 4.7817 | 5.5048 | 6.1323 | 6.7243 | 7.263 | 7.7333 | 8.1273 | 8.4831 | 8.8595 | 9.2497 | 9.6573
| Falling Short | Domestic | electricity | Hybrid (ASHP + Hydrogen boiler) | Annuals | TWh | 0 | 0 | 0 | 0 | 0 | 0 | 0 | 0 | 0 | 0 | 0 | 0 | 0 | 0 | 0 | 0 | 0 | 0 | 0 | 0 | 0 | 0 | 0 | 0 | 0 | 0 | 0 | 0 | 0 | 0 | 0
| Falling Short | Domestic | electricity | Hybrid (ASHP + Solar thermal) | Annuals | TWh | 0 | 0 | 0 | 0 | 0 | 0 | 0 | 0 | 0 | 0 | 0 | 0 | 0 | 0 | 0 | 0 | 0 | 0 | 0 | 0 | 0 | 0 | 0 | 0 | 0 | 0 | 0 | 0 | 0 | 0 | 0
| Falling Short | Non-domestic | electricity | ASHP | Annuals | TWh | 0.0087259 | 0.3138 | 0.5976 | 0.85169 | 1.05 | 1.1956 | 1.3408 | 1.5076 | 1.6726 | 1.836 | 1.9978 | 2.1579 | 2.3398 | 2.5204 | 2.6998 | 2.8788 | 2.805 | 2.7726 | 2.7891 | 2.8828 | 3.0572 | 3.2578 | 3.4295 | 3.6034 | 3.781 | 3.9614 | 4.1472 | 4.3092 | 4.4751 | 4.6615 | 4.848
| Falling Short | Non-domestic | electricity | DH | Annuals | TWh | 0 | 0.11535 | 0.23814 | 0.37269 | 0.53572 | 0.66137 | 0.73652 | 0.81403 | 0.908 | 1.016 | 1.2456 | 1.3832 | 1.532 | 1.6855 | 1.8411 | 2.0054 | 2.06 | 2.1108 | 2.1457 | 2.1622 | 2.1969 | 2.3406 | 2.4822 | 2.607 | 2.7149 | 2.7172 | 2.8031 | 2.8825 | 2.9622 | 3.0442 | 3.1178
| Falling Short | Non-domestic | electricity | Electric resistive | Annuals | TWh | 14.4143 | 14.4148 | 14.4129 | 14.4037 | 14.3786 | 14.326 | 14.212 | 14.0866 | 13.9477 | 13.792 | 13.6184 | 13.4267 | 13.2908 | 13.1895 | 13.1192 | 13.0702 | 13.0403 | 13.0168 | 13.0036 | 13.0085 | 13.0415 | 13.1372 | 13.2433 | 13.3619 | 13.497 | 13.6515 | 13.8247 | 13.9448 | 14.032 | 14.0904 | 14.1274
| Falling Short | Non-domestic | electricity | GSHP | Annuals | TWh | 0.021954 | 0.21702 | 0.39823 | 0.58515 | 0.72656 | 0.80589 | 0.88365 | 0.97956 | 1.0745 | 1.1686 | 1.2618 | 1.3541 | 1.4612 | 1.5676 | 1.6733 | 1.7799 | 1.9746 | 2.1969 | 2.4367 | 2.6872 | 2.9473 | 3.0554 | 3.1727 | 3.286 | 3.4437 | 3.6628 | 3.8884 | 4.1026 | 4.3225 | 4.5475 | 4.7787
| Falling Short | Non-domestic | electricity | Hybrid (ASHP + Biofuel boiler) | Annuals | TWh | 0 | 0.048235 | 0.093563 | 0.13396 | 0.16457 | 0.16518 | 0.16638 | 0.16779 | 0.16939 | 0.17121 | 0.17322 | 0.1754 | 0.17707 | 0.17829 | 0.17905 | 0.17954 | 0.13468 | 0.094687 | 0.061975 | 0.041849 | 0.054962 | 0.075602 | 0.096979 | 0.11942 | 0.14215 | 0.16416 | 0.18745 | 0.21267 | 0.2398 | 0.26846 | 0.29852
| Falling Short | Non-domestic | electricity | Hybrid (ASHP + Electric resistive) | Annuals | TWh | 0 | 0.14783 | 0.27515 | 0.39636 | 0.49397 | 0.52693 | 0.53609 | 0.54475 | 0.55291 | 0.56062 | 0.56793 | 0.57489 | 0.58583 | 0.60417 | 0.63184 | 0.67745 | 0.64362 | 0.66964 | 0.74261 | 0.90003 | 1.1857 | 1.6013 | 2.0283 | 2.4656 | 2.9104 | 3.358 | 3.8177 | 4.2954 | 4.7804 | 5.2727 | 5.7652
| Falling Short | Non-domestic | electricity | Hybrid (ASHP + Hydrogen boiler) | Annuals | TWh | 0 | 0 | 0 | 0 | 0 | 0 | 0 | 0 | 0 | 0 | 0 | 0 | 0 | 0 | 0 | 0 | 0 | 0 | 0 | 0 | 0 | 0 | 0 | 0 | 0 | 0 | 0 | 0 | 0 | 0 | 0
| Falling Short | Non-domestic | electricity | Hybrid (ASHP + Solar thermal) | Annuals | TWh | 0 | 0 | 0 | 0 | 0 | 0 | 0 | 0 | 0 | 0 | 0 | 0 | 0 | 0 | 0 | 0 | 0 | 0 | 0 | 0 | 0 | 0 | 0 | 0 | 0 | 0 | 0 | 0 | 0 | 0 | 0
| Falling Short | Domestic | electricity | ASHP | Peak_ACS | GW | 0.42626 | 0.48341 | 0.54188 | 0.6038 | 0.66602 | 0.72824 | 0.86381 | 1.0564 | 1.3048 | 1.597 | 1.9237 | 2.2313 | 2.5751 | 2.9523 | 3.3684 | 3.8322 | 4.3385 | 4.8899 | 5.4839 | 6.1276 | 6.8226 | 7.4533 | 7.9951 | 8.4855 | 8.9463 | 9.3916 | 9.8121 | 10.2714 | 10.7895 | 11.3628 | 11.9738
| Falling Short | Domestic | electricity | DH | Peak_ACS | GW | 0 | 0.065017 | 0.15081 | 0.25728 | 0.38238 | 0.52322 | 0.57588 | 0.63062 | 0.68977 | 0.7554 | 0.83067 | 0.91058 | 1.0045 | 1.1172 | 1.2515 | 1.4085 | 1.5238 | 1.6214 | 1.7256 | 1.8401 | 1.9675 | 2.1113 | 2.2511 | 2.3943 | 2.5402 | 2.6872 | 2.8321 | 2.9977 | 3.1864 | 3.3955 | 3.61
| Falling Short | Domestic | electricity | Electric resistive | Peak_ACS | GW | 2.4864 | 2.477 | 2.457 | 2.4324 | 2.4015 | 2.3613 | 2.3053 | 2.2484 | 2.1905 | 2.1309 | 2.0686 | 2.0023 | 1.9389 | 1.8784 | 1.8204 | 1.765 | 1.7212 | 1.6864 | 1.6544 | 1.6272 | 1.6074 | 1.6017 | 1.5984 | 1.598 | 1.601 | 1.6082 | 1.6207 | 1.6309 | 1.6389 | 1.6449 | 1.6489
| Falling Short | Domestic | electricity | Electric storage | Peak_ACS | GW | 0.19081 | 0.19039 | 0.18923 | 0.18781 | 0.18604 | 0.18392 | 0.18096 | 0.17776 | 0.17435 | 0.17067 | 0.16671 | 0.16314 | 0.1594 | 0.1555 | 0.15145 | 0.14723 | 0.14381 | 0.14107 | 0.13846 | 0.13606 | 0.13391 | 0.13275 | 0.13182 | 0.13113 | 0.13069 | 0.13055 | 0.13056 | 0.1306 | 0.13066 | 0.13075 | 0.13087
| Falling Short | Domestic | electricity | GSHP | Peak_ACS | GW | 0.03011 | 0.049421 | 0.07332 | 0.10184 | 0.13497 | 0.17263 | 0.20085 | 0.23701 | 0.27535 | 0.31558 | 0.35792 | 0.39648 | 0.43706 | 0.47953 | 0.52406 | 0.57083 | 0.6445 | 0.71999 | 0.81097 | 0.92175 | 1.0467 | 1.1624 | 1.2674 | 1.3786 | 1.4949 | 1.6148 | 1.7398 | 1.8775 | 2.1045 | 2.3675 | 2.6734
| Falling Short | Domestic | electricity | Hybrid (ASHP + Biofuel boiler) | Peak_ACS | GW | 0 | 0.0013276 | 0.00298 | 0.0049901 | 0.0075064 | 0.010453 | 0.021593 | 0.034183 | 0.049449 | 0.069835 | 0.098553 | 0.13636 | 0.17527 | 0.21524 | 0.25624 | 0.29814 | 0.3383 | 0.38057 | 0.42473 | 0.47059 | 0.51785 | 0.56592 | 0.61135 | 0.65286 | 0.68787 | 0.71264 | 0.72513 | 0.73911 | 0.75265 | 0.76567 | 0.77845
| Falling Short | Domestic | electricity | Hybrid (ASHP + Electric resistive) | Peak_ACS | GW | 0 | 0.0046191 | 0.010585 | 0.017635 | 0.026572 | 0.031475 | 0.048369 | 0.076877 | 0.1159 | 0.17439 | 0.22638 | 0.28629 | 0.39941 | 0.53371 | 0.69285 | 0.76508 | 0.85356 | 1.0919 | 1.3715 | 1.6972 | 1.8044 | 1.8905 | 2.2415 | 2.6065 | 2.9757 | 2.9092 | 2.6051 | 2.7188 | 2.8389 | 2.9635 | 3.0936
| Falling Short | Domestic | electricity | Hybrid (ASHP + Hydrogen boiler) | Peak_ACS | GW | 0 | 0 | 0 | 0 | 0 | 0 | 0 | 0 | 0 | 0 | 0 | 0 | 0 | 0 | 0 | 0 | 0 | 0 | 0 | 0 | 0 | 0 | 0 | 0 | 0 | 0 | 0 | 0 | 0 | 0 | 0
| Falling Short | Domestic | electricity | Hybrid (ASHP + Solar thermal) | Peak_ACS | GW | 0 | 0 | 0 | 0 | 0 | 0 | 0 | 0 | 0 | 0 | 0 | 0 | 0 | 0 | 0 | 0 | 0 | 0 | 0 | 0 | 0 | 0 | 0 | 0 | 0 | 0 | 0 | 0 | 0 | 0 | 0
| Falling Short | Non-domestic | electricity | ASHP | Peak_ACS | GW | 0.0022541 | 0.081061 | 0.15437 | 0.22001 | 0.27124 | 0.30886 | 0.34772 | 0.39252 | 0.43721 | 0.48179 | 0.52628 | 0.57038 | 0.62053 | 0.67065 | 0.7208 | 0.77112 | 0.7542 | 0.74828 | 0.75554 | 0.78384 | 0.83435 | 0.88869 | 0.93509 | 0.98203 | 1.03 | 1.0786 | 1.1274 | 1.1695 | 1.2126 | 1.2611 | 1.3094
| Falling Short | Non-domestic | electricity | DH | Peak_ACS | GW | 0 | 0.01835 | 0.037884 | 0.05929 | 0.085225 | 0.11049 | 0.12336 | 0.13665 | 0.15265 | 0.17098 | 0.19034 | 0.21146 | 0.23427 | 0.25778 | 0.28162 | 0.30696 | 0.31288 | 0.3181 | 0.32084 | 0.32077 | 0.32321 | 0.34051 | 0.35708 | 0.37086 | 0.38192 | 0.39148 | 0.39948 | 0.40628 | 0.4129 | 0.41963 | 0.42626
| Falling Short | Non-domestic | electricity | Electric resistive | Peak_ACS | GW | 3.1991 | 3.1986 | 3.1975 | 3.1949 | 3.1887 | 3.1765 | 3.1511 | 3.1232 | 3.0923 | 3.0577 | 3.0192 | 2.9766 | 2.9464 | 2.9239 | 2.9082 | 2.8973 | 2.8911 | 2.8864 | 2.884 | 2.8855 | 2.8934 | 2.9144 | 2.9378 | 2.9639 | 2.9936 | 3.0277 | 3.066 | 3.0924 | 3.1116 | 3.1243 | 3.1324
| Falling Short | Non-domestic | electricity | Electric storage | Peak_ACS | GW | 0 | 0 | 0 | 0 | 0 | 0 | 0 | 0 | 0 | 0 | 0 | 0 | 0 | 0 | 0 | 0 | 2.7836e-11 | 5.4753e-11 | 8.0606e-11 | 1.0548e-10 | 1.2922e-10 | 1.6862e-09 | 3.1871e-09 | 4.642e-09 | 6.0559e-09 | 7.4259e-09 | 8.7397e-09 | 1.0149e-08 | 1.1503e-08 | 1.2806e-08 | 1.4056e-08
| Falling Short | Non-domestic | electricity | GSHP | Peak_ACS | GW | 0.0047508 | 0.046963 | 0.086176 | 0.12663 | 0.15723 | 0.17439 | 0.19214 | 0.21402 | 0.2359 | 0.25776 | 0.27964 | 0.30138 | 0.32657 | 0.35181 | 0.37712 | 0.40279 | 0.44919 | 0.50237 | 0.5601 | 0.62085 | 0.68443 | 0.71328 | 0.74453 | 0.77514 | 0.81655 | 0.87299 | 0.92832 | 0.9811 | 1.0354 | 1.0911 | 1.1485
| Falling Short | Non-domestic | electricity | Hybrid (ASHP + Biofuel boiler) | Peak_ACS | GW | 0 | 0.014225 | 0.027593 | 0.039507 | 0.048534 | 0.048713 | 0.049081 | 0.049509 | 0.049996 | 0.050544 | 0.05115 | 0.051813 | 0.052325 | 0.052704 | 0.052949 | 0.053111 | 0.040308 | 0.028666 | 0.018977 | 0.012959 | 0.01721 | 0.023711 | 0.030463 | 0.037571 | 0.044791 | 0.051806 | 0.059175 | 0.067153 | 0.075742 | 0.084818 | 0.094343
| Falling Short | Non-domestic | electricity | Hybrid (ASHP + Electric resistive) | Peak_ACS | GW | 0 | 0.00026895 | 0.00050059 | 0.0007211 | 0.00089869 | 0.062785 | 0.10162 | 0.07769 | 0.052903 | 0.027328 | 0.067671 | 0.10897 | 0.083546 | 0.0578 | 0.030787 | 0.080799 | 0.12211 | 0.095547 | 0.071029 | 0.043753 | 0.13736 | 0.29529 | 0.28131 | 0.22925 | 0.13756 | 0.38454 | 0.86748 | 0.97495 | 1.0838 | 1.1942 | 1.3043
| Falling Short | Non-domestic | electricity | Hybrid (ASHP + Hydrogen boiler) | Peak_ACS | GW | 0 | 0 | 0 | 0 | 0 | 0 | 0 | 0 | 0 | 0 | 0 | 0 | 0 | 0 | 0 | 0 | 0 | 0 | 0 | 0 | 0 | 0 | 0 | 0 | 0 | 0 | 0 | 0 | 0 | 0 | 0
| Falling Short | Non-domestic | electricity | Hybrid (ASHP + Solar thermal) | Peak_ACS | GW | 0 | 0 | 0 | 0 | 0 | 0 | 0 | 0 | 0 | 0 | 0 | 0 | 0 | 0 | 0 | 0 | 0 | 0 | 0 | 0 | 0 | 0 | 0 | 0 | 0 | 0 | 0 | 0 | 0 | 0 | 0
| Falling Short | Domestic | electricity | ASHP | Peak-1in20 | GW | 0.59203 | 0.6714 | 0.75261 | 0.83861 | 0.92503 | 1.0114 | 1.1997 | 1.4672 | 1.8123 | 2.218 | 2.6718 | 3.099 | 3.5766 | 4.1004 | 4.6784 | 5.3225 | 6.0256 | 6.7915 | 7.6166 | 8.5105 | 9.4759 | 10.3518 | 11.1043 | 11.7855 | 12.4254 | 13.0439 | 13.6279 | 14.2659 | 14.9855 | 15.7816 | 16.6302
| Falling Short | Domestic | electricity | DH | Peak-1in20 | GW | 0 | 0.090302 | 0.20945 | 0.35733 | 0.53108 | 0.72669 | 0.79984 | 0.87586 | 0.95802 | 1.0492 | 1.1537 | 1.2647 | 1.3951 | 1.5516 | 1.7382 | 1.9563 | 2.1164 | 2.252 | 2.3967 | 2.5557 | 2.7326 | 2.9323 | 3.1266 | 3.3255 | 3.5281 | 3.7323 | 3.9334 | 4.1635 | 4.4256 | 4.716 | 5.0139
| Falling Short | Domestic | electricity | Electric resistive | Peak-1in20 | GW | 3.0714 | 3.0599 | 3.0351 | 3.0047 | 2.9666 | 2.917 | 2.8477 | 2.7775 | 2.706 | 2.6323 | 2.5554 | 2.4734 | 2.3952 | 2.3204 | 2.2487 | 2.1803 | 2.1262 | 2.0832 | 2.0437 | 2.0101 | 1.9856 | 1.9786 | 1.9745 | 1.974 | 1.9777 | 1.9866 | 2.0021 | 2.0147 | 2.0245 | 2.0319 | 2.0369
| Falling Short | Domestic | electricity | Electric storage | Peak-1in20 | GW | 0.2357 | 0.23519 | 0.23376 | 0.232 | 0.22982 | 0.2272 | 0.22353 | 0.21959 | 0.21537 | 0.21083 | 0.20594 | 0.20152 | 0.19691 | 0.19209 | 0.18709 | 0.18188 | 0.17765 | 0.17426 | 0.17103 | 0.16807 | 0.16541 | 0.16398 | 0.16284 | 0.16198 | 0.16144 | 0.16127 | 0.16128 | 0.16133 | 0.1614 | 0.16151 | 0.16166
| Falling Short | Domestic | electricity | GSHP | Peak-1in20 | GW | 0.037195 | 0.06105 | 0.090571 | 0.12581 | 0.16673 | 0.21324 | 0.24811 | 0.29277 | 0.34014 | 0.38984 | 0.44214 | 0.48977 | 0.53991 | 0.59236 | 0.64737 | 0.70515 | 0.79615 | 0.8894 | 1.0018 | 1.1386 | 1.293 | 1.436 | 1.5656 | 1.703 | 1.8466 | 1.9948 | 2.1492 | 2.3192 | 2.5997 | 2.9246 | 3.3025
| Falling Short | Domestic | electricity | Hybrid (ASHP + Biofuel boiler) | Peak-1in20 | GW | 0 | 0.00164 | 0.0036812 | 0.0061643 | 0.0092726 | 0.012912 | 0.026673 | 0.042226 | 0.061084 | 0.086267 | 0.12174 | 0.16844 | 0.21651 | 0.26588 | 0.31653 | 0.36829 | 0.4179 | 0.47012 | 0.52467 | 0.58132 | 0.6397 | 0.69908 | 0.75519 | 0.80648 | 0.84972 | 0.88033 | 0.89575 | 0.91302 | 0.92975 | 0.94583 | 0.96162
| Falling Short | Domestic | electricity | Hybrid (ASHP + Electric resistive) | Peak-1in20 | GW | 0 | 0.005706 | 0.013076 | 0.021785 | 0.032825 | 0.038882 | 0.05975 | 0.094965 | 0.14317 | 0.21542 | 0.27965 | 0.35365 | 0.4934 | 0.65929 | 0.85587 | 0.9451 | 1.0544 | 1.3488 | 1.6942 | 2.0965 | 2.2289 | 2.3354 | 2.7689 | 3.2197 | 3.6759 | 3.5937 | 3.2181 | 3.3585 | 3.5069 | 3.6608 | 3.8215
| Falling Short | Domestic | electricity | Hybrid (ASHP + Hydrogen boiler) | Peak-1in20 | GW | 0 | 0 | 0 | 0 | 0 | 0 | 0 | 0 | 0 | 0 | 0 | 0 | 0 | 0 | 0 | 0 | 0 | 0 | 0 | 0 | 0 | 0 | 0 | 0 | 0 | 0 | 0 | 0 | 0 | 0 | 0
| Falling Short | Domestic | electricity | Hybrid (ASHP + Solar thermal) | Peak-1in20 | GW | 0 | 0 | 0 | 0 | 0 | 0 | 0 | 0 | 0 | 0 | 0 | 0 | 0 | 0 | 0 | 0 | 0 | 0 | 0 | 0 | 0 | 0 | 0 | 0 | 0 | 0 | 0 | 0 | 0 | 0 | 0
| Falling Short | Non-domestic | electricity | ASHP | Peak-1in20 | GW | 0.0031306 | 0.11259 | 0.21441 | 0.30557 | 0.37672 | 0.42897 | 0.48294 | 0.54516 | 0.60723 | 0.66916 | 0.73095 | 0.79219 | 0.86185 | 0.93146 | 1.0011 | 1.071 | 1.0475 | 1.0393 | 1.0494 | 1.0887 | 1.1588 | 1.2343 | 1.2987 | 1.3639 | 1.4305 | 1.4981 | 1.5658 | 1.6244 | 1.6842 | 1.7515 | 1.8186
| Falling Short | Non-domestic | electricity | DH | Peak-1in20 | GW | 0 | 0.025486 | 0.052617 | 0.082347 | 0.11837 | 0.15346 | 0.17134 | 0.18979 | 0.21201 | 0.23747 | 0.26437 | 0.29369 | 0.32538 | 0.35803 | 0.39114 | 0.42634 | 0.43456 | 0.44181 | 0.44561 | 0.44552 | 0.4489 | 0.47293 | 0.49594 | 0.51508 | 0.53045 | 0.54372 | 0.55483 | 0.56428 | 0.57348 | 0.58282 | 0.59202
| Falling Short | Non-domestic | electricity | Electric resistive | Peak-1in20 | GW | 3.9518 | 3.9512 | 3.9499 | 3.9467 | 3.939 | 3.9239 | 3.8926 | 3.8581 | 3.82 | 3.7772 | 3.7296 | 3.677 | 3.6397 | 3.6118 | 3.5925 | 3.579 | 3.5714 | 3.5656 | 3.5626 | 3.5645 | 3.5742 | 3.6002 | 3.629 | 3.6613 | 3.698 | 3.7401 | 3.7874 | 3.82 | 3.8437 | 3.8595 | 3.8694
| Falling Short | Non-domestic | electricity | Electric storage | Peak-1in20 | GW | 0 | 0 | 0 | 0 | 0 | 0 | 0 | 0 | 0 | 0 | 0 | 0 | 0 | 0 | 0 | 0 | 3.4386e-11 | 6.7636e-11 | 9.9573e-11 | 1.3029e-10 | 1.5963e-10 | 2.0829e-09 | 3.937e-09 | 5.7343e-09 | 7.4808e-09 | 9.1732e-09 | 1.0796e-08 | 1.2537e-08 | 1.4209e-08 | 1.5819e-08 | 1.7363e-08
| Falling Short | Non-domestic | electricity | GSHP | Peak-1in20 | GW | 0.0058687 | 0.058013 | 0.10645 | 0.15642 | 0.19422 | 0.21543 | 0.23736 | 0.26438 | 0.2914 | 0.31841 | 0.34543 | 0.37229 | 0.40342 | 0.4346 | 0.46585 | 0.49757 | 0.55488 | 0.62057 | 0.69189 | 0.76693 | 0.84547 | 0.88111 | 0.91972 | 0.95753 | 1.0087 | 1.0784 | 1.1467 | 1.2119 | 1.279 | 1.3479 | 1.4187
| Falling Short | Non-domestic | electricity | Hybrid (ASHP + Biofuel boiler) | Peak-1in20 | GW | 0 | 0.017573 | 0.034086 | 0.048803 | 0.059954 | 0.060176 | 0.06063 | 0.061158 | 0.06176 | 0.062437 | 0.063186 | 0.064004 | 0.064637 | 0.065105 | 0.065407 | 0.065608 | 0.049793 | 0.035411 | 0.023443 | 0.016009 | 0.02126 | 0.02929 | 0.037631 | 0.046412 | 0.05533 | 0.063996 | 0.073099 | 0.082954 | 0.093564 | 0.10478 | 0.11654
| Falling Short | Non-domestic | electricity | Hybrid (ASHP + Electric resistive) | Peak-1in20 | GW | 0 | 0.00033224 | 0.00061837 | 0.00089077 | 0.0011101 | 0.077558 | 0.12553 | 0.09597 | 0.065351 | 0.033758 | 0.083594 | 0.13461 | 0.1032 | 0.0714 | 0.038031 | 0.099811 | 0.15084 | 0.11803 | 0.087742 | 0.054048 | 0.16968 | 0.36477 | 0.3475 | 0.28319 | 0.16993 | 0.47502 | 1.0716 | 1.2044 | 1.3389 | 1.4752 | 1.6112
| Falling Short | Non-domestic | electricity | Hybrid (ASHP + Hydrogen boiler) | Peak-1in20 | GW | 0 | 0 | 0 | 0 | 0 | 0 | 0 | 0 | 0 | 0 | 0 | 0 | 0 | 0 | 0 | 0 | 0 | 0 | 0 | 0 | 0 | 0 | 0 | 0 | 0 | 0 | 0 | 0 | 0 | 0 | 0
| Falling Short | Non-domestic | electricity | Hybrid (ASHP + Solar thermal) | Peak-1in20 | GW | 0 | 0 | 0 | 0 | 0 | 0 | 0 | 0 | 0 | 0 | 0 | 0 | 0 | 0 | 0 | 0 | 0 | 0 | 0 | 0 | 0 | 0 | 0 | 0 | 0 | 0 | 0 | 0 | 0 | 0 | 0
| Falling Short | Domestic | electricity off-peak | Electric storage | Annuals | TWh | 14.5733 | 14.472 | 14.3151 | 14.1398 | 13.9408 | 13.7168 | 13.3586 | 12.991 | 12.6143 | 12.2266 | 11.8262 | 11.413 | 10.9999 | 10.587 | 10.1743 | 9.7616 | 9.4504 | 9.1893 | 8.9408 | 8.7103 | 8.4994 | 8.4174 | 8.3503 | 8.2976 | 8.2617 | 8.2443 | 8.2457 | 8.2486 | 8.2531 | 8.2593 | 8.2673
| Falling Short | Non-domestic | electricity off-peak | Electric storage | Annuals | TWh | 0 | 0 | 0 | 0 | 0 | 0 | 0 | 0 | 0 | 0 | 0 | 0 | 0 | 0 | 0 | 0 | 2.391e-09 | 4.703e-09 | 6.9237e-09 | 9.0599e-09 | 1.11e-08 | 1.4461e-07 | 2.7291e-07 | 3.9689e-07 | 5.1698e-07 | 6.3297e-07 | 7.4494e-07 | 8.6502e-07 | 9.8041e-07 | 1.0915e-06 | 1.198e-06
| Falling Short | Domestic | gas | DH | Annuals | TWh | 0 | 0 | 0 | 0 | 0 | 0 | 0 | 0 | 0 | 0 | 0 | 0 | 0 | 0 | 0 | 0 | 0 | 0 | 0 | 0 | 0 | 0 | 0 | 0 | 0 | 0 | 0 | 0 | 0 | 0 | 0
| Falling Short | Domestic | gas | Gas boiler | Annuals | TWh | 311.8659 | 311.0515 | 310.069 | 309.0731 | 308.0635 | 307.039 | 305.7809 | 303.5489 | 301.078 | 298.3139 | 295.1927 | 291.6697 | 287.3189 | 282.431 | 276.9283 | 270.7417 | 264.6665 | 258.2455 | 251.1042 | 243.155 | 234.4635 | 225.1601 | 216.7479 | 208.4537 | 200.3138 | 192.3725 | 184.6756 | 176.2566 | 165.9659 | 154.5139 | 142.1501
| Falling Short | Domestic | gas | Gas CHP | Annuals | TWh | 0 | 0 | 0 | 0 | 0 | 0 | 0 | 0 | 0 | 0 | 0 | 0 | 0 | 0 | 0 | 0 | 0 | 0 | 0 | 0 | 0 | 0 | 0 | 0 | 0 | 0 | 0 | 0 | 0 | 0 | 0
| Falling Short | Non-domestic | gas | DH | Annuals | TWh | 0 | 0 | 0 | 0 | 0 | 0 | 0 | 0 | 0 | 0 | 0 | 0 | 0 | 0 | 0 | 0 | 0 | 0 | 0 | 0 | 0 | 0 | 0 | 0 | 0 | 0 | 0 | 0 | 0 | 0 | 0
| Falling Short | Non-domestic | gas | Gas boiler | Annuals | TWh | 80.5724 | 81.3402 | 82.1322 | 82.927 | 83.7122 | 84.4879 | 85.2533 | 85.8641 | 86.479 | 87.0982 | 87.7211 | 88.3482 | 88.8154 | 89.2755 | 89.7287 | 90.1752 | 90.3537 | 90.3551 | 90.1862 | 89.8583 | 89.4183 | 88.8709 | 88.4356 | 87.9708 | 87.4755 | 86.9524 | 86.4068 | 85.9708 | 85.4949 | 84.9727 | 84.371
| Falling Short | Non-domestic | gas | Gas CHP | Annuals | TWh | 8.9735 | 8.3753 | 7.7771 | 7.1788 | 6.5806 | 5.9824 | 5.3841 | 4.7859 | 4.1877 | 3.5894 | 2.9912 | 2.3929 | 1.7947 | 1.1965 | 0.59824 | 0 | 0 | 0 | 0 | 0 | 0 | 0 | 0 | 0 | 0 | 0 | 0 | 0 | 0 | 0 | 0
| Falling Short | Domestic | gas | DH | Peak-1in20 | GW | 0 | 0 | 0 | 0 | 0 | 0 | 0 | 0 | 0 | 0 | 0 | 0 | 0 | 0 | 0 | 0 | 0 | 0 | 0 | 0 | 0 | 0 | 0 | 0 | 0 | 0 | 0 | 0 | 0 | 0 | 0
| Falling Short | Domestic | gas | Gas boiler | Peak-1in20 | GW | 174.0292 | 173.46 | 172.7978 | 172.1288 | 171.453 | 170.7696 | 170.0017 | 168.6931 | 167.2527 | 165.6506 | 163.8516 | 161.8273 | 159.3455 | 156.5681 | 153.4523 | 149.9603 | 146.6133 | 143.074 | 139.1347 | 134.7467 | 129.9462 | 124.7545 | 120.0594 | 115.4322 | 110.8931 | 106.4664 | 102.1782 | 97.4929 | 91.7752 | 85.4186 | 78.5617
| Falling Short | Domestic | gas | Gas CHP | Peak-1in20 | GW | 0 | 0 | 0 | 0 | 0 | 0 | 0 | 0 | 0 | 0 | 0 | 0 | 0 | 0 | 0 | 0 | 0 | 0 | 0 | 0 | 0 | 0 | 0 | 0 | 0 | 0 | 0 | 0 | 0 | 0 | 0
| Falling Short | Non-domestic | gas | DH | Peak-1in20 | GW | 0 | 0 | 0 | 0 | 0 | 0 | 0 | 0 | 0 | 0 | 0 | 0 | 0 | 0 | 0 | 0 | 0 | 0 | 0 | 0 | 0 | 0 | 0 | 0 | 0 | 0 | 0 | 0 | 0 | 0 | 0
| Falling Short | Non-domestic | gas | Gas boiler | Peak-1in20 | GW | 23.6665 | 23.7422 | 23.8221 | 23.8999 | 23.9721 | 24.0386 | 24.1116 | 24.1386 | 24.1646 | 24.1897 | 24.2138 | 24.2441 | 24.2287 | 24.2099 | 24.1878 | 24.1623 | 24.2115 | 24.2132 | 24.1693 | 24.0827 | 23.9661 | 23.8191 | 23.7022 | 23.5773 | 23.4443 | 23.3038 | 23.1603 | 23.0462 | 22.9213 | 22.784 | 22.6253
| Falling Short | Non-domestic | gas | Gas CHP | Peak-1in20 | GW | 0 | 0 | 0 | 0 | 0 | 0 | 0 | 0 | 0 | 0 | 0 | 0 | 0 | 0 | 0 | 0 | 0 | 0 | 0 | 0 | 0 | 0 | 0 | 0 | 0 | 0 | 0 | 0 | 0 | 0 | 0
| Falling Short | Domestic | hydrogen | DH | Annuals | TWh | 0 | 0 | 0 | 0 | 0 | 0 | 0 | 0 | 0 | 0 | 0 | 0 | 0 | 0 | 0 | 0 | 0 | 0 | 0 | 0 | 0 | 0 | 0 | 0 | 0 | 0 | 0 | 0 | 0 | 0 | 0
| Falling Short | Domestic | hydrogen | Gas boiler | Annuals | TWh | 0 | 0 | 0 | 0 | 0 | 0 | 0 | 0 | 0 | 0 | 0 | 0 | 0 | 0 | 0 | 0 | 0 | 0 | 0 | 0 | 0 | 0 | 0 | 0 | 0 | 0 | 0 | 0 | 0 | 0 | 0
| Falling Short | Domestic | hydrogen | Hybrid (ASHP + Hydrogen boiler) | Annuals | TWh | 0 | 0 | 0 | 0 | 0 | 0 | 0 | 0 | 0 | 0 | 0 | 0 | 0 | 0 | 0 | 0 | 0 | 0 | 0 | 0 | 0 | 0 | 0 | 0 | 0 | 0 | 0 | 0 | 0 | 0 | 0
| Falling Short | Domestic | hydrogen | Hydrogen boiler | Annuals | TWh | 0 | 0 | 0 | 0 | 0 | 0 | 0 | 0 | 0 | 0 | 0 | 0 | 0 | 0 | 0 | 0 | 0 | 0 | 0 | 0 | 0 | 0 | 0 | 0 | 0 | 0 | 0 | 0 | 0 | 0 | 0
| Falling Short | Non-domestic | hydrogen | DH | Annuals | TWh | 0 | 0 | 0 | 0 | 0 | 0 | 0 | 0 | 0 | 0 | 0 | 0 | 0 | 0 | 0 | 0 | 0 | 0 | 0 | 0 | 0 | 0 | 0 | 0 | 0 | 0 | 0 | 0 | 0 | 0 | 0
| Falling Short | Non-domestic | hydrogen | Gas boiler | Annuals | TWh | 0 | 0 | 0 | 0 | 0 | 0 | 0 | 0 | 0 | 0 | 0 | 0 | 0 | 0 | 0 | 0 | 0 | 0 | 0 | 0 | 0 | 0 | 0 | 0 | 0 | 0 | 0 | 0 | 0 | 0 | 0
| Falling Short | Non-domestic | hydrogen | Gas CHP | Annuals | TWh | 0 | 0 | 0 | 0 | 0 | 0 | 0 | 0 | 0 | 0 | 0 | 0 | 0 | 0 | 0 | 0 | 0 | 0 | 0 | 0 | 0 | 0 | 0 | 0 | 0 | 0 | 0 | 0 | 0 | 0 | 0
| Falling Short | Non-domestic | hydrogen | Hybrid (ASHP + Hydrogen boiler) | Annuals | TWh | 0 | 0 | 0 | 0 | 0 | 0 | 0 | 0 | 0 | 0 | 0 | 0 | 0 | 0 | 0 | 0 | 0 | 0 | 0 | 0 | 0 | 0 | 0 | 0 | 0 | 0 | 0 | 0 | 0 | 0 | 0
| Falling Short | Non-domestic | hydrogen | Hydrogen boiler | Annuals | TWh | 0 | 0 | 0 | 0 | 0 | 0 | 0 | 0 | 0 | 0 | 0 | 0 | 0 | 0 | 0 | 0 | 0 | 0 | 0 | 0 | 0 | 0 | 0 | 0 | 0 | 0 | 0 | 0 | 0 | 0 | 0
| Falling Short | Domestic | hydrogen | DH | Peak-1in20 | GW | 0 | 0 | 0 | 0 | 0 | 0 | 0 | 0 | 0 | 0 | 0 | 0 | 0 | 0 | 0 | 0 | 0 | 0 | 0 | 0 | 0 | 0 | 0 | 0 | 0 | 0 | 0 | 0 | 0 | 0 | 0
| Falling Short | Domestic | hydrogen | Gas boiler | Peak-1in20 | GW | 0 | 0 | 0 | 0 | 0 | 0 | 0 | 0 | 0 | 0 | 0 | 0 | 0 | 0 | 0 | 0 | 0 | 0 | 0 | 0 | 0 | 0 | 0 | 0 | 0 | 0 | 0 | 0 | 0 | 0 | 0
| Falling Short | Domestic | hydrogen | Gas CHP | Peak-1in20 | GW | 0 | 0 | 0 | 0 | 0 | 0 | 0 | 0 | 0 | 0 | 0 | 0 | 0 | 0 | 0 | 0 | 0 | 0 | 0 | 0 | 0 | 0 | 0 | 0 | 0 | 0 | 0 | 0 | 0 | 0 | 0
| Falling Short | Domestic | hydrogen | Hybrid (ASHP + Hydrogen boiler) | Peak-1in20 | GW | 0 | 0 | 0 | 0 | 0 | 0 | 0 | 0 | 0 | 0 | 0 | 0 | 0 | 0 | 0 | 0 | 0 | 0 | 0 | 0 | 0 | 0 | 0 | 0 | 0 | 0 | 0 | 0 | 0 | 0 | 0
| Falling Short | Domestic | hydrogen | Hydrogen boiler | Peak-1in20 | GW | 0 | 0 | 0 | 0 | 0 | 0 | 0 | 0 | 0 | 0 | 0 | 0 | 0 | 0 | 0 | 0 | 0 | 0 | 0 | 0 | 0 | 0 | 0 | 0 | 0 | 0 | 0 | 0 | 0 | 0 | 0
| Falling Short | Non-domestic | hydrogen | DH | Peak-1in20 | GW | 0 | 0 | 0 | 0 | 0 | 0 | 0 | 0 | 0 | 0 | 0 | 0 | 0 | 0 | 0 | 0 | 0 | 0 | 0 | 0 | 0 | 0 | 0 | 0 | 0 | 0 | 0 | 0 | 0 | 0 | 0
| Falling Short | Non-domestic | hydrogen | Gas boiler | Peak-1in20 | GW | 0 | 0 | 0 | 0 | 0 | 0 | 0 | 0 | 0 | 0 | 0 | 0 | 0 | 0 | 0 | 0 | 0 | 0 | 0 | 0 | 0 | 0 | 0 | 0 | 0 | 0 | 0 | 0 | 0 | 0 | 0
| Falling Short | Non-domestic | hydrogen | Gas CHP | Peak-1in20 | GW | 0 | 0 | 0 | 0 | 0 | 0 | 0 | 0 | 0 | 0 | 0 | 0 | 0 | 0 | 0 | 0 | 0 | 0 | 0 | 0 | 0 | 0 | 0 | 0 | 0 | 0 | 0 | 0 | 0 | 0 | 0
| Falling Short | Non-domestic | hydrogen | Hybrid (ASHP + Hydrogen boiler) | Peak-1in20 | GW | 0 | 0 | 0 | 0 | 0 | 0 | 0 | 0 | 0 | 0 | 0 | 0 | 0 | 0 | 0 | 0 | 0 | 0 | 0 | 0 | 0 | 0 | 0 | 0 | 0 | 0 | 0 | 0 | 0 | 0 | 0
| Falling Short | Non-domestic | hydrogen | Hydrogen boiler | Peak-1in20 | GW | 0 | 0 | 0 | 0 | 0 | 0 | 0 | 0 | 0 | 0 | 0 | 0 | 0 | 0 | 0 | 0 | 0 | 0 | 0 | 0 | 0 | 0 | 0 | 0 | 0 | 0 | 0 | 0 | 0 | 0 | 0
| Falling Short | Domestic | other | Community | Annuals | TWh | 1.4515 | 1.444 | 1.4337 | 1.4252 | 1.4179 | 1.4111 | 1.4046 | 1.398 | 1.3909 | 1.383 | 1.3733 | 1.3603 | 1.347 | 1.3335 | 1.3197 | 1.3057 | 1.299 | 1.2941 | 1.2864 | 1.2767 | 1.2652 | 1.2524 | 1.2411 | 1.2312 | 1.2233 | 1.2183 | 1.2177 | 1.2176 | 1.2179 | 1.2187 | 1.2199
| Falling Short | Domestic | other | Gas CHP | Annuals | TWh | 0 | 0 | 0 | 0 | 0 | 0 | 0 | 0 | 0 | 0 | 0 | 0 | 0 | 0 | 0 | 0 | 0 | 0 | 0 | 0 | 0 | 0 | 0 | 0 | 0 | 0 | 0 | 0 | 0 | 0 | 0
| Falling Short | Domestic | other | Oil boiler | Annuals | TWh | 29.9435 | 29.1784 | 28.3862 | 27.6423 | 26.9899 | 26.4311 | 25.6396 | 24.5504 | 23.1493 | 21.5424 | 19.8031 | 17.9942 | 16.2283 | 14.4963 | 12.7869 | 11.0914 | 10.1719 | 9.2564 | 8.2738 | 7.1787 | 5.9702 | 4.9697 | 4.2695 | 3.8808 | 3.6969 | 3.6504 | 3.6799 | 3.6189 | 3.4627 | 3.233 | 2.9699
| Falling Short | Non-domestic | other | Community | Annuals | TWh | 0.19078 | 0.32219 | 0.46228 | 0.60901 | 0.83579 | 1.2064 | 1.7306 | 2.2564 | 2.7917 | 3.3619 | 4.6427 | 5.9211 | 6.4344 | 6.8609 | 7.2403 | 7.4228 | 7.4716 | 7.5093 | 7.6512 | 7.7264 | 7.7304 | 8.2268 | 8.6842 | 9.0948 | 9.4022 | 8.8287 | 8.1704 | 8.2809 | 8.4698 | 8.696 | 9.1132
| Falling Short | Non-domestic | other | Oil boiler | Annuals | TWh | 30.289 | 28.4277 | 26.6334 | 24.9404 | 23.4647 | 22.4826 | 21.7939 | 21.0975 | 20.3246 | 19.464 | 17.8866 | 16.2738 | 15.319 | 14.4 | 13.4888 | 12.6916 | 13.4589 | 14.1456 | 14.6272 | 14.8954 | 14.6829 | 13.7768 | 12.8641 | 12.0148 | 11.2272 | 11.1608 | 11.1799 | 10.5258 | 9.818 | 9.0826 | 8.2129
| Falling Short | Domestic | other | Community | Peak-1in20 | GW | 0.79675 | 0.79262 | 0.78698 | 0.78229 | 0.77821 | 0.77448 | 0.77089 | 0.76717 | 0.76323 | 0.75885 | 0.75348 | 0.746 | 0.73838 | 0.73064 | 0.7228 | 0.7148 | 0.71068 | 0.70757 | 0.70294 | 0.6972 | 0.69053 | 0.68308 | 0.67643 | 0.67061 | 0.66585 | 0.66272 | 0.66238 | 0.66235 | 0.66253 | 0.66297 | 0.66365
| Falling Short | Domestic | other | Oil boiler | Peak-1in20 | GW | 17.5573 | 17.1081 | 16.6431 | 16.2064 | 15.8234 | 15.4953 | 15.0292 | 14.3888 | 13.5658 | 12.6224 | 11.6018 | 10.534 | 9.4931 | 8.4736 | 7.4687 | 6.4735 | 5.926 | 5.3828 | 4.8026 | 4.1593 | 3.4528 | 2.8667 | 2.4564 | 2.227 | 2.116 | 2.0839 | 2.1019 | 2.0683 | 1.9801 | 1.8498 | 1.7002
| Falling Short | Non-domestic | other | Community | Peak-1in20 | GW | 0.04718 | 0.079678 | 0.11432 | 0.15061 | 0.20669 | 0.29835 | 0.43908 | 0.58695 | 0.7441 | 0.91766 | 1.297 | 1.6596 | 1.8095 | 1.9357 | 2.0494 | 2.1079 | 2.1223 | 2.1336 | 2.1744 | 2.1963 | 2.198 | 2.3386 | 2.468 | 2.5841 | 2.6708 | 2.5073 | 2.3181 | 2.3471 | 2.3982 | 2.4599 | 2.5753
| Falling Short | Non-domestic | other | Oil boiler | Peak-1in20 | GW | 8.8852 | 8.3408 | 7.8159 | 7.3204 | 6.8886 | 6.6016 | 6.4006 | 6.1974 | 5.9715 | 5.7198 | 5.2573 | 4.7857 | 4.5072 | 4.239 | 3.9728 | 3.7399 | 3.9654 | 4.1672 | 4.3085 | 4.3869 | 4.3237 | 4.0583 | 3.7907 | 3.5417 | 3.3107 | 3.2922 | 3.2988 | 3.1067 | 2.8986 | 2.6822 | 2.4261
| Falling Short | Domestic | solar | Hybrid (ASHP + Solar thermal) | Annuals | TWh | 0 | 0 | 0 | 0 | 0 | 0 | 0 | 0 | 0 | 0 | 0 | 0 | 0 | 0 | 0 | 0 | 0 | 0 | 0 | 0 | 0 | 0 | 0 | 0 | 0 | 0 | 0 | 0 | 0 | 0 | 0
| Falling Short | Non-domestic | solar | Hybrid (ASHP + Solar thermal) | Annuals | TWh | 0 | 0 | 0 | 0 | 0 | 0 | 0 | 0 | 0 | 0 | 0 | 0 | 0 | 0 | 0 | 0 | 0 | 0 | 0 | 0 | 0 | 0 | 0 | 0 | 0 | 0 | 0 | 0 | 0 | 0 | 0
| Falling Short | Domestic | solar | Hybrid (ASHP + Solar thermal) | Peak-1in20 | GW | 0 | 0 | 0 | 0 | 0 | 0 | 0 | 0 | 0 | 0 | 0 | 0 | 0 | 0 | 0 | 0 | 0 | 0 | 0 | 0 | 0 | 0 | 0 | 0 | 0 | 0 | 0 | 0 | 0 | 0 | 0
| Falling Short | Non-domestic | solar | Hybrid (ASHP + Solar thermal) | Peak-1in20 | GW | 0 | 0 | 0 | 0 | 0 | 0 | 0 | 0 | 0 | 0 | 0 | 0 | 0 | 0 | 0 | 0 | 0 | 0 | 0 | 0 | 0 | 0 | 0 | 0 | 0 | 0 | 0 | 0 | 0 | 0 | 0
| Falling Short | Domestic |  | ASHP |  | number | 169105.8506 | 201365.9854 | 233880.934 | 270505.266 | 305886.5159 | 341615.5733 | 426060.7078 | 553255.9806 | 704916.3208 | 876956.6318 | 1061847.2066 | 1251863.1185 | 1475888.2867 | 1711734.4705 | 1965430.7905 | 2241852.9186 | 2558675.5838 | 2896479.0578 | 3244594.1684 | 3614440.0597 | 4007689.3066 | 4379042.124 | 4710093.3857 | 5017826.0216 | 5307318.6686 | 5586199.2682 | 5859012.1115 | 6167021.0424 | 6525722.332 | 6932771.3351 | 7372903.1907
| Falling Short | Domestic |  | Biofuel boiler |  | number | 0 | 22028.642 | 37331.2236 | 46984.5132 | 53483.99 | 58817.525 | 68214.3538 | 77981.2252 | 88027.6215 | 98400.5672 | 108612.2122 | 118656.2406 | 127109.1204 | 134761.0025 | 142174.6843 | 149590.2701 | 135512.4397 | 128036.9142 | 126191.8105 | 127704.3568 | 131397.8689 | 135264.1577 | 138659.5202 | 141812.4132 | 145346.0403 | 149513.6847 | 154176.8743 | 173137.7555 | 193059.7948 | 213837.0572 | 235209.7633
| Falling Short | Domestic |  | Biomass boiler |  | number | 0 | 889.5829 | 1846.7133 | 2798.4712 | 3749.0735 | 4697.5047 | 5959.2561 | 7411.8673 | 9037.3189 | 10803.2788 | 12662.5546 | 14542.7341 | 16506.9149 | 18569.9179 | 20732.9965 | 22997.8821 | 24558.6952 | 26099.8908 | 27687.7603 | 29319.0256 | 30956.1286 | 32284.7894 | 33428.8097 | 34400.2626 | 35242.427 | 36006.3933 | 36749.8022 | 37403.3083 | 37903.395 | 38189.8504 | 38242.5093
| Falling Short | Domestic |  | Biomass CHP |  | number | 0 | 0 | 0 | 0 | 0 | 0 | 0 | 0 | 0 | 0 | 0 | 0 | 0 | 0 | 0 | 0 | 0 | 0 | 0 | 0 | 0 | 0 | 0 | 0 | 0 | 0 | 0 | 0 | 0 | 0 | 0
| Falling Short | Domestic |  | Community |  | number | 205837.2415 | 205646.9372 | 205114.0847 | 204804.7468 | 204622.1816 | 204512.0465 | 204440.0474 | 204352.2418 | 204240.9836 | 204091.0909 | 203863.588 | 203497.7768 | 203115.3508 | 202718.2066 | 202306.6989 | 201879.7392 | 201627.5976 | 201674.8831 | 201457.3276 | 201072.588 | 200548.3472 | 199912.1486 | 199375.8864 | 198933.4321 | 198578.2211 | 198351.9133 | 198315.3091 | 198302.531 | 198309.3499 | 198336.3972 | 198380.8988
| Falling Short | Domestic |  | DH |  | number | 514005.7585 | 535869.2225 | 577915.5758 | 619768.7774 | 660796.2816 | 700333.1826 | 730499.9004 | 761437.074 | 794946.3654 | 832420.43 | 875486.5593 | 926323.8577 | 985653.0792 | 1056436.6415 | 1140635.9992 | 1239408.9105 | 1340688.3991 | 1429199.5423 | 1526113.647 | 1633253.6431 | 1752840.3772 | 1896466.0908 | 2040350.5144 | 2190431.0203 | 2347042.411 | 2510162.6244 | 2677457.3688 | 2881639.1584 | 3126953.8845 | 3416635.8739 | 3735670.2967
| Falling Short | Domestic |  | Electric resistive |  | number | 690372 | 689199.9313 | 686063.9974 | 682024.6339 | 676758.5829 | 669793.6783 | 659790.0704 | 649602.413 | 639156.3099 | 628242.4185 | 616647.4675 | 604156.1005 | 592340.6005 | 581159.1054 | 570538.7613 | 560498.315 | 552179.4299 | 545406.9509 | 539150.9332 | 533758.734 | 529611.08 | 528141.9125 | 527229.9867 | 526979.4969 | 527584.3116 | 529248.4289 | 532182.6356 | 534541.4787 | 536368.4302 | 537745.7201 | 538659.0052
| Falling Short | Domestic |  | Electric storage |  | number | 1665206.8047 | 1661388.8385 | 1653742.8412 | 1644320.2076 | 1632930.1608 | 1619542.1436 | 1596268.9372 | 1572175.3331 | 1547205.0913 | 1520990.3461 | 1493337.1384 | 1464188.2557 | 1435056.8318 | 1405945.7864 | 1376865.7819 | 1347790.7309 | 1322508.1593 | 1300421.5559 | 1279445.1381 | 1259783.3008 | 1241488.8301 | 1232477.5598 | 1224924.5003 | 1218865.634 | 1214725.5481 | 1212707.4596 | 1212885.3793 | 1213242.9634 | 1213787.4221 | 1214534.0788 | 1215490.7221
| Falling Short | Domestic |  | Gas boiler |  | number | 23939318 | 24009540.7873 | 24070226.1877 | 24130034.568 | 24188961.4783 | 24246932.6606 | 24285406.2521 | 24271458.9805 | 24240201.6082 | 24188704.4187 | 24116751.8949 | 24024046.1284 | 23868010.4284 | 23679782.5852 | 23451543.9747 | 23177295.5335 | 22785204.8852 | 22366381.8689 | 21880116.7297 | 21310114.6496 | 20671508.7386 | 19973809.8333 | 19318144.365 | 18665685.952 | 18018557.0944 | 17376386.8074 | 16740156.8673 | 16032466.6543 | 15098064.0189 | 14038226.9472 | 12879016.2901
| Falling Short | Domestic |  | Gas CHP |  | number | 0 | 0 | 0 | 0 | 0 | 0 | 0 | 0 | 0 | 0 | 0 | 0 | 0 | 0 | 0 | 0 | 0 | 0 | 0 | 0 | 0 | 0 | 0 | 0 | 0 | 0 | 0 | 0 | 0 | 0 | 0
| Falling Short | Domestic |  | GSHP |  | number | 51859.1264 | 71379.3153 | 91027.3533 | 110787.5945 | 130629.8453 | 150572.9617 | 171013.5249 | 210230.0947 | 249674.9521 | 289286.3252 | 330200.16 | 373191.0777 | 430573.3627 | 489523.1455 | 550315.4055 | 613089.0348 | 700912.5287 | 788721.5432 | 911473.262 | 1077455.1492 | 1266700.2947 | 1470316.6409 | 1673216.1616 | 1883507.5953 | 2098610.1548 | 2315764.974 | 2537663.6726 | 2758336.3757 | 3117751.337 | 3512539.8958 | 3941553.0577
| Falling Short | Domestic |  | Hybrid (ASHP + Biofuel boiler) |  | number | 0 | 403.1099 | 903.2154 | 1489.4435 | 2201.8988 | 3050.1623 | 6934.1596 | 11311.4094 | 16478.0913 | 23035.7447 | 31794.5599 | 43142.1721 | 54606.1804 | 66175.9231 | 77849.0213 | 89585.9541 | 100993.6467 | 112996.7694 | 125578.6602 | 138721.4622 | 152325.4685 | 167801.8155 | 182338.4587 | 195596.5323 | 206935.2646 | 215422.2944 | 220619.2406 | 229545.3303 | 238403.0914 | 247177.9086 | 255950.1381
| Falling Short | Domestic |  | Hybrid (ASHP + Electric resistive) |  | number | 0 | 1597.4369 | 3599.705 | 5916.324 | 8786.9145 | 12143.8503 | 23590.0575 | 36655.6376 | 52326.0302 | 73144.2622 | 101682.9431 | 140243.9018 | 181889.8407 | 227984.5157 | 279243.5646 | 336222.5305 | 420153.1546 | 512768.8302 | 616642.5451 | 732479.0033 | 859797.7331 | 994972.1527 | 1117235.4855 | 1233850.7212 | 1342223.6914 | 1439715.3223 | 1523273.56 | 1597393.1918 | 1675212.2033 | 1755258.0226 | 1839195.9588
| Falling Short | Domestic |  | Hybrid (ASHP + Hydrogen boiler) |  | number | 0 | 0 | 0 | 0 | 0 | 0 | 0 | 0 | 0 | 0 | 0 | 0 | 0 | 0 | 0 | 0 | 0 | 0 | 0 | 0 | 0 | 0 | 0 | 0 | 0 | 0 | 0 | 0 | 0 | 0 | 0
| Falling Short | Domestic |  | Hybrid (ASHP + Solar thermal) |  | number | 0 | 0 | 0 | 0 | 0 | 0 | 0 | 0 | 0 | 0 | 0 | 0 | 0 | 0 | 0 | 0 | 0 | 0 | 0 | 0 | 0 | 0 | 0 | 0 | 0 | 0 | 0 | 0 | 0 | 0 | 0
| Falling Short | Domestic |  | Hydrogen boiler |  | number | 0 | 0 | 0 | 0 | 0 | 0 | 0 | 0 | 0 | 0 | 0 | 0 | 0 | 0 | 0 | 0 | 0 | 0 | 0 | 0 | 0 | 0 | 0 | 0 | 0 | 0 | 0 | 0 | 0 | 0 | 0
| Falling Short | Domestic |  | Oil boiler |  | number | 1526332 | 1486506.3473 | 1447943.6598 | 1413940.3003 | 1388347.2781 | 1368922.2672 | 1326535.6436 | 1272620.0087 | 1206060.9275 | 1129975.4613 | 1046944.0458 | 959758.3214 | 876639.0436 | 796377.0947 | 717310.0711 | 638515.2855 | 599491.9399 | 558098.0078 | 511613.1872 | 455742.5521 | 392759.7058 | 350914.0088 | 320185.5147 | 301072.8624 | 290577.4657 | 287041.483 | 287807.1872 | 281049.5734 | 266323.4592 | 246384.9864 | 225145.5972
| Falling Short | Non-domestic |  |  |  | number | 0 | 0 | 0 | 0 | 0 | 0 | 0 | 0 | 0 | 0 | 0 | 0 | 0 | 0 | 0 | 0 | 0 | 0 | 0 | 0 | 0 | 0 | 0 | 0 | 0 | 0 | 0 | 0 | 0 | 0 | 0
| Falling Short | Non-domestic |  |  |  | number | 0 | 0 | 0 | 0 | 0 | 0 | 0 | 0 | 0 | 0 | 0 | 0 | 0 | 0 | 0 | 0 | 0 | 0 | 0 | 0 | 0 | 0 | 0 | 0 | 0 | 0 | 0 | 0 | 0 | 0 | 0
| Falling Short | Non-domestic |  | ASHP |  | number | 648.0995 | 5744.6986 | 10691.8759 | 15476.7192 | 19715.0541 | 23620.6286 | 27574.1765 | 32181.2528 | 36806.4299 | 41451.8927 | 46119.4011 | 50809.6314 | 56169.4054 | 61491.6116 | 66782.1206 | 72057.818 | 75110.6675 | 79184.9486 | 83742.0323 | 88941.9203 | 94544.7435 | 100772.8191 | 106153.7138 | 111537.0961 | 116906.4353 | 122235.3188 | 127564.695 | 132256.928 | 136985.3193 | 141782.9742 | 146646.6788
| Falling Short | Non-domestic |  | Biofuel boiler |  | number | 0 | 0.94943 | 1.6772 | 2.2806 | 2.8813 | 3.8693 | 4.8993 | 5.9822 | 7.0853 | 8.2107 | 9.3608 | 10.5507 | 11.735 | 12.8772 | 13.9877 | 14.9921 | 34.7462 | 52.8517 | 69.3684 | 84.353 | 97.5083 | 127.2015 | 158.2568 | 189.559 | 221.178 | 253.0832 | 285.4721 | 322.8883 | 360.9656 | 399.6058 | 439.0761
| Falling Short | Non-domestic |  | Biomass boiler |  | number | 15341.547 | 14318.7772 | 13296.0074 | 12273.2376 | 11250.4678 | 10227.698 | 9204.9282 | 8182.1584 | 7159.3886 | 6136.6188 | 5113.849 | 4091.0792 | 3068.3094 | 2045.5396 | 1022.7698 | 0 | 22.0094 | 43.8911 | 56.541 | 59.3163 | 62.0277 | 77.7983 | 91.497 | 106.0118 | 135.164 | 164.5862 | 179.6965 | 204.1612 | 223.6318 | 249.7601 | 280.1392
| Falling Short | Non-domestic |  | Biomass CHP |  | number | 0 | 0.0011788 | 0.0024044 | 0.0035002 | 0.0046554 | 0.0061079 | 0.0082351 | 0.010464 | 0.012898 | 0.015279 | 0.017633 | 0.020045 | 0.022054 | 0.024092 | 0.027034 | 0.048789 | 666.3425 | 759.6411 | 840.5495 | 1011.295 | 1140.4933 | 1188.3156 | 1227.0127 | 1279.8198 | 1336.8816 | 1392.1103 | 1424.1858 | 1447.9062 | 1468.3638 | 1491.2679 | 1513.1929
| Falling Short | Non-domestic |  | Community |  | number | 1390.3966 | 2420.3708 | 3520.7003 | 4663.031 | 6382.4361 | 9241.1665 | 13472.8933 | 17796.5527 | 22222.6627 | 26876.6977 | 33018.0707 | 39357.2398 | 43325.5365 | 46672.402 | 49641.9725 | 51424.5896 | 52248.655 | 52962.457 | 54210.7953 | 54979.0723 | 55085.7961 | 55742.551 | 56178.3679 | 56384.7991 | 56140.126 | 53983.4782 | 51469.8725 | 51451.2177 | 52047.93 | 52997.7653 | 55165.5047
| Falling Short | Non-domestic |  | DH |  | number | 0 | 1763.364 | 3684.8739 | 5841.5102 | 8471.4854 | 11274.3772 | 13422.0437 | 15660.3373 | 18169.4547 | 20972.5987 | 24011.9653 | 27321.1853 | 30377.5083 | 33307.8956 | 36097.8559 | 38975.9001 | 40920.8358 | 42709.129 | 44147.3901 | 45294.7713 | 46460.0739 | 48925.9428 | 51306.4105 | 53457.5564 | 55330.2437 | 56947.2858 | 58324.7712 | 60063.2183 | 62028.013 | 64222.4439 | 66653.6656
| Falling Short | Non-domestic |  | Electric resistive |  | number | 397344.2069 | 397442.2479 | 397479.3829 | 397293.4878 | 396836.1225 | 396039.0493 | 394271.7194 | 392289.3598 | 390050.8141 | 387429.559 | 384351.9979 | 380776.0967 | 378652.7295 | 377201.7401 | 376234.7076 | 375562.4437 | 375045.9179 | 374641.7563 | 374504.4857 | 374649.5831 | 375136.2381 | 376606.7683 | 378273.147 | 380172.764 | 382464.2939 | 385229.1799 | 388504.1644 | 390383.4165 | 391637.0294 | 392447.3511 | 392975.3288
| Falling Short | Non-domestic |  | Electric storage |  | number | 0 | 0 | 0 | 0 | 0 | 0 | 0 | 0 | 0 | 0 | 0 | 0 | 0 | 0 | 0 | 0 | 0.00076949 | 0.0015135 | 0.0022282 | 0.0029157 | 0.0035722 | 0.025256 | 0.046103 | 0.066254 | 0.085777 | 0.10465 | 0.12287 | 0.14244 | 0.16124 | 0.17936 | 0.19675
| Falling Short | Non-domestic |  | Gas boiler |  | number | 354035.7 | 362563.4727 | 371413.4671 | 380376.4025 | 389306.477 | 398205.0318 | 407072.3397 | 414672.4385 | 422282.5433 | 429903.2101 | 437534.677 | 445177.5 | 451601.0207 | 458000.1422 | 464376.2484 | 470725.9412 | 471245.3978 | 469924.6869 | 467268.1625 | 463583.1101 | 459040.0167 | 453696.0733 | 449411.14 | 444946.7151 | 440289.048 | 435444.8074 | 430417.2188 | 426293.5054 | 421820.088 | 416947.709 | 411268.448
| Falling Short | Non-domestic |  | Gas CHP |  | number | 23995.753 | 22396.0361 | 20796.3193 | 19196.6024 | 17596.8855 | 15997.1687 | 14397.4518 | 12797.7349 | 11198.0181 | 9598.3012 | 7998.5843 | 6398.8675 | 4799.1506 | 3199.4337 | 1599.7169 | 0 | 0 | 0 | 0 | 0 | 0 | 0 | 0 | 0 | 0 | 0 | 0 | 0 | 0 | 0 | 0
| Falling Short | Non-domestic |  | GSHP |  | number | 2002.2581 | 5510.2378 | 8891.8903 | 12269.7387 | 15356.0755 | 17875.0258 | 20416.8675 | 23612.4802 | 26825.4792 | 30057.3734 | 33311.9433 | 36589.6099 | 40293.0092 | 43962.5436 | 47600.9678 | 51267.9619 | 57225.988 | 64034.9385 | 71270.7727 | 78668.3953 | 86142.0453 | 90797.3258 | 95257.0555 | 99736.6065 | 104477.231 | 109752.5793 | 115061.7405 | 119689.0908 | 124431.991 | 129324.3078 | 134372.3168
| Falling Short | Non-domestic |  | Hybrid (ASHP + Biofuel boiler) |  | number | 0 | 435.6117 | 839.1053 | 1188.7022 | 1431.2955 | 1441.6072 | 1469.108 | 1502.2872 | 1541.2241 | 1587.7999 | 1642.4287 | 1704.2129 | 1747.9245 | 1777.7714 | 1795.0234 | 1804.8448 | 1399.6612 | 1040.6294 | 753.7003 | 596.2061 | 697.2143 | 916.2379 | 1143.604 | 1382.2917 | 1623.5778 | 1857.2189 | 2101.8014 | 2388.6069 | 2719.8632 | 3073.3982 | 3453.2498
| Falling Short | Non-domestic |  | Hybrid (ASHP + Electric resistive) |  | number | 0 | 1554.4863 | 2810.6774 | 3950.3121 | 4928.4329 | 5274.6 | 5384.172 | 5487.7669 | 5585.417 | 5677.4305 | 5764.7931 | 5847.8347 | 5977.5021 | 6180.3333 | 6476.1917 | 6944.5061 | 6772.747 | 7422.2655 | 8752.5789 | 10974.0935 | 14509.8633 | 19484.4609 | 24563.3328 | 29760.3652 | 35048.9479 | 40385.156 | 45867.0087 | 51541.408 | 57293.2277 | 63116.1501 | 68996.9854
| Falling Short | Non-domestic |  | Hybrid (ASHP + Hydrogen boiler) |  | number | 0 | 0 | 0 | 0 | 0 | 0 | 0 | 0 | 0 | 0 | 0 | 0 | 0 | 0 | 0 | 0 | 0 | 0 | 0 | 0 | 0 | 0 | 0 | 0 | 0 | 0 | 0 | 0 | 0 | 0 | 0
| Falling Short | Non-domestic |  | Hybrid (ASHP + Solar thermal) |  | number | 0 | 0 | 0 | 0 | 0 | 0 | 0 | 0 | 0 | 0 | 0 | 0 | 0 | 0 | 0 | 0 | 0 | 0 | 0 | 0 | 0 | 0 | 0 | 0 | 0 | 0 | 0 | 0 | 0 | 0 | 0
| Falling Short | Non-domestic |  | Hydrogen boiler |  | number | 0 | 0 | 0 | 0 | 0 | 0 | 0 | 0 | 0 | 0 | 0 | 0 | 0 | 0 | 0 | 0 | 0 | 0 | 0 | 0 | 0 | 0 | 0 | 0 | 0 | 0 | 0 | 0 | 0 | 0 | 0
| Falling Short | Non-domestic |  | Oil boiler |  | number | 90568.6034 | 84813.1159 | 79174.1956 | 73704.9523 | 68596.167 | 64310.3621 | 60456.7881 | 56595.8395 | 52572.4762 | 48358.1032 | 42817.5278 | 37247.5936 | 32944.3735 | 28752.7176 | 24600.248 | 21099.5961 | 22722.3656 | 24174.8304 | 24962.7541 | 25373.8093 | 24936.7011 | 23254.1151 | 21562.9602 | 20019.3893 | 18636.6336 | 18601.7432 | 18682.7073 | 17477.7724 | 16140.4833 | 14740.9599 | 12665.8952
| System Transformation | Domestic | Biofuel | Biofuel boiler | Annuals | TWh | 0 | 0.14002 | 0.5861 | 1.0827 | 1.5501 | 1.9786 | 2.3833 | 2.7372 | 3.0493 | 3.3308 | 3.5897 | 3.8083 | 4.027 | 4.2459 | 4.4646 | 4.6863 | 4.8488 | 4.7925 | 4.6395 | 4.5065 | 4.4013 | 4.3443 | 4.4126 | 4.5413 | 4.7185 | 4.9389 | 5.2264 | 5.4465 | 5.6766 | 5.9168 | 6.1509
| System Transformation | Domestic | Biofuel | Hybrid (ASHP + Biofuel boiler) | Annuals | TWh | 0 | 0.00018787 | 0.001865 | 0.0038449 | 0.0063836 | 0.0094531 | 0.01273 | 0.016789 | 0.021247 | 0.026179 | 0.031457 | 0.036316 | 0.041276 | 0.046301 | 0.051394 | 0.05739 | 0.063473 | 0.068427 | 0.072946 | 0.076846 | 0.080096 | 0.086661 | 0.091773 | 0.095716 | 0.098556 | 0.10052 | 0.1027 | 0.10486 | 0.10693 | 0.10886 | 0.10961
| System Transformation | Non-domestic | Biofuel | Biofuel boiler | Annuals | TWh | 0 | 9.159e-05 | 0.065767 | 0.15961 | 0.24769 | 0.33468 | 0.42896 | 0.51067 | 0.57983 | 0.64678 | 0.71358 | 0.77489 | 0.84124 | 0.91442 | 0.99851 | 1.09 | 1.2018 | 1.2422 | 1.255 | 1.2721 | 1.288 | 1.3007 | 1.3263 | 1.365 | 1.4063 | 1.4472 | 1.4952 | 1.5379 | 1.5724 | 1.5956 | 1.6115
| System Transformation | Non-domestic | Biofuel | Hybrid (ASHP + Biofuel boiler) | Annuals | TWh | 0 | 0.007739 | 0.012684 | 0.019118 | 0.026067 | 0.033347 | 0.040651 | 0.047331 | 0.053429 | 0.059346 | 0.065191 | 0.070472 | 0.075866 | 0.081354 | 0.087005 | 0.092734 | 0.092738 | 0.092963 | 0.092857 | 0.092158 | 0.091022 | 0.090507 | 0.090649 | 0.091521 | 0.092632 | 0.093871 | 0.095848 | 0.097653 | 0.099285 | 0.10072 | 0.10204
| System Transformation | Domestic | Biofuel | Biofuel boiler | Peak-1in20 | GW | 0 | 0.075499 | 0.33422 | 0.61741 | 0.88394 | 1.1283 | 1.3587 | 1.5601 | 1.7376 | 1.8975 | 2.0445 | 2.1691 | 2.294 | 2.4189 | 2.5438 | 2.6704 | 2.754 | 2.7131 | 2.6178 | 2.5344 | 2.4671 | 2.4185 | 2.4397 | 2.4935 | 2.5728 | 2.674 | 2.8171 | 2.9227 | 3.0326 | 3.1467 | 3.2565
| System Transformation | Domestic | Biofuel | Hybrid (ASHP + Biofuel boiler) | Peak-1in20 | GW | 0 | 0.0013001 | 0.016031 | 0.033051 | 0.054872 | 0.081258 | 0.10621 | 0.13584 | 0.16654 | 0.1986 | 0.23069 | 0.26073 | 0.28998 | 0.31815 | 0.34523 | 0.37667 | 0.40966 | 0.43415 | 0.45485 | 0.47076 | 0.48191 | 0.5045 | 0.51635 | 0.51986 | 0.51605 | 0.5067 | 0.51218 | 0.51737 | 0.5218 | 0.52541 | 0.52316
| System Transformation | Non-domestic | Biofuel | Biofuel boiler | Peak-1in20 | GW | 0 | 2.6844e-05 | 0.019091 | 0.046333 | 0.0719 | 0.097151 | 0.12411 | 0.14727 | 0.16667 | 0.1853 | 0.20376 | 0.22082 | 0.23925 | 0.25953 | 0.28282 | 0.30811 | 0.33872 | 0.3491 | 0.35166 | 0.35541 | 0.35882 | 0.3619 | 0.36852 | 0.3788 | 0.38976 | 0.40058 | 0.41356 | 0.42502 | 0.43421 | 0.4403 | 0.44431
| System Transformation | Non-domestic | Biofuel | Hybrid (ASHP + Biofuel boiler) | Peak-1in20 | GW | 0 | 0.0045193 | 0.0060493 | 0.0091179 | 0.012432 | 0.015904 | 0.019006 | 0.021685 | 0.023977 | 0.026076 | 0.028031 | 0.02997 | 0.031907 | 0.033832 | 0.035772 | 0.037691 | 0.037164 | 0.036724 | 0.036153 | 0.035355 | 0.0344 | 0.034255 | 0.034359 | 0.034739 | 0.035212 | 0.035734 | 0.036578 | 0.037361 | 0.03808 | 0.038726 | 0.039333
| System Transformation | Domestic | biomass | Biomass boiler | Annuals | TWh | 0 | 0.011035 | 0.034016 | 0.060432 | 0.086353 | 0.11243 | 0.13841 | 0.16476 | 0.19127 | 0.21838 | 0.24957 | 0.27767 | 0.29661 | 0.31103 | 0.3241 | 0.34264 | 0.35001 | 0.33811 | 0.34414 | 0.36898 | 0.41829 | 0.47191 | 0.52526 | 0.57685 | 0.62572 | 0.67141 | 0.72501 | 0.78849 | 0.85745 | 0.92921 | 0.99624
| System Transformation | Domestic | biomass | Biomass CHP | Annuals | TWh | 0 | 0 | 0 | 0 | 0 | 0 | 0 | 0 | 0 | 0 | 0 | 0 | 0 | 0 | 0 | 0 | 0 | 0 | 0 | 0 | 0 | 0 | 0 | 0 | 0 | 0 | 0 | 0 | 0 | 0 | 0
| System Transformation | Domestic | biomass | DH | Annuals | TWh | 0 | 0 | 0 | 0 | 0 | 0 | 0 | 0 | 0 | 0 | 0 | 0 | 0 | 0 | 0 | 0 | 0 | 0 | 0 | 0 | 0 | 0 | 0 | 0 | 0 | 0 | 0 | 0 | 0 | 0 | 0
| System Transformation | Non-domestic | biomass | Biomass boiler | Annuals | TWh | 3.1704 | 2.9591 | 2.7475 | 2.5362 | 2.3248 | 2.1135 | 1.9099 | 1.8893 | 1.879 | 1.8588 | 1.8248 | 1.7528 | 1.6866 | 1.6257 | 1.5822 | 1.5384 | 1.6018 | 1.7612 | 1.935 | 2.1107 | 2.2811 | 2.4535 | 2.4456 | 2.4305 | 2.4233 | 2.4278 | 2.4664 | 2.4954 | 2.5147 | 2.5172 | 2.5173
| System Transformation | Non-domestic | biomass | Biomass CHP | Annuals | TWh | 0 | 5.4217e-08 | 2.3622e-06 | 8.2918e-06 | 1.4934e-05 | 2.2956e-05 | 3.3048e-05 | 0.00060585 | 0.24645 | 0.59533 | 0.91708 | 1.1689 | 1.4422 | 1.6726 | 1.7383 | 1.7388 | 1.7564 | 1.7651 | 1.7668 | 1.7775 | 1.8181 | 2.1172 | 2.4214 | 2.48 | 2.4384 | 2.4162 | 2.4595 | 2.4781 | 2.5313 | 2.7451 | 3.0258
| System Transformation | Non-domestic | biomass | DH | Annuals | TWh | 0 | 0 | 0 | 0 | 0 | 0 | 0 | 0 | 0 | 0 | 0 | 0 | 0 | 0 | 0 | 0 | 0 | 0 | 0 | 0 | 0 | 0 | 0 | 0 | 0 | 0 | 0 | 0 | 0 | 0 | 0
| System Transformation | Domestic | biomass | Biomass boiler | Peak-1in20 | GW | 0 | 0.0061964 | 0.01867 | 0.033168 | 0.047394 | 0.061705 | 0.075967 | 0.090427 | 0.10498 | 0.11986 | 0.13697 | 0.15248 | 0.16296 | 0.17098 | 0.17825 | 0.18855 | 0.1931 | 0.18701 | 0.19082 | 0.20511 | 0.23311 | 0.2637 | 0.2943 | 0.32408 | 0.35248 | 0.37923 | 0.40988 | 0.44618 | 0.48565 | 0.52677 | 0.56529
| System Transformation | Domestic | biomass | Biomass CHP | Peak-1in20 | GW | 0 | 0 | 0 | 0 | 0 | 0 | 0 | 0 | 0 | 0 | 0 | 0 | 0 | 0 | 0 | 0 | 0 | 0 | 0 | 0 | 0 | 0 | 0 | 0 | 0 | 0 | 0 | 0 | 0 | 0 | 0
| System Transformation | Domestic | biomass | DH | Peak-1in20 | GW | 0 | 0 | 0 | 0 | 0 | 0 | 0 | 0 | 0 | 0 | 0 | 0 | 0 | 0 | 0 | 0 | 0 | 0 | 0 | 0 | 0 | 0 | 0 | 0 | 0 | 0 | 0 | 0 | 0 | 0 | 0
| System Transformation | Non-domestic | biomass | Biomass boiler | Peak-1in20 | GW | 0.91753 | 0.85636 | 0.33528 | 0.30949 | 0.2837 | 0.25791 | 0.23307 | 0.23055 | 0.22929 | 0.22683 | 0.22268 | 0.27253 | 0.31867 | 0.36155 | 0.40479 | 0.44505 | 0.4625 | 0.50756 | 0.55656 | 0.60591 | 0.65354 | 0.70046 | 0.69569 | 0.68893 | 0.68442 | 0.6832 | 0.69134 | 0.69671 | 0.69932 | 0.69724 | 0.69449
| System Transformation | Non-domestic | biomass | Biomass CHP | Peak-1in20 | GW | 0 | 1.5996e-08 | 6.8327e-07 | 2.3985e-06 | 4.3198e-06 | 6.6403e-06 | 9.5539e-06 | 0.00017505 | 0.071166 | 0.17181 | 0.26452 | 0.33699 | 0.41558 | 0.48175 | 0.50041 | 0.50031 | 0.50469 | 0.50652 | 0.50631 | 0.50869 | 0.51963 | 0.60543 | 0.69281 | 0.70998 | 0.69845 | 0.69247 | 0.70477 | 0.71001 | 0.72514 | 0.78627 | 0.86654
| System Transformation | Non-domestic | biomass | DH | Peak-1in20 | GW | 0 | 0 | 0 | 0 | 0 | 0 | 0 | 0 | 0 | 0 | 0 | 0 | 0 | 0 | 0 | 0 | 0 | 0 | 0 | 0 | 0 | 0 | 0 | 0 | 0 | 0 | 0 | 0 | 0 | 0 | 0
| System Transformation | Domestic | biomethane | DH | Annuals | TWh | 1.2108 | 1.3369 | 0.14507 | 0.1498 | 0.15405 | 0.10617 | 0.10709 | 0.10906 | 0.11209 | 0.11533 | 0.079667 | 0.08255 | 0.087277 | 0.094057 | 0.10293 | 0.12224 | 0.15406 | 0.19327 | 0.23303 | 0.27313 | 0.31275 | 0.3497 | 0.38721 | 0.42167 | 0.45344 | 0.48105 | 0.50715 | 0.53051 | 0.55144 | 0.56996 | 0.57758
| System Transformation | Non-domestic | biomethane | DH | Annuals | TWh | 0 | 0.10675 | 0.020314 | 0.030273 | 0.04057 | 0.029027 | 0.035757 | 0.046411 | 0.062475 | 0.080066 | 0.088245 | 0.098182 | 0.10802 | 0.11778 | 0.12756 | 0.13721 | 0.14367 | 0.15066 | 0.15815 | 0.1655 | 0.17094 | 0.1779 | 0.18089 | 0.17867 | 0.17489 | 0.17105 | 0.173 | 0.17546 | 0.17837 | 0.18147 | 0.18476
| System Transformation | Domestic | biomethane | DH | Peak-1in20 | GW | 0 | 0.2927 | 0.25817 | 0.4004 | 0.54969 | 0.70465 | 0.75687 | 0.81697 | 0.88712 | 0.96365 | 1.0507 | 1.1127 | 1.2014 | 1.3211 | 1.4734 | 1.778 | 2.1861 | 2.6785 | 3.1566 | 3.6171 | 4.0489 | 4.4821 | 4.9128 | 5.2958 | 5.6378 | 5.922 | 6.2184 | 6.479 | 6.7083 | 6.9073 | 6.9755
| System Transformation | Non-domestic | biomethane | DH | Peak-1in20 | GW | 0 | 0.082608 | 0.078446 | 0.11581 | 0.15426 | 0.19317 | 0.23697 | 0.30581 | 0.41087 | 0.52732 | 0.6444 | 0.71274 | 0.77926 | 0.844 | 0.9079 | 0.96972 | 0.98712 | 1.005 | 1.0227 | 1.0362 | 1.0462 | 1.0776 | 1.0855 | 1.0617 | 1.0278 | 0.99324 | 0.9998 | 1.0091 | 1.0208 | 1.0334 | 1.047
| System Transformation | Domestic | dh_heat | DH | Annuals | TWh | 4.4511 | 4.9643 | 5.0024 | 5.1723 | 5.3255 | 5.4615 | 5.566 | 5.7154 | 5.918 | 6.1433 | 6.4137 | 6.6444 | 7.0219 | 7.5603 | 8.2603 | 9.7681 | 12.2563 | 15.33 | 18.4512 | 21.6034 | 24.7213 | 27.6275 | 30.5743 | 33.2793 | 35.777 | 37.954 | 40.0177 | 41.8677 | 43.5304 | 45.0085 | 45.6437
| System Transformation | Non-domestic | dh_heat | DH | Annuals | TWh | 0 | 0.42387 | 0.81964 | 1.2101 | 1.6118 | 2.0183 | 2.4661 | 3.1699 | 4.2419 | 5.4227 | 6.6007 | 7.3584 | 8.1092 | 8.8534 | 9.6008 | 10.3382 | 10.8434 | 11.3854 | 11.9611 | 12.5246 | 13.0823 | 13.6276 | 13.8855 | 13.7375 | 13.4551 | 13.1572 | 13.3039 | 13.4882 | 13.7068 | 13.94 | 14.1876
| System Transformation | Domestic | electricity | ASHP | Annuals | TWh | 1.5336 | 1.702 | 1.6117 | 1.7742 | 1.9471 | 2.1229 | 2.2928 | 2.4802 | 2.6614 | 2.839 | 3.0153 | 3.1732 | 3.2736 | 3.3818 | 3.5015 | 3.6751 | 3.9521 | 4.1859 | 4.4238 | 4.6658 | 4.9182 | 5.2332 | 5.5711 | 6.0178 | 6.625 | 7.412 | 8.3105 | 9.2557 | 10.2093 | 11.16 | 12.0545
| System Transformation | Domestic | electricity | DH | Annuals | TWh | 1.2865 | 1.438 | 1.8244 | 1.8858 | 1.9412 | 1.8565 | 1.8919 | 1.9426 | 2.0114 | 2.088 | 2.0394 | 2.1124 | 2.232 | 2.4025 | 2.624 | 3.1006 | 3.8872 | 4.8594 | 5.8467 | 6.8439 | 7.8304 | 8.7499 | 9.6817 | 10.5369 | 11.3267 | 12.0153 | 12.6686 | 13.2543 | 13.7808 | 14.2492 | 14.4516
| System Transformation | Domestic | electricity | Electric resistive | Annuals | TWh | 5.6157 | 5.5969 | 5.529 | 5.4469 | 5.3559 | 5.2494 | 5.1264 | 5.004 | 4.8824 | 4.7615 | 4.6382 | 4.4442 | 4.2474 | 4.0473 | 3.8434 | 3.6355 | 3.4372 | 3.2244 | 3.0253 | 2.8338 | 2.653 | 2.4862 | 2.3193 | 2.1519 | 1.9833 | 1.8152 | 1.7179 | 1.6222 | 1.5281 | 1.4365 | 1.3475
| System Transformation | Domestic | electricity | GSHP | Annuals | TWh | 0.29385 | 0.37363 | 0.37063 | 0.43651 | 0.5052 | 0.57838 | 0.68681 | 0.8286 | 0.97882 | 1.143 | 1.321 | 1.4759 | 1.573 | 1.6615 | 1.744 | 1.833 | 1.9267 | 2.0239 | 2.1213 | 2.2194 | 2.3174 | 2.3608 | 2.3969 | 2.4427 | 2.5041 | 2.5893 | 2.6817 | 2.7491 | 2.8301 | 2.9197 | 3.0142
| System Transformation | Domestic | electricity | Hybrid (ASHP + Biofuel boiler) | Annuals | TWh | 0 | 0.002914 | 0.034592 | 0.071691 | 0.1188 | 0.17322 | 0.22892 | 0.29179 | 0.35131 | 0.41179 | 0.47324 | 0.52766 | 0.58287 | 0.63857 | 0.6948 | 0.7556 | 0.81876 | 0.86415 | 0.9012 | 0.92696 | 0.94271 | 0.96385 | 0.97332 | 0.98049 | 0.98396 | 0.98431 | 0.99263 | 1.0009 | 1.0093 | 1.0178 | 1.0185
| System Transformation | Domestic | electricity | Hybrid (ASHP + Electric resistive) | Annuals | TWh | 0 | 0.010884 | 0.10867 | 0.21068 | 0.32252 | 0.44174 | 0.55797 | 0.67695 | 0.79071 | 0.90365 | 1.019 | 1.1151 | 1.2138 | 1.3151 | 1.4204 | 1.5517 | 1.7659 | 1.9009 | 2.0322 | 2.1594 | 2.2865 | 2.4527 | 2.61 | 2.8199 | 3.0992 | 3.5041 | 4.0915 | 4.7003 | 5.3411 | 6.0211 | 6.7177
| System Transformation | Domestic | electricity | Hybrid (ASHP + Hydrogen boiler) | Annuals | TWh | 0 | 0 | 0 | 0 | 0 | 0 | 0 | 0 | 0 | 0 | 0 | 0.044468 | 0.094203 | 0.15133 | 0.21874 | 0.33489 | 1.5592 | 2.9879 | 4.4489 | 5.9202 | 7.402 | 8.8392 | 10.3315 | 11.7963 | 13.1728 | 14.3991 | 15.4626 | 16.4806 | 17.4672 | 18.42 | 19.2983
| System Transformation | Domestic | electricity | Hybrid (ASHP + Solar thermal) | Annuals | TWh | 0 | 0 | 0 | 0 | 0 | 0 | 0 | 0 | 0 | 0 | 0 | 0 | 0 | 0 | 0 | 0 | 0 | 0 | 0 | 0 | 0 | 0 | 0 | 0 | 0 | 0 | 0 | 0 | 0 | 0 | 0
| System Transformation | Non-domestic | electricity | ASHP | Annuals | TWh | 0.0087259 | 0.3138 | 0.58095 | 0.86519 | 1.1502 | 1.4372 | 1.729 | 2.0789 | 2.4392 | 2.8453 | 3.3114 | 3.7166 | 4.1352 | 4.5638 | 5.0024 | 5.4562 | 5.711 | 6.0667 | 6.4335 | 6.8062 | 7.1823 | 7.5685 | 7.8701 | 8.1473 | 8.3675 | 8.5187 | 8.7439 | 8.9672 | 9.1939 | 9.4212 | 9.6392
| System Transformation | Non-domestic | electricity | DH | Annuals | TWh | 0 | 0.11535 | 0.28129 | 0.416 | 0.55468 | 0.64948 | 0.79334 | 1.0195 | 1.3667 | 1.7507 | 1.989 | 2.2194 | 2.4477 | 2.6741 | 2.9015 | 3.1258 | 3.2819 | 3.4483 | 3.6245 | 3.7969 | 3.968 | 4.1355 | 4.2167 | 4.1736 | 4.0885 | 3.9978 | 4.042 | 4.0974 | 4.1633 | 4.2336 | 4.3082
| System Transformation | Non-domestic | electricity | Electric resistive | Annuals | TWh | 14.4143 | 14.4148 | 15.6168 | 15.0714 | 14.4258 | 13.7022 | 12.9272 | 12.1468 | 11.3616 | 10.5736 | 9.7832 | 8.8235 | 7.8719 | 6.931 | 5.9852 | 5.0333 | 4.3618 | 3.7969 | 3.3115 | 2.9107 | 2.576 | 2.2859 | 2.0001 | 1.7183 | 1.4388 | 1.1612 | 1.0466 | 0.92068 | 0.77724 | 0.6347 | 0.49818
| System Transformation | Non-domestic | electricity | GSHP | Annuals | TWh | 0.021954 | 0.21702 | 0.41547 | 0.58863 | 0.76226 | 0.9388 | 1.1224 | 1.3557 | 1.626 | 1.9426 | 2.2997 | 2.588 | 2.8844 | 3.1871 | 3.4972 | 3.8195 | 4.2211 | 4.67 | 5.1312 | 5.5991 | 6.0721 | 6.3808 | 6.6775 | 6.9611 | 7.2354 | 7.4996 | 7.7675 | 7.99 | 8.1871 | 8.3472 | 8.4724
| System Transformation | Non-domestic | electricity | Hybrid (ASHP + Biofuel boiler) | Annuals | TWh | 0 | 0.048235 | 0.075757 | 0.1121 | 0.14976 | 0.18752 | 0.22391 | 0.25548 | 0.28305 | 0.30854 | 0.33304 | 0.35484 | 0.37711 | 0.39976 | 0.42307 | 0.44671 | 0.438 | 0.43228 | 0.42598 | 0.41769 | 0.40849 | 0.40346 | 0.40304 | 0.40677 | 0.41254 | 0.41908 | 0.42865 | 0.4377 | 0.446 | 0.45355 | 0.46072
| System Transformation | Non-domestic | electricity | Hybrid (ASHP + Electric resistive) | Annuals | TWh | 0 | 0.14783 | 0.14783 | 0.23517 | 0.33069 | 0.42952 | 0.52814 | 0.62571 | 0.73455 | 0.89156 | 1.0778 | 1.2237 | 1.372 | 1.5217 | 1.6757 | 1.839 | 2.0138 | 2.1881 | 2.3582 | 2.5174 | 2.6695 | 2.8328 | 2.9755 | 3.0998 | 3.1724 | 3.2141 | 3.3051 | 3.4023 | 3.5029 | 3.6021 | 3.6923
| System Transformation | Non-domestic | electricity | Hybrid (ASHP + Hydrogen boiler) | Annuals | TWh | 0 | 0 | 0 | 0 | 0 | 0 | 0 | 0 | 0 | 0 | 0 | 0.3021 | 0.598 | 0.88982 | 1.1811 | 1.4724 | 1.852 | 2.2476 | 2.6545 | 3.0644 | 3.4758 | 3.9068 | 4.33 | 4.7373 | 5.1317 | 5.5152 | 5.6065 | 5.726 | 5.8606 | 6.0047 | 6.1535
| System Transformation | Non-domestic | electricity | Hybrid (ASHP + Solar thermal) | Annuals | TWh | 0 | 0 | 0 | 0 | 0 | 0 | 0 | 0 | 0 | 0 | 0 | 0 | 0 | 0 | 0 | 0 | 0 | 0 | 0 | 0 | 0 | 0 | 0 | 0 | 0 | 0 | 0 | 0 | 0 | 0 | 0
| System Transformation | Domestic | electricity | ASHP | Peak_ACS | GW | 0.42626 | 0.48341 | 0.45028 | 0.51592 | 0.58839 | 0.66571 | 0.73828 | 0.81947 | 0.90172 | 0.98576 | 1.0723 | 1.1459 | 1.2002 | 1.2585 | 1.3223 | 1.408 | 1.5341 | 1.6459 | 1.7618 | 1.8817 | 2.0082 | 2.1511 | 2.3051 | 2.5063 | 2.7773 | 3.1273 | 3.5178 | 3.9305 | 4.3494 | 4.7697 | 5.1684
| System Transformation | Domestic | electricity | DH | Peak_ACS | GW | 0 | 0.065017 | 0.17831 | 0.27655 | 0.37966 | 0.48669 | 0.51959 | 0.55775 | 0.60259 | 0.65155 | 0.70739 | 0.74473 | 0.79961 | 0.87446 | 0.97021 | 1.1648 | 1.4193 | 1.7224 | 2.0095 | 2.2784 | 2.5221 | 2.7832 | 3.041 | 3.2674 | 3.4669 | 3.6293 | 3.8085 | 3.9657 | 4.1034 | 4.2224 | 4.2613
| System Transformation | Domestic | electricity | Electric resistive | Peak_ACS | GW | 2.4864 | 2.477 | 2.2092 | 2.1835 | 2.1539 | 2.1179 | 2.0825 | 2.0468 | 2.0106 | 1.9741 | 1.9359 | 1.8672 | 1.7962 | 1.7227 | 1.6465 | 1.5674 | 1.4801 | 1.3868 | 1.2995 | 1.2158 | 1.1368 | 1.065 | 0.99317 | 0.92118 | 0.84874 | 0.77656 | 0.73458 | 0.69331 | 0.65281 | 0.61338 | 0.57511
| System Transformation | Domestic | electricity | Electric storage | Peak_ACS | GW | 0.19081 | 0.19039 | 0.30963 | 0.3013 | 0.29273 | 0.28368 | 0.27039 | 0.25736 | 0.24452 | 0.23197 | 0.21963 | 0.20334 | 0.18772 | 0.17277 | 0.15847 | 0.14481 | 0.13816 | 0.13082 | 0.12373 | 0.11679 | 0.11013 | 0.10336 | 0.096641 | 0.090005 | 0.08341 | 0.076903 | 0.073586 | 0.070199 | 0.066742 | 0.063213 | 0.059608
| System Transformation | Domestic | electricity | GSHP | Peak_ACS | GW | 0.03011 | 0.049421 | 0.064659 | 0.087141 | 0.11357 | 0.14458 | 0.1816 | 0.23104 | 0.28705 | 0.35169 | 0.42552 | 0.48223 | 0.52124 | 0.55825 | 0.59404 | 0.63284 | 0.66977 | 0.70838 | 0.74756 | 0.78744 | 0.82771 | 0.84845 | 0.86675 | 0.88872 | 0.91662 | 0.95352 | 0.99268 | 1.0229 | 1.0585 | 1.0976 | 1.1389
| System Transformation | Domestic | electricity | Hybrid (ASHP + Biofuel boiler) | Peak_ACS | GW | 0 | 0.0013276 | 0.015892 | 0.032937 | 0.054579 | 0.079584 | 0.1057 | 0.13541 | 0.16385 | 0.19301 | 0.22291 | 0.24926 | 0.27613 | 0.30337 | 0.33102 | 0.36101 | 0.39249 | 0.41562 | 0.43487 | 0.44877 | 0.45789 | 0.46836 | 0.47317 | 0.47686 | 0.47876 | 0.47914 | 0.48294 | 0.48672 | 0.49057 | 0.49443 | 0.49453
| System Transformation | Domestic | electricity | Hybrid (ASHP + Electric resistive) | Peak_ACS | GW | 0 | 0.0046191 | 0.046438 | 0.090027 | 0.13782 | 0.16217 | 0.18525 | 0.24171 | 0.30214 | 0.36795 | 0.38034 | 0.37755 | 0.4405 | 0.50927 | 0.58458 | 0.586 | 0.60191 | 0.68875 | 0.77997 | 0.87516 | 0.8496 | 0.82784 | 0.93613 | 1.071 | 1.2426 | 1.2898 | 1.2812 | 1.4674 | 1.6625 | 1.8686 | 2.0785
| System Transformation | Domestic | electricity | Hybrid (ASHP + Hydrogen boiler) | Peak_ACS | GW | 0 | 0 | 0 | 0 | 0 | 0 | 0 | 0 | 0 | 0 | 0 | 0.021489 | 0.045523 | 0.073128 | 0.10571 | 0.16183 | 0.75002 | 1.4306 | 2.1203 | 2.8083 | 3.4948 | 4.1714 | 4.8732 | 5.5615 | 6.2075 | 6.7821 | 7.2815 | 7.7593 | 8.2221 | 8.6688 | 9.0802
| System Transformation | Domestic | electricity | Hybrid (ASHP + Solar thermal) | Peak_ACS | GW | 0 | 0 | 0 | 0 | 0 | 0 | 0 | 0 | 0 | 0 | 0 | 0 | 0 | 0 | 0 | 0 | 0 | 0 | 0 | 0 | 0 | 0 | 0 | 0 | 0 | 0 | 0 | 0 | 0 | 0 | 0
| System Transformation | Non-domestic | electricity | ASHP | Peak_ACS | GW | 0.0022541 | 0.081061 | 0.14434 | 0.21496 | 0.28577 | 0.35709 | 0.43121 | 0.52045 | 0.61295 | 0.7177 | 0.8384 | 0.94228 | 1.0498 | 1.1602 | 1.2734 | 1.3909 | 1.4511 | 1.5364 | 1.6239 | 1.7123 | 1.801 | 1.8945 | 1.9665 | 2.0322 | 2.0835 | 2.1174 | 2.1706 | 2.2232 | 2.2766 | 2.3299 | 2.3808
| System Transformation | Non-domestic | electricity | DH | Peak_ACS | GW | 0 | 0.01835 | 0.054182 | 0.079992 | 0.10655 | 0.13342 | 0.16284 | 0.20907 | 0.27945 | 0.35683 | 0.43385 | 0.47736 | 0.51913 | 0.5592 | 0.5982 | 0.6353 | 0.64111 | 0.64664 | 0.6515 | 0.65304 | 0.65167 | 0.66916 | 0.67197 | 0.65506 | 0.63204 | 0.60871 | 0.61235 | 0.61763 | 0.6244 | 0.63173 | 0.63959
| System Transformation | Non-domestic | electricity | Electric resistive | Peak_ACS | GW | 3.1991 | 3.1986 | 3.6353 | 3.5084 | 3.3582 | 3.1898 | 3.0017 | 2.8132 | 2.6246 | 2.4362 | 2.2483 | 2.0089 | 1.7755 | 1.5485 | 1.3245 | 1.1031 | 0.95464 | 0.82989 | 0.72281 | 0.63447 | 0.56076 | 0.49706 | 0.43443 | 0.37281 | 0.31183 | 0.25137 | 0.22657 | 0.19931 | 0.16825 | 0.13739 | 0.10784
| System Transformation | Non-domestic | electricity | Electric storage | Peak_ACS | GW | 0 | 0 | 0 | 3.0883e-10 | 1.3455e-06 | 1.1538e-05 | 8.8932e-05 | 0.000425 | 0.00083616 | 0.0013113 | 0.0018165 | 0.0022729 | 0.0027302 | 0.0031889 | 0.0036663 | 0.0041769 | 0.0046687 | 0.0051263 | 0.0055737 | 0.0060174 | 0.0064349 | 0.0069023 | 0.0071262 | 0.007284 | 0.0073696 | 0.0074227 | 0.0075795 | 0.0077188 | 0.0078404 | 0.0079391 | 0.0080015
| System Transformation | Non-domestic | electricity | GSHP | Peak_ACS | GW | 0.0047508 | 0.046963 | 0.083184 | 0.11786 | 0.15262 | 0.18797 | 0.22716 | 0.27731 | 0.33614 | 0.40582 | 0.48542 | 0.54802 | 0.61275 | 0.67921 | 0.74769 | 0.81918 | 0.90279 | 0.99598 | 1.0913 | 1.1874 | 1.2841 | 1.3482 | 1.4097 | 1.4684 | 1.525 | 1.5793 | 1.6343 | 1.6796 | 1.7195 | 1.7515 | 1.7762
| System Transformation | Non-domestic | electricity | Hybrid (ASHP + Biofuel boiler) | Peak_ACS | GW | 0 | 0.014225 | 0.022309 | 0.033012 | 0.044101 | 0.055221 | 0.066101 | 0.075605 | 0.083967 | 0.091753 | 0.09928 | 0.10597 | 0.11283 | 0.11982 | 0.12703 | 0.13437 | 0.13216 | 0.13083 | 0.12933 | 0.1272 | 0.12477 | 0.12335 | 0.12333 | 0.12459 | 0.12647 | 0.12858 | 0.13147 | 0.13419 | 0.13669 | 0.13895 | 0.14109
| System Transformation | Non-domestic | electricity | Hybrid (ASHP + Electric resistive) | Peak_ACS | GW | 0 | 0.00026895 | 0.036899 | 0.058701 | 0.082544 | 0.062206 | 0.043238 | 0.077396 | 0.12158 | 0.18486 | 0.1579 | 0.10374 | 0.17249 | 0.2536 | 0.34787 | 0.27248 | 0.17035 | 0.26561 | 0.37303 | 0.49085 | 0.37429 | 0.23765 | 0.35449 | 0.47855 | 0.60155 | 0.44036 | 0.16206 | 0.16641 | 0.17089 | 0.17529 | 0.17922
| System Transformation | Non-domestic | electricity | Hybrid (ASHP + Hydrogen boiler) | Peak_ACS | GW | 0 | 0 | 0 | 0 | 0 | 0 | 0 | 0 | 0 | 0 | 0 | 0.087072 | 0.17236 | 0.25647 | 0.34043 | 0.42438 | 0.52973 | 0.63791 | 0.74757 | 0.85626 | 0.96358 | 1.0833 | 1.201 | 1.3143 | 1.424 | 1.5308 | 1.5551 | 1.5871 | 1.6233 | 1.6621 | 1.7021
| System Transformation | Non-domestic | electricity | Hybrid (ASHP + Solar thermal) | Peak_ACS | GW | 0 | 0 | 0 | 0 | 0 | 0 | 0 | 0 | 0 | 0 | 0 | 0 | 0 | 0 | 0 | 0 | 0 | 0 | 0 | 0 | 0 | 0 | 0 | 0 | 0 | 0 | 0 | 0 | 0 | 0 | 0
| System Transformation | Domestic | electricity | ASHP | Peak-1in20 | GW | 0.59203 | 0.6714 | 0.62538 | 0.71655 | 0.81721 | 0.92459 | 1.0254 | 1.1382 | 1.2524 | 1.3691 | 1.4894 | 1.5916 | 1.667 | 1.7479 | 1.8365 | 1.9556 | 2.1307 | 2.286 | 2.4469 | 2.6134 | 2.7892 | 2.9876 | 3.2016 | 3.481 | 3.8573 | 4.3435 | 4.8858 | 5.459 | 6.0408 | 6.6245 | 7.1784
| System Transformation | Domestic | electricity | DH | Peak-1in20 | GW | 0 | 0.090302 | 0.24766 | 0.3841 | 0.52731 | 0.67596 | 0.72165 | 0.77465 | 0.83693 | 0.90493 | 0.98249 | 1.0343 | 1.1106 | 1.2145 | 1.3475 | 1.6178 | 1.9712 | 2.3922 | 2.791 | 3.1645 | 3.5029 | 3.8656 | 4.2236 | 4.5381 | 4.8152 | 5.0407 | 5.2896 | 5.5079 | 5.6992 | 5.8644 | 5.9185
| System Transformation | Domestic | electricity | Electric resistive | Peak-1in20 | GW | 3.0714 | 3.0599 | 2.7291 | 2.6972 | 2.6607 | 2.6162 | 2.5725 | 2.5284 | 2.4837 | 2.4386 | 2.3914 | 2.3065 | 2.2188 | 2.128 | 2.0339 | 1.9362 | 1.8284 | 1.7131 | 1.6053 | 1.5018 | 1.4043 | 1.3155 | 1.2269 | 1.1379 | 1.0484 | 0.95928 | 0.90742 | 0.85645 | 0.80642 | 0.7577 | 0.71043
| System Transformation | Domestic | electricity | Electric storage | Peak-1in20 | GW | 0.2357 | 0.23519 | 0.38249 | 0.37219 | 0.36161 | 0.35043 | 0.33401 | 0.31791 | 0.30205 | 0.28655 | 0.27131 | 0.25118 | 0.2319 | 0.21342 | 0.19576 | 0.17889 | 0.17066 | 0.1616 | 0.15285 | 0.14427 | 0.13604 | 0.12768 | 0.11938 | 0.11118 | 0.10304 | 0.094998 | 0.0909 | 0.086716 | 0.082446 | 0.078087 | 0.073634
| System Transformation | Domestic | electricity | GSHP | Peak-1in20 | GW | 0.037195 | 0.06105 | 0.079873 | 0.10765 | 0.14029 | 0.1786 | 0.22432 | 0.2854 | 0.35459 | 0.43444 | 0.52564 | 0.5957 | 0.64389 | 0.68961 | 0.73381 | 0.78174 | 0.82736 | 0.87507 | 0.92346 | 0.97272 | 1.0225 | 1.0481 | 1.0707 | 1.0978 | 1.1323 | 1.1779 | 1.2263 | 1.2636 | 1.3075 | 1.3559 | 1.4069
| System Transformation | Domestic | electricity | Hybrid (ASHP + Biofuel boiler) | Peak-1in20 | GW | 0 | 0.00164 | 0.019632 | 0.040687 | 0.067421 | 0.09831 | 0.13058 | 0.16727 | 0.2024 | 0.23843 | 0.27536 | 0.30791 | 0.3411 | 0.37475 | 0.40891 | 0.44596 | 0.48484 | 0.51341 | 0.53719 | 0.55436 | 0.56563 | 0.57857 | 0.5845 | 0.58906 | 0.59141 | 0.59187 | 0.59657 | 0.60124 | 0.606 | 0.61077 | 0.61089
| System Transformation | Domestic | electricity | Hybrid (ASHP + Electric resistive) | Peak-1in20 | GW | 0 | 0.005706 | 0.057364 | 0.11121 | 0.17025 | 0.20033 | 0.22883 | 0.29859 | 0.37324 | 0.45453 | 0.46984 | 0.46638 | 0.54415 | 0.6291 | 0.72214 | 0.72389 | 0.74354 | 0.85081 | 0.9635 | 1.0811 | 1.0495 | 1.0226 | 1.1564 | 1.323 | 1.535 | 1.5932 | 1.5827 | 1.8127 | 2.0537 | 2.3082 | 2.5676
| System Transformation | Domestic | electricity | Hybrid (ASHP + Hydrogen boiler) | Peak-1in20 | GW | 0 | 0 | 0 | 0 | 0 | 0 | 0 | 0 | 0 | 0 | 0 | 0.026545 | 0.056234 | 0.090335 | 0.13058 | 0.19991 | 0.92649 | 1.7672 | 2.6192 | 3.4691 | 4.3171 | 5.1529 | 6.0199 | 6.8701 | 7.6681 | 8.378 | 8.9948 | 9.585 | 10.1567 | 10.7085 | 11.2168
| System Transformation | Domestic | electricity | Hybrid (ASHP + Solar thermal) | Peak-1in20 | GW | 0 | 0 | 0 | 0 | 0 | 0 | 0 | 0 | 0 | 0 | 0 | 0 | 0 | 0 | 0 | 0 | 0 | 0 | 0 | 0 | 0 | 0 | 0 | 0 | 0 | 0 | 0 | 0 | 0 | 0 | 0
| System Transformation | Non-domestic | electricity | ASHP | Peak-1in20 | GW | 0.0031306 | 0.11259 | 0.20047 | 0.29856 | 0.3969 | 0.49596 | 0.5989 | 0.72285 | 0.85132 | 0.99681 | 1.1644 | 1.3087 | 1.4581 | 1.6114 | 1.7687 | 1.9317 | 2.0154 | 2.1339 | 2.2555 | 2.3782 | 2.5014 | 2.6312 | 2.7313 | 2.8225 | 2.8937 | 2.9408 | 3.0148 | 3.0878 | 3.1619 | 3.236 | 3.3066
| System Transformation | Non-domestic | electricity | DH | Peak-1in20 | GW | 0 | 0.025486 | 0.075253 | 0.1111 | 0.14798 | 0.1853 | 0.22616 | 0.29037 | 0.38813 | 0.4956 | 0.60257 | 0.663 | 0.72102 | 0.77667 | 0.83083 | 0.88236 | 0.89042 | 0.89812 | 0.90487 | 0.90701 | 0.9051 | 0.92939 | 0.93329 | 0.9098 | 0.87783 | 0.84543 | 0.85048 | 0.85783 | 0.86722 | 0.8774 | 0.88831
| System Transformation | Non-domestic | electricity | Electric resistive | Peak-1in20 | GW | 3.9518 | 3.9512 | 4.4907 | 4.3339 | 4.1484 | 3.9404 | 3.708 | 3.4752 | 3.2422 | 3.0095 | 2.7773 | 2.4816 | 2.1933 | 1.9129 | 1.6361 | 1.3627 | 1.1793 | 1.0252 | 0.89289 | 0.78376 | 0.69271 | 0.61401 | 0.53665 | 0.46054 | 0.3852 | 0.31052 | 0.27989 | 0.2462 | 0.20784 | 0.16972 | 0.13322
| System Transformation | Non-domestic | electricity | Electric storage | Peak-1in20 | GW | 0 | 0 | 0 | 3.8149e-10 | 1.6621e-06 | 1.4252e-05 | 0.00010986 | 0.000525 | 0.0010329 | 0.0016199 | 0.0022439 | 0.0028078 | 0.0033727 | 0.0039393 | 0.0045289 | 0.0051598 | 0.0057672 | 0.0063325 | 0.0068851 | 0.0074333 | 0.007949 | 0.0085263 | 0.0088029 | 0.0089979 | 0.0091036 | 0.0091692 | 0.0093629 | 0.009535 | 0.0096852 | 0.0098072 | 0.0098842
| System Transformation | Non-domestic | electricity | GSHP | Peak-1in20 | GW | 0.0058687 | 0.058013 | 0.10276 | 0.14559 | 0.18853 | 0.23219 | 0.28061 | 0.34257 | 0.41523 | 0.50131 | 0.59964 | 0.67697 | 0.75692 | 0.83903 | 0.92362 | 1.0119 | 1.1152 | 1.2303 | 1.3481 | 1.4668 | 1.5862 | 1.6655 | 1.7415 | 1.8139 | 1.8838 | 1.9509 | 2.0188 | 2.0748 | 2.1241 | 2.1637 | 2.1941
| System Transformation | Non-domestic | electricity | Hybrid (ASHP + Biofuel boiler) | Peak-1in20 | GW | 0 | 0.017573 | 0.027559 | 0.04078 | 0.054478 | 0.068214 | 0.081655 | 0.093395 | 0.10372 | 0.11334 | 0.12264 | 0.13091 | 0.13937 | 0.14801 | 0.15692 | 0.16599 | 0.16326 | 0.16162 | 0.15976 | 0.15713 | 0.15413 | 0.15238 | 0.15235 | 0.1539 | 0.15622 | 0.15884 | 0.16241 | 0.16577 | 0.16885 | 0.17164 | 0.17429
| System Transformation | Non-domestic | electricity | Hybrid (ASHP + Electric resistive) | Peak-1in20 | GW | 0 | 0.00033224 | 0.045582 | 0.072513 | 0.10197 | 0.076843 | 0.053412 | 0.095607 | 0.15019 | 0.22836 | 0.19505 | 0.12815 | 0.21307 | 0.31328 | 0.42972 | 0.3366 | 0.21043 | 0.32811 | 0.46081 | 0.60634 | 0.46236 | 0.29357 | 0.4379 | 0.59115 | 0.7431 | 0.54398 | 0.20019 | 0.20556 | 0.2111 | 0.21654 | 0.22139
| System Transformation | Non-domestic | electricity | Hybrid (ASHP + Hydrogen boiler) | Peak-1in20 | GW | 0 | 0 | 0 | 0 | 0 | 0 | 0 | 0 | 0 | 0 | 0 | 0.10756 | 0.21291 | 0.31681 | 0.42053 | 0.52424 | 0.65437 | 0.78801 | 0.92347 | 1.0577 | 1.1903 | 1.3383 | 1.4836 | 1.6235 | 1.7591 | 1.8911 | 1.921 | 1.9606 | 2.0053 | 2.0532 | 2.1026
| System Transformation | Non-domestic | electricity | Hybrid (ASHP + Solar thermal) | Peak-1in20 | GW | 0 | 0 | 0 | 0 | 0 | 0 | 0 | 0 | 0 | 0 | 0 | 0 | 0 | 0 | 0 | 0 | 0 | 0 | 0 | 0 | 0 | 0 | 0 | 0 | 0 | 0 | 0 | 0 | 0 | 0 | 0
| System Transformation | Domestic | electricity off-peak | Electric storage | Annuals | TWh | 14.5733 | 14.472 | 14.2587 | 14.0107 | 13.7468 | 13.4548 | 13.1212 | 12.785 | 12.442 | 12.0973 | 11.746 | 11.2105 | 10.6794 | 10.1521 | 9.6285 | 9.1085 | 8.6336 | 8.1225 | 7.6333 | 7.1589 | 6.7078 | 6.2908 | 5.8774 | 5.4697 | 5.0651 | 4.6664 | 4.4597 | 4.2493 | 4.0352 | 3.8173 | 3.5953
| System Transformation | Non-domestic | electricity off-peak | Electric storage | Annuals | TWh | 0 | 0 | 0 | 1.9877e-08 | 8.6599e-05 | 0.00074259 | 0.0057909 | 0.028002 | 0.055753 | 0.088495 | 0.12409 | 0.15543 | 0.18689 | 0.2185 | 0.25146 | 0.28678 | 0.3236 | 0.35874 | 0.39385 | 0.42939 | 0.46375 | 0.49832 | 0.51541 | 0.52777 | 0.53494 | 0.53976 | 0.54986 | 0.55864 | 0.5661 | 0.57187 | 0.57501
| System Transformation | Domestic | gas | DH | Annuals | TWh | 0 | 0 | 0 | 0 | 0 | 0 | 0 | 0 | 0 | 0 | 0 | 0 | 0 | 0 | 0 | 0 | 0 | 0 | 0 | 0 | 0 | 0 | 0 | 0 | 0 | 0 | 0 | 0 | 0 | 0 | 0
| System Transformation | Domestic | gas | Gas boiler | Annuals | TWh | 311.8659 | 311.0515 | 307.9446 | 305.0492 | 301.8895 | 298.5212 | 294.3228 | 289.5972 | 284.7252 | 279.7488 | 274.4262 | 261.532 | 248.1594 | 234.697 | 221.1245 | 202.928 | 184.1096 | 166.0457 | 148.1518 | 130.522 | 113.1007 | 96.5095 | 80.4453 | 64.5273 | 48.7136 | 33.2456 | 25.349 | 17.9307 | 10.6021 | 3.3836 | 0.78913
| System Transformation | Domestic | gas | Gas CHP | Annuals | TWh | 0 | 0 | 0 | 0 | 0 | 0 | 0 | 0 | 0 | 0 | 0 | 0 | 0 | 0 | 0 | 0 | 0 | 0 | 0 | 0 | 0 | 0 | 0 | 0 | 0 | 0 | 0 | 0 | 0 | 0 | 0
| System Transformation | Non-domestic | gas | DH | Annuals | TWh | 0 | 0 | 0 | 0 | 0 | 0 | 0 | 0 | 0 | 0 | 0 | 0 | 0 | 0 | 0 | 0 | 0 | 0 | 0 | 0 | 0 | 0 | 0 | 0 | 0 | 0 | 0 | 0 | 0 | 0 | 0
| System Transformation | Non-domestic | gas | Gas boiler | Annuals | TWh | 80.5724 | 81.3402 | 82.0457 | 82.5842 | 83.0316 | 83.4113 | 83.6373 | 82.9921 | 81.5191 | 79.2864 | 76.5034 | 72.6038 | 68.6753 | 64.7249 | 60.7561 | 56.7089 | 51.6794 | 46.1094 | 40.4928 | 34.8572 | 29.2144 | 23.6783 | 18.9952 | 15.1257 | 12.007 | 9.4336 | 7.9647 | 6.5245 | 5.1055 | 3.7058 | 2.3846
| System Transformation | Non-domestic | gas | Gas CHP | Annuals | TWh | 8.9735 | 8.3753 | 7.7767 | 7.1785 | 6.5802 | 5.982 | 5.3838 | 4.7856 | 4.1874 | 3.5892 | 2.991 | 2.3928 | 1.7946 | 1.1964 | 0.5982 | 0 | 0 | 0 | 0 | 0 | 0 | 0 | 0 | 0 | 0 | 0 | 0 | 0 | 0 | 0 | 0
| System Transformation | Domestic | gas | DH | Peak-1in20 | GW | 0 | 0 | 0 | 0 | 0 | 0 | 0 | 0 | 0 | 0 | 0 | 0 | 0 | 0 | 0 | 0 | 0 | 0 | 0 | 0 | 0 | 0 | 0 | 0 | 0 | 0 | 0 | 0 | 0 | 0 | 0
| System Transformation | Domestic | gas | Gas boiler | Peak-1in20 | GW | 174.0292 | 173.46 | 151.8111 | 150.8152 | 149.68 | 148.4322 | 147.5619 | 146.3903 | 145.105 | 143.7257 | 142.126 | 136.9651 | 131.4012 | 125.6342 | 119.6514 | 110.9823 | 100.6199 | 90.684 | 80.8547 | 71.1832 | 61.6388 | 52.6179 | 43.8771 | 35.2092 | 26.5911 | 18.155 | 13.9557 | 9.9516 | 5.9314 | 1.9081 | 0.44852
| System Transformation | Domestic | gas | Gas CHP | Peak-1in20 | GW | 0 | 0 | 0 | 0 | 0 | 0 | 0 | 0 | 0 | 0 | 0 | 0 | 0 | 0 | 0 | 0 | 0 | 0 | 0 | 0 | 0 | 0 | 0 | 0 | 0 | 0 | 0 | 0 | 0 | 0 | 0
| System Transformation | Non-domestic | gas | DH | Peak-1in20 | GW | 0 | 0 | 0 | 0 | 0 | 0 | 0 | 0 | 0 | 0 | 0 | 0 | 0 | 0 | 0 | 0 | 0 | 0 | 0 | 0 | 0 | 0 | 0 | 0 | 0 | 0 | 0 | 0 | 0 | 0 | 0
| System Transformation | Non-domestic | gas | Gas boiler | Peak-1in20 | GW | 23.6665 | 23.7422 | 24.5724 | 24.5499 | 24.498 | 24.4244 | 24.307 | 23.9373 | 23.3335 | 22.5204 | 21.562 | 20.257 | 18.966 | 17.6914 | 16.4343 | 15.1786 | 13.8333 | 12.3432 | 10.8404 | 9.3323 | 7.822 | 6.3541 | 5.1088 | 4.0772 | 3.2438 | 2.5543 | 2.154 | 1.7624 | 1.3774 | 0.99859 | 0.6418
| System Transformation | Non-domestic | gas | Gas CHP | Peak-1in20 | GW | 0 | 0 | 0 | 0 | 0 | 0 | 0 | 0 | 0 | 0 | 0 | 0 | 0 | 0 | 0 | 0 | 0 | 0 | 0 | 0 | 0 | 0 | 0 | 0 | 0 | 0 | 0 | 0 | 0 | 0 | 0
| System Transformation | Domestic | hydrogen | DH | Annuals | TWh | 0 | 0 | 0 | 0 | 0 | 0 | 0 | 0 | 0 | 0 | 0 | 0 | 0 | 0 | 0 | 0 | 0 | 0 | 0 | 0 | 0 | 0 | 0 | 0 | 0 | 0 | 0 | 0 | 0 | 0 | 0
| System Transformation | Domestic | hydrogen | Gas boiler | Annuals | TWh | 0 | 0 | 0 | 0 | 0 | 0 | 0 | 0 | 0 | 0 | 0 | 0 | 0 | 0 | 0 | 0 | 0 | 0 | 0 | 0 | 0 | 0 | 0 | 0 | 0 | 0 | 0 | 0 | 0 | 0 | 0
| System Transformation | Domestic | hydrogen | Hybrid (ASHP + Hydrogen boiler) | Annuals | TWh | 0 | 0 | 0 | 0 | 0 | 0 | 0 | 0 | 0 | 0 | 0 | 0.0048788 | 0.010455 | 0.017094 | 0.02512 | 0.040403 | 0.27958 | 0.52708 | 0.78336 | 1.0465 | 1.3157 | 1.5899 | 1.8695 | 2.1463 | 2.4065 | 2.6393 | 2.8456 | 3.041 | 3.2311 | 3.4152 | 3.5871
| System Transformation | Domestic | hydrogen | Hydrogen boiler | Annuals | TWh | 0 | 0 | 0 | 0 | 0 | 0 | 0 | 0 | 0 | 0 | 0 | 8.6751 | 17.9991 | 27.191 | 36.2355 | 48.8236 | 57.586 | 68.2401 | 78.4776 | 88.262 | 97.6978 | 106.405 | 114.0477 | 121.186 | 127.8927 | 133.9955 | 131.0261 | 127.8819 | 124.775 | 121.7223 | 115.0238
| System Transformation | Non-domestic | hydrogen | DH | Annuals | TWh | 0 | 0 | 0 | 0 | 0 | 0 | 0 | 0 | 0 | 0 | 0 | 0 | 0 | 0 | 0 | 0 | 0 | 0 | 0 | 0 | 0 | 0 | 0 | 0 | 0 | 0 | 0 | 0 | 0 | 0 | 0
| System Transformation | Non-domestic | hydrogen | Gas boiler | Annuals | TWh | 0 | 0 | 0 | 0 | 0 | 0 | 0 | 0 | 0 | 0 | 0 | 0 | 0 | 0 | 0 | 0 | 0 | 0 | 0 | 0 | 0 | 0 | 0 | 0 | 0 | 0 | 0 | 0 | 0 | 0 | 0
| System Transformation | Non-domestic | hydrogen | Gas CHP | Annuals | TWh | 0 | 0 | 0 | 0 | 0 | 0 | 0 | 0 | 0 | 0 | 0 | 0 | 0 | 0 | 0 | 0 | 0 | 0 | 0 | 0 | 0 | 0 | 0 | 0 | 0 | 0 | 0 | 0 | 0 | 0 | 0
| System Transformation | Non-domestic | hydrogen | Hybrid (ASHP + Hydrogen boiler) | Annuals | TWh | 0 | 0 | 0 | 0 | 0 | 0 | 0 | 0 | 0 | 0 | 0 | 0.072312 | 0.14314 | 0.213 | 0.28281 | 0.3527 | 0.44032 | 0.53038 | 0.62259 | 0.71548 | 0.80889 | 0.90649 | 1.0028 | 1.096 | 1.1865 | 1.2751 | 1.2953 | 1.3213 | 1.3511 | 1.3829 | 1.4157
| System Transformation | Non-domestic | hydrogen | Hydrogen boiler | Annuals | TWh | 0 | 0 | 0 | 0 | 0 | 0 | 0 | 0 | 0 | 0 | 0 | 1.2899 | 2.5325 | 3.7318 | 4.9107 | 6.0575 | 7.5389 | 9.1047 | 10.7408 | 12.4067 | 14.0946 | 15.8729 | 17.6236 | 19.3115 | 20.9486 | 22.5425 | 22.8923 | 23.3798 | 23.9573 | 24.5922 | 25.2775
| System Transformation | Domestic | hydrogen | DH | Peak-1in20 | GW | 0 | 0 | 0 | 0 | 0 | 0 | 0 | 0 | 0 | 0 | 0 | 0 | 0 | 0 | 0 | 0 | 0 | 0 | 0 | 0 | 0 | 0 | 0 | 0 | 0 | 0 | 0 | 0 | 0 | 0 | 0
| System Transformation | Domestic | hydrogen | Gas boiler | Peak-1in20 | GW | 0 | 0 | 0 | 0 | 0 | 0 | 0 | 0 | 0 | 0 | 0 | 0 | 0 | 0 | 0 | 0 | 0 | 0 | 0 | 0 | 0 | 0 | 0 | 0 | 0 | 0 | 0 | 0 | 0 | 0 | 0
| System Transformation | Domestic | hydrogen | Gas CHP | Peak-1in20 | GW | 0 | 0 | 0 | 0 | 0 | 0 | 0 | 0 | 0 | 0 | 0 | 0 | 0 | 0 | 0 | 0 | 0 | 0 | 0 | 0 | 0 | 0 | 0 | 0 | 0 | 0 | 0 | 0 | 0 | 0 | 0
| System Transformation | Domestic | hydrogen | Hybrid (ASHP + Hydrogen boiler) | Peak-1in20 | GW | 0 | 0 | 0 | 0 | 0 | 0 | 0 | 0 | 0 | 0 | 0 | 0.02237 | 0.047938 | 0.078378 | 0.11518 | 0.18526 | 1.1963 | 2.0939 | 2.8721 | 3.5163 | 4.018 | 4.8242 | 5.6358 | 6.4281 | 7.16 | 7.8009 | 8.3859 | 8.9354 | 9.4658 | 9.9754 | 10.4467
| System Transformation | Domestic | hydrogen | Hydrogen boiler | Peak-1in20 | GW | 0 | 0 | 0 | 0 | 0 | 0 | 0 | 0 | 0 | 0 | 0 | 4.6677 | 9.6845 | 14.6303 | 19.4967 | 26.2698 | 30.9947 | 36.7412 | 42.2671 | 47.5525 | 52.6535 | 57.3288 | 61.4278 | 65.2528 | 68.843 | 72.1061 | 70.4374 | 68.678 | 66.942 | 65.2384 | 61.5861
| System Transformation | Non-domestic | hydrogen | DH | Peak-1in20 | GW | 0 | 0 | 0 | 0 | 0 | 0 | 0 | 0 | 0 | 0 | 0 | 0 | 0 | 0 | 0 | 0 | 0 | 0 | 0 | 0 | 0 | 0 | 0 | 0 | 0 | 0 | 0 | 0 | 0 | 0 | 0
| System Transformation | Non-domestic | hydrogen | Gas boiler | Peak-1in20 | GW | 0 | 0 | 0 | 0 | 0 | 0 | 0 | 0 | 0 | 0 | 0 | 0 | 0 | 0 | 0 | 0 | 0 | 0 | 0 | 0 | 0 | 0 | 0 | 0 | 0 | 0 | 0 | 0 | 0 | 0 | 0
| System Transformation | Non-domestic | hydrogen | Gas CHP | Peak-1in20 | GW | 0 | 0 | 0 | 0 | 0 | 0 | 0 | 0 | 0 | 0 | 0 | 0 | 0 | 0 | 0 | 0 | 0 | 0 | 0 | 0 | 0 | 0 | 0 | 0 | 0 | 0 | 0 | 0 | 0 | 0 | 0
| System Transformation | Non-domestic | hydrogen | Hybrid (ASHP + Hydrogen boiler) | Peak-1in20 | GW | 0 | 0 | 0 | 0 | 0 | 0 | 0 | 0 | 0 | 0 | 0 | 0.032038 | 0.063418 | 0.094371 | 0.1253 | 0.15627 | 0.19444 | 0.23342 | 0.27308 | 0.31278 | 0.35242 | 0.39528 | 0.43766 | 0.47872 | 0.51873 | 0.55793 | 0.56638 | 0.57738 | 0.58997 | 0.60346 | 0.61736
| System Transformation | Non-domestic | hydrogen | Hydrogen boiler | Peak-1in20 | GW | 0 | 0 | 0 | 0 | 0 | 0 | 0 | 0 | 0 | 0 | 0 | 0.33794 | 0.6635 | 0.9777 | 1.2865 | 1.587 | 1.9612 | 2.3516 | 2.7543 | 3.1585 | 3.5621 | 4.0147 | 4.4611 | 4.8923 | 5.3112 | 5.7199 | 5.8078 | 5.9306 | 6.0762 | 6.2364 | 6.4092
| System Transformation | Domestic | other | Community | Annuals | TWh | 1.4515 | 1.444 | 1.4239 | 1.3866 | 1.3307 | 1.2727 | 1.2126 | 1.1474 | 1.0769 | 1.0035 | 0.92741 | 0.84552 | 0.76369 | 0.68191 | 0.60018 | 0.51849 | 0.44326 | 0.36618 | 0.30672 | 0.26592 | 0.22717 | 0.19045 | 0.15892 | 0.13262 | 0.1093 | 0.088593 | 0.073717 | 0.058781 | 0.043792 | 0.028759 | 0.013681
| System Transformation | Domestic | other | Gas CHP | Annuals | TWh | 0 | 0 | 0 | 0 | 0 | 0 | 0 | 0 | 0 | 0 | 0 | 0 | 0 | 0 | 0 | 0 | 0 | 0 | 0 | 0 | 0 | 0 | 0 | 0 | 0 | 0 | 0 | 0 | 0 | 0 | 0
| System Transformation | Domestic | other | Oil boiler | Annuals | TWh | 29.9435 | 29.1784 | 28.0143 | 26.6459 | 25.2105 | 23.711 | 22.1577 | 20.5134 | 18.8171 | 17.0916 | 15.3528 | 13.5709 | 11.7899 | 10.0094 | 8.2293 | 6.3478 | 5.0645 | 4.2846 | 3.6568 | 3.096 | 2.5992 | 2.1563 | 1.8044 | 1.5044 | 1.2336 | 0.9763 | 0.76194 | 0.54671 | 0.33096 | 0.11481 | 0.00013695
| System Transformation | Non-domestic | other | Community | Annuals | TWh | 0.19078 | 0.32219 | 1.1364 | 1.4701 | 1.8008 | 2.121 | 2.4358 | 2.6941 | 2.9074 | 3.1066 | 3.2944 | 3.4473 | 3.5999 | 3.7548 | 3.9211 | 4.0884 | 3.91 | 3.7428 | 3.5838 | 3.4254 | 3.2728 | 3.1346 | 3.0551 | 3.0208 | 2.9985 | 2.9813 | 2.9947 | 3.0065 | 3.0114 | 3.0038 | 2.9946
| System Transformation | Non-domestic | other | Oil boiler | Annuals | TWh | 30.289 | 28.4277 | 26.9779 | 25.3043 | 23.6288 | 21.9469 | 20.2543 | 18.4988 | 16.6955 | 14.8786 | 13.0555 | 11.1925 | 9.33 | 7.4695 | 5.62 | 3.7811 | 3.4288 | 3.0768 | 2.7372 | 2.3948 | 2.0579 | 1.7315 | 1.4678 | 1.252 | 1.0496 | 0.85355 | 0.69733 | 0.54067 | 0.38196 | 0.21232 | 0.032012
| System Transformation | Domestic | other | Community | Peak-1in20 | GW | 0.79675 | 0.79262 | 0.7052 | 0.68785 | 0.66116 | 0.63337 | 0.60609 | 0.57594 | 0.54288 | 0.50801 | 0.47149 | 0.43482 | 0.39722 | 0.35868 | 0.31921 | 0.27881 | 0.23794 | 0.19622 | 0.16407 | 0.142 | 0.1211 | 0.10151 | 0.084704 | 0.070678 | 0.058246 | 0.047208 | 0.039251 | 0.031274 | 0.023281 | 0.015277 | 0.007262
| System Transformation | Domestic | other | Oil boiler | Peak-1in20 | GW | 17.5573 | 17.1081 | 14.5947 | 13.8633 | 13.0989 | 12.3033 | 11.5322 | 10.7087 | 9.8528 | 8.9763 | 8.0872 | 7.2929 | 6.4611 | 5.5918 | 4.6849 | 3.6812 | 2.9335 | 2.4789 | 2.1131 | 1.7869 | 1.4984 | 1.2445 | 1.0425 | 0.87022 | 0.7144 | 0.56601 | 0.4424 | 0.31791 | 0.19274 | 0.066963 | 7.9998e-05
| System Transformation | Non-domestic | other | Community | Peak-1in20 | GW | 0.04718 | 0.079678 | 0.26731 | 0.34581 | 0.42359 | 0.4989 | 0.58275 | 0.65533 | 0.7189 | 0.78061 | 0.84101 | 0.88507 | 0.92953 | 0.975 | 1.0239 | 1.0736 | 1.0204 | 0.97062 | 0.92356 | 0.87718 | 0.83278 | 0.7954 | 0.77308 | 0.76229 | 0.75455 | 0.74813 | 0.75173 | 0.75494 | 0.75638 | 0.75471 | 0.75263
| System Transformation | Non-domestic | other | Oil boiler | Peak-1in20 | GW | 8.8852 | 8.3408 | 8.3673 | 7.8619 | 7.3541 | 6.8425 | 6.3144 | 5.7668 | 5.2043 | 4.6377 | 4.0691 | 3.4418 | 2.8301 | 2.2346 | 1.6578 | 1.0996 | 0.99657 | 0.89379 | 0.79469 | 0.69489 | 0.5968 | 0.50184 | 0.42517 | 0.36242 | 0.30366 | 0.24679 | 0.20213 | 0.15712 | 0.11127 | 0.06201 | 0.0093727
| System Transformation | Domestic | solar | Hybrid (ASHP + Solar thermal) | Annuals | TWh | 0 | 0 | 0 | 0 | 0 | 0 | 0 | 0 | 0 | 0 | 0 | 0 | 0 | 0 | 0 | 0 | 0 | 0 | 0 | 0 | 0 | 0 | 0 | 0 | 0 | 0 | 0 | 0 | 0 | 0 | 0
| System Transformation | Non-domestic | solar | Hybrid (ASHP + Solar thermal) | Annuals | TWh | 0 | 0 | 0 | 0 | 0 | 0 | 0 | 0 | 0 | 0 | 0 | 0 | 0 | 0 | 0 | 0 | 0 | 0 | 0 | 0 | 0 | 0 | 0 | 0 | 0 | 0 | 0 | 0 | 0 | 0 | 0
| System Transformation | Domestic | solar | Hybrid (ASHP + Solar thermal) | Peak-1in20 | GW | 0 | 0 | 0 | 0 | 0 | 0 | 0 | 0 | 0 | 0 | 0 | 0 | 0 | 0 | 0 | 0 | 0 | 0 | 0 | 0 | 0 | 0 | 0 | 0 | 0 | 0 | 0 | 0 | 0 | 0 | 0
| System Transformation | Non-domestic | solar | Hybrid (ASHP + Solar thermal) | Peak-1in20 | GW | 0 | 0 | 0 | 0 | 0 | 0 | 0 | 0 | 0 | 0 | 0 | 0 | 0 | 0 | 0 | 0 | 0 | 0 | 0 | 0 | 0 | 0 | 0 | 0 | 0 | 0 | 0 | 0 | 0 | 0 | 0
| System Transformation | Domestic |  | ASHP |  | number | 169105.8506 | 201365.9854 | 243676.4229 | 287237.4219 | 333087.0982 | 381132.3233 | 430201.4102 | 501415.7442 | 574682.3702 | 649210.1188 | 725111.3895 | 796961.4896 | 845699.8743 | 896725.2985 | 950924.5593 | 1022648.4896 | 1124235.5206 | 1207354.7508 | 1292395.9724 | 1380170.1363 | 1470552.2199 | 1578341.3869 | 1687271.0182 | 1838360.4338 | 2057452.9834 | 2353280.6312 | 2681921.3685 | 3029881.8852 | 3380020.4734 | 3728429.6835 | 4057670.4526
| System Transformation | Domestic |  | Biofuel boiler |  | number | 0 | 22028.642 | 58940.2846 | 96750.9404 | 135846.6007 | 173544.0002 | 210451.5199 | 242193.2501 | 269483.3405 | 293658.1874 | 315736.8599 | 333795.7368 | 351846.141 | 369991.1283 | 388233.4388 | 406161.0482 | 410958.9255 | 407995.5346 | 399662.9702 | 389298.7434 | 379699.4746 | 373563.9606 | 387616.1987 | 408249.6394 | 434097.2509 | 464427.5407 | 501295.4639 | 529874.8823 | 559313.3631 | 589572.7643 | 620526.831
| System Transformation | Domestic |  | Biomass boiler |  | number | 0 | 889.5829 | 3230.3797 | 5819.4405 | 8400.2855 | 11001.4021 | 13601.804 | 16220.0635 | 18842.2579 | 21503.9605 | 24398.2606 | 26602.5856 | 28282.2874 | 29697.3651 | 31029.3201 | 33031.9403 | 33897.273 | 32745.2954 | 32558.707 | 33758.3549 | 37330.4102 | 41522.0442 | 45700.3202 | 49768.3987 | 53662.9642 | 57337.095 | 62043.6643 | 67365.5333 | 73042.3735 | 78912.1806 | 84130.7363
| System Transformation | Domestic |  | Biomass CHP |  | number | 0 | 0 | 0 | 0 | 0 | 0 | 0 | 0 | 0 | 0 | 0 | 0 | 0 | 0 | 0 | 0 | 0 | 0 | 0 | 0 | 0 | 0 | 0 | 0 | 0 | 0 | 0 | 0 | 0 | 0 | 0
| System Transformation | Domestic |  | Community |  | number | 205837.2415 | 205646.9372 | 205163.4255 | 201970.5266 | 195479.2583 | 188718.3583 | 181722.1267 | 173802.0105 | 165100.833 | 155804.8908 | 145982.941 | 135038.4366 | 124105.8608 | 113184.1528 | 102271.1673 | 91367.152 | 80428.3885 | 67228.7033 | 56699.1194 | 49467.9049 | 42506.3222 | 35780.071 | 29977.7045 | 24956.3992 | 20529.8587 | 16629.3256 | 13851.3473 | 11061.4404 | 8260.6655 | 5451.1683 | 2632.7009
| System Transformation | Domestic |  | DH |  | number | 514005.7585 | 535869.2225 | 543402.3923 | 558975.1829 | 576032.7548 | 594376.2684 | 611685.5132 | 631207.9875 | 654154.2026 | 680416.5134 | 711605.6542 | 739619.87 | 778073.5348 | 828100.9598 | 891381.9692 | 1042485.5956 | 1346246.537 | 1648830.1832 | 1958532.159 | 2277001.1144 | 2595312.9994 | 2913558.9171 | 3268392.1781 | 3604367.9032 | 3913010.9056 | 4186002.4655 | 4444201.5852 | 4685871.5601 | 4913274.3823 | 5124552.7843 | 5244411.1627
| System Transformation | Domestic |  | Electric resistive |  | number | 690372 | 689199.9313 | 686132.1014 | 682407.9167 | 677927.8132 | 672387.962 | 665496.2681 | 658682.2206 | 651955.7952 | 645302.8962 | 638632.1471 | 620684.5576 | 602375.0186 | 583649.2249 | 564438.2216 | 544697.4099 | 524343.3879 | 495676.9855 | 467507.3249 | 439968.2117 | 413157.1143 | 387448.9596 | 361761.3265 | 336004.9981 | 310113.9682 | 284053.5308 | 269342.9739 | 254849.7094 | 240595.0171 | 226660.1905 | 213085.2941
| System Transformation | Domestic |  | Electric storage |  | number | 1665206.8047 | 1661388.8385 | 1653627.4649 | 1643999.6451 | 1633086.9806 | 1620350.9302 | 1604114.904 | 1587816.1556 | 1571443.2685 | 1555003.7077 | 1538274.2668 | 1493188.4041 | 1448624.2797 | 1404538.2243 | 1360889.6433 | 1317685.0879 | 1271062.3769 | 1203104.5698 | 1136352.8716 | 1070808.7228 | 1006885.1247 | 945751.3519 | 884822.8906 | 823987.8431 | 763326.9288 | 703031.2924 | 672132.6344 | 640841.1625 | 609207.1923 | 577221.752 | 544853.8189
| System Transformation | Domestic |  | Gas boiler |  | number | 23939318 | 24009540.7873 | 24067979.4764 | 24125389.5756 | 24182370.8521 | 24238829.4472 | 24294336.1616 | 24310867.6956 | 24324652.4153 | 24333850.9769 | 24333806.2455 | 23556717.1147 | 22719745.8631 | 21878767.1618 | 21031243.0708 | 19634959.3438 | 18015125.4798 | 16362254.3985 | 14709027.9106 | 13056227.7633 | 11403946.7287 | 9752613.7862 | 8140245.8624 | 6530607.2262 | 4925529.7662 | 3329665.8768 | 2510817.6683 | 1751846.1303 | 996878.6916 | 248454.0908 | 48787.0983
| System Transformation | Domestic |  | Gas CHP |  | number | 0 | 0 | 0 | 0 | 0 | 0 | 0 | 0 | 0 | 0 | 0 | 0 | 0 | 0 | 0 | 0 | 0 | 0 | 0 | 0 | 0 | 0 | 0 | 0 | 0 | 0 | 0 | 0 | 0 | 0 | 0
| System Transformation | Domestic |  | GSHP |  | number | 51859.1264 | 71379.3153 | 94678.5384 | 118143.979 | 142250.678 | 167380.8085 | 201172.481 | 256514.967 | 315753.7816 | 379172.9015 | 447826.6294 | 510520.6416 | 545896.236 | 578523.2518 | 608957.4472 | 643391.5157 | 678081.6003 | 712009.4714 | 746256.9582 | 780825.4503 | 815859.9804 | 831713.939 | 845167.9796 | 863000.0201 | 886790.2849 | 919965.0918 | 959970.1078 | 978914.6147 | 1001748.5554 | 1028757.4251 | 1058773.946
| System Transformation | Domestic |  | Hybrid (ASHP + Biofuel boiler) |  | number | 0 | 403.1099 | 4051.1501 | 8396.5176 | 14029.5703 | 20924.561 | 28348.9439 | 37867.9273 | 48624.7873 | 60720.9268 | 73802.4053 | 85956.0369 | 98359.2234 | 110911.1554 | 123615.4804 | 138938.1242 | 154374.8672 | 167352.8115 | 179354.4665 | 189929.9953 | 198946.8875 | 210453.1079 | 219174.6998 | 225849.7912 | 230507.6711 | 233611.0805 | 237775.4439 | 242556.6368 | 247230.9569 | 251759.5679 | 253099.1277
| System Transformation | Domestic |  | Hybrid (ASHP + Electric resistive) |  | number | 0 | 1597.4369 | 15047.9084 | 29655.4214 | 46246.5765 | 65099.0735 | 84536.6761 | 106982.4686 | 131249.4134 | 156606.0294 | 183352.7461 | 206044.6979 | 229164.5244 | 252702.9994 | 276987.4598 | 308405.1488 | 361460.4049 | 399806.7939 | 438216.5548 | 476254.8927 | 514060.8089 | 560769.5736 | 604325.2087 | 658697.1994 | 732780.2115 | 850519.1409 | 1038510.9469 | 1234813.8239 | 1442565.6572 | 1664998.8597 | 1897117.0623
| System Transformation | Domestic |  | Hybrid (ASHP + Hydrogen boiler) |  | number | 0 | 0 | 0 | 0 | 0 | 0 | 0 | 0 | 0 | 0 | 0 | 10316.8501 | 21958.519 | 35664.5337 | 51974.6541 | 82791.671 | 550269.034 | 1032765.564 | 1532491.7704 | 2045302.8726 | 2569785.0681 | 3103820.601 | 3655923.0877 | 4199357.9357 | 4707323.8603 | 5161044.0935 | 5561483.963 | 5945755.5433 | 6320008.3253 | 6683160.0276 | 7022657.7064
| System Transformation | Domestic |  | Hybrid (ASHP + Solar thermal) |  | number | 0 | 0 | 0 | 0 | 0 | 0 | 0 | 0 | 0 | 0 | 0 | 0 | 0 | 0 | 0 | 0 | 0 | 0 | 0 | 0 | 0 | 0 | 0 | 0 | 0 | 0 | 0 | 0 | 0 | 0 | 0
| System Transformation | Domestic |  | Hydrogen boiler |  | number | 0 | 0 | 0 | 0 | 0 | 0 | 0 | 0 | 0 | 0 | 0 | 833764.1663 | 1765731.482 | 2687995.8296 | 3599042.0828 | 4935231.8335 | 5837344.663 | 6823011.0295 | 7777549.4937 | 8700867.4264 | 9602138.9939 | 10472208.97 | 11228552.7229 | 11942638.645 | 12614698.3461 | 13232266.6096 | 12977092.7747 | 12695415.0076 | 12415574.0796 | 12138512.2537 | 11427148.7341
| System Transformation | Domestic |  | Oil boiler |  | number | 1526332 | 1486506.3473 | 1433665.9467 | 1374628.2785 | 1312395.7329 | 1247188.4215 | 1179045.1022 | 1104921.7753 | 1026329.155 | 944799.8662 | 861300.785 | 774399.0974 | 687499.2298 | 600663.1775 | 513878.3372 | 416822.4044 | 354540.6953 | 305985.4511 | 263267.6526 | 223744.7316 | 187196.5763 | 153584.429 | 125952.2892 | 102789.4428 | 82563.2649 | 64306.8795 | 49453.1004 | 34597.5014 | 19678.087 | 4707.4606 | 7.9268
| System Transformation | Non-domestic |  | ASHP |  | number | 648.0995 | 5744.6986 | 12712.4955 | 19985.6304 | 27982.2456 | 36550.4263 | 45816.1022 | 57324.1506 | 70057.7369 | 83913.4546 | 98516.211 | 111027.1722 | 123780.9251 | 136747.7479 | 149936.1122 | 163490.8441 | 173168.1321 | 184783.0162 | 195782.1968 | 206085.5507 | 215843.004 | 225416.571 | 232120.2785 | 237380.4555 | 241424.6127 | 244707.4805 | 250645.7309 | 256680.4352 | 262762.2148 | 268773.548 | 274458.4285
| System Transformation | Non-domestic |  | Biofuel boiler |  | number | 0 | 0.94943 | 266.2186 | 569.3029 | 864.4985 | 1248.2033 | 2125.6091 | 3003.513 | 3855.0097 | 4705.3788 | 5559.7981 | 6329.7442 | 7266.1477 | 8343.6642 | 9573.6275 | 10900.1976 | 12316.7742 | 13378.7402 | 14462.1851 | 15570.6954 | 16598.7228 | 17197.5363 | 17812.0645 | 18482.9241 | 19187.7554 | 19921.8657 | 20812.6899 | 21534.3397 | 22110.2319 | 22527.8705 | 22846.4191
| System Transformation | Non-domestic |  | Biomass boiler |  | number | 15341.547 | 14318.7772 | 13261.3962 | 12241.2888 | 11221.1814 | 10201.074 | 9194.2227 | 8725.5532 | 8342.7055 | 7981.6959 | 7626.1915 | 7167.7911 | 6706.1837 | 6242.5868 | 5793.0788 | 5347.9701 | 5580.245 | 6321.1854 | 7130.5935 | 8157.6977 | 9167.3292 | 10246.6203 | 10796.439 | 11255.8555 | 11682.2053 | 12103.1536 | 12669.4513 | 13227.3329 | 13804.9625 | 14380.6988 | 14946.358
| System Transformation | Non-domestic |  | Biomass CHP |  | number | 0 | 0.0011788 | 0.018232 | 0.066709 | 0.12285 | 0.19553 | 0.30817 | 6.993 | 613.1609 | 1299.9089 | 1977.1588 | 2543.5071 | 3110.0181 | 3645.6055 | 3933.3058 | 3938.7076 | 3956.6033 | 3966.9563 | 3975.293 | 4026.5936 | 4222.5457 | 4822.6707 | 5435.6679 | 5469.8245 | 5432.0258 | 5405.7722 | 5500.4019 | 5581.7997 | 5676.3772 | 6011.0427 | 6626.4451
| System Transformation | Non-domestic |  | Community |  | number | 1390.3966 | 2420.3708 | 3947.1469 | 5061.9285 | 6162.4633 | 7254.7059 | 8321.2351 | 9206.5501 | 9930.3788 | 10619.2257 | 11296.5303 | 11862.9032 | 12429.4608 | 13000.0433 | 13598.6326 | 14228.0568 | 13510.7594 | 12919.8813 | 12384.4326 | 11854.3259 | 11313.5356 | 10852.7257 | 10591.758 | 10516.7583 | 10481.4495 | 10459.1616 | 10559.544 | 10643.2762 | 10706.7058 | 10735.732 | 10729.6775
| System Transformation | Non-domestic |  | DH |  | number | 0 | 1763.364 | 8902.3414 | 13861.6466 | 19043.27 | 24382.4052 | 30231.4407 | 38713.0988 | 49104.6316 | 59485.231 | 69689.7877 | 76907.3952 | 84069.7405 | 91173.4411 | 98272.0977 | 105325.6004 | 110256.3568 | 114215.673 | 118391.9746 | 122295.7925 | 125997.1695 | 129551.2526 | 130292.3038 | 128943.2463 | 127541.3041 | 126321.7119 | 128536.0009 | 131081.4624 | 133879.2363 | 136786.1711 | 139748.0313
| System Transformation | Non-domestic |  | Electric resistive |  | number | 397344.2069 | 397442.2479 | 384484.8758 | 373528.4196 | 360410.2474 | 345474.4907 | 329252.1756 | 312903.5234 | 296500.6407 | 280069.5208 | 263614.1472 | 241934.4838 | 220242.9668 | 198488.5576 | 176476.7311 | 154268.8774 | 136469.1024 | 121632.6766 | 107788.6849 | 95682.4896 | 85035.2853 | 75472.3015 | 66006.9698 | 56584.3278 | 47189.2817 | 37820.8556 | 33153.9885 | 28437.934 | 23700.6599 | 19188.5804 | 14868.5659
| System Transformation | Non-domestic |  | Electric storage |  | number | 0 | 0 | 0 | 0.0027213 | 1.3348 | 11.0907 | 78.3837 | 320.5751 | 610.4911 | 948.8377 | 1315.5658 | 1638.9951 | 1963.7909 | 2289.9067 | 2627.1093 | 2992.3152 | 3335.9222 | 3673.5845 | 4010.0222 | 4349.3354 | 4676.2088 | 4998.0151 | 5151.3203 | 5279.6055 | 5367.1254 | 5434.0506 | 5558.6856 | 5672.2784 | 5774.6561 | 5866.0803 | 5929.9606
| System Transformation | Non-domestic |  | Gas boiler |  | number | 354035.7 | 362563.4727 | 370874.1534 | 379854.5703 | 388761.8298 | 397620.4054 | 405020.1621 | 405196.2414 | 399826.1181 | 390708.6631 | 379670.7554 | 364543.449 | 349319.5042 | 334011.7773 | 318634.3133 | 302637.95 | 276683.2977 | 245556.1733 | 213700.545 | 181616.8542 | 149406.3974 | 118559.2404 | 94899.2708 | 76760.1557 | 62355.3115 | 49865.0543 | 41453.3104 | 33138.1875 | 24905.834 | 16743.5347 | 9200.1417
| System Transformation | Non-domestic |  | Gas CHP |  | number | 23995.753 | 22396.0361 | 20742.1838 | 19146.6312 | 17551.0786 | 15955.526 | 14359.9734 | 12764.4208 | 11168.8682 | 9573.3156 | 7977.763 | 6382.2104 | 4786.6578 | 3191.1052 | 1595.5526 | 0 | 0 | 0 | 0 | 0 | 0 | 0 | 0 | 0 | 0 | 0 | 0 | 0 | 0 | 0 | 0
| System Transformation | Non-domestic |  | GSHP |  | number | 2002.2581 | 5510.2378 | 10002.3909 | 14489.2517 | 19510.7064 | 25120.9059 | 31671.0624 | 40417.9322 | 50721.1254 | 62030.2957 | 73917.5386 | 83909.015 | 94270.0827 | 104922.1774 | 115837.9064 | 127189.111 | 140526.1566 | 155294.2059 | 170340.2333 | 185484.5431 | 200696.3747 | 212181.1334 | 222940.4353 | 233141.7679 | 242724.7217 | 251714.0345 | 260313.0262 | 266795.1504 | 272009.9164 | 276399.9897 | 280281.5351
| System Transformation | Non-domestic |  | Hybrid (ASHP + Biofuel boiler) |  | number | 0 | 435.6117 | 1165.1558 | 2032.3075 | 3125.0582 | 4375.8782 | 5673.2562 | 6937.7851 | 8169.2573 | 9393.8148 | 10617.5086 | 11719.2273 | 12871.1176 | 14062.6381 | 15280.3685 | 16525.1685 | 17326.0821 | 18046.5748 | 18536.3974 | 18783.5073 | 18855.1302 | 19010.6278 | 19196.3942 | 19440.2916 | 19710.5676 | 20007.2713 | 20486.8808 | 20915.712 | 21297.7233 | 21646.1503 | 21962.3246
| System Transformation | Non-domestic |  | Hybrid (ASHP + Electric resistive) |  | number | 0 | 1554.4863 | 5748.8783 | 9893.2727 | 14595.1781 | 19614.2273 | 24679.8049 | 29705.9574 | 35291.7173 | 42463.3902 | 50426.2185 | 56636.2485 | 62905.3312 | 69238.1685 | 75672.7678 | 82428.4099 | 88874.7612 | 94259.86 | 99198.3566 | 103540.0942 | 107493.0107 | 111782.0083 | 115630.8228 | 118761.6118 | 120275.612 | 121040.6303 | 124047.6934 | 127238.8263 | 130538.0391 | 133818.5926 | 136773.2438
| System Transformation | Non-domestic |  | Hybrid (ASHP + Hydrogen boiler) |  | number | 0 | 0 | 0 | 0 | 0 | 0 | 0 | 0 | 0 | 0 | 0 | 8312.9667 | 16479.0848 | 24551.981 | 32617.7915 | 40764.103 | 51753.0157 | 63123.1934 | 74680.5783 | 86194.2926 | 97648.0038 | 109621.9876 | 121503.6678 | 133124.17 | 144621.2399 | 156075.782 | 159771.5168 | 164116.3552 | 168791.4654 | 173608.6151 | 178370.8624
| System Transformation | Non-domestic |  | Hybrid (ASHP + Solar thermal) |  | number | 0 | 0 | 0 | 0 | 0 | 0 | 0 | 0 | 0 | 0 | 0 | 0 | 0 | 0 | 0 | 0 | 0 | 0 | 0 | 0 | 0 | 0 | 0 | 0 | 0 | 0 | 0 | 0 | 0 | 0 | 0
| System Transformation | Non-domestic |  | Hydrogen boiler |  | number | 0 | 0 | 0 | 0 | 0 | 0 | 0 | 0 | 0 | 0 | 0 | 10413.4424 | 20250.7348 | 29661.5344 | 38812.7513 | 47685.8281 | 58719.4291 | 70122.9942 | 81704.5713 | 93235.285 | 104701.1367 | 116684.5144 | 128575.0592 | 140203.7144 | 151708.4095 | 163170.1611 | 164772.4922 | 167452.9323 | 170796.6157 | 174534.6252 | 178576.0491
| System Transformation | Non-domestic |  | Oil boiler |  | number | 90568.6034 | 84813.1159 | 80555.015 | 75666.0079 | 70769.1703 | 65856.9085 | 60910.7644 | 55776.2642 | 50478.7744 | 45145.9408 | 39801.5568 | 34346.2378 | 28891.1002 | 23439.9695 | 18016.8158 | 12623.8801 | 11538.4289 | 10388.4092 | 9265.1175 | 8142.1825 | 7033.443 | 5958.1607 | 5070.9717 | 4346.7722 | 3657.9166 | 2980.6114 | 2414.2413 | 1847.6897 | 1277.1312 | 678.5957 | 49.8422
| Five Year Forecast | Domestic |  | Gas boiler |  | uptake | 2020: 1666177.3207; 2021: 1656639.9337; 2022: 1653668.414; 2023: 1651399.331; 2024: 1648277.5501; 2025: 1536091.7763; 2026: 1484522.2011; 2027: 1464989.8942
| Five Year Forecast | Domestic |  | Electric resistive |  | uptake | 2020: 44852.7313; 2021: 42888.8661; 2022: 43070.8907; 2023: 42375.9392; 2024: 41581.5108; 2025: 38652.5439; 2026: 38231.3325; 2027: 37673.8786
| Five Year Forecast | Domestic |  | Electric storage |  | uptake | 2020: 107195.8208; 2021: 103367.7898; 2022: 104161.276; 2023: 102871.6839; 2024: 101522.5409; 2025: 90074.3123; 2026: 89119.9647; 2027: 88113.6978
| Five Year Forecast | Domestic |  | Oil boiler |  | uptake | 2020: 61929.8139; 2021: 63192.7792; 2022: 71304.9771; 2023: 79109.4332; 2024: 85214.5889; 2025: 50439.2108; 2026: 38803.9161; 2027: 29515.0731
| Five Year Forecast | Domestic |  | Community |  | uptake | 2020: 13532.1785; 2021: 13189.6303; 2022: 13427.2661; 2023: 13542.3127; 2024: 13609.9375; 2025: 13649.3909; 2026: 13632.8221; 2027: 13606.6369
| Five Year Forecast | Domestic |  | ASHP |  | uptake | 2020: 43533.8582; 2021: 43788.672; 2022: 47894.4302; 2023: 46968.1074; 2024: 47023.4254; 2025: 192902.6916; 2026: 228928.5305; 2027: 243428.7858
| Five Year Forecast | Domestic |  | Hydrogen boiler |  | uptake | 2020: 0; 2021: 0; 2022: 0; 2023: 0; 2024: 0; 2025: 0; 2026: 0; 2027: 0
| Five Year Forecast | Domestic |  | DH |  | uptake | 2020: 56130.5145; 2021: 76313.4039; 2022: 70603.6299; 2023: 70702.9405; 2024: 71025.4844; 2025: 68921.4159; 2026: 74718.8736; 2027: 84564.5651
| Five Year Forecast | Domestic |  | Hybrid (ASHP + Hydrogen boiler) |  | uptake | 2020: 0; 2021: 0; 2022: 0; 2023: 0; 2024: 0; 2025: 0; 2026: 0; 2027: 0
| Five Year Forecast | Domestic |  | Hybrid (ASHP + Biofuel boiler) |  | uptake | 2020: 403.1099; 2021: 500.1055; 2022: 613.2102; 2023: 684.5827; 2024: 777.4723; 2025: 3531.9795; 2026: 4052.4862; 2027: 4928.1791
| Five Year Forecast | Domestic |  | Hybrid (ASHP + Electric resistive) |  | uptake | 2020: 1597.4369; 2021: 2002.2681; 2022: 2241.8603; 2023: 2639.5079; 2024: 3063.4998; 2025: 12200.4693; 2026: 14995.4298; 2027: 19480.4067
| Five Year Forecast | Domestic |  | Hybrid (ASHP + Solar thermal) |  | uptake | 2020: 0; 2021: 0; 2022: 0; 2023: 0; 2024: 0; 2025: 0; 2026: 0; 2027: 0
| Five Year Forecast | Domestic |  | Biomass boiler |  | uptake | 2020: 889.5829; 2021: 957.1305; 2022: 1016.8706; 2023: 1038.0943; 2024: 1075.114; 2025: 2088.8035; 2026: 2167.2459; 2027: 2207.795
| Five Year Forecast | Domestic |  | GSHP |  | uptake | 2020: 22113.1452; 2021: 22240.9943; 2022: 22404.616; 2023: 22485.1941; 2024: 22604.6532; 2025: 23659.9094; 2026: 42332.1913; 2027: 42426.5795
| Five Year Forecast | Domestic |  | Biofuel boiler |  | uptake | 2020: 22028.642; 2021: 15302.5815; 2022: 9976.7138; 2023: 6567.028; 2024: 4608.3776; 2025: 8171.6515; 2026: 8879.1612; 2027: 9448.6631
| Five Year Forecast | Domestic |  | Biomass CHP |  | uptake | 2020: 0; 2021: 0; 2022: 0; 2023: 0; 2024: 0; 2025: 0; 2026: 0; 2027: 0
| Five Year Forecast | Domestic |  | Gas CHP |  | uptake | 2020: 0; 2021: 0; 2022: 0; 2023: 0; 2024: 0; 2025: 0; 2026: 0; 2027: 0
| Five Year Forecast | Non-domestic |  | Gas boiler |  | uptake | 32130.1527 | 32452.3744 | 32684.6251 | 32612.7545 | 32591.0067 | 32575.4914 | 31277.56 | 31256.7908 | 31235.0451 | 31209.9625 | 31180.6084 | 29968.7251 | 29939.906 | 29889.9462 | 29845.9818 | 31756.0311 | 31183.9853 | 30492.6464 | 29821.6597 | 29162.9273 | 28715.7784 | 28520.7815 | 28364.8243 | 28217.5014 | 28131.8145 | 28081.7597 | 27886.7951 | 27711.6201 | 27431.3104 | 26841.3934 | 26237.2973
| Five Year Forecast | Non-domestic |  | Electric resistive |  | uptake | 26587.6548 | 26526.7488 | 26357.9827 | 26167.098 | 25940.4836 | 25497.7852 | 25535.0316 | 25572.8604 | 25609.2087 | 25636.2025 | 25666.2133 | 25706.1799 | 25735.1799 | 25761.1251 | 25786.8906 | 25811.8039 | 25790.8723 | 25768.7843 | 25725.3438 | 25665.9425 | 25626.6296 | 25588.7606 | 25557.2979 | 25543.7804 | 25542.725 | 25527.2476 | 25493.2001 | 25456.4952 | 25415.3822 | 25371.8294 | 25330.5376
| Five Year Forecast | Non-domestic |  | Electric storage |  | uptake | 0 | 0 | 0 | 0 | 0 | 0 | 0 | 0 | 0 | 0 | 0 | 0 | 0 | 0 | 0 | 0.0007664 | 0.0007398 | 0.0007158 | 0.00068821 | 0.00066328 | 0.021845 | 0.020876 | 0.020055 | 0.019335 | 0.018583 | 0.017859 | 0.01906 | 0.01826 | 0.017446 | 0.016634 | 0.016201
| Five Year Forecast | Non-domestic |  | Oil boiler |  | uptake | 282.4195 | 398.9865 | 1370.0512 | 1579.5868 | 2268.8286 | 2752.9553 | 2682.3071 | 2567.3865 | 2388.1466 | 1668.3431 | 1581.3327 | 2143.5243 | 2177.7692 | 2145.4845 | 2475.0377 | 960.7772 | 958.704 | 796.4867 | 607.2167 | 690.3074 | 509.5773 | 496.2878 | 479.0216 | 442.0237 | 298.552 | 360.2026 | 453.1013 | 465.2224 | 463.5286 | 529.095 | 356.8756
| Five Year Forecast | Non-domestic |  | Community |  | uptake | 1122.6672 | 1193.0227 | 1351.3999 | 1487.3025 | 2370.2191 | 3233.1066 | 3178.2531 | 3158.6344 | 3170.9653 | 3689.5948 | 3529.7796 | 2835.7399 | 2627.09 | 2484.6199 | 1935.6329 | 2371.4592 | 2346.2301 | 2592.5633 | 2875.7158 | 3523.2413 | 4901.2341 | 4871.1999 | 4830.9551 | 4655.065 | 4514.6815 | 4286.8372 | 4392.7922 | 4373.341 | 4454.4067 | 4374.7755 | 4970.0489
| Five Year Forecast | Non-domestic |  | ASHP |  | uptake | 5139.8057 | 4990.384 | 4619.1149 | 4396.8374 | 3983.783 | 3971.9697 | 4610.5539 | 4610.0759 | 4609.6291 | 4610.2028 | 4611.1952 | 5329.5428 | 5335.9628 | 5352.9784 | 5377.2656 | 8922.6631 | 9337.429 | 9456.1278 | 9485.8434 | 9345.6255 | 9928.8816 | 9646.7641 | 9639.7178 | 9641.0349 | 9554.0381 | 9548.9056 | 9476.048 | 9448.8404 | 9423.0661 | 9461.1211 | 12679.6668
| Five Year Forecast | Non-domestic |  | Hydrogen boiler |  | uptake | 0 | 0 | 0 | 0 | 0 | 0 | 0 | 0 | 0 | 0 | 0 | 0 | 0 | 0 | 0 | 0 | 0 | 0 | 0 | 0 | 0 | 0 | 0 | 0 | 0 | 0 | 0 | 0 | 0 | 0 | 0
| Five Year Forecast | Non-domestic |  | DH |  | uptake | 1763.364 | 1921.5099 | 1747.6209 | 1979.3229 | 2178.7539 | 1794.7974 | 1887.9555 | 1987.1067 | 2121.7836 | 2300.6613 | 2459.5679 | 2506.7696 | 2579.3683 | 2641.0702 | 2713.0132 | 4041.543 | 4150.73 | 4207.9991 | 4423.5195 | 4616.5189 | 5400.8842 | 5526.9962 | 5690.0586 | 5832.914 | 5934.2342 | 5978.7988 | 6184.4508 | 6344.2645 | 6566.1044 | 6984.947 | 10085.5637
| Five Year Forecast | Non-domestic |  | Hybrid (ASHP + Hydrogen boiler) |  | uptake | 0 | 0 | 0 | 0 | 0 | 0 | 0 | 0 | 0 | 0 | 0 | 0 | 0 | 0 | 0 | 0 | 0 | 0 | 0 | 0 | 0 | 0 | 0 | 0 | 0 | 0 | 0 | 0 | 0 | 0 | 0
| Five Year Forecast | Non-domestic |  | Hybrid (ASHP + Biofuel boiler) |  | uptake | 435.6117 | 403.4935 | 262.4345 | 196.6962 | 68.3749 | 18.6098 | 18.5037 | 18.2102 | 17.8838 | 18.7113 | 38.1932 | 39.3482 | 45.8855 | 54.3677 | 63.8454 | 149.1233 | 159.9147 | 178.3283 | 200.4122 | 177.5363 | 267.4165 | 274.0123 | 279.9308 | 301.3853 | 310.7247 | 316.0991 | 320.19 | 338.4383 | 327.96 | 351.7693 | 363.3493
| Five Year Forecast | Non-domestic |  | Hybrid (ASHP + Electric resistive) |  | uptake | 1554.4863 | 1256.1911 | 982.9847 | 1124.8369 | 462.4154 | 173.4561 | 189.7291 | 209.6454 | 228.9673 | 247.251 | 271.1557 | 308.9948 | 357.7431 | 427.0712 | 480.9218 | 1286.5456 | 1462.1073 | 1693.4453 | 1991.8265 | 2304.6569 | 2840.8634 | 2883.3866 | 2901.1187 | 2941.8246 | 2942.714 | 2938.2027 | 3026.7619 | 3016.5993 | 2996.4452 | 3022.6393 | 3699.3301
| Five Year Forecast | Non-domestic |  | Hybrid (ASHP + Solar thermal) |  | uptake | 0 | 0 | 0 | 0 | 0 | 0 | 0 | 0 | 0 | 0 | 0 | 0 | 0 | 0 | 0 | 0 | 0 | 0 | 0 | 0 | 0 | 0 | 0 | 0 | 0 | 0 | 0 | 0 | 0 | 0 | 0
| Five Year Forecast | Non-domestic |  | Biomass boiler |  | uptake | 0 | 0 | 0 | 0 | 0 | 0 | 0 | 0 | 0 | 0 | 0 | 0 | 0 | 0 | 0 | 22.0277 | 21.7663 | 12.585 | 2.7935 | 2.7052 | 16.4098 | 14.2297 | 15.1756 | 30.7687 | 31.1316 | 6.9359 | 24.5343 | 18.8517 | 25.7527 | 29.9913 | 44.7247
| Five Year Forecast | Non-domestic |  | GSHP |  | uptake | 3608.0927 | 3481.7653 | 3248.4557 | 3080.2657 | 2760.6609 | 2606.1416 | 3244.3898 | 3243.5479 | 3242.6305 | 3243.305 | 3286.1749 | 3785.4337 | 3825.3971 | 3867.6827 | 3945.8109 | 7131.404 | 7552.4307 | 7809.5553 | 7926.5908 | 7945.0904 | 8712.6107 | 8398.3483 | 8412.0676 | 8386.8106 | 8409.9867 | 8455.619 | 8384.8262 | 8430.6839 | 8454.0944 | 8513.2702 | 11786.1716
| Five Year Forecast | Non-domestic |  | Biofuel boiler |  | uptake | 0.94943 | 0.72776 | 0.53474 | 0.50335 | 0.6779 | 0.89055 | 0.9197 | 0.94504 | 0.94333 | 0.96909 | 0.98241 | 0.94542 | 0.90163 | 0.85696 | 0.78773 | 22.7221 | 21.4761 | 20.3812 | 19.2286 | 18.225 | 37.1575 | 39.2782 | 40.1107 | 40.85 | 41.6125 | 42.6207 | 49.5936 | 50.9459 | 51.6214 | 52.9128 | 76.1993
| Five Year Forecast | Non-domestic |  | Biomass CHP |  | uptake | 0.0011788 | 0.0012256 | 0.00092493 | 0.00095564 | 0.0010951 | 0.0015789 | 0.0016707 | 0.0018664 | 0.0018191 | 0.0018004 | 0.0018876 | 0.0015986 | 0.0016161 | 0.0023567 | 0.017638 | 522.4562 | 85.0151 | 75.065 | 196.6237 | 148.6766 | 61.9616 | 49.0075 | 66.3102 | 70.7419 | 67.1327 | 38.7302 | 28.6537 | 24.8401 | 27.2687 | 25.7436 | 61.6884
| Five Year Forecast | Non-domestic |  | Gas CHP |  | uptake | 0 | 0 | 0 | 0 | 0 | 0 | 0 | 0 | 0 | 0 | 0 | 0 | 0 | 0 | 0 | 0 | 0 | 0 | 0 | 0 | 0 | 0 | 0 | 0 | 0 | 0 | 0 | 0 | 0 | 0 | 0
| Falling Short | Domestic |  | Gas boiler |  | uptake | 1666177.3207 | 1656639.9337 | 1655762.9136 | 1654881.4436 | 1653925.7156 | 1634428.1249 | 1582007.2616 | 1564697.161 | 1544457.3439 | 1524002.0095 | 1503248.7668 | 1439918.8333 | 1407726.6902 | 1367715.9228 | 1321706.0921 | 1274086.6724 | 1237816.9174 | 1169497.7744 | 1084879.3636 | 1015319.8046 | 936729.2196 | 926341.7934 | 912238.748 | 897328.4864 | 881831.7225 | 867018.8267 | 732228.6204 | 473324.0547 | 307878.8511 | 162495.435 | 110648.3357
| Falling Short | Domestic |  | Electric resistive |  | uptake | 44852.7313 | 42888.8661 | 41985.4365 | 40758.749 | 39059.8954 | 36021.1921 | 35837.1426 | 35578.6969 | 35110.9086 | 34429.849 | 33533.4329 | 34209.3001 | 34843.3049 | 35404.4559 | 35984.3537 | 36533.8461 | 36116.3871 | 35729.4188 | 35366.5498 | 34912.2414 | 34552.0246 | 34925.2168 | 35328.2071 | 35715.7234 | 36093.9662 | 36467.6397 | 36568.1431 | 36670.2564 | 36781.7457 | 36897.6389 | 36971.2295
| Falling Short | Domestic |  | Electric storage |  | uptake | 107195.8208 | 103367.7898 | 101591.1533 | 99623.7402 | 97625.7698 | 87740.5806 | 86920.1828 | 86043.5452 | 84799.0418 | 83360.5793 | 81864.9043 | 81882.3631 | 81902.7415 | 81933.7825 | 81938.7359 | 81913.2492 | 81281.1863 | 80614.7356 | 79961.9029 | 79331.2991 | 78729.3104 | 79367.1232 | 79984.679 | 80658.9558 | 81342.4909 | 82042.8239 | 82239.9472 | 82447.2002 | 82680.4392 | 82895.3792 | 83084.5805
| Falling Short | Domestic |  | Oil boiler |  | uptake | 61929.8139 | 63192.7792 | 67752.1071 | 76162.4445 | 82330.4557 | 59368.8431 | 47839.8317 | 35196.3855 | 25670.0004 | 18724.0512 | 14569.7422 | 18636.1888 | 21493.5178 | 22688.4431 | 22960.681 | 22906.4684 | 21798.8471 | 21267.2865 | 20291.8094 | 19347.6095 | 17523.1461 | 17111.3375 | 16083.7333 | 15174.6038 | 15188.0685 | 15335.4464 | 11878.5751 | 6767.4036 | 2749.9703 | 1721.2918 | 687.9552
| Falling Short | Domestic |  | Community |  | uptake | 13532.1785 | 13189.6303 | 13413.1448 | 13539.9175 | 13612.3477 | 13650.4837 | 13634.6771 | 13611.2246 | 13572.5901 | 13494.9798 | 13356.6716 | 13340.0567 | 13325.3385 | 13310.9751 | 13295.5231 | 13280.0369 | 13236.9159 | 13195.5893 | 13155.1779 | 13088.1069 | 13014.285 | 13098.415 | 13168.7702 | 13217.3791 | 13268.672 | 13320.0674 | 13327.2787 | 13332.1574 | 13338.0223 | 13340.0247 | 13345.8389
| Falling Short | Domestic |  | ASHP |  | uptake | 43533.8582 | 43788.672 | 47898.0553 | 46654.9733 | 47002.7808 | 95718.8579 | 138468.9962 | 162934.0635 | 183314.0344 | 196164.2982 | 201289.6352 | 235298.8916 | 247119.9071 | 264970.0434 | 287695.8515 | 360356.5234 | 381592.146 | 396013.1659 | 416500.8646 | 440252.0277 | 467071.6754 | 469520.2579 | 470666.6994 | 472806.6814 | 475044.8978 | 474102.4785 | 543307.8225 | 605821.1967 | 672019.0465 | 727827.7071 | 796760.5831
| Falling Short | Domestic |  | Hydrogen boiler |  | uptake | 0 | 0 | 0 | 0 | 0 | 0 | 0 | 0 | 0 | 0 | 0 | 0 | 0 | 0 | 0 | 0 | 0 | 0 | 0 | 0 | 0 | 0 | 0 | 0 | 0 | 0 | 0 | 0 | 0 | 0 | 0
| Falling Short | Domestic |  | DH |  | uptake | 56130.5145 | 76313.4039 | 76120.2522 | 75294.5548 | 73803.9516 | 64433.7683 | 65204.2242 | 67776.342 | 71741.1151 | 77333.1799 | 85104.3489 | 93596.2722 | 105050.6128 | 118466.4083 | 133039.9618 | 157410.0031 | 164824.547 | 173034.357 | 182434.5508 | 193390.6857 | 208059.4819 | 209088.6478 | 217856.8479 | 228352.5058 | 240453.3933 | 252399.0933 | 297778.0618 | 350365.3389 | 408148.3977 | 452074.3846 | 485645.87
| Falling Short | Domestic |  | Hybrid (ASHP + Hydrogen boiler) |  | uptake | 0 | 0 | 0 | 0 | 0 | 0 | 0 | 0 | 0 | 0 | 0 | 0 | 0 | 0 | 0 | 0 | 0 | 0 | 0 | 0 | 0 | 0 | 0 | 0 | 0 | 0 | 0 | 0 | 0 | 0 | 0
| Falling Short | Domestic |  | Hybrid (ASHP + Biofuel boiler) |  | uptake | 403.1099 | 500.1055 | 586.2281 | 712.4553 | 848.2635 | 3883.9973 | 4377.2498 | 5166.6819 | 6557.6534 | 8758.8152 | 11347.6122 | 11464.0083 | 11569.7427 | 11673.0982 | 11736.9328 | 11810.8026 | 12503.2282 | 13168.1189 | 13855.2572 | 14452.2699 | 19360.3443 | 18913.893 | 18424.7555 | 17896.3857 | 17245.8451 | 16544.5583 | 20390.0981 | 20427.5038 | 20447.9154 | 20509.1624 | 20663.2504
| Falling Short | Domestic |  | Hybrid (ASHP + Electric resistive) |  | uptake | 1597.4369 | 2002.2681 | 2316.619 | 2870.5905 | 3356.9358 | 11446.2072 | 13065.5801 | 15670.3926 | 20818.232 | 28538.6809 | 38560.9588 | 41645.9389 | 46094.675 | 51259.0489 | 56978.966 | 85528.061 | 94617.9437 | 106190.3339 | 118707.0487 | 130675.6655 | 146620.6269 | 135328.913 | 132285.6282 | 129191.2022 | 126030.3118 | 122119.1964 | 115765.5707 | 123913.6865 | 131304.8682 | 140916.9021 | 172000.2874
| Falling Short | Domestic |  | Hybrid (ASHP + Solar thermal) |  | uptake | 0 | 0 | 0 | 0 | 0 | 0 | 0 | 0 | 0 | 0 | 0 | 0 | 0 | 0 | 0 | 0 | 0 | 0 | 0 | 0 | 0 | 0 | 0 | 0 | 0 | 0 | 0 | 0 | 0 | 0 | 0
| Falling Short | Domestic |  | Biomass boiler |  | uptake | 889.5829 | 957.1305 | 951.7579 | 950.6022 | 948.4312 | 1261.7514 | 1452.6111 | 1625.4516 | 1765.9599 | 1859.2758 | 1880.1795 | 1964.1808 | 2063.003 | 2163.0786 | 2264.8856 | 2450.396 | 2498.326 | 2539.6274 | 2581.8675 | 2585.5343 | 2590.4123 | 2596.6314 | 2596.9045 | 2608.1243 | 2623.2422 | 2623.5884 | 2617.6869 | 2563.0897 | 2449.534 | 2317.5445 | 2204.3311
| Falling Short | Domestic |  | GSHP |  | uptake | 22113.1452 | 22240.9943 | 22353.1975 | 22435.2072 | 22536.0727 | 23033.5195 | 41809.5261 | 42037.8137 | 42204.3294 | 43506.7911 | 45583.874 | 59975.2413 | 61542.7392 | 63385.2163 | 65366.5856 | 90416.4502 | 90401.9709 | 125344.6751 | 168574.8435 | 191838.1017 | 225729.4914 | 225140.5151 | 232644.6312 | 237537.7667 | 239690.8919 | 244932.2181 | 262482.2292 | 401452.775 | 436992.8883 | 472519.953 | 495859.3678
| Falling Short | Domestic |  | Biofuel boiler |  | uptake | 22028.642 | 15302.5815 | 9653.2896 | 6499.4768 | 5333.535 | 9396.8288 | 9766.8714 | 10046.3963 | 10372.9458 | 10211.6449 | 10044.0284 | 8452.8798 | 7651.8821 | 7413.6819 | 7415.5858 | 7950.8116 | 7827.0561 | 7808.1859 | 8012.023 | 9027.0471 | 13263.1176 | 13162.2339 | 13199.2893 | 13906.5729 | 14379.2893 | 14707.218 | 27413.761 | 27573.9214 | 28190.9442 | 28788.2919 | 29503.6002
| Falling Short | Domestic |  | Biomass CHP |  | uptake | 0 | 0 | 0 | 0 | 0 | 0 | 0 | 0 | 0 | 0 | 0 | 0 | 0 | 0 | 0 | 0 | 0 | 0 | 0 | 0 | 0 | 0 | 0 | 0 | 0 | 0 | 0 | 0 | 0 | 0 | 0
| Falling Short | Domestic |  | Gas CHP |  | uptake | 0 | 0 | 0 | 0 | 0 | 0 | 0 | 0 | 0 | 0 | 0 | 0 | 0 | 0 | 0 | 0 | 0 | 0 | 0 | 0 | 0 | 0 | 0 | 0 | 0 | 0 | 0 | 0 | 0 | 0 | 0
| Falling Short | Non-domestic |  | Gas boiler |  | uptake | 32130.1527 | 32452.3744 | 32565.3154 | 32532.4545 | 32500.9348 | 32469.6879 | 31202.4788 | 31212.4849 | 31223.0468 | 31233.8469 | 31245.203 | 30025.9008 | 30001.5014 | 29978.4863 | 29952.0728 | 32649.6092 | 31131.6635 | 29908.791 | 28847.4021 | 27957.8414 | 27125.7445 | 26917.5455 | 26748.06 | 26565.3797 | 26389.6062 | 26217.6145 | 25902.1874 | 25528.084 | 25106.1072 | 24272.8118 | 23342.6582
| Falling Short | Non-domestic |  | Electric resistive |  | uptake | 26587.6548 | 26526.7488 | 26303.7187 | 26032.2485 | 25692.5406 | 24722.2839 | 24507.2541 | 24251.0681 | 23868.3587 | 23412.0527 | 22913.7126 | 24366.2466 | 25038.6244 | 25522.5813 | 25817.3499 | 26071.129 | 26122.5872 | 26166.4481 | 26177.3459 | 26179.1956 | 26192.8141 | 26173.6328 | 26150.6851 | 26159.8886 | 26176.9387 | 26188.6971 | 26245.4988 | 26292.2372 | 26332.9029 | 26345.3277 | 26405.2339
| Falling Short | Non-domestic |  | Electric storage |  | uptake | 0 | 0 | 0 | 0 | 0 | 0 | 0 | 0 | 0 | 0 | 0 | 0 | 0 | 0 | 0 | 0.00076949 | 0.00074406 | 0.00071468 | 0.00068749 | 0.00065648 | 0.021684 | 0.020847 | 0.020151 | 0.019523 | 0.018868 | 0.018229 | 0.019562 | 0.018806 | 0.018116 | 0.017392 | 0.017028
| Falling Short | Non-domestic |  | Oil boiler |  | uptake | 282.4195 | 398.9865 | 568.6637 | 929.1216 | 1752.102 | 2184.3328 | 2176.9584 | 2014.5436 | 1823.5339 | 497.3314 | 467.9727 | 1734.6868 | 1846.251 | 1885.4373 | 2537.255 | 1905.189 | 1851.4513 | 1356.5874 | 1340.1767 | 1314.9939 | 501.7468 | 485.8034 | 470.9728 | 440.7782 | 462.441 | 548.9368 | 529.7519 | 508.9618 | 485.9139 | 462.1903 | 349.7859
| Falling Short | Non-domestic |  | Community |  | uptake | 1122.6672 | 1193.0227 | 1235.0238 | 1812.0982 | 2951.4235 | 4324.4199 | 4416.3525 | 4518.8031 | 4746.7281 | 6234.0661 | 6431.8623 | 4060.9898 | 3439.5586 | 3062.2636 | 1875.3103 | 1946.7326 | 1906.8247 | 2483.3621 | 2580.3752 | 3058.1473 | 4981.1749 | 4852.1694 | 4725.2343 | 4502.0551 | 4077.4183 | 3918.2565 | 4042.335 | 4036.2709 | 4012.0989 | 4043.0496 | 4748.6832
| Falling Short | Non-domestic |  | ASHP |  | uptake | 5139.8057 | 4990.384 | 4828.0499 | 4281.5415 | 3948.7811 | 3996.7546 | 4650.2829 | 4668.3837 | 4688.6694 | 4710.715 | 4733.4369 | 5402.9806 | 5365.4129 | 5333.7156 | 5318.9041 | 8192.6552 | 9064.6651 | 9385.1336 | 9481.4294 | 9551.6044 | 10224.8301 | 10031.1776 | 10051.766 | 10058.0086 | 10039.5986 | 10062.8131 | 10095.2135 | 10093.8042 | 10131.3706 | 10182.6086 | 13782.496
| Falling Short | Non-domestic |  | Hydrogen boiler |  | uptake | 0 | 0 | 0 | 0 | 0 | 0 | 0 | 0 | 0 | 0 | 0 | 0 | 0 | 0 | 0 | 0 | 0 | 0 | 0 | 0 | 0 | 0 | 0 | 0 | 0 | 0 | 0 | 0 | 0 | 0 | 0
| Falling Short | Non-domestic |  | DH |  | uptake | 1763.364 | 1921.5099 | 2156.6363 | 2629.9753 | 2802.8917 | 2147.6665 | 2238.2937 | 2509.1174 | 2803.144 | 3039.3665 | 3309.2201 | 3056.323 | 2930.3873 | 2789.9602 | 2878.0443 | 3708.2996 | 3709.8031 | 3594.8974 | 3777.3564 | 3968.1943 | 4613.5354 | 4618.7614 | 4660.2632 | 4675.8313 | 4656.4087 | 4686.7055 | 4794.7701 | 4895.182 | 4984.3911 | 5309.2659 | 7711.5453
| Falling Short | Non-domestic |  | Hybrid (ASHP + Hydrogen boiler) |  | uptake | 0 | 0 | 0 | 0 | 0 | 0 | 0 | 0 | 0 | 0 | 0 | 0 | 0 | 0 | 0 | 0 | 0 | 0 | 0 | 0 | 0 | 0 | 0 | 0 | 0 | 0 | 0 | 0 | 0 | 0 | 0
| Falling Short | Non-domestic |  | Hybrid (ASHP + Biofuel boiler) |  | uptake | 435.6117 | 403.4935 | 349.5969 | 242.5934 | 10.3117 | 27.5008 | 33.1792 | 38.9369 | 46.5758 | 54.6287 | 61.7843 | 43.7116 | 29.847 | 17.252 | 9.8214 | 30.4282 | 44.4617 | 62.6678 | 85.0992 | 111.3199 | 246.5244 | 260.5453 | 277.6245 | 287.862 | 288.2699 | 306.3668 | 330.5171 | 361.1032 | 370.787 | 389.673 | 425.3341
| Falling Short | Non-domestic |  | Hybrid (ASHP + Electric resistive) |  | uptake | 1554.4863 | 1256.1911 | 1139.6347 | 978.1208 | 346.1671 | 109.572 | 103.5949 | 97.6501 | 92.0135 | 87.3626 | 83.0416 | 129.6674 | 202.8312 | 295.8584 | 468.3143 | 1382.7272 | 1905.7097 | 2469.948 | 3199.6355 | 3881.9368 | 5084.1697 | 5182.4668 | 5294.6825 | 5380.5962 | 5423.5706 | 5564.8943 | 5804.0667 | 5954.6509 | 6118.7808 | 6349.1496 | 7607.5137
| Falling Short | Non-domestic |  | Hybrid (ASHP + Solar thermal) |  | uptake | 0 | 0 | 0 | 0 | 0 | 0 | 0 | 0 | 0 | 0 | 0 | 0 | 0 | 0 | 0 | 0 | 0 | 0 | 0 | 0 | 0 | 0 | 0 | 0 | 0 | 0 | 0 | 0 | 0 | 0 | 0
| Falling Short | Non-domestic |  | Biomass boiler |  | uptake | 0 | 0 | 0 | 0 | 0 | 0 | 0 | 0 | 0 | 0 | 0 | 0 | 0 | 0 | 0 | 22.0094 | 21.8816 | 12.6499 | 2.7753 | 2.7114 | 15.7705 | 13.6988 | 14.5148 | 29.1522 | 29.4222 | 15.1102 | 24.4648 | 19.4706 | 26.1283 | 30.3791 | 44.7275
| Falling Short | Non-domestic |  | GSHP |  | uptake | 3608.0927 | 3481.7653 | 3477.9613 | 3186.4497 | 2619.0632 | 2641.9547 | 3295.7255 | 3313.112 | 3332.0071 | 3354.6828 | 3377.7795 | 3803.5122 | 3769.6473 | 3738.5371 | 3767.107 | 6058.139 | 6909.0634 | 7335.9471 | 7497.7355 | 7573.7629 | 8263.3732 | 7941.495 | 7957.5123 | 7927.0742 | 7894.4115 | 7951.1159 | 7923.0758 | 8056.0122 | 8224.3239 | 8402.6917 | 11308.1089
| Falling Short | Non-domestic |  | Biofuel boiler |  | uptake | 0.94943 | 0.72776 | 0.60339 | 0.60071 | 0.98796 | 1.03 | 1.0829 | 1.1031 | 1.1254 | 1.1501 | 1.1899 | 1.1844 | 1.1422 | 1.1105 | 1.0044 | 20.7036 | 18.8332 | 17.1201 | 15.5852 | 14.1433 | 30.7231 | 32.1383 | 32.4052 | 32.7444 | 33.0553 | 33.5787 | 38.6006 | 39.2195 | 39.7507 | 40.4747 | 55.6277
| Falling Short | Non-domestic |  | Biomass CHP |  | uptake | 0.0011788 | 0.0012256 | 0.0010958 | 0.0011552 | 0.0014525 | 0.0021272 | 0.0022289 | 0.0024341 | 0.0023812 | 0.0023535 | 0.0024126 | 0.0020086 | 0.0020377 | 0.0029418 | 0.021755 | 666.2949 | 93.2998 | 80.9095 | 170.7467 | 129.1997 | 47.8244 | 38.6994 | 52.8095 | 57.0643 | 55.231 | 32.0779 | 23.7224 | 20.4597 | 22.907 | 21.9467 | 52.9027
| Falling Short | Non-domestic |  | Gas CHP |  | uptake | 0 | 0 | 0 | 0 | 0 | 0 | 0 | 0 | 0 | 0 | 0 | 0 | 0 | 0 | 0 | 0 | 0 | 0 | 0 | 0 | 0 | 0 | 0 | 0 | 0 | 0 | 0 | 0 | 0 | 0 | 0
| Leading the Way | Domestic |  | Gas boiler |  | uptake | 1666177.3207 | 1656639.9337 | 1292745.9407 | 1236728.2415 | 1044205.0804 | 1036886.5732 | 800798.2458 | 687685.4861 | 488288.8694 | 422093.7154 | 378186.7959 | 343491.7714 | 327706.4363 | 314827.4208 | 25705.5755 | 34.4941 | 0 | 0 | 0 | 0 | 0 | 0 | 0 | 0 | 0 | 0 | 0 | 0 | 0 | 0 | 0
| Leading the Way | Domestic |  | Electric resistive |  | uptake | 44852.7313 | 42888.8661 | 39358.2002 | 37259.7067 | 35852.3467 | 36575.7445 | 36883.2679 | 37244.0018 | 36234.5975 | 29313.8222 | 29110.5277 | 26533.865 | 25933.6962 | 25847.6524 | 25167.3233 | 27147.1893 | 17913.1115 | 18029.3854 | 18086.9177 | 18136.7602 | 17832.9502 | 18125.0389 | 17843.302 | 17826.6136 | 17828.5015 | 17687.8504 | 17650.0384 | 17577.4749 | 17475.6958 | 17377.8236 | 17306.4923
| Leading the Way | Domestic |  | Electric storage |  | uptake | 107195.8208 | 103367.7898 | 95892.7811 | 90633.5582 | 87347.6829 | 91254.3715 | 115791.029 | 115775.2552 | 113372.8838 | 98085.631 | 96937.6266 | 92857.564 | 93284.4634 | 94773.3263 | 95230.9966 | 102356.4967 | 84964.1747 | 85449.0824 | 83721.6965 | 81790.3921 | 80642.0908 | 107167.5122 | 105839.6042 | 105826.9659 | 105815.9739 | 105221.7972 | 105048.3203 | 104898.1097 | 104760.6172 | 104637.7256 | 104652.857
| Leading the Way | Domestic |  | Oil boiler |  | uptake | 61929.8139 | 63192.7792 | 22836.6022 | 22013.5529 | 20742.1912 | 20867.8447 | 19324.4418 | 17726.19 | 15675.9346 | 14723.6448 | 14012.0647 | 14049.1265 | 14181.2006 | 14339.2106 | 7267.5451 | 0.0052325 | 0 | 0 | 0 | 0 | 0 | 0 | 0 | 0 | 0 | 0 | 0 | 0 | 0 | 0 | 0
| Leading the Way | Domestic |  | Community |  | uptake | 13532.1785 | 13189.6303 | 7325.0322 | 6864.3309 | 6466.6359 | 6735.9378 | 5734.2103 | 4921.0015 | 3627.9795 | 3161.8516 | 2755.9124 | 2638.814 | 2637.9282 | 2664.3472 | 2661.5548 | 479.103 | 95.5431 | 49.4286 | 25.167 | 13.08 | 6.0853 | 5.3861 | 5.1386 | 4.3841 | 4.0163 | 3.3621 | 3.0594 | 2.4287 | 2.0938 | 1.7178 | 1.0253
| Leading the Way | Domestic |  | ASHP |  | uptake | 43533.8582 | 43788.672 | 356190.5994 | 435923.4451 | 611244.6629 | 658563.2477 | 810188.2832 | 775992.7273 | 582586.2026 | 516923.5673 | 473607.2125 | 442929.1443 | 427738.5431 | 414520.181 | 417448.3078 | 421117.3747 | 423174.1558 | 417277.2712 | 429621.7985 | 432772.9681 | 451798.4387 | 408817.9102 | 399162.1374 | 377302.6418 | 360821.6182 | 347175.28 | 361328.6074 | 383793.2318 | 398759.029 | 411715.9119 | 453504.8312
| Leading the Way | Domestic |  | Hydrogen boiler |  | uptake | 0 | 0 | 0 | 0 | 0 | 0 | 0 | 0 | 284508.4437 | 272620.5168 | 246084.9188 | 223226.3055 | 213298.7966 | 205453.9183 | 201448.1919 | 213678.3324 | 232831.2885 | 226422.9051 | 227149.6441 | 223817.6098 | 225849.8971 | 218169.9322 | 209752.2229 | 200286.1797 | 191752.3542 | 184521.4632 | 191465.5991 | 204248.9965 | 209854.1968 | 216165.2213 | 221159.013
| Leading the Way | Domestic |  | DH |  | uptake | 56130.5145 | 76313.4039 | 48846.7125 | 49919.8 | 50903.3562 | 49413.1748 | 59122.6399 | 84292.4922 | 97346.7188 | 119993.1013 | 142501.1606 | 165714.0762 | 188342.5602 | 213208.0325 | 330252.6025 | 375131.5318 | 369830.2784 | 356624.1686 | 362110.0991 | 358747.5484 | 370343.1735 | 356500.9131 | 347426.4785 | 325874.2987 | 308427.3713 | 294736.4234 | 310405.2109 | 332691.5085 | 347493.6563 | 360258.9034 | 369222.4444
| Leading the Way | Domestic |  | Hybrid (ASHP + Hydrogen boiler) |  | uptake | 0 | 0 | 0 | 0 | 0 | 0 | 0 | 0 | 11767.9636 | 33345.7185 | 68576.2376 | 103088.7222 | 116154.8693 | 126711.6735 | 176950.0977 | 182872.2499 | 182571.6013 | 177718.3966 | 180882.7253 | 179970.6812 | 184176.6473 | 176433.675 | 169535.1817 | 160891.4291 | 153175.3189 | 147077.351 | 154191.9955 | 167118.2518 | 172860.4834 | 179323.7983 | 187194.4449
| Leading the Way | Domestic |  | Hybrid (ASHP + Biofuel boiler) |  | uptake | 403.1099 | 500.1055 | 5046.6985 | 8118.8183 | 9584.5228 | 8222.4574 | 10261.2408 | 11814.3633 | 12540.2649 | 13162.9956 | 13853.0914 | 15572.1603 | 15815.2748 | 15638.3446 | 17411.9025 | 16914.5567 | 15117.704 | 13538.7432 | 14282.433 | 14588.5759 | 21570.2713 | 22790.1201 | 24645.2471 | 24442.5585 | 24743.5703 | 24960.2909 | 25640.31 | 25446.7617 | 25174.0102 | 25005.5462 | 24942.3004
| Leading the Way | Domestic |  | Hybrid (ASHP + Electric resistive) |  | uptake | 1597.4369 | 2002.2681 | 11753.7215 | 20140.2258 | 25574.9901 | 16932.1409 | 23168.6538 | 37279.1007 | 56094.0369 | 88176.7958 | 124696.5123 | 192557.6617 | 212348.8766 | 222010.1171 | 343416.8705 | 343373.7265 | 340067.5886 | 327544.2403 | 333575.8052 | 331293.0444 | 346393.411 | 332242.8176 | 322623.297 | 300761.8562 | 284289.1277 | 270639.0831 | 284802.4472 | 307204.3455 | 322085.1133 | 334967.3249 | 344682.1162
| Leading the Way | Domestic |  | Hybrid (ASHP + Solar thermal) |  | uptake | 0 | 0 | 0 | 0 | 0 | 0 | 0 | 0 | 0 | 0 | 0 | 0 | 0 | 0 | 0 | 0 | 0 | 0 | 0 | 0 | 0 | 0 | 0 | 0 | 0 | 0 | 0 | 0 | 0 | 0 | 0
| Leading the Way | Domestic |  | Biomass boiler |  | uptake | 889.5829 | 957.1305 | 3443.3384 | 3239.4796 | 2707.1213 | 2722.2882 | 2208.1333 | 2163.4522 | 3343.1529 | 4830.584 | 6484.8828 | 5424.7222 | 4411.7253 | 3390.8866 | 3686.6532 | 2326.9113 | 9463.955 | 9288.0177 | 10486.3338 | 11004.9921 | 12873.6532 | 16358.385 | 21147.8552 | 25629.723 | 32002.1103 | 41364.7536 | 47822.6573 | 59560.7604 | 76019.4518 | 98818.6103 | 115913.5815
| Leading the Way | Domestic |  | GSHP |  | uptake | 22113.1452 | 22240.9943 | 121212.5982 | 93902.1062 | 110613.836 | 73419.0874 | 121558.5338 | 233882.6889 | 308398.9541 | 400919.814 | 422800.3239 | 392447.3999 | 378511.9878 | 366486.0383 | 372651.2555 | 378147.9937 | 374238.7293 | 360984.27 | 366077.3688 | 362839.9521 | 370104.5938 | 356161.4648 | 346674.6024 | 324747.0051 | 308121.2538 | 294491.2833 | 307545.3184 | 329871.1395 | 344707.0719 | 357500.1405 | 366561.3587
| Leading the Way | Domestic |  | Biofuel boiler |  | uptake | 22028.642 | 15302.5815 | 35731.93 | 35640.8896 | 35141.7286 | 38791.2869 | 35345.4753 | 31607.3956 | 26598.1527 | 23032.3965 | 20776.8878 | 19852.8218 | 20017.7965 | 20513.0057 | 21085.278 | 60943.1953 | 53237.2123 | 45001.145 | 39218.1708 | 33551.6535 | 36153.2696 | 85465.5393 | 86838.352 | 86073.0061 | 86876.3151 | 86903.3351 | 87371.0797 | 87121.2018 | 86885.0061 | 86659.3446 | 96544.7427
| Leading the Way | Domestic |  | Biomass CHP |  | uptake | 0 | 0 | 0 | 0 | 0 | 0 | 0 | 0 | 0 | 0 | 0 | 0 | 0 | 0 | 0 | 0 | 0 | 0 | 0 | 0 | 0 | 0 | 0 | 0 | 0 | 0 | 0 | 0 | 0 | 0 | 0
| Leading the Way | Domestic |  | Gas CHP |  | uptake | 0 | 0 | 0 | 0 | 0 | 0 | 0 | 0 | 0 | 0 | 0 | 0 | 0 | 0 | 0 | 0 | 0 | 0 | 0 | 0 | 0 | 0 | 0 | 0 | 0 | 0 | 0 | 0 | 0 | 0 | 0
| Leading the Way | Non-domestic |  | Gas boiler |  | uptake | 32130.1527 | 32452.3744 | 32725.5615 | 30758.1342 | 22953.0683 | 17252.3369 | 7624.631 | 6776.8658 | 5767.1965 | 5383.7421 | 4766.4614 | 4651.7685 | 4507.1743 | 4328.7549 | 4176.817 | 3485.2813 | 1060.0595 | 449.1197 | 162.9212 | 41.4073 | 14.5568 | 9.1724 | 7.0953 | 5.2744 | 5.5895 | 4.2369 | 4.0524 | 3.8611 | 3.6505 | 3.852 | 4.2835
| Leading the Way | Non-domestic |  | Electric resistive |  | uptake | 26587.6548 | 26526.7488 | 7520.8533 | 7072.5979 | 6856.4936 | 6640.001 | 6634.2169 | 6637.1036 | 6258.6782 | 6077.2496 | 5351.809 | 5227.1811 | 5116.6141 | 5018.284 | 4927.8616 | 2911.0777 | 741.9115 | 554.1113 | 481.9873 | 466.4641 | 481.9181 | 491.1991 | 502.7686 | 514.521 | 519.9544 | 525.0605 | 522.8886 | 521.6909 | 518.3468 | 516.7969 | 684.8614
| Leading the Way | Non-domestic |  | Electric storage |  | uptake | 0 | 0 | 0.040064 | 6.2615 | 57.5478 | 147.1077 | 282.8711 | 325.5851 | 343.2883 | 344.97 | 357.3578 | 677.2842 | 1325.011 | 1802.2858 | 2204.2879 | 3438.0056 | 3259.4062 | 3206.4539 | 3178.1392 | 3082.2136 | 3118.8586 | 2219.2244 | 2264.3775 | 2446.8831 | 2771.4199 | 3024.8055 | 3080.2111 | 3150.9872 | 3169.0346 | 3224.9374 | 4128.0315
| Leading the Way | Non-domestic |  | Oil boiler |  | uptake | 282.4195 | 398.9865 | 1153.3247 | 1116.0278 | 1088.6359 | 1030.185 | 846.4598 | 715.7599 | 642.6078 | 601.6855 | 598.1166 | 598.2482 | 603.1458 | 633.8833 | 664.9582 | 49.9663 | 12.1892 | 4.1039 | 0.36294 | 0.10576 | 0.0016067 | 0.0010842 | 0.045988 | 0.038313 | 0 | 0 | 0 | 0 | 0 | 4.6385e-05 | 5.8028e-06
| Leading the Way | Non-domestic |  | Community |  | uptake | 1122.6672 | 1193.0227 | 1605.3868 | 1462.923 | 1171.9302 | 1118.1646 | 937.6038 | 807.9929 | 735.0335 | 694.1292 | 690.5636 | 690.6925 | 695.5876 | 726.3197 | 757.7592 | 906.9417 | 732.1091 | 717.1919 | 706.2121 | 686.329 | 757.1503 | 771.9518 | 791.2534 | 796.2762 | 800.257 | 795.8234 | 778.1388 | 762.7506 | 751.4683 | 743.8086 | 668.6627
| Leading the Way | Non-domestic |  | ASHP |  | uptake | 5139.8057 | 4990.384 | 8797.6087 | 9181.6653 | 10560.0661 | 13243.6539 | 18332.1101 | 18542.7157 | 17914.4142 | 17686.5278 | 16778.6662 | 16799.8553 | 16770.5059 | 16709.199 | 16659.8173 | 17895.1126 | 18643.1202 | 18815.881 | 18713.766 | 18127.585 | 18011.049 | 16948.1621 | 17009.7395 | 17333.2049 | 17908.9052 | 18359.6197 | 18494.8506 | 18452.1304 | 18316.5274 | 18282.4817 | 18807.9781
| Leading the Way | Non-domestic |  | Hydrogen boiler |  | uptake | 0 | 0 | 0 | 0 | 0 | 0 | 0 | 0 | 95.3736 | 502.0416 | 5866.3404 | 5739.118 | 5605.5258 | 5497.6691 | 5401.6115 | 6811.6585 | 7270.1884 | 7178.0652 | 7016.4456 | 6676.1193 | 7167.8507 | 7181.3986 | 7226.0651 | 7456.0973 | 7780.042 | 8068.9383 | 8866.0001 | 8915.6091 | 8839.1453 | 8807.6715 | 9841.0582
| Leading the Way | Non-domestic |  | DH |  | uptake | 1763.364 | 1921.5099 | 5959.4652 | 6711.3971 | 10246.3282 | 10265.0157 | 10222.5773 | 9879.8953 | 8890.284 | 8449.6374 | 7449.7264 | 7365.4968 | 7263.4742 | 7510.0241 | 7809.1489 | 9760.9469 | 10426.7847 | 10374.8425 | 10207.6134 | 9674.3618 | 9821.0297 | 9371.6953 | 9420.6067 | 9714.906 | 10259.4843 | 10689.1071 | 11030.1126 | 11066.1235 | 10968.8732 | 10933.5374 | 11915.4708
| Leading the Way | Non-domestic |  | Hybrid (ASHP + Hydrogen boiler) |  | uptake | 0 | 0 | 0 | 0 | 0 | 0 | 0 | 0 | 4176.2588 | 5420.7604 | 5060.526 | 5134.3158 | 5129.0606 | 5120.2481 | 5104.9107 | 6523.7499 | 6950.6422 | 6890.0927 | 6756.7406 | 6424.3762 | 6909.6985 | 6969.938 | 7055.7869 | 7322.389 | 7677.8839 | 7991.4977 | 8789.7978 | 8841.4123 | 8766.9025 | 8737.6472 | 12024.9424
| Leading the Way | Non-domestic |  | Hybrid (ASHP + Biofuel boiler) |  | uptake | 435.6117 | 403.4935 | 1380.4424 | 1413.9449 | 1447.5776 | 1453.6489 | 1410.4989 | 1377.0489 | 1326.7336 | 1298.7817 | 1218.2588 | 1229.1246 | 1241.2193 | 1261.0397 | 1278.4421 | 1605.1516 | 1635.4604 | 1615.2096 | 1602.2108 | 1584.1257 | 1689.4666 | 1724.1521 | 1762.5069 | 1795.8609 | 1814.8052 | 1840.4651 | 1851.338 | 1849.4282 | 1837.2986 | 1833.4995 | 2017.3061
| Leading the Way | Non-domestic |  | Hybrid (ASHP + Electric resistive) |  | uptake | 1554.4863 | 1256.1911 | 5249.8244 | 5339.5158 | 5614.3565 | 6970.9317 | 8268.7549 | 8796.924 | 8460.3621 | 8419.4573 | 7699.4535 | 7746.9274 | 7713.7225 | 7685.8397 | 7647.8057 | 9959.4413 | 10584.3797 | 10469.0399 | 10190.1832 | 9720.7445 | 9971.4605 | 10118.6589 | 10221.1451 | 10509.759 | 10946.9639 | 11308.7269 | 11640.5629 | 11695.7002 | 11644.0578 | 11669.7777 | 13040.1035
| Leading the Way | Non-domestic |  | Hybrid (ASHP + Solar thermal) |  | uptake | 0 | 0 | 0 | 0 | 0 | 0 | 0 | 0 | 0 | 0 | 0 | 0 | 0 | 0 | 0 | 0 | 0 | 0 | 0 | 0 | 0 | 0 | 0 | 0 | 0 | 0 | 0 | 0 | 0 | 0 | 0
| Leading the Way | Non-domestic |  | Biomass boiler |  | uptake | 0 | 0 | 0 | 0 | 0.0005949 | 115.3303 | 658.1792 | 681.3578 | 633.5331 | 600.2505 | 597.2213 | 597.1939 | 600.0986 | 625.567 | 653.6107 | 801.0294 | 847.6914 | 1062.8734 | 1037.2592 | 966.4014 | 1023.5106 | 1055.203 | 1094.0052 | 1114.8789 | 1178.4406 | 1198.3267 | 1188.3115 | 1165.628 | 1131.1189 | 1121.3066 | 1121.2353
| Leading the Way | Non-domestic |  | GSHP |  | uptake | 3608.0927 | 3481.7653 | 6234.8869 | 7629.7204 | 10726.8914 | 12530.0761 | 15576.0123 | 15735.0283 | 15049.4931 | 14876.3918 | 14040.3026 | 14029.5422 | 13961.4198 | 13867.3252 | 13796.0281 | 16109.6546 | 16920.2669 | 16994.2197 | 16861.6023 | 16267.5511 | 16721.4678 | 16799.5831 | 16859.112 | 17202.3562 | 17786.0776 | 18248.4303 | 18863.9062 | 18925.0116 | 18838.1939 | 18820.3754 | 19127.6142
| Leading the Way | Non-domestic |  | Biofuel boiler |  | uptake | 0.94943 | 0.72776 | 2028.9278 | 1964.1317 | 1933.4172 | 1889.8496 | 1841.1102 | 1804.3047 | 1739.2679 | 1699.4904 | 1583.5471 | 1573.5329 | 1567.1599 | 1568.8001 | 1570.0517 | 1840.3672 | 1910.777 | 1849.0305 | 1802.633 | 1768.4675 | 1905.181 | 1926.8453 | 1970.7356 | 2010.0336 | 2031.0505 | 2061.673 | 2084.0717 | 2082.1032 | 2067.9505 | 2063.7601 | 2166.2422
| Leading the Way | Non-domestic |  | Biomass CHP |  | uptake | 0.0011788 | 0.0012256 | 0.0025371 | 0.0049012 | 0.010992 | 0.023072 | 21.2988 | 575.7425 | 623.7996 | 601.209 | 597.9737 | 596.0429 | 556.6049 | 301.0845 | 3.2137 | 3.6379 | 4.3485 | 9.6908 | 77.0159 | 211.6692 | 523.8967 | 586.6625 | 638.9969 | 682.1306 | 694.0075 | 697.4445 | 676.6099 | 665.5543 | 653.9815 | 645.294 | 373.2225
| Leading the Way | Non-domestic |  | Gas CHP |  | uptake | 0 | 0 | 0 | 0 | 0 | 0 | 0 | 0 | 0 | 0 | 0 | 0 | 0 | 0 | 0 | 0 | 0 | 0 | 0 | 0 | 0 | 0 | 0 | 0 | 0 | 0 | 0 | 0 | 0 | 0 | 0
| Consumer Transformation | Domestic |  | Gas boiler |  | uptake | 1666177.3207 | 1656639.9337 | 1626319.7788 | 1625629.7688 | 1624976.8081 | 1542488.811 | 1302807.3506 | 1066228.8786 | 797437.9222 | 570670.8184 | 455933.5894 | 432876.605 | 413516.3617 | 397875.8054 | 33257.9744 | 5279.2816 | 0 | 0 | 0 | 0 | 0 | 0 | 0 | 0 | 0 | 0 | 0 | 0 | 0 | 0 | 0
| Consumer Transformation | Domestic |  | Electric resistive |  | uptake | 44852.7313 | 42888.8661 | 38232.8673 | 37145.3927 | 35900.5846 | 33130.5018 | 33769.257 | 34205.2531 | 34349.2124 | 34101.0534 | 33634.7939 | 33162.4616 | 32618.8765 | 31970.6755 | 31200.6753 | 29955.2274 | 28769.0882 | 26580.0608 | 24413.3767 | 22371.2395 | 20476.2307 | 18239.3526 | 15988.7957 | 14036.8296 | 12301.0102 | 10679.4085 | 10512.4095 | 10316.5283 | 10182.7936 | 9995.6816 | 9830.5688
| Consumer Transformation | Domestic |  | Electric storage |  | uptake | 107195.8208 | 103367.7898 | 95928.2727 | 94375.4954 | 92582.6836 | 83979.8304 | 108700.7979 | 108479.3448 | 107915.299 | 107151.5646 | 105677.7075 | 107131.0598 | 108553.5494 | 109893.1397 | 111240.1 | 112390.5795 | 109730.3681 | 106984.4138 | 103687.0509 | 100494.6241 | 97269.8847 | 111238.0741 | 103898.4782 | 96946.2134 | 89553.7306 | 82644.4056 | 90142.1243 | 89721.7893 | 89282.1841 | 88828.477 | 88181.7532
| Consumer Transformation | Domestic |  | Oil boiler |  | uptake | 61929.8139 | 63192.7792 | 31398.2433 | 28625.5518 | 29703.6827 | 21588.8331 | 18896.095 | 17469.2339 | 16534.0246 | 15501.8837 | 14897.0204 | 15085.1952 | 15306.3799 | 15527.9628 | 8073.7932 | 438.7661 | 0 | 0 | 0 | 0 | 0 | 0 | 0 | 0 | 0 | 0 | 0 | 0 | 0 | 0 | 0
| Consumer Transformation | Domestic |  | Community |  | uptake | 13532.1785 | 13189.6303 | 7602.2746 | 7450.8464 | 7236.1441 | 6372.113 | 5306.7371 | 4551.3051 | 3852.8009 | 3213.0511 | 2755.6439 | 2771.2708 | 2784.9929 | 2797.0444 | 2808.8463 | 482.7438 | 58.9002 | 21.0831 | 5.4902 | 0.80222 | 0 | 0 | 0 | 0 | 0 | 0 | 0 | 0 | 0 | 0 | 0
| Consumer Transformation | Domestic |  | ASHP |  | uptake | 43533.8582 | 43788.672 | 90300.0047 | 88190.2926 | 89545.431 | 166854.3379 | 348788.5246 | 491886.4918 | 563264.8482 | 548969.3443 | 517068.4338 | 514920.0538 | 508538.2613 | 499668.5391 | 521974.8173 | 562341.7737 | 569619.4312 | 570843.5172 | 568149.6046 | 575024.5244 | 581401.5714 | 569679.0195 | 567871.2009 | 539986.7668 | 501688.5985 | 491142.8757 | 473376.5472 | 488084.1383 | 527261.1716 | 566482.6179 | 642307.828
| Consumer Transformation | Domestic |  | Hydrogen boiler |  | uptake | 0 | 0 | 0 | 0 | 0 | 0 | 0 | 0 | 0 | 0 | 0 | 0 | 0 | 0 | 0 | 0 | 0 | 0 | 0 | 0 | 0 | 0 | 0 | 0 | 0 | 0 | 0 | 0 | 0 | 0 | 0
| Consumer Transformation | Domestic |  | DH |  | uptake | 56130.5145 | 76313.4039 | 47308.6438 | 48681.8942 | 51318.4609 | 50491.2304 | 57050.9613 | 75097.7969 | 90194.6055 | 109448.8396 | 132594.0925 | 160392.7553 | 189947.5965 | 214921.9214 | 372994.1694 | 444348.9062 | 436982.4901 | 441957.4323 | 447636.5953 | 448203.4031 | 450299.6418 | 441067.4239 | 434422.729 | 402474.8825 | 359596.7646 | 344486.784 | 353284.8912 | 367440.0725 | 405757.329 | 444334.0005 | 479366.9927
| Consumer Transformation | Domestic |  | Hybrid (ASHP + Hydrogen boiler) |  | uptake | 0 | 0 | 0 | 0 | 0 | 0 | 0 | 0 | 0 | 0 | 0 | 0 | 0 | 0 | 0 | 0 | 0 | 0 | 0 | 0 | 0 | 0 | 0 | 0 | 0 | 0 | 0 | 0 | 0 | 0 | 0
| Consumer Transformation | Domestic |  | Hybrid (ASHP + Biofuel boiler) |  | uptake | 403.1099 | 500.1055 | 1096.8845 | 2002.3728 | 3988.1499 | 9906.6304 | 12308.6577 | 14646.2834 | 16141.4128 | 17079.9547 | 18230.4279 | 18273.8144 | 18377.5434 | 18495.9132 | 19580.6348 | 21328.1897 | 22037.0344 | 22387.7979 | 22727.6242 | 24699.4666 | 30528.6467 | 32566.892 | 35330.6578 | 38091.4 | 39091.9632 | 43339.1397 | 43381.424 | 43266.7167 | 43205.6585 | 43048.6086 | 43391.7569
| Consumer Transformation | Domestic |  | Hybrid (ASHP + Electric resistive) |  | uptake | 1597.4369 | 2002.2681 | 6097.0489 | 7965.4572 | 11458.0027 | 24960.9916 | 44017.0184 | 84439.214 | 131339.3199 | 185099.222 | 237538.2502 | 248903.1347 | 260219.2978 | 273151.4983 | 443268.765 | 446450.7659 | 451941.3564 | 451221.2782 | 450831.1908 | 451996.0625 | 457590.2793 | 446821.4586 | 439606.4628 | 407777.1675 | 365980.9186 | 352770.3034 | 356329.0038 | 370259.5819 | 408706.3232 | 447158.6358 | 481008.294
| Consumer Transformation | Domestic |  | Hybrid (ASHP + Solar thermal) |  | uptake | 0 | 0 | 0 | 0 | 0 | 0 | 0 | 0 | 0 | 0 | 0 | 0 | 0 | 0 | 0 | 0 | 0 | 0 | 0 | 0 | 0 | 0 | 0 | 0 | 0 | 0 | 0 | 0 | 0 | 0 | 0
| Consumer Transformation | Domestic |  | Biomass boiler |  | uptake | 889.5829 | 957.1305 | 4006.7803 | 3993.8306 | 3989.4127 | 3829.2572 | 3406.7278 | 2915.2235 | 3185.7671 | 4863.4583 | 6431.0245 | 5116.6506 | 3612.1167 | 2089.7067 | 1978.4387 | 1292.5897 | 1206.226 | 1799.8885 | 4098.8558 | 7858.6947 | 8646.9183 | 9070.932 | 9684.8341 | 10370.7505 | 9552.769 | 11172.853 | 11344.3768 | 11241.9534 | 11240.0976 | 11196.8375 | 8956.3682
| Consumer Transformation | Domestic |  | GSHP |  | uptake | 22113.1452 | 22240.9943 | 43023.252 | 47898.9217 | 38938.7185 | 54953.9903 | 69570.7002 | 109401.7926 | 249068.1309 | 421158.76 | 495323.9561 | 481212.6174 | 466099.5373 | 452827.624 | 471898.2539 | 475914.2887 | 479270.4034 | 476884.86 | 475045.9205 | 474997.7914 | 471929.8244 | 457203.1145 | 446922.7393 | 411940.6866 | 366865.1317 | 350564.6608 | 356027.8375 | 369780.9601 | 408078.2623 | 446412.8495 | 479750.9183
| Consumer Transformation | Domestic |  | Biofuel boiler |  | uptake | 22028.642 | 15302.5815 | 49070.1041 | 48424.3306 | 50746.0763 | 41827.6277 | 35761.3273 | 31063.3372 | 27100.8114 | 23126.2048 | 20299.2147 | 20538.5362 | 20809.6415 | 21164.3244 | 22107.6867 | 31910.0998 | 27712.6665 | 25052.8822 | 22261.8354 | 22171.1392 | 25689.7761 | 48135.0439 | 44059.0715 | 41369.6038 | 37312.5818 | 36993.1133 | 58122.9782 | 57354.0246 | 56690.1967 | 55966.3075 | 55206.9016
| Consumer Transformation | Domestic |  | Biomass CHP |  | uptake | 0 | 0 | 0 | 0 | 0 | 0 | 0 | 0 | 0 | 0 | 0 | 0 | 0 | 0 | 0 | 0 | 0 | 0 | 0 | 0 | 0 | 0 | 0 | 0 | 0 | 0 | 0 | 0 | 0 | 0 | 0
| Consumer Transformation | Domestic |  | Gas CHP |  | uptake | 0 | 0 | 0 | 0 | 0 | 0 | 0 | 0 | 0 | 0 | 0 | 0 | 0 | 0 | 0 | 0 | 0 | 0 | 0 | 0 | 0 | 0 | 0 | 0 | 0 | 0 | 0 | 0 | 0 | 0 | 0
| Consumer Transformation | Non-domestic |  | Gas boiler |  | uptake | 32130.1527 | 32452.3744 | 26871.3557 | 18753.9796 | 15999.7895 | 14409.986 | 6401.4539 | 6107.915 | 5967.4511 | 5887.182 | 5844.7226 | 5759.765 | 5556.3029 | 5362.7628 | 4550.5567 | 3362.1337 | 1616.5824 | 686.1996 | 290.6683 | 140.288 | 52.0625 | 19.4041 | 11.2489 | 8.2368 | 5.496 | 3.6643 | 3.2958 | 3.0523 | 2.9999 | 4.3654 | 3.1522
| Consumer Transformation | Non-domestic |  | Electric resistive |  | uptake | 26587.6548 | 26526.7488 | 12420.5016 | 10689.3218 | 9180.5273 | 8660.8979 | 8819.8589 | 9009.5044 | 9191.2628 | 9386.6788 | 9566.5673 | 7939.9715 | 6124.0889 | 5808.5845 | 5602.3168 | 4608.7417 | 3350.9979 | 2500.1749 | 2036.5751 | 1620.2891 | 1529.3918 | 1577.1939 | 1654.4462 | 1730.3774 | 1803.0765 | 1855.1383 | 1408.8655 | 924.1547 | 888.1347 | 881.4809 | 993.0674
| Consumer Transformation | Non-domestic |  | Electric storage |  | uptake | 0 | 0 | 0.013572 | 6.0819 | 49.8059 | 137.0239 | 268.3426 | 309.6771 | 345.7139 | 366.7084 | 380.1413 | 676.2024 | 1439.8827 | 2047.4188 | 2733.8601 | 4517.468 | 4501.6718 | 4171.4513 | 3939.6647 | 3955.9892 | 4046.7651 | 2789.7943 | 3223.3371 | 3547.0491 | 3550.0884 | 3613.6785 | 3691.7117 | 3787.6899 | 3872.1578 | 3995.8303 | 5371.1354
| Consumer Transformation | Non-domestic |  | Oil boiler |  | uptake | 282.4195 | 398.9865 | 1125.4677 | 1097.8352 | 1072.797 | 1023.9779 | 860.2364 | 723.3329 | 683.9454 | 674.1666 | 669.9138 | 670.3099 | 677.994 | 731.2339 | 745.3523 | 70.8117 | 51.9655 | 40.8485 | 3.6184 | 0.065335 | 0.0023545 | 0.00063208 | 0 | 0 | 0 | 0 | 0 | 0 | 0 | 0 | 0
| Consumer Transformation | Non-domestic |  | Community |  | uptake | 1122.6672 | 1193.0227 | 1141.009 | 1148.3815 | 1147.791 | 1108.5051 | 950.1322 | 814.9714 | 776.2792 | 766.6138 | 762.3621 | 762.7583 | 770.4427 | 823.7133 | 904.9789 | 1520.9851 | 1015.722 | 875.2757 | 825.8539 | 792.9308 | 850.7227 | 873.256 | 904.676 | 920.673 | 930.8903 | 937.5008 | 928.2351 | 920.086 | 920.3073 | 928.6176 | 862.692
| Consumer Transformation | Non-domestic |  | ASHP |  | uptake | 5139.8057 | 4990.384 | 10755.0352 | 13931.6923 | 14580.7175 | 14839.8601 | 18972.822 | 18856.8186 | 18830.7505 | 18809.5361 | 18794.745 | 19051.5789 | 19248.4127 | 19159.4062 | 18965.5697 | 20912.1467 | 21862.0432 | 21877.1355 | 22239.6663 | 23443.4386 | 25000.1002 | 27496.7848 | 28220.1751 | 28497.6884 | 28139.531 | 27612.9402 | 28953.2822 | 28937.4019 | 28897.5261 | 28787.8257 | 32789.5096
| Consumer Transformation | Non-domestic |  | Hydrogen boiler |  | uptake | 0 | 0 | 0 | 0 | 0 | 0 | 0 | 0 | 0 | 0 | 0 | 0 | 0 | 0 | 0 | 0 | 0 | 0 | 0 | 0 | 0 | 0 | 0 | 0 | 0 | 0 | 0 | 0 | 0 | 0 | 0
| Consumer Transformation | Non-domestic |  | DH |  | uptake | 1763.364 | 1921.5099 | 4178.0131 | 4608.9728 | 6632.48 | 7731.9947 | 8251.3788 | 8201.7685 | 8051.2498 | 7875.4133 | 7687.389 | 8157.2202 | 8639.8784 | 8940.4742 | 9302.1147 | 11346.7652 | 11871.3552 | 11468.3237 | 11017.5197 | 10987.1844 | 11224.5271 | 10129.9803 | 10906.8126 | 11495.3171 | 11502.07 | 11543.0933 | 11716.2218 | 11721.1957 | 11742.5315 | 11724.1988 | 12992.6531
| Consumer Transformation | Non-domestic |  | Hybrid (ASHP + Hydrogen boiler) |  | uptake | 0 | 0 | 0 | 0 | 0 | 0 | 0 | 0 | 0 | 0 | 0 | 0 | 0 | 0 | 0 | 0 | 0 | 0 | 0 | 0 | 0 | 0 | 0 | 0 | 0 | 0 | 0 | 0 | 0 | 0 | 0
| Consumer Transformation | Non-domestic |  | Hybrid (ASHP + Biofuel boiler) |  | uptake | 435.6117 | 403.4935 | 1164.6332 | 1267.8452 | 1333.7786 | 1367.7567 | 1325.4329 | 1285.851 | 1269.2692 | 1263.6683 | 1264.6987 | 1336.7963 | 1441.5636 | 1463.0587 | 1472.9628 | 1645.8038 | 1661.9057 | 1650.6197 | 1620.544 | 1594.8079 | 1864.5001 | 1805.8185 | 1827.2543 | 1837.5286 | 1846.5494 | 1839.3296 | 1875.7806 | 1872.7157 | 1866.7075 | 1863.6279 | 1925.338
| Consumer Transformation | Non-domestic |  | Hybrid (ASHP + Electric resistive) |  | uptake | 1554.4863 | 1256.1911 | 5075.7092 | 8172.1694 | 8921.7454 | 9114.8681 | 9116.4118 | 9144.5518 | 9226.9967 | 9287.0278 | 9342.7998 | 9541.3471 | 9686.5317 | 9582.4726 | 9407.3634 | 11168.3882 | 11717.3513 | 11343.5894 | 10903.754 | 10809.534 | 11928.0169 | 10791.7157 | 11283.2795 | 11681.6697 | 11588.9172 | 11570.3478 | 12320.4146 | 12399.7109 | 12462.4463 | 12594.288 | 14038.2617
| Consumer Transformation | Non-domestic |  | Hybrid (ASHP + Solar thermal) |  | uptake | 0 | 0 | 0 | 0 | 0 | 0 | 0 | 0 | 0 | 0 | 0 | 0 | 0 | 0 | 0 | 0 | 0 | 0 | 0 | 0 | 0 | 0 | 0 | 0 | 0 | 0 | 0 | 0 | 0 | 0 | 0
| Consumer Transformation | Non-domestic |  | Biomass boiler |  | uptake | 0 | 0 | 0 | 0 | 0 | 89.058 | 629.211 | 680.4704 | 670.9635 | 670.0485 | 668.8572 | 667.5775 | 670.9686 | 716.807 | 1266.1618 | 1031.6841 | 1293.2122 | 1164.3018 | 1130.8202 | 1107.98 | 1205.4433 | 1284.0824 | 1375.6652 | 1419.9992 | 1781.8435 | 1786.6311 | 1760.6359 | 1842.6676 | 1808.7867 | 1928.2755 | 1863.4596
| Consumer Transformation | Non-domestic |  | GSHP |  | uptake | 3608.0927 | 3481.7653 | 8424.485 | 11458.0129 | 12201.2652 | 12660.8247 | 15613.7083 | 15583.0396 | 15638.3031 | 15711.4352 | 15770.5734 | 16034.101 | 16245.581 | 16214.8259 | 16058.0248 | 20562.2115 | 21113.1194 | 20381.3164 | 19111.9999 | 17800.0422 | 17372.2146 | 16016.1575 | 17198.0375 | 18379.8393 | 19002.9817 | 19772.2555 | 20570.3939 | 20590.2402 | 20638.8903 | 20625.3592 | 22590.4644
| Consumer Transformation | Non-domestic |  | Biofuel boiler |  | uptake | 0.94943 | 0.72776 | 1500.0983 | 1522.0277 | 1535.6181 | 1511.5548 | 1444.1333 | 1378.2125 | 1329.6411 | 1283.8987 | 1233.7744 | 1389.8402 | 1538.0735 | 1590.1919 | 1621.517 | 1825.3164 | 1835.0649 | 1816.5099 | 1766.3563 | 1735.1589 | 1798.11 | 1755.2961 | 1809.3326 | 1852.7848 | 1884.4919 | 1893.7183 | 1905.2783 | 1901.8477 | 1894.1088 | 1889.8939 | 1939.6914
| Consumer Transformation | Non-domestic |  | Biomass CHP |  | uptake | 0.0011788 | 0.0012256 | 0.0028116 | 0.0039505 | 0.0088771 | 0.016442 | 3.2024 | 560.2111 | 674.4981 | 673.9469 | 669.7797 | 668.856 | 616.6037 | 215.3747 | 25.5455 | 11.4999 | 10.192 | 24.5816 | 79.7592 | 235.8392 | 632.5575 | 694.819 | 751.5625 | 772.9286 | 778.2763 | 786.3356 | 769.8739 | 761.0779 | 753.2624 | 754.0293 | 457.4643
| Consumer Transformation | Non-domestic |  | Gas CHP |  | uptake | 0 | 0 | 0 | 0 | 0 | 0 | 0 | 0 | 0 | 0 | 0 | 0 | 0 | 0 | 0 | 0 | 0 | 0 | 0 | 0 | 0 | 0 | 0 | 0 | 0 | 0 | 0 | 0 | 0 | 0 | 0
| System Transformation | Domestic |  | Gas boiler |  | uptake | 1666177.3207 | 1656639.9337 | 1653364.6326 | 1652935.8098 | 1652413.1284 | 1651461.2477 | 1612486.0674 | 1609739.2531 | 1605153.0949 | 1595909.8019 | 818865.4026 | 758983.2817 | 754975.8321 | 748430.4423 | 199670.8063 | 46910.6758 | 954.922 | 138.1447 | 135.6626 | 132.0937 | 128.3053 | 118.1435 | 100.6169 | 75.6349 | 45.9124 | 17.1941 | 11.7437 | 8.3934 | 5.8416 | 3.8138 | 4.8018
| System Transformation | Domestic |  | Electric resistive |  | uptake | 44852.7313 | 42888.8661 | 42300.6154 | 41544.6965 | 40484.9488 | 39133.1061 | 39210.7525 | 39298.3745 | 39371.901 | 39354.0509 | 28077.2105 | 27715.2609 | 27299.0064 | 26813.7967 | 26283.9883 | 24479.0933 | 14310.1837 | 14130.9548 | 14005.5832 | 13673.8515 | 13424.9513 | 13523.1195 | 13542.046 | 13480.8711 | 13293.6135 | 13366.6537 | 13221.9964 | 13044.3141 | 12878.97 | 12709.0919 | 12573.6604
| System Transformation | Domestic |  | Electric storage |  | uptake | 107195.8208 | 103367.7898 | 101385.9672 | 100101.1225 | 98277.7365 | 94777.7608 | 94715.0386 | 94640.9 | 94574.2262 | 94284.3461 | 65927.9242 | 66449.6626 | 66927.7316 | 67365.2059 | 67809.2316 | 61108.4204 | 34759.2958 | 34634.269 | 34556.9737 | 34354.1384 | 33643.988 | 33786.5772 | 33805.8525 | 33913.3119 | 33988.7097 | 35029.2662 | 35158.1908 | 35293.7613 | 35379.7657 | 35441.2985 | 35531.7312
| System Transformation | Domestic |  | Oil boiler |  | uptake | 61929.8139 | 63192.7792 | 42717.7984 | 39522.9211 | 36548.1552 | 33612.1474 | 27632.1398 | 23162.8464 | 20226.1779 | 18256.3854 | 14853.779 | 14855.599 | 14919.4144 | 14970.6263 | 4699.5339 | 7.9268 | 0 | 0 | 0 | 0 | 0 | 0 | 0 | 0 | 0 | 0 | 0 | 0 | 0 | 0 | 0
| System Transformation | Domestic |  | Community |  | uptake | 13532.1785 | 13189.6303 | 10529.5839 | 7231.2145 | 6961.5827 | 6726.2511 | 5802.3665 | 5021.3053 | 4426.5405 | 3900.533 | 2777.9783 | 2789.9069 | 2800.7748 | 2809.4972 | 2818.4675 | 2632.4139 | 0.28694 | 0 | 0 | 0 | 0 | 0 | 0 | 0 | 0 | 0 | 0 | 0 | 0 | 0 | 0
| System Transformation | Domestic |  | ASHP |  | uptake | 43533.8582 | 43788.672 | 54834.7224 | 57123.3996 | 59318.9484 | 60342.8103 | 82488.0574 | 84540.3493 | 85801.4719 | 87174.9941 | 83123.8234 | 60012.1081 | 62299.1476 | 65472.9841 | 82997.6537 | 145612.835 | 136211.4454 | 139875.9439 | 144897.5636 | 149701.032 | 168131.9772 | 191417.6888 | 235629.765 | 304894.0215 | 383002.6419 | 411764.5608 | 407972.6248 | 412437.7358 | 413882.1942 | 412238.4227 | 428245.5298
| System Transformation | Domestic |  | Hydrogen boiler |  | uptake | 0 | 0 | 0 | 0 | 0 | 0 | 0 | 0 | 0 | 0 | 833764.1663 | 931967.3157 | 922264.3476 | 911046.2531 | 1336189.7508 | 902112.8295 | 985666.3665 | 954538.4642 | 923317.9327 | 901271.5675 | 870069.9761 | 756343.753 | 714085.9221 | 672059.7011 | 617568.2635 | 578590.3314 | 650289.5485 | 642423.4197 | 633984.4273 | 624826.2311 | 628863.9894
| System Transformation | Domestic |  | DH |  | uptake | 56130.5145 | 76313.4039 | 49839.8411 | 51324.6224 | 52610.5642 | 51576.2954 | 53789.5249 | 57213.2657 | 60529.3613 | 65456.1914 | 62281.2664 | 72720.7154 | 84294.4755 | 97548.0599 | 185370.677 | 353072.9369 | 351202.3856 | 359541.8169 | 369793.5778 | 370922.4491 | 369822.2132 | 408622.7858 | 393188.9908 | 369172.3636 | 338447.7514 | 320480.3861 | 314390.6903 | 311697.2977 | 308826.4619 | 305229.0554 | 314178.7388
| System Transformation | Domestic |  | Hybrid (ASHP + Hydrogen boiler) |  | uptake | 0 | 0 | 0 | 0 | 0 | 0 | 0 | 0 | 0 | 0 | 10316.8501 | 11641.6689 | 13706.0147 | 16310.1204 | 30817.0169 | 467477.363 | 482496.53 | 499726.2064 | 512811.1021 | 524482.1956 | 534035.5329 | 552102.4867 | 543434.848 | 507965.9246 | 453720.2332 | 410756.7196 | 395913.2492 | 387958.7967 | 379461.8228 | 370314.6956 | 375741.9971
| System Transformation | Domestic |  | Hybrid (ASHP + Biofuel boiler) |  | uptake | 403.1099 | 500.1055 | 4345.3674 | 5633.0527 | 6894.9908 | 7424.3829 | 9518.9834 | 10756.86 | 12096.1394 | 13081.4786 | 12153.6316 | 12403.1865 | 12551.932 | 12704.325 | 15322.6439 | 16087.4442 | 16378.3932 | 16347.0224 | 16208.5815 | 15911.883 | 18930.6033 | 18240.5752 | 17431.9514 | 16754.0193 | 16184.888 | 16317.995 | 17184.3794 | 17226.2521 | 17232.936 | 16662.2036 | 16286.5888
| System Transformation | Domestic |  | Hybrid (ASHP + Electric resistive) |  | uptake | 1597.4369 | 2002.2681 | 14607.513 | 16591.1551 | 18852.4969 | 19437.6027 | 22445.7924 | 24266.9448 | 25356.616 | 26746.7166 | 22691.9518 | 23119.8265 | 23538.475 | 24284.4604 | 31417.689 | 55265.015 | 51184.5385 | 53017.2738 | 54629.493 | 56658.4132 | 66146.3674 | 66001.4275 | 78638.9355 | 99439.6281 | 144485.646 | 210683.7579 | 219422.7036 | 231290.3082 | 246717.663 | 263535.8916 | 289555.3012
| System Transformation | Domestic |  | Hybrid (ASHP + Solar thermal) |  | uptake | 0 | 0 | 0 | 0 | 0 | 0 | 0 | 0 | 0 | 0 | 0 | 0 | 0 | 0 | 0 | 0 | 0 | 0 | 0 | 0 | 0 | 0 | 0 | 0 | 0 | 0 | 0 | 0 | 0 | 0 | 0
| System Transformation | Domestic |  | Biomass boiler |  | uptake | 889.5829 | 957.1305 | 2589.0608 | 2580.845 | 2601.1166 | 2600.4019 | 2618.2595 | 2622.1944 | 2661.7026 | 2894.3001 | 2204.325 | 1679.7018 | 1415.0777 | 1331.9551 | 2002.6202 | 1499.1313 | 1444.6035 | 2402.4724 | 3780.4928 | 6173.1719 | 6792.036 | 6796.5354 | 6690.2729 | 6556.2682 | 6568.4309 | 6910.8943 | 7001.5708 | 7091.9178 | 7201.7622 | 7221.1759 | 6883.1174
| System Transformation | Domestic |  | GSHP |  | uptake | 22113.1452 | 22240.9943 | 26058.3969 | 26699.6554 | 27723.0867 | 36384.6288 | 57935.4423 | 61831.771 | 66012.0762 | 71246.6842 | 65286.9686 | 37968.5507 | 35219.9721 | 33027.1517 | 37027.0248 | 37283.0409 | 36520.8274 | 36840.4431 | 37161.4483 | 37627.4864 | 38230.4429 | 39082.881 | 43890.4375 | 50489.9202 | 60897.8936 | 76389.6448 | 76879.9492 | 84665.7116 | 93020.9459 | 101263.2051 | 121990.0413
| System Transformation | Domestic |  | Biofuel boiler |  | uptake | 22028.642 | 15302.5815 | 37810.6559 | 39095.6602 | 37697.3996 | 36907.5197 | 31741.7302 | 27290.0904 | 24174.8469 | 22078.6725 | 18058.8769 | 18050.4042 | 18144.9873 | 18242.3106 | 17927.6094 | 30803.8899 | 29970.8811 | 29478.0914 | 28731.4334 | 28098.1309 | 30772.0056 | 45793.9683 | 47923.5311 | 50022.4584 | 52408.9622 | 54926.8002 | 46629.8226 | 47583.4681 | 48501.7118 | 48881.676 | 67665.8574
| System Transformation | Domestic |  | Biomass CHP |  | uptake | 0 | 0 | 0 | 0 | 0 | 0 | 0 | 0 | 0 | 0 | 0 | 0 | 0 | 0 | 0 | 0 | 0 | 0 | 0 | 0 | 0 | 0 | 0 | 0 | 0 | 0 | 0 | 0 | 0 | 0 | 0
| System Transformation | Domestic |  | Gas CHP |  | uptake | 0 | 0 | 0 | 0 | 0 | 0 | 0 | 0 | 0 | 0 | 0 | 0 | 0 | 0 | 0 | 0 | 0 | 0 | 0 | 0 | 0 | 0 | 0 | 0 | 0 | 0 | 0 | 0 | 0 | 0 | 0
| System Transformation | Non-domestic |  | Gas boiler |  | uptake | 32130.1527 | 32452.3744 | 32521.3569 | 32448.1995 | 32399.5156 | 30940.6967 | 23717.0193 | 18170.8167 | 14423.485 | 12503.0323 | 8413.6336 | 8316.9952 | 8233.2131 | 8163.476 | 7544.5768 | 6355.8179 | 1404.3388 | 665.7286 | 364.5087 | 189.0588 | 93.5397 | 57.0497 | 31.7016 | 18.6408 | 12.7751 | 1.8897 | 1.8722 | 0.85962 | 1.1767 | 1.1838 | 0.89372
| System Transformation | Non-domestic |  | Electric resistive |  | uptake | 26587.6548 | 26526.7488 | 15617.3023 | 13455.5864 | 11638.0019 | 10351.4434 | 10225.1063 | 10170.8759 | 10142.6386 | 10118.385 | 4894.0952 | 4882.2415 | 4819.3494 | 4561.932 | 4365.9048 | 3765.2607 | 2624.5533 | 1773.3106 | 1349.3911 | 990.7975 | 788.4596 | 759.7746 | 748.2339 | 747.5925 | 749.9589 | 227.228 | 166.187 | 82.0752 | 49.8525 | 45.8903 | 45.1324
| System Transformation | Non-domestic |  | Electric storage |  | uptake | 0 | 0 | 0.0027213 | 1.3321 | 9.7559 | 67.2931 | 242.1914 | 289.916 | 338.3466 | 366.7281 | 323.4293 | 324.7957 | 326.1158 | 337.2026 | 365.2058 | 343.607 | 337.6623 | 336.4405 | 340.6453 | 336.6293 | 389.0993 | 395.4966 | 418.2012 | 425.8665 | 433.6534 | 448.0643 | 438.3886 | 428.4935 | 428.6269 | 429.0861 | 380.8003
| System Transformation | Non-domestic |  | Oil boiler |  | uptake | 282.4195 | 398.9865 | 1132.682 | 1124.8517 | 1109.4273 | 1075.5451 | 887.189 | 724.1994 | 688.8556 | 677.3052 | 566.3701 | 566.5516 | 570.5584 | 598.5355 | 628.7535 | 21.5935 | 15.9911 | 9.3903 | 1.9167 | 0.68785 | 0.26276 | 0 | 0 | 0 | 0 | 0 | 0 | 0 | 0 | 0 | 0
| System Transformation | Non-domestic |  | Community |  | uptake | 1122.6672 | 1193.0227 | 1207.2257 | 1192.9789 | 1184.6868 | 1158.9733 | 977.7592 | 816.2728 | 781.291 | 769.7488 | 658.817 | 659.0017 | 663.0267 | 691.0335 | 721.8683 | 745.8403 | 691.3573 | 671.7771 | 662.8722 | 643.8965 | 698.1633 | 716.7916 | 741.273 | 745.9823 | 747.4609 | 759.1994 | 742.7339 | 726.4562 | 720.0597 | 715.8138 | 634.9814
| System Transformation | Non-domestic |  | ASHP |  | uptake | 5139.8057 | 4990.384 | 7316.4787 | 8039.9591 | 8611.5246 | 9309.0198 | 11551.3923 | 12776.9302 | 13899.0616 | 14646.1003 | 12554.305 | 12797.0968 | 13010.1667 | 13231.7082 | 13598.0759 | 15352.3228 | 18088.8743 | 18315.6594 | 18343.313 | 18368.9778 | 18882.5868 | 18255.0998 | 18037.1073 | 17943.2187 | 17928.968 | 18492.5555 | 18831.801 | 19091.9463 | 19243.0413 | 19282.9564 | 20122.7552
| System Transformation | Non-domestic |  | Hydrogen boiler |  | uptake | 0 | 0 | 0 | 0 | 0 | 0 | 0 | 0 | 0 | 0 | 10413.4424 | 9837.2924 | 9410.7996 | 9151.2169 | 8873.0768 | 11033.601 | 11403.5651 | 11581.5771 | 11530.7136 | 11465.8517 | 11983.3777 | 11890.5448 | 11628.6553 | 11504.6951 | 11461.7515 | 12015.7735 | 12517.7325 | 12754.4829 | 12889.2265 | 12914.5007 | 14696.5633
| System Transformation | Non-domestic |  | DH |  | uptake | 1763.364 | 1921.5099 | 4959.3052 | 5181.6234 | 5339.1352 | 5849.0355 | 8481.6581 | 10391.5328 | 10380.5993 | 10204.5568 | 7217.6074 | 7162.3453 | 7103.7006 | 7098.6566 | 7053.5027 | 8759.1714 | 9033.2426 | 9135.6068 | 9085.4413 | 9040.5123 | 9403.1186 | 9222.7093 | 9042.4753 | 8978.6572 | 8984.9645 | 9431.8965 | 9707.8068 | 9901.4746 | 10005.5914 | 10015.3628 | 11368.7933
| System Transformation | Non-domestic |  | Hybrid (ASHP + Hydrogen boiler) |  | uptake | 0 | 0 | 0 | 0 | 0 | 0 | 0 | 0 | 0 | 0 | 8312.9667 | 8166.1181 | 8072.8962 | 8065.8105 | 8146.3114 | 10988.9128 | 11370.1777 | 11557.3849 | 11513.7143 | 11453.7112 | 11973.9837 | 11881.6802 | 11620.5021 | 11497.07 | 11454.542 | 12008.7015 | 12510.9565 | 12748.0064 | 12882.9603 | 12908.5586 | 14691.9171
| System Transformation | Non-domestic |  | Hybrid (ASHP + Biofuel boiler) |  | uptake | 435.6117 | 403.4935 | 867.1517 | 1092.7507 | 1250.82 | 1297.378 | 1264.5289 | 1231.4722 | 1224.5576 | 1223.6937 | 1101.7187 | 1151.8903 | 1191.5205 | 1217.7303 | 1244.8001 | 1331.5015 | 1355.0606 | 1356.9742 | 1339.8607 | 1322.4429 | 1452.8756 | 1450.2952 | 1475.3697 | 1494.8335 | 1520.3974 | 1581.3283 | 1580.7215 | 1573.5319 | 1566.1574 | 1560.9743 | 1560.6371
| System Transformation | Non-domestic |  | Hybrid (ASHP + Electric resistive) |  | uptake | 1554.4863 | 1256.1911 | 4144.3944 | 4701.9054 | 5019.0492 | 5065.5776 | 5026.1525 | 5585.7599 | 7171.6729 | 7962.8282 | 6210.0301 | 6269.0826 | 6332.8373 | 6434.5993 | 6755.6421 | 8661.3926 | 8918.9357 | 9082.891 | 9043.6429 | 8971.9657 | 9354.5753 | 8874.967 | 8716.5489 | 8685.6731 | 8727.8465 | 9217.0932 | 9460.2156 | 9632.0501 | 9715.1528 | 9710.2933 | 10832.715
| System Transformation | Non-domestic |  | Hybrid (ASHP + Solar thermal) |  | uptake | 0 | 0 | 0 | 0 | 0 | 0 | 0 | 0 | 0 | 0 | 0 | 0 | 0 | 0 | 0 | 0 | 0 | 0 | 0 | 0 | 0 | 0 | 0 | 0 | 0 | 0 | 0 | 0 | 0 | 0 | 0
| System Transformation | Non-domestic |  | Biomass boiler |  | uptake | 0 | 0 | 0 | 0 | 0 | 13.2561 | 551.4379 | 637.2597 | 659.0978 | 664.603 | 561.707 | 558.5 | 556.5105 | 570.5994 | 574.9987 | 232.2749 | 740.9404 | 809.4081 | 1027.1042 | 1009.6315 | 1092.5472 | 1101.2566 | 1096.6762 | 1085.4475 | 1085.5513 | 1128.0047 | 1116.3816 | 1134.1401 | 1146.3357 | 1140.658 | 1048.1629
| System Transformation | Non-domestic |  | GSHP |  | uptake | 3608.0927 | 3481.7653 | 4587.2917 | 5121.8856 | 5710.6304 | 6650.5874 | 8847.3007 | 10403.6241 | 11409.6012 | 11987.6738 | 10091.9074 | 10461.4985 | 10752.5256 | 11016.16 | 11451.6354 | 13437.4765 | 14868.4803 | 15146.4583 | 15244.7407 | 15312.2625 | 15444.4934 | 14994.2017 | 14788.6243 | 14704.8394 | 14699.9432 | 15249.5792 | 15329.4249 | 15618.3901 | 15799.6745 | 15869.2192 | 17005.7171
| System Transformation | Non-domestic |  | Biofuel boiler |  | uptake | 0.94943 | 0.72776 | 303.0844 | 295.1956 | 383.7048 | 877.4058 | 877.9039 | 851.4967 | 850.3691 | 854.4192 | 769.9461 | 936.4035 | 1077.5165 | 1229.9632 | 1326.5702 | 1418.3886 | 1326.3725 | 1386.5292 | 1403.7059 | 1411.7322 | 1476.2194 | 1492.432 | 1522.3564 | 1555.2004 | 1588.5296 | 1660.7703 | 1658.0533 | 1653.4087 | 1647.6018 | 1645.1188 | 1638.401
| System Transformation | Non-domestic |  | Biomass CHP |  | uptake | 0.0011788 | 0.0012256 | 0.048477 | 0.056144 | 0.072676 | 0.11264 | 6.6848 | 606.1679 | 686.7481 | 677.2499 | 566.3483 | 566.511 | 535.5874 | 287.7002 | 5.4019 | 17.9059 | 10.3611 | 8.3851 | 51.3568 | 196.0247 | 600.2376 | 619.682 | 640.3245 | 648.9494 | 650.9963 | 660.978 | 647.9088 | 630.1649 | 622.3658 | 620.8042 | 292.3372
| System Transformation | Non-domestic |  | Gas CHP |  | uptake | 0 | 0 | 0 | 0 | 0 | 0 | 0 | 0 | 0 | 0 | 0 | 0 | 0 | 0 | 0 | 0 | 0 | 0 | 0 | 0 | 0 | 0 | 0 | 0 | 0 | 0 | 0 | 0 | 0 | 0 | 0
| Falling Short | Domestic |  | Savings from Behaviour and Insulation | Cumulative Annual | TWh | 0 | 2.2819 | 1.8866 | 1.4913 | 1.0961 | 0.70081 | 0.30555 | 0.46976 | 0.63397 | 0.79818 | 0.96239 | 1.1266 | 1.5705 | 2.0145 | 2.4584 | 2.9024 | 3.3451 | 3.7869 | 4.2272 | 4.6663 | 5.1044 | 5.5404 | 5.9766 | 6.4131 | 6.8502 | 7.3012 | 7.774 | 8.2658 | 8.7724 | 9.2961 | 9.8242
| Consumer Transformation | Domestic |  | Savings from Behaviour and Insulation | Cumulative Annual | TWh | 0 | 2.2819 | 22.2764 | 24.185 | 26.2525 | 29.0261 | 32.0245 | 35.8111 | 39.5378 | 43.3068 | 47.214 | 51.171 | 55.3465 | 59.5832 | 63.8623 | 68.2376 | 72.197 | 73.2447 | 74.2669 | 75.276 | 76.3235 | 77.381 | 78.4707 | 79.5685 | 80.7159 | 81.9682 | 83.3021 | 84.5822 | 85.8567 | 87.0995 | 88.1062
| Leading the Way | Domestic |  | Savings from Behaviour and Insulation | Cumulative Annual | TWh | 0 | 2.2819 | 40.0371 | 41.9031 | 44.5625 | 47.3322 | 50.3705 | 54.4737 | 58.661 | 62.8416 | 66.9931 | 71.1235 | 75.1242 | 79.1494 | 83.2134 | 87.3977 | 91.2283 | 92.1887 | 93.1921 | 94.1894 | 95.1793 | 96.2706 | 97.49 | 98.6951 | 99.9129 | 101.2212 | 102.4333 | 103.648 | 104.8525 | 105.9763 | 106.9642
| System Transformation | Domestic |  | Savings from Behaviour and Insulation | Cumulative Annual | TWh | 0 | 2.2819 | 4.454 | 6.2461 | 8.2763 | 10.529 | 13.5109 | 16.828 | 20.2987 | 23.8015 | 27.4962 | 31.2621 | 35.1509 | 39.0434 | 42.9339 | 46.8587 | 50.564 | 51.1391 | 51.6912 | 52.2383 | 52.7794 | 53.2817 | 53.7802 | 54.279 | 54.7711 | 55.2561 | 55.8079 | 56.3863 | 56.9749 | 57.5811 | 58.2265
| Falling Short | Domestic |  | Savings from Behaviour | Annual | TWh | 0 | 0 | 0 | 0 | 0 | 0 | 0 | 0 | 0 | 0 | 0 | 0 | 0 | 0 | 0 | 0 | 0 | 0 | 0 | 0 | 0 | 0 | 0 | 0 | 0 | 0 | 0 | 0 | 0 | 0 | 0
| Consumer Transformation | Domestic |  | Savings from Behaviour | Annual | TWh | 0 | 0 | 17.7242 | 17.6107 | 17.4805 | 17.2981 | 17.1146 | 16.9202 | 16.7357 | 16.4954 | 16.2873 | 16.157 | 16.0105 | 15.8272 | 15.6634 | 15.4515 | 15.337 | 15.3377 | 15.3389 | 15.34 | 15.3391 | 15.3371 | 15.3366 | 15.3156 | 15.318 | 15.3015 | 15.2829 | 15.2689 | 15.2847 | 15.2858 | 15.2957
| Leading the Way | Domestic |  | Savings from Behaviour | Annual | TWh | 0 | 0 | 35.381 | 35.1644 | 34.8056 | 34.4207 | 34.0012 | 33.5666 | 33.133 | 32.7194 | 32.3132 | 31.9424 | 31.5972 | 31.2308 | 30.8589 | 30.4352 | 30.1679 | 30.1904 | 30.2355 | 30.2614 | 30.313 | 30.3243 | 30.3124 | 30.2585 | 30.193 | 30.099 | 30.0603 | 30.0319 | 30.0285 | 30.0746 | 30.0972
| System Transformation | Domestic |  | Savings from Behaviour | Annual | TWh | 0 | 0 | 0 | 0 | 0 | 0 | 0 | 0 | 0 | 0 | 0 | 0 | 0 | 0 | 0 | 0 | 0 | 0 | 0 | 0 | 0 | 0 | 0 | 0 | 0 | 0 | 0 | 0 | 0 | 0 | 0
| Falling Short | Domestic |  | Savings from Building Fabric - Existing and New Build | Cumulative Annual | TWh | 0 | 2.2819 | 1.8866 | 1.4913 | 1.0961 | 0.70081 | 0.30555 | 0.46976 | 0.63397 | 0.79818 | 0.96239 | 1.1266 | 1.5705 | 2.0145 | 2.4584 | 2.9024 | 3.3451 | 3.7869 | 4.2272 | 4.6663 | 5.1044 | 5.5404 | 5.9766 | 6.4131 | 6.8502 | 7.3012 | 7.774 | 8.2658 | 8.7724 | 9.2961 | 9.8242
| Consumer Transformation | Domestic |  | Savings from Building Fabric - Existing and New Build | Cumulative Annual | TWh | 0 | 2.2819 | 4.5522 | 6.5743 | 8.772 | 11.7279 | 14.9099 | 18.8909 | 22.802 | 26.8114 | 30.9266 | 35.014 | 39.336 | 43.756 | 48.1989 | 52.7861 | 56.86 | 57.9071 | 58.928 | 59.936 | 60.9844 | 62.0439 | 63.1341 | 64.2528 | 65.3979 | 66.6667 | 68.0192 | 69.3133 | 70.5721 | 71.8137 | 72.8105
| Leading the Way | Domestic |  | Savings from Building Fabric - Existing and New Build | Cumulative Annual | TWh | 0 | 2.2819 | 4.6561 | 6.7387 | 9.7569 | 12.9115 | 16.3693 | 20.9071 | 25.528 | 30.1222 | 34.6799 | 39.1811 | 43.527 | 47.9186 | 52.3545 | 56.9624 | 61.0604 | 61.9982 | 62.9566 | 63.928 | 64.8664 | 65.9463 | 67.1776 | 68.4366 | 69.7199 | 71.1221 | 72.373 | 73.6161 | 74.8239 | 75.9016 | 76.8671
| System Transformation | Domestic |  | Savings from Building Fabric - Existing and New Build | Cumulative Annual | TWh | 0 | 2.2819 | 4.454 | 6.2461 | 8.2763 | 10.529 | 13.5109 | 16.828 | 20.2987 | 23.8015 | 27.4962 | 31.2621 | 35.1509 | 39.0434 | 42.9339 | 46.8587 | 50.564 | 51.1391 | 51.6912 | 52.2383 | 52.7794 | 53.2817 | 53.7802 | 54.279 | 54.7711 | 55.2561 | 55.8079 | 56.3863 | 56.9749 | 57.5811 | 58.2265
| System Transformation | Total end-use residential gas demand | gas | Residential demand | Annuals | GWh | 335919.6767 | 339936.1607 | 335554.6853 | 331422.8338 | 327023.2424 | 322418.6289 | 316941.6852 | 310925.657 | 304783.1166 | 298560.2927 | 292001.0444 | 277443.5855 | 262462.793 | 247472.9635 | 232453.5321 | 212674.9535 | 192363.1873 | 172957.7808 | 153844.5491 | 135119.4282 | 116722.3578 | 99290.8121 | 82506.0445 | 65973.7017 | 49649.4882 | 33777.9092 | 25673.6989 | 18102.9251 | 10669.9815 | 3394.465 | 789.1264
| Falling Short | Total end-use residential gas demand | gas | Residential demand | Annuals | GWh | 335919.6767 | 339936.1607 | 337869.546 | 335794.599 | 333711.3048 | 331618.2992 | 329280.4047 | 325904.8602 | 322287.8574 | 318373.7689 | 314097.5318 | 309414.897 | 303879.3738 | 297805.3954 | 291116.4146 | 283745.9237 | 276531.3413 | 268995.641 | 260752.9344 | 251719.6988 | 241971.2352 | 231648.9962 | 222300.2877 | 213126.1605 | 204162.3737 | 195452.4512 | 187041.0116 | 177949.7763 | 167028.7955 | 155008.7096 | 142150.0631
| Consumer Transformation | Total end-use residential gas demand | gas | Residential demand | Annuals | GWh | 335919.6767 | 339936.1607 | 314804.0166 | 310447.8765 | 305942.3394 | 300673.7881 | 294188.8346 | 284872.9614 | 272916.9153 | 258430.6784 | 242035.7529 | 224751.4196 | 207369.3325 | 189926.6668 | 172463.7389 | 152020.0034 | 132627.5772 | 114794.7745 | 97434.0259 | 80340.2694 | 64099.7668 | 49145.3722 | 37018.8789 | 27536.9489 | 20593.4635 | 15593.9205 | 11564.3752 | 7748.7214 | 4111.3956 | 613.8562 | 80.9145
| Leading the Way | Total end-use residential gas demand | gas | Residential demand | Annuals | GWh | 335919.6767 | 339936.1607 | 294474.4522 | 287855.8518 | 279420.6246 | 269007.3015 | 258943.0373 | 245977.3228 | 231812.9336 | 215941.2031 | 199551.8734 | 182850.0046 | 165934.548 | 148995.102 | 132065.8246 | 112902.317 | 94728.2417 | 78277.7025 | 64551.4958 | 52676.9446 | 42807.6074 | 32719.3267 | 25517.3111 | 19574.0024 | 15374.6611 | 11782.5246 | 8601.5685 | 5737.1678 | 3008.2321 | 382.1128 | 0.30963
| Five Year Forecast | Total end-use residential gas demand | gas | Residential demand | Annuals | GWh | 2020: 335919.6767; 2021: 339936.1607; 2022: 337845.4447; 2023: 335724.465; 2024: 333566.9371; 2025: 331353.5654; 2026: 327891.0231; 2027: 323255.1744
| System Transformation | Annual end-use gas demand from the commercial sector | gas | Commercial demand | Annuals | GWh | 93279.1834 | 87767.8779 | 92411.9604 | 93886.4468 | 95493.6368 | 96137.4864 | 96465.5563 | 95660.5701 | 93894.3187 | 91354.2525 | 88316.3903 | 84183.9596 | 79370.9259 | 74513.3158 | 69638.0172 | 64679.2468 | 59256.1528 | 53353.7925 | 47428.9566 | 41496.6164 | 35558.4726 | 29718.2517 | 24637.7345 | 20414.5928 | 16854.157 | 13777.6288 | 11714.7043 | 10259.4034 | 8821.6089 | 7399.2265 | 6052.7677
| Falling Short | Annual end-use gas demand from the commercial sector | gas | Commercial demand | Annuals | GWh | 93279.1834 | 87767.8779 | 93608.9119 | 95794.0033 | 98098.7656 | 99491.8547 | 100736.3609 | 101517.1306 | 102192.477 | 102644.7312 | 102937.9216 | 103868.1413 | 104496.5567 | 105109.9382 | 105738.843 | 106396.3325 | 107275.7861 | 107976.0063 | 108510.7732 | 108894.3349 | 109171.0187 | 109386.1075 | 109694.5477 | 109980.4356 | 110223.0792 | 110105.7016 | 109632.5915 | 109249.3917 | 108822.5753 | 108340.286 | 107805.297
| Consumer Transformation | Annual end-use gas demand from the commercial sector | gas | Commercial demand | Annuals | GWh | 93279.1834 | 87767.8779 | 90424.565 | 90874.007 | 90391.7729 | 88506.7365 | 86103.8875 | 82465.0622 | 78008.3603 | 73375.9856 | 68598.8875 | 63741.6236 | 58764.4935 | 53734.7593 | 48662.0978 | 43545.2085 | 37987.405 | 32356.7355 | 27299.9346 | 23404.931 | 20000.0388 | 16926.0973 | 14906.109 | 13553.138 | 12248.217 | 11258.7551 | 10174.0617 | 9168.6181 | 8183.6148 | 7229.7582 | 6350.8924
| Leading the Way | Annual end-use gas demand from the commercial sector | gas | Commercial demand | Annuals | GWh | 93279.1834 | 87767.8779 | 87633.7966 | 88884.9787 | 90101.2251 | 88949.0214 | 86799.1601 | 83100.9698 | 79138.7854 | 74861.2699 | 69870.5172 | 64887.79 | 59855.9922 | 54780.8921 | 49679.1156 | 44539.9049 | 39084.1178 | 33557.9965 | 28004.7607 | 22641.4556 | 18569.7771 | 15345.8439 | 13413.4187 | 11689.2538 | 10208.574 | 9404.6423 | 8571.4403 | 7759.9779 | 6964.7922 | 6195.763 | 5766.1758
| Five Year Forecast | Annual end-use gas demand from the commercial sector | gas | Commercial demand | Annuals | GWh | 2020: 93279.1834; 2021: 87767.8779; 2022: 93802.2237; 2023: 95215.2486; 2024: 97190.078; 2025: 98149.4565; 2026: 99183.7723; 2027: 99848.0585
| System Transformation | Total gas demand (gas NTS connected only) for electricity generation | gas | Electricity generation | Annuals | GWh | 196150 | 218156.3488 | 169025 | 215476.1402 | 180525.6021 | 123885.2733 | 114827.955 | 99254.4324 | 86607.9063 | 93356.898 | 58766.4785 | 51669.7447 | 42153.4673 | 38647.9902 | 34199.0555 | 29312.7694 | 23726.6605 | 23291.8299 | 24899.267 | 25838.2883 | 27639.1245 | 31981.2751 | 33265.275 | 34996.8899 | 39656.3067 | 41444.0269 | 42366.9587 | 46594.27 | 45681.4101 | 48536.2903 | 47095.6779
| Falling Short | Total gas demand (gas NTS connected only) for electricity generation | gas | Electricity generation | Annuals | GWh | 196150 | 218156.3488 | 204358 | 227627.2523 | 212677.0061 | 174303.423 | 171759.7028 | 153776.1618 | 139604.3443 | 120610.4484 | 107686.385 | 105803.7383 | 107385.4109 | 109039.2896 | 107944.5451 | 96075.057 | 77738.8816 | 68296.8189 | 65183.4959 | 73621.665 | 80814.0345 | 77205.5656 | 81450.9979 | 90058.9051 | 94235.2236 | 102921.8184 | 106630.1157 | 113008.6838 | 115105.1553 | 113710.169 | 117822.1672
| Consumer Transformation | Total gas demand (gas NTS connected only) for electricity generation | gas | Electricity generation | Annuals | GWh | 196150 | 218156.3488 | 163485 | 175044.9752 | 135597.1293 | 105152.5507 | 106357.6735 | 80069.4534 | 83523.3756 | 77437.8299 | 59069.6798 | 46917.2119 | 43894.2486 | 40494.9922 | 35171.2313 | 35121.9503 | 31927.8888 | 27622.2471 | 26959.5315 | 26701.9211 | 24459.5485 | 19375.0179 | 16767.9704 | 15450.1059 | 13759.2616 | 12905.6276 | 11861.4782 | 11950.857 | 11832.0147 | 11941.5288 | 11880.806
| Leading the Way | Total gas demand (gas NTS connected only) for electricity generation | gas | Electricity generation | Annuals | GWh | 196150 | 218156.3488 | 145456 | 150229.8223 | 101599.3619 | 82726.7129 | 62499.8572 | 56413.2479 | 55294.7866 | 37882.6659 | 33227.6194 | 26556.1493 | 26052.1769 | 21502.5007 | 24984.9857 | 24742.741 | 19149.6492 | 19885.415 | 20810.5782 | 25214.9138 | 24174.6902 | 23236.0197 | 23776.987 | 24850.0575 | 26069.6201 | 26111.0652 | 26959.0967 | 27434.0091 | 27870.4582 | 28533.7249 | 27920.0936
| Five Year Forecast | Total gas demand (gas NTS connected only) for electricity generation | gas | Electricity generation | Annuals | GWh | 2020: 196150; 2021: 218156.3488; 2022: 174801; 2023: 214827.0508; 2024: 182035.1676; 2025: 127126.9422; 2026: 114408.1607; 2027: 104625.973
| System Transformation | Gas end-use demand for transport | gas | Transport | Annuals | GWh | 272 | 346 | 433 | 540 | 672 | 833 | 1030 | 1274 | 1574 | 1945 | 2404 | 2972 | 3675 | 4543 | 5599 | 6255 | 7038 | 7966 | 9059 | 10336 | 9924 | 9439 | 8869 | 8195 | 7396 | 6448 | 5321 | 3955 | 2336 | 422 | -
| Falling Short | Gas end-use demand for transport | gas | Transport | Annuals | GWh | 272 | 395 | 540 | 710 | 911 | 1149 | 1432 | 1768 | 2170 | 2652 | 3230 | 3926 | 4766 | 5779 | 6997 | 8458 | 10199 | 12249 | 14421 | 16705 | 17495 | 18365 | 19315 | 20342 | 21442 | 20429 | 19274 | 17883 | 16296 | 14481 | 12397
| Consumer Transformation | Gas end-use demand for transport | gas | Transport | Annuals | GWh | 272 | 332 | 405 | 491 | 594 | 717 | 866 | 1045 | 1261 | 1521 | 1835 | 2215 | 2675 | 3230 | 3901 | 4318 | 4812 | 5395 | 6077 | 6868 | 6573 | 6228 | 5828 | 5362 | 4817 | 4179 | 3431 | 2532 | 1479 | 251 | 0
| Leading the Way | Gas end-use demand for transport | gas | Transport | Annuals | GWh | 272 | 311 | 353 | 400 | 451 | 506 | 567 | 633 | 705 | 783 | 869 | 963 | 1065 | 1176 | 1298 | 1362 | 1432 | 1509 | 1594 | 1686 | 1577 | 1457 | 1327 | 1186 | 1035 | 870 | 693 | 486 | 261 | 19 | 0
| Five Year Forecast | Gas end-use demand for transport | gas | Transport | Annuals | GWh | 2020: 272; 2021: 346; 2022: 433; 2023: 535; 2024: 657; 2025: 801; 2026: 974; 2027: 1180
| System Transformation | Total GB Gas Demand (Excluding exports and shrinkage) | gas | Total GB demand | Annuals | GWh | 765978.5754 | 781416.4049 | 731305.9326 | 772662.4946 | 735744.5693 | 674657.0471 | 660456.8412 | 639973.303 | 624740.6789 | 628616.7844 | 590928.5984 | 576203.6702 | 559091.3287 | 548466.0895 | 536297.3384 | 518548.2044 | 497566.4811 | 481719.7862 | 469996.8585 | 455117.8238 | 442514.6947 | 430379.6672 | 417233.9995 | 402780.6125 | 390391.4384 | 373882.6466 | 360841.1147 | 353067.3068 | 340311.8935 | 332138.3743 | 325279.258
| Falling Short | Total GB Gas Demand (Excluding exports and shrinkage) | gas | Total GB demand | Annuals | GWh | 765978.5754 | 781416.4049 | 770008.7192 | 791956.3599 | 778651.9068 | 739568.0412 | 736026.3177 | 715501.6783 | 698556.9173 | 676405.9096 | 659400.3818 | 653515.6446 | 649925.4461 | 645930.3984 | 639409.5148 | 621735.3427 | 598508.3028 | 584205.2244 | 575485.2834 | 577399.5692 | 573925.7909 | 558973.0792 | 552984.2298 | 551322.1804 | 545313.983 | 542359.9174 | 533901.5064 | 526814.6247 | 513843.5099 | 495632.8497 | 481517.033
| Consumer Transformation | Total GB Gas Demand (Excluding exports and shrinkage) | gas | Total GB demand | Annuals | GWh | 765978.5754 | 781416.4049 | 702643.371 | 707339.8575 | 663264.4162 | 624300.4753 | 615449.9516 | 574261.2784 | 558992.4037 | 530222.9529 | 486168.8828 | 446866.9395 | 415625.1725 | 382680.6947 | 346483.0416 | 310653.5795 | 272268.1308 | 235107.7829 | 203767.5865 | 175565.6133 | 147416.8554 | 118925.4312 | 97605.1022 | 81632.094 | 68389.089 | 58841.3206 | 50060.2662 | 43053.4762 | 36095.6623 | 29841.4954 | 27273.9608
| Leading the Way | Total GB Gas Demand (Excluding exports and shrinkage) | gas | Total GB demand | Annuals | GWh | 765978.5754 | 781416.4049 | 660628.1117 | 656879.6756 | 601010.3663 | 569215.917 | 536199.6602 | 511639.5818 | 489907.4435 | 448729.7207 | 418473.6642 | 387322.3606 | 363450.8646 | 333396.3515 | 307393.4557 | 274549.9063 | 237838.4305 | 209292.9261 | 184280.2765 | 165507.6156 | 145669.9731 | 127634.3834 | 115975.4977 | 106431.4444 | 99249.1166 | 92590.003 | 87417.2708 | 82931.418 | 79236.0912 | 76111.5856 | 74503.2941
| Five Year Forecast | Total GB Gas Demand (Excluding exports and shrinkage) | gas | Total GB demand | Annuals | GWh | 2020: 765978.5754; 2021: 781416.4049; 2022: 740194.2177; 2023: 776818.5531; 2024: 744319.4153; 2025: 687338.7213; 2026: 671641.0394; 2027: 657399.908
| System Transformation | Total (NTS+LDZ) gas shrinkage | gas | Shrinkage | Annuals | GWh | 6698.3521 | 5929.2222 | 5559.8568 | 5788.4852 | 5697.5485 | 5467.9357 | 5385.8712 | 5268.4939 | 5173.5752 | 5139.0939 | 4918.2554 | 4808.4281 | 4292.3741 | 4139.3791 | 3979.5427 | 3792.1701 | 3569.6324 | 3368.5647 | 3187.0284 | 2997.5611 | 2822.9483 | 2653.4186 | 2477.058 | 2315.8202 | 2167.5141 | 2009.0409 | 1901.4818 | 1820.8292 | 1723.2754 | 1646.188 | 1594.7
| Falling Short | Total (NTS+LDZ) gas shrinkage | gas | Shrinkage | Annuals | GWh | 6698.3521 | 5929.2222 | 5842.5641 | 5992.6726 | 5986.6579 | 5835.7526 | 5787.207 | 5667.263 | 5562.9789 | 5430.4669 | 5317.1212 | 5236.6225 | 5115.0269 | 5066.8875 | 5007.9973 | 4917.8235 | 4790.1584 | 4694.8445 | 4617.5155 | 4576.4632 | 4511.5664 | 4382.018 | 4310.1864 | 4254.1063 | 4183.4146 | 4122.8556 | 4041.3326 | 3960.8877 | 3852.9915 | 3721.4427 | 3600.0464
| Consumer Transformation | Total (NTS+LDZ) gas shrinkage | gas | Shrinkage | Annuals | GWh | 6698.3521 | 5929.2222 | 5525.4515 | 5596.2113 | 5460.707 | 5311.7911 | 5231.6578 | 5020.5083 | 4903.8666 | 4727.4862 | 4480.2685 | 4266.5121 | 3376.8469 | 3113.6997 | 2849.5577 | 2554.2961 | 2266.9787 | 1977.5873 | 1731.8389 | 1492.4724 | 1278.1123 | 1056.5332 | 894.5482 | 752.0919 | 646.8071 | 549.4219 | 458.971 | 371.7957 | 297.5635 | 206.8128 | 139.9202
| Leading the Way | Total (NTS+LDZ) gas shrinkage | gas | Shrinkage | Annuals | GWh | 6698.3521 | 5929.2222 | 5288.5009 | 5342.5689 | 5177.7138 | 5056.0444 | 4899.0767 | 4766.1921 | 4640.8096 | 4400.417 | 4239.8265 | 4051.8703 | 2979.3931 | 2718.2234 | 2481.7224 | 2198.8182 | 1926.5569 | 1678.2176 | 1470.0911 | 1279.4986 | 1115.3745 | 946.675 | 833.5051 | 715.0159 | 622.7427 | 467.249 | 425.2408 | 389.9578 | 360.2809 | 334.0392 | 324.1384
| Five Year Forecast | Total (NTS+LDZ) gas shrinkage | gas | Shrinkage | Annuals | GWh | 2020: 6698.3521; 2021: 5929.2222; 2022: 5637.9702; 2023: 5845.5196; 2024: 5769.9804; 2025: 5553.8718; 2026: 5463.1807; 2027: 5134.7173
| System Transformation | Hydrogen Production - Natural Gas Demand | gas | Hydrogen production SMR | Annuals | GWh | 0 | 0 | 0 | 0 | 0 | 0 | 923.7781 | 3803.7437 | 10995.267 | 19612.8626 | 30159.0866 | 46741.1931 | 65262.0535 | 85547.228 | 105674.8671 | 126828 | 146340 | 164632.5 | 184144.5 | 199998 | 217071 | 230485.5 | 243900 | 253656 | 260973 | 265894.4344 | 265894.4344 | 265894.4344 | 265894.4344 | 265894.4344 | 265894.4344
| Falling Short | Hydrogen Production - Natural Gas Demand | gas | Hydrogen production SMR | Annuals | GWh | 0 | 0 | 0 | 0 | 0 | 0 | 0 | 0 | 0 | 0 | 0 | 0 | 0 | 0 | 591.541 | 1194.1433 | 1808.2385 | 2468.3849 | 3139.9611 | 3809.0445 | 4584.3614 | 5371.7371 | 6051.9614 | 6736.5572 | 7343.9049 | 7723.5 | 7859 | 8008.05 | 8130 | 8130 | 8130
| Consumer Transformation | Hydrogen Production - Natural Gas Demand | gas | Hydrogen production SMR | Annuals | GWh | 0 | 0 | 0 | 0 | 0 | 0 | 0 | 0 | 26.5539 | 35.4052 | 44.2565 | 455.3609 | 866.4653 | 1277.5697 | 1688.674 | 1688.674 | 1688.674 | 1688.674 | 1688.674 | 1688.674 | 1688.674 | 1688.674 | 1688.674 | 1688.674 | 1688.674 | 1688.674 | 1688.674 | 1688.674 | 1688.674 | 1688.674 | 1688.674
| Leading the Way | Hydrogen Production - Natural Gas Demand | gas | Hydrogen production SMR | Annuals | GWh | 0 | 0 | 0 | 0 | 0 | 0 | 1355 | 2574.5 | 4336 | 6233 | 8807.5 | 13802.0217 | 21642.0435 | 28455 | 32520 | 34593.1086 | 35230 | 35230 | 35230 | 35230 | 35230 | 35230 | 35230 | 35230 | 35230 | 35230 | 35230 | 35230 | 35230 | 35230 | 35230
| Five Year Forecast | Hydrogen Production - Natural Gas Demand | gas | Hydrogen production SMR | Annuals | GWh | 2020: 0; 2021: 0; 2022: 0; 2023: 0; 2024: 0; 2025: 0; 2026: 0; 2027: 0
| System Transformation | LDZ connected peaking/flexible plants | gas | Flexible electricity generation | Annuals | GWh | 2438.5228 | 3444.0077 | 3948.2339 | 4477.2067 | 5035.8564 | 5443.0649 | 5750.7164 | 6016.5273 | 6232.5753 | 6392.0133 | 6300.0041 | 6106.4649 | 5833.8422 | 5298.5566 | 4557.2145 | 3750.03 | 2983.5901 | 2383.2313 | 1911.5219 | 1482.3259 | 1019.0312 | 562.2433 | 120.2239 | 0 | 0 | 0 | 0 | 0 | 0 | 0 | 0
| Falling Short | LDZ connected peaking/flexible plants | gas | Flexible electricity generation | Annuals | GWh | 2438.5228 | 3444.0077 | 4116.5507 | 4821.3675 | 5564.5899 | 6111.8294 | 6666.5443 | 7170.2388 | 7637.9339 | 8057.1322 | 8396.4494 | 8643.8283 | 8776.6098 | 8658.3826 | 8452.6915 | 8151.2874 | 7772.6899 | 7470.8685 | 7199.2516 | 6905.7395 | 6618.795 | 6414.7288 | 6291.4798 | 6149.09 | 6043.7116 | 5909.0656 | 5793.8368 | 5389.6798 | 5271.5074 | 5186.7761 | 5139.8075
| Consumer Transformation | LDZ connected peaking/flexible plants | gas | Flexible electricity generation | Annuals | GWh | 2438.5228 | 3444.0077 | 3948.2339 | 4477.2067 | 5035.8564 | 5443.0649 | 5750.7164 | 6016.5273 | 6232.5753 | 6392.0133 | 6300.0041 | 6106.4649 | 5833.8422 | 5298.5566 | 4557.2145 | 3750.03 | 2983.5901 | 2383.2313 | 1911.5219 | 1482.3259 | 1019.0312 | 562.2433 | 120.2239 | 0 | 0 | 0 | 0 | 0 | 0 | 0 | 0
| Leading the Way | LDZ connected peaking/flexible plants | gas | Flexible electricity generation | Annuals | GWh | 2438.5228 | 3444.0077 | 3847.2439 | 4270.7102 | 4718.6164 | 5041.8062 | 5129.4898 | 5115.8112 | 5099.5336 | 5080.5586 | 4912.104 | 4641.5509 | 4121.495 | 3135.776 | 1169.8118 | 0 | 0 | 0 | 0 | 0 | 0 | 0 | 0 | 0 | 0 | 0 | 0 | 0 | 0 | 0 | 0
| Five Year Forecast | LDZ connected peaking/flexible plants | gas | Flexible electricity generation | Annuals | GWh | 2020: 2438.5228; 2021: 3444.0077; 2022: 3948.2339; 2023: 4477.2067; 2024: 5035.8564; 2025: 5443.0649; 2026: 5750.7164
| System Transformation | Annual end-use gas demand from industry | gas | Industrial demand | Annuals | GWh | 138010.6262 | 131882.3474 | 130144.9326 | 127128.7573 | 127333.3761 | 126362.8808 | 125041.5432 | 123686.2477 | 121449.3487 | 118370.15 | 114171.5909 | 108535.8529 | 102093.2127 | 94575.3775 | 86753.0148 | 78155.7052 | 69596.4122 | 61615.2399 | 54063.5454 | 47221.6663 | 40680.3657 | 34678.7807 | 29333.1013 | 24495.8274 | 20288.5621 | 16348.7467 | 12951.2835 | 10467.9396 | 8093.5199 | 6491.6689 | 5447.2515
| Falling Short | Annual end-use gas demand from industry | gas | Industrial demand | Annuals | GWh | 138010.6262 | 131882.3474 | 129789.3974 | 127572.7317 | 128155.4835 | 127476.7062 | 126867.67 | 126232.2332 | 125702.8204 | 125301.5427 | 124506.0937 | 123563.1291 | 122608.8644 | 121846.2537 | 121236.7729 | 120789.6958 | 120715.1696 | 120793.6218 | 120896.1793 | 121001.1614 | 119238.2321 | 117333.6614 | 115498.4569 | 113495.7123 | 111464.8509 | 108864.4952 | 106100.7009 | 103017.9407 | 100069.4312 | 96767.6253 | 93084.8673
| Consumer Transformation | Annual end-use gas demand from industry | gas | Industrial demand | Annuals | GWh | 138010.6262 | 131882.3474 | 129769.7178 | 126241.7926 | 125992.665 | 124158.3284 | 122608.4979 | 120306.38 | 117643.1086 | 113774.1013 | 109177.0364 | 103747.2974 | 97497.6533 | 90239.7325 | 81851.9281 | 72364.652 | 62799.2156 | 53898.7804 | 45980.8758 | 39303.577 | 33608.7643 | 28806.9646 | 24821.7365 | 21285.2241 | 18173.9215 | 15696.2046 | 13343.5242 | 11394.1043 | 9565.3982 | 8117.3749 | 7272.6069
| Leading the Way | Annual end-use gas demand from industry | gas | Industrial demand | Annuals | GWh | 138010.6262 | 131882.3474 | 129026.9877 | 125424.4416 | 124930.2727 | 123221.8251 | 121172.4159 | 118122.6658 | 113852.7463 | 108317.4324 | 101645.7665 | 94077.8853 | 85284.3728 | 75908.8843 | 66292.2805 | 57089.6811 | 48963.0707 | 41656.6435 | 34996.0008 | 29053.9957 | 24242.3267 | 20506.6446 | 17494.0437 | 14601.4174 | 11941.2451 | 9703.4543 | 7769.0065 | 6565.6975 | 6046.5202 | 5750.7309 | 5586.6507
| Five Year Forecast | Annual end-use gas demand from industry | gas | Industrial demand | Annuals | GWh | 2020: 138010.6262; 2021: 131882.3474; 2022: 129575.0897; 2023: 126303.2354; 2024: 126160.7434; 2025: 124862.9678; 2026: 123916.7961; 2027: 123055.8905
| Consumer Transformation | Total GB Peak 1-in-20 Demand | gas | Total GB demand | Peak 1-in-20 | GWh | 5831.8957 | 5555.0912 | 5289.3451 | 5158.8025 | 5083.5576 | 5028.538 | 4825.5896 | 4661.905 | 4473.911 | 4264.9198 | 3984.6797 | 3727.963 | 3469.9863 | 3206.4002 | 2935.1191 | 2592.8384 | 2266.1563 | 2051.271 | 1826.7938 | 1620.3719 | 1396.5801 | 1192.1709 | 1043.5271 | 919.2975 | 818.7314 | 684.8484 | 605.8012 | 545.3688 | 468.9156 | 350.2119 | 281.7391
| System Transformation | Total GB Peak 1-in-20 Demand | gas | Total GB demand | Peak 1-in-20 | GWh | 5831.8957 | 5555.0912 | 5624.9987 | 5525.4146 | 5422.567 | 5333.1826 | 5266.8072 | 5151.815 | 5097.9571 | 4986.498 | 4823.3364 | 4656.7905 | 4502.2337 | 4363.8887 | 4136.4202 | 3858.3921 | 3656.8757 | 3439.1999 | 3262.1607 | 3086.2068 | 2963.3918 | 2818.6018 | 2636.7738 | 2483.7833 | 2338.899 | 2261.2135 | 2223.5614 | 2156.2485 | 2132.7153 | 2098.049 | 2086.3292
| Leading the Way | Total GB Peak 1-in-20 Demand | gas | Total GB demand | Peak 1-in-20 | GWh | 5831.8957 | 5555.0912 | 5004 | 4820 | 4735 | 4517 | 4281 | 4091 | 3848 | 3588 | 3368 | 3134 | 2838 | 2626 | 2339 | 1987 | 1755 | 1555 | 1401 | 1245 | 1108 | 1001 | 911 | 826 | 679 | 585 | 563 | 535 | 516 | 510 | 509
| Falling Short | Total GB Peak 1-in-20 Demand | gas | Total GB demand | Peak 1-in-20 | GWh | 5831.8957 | 5555.0912 | 5737.24 | 5684.1768 | 5679.1254 | 5700.8326 | 5649.4832 | 5542.5002 | 5432.1075 | 5372.2511 | 5330.9625 | 5269.9778 | 5229.0618 | 5181.4682 | 5112.5026 | 4949.9252 | 4867.9109 | 4791.9398 | 4786.2909 | 4721.4614 | 4639.6149 | 4601.0217 | 4617.0618 | 4543.1355 | 4524.3167 | 4375.2729 | 4306.0622 | 4215.0062 | 4113.0862 | 3996.2733 | 3961.8374
| Five Year View | Total GB Peak 1-in-20 Demand | gas | Total GB demand | Peak 1-in-20 | GWh | 2020: 5831.8957; 2021: 5555.0912; 2022: 5550.154; 2023: 5569.4743; 2024: 5490.9653; 2025: 5406.2221; 2026: 5356.9512

## ED4
ED4: Natural Gas demand definitions
Return to: Main Menu
Return to: Chapter contents
| Item no. | Description | Definition
| 1 | Annual end-use gas demand from industry | Gas used in industry, including for electricty generation from gas distribution network connected combined heat and power plants (CHPs) and Combined Cycle Gas Turbines (CCGTs), and industrial gas usage fitted with CCS
| 2 | Annual end-use gas demand from the commercial sector | Gas used in the commercial sector, excluding gas used for electricty generation by peaking/flexible plants
| 3 | Gas end-use demand for transport | Gas used in the transport sector, including networked CNG and non-networked LNG
| 4 | Total end-use residential gas demand | Gas used in the residential sector, including for heating and cooking
| 5 | Total gas demand (NTS and LDZ connected) for electricity generation | Gas used for power generation, including transmission network connected CCGT and gas distribution network connected Flexible/Peaking plants
| 6 | LDZ connected peaking/flexible plants | Gas used for electricty generation by flexible/peaking plants connected to the gas distribution networks
| 7 | Total (NTS+LDZ) gas shrinkage | Total gas shrinkage from transmission and distribution networks
| 8 | Hydrogen Production - Natural Gas Demand | Gas used for producing hydrogen via steam methane reforming
| 9 | Gas exported from GB | Gas export through to Ireland and Continental Europe
| 10 | Total GB Peak 1-in-20 Demand | Total daily GB gas demand on a cold day expected to occur once every 20 years. Data is in gas years, i.e. 2022 is GY 2022/23 which is 01/10/2022 - 30/09/2023
|  | Total GB Gas Demand (Excluding exports and shrinkage) | = 1 + 2 + 3 (only CNG/networked transport gas demand) + 4 + 5 + 6 + 8

## ED5
ED5: Road transport summary
Return to: Main Menu
Return to: Chapter contents
Data item | Unit | Scenario | Fuel | Peak/Annual/Minimum | 2017-01-01 | 2018-01-01 | 2019-01-01 | 2020-01-01 | 2021-01-01 | 2022-01-01 | 2023-01-01 | 2024-01-01 | 2025-01-01 | 2026-01-01 | 2027-01-01 | 2028-01-01 | 2029-01-01 | 2030-01-01 | 2031-01-01 | 2032-01-01 | 2033-01-01 | 2034-01-01 | 2035-01-01 | 2036-01-01 | 2037-01-01 | 2038-01-01 | 2039-01-01 | 2040-01-01 | 2041-01-01 | 2042-01-01 | 2043-01-01 | 2044-01-01 | 2045-01-01 | 2046-01-01 | 2047-01-01 | 2048-01-01 | 2049-01-01 | 2050-01-01
V2G Maximum Capacity available at Peak | GW | Leading the Way | Electricity | Reference data | 0 | 0 | 0 | 0 | 0 | 0 | 0 | 0 | -0.048542 | -0.1153 | -0.25114 | -0.51416 | -0.9632 | -1.7188 | -2.9049 | -4.6176 | -7.0271 | -10.1134 | -13.7652 | -17.7416 | -19.6614 | -19.6614 | -19.6614 | -19.6614 | -19.6614 | -19.6614 | -19.6614 | -19.6614 | -19.6614 | -19.6614 | -19.6614 | -19.6614 | -19.6614 | -19.6614
V2G Maximum Capacity available at Peak | GW | Consumer Transformation | Electricity | Reference data | 0 | 0 | 0 | 0 | 0 | 0 | 0 | 0 | -0.028253 | -0.06982 | -0.15524 | -0.29749 | -0.54459 | -0.94376 | -1.5798 | -2.5015 | -3.7558 | -5.3518 | -7.2157 | -9.3859 | -11.641 | -13.8207 | -15.7466 | -17.1828 | -17.1828 | -17.1828 | -17.1828 | -17.1828 | -17.1828 | -17.1828 | -17.1828 | -17.1828 | -17.1828 | -17.1828
V2G Maximum Capacity available at Peak | GW | Falling Short | Electricity | Reference data | 0 | 0 | 0 | 0 | 0 | 0 | 0 | 0 | 0 | 0 | 0 | 0 | 0 | 0 | 0 | 0 | -0.017391 | -0.027564 | -0.052639 | -0.087576 | -0.13997 | -0.20971 | -0.30661 | -0.43088 | -0.59061 | -0.78951 | -1.0356 | -1.3338 | -1.6879 | -2.062 | -2.4925 | -2.9797 | -3.5201 | -4.1027
V2G Maximum Capacity available at Peak | GW | System Transformation | Electricity | Reference data | 0 | 0 | 0 | 0 | 0 | 0 | 0 | 0 | 0 | 0 | 0 | -0.0083527 | -0.014312 | -0.029639 | -0.053223 | -0.092625 | -0.15422 | -0.24701 | -0.37968 | -0.56661 | -0.8189 | -1.1512 | -1.5723 | -2.0894 | -2.7185 | -3.4473 | -4.2161 | -4.9957 | -5.7289 | -6.4085 | -6.986 | -7.4683 | -7.825 | -8.04
V2G Maximum Capacity available at Peak | GW | Five Year Forecast | Electricity | Reference data | 2017-01-01: 0; 2018-01-01: 0; 2019-01-01: 0; 2020-01-01: 0; 2021-01-01: 0; 2022-01-01: 0; 2023-01-01: 0; 2024-01-01: 0; 2025-01-01: -0.011575; 2026-01-01: -0.024869; 2027-01-01: -0.050333
V2G Maximum Capacity | GW | Leading the Way | Electricity | Reference data | 0 | 0 | 0 | 0 | 0 | 0 | 0 | 0 | -0.097104 | -0.23066 | -0.5024 | -1.0285 | -1.9268 | -3.4384 | -5.811 | -9.2372 | -14.0572 | -20.2311 | -27.5363 | -35.4908 | -39.3314 | -39.3314 | -39.3314 | -39.3314 | -39.3314 | -39.3314 | -39.3314 | -39.3314 | -39.3314 | -39.3314 | -39.3314 | -39.3314 | -39.3314 | -39.3314
V2G Maximum Capacity | GW | Consumer Transformation | Electricity | Reference data | 0 | 0 | 0 | 0 | 0 | 0 | 0 | 0 | -0.056518 | -0.13967 | -0.31056 | -0.59511 | -1.0894 | -1.8879 | -3.1603 | -5.004 | -7.5133 | -10.7059 | -14.4346 | -18.7758 | -23.287 | -27.6473 | -31.5001 | -34.373 | -34.373 | -34.373 | -34.373 | -34.373 | -34.373 | -34.373 | -34.373 | -34.373 | -34.373 | -34.373
V2G Maximum Capacity | GW | Falling Short | Electricity | Reference data | 0 | 0 | 0 | 0 | 0 | 0 | 0 | 0 | 0 | 0 | 0 | 0 | 0 | 0 | 0 | 0 | -0.03479 | -0.055139 | -0.1053 | -0.17519 | -0.28 | -0.4195 | -0.61335 | -0.86195 | -1.1815 | -1.5794 | -2.0716 | -2.6682 | -3.3766 | -4.1249 | -4.986 | -5.9606 | -7.0417 | -8.2073
V2G Maximum Capacity | GW | System Transformation | Electricity | Reference data | 0 | 0 | 0 | 0 | 0 | 0 | 0 | 0 | 0 | 0 | 0 | -0.016709 | -0.02863 | -0.05929 | -0.10647 | -0.18529 | -0.30851 | -0.49412 | -0.75952 | -1.1335 | -1.6381 | -2.303 | -3.1453 | -4.1797 | -5.4381 | -6.896 | -8.434 | -9.9935 | -11.4602 | -12.8197 | -13.975 | -14.9399 | -15.6535 | -16.0834
V2G Maximum Capacity | GW | Five Year Forecast | Electricity | Reference data | 2017-01-01: 0; 2018-01-01: 0; 2019-01-01: 0; 2020-01-01: 0; 2021-01-01: 0; 2022-01-01: 0; 2023-01-01: 0; 2024-01-01: 0; 2025-01-01: -0.023156; 2026-01-01: -0.049749; 2027-01-01: -0.10069
Electric Vehicle Peak Demand | GW | Leading the Way | Electricity | Peak | 0.078847 | 0.10732 | 0.14507 | 0.24392 | 0.33889 | 0.46936 | 0.64473 | 0.85227 | 1.1195 | 1.4443 | 1.8231 | 2.2881 | 2.7904 | 3.3157 | 4.1641 | 5.0919 | 6.03 | 6.9053 | 7.6452 | 8.2375 | 8.699 | 9.0717 | 9.3652 | 9.5717 | 9.6777 | 9.7379 | 9.7207 | 9.5401 | 9.3123 | 9.0539 | 8.7632 | 8.4376 | 8.0751 | 7.6684
Electric Vehicle Peak Demand | GW | Consumer Transformation | Electricity | Peak | 0.078847 | 0.10732 | 0.14507 | 0.24392 | 0.41512 | 0.60754 | 0.8288 | 1.1353 | 1.5335 | 2.0302 | 2.6279 | 3.3347 | 4.1321 | 5.009 | 6.0698 | 7.1383 | 8.1968 | 9.1813 | 10.149 | 11.1923 | 12.0765 | 12.8562 | 13.5346 | 14.1796 | 14.7033 | 14.9417 | 14.967 | 14.9205 | 14.835 | 14.7309 | 14.6158 | 14.4982 | 14.3744 | 14.1982
Electric Vehicle Peak Demand | GW | System Transformation | Electricity | Peak | 0.078847 | 0.10732 | 0.14507 | 0.24392 | 0.3967 | 0.49979 | 0.65121 | 0.84224 | 1.0886 | 1.4114 | 1.8178 | 2.3282 | 2.9569 | 3.7168 | 4.5688 | 5.5476 | 6.6333 | 7.7883 | 8.9146 | 10.0347 | 11.0735 | 11.9765 | 12.7483 | 13.4037 | 14.0506 | 14.551 | 14.7908 | 14.6601 | 14.4945 | 14.2863 | 14.0412 | 13.8165 | 13.5874 | 13.346
Electric Vehicle Peak Demand | GW | Falling Short | Electricity | Peak | 0.078847 | 0.10732 | 0.14507 | 0.24392 | 0.40863 | 0.51913 | 0.6627 | 0.84996 | 1.0819 | 1.3786 | 1.741 | 2.1848 | 2.7195 | 3.3562 | 4.019 | 4.7685 | 5.6002 | 6.4995 | 7.4438 | 8.5554 | 9.7127 | 10.8316 | 11.9129 | 12.9136 | 13.864 | 14.7943 | 15.6907 | 16.5331 | 17.3605 | 17.927 | 18.2912 | 18.4088 | 18.528 | 18.6535
Electric Vehicle Peak Demand | GW | Five Year Forecast | Electricity | Peak | 2017-01-01: 0.078847; 2018-01-01: 0.10732; 2019-01-01: 0.14507; 2020-01-01: 0.24392; 2021-01-01: 0.39033; 2022-01-01: 0.52729; 2023-01-01: 0.70782; 2024-01-01: 0.94454; 2025-01-01: 1.2519; 2026-01-01: 1.6463; 2027-01-01: 2.1328
Electric Vehicle Unmanaged Peak Demand | GW | Leading the Way | Electricity | Reference data | 0.10292 | 0.1445 | 0.19613 | 0.31376 | 0.50684 | 0.75628 | 1.1176 | 1.6009 | 2.2426 | 3.0944 | 4.1877 | 5.6335 | 7.404 | 9.4905 | 11.8226 | 14.3174 | 16.7883 | 19.0402 | 20.8852 | 22.3083 | 23.3627 | 24.1632 | 24.7317 | 25.0434 | 25.2946 | 25.4272 | 25.3527 | 24.8446 | 24.209 | 23.4871 | 22.6743 | 21.7637 | 20.7489 | 19.6102
Electric Vehicle Unmanaged Peak Demand | GW | Consumer Transformation | Electricity | Reference data | 0.10292 | 0.1445 | 0.19613 | 0.31376 | 0.50649 | 0.76031 | 1.1117 | 1.6011 | 2.2444 | 3.0892 | 4.1569 | 5.4846 | 7.0703 | 8.9008 | 11.1248 | 13.5233 | 15.9629 | 18.2504 | 20.4017 | 22.1968 | 23.6128 | 24.7702 | 25.6813 | 26.4816 | 27.0204 | 27.337 | 27.311 | 27.1674 | 27.015 | 26.8294 | 26.619 | 26.3957 | 26.1542 | 25.8226
Electric Vehicle Unmanaged Peak Demand | GW | System Transformation | Electricity | Reference data | 0.10292 | 0.1445 | 0.19613 | 0.31376 | 0.48549 | 0.6343 | 0.8376 | 1.0996 | 1.4353 | 1.8733 | 2.4282 | 3.1283 | 3.9942 | 5.0493 | 6.358 | 7.9109 | 9.7061 | 11.693 | 13.759 | 15.8242 | 17.7613 | 19.431 | 20.7818 | 21.8295 | 22.596 | 23.0874 | 23.134 | 22.9334 | 22.677 | 22.3544 | 21.9741 | 21.6285 | 21.2766 | 20.9059
Electric Vehicle Unmanaged Peak Demand | GW | Falling Short | Electricity | Reference data | 0.10292 | 0.1445 | 0.19613 | 0.31376 | 0.48259 | 0.61746 | 0.7946 | 1.0192 | 1.2961 | 1.6458 | 2.0722 | 2.5917 | 3.214 | 3.9512 | 4.8148 | 5.8158 | 6.9573 | 8.2307 | 9.6233 | 11.2558 | 12.9923 | 14.7787 | 16.5525 | 18.2698 | 19.8483 | 21.3084 | 22.6488 | 23.8403 | 24.9497 | 25.6725 | 26.2315 | 26.3918 | 26.5486 | 26.7091
Electric Vehicle Unmanaged Peak Demand | GW | Five Year Forecast | Electricity | Reference data | 2017-01-01: 0.10292; 2018-01-01: 0.1445; 2019-01-01: 0.19613; 2020-01-01: 0.31376; 2021-01-01: 0.49535; 2022-01-01: 0.69208; 2023-01-01: 0.96538; 2024-01-01: 1.3302; 2025-01-01: 1.8048; 2026-01-01: 2.4264; 2027-01-01: 3.2128
# Cars - All | # Cars | Leading the Way | All | # Vehicles | 31291081 | 31605749.2611 | 31974154.7861 | 32040237.4695 | 32116900.5017 | 32192569.2428 | 32263252.18 | 32328506.5205 | 32390359.0431 | 32449735.8296 | 32505850.817 | 32556861.4377 | 32600228.6765 | 32630472.8684 | 32637030.6263 | 32612693.842 | 32554425.6393 | 32466119.5456 | 32354919 | 32225375 | 32044920 | 31807006 | 31502908 | 31123215 | 30657812 | 30095869 | 29425822 | 28635364 | 27711424 | 26640151 | 25406908 | 23996247 | 22391893 | 20576734
# Cars - All | # Cars | Consumer Transformation | All | # Vehicles | 31291081 | 31605749.2611 | 31974154.7861 | 32040237.4695 | 32116901.4317 | 32192569.396 | 32263251.8536 | 32328554.0758 | 32390788.4869 | 32451464.0272 | 32510676.5948 | 32567774.9702 | 32621723.6864 | 32671217.2569 | 32713641.0448 | 32742705.2281 | 32757470.0004 | 32757632.1541 | 32743352.4339 | 32720003 | 32681422 | 32618064 | 32527039 | 32404408 | 32245937 | 32047094 | 31803040 | 31508627 | 31158387 | 30730804 | 30221607 | 29667266 | 29032382 | 28309345
# Cars - All | # Cars | System Transformation | All | # Vehicles | 31291081 | 31605749.2611 | 31974154.7861 | 32040237.4695 | 32116901.4317 | 32192568.7848 | 32263252.0423 | 32328588.1277 | 32391088.6143 | 32452651.0385 | 32513929.5772 | 32574997.4997 | 32635688.3947 | 32695693.5828 | 32754578.1577 | 32811753.826 | 32866471.8129 | 32917160.7159 | 32960745.1486 | 32996965.2941 | 33025114.9727 | 33043557 | 33053729 | 33051389 | 33031802 | 32991647 | 32927182 | 32834221 | 32708105 | 32543665 | 32335199 | 32076436 | 31759009 | 31378405
# Cars - All | # Cars | Falling Short | All | # Vehicles | 31291081 | 31605749.2611 | 31974154.7861 | 32040237.4695 | 32116901.4317 | 32192568.7848 | 32263252.0423 | 32328589.1277 | 32391100.6143 | 32452716.0385 | 32514163.5772 | 32575650.4997 | 32637220.3947 | 32698876.5828 | 32760608.3793 | 32822395.6502 | 32884216.6251 | 32946039.0086 | 33007824.0945 | 33069528.0945 | 33131097.0945 | 33192471.0945 | 33253579.0945 | 33313942 | 33373863 | 33434444 | 33493570 | 33551913 | 33609333 | 33665673 | 33720764 | 33774421 | 33826443 | 33876610
# Cars - All | # Cars | Five Year Forecast | All | # Vehicles | 2017-01-01: 31291081; 2018-01-01: 31605749.2611; 2019-01-01: 31974154.7861; 2020-01-01: 32040237.4695; 2021-01-01: 32116901; 2022-01-01: 32192569; 2023-01-01: 32263253; 2024-01-01: 32328560; 2025-01-01: 32390835; 2026-01-01: 32451643; 2027-01-01: 32511157
# Vans - All | # Vans | Leading the Way | All | # Vehicles | 3898149 | 4004275 | 4123255 | 4220376 | 4228403.798 | 4236446.8662 | 4244505.2334 | 4252578.929 | 4260667.9819 | 4268772.4214 | 4276892.2768 | 4285027.5774 | 4293178.3526 | 4301344.6318 | 4309526.4445 | 4317723.8203 | 4325936.7887 | 4334165.3795 | 4342409.6222 | 4350669.5468 | 4358945.183 | 4367236.5607 | 4375543.7099 | 4383866.6606 | 4392205.4428 | 4400560.0866 | 4408930.6222 | 4417317.0799 | 4425719.4898 | 4434137.8825 | 4442572.2882 | 4451022.7374 | 4459489.2607 | 4467971.8886
# Vans - All | # Vans | Consumer Transformation | All | # Vehicles | 3898149 | 4004275 | 4123255 | 4220376 | 4228403.798 | 4236446.8662 | 4244505.2334 | 4252578.929 | 4260667.9819 | 4268772.4214 | 4276892.2768 | 4285027.5774 | 4293178.3526 | 4301344.6318 | 4309526.4445 | 4317723.8203 | 4325936.7887 | 4334165.3795 | 4342409.6222 | 4350669.5468 | 4358945.183 | 4367236.5607 | 4375543.7099 | 4383866.6606 | 4392205.4428 | 4400560.0866 | 4408930.6222 | 4417317.0799 | 4425719.4898 | 4434137.8825 | 4442572.2882 | 4451022.7374 | 4459489.2607 | 4467971.8886
# Vans - All | # Vans | System Transformation | All | # Vehicles | 3898149 | 4004275 | 4123255 | 4220376 | 4228403.798 | 4236446.8662 | 4244505.2334 | 4252578.929 | 4260667.9819 | 4268772.4214 | 4276892.2768 | 4285027.5774 | 4293178.3526 | 4301344.6318 | 4309526.4445 | 4317723.8203 | 4325936.7887 | 4334165.3795 | 4342409.6222 | 4350669.5468 | 4358945.183 | 4367236.5607 | 4375543.7099 | 4383866.6606 | 4392205.4428 | 4400560.0866 | 4408930.6222 | 4417317.0799 | 4425719.4898 | 4434137.8825 | 4442572.2882 | 4451022.7374 | 4459489.2607 | 4467971.8886
# Vans - All | # Vans | Falling Short | All | # Vehicles | 3898149 | 4004275 | 4123255 | 4220376 | 4228403.798 | 4236446.8662 | 4244505.2334 | 4252578.929 | 4260667.9819 | 4268772.4214 | 4276892.2768 | 4285027.5774 | 4293178.3526 | 4301344.6318 | 4309526.4445 | 4317723.8203 | 4325936.7887 | 4334165.3795 | 4342409.6222 | 4350669.5468 | 4358945.183 | 4367236.5607 | 4375543.7099 | 4383866.6606 | 4392205.4428 | 4400560.0866 | 4408930.6222 | 4417317.0799 | 4425719.4898 | 4434137.8825 | 4442572.2882 | 4451022.7374 | 4459489.2607 | 4467971.8886
# Vans - All | # Vans | Five Year Forecast | All | # Vehicles | 2017-01-01: 3898149; 2018-01-01: 4004275; 2019-01-01: 4123255; 2020-01-01: 4220376; 2021-01-01: 4228404; 2022-01-01: 4236447; 2023-01-01: 4244506; 2024-01-01: 4252579; 2025-01-01: 4260668; 2026-01-01: 4268772; 2027-01-01: 4276893
# Motorbikes - All | # Motorbikes | Leading the Way | All | # Vehicles | 1232673 | 1241729 | 1248989 | 1272000 | 1294280.2003 | 1316950.658 | 1340018.2087 | 1363489.8079 | 1387372.5328 | 1411673.5847 | 1436400.2909 | 1461560.1071 | 1487160.6197 | 1513209.5478 | 1539714.7458 | 1566684.2058 | 1594126.0595 | 1622048.5815 | 1650460.1911 | 1679369.455 | 1708785.0902 | 1738715.9661 | 1769171.1076 | 1800159.6978 | 1831691.0804 | 1863774.763 | 1896420.4196 | 1929637.8935 | 1963437.2008 | 1997828.5327 | 2032822.2591 | 2068428.9314 | 2104659.286 | 2141524.2471
# Motorbikes - All | # Motorbikes | Consumer Transformation | All | # Vehicles | 1232673 | 1241729 | 1248989 | 1272000 | 1294280.2003 | 1316950.658 | 1340018.2087 | 1363489.8079 | 1387372.5328 | 1411673.5847 | 1436400.2909 | 1461560.1071 | 1487160.6197 | 1513209.5478 | 1539714.7458 | 1566684.2058 | 1594126.0595 | 1622048.5815 | 1650460.1911 | 1679369.455 | 1708785.0902 | 1738715.9661 | 1769171.1076 | 1800159.6978 | 1831691.0804 | 1863774.763 | 1896420.4196 | 1929637.8935 | 1963437.2008 | 1997828.5327 | 2032822.2591 | 2068428.9314 | 2104659.286 | 2141524.2471
# Motorbikes - All | # Motorbikes | System Transformation | All | # Vehicles | 1232673 | 1241729 | 1248989 | 1272000 | 1294280.2003 | 1316950.658 | 1340018.2087 | 1363489.8079 | 1387372.5328 | 1411673.5847 | 1436400.2909 | 1461560.1071 | 1487160.6197 | 1513209.5478 | 1539714.7458 | 1566684.2058 | 1594126.0595 | 1622048.5815 | 1650460.1911 | 1679369.455 | 1708785.0902 | 1738715.9661 | 1769171.1076 | 1800159.6978 | 1831691.0804 | 1863774.763 | 1896420.4196 | 1929637.8935 | 1963437.2008 | 1997828.5327 | 2032822.2591 | 2068428.9314 | 2104659.286 | 2141524.2471
# Motorbikes - All | # Motorbikes | Falling Short | All | # Vehicles | 1232673 | 1241729 | 1248989 | 1272000 | 1294280.2003 | 1316950.658 | 1340018.2087 | 1363489.8079 | 1387372.5328 | 1411673.5847 | 1436400.2909 | 1461560.1071 | 1487160.6197 | 1513209.5478 | 1539714.7458 | 1566684.2058 | 1594126.0595 | 1622048.5815 | 1650460.1911 | 1679369.455 | 1708785.0902 | 1738715.9661 | 1769171.1076 | 1800159.6978 | 1831691.0804 | 1863774.763 | 1896420.4196 | 1929637.8935 | 1963437.2008 | 1997828.5327 | 2032822.2591 | 2068428.9314 | 2104659.286 | 2141524.2471
# Motorbikes - All | # Motorbikes | Five Year Forecast | All | # Vehicles | 2017-01-01: 1232673; 2018-01-01: 1241729; 2019-01-01: 1248989; 2020-01-01: 1272000; 2021-01-01: 1294281; 2022-01-01: 1316951; 2023-01-01: 1340019; 2024-01-01: 1363490; 2025-01-01: 1387373; 2026-01-01: 1411673; 2027-01-01: 1436401
# Buses - All | # Buses | Leading the Way | All | # Vehicles | 158432 | 154990 | 151974 | 136749 | 141772 | 142382 | 142994 | 143609 | 144227 | 144847 | 145470 | 146096 | 146724 | 147355 | 147989 | 148625 | 149264 | 149906 | 150551.3122 | 151198.1587 | 151847.5395 | 152500.7218 | 153156.7054 | 153816.1241 | 154476.6114 | 155141.1672 | 155808.0588 | 156478 | 157151 | 157827 | 158506 | 159188 | 159873 | 160560
# Buses - All | # Buses | Consumer Transformation | All | # Vehicles | 158432 | 154990 | 151974 | 136749 | 141772 | 142438 | 143107 | 143780 | 144456 | 145135 | 145817 | 146502 | 147191 | 147883 | 148578 | 149276 | 149978 | 150683 | 151391.3122 | 152103.1587 | 152817.5395 | 153535.7218 | 154257.7054 | 154983.1241 | 155710.6114 | 156443.1672 | 157178.0588 | 157917.2861 | 158659.4827 | 159404.9157 | 160154 | 160907 | 161663 | 162423
# Buses - All | # Buses | System Transformation | All | # Vehicles | 158432 | 154990 | 151974 | 136749 | 141772 | 142311 | 142852 | 143395 | 143940 | 144487 | 145036 | 145587 | 146140 | 146695 | 147252 | 147812 | 148374 | 148938 | 149504.3122 | 150072.1587 | 150641.5395 | 151213.7218 | 151788.7054 | 152366.1241 | 152944.6114 | 153526.1672 | 154109.0588 | 154695 | 155283 | 155873 | 156465 | 157060 | 157657 | 158256
# Buses - All | # Buses | Falling Short | All | # Vehicles | 158432 | 154990 | 151974 | 136749 | 141772 | 142042 | 142312 | 142583 | 142854 | 143126 | 143398 | 143671 | 143944 | 144218 | 144492 | 144767 | 145042 | 145318 | 145594 | 145871 | 146148 | 146426 | 146705 | 146984.3414 | 147263.6003 | 147544.4481 | 147825.0442 | 148105.5236 | 148387.9973 | 148670.2961 | 148953.4825 | 149236.0587 | 149519.7587 | 149804
# Buses - All | # Buses | Five Year Forecast | All | # Vehicles | 2017-01-01: 158432; 2018-01-01: 154990; 2019-01-01: 151974; 2020-01-01: 136749; 2021-01-01: 141772; 2022-01-01: 142294; 2023-01-01: 142817; 2024-01-01: 143342; 2025-01-01: 143869; 2026-01-01: 144399; 2027-01-01: 144931
# HGVs - All | # HGVs | Leading the Way | All | # Vehicles | 499353 | 500287 | 501477 | 485902 | 500780 | 501733 | 502687 | 503643 | 504601 | 505560 | 506522 | 507486 | 508452 | 509419 | 510388 | 511359 | 512331 | 513305 | 514281 | 515260 | 516240 | 517222 | 518206 | 519192 | 520179 | 521168 | 522160 | 523153 | 524148 | 525145 | 526145 | 527145 | 528149 | 529153
# HGVs - All | # HGVs | Consumer Transformation | All | # Vehicles | 499353 | 500287 | 501477 | 485902 | 500780 | 501733 | 502687 | 503643 | 504601 | 505560 | 506522 | 507486 | 508452 | 509419 | 510388 | 511359 | 512331 | 513305 | 514281 | 515260 | 516240 | 517222 | 518206 | 519192 | 520179 | 521168 | 522158 | 523153 | 524148 | 525146 | 526144 | 527144 | 528146 | 529152
# HGVs - All | # HGVs | System Transformation | All | # Vehicles | 499353 | 500287 | 501477 | 485902 | 500780 | 501733 | 502687 | 503643 | 504601 | 505560 | 506522 | 507486 | 508452 | 509419 | 510388 | 511359 | 512331 | 513305 | 514281 | 515259 | 516238 | 517221 | 518206 | 519192 | 520178 | 521168 | 522160 | 523153 | 524149 | 525145 | 526145 | 527145 | 528148 | 529153
# HGVs - All | # HGVs | Falling Short | All | # Vehicles | 499353 | 500287 | 501477 | 485902 | 500780 | 501733 | 502687 | 503643 | 504601 | 505560 | 506522 | 507486 | 508452 | 509419 | 510388 | 511359 | 512331 | 513305 | 514281 | 515260 | 516240 | 517222 | 518207 | 519193 | 520179 | 521169 | 522161 | 523153 | 524148 | 525145 | 526145 | 527147 | 528150 | 529154
# HGVs - All | # HGVs | Five Year Forecast | All | # Vehicles | 2017-01-01: 499353; 2018-01-01: 500287; 2019-01-01: 501477; 2020-01-01: 485902; 2021-01-01: 500780; 2022-01-01: 501733; 2023-01-01: 502688; 2024-01-01: 503644; 2025-01-01: 504602; 2026-01-01: 505561; 2027-01-01: 506522
# Vehicles - Electric Vehicles | # Vehicles | Leading the Way | Electricity & Hybrid | # Vehicles | 140833 | 198939.2611 | 270683.7861 | 443338.4695 | 743783.5017 | 1134436.2428 | 1711836.18 | 2492328.5205 | 3541761.0431 | 4936478.8296 | 6724665.817 | 9091824.4377 | 11994749.6765 | 15415164.8684 | 19201507.6263 | 23103069.842 | 26880306.6393 | 30221250.5456 | 32901525 | 34896152 | 36252112 | 37128969 | 37542725.1629 | 37385999.1271 | 37108683.9904 | 36698419.8072 | 36155272.2118 | 35414563.7032 | 34507367.1186 | 33449096.7481 | 32225288.6122 | 30820412.1419 | 29218267.7952 | 27400879.1428
# Vehicles - Electric Vehicles | # Vehicles | Consumer Transformation | Electricity & Hybrid | # Vehicles | 140833 | 198939.2611 | 270683.7861 | 443338.4695 | 743690.4317 | 1141412.396 | 1703005.8536 | 2494350.0758 | 3546776.4869 | 4926984.0272 | 6664253.5948 | 8812853.9702 | 11367880.6864 | 14282852.2569 | 17795231.0448 | 21525591.2281 | 25238779.0004 | 28642946.1541 | 31593156.3471 | 33960612.7153 | 35708005.6572 | 36977149.4983 | 37801353.0357 | 38351953.972 | 38470775.8071 | 38421842.3892 | 38295705.3871 | 38089067.8527 | 37819277.1954 | 37465927.2992 | 37027459.134 | 36539490.9618 | 35933910.6805 | 35223456.5747
# Vehicles - Electric Vehicles | # Vehicles | System Transformation | Electricity & Hybrid | # Vehicles | 140833 | 198939.2611 | 270683.7861 | 443338.4695 | 735239.4317 | 977622.7848 | 1310916.0423 | 1741879.1277 | 2298752.6143 | 3024662.0385 | 3943632.5772 | 5103256.4997 | 6539921.3947 | 8291530.5828 | 10463911.1577 | 13027621.826 | 15974218.8129 | 19221514.7159 | 22486268.8781 | 25772414.1995 | 28881327.2873 | 31669662.3395 | 33995227.0806 | 35853258.9742 | 37290810.6045 | 38303361.9776 | 38603485.3852 | 38398797.3436 | 38088574.125 | 37637392.937 | 37033214.4788 | 36466478.8057 | 35859566.0467 | 35177304.1316
# Vehicles - Electric Vehicles | # Vehicles | Falling Short | Electricity & Hybrid | # Vehicles | 140833 | 198939.2611 | 270683.7861 | 443338.4695 | 733792.4317 | 959145.7848 | 1253562.0423 | 1628006.1277 | 2093756.6143 | 2682036.0385 | 3399262.5772 | 4274156.4997 | 5325979.3947 | 6577020.5828 | 8038534.3793 | 9729290.6502 | 11649433.6251 | 13783651.0086 | 16089730.0945 | 18798326.0945 | 21647359.0945 | 24567026.0945 | 27448870.0945 | 29973765 | 32273117 | 34297043 | 36052888 | 37501684 | 38650895.3566 | 38958227.7967 | 39220681.1605 | 39440756.8019 | 39644426.5914 | 39836157.5552
# Vehicles - Electric Vehicles | # Vehicles | Five Year Forecast | Electricity & Hybrid | # Vehicles | 2017-01-01: 140833; 2018-01-01: 198939.2611; 2019-01-01: 270683.7861; 2020-01-01: 443338.4695; 2021-01-01: 739126; 2022-01-01: 1053155; 2023-01-01: 1494831; 2024-01-01: 2089142; 2025-01-01: 2870262; 2026-01-01: 3892540; 2027-01-01: 5182956
# Vehicles - Hydrogen | # Vehicles | Leading the Way | Hydrogen | # Vehicles | 93 | 125 | 261 | 339 | 1314 | 2508 | 3903 | 5622 | 7675 | 10111 | 12989 | 16346 | 20279 | 24874 | 30224 | 36438 | 43638 | 51961 | 61511 | 72244 | 84406 | 98280 | 114249.8371 | 132880.8729 | 154971.4524 | 181710.2794 | 214127.4105 | 242479.9841 | 270332.0893 | 302607.7514 | 339205.3498 | 380176.7686 | 425498.7514 | 475062.9928
# Vehicles - Hydrogen | # Vehicles | Consumer Transformation | Hydrogen | # Vehicles | 87 | 125 | 261 | 339 | 1279 | 2394 | 3653 | 5154 | 6910 | 8955 | 11332 | 14073 | 17243 | 20902 | 25119 | 29970 | 35542 | 41932 | 49259.0867 | 57468.2847 | 66748.3428 | 77311.5017 | 89426.9643 | 103485.028 | 119995.1929 | 139591.6108 | 162849.6129 | 185471.1473 | 211556.8046 | 241230.5833 | 274719.569 | 312296.0173 | 348567.8661 | 386958.561
# Vehicles - Hydrogen | # Vehicles | System Transformation | Hydrogen | # Vehicles | 93 | 125 | 261 | 339 | 1515 | 3358 | 5642 | 8272 | 11446 | 15368 | 20137 | 26010 | 33217 | 42181 | 54219 | 69494 | 88695 | 113186 | 149568.2705 | 195599.0946 | 254145.6854 | 327686.6605 | 419592.9194 | 535505.0258 | 674629.3955 | 846443.0224 | 1036474.2371 | 1261509.4502 | 1556090.8821 | 1954146.0297 | 2434323.4832 | 2796479.1048 | 3142882.5 | 3498006.0041
# Vehicles - Hydrogen | # Vehicles | Falling Short | Hydrogen | # Vehicles | 87 | 125 | 261 | 339 | 1291 | 2368 | 3582 | 4979 | 6532 | 8221 | 10081 | 12088 | 14282 | 16672 | 19265 | 22072 | 25101 | 28361 | 31862 | 35614 | 39628 | 43915 | 48489 | 53362 | 58550 | 64067 | 69930 | 76155 | 82761.6434 | 89766.2033 | 97195.8395 | 105071.1981 | 113415.4086 | 122210.9207
# Vehicles - Hydrogen | # Vehicles | Five Year Forecast | Hydrogen | # Vehicles | 2017-01-01: 87; 2018-01-01: 125; 2019-01-01: 261; 2020-01-01: 339; 2021-01-01: 1351; 2022-01-01: 2657; 2023-01-01: 4196; 2024-01-01: 6006; 2025-01-01: 8141; 2026-01-01: 10664; 2027-01-01: 13636
# Vehicles - Natural Gas | # Vehicles | Leading the Way | Natural Gas | # Vehicles | 701 | 813 | 1041 | 1282 | 1479 | 1696 | 1934 | 2195 | 2484 | 2800 | 3147 | 3530 | 3950 | 4411 | 4917 | 5475 | 6086 | 6757 | 6906.3122 | 7069.1587 | 7247.5395 | 7442.7218 | 7656.7054 | 7213.1241 | 6714.6114 | 6167.1672 | 5567.0588 | 4906.2861 | 4180.4827 | 3384.9157 | 2459.5852 | 1442.7583 | 297 | 1
# Vehicles - Natural Gas | # Vehicles | Consumer Transformation | Natural Gas | # Vehicles | 701 | 813 | 1041 | 1282 | 1597 | 1983 | 2456 | 3038 | 3759 | 4652 | 5761 | 7142 | 8863 | 11011 | 13691 | 17039 | 21211 | 26398 | 27674.3122 | 29187.1587 | 30982.5395 | 33085.7218 | 35516.7054 | 34412.1241 | 33059.6114 | 31418.1672 | 29422.0588 | 26991.2861 | 24030.4827 | 20419.9157 | 15952.5852 | 10514.7583 | 3861 | 1
# Vehicles - Natural Gas | # Vehicles | System Transformation | Natural Gas | # Vehicles | 701 | 813 | 1041 | 1282 | 1645 | 2102 | 2677 | 3405 | 4332 | 5514 | 7028 | 8973 | 11473 | 14691 | 18828 | 24149 | 30955 | 39436 | 41484.3122 | 43933.1587 | 46856.5395 | 50295.7218 | 54310.7054 | 52832.1241 | 50995.6114 | 48718.1672 | 45890.0588 | 42371.2861 | 37992.4827 | 32539.9157 | 25665.5852 | 17134.7583 | 6514 | 0
# Vehicles - Natural Gas | # Vehicles | Falling Short | Natural Gas | # Vehicles | 701 | 813 | 1041 | 1282 | 1823 | 2487 | 3304 | 4315 | 5572 | 7140 | 9103 | 11571 | 14680 | 18607 | 23568 | 29846 | 37761 | 47693 | 60057 | 75275 | 93691 | 112491 | 131412 | 133853.3414 | 136450.6003 | 139167.4481 | 141947.0442 | 144700.5236 | 140056.9973 | 134378.2961 | 127187.4825 | 118399.0587 | 107591.7587 | 94405.5241
# Vehicles - Natural Gas | # Vehicles | Five Year Forecast | Natural Gas | # Vehicles | 2017-01-01: 701; 2018-01-01: 813; 2019-01-01: 1041; 2020-01-01: 1282; 2021-01-01: 1636; 2022-01-01: 2067; 2023-01-01: 2593; 2024-01-01: 3239; 2025-01-01: 4037; 2026-01-01: 5027; 2027-01-01: 6260
# Vehicles - Internal Combustion Engine | # Vehicles | Leading the Way | Petrol/Diesel | # Vehicles | 36938061 | 37307153 | 37727864 | 37710305 | 37535559.9984 | 37251441.5242 | 36775783.4422 | 36091681.7369 | 35135307.5147 | 33831199.0061 | 32130333.5677 | 29845330.6846 | 27016764.9723 | 23657351.1796 | 19908000.1904 | 16012103.026 | 12206052.8482 | 8805575.961 | 6042678.8133 | 3946407.0018 | 2436972.2732 | 1347989.5268 | 654353.8176 | 454156.3584 | 285994.0804 | 150215.763 | 34174.4196 | 0 | 0 | 0 | 0 | 0 | 0 | 0
# Vehicles - Internal Combustion Engine | # Vehicles | Consumer Transformation | Petrol/Diesel | # Vehicles | 36938061 | 37307153 | 37727864 | 37710305 | 37535570.9984 | 37244348.5242 | 36784454.4422 | 36089503.7369 | 35130440.5147 | 33842014.0061 | 32194961.5677 | 30134281.6846 | 27663718.9723 | 24828308.1796 | 21387807.1904 | 17715148.026 | 14044309.8482 | 10666557.961 | 7731804.8133 | 5370137.0018 | 3612473.2732 | 2307227.5268 | 1417920.8176 | 772758.3584 | 521892.5232 | 396187.8496 | 299750.0418 | 235121.9734 | 175486.6907 | 119743.5327 | 65168.2591 | 12466.9314 | 0 | 0
# Vehicles - Internal Combustion Engine | # Vehicles | System Transformation | Petrol/Diesel | # Vehicles | 36938061 | 37307153 | 37727864 | 37710305 | 37543737.9984 | 37406927.5242 | 37174079.4422 | 36838138.7369 | 36373139.5147 | 35737600.0061 | 34907982.5677 | 33836418.6846 | 32486007.9723 | 30817959.1796 | 28724501.1904 | 26234068.026 | 23353370.8482 | 20161480.961 | 16940078.8133 | 13680389.0018 | 10577395.2732 | 7770299.5268 | 5399307.8176 | 3465377.3584 | 1912385.5232 | 732152.8496 | 222952.4196 | 156345.8935 | 94036.2008 | 32570.5327 | 0 | 0 | 0 | 0
# Vehicles - Internal Combustion Engine | # Vehicles | Falling Short | Petrol/Diesel | # Vehicles | 36938061 | 37307153 | 37727864 | 37710305 | 37545230.9984 | 37425740.5242 | 37232326.4422 | 36953583.7369 | 36580735.5147 | 36084451.0061 | 35458929.5677 | 34675579.6846 | 33715013.9723 | 32554768.1796 | 31183362.1904 | 29581721.026 | 27749356.8482 | 25701170.961 | 23478919.8133 | 20851483.0018 | 18080537.2732 | 15238639.5268 | 12434434.8176 | 10003165.3584 | 7797084.5232 | 5867214.8496 | 4204142.0418 | 2847586.9734 | 1797311.6907 | 1589082.4152 | 1426192.5473 | 1306028.6688 | 1202827.5467 | 1112290.1357
# Vehicles - Internal Combustion Engine | # Vehicles | Five Year Forecast | Petrol/Diesel | # Vehicles | 2017-01-01: 36938061; 2018-01-01: 37307153; 2019-01-01: 37727864; 2020-01-01: 37710305; 2021-01-01: 37540025; 2022-01-01: 37332115; 2023-01-01: 36991663; 2024-01-01: 36493228; 2025-01-01: 35804907; 2026-01-01: 34873817; 2027-01-01: 33673052
# Cars - Electric Vehicles | # Cars | Leading the Way | Electricity & Hybrid | # Vehicles | 133273 | 189583.2611 | 257541.7861 | 422913.4695 | 708203.5017 | 1072850.2428 | 1611916.18 | 2337088.5205 | 3306756.0431 | 4587209.8296 | 6212614.817 | 8353095.4377 | 10951580.6765 | 13974842.8684 | 17268261.6263 | 20557176.842 | 23657072.6393 | 26317056.5456 | 28377647 | 29856929 | 30803039 | 31354186 | 31502688.1629 | 31122998.1271 | 30657597.547 | 30095657.7083 | 29425614.5713 | 28635161.5936 | 27711228.2172 | 26639962.8966 | 25406728.7366 | 23996077.848 | 22391735.3473 | 20576589.3572
# Cars - Electric Vehicles | # Cars | Consumer Transformation | Electricity & Hybrid | # Vehicles | 133273 | 189583.2611 | 257541.7861 | 422913.4695 | 708402.4317 | 1080987.396 | 1606932.8536 | 2345124.0758 | 3320523.4869 | 4590007.0272 | 6170186.5948 | 8099526.9702 | 10359656.6864 | 12881252.2569 | 15898474.0448 | 19053635.2281 | 22139935.0004 | 24944767.1541 | 27273525.4339 | 29119825 | 30455055 | 31402654 | 31970952 | 32308488 | 32245718.7933 | 32046877.3177 | 31802825.0456 | 31508413.2797 | 31158175.0161 | 30730594.2997 | 30221400.1225 | 29667062.4142 | 29032182.8321 | 28309150.8629
# Cars - Electric Vehicles | # Cars | System Transformation | Electricity & Hybrid | # Vehicles | 133273 | 189583.2611 | 257541.7861 | 422913.4695 | 700030.4317 | 925259.7848 | 1234927.0423 | 1633069.1277 | 2144590.6143 | 2808010.0385 | 3641506.5772 | 4684954.4997 | 5966132.3947 | 7510410.5828 | 9412485.1577 | 11633859.826 | 14158441.8129 | 16911859.7159 | 19603006.2721 | 22283206.7567 | 24794519.829 | 27034992.3343 | 28891896.1169 | 30370989.651 | 31512921.7024 | 32298821.1892 | 32472982.0962 | 32237260.8869 | 31916025.2499 | 31472250.0993 | 30918488.0993 | 30448737.4999 | 29955553.4137 | 29402952.9499
# Cars - Electric Vehicles | # Cars | Falling Short | Electricity & Hybrid | # Vehicles | 133273 | 189583.2611 | 257541.7861 | 422913.4695 | 699847.4317 | 912406.7848 | 1190403.0423 | 1543592.1277 | 1982078.6143 | 2535412.0385 | 3207919.5772 | 4025560.4997 | 5004719.3947 | 6163461.5828 | 7508624.3793 | 9054778.6502 | 10795880.6251 | 12714220.0086 | 14757939.0945 | 17161594.0945 | 19662215.0945 | 22205772.0945 | 24700608.0945 | 26786058 | 28652848 | 30267058 | 31647332 | 32760210 | 33609113.3566 | 33665457.7967 | 33720552.1605 | 33774211.8019 | 33826235.5914 | 33876403.9625
# Cars - Electric Vehicles | # Cars | Five Year Forecast | Electricity & Hybrid | # Vehicles | 2017-01-01: 133273; 2018-01-01: 189583.2611; 2019-01-01: 257541.7861; 2020-01-01: 422913.4695; 2021-01-01: 704121; 2022-01-01: 997876; 2023-01-01: 1411045; 2024-01-01: 1964719; 2025-01-01: 2688487; 2026-01-01: 3630160; 2027-01-01: 4808058
# Cars - Electric Vehicles - Plug-in Hybrid Electric Vehicle | # Cars | Leading the Way | Hybrid (Electricity & Petrol/Diesel) | # Vehicles | 82586 | 121176.2611 | 152254.7861 | 212682.4695 | 308259.5017 | 381133.2428 | 462866.18 | 551342.5205 | 647146.0431 | 753351.8296 | 867672.817 | 975768.4377 | 1092837.6765 | 1220872.8684 | 1341648.6263 | 1229757.73 | 1157699.5196 | 1075799.8073 | 987418.4482 | 888903.6316 | 796753.8397 | 697257.8438 | 589752.306 | 470613.0205 | 342511.0127 | 221335.7624 | 89986.5794 | 0 | 0 | 0 | 0 | 0 | 0 | 0
# Cars - Electric Vehicles - Plug-in Hybrid Electric Vehicle | # Cars | Consumer Transformation | Hybrid (Electricity & Petrol/Diesel) | # Vehicles | 82586 | 121176.2611 | 152254.7861 | 212682.4695 | 307912.4317 | 356721.396 | 411823.8536 | 471449.0758 | 536030.4869 | 607977.0272 | 685438.5948 | 770601.9702 | 861661.6864 | 958456.2569 | 1038757.0448 | 1117858.2281 | 1198942.0004 | 1279174.1541 | 1234419.1269 | 1153822.493 | 1049042.8039 | 976397.2632 | 897957.6827 | 810587.4688 | 716670.6409 | 613303.669 | 502986.4534 | 385642.1743 | 284685.2625 | 185079.8594 | 81403.004 | 0 | 0 | 0
# Cars - Electric Vehicles - Plug-in Hybrid Electric Vehicle | # Cars | System Transformation | Hybrid (Electricity & Petrol/Diesel) | # Vehicles | 82586 | 121176.2611 | 152254.7861 | 212682.4695 | 307912.4317 | 366068.7848 | 438656.0423 | 519908.1277 | 610836.6143 | 723097.0385 | 848004.5772 | 988768.4997 | 1144215.3947 | 1314954.5828 | 1478950.1577 | 1651260.826 | 1835566.8129 | 2029216.7159 | 1968852.4419 | 1894259.5442 | 1801035.6956 | 1664980.2765 | 1548546.924 | 1413968.7093 | 1264190.0832 | 1095146.8381 | 908448.6355 | 703055.3287 | 501358.2352 | 289045.6371 | 60300.9735 | 0 | 0 | 0
# Cars - Electric Vehicles - Plug-in Hybrid Electric Vehicle | # Cars | Falling Short | Hybrid (Electricity & Petrol/Diesel) | # Vehicles | 82586 | 121176.2611 | 152254.7861 | 212682.4695 | 307912.4317 | 372690.7848 | 454191.0423 | 545818.1277 | 648765.6143 | 776572.0385 | 919263.5772 | 1080627.4997 | 1259319.3947 | 1456116.5828 | 1665072.3793 | 1888548.6502 | 2121815.6251 | 2370184.0086 | 2628446.0945 | 2884936.0945 | 3145218.0945 | 3412043.0945 | 3700583.0945 | 3521657.2985 | 3289484.6206 | 3057817.0126 | 2827272.3372 | 2572992.9388 | 2302480.7497 | 2012751.0439 | 1709418.904 | 1385776.7201 | 1047859.469 | 704870.0558
# Cars - Electric Vehicles - Plug-in Hybrid Electric Vehicle | # Cars | Five Year Forecast | Hybrid (Electricity & Petrol/Diesel) | # Vehicles | 2017-01-01: 82586; 2018-01-01: 121176.2611; 2019-01-01: 152254.7861; 2020-01-01: 212682.4695; 2021-01-01: 307999; 2022-01-01: 369154; 2023-01-01: 441884; 2024-01-01: 522130; 2025-01-01: 610695; 2026-01-01: 715249; 2027-01-01: 830095
# Cars - Electric Vehicles - Battery Electric Vehicle | # Cars | Leading the Way | Electricity | # Vehicles | 50687 | 68407 | 105287 | 210231 | 399944 | 691717 | 1149050 | 1785746 | 2659610 | 3833858 | 5344942 | 7377327 | 9858743 | 12753970 | 15926613 | 19327419.112 | 22499373.1197 | 25241256.7383 | 27390228.5518 | 28968025.3684 | 30006285.1603 | 30656928.1562 | 30912935.8568 | 30652385.1066 | 30315086.5343 | 29874321.9459 | 29335627.992 | 28635161.5936 | 27711228.2172 | 26639962.8966 | 25406728.7366 | 23996077.848 | 22391735.3473 | 20576589.3572
# Cars - Electric Vehicles - Battery Electric Vehicle | # Cars | Consumer Transformation | Electricity | # Vehicles | 50687 | 68407 | 105287 | 210231 | 400490 | 724266 | 1195109 | 1873675 | 2784493 | 3982030 | 5484748 | 7328925 | 9497995 | 11922796 | 14859717 | 17935777 | 20940993 | 23665593 | 26039106.307 | 27966002.507 | 29406012.1961 | 30426256.7368 | 31072994.3173 | 31497900.5312 | 31529048.1524 | 31433573.6488 | 31299838.5922 | 31122771.1055 | 30873489.7536 | 30545514.4403 | 30139997.1185 | 29667062.4142 | 29032182.8321 | 28309150.8629
# Cars - Electric Vehicles - Battery Electric Vehicle | # Cars | System Transformation | Electricity | # Vehicles | 50687 | 68407 | 105287 | 210231 | 392118 | 559191 | 796271 | 1113161 | 1533754 | 2084913 | 2793502 | 3696186 | 4821917 | 6195456 | 7933535 | 9982599 | 12322875 | 14882643 | 17634153.8302 | 20388947.2126 | 22993484.1335 | 25370012.0578 | 27343349.1929 | 28957020.9416 | 30248731.6192 | 31203674.3511 | 31564533.4607 | 31534205.5582 | 31414667.0147 | 31183204.4623 | 30858187.1258 | 30448737.4999 | 29955553.4137 | 29402952.9499
# Cars - Electric Vehicles - Battery Electric Vehicle | # Cars | Falling Short | Electricity | # Vehicles | 50687 | 68407 | 105287 | 210231 | 391935 | 539716 | 736212 | 997774 | 1333313 | 1758840 | 2288656 | 2944933 | 3745400 | 4707345 | 5843552 | 7166230 | 8674065 | 10344036 | 12129493 | 14276658 | 16516997 | 18793729 | 21000025 | 23264400.7015 | 25363363.3794 | 27209240.9874 | 28820059.6628 | 30187217.0612 | 31306632.607 | 31652706.7528 | 32011133.2565 | 32388435.0818 | 32778376.1224 | 33171533.9067
# Cars - Electric Vehicles - Battery Electric Vehicle | # Cars | Five Year Forecast | Electricity | # Vehicles | 2017-01-01: 50687; 2018-01-01: 68407; 2019-01-01: 105287; 2020-01-01: 210231; 2021-01-01: 396122; 2022-01-01: 628722; 2023-01-01: 969161; 2024-01-01: 1442589; 2025-01-01: 2077792; 2026-01-01: 2914911; 2027-01-01: 3977963
# Cars - Hydrogen | # Cars | Leading the Way | Hydrogen | # Vehicles | 68 | 104 | 183 | 217 | 220 | 220 | 220 | 220 | 220 | 220 | 220 | 220 | 220 | 220 | 220 | 220 | 220 | 220 | 220 | 220 | 220 | 220 | 219.8371 | 216.8729 | 214.453 | 211.2917 | 207.4287 | 202.4064 | 195.7828 | 188.1034 | 179.2634 | 169.152 | 157.6527 | 144.6428
# Cars - Hydrogen | # Cars | Consumer Transformation | Hydrogen | # Vehicles | 68 | 104 | 183 | 217 | 220 | 220 | 220 | 220 | 220 | 220 | 220 | 220 | 220 | 220 | 220 | 220 | 220 | 220 | 220 | 220 | 220 | 220 | 220 | 220 | 218.2067 | 216.6823 | 214.9544 | 213.7203 | 211.9839 | 209.7003 | 206.8775 | 203.5858 | 199.1679 | 194.1371
# Cars - Hydrogen | # Cars | System Transformation | Hydrogen | # Vehicles | 68 | 104 | 183 | 217 | 220 | 637 | 1248 | 1833 | 2548 | 3514 | 4727 | 6337 | 8385 | 11075 | 15437 | 21253 | 28711 | 38547 | 51429.8766 | 68072.5374 | 89919.1437 | 118055.6657 | 154881.8831 | 202873.349 | 265224.2976 | 348912.8108 | 454199.9038 | 596960.1131 | 792079.7501 | 1071414.9007 | 1416710.9007 | 1627698.5001 | 1803455.5863 | 1975452.0501
# Cars - Hydrogen | # Cars | Falling Short | Hydrogen | # Vehicles | 68 | 104 | 183 | 217 | 220 | 220 | 220 | 220 | 220 | 220 | 220 | 220 | 220 | 220 | 220 | 220 | 220 | 220 | 220 | 220 | 220 | 220 | 220 | 220 | 220 | 220 | 220 | 220 | 219.6434 | 215.2033 | 211.8395 | 209.1981 | 207.4086 | 206.0375
# Cars - Hydrogen | # Cars | Five Year Forecast | Hydrogen | # Vehicles | 2017-01-01: 68; 2018-01-01: 104; 2019-01-01: 183; 2020-01-01: 217; 2021-01-01: 220; 2022-01-01: 324; 2023-01-01: 477; 2024-01-01: 623; 2025-01-01: 802; 2026-01-01: 1044; 2027-01-01: 1347
# Cars - Internal Combustion Engine | # Cars | Leading the Way | Petrol/Diesel | # Vehicles | 31157740 | 31416062 | 31716430 | 31617107 | 31408477 | 31119499 | 30651116 | 29991198 | 29083383 | 27862306 | 26293016 | 24203546 | 21648428 | 18655410 | 15368549 | 12055297 | 8897133 | 6148843 | 3977052 | 2368226 | 1241661 | 452600 | 0 | 0 | 0 | 0 | 0 | 0 | 0 | 0 | 0 | 0 | 0 | 0
# Cars - Internal Combustion Engine | # Cars | Consumer Transformation | Petrol/Diesel | # Vehicles | 31157740 | 31416062 | 31716430 | 31617107 | 31408279 | 31111362 | 30656099 | 29983210 | 29070045 | 27861237 | 26340270 | 24468028 | 22261847 | 19789745 | 16814947 | 13688850 | 10617315 | 7812645 | 5469607 | 3599958 | 2226147 | 1215190 | 555867 | 95700 | 0 | 0 | 0 | 0 | 0 | 0 | 0 | 0 | 0 | 0
# Cars - Internal Combustion Engine | # Cars | System Transformation | Petrol/Diesel | # Vehicles | 31157740 | 31416062 | 31716430 | 31617107 | 31416651 | 31266672 | 31027077 | 30693686 | 30243950 | 29641127 | 28867696 | 27883706 | 26661171 | 25174208 | 23326656 | 21156641 | 18679319 | 15966754 | 13306309 | 10645686 | 8140676 | 5890509 | 4006951 | 2477526 | 1253656 | 343913 | 0 | 0 | 0 | 0 | 0 | 0 | 0 | 0
# Cars - Internal Combustion Engine | # Cars | Falling Short | Petrol/Diesel | # Vehicles | 31157740 | 31416062 | 31716430 | 31617107 | 31416834 | 31279942 | 31072629 | 30784777 | 30408802 | 29917084 | 29306024 | 28549870 | 27632281 | 26535195 | 25251764 | 23767397 | 22088116 | 20231599 | 18249665 | 15907714 | 13468662 | 10986479 | 8552751 | 6527664 | 4720795 | 3167166 | 1846018 | 791483 | 0 | 0 | 0 | 0 | 0 | 0
# Cars - Internal Combustion Engine | # Cars | Five Year Forecast | Petrol/Diesel | # Vehicles | 2017-01-01: 31157740; 2018-01-01: 31416062; 2019-01-01: 31716430; 2020-01-01: 31617107; 2021-01-01: 31412560; 2022-01-01: 31194369; 2023-01-01: 30851731; 2024-01-01: 30363218; 2025-01-01: 29701546; 2026-01-01: 28820439; 2027-01-01: 27701752
# Vans - Electric Vehicles | # Vans | Leading the Way | Electricity & Hybrid | # Vehicles | 7046 | 8396 | 10981 | 16620 | 27110 | 46522 | 76238 | 119614 | 183068 | 275236 | 408356 | 595603 | 848201 | 1178082 | 1585123 | 2090108 | 2635605 | 3159447 | 3599029 | 3920609 | 4129439 | 4254190 | 4325863 | 4367353 | 4392199.4434 | 4400554.099 | 4408924.6404 | 4417311.101 | 4425713.5124 | 4434131.9058 | 4442566.3118 | 4451016.7612 | 4459483.2845 | 4467965.9124
# Vans - Electric Vehicles | # Vans | Consumer Transformation | Electricity & Hybrid | # Vehicles | 7046 | 8396 | 10981 | 16620 | 27110 | 46155 | 73776 | 115893 | 177915 | 268379 | 398338 | 581602 | 829271 | 1161510 | 1578825 | 2056792 | 2565056 | 3023555 | 3483862.9133 | 3832615.7153 | 4066323.6572 | 4209244.4983 | 4292409.0357 | 4340561.972 | 4369567.0138 | 4388496.0715 | 4402227.3416 | 4413308.5729 | 4423034.1793 | 4431229.9995 | 4438794.4321 | 4446112.3117 | 4453107.0497 | 4459675.2937
# Vans - Electric Vehicles | # Vans | System Transformation | Electricity & Hybrid | # Vehicles | 7046 | 8396 | 10981 | 16620 | 27110 | 38301 | 54100 | 76186 | 106979 | 149864 | 209156 | 290701 | 400906 | 549848 | 746156 | 996587 | 1307256 | 1670565 | 2095407.606 | 2544903.4428 | 2983767.4583 | 3376057.0053 | 3696826.9637 | 3938623.3232 | 4109255.9022 | 4224293.7883 | 4256023.2889 | 4219893.6691 | 4171806.4875 | 4110329.3647 | 4034194.2502 | 3942015.8384 | 3835839.9351 | 3716405.0464
# Vans - Electric Vehicles | # Vans | Falling Short | Electricity & Hybrid | # Vehicles | 7046 | 8396 | 10981 | 16620 | 27110 | 36188 | 48096 | 63910 | 84652 | 111899 | 147466 | 193869 | 253693 | 330810 | 429214 | 552578 | 706451 | 892437 | 1119208 | 1381684 | 1679392 | 1998273 | 2321048 | 2677120 | 3018465 | 3328602 | 3596076 | 3816056 | 3989830 | 4122863 | 4222518 | 4296287 | 4350766 | 4391282
# Vans - Electric Vehicles | # Vans | Five Year Forecast | Electricity & Hybrid | # Vehicles | 2017-01-01: 7046; 2018-01-01: 8396; 2019-01-01: 10981; 2020-01-01: 16620; 2021-01-01: 27110; 2022-01-01: 41792; 2023-01-01: 63053; 2024-01-01: 93901; 2025-01-01: 138154; 2026-01-01: 201344; 2027-01-01: 290830
# Vans - Electric Vehicles - Battery Electric Vehicle | # Vans | Leading the Way | Electricity | # Vehicles | 6217 | 7353 | 10390 | 15716 | 26066 | 44675 | 73303 | 115229 | 177041 | 267093 | 397801 | 582012 | 831158 | 1156777 | 1559020 | 2068244.1333 | 2618078.083 | 3146420.9069 | 3589973.9979 | 3916184.3967 | 4126034.4818 | 4252167.6146 | 4325682.6113 | 4367353 | 4392199.4434 | 4400554.099 | 4408924.6404 | 4417311.101 | 4425713.5124 | 4434131.9058 | 4442566.3118 | 4451016.7612 | 4459483.2845 | 4467965.9124
# Vans - Electric Vehicles - Battery Electric Vehicle | # Vans | Consumer Transformation | Electricity | # Vehicles | 6217 | 7353 | 10390 | 15716 | 26066 | 44932 | 72319 | 114132 | 175842 | 265901 | 395449 | 578179 | 825313 | 1156836 | 1573421 | 2050678 | 2558294 | 3016246 | 3477604.4858 | 3827766.7368 | 4061686.6883 | 4204884.6816 | 4288409.2799 | 4336931.7525 | 4366416.4807 | 4385832.3312 | 4400196.0768 | 4411910.968 | 4422484.6126 | 4431229.9995 | 4438794.4321 | 4446112.3117 | 4453107.0497 | 4459675.2937
# Vans - Electric Vehicles - Battery Electric Vehicle | # Vans | System Transformation | Electricity | # Vehicles | 6217 | 7353 | 10390 | 15716 | 26066 | 37078 | 52643 | 74425 | 104906 | 147386 | 206267 | 287278 | 396948 | 545174 | 740752 | 990473 | 1300494 | 1663256 | 2089149.1785 | 2540054.4643 | 2979130.4894 | 3371697.1885 | 3692827.2079 | 3934993.1036 | 4106105.369 | 4221630.0481 | 4253992.0241 | 4218496.0641 | 4171256.9208 | 4110329.3647 | 4034194.2502 | 3942015.8384 | 3835839.9351 | 3716405.0464
# Vans - Electric Vehicles - Battery Electric Vehicle | # Vans | Falling Short | Electricity | # Vehicles | 6217 | 7353 | 10390 | 15716 | 26066 | 34965 | 46639 | 62149 | 82579 | 109421 | 144577 | 190446 | 249735 | 326153 | 423862 | 546577 | 699560 | 884706 | 1110598 | 1372293 | 1669355 | 1987744 | 2310180 | 2666638.7263 | 3008485.7267 | 3319132.1642 | 3587268.0611 | 3807911.1975 | 3982551.6131 | 4116446.0707 | 4216905.5109 | 4291777.6724 | 4347297.8586 | 4388903.3855
# Vans - Electric Vehicles - Battery Electric Vehicle | # Vans | Five Year Forecast | Electricity | # Vehicles | 2017-01-01: 6217; 2018-01-01: 7353; 2019-01-01: 10390; 2020-01-01: 15716; 2021-01-01: 26066; 2022-01-01: 40413; 2023-01-01: 61226; 2024-01-01: 91484; 2025-01-01: 135092; 2026-01-01: 197450; 2027-01-01: 286024
# Vans - Electric Vehicles - Plug-in Hybrid Electric Vehicle | # Vans | Leading the Way | Hybrid (Electricity & Petrol/Diesel) | # Vehicles | 829 | 1043 | 591 | 904 | 1044 | 1847 | 2935 | 4385 | 6027 | 8143 | 10555 | 13591 | 17043 | 21305 | 26103 | 21863.8667 | 17526.917 | 13026.0931 | 9055.0021 | 4424.6033 | 3404.5182 | 2022.3854 | 180.3887 | 0 | 0 | 0 | 0 | 0 | 0 | 0 | 0 | 0 | 0 | 0
# Vans - Electric Vehicles - Plug-in Hybrid Electric Vehicle | # Vans | Consumer Transformation | Hybrid (Electricity & Petrol/Diesel) | # Vehicles | 829 | 1043 | 591 | 904 | 1044 | 1223 | 1457 | 1761 | 2073 | 2478 | 2889 | 3423 | 3958 | 4674 | 5404 | 6114 | 6762 | 7309 | 6258.4275 | 4848.9784 | 4636.9689 | 4359.8167 | 3999.7558 | 3630.2196 | 3150.5331 | 2663.7402 | 2031.2648 | 1397.6049 | 549.5667 | 0 | 0 | 0 | 0 | 0
# Vans - Electric Vehicles - Plug-in Hybrid Electric Vehicle | # Vans | System Transformation | Hybrid (Electricity & Petrol/Diesel) | # Vehicles | 829 | 1043 | 591 | 904 | 1044 | 1223 | 1457 | 1761 | 2073 | 2478 | 2889 | 3423 | 3958 | 4674 | 5404 | 6114 | 6762 | 7309 | 6258.4275 | 4848.9784 | 4636.9689 | 4359.8167 | 3999.7558 | 3630.2196 | 3150.5331 | 2663.7402 | 2031.2648 | 1397.6049 | 549.5667 | 0 | 0 | 0 | 0 | 0
# Vans - Electric Vehicles - Plug-in Hybrid Electric Vehicle | # Vans | Falling Short | Hybrid (Electricity & Petrol/Diesel) | # Vehicles | 829 | 1043 | 591 | 904 | 1044 | 1223 | 1457 | 1761 | 2073 | 2478 | 2889 | 3423 | 3958 | 4657 | 5352 | 6001 | 6891 | 7731 | 8610 | 9391 | 10037 | 10529 | 10868 | 10481.2737 | 9979.2733 | 9469.8358 | 8807.9389 | 8144.8025 | 7278.3869 | 6416.9293 | 5612.4891 | 4509.3276 | 3468.1414 | 2378.6145
# Vans - Electric Vehicles - Plug-in Hybrid Electric Vehicle | # Vans | Five Year Forecast | Hybrid (Electricity & Petrol/Diesel) | # Vehicles | 2017-01-01: 829; 2018-01-01: 1043; 2019-01-01: 591; 2020-01-01: 904; 2021-01-01: 1044; 2022-01-01: 1379; 2023-01-01: 1827; 2024-01-01: 2417; 2025-01-01: 3062; 2026-01-01: 3894; 2027-01-01: 4806
# Vans - Hydrogen | # Vans | Leading the Way | Hydrogen | # Vehicles | 4 | 3 | 4 | 4 | 6 | 6 | 6 | 6 | 6 | 6 | 6 | 6 | 6 | 6 | 6 | 6 | 6 | 6 | 6 | 6 | 6 | 6 | 6 | 6 | 5.9994 | 5.9876 | 5.9818 | 5.9789 | 5.9774 | 5.9767 | 5.9764 | 5.9762 | 5.9762 | 5.9762
# Vans - Hydrogen | # Vans | Consumer Transformation | Hydrogen | # Vehicles | 4 | 3 | 4 | 4 | 6 | 6 | 6 | 6 | 6 | 6 | 6 | 6 | 6 | 6 | 6 | 6 | 6 | 6 | 44.0867 | 93.2847 | 157.3428 | 239.5017 | 346.9643 | 487.028 | 669.9862 | 909.9285 | 1228.6584 | 1645.4271 | 2201.8207 | 2907.883 | 3777.856 | 4910.4257 | 6382.211 | 8296.5949
# Vans - Hydrogen | # Vans | System Transformation | Hydrogen | # Vehicles | 4 | 3 | 4 | 4 | 6 | 6 | 6 | 6 | 6 | 6 | 6 | 6 | 6 | 6 | 6 | 6 | 6 | 6 | 5090.394 | 11634.5572 | 20044.5417 | 30892.9947 | 44893.0363 | 62948.6768 | 86217.0978 | 116127.2117 | 152907.3333 | 197423.4108 | 253913.0024 | 323808.5178 | 408378.038 | 509006.899 | 623649.3256 | 751566.8422
# Vans - Hydrogen | # Vans | Falling Short | Hydrogen | # Vehicles | 4 | 3 | 4 | 4 | 6 | 6 | 6 | 6 | 6 | 6 | 6 | 6 | 6 | 6 | 6 | 6 | 6 | 6 | 6 | 6 | 6 | 6 | 6 | 6 | 6 | 6 | 6 | 6 | 6 | 6 | 6 | 6 | 6 | 6
# Vans - Hydrogen | # Vans | Five Year Forecast | Hydrogen | # Vehicles | 2017-01-01: 4; 2018-01-01: 3; 2019-01-01: 4; 2020-01-01: 4; 2021-01-01: 6; 2022-01-01: 6; 2023-01-01: 6; 2024-01-01: 6; 2025-01-01: 6; 2026-01-01: 6; 2027-01-01: 6
# Vans - Internal Combustion Engine | # Vans | Leading the Way | Petrol/Diesel | # Vehicles | 3891099 | 3995876 | 4112270 | 4203752 | 4201287.798 | 4189918.8662 | 4168261.2334 | 4132958.929 | 4077593.9819 | 3993530.4214 | 3868530.2768 | 3689418.5774 | 3444971.3526 | 3123256.6318 | 2724397.4445 | 2227609.8203 | 1690325.7887 | 1174712.3795 | 743374.6222 | 430054.5468 | 229500.183 | 113040.5607 | 49674.7099 | 16507.6606 | 0 | 0 | 0 | 0 | 0 | 0 | 0 | 0 | 0 | 0
# Vans - Internal Combustion Engine | # Vans | Consumer Transformation | Petrol/Diesel | # Vehicles | 3891099 | 3995876 | 4112270 | 4203752 | 4201287.798 | 4190285.8662 | 4170723.2334 | 4136679.929 | 4082746.9819 | 4000387.4214 | 3878548.2768 | 3703419.5774 | 3463901.3526 | 3139828.6318 | 2730695.4445 | 2260925.8203 | 1760874.7887 | 1310604.3795 | 858502.6222 | 517960.5468 | 292464.183 | 157752.5607 | 82787.7099 | 42817.6606 | 21968.4428 | 11154.0866 | 5474.6222 | 2363.0799 | 483.4898 | 0 | 0 | 0 | 0 | 0
# Vans - Internal Combustion Engine | # Vans | System Transformation | Petrol/Diesel | # Vehicles | 3891099 | 3995876 | 4112270 | 4203752 | 4201287.798 | 4198139.8662 | 4190399.2334 | 4176386.929 | 4153682.9819 | 4118902.4214 | 4067730.2768 | 3994320.5774 | 3892266.3526 | 3751490.6318 | 3563364.4445 | 3321130.8203 | 3018674.7887 | 2663594.3795 | 2241911.6222 | 1794131.5468 | 1355133.183 | 960286.5607 | 633823.7099 | 382294.6606 | 196732.4428 | 60139.0866 | 0 | 0 | 0 | 0 | 0 | 0 | 0 | 0
# Vans - Internal Combustion Engine | # Vans | Falling Short | Petrol/Diesel | # Vehicles | 3891099 | 3995876 | 4112270 | 4203752 | 4201287.798 | 4200252.8662 | 4196403.2334 | 4188662.929 | 4176009.9819 | 4156867.4214 | 4129420.2768 | 4091152.5774 | 4039479.3526 | 3970528.6318 | 3880306.4445 | 3765139.8203 | 3619479.7887 | 3441722.3795 | 3223195.6222 | 2968979.5468 | 2679547.183 | 2368957.5607 | 2054489.7099 | 1706740.6606 | 1373734.4428 | 1071952.0866 | 812848.6222 | 601255.0799 | 435883.4898 | 311268.8825 | 220048.2882 | 154729.7374 | 108717.2607 | 76683.8886
# Vans - Internal Combustion Engine | # Vans | Five Year Forecast | Petrol/Diesel | # Vehicles | 2017-01-01: 3891099; 2018-01-01: 3995876; 2019-01-01: 4112270; 2020-01-01: 4203752; 2021-01-01: 4201288; 2022-01-01: 4194649; 2023-01-01: 4181447; 2024-01-01: 4158672; 2025-01-01: 4122508; 2026-01-01: 4067422; 2027-01-01: 3986057
# Buses - Natural Gas | # Buses | Five Year Forecast | Natural Gas | # Vehicles | 2017-01-01: 317; 2018-01-01: 361; 2019-01-01: 423; 2020-01-01: 459; 2021-01-01: 534; 2022-01-01: 621; 2023-01-01: 721; 2024-01-01: 838; 2025-01-01: 974; 2026-01-01: 1134; 2027-01-01: 1322
# Buses - Electric Vehicles - Battery Electric Vehicle | # Buses | Five Year Forecast | Electricity | # Vehicles | 2017-01-01: 305; 2018-01-01: 397; 2019-01-01: 476; 2020-01-01: 753; 2021-01-01: 1423; 2022-01-01: 2325; 2023-01-01: 3190; 2024-01-01: 4347; 2025-01-01: 5834; 2026-01-01: 7712; 2027-01-01: 10087
# Buses - Hydrogen | # Buses | Five Year Forecast | Hydrogen | # Vehicles | 2017-01-01: 15; 2018-01-01: 12; 2019-01-01: 68; 2020-01-01: 112; 2021-01-01: 194; 2022-01-01: 291; 2023-01-01: 367; 2024-01-01: 460; 2025-01-01: 569; 2026-01-01: 690; 2027-01-01: 833
# Buses - Internal Combustion Engine | # Buses | Five Year Forecast | Petrol/Diesel | # Vehicles | 2017-01-01: 157795; 2018-01-01: 154220; 2019-01-01: 151007; 2020-01-01: 135425; 2021-01-01: 139621; 2022-01-01: 139057; 2023-01-01: 138539; 2024-01-01: 137697; 2025-01-01: 136492; 2026-01-01: 134863; 2027-01-01: 132689
# HGVs - Natural Gas | # HGVs | Five Year Forecast | Natural Gas | # Vehicles | 2017-01-01: 384; 2018-01-01: 452; 2019-01-01: 618; 2020-01-01: 823; 2021-01-01: 1102; 2022-01-01: 1446; 2023-01-01: 1872; 2024-01-01: 2401; 2025-01-01: 3063; 2026-01-01: 3893; 2027-01-01: 4938
# HGVs - Electric Vehicles - Battery Electric Vehicle | # HGVs | Five Year Forecast | Electricity | # Vehicles | 2017-01-01: 35; 2018-01-01: 48; 2019-01-01: 72; 2020-01-01: 88; 2021-01-01: 221; 2022-01-01: 422; 2023-01-01: 722; 2024-01-01: 1170; 2025-01-01: 1837; 2026-01-01: 2831; 2027-01-01: 4308
# HGVs - Hydrogen | # HGVs | Five Year Forecast | Hydrogen | # Vehicles | 2017-01-01: 0; 2018-01-01: 0; 2019-01-01: 0; 2020-01-01: 0; 2021-01-01: 98; 2022-01-01: 218; 2023-01-01: 362; 2024-01-01: 536; 2025-01-01: 748; 2026-01-01: 1006; 2027-01-01: 1325
# HGVs - Internal Combustion Engine | # HGVs | Five Year Forecast | Petrol/Diesel | # Vehicles | 2017-01-01: 498934; 2018-01-01: 499787; 2019-01-01: 500787; 2020-01-01: 484991; 2021-01-01: 499359; 2022-01-01: 499647; 2023-01-01: 499732; 2024-01-01: 499537; 2025-01-01: 498954; 2026-01-01: 497831; 2027-01-01: 495951
# Buses - Natural Gas | # Buses | Leading the Way | Natural Gas | # Vehicles | 317 | 361 | 423 | 459 | 518 | 583 | 654 | 732 | 818 | 912 | 1016 | 1130 | 1255 | 1393 | 1544 | 1710 | 1892 | 2092 | 2022.3122 | 1947.1587 | 1866.5395 | 1777.7218 | 1680.7054 | 1574.1241 | 1456.6114 | 1328.1672 | 1186.0588 | 1030.2861 | 859.4827 | 670.9157 | 464.5852 | 237.7583 | 0 | 0
# Buses - Electric Vehicles - Battery Electric Vehicle | # Buses | Leading the Way | Electricity | # Vehicles | 305 | 397 | 476 | 753 | 1725 | 3062 | 4300 | 5993 | 8195 | 11036 | 14647 | 19162 | 24704 | 31363 | 39118 | 47963 | 57667 | 67959 | 78512 | 88995 | 98882 | 107941 | 116081 | 123325 | 130159 | 135850 | 140612 | 143023.6405 | 142425.4683 | 141608.7502 | 140625.0699 | 139409.6431 | 137957.5725 | 136060.6668
# Buses - Hydrogen | # Buses | Leading the Way | Hydrogen | # Vehicles | 15 | 12 | 68 | 112 | 201 | 307 | 380 | 472 | 580 | 708 | 859 | 1035 | 1241 | 1481 | 1759 | 2081 | 2453 | 2881 | 3374 | 3940 | 4589 | 5331 | 6179 | 7146 | 8249 | 9502 | 10922 | 12424.0735 | 13866.049 | 15547.3341 | 17416.3448 | 19540.5985 | 21915.4275 | 24499.3332
# Buses - Internal Combustion Engine | # Buses | Leading the Way | Petrol/Diesel | # Vehicles | 157795 | 154220 | 151007 | 135425 | 139328 | 138430 | 137660 | 136412 | 134634 | 132191 | 128948 | 124769 | 119524 | 113118 | 105568 | 96871 | 87252 | 76974 | 66643 | 56316 | 46510 | 37451 | 29216 | 21771 | 14612 | 8461 | 3088 | 0 | 0 | 0 | 0 | 0 | 0 | 0
# HGVs - Natural Gas | # HGVs | Leading the Way | Natural Gas | # Vehicles | 384 | 452 | 618 | 823 | 961 | 1113 | 1280 | 1463 | 1666 | 1888 | 2131 | 2400 | 2695 | 3018 | 3373 | 3765 | 4194 | 4665 | 4884 | 5122 | 5381 | 5665 | 5976 | 5639 | 5258 | 4839 | 4381 | 3876 | 3321 | 2714 | 1995 | 1205 | 297 | 1
# HGVs - Electric Vehicles - Battery Electric Vehicle | # HGVs | Leading the Way | Electricity | # Vehicles | 35 | 48 | 72 | 88 | 254 | 506 | 884 | 1451 | 2300 | 3570 | 5467 | 8292 | 12486 | 18679 | 27752 | 40893 | 59608 | 85621 | 119373 | 156525 | 197657 | 242841 | 291212 | 342347 | 391431 | 437099 | 472410 | 479722 | 477408 | 474241 | 470379 | 465828 | 460671 | 454226
# HGVs - Hydrogen | # HGVs | Leading the Way | Hydrogen | # Vehicles | 0 | 0 | 0 | 0 | 130 | 290 | 479 | 705 | 972 | 1285 | 1653 | 2086 | 2593 | 3188 | 3885 | 4702 | 5659 | 6779 | 8035 | 9240 | 10478 | 11854 | 13552 | 15924 | 19525 | 25289 | 33972 | 39555 | 43419 | 48190 | 53771 | 60112 | 67181 | 74926
# HGVs - Internal Combustion Engine | # HGVs | Leading the Way | Petrol/Diesel | # Vehicles | 498934 | 499787 | 500787 | 484991 | 499435 | 499824 | 500044 | 500024 | 499663 | 498817 | 497271 | 494708 | 490678 | 484534 | 475378 | 461999 | 442870 | 416240 | 381989 | 344373 | 302724 | 256862 | 207466 | 155282 | 103965 | 53941 | 11397 | 0 | 0 | 0 | 0 | 0 | 0 | 0
# Buses - Natural Gas | # Buses | Consumer Transformation | Natural Gas | # Vehicles | 317 | 361 | 423 | 459 | 518 | 583 | 654 | 732 | 818 | 912 | 1016 | 1130 | 1255 | 1393 | 1544 | 1710 | 1892 | 2092 | 2022.3122 | 1947.1587 | 1866.5395 | 1777.7218 | 1680.7054 | 1574.1241 | 1456.6114 | 1328.1672 | 1186.0588 | 1030.2861 | 859.4827 | 670.9157 | 464.5852 | 237.7583 | 0 | 0
# Buses - Electric Vehicles - Battery Electric Vehicle | # Buses | Consumer Transformation | Electricity | # Vehicles | 305 | 397 | 476 | 753 | 1471 | 2443 | 3363 | 4607 | 6218 | 8293 | 10937 | 14268 | 18410 | 23483 | 29561 | 36730 | 44948 | 54121 | 64070 | 74546 | 85097 | 95377 | 105103 | 114094 | 122579 | 129899 | 136141 | 141054 | 145301 | 148593 | 151432.5793 | 151665.2359 | 151819.4713 | 151664.1599
# Buses - Hydrogen | # Buses | Consumer Transformation | Hydrogen | # Vehicles | 15 | 12 | 68 | 112 | 195 | 291 | 348 | 418 | 498 | 589 | 693 | 811 | 944 | 1094 | 1262 | 1450 | 1659 | 1892 | 2150 | 2436 | 2752 | 3101 | 3485 | 3908 | 4374 | 4886 | 5447 | 6060 | 6732 | 7465 | 8256.8354 | 9004.0058 | 9843.5287 | 10758.8401
# Buses - Internal Combustion Engine | # Buses | Consumer Transformation | Petrol/Diesel | # Vehicles | 157795 | 154220 | 151007 | 135425 | 139588 | 139121 | 138742 | 138023 | 136922 | 135341 | 133171 | 130293 | 126582 | 121913 | 116211 | 109386 | 101479 | 92578 | 83149 | 73174 | 63102 | 53280 | 43989 | 35407 | 27301 | 20330 | 14404 | 9773 | 5767 | 2676 | 0 | 0 | 0 | 0
# HGVs - Natural Gas | # HGVs | Consumer Transformation | Natural Gas | # Vehicles | 384 | 452 | 618 | 823 | 1079 | 1400 | 1802 | 2306 | 2941 | 3740 | 4745 | 6012 | 7608 | 9618 | 12147 | 15329 | 19319 | 24306 | 25652 | 27240 | 29116 | 31308 | 33836 | 32838 | 31603 | 30090 | 28236 | 25961 | 23171 | 19749 | 15488 | 10277 | 3861 | 1
# HGVs - Electric Vehicles - Battery Electric Vehicle | # HGVs | Consumer Transformation | Electricity | # Vehicles | 35 | 48 | 72 | 88 | 278 | 564 | 991 | 1629 | 2581 | 4000 | 6110 | 9241 | 13870 | 20677 | 30609 | 44931 | 65233 | 93303 | 129905 | 170255 | 214564 | 262270 | 311601 | 363200 | 413086 | 452092 | 473650 | 475756 | 477759 | 479940 | 482575 | 485794 | 489827 | 490993
# HGVs - Hydrogen | # HGVs | Consumer Transformation | Hydrogen | # Vehicles | 0 | 0 | 0 | 0 | 180 | 391 | 628 | 897 | 1198 | 1533 | 1906 | 2321 | 2782 | 3293 | 3860 | 4489 | 5187 | 5959 | 6786 | 7525 | 8234 | 8979 | 9864 | 11096 | 12983 | 15933 | 20272 | 21436 | 23218 | 25457 | 28081 | 31073 | 34458 | 38158
# HGVs - Internal Combustion Engine | # HGVs | Consumer Transformation | Petrol/Diesel | # Vehicles | 498934 | 499787 | 500787 | 484991 | 499243 | 499378 | 499266 | 498811 | 497881 | 496287 | 493761 | 489912 | 484192 | 475831 | 463772 | 446610 | 422592 | 389737 | 351938 | 310240 | 264326 | 214665 | 162905 | 112058 | 62507 | 23053 | 0 | 0 | 0 | 0 | 0 | 0 | 0 | 0
# Buses - Natural Gas | # Buses | System Transformation | Natural Gas | # Vehicles | 317 | 361 | 423 | 459 | 518 | 583 | 654 | 732 | 818 | 912 | 1016 | 1130 | 1255 | 1393 | 1544 | 1710 | 1892 | 2092 | 2022.3122 | 1947.1587 | 1866.5395 | 1777.7218 | 1680.7054 | 1574.1241 | 1456.6114 | 1328.1672 | 1186.0588 | 1030.2861 | 859.4827 | 670.9157 | 464.5852 | 237.7583 | 0 | 0
# Buses - Electric Vehicles - Battery Electric Vehicle | # Buses | System Transformation | Electricity | # Vehicles | 305 | 397 | 476 | 753 | 1456 | 2394 | 3254 | 4405 | 5878 | 7754 | 10122 | 13079 | 16731 | 21184 | 26510 | 32801 | 40054 | 48231 | 57228 | 66877 | 76833 | 86798 | 96491 | 105687 | 114489 | 122286 | 129069 | 128952.7877 | 126842.3876 | 124275.473 | 121360.7784 | 118059.7129 | 114436.7857 | 110407.2211
# Buses - Hydrogen | # Buses | System Transformation | Hydrogen | # Vehicles | 15 | 12 | 68 | 112 | 206 | 323 | 415 | 533 | 677 | 853 | 1067 | 1326 | 1639 | 2017 | 2471 | 3016 | 3667 | 4444 | 5370 | 6470 | 7773 | 9311 | 11122 | 13247 | 15734 | 18623 | 21962 | 24711.9262 | 27581.1297 | 30926.6113 | 34639.6364 | 38762.5287 | 43220.2143 | 47848.7789
# Buses - Internal Combustion Engine | # Buses | System Transformation | Petrol/Diesel | # Vehicles | 157795 | 154220 | 151007 | 135425 | 139592 | 139011 | 138529 | 137725 | 136567 | 134968 | 132831 | 130052 | 126515 | 122101 | 116727 | 110285 | 102761 | 94171 | 84884 | 74778 | 64169 | 53327 | 42495 | 31858 | 21265 | 11289 | 1892 | 0 | 0 | 0 | 0 | 0 | 0 | 0
# HGVs - Natural Gas | # HGVs | System Transformation | Natural Gas | # Vehicles | 384 | 452 | 618 | 823 | 1127 | 1519 | 2023 | 2673 | 3514 | 4602 | 6012 | 7843 | 10218 | 13298 | 17284 | 22439 | 29063 | 37344 | 39462 | 41986 | 44990 | 48518 | 52630 | 51258 | 49539 | 47390 | 44704 | 41341 | 37133 | 31869 | 25201 | 16897 | 6514 | 0
# HGVs - Electric Vehicles - Battery Electric Vehicle | # HGVs | System Transformation | Electricity | # Vehicles | 35 | 48 | 72 | 88 | 214 | 405 | 692 | 1122 | 1766 | 2729 | 4166 | 6306 | 9479 | 14158 | 20998 | 30871 | 44860 | 63659 | 88834 | 114056 | 139241 | 164211 | 188725 | 212349 | 234319 | 253483 | 264549 | 262154 | 258892 | 254968 | 250582 | 245952 | 241390 | 236998
# HGVs - Hydrogen | # HGVs | System Transformation | Hydrogen | # Vehicles | 0 | 0 | 0 | 0 | 80 | 190 | 339 | 543 | 822 | 1206 | 1739 | 2484 | 3532 | 5015 | 7122 | 10122 | 14392 | 20417 | 28886 | 40292 | 55456 | 74983 | 98893 | 129189 | 160444 | 193440 | 212907 | 219658 | 228124 | 238308 | 250362 | 264296 | 280244 | 292155
# HGVs - Internal Combustion Engine | # HGVs | System Transformation | Petrol/Diesel | # Vehicles | 498934 | 499787 | 500787 | 484991 | 499359 | 499619 | 499633 | 499305 | 498499 | 497023 | 494605 | 490853 | 485223 | 476948 | 464984 | 447927 | 424016 | 391885 | 357099 | 318925 | 276551 | 229509 | 177958 | 126396 | 75876 | 26855 | 0 | 0 | 0 | 0 | 0 | 0 | 0 | 0
# Buses - Natural Gas | # Buses | Falling Short | Natural Gas | # Vehicles | 317 | 361 | 423 | 459 | 582 | 734 | 922 | 1155 | 1443 | 1799 | 2238 | 2779 | 3445 | 4264 | 5267 | 6495 | 7992 | 9809 | 12003 | 14644 | 17792 | 21516 | 25867 | 25574.3414 | 25212.6003 | 24765.4481 | 24214.0442 | 23534.5236 | 22697.9973 | 21669.2961 | 20409.4825 | 18867.0587 | 16986.7587 | 14704.5241
# Buses - Electric Vehicles - Battery Electric Vehicle | # Buses | Falling Short | Electricity | # Vehicles | 305 | 397 | 476 | 753 | 1041 | 1400 | 1841 | 2383 | 3044 | 3766 | 4643 | 5705 | 6987 | 8528 | 10369 | 12563 | 15159 | 18211 | 21775 | 25904 | 30630 | 35981 | 41966 | 48571 | 55796 | 63490 | 71529 | 79682 | 87852 | 95757 | 103363 | 110393 | 116745 | 121974.5927
# Buses - Hydrogen | # Buses | Falling Short | Hydrogen | # Vehicles | 15 | 12 | 68 | 112 | 173 | 244 | 325 | 417 | 521 | 610 | 712 | 829 | 962 | 1113 | 1283 | 1476 | 1693 | 1937 | 2212 | 2520 | 2865 | 3251 | 3683 | 4165 | 4704 | 5304 | 5972 | 6713 | 7536 | 8448 | 9459 | 10576 | 11809 | 13124.8832
# Buses - Internal Combustion Engine | # Buses | Falling Short | Petrol/Diesel | # Vehicles | 157795 | 154220 | 151007 | 135425 | 139976 | 139664 | 139224 | 138628 | 137846 | 136951 | 135805 | 134358 | 132550 | 130313 | 127573 | 124233 | 120198 | 115361 | 109604 | 102803 | 94861 | 85678 | 75189 | 68674 | 61551 | 53985 | 46110 | 38176 | 30302 | 22796 | 15722 | 9400 | 3979 | 0
# HGVs - Natural Gas | # HGVs | Falling Short | Natural Gas | # Vehicles | 384 | 452 | 618 | 823 | 1241 | 1753 | 2382 | 3160 | 4129 | 5341 | 6865 | 8792 | 11235 | 14343 | 18301 | 23351 | 29769 | 37884 | 48054 | 60631 | 75899 | 90975 | 105545 | 108279 | 111238 | 114402 | 117733 | 121166 | 117359 | 112709 | 106778 | 99532 | 90605 | 79701
# HGVs - Electric Vehicles - Battery Electric Vehicle | # HGVs | Falling Short | Electricity | # Vehicles | 35 | 48 | 72 | 88 | 139 | 214 | 322 | 477 | 701 | 1024 | 1489 | 2159 | 3123 | 4509 | 6498 | 9345 | 13407 | 19175 | 27306 | 38656 | 54283 | 72175 | 92542 | 127296 | 164933 | 205959 | 250548 | 298216 | 351858 | 392712 | 419367 | 427615 | 437545 | 449453
# HGVs - Hydrogen | # HGVs | Falling Short | Hydrogen | # Vehicles | 0 | 0 | 0 | 0 | 0 | 0 | 0 | 0 | 0 | 0 | 0 | 0 | 0 | 0 | 0 | 0 | 0 | 0 | 0 | 0 | 0 | 0 | 0 | 0 | 0 | 0 | 0 | 0 | 0 | 0 | 0 | 0 | 0 | 0
# HGVs - Internal Combustion Engine | # HGVs | Falling Short | Petrol/Diesel | # Vehicles | 498934 | 499787 | 500787 | 484991 | 499400 | 499766 | 499983 | 500006 | 499771 | 499195 | 498168 | 496535 | 494094 | 490567 | 485589 | 478663 | 469155 | 456246 | 438921 | 415973 | 386058 | 354072 | 320120 | 283618 | 244008 | 200808 | 153880 | 103771 | 54931 | 19724 | 0 | 0 | 0 | 0
# Motorbikes - Electric Vehicles - Battery Electric Vehicle | # Motorbikes | Leading the Way | Electricity | # Vehicles | 174 | 515 | 1613 | 2964 | 6491 | 11496 | 18498 | 28182 | 41442 | 59427 | 83581 | 115672 | 157778 | 212198 | 281253 | 366929 | 470354 | 591167 | 726964 | 873094 | 1023095 | 1169811 | 1306881 | 1429976 | 1537297 | 1629259 | 1707711 | 1739345.3681 | 1750591.9207 | 1759152.1955 | 1764989.4938 | 1768079.8896 | 1768420.5909 | 1766037.2064
# Motorbikes - Hydrogen | # Motorbikes | Leading the Way | Hydrogen | # Vehicles | 6 | 6 | 6 | 6 | 757 | 1685 | 2818 | 4219 | 5897 | 7892 | 10251 | 12999 | 16219 | 19979 | 24354 | 29429 | 35300 | 42075 | 49876 | 58838 | 69113 | 80869 | 94293 | 109588 | 126977 | 146702 | 169020 | 190292.5254 | 212845.2801 | 238676.3372 | 267832.7653 | 300349.0419 | 336238.6951 | 375487.0407
# Motorbikes - Internal Combustion Engine | # Motorbikes | Leading the Way | Petrol/Diesel | # Vehicles | 1232493 | 1241208 | 1247370 | 1269030 | 1287032.2003 | 1303769.658 | 1318702.2087 | 1331088.8079 | 1340033.5328 | 1344354.5847 | 1342568.2909 | 1332889.1071 | 1313163.6197 | 1281032.5478 | 1234107.7458 | 1170326.2058 | 1088472.0595 | 988806.5815 | 873620.1911 | 747437.455 | 616577.0902 | 488035.9661 | 367997.1076 | 260595.6978 | 167417.0804 | 87813.763 | 19689.4196 | 0 | 0 | 0 | 0 | 0 | 0 | 0
# Motorbikes - Electric Vehicles - Battery Electric Vehicle | # Motorbikes | Consumer Transformation | Electricity | # Vehicles | 174 | 515 | 1613 | 2964 | 6429 | 11263 | 17943 | 27097 | 39539 | 56305 | 78682 | 108216 | 146673 | 195930 | 257762 | 333503 | 423607 | 527200 | 641793 | 763371 | 886966 | 1007604 | 1121288 | 1225610 | 1319825 | 1404478 | 1480862 | 1550536 | 1615008 | 1675570 | 1733257 | 1788857 | 1806974.3275 | 1811973.2582
# Motorbikes - Hydrogen | # Motorbikes | Consumer Transformation | Hydrogen | # Vehicles | 6 | 6 | 6 | 6 | 678 | 1486 | 2451 | 3613 | 4988 | 6607 | 8507 | 10715 | 13291 | 16289 | 19771 | 23805 | 28470 | 33855 | 40059 | 47194 | 55385 | 64772 | 75511 | 87774 | 101750 | 117646 | 135687 | 156116 | 179193 | 205191 | 234397 | 267105 | 297684.9584 | 329550.9889
# Motorbikes - Internal Combustion Engine | # Motorbikes | Consumer Transformation | Petrol/Diesel | # Vehicles | 1232493 | 1241208 | 1247370 | 1269030 | 1287173.2003 | 1304201.658 | 1319624.2087 | 1332779.8079 | 1342845.5328 | 1348761.5847 | 1349211.2909 | 1342629.1071 | 1327196.6197 | 1300990.5478 | 1262181.7458 | 1209376.2058 | 1142049.0595 | 1060993.5815 | 968608.1911 | 868804.455 | 766434.0902 | 666339.9661 | 572372.1076 | 486775.6978 | 410116.0804 | 341650.763 | 279871.4196 | 222985.8935 | 169236.2008 | 117067.5327 | 65168.2591 | 12466.9314 | 0 | 0
# Motorbikes - Electric Vehicles - Battery Electric Vehicle | # Motorbikes | System Transformation | Electricity | # Vehicles | 174 | 515 | 1613 | 2964 | 6429 | 11263 | 17943 | 27097 | 39539 | 56305 | 78682 | 108216 | 146673 | 195930 | 257762 | 333503 | 423607 | 527200 | 641793 | 763371 | 886966 | 1007604 | 1121288 | 1225610 | 1319825 | 1404478 | 1480862 | 1550536 | 1615008 | 1675570 | 1708589.3509 | 1711713.7545 | 1712345.9122 | 1710540.9143
# Motorbikes - Hydrogen | # Motorbikes | System Transformation | Hydrogen | # Vehicles | 6 | 6 | 6 | 6 | 1003 | 2202 | 3634 | 5357 | 7393 | 9789 | 12598 | 15857 | 19655 | 24068 | 29183 | 35097 | 41919 | 49772 | 58792 | 69130 | 80953 | 94444 | 109803 | 127247 | 147010 | 169340 | 194498 | 222756 | 254393 | 289688 | 324232.9082 | 356715.1769 | 392313.3738 | 430983.3329
# Motorbikes - Internal Combustion Engine | # Motorbikes | System Transformation | Petrol/Diesel | # Vehicles | 1232493 | 1241208 | 1247370 | 1269030 | 1286848.2003 | 1303485.658 | 1318441.2087 | 1331035.8079 | 1340440.5328 | 1345579.5847 | 1345120.2909 | 1337487.1071 | 1320832.6197 | 1293211.5478 | 1252769.7458 | 1198084.2058 | 1128600.0595 | 1045076.5815 | 949875.1911 | 846868.455 | 740866.0902 | 636667.9661 | 538080.1076 | 447302.6978 | 364856.0804 | 289956.763 | 221060.4196 | 156345.8935 | 94036.2008 | 32570.5327 | 0 | 0 | 0 | 0
# Motorbikes - Electric Vehicles - Battery Electric Vehicle | # Motorbikes | Falling Short | Electricity | # Vehicles | 174 | 515 | 1613 | 2964 | 5655 | 8937 | 12900 | 17644 | 23281 | 29935 | 37745 | 46863 | 57457 | 69712 | 83829 | 100026 | 118536 | 139608 | 163502 | 190488 | 220839 | 254825 | 292706 | 334720 | 381075 | 431934 | 487403 | 547520 | 612242 | 681438 | 754881 | 832250 | 913135 | 997044
# Motorbikes - Hydrogen | # Motorbikes | Falling Short | Hydrogen | # Vehicles | 6 | 6 | 6 | 6 | 892 | 1898 | 3031 | 4336 | 5785 | 7385 | 9143 | 11033 | 13094 | 15333 | 17756 | 20370 | 23182 | 26198 | 29424 | 32868 | 36537 | 40438 | 44580 | 48971 | 53620 | 58537 | 63732 | 69216 | 75000 | 81097 | 87519 | 94280 | 101393 | 108874
# Motorbikes - Internal Combustion Engine | # Motorbikes | Falling Short | Petrol/Diesel | # Vehicles | 1232493 | 1241208 | 1247370 | 1269030 | 1287733.2003 | 1306115.658 | 1324087.2087 | 1341509.8079 | 1358306.5328 | 1374353.5847 | 1389512.2909 | 1403664.1071 | 1416609.6197 | 1428164.5478 | 1438129.7458 | 1446288.2058 | 1452408.0595 | 1456242.5815 | 1457534.1911 | 1456013.455 | 1451409.0902 | 1443452.9661 | 1431885.1076 | 1416468.6978 | 1396996.0804 | 1373303.763 | 1345285.4196 | 1312901.8935 | 1276195.2008 | 1235293.5327 | 1190422.2591 | 1141898.9314 | 1090131.286 | 1035606.2471
# Motorbikes - Electric Vehicles - Battery Electric Vehicle | # Motorbikes | Five Year Forecast | Electricity | # Vehicles | 2017-01-01: 174; 2018-01-01: 515; 2019-01-01: 1613; 2020-01-01: 2964; 2021-01-01: 6251; 2022-01-01: 10740; 2023-01-01: 16821; 2024-01-01: 25005; 2025-01-01: 35950; 2026-01-01: 50493; 2027-01-01: 69673
# Motorbikes - Hydrogen | # Motorbikes | Five Year Forecast | Hydrogen | # Vehicles | 2017-01-01: 6; 2018-01-01: 6; 2019-01-01: 6; 2020-01-01: 6; 2021-01-01: 833; 2022-01-01: 1818; 2023-01-01: 2984; 2024-01-01: 4381; 2025-01-01: 6016; 2026-01-01: 7918; 2027-01-01: 10125
# Motorbikes - Internal Combustion Engine | # Motorbikes | Five Year Forecast | Petrol/Diesel | # Vehicles | 2017-01-01: 1232493; 2018-01-01: 1241208; 2019-01-01: 1247370; 2020-01-01: 1269030; 2021-01-01: 1287197; 2022-01-01: 1304393; 2023-01-01: 1320214; 2024-01-01: 1334104; 2025-01-01: 1345407; 2026-01-01: 1353262; 2027-01-01: 1356603
TWh Vehicles - Electricity | TWh | Leading the Way | Electricity | Annual | 0.40628 | 0.56936 | 0.77154 | 1.2335 | 2.0053 | 3.0063 | 4.4448 | 6.3735 | 8.9407 | 12.3567 | 16.7584 | 22.5941 | 29.7791 | 38.3077 | 47.9383 | 58.3955 | 68.9834 | 78.9778 | 87.6689 | 94.9626 | 101.1015 | 106.5542 | 111.3747 | 115.4715 | 119.2131 | 122.4926 | 124.6282 | 124.0113 | 122.9053 | 121.6464 | 120.2414 | 118.6792 | 116.9551 | 114.9708
TWh Vehicles - Electricity | TWh | Consumer Transformation | Electricity | Annual | 0.40628 | 0.56936 | 0.77154 | 1.2335 | 2.0011 | 3.0148 | 4.4121 | 6.36 | 8.9266 | 12.3046 | 16.5892 | 21.9405 | 28.3707 | 35.8552 | 44.9998 | 54.981 | 65.3083 | 75.2438 | 84.8853 | 93.356 | 100.5286 | 106.8451 | 112.2619 | 117.3533 | 121.3477 | 123.6976 | 123.9383 | 123.5026 | 122.975 | 122.3154 | 121.5637 | 120.7329 | 119.8426 | 118.4353
TWh Vehicles - Electricity | TWh | System Transformation | Electricity | Annual | 0.40628 | 0.56936 | 0.77154 | 1.2335 | 1.9156 | 2.5144 | 3.3258 | 4.374 | 5.72 | 7.4785 | 9.7124 | 12.5397 | 16.0496 | 20.3476 | 25.7001 | 32.0898 | 39.5304 | 47.8357 | 56.5884 | 65.416 | 73.795 | 81.1603 | 87.2888 | 92.2281 | 96.0552 | 98.7692 | 99.6116 | 98.7327 | 97.5884 | 96.1611 | 94.4864 | 92.939 | 91.3585 | 89.6948
TWh Vehicles - Electricity | TWh | Falling Short | Electricity | Annual | 0.40628 | 0.56936 | 0.77154 | 1.2335 | 1.8961 | 2.429 | 3.1288 | 4.0169 | 5.1139 | 6.4992 | 8.1924 | 10.2608 | 12.747 | 15.7047 | 19.1872 | 23.2473 | 27.9113 | 33.1607 | 38.9658 | 45.8346 | 53.2575 | 61.016 | 68.8822 | 76.8351 | 84.4319 | 91.7689 | 98.8417 | 105.5041 | 112.1512 | 116.599 | 120.0882 | 121.0858 | 122.0826 | 123.108
TWh Vehicles - Electricity | TWh | Five Year Forecast | Electricity | Annual | 2017-01-01: 0.40628; 2018-01-01: 0.56936; 2019-01-01: 0.77154; 2020-01-01: 1.2335; 2021-01-01: 1.9545; 2022-01-01: 2.7411; 2023-01-01: 3.8279; 2024-01-01: 5.2811; 2025-01-01: 7.1753; 2026-01-01: 9.6597; 2027-01-01: 12.8131
TWh Vehicles - Hydrogen | TWh | Leading the Way | Hydrogen | Annual | 0.001848 | 0.0016687 | 0.0076513 | 0.012167 | 0.031308 | 0.053887 | 0.074889 | 0.099968 | 0.12909 | 0.16279 | 0.20183 | 0.24705 | 0.29919 | 0.35944 | 0.42877 | 0.50864 | 0.60056 | 0.70616 | 0.82532 | 0.9511 | 1.0883 | 1.2424 | 1.4224 | 1.648 | 1.941 | 2.3495 | 2.8921 | 3.2572 | 3.5729 | 3.9636 | 4.4164 | 4.9323 | 5.5086 | 6.1345
TWh Vehicles - Hydrogen | TWh | Consumer Transformation | Hydrogen | Annual | 0.001848 | 0.0016687 | 0.0076513 | 0.012167 | 0.032642 | 0.056023 | 0.076926 | 0.10077 | 0.12737 | 0.15687 | 0.18972 | 0.22615 | 0.26651 | 0.3111 | 0.36035 | 0.41477 | 0.4748 | 0.54085 | 0.61272 | 0.6846 | 0.75925 | 0.83992 | 0.93084 | 1.0459 | 1.1977 | 1.3901 | 1.6152 | 1.7341 | 1.8947 | 2.088 | 2.3097 | 2.5503 | 2.8223 | 3.108
TWh Vehicles - Hydrogen | TWh | System Transformation | Hydrogen | Annual | 0.001848 | 0.0016687 | 0.0076513 | 0.012167 | 0.029896 | 0.054909 | 0.083152 | 0.121 | 0.1724 | 0.24321 | 0.3411 | 0.47767 | 0.66939 | 0.9406 | 1.3286 | 1.8802 | 2.6625 | 3.7668 | 5.3539 | 7.5182 | 10.4022 | 14.0999 | 18.5893 | 24.188 | 29.8208 | 35.5225 | 38.8543 | 40.391 | 42.3367 | 44.8486 | 47.8883 | 50.7883 | 53.8831 | 56.2244
TWh Vehicles - Hydrogen | TWh | Falling Short | Hydrogen | Annual | 0.001848 | 0.0016687 | 0.0076513 | 0.012167 | 0.018343 | 0.025426 | 0.033431 | 0.042443 | 0.05254 | 0.061081 | 0.070795 | 0.08185 | 0.09432 | 0.10837 | 0.12406 | 0.14175 | 0.16148 | 0.1835 | 0.20813 | 0.23551 | 0.26595 | 0.29975 | 0.3373 | 0.3789 | 0.42507 | 0.4761 | 0.5325 | 0.59461 | 0.6631 | 0.73844 | 0.82137 | 0.91235 | 1.0121 | 1.1176
TWh Vehicles - Hydrogen | TWh | Five Year Forecast | Hydrogen | Annual | 2017-01-01: 0.001848; 2018-01-01: 0.0016687; 2019-01-01: 0.0076513; 2020-01-01: 0.012167; 2021-01-01: 0.028047; 2022-01-01: 0.047561; 2023-01-01: 0.0671; 2024-01-01: 0.091046; 2025-01-01: 0.12035; 2026-01-01: 0.15599; 2027-01-01: 0.20086
TWh Vehicles - Natural Gas | TWh | Leading the Way | Natural Gas | Annual | 0.14123 | 0.16493 | 0.21202 | 0.27159 | 0.31075 | 0.35342 | 0.3999 | 0.45062 | 0.50624 | 0.56659 | 0.63259 | 0.70476 | 0.7834 | 0.86914 | 0.96262 | 1.0649 | 1.1762 | 1.2976 | 1.3619 | 1.4322 | 1.5094 | 1.5937 | 1.6861 | 1.577 | 1.4565 | 1.3266 | 1.1862 | 1.0345 | 0.87032 | 0.69307 | 0.48571 | 0.26138 | 0.019254 | 6.4439e-05
TWh Vehicles - Natural Gas | TWh | Consumer Transformation | Natural Gas | Annual | 0.14123 | 0.16493 | 0.21202 | 0.27159 | 0.33222 | 0.40457 | 0.49069 | 0.5937 | 0.71745 | 0.86613 | 1.0451 | 1.2606 | 1.5209 | 1.8353 | 2.2153 | 2.6749 | 3.2302 | 3.9007 | 4.3182 | 4.812 | 5.3945 | 6.0774 | 6.868 | 6.573 | 6.2283 | 5.8282 | 5.362 | 4.817 | 4.1791 | 3.4305 | 2.5322 | 1.4794 | 0.25053 | 0.0002912
TWh Vehicles - Natural Gas | TWh | System Transformation | Natural Gas | Annual | 0.14123 | 0.16493 | 0.21202 | 0.27159 | 0.34427 | 0.4327 | 0.54026 | 0.67173 | 0.83286 | 1.0304 | 1.2737 | 1.574 | 1.9449 | 2.4038 | 2.9716 | 3.6748 | 4.543 | 5.599 | 6.2551 | 7.0376 | 7.9661 | 9.059 | 10.3364 | 9.924 | 9.4394 | 8.8687 | 8.1947 | 7.396 | 6.4479 | 5.3212 | 3.9548 | 2.3364 | 0.42229 | 0
TWh Vehicles - Natural Gas | TWh | Falling Short | Natural Gas | Annual | 0.14123 | 0.16493 | 0.21202 | 0.27159 | 0.39517 | 0.54001 | 0.71029 | 0.91137 | 1.1494 | 1.4319 | 1.7684 | 2.1703 | 2.6517 | 3.2302 | 3.9264 | 4.7663 | 5.7789 | 6.9975 | 8.4584 | 10.1988 | 12.2492 | 14.4211 | 16.7054 | 17.4953 | 18.3651 | 19.3147 | 20.3423 | 21.4422 | 20.4285 | 19.2736 | 17.8834 | 16.2962 | 14.4806 | 12.3968
TWh Vehicles - Natural Gas | TWh | Five Year Forecast | Natural Gas | Annual | 2017-01-01: 0.14123; 2018-01-01: 0.16493; 2019-01-01: 0.21202; 2020-01-01: 0.27159; 2021-01-01: 0.3456; 2022-01-01: 0.43267; 2023-01-01: 0.53529; 2024-01-01: 0.65686; 2025-01-01: 0.80149; 2026-01-01: 0.97376; 2027-01-01: 1.1799
TWh Vehicles - Petrol/Diesel | TWh | Leading the Way | Petrol/Diesel | Annual | 447.2724 | 450.5053 | 431.4016 | 419.2272 | 412.0245 | 402.3111 | 391.3574 | 379.952 | 367.0934 | 351.7025 | 334.7917 | 314.2056 | 289.6098 | 261.963 | 231.3531 | 197.2771 | 163.5635 | 131.9668 | 104.5604 | 82.4322 | 64.6096 | 49.4877 | 36.7087 | 26.6797 | 17.2367 | 8.5933 | 1.6187 | 0 | 0 | 0 | 0 | 0 | 0 | 0
TWh Vehicles - Petrol/Diesel | TWh | Consumer Transformation | Petrol/Diesel | Annual | 447.2724 | 450.5053 | 431.4016 | 419.2272 | 412.0275 | 402.2042 | 391.2897 | 379.7215 | 366.7456 | 351.3381 | 334.6373 | 315.3959 | 292.9041 | 268.1743 | 238.8053 | 206.946 | 174.7966 | 144.2943 | 114.8237 | 89.497 | 68.5048 | 50.9906 | 36.3254 | 23.7819 | 14.0794 | 7.3891 | 4.2258 | 3.0442 | 2.0333 | 1.1828 | 0.39103 | 0.022326 | 0 | 0
TWh Vehicles - Petrol/Diesel | TWh | System Transformation | Petrol/Diesel | Annual | 447.2724 | 450.5053 | 431.4016 | 419.2272 | 412.2701 | 403.7272 | 394.6274 | 385.8275 | 376.5781 | 366.0225 | 355.4346 | 343.6559 | 329.6475 | 314.2391 | 295.7849 | 273.7403 | 248.9411 | 221.1589 | 190.6539 | 159.4048 | 128.3625 | 98.6097 | 72.0393 | 48.97 | 29.0467 | 12.2376 | 3.7263 | 2.6607 | 1.8619 | 1.0318 | 0.20304 | 0 | 0 | 0
TWh Vehicles - Petrol/Diesel | TWh | Falling Short | Petrol/Diesel | Annual | 447.2724 | 450.5053 | 431.4016 | 419.2272 | 412.3249 | 403.9788 | 395.2217 | 386.937 | 378.5037 | 369.1845 | 360.3953 | 351.1494 | 340.5603 | 329.7069 | 317.6891 | 303.6972 | 288.7115 | 272.0939 | 253.3504 | 231.7711 | 208.3142 | 183.6004 | 159.0357 | 134.3451 | 110.4068 | 88.0959 | 67.3095 | 48.1509 | 31.5823 | 21.5154 | 13.8483 | 10.6816 | 7.9271 | 5.5888
TWh Vehicles - Petrol/Diesel | TWh | Five Year Forecast | Petrol/Diesel | Annual | 2017-01-01: 447.2724; 2018-01-01: 450.5053; 2019-01-01: 431.4016; 2020-01-01: 419.2272; 2021-01-01: 412.1618; 2022-01-01: 403.0553; 2023-01-01: 393.1241; 2024-01-01: 383.1095; 2025-01-01: 372.2302; 2026-01-01: 359.5619; 2027-01-01: 346.3147
TWh Cars - Electricity | TWh | Leading the Way | Electricity | Annual | 0.36034 | 0.51344 | 0.69988 | 1.1229 | 1.7967 | 2.6382 | 3.8609 | 5.4753 | 7.5862 | 10.3571 | 13.8448 | 18.4145 | 23.9036 | 30.2166 | 37.0561 | 43.9641 | 50.4778 | 56.0973 | 60.3652 | 63.4264 | 65.4477 | 66.7354 | 67.2915 | 66.9374 | 66.5187 | 66.0308 | 65.4684 | 64.8149 | 64.0698 | 63.2176 | 62.2542 | 61.1712 | 59.9604 | 58.6095
TWh Cars - Electricity | TWh | Consumer Transformation | Electricity | Annual | 0.36034 | 0.51344 | 0.69988 | 1.1229 | 1.7989 | 2.663 | 3.8587 | 5.5039 | 7.6271 | 10.3738 | 13.7637 | 17.8667 | 22.613 | 27.8388 | 34.0794 | 40.5594 | 46.8524 | 52.5209 | 57.3254 | 61.0585 | 63.6045 | 65.3606 | 66.3606 | 66.9594 | 66.7793 | 66.3559 | 65.8748 | 65.3249 | 64.7101 | 63.9832 | 63.147 | 62.2772 | 61.3086 | 60.237
TWh Cars - Electricity | TWh | System Transformation | Electricity | Annual | 0.36034 | 0.51344 | 0.69988 | 1.1229 | 1.7225 | 2.2236 | 2.9124 | 3.7893 | 4.8973 | 6.3335 | 8.129 | 10.3636 | 13.0831 | 16.3271 | 20.2916 | 24.8983 | 30.102 | 35.7416 | 41.3159 | 46.8384 | 51.9846 | 56.3837 | 59.9536 | 62.7975 | 64.974 | 66.4602 | 66.7688 | 66.308 | 65.735 | 64.9764 | 64.0725 | 63.3955 | 62.755 | 62.0946
TWh Cars - Electricity | TWh | Falling Short | Electricity | Annual | 0.36034 | 0.51344 | 0.69988 | 1.1229 | 1.7208 | 2.191 | 2.8078 | 3.5859 | 4.5377 | 5.74 | 7.1961 | 8.9577 | 11.0504 | 13.5023 | 16.3331 | 19.5637 | 23.1758 | 27.1187 | 31.2871 | 36.1725 | 41.215 | 46.2927 | 51.2166 | 55.4316 | 59.015 | 62.0958 | 64.7078 | 66.7969 | 68.3899 | 68.4624 | 68.5694 | 68.7175 | 68.9132 | 69.1597
TWh Cars - Electricity | TWh | Five Year Forecast | Electricity | Annual | 2017-01-01: 0.36034; 2018-01-01: 0.51344; 2019-01-01: 0.69988; 2020-01-01: 1.1229; 2021-01-01: 1.7597; 2022-01-01: 2.429; 2023-01-01: 3.3599; 2024-01-01: 4.5886; 2025-01-01: 6.1621; 2026-01-01: 8.2011; 2027-01-01: 10.7334
TWh Cars - Electricity - Battery Electric Vehicle | TWh | Leading the Way | Electricity | Annual | 0.1506 | 0.20965 | 0.31857 | 0.59861 | 1.0513 | 1.7211 | 2.7522 | 4.1598 | 6.0478 | 8.5734 | 11.7987 | 16.1243 | 21.3516 | 27.3829 | 33.9607 | 41.1305 | 47.8262 | 53.6503 | 58.2975 | 61.6576 | 63.8717 | 65.3645 | 66.139 | 66.0232 | 65.8573 | 65.606 | 65.2967 | 64.8149 | 64.0698 | 63.2176 | 62.2542 | 61.1712 | 59.9604 | 58.6095
TWh Cars - Electricity - Battery Electric Vehicle | TWh | Consumer Transformation | Electricity | Annual | 0.1506 | 0.20965 | 0.31857 | 0.59861 | 1.0563 | 1.8016 | 2.8636 | 4.3643 | 6.3311 | 8.9049 | 12.1095 | 16.0108 | 20.5424 | 25.5424 | 31.6163 | 37.935 | 44.0711 | 49.5868 | 54.5274 | 58.5538 | 61.5294 | 63.4409 | 64.6056 | 65.3847 | 65.3955 | 65.1787 | 64.9152 | 64.5936 | 64.1735 | 63.6364 | 62.9954 | 62.2772 | 61.3086 | 60.237
TWh Cars - Electricity - Battery Electric Vehicle | TWh | System Transformation | Electricity | Annual | 0.1506 | 0.20965 | 0.31857 | 0.59861 | 0.97988 | 1.3426 | 1.8608 | 2.5479 | 3.4449 | 4.6245 | 6.137 | 8.0562 | 10.4304 | 13.2996 | 16.9295 | 21.1898 | 26.0335 | 31.2991 | 37.0453 | 42.7714 | 48.1622 | 53.0665 | 56.9272 | 60.0507 | 62.5329 | 64.3582 | 65.0356 | 64.9747 | 64.7899 | 64.4348 | 63.9602 | 63.3955 | 62.755 | 62.0946
TWh Cars - Electricity - Battery Electric Vehicle | TWh | Falling Short | Electricity | Annual | 0.1506 | 0.20965 | 0.31857 | 0.59861 | 0.97821 | 1.2956 | 1.7228 | 2.2892 | 3.0047 | 3.918 | 5.0544 | 6.4585 | 8.1587 | 10.1836 | 12.5675 | 15.3263 | 18.4546 | 21.8898 | 25.5413 | 29.9508 | 34.5158 | 39.1091 | 43.5121 | 48.1991 | 52.5359 | 56.2267 | 59.3137 | 61.9174 | 64.0497 | 64.6911 | 65.3856 | 66.152 | 66.9849 | 67.8704
TWh Cars - Electricity - Battery Electric Vehicle | TWh | Five Year Forecast | Electricity | Annual | 0.1506 | 0.20965 | 0.31857 | 0.59861 | 1.0164 | 1.5402 | 2.2998 | 3.3403 | 4.7071 | 6.5052 | 8.7749 |  | 0 | 0 | 0 | 0 | 0 | 0 | 0 | 0 | 0 | 0 | 0 | 0 | 0 | 0 | 0 | 0 | 0 | 0 | 0 | 0 | 0 | 0
TWh Cars - Electricity - Plug-in Hybrid Electric Vehicle | TWh | Leading the Way | Electricity | Annual | 0.20974 | 0.30379 | 0.38131 | 0.52425 | 0.74547 | 0.9171 | 1.1087 | 1.3155 | 1.5384 | 1.7838 | 2.0461 | 2.2903 | 2.552 | 2.8337 | 3.0954 | 2.8336 | 2.6516 | 2.447 | 2.0677 | 1.7689 | 1.576 | 1.3709 | 1.1526 | 0.91422 | 0.66138 | 0.42483 | 0.17168 | 0 | 0 | 0 | 0 | 0 | 0 | 0
TWh Cars - Electricity - Plug-in Hybrid Electric Vehicle | TWh | Consumer Transformation | Electricity | Annual | 0.20974 | 0.30379 | 0.38131 | 0.52425 | 0.7426 | 0.86143 | 0.99515 | 1.1397 | 1.296 | 1.4689 | 1.6542 | 1.8559 | 2.0706 | 2.2964 | 2.4632 | 2.6245 | 2.7813 | 2.9342 | 2.7979 | 2.5047 | 2.075 | 1.9197 | 1.7549 | 1.5747 | 1.3839 | 1.1772 | 0.95963 | 0.73134 | 0.53664 | 0.34679 | 0.15161 | 0 | 0 | 0
TWh Cars - Electricity - Plug-in Hybrid Electric Vehicle | TWh | System Transformation | Electricity | Annual | 0.20974 | 0.30379 | 0.38131 | 0.52425 | 0.7426 | 0.88102 | 1.0516 | 1.2413 | 1.4524 | 1.709 | 1.992 | 2.3074 | 2.6527 | 3.0275 | 3.362 | 3.7085 | 4.0685 | 4.4425 | 4.2706 | 4.0669 | 3.8224 | 3.3172 | 3.0264 | 2.7468 | 2.4411 | 2.102 | 1.7332 | 1.3333 | 0.94508 | 0.54159 | 0.11231 | 0 | 0 | 0
TWh Cars - Electricity - Plug-in Hybrid Electric Vehicle | TWh | Falling Short | Electricity | Annual | 0.20974 | 0.30379 | 0.38131 | 0.52425 | 0.7426 | 0.89536 | 1.085 | 1.2968 | 1.533 | 1.822 | 2.1417 | 2.4992 | 2.8917 | 3.3187 | 3.7656 | 4.2375 | 4.7212 | 5.2289 | 5.7458 | 6.2217 | 6.6992 | 7.1836 | 7.7045 | 7.2325 | 6.4791 | 5.8691 | 5.3941 | 4.8795 | 4.3403 | 3.7713 | 3.1838 | 2.5655 | 1.9283 | 1.2893
TWh Cars - Electricity - Plug-in Hybrid Electric Vehicle | TWh | Five Year Forecast | Electricity | Annual | 0.20974 | 0.30379 | 0.38131 | 0.52425 | 0.74332 | 0.88873 | 1.0601 | 1.2483 | 1.4549 | 1.6959 | 1.9585 |  | 0 | 0 | 0 | 0 | 0 | 0 | 0 | 0 | 0 | 0 | 0 | 0 | 0 | 0 | 0 | 0 | 0 | 0 | 0 | 0 | 0 | 0
TWh Cars - Petrol/Diesel | TWh | Leading the Way | Petrol/Diesel | Annual | 266.3843 | 268.7817 | 248.5918 | 240.8906 | 233.8255 | 226.1699 | 217.2683 | 208.1202 | 197.881 | 185.6948 | 172.8467 | 157.442 | 139.4127 | 120.0006 | 99.3859 | 77.6542 | 57.6996 | 40.3666 | 26.639 | 16.7684 | 9.9021 | 4.9688 | 1.9858 | 1.5846 | 1.1533 | 0.74526 | 0.30299 | 0 | 0 | 0 | 0 | 0 | 0 | 0
TWh Cars - Petrol/Diesel | TWh | Consumer Transformation | Petrol/Diesel | Annual | 266.3843 | 268.7817 | 248.5918 | 240.8906 | 233.8157 | 226.0187 | 217.1117 | 207.7695 | 197.3783 | 185.1386 | 172.443 | 158.3269 | 142.3582 | 126.0031 | 106.9971 | 87.2361 | 68.5978 | 51.8445 | 37.0048 | 25.1781 | 16.4757 | 10.3249 | 6.2445 | 3.2843 | 2.4131 | 2.0651 | 1.6936 | 1.2985 | 0.95857 | 0.62318 | 0.27409 | 0 | 0 | 0
TWh Cars - Petrol/Diesel | TWh | System Transformation | Petrol/Diesel | Annual | 266.3843 | 268.7817 | 248.5918 | 240.8906 | 234.0448 | 227.3796 | 220.0645 | 213.1134 | 205.863 | 197.5875 | 189.6943 | 181.1636 | 171.1487 | 160.7484 | 148.5892 | 134.413 | 119.3638 | 103.2586 | 86.2051 | 69.6351 | 53.9891 | 39.793 | 28.4323 | 19.1292 | 11.5035 | 5.6779 | 3.0588 | 2.3673 | 1.6881 | 0.97325 | 0.20304 | 0 | 0 | 0
TWh Cars - Petrol/Diesel | TWh | Falling Short | Petrol/Diesel | Annual | 266.3843 | 268.7817 | 248.5918 | 240.8906 | 234.0498 | 227.5012 | 220.4377 | 213.8239 | 207.0903 | 199.562 | 192.7317 | 185.6572 | 177.5308 | 169.5285 | 160.8647 | 150.8589 | 140.6713 | 129.8008 | 118.0329 | 104.7141 | 90.9508 | 76.7866 | 63.3838 | 50.3927 | 38.5867 | 28.6261 | 20.2172 | 13.2358 | 7.7527 | 6.7772 | 5.7558 | 4.6661 | 3.5283 | 2.3734
TWh Cars - Petrol/Diesel | TWh | Five Year Forecast | Petrol/Diesel | Annual | 2017-01-01: 266.3843; 2018-01-01: 268.7817; 2019-01-01: 248.5918; 2020-01-01: 240.8906; 2021-01-01: 233.934; 2022-01-01: 226.7673; 2023-01-01: 218.7206; 2024-01-01: 210.7068; 2025-01-01: 202.0531; 2026-01-01: 191.9957; 2027-01-01: 181.9289
TWh Cars - Petrol/Diesel - Plug-in Hybrid Electric Vehicle | TWh | Leading the Way | Petrol/Diesel | Annual | 0.31655 | 0.46126 | 0.58246 | 0.80562 | 1.1525 | 1.4264 | 1.7348 | 2.0707 | 2.4363 | 2.8419 | 3.2796 | 3.6931 | 4.14 | 4.6248 | 5.0824 | 4.6806 | 4.4064 | 4.0909 | 3.4777 | 2.993 | 2.6828 | 2.3477 | 1.9858 | 1.5846 | 1.1533 | 0.74526 | 0.30299 | 0 | 0 | 0 | 0 | 0 | 0 | 0
TWh Cars - Petrol/Diesel - Plug-in Hybrid Electric Vehicle | TWh | Consumer Transformation | Petrol/Diesel | Annual | 0.31655 | 0.46126 | 0.58246 | 0.80562 | 1.1481 | 1.3398 | 1.5571 | 1.794 | 2.0524 | 2.3403 | 2.6514 | 2.9927 | 3.359 | 3.7478 | 4.0443 | 4.3352 | 4.6219 | 4.9053 | 4.7059 | 4.238 | 3.5322 | 3.2876 | 3.0235 | 2.7293 | 2.4131 | 2.0651 | 1.6936 | 1.2985 | 0.95857 | 0.62318 | 0.27409 | 0 | 0 | 0
TWh Cars - Petrol/Diesel - Plug-in Hybrid Electric Vehicle | TWh | System Transformation | Petrol/Diesel | Annual | 0.31655 | 0.46126 | 0.58246 | 0.80562 | 1.1481 | 1.3703 | 1.6454 | 1.9541 | 2.3001 | 2.7228 | 3.1929 | 3.7207 | 4.3034 | 4.941 | 5.5201 | 6.1257 | 6.7609 | 7.427 | 7.1827 | 6.8815 | 6.5068 | 5.6808 | 5.2141 | 4.761 | 4.2567 | 3.6875 | 3.0588 | 2.3673 | 1.6881 | 0.97325 | 0.20304 | 0 | 0 | 0
TWh Cars - Petrol/Diesel - Plug-in Hybrid Electric Vehicle | TWh | Falling Short | Petrol/Diesel | Annual | 0.31655 | 0.46126 | 0.58246 | 0.80562 | 1.1481 | 1.3926 | 1.6977 | 2.0413 | 2.4278 | 2.9029 | 3.4328 | 4.03 | 4.691 | 5.4163 | 6.1828 | 6.9995 | 7.8456 | 8.7418 | 9.6638 | 10.5275 | 11.4039 | 12.3023 | 13.2739 | 12.5359 | 11.2979 | 10.296 | 9.5197 | 8.6635 | 7.7527 | 6.7772 | 5.7558 | 4.6661 | 3.5283 | 2.3734
TWh Cars - Petrol/Diesel - Plug-in Hybrid Electric Vehicle | TWh | Five Year Forecast | Petrol/Diesel | Annual | 2017-01-01: 0.31655; 2018-01-01: 0.46126; 2019-01-01: 0.58246; 2020-01-01: 0.80562; 2021-01-01: 1.1492; 2022-01-01: 1.3823; 2023-01-01: 1.6588; 2024-01-01: 1.965; 2025-01-01: 2.3042; 2026-01-01: 2.702; 2027-01-01: 3.1392
TWh Cars - Petrol/Diesel - Internal Combustion Engine | TWh | Leading the Way | Petrol/Diesel | Annual | 266.0677 | 268.3204 | 248.0093 | 240.0849 | 232.673 | 224.7435 | 215.5335 | 206.0495 | 195.4447 | 182.8529 | 169.5671 | 153.7489 | 135.2727 | 115.3758 | 94.3035 | 72.9737 | 53.2932 | 36.2757 | 23.1613 | 13.7754 | 7.2194 | 2.621 | 0 | 0 | 0 | 0 | 0 | 0 | 0 | 0 | 0 | 0 | 0 | 0
TWh Cars - Petrol/Diesel - Internal Combustion Engine | TWh | Consumer Transformation | Petrol/Diesel | Annual | 266.0677 | 268.3204 | 248.0093 | 240.0849 | 232.6676 | 224.6789 | 215.5545 | 205.9755 | 195.3259 | 182.7983 | 169.7915 | 155.3343 | 138.9992 | 122.2553 | 102.9529 | 82.9009 | 63.9759 | 46.9392 | 32.299 | 20.9401 | 12.9434 | 7.0372 | 3.221 | 0.55501 | 0 | 0 | 0 | 0 | 0 | 0 | 0 | 0 | 0 | 0
TWh Cars - Petrol/Diesel - Internal Combustion Engine | TWh | System Transformation | Petrol/Diesel | Annual | 266.0677 | 268.3204 | 248.0093 | 240.0849 | 232.8967 | 226.0093 | 218.4191 | 211.1594 | 203.5629 | 194.8647 | 186.5014 | 177.4429 | 166.8453 | 155.8074 | 143.0691 | 128.2873 | 112.6029 | 95.8316 | 79.0224 | 62.7536 | 47.4823 | 34.1122 | 23.2181 | 14.3683 | 7.2468 | 1.9904 | 0 | 0 | 0 | 0 | 0 | 0 | 0 | 0
TWh Cars - Petrol/Diesel - Internal Combustion Engine | TWh | Falling Short | Petrol/Diesel | Annual | 266.0677 | 268.3204 | 248.0093 | 240.0849 | 232.9018 | 226.1086 | 218.74 | 211.7826 | 204.6625 | 196.6591 | 189.2989 | 181.6272 | 172.8398 | 164.1122 | 154.682 | 143.8594 | 132.8256 | 121.059 | 108.369 | 94.1866 | 79.5469 | 64.4843 | 50.11 | 37.8568 | 27.2888 | 18.3301 | 10.6975 | 4.5722 | 0 | 0 | 0 | 0 | 0 | 0
TWh Cars - Petrol/Diesel - Internal Combustion Engine | TWh | Five Year Forecast | Petrol/Diesel | Annual | 2017-01-01: 266.0677; 2018-01-01: 268.3204; 2019-01-01: 248.0093; 2020-01-01: 240.0849; 2021-01-01: 232.7848; 2022-01-01: 225.3851; 2023-01-01: 217.0618; 2024-01-01: 208.7417; 2025-01-01: 199.749; 2026-01-01: 189.2937; 2027-01-01: 178.7897
TWh Cars - Hydrogen | TWh | Leading the Way | Hydrogen | Annual | 0.00027661 | 0.00042053 | 0.00073556 | 0.00086702 | 0.00087377 | 0.00086856 | 0.00086338 | 0.00085823 | 0.00085311 | 0.00084802 | 0.00084296 | 0.00083793 | 0.00083294 | 0.00082797 | 0.00082303 | 0.00081812 | 0.00081324 | 0.00080839 | 0.00080357 | 0.00079878 | 0.00079401 | 0.00078928 | 0.00078399 | 0.00076881 | 0.00075569 | 0.00074011 | 0.00072225 | 0.00070056 | 0.00067359 | 0.00064331 | 0.00060942 | 0.00057162 | 0.00052958 | 0.00048298
TWh Cars - Hydrogen | TWh | Consumer Transformation | Hydrogen | Annual | 0.00027661 | 0.00042053 | 0.00073556 | 0.00086702 | 0.00087377 | 0.00086856 | 0.00086338 | 0.00085823 | 0.00085311 | 0.00084802 | 0.00084296 | 0.00083793 | 0.00083294 | 0.00082797 | 0.00082303 | 0.00081812 | 0.00081324 | 0.00080839 | 0.00080357 | 0.00079878 | 0.00079401 | 0.00078928 | 0.00078457 | 0.00077989 | 0.00076892 | 0.00075899 | 0.00074845 | 0.00073972 | 0.00072933 | 0.00071717 | 0.0007033 | 0.00068798 | 0.00066904 | 0.00064825
TWh Cars - Hydrogen | TWh | System Transformation | Hydrogen | Annual | 0.00027661 | 0.00042053 | 0.00073556 | 0.00086702 | 0.00087377 | 0.0025149 | 0.0048977 | 0.0071506 | 0.0098805 | 0.013548 | 0.018143 | 0.02424 | 0.032039 | 0.042361 | 0.059143 | 0.081631 | 0.11066 | 0.1491 | 0.19959 | 0.26493 | 0.35059 | 0.46071 | 0.60412 | 0.7898 | 1.0292 | 1.3468 | 1.7432 | 2.2733 | 2.9874 | 3.9926 | 5.2234 | 6.0008 | 6.6677 | 7.3333
TWh Cars - Hydrogen | TWh | Falling Short | Hydrogen | Annual | 0.00027661 | 0.00042053 | 0.00073556 | 0.00086702 | 0.00087377 | 0.00086856 | 0.00086338 | 0.00085823 | 0.00085311 | 0.00084802 | 0.00084296 | 0.00083793 | 0.00083294 | 0.00082797 | 0.00082303 | 0.00081812 | 0.00081324 | 0.00080839 | 0.00080357 | 0.00079878 | 0.00079401 | 0.00078928 | 0.00078457 | 0.00077989 | 0.00077524 | 0.00077062 | 0.00076602 | 0.00076145 | 0.00075568 | 0.00073599 | 0.00072017 | 0.00070694 | 0.00069672 | 0.00068798
TWh Cars - Hydrogen | TWh | Five Year Forecast | Hydrogen | Annual | 2017-01-01: 0.00027661; 2018-01-01: 0.00042053; 2019-01-01: 0.00073556; 2020-01-01: 0.00086702; 2021-01-01: 0.00087377; 2022-01-01: 0.0012801; 2023-01-01: 0.001872; 2024-01-01: 0.0024313; 2025-01-01: 0.00311; 2026-01-01: 0.0040231; 2027-01-01: 0.0051679
TWh Vans - Electricity | TWh | Leading the Way | Electricity | Annual | 0.032736 | 0.038675 | 0.050383 | 0.077923 | 0.12858 | 0.22242 | 0.36969 | 0.58808 | 0.91448 | 1.3836 | 2.0601 | 3.0069 | 4.2747 | 5.9174 | 7.9459 | 10.4801 | 13.2128 | 15.8284 | 18.0112 | 19.5922 | 20.5901 | 21.1588 | 21.4548 | 21.5896 | 21.6278 | 21.5656 | 21.4916 | 21.4074 | 21.3145 | 21.2174 | 21.112 | 21.0004 | 20.8836 | 20.7622
TWh Vans - Electricity | TWh | Consumer Transformation | Electricity | Annual | 0.032736 | 0.038675 | 0.050383 | 0.077923 | 0.12858 | 0.22145 | 0.35965 | 0.57342 | 0.89464 | 1.3579 | 2.0218 | 2.9526 | 4.2005 | 5.8614 | 7.9489 | 10.3391 | 12.8767 | 15.1565 | 17.4392 | 19.1516 | 20.2731 | 20.9311 | 21.2822 | 21.4507 | 21.5108 | 21.5019 | 21.4554 | 21.3856 | 21.3007 | 21.2035 | 21.0941 | 20.9772 | 20.8538 | 20.7237
TWh Vans - Electricity | TWh | System Transformation | Electricity | Annual | 0.032736 | 0.038675 | 0.050383 | 0.077923 | 0.12858 | 0.1835 | 0.2632 | 0.37607 | 0.53665 | 0.75651 | 1.0593 | 1.4729 | 2.0273 | 2.7706 | 3.7519 | 5.0043 | 6.5568 | 8.3686 | 10.4847 | 12.7141 | 14.8738 | 16.7865 | 18.3282 | 19.4638 | 20.229 | 20.6972 | 20.7427 | 20.4482 | 20.0907 | 19.668 | 19.1713 | 18.5989 | 17.9631 | 17.2698
TWh Vans - Electricity | TWh | Falling Short | Electricity | Annual | 0.032736 | 0.038675 | 0.050383 | 0.077923 | 0.12858 | 0.17329 | 0.23376 | 0.31506 | 0.42398 | 0.56385 | 0.74547 | 0.98041 | 1.2804 | 1.6638 | 2.1544 | 2.7703 | 3.5378 | 4.464 | 5.591 | 6.891 | 8.3586 | 9.9219 | 11.4927 | 13.2156 | 14.8458 | 16.2957 | 17.5139 | 18.4794 | 19.2027 | 19.7169 | 20.0567 | 20.2628 | 20.3687 | 20.402
TWh Vans - Electricity | TWh | Five Year Forecast | Electricity | Annual | 2017-01-01: 0.032736; 2018-01-01: 0.038675; 2019-01-01: 0.050383; 2020-01-01: 0.077923; 2021-01-01: 0.12858; 2022-01-01: 0.20016; 2023-01-01: 0.30657; 2024-01-01: 0.46316; 2025-01-01: 0.69244; 2026-01-01: 1.0155; 2027-01-01: 1.4717
TWh Vans - Electricity - Battery Electric Vehicle | TWh | Leading the Way | Electricity | Annual | 0.029704 | 0.034883 | 0.048247 | 0.074675 | 0.12485 | 0.21587 | 0.35933 | 0.5727 | 0.89347 | 1.3554 | 2.0238 | 2.9604 | 4.2167 | 5.8453 | 7.8581 | 10.4071 | 13.1546 | 15.7854 | 17.9815 | 19.5778 | 20.579 | 21.1523 | 21.4542 | 21.5896 | 21.6278 | 21.5656 | 21.4916 | 21.4074 | 21.3145 | 21.2174 | 21.112 | 21.0004 | 20.8836 | 20.7622
TWh Vans - Electricity - Battery Electric Vehicle | TWh | Consumer Transformation | Electricity | Annual | 0.029704 | 0.034883 | 0.048247 | 0.074675 | 0.12485 | 0.21711 | 0.35451 | 0.56725 | 0.88742 | 1.3493 | 2.0118 | 2.9409 | 4.1871 | 5.8456 | 7.9307 | 10.3187 | 12.8542 | 15.1323 | 17.4186 | 19.1358 | 20.2581 | 20.9171 | 21.2694 | 21.4392 | 21.5008 | 21.4935 | 21.4491 | 21.3812 | 21.299 | 21.2035 | 21.0941 | 20.9772 | 20.8538 | 20.7237
TWh Vans - Electricity - Battery Electric Vehicle | TWh | System Transformation | Electricity | Annual | 0.029704 | 0.034883 | 0.048247 | 0.074675 | 0.12485 | 0.17916 | 0.25806 | 0.3699 | 0.52943 | 0.74792 | 1.0494 | 1.4612 | 2.0138 | 2.7548 | 3.7337 | 4.9839 | 6.5344 | 8.3445 | 10.4641 | 12.6983 | 14.8587 | 16.7724 | 18.3154 | 19.4522 | 20.219 | 20.6888 | 20.7364 | 20.4439 | 20.089 | 19.668 | 19.1713 | 18.5989 | 17.9631 | 17.2698
TWh Vans - Electricity - Battery Electric Vehicle | TWh | Falling Short | Electricity | Annual | 0.029704 | 0.034883 | 0.048247 | 0.074675 | 0.12485 | 0.16895 | 0.22862 | 0.30889 | 0.41675 | 0.55526 | 0.73552 | 0.96869 | 1.267 | 1.6481 | 2.1364 | 2.7503 | 3.515 | 4.4385 | 5.5628 | 6.8604 | 8.3261 | 9.888 | 11.4579 | 13.1823 | 14.8142 | 16.266 | 17.4864 | 18.4541 | 19.1802 | 19.6972 | 20.0396 | 20.2491 | 20.3583 | 20.3948
TWh Vans - Electricity - Battery Electric Vehicle | TWh | Five Year Forecast | Electricity | Annual | 0.029704 | 0.034883 | 0.048247 | 0.074675 | 0.12485 | 0.19527 | 0.30013 | 0.45468 | 0.68177 | 1.002 | 1.4551 |  | 0 | 0 | 0 | 0 | 0 | 0 | 0 | 0 | 0 | 0 | 0 | 0 | 0 | 0 | 0 | 0 | 0 | 0 | 0 | 0 | 0 | 0
TWh Vans - Electricity - Plug-in Hybrid Electric Vehicle | TWh | Leading the Way | Electricity | Annual | 0.0030321 | 0.003792 | 0.0021358 | 0.0032473 | 0.0037277 | 0.0065553 | 0.010354 | 0.015377 | 0.021008 | 0.028214 | 0.036351 | 0.046526 | 0.057993 | 0.072061 | 0.08776 | 0.073066 | 0.058221 | 0.043011 | 0.029719 | 0.014435 | 0.01104 | 0.0065189 | 0.00057797 | 0 | 0 | 0 | 0 | 0 | 0 | 0 | 0 | 0 | 0 | 0
TWh Vans - Electricity - Plug-in Hybrid Electric Vehicle | TWh | Consumer Transformation | Electricity | Annual | 0.0030321 | 0.003792 | 0.0021358 | 0.0032473 | 0.0037277 | 0.0043406 | 0.0051401 | 0.0061753 | 0.0072258 | 0.0085857 | 0.0099496 | 0.011718 | 0.013468 | 0.015809 | 0.018169 | 0.020432 | 0.022462 | 0.024134 | 0.020541 | 0.015819 | 0.015037 | 0.014053 | 0.012815 | 0.011562 | 0.0099736 | 0.008382 | 0.0063534 | 0.0043452 | 0.0016984 | 0 | 0 | 0 | 0 | 0
TWh Vans - Electricity - Plug-in Hybrid Electric Vehicle | TWh | System Transformation | Electricity | Annual | 0.0030321 | 0.003792 | 0.0021358 | 0.0032473 | 0.0037277 | 0.0043406 | 0.0051401 | 0.0061753 | 0.0072258 | 0.0085857 | 0.0099496 | 0.011718 | 0.013468 | 0.015809 | 0.018169 | 0.020432 | 0.022462 | 0.024134 | 0.020541 | 0.015819 | 0.015037 | 0.014053 | 0.012815 | 0.011562 | 0.0099736 | 0.008382 | 0.0063534 | 0.0043452 | 0.0016984 | 0 | 0 | 0 | 0 | 0
TWh Vans - Electricity - Plug-in Hybrid Electric Vehicle | TWh | Falling Short | Electricity | Annual | 0.0030321 | 0.003792 | 0.0021358 | 0.0032473 | 0.0037277 | 0.0043406 | 0.0051401 | 0.0061753 | 0.0072258 | 0.0085857 | 0.0099496 | 0.011718 | 0.013468 | 0.015752 | 0.017994 | 0.020055 | 0.022891 | 0.025527 | 0.028259 | 0.030637 | 0.032548 | 0.033939 | 0.034821 | 0.033381 | 0.031591 | 0.029799 | 0.02755 | 0.025323 | 0.022493 | 0.019712 | 0.017137 | 0.013686 | 0.010463 | 0.007133
TWh Vans - Electricity - Plug-in Hybrid Electric Vehicle | TWh | Five Year Forecast | Electricity | Annual | 0.0030321 | 0.003792 | 0.0021358 | 0.0032473 | 0.0037277 | 0.0048943 | 0.0064437 | 0.0084757 | 0.010671 | 0.013493 | 0.01655 |  | 0 | 0 | 0 | 0 | 0 | 0 | 0 | 0 | 0 | 0 | 0 | 0 | 0 | 0 | 0 | 0 | 0 | 0 | 0 | 0 | 0 | 0
TWh Vans - Hydrogen | TWh | Five Year Forecast | Hydrogen | Annual | 2017-01-01: 3.4578e-05; 2018-01-01: 2.5885e-05; 2019-01-01: 3.4447e-05; 2020-01-01: 3.4382e-05; 2021-01-01: 5.148e-05; 2022-01-01: 5.138e-05; 2023-01-01: 5.128e-05; 2024-01-01: 5.118e-05; 2025-01-01: 5.109e-05; 2026-01-01: 5.099e-05; 2027-01-01: 5.089e-05
TWh Vans - Petrol/Diesel | TWh | Five Year Forecast | Petrol/Diesel | Annual | 2017-01-01: 79.8178; 2018-01-01: 81.8224; 2019-01-01: 83.5772; 2020-01-01: 83.5704; 2021-01-01: 82.0304; 2022-01-01: 80.6662; 2023-01-01: 79.3748; 2024-01-01: 78.0495; 2025-01-01: 76.5999; 2026-01-01: 74.8923; 2027-01-01: 72.7844
TWh Vans - Petrol/Diesel - Plug-in Hybrid Electric Vehicle | TWh | Five Year Forecast | Petrol/Diesel | Annual | 2017-01-01: 0.006622; 2018-01-01: 0.0083314; 2019-01-01: 0.0047209; 2020-01-01: 0.0072211; 2021-01-01: 0.0083394; 2022-01-01: 0.011015; 2023-01-01: 0.01459; 2024-01-01: 0.019307; 2025-01-01: 0.024455; 2026-01-01: 0.031107; 2027-01-01: 0.038386
TWh Vans - Petrol/Diesel - Internal Combustion Engine | TWh | Five Year Forecast | Petrol/Diesel | Annual | 2017-01-01: 79.8111; 2018-01-01: 81.814; 2019-01-01: 83.5725; 2020-01-01: 83.5632; 2021-01-01: 82.0221; 2022-01-01: 80.6552; 2023-01-01: 79.3602; 2024-01-01: 78.0302; 2025-01-01: 76.5755; 2026-01-01: 74.8612; 2027-01-01: 72.746
TWh Vans - Hydrogen | TWh | Leading the Way | Hydrogen | Annual | 3.4578e-05 | 2.5885e-05 | 3.4447e-05 | 3.4382e-05 | 5.1475e-05 | 5.1378e-05 | 5.128e-05 | 5.1183e-05 | 5.1086e-05 | 5.0989e-05 | 5.0892e-05 | 5.0796e-05 | 5.0699e-05 | 5.0603e-05 | 5.0507e-05 | 5.0411e-05 | 5.0316e-05 | 5.022e-05 | 5.0125e-05 | 5.003e-05 | 4.9935e-05 | 4.9841e-05 | 4.9746e-05 | 4.9652e-05 | 4.9552e-05 | 4.9362e-05 | 4.922e-05 | 4.9103e-05 | 4.8998e-05 | 4.8899e-05 | 4.8803e-05 | 4.871e-05 | 4.8617e-05 | 4.8525e-05
TWh Vans - Petrol/Diesel | TWh | Leading the Way | Petrol/Diesel | Annual | 79.8178 | 81.8224 | 83.5772 | 83.5704 | 82.0304 | 80.5789 | 79.1334 | 77.5828 | 75.7893 | 73.5662 | 70.6854 | 66.9416 | 62.1377 | 56.0767 | 48.7633 | 39.7438 | 30.0927 | 20.8842 | 13.2063 | 7.6269 | 4.0758 | 2.0093 | 0.87698 | 0.29086 | 0 | 0 | 0 | 0 | 0 | 0 | 0 | 0 | 0 | 0
TWh Vans - Petrol/Diesel - Plug-in Hybrid Electric Vehicle | TWh | Leading the Way | Petrol/Diesel | Annual | 0.006622 | 0.0083314 | 0.0047209 | 0.0072211 | 0.0083394 | 0.014754 | 0.023445 | 0.035027 | 0.048143 | 0.065046 | 0.084313 | 0.10856 | 0.13614 | 0.17018 | 0.20851 | 0.17465 | 0.14 | 0.10405 | 0.072331 | 0.035344 | 0.027195 | 0.016155 | 0.0014409 | 0 | 0 | 0 | 0 | 0 | 0 | 0 | 0 | 0 | 0 | 0
TWh Vans - Petrol/Diesel - Internal Combustion Engine | TWh | Leading the Way | Petrol/Diesel | Annual | 79.8111 | 81.814 | 83.5725 | 83.5632 | 82.0221 | 80.5642 | 79.1099 | 77.5477 | 75.7412 | 73.5012 | 70.6011 | 66.833 | 62.0016 | 55.9065 | 48.5548 | 39.5692 | 29.9527 | 20.7801 | 13.134 | 7.5916 | 4.0486 | 1.9932 | 0.87554 | 0.29086 | 0 | 0 | 0 | 0 | 0 | 0 | 0 | 0 | 0 | 0
TWh Motorbikes - Electricity | TWh | Leading the Way | Electricity | Annual | 4.6855e-05 | 0.00013868 | 0.00043348 | 0.00079496 | 0.0017374 | 0.003071 | 0.0049315 | 0.0074982 | 0.011004 | 0.015748 | 0.022105 | 0.030531 | 0.041561 | 0.055784 | 0.07379 | 0.096076 | 0.12291 | 0.15417 | 0.18921 | 0.22679 | 0.26522 | 0.30264 | 0.33743 | 0.36847 | 0.39533 | 0.41815 | 0.4374 | 0.44461 | 0.44659 | 0.44788 | 0.44847 | 0.44836 | 0.44754 | 0.44605
TWh Motorbikes - Hydrogen | TWh | Leading the Way | Hydrogen | Annual | 8.1396e-07 | 8.1396e-07 | 8.1396e-07 | 8.1396e-07 | 0.00010269 | 0.00022859 | 0.00038229 | 0.00057235 | 0.00079999 | 0.0010706 | 0.0013907 | 0.0017634 | 0.0022003 | 0.0027104 | 0.0033039 | 0.0039923 | 0.0047888 | 0.0057079 | 0.0067662 | 0.007982 | 0.0093759 | 0.010971 | 0.012792 | 0.014867 | 0.017226 | 0.019902 | 0.022929 | 0.025815 | 0.028875 | 0.032379 | 0.036334 | 0.040745 | 0.045614 | 0.050939
TWh Motorbikes - Petrol/Diesel | TWh | Leading the Way | Petrol/Diesel | Annual | 2.3438 | 2.3604 | 2.3674 | 2.4037 | 2.4329 | 2.4596 | 2.4828 | 2.5011 | 2.5129 | 2.5159 | 2.5076 | 2.4845 | 2.4428 | 2.3783 | 2.2866 | 2.1641 | 2.0087 | 1.8211 | 1.6058 | 1.3711 | 1.1288 | 0.89167 | 0.67101 | 0.47422 | 0.30405 | 0.15916 | 0.035615 | 0 | 0 | 0 | 0 | 0 | 0 | 0
TWh Motorbikes - Electricity | TWh | Consumer Transformation | Electricity | Annual | 4.6855e-05 | 0.00013868 | 0.00043348 | 0.00079496 | 0.0017208 | 0.0030087 | 0.0047836 | 0.0072096 | 0.010499 | 0.014921 | 0.020809 | 0.028563 | 0.038636 | 0.051508 | 0.067627 | 0.087324 | 0.11069 | 0.13749 | 0.16704 | 0.19828 | 0.22993 | 0.26068 | 0.28951 | 0.31581 | 0.33941 | 0.36046 | 0.3793 | 0.39635 | 0.41201 | 0.4266 | 0.44041 | 0.45362 | 0.4573 | 0.45765
TWh Motorbikes - Hydrogen | TWh | Consumer Transformation | Hydrogen | Annual | 8.1396e-07 | 8.1396e-07 | 8.1396e-07 | 8.1396e-07 | 9.1977e-05 | 0.00020159 | 0.0003325 | 0.00049014 | 0.00067667 | 0.00089631 | 0.0011541 | 0.0014536 | 0.0018031 | 0.0022098 | 0.0026821 | 0.0032294 | 0.0038622 | 0.0045928 | 0.0054344 | 0.0064023 | 0.0075135 | 0.008787 | 0.010244 | 0.011907 | 0.013803 | 0.01596 | 0.018407 | 0.021179 | 0.024309 | 0.027836 | 0.031798 | 0.036235 | 0.040384 | 0.044707
TWh Motorbikes - Petrol/Diesel | TWh | Consumer Transformation | Petrol/Diesel | Annual | 2.3438 | 2.3604 | 2.3674 | 2.4037 | 2.4332 | 2.4604 | 2.4845 | 2.5043 | 2.5181 | 2.5242 | 2.52 | 2.5027 | 2.4689 | 2.4154 | 2.3386 | 2.2363 | 2.1076 | 1.9541 | 1.7804 | 1.5937 | 1.4031 | 1.2174 | 1.0437 | 0.88581 | 0.74482 | 0.61924 | 0.50625 | 0.40254 | 0.3049 | 0.21049 | 0.11694 | 0.022326 | 0 | 0
TWh Motorbikes - Electricity | TWh | System Transformation | Electricity | Annual | 4.6855e-05 | 0.00013868 | 0.00043348 | 0.00079496 | 0.0017208 | 0.0030087 | 0.0047836 | 0.0072096 | 0.010499 | 0.014921 | 0.020809 | 0.028563 | 0.038636 | 0.051508 | 0.067627 | 0.087324 | 0.11069 | 0.13749 | 0.16704 | 0.19828 | 0.22993 | 0.26068 | 0.28951 | 0.31581 | 0.33941 | 0.36046 | 0.3793 | 0.39635 | 0.41201 | 0.4266 | 0.43414 | 0.43406 | 0.43335 | 0.43203
TWh Motorbikes - Hydrogen | TWh | System Transformation | Hydrogen | Annual | 8.1396e-07 | 8.1396e-07 | 8.1396e-07 | 8.1396e-07 | 0.00013607 | 0.00029872 | 0.00049299 | 0.00072673 | 0.0010029 | 0.001328 | 0.001709 | 0.0021512 | 0.0026664 | 0.0032651 | 0.003959 | 0.0047613 | 0.0056867 | 0.0067521 | 0.0079757 | 0.0093782 | 0.010982 | 0.012812 | 0.014896 | 0.017262 | 0.019943 | 0.022973 | 0.026386 | 0.030219 | 0.034511 | 0.039299 | 0.043985 | 0.048392 | 0.053221 | 0.058467
TWh Motorbikes - Petrol/Diesel | TWh | System Transformation | Petrol/Diesel | Annual | 2.3438 | 2.3604 | 2.3674 | 2.4037 | 2.4325 | 2.4591 | 2.4823 | 2.501 | 2.5136 | 2.5182 | 2.5123 | 2.4931 | 2.4571 | 2.4009 | 2.3212 | 2.2154 | 2.0828 | 1.9248 | 1.7459 | 1.5535 | 1.3563 | 1.1632 | 0.98114 | 0.81398 | 0.66262 | 0.52554 | 0.39987 | 0.28224 | 0.16942 | 0.058563 | 0 | 0 | 0 | 0
TWh Buses - Natural Gas | TWh | Five Year Forecast | Natural Gas | Annual | 2017-01-01: 0.057678; 2018-01-01: 0.065293; 2019-01-01: 0.07605; 2020-01-01: 0.08203; 2021-01-01: 0.094865; 2022-01-01: 0.10961; 2023-01-01: 0.12655; 2024-01-01: 0.14616; 2025-01-01: 0.16896; 2026-01-01: 0.19544; 2027-01-01: 0.22644
TWh Buses - Electricity | TWh | Five Year Forecast | Electricity | Annual | 2017-01-01: 0.012014; 2018-01-01: 0.015544; 2019-01-01: 0.018526; 2020-01-01: 0.029133; 2021-01-01: 0.054736; 2022-01-01: 0.088869; 2023-01-01: 0.12119; 2024-01-01: 0.16419; 2025-01-01: 0.21902; 2026-01-01: 0.28781; 2027-01-01: 0.37418
TWh Buses - Hydrogen | TWh | Five Year Forecast | Hydrogen | Annual | 2017-01-01: 0.001536; 2018-01-01: 0.0012215; 2019-01-01: 0.0068805; 2020-01-01: 0.011265; 2021-01-01: 0.019371; 2022-01-01: 0.028944; 2023-01-01: 0.036254; 2024-01-01: 0.045168; 2025-01-01: 0.055536; 2026-01-01: 0.066941; 2027-01-01: 0.080306
TWh Buses - Petrol/Diesel | TWh | Five Year Forecast | Petrol/Diesel | Annual | 2017-01-01: 24.5979; 2018-01-01: 23.812; 2019-01-01: 23.176; 2020-01-01: 20.6598; 2021-01-01: 21.1721; 2022-01-01: 20.96; 2023-01-01: 20.7567; 2024-01-01: 20.5068; 2025-01-01: 20.2054; 2026-01-01: 19.8444; 2027-01-01: 19.4073
TWh HGVs - Natural Gas | TWh | Five Year Forecast | Natural Gas | Annual | 2017-01-01: 0.083549; 2018-01-01: 0.099633; 2019-01-01: 0.13597; 2020-01-01: 0.18956; 2021-01-01: 0.25074; 2022-01-01: 0.32306; 2023-01-01: 0.40873; 2024-01-01: 0.51069; 2025-01-01: 0.63253; 2026-01-01: 0.77832; 2027-01-01: 0.9535
TWh HGVs - Electricity | TWh | Five Year Forecast | Electricity | Annual | 2017-01-01: 0.0011404; 2018-01-01: 0.0015547; 2019-01-01: 0.0023181; 2020-01-01: 0.0028164; 2021-01-01: 0.0098156; 2022-01-01: 0.020267; 2023-01-01: 0.0357; 2024-01-01: 0.058503; 2025-01-01: 0.09221; 2026-01-01: 0.14199; 2027-01-01: 0.21544
TWh HGVs - Hydrogen | TWh | Five Year Forecast | Hydrogen | Annual | 2017-01-01: 0; 2018-01-01: 0; 2019-01-01: 0; 2020-01-01: 0; 2021-01-01: 0.0076378; 2022-01-01: 0.017039; 2023-01-01: 0.028518; 2024-01-01: 0.042801; 2025-01-01: 0.060839; 2026-01-01: 0.083897; 2027-01-01: 0.11396
TWh HGVs - Petrol/Diesel | TWh | Five Year Forecast | Petrol/Diesel | Annual | 2017-01-01: 74.1286; 2018-01-01: 73.7289; 2019-01-01: 73.6893; 2020-01-01: 71.7027; 2021-01-01: 72.5921; 2022-01-01: 72.201; 2023-01-01: 71.7864; 2024-01-01: 71.3397; 2025-01-01: 70.8488; 2026-01-01: 70.2969; 2027-01-01: 69.6603
TWh Motorbikes - Electricity | TWh | Five Year Forecast | Electricity | Annual | 2017-01-01: 4.6855e-05; 2018-01-01: 0.00013868; 2019-01-01: 0.00043348; 2020-01-01: 0.00079496; 2021-01-01: 0.0016732; 2022-01-01: 0.0028689; 2023-01-01: 0.0044844; 2024-01-01: 0.006653; 2025-01-01: 0.009546; 2026-01-01: 0.013381; 2027-01-01: 0.018426
TWh Motorbikes - Hydrogen | TWh | Five Year Forecast | Hydrogen | Annual | 2017-01-01: 8.1396e-07; 2018-01-01: 8.1396e-07; 2019-01-01: 8.1396e-07; 2020-01-01: 8.1396e-07; 2021-01-01: 0.00011294; 2022-01-01: 0.0002466; 2023-01-01: 0.00040474; 2024-01-01: 0.00059436; 2025-01-01: 0.0008161; 2026-01-01: 0.0010742; 2027-01-01: 0.0013735
TWh Motorbikes - Petrol/Diesel | TWh | Five Year Forecast | Petrol/Diesel | Annual | 2017-01-01: 2.3438; 2018-01-01: 2.3604; 2019-01-01: 2.3674; 2020-01-01: 2.4037; 2021-01-01: 2.4332; 2022-01-01: 2.4608; 2023-01-01: 2.4856; 2024-01-01: 2.5068; 2025-01-01: 2.5229; 2026-01-01: 2.5326; 2027-01-01: 2.5338
TWh Buses - Natural Gas | TWh | Leading the Way | Natural Gas | Annual | 0.057678 | 0.065293 | 0.07605 | 0.08203 | 0.092022 | 0.10295 | 0.11479 | 0.12771 | 0.14186 | 0.15721 | 0.17409 | 0.19246 | 0.21247 | 0.23442 | 0.25827 | 0.28432 | 0.31269 | 0.34367 | 0.33023 | 0.31605 | 0.30115 | 0.2851 | 0.26792 | 0.24943 | 0.22942 | 0.20794 | 0.18457 | 0.15937 | 0.13215 | 0.10254 | 0.070579 | 0.035903 | 0 | 0
TWh Buses - Electricity | TWh | Leading the Way | Electricity | Annual | 0.012014 | 0.015544 | 0.018526 | 0.029133 | 0.06634 | 0.11705 | 0.16339 | 0.22636 | 0.30767 | 0.41184 | 0.54332 | 0.70654 | 0.90541 | 1.1426 | 1.4165 | 1.7264 | 2.0633 | 2.4169 | 2.7755 | 3.1272 | 3.4537 | 3.7475 | 4.0059 | 4.2304 | 4.438 | 4.6043 | 4.7371 | 4.7894 | 4.7408 | 4.6853 | 4.6248 | 4.5574 | 4.4828 | 4.3947
TWh Buses - Hydrogen | TWh | Leading the Way | Hydrogen | Annual | 0.001536 | 0.0012215 | 0.0068805 | 0.011265 | 0.020096 | 0.03051 | 0.037538 | 0.046346 | 0.056609 | 0.068688 | 0.082837 | 0.099211 | 0.11824 | 0.14026 | 0.16559 | 0.19473 | 0.22816 | 0.26637 | 0.31008 | 0.35992 | 0.41669 | 0.48116 | 0.55435 | 0.63726 | 0.73121 | 0.83723 | 0.95657 | 1.0816 | 1.1999 | 1.3373 | 1.4891 | 1.6607 | 1.8513 | 2.0572
TWh Buses - Petrol/Diesel | TWh | Leading the Way | Petrol/Diesel | Annual | 24.5979 | 23.812 | 23.176 | 20.6598 | 21.1277 | 20.8656 | 20.625 | 20.3154 | 19.9303 | 19.4513 | 18.8602 | 18.1395 | 17.2727 | 16.2489 | 15.0734 | 13.7486 | 12.3091 | 10.794 | 9.2892 | 7.8026 | 6.4053 | 5.1268 | 3.9755 | 2.9446 | 1.9645 | 1.1307 | 0.4102 | 0 | 0 | 0 | 0 | 0 | 0 | 0
TWh HGVs - Natural Gas | TWh | Leading the Way | Natural Gas | Annual | 0.083549 | 0.099633 | 0.13597 | 0.18956 | 0.21873 | 0.25048 | 0.28511 | 0.32291 | 0.36438 | 0.40938 | 0.4585 | 0.51229 | 0.57093 | 0.63472 | 0.70435 | 0.78059 | 0.86355 | 0.95396 | 1.0317 | 1.1162 | 1.2082 | 1.3086 | 1.4181 | 1.3276 | 1.2271 | 1.1186 | 1.0017 | 0.87515 | 0.73816 | 0.59053 | 0.41513 | 0.22548 | 0.019254 | 6.4439e-05
TWh HGVs - Electricity | TWh | Leading the Way | Electricity | Annual | 0.0011404 | 0.0015547 | 0.0023181 | 0.0028164 | 0.011895 | 0.025592 | 0.045967 | 0.076299 | 0.12138 | 0.18838 | 0.28799 | 0.43557 | 0.65388 | 0.97539 | 1.446 | 2.1288 | 3.1066 | 4.4811 | 6.3278 | 8.59 | 11.3448 | 14.6099 | 18.285 | 22.3456 | 26.2334 | 29.8737 | 32.4937 | 32.555 | 32.3336 | 32.0783 | 31.802 | 31.5018 | 31.1807 | 30.7582
TWh HGVs - Hydrogen | TWh | Leading the Way | Hydrogen | Annual | 0 | 0 | 0 | 0 | 0.010184 | 0.022228 | 0.036054 | 0.05214 | 0.070776 | 0.092135 | 0.11671 | 0.14518 | 0.17787 | 0.21559 | 0.25899 | 0.30904 | 0.36675 | 0.43322 | 0.50762 | 0.58235 | 0.66142 | 0.74947 | 0.85438 | 0.99502 | 1.1917 | 1.4916 | 1.9119 | 2.149 | 2.3434 | 2.5933 | 2.8903 | 3.2302 | 3.611 | 4.0258
TWh HGVs - Petrol/Diesel | TWh | Leading the Way | Petrol/Diesel | Annual | 74.1286 | 73.7289 | 73.6893 | 71.7027 | 72.608 | 72.2371 | 71.8478 | 71.4325 | 70.9799 | 70.4742 | 69.8918 | 69.198 | 68.3438 | 67.2586 | 65.844 | 63.9663 | 61.4535 | 58.1009 | 53.8201 | 48.8631 | 43.0976 | 36.4912 | 29.1995 | 21.3854 | 13.8149 | 6.5582 | 0.86993 | 0 | 0 | 0 | 0 | 0 | 0 | 0
TWh Vans - Hydrogen | TWh | Consumer Transformation | Hydrogen | Annual | 3.4578e-05 | 2.5885e-05 | 3.4447e-05 | 3.4382e-05 | 5.1475e-05 | 5.1378e-05 | 5.128e-05 | 5.1183e-05 | 5.1086e-05 | 5.0989e-05 | 5.0892e-05 | 5.0796e-05 | 5.0699e-05 | 5.0603e-05 | 5.0507e-05 | 5.0411e-05 | 5.0316e-05 | 5.022e-05 | 0.00036831 | 0.00077784 | 0.0013095 | 0.0019895 | 0.0028767 | 0.0040303 | 0.0055338 | 0.0075014 | 0.01011 | 0.013513 | 0.018049 | 0.023791 | 0.03085 | 0.040023 | 0.05192 | 0.067366
TWh Vans - Petrol/Diesel | TWh | Consumer Transformation | Petrol/Diesel | Annual | 79.8178 | 81.8224 | 83.5772 | 83.5704 | 82.0304 | 80.581 | 79.1683 | 77.6316 | 75.8534 | 73.6472 | 70.807 | 67.114 | 62.3739 | 56.2405 | 48.7102 | 40.2098 | 31.2568 | 23.2424 | 15.2181 | 9.1821 | 5.1964 | 2.8164 | 1.4911 | 0.78343 | 0.41214 | 0.21772 | 0.11262 | 0.052768 | 0.012901 | 0 | 0 | 0 | 0 | 0
TWh Vans - Petrol/Diesel - Plug-in Hybrid Electric Vehicle | TWh | Consumer Transformation | Petrol/Diesel | Annual | 0.006622 | 0.0083314 | 0.0047209 | 0.0072211 | 0.0083394 | 0.0097693 | 0.011638 | 0.014067 | 0.016559 | 0.019794 | 0.023077 | 0.027343 | 0.031616 | 0.037336 | 0.043167 | 0.048838 | 0.054015 | 0.058384 | 0.049992 | 0.038733 | 0.03704 | 0.034826 | 0.03195 | 0.028998 | 0.025166 | 0.021278 | 0.016226 | 0.011164 | 0.0043899 | 0 | 0 | 0 | 0 | 0
TWh Vans - Petrol/Diesel - Internal Combustion Engine | TWh | Consumer Transformation | Petrol/Diesel | Annual | 79.8111 | 81.814 | 83.5725 | 83.5632 | 82.0221 | 80.5713 | 79.1567 | 77.6175 | 75.8369 | 73.6274 | 70.7839 | 67.0866 | 62.3423 | 56.2031 | 48.667 | 40.161 | 31.2028 | 23.184 | 15.1681 | 9.1434 | 5.1594 | 2.7815 | 1.4592 | 0.75444 | 0.38697 | 0.19644 | 0.096399 | 0.041604 | 0.0085111 | 0 | 0 | 0 | 0 | 0
TWh Buses - Natural Gas | TWh | Consumer Transformation | Natural Gas | Annual | 0.057678 | 0.065293 | 0.07605 | 0.08203 | 0.092022 | 0.10295 | 0.11479 | 0.12771 | 0.14186 | 0.15721 | 0.17409 | 0.19246 | 0.21247 | 0.23442 | 0.25827 | 0.28432 | 0.31269 | 0.34367 | 0.33023 | 0.31605 | 0.30115 | 0.2851 | 0.26792 | 0.24943 | 0.22942 | 0.20794 | 0.18457 | 0.15937 | 0.13215 | 0.10254 | 0.070579 | 0.035903 | 0 | 0
TWh Buses - Electricity | TWh | Consumer Transformation | Electricity | Annual | 0.012014 | 0.015544 | 0.018526 | 0.029133 | 0.056572 | 0.09339 | 0.12779 | 0.17401 | 0.23345 | 0.30948 | 0.4057 | 0.52609 | 0.67474 | 0.8555 | 1.0705 | 1.3221 | 1.6082 | 1.9248 | 2.2649 | 2.6194 | 2.9722 | 3.3113 | 3.6271 | 3.9137 | 4.1796 | 4.4026 | 4.5865 | 4.7235 | 4.8365 | 4.9164 | 4.9803 | 4.958 | 4.9333 | 4.8987
TWh Buses - Hydrogen | TWh | Consumer Transformation | Hydrogen | Annual | 0.001536 | 0.0012215 | 0.0068805 | 0.011265 | 0.019496 | 0.02892 | 0.034377 | 0.041044 | 0.048606 | 0.057143 | 0.066829 | 0.077739 | 0.089945 | 0.10361 | 0.11881 | 0.13568 | 0.15431 | 0.17493 | 0.19759 | 0.22253 | 0.24989 | 0.27989 | 0.31266 | 0.34851 | 0.38772 | 0.43051 | 0.47706 | 0.52756 | 0.58255 | 0.6421 | 0.70595 | 0.76521 | 0.83154 | 0.90341
TWh Buses - Petrol/Diesel | TWh | Consumer Transformation | Petrol/Diesel | Annual | 24.5979 | 23.812 | 23.176 | 20.6598 | 21.1671 | 20.9697 | 20.7871 | 20.5553 | 20.269 | 19.9148 | 19.4779 | 18.9426 | 18.2927 | 17.5122 | 16.593 | 15.5248 | 14.3162 | 12.9821 | 11.5899 | 10.1383 | 8.6904 | 7.2937 | 5.9857 | 4.789 | 3.6705 | 2.7168 | 1.9134 | 1.2904 | 0.7569 | 0.34911 | 0 | 0 | 0 | 0
TWh HGVs - Natural Gas | TWh | Consumer Transformation | Natural Gas | Annual | 0.083549 | 0.099633 | 0.13597 | 0.18956 | 0.2402 | 0.30162 | 0.3759 | 0.46598 | 0.57559 | 0.70892 | 0.87097 | 1.0682 | 1.3084 | 1.6009 | 1.957 | 2.3906 | 2.9176 | 3.557 | 3.988 | 4.496 | 5.0934 | 5.7923 | 6.6001 | 6.3236 | 5.9989 | 5.6202 | 5.1774 | 4.6577 | 4.0469 | 3.328 | 2.4616 | 1.4435 | 0.25053 | 0.0002912
TWh HGVs - Electricity | TWh | Consumer Transformation | Electricity | Annual | 0.0011404 | 0.0015547 | 0.0023181 | 0.0028164 | 0.015352 | 0.033895 | 0.061192 | 0.10147 | 0.16088 | 0.24847 | 0.3773 | 0.56659 | 0.84382 | 1.248 | 1.8334 | 2.6731 | 3.8603 | 5.5041 | 7.6888 | 10.3282 | 13.4488 | 16.9814 | 20.7025 | 24.7137 | 28.5386 | 31.0768 | 31.6423 | 31.6724 | 31.7157 | 31.7858 | 31.9019 | 32.0669 | 32.2896 | 32.1183
TWh HGVs - Hydrogen | TWh | Consumer Transformation | Hydrogen | Annual | 0 | 0 | 0 | 0 | 0.012129 | 0.025981 | 0.041302 | 0.05833 | 0.077188 | 0.097929 | 0.12085 | 0.14607 | 0.17388 | 0.2044 | 0.23799 | 0.27498 | 0.31576 | 0.36047 | 0.40852 | 0.45409 | 0.49975 | 0.54847 | 0.60427 | 0.68064 | 0.78984 | 0.93534 | 1.1089 | 1.1711 | 1.2691 | 1.3936 | 1.5404 | 1.7082 | 1.8978 | 2.0919
TWh HGVs - Petrol/Diesel | TWh | Consumer Transformation | Petrol/Diesel | Annual | 74.1286 | 73.7289 | 73.6893 | 71.7027 | 72.5811 | 72.1744 | 71.7381 | 71.2608 | 70.7267 | 70.1133 | 69.3895 | 68.5097 | 67.4104 | 66.0031 | 64.1664 | 61.739 | 58.5182 | 54.2713 | 49.2305 | 43.4048 | 36.7391 | 29.3382 | 21.5604 | 14.0393 | 6.8388 | 1.7702 | 0 | 0 | 0 | 0 | 0 | 0 | 0 | 0
TWh Vans - Hydrogen | TWh | System Transformation | Hydrogen | Annual | 3.4578e-05 | 2.5885e-05 | 3.4447e-05 | 3.4382e-05 | 5.1475e-05 | 5.1378e-05 | 5.128e-05 | 5.1183e-05 | 5.1086e-05 | 5.0989e-05 | 5.0892e-05 | 5.0796e-05 | 5.0699e-05 | 5.0603e-05 | 5.0507e-05 | 5.0411e-05 | 5.0316e-05 | 5.022e-05 | 0.042526 | 0.097013 | 0.16682 | 0.25662 | 0.37221 | 0.52092 | 0.71212 | 0.95734 | 1.2582 | 1.6214 | 2.0814 | 2.6493 | 3.3348 | 4.1487 | 5.0735 | 6.1025
TWh Vans - Petrol/Diesel | TWh | System Transformation | Petrol/Diesel | Annual | 79.8178 | 81.8224 | 83.5772 | 83.5704 | 82.0304 | 80.732 | 79.5417 | 78.3766 | 77.1711 | 75.8285 | 74.2596 | 72.3836 | 70.0835 | 67.1893 | 63.5502 | 59.0423 | 53.5451 | 47.1762 | 39.6602 | 31.7099 | 23.9432 | 16.9669 | 11.2033 | 6.7649 | 3.4906 | 1.0804 | 0.016226 | 0.011164 | 0.0043899 | 0 | 0 | 0 | 0 | 0
TWh Vans - Petrol/Diesel - Plug-in Hybrid Electric Vehicle | TWh | System Transformation | Petrol/Diesel | Annual | 0.006622 | 0.0083314 | 0.0047209 | 0.0072211 | 0.0083394 | 0.0097693 | 0.011638 | 0.014067 | 0.016559 | 0.019794 | 0.023077 | 0.027343 | 0.031616 | 0.037336 | 0.043167 | 0.048838 | 0.054015 | 0.058384 | 0.049992 | 0.038733 | 0.03704 | 0.034826 | 0.03195 | 0.028998 | 0.025166 | 0.021278 | 0.016226 | 0.011164 | 0.0043899 | 0 | 0 | 0 | 0 | 0
TWh Vans - Petrol/Diesel - Internal Combustion Engine | TWh | System Transformation | Petrol/Diesel | Annual | 79.8111 | 81.814 | 83.5725 | 83.5632 | 82.0221 | 80.7223 | 79.5301 | 78.3626 | 77.1545 | 75.8087 | 74.2365 | 72.3562 | 70.0519 | 67.1519 | 63.507 | 58.9935 | 53.4911 | 47.1178 | 39.6102 | 31.6712 | 23.9061 | 16.9321 | 11.1714 | 6.7359 | 3.4654 | 1.0591 | 0 | 0 | 0 | 0 | 0 | 0 | 0 | 0
TWh Buses - Natural Gas | TWh | System Transformation | Natural Gas | Annual | 0.057678 | 0.065293 | 0.07605 | 0.08203 | 0.092022 | 0.10295 | 0.11479 | 0.12771 | 0.14186 | 0.15721 | 0.17409 | 0.19246 | 0.21247 | 0.23442 | 0.25827 | 0.28432 | 0.31269 | 0.34367 | 0.33023 | 0.31605 | 0.30115 | 0.2851 | 0.26792 | 0.24943 | 0.22942 | 0.20794 | 0.18457 | 0.15937 | 0.13215 | 0.10254 | 0.070579 | 0.035903 | 0 | 0
TWh Buses - Electricity | TWh | System Transformation | Electricity | Annual | 0.012014 | 0.015544 | 0.018526 | 0.029133 | 0.055995 | 0.091516 | 0.12365 | 0.16638 | 0.22068 | 0.28937 | 0.37547 | 0.48225 | 0.6132 | 0.77175 | 0.95998 | 1.1807 | 1.4331 | 1.7153 | 2.0231 | 2.35 | 2.6836 | 3.0135 | 3.3299 | 3.6254 | 3.9037 | 4.1446 | 4.3482 | 4.3182 | 4.2221 | 4.1118 | 3.9913 | 3.8594 | 3.7185 | 3.5661
TWh Buses - Hydrogen | TWh | System Transformation | Hydrogen | Annual | 0.001536 | 0.0012215 | 0.0068805 | 0.011265 | 0.020596 | 0.0321 | 0.040995 | 0.052336 | 0.066077 | 0.082755 | 0.1029 | 0.1271 | 0.15616 | 0.19103 | 0.23262 | 0.28222 | 0.34108 | 0.41088 | 0.49351 | 0.59104 | 0.7058 | 0.84038 | 0.99782 | 1.1813 | 1.3947 | 1.6409 | 1.9235 | 2.1513 | 2.3867 | 2.6601 | 2.9616 | 3.2943 | 3.6511 | 4.0178
TWh Buses - Petrol/Diesel | TWh | System Transformation | Petrol/Diesel | Annual | 24.5979 | 23.812 | 23.176 | 20.6598 | 21.1677 | 20.9531 | 20.7552 | 20.5109 | 20.2165 | 19.8599 | 19.4282 | 18.9076 | 18.283 | 17.5392 | 16.6667 | 15.6524 | 14.497 | 13.2055 | 11.8317 | 10.3606 | 8.8373 | 7.3001 | 5.7824 | 4.309 | 2.859 | 1.5086 | 0.25132 | 0 | 0 | 0 | 0 | 0 | 0 | 0
TWh HGVs - Natural Gas | TWh | System Transformation | Natural Gas | Annual | 0.083549 | 0.099633 | 0.13597 | 0.18956 | 0.25225 | 0.32975 | 0.42547 | 0.54402 | 0.691 | 0.87318 | 1.0996 | 1.3815 | 1.7324 | 2.1694 | 2.7133 | 3.3904 | 4.2303 | 5.2554 | 5.9249 | 6.7215 | 7.6649 | 8.7739 | 10.0685 | 9.6746 | 9.2099 | 8.6608 | 8.0101 | 7.2366 | 6.3157 | 5.2186 | 3.8842 | 2.3005 | 0.42229 | 0
TWh HGVs - Electricity | TWh | System Transformation | Electricity | Annual | 0.0011404 | 0.0015547 | 0.0023181 | 0.0028164 | 0.006808 | 0.012807 | 0.021751 | 0.035056 | 0.054846 | 0.084245 | 0.12783 | 0.19234 | 0.28738 | 0.42667 | 0.629 | 0.9192 | 1.3277 | 1.8728 | 2.5977 | 3.3153 | 4.0231 | 4.7161 | 5.3876 | 6.0256 | 6.6091 | 7.1068 | 7.3725 | 7.2619 | 7.1285 | 6.9784 | 6.8172 | 6.6511 | 6.4885 | 6.3323
TWh HGVs - Hydrogen | TWh | System Transformation | Hydrogen | Annual | 0 | 0 | 0 | 0 | 0.0082389 | 0.019945 | 0.036715 | 0.060733 | 0.095392 | 0.14552 | 0.2183 | 0.32412 | 0.47846 | 0.7039 | 1.0328 | 1.5115 | 2.2051 | 3.2 | 4.6103 | 6.5559 | 9.168 | 12.5294 | 16.6003 | 21.6787 | 26.6649 | 31.5545 | 33.9031 | 34.3148 | 34.8467 | 35.5072 | 36.3244 | 37.2962 | 38.4377 | 38.7123
TWh HGVs - Petrol/Diesel | TWh | System Transformation | Petrol/Diesel | Annual | 74.1286 | 73.7289 | 73.6893 | 71.7027 | 72.5947 | 72.2033 | 71.7837 | 71.3255 | 70.814 | 70.2285 | 69.5402 | 68.7081 | 67.6752 | 66.3613 | 64.6577 | 62.4172 | 59.4524 | 55.5939 | 51.211 | 46.1457 | 40.2366 | 33.3865 | 25.6402 | 17.9529 | 10.531 | 3.4451 | 0 | 0 | 0 | 0 | 0 | 0 | 0 | 0
TWh Motorbikes - Electricity | TWh | Falling Short | Electricity | Annual | 4.6855e-05 | 0.00013868 | 0.00043348 | 0.00079496 | 0.0015137 | 0.0023874 | 0.0034391 | 0.0046944 | 0.0061819 | 0.0079328 | 0.0099825 | 0.012369 | 0.015135 | 0.018326 | 0.021994 | 0.026191 | 0.030975 | 0.036409 | 0.042555 | 0.049479 | 0.057248 | 0.065926 | 0.075575 | 0.08625 | 0.097998 | 0.11085 | 0.12484 | 0.13996 | 0.15619 | 0.17349 | 0.19181 | 0.21104 | 0.23109 | 0.25182
TWh Motorbikes - Hydrogen | TWh | Falling Short | Hydrogen | Annual | 8.1396e-07 | 8.1396e-07 | 8.1396e-07 | 8.1396e-07 | 0.00012101 | 0.00025748 | 0.00041119 | 0.00058822 | 0.00078479 | 0.0010018 | 0.0012403 | 0.0014967 | 0.0017763 | 0.0020801 | 0.0024088 | 0.0027634 | 0.0031449 | 0.003554 | 0.0039917 | 0.0044589 | 0.0049566 | 0.0054858 | 0.0060477 | 0.0066434 | 0.0072741 | 0.0079411 | 0.0086459 | 0.0093898 | 0.010174 | 0.011002 | 0.011873 | 0.01279 | 0.013755 | 0.01477
TWh Motorbikes - Petrol/Diesel | TWh | Falling Short | Petrol/Diesel | Annual | 2.3438 | 2.3604 | 2.3674 | 2.4037 | 2.4342 | 2.464 | 2.4929 | 2.5207 | 2.5471 | 2.5721 | 2.5952 | 2.6164 | 2.6353 | 2.6515 | 2.6646 | 2.6744 | 2.6803 | 2.682 | 2.679 | 2.6709 | 2.6571 | 2.6373 | 2.6109 | 2.5776 | 2.5371 | 2.4891 | 2.4334 | 2.3701 | 2.2992 | 2.2211 | 2.1361 | 2.045 | 1.9483 | 1.8472
TWh Vans - Hydrogen | TWh | Falling Short | Hydrogen | Annual | 3.4578e-05 | 2.5885e-05 | 3.4447e-05 | 3.4382e-05 | 5.1475e-05 | 5.1378e-05 | 5.128e-05 | 5.1183e-05 | 5.1086e-05 | 5.0989e-05 | 5.0892e-05 | 5.0796e-05 | 5.0699e-05 | 5.0603e-05 | 5.0507e-05 | 5.0411e-05 | 5.0316e-05 | 5.022e-05 | 5.0125e-05 | 5.003e-05 | 4.9935e-05 | 4.9841e-05 | 4.9746e-05 | 4.9652e-05 | 4.9558e-05 | 4.9464e-05 | 4.937e-05 | 4.9276e-05 | 4.9183e-05 | 4.9089e-05 | 4.8996e-05 | 4.8903e-05 | 4.8811e-05 | 4.8718e-05
TWh Vans - Petrol/Diesel | TWh | Falling Short | Petrol/Diesel | Annual | 79.8178 | 81.8224 | 83.5772 | 83.5704 | 82.0304 | 80.7727 | 79.6557 | 78.607 | 77.5858 | 76.5272 | 75.3855 | 74.1377 | 72.733 | 71.1099 | 69.1984 | 66.9284 | 64.1924 | 60.9443 | 57.0164 | 52.4854 | 47.3505 | 41.8543 | 36.2979 | 30.156 | 24.2781 | 18.9541 | 14.3833 | 10.6507 | 7.7312 | 5.5301 | 3.9177 | 2.759 | 1.9407 | 1.3682
TWh Vans - Petrol/Diesel - Plug-in Hybrid Electric Vehicle | TWh | Falling Short | Petrol/Diesel | Annual | 0.006622 | 0.0083314 | 0.0047209 | 0.0072211 | 0.0083394 | 0.0097693 | 0.011638 | 0.014067 | 0.016559 | 0.019794 | 0.023077 | 0.027343 | 0.031616 | 0.0372 | 0.042752 | 0.047936 | 0.055045 | 0.061755 | 0.068776 | 0.075015 | 0.080175 | 0.084105 | 0.086813 | 0.083724 | 0.079714 | 0.075645 | 0.070357 | 0.06506 | 0.058139 | 0.051258 | 0.044832 | 0.03602 | 0.027703 | 0.019
TWh Vans - Petrol/Diesel - Internal Combustion Engine | TWh | Falling Short | Petrol/Diesel | Annual | 79.8111 | 81.814 | 83.5725 | 83.5632 | 82.0221 | 80.7629 | 79.6441 | 78.5929 | 77.5692 | 76.5074 | 75.3624 | 74.1103 | 72.7014 | 71.0727 | 69.1556 | 66.8805 | 64.1374 | 60.8825 | 56.9476 | 52.4103 | 47.2703 | 41.7702 | 36.2111 | 30.0723 | 24.1983 | 18.8784 | 14.3129 | 10.5856 | 7.6731 | 5.4788 | 3.8728 | 2.7229 | 1.913 | 1.3492
TWh Buses - Natural Gas | TWh | Falling Short | Natural Gas | Annual | 0.057678 | 0.065293 | 0.07605 | 0.08203 | 0.10339 | 0.12961 | 0.16183 | 0.20151 | 0.25025 | 0.31012 | 0.38348 | 0.47332 | 0.58323 | 0.71756 | 0.88103 | 1.0799 | 1.3209 | 1.6114 | 1.96 | 2.3769 | 2.8706 | 3.4506 | 4.1235 | 4.0524 | 3.9711 | 3.8772 | 3.7682 | 3.6404 | 3.49 | 3.3118 | 3.1006 | 2.849 | 2.5497 | 2.1939
TWh Buses - Electricity | TWh | Falling Short | Electricity | Annual | 0.012014 | 0.015544 | 0.018526 | 0.029133 | 0.040035 | 0.053518 | 0.069954 | 0.090006 | 0.11428 | 0.14054 | 0.17223 | 0.21035 | 0.25608 | 0.31068 | 0.37548 | 0.4522 | 0.54237 | 0.64766 | 0.76976 | 0.91023 | 1.0698 | 1.2492 | 1.4482 | 1.6661 | 1.9025 | 2.1518 | 2.4097 | 2.6683 | 2.9242 | 3.1682 | 3.3994 | 3.6088 | 3.7935 | 3.9397
TWh Buses - Hydrogen | TWh | Falling Short | Hydrogen | Annual | 0.001536 | 0.0012215 | 0.0068805 | 0.011265 | 0.017297 | 0.024249 | 0.032105 | 0.040946 | 0.050851 | 0.05918 | 0.068661 | 0.079464 | 0.09166 | 0.10541 | 0.12078 | 0.13812 | 0.15747 | 0.17909 | 0.20329 | 0.2302 | 0.26015 | 0.29343 | 0.33042 | 0.37142 | 0.41697 | 0.46734 | 0.52304 | 0.58441 | 0.65212 | 0.72665 | 0.80873 | 0.89881 | 0.99757 | 1.1021
TWh Buses - Petrol/Diesel | TWh | Falling Short | Petrol/Diesel | Annual | 24.5979 | 23.812 | 23.176 | 20.6598 | 21.226 | 21.0516 | 20.8593 | 20.6454 | 20.4058 | 20.1517 | 19.8631 | 19.5336 | 19.1551 | 18.7188 | 18.2153 | 17.632 | 16.9569 | 16.1769 | 15.2774 | 14.2435 | 13.0642 | 11.7287 | 10.2311 | 9.2885 | 8.2752 | 7.2144 | 6.125 | 5.0407 | 3.977 | 2.9739 | 2.0388 | 1.2116 | 0.50981 | 0
TWh HGVs - Natural Gas | TWh | Falling Short | Natural Gas | Annual | 0.083549 | 0.099633 | 0.13597 | 0.18956 | 0.29178 | 0.4104 | 0.54845 | 0.70986 | 0.89916 | 1.1218 | 1.3849 | 1.697 | 2.0684 | 2.5126 | 3.0453 | 3.6864 | 4.458 | 5.386 | 6.4984 | 7.8219 | 9.3786 | 10.9706 | 12.5819 | 13.443 | 14.394 | 15.4375 | 16.5742 | 17.8018 | 16.9385 | 15.9618 | 14.7828 | 13.4472 | 11.9309 | 10.2029
TWh HGVs - Electricity | TWh | Falling Short | Electricity | Annual | 0.0011404 | 0.0015547 | 0.0023181 | 0.0028164 | 0.0052074 | 0.0087746 | 0.01389 | 0.021184 | 0.031738 | 0.046853 | 0.068632 | 0.099951 | 0.14494 | 0.20954 | 0.3022 | 0.43482 | 0.62425 | 0.89385 | 1.2754 | 1.8114 | 2.5568 | 3.4863 | 4.6491 | 6.4355 | 8.5706 | 11.1146 | 14.0854 | 17.4195 | 21.4781 | 25.0779 | 27.8708 | 28.2857 | 28.7761 | 29.3548
TWh HGVs - Hydrogen | TWh | Falling Short | Hydrogen | Annual | 0 | 0 | 0 | 0 | 0 | 0 | 0 | 0 | 0 | 0 | 0 | 0 | 0 | 0 | 0 | 0 | 0 | 0 | 0 | 0 | 0 | 0 | 0 | 0 | 0 | 0 | 0 | 0 | 0 | 0 | 0 | 0 | 0 | 0
TWh HGVs - Petrol/Diesel | TWh | Falling Short | Petrol/Diesel | Annual | 74.1286 | 73.7289 | 73.6893 | 71.7027 | 72.5845 | 72.1893 | 71.776 | 71.34 | 70.8746 | 70.3715 | 69.8198 | 69.2044 | 68.5061 | 67.6981 | 66.7461 | 65.6035 | 64.2106 | 62.4899 | 60.3447 | 57.6573 | 54.2915 | 50.5935 | 46.512 | 41.9302 | 36.7297 | 30.8123 | 24.1505 | 16.8537 | 9.8221 | 4.0131 | 0 | 0 | 0 | 0

## ED6
ED6: Road Transport Notes
Return to: Main Menu
Return to: Chapter contents
Column | Category | Description
Data Item | # Cars - All | all cars (as defined by DfT/DVLA in https://assets.publishing.service.gov.uk/government/uploads/system/uploads/attachment_data/file/917624/vehicle-licensing-statistics-notes-definitions.pdf). History from Vehicle licensing data tables - VEH0101. Includes vehicles licenced as taxis from DfT taxi statistics taxi0102 and Scottish Transport Statistics table 1.4. ([# Cars - Electric Vehicles] + [# Cars - Hydrogen] + [# Cars - Internal Combustion Engine])
Data Item | # Vans - All | History from DfT/DVLA Vehicle licensing data tables - VEH0101. Refers to all vans (also known as light goods vehicles) <3.5t (as defined by DfT/DVLA in https://assets.publishing.service.gov.uk/government/uploads/system/uploads/attachment_data/file/917624/vehicle-licensing-statistics-notes-definitions.pdf). ([# Vans - Electric Vehicles] + [# Vans - Hydrogen] + [# Vans - Internal Combustion Engine])
Data Item | # Motorbikes - All | History from DfT/DVLA Vehicle licensing data tables - VEH0305 & VEH0130, attempting to reduce the number of powerful e-bicycles represented. Refers to all motorcycles (as defined by DfT/DVLA in https://assets.publishing.service.gov.uk/government/uploads/system/uploads/attachment_data/file/917624/vehicle-licensing-statistics-notes-definitions.pdf). ([# Motorbikes - Electric Vehicles - Battery Electric Vehicle] + [# Motorbikes - Hydrogen]+ [# Motorbikes - Internal Combustion Engine])
Data Item | # Buses - All | History from DfT/DVLA Vehicle licensing data tables - VEH0603. Please note this refers to all buses, coaches and minibuses (as defined by DfT/DVLA in https://assets.publishing.service.gov.uk/government/uploads/system/uploads/attachment_data/file/917624/vehicle-licensing-statistics-notes-definitions.pdf). ([# Buses - Natural Gas] + [# Buses - Electric Vehicles - Battery Electric Vehicle] + [# Buses - Hydrogen]+ [# Buses - Internal Combustion Engine])
Data Item | # HGVs - All | History from DfT/DVLA Vehicle licensing data tables - VEH0101. Refers to all Heavy Goods Vehicles >3.5t (as defined by DfT/DVLA in https://assets.publishing.service.gov.uk/government/uploads/system/uploads/attachment_data/file/917624/vehicle-licensing-statistics-notes-definitions.pdf). ([# HGVs - Natural Gas] + [# HGVs - Electric Vehicles - Battery Electric Vehicle] + [# HGVs - Hydrogen]+ [# HGVs - Internal Combustion Engine])
Data Item | # Vehicles - Electric Vehicles | Refers to all electric vehicles on the road ([# Cars - Electric Vehicles] + [# Vans - Electric Vehicles] + [# HGVs - Electric Vehicles - Battery Electric Vehicle] + [# Buses - Electric Vehicles - Battery Electric Vehicle] + [# Motorbikes - Electric Vehicles - Battery Electric Vehicle])
Fuel | # Vehicles - Hydrogen | Refers to all hydrogen vehicles on the road (modelled Fuel Cell Electric cars, vans, buses, HGVs & Motorbikes) ([# Cars - Hydrogen] + [# Vans - Hydrogen] + [# HGVs - Hydrogen] + [# Buses - Hydrogen] + [# Motorbikes - Hydrogen])
Data Item | # Vehicles - Natural Gas | Refers to all natural gas vehicles on the road. Modelled Compressed Natural Gas (CNG) buses, CNG HGVs & Liquified Natural Gas (LNG) HGVs. ([# HGVs - Natural Gas] + [# Buses - Natural Gas])
Data Item | # Vehicles - Internal Combustion Engine | Refers to all non-plug-in vehicles with an internal combustion engine running on petrol/diesel. This therefore covers mild hybrid vehicles for instance ([# Cars -Internal Combustion Engine] + [# Vans - Internal Combustion Engine] + [# HGVs - Internal Combustion Engine] + [# Buses - Internal Combustion Engine] + [# Motorbikes - Internal Combustion Engine])
Data Item | # Cars - Electric Vehicles | This refers to all battery electric vehicle (BEV) cars and plug-in hybrid electric vehicle (PHEVs) cars on the road ([# Cars - Electric Vehicles - Plug-in Hybrid Electric Vehicle] + [# Cars - Electric Vehicles - Battery Electric Vehicle])
Data Item | # Vans - Electric Vehicles | This refers to all battery electric vehicle (BEV) vans and plug-in hybrid electric vehicle (PHEVs) vans on the road ([# Vans - Electric Vehicles - Plug-in Hybrid Electric Vehicle] + [# Vans - Electric Vehicles - Battery Electric Vehicle])
Data Item | TWh Vehicles - Electricity | Total electricity demand from vehicles on the road. The electricity demand for cars and vans is made up of the electricity demands from PHEVs & BEVs. ([TWh Cars - Electricity] + [TWh Vans - Electricity] + [TWh Motorbikes - Electricity] + [TWh Buses - Electricity] + [TWh HGVs - Electricity])
Data Item | TWh Vehicles - Hydrogen | Total hydrogen demand from vehicles on the road ([TWh Cars - Hydrogen] + [TWh Vans - Hydrogen] + [TWh Motorbikes - Hydrogen] + [TWh Buses - Hydrogen] + [TWh HGVs - Hydrogen])
Data Item | TWh Vehicles - Natural Gas | Total natural gas (CNG & LNG) demand from vehicles on the road ([TWh Buses - Natural Gas] + [TWh HGVs - Natural Gas])
Data Item | TWh Vehicles - Petrol/Diesel | Total Petrol/Diesel demand from vehicles on the road. The petrol/diesel demand for cars and vans is made up of the petrol/diesel demands from PHEVs & internal combustion engine vehicles. ([TWh Cars - Petrol/Diesel] + [TWh Vans - Petrol/Diesel] + [TWh Motorbikes - Petrol/Diesel] + [TWh Buses - Petrol/Diesel] + [TWh HGVs - Petrol/Diesel])
Data Item | Electric Vehicle Peak Demand | Total demand at winter system peak (5-6pm) from all electric vehicles [# Vehicles - Electric Vehicles]. This demand including the reductions from smart charging
Data Item | Electric Vehicle Unmanaged Peak Demand | What the total demand at winter system peak (5-6pm) from all electric vehicles [# Vehicles - Electric Vehicles] is if no smart charging is assumed (additional to that inherent in the Electric Vehicle Charging Behaviour Study residential profile)
Data Item | V2G Maximum Capacity available at Peak | Theoretical vehicle-to-grid (V2G) capacity available at time of winter transmission system peak, 5pm-6pm (all engaged vehicles parked residentially at this time). Capacity actually dispatched depends on market conditions
Data Item | V2G Maximum Capacity | Total V2G theoretical export capacity (of all residential vehicles which participate in V2G). Capacity available at any given time of day depends on an availability profile
Peak/Annual/Minimum | Peak | Demand at the current winter transmission system peak (5pm-6pm)
Peak/Annual/Minimum | Reference data | Data is not used in the calculation of Peak/Annual/Minimum in ED1
Peak/Annual/Minimum | # Vehicles | Number of vehicles on the road in that year
Fuel | Hybrid (Electricity & Petrol/Diesel) | This refers to the fact these vehicles will have both an electricity demand and a petrol/diesel demand associated to them. E.g. Data item # Cars - Electric Vehicles - Plug-in Hybrid Electric Vehicle is responsible for the annual demands in data item TWh Cars - Electricity - Plug-in Hybrid Electric Vehicle & data item TWh Cars - Petrol/Diesel - Plug-in Hybrid Electric Vehicle

## WS1
WS1: Whole System & Gas Supply
Return to: Main Menu
Return to: Chapter contents
Notes: | Bioenergy supply/demand is only matched at 2050 and is based on the supply numbers from the CCC
Fuel Type | Scenario | Units | Category | Sector | Fuel | Feedstock | Category Lookup | 2020 | 2021 | 2022 | 2023 | 2024 | 2025 | 2026 | 2027 | 2028 | 2029 | 2030 | 2031 | 2032 | 2033 | 2034 | 2035 | 2036 | 2037 | 2038 | 2039 | 2040 | 2041 | 2042 | 2043 | 2044 | 2045 | 2046 | 2047 | 2048 | 2049 | 2050
Bioenergy | Consumer Transformation | TWh | Demand | Power Generation | Biomass |  |  | 18.9977 | 21.6523 | 26.8947 | 26.608 | 25.7926 | 24.662 | 25.6999 | 23.2451 | 0.34295 | 0.2954 | 0.23797 | 0.18221 | 0.17233 | 0.15871 | 0.11263 | 0.10043 | 0.099111 | 0.089798 | 0.090015 | 0.085275 | 0.083088 | 0.064222 | 0.063285 | 0.044908 | 0.039291 | 0.033451 | 0.030274 | 0.03079 | 0.031171 | 0.030732 | 0.030906
Bioenergy | Consumer Transformation | TWh | Demand | Power Generation | CCSBiomass |  |  | 0 | 0 | 0 | 0 | 0 | 0 | 0 | 0 | 0 | 7.4159 | 14.8317 | 39.1018 | 39.1018 | 70.7877 | 78.8777 | 86.2936 | 89.7416 | 94.2826 | 101.9791 | 101.9791 | 101.9791 | 114.2166 | 120.3354 | 120.3354 | 120.3354 | 120.3354 | 120.3354 | 120.3354 | 120.3354 | 159.1038 | 159.1038
Bioenergy | Consumer Transformation | TWh | Demand | Power Generation | Tees-WoodPellets |  |  | 0.0066033 | 0 | 0 | 0 | 0 | 0 | 0 | 0 | 0 | 0 | 0 | 0 | 0 | 0 | 0 | 0 | 0 | 0 | 0 | 0 | 0 | 0 | 0 | 0 | 0 | 0 | 0 | 0 | 0 | 0 | 0
Bioenergy | Consumer Transformation | TWh | Demand | Power Generation | Waste |  |  | 37.468 | 38.004 | 41.2097 | 42.961 | 43.4029 | 42.7408 | 43.2388 | 40.8574 | 41.8904 | 41.1283 | 40.0154 | 37.3559 | 36.3486 | 36.095 | 35.087 | 35.4864 | 35.3317 | 34.495 | 34.0333 | 33.876 | 32.9438 | 31.2971 | 29.4442 | 28.7667 | 27.4483 | 27.1505 | 26.8352 | 26.3751 | 26.138 | 25.6906 | 25.5537
Bioenergy | Consumer Transformation | TWh | Demand | Power Generation | WoodPellets |  |  | 6.6968 | 25.5596 | 15.445 | 0.60375 | 0.43791 | 0.31557 | 0.582 | 0.48661 | 0.53039 | 0.32677 | 0.25616 | 0.13705 | 0.13659 | 0.084639 | 0.10223 | 0.05098 | 0.021796 | 0.02409 | 0.024287 | 0.024352 | 0.024287 | 0.024156 | 0.023828 | 0.023435 | 0.019053 | 0 | 0 | 0 | 0 | 0 | 0
Bioenergy | System Transformation | TWh | Demand | Power Generation | Biomass |  |  | 18.9977 | 21.8 | 28.73 | 29.69 | 28.99 | 28.31 | 29.31 | 28.67 | 0.42 | 0.43 | 0.29 | 0.26 | 0.22 | 0.18 | 0.12 | 0.11 | 0.13 | 0.15 | 0.14 | 0.12 | 0.14 | 0.13 | 0.13 | 0.13 | 0.12 | 0.13 | 0.12 | 0.14 | 0.17 | 0.16 | 0.15
Bioenergy | System Transformation | TWh | Demand | Power Generation | CCSBiomass |  |  | 0 | 0 | 0 | 0 | 0 | 0 | 0 | 0 | 0 | 0 | 7.42 | 7.42 | 22.92 | 22.92 | 54.61 | 70.79 | 82.97 | 82.97 | 88.63 | 95.86 | 95.86 | 95.86 | 95.86 | 101.98 | 101.98 | 101.98 | 101.98 | 101.98 | 101.98 | 101.98 | 134.83
Bioenergy | System Transformation | TWh | Demand | Power Generation | Tees-WoodPellets |  |  | 0.0066033 | 0 | 0 | 0 | 0 | 0 | 0 | 0 | 0 | 0 | 0 | 0 | 0 | 0 | 0 | 0 | 0 | 0 | 0 | 0 | 0 | 0 | 0 | 0 | 0 | 0 | 0 | 0 | 0 | 0 | 0
Bioenergy | System Transformation | TWh | Demand | Power Generation | Waste |  |  | 37.468 | 38.01 | 41.63 | 42.75 | 43.26 | 42.69 | 41.88 | 41.92 | 41.06 | 42.29 | 37.03 | 34.75 | 31.66 | 30.29 | 28.68 | 26.87 | 25.51 | 24.45 | 23.5 | 22.26 | 21.21 | 19.94 | 19.34 | 18.95 | 18.79 | 18.53 | 18.09 | 17.8 | 17.49 | 17.28 | 16.96
Bioenergy | System Transformation | TWh | Demand | Power Generation | WoodPellets |  |  | 6.6968 | 25.6 | 16.43 | 1.76 | 0.82 | 0.41 | 0.62 | 0.51 | 0.54 | 0.57 | 0.26 | 0.24 | 0.13 | 0.13 | 0.09 | 0.04 | 0 | 0 | 0 | 0 | 0 | 0 | 0 | 0 | 0 | 0 | 0 | 0 | 0 | 0 | 0
Bioenergy | Leading the Way | TWh | Demand | Power Generation | Biomass |  |  | 18.9977 | 21.7481 | 27.1028 | 26.4363 | 26.1293 | 24.3828 | 21.8281 | 20.6118 | 16.3063 | 15.5933 | 14.8787 | 12.8956 | 12.7493 | 10.8757 | 7.8294 | 7.2754 | 6.6669 | 6.8078 | 7.142 | 5.9285 | 4.4881 | 3.878 | 3.7489 | 3.5774 | 3.8008 | 3.4169 | 3.6178 | 3.8116 | 3.9112 | 4.1361 | 4.302
Bioenergy | Leading the Way | TWh | Demand | Power Generation | CCSBiomass |  |  | 0 | 0 | 0 | 0 | 0 | 0 | 0 | 0 | 12.5933 | 12.5933 | 25.1865 | 25.1865 | 37.7798 | 37.7798 | 50.373 | 50.373 | 64.1111 | 64.1111 | 64.1111 | 64.1111 | 64.1111 | 64.1111 | 64.1111 | 64.1111 | 64.1111 | 64.1111 | 64.1111 | 64.1111 | 64.1111 | 64.1111 | 64.1111
Bioenergy | Leading the Way | TWh | Demand | Power Generation | Tees-WoodPellets |  |  | 0.0066033 | 0 | 0 | 0 | 0 | 0 | 0 | 0 | 0 | 0 | 0 | 0 | 0 | 0 | 0 | 0 | 0 | 0 | 0 | 0 | 0 | 0 | 0 | 0 | 0 | 0 | 0 | 0 | 0 | 0 | 0
Bioenergy | Leading the Way | TWh | Demand | Power Generation | Waste |  |  | 37.468 | 38.0607 | 41.2022 | 43.9485 | 42.012 | 40.806 | 37.1621 | 36.5479 | 38.7141 | 39.0957 | 39.0751 | 36.0029 | 35.0144 | 33.6597 | 33.1364 | 34.2743 | 33.6194 | 33.8527 | 34.0672 | 33.5178 | 32.7659 | 31.4441 | 29.9454 | 29.4528 | 29.2541 | 29.1264 | 28.936 | 28.7899 | 28.4935 | 28.3293 | 28.1054
Bioenergy | Leading the Way | TWh | Demand | Power Generation | WoodPellets |  |  | 6.6968 | 25.4709 | 23.1392 | 1.0042 | 0.45656 | 0.39188 | 0.99283 | 0.89655 | 13.4821 | 12.7107 | 8.9423 | 7.4737 | 4.443 | 2.3358 | 1.1456 | 1.359 | 1.3517 | 1.8425 | 1.9538 | 1.8286 | 0 | 0 | 0 | 0 | 0 | 0 | 0 | 0 | 0 | 0 | 0
Bioenergy | Falling Short | TWh | Demand | Power Generation | Biomass |  |  | 18.9977 | 21.8714 | 28.7966 | 28.8602 | 29.1805 | 28.4384 | 35.8181 | 35.9231 | 0.67282 | 0.5846 | 0.55394 | 0.54552 | 0.51277 | 0.47298 | 0.34941 | 0.38569 | 0.25949 | 0.3327 | 0.39649 | 0.41298 | 0.44249 | 0.48095 | 0.46998 | 0.48724 | 0.46453 | 0.47423 | 0.47471 | 0.50319 | 0.5279 | 0.51734 | 0.56251
Bioenergy | Falling Short | TWh | Demand | Power Generation | CCSBiomass |  |  | 0 | 0 | 0 | 0 | 0 | 0 | 0 | 0 | 0 | 0 | 0 | 5.0559 | 4.9877 | 11.2177 | 11.2177 | 16.8266 | 16.8266 | 22.4354 | 22.4354 | 22.4354 | 22.4354 | 22.4354 | 22.4354 | 28.5542 | 28.5542 | 28.5542 | 40.7916 | 40.7916 | 46.9104 | 46.9104 | 53.0291
Bioenergy | Falling Short | TWh | Demand | Power Generation | Tees-WoodPellets |  |  | 0.0066033 | 0 | 0 | 0 | 0 | 0 | 0 | 0 | 0 | 0 | 0 | 0 | 0 | 0 | 0 | 0 | 0 | 0 | 0 | 0 | 0 | 0 | 0 | 0 | 0 | 0 | 0 | 0 | 0 | 0 | 0
Bioenergy | Falling Short | TWh | Demand | Power Generation | Waste |  |  | 37.468 | 38.0486 | 41.0223 | 46.2681 | 47.9999 | 50.0651 | 50.8401 | 50.068 | 48.8668 | 47.1117 | 45.2565 | 44.3633 | 42.0796 | 40.1291 | 37.1815 | 36.3739 | 31.524 | 27.1465 | 26.0034 | 25.1668 | 23.6858 | 21.3065 | 20.4628 | 20.0174 | 19.2928 | 19.2172 | 18.4794 | 18.1886 | 18.0694 | 17.6785 | 17.5007
Bioenergy | Falling Short | TWh | Demand | Power Generation | WoodPellets |  |  | 6.6968 | 26.5583 | 11.5396 | 1.2674 | 0.9171 | 0.43 | 0.5166 | 0.48474 | 0.6339 | 0.56843 | 0.53756 | 0.44211 | 0.41066 | 0.27807 | 0.28172 | 0.17844 | 0.11238 | 0.066891 | 0.065097 | 0.069968 | 0.076284 | 0.068995 | 0.06534 | 0.069844 | 0.063675 | 0.065768 | 0.063745 | 0.074234 | 0.076245 | 0.075346 | 0.079868
Bioenergy | Consumer Transformation | TWh | Demand | Residential Heat | bioLPG |  |  | 0 | 0.14 | 1.76 | 2.34 | 2.88 | 3.43 | 3.84 | 4.2 | 4.53 | 4.84 | 5.1 | 5.34 | 5.59 | 5.83 | 6.09 | 6.35 | 5.55 | 5.33 | 5.08 | 4.83 | 4.58 | 4.48 | 4.48 | 4.51 | 4.58 | 4.65 | 4.78 | 4.87 | 4.96 | 5.05 | 5.12
Bioenergy | Consumer Transformation | TWh | Demand | Residential Heat | biomass |  |  | 0 | 0.01 | 0.05 | 0.09 | 0.13 | 0.17 | 0.21 | 0.24 | 0.26 | 0.3 | 0.38 | 0.48 | 0.57 | 0.62 | 0.65 | 0.68 | 0.68 | 0.65 | 0.64 | 0.66 | 0.75 | 0.85 | 0.95 | 1.07 | 1.19 | 1.26 | 1.32 | 1.41 | 1.52 | 1.66 | 1.8
Bioenergy | Consumer Transformation | TWh | Demand | Residential Heat | Biomethane |  |  | 1.21 | 1.34 | 0.42 | 0.43 | 0.44 | 0.44 | 0.45 | 0.46 | 0.5 | 0.54 | 0.48 | 0.55 | 0.63 | 0.73 | 0.84 | 1.1 | 1.33 | 1.59 | 1.85 | 2.1 | 2.35 | 2.6 | 2.83 | 3.04 | 3.22 | 3.68 | 3.82 | 3.94 | 4.05 | 4.17 | 4.22
Bioenergy | System Transformation | TWh | Demand | Residential Heat | bioLPG |  |  | 0 | 0.14 | 0.59 | 1.08 | 1.56 | 1.99 | 2.39 | 2.76 | 3.07 | 3.36 | 3.62 | 3.85 | 4.07 | 4.3 | 4.51 | 4.75 | 4.91 | 4.86 | 4.71 | 4.59 | 4.48 | 4.43 | 4.5 | 4.64 | 4.82 | 5.04 | 5.33 | 5.55 | 5.79 | 6.03 | 6.26
Bioenergy | System Transformation | TWh | Demand | Residential Heat | biomass |  |  | 0 | 0.01 | 0.03 | 0.06 | 0.09 | 0.11 | 0.14 | 0.16 | 0.19 | 0.22 | 0.25 | 0.28 | 0.3 | 0.31 | 0.32 | 0.34 | 0.35 | 0.34 | 0.34 | 0.37 | 0.42 | 0.47 | 0.53 | 0.58 | 0.63 | 0.67 | 0.73 | 0.79 | 0.86 | 0.93 | 1
Bioenergy | System Transformation | TWh | Demand | Residential Heat | Biomethane |  |  | 1.21 | 1.34 | 0.15 | 0.15 | 0.15 | 0.11 | 0.11 | 0.11 | 0.11 | 0.12 | 0.08 | 0.08 | 0.09 | 0.09 | 0.1 | 0.12 | 0.15 | 0.19 | 0.23 | 0.27 | 0.31 | 0.35 | 0.39 | 0.42 | 0.45 | 0.48 | 0.51 | 0.53 | 0.55 | 0.57 | 0.58
Bioenergy | Leading the Way | TWh | Demand | Residential Heat | bioLPG |  |  | 0 | 0.14 | 1.7019 | 2.0961 | 2.4706 | 2.8284 | 3.2146 | 3.5738 | 3.9023 | 4.1861 | 4.4433 | 4.6831 | 4.9179 | 5.1548 | 5.3963 | 5.6435 | 5.2444 | 5.2387 | 5.3308 | 5.3765 | 5.3764 | 5.3922 | 5.4821 | 5.6254 | 5.8069 | 6.019 | 6.2491 | 6.4137 | 6.5729 | 6.7244 | 6.8676
Bioenergy | Leading the Way | TWh | Demand | Residential Heat | biomass |  |  | 0 | 0.01 | 0.048002 | 0.080614 | 0.11012 | 0.13447 | 0.1602 | 0.18006 | 0.20123 | 0.24976 | 0.3242 | 0.42702 | 0.51618 | 0.59066 | 0.64704 | 0.70824 | 0.71785 | 0.77136 | 0.83927 | 0.93276 | 1.0349 | 1.1437 | 1.2878 | 1.473 | 1.6586 | 1.8638 | 2.1129 | 2.4253 | 2.846 | 3.4218 | 4.1791
Bioenergy | Leading the Way | TWh | Demand | Residential Heat | Biomethane |  |  | 1.21 | 1.34 | 0.85656 | 0.87607 | 0.89048 | 0.66873 | 0.67212 | 0.6972 | 0.75227 | 0.81762 | 0.55878 | 0.62689 | 0.7069 | 0.79705 | 0.89821 | 1.0802 | 1.2826 | 1.5027 | 1.7122 | 1.9169 | 2.2877 | 2.5119 | 2.707 | 2.8722 | 3.0156 | 3.4871 | 3.5958 | 3.6995 | 3.8071 | 3.9132 | 4.6668
Bioenergy | Falling Short | TWh | Demand | Residential Heat | bioLPG |  |  | 0 | 0.14 | 0.22 | 0.28 | 0.32 | 0.39 | 0.49 | 0.6 | 0.69 | 0.79 | 0.89 | 0.97 | 1.05 | 1.1 | 1.16 | 1.2 | 1.12 | 1.08 | 1.08 | 1.1 | 1.09 | 1.1 | 1.11 | 1.13 | 1.16 | 1.18 | 1.22 | 1.36 | 1.51 | 1.67 | 1.85
Bioenergy | Falling Short | TWh | Demand | Residential Heat | biomass |  |  | 0 | 0.01 | 0.02 | 0.03 | 0.05 | 0.06 | 0.08 | 0.1 | 0.12 | 0.14 | 0.17 | 0.19 | 0.22 | 0.24 | 0.27 | 0.3 | 0.32 | 0.34 | 0.36 | 0.38 | 0.4 | 0.41 | 0.42 | 0.43 | 0.43 | 0.44 | 0.45 | 0.45 | 0.46 | 0.46 | 0.46
Bioenergy | Falling Short | TWh | Demand | Residential Heat | Biomethane |  |  | 1.21 | 1.34 | 1.53 | 1.72 | 1.91 | 1.96 | 2.08 | 2.2 | 2.33 | 2.47 | 0.71 | 0.77 | 0.83 | 0.9 | 0.99 | 1.1 | 1.19 | 1.27 | 1.36 | 1.46 | 1.56 | 1.69 | 1.82 | 1.95 | 2.08 | 3.69 | 3.92 | 4.2 | 4.51 | 4.86 | 5.33
Bioenergy | Consumer Transformation | TWh | Demand | Industrial | bioLPG |  | Industrial & Commercial | 0 | 0 | 0.04 | 0.06 | 0.08 | 0.11 | 0.13 | 0.15 | 0.16 | 0.18 | 0.19 | 0.21 | 0.22 | 0.23 | 0.24 | 0.25 | 0.24 | 0.23 | 0.23 | 0.22 | 0.22 | 0.22 | 0.22 | 0.22 | 0.22 | 0.23 | 0.23 | 0.25 | 0.25 | 0.25 | 0.25
Bioenergy | Consumer Transformation | TWh | Demand | Industrial | biomass |  | Industrial & Commercial | 1.58 | 1.47 | 1.17 | 1.08 | 0.99 | 0.89 | 0.78 | 0.75 | 0.74 | 0.74 | 0.75 | 0.74 | 0.75 | 0.76 | 0.7 | 0.67 | 0.68 | 0.71 | 0.73 | 0.77 | 0.79 | 0.83 | 0.85 | 0.85 | 0.83 | 0.83 | 0.83 | 0.83 | 0.83 | 0.86 | 0.89
Bioenergy | Consumer Transformation | TWh | Demand | Industrial | Biomethane |  | Industrial & Commercial | 0 | 0.01 | 0 | 0.01 | 0.01 | 0.01 | 0.02 | 0.02 | 0.03 | 0.03 | 0.04 | 0.04 | 0.05 | 0.05 | 0.06 | 0.06 | 0.07 | 0.07 | 0.08 | 0.08 | 0.09 | 0.09 | 0.09 | 0.09 | 0.1 | 0.11 | 0.11 | 0.12 | 0.12 | 0.12 | 0.12
Bioenergy | System Transformation | TWh | Demand | Industrial | bioLPG |  | Industrial & Commercial | 0 | 0 | 0.01 | 0.02 | 0.03 | 0.04 | 0.05 | 0.05 | 0.05 | 0.06 | 0.06 | 0.07 | 0.08 | 0.09 | 0.11 | 0.12 | 0.14 | 0.15 | 0.15 | 0.16 | 0.16 | 0.17 | 0.17 | 0.18 | 0.18 | 0.19 | 0.2 | 0.21 | 0.21 | 0.22 | 0.22
Bioenergy | System Transformation | TWh | Demand | Industrial | biomass |  | Industrial & Commercial | 1.58 | 1.47 | 1.2 | 1.11 | 1.02 | 0.92 | 0.8 | 0.75 | 0.76 | 0.76 | 0.76 | 0.76 | 0.76 | 0.75 | 0.73 | 0.72 | 0.73 | 0.77 | 0.8 | 0.85 | 0.85 | 0.88 | 0.89 | 0.87 | 0.83 | 0.8 | 0.8 | 0.79 | 0.78 | 0.79 | 0.83
Bioenergy | System Transformation | TWh | Demand | Industrial | Biomethane |  | Industrial & Commercial | 0 | 0.01 | 0 | 0 | 0 | 0 | 0 | 0 | 0 | 0.01 | 0.01 | 0.01 | 0.01 | 0.01 | 0.01 | 0.01 | 0.01 | 0.01 | 0.01 | 0.01 | 0.01 | 0.01 | 0.01 | 0.01 | 0.01 | 0.01 | 0.01 | 0.01 | 0.01 | 0.01 | 0.01
Bioenergy | Leading the Way | TWh | Demand | Industrial | bioLPG |  | Industrial & Commercial | 0 | 0 | 0.04 | 0.06 | 0.08 | 0.11 | 0.12 | 0.13 | 0.15 | 0.16 | 0.17 | 0.18 | 0.2 | 0.21 | 0.22 | 0.23 | 0.22 | 0.21 | 0.21 | 0.21 | 0.2 | 0.2 | 0.21 | 0.21 | 0.21 | 0.21 | 0.22 | 0.22 | 0.24 | 0.24 | 0.24
Bioenergy | Leading the Way | TWh | Demand | Industrial | biomass |  | Industrial & Commercial | 1.58 | 1.47 | 1.13 | 1.04 | 0.95 | 0.86 | 0.75 | 0.72 | 0.72 | 0.72 | 0.7 | 0.7 | 0.69 | 0.7 | 0.67 | 0.63 | 0.63 | 0.65 | 0.67 | 0.68 | 0.71 | 0.74 | 0.75 | 0.73 | 0.72 | 0.71 | 0.7 | 0.7 | 0.7 | 0.71 | 0.74
Bioenergy | Leading the Way | TWh | Demand | Industrial | Biomethane |  | Industrial & Commercial | 0 | 0.01 | 0.01 | 0.01 | 0.02 | 0.02 | 0.02 | 0.03 | 0.04 | 0.05 | 0.04 | 0.04 | 0.05 | 0.05 | 0.05 | 0.06 | 0.06 | 0.06 | 0.07 | 0.07 | 0.08 | 0.08 | 0.08 | 0.08 | 0.08 | 0.1 | 0.1 | 0.1 | 0.11 | 0.11 | 0.14
Bioenergy | Falling Short | TWh | Demand | Industrial | bioLPG |  | Industrial & Commercial | 0 | 0 | 0 | 0 | 0 | 0 | 0 | 0 | 0 | 0.01 | 0.01 | 0.01 | 0.01 | 0.01 | 0.01 | 0.01 | 0.01 | 0 | 0 | 0 | 0 | 0 | 0 | 0 | 0 | 0 | 0 | 0 | 0 | 0 | 0
Bioenergy | Falling Short | TWh | Demand | Industrial | biomass |  | Industrial & Commercial | 1.58 | 1.47 | 1.37 | 1.26 | 1.16 | 1.05 | 0.95 | 0.84 | 0.74 | 0.63 | 0.53 | 0.42 | 0.32 | 0.21 | 0.11 | 0 | 0 | 0.01 | 0.02 | 0.03 | 0.03 | 0.04 | 0.05 | 0.06 | 0.07 | 0.09 | 0.1 | 0.11 | 0.11 | 0.13 | 0.15
Bioenergy | Falling Short | TWh | Demand | Industrial | Biomethane |  | Industrial & Commercial | 0 | 0.01 | 0.02 | 0.03 | 0.04 | 0.04 | 0.04 | 0.04 | 0.05 | 0.05 | 0.02 | 0.02 | 0.02 | 0.02 | 0.02 | 0.03 | 0.03 | 0.03 | 0.03 | 0.03 | 0.03 | 0.03 | 0.03 | 0.03 | 0.03 | 0.05 | 0.05 | 0.05 | 0.05 | 0.05 | 0.05
Bioenergy | Consumer Transformation | TWh | Demand | Commercial | bioLPG |  | Industrial & Commercial | 0 | 0.01 | 0.28 | 0.41 | 0.51 | 0.63 | 0.73 | 0.83 | 0.92 | 1 | 1.08 | 1.17 | 1.25 | 1.34 | 1.44 | 1.54 | 1.52 | 1.5 | 1.5 | 1.49 | 1.48 | 1.48 | 1.5 | 1.52 | 1.54 | 1.57 | 1.59 | 1.62 | 1.64 | 1.65 | 1.66
Bioenergy | Consumer Transformation | TWh | Demand | Commercial | biomass |  | Industrial & Commercial | 1.6 | 1.49 | 1.51 | 1.39 | 1.28 | 1.17 | 1.11 | 1.15 | 1.35 | 1.64 | 1.91 | 2.16 | 2.42 | 2.62 | 2.69 | 2.73 | 2.88 | 3.08 | 3.28 | 3.47 | 3.71 | 4.11 | 4.39 | 4.54 | 4.61 | 4.7 | 4.81 | 4.88 | 5.04 | 5.35 | 5.68
Bioenergy | Consumer Transformation | TWh | Demand | Commercial | Biomethane |  | Industrial & Commercial | 0 | 0.1 | 0.06 | 0.08 | 0.11 | 0.15 | 0.21 | 0.27 | 0.34 | 0.4 | 0.43 | 0.48 | 0.54 | 0.59 | 0.65 | 0.76 | 0.82 | 0.89 | 0.95 | 1.01 | 1.06 | 1.1 | 1.11 | 1.14 | 1.17 | 1.31 | 1.35 | 1.39 | 1.43 | 1.46 | 1.49
Bioenergy | System Transformation | TWh | Demand | Commercial | bioLPG |  | Industrial & Commercial | 0 | 0.01 | 0.07 | 0.16 | 0.24 | 0.33 | 0.42 | 0.51 | 0.58 | 0.65 | 0.71 | 0.78 | 0.83 | 0.9 | 0.97 | 1.06 | 1.15 | 1.18 | 1.19 | 1.2 | 1.22 | 1.23 | 1.25 | 1.28 | 1.31 | 1.35 | 1.39 | 1.42 | 1.45 | 1.48 | 1.49
Bioenergy | System Transformation | TWh | Demand | Commercial | biomass |  | Industrial & Commercial | 1.6 | 1.49 | 1.55 | 1.43 | 1.31 | 1.19 | 1.11 | 1.14 | 1.37 | 1.69 | 1.97 | 2.17 | 2.38 | 2.55 | 2.59 | 2.56 | 2.63 | 2.76 | 2.91 | 3.04 | 3.25 | 3.69 | 3.98 | 4.04 | 4.03 | 4.03 | 4.12 | 4.19 | 4.27 | 4.46 | 4.71
Bioenergy | System Transformation | TWh | Demand | Commercial | Biomethane |  | Industrial & Commercial | 0 | 0.1 | 0.02 | 0.03 | 0.04 | 0.03 | 0.03 | 0.04 | 0.06 | 0.07 | 0.08 | 0.09 | 0.1 | 0.11 | 0.12 | 0.13 | 0.13 | 0.14 | 0.15 | 0.15 | 0.16 | 0.17 | 0.17 | 0.17 | 0.16 | 0.16 | 0.16 | 0.16 | 0.17 | 0.17 | 0.17
Bioenergy | Leading the Way | TWh | Demand | Commercial | bioLPG |  | Industrial & Commercial | 0 | 0.01 | 0.31 | 0.45 | 0.57 | 0.7 | 0.81 | 0.91 | 1.01 | 1.1 | 1.19 | 1.26 | 1.34 | 1.43 | 1.51 | 1.6 | 1.56 | 1.53 | 1.5 | 1.49 | 1.47 | 1.47 | 1.48 | 1.49 | 1.52 | 1.55 | 1.58 | 1.6 | 1.63 | 1.65 | 1.69
Bioenergy | Leading the Way | TWh | Demand | Commercial | biomass |  | Industrial & Commercial | 1.6 | 1.49 | 1.45 | 1.34 | 1.23 | 1.13 | 1.08 | 1.11 | 1.31 | 1.55 | 1.77 | 1.97 | 2.18 | 2.33 | 2.36 | 2.38 | 2.49 | 2.64 | 2.82 | 2.98 | 3.17 | 3.46 | 3.65 | 3.72 | 3.77 | 3.84 | 3.93 | 3.99 | 4.08 | 4.29 | 4.53
Bioenergy | Leading the Way | TWh | Demand | Commercial | Biomethane |  | Industrial & Commercial | 0 | 0.1 | 0.14 | 0.2 | 0.28 | 0.26 | 0.36 | 0.47 | 0.58 | 0.67 | 0.51 | 0.56 | 0.61 | 0.66 | 0.71 | 0.77 | 0.82 | 0.88 | 0.94 | 1 | 1.11 | 1.12 | 1.13 | 1.13 | 1.15 | 1.31 | 1.36 | 1.41 | 1.46 | 1.5 | 1.86
Bioenergy | Falling Short | TWh | Demand | Commercial | bioLPG |  | Industrial & Commercial | 0 | 0.01 | 0.01 | 0.02 | 0.03 | 0.02 | 0.02 | 0.02 | 0.02 | 0.02 | 0.02 | 0.02 | 0.02 | 0.02 | 0.02 | 0.02 | 0.02 | 0.01 | 0.01 | 0.01 | 0.01 | 0.02 | 0.03 | 0.03 | 0.03 | 0.04 | 0.04 | 0.05 | 0.05 | 0.07 | 0.07
Bioenergy | Falling Short | TWh | Demand | Commercial | biomass |  | Industrial & Commercial | 1.6 | 1.49 | 1.38 | 1.28 | 1.17 | 1.06 | 0.96 | 0.85 | 0.74 | 0.64 | 0.53 | 0.43 | 0.32 | 0.21 | 0.11 | 0 | 0.15 | 0.2 | 0.25 | 0.34 | 0.4 | 0.43 | 0.45 | 0.48 | 0.51 | 0.54 | 0.55 | 0.56 | 0.57 | 0.58 | 0.59
Bioenergy | Falling Short | TWh | Demand | Commercial | Biomethane |  | Industrial & Commercial | 0 | 0.1 | 0.2 | 0.32 | 0.46 | 0.54 | 0.6 | 0.67 | 0.74 | 0.83 | 0.25 | 0.27 | 0.3 | 0.33 | 0.36 | 0.4 | 0.41 | 0.42 | 0.43 | 0.43 | 0.44 | 0.47 | 0.5 | 0.53 | 0.55 | 0.91 | 0.93 | 0.96 | 0.98 | 1.01 | 1.07
Bioenergy | Leading the Way | TWh | Demand | Road Transport | Biodiesel/bioethanol |  |  | 25.7977 | 29.1586 | 32.1884 | 34.9392 | 37.4498 | 39.5984 | 38.0226 | 36.2747 | 34.1227 | 31.5211 | 28.5775 | 25.2962 | 21.6196 | 17.9249 | 14.4622 | 11.4588 | 9.0337 | 7.0806 | 5.4234 | 4.0229 | 2.9238 | 1.889 | 0.94174 | 0.1774 | 0 | 0 | 0 | 0 | 0 | 0 | 0
Bioenergy | Consumer Transformation | TWh | Demand | Road Transport | Biodiesel/bioethanol |  |  | 25.7977 | 29.1589 | 32.1803 | 34.9336 | 37.4275 | 39.5608 | 37.9832 | 36.258 | 34.252 | 31.8797 | 29.2551 | 26.111 | 22.6792 | 19.156 | 15.8132 | 12.5835 | 9.808 | 7.5074 | 5.5881 | 3.9809 | 2.6063 | 1.543 | 0.80977 | 0.46311 | 0.33362 | 0.22283 | 0.12962 | 0.042853 | 0.0024467 | 0 | 0
Bioenergy | System Transformation | TWh | Demand | Road Transport | Biodiesel/bioethanol |  |  | 25.7977 | 29.1755 | 32.2995 | 35.2277 | 38.0257 | 40.6215 | 39.5707 | 38.5113 | 37.321 | 35.8788 | 34.2803 | 32.3411 | 29.9992 | 27.2815 | 24.2368 | 20.8938 | 17.4692 | 14.0672 | 10.8066 | 7.8948 | 5.3666 | 3.1832 | 1.3411 | 0.40836 | 0.29158 | 0.20405 | 0.11308 | 0.022251 | 0 | 0 | 0
Bioenergy | Falling Short | TWh | Demand | Road Transport | Biodiesel/bioethanol |  |  | 25.7977 | 29.1795 | 32.3197 | 35.2805 | 38.1348 | 40.8292 | 39.9125 | 39.0488 | 38.1348 | 37.0666 | 35.9677 | 34.7361 | 33.2822 | 31.6399 | 29.8188 | 27.7647 | 25.3998 | 22.8291 | 20.1208 | 17.4287 | 14.7229 | 12.0995 | 9.6544 | 7.3764 | 5.2769 | 3.4611 | 2.3579 | 1.5176 | 1.1706 | 0.86874 | 0.61248
Bioenergy | Falling Short | TWh | Demand | Road Transport | Biomethane |  |  | 0.27159 | 0.39517 | 0.54001 | 0.71029 | 0.91137 | 1.1494 | 1.4319 | 1.7684 | 2.1703 | 2.6517 | 3.2302 | 3.9264 | 4.7663 | 5.7789 | 6.9975 | 8.4584 | 10.1988 | 12.2492 | 14.4211 | 16.7054 | 17.4953 | 18.3651 | 19.3147 | 20.3423 | 21.4422 | 20.4285 | 19.2736 | 17.8834 | 16.2962 | 14.4806 | 12.3968
Bioenergy | System Transformation | TWh | Demand | Road Transport | Biomethane |  |  | 0.27159 | 0.34427 | 0.4327 | 0.54026 | 0.67173 | 0.83286 | 1.0304 | 1.2737 | 1.574 | 1.9449 | 2.4038 | 2.9716 | 3.6748 | 4.543 | 5.599 | 6.2551 | 7.0376 | 7.9661 | 9.059 | 10.3364 | 9.924 | 9.4394 | 8.8687 | 8.1947 | 7.396 | 6.4479 | 5.3212 | 3.9548 | 2.3364 | 0.42229 | 0
Bioenergy | Consumer Transformation | TWh | Demand | Road Transport | Biomethane |  |  | 0.27159 | 0.33222 | 0.40457 | 0.49069 | 0.5937 | 0.71745 | 0.86613 | 1.0451 | 1.2606 | 1.5209 | 1.8353 | 2.2153 | 2.6749 | 3.2302 | 3.9007 | 4.3182 | 4.812 | 5.3945 | 6.0774 | 6.868 | 6.573 | 6.2283 | 5.8282 | 5.362 | 4.817 | 4.1791 | 3.4305 | 2.5322 | 1.4794 | 0.25053 | 0
Bioenergy | Leading the Way | TWh | Demand | Road Transport | Biomethane |  |  | 0.27159 | 0.31075 | 0.35342 | 0.3999 | 0.45062 | 0.50624 | 0.56659 | 0.63259 | 0.70476 | 0.7834 | 0.86914 | 0.96262 | 1.0649 | 1.1762 | 1.2976 | 1.3619 | 1.4322 | 1.5094 | 1.5937 | 1.6861 | 1.577 | 1.4565 | 1.3266 | 1.1862 | 1.0345 | 0.87032 | 0.69307 | 0.48571 | 0.26138 | 0.019254 | 0
Bioenergy | Consumer Transformation | TWh | Demand | Aviation | Biojet Fuel |  |  | 0 | 0 | 0 | 0 | 0 | 0.2 | 0.88 | 1.71 | 2.18 | 3.32 | 5.46 | 7.83 | 11.34 | 13.66 | 16.13 | 18.57 | 20.72 | 22.7 | 24.66 | 26.6 | 28.41 | 30.47 | 31.64 | 32.76 | 33.99 | 35.22 | 36.44 | 37.66 | 38.88 | 40.11 | 41.34
Bioenergy | System Transformation | TWh | Demand | Aviation | Biojet Fuel |  |  | 0 | 0 | 0 | 0 | 0 | 0.2 | 0.88 | 1.71 | 2.18 | 3.32 | 5.46 | 7.83 | 11.34 | 13.66 | 16.13 | 18.57 | 20.72 | 22.7 | 24.66 | 26.6 | 28.41 | 30.47 | 31.64 | 32.76 | 33.99 | 35.22 | 36.44 | 37.66 | 38.88 | 40.11 | 41.34
Bioenergy | Leading the Way | TWh | Demand | Aviation | Biojet Fuel |  |  | 0 | 0 | 0 | 0 | 0 | 0.2 | 0.88 | 1.71 | 2.18 | 3.32 | 5.46 | 7.83 | 11.34 | 13.66 | 16.13 | 18.57 | 20.72 | 22.7 | 24.66 | 26.6 | 28.41 | 30.47 | 31.64 | 32.76 | 33.99 | 35.22 | 36.44 | 37.66 | 38.88 | 40.11 | 41.34
Bioenergy | Falling Short | TWh | Demand | Aviation | Biojet Fuel |  |  | 0 | 0 | 0 | 0 | 0 | 0.2 | 0.88 | 1.71 | 2.18 | 3.32 | 5.46 | 6.5 | 7 | 7.5 | 8 | 8.5 | 9 | 9.5 | 10 | 10.5 | 11 | 11.5 | 12 | 12.5 | 13 | 13.5 | 14 | 14.5 | 15 | 15.5 | 16
Bioenergy | Consumer Transformation | TWh | Demand | Hydrogen Production | Biomass |  |  | 0 | 0 | 0 | 0 | 0 | 0 | 0 | 0 | 0 | 0 | 0 | 0 | 0 | 0 | 0 | 0 | 0 | 0 | 0 | 0 | 0 | 0 | 0 | 0 | 0 | 0 | 0 | 0 | 0 | 0 | 0
Bioenergy | System Transformation | TWh | Demand | Hydrogen Production | Biomass |  |  | 0 | 0 | 0 | 0 | 0 | 0 | 0 | 0 | 0 | 0 | 1.3772 | 5.128 | 8.974 | 12.82 | 16.666 | 19.23 | 20.512 | 21.794 | 23.076 | 24.358 | 30.768 | 35.896 | 41.024 | 42.306 | 42.306 | 42.306 | 42.306 | 42.306 | 42.306 | 42.306 | 42.306
Bioenergy | Leading the Way | TWh | Demand | Hydrogen Production | Biomass |  |  | 0 | 0 | 0 | 0 | 0 | 0 | 0.23161 | 0.46322 | 0.69483 | 0.92644 | 1.1581 | 2.1125 | 3.067 | 4.0214 | 4.9759 | 6.212 | 6.3537 | 6.7769 | 7.2002 | 7.6235 | 8.0468 | 8.4323 | 8.8178 | 9.2033 | 9.5887 | 9.9742 | 9.9742 | 9.9742 | 9.9742 | 9.9742 | 9.9742
Bioenergy | Falling Short | TWh | Demand | Hydrogen Production | Biomass |  |  | 0 | 0 | 0 | 0 | 0 | 0 | 0 | 0 | 0 | 0 | 0 | 0 | 0 | 0 | 0 | 0 | 0 | 0 | 0 | 0 | 0 | 0 | 0 | 0 | 0 | 0 | 0 | 0 | 0 | 0 | 0
Bioenergy | Consumer Transformation | TWh | Demand | Biomethane Blending | Biomethane |  |  | 3.3184 | 3.3546 | 4.879 | 5.2568 | 5.3936 | 5.722 | 6.2927 | 6.5157 | 6.6354 | 6.6946 | 6.4474 | 8.1021 | 11.9646 | 15.7966 | 19.1513 | 18.8919 | 18.1432 | 17.6122 | 13.8312 | 13.7333 | 10.4013 | 9.9616 | 7.0183 | 7.0402 | 4.5372 | 2.2563 | 2.2548 | 2.3657 | 2.3983 | 2.5696 | 3.2399
Bioenergy | System Transformation | TWh | Demand | Biomethane Blending | Biomethane |  |  | 3.3184 | 3.3546 | 6.9392 | 8.4643 | 9.2466 | 10.0218 | 11.1772 | 12.3387 | 12.825 | 13.8973 | 13.8246 | 14.7837 | 15.6142 | 16.6196 | 17.2833 | 17.8132 | 14.8233 | 8.6893 | 9.3089 | 9.2923 | 8.998 | 5.8377 | 5.5768 | 2.6833 | 2.5611 | 0 | 0 | 0 | 0 | 0 | 0
Bioenergy | Leading the Way | TWh | Demand | Biomethane Blending | Biomethane |  |  | 3.3184 | 3.3546 | 5.1055 | 5.522 | 5.6826 | 5.6773 | 5.8911 | 6.1329 | 6.1364 | 5.9811 | 5.9692 | 6.1425 | 6.3212 | 6.4912 | 6.6689 | 6.8269 | 6.8596 | 7.0616 | 7.1935 | 7.7564 | 8.2794 | 8.9921 | 9.9103 | 11.8041 | 11.6728 | 13.0356 | 11.0545 | 8.6915 | 6.0225 | 4.015 | 4.015
Bioenergy | Falling Short | TWh | Demand | Biomethane Blending | Biomethane |  |  | 3.3184 | 3.3546 | 10.0699 | 12.6275 | 14.5868 | 15.674 | 18.037 | 20.1097 | 22.4124 | 24.6445 | 25.8603 | 27.1321 | 28.684 | 30.1506 | 31.6625 | 32.5247 | 33.2122 | 34.5052 | 35.2833 | 36.669 | 38.1258 | 38.4289 | 39.3272 | 40.8083 | 42.2272 | 44.3881 | 46.1836 | 47.3465 | 48.3272 | 48.8069 | 50.212
Bioenergy | Consumer Transformation | TWh | Supply | Power Generation | Waste | MSW, C&I (biogenic) |  | 2050: 25.5537
Bioenergy | Consumer Transformation | TWh | Supply | Power Generation | Biomass | Forest residues |  | 2050: 10.1767
Bioenergy | Consumer Transformation | TWh | Supply | Power Generation | Biomass | Agri residues |  | 2050: 12.876
Bioenergy | Consumer Transformation | TWh | Supply | Power Generation | Biomass | Waste wood |  | 2050: 15.6249
Bioenergy | Consumer Transformation | TWh | Supply | Power Generation | Biomass | Energy crops |  | 2050: 23.7461
Bioenergy | Consumer Transformation | TWh | Supply | Power Generation | Biomass | Biomass imports |  | 2050: 96.7109
Bioenergy | Consumer Transformation | TWh | Supply | Residential Heat | BioLPG | Energy crops |  | 2050: 4.1958
Bioenergy | Consumer Transformation | TWh | Supply | Residential Heat | BioLPG | MSW, C&I (biogenic) |  | 2050: 0.92422
Bioenergy | Consumer Transformation | TWh | Supply | Residential Heat | Biomass | Forest residues |  | 2050: 0.11511
Bioenergy | Consumer Transformation | TWh | Supply | Residential Heat | Biomass | Agri residues |  | 2050: 0.14564
Bioenergy | Consumer Transformation | TWh | Supply | Residential Heat | Biomass | Waste wood |  | 2050: 0.17674
Bioenergy | Consumer Transformation | TWh | Supply | Residential Heat | Biomass | Energy crops |  | 2050: 0.2686
Bioenergy | Consumer Transformation | TWh | Supply | Residential Heat | Biomass | Biomass imports |  | 2050: 1.0939
Bioenergy | Consumer Transformation | TWh | Supply | Residential Heat | Biomethane | Biogas |  | 2050: 2.3264
Bioenergy | Consumer Transformation | TWh | Supply | Residential Heat | Biomethane | Forest residues |  | 2050: 0
Bioenergy | Consumer Transformation | TWh | Supply | Residential Heat | Biomethane | Energy crops |  | 2050: 1.8936
Bioenergy | Consumer Transformation | TWh | Supply | Residential Heat | Biomethane | Agri residues |  | 2050: 0
Bioenergy | Consumer Transformation | TWh | Supply | Residential Heat | Biomethane | Waste wood |  | 2050: 0
Bioenergy | Consumer Transformation | TWh | Supply | Industrial | BioLPG | Energy crops |  | 2050: 0.20487
Bioenergy | Consumer Transformation | TWh | Supply | Industrial | BioLPG | MSW, C&I (biogenic) |  | 2050: 0.045128
Bioenergy | Consumer Transformation | TWh | Supply | Industrial | Biomass | Forest residues |  | 2050: 0.056916
Bioenergy | Consumer Transformation | TWh | Supply | Industrial | Biomass | Agri residues |  | 2050: 0.072012
Bioenergy | Consumer Transformation | TWh | Supply | Industrial | Biomass | Waste wood |  | 2050: 0.087386
Bioenergy | Consumer Transformation | TWh | Supply | Industrial | Biomass | Energy crops |  | 2050: 0.13281
Bioenergy | Consumer Transformation | TWh | Supply | Industrial | Biomass | Biomass imports |  | 2050: 0.54088
Bioenergy | Consumer Transformation | TWh | Supply | Industrial | Biomethane | Biogas |  | 2050: 0.066153
Bioenergy | Consumer Transformation | TWh | Supply | Industrial | Biomethane | Forest residues |  | 2050: 0
Bioenergy | Consumer Transformation | TWh | Supply | Industrial | Biomethane | Energy crops |  | 2050: 0.053847
Bioenergy | Consumer Transformation | TWh | Supply | Industrial | Biomethane | Agri residues |  | 2050: 0
Bioenergy | Consumer Transformation | TWh | Supply | Industrial | Biomethane | Waste wood |  | 2050: 0
Bioenergy | Consumer Transformation | TWh | Supply | Commercial | BioLPG | Energy crops |  | 2050: 1.3603
Bioenergy | Consumer Transformation | TWh | Supply | Commercial | BioLPG | MSW, C&I (biogenic) |  | 2050: 0.29965
Bioenergy | Consumer Transformation | TWh | Supply | Commercial | Biomass | Forest residues |  | 2050: 0.36324
Bioenergy | Consumer Transformation | TWh | Supply | Commercial | Biomass | Agri residues |  | 2050: 0.45958
Bioenergy | Consumer Transformation | TWh | Supply | Commercial | Biomass | Waste wood |  | 2050: 0.5577
Bioenergy | Consumer Transformation | TWh | Supply | Commercial | Biomass | Energy crops |  | 2050: 0.84757
Bioenergy | Consumer Transformation | TWh | Supply | Commercial | Biomass | Biomass imports |  | 2050: 3.4519
Bioenergy | Consumer Transformation | TWh | Supply | Commercial | Biomethane | Biogas |  | 2050: 0.8214
Bioenergy | Consumer Transformation | TWh | Supply | Commercial | Biomethane | Forest residues |  | 2050: 0
Bioenergy | Consumer Transformation | TWh | Supply | Commercial | Biomethane | Energy crops |  | 2050: 0.6686
Bioenergy | Consumer Transformation | TWh | Supply | Commercial | Biomethane | Agri residues |  | 2050: 0
Bioenergy | Consumer Transformation | TWh | Supply | Commercial | Biomethane | Waste wood |  | 2050: 0
Bioenergy | Consumer Transformation | TWh | Supply | Road Transport | Biodiesel | Waste biodiesel, bioethanol |  | 2050: 0
Bioenergy | Consumer Transformation | TWh | Supply | Road Transport | Biodiesel | Forest residues |  | 2050: 0
Bioenergy | Consumer Transformation | TWh | Supply | Road Transport | Biodiesel | Agri residues |  | 2050: 0
Bioenergy | Consumer Transformation | TWh | Supply | Road Transport | Biodiesel | Waste wood |  | 2050: 0
Bioenergy | Consumer Transformation | TWh | Supply | Road Transport | Bioethanol | Waste biodiesel, bioethanol |  | 2050: 0
Bioenergy | Consumer Transformation | TWh | Supply | Road Transport | Bioethanol | Energy crops |  | 2050: 0
Bioenergy | Consumer Transformation | TWh | Supply | Aviation | Biojet fuel (from Biomass) | Biofuel imports |  | 2050: 4.696
Bioenergy | Consumer Transformation | TWh | Supply | Aviation | Biojet fuel (from Biomass) | Forest residues |  | 2050: 36.644
Bioenergy | Consumer Transformation | TWh | Supply | Aviation | Biojet fuel (from Biomass) | Waste wood |  | 2050: 5.8824e-05
Bioenergy | Consumer Transformation | TWh | Supply | Aviation | Biojet fuel (from Biomass) | Biomass imports |  | 2050: 0
Bioenergy | Consumer Transformation | TWh | Supply | Aviation | Biojet fuel (from waste) | MSW, C&I (biogenic) |  | 2050: 0
Bioenergy | Consumer Transformation | TWh | Supply | Hydrogen Production Production | Biomass | Forest residues |  | 2050: 0
Bioenergy | Consumer Transformation | TWh | Supply | Hydrogen Production Production | Biomass | Agri residues |  | 2050: 0
Bioenergy | Consumer Transformation | TWh | Supply | Hydrogen Production Production | Biomass | Waste wood |  | 2050: 0
Bioenergy | Consumer Transformation | TWh | Supply | Hydrogen Production Production | Biomass | Energy crops |  | 2050: 0
Bioenergy | Consumer Transformation | TWh | Supply | Hydrogen Production Production | Biomass | Biomass imports |  | 2050: 0
Bioenergy | Consumer Transformation | TWh | Supply | Biomethane Blending | Biomethane | Biogas |  | 2050: 1.7861
Bioenergy | Consumer Transformation | TWh | Supply | Biomethane Blending | Biomethane | Forest residues |  | 2050: 0
Bioenergy | Consumer Transformation | TWh | Supply | Biomethane Blending | Biomethane | Energy crops |  | 2050: 1.4538
Bioenergy | Consumer Transformation | TWh | Supply | Biomethane Blending | Biomethane | Agri residues |  | 2050: 0
Bioenergy | Consumer Transformation | TWh | Supply | Biomethane Blending | Biomethane | Waste wood |  | 2050: 0
Bioenergy | System Transformation | TWh | Supply | Power Generation | Waste | MSW, C&I (biogenic) |  | 2050: 16.96
Bioenergy | System Transformation | TWh | Supply | Power Generation | Biomass | Forest residues |  | 2050: 11.9805
Bioenergy | System Transformation | TWh | Supply | Power Generation | Biomass | Agri residues |  | 2050: 9.9519
Bioenergy | System Transformation | TWh | Supply | Power Generation | Biomass | Waste wood |  | 2050: 12.0765
Bioenergy | System Transformation | TWh | Supply | Power Generation | Biomass | Energy crops |  | 2050: 22.8437
Bioenergy | System Transformation | TWh | Supply | Power Generation | Biomass | Biomass imports |  | 2050: 78.1297
Bioenergy | System Transformation | TWh | Supply | Residential Heat | BioLPG | Energy crops |  | 2050: 2.9187
Bioenergy | System Transformation | TWh | Supply | Residential Heat | BioLPG | MSW, C&I (biogenic) |  | 2050: 3.3413
Bioenergy | System Transformation | TWh | Supply | Residential Heat | Biomass | Forest residues |  | 2050: 0.088758
Bioenergy | System Transformation | TWh | Supply | Residential Heat | Biomass | Agri residues |  | 2050: 0.073728
Bioenergy | System Transformation | TWh | Supply | Residential Heat | Biomass | Waste wood |  | 2050: 0.089469
Bioenergy | System Transformation | TWh | Supply | Residential Heat | Biomass | Energy crops |  | 2050: 0.16924
Bioenergy | System Transformation | TWh | Supply | Residential Heat | Biomass | Biomass imports |  | 2050: 0.57882
Bioenergy | System Transformation | TWh | Supply | Residential Heat | Biomethane | Biogas |  | 2050: 0.58
Bioenergy | System Transformation | TWh | Supply | Residential Heat | Biomethane | Forest residues |  | 2050: 0
Bioenergy | System Transformation | TWh | Supply | Residential Heat | Biomethane | Energy crops |  | 2050: 0
Bioenergy | System Transformation | TWh | Supply | Residential Heat | Biomethane | Agri residues |  | 2050: 0
Bioenergy | System Transformation | TWh | Supply | Residential Heat | Biomethane | Waste wood |  | 2050: 0
Bioenergy | System Transformation | TWh | Supply | Industrial | BioLPG | Energy crops |  | 2050: 0.10257
Bioenergy | System Transformation | TWh | Supply | Industrial | BioLPG | MSW, C&I (biogenic) |  | 2050: 0.11743
Bioenergy | System Transformation | TWh | Supply | Industrial | Biomass | Forest residues |  | 2050: 0.073669
Bioenergy | System Transformation | TWh | Supply | Industrial | Biomass | Agri residues |  | 2050: 0.061195
Bioenergy | System Transformation | TWh | Supply | Industrial | Biomass | Waste wood |  | 2050: 0.074259
Bioenergy | System Transformation | TWh | Supply | Industrial | Biomass | Energy crops |  | 2050: 0.14047
Bioenergy | System Transformation | TWh | Supply | Industrial | Biomass | Biomass imports |  | 2050: 0.48042
Bioenergy | System Transformation | TWh | Supply | Industrial | Biomethane | Biogas |  | 2050: 0.01
Bioenergy | System Transformation | TWh | Supply | Industrial | Biomethane | Forest residues |  | 2050: 0
Bioenergy | System Transformation | TWh | Supply | Industrial | Biomethane | Energy crops |  | 2050: 0
Bioenergy | System Transformation | TWh | Supply | Industrial | Biomethane | Agri residues |  | 2050: 0
Bioenergy | System Transformation | TWh | Supply | Industrial | Biomethane | Waste wood |  | 2050: 0
Bioenergy | System Transformation | TWh | Supply | Commercial | BioLPG | Energy crops |  | 2050: 0.69471
Bioenergy | System Transformation | TWh | Supply | Commercial | BioLPG | MSW, C&I (biogenic) |  | 2050: 0.79529
Bioenergy | System Transformation | TWh | Supply | Commercial | Biomass | Forest residues |  | 2050: 0.41805
Bioenergy | System Transformation | TWh | Supply | Commercial | Biomass | Agri residues |  | 2050: 0.34726
Bioenergy | System Transformation | TWh | Supply | Commercial | Biomass | Waste wood |  | 2050: 0.4214
Bioenergy | System Transformation | TWh | Supply | Commercial | Biomass | Energy crops |  | 2050: 0.79711
Bioenergy | System Transformation | TWh | Supply | Commercial | Biomass | Biomass imports |  | 2050: 2.7263
Bioenergy | System Transformation | TWh | Supply | Commercial | Biomethane | Biogas |  | 2050: 0.17
Bioenergy | System Transformation | TWh | Supply | Commercial | Biomethane | Forest residues |  | 2050: 0
Bioenergy | System Transformation | TWh | Supply | Commercial | Biomethane | Energy crops |  | 2050: 0
Bioenergy | System Transformation | TWh | Supply | Commercial | Biomethane | Agri residues |  | 2050: 0
Bioenergy | System Transformation | TWh | Supply | Commercial | Biomethane | Waste wood |  | 2050: 0
Bioenergy | System Transformation | TWh | Supply | Road Transport | Biodiesel | Waste biodiesel, bioethanol |  | 2050: 0
Bioenergy | System Transformation | TWh | Supply | Road Transport | Biodiesel | Forest residues |  | 2050: 0
Bioenergy | System Transformation | TWh | Supply | Road Transport | Biodiesel | Agri residues |  | 2050: 0
Bioenergy | System Transformation | TWh | Supply | Road Transport | Biodiesel | Waste wood |  | 2050: 0
Bioenergy | System Transformation | TWh | Supply | Road Transport | Bioethanol | Waste biodiesel, bioethanol |  | 2050: 0
Bioenergy | System Transformation | TWh | Supply | Road Transport | Bioethanol | Energy crops |  | 2050: 0
Bioenergy | System Transformation | TWh | Supply | Aviation | Biojet fuel (from Biomass) | Biofuel imports |  | 2050: 4.696
Bioenergy | System Transformation | TWh | Supply | Aviation | Biojet fuel (from Biomass) | Forest residues |  | 2050: 31.04
Bioenergy | System Transformation | TWh | Supply | Aviation | Biojet fuel (from Biomass) | Waste wood |  | 2050: 0
Bioenergy | System Transformation | TWh | Supply | Aviation | Biojet fuel (from Biomass) | Biomass imports |  | 2050: 0
Bioenergy | System Transformation | TWh | Supply | Aviation | Biojet fuel (from waste) | MSW, C&I (biogenic) |  | 2050: 5.6091
Bioenergy | System Transformation | TWh | Supply | Hydrogen Production Production | Biomass | Forest residues |  | 2050: 3.755
Bioenergy | System Transformation | TWh | Supply | Hydrogen Production Production | Biomass | Agri residues |  | 2050: 3.1192
Bioenergy | System Transformation | TWh | Supply | Hydrogen Production Production | Biomass | Waste wood |  | 2050: 3.7851
Bioenergy | System Transformation | TWh | Supply | Hydrogen Production Production | Biomass | Energy crops |  | 2050: 7.1598
Bioenergy | System Transformation | TWh | Supply | Hydrogen Production Production | Biomass | Biomass imports |  | 2050: 24.4877
Bioenergy | System Transformation | TWh | Supply | Biomethane Blending | Biomethane | Biogas |  | 2050: 0
Bioenergy | System Transformation | TWh | Supply | Biomethane Blending | Biomethane | Forest residues |  | 2050: 0
Bioenergy | System Transformation | TWh | Supply | Biomethane Blending | Biomethane | Energy crops |  | 2050: 0
Bioenergy | System Transformation | TWh | Supply | Biomethane Blending | Biomethane | Agri residues |  | 2050: 0
Bioenergy | System Transformation | TWh | Supply | Biomethane Blending | Biomethane | Waste wood |  | 2050: 0
Bioenergy | Leading the Way | TWh | Supply | Power Generation | Waste | MSW, C&I (biogenic) |  | 2050: 28.1054
Bioenergy | Leading the Way | TWh | Supply | Power Generation | Biomass | Forest residues |  | 2050: 7.5589
Bioenergy | Leading the Way | TWh | Supply | Power Generation | Biomass | Agri residues |  | 2050: 7.2144
Bioenergy | Leading the Way | TWh | Supply | Power Generation | Biomass | Waste wood |  | 2050: 12.7304
Bioenergy | Leading the Way | TWh | Supply | Power Generation | Biomass | Energy crops |  | 2050: 40.9094
Bioenergy | Leading the Way | TWh | Supply | Power Generation | Biomass | Biomass imports |  | 2050: 0
Bioenergy | Leading the Way | TWh | Supply | Residential Heat | BioLPG | Energy crops |  | 2050: 6.8676
Bioenergy | Leading the Way | TWh | Supply | Residential Heat | BioLPG | MSW, C&I (biogenic) |  | 2050: 0
Bioenergy | Leading the Way | TWh | Supply | Residential Heat | Biomass | Forest residues |  | 2050: 0.46174
Bioenergy | Leading the Way | TWh | Supply | Residential Heat | Biomass | Agri residues |  | 2050: 0.4407
Bioenergy | Leading the Way | TWh | Supply | Residential Heat | Biomass | Waste wood |  | 2050: 0.77765
Bioenergy | Leading the Way | TWh | Supply | Residential Heat | Biomass | Energy crops |  | 2050: 2.499
Bioenergy | Leading the Way | TWh | Supply | Residential Heat | Biomass | Biomass imports |  | 2050: 0
Bioenergy | Leading the Way | TWh | Supply | Residential Heat | Biomethane | Biogas |  | 2050: 2.9092
Bioenergy | Leading the Way | TWh | Supply | Residential Heat | Biomethane | Forest residues |  | 2050: 0
Bioenergy | Leading the Way | TWh | Supply | Residential Heat | Biomethane | Energy crops |  | 2050: 1.7576
Bioenergy | Leading the Way | TWh | Supply | Residential Heat | Biomethane | Agri residues |  | 2050: 0
Bioenergy | Leading the Way | TWh | Supply | Residential Heat | Biomethane | Waste wood |  | 2050: 0
Bioenergy | Leading the Way | TWh | Supply | Industrial | BioLPG | Energy crops |  | 2050: 0.24
Bioenergy | Leading the Way | TWh | Supply | Industrial | BioLPG | MSW, C&I (biogenic) |  | 2050: 0
Bioenergy | Leading the Way | TWh | Supply | Industrial | Biomass | Forest residues |  | 2050: 0.081762
Bioenergy | Leading the Way | TWh | Supply | Industrial | Biomass | Agri residues |  | 2050: 0.078036
Bioenergy | Leading the Way | TWh | Supply | Industrial | Biomass | Waste wood |  | 2050: 0.1377
Bioenergy | Leading the Way | TWh | Supply | Industrial | Biomass | Energy crops |  | 2050: 0.4425
Bioenergy | Leading the Way | TWh | Supply | Industrial | Biomass | Biomass imports |  | 2050: 0
Bioenergy | Leading the Way | TWh | Supply | Industrial | Biomethane | Biogas |  | 2050: 0.087275
Bioenergy | Leading the Way | TWh | Supply | Industrial | Biomethane | Forest residues |  | 2050: 0
Bioenergy | Leading the Way | TWh | Supply | Industrial | Biomethane | Energy crops |  | 2050: 0.052725
Bioenergy | Leading the Way | TWh | Supply | Industrial | Biomethane | Agri residues |  | 2050: 0
Bioenergy | Leading the Way | TWh | Supply | Industrial | Biomethane | Waste wood |  | 2050: 0
Bioenergy | Leading the Way | TWh | Supply | Commercial | BioLPG | Energy crops |  | 2050: 1.69
Bioenergy | Leading the Way | TWh | Supply | Commercial | BioLPG | MSW, C&I (biogenic) |  | 2050: 0
Bioenergy | Leading the Way | TWh | Supply | Commercial | Biomass | Forest residues |  | 2050: 0.50052
Bioenergy | Leading the Way | TWh | Supply | Commercial | Biomass | Agri residues |  | 2050: 0.47771
Bioenergy | Leading the Way | TWh | Supply | Commercial | Biomass | Waste wood |  | 2050: 0.84295
Bioenergy | Leading the Way | TWh | Supply | Commercial | Biomass | Energy crops |  | 2050: 2.7088
Bioenergy | Leading the Way | TWh | Supply | Commercial | Biomass | Biomass imports |  | 2050: 0
Bioenergy | Leading the Way | TWh | Supply | Commercial | Biomethane | Biogas |  | 2050: 1.1595
Bioenergy | Leading the Way | TWh | Supply | Commercial | Biomethane | Forest residues |  | 2050: 0
Bioenergy | Leading the Way | TWh | Supply | Commercial | Biomethane | Energy crops |  | 2050: 0.7005
Bioenergy | Leading the Way | TWh | Supply | Commercial | Biomethane | Agri residues |  | 2050: 0
Bioenergy | Leading the Way | TWh | Supply | Commercial | Biomethane | Waste wood |  | 2050: 0
Bioenergy | Leading the Way | TWh | Supply | Road Transport | Biodiesel | Waste biodiesel, bioethanol |  | 2050: 0
Bioenergy | Leading the Way | TWh | Supply | Road Transport | Biodiesel | Forest residues |  | 2050: 0
Bioenergy | Leading the Way | TWh | Supply | Road Transport | Biodiesel | Agri residues |  | 2050: 0
Bioenergy | Leading the Way | TWh | Supply | Road Transport | Biodiesel | Waste wood |  | 2050: 0
Bioenergy | Leading the Way | TWh | Supply | Road Transport | Bioethanol | Waste biodiesel, bioethanol |  | 2050: 0
Bioenergy | Leading the Way | TWh | Supply | Road Transport | Bioethanol | Energy crops |  | 2050: 0
Bioenergy | Leading the Way | TWh | Supply | Aviation | Biojet fuel (from Biomass) | Biofuel imports |  | 2050: 5.7632
Bioenergy | Leading the Way | TWh | Supply | Aviation | Biojet fuel (from Biomass) | Forest residues |  | 2050: 35.4748
Bioenergy | Leading the Way | TWh | Supply | Aviation | Biojet fuel (from Biomass) | Waste wood |  | 2050: 0.10206
Bioenergy | Leading the Way | TWh | Supply | Aviation | Biojet fuel (from Biomass) | Biomass imports |  | 2050: 0
Bioenergy | Leading the Way | TWh | Supply | Aviation | Biojet fuel (from waste) | MSW, C&I (biogenic) |  | 2050: 0
Bioenergy | Leading the Way | TWh | Supply | Hydrogen Production Production | Biomass | Forest residues |  | 2050: 1.102
Bioenergy | Leading the Way | TWh | Supply | Hydrogen Production Production | Biomass | Agri residues |  | 2050: 1.0518
Bioenergy | Leading the Way | TWh | Supply | Hydrogen Production Production | Biomass | Waste wood |  | 2050: 1.856
Bioenergy | Leading the Way | TWh | Supply | Hydrogen Production Production | Biomass | Energy crops |  | 2050: 5.9643
Bioenergy | Leading the Way | TWh | Supply | Hydrogen Production Production | Biomass | Biomass imports |  | 2050: 0
Bioenergy | Leading the Way | TWh | Supply | Biomethane Blending | Biomethane | Biogas |  | 2050: 2.5029
Bioenergy | Leading the Way | TWh | Supply | Biomethane Blending | Biomethane | Forest residues |  | 2050: 0
Bioenergy | Leading the Way | TWh | Supply | Biomethane Blending | Biomethane | Energy crops |  | 2050: 1.5121
Bioenergy | Leading the Way | TWh | Supply | Biomethane Blending | Biomethane | Agri residues |  | 2050: 0
Bioenergy | Leading the Way | TWh | Supply | Biomethane Blending | Biomethane | Waste wood |  | 2050: 0
Bioenergy | Falling Short | TWh | Supply | Power Generation | Waste | MSW, C&I (biogenic) |  | 2050: 17.5007
Bioenergy | Falling Short | TWh | Supply | Power Generation | Biomass | Forest residues |  | 2050: 16.6406
Bioenergy | Falling Short | TWh | Supply | Power Generation | Biomass | Agri residues |  | 2050: 0
Bioenergy | Falling Short | TWh | Supply | Power Generation | Biomass | Waste wood |  | 2050: 15.6813
Bioenergy | Falling Short | TWh | Supply | Power Generation | Biomass | Energy crops |  | 2050: 3.6025
Bioenergy | Falling Short | TWh | Supply | Power Generation | Biomass | Biomass imports |  | 2050: 17.7483
Bioenergy | Falling Short | TWh | Supply | Residential Heat | BioLPG | Energy crops |  | 2050: 1.85
Bioenergy | Falling Short | TWh | Supply | Residential Heat | BioLPG | MSW, C&I (biogenic) |  | 2050: 0
Bioenergy | Falling Short | TWh | Supply | Residential Heat | Biomass | Forest residues |  | 2050: 0.14262
Bioenergy | Falling Short | TWh | Supply | Residential Heat | Biomass | Agri residues |  | 2050: 0
Bioenergy | Falling Short | TWh | Supply | Residential Heat | Biomass | Waste wood |  | 2050: 0.1344
Bioenergy | Falling Short | TWh | Supply | Residential Heat | Biomass | Energy crops |  | 2050: 0.030875
Bioenergy | Falling Short | TWh | Supply | Residential Heat | Biomass | Biomass imports |  | 2050: 0.15211
Bioenergy | Falling Short | TWh | Supply | Residential Heat | Biomethane | Biogas |  | 2050: 1.63
Bioenergy | Falling Short | TWh | Supply | Residential Heat | Biomethane | Forest residues |  | 2050: 0.30362
Bioenergy | Falling Short | TWh | Supply | Residential Heat | Biomethane | Energy crops |  | 2050: 2.1367
Bioenergy | Falling Short | TWh | Supply | Residential Heat | Biomethane | Agri residues |  | 2050: 1.2207
Bioenergy | Falling Short | TWh | Supply | Residential Heat | Biomethane | Waste wood |  | 2050: 0.039024
Bioenergy | Falling Short | TWh | Supply | Industrial | BioLPG | Energy crops |  | 2050: 0
Bioenergy | Falling Short | TWh | Supply | Industrial | BioLPG | MSW, C&I (biogenic) |  | 2050: 0
Bioenergy | Falling Short | TWh | Supply | Industrial | Biomass | Forest residues |  | 2050: 0.046507
Bioenergy | Falling Short | TWh | Supply | Industrial | Biomass | Agri residues |  | 2050: 0
Bioenergy | Falling Short | TWh | Supply | Industrial | Biomass | Waste wood |  | 2050: 0.043826
Bioenergy | Falling Short | TWh | Supply | Industrial | Biomass | Energy crops |  | 2050: 0.010068
Bioenergy | Falling Short | TWh | Supply | Industrial | Biomass | Biomass imports |  | 2050: 0.049603
Bioenergy | Falling Short | TWh | Supply | Industrial | Biomethane | Biogas |  | 2050: 0.01529
Bioenergy | Falling Short | TWh | Supply | Industrial | Biomethane | Forest residues |  | 2050: 0.0028482
Bioenergy | Falling Short | TWh | Supply | Industrial | Biomethane | Energy crops |  | 2050: 0.020044
Bioenergy | Falling Short | TWh | Supply | Industrial | Biomethane | Agri residues |  | 2050: 0.011451
Bioenergy | Falling Short | TWh | Supply | Industrial | Biomethane | Waste wood |  | 2050: 0.00036608
Bioenergy | Falling Short | TWh | Supply | Commercial | BioLPG | Energy crops |  | 2050: 0.07
Bioenergy | Falling Short | TWh | Supply | Commercial | BioLPG | MSW, C&I (biogenic) |  | 2050: 0
Bioenergy | Falling Short | TWh | Supply | Commercial | Biomass | Forest residues |  | 2050: 0.18293
Bioenergy | Falling Short | TWh | Supply | Commercial | Biomass | Agri residues |  | 2050: 0
Bioenergy | Falling Short | TWh | Supply | Commercial | Biomass | Waste wood |  | 2050: 0.17238
Bioenergy | Falling Short | TWh | Supply | Commercial | Biomass | Energy crops |  | 2050: 0.039601
Bioenergy | Falling Short | TWh | Supply | Commercial | Biomass | Biomass imports |  | 2050: 0.1951
Bioenergy | Falling Short | TWh | Supply | Commercial | Biomethane | Biogas |  | 2050: 0.32722
Bioenergy | Falling Short | TWh | Supply | Commercial | Biomethane | Forest residues |  | 2050: 0.060951
Bioenergy | Falling Short | TWh | Supply | Commercial | Biomethane | Energy crops |  | 2050: 0.42894
Bioenergy | Falling Short | TWh | Supply | Commercial | Biomethane | Agri residues |  | 2050: 0.24505
Bioenergy | Falling Short | TWh | Supply | Commercial | Biomethane | Waste wood |  | 2050: 0.0078341
Bioenergy | Falling Short | TWh | Supply | Road Transport | Biodiesel | Waste biodiesel, bioethanol |  | 2050: 2.1198
Bioenergy | Falling Short | TWh | Supply | Road Transport | Biodiesel | Forest residues |  | 2050: 7.5244
Bioenergy | Falling Short | TWh | Supply | Road Transport | Biodiesel | Agri residues |  | 2050: 0
Bioenergy | Falling Short | TWh | Supply | Road Transport | Biodiesel | Waste wood |  | 2050: 0
Bioenergy | Falling Short | TWh | Supply | Road Transport | Bioethanol | Waste biodiesel, bioethanol |  | 2050: 1.6825
Bioenergy | Falling Short | TWh | Supply | Road Transport | Bioethanol | Energy crops |  | 2050: 1.6825
Bioenergy | Falling Short | TWh | Supply | Aviation | Biojet fuel (from Biomass) | Biofuel imports |  | 2050: 0
Bioenergy | Falling Short | TWh | Supply | Aviation | Biojet fuel (from Biomass) | Forest residues |  | 2050: 12.2353
Bioenergy | Falling Short | TWh | Supply | Aviation | Biojet fuel (from Biomass) | Waste wood |  | 2050: 0
Bioenergy | Falling Short | TWh | Supply | Aviation | Biojet fuel (from Biomass) | Biomass imports |  | 2050: 0
Bioenergy | Falling Short | TWh | Supply | Aviation | Biojet fuel (from waste) | MSW, C&I (biogenic) |  | 2050: 3.7647
Bioenergy | Falling Short | TWh | Supply | Hydrogen Production Production | Biomass | Forest residues |  | 2050: 0
Bioenergy | Falling Short | TWh | Supply | Hydrogen Production Production | Biomass | Agri residues |  | 2050: 0
Bioenergy | Falling Short | TWh | Supply | Hydrogen Production Production | Biomass | Waste wood |  | 2050: 0
Bioenergy | Falling Short | TWh | Supply | Hydrogen Production Production | Biomass | Energy crops |  | 2050: 0
Bioenergy | Falling Short | TWh | Supply | Hydrogen Production Production | Biomass | Biomass imports |  | 2050: 0
Bioenergy | Falling Short | TWh | Supply | Biomethane Blending | Biomethane | Biogas |  | 2050: 15.3553
Bioenergy | Falling Short | TWh | Supply | Biomethane Blending | Biomethane | Forest residues |  | 2050: 2.8603
Bioenergy | Falling Short | TWh | Supply | Biomethane Blending | Biomethane | Energy crops |  | 2050: 20.1291
Bioenergy | Falling Short | TWh | Supply | Biomethane Blending | Biomethane | Agri residues |  | 2050: 11.4997
Bioenergy | Falling Short | TWh | Supply | Biomethane Blending | Biomethane | Waste wood |  | 2050: 0.36763
Hydrogen | Consumer Transformation | TWh | Supply | Methane Reformation with CCUS |  |  | Methane Reformation with CCUS | 0 | 0 | 0 | 0 | 0 | 0 | 0 | 0 | 0.019597 | 0.026129 | 0.032662 | 0.33606 | 0.63946 | 0.94286 | 1.2463 | 1.2463 | 1.2463 | 1.2463 | 1.2463 | 1.2463 | 1.2463 | 1.2463 | 1.2463 | 1.2463 | 1.2463 | 1.2463 | 1.2463 | 1.2463 | 1.2463 | 1.2463 | 1.2463
Hydrogen | Consumer Transformation | TWh | Supply | Networked Electrolysis |  |  | Networked Electrolysis | 0.012216 | 0.032773 | 0.056247 | 0.077234 | 0.10118 | 0.12788 | 0.15749 | 0.47314 | 0.7681 | 1.2676 | 2.7631 | 4.1977 | 6.622 | 9.1479 | 11.8492 | 14.7283 | 17.7865 | 20.4761 | 22.5949 | 24.7763 | 27.7763 | 36.4822 | 43.248 | 50.1347 | 58.6144 | 66.0794 | 74.0699 | 80.9965 | 89.5493 | 96.9289 | 102.387
Hydrogen | Consumer Transformation | TWh | Supply | Non-networked Electrolysis |  |  | Non-networked Electrolysis | 0 | 0 | 0 | 0 | 0 | 0 | 0 | 0 | 0 | 0 | 0 | 0 | 0 | 0 | 0 | 0 | 0 | 0 | 0 | 0 | 0 | 0 | 0 | 0 | 0 | 0 | 0 | 0 | 0 | 0 | 1.9405
Hydrogen | Consumer Transformation | TWh | Supply | Biomass gasification |  |  | Biomass gasification | 0 | 0 | 0 | 0 | 0 | 0 | 0 | 0 | 0 | 0 | 0 | 0 | 0 | 0 | 0 | 0 | 0 | 0 | 0 | 0 | 0 | 0 | 0 | 0 | 0 | 0 | 0 | 0 | 0 | 0 | 0
Hydrogen | Consumer Transformation | TWh | Supply | Nuclear Electrolysis |  |  | Nuclear Electrolysis | 0 | 0 | 0 | 0 | 0 | 0 | 0 | 0 | 0 | 0 | 0 | 0.26667 | 0.53333 | 0.8 | 1.0667 | 1.3333 | 1.6 | 1.8667 | 2.1333 | 2.4 | 2.6667 | 3.2 | 3.7333 | 4.2667 | 4.8 | 5.3333 | 5.8667 | 6.4 | 6.9333 | 7.4667 | 8
Hydrogen | Consumer Transformation | TWh | Supply | Imports |  |  | Imports | 0 | 0 | 0 | 0 | 0 | 0 | 0 | 0 | 0 | 0 | 0 | 0 | 0 | 0 | 0 | 0 | 0 | 0 | 0 | 0 | 0 | 0 | 0 | 0 | 0 | 0 | 0 | 0 | 0 | 0 | 0
Hydrogen | Consumer Transformation | TWh | Supply | Exports |  |  | Exports | 0 | 0 | 0 | 0 | 0 | 0 | 0 | 0 | 0 | 0 | 0 | 0 | 0 | 0 | 0 | 0 | 0 | 0 | 0 | 0 | 0 | 0 | 0 | 0 | 0 | 0 | 0 | 0 | 0 | 0 | 0
Hydrogen | System Transformation | TWh | Supply | Methane Reformation with CCUS |  |  | Methane Reformation with CCUS | 0 | 0 | 0 | 0 | 0 | 0 | 0.75751 | 3.1191 | 9.0162 | 16.0827 | 24.7307 | 38.3282 | 53.5154 | 70.1494 | 86.6543 | 104 | 120 | 135 | 151 | 164 | 178 | 189 | 200 | 208 | 214 | 218.0356 | 218.0356 | 218.0356 | 218.0356 | 218.0356 | 218.0356
Hydrogen | System Transformation | TWh | Supply | Networked Electrolysis |  |  | Networked Electrolysis | 0.012216 | 0.030016 | 0.055129 | 0.083485 | 0.12148 | 1.5671 | 4.2562 | 6.1435 | 6.9756 | 7.8076 | 8.6389 | 9.6073 | 10.5756 | 11.5439 | 12.5122 | 17.953 | 19.5965 | 24.152 | 27.8551 | 34.7965 | 37.0352 | 46.3773 | 53.9629 | 64.4709 | 75.4682 | 88.0958 | 96.6332 | 104.1604 | 111.6174 | 118.2359 | 120.7
Hydrogen | System Transformation | TWh | Supply | Non-networked Electrolysis |  |  | Non-networked Electrolysis | 0 | 0 | 0 | 0 | 0 | 0 | 0.072867 | 0.14573 | 0.3 | 0.6 | 0.99925 | 1.9721 | 1.9976 | 3.2609 | 3.7579 | 4.9924 | 6.2758 | 7.5408 | 9.0501 | 10.5634 | 12.7222 | 14.9564 | 17.2597 | 21.3201 | 24.4891 | 29.4881 | 31.233 | 32.982 | 34.7874 | 37.4154 | 39.6969
Hydrogen | System Transformation | TWh | Supply | Biomass gasification |  |  | Biomass gasification | 0 | 0 | 0 | 0 | 0 | 0 | 0 | 0 | 0 | 0 | 1.0743 | 4 | 7 | 10 | 13 | 15 | 16 | 17 | 18 | 19 | 24 | 28 | 32 | 33 | 33 | 33 | 33 | 33 | 33 | 33 | 33
Hydrogen | System Transformation | TWh | Supply | Nuclear Electrolysis |  |  | Nuclear Electrolysis | 0 | 0 | 0 | 0 | 0 | 0 | 0.2 | 0.4 | 0.6 | 0.8 | 1 | 2 | 3 | 4 | 5 | 6 | 7.2 | 8.4 | 9.6 | 10.8 | 12 | 13 | 14 | 15 | 16 | 17 | 17.6 | 18.2 | 18.8 | 19.4 | 20
Hydrogen | System Transformation | TWh | Supply | Imports |  |  | Imports | 0 | 0 | 0 | 0 | 0 | 0 | 0 | 0 | 0 | 0 | 0 | 0 | 0 | 0 | 0 | 0 | 0 | 0 | 0 | 0 | 0 | 0 | 0 | 0 | 0 | 0 | 0 | 0 | 0 | 0 | 0
Hydrogen | System Transformation | TWh | Supply | Exports |  |  | Exports | 0 | 0 | 0 | 0 | 0 | 0 | 0 | 0 | 0 | 0 | 0 | 0 | 0 | 0 | 0 | 0.97613 | 0.66845 | 0.19183 | 3.5277 | 4.2014 | 5.7497 | 3.7713 | 14.524 | 19.4283 | 31.4182 | 42.3044 | 45.2309 | 47.8714 | 50.8293 | 51.8377 | 57.4229
Hydrogen | Leading the Way | TWh | Supply | Methane Reformation with CCUS |  |  | Methane Reformation with CCUS | 0 | 0 | 0 | 0 | 0 | 0 | 1 | 1.9 | 3.2 | 4.6 | 6.5 | 10.186 | 15.972 | 21 | 24 | 25.53 | 26 | 26 | 26 | 26 | 26 | 26 | 26 | 26 | 26 | 26 | 26 | 26 | 26 | 26 | 26
Hydrogen | Leading the Way | TWh | Supply | Networked Electrolysis |  |  | Networked Electrolysis | 0.012216 | 0.031433 | 0.054102 | 0.075189 | 0.2333 | 4.6756 | 7.2371 | 10.1884 | 13.6339 | 19.9124 | 26.6878 | 29.1168 | 29.8909 | 31.1085 | 34.5702 | 36.1369 | 38.837 | 40.6849 | 42.9491 | 44.7251 | 50.9042 | 62.8623 | 74.0534 | 84.8682 | 93.3192 | 100.4637 | 108.4232 | 115.1448 | 121.0497 | 128.2516 | 134.5613
Hydrogen | Leading the Way | TWh | Supply | Non-networked Electrolysis |  |  | Non-networked Electrolysis | 0 | 0 | 0 | 0 | 0 | 0.1 | 0.30003 | 0.60007 | 1.4001 | 2.4992 | 3.9963 | 4.2901 | 4.9425 | 6.031 | 7.1887 | 8.2041 | 9.2176 | 10.8779 | 12.4024 | 15.8006 | 18.9651 | 21.6574 | 24.9735 | 28.2595 | 30.8151 | 34.4203 | 35.2071 | 37.6575 | 40.2549 | 41.6863 | 44.183
Hydrogen | Leading the Way | TWh | Supply | Biomass gasification |  |  | Biomass gasification | 0 | 0 | 0 | 0 | 0 | 0 | 0.1645 | 0.32899 | 0.49349 | 0.65798 | 0.82248 | 1.5004 | 2.1783 | 2.8561 | 3.534 | 4.4119 | 4.5125 | 4.8132 | 5.1138 | 5.4144 | 5.7151 | 5.9888 | 6.2626 | 6.5364 | 6.8102 | 7.084 | 7.084 | 7.084 | 7.084 | 7.084 | 7.084
Hydrogen | Leading the Way | TWh | Supply | Nuclear Electrolysis |  |  | Nuclear Electrolysis | 0 | 0 | 0 | 0 | 0 | 0 | 0 | 0 | 0 | 0 | 0 | 0 | 0 | 0 | 0 | 0 | 0 | 0 | 0 | 0 | 0 | 0 | 0 | 0 | 0 | 0 | 0 | 0 | 0 | 0 | 0
Hydrogen | Leading the Way | TWh | Supply | Imports |  |  | Imports | 0 | 0 | 0 | 0 | 0 | 0 | 0 | 0 | 0 | 0 | 0 | 0 | 0 | 0 | 0 | 3 | 4 | 6 | 8 | 10 | 12 | 13.8 | 15.6 | 17.4 | 19.2 | 21 | 23.2 | 25.4 | 27.6 | 29.8 | 32
Hydrogen | Leading the Way | TWh | Supply | Exports |  |  | Exports | 0 | 0 | 0 | 0 | 0 | 0 | 0 | 0 | 0 | 0 | 0 | 0 | 0 | 0 | 0 | 0 | 4.0296 | 6.0444 | 8.0592 | 10.074 | 14.6228 | 15.6493 | 15.385 | 17.8092 | 23.4626 | 21.854 | 20.3513 | 19.0092 | 18.7374 | 19.6591 | 19.4507
Hydrogen | Falling Short | TWh | Supply | Methane Reformation with CCUS |  |  | Methane Reformation with CCUS | 0 | 0 | 0 | 0 | 0 | 0 | 0 | 0 | 0 | 0 | 0 | 0 | 0 | 0 | 0.43656 | 0.88129 | 1.3345 | 1.8217 | 2.3173 | 2.8111 | 3.3833 | 3.9644 | 4.4664 | 4.9716 | 5.4199 | 5.7 | 5.8 | 5.91 | 6 | 6 | 6
Hydrogen | Falling Short | TWh | Supply | Networked Electrolysis |  |  | Networked Electrolysis | 0.012216 | 0.018416 | 0.025528 | 0.033564 | 0.042613 | 0.05275 | 0.22084 | 0.38686 | 0.59229 | 0.7987 | 1.1278 | 1.4857 | 1.8909 | 2.2906 | 2.3023 | 2.3139 | 2.3256 | 2.3373 | 2.349 | 2.3606 | 2.3723 | 2.384 | 2.3957 | 2.4073 | 2.419 | 2.6021 | 3.7226 | 4.4392 | 4.7333 | 5.1283 | 5.49
Hydrogen | Falling Short | TWh | Supply | Non-networked Electrolysis |  |  | Non-networked Electrolysis | 0 | 0 | 0 | 0 | 0 | 0 | 0 | 0 | 0 | 0 | 0 | 0 | 0 | 0 | 0 | 0 | 0 | 0 | 0 | 0 | 0 | 0 | 0 | 0 | 0 | 0 | 0 | 0 | 0 | 0 | 0
Hydrogen | Falling Short | TWh | Supply | Biomass gasification |  |  | Biomass gasification | 0 | 0 | 0 | 0 | 0 | 0 | 0 | 0 | 0 | 0 | 0 | 0 | 0 | 0 | 0 | 0 | 0 | 0 | 0 | 0 | 0 | 0 | 0 | 0 | 0 | 0 | 0 | 0 | 0 | 0 | 0
Hydrogen | Falling Short | TWh | Supply | Nuclear Electrolysis |  |  | Nuclear Electrolysis | 0 | 0 | 0 | 0 | 0 | 0 | 0 | 0 | 0 | 0 | 0 | 0 | 0 | 0 | 0 | 0 | 0 | 0 | 0 | 0 | 0 | 0 | 0 | 0 | 0 | 0 | 0 | 0 | 0 | 0 | 0
Hydrogen | Falling Short | TWh | Supply | Imports |  |  | Imports | 0 | 0 | 0 | 0 | 0 | 0 | 0 | 0 | 0 | 0 | 0 | 0 | 0 | 0 | 0 | 0 | 0 | 0 | 0 | 0 | 0 | 0 | 0 | 0 | 0 | 0 | 0 | 0 | 0 | 0 | 0
Hydrogen | Falling Short | TWh | Supply | Exports |  |  | Exports | 0 | 0 | 0 | 0 | 0 | 0 | 0 | 0 | 0 | 0 | 0 | 0 | 0 | 0 | 0 | 0 | 0 | 0 | 0 | 0 | 0 | 0 | 0 | 0 | 0 | 0 | 0 | 0 | 0 | 0 | 0
Hydrogen | Consumer Transformation | GW | Capacity | Methane Reformation with CCUS |  |  | Methane Reformation with CCUS | 0 | 0 | 0 | 0 | 0 | 0 | 0 | 0 | 0.0023548 | 0.0031398 | 0.0039247 | 0.040382 | 0.076839 | 0.1133 | 0.14975 | 0.14975 | 0.14975 | 0.14975 | 0.14975 | 0.14975 | 0.14975 | 0.14975 | 0.14975 | 0.14975 | 0.14975 | 0.14975 | 0.14975 | 0.14975 | 0.14975 | 0.14975 | 0.14975
Hydrogen | Consumer Transformation | GW | Capacity | Networked Electrolysis |  |  | Networked Electrolysis | 0.0034863 | 0.0093529 | 0.016052 | 0.022042 | 0.028875 | 0.036497 | 0.044947 | 0.13503 | 0.21921 | 0.36176 | 0.72452 | 1.0364 | 1.6026 | 2.2513 | 2.856 | 3.5123 | 4.257 | 4.9088 | 5.4046 | 5.8312 | 6.4772 | 8.5437 | 10.2789 | 12.0168 | 13.8379 | 15.314 | 17.2266 | 18.797 | 20.8085 | 22.3009 | 23.5805
Hydrogen | Consumer Transformation | GW | Capacity | Non-networked Electrolysis |  |  | Non-networked Electrolysis | 0 | 0 | 0 | 0 | 0 | 0 | 0 | 0 | 0 | 0 | 0 | 0 | 0 | 0 | 0 | 0 | 0 | 0 | 0 | 0 | 0 | 0 | 0 | 0 | 0 | 0 | 0 | 0 | 0 | 0 | 0.73841
Hydrogen | Consumer Transformation | GW | Capacity | Biomass gasification |  |  | Biomass gasification | 0 | 0 | 0 | 0 | 0 | 0 | 0 | 0 | 0 | 0 | 0 | 0 | 0 | 0 | 0 | 0 | 0 | 0 | 0 | 0 | 0 | 0 | 0 | 0 | 0 | 0 | 0 | 0 | 0 | 0 | 0
Hydrogen | Consumer Transformation | GW | Capacity | Nuclear Electrolysis |  |  | Nuclear Electrolysis | 0 | 0 | 0 | 0 | 0 | 0 | 0 | 0 | 0 | 0 | 0 | 0.038052 | 0.076104 | 0.11416 | 0.15221 | 0.19026 | 0.22831 | 0.26636 | 0.30441 | 0.34247 | 0.38052 | 0.45662 | 0.53272 | 0.60883 | 0.68493 | 0.76104 | 0.83714 | 0.91324 | 0.98935 | 1.0654 | 1.1416
Hydrogen | Consumer Transformation | GW | Capacity | Imports |  |  | Imports | 0 | 0 | 0 | 0 | 0 | 0 | 0 | 0 | 0 | 0 | 0 | 0 | 0 | 0 | 0 | 0 | 0 | 0 | 0 | 0 | 0 | 0 | 0 | 0 | 0 | 0 | 0 | 0 | 0 | 0 | 0
Hydrogen | Consumer Transformation | GW | Capacity | Exports |  |  | Exports | 0 | 0 | 0 | 0 | 0 | 0 | 0 | 0 | 0 | 0 | 0 | 0 | 0 | 0 | 0 | 0 | 0 | 0 | 0 | 0 | 0 | 0 | 0 | 0 | 0 | 0 | 0 | 0 | 0 | 0 | 0
Hydrogen | System Transformation | GW | Capacity | Methane Reformation with CCUS |  |  | Methane Reformation with CCUS | 0 | 0 | 0 | 0 | 0 | 0 | 0.091024 | 0.3748 | 1.0834 | 1.9326 | 2.9717 | 4.6056 | 6.4306 | 8.4294 | 10.4127 | 12.497 | 14.4196 | 16.2221 | 18.1447 | 19.7068 | 21.3891 | 22.7109 | 24.0327 | 24.994 | 25.715 | 26.1999 | 26.1999 | 26.1999 | 26.1999 | 26.1999 | 26.1999
Hydrogen | System Transformation | GW | Capacity | Networked Electrolysis |  |  | Networked Electrolysis | 0.0034863 | 0.0085661 | 0.015733 | 0.023826 | 0.034669 | 0.44722 | 1.2147 | 1.7533 | 1.9907 | 2.2282 | 2.4655 | 2.7418 | 3.0181 | 3.2945 | 3.5708 | 5.1236 | 5.5926 | 6.8927 | 7.9495 | 9.9305 | 10.5694 | 13.2355 | 15.4004 | 18.3992 | 21.5377 | 25.1415 | 27.578 | 29.7262 | 31.8543 | 33.7431 | 34.4463
Hydrogen | System Transformation | GW | Capacity | Non-networked Electrolysis |  |  | Non-networked Electrolysis | 0 | 0 | 0 | 0 | 0 | 0 | 0.027727 | 0.055454 | 0.11416 | 0.22831 | 0.38023 | 0.75042 | 0.76012 | 1.2408 | 1.43 | 1.8997 | 2.388 | 2.8694 | 3.4437 | 4.0195 | 4.841 | 5.6912 | 6.5676 | 8.1127 | 9.3185 | 11.2207 | 11.8847 | 12.5502 | 13.2372 | 14.2372 | 15.1054
Hydrogen | System Transformation | GW | Capacity | Biomass gasification |  |  | Biomass gasification | 0 | 0 | 0 | 0 | 0 | 0 | 0 | 0 | 0 | 0 | 0.13626 | 0.50736 | 0.88787 | 1.2684 | 1.6489 | 1.9026 | 2.0294 | 2.1563 | 2.2831 | 2.4099 | 3.0441 | 3.5515 | 4.0589 | 4.1857 | 4.1857 | 4.1857 | 4.1857 | 4.1857 | 4.1857 | 4.1857 | 4.1857
Hydrogen | System Transformation | GW | Capacity | Nuclear Electrolysis |  |  | Nuclear Electrolysis | 0 | 0 | 0 | 0 | 0 | 0 | 0.028539 | 0.057078 | 0.085616 | 0.11416 | 0.14269 | 0.28539 | 0.42808 | 0.57078 | 0.71347 | 0.85616 | 1.0274 | 1.1986 | 1.3699 | 1.5411 | 1.7123 | 1.855 | 1.9977 | 2.1404 | 2.2831 | 2.4258 | 2.5114 | 2.597 | 2.6826 | 2.7683 | 2.8539
Hydrogen | System Transformation | GW | Capacity | Imports |  |  | Imports | 0 | 0 | 0 | 0 | 0 | 0 | 0 | 0 | 0 | 0 | 0 | 0 | 0 | 0 | 0 | 0 | 0 | 0 | 0 | 0 | 0 | 0 | 0 | 0 | 0 | 0 | 0 | 0 | 0 | 0 | 0
Hydrogen | System Transformation | GW | Capacity | Exports |  |  | Exports | 0 | 0 | 0 | 0 | 0 | 0 | 0 | 0 | 0 | 0 | 0 | 0 | 0 | 0 | 0 | 0 | 0 | 0 | 0 | 0 | 0 | 0 | 0 | 0 | 0 | 0 | 0 | 0 | 0 | 0 | 0
Hydrogen | Leading the Way | GW | Capacity | Methane Reformation with CCUS |  |  | Methane Reformation with CCUS | 0 | 0 | 0 | 0 | 0 | 0 | 0.12016 | 0.22831 | 0.38452 | 0.55275 | 0.78106 | 1.224 | 1.9192 | 2.5234 | 2.8839 | 3.0678 | 3.1242 | 3.1242 | 3.1242 | 3.1242 | 3.1242 | 3.1242 | 3.1242 | 3.1242 | 3.1242 | 3.1242 | 3.1242 | 3.1242 | 3.1242 | 3.1242 | 3.1242
Hydrogen | Leading the Way | GW | Capacity | Networked Electrolysis |  |  | Networked Electrolysis | 0.0034863 | 0.0089706 | 0.01544 | 0.021458 | 0.066582 | 1.3344 | 2.0654 | 2.9077 | 3.891 | 5.6828 | 7.6164 | 8.3096 | 8.5305 | 8.878 | 9.8659 | 10.313 | 11.0836 | 11.611 | 12.2572 | 12.764 | 14.5274 | 17.9402 | 21.134 | 24.2204 | 26.6322 | 28.6711 | 30.9427 | 32.861 | 34.5461 | 36.6015 | 38.4022
Hydrogen | Leading the Way | GW | Capacity | Non-networked Electrolysis |  |  | Non-networked Electrolysis | 0 | 0 | 0 | 0 | 0 | 0.038052 | 0.11417 | 0.22834 | 0.53276 | 0.951 | 1.5207 | 1.6325 | 1.8807 | 2.2949 | 2.7354 | 3.1218 | 3.5075 | 4.1392 | 4.7193 | 6.0124 | 7.2165 | 8.241 | 9.5029 | 10.7532 | 11.7257 | 13.0975 | 13.3969 | 14.3294 | 15.3177 | 15.8624 | 16.8124
Hydrogen | Leading the Way | GW | Capacity | Biomass gasification |  |  | Biomass gasification | 0 | 0 | 0 | 0 | 0 | 0 | 0.020865 | 0.041729 | 0.062594 | 0.083458 | 0.10432 | 0.19031 | 0.27629 | 0.36227 | 0.44825 | 0.5596 | 0.57237 | 0.6105 | 0.64863 | 0.68676 | 0.72489 | 0.75962 | 0.79435 | 0.82907 | 0.8638 | 0.89852 | 0.89852 | 0.89852 | 0.89852 | 0.89852 | 0.89852
Hydrogen | Leading the Way | GW | Capacity | Nuclear Electrolysis |  |  | Nuclear Electrolysis | 0 | 0 | 0 | 0 | 0 | 0 | 0 | 0 | 0 | 0 | 0 | 0 | 0 | 0 | 0 | 0 | 0 | 0 | 0 | 0 | 0 | 0 | 0 | 0 | 0 | 0 | 0 | 0 | 0 | 0 | 0
Hydrogen | Leading the Way | GW | Capacity | Imports |  |  | Imports | 0 | 0 | 0 | 0 | 0 | 0 | 0 | 0 | 0 | 0 | 0 | 0 | 0 | 0 | 0 | 0.34593 | 0.46123 | 0.69185 | 0.92247 | 1.1531 | 1.3837 | 1.5913 | 1.7988 | 2.0064 | 2.2139 | 2.4215 | 2.6752 | 2.9288 | 3.1825 | 3.4362 | 3.6899
Hydrogen | Leading the Way | GW | Capacity | Exports |  |  | Exports | 0 | 0 | 0 | 0 | 0 | 0 | 0 | 0 | 0 | 0 | 0 | 0 | 0 | 0 | 0 | 0 | 0 | 0 | 0 | 0 | 0 | 0 | 0 | 0 | 0 | 0 | 0 | 0 | 0 | 0 | 0
Hydrogen | Falling Short | GW | Capacity | Methane Reformation with CCUS |  |  | Methane Reformation with CCUS | 0 | 0 | 0 | 0 | 0 | 0 | 0 | 0 | 0 | 0 | 0 | 0 | 0 | 0 | 0.052459 | 0.1059 | 0.16036 | 0.2189 | 0.27846 | 0.33779 | 0.40655 | 0.47637 | 0.5367 | 0.59741 | 0.65127 | 0.68493 | 0.69695 | 0.71017 | 0.72098 | 0.72098 | 0.72098
Hydrogen | Falling Short | GW | Capacity | Networked Electrolysis |  |  | Networked Electrolysis | 0.0034863 | 0.0052558 | 0.0072854 | 0.0095789 | 0.012161 | 0.015054 | 0.063025 | 0.1104 | 0.16903 | 0.22794 | 0.32186 | 0.42401 | 0.53965 | 0.65371 | 0.65704 | 0.66037 | 0.6637 | 0.66704 | 0.67037 | 0.6737 | 0.67703 | 0.68036 | 0.68369 | 0.68702 | 0.69036 | 0.74261 | 1.0624 | 1.2669 | 1.3508 | 1.4636 | 1.5668
Hydrogen | Falling Short | GW | Capacity | Non-networked Electrolysis |  |  | Non-networked Electrolysis | 0 | 0 | 0 | 0 | 0 | 0 | 0 | 0 | 0 | 0 | 0 | 0 | 0 | 0 | 0 | 0 | 0 | 0 | 0 | 0 | 0 | 0 | 0 | 0 | 0 | 0 | 0 | 0 | 0 | 0 | 0
Hydrogen | Falling Short | GW | Capacity | Biomass gasification |  |  | Biomass gasification | 0 | 0 | 0 | 0 | 0 | 0 | 0 | 0 | 0 | 0 | 0 | 0 | 0 | 0 | 0 | 0 | 0 | 0 | 0 | 0 | 0 | 0 | 0 | 0 | 0 | 0 | 0 | 0 | 0 | 0 | 0
Hydrogen | Falling Short | GW | Capacity | Nuclear Electrolysis |  |  | Nuclear Electrolysis | 0 | 0 | 0 | 0 | 0 | 0 | 0 | 0 | 0 | 0 | 0 | 0 | 0 | 0 | 0 | 0 | 0 | 0 | 0 | 0 | 0 | 0 | 0 | 0 | 0 | 0 | 0 | 0 | 0 | 0 | 0
Hydrogen | Falling Short | GW | Capacity | Imports |  |  | Imports | 0 | 0 | 0 | 0 | 0 | 0 | 0 | 0 | 0 | 0 | 0 | 0 | 0 | 0 | 0 | 0 | 0 | 0 | 0 | 0 | 0 | 0 | 0 | 0 | 0 | 0 | 0 | 0 | 0 | 0 | 0
Hydrogen | Falling Short | GW | Capacity | Exports |  |  | Exports | 0 | 0 | 0 | 0 | 0 | 0 | 0 | 0 | 0 | 0 | 0 | 0 | 0 | 0 | 0 | 0 | 0 | 0 | 0 | 0 | 0 | 0 | 0 | 0 | 0 | 0 | 0 | 0 | 0 | 0 | 0
Hydrogen | Consumer Transformation | TWh | Demand | Road Transport |  |  | Road transport and Rail | 0.012167 | 0.032642 | 0.056023 | 0.076926 | 0.10077 | 0.12737 | 0.15687 | 0.18972 | 0.22615 | 0.26651 | 0.3111 | 0.36035 | 0.41477 | 0.4748 | 0.54085 | 0.61272 | 0.6846 | 0.75925 | 0.83992 | 0.93084 | 1.0459 | 1.1977 | 1.3901 | 1.6152 | 1.7341 | 1.8947 | 2.088 | 2.3097 | 2.5503 | 2.8223 | 3.108
Hydrogen | System Transformation | TWh | Demand | Road Transport |  |  | Road transport and Rail | 0.012167 | 0.029896 | 0.054909 | 0.083152 | 0.121 | 0.1724 | 0.24321 | 0.3411 | 0.47767 | 0.66939 | 0.9406 | 1.3286 | 1.8802 | 2.6625 | 3.7668 | 5.3539 | 7.5182 | 10.4022 | 14.0999 | 18.5893 | 24.188 | 29.8208 | 35.5225 | 38.8543 | 40.391 | 42.3367 | 44.8486 | 47.8883 | 50.7883 | 53.8831 | 56.2244
Hydrogen | Leading the Way | TWh | Demand | Road Transport |  |  | Road transport and Rail | 0.012167 | 0.031308 | 0.053887 | 0.074889 | 0.099968 | 0.12909 | 0.16279 | 0.20183 | 0.24705 | 0.29919 | 0.35944 | 0.42877 | 0.50864 | 0.60056 | 0.70616 | 0.82532 | 0.9511 | 1.0883 | 1.2424 | 1.4224 | 1.648 | 1.941 | 2.3495 | 2.8921 | 3.2572 | 3.5729 | 3.9636 | 4.4164 | 4.9323 | 5.5086 | 6.1345
Hydrogen | Falling Short | TWh | Demand | Road Transport |  |  | Road transport and Rail | 0.012167 | 0.018343 | 0.025426 | 0.033431 | 0.042443 | 0.05254 | 0.061081 | 0.070795 | 0.08185 | 0.09432 | 0.10837 | 0.12406 | 0.14175 | 0.16148 | 0.1835 | 0.20813 | 0.23551 | 0.26595 | 0.29975 | 0.3373 | 0.3789 | 0.42507 | 0.4761 | 0.5325 | 0.59461 | 0.6631 | 0.73844 | 0.82137 | 0.91235 | 1.0121 | 1.1176
Hydrogen | Consumer Transformation | TWh | Demand | Residential |  |  | Residential | 0 | 0 | 0 | 0 | 0 | 0 | 0 | 0 | 0 | 0 | 0 | 0 | 0 | 0 | 0 | 0 | 0 | 0 | 0 | 0 | 0 | 0 | 0 | 0 | 0 | 0 | 0 | 0 | 0 | 0 | 0
Hydrogen | System Transformation | TWh | Demand | Residential |  |  | Residential | 0 | 0 | 0 | 0 | 0 | 0 | 0 | 0 | 0 | 0 | 0 | 10.0422 | 20.6852 | 31.1529 | 41.4541 | 55.2742 | 65.8448 | 78.4023 | 90.6243 | 102.4306 | 113.917 | 124.7742 | 134.5436 | 143.7398 | 152.4343 | 160.4524 | 158.0592 | 155.6241 | 153.3144 | 151.1125 | 145.3041
Hydrogen | Leading the Way | TWh | Demand | Residential |  |  | Residential | 0 | 0 | 0 | 0 | 0 | 0 | 0 | 0 | 0 | 2.5393 | 4.9987 | 7.7174 | 10.2379 | 12.6747 | 15.0576 | 17.4651 | 20.2115 | 23.3894 | 26.4844 | 29.4712 | 32.3623 | 35.288 | 38.092 | 40.8048 | 40.9156 | 41.0811 | 40.9528 | 41.2132 | 41.6758 | 42.2313 | 42.7932
Hydrogen | Falling Short | TWh | Demand | Residential |  |  | Residential | 0 | 0 | 0 | 0 | 0 | 0 | 0 | 0 | 0 | 0 | 0 | 0 | 0 | 0 | 0 | 0 | 0 | 0 | 0 | 0 | 0 | 0 | 0 | 0 | 0 | 0 | 0 | 0 | 0 | 0 | 0
Hydrogen | Consumer Transformation | TWh | Demand | Commercial |  |  | Industrial and Commercial | 0 | 0 | 0 | 0 | 0 | 0 | 0 | 0.033102 | 0.066203 | 0.13241 | 0.19861 | 0.26481 | 0.40755 | 0.55033 | 0.69314 | 0.83588 | 0.97861 | 1.1213 | 1.2639 | 1.4065 | 1.5491 | 1.6917 | 1.8338 | 1.9095 | 1.9849 | 2.06 | 2.1284 | 2.1284 | 2.1284 | 2.1284 | 2.1284
Hydrogen | System Transformation | TWh | Demand | Commercial |  |  | Industrial and Commercial | 0 | 0 | 0 | 0 | 0 | 0 | 0 | 0 | 0.52963 | 1.0593 | 1.6148 | 3.3546 | 5.6865 | 7.973 | 10.2508 | 12.5245 | 15.201 | 17.9936 | 20.8831 | 23.8317 | 26.8336 | 29.9384 | 33.0356 | 35.5699 | 38.0799 | 40.5787 | 41.8947 | 42.7861 | 43.7879 | 44.8724 | 45.9932
Hydrogen | Leading the Way | TWh | Demand | Commercial |  |  | Industrial and Commercial | 0 | 0 | 0 | 0 | 0.13241 | 0.26481 | 0.52963 | 0.79444 | 1.0593 | 1.3647 | 2.0534 | 3.1959 | 4.3285 | 5.4504 | 6.5676 | 7.6871 | 8.9822 | 10.3655 | 11.7678 | 13.1647 | 14.2417 | 15.3604 | 16.4656 | 17.5671 | 18.6114 | 19.3587 | 19.6796 | 20.1081 | 20.5448 | 20.9751 | 21.4169
Hydrogen | Falling Short | TWh | Demand | Commercial |  |  | Industrial and Commercial | 0 | 0 | 0 | 0 | 0 | 0 | 0 | 0 | 0 | 0 | 0 | 0 | 0 | 0 | 0 | 0 | 0 | 0 | 0 | 0 | 0 | 0 | 0 | 0 | 0 | 0 | 0 | 0 | 0 | 0 | 0
Hydrogen | Consumer Transformation | TWh | Demand | Industrial |  |  | Industrial and Commercial | 0 | 0 | 0 | 0 | 0 | 0 | 0 | 0.24843 | 0.4922 | 0.88966 | 1.3749 | 2.0561 | 2.9415 | 4.0222 | 5.1717 | 6.2903 | 7.2874 | 8.1145 | 8.7672 | 9.272 | 9.6565 | 9.9481 | 10.1672 | 10.3404 | 10.507 | 10.6213 | 10.733 | 10.8251 | 10.918 | 11.0112 | 11.1094
Hydrogen | System Transformation | TWh | Demand | Industrial |  |  | Industrial and Commercial | 0 | 0 | 0 | 0 | 0 | 0 | 0.4889 | 1.121 | 2.5635 | 4.7943 | 7.7398 | 11.7738 | 16.6114 | 22.6559 | 29.0845 | 35.6163 | 42.1476 | 48.3 | 54.0794 | 59.2828 | 63.9224 | 68.1513 | 71.8701 | 75.2178 | 78.2438 | 81.1385 | 83.5263 | 85.151 | 86.6654 | 87.3789 | 87.7331
Hydrogen | Leading the Way | TWh | Demand | Industrial |  |  | Industrial and Commercial | 0 | 0 | 0 | 0 | 0 | 0.24557 | 0.77654 | 1.3385 | 2.6135 | 4.4748 | 7.0412 | 10.1375 | 13.6146 | 17.7462 | 22.1618 | 26.6447 | 30.7556 | 34.2768 | 37.5374 | 40.47 | 43.0461 | 45.1194 | 46.8525 | 48.5242 | 50.1335 | 51.3612 | 52.4473 | 53.3816 | 53.758 | 54.0008 | 54.231
Hydrogen | Falling Short | TWh | Demand | Industrial |  |  | Industrial and Commercial | 0 | 0 | 0 | 0 | 0 | 0 | 0.15888 | 0.31452 | 0.50809 | 0.70119 | 1.0149 | 1.3558 | 1.7416 | 2.12 | 2.5444 | 2.9744 | 3.41 | 3.8765 | 4.3479 | 4.8138 | 5.3538 | 5.898 | 6.3586 | 6.8171 | 7.213 | 7.6059 | 7.9462 | 8.2866 | 8.5782 | 8.8719 | 9.1266
Hydrogen | Consumer Transformation | TWh | Demand | Power Generation |  |  | Power Generation | 0 | 0 | 0 | 0 | 0 | 0 | 0 | 0 | 0 | 0 | 0.4 | 1.1 | 2 | 2.8 | 3.7 | 4.5 | 5.6 | 6.5 | 7 | 7.7 | 8.7 | 10.4 | 10.2 | 10.2 | 11.9 | 12.6 | 13.8 | 14 | 15.8 | 16.4 | 17
Hydrogen | System Transformation | TWh | Demand | Power Generation |  |  | Power Generation | 0 | 0 | 0 | 0 | 0 | 0 | 0 | 0 | 0 | 0.1 | 2.9 | 4.5 | 4.4 | 6.1 | 6.4 | 8.3 | 10.3 | 10.1 | 10.8 | 12.1 | 11.5 | 12.3 | 10.9 | 11.9 | 12.1 | 12.3 | 12.4 | 12.2 | 12 | 12.2 | 12.6
Hydrogen | Leading the Way | TWh | Demand | Power Generation |  |  | Power Generation | 0 | 0 | 0 | 0 | 0 | 0 | 0 | 0 | 0 | 0.4 | 1.1 | 2 | 3 | 4.2 | 6 | 6.6 | 7.9 | 7.6 | 7.7 | 8 | 9.5 | 10.2 | 11.2 | 11.9 | 12.5 | 13.6 | 13.7 | 13.9 | 13.8 | 13.9 | 14.2
Hydrogen | Falling Short | TWh | Demand | Power Generation |  |  | Power Generation | 0 | 0 | 0 | 0 | 0 | 0 | 0 | 0 | 0 | 0 | 0 | 0 | 0 | 0 | 0 | 0 | 0 | 0 | 0 | 0 | 0 | 0 | 0 | 0 | 0 | 0 | 0.8 | 1.2 | 1.2 | 1.2 | 1.2
Hydrogen | Consumer Transformation | TWh | Demand | Rail |  |  | Road transport and Rail | 0 | 0 | 0 | 0 | 0 | 0 | 0 | 0 | 0 | 0 | 0 | 0 | 0 | 0 | 0 | 0 | 0 | 0 | 0 | 0 | 0 | 0 | 0 | 0 | 0 | 0 | 0 | 0 | 0 | 0 | 0
Hydrogen | System Transformation | TWh | Demand | Rail |  |  | Road transport and Rail | 0 | 0 | 0 | 0 | 0 | 0 | 0 | 0 | 0 | 0 | 0.52055 | 0.68558 | 0.85061 | 1.0156 | 1.1807 | 1.3457 | 1.3949 | 1.4442 | 1.4934 | 1.5427 | 1.5919 | 1.6902 | 1.7885 | 1.8868 | 1.985 | 2.0833 | 2.0833 | 2.0833 | 2.0833 | 2.0833 | 2.0833
Hydrogen | Leading the Way | TWh | Demand | Rail |  |  | Road transport and Rail | 0 | 0 | 0 | 0 | 0 | 0 | 0 | 0 | 0 | 0 | 0 | 0 | 0 | 0 | 0 | 0 | 0 | 0 | 0 | 0 | 0 | 0 | 0 | 0 | 0 | 0 | 0 | 0 | 0 | 0 | 0
Hydrogen | Falling Short | TWh | Demand | Rail |  |  | Road transport and Rail | 0 | 0 | 0 | 0 | 0 | 0 | 0 | 0 | 0 | 0 | 0 | 0 | 0 | 0 | 0 | 0 | 0 | 0 | 0 | 0 | 0 | 0 | 0 | 0 | 0 | 0 | 0 | 0 | 0 | 0 | 0
Hydrogen | Consumer Transformation | TWh | Demand | Shipping |  |  | Shipping and Aviation | 0 | 0 | 0 | 0 | 0 | 0 | 0 | 0 | 0 | 0 | 0.5 | 1 | 2 | 3 | 4 | 5 | 6 | 7 | 8 | 9 | 10 | 15.9583 | 21.9167 | 27.875 | 33.8333 | 39.7917 | 45.75 | 51.7083 | 57.6667 | 63.625 | 69.5833
Hydrogen | System Transformation | TWh | Demand | Shipping |  |  | Shipping and Aviation | 0 | 0 | 0 | 0 | 0 | 0 | 0 | 0 | 0 | 0 | 0.5 | 1 | 2 | 3 | 4 | 5 | 6 | 7 | 8 | 9 | 10 | 15.9583 | 21.9167 | 27.875 | 33.8333 | 39.7917 | 45.75 | 51.7083 | 57.6667 | 63.625 | 69.5833
Hydrogen | Leading the Way | TWh | Demand | Shipping |  |  | Shipping and Aviation | 0 | 0 | 0 | 0 | 0 | 0 | 0 | 0 | 0 | 0 | 0.5 | 1 | 2 | 3 | 4 | 5 | 6 | 7 | 8 | 9 | 10 | 15.9583 | 21.9167 | 27.875 | 33.8333 | 39.7917 | 45.75 | 51.7083 | 57.6667 | 63.625 | 69.5833
Hydrogen | Falling Short | TWh | Demand | Shipping |  |  | Shipping and Aviation | 0 | 0 | 0 | 0 | 0 | 0 | 0 | 0 | 0 | 0 | 0 | 0 | 0 | 0 | 0 | 0 | 0 | 0 | 0 | 0 | 0 | 0 | 0 | 0 | 0 | 0 | 0 | 0 | 0 | 0 | 0
Hydrogen | Consumer Transformation | TWh | Demand | Blending |  |  | Blending | 0 | 0 | 0 | 0 | 0 | 0 | 0 | 0 | 0 | 0 | 0 | 0 | 0 | 0 | 0 | 0 | 0 | 0 | 0 | 0 | 0 | 0 | 0 | 0 | 0 | 0 | 0 | 0 | 0 | 0 | 0
Hydrogen | System Transformation | TWh | Demand | Blending |  |  | Blending | 0 | 0 | 0 | 0 | 0 | 1.3884 | 4.5334 | 8.3071 | 13.2537 | 18.5667 | 22.0822 | 23 | 23.6714 | 24 | 24.3058 | 23.9414 | 19.9921 | 17.6851 | 14.6665 | 11.4299 | 10.1422 | 5.9702 | 3.8542 | 1.9 | 0 | 0 | 0 | 0 | 0 | 0 | 0
Hydrogen | Leading the Way | TWh | Demand | Blending |  |  | Blending | 0 | 0 | 0 | 0 | 0 | 4.1171 | 7.198 | 10.6309 | 14.7331 | 18.4814 | 21.7958 | 20.4276 | 19.0764 | 17.0744 | 14.5173 | 12.7466 | 7.4316 | 4.2978 | 1.3509 | 0 | 0 | 0 | 0 | 0 | 0 | 0 | 0 | 0 | 0 | 0 | 0
Hydrogen | Falling Short | TWh | Demand | Blending |  |  | Blending | 0 | 0 | 0 | 0 | 0 | 0 | 0 | 0 | 0 | 0 | 0 | 0 | 0 | 0 | 0 | 0 | 0 | 0 | 0 | 0 | 0 | 0 | 0 | 0 | 0 | 0 | 0 | 0 | 0 | 0 | 0
Hydrogen | Consumer Transformation | TWh | Demand | Aviation |  |  | Shipping and Aviation | 0 | 0 | 0 | 0 | 0 | 0 | 0 | 0 | 0 | 0 | 0 | 0 | 0 | 0 | 0 | 0 | 0 | 0 | 0 | 0 | 0.61153 | 1.5696 | 2.5277 | 3.4857 | 4.4438 | 5.4019 | 6.3599 | 7.318 | 8.2761 | 9.2341 | 10.1922
Hydrogen | System Transformation | TWh | Demand | Aviation |  |  | Shipping and Aviation | 0 | 0 | 0 | 0 | 0 | 0 | 0 | 0 | 0 | 0 | 0 | 0 | 0 | 0 | 0 | 0 | 0 | 0 | 0 | 0 | 0.61153 | 1.5696 | 2.5277 | 3.4857 | 4.4438 | 5.4019 | 6.3599 | 7.318 | 8.2761 | 9.2341 | 10.1922
Hydrogen | Leading the Way | TWh | Demand | Aviation |  |  | Shipping and Aviation | 0 | 0 | 0 | 0 | 0 | 0 | 0 | 0 | 0 | 0 | 0 | 0 | 0 | 0 | 0 | 0 | 0 | 0 | 0 | 0 | 0.61153 | 1.5696 | 2.5277 | 3.4857 | 4.4438 | 5.4019 | 6.3599 | 7.318 | 8.2761 | 9.2341 | 10.1922
Hydrogen | Falling Short | TWh | Demand | Aviation |  |  | Shipping and Aviation | 0 | 0 | 0 | 0 | 0 | 0 | 0 | 0 | 0 | 0 | 0 | 0 | 0 | 0 | 0 | 0 | 0 | 0 | 0 | 0 | 0 | 0 | 0 | 0 | 0 | 0 | 0 | 0 | 0 | 0 | 0
Hydrogen | Consumer Transformation | TWh | Demand | Direct Air Carbon Capture and Storage |  |  | Direct Air Carbon Capture and Storage | 0 | 0 | 0 | 0 | 0 | 0 | 0 | 0 | 0 | 0 | 0 | 0 | 0 | 0 | 0 | 0 | 0 | 0 | 0 | 0 | 0 | 0 | 0 | 0 | 0 | 0 | 0 | 0 | 0 | 0 | 0
Hydrogen | System Transformation | TWh | Demand | Direct Air Carbon Capture and Storage |  |  | Direct Air Carbon Capture and Storage | 0 | 0 | 0 | 0 | 0 | 0 | 0 | 0 | 0 | 0 | 0 | 0 | 0 | 0 | 0 | 0 | 0 | 0 | 0 | 0 | 0 | 0 | 0 | 0 | 0 | 0 | 0 | 0 | 0 | 0 | 0
Hydrogen | Leading the Way | TWh | Demand | Direct Air Carbon Capture and Storage |  |  | Direct Air Carbon Capture and Storage | 0 | 0 | 0 | 0 | 0 | 0 | 0 | 0 | 0 | 0 | 0.0066204 | 0.0065325 | 0.0064445 | 0.0063565 | 0.0062686 | 0.0061806 | 0.0060926 | 0.0060047 | 0.0059167 | 0.0058288 | 1.7222 | 4.3527 | 6.9004 | 9.3655 | 11.7479 | 14.0476 | 16.2646 | 18.3989 | 20.4506 | 22.4195 | 24.3058
Hydrogen | Falling Short | TWh | Demand | Direct Air Carbon Capture and Storage |  |  | Direct Air Carbon Capture and Storage | 0 | 0 | 0 | 0 | 0 | 0 | 0 | 0 | 0 | 0 | 0 | 0 | 0 | 0 | 0 | 0 | 0 | 0 | 0 | 0 | 0 | 0 | 0 | 0 | 0 | 0 | 0 | 0 | 0 | 0 | 0
Hydrogen | Consumer Transformation | TWh | Demand | Transmission Losses |  |  | Transmission Losses | 4.8669e-05 | 0.00013057 | 0.00022409 | 0.00030771 | 0.00040309 | 0.0005095 | 0.00062747 | 0.001885 | 0.0031382 | 0.0051543 | 0.011138 | 0.019125 | 0.031055 | 0.043389 | 0.056423 | 0.068956 | 0.082202 | 0.09398 | 0.10348 | 0.11324 | 0.12625 | 0.16306 | 0.19214 | 0.2217 | 0.25761 | 0.28948 | 0.32344 | 0.35316 | 0.38936 | 0.42088 | 0.45249
Hydrogen | System Transformation | TWh | Demand | Transmission Losses |  |  | Transmission Losses | 4.8669e-05 | 0.00011958 | 0.00021964 | 0.00033261 | 0.00048399 | 0.0062433 | 0.021062 | 0.039077 | 0.067298 | 0.10076 | 0.14519 | 0.22274 | 0.30314 | 0.39424 | 0.48177 | 0.58942 | 0.67359 | 0.76531 | 0.85859 | 0.95283 | 1.0508 | 1.1607 | 1.2638 | 1.3617 | 1.446 | 1.5363 | 1.5797 | 1.619 | 1.6583 | 1.6976 | 1.7189
Hydrogen | Leading the Way | TWh | Demand | Transmission Losses |  |  | Transmission Losses | 4.8669e-05 | 0.00012523 | 0.00021555 | 0.00029956 | 0.0009295 | 0.019026 | 0.034668 | 0.051863 | 0.074612 | 0.11024 | 0.15142 | 0.17965 | 0.21109 | 0.24301 | 0.27607 | 0.3079 | 0.32895 | 0.3521 | 0.37636 | 0.40614 | 0.45253 | 0.51916 | 0.58522 | 0.64966 | 0.70177 | 0.75286 | 0.79647 | 0.84178 | 0.88442 | 0.92758 | 0.97143
Hydrogen | Falling Short | TWh | Demand | Transmission Losses |  |  | Transmission Losses | 4.8669e-05 | 7.3371e-05 | 0.0001017 | 0.00013372 | 0.00016977 | 0.00021016 | 0.00087984 | 0.0015413 | 0.0023597 | 0.0031821 | 0.0044932 | 0.0059193 | 0.0075335 | 0.0091259 | 0.010912 | 0.01273 | 0.014582 | 0.01657 | 0.018591 | 0.020605 | 0.022931 | 0.025292 | 0.027339 | 0.029398 | 0.031231 | 0.033076 | 0.037939 | 0.041232 | 0.042762 | 0.044336 | 0.045777
Hydrogen | Consumer Transformation | TWh | Demand |  | Natural Gas |  | Natural Gas | 0 | 0 | 0 | 0 | 0 | 0 | 0 | 0 | 0.026554 | 0.035405 | 0.044257 | 0.45536 | 0.86647 | 1.2776 | 1.6887 | 1.6887 | 1.6887 | 1.6887 | 1.6887 | 1.6887 | 1.6887 | 1.6887 | 1.6887 | 1.6887 | 1.6887 | 1.6887 | 1.6887 | 1.6887 | 1.6887 | 1.6887 | 1.6887
Hydrogen | System Transformation | TWh | Demand |  | Natural Gas |  | Natural Gas | 0 | 0 | 0 | 0 | 0 | 0 | 0.92378 | 3.8037 | 10.9953 | 19.6129 | 30.1591 | 46.7412 | 65.2621 | 85.5472 | 105.6749 | 126.828 | 146.34 | 164.6325 | 184.1445 | 199.998 | 217.071 | 230.4855 | 243.9 | 253.656 | 260.973 | 265.8944 | 265.8944 | 265.8944 | 265.8944 | 265.8944 | 265.8944
Hydrogen | Leading the Way | TWh | Demand |  | Natural Gas |  | Natural Gas | 0 | 0 | 0 | 0 | 0 | 0 | 1.355 | 2.5745 | 4.336 | 6.233 | 8.8075 | 13.802 | 21.642 | 28.455 | 32.52 | 34.5931 | 35.23 | 35.23 | 35.23 | 35.23 | 35.23 | 35.23 | 35.23 | 35.23 | 35.23 | 35.23 | 35.23 | 35.23 | 35.23 | 35.23 | 35.23
Hydrogen | Falling Short | TWh | Demand |  | Natural Gas |  | Natural Gas | 0 | 0 | 0 | 0 | 0 | 0 | 0 | 0 | 0 | 0 | 0 | 0 | 0 | 0 | 0.59154 | 1.1941 | 1.8082 | 2.4684 | 3.14 | 3.809 | 4.5844 | 5.3717 | 6.052 | 6.7366 | 7.3439 | 7.7235 | 7.859 | 8.0081 | 8.13 | 8.13 | 8.13
Hydrogen | Consumer Transformation | TWh | Demand |  | Bioresources |  | Bioresources | 0 | 0 | 0 | 0 | 0 | 0 | 0 | 0 | 0 | 0 | 0 | 0 | 0 | 0 | 0 | 0 | 0 | 0 | 0 | 0 | 0 | 0 | 0 | 0 | 0 | 0 | 0 | 0 | 0 | 0 | 0
Hydrogen | System Transformation | TWh | Demand |  | Bioresources |  | Bioresources | 0 | 0 | 0 | 0 | 0 | 0 | 0 | 0 | 0 | 0 | 1.3772 | 5.128 | 8.974 | 12.82 | 16.666 | 19.23 | 20.512 | 21.794 | 23.076 | 24.358 | 30.768 | 35.896 | 41.024 | 42.306 | 42.306 | 42.306 | 42.306 | 42.306 | 42.306 | 42.306 | 42.306
Hydrogen | Leading the Way | TWh | Demand |  | Bioresources |  | Bioresources | 0 | 0 | 0 | 0 | 0 | 0 | 0.23161 | 0.46322 | 0.69483 | 0.92644 | 1.1581 | 2.1125 | 3.067 | 4.0214 | 4.9759 | 6.212 | 6.3537 | 6.7769 | 7.2002 | 7.6235 | 8.0468 | 8.4323 | 8.8178 | 9.2033 | 9.5887 | 9.9742 | 9.9742 | 9.9742 | 9.9742 | 9.9742 | 9.9742
Hydrogen | Falling Short | TWh | Demand |  | Bioresources |  | Bioresources | 0 | 0 | 0 | 0 | 0 | 0 | 0 | 0 | 0 | 0 | 0 | 0 | 0 | 0 | 0 | 0 | 0 | 0 | 0 | 0 | 0 | 0 | 0 | 0 | 0 | 0 | 0 | 0 | 0 | 0 | 0
Hydrogen | Consumer Transformation | TWh | Demand |  | Nuclear |  | Nuclear | 0 | 0 | 0 | 0 | 0 | 0 | 0 | 0 | 0 | 0 | 0 | 0.31633 | 0.63267 | 0.949 | 1.2653 | 1.5605 | 1.8726 | 2.1847 | 2.4968 | 2.8089 | 3.0787 | 3.6945 | 4.3102 | 4.926 | 5.5417 | 6.1237 | 6.736 | 7.3484 | 7.9608 | 8.5731 | 9.1347
Hydrogen | System Transformation | TWh | Demand |  | Nuclear |  | Nuclear | 0 | 0 | 0 | 0 | 0 | 0 | 0.24106 | 0.48211 | 0.72317 | 0.96422 | 1.1862 | 2.3725 | 3.5587 | 4.745 | 5.9312 | 7.0223 | 8.4268 | 9.8313 | 11.2357 | 12.6402 | 13.8544 | 15.0089 | 16.1634 | 17.3179 | 18.4725 | 19.5192 | 20.2081 | 20.897 | 21.5859 | 22.2748 | 22.8368
Hydrogen | Leading the Way | TWh | Demand |  | Nuclear |  | Nuclear | 0 | 0 | 0 | 0 | 0 | 0 | 0 | 0 | 0 | 0 | 0 | 0 | 0 | 0 | 0 | 0 | 0 | 0 | 0 | 0 | 0 | 0 | 0 | 0 | 0 | 0 | 0 | 0 | 0 | 0 | 0
Hydrogen | Falling Short | TWh | Demand |  | Nuclear |  | Nuclear | 0 | 0 | 0 | 0 | 0 | 0 | 0 | 0 | 0 | 0 | 0 | 0 | 0 | 0 | 0 | 0 | 0 | 0 | 0 | 0 | 0 | 0 | 0 | 0 | 0 | 0 | 0 | 0 | 0 | 0 | 0
Hydrogen | Consumer Transformation | TWh | Demand |  | Networked Electricity |  | Networked Electricity | 0.015033 | 0.040332 | 0.06922 | 0.095048 | 0.12451 | 0.15414 | 0.18982 | 0.57026 | 0.92577 | 1.5278 | 3.2777 | 4.9795 | 7.8554 | 10.8517 | 14.0561 | 17.2378 | 20.8171 | 23.965 | 26.4448 | 28.9979 | 32.0685 | 42.1198 | 49.931 | 57.8819 | 67.6721 | 75.8714 | 85.0459 | 92.999 | 102.8192 | 111.2924 | 116.9098
Hydrogen | System Transformation | TWh | Demand |  | Networked Electricity |  | Networked Electricity | 0.017048 | 0.041889 | 0.076937 | 0.11651 | 0.16954 | 2.0677 | 5.6159 | 8.1061 | 9.204 | 10.3019 | 10.9603 | 12.1889 | 13.4174 | 14.6459 | 15.8744 | 22.4355 | 24.4895 | 30.1823 | 34.81 | 43.4846 | 45.5774 | 57.0743 | 66.4096 | 79.3413 | 92.8751 | 107.8564 | 118.3088 | 127.5245 | 136.6541 | 144.7572 | 147.0083
Hydrogen | Leading the Way | TWh | Demand |  | Networked Electricity |  | Networked Electricity | 0.015033 | 0.038683 | 0.066581 | 0.092531 | 0.28712 | 5.6354 | 8.7227 | 12.2799 | 16.4327 | 24 | 31.6584 | 34.5398 | 35.458 | 36.9024 | 41.0088 | 42.2942 | 45.4544 | 47.6171 | 50.2671 | 52.3458 | 58.7704 | 72.5764 | 85.4969 | 97.9829 | 107.7398 | 115.351 | 124.49 | 132.2076 | 138.9875 | 147.2566 | 153.6478
Hydrogen | Falling Short | TWh | Demand |  | Networked Electricity |  | Networked Electricity | 0.017048 | 0.025701 | 0.035626 | 0.046842 | 0.05947 | 0.069601 | 0.29139 | 0.51044 | 0.78151 | 1.0539 | 1.4309 | 1.885 | 2.399 | 2.9061 | 2.9209 | 2.8917 | 2.9063 | 2.9209 | 2.9355 | 2.9501 | 2.9195 | 2.9339 | 2.9482 | 2.9626 | 2.977 | 3.1858 | 4.5576 | 5.4349 | 5.7951 | 6.2786 | 6.6866
Hydrogen | Consumer Transformation | TWh | Demand |  | Non Networked Electricity |  | Non Networked Electricity | 0 | 0 | 0 | 0 | 0 | 0 | 0 | 0 | 0 | 0 | 0 | 0 | 0 | 0 | 0 | 0 | 0 | 0 | 0 | 0 | 0 | 0 | 0 | 0 | 0 | 0 | 0 | 0 | 0 | 0 | 2.2158
Hydrogen | System Transformation | TWh | Demand |  | Non Networked Electricity |  | Non Networked Electricity | 0 | 0 | 0 | 0 | 0 | 0 | 0.096145 | 0.19229 | 0.39584 | 0.79168 | 1.2678 | 2.502 | 2.5344 | 4.1371 | 4.7677 | 6.2389 | 7.8428 | 9.4235 | 11.3098 | 13.2009 | 15.6566 | 18.4061 | 21.2407 | 26.2377 | 30.1375 | 36.1025 | 38.2388 | 40.3802 | 42.5905 | 45.808 | 48.3494
Hydrogen | Leading the Way | TWh | Demand |  | Non Networked Electricity |  | Non Networked Electricity | 0 | 0 | 0 | 0 | 0 | 0.12053 | 0.36162 | 0.72325 | 1.6875 | 3.0123 | 4.7406 | 5.0891 | 5.863 | 7.1543 | 8.5275 | 9.602 | 10.7882 | 12.7313 | 14.5156 | 18.4929 | 21.8957 | 25.0041 | 28.8327 | 32.6265 | 35.5769 | 39.5209 | 40.4243 | 43.2379 | 46.2201 | 47.8637 | 50.4501
Hydrogen | Falling Short | TWh | Demand |  | Non Networked Electricity |  | Non Networked Electricity | 0 | 0 | 0 | 0 | 0 | 0 | 0 | 0 | 0 | 0 | 0 | 0 | 0 | 0 | 0 | 0 | 0 | 0 | 0 | 0 | 0 | 0 | 0 | 0 | 0 | 0 | 0 | 0 | 0 | 0 | 0
Hydrogen | Consumer Transformation | TWh | Storage |  |  |  |  | 0 | 0 | 0 | 0 | 0 | 0.081739 | 0 | 0 | 0 | 0 | 0.63678 | 0 | 0 | 0 | 0 | 2.5677 | 0 | 0 | 0 | 0 | 4.0667 | 0 | 0 | 0 | 0 | 8.4622 | 0 | 0 | 0 | 0 | 11.2722
Hydrogen | System Transformation | TWh | Storage |  |  |  |  | 0 | 0 | 0 | 0 | 0 | 0.13344 | 0 | 0 | 0 | 0 | 0.8681 | 0 | 0 | 0 | 0 | 9.6674 | 0 | 0 | 0 | 0 | 23.671 | 0 | 0 | 0 | 0 | 41.5056 | 0 | 0 | 0 | 0 | 55.8417
Hydrogen | Leading the Way | TWh | Storage |  |  |  |  | 0 | 0 | 0 | 0 | 0 | 0.21866 | 0 | 0 | 0 | 0 | 2.458 | 0 | 0 | 0 | 0 | 1.8491 | 0 | 0 | 0 | 0 | 4.3465 | 0 | 0 | 0 | 0 | 8.142 | 0 | 0 | 0 | 0 | 19.1407
Hydrogen | Falling Short | TWh | Storage |  |  |  |  | 0 | 0 | 0 | 0 | 0 | 0 | 0 | 0 | 0 | 0 | 0 | 0 | 0 | 0 | 0 | 0 | 0 | 0 | 0 | 0 | 0 | 0 | 0 | 0 | 0 | 0 | 0 | 0 | 0 | 0 | 0.61802
Natural Gas | Falling Short | bcm/yr | Supply | UKCS |  |  | UKCS | 33.5863 | 29.337 | 35.6285 | 36.7422 | 34.8796 | 31.0963 | 29.7138 | 28.1579 | 26.4794 | 23.5786 | 21.8909 | 19.6202 | 18.296 | 16.8051 | 15.5963 | 14.3878 | 12.2559 | 11.2351 | 9.5413 | 8.0001 | 6.6935 | 5.5895 | 4.9753 | 4.5695 | 3.8294 | 3.2834 | 2.6015 | 1.8513 | 1.4406 | 1.0298 | 0.75691
Natural Gas | Falling Short | bcm/yr | Supply | Shale |  |  | Shale | 0 | 0 | 0 | 0 | 0 | 0 | 0.19439 | 0.24346 | 0.29566 | 0.34734 | 0.45532 | 0.7 | 0.94812 | 3.1257 | 6.0482 | 7.8005 | 9.567 | 10.9598 | 11.7978 | 12.6518 | 13.1022 | 12.6954 | 12.3644 | 12.3994 | 12.0788 | 11.9331 | 11.9196 | 12.0208 | 11.7233 | 11.304 | 10.9579
Natural Gas | Falling Short | bcm/yr | Supply | Green Gas |  |  | Green Gas | 0.30168 | 0.30496 | 0.91545 | 1.148 | 1.3261 | 1.4249 | 1.6397 | 1.8282 | 2.0375 | 2.2404 | 2.3509 | 2.4666 | 2.6076 | 2.741 | 2.8784 | 2.9568 | 3.0193 | 3.1368 | 3.2076 | 3.3335 | 3.466 | 3.4935 | 3.5752 | 3.7098 | 3.8388 | 4.0353 | 4.1985 | 4.3042 | 4.3934 | 4.437 | 4.5647
Natural Gas | Falling Short | bcm/yr | Supply | Norway |  |  | Imports | 26.411 | 31.749 | 28.9359 | 30.074 | 30.01 | 27.8745 | 27.3329 | 26.1323 | 25.8372 | 25.4578 | 24.2581 | 22.4933 | 20.6561 | 19.6145 | 18.5658 | 17.8635 | 15.8488 | 15.5439 | 14.9541 | 14.5905 | 14.0165 | 13.2397 | 13.0372 | 12.3798 | 12.0978 | 11.755 | 11.3102 | 10.7259 | 10.1296 | 9.7334 | 9.2779
Natural Gas | Falling Short | bcm/yr | Supply | Continent |  |  | Imports | 1.3293 | 4.1218 | 3.6023 | 4.2276 | 4.0734 | 4.4629 | 4.3504 | 3.7909 | 3.6867 | 3.6173 | 4.4391 | 5.3356 | 5.9112 | 5.613 | 5.0358 | 4.5814 | 4.5681 | 4.2303 | 4.1859 | 4.2918 | 4.486 | 4.6542 | 4.6309 | 4.683 | 4.6712 | 4.8141 | 5.0328 | 5.1419 | 5.1926 | 5.1387 | 5.2263
Natural Gas | Falling Short | bcm/yr | Supply | LNG |  |  | Imports | 17.6939 | 14.2823 | 10.466 | 8.5358 | 7.3339 | 8.3194 | 8.5037 | 8.8502 | 8.0766 | 7.7435 | 7.8331 | 9.418 | 10.6034 | 10.9172 | 10.6469 | 10.5985 | 10.4996 | 9.6703 | 10.0315 | 10.473 | 10.6859 | 11.0493 | 11.4666 | 11.8932 | 12.4348 | 12.4746 | 11.9349 | 12.3874 | 12.7699 | 12.5895 | 12.4958
Natural Gas | Falling Short | bcm/yr | Supply | Generic Imports |  |  | Imports | 0 | 0 | 2.1801 | 3.5397 | 5.7296 | 6.7939 | 7.9195 | 8.6497 | 9.3796 | 10.4901 | 10.4784 | 10.8555 | 11.2882 | 10.9105 | 10.1622 | 9.2536 | 9.2268 | 8.5519 | 8.4643 | 8.6737 | 9.063 | 9.249 | 9.2033 | 9.3018 | 9.2799 | 9.5611 | 9.9953 | 9.8376 | 9.3746 | 9.0861 | 8.7271
Natural Gas | System Transformation | bcm/yr | Supply | UKCS |  |  | UKCS | 33.5863 | 29.337 | 35.4726 | 37.3494 | 34.0472 | 31.0205 | 29.2093 | 26.7236 | 22.7442 | 20.8146 | 18.0613 | 16.1829 | 14.7484 | 14.327 | 13.4829 | 12.9352 | 11.7377 | 10.2713 | 9.3947 | 7.9817 | 6.2745 | 5.2799 | 4.8244 | 4.0498 | 3.2515 | 2.5943 | 1.9737 | 1.3746 | 1.0409 | 0.73969 | 0.53559
Natural Gas | System Transformation | bcm/yr | Supply | Shale |  |  | Shale | 0 | 0 | 0 | 0 | 0 | 0 | 0 | 0 | 0 | 0 | 0 | 0 | 0 | 0 | 0 | 0 | 0 | 0 | 0 | 0 | 0 | 0 | 0 | 0 | 0 | 0 | 0 | 0 | 0 | 0 | 0
Natural Gas | System Transformation | bcm/yr | Supply | Green Gas |  |  | Green Gas | 0.30168 | 0.30496 | 0.63084 | 0.76949 | 0.8406 | 0.91107 | 1.0161 | 1.1217 | 1.1659 | 1.2634 | 1.2568 | 1.344 | 1.4195 | 1.5109 | 1.5712 | 1.6194 | 1.3476 | 0.78994 | 0.84626 | 0.84475 | 0.818 | 0.5307 | 0.50698 | 0.24394 | 0.23283 | 0 | 0 | 0 | 0 | 0 | 0
Natural Gas | System Transformation | bcm/yr | Supply | Norway |  |  | Imports | 26.411 | 31.749 | 28.9359 | 30.8969 | 29.8925 | 29.0737 | 28.6816 | 28.9663 | 27.3942 | 27.172 | 24.8694 | 24.5779 | 24.0828 | 23.8621 | 23.1694 | 22.3553 | 21.4212 | 20.4595 | 19.6767 | 18.8661 | 17.996 | 17.2478 | 16.4769 | 15.8558 | 15.1339 | 14.053 | 13.3411 | 12.7324 | 12.04 | 11.5162 | 11.3166
Natural Gas | System Transformation | bcm/yr | Supply | Continent |  |  | Imports | 1.3293 | 4.1218 | 3.4895 | 3.7192 | 4.2778 | 1.8252 | 1.9353 | 1.7252 | 2.7315 | 3.0451 | 3.2463 | 3.8029 | 3.8238 | 3.9247 | 3.5969 | 3.5123 | 3.4162 | 4.0665 | 4.4208 | 4.8217 | 5.1592 | 5.4151 | 5.5148 | 5.5505 | 5.6507 | 5.7213 | 5.734 | 5.8314 | 5.7734 | 5.7704 | 5.7011
Natural Gas | System Transformation | bcm/yr | Supply | LNG |  |  | Imports | 17.6939 | 14.2823 | 4.761 | 3.4186 | 2.3081 | 3.131 | 3.3442 | 3.365 | 3.9512 | 5.2495 | 5.1283 | 4.631 | 4.6097 | 3.5006 | 3.9918 | 4.0065 | 4.696 | 5.5277 | 5.72 | 6.4082 | 6.6736 | 7.2545 | 7.3372 | 8.0636 | 9.1558 | 10.2891 | 10.7766 | 11.5288 | 11.7638 | 12.0583 | 11.9022
Natural Gas | System Transformation | bcm/yr | Supply | Generic Imports |  |  | Imports | 0 | 0 | 2.3383 | 3.9076 | 5.7325 | 5.7326 | 6.0983 | 6.0977 | 7.9194 | 7.9168 | 8.861 | 9.2 | 9.1717 | 9.5207 | 9.5022 | 9.478 | 9.4635 | 9.4604 | 9.4496 | 9.2621 | 10.0396 | 10.2962 | 10.184 | 9.7708 | 8.988 | 8.0901 | 7.5839 | 7.0931 | 6.6484 | 6.3185 | 6.178
Natural Gas | Consumer Transformation | bcm/yr | Supply | UKCS |  |  | UKCS | 33.5863 | 29.337 | 34.9009 | 32.7143 | 29.9965 | 27.8411 | 24.5312 | 22.073 | 19.2629 | 16.7775 | 14.0081 | 12.3845 | 11.0162 | 9.618 | 8.3597 | 7.4597 | 5.8911 | 4.4729 | 3.1256 | 2.2311 | 1.5974 | 0.99792 | 0.47299 | 0.34297 | 0.24535 | 0.18948 | 0 | 0 | 0 | 0 | 0
Natural Gas | Consumer Transformation | bcm/yr | Supply | Shale |  |  | Shale | 0 | 0 | 0 | 0 | 0 | 0 | 0 | 0 | 0 | 0 | 0 | 0 | 0 | 0 | 0 | 0 | 0 | 0 | 0 | 0 | 0 | 0 | 0 | 0 | 0 | 0 | 0 | 0 | 0 | 0 | 0
Natural Gas | Consumer Transformation | bcm/yr | Supply | Green Gas |  |  | Green Gas | 0.30168 | 0.30496 | 0.44354 | 0.47789 | 0.49033 | 0.52018 | 0.57206 | 0.59234 | 0.60322 | 0.6086 | 0.58613 | 0.73655 | 1.0877 | 1.4361 | 1.741 | 1.7174 | 1.6494 | 1.6011 | 1.2574 | 1.2485 | 0.94558 | 0.9056 | 0.63803 | 0.64002 | 0.41248 | 0.20511 | 0.20498 | 0.21506 | 0.21803 | 0.23958 | 0.29454
Natural Gas | Consumer Transformation | bcm/yr | Supply | Norway |  |  | Imports | 26.411 | 31.749 | 28.9359 | 28.9135 | 28.1837 | 26.7831 | 25.9206 | 24.279 | 22.345 | 20.133 | 17.5101 | 15.8246 | 14.4588 | 13.053 | 11.3691 | 10.7031 | 9.9218 | 8.9458 | 7.9561 | 7.251 | 6.3896 | 5.4885 | 4.9734 | 4.6461 | 3.4275 | 3.0879 | 2.3414 | 1.8045 | 1.46 | 1.1778 | 0
Natural Gas | Consumer Transformation | bcm/yr | Supply | Continent |  |  | Imports | 1.3293 | 4.1218 | 1.4076 | 1.9495 | 3.5326 | 3.1426 | 3.5786 | 3.287 | 4.389 | 5.0913 | 5.2049 | 5.1695 | 4.9857 | 4.7337 | 4.5104 | 3.9853 | 3.6632 | 3.3711 | 3.1492 | 2.846 | 2.4731 | 2.1455 | 1.7962 | 1.4975 | 1.1897 | 1.0258 | 0.69672 | 0.47313 | 0.67762 | 0.46484 | 0.46548
Natural Gas | Consumer Transformation | bcm/yr | Supply | LNG |  |  | Imports | 17.6939 | 14.2823 | 5.0028 | 5.0795 | 2.5299 | 3.217 | 4.1703 | 3.9749 | 4.8419 | 5.0913 | 5.2049 | 5.1695 | 4.9857 | 4.7337 | 4.5104 | 3.9853 | 3.6632 | 3.3711 | 3.1492 | 2.846 | 2.4731 | 2.1455 | 1.8488 | 1.8426 | 1.8314 | 1.8251 | 1.9233 | 1.925 | 0.67762 | 0.46484 | 0.46548
Natural Gas | Consumer Transformation | bcm/yr | Supply | Generic Imports |  |  | Imports | 0 | 0 | 3.9147 | 6.4633 | 7.1947 | 7.0906 | 8.4378 | 9.1692 | 9.7783 | 10.51 | 11.3274 | 10.8141 | 10.4815 | 10.066 | 9.6468 | 8.6514 | 8.0178 | 7.4485 | 7.1285 | 6.5366 | 5.9199 | 5.2739 | 4.6549 | 3.6739 | 3.6493 | 3.202 | 2.8041 | 2.4518 | 2.281 | 1.7031 | 1.2678
Natural Gas | Leading the Way | bcm/yr | Supply | UKCS |  |  | UKCS | 33.5863 | 29.337 | 34.9009 | 34.3964 | 31.6763 | 30.0094 | 27.898 | 26.2406 | 22.5244 | 18.2958 | 15.8268 | 13.3743 | 12.1492 | 11.156 | 10.0386 | 8.8668 | 7.6793 | 6.5563 | 5.6212 | 5.2916 | 4.1033 | 3.6115 | 3.3975 | 3.5398 | 3.137 | 2.9185 | 2.555 | 2.19 | 1.825 | 1.825 | 1.46
Natural Gas | Leading the Way | bcm/yr | Supply | Shale |  |  | Shale | 0 | 0 | 0 | 0 | 0 | 0 | 0 | 0 | 0 | 0 | 0 | 0 | 0 | 0 | 0 | 0 | 0 | 0 | 0 | 0 | 0 | 0 | 0 | 0 | 0 | 0 | 0 | 0 | 0 | 0 | 0
Natural Gas | Leading the Way | bcm/yr | Supply | Green Gas |  |  | Green Gas | 0.30168 | 0.30496 | 0.46414 | 0.502 | 0.5166 | 0.51612 | 0.53555 | 0.55754 | 0.55786 | 0.54373 | 0.54266 | 0.55841 | 0.57466 | 0.59011 | 0.60626 | 0.62062 | 0.6236 | 0.64196 | 0.65395 | 0.70512 | 0.75267 | 0.81747 | 0.90094 | 1.0731 | 1.0612 | 1.1851 | 1.005 | 0.79014 | 0.5475 | 0.365 | 0.365
Natural Gas | Leading the Way | bcm/yr | Supply | Norway |  |  | Imports | 26.411 | 31.749 | 28.9359 | 28.4992 | 26.6796 | 24.9228 | 22.9974 | 21.2962 | 20.2767 | 17.2703 | 15.6454 | 13.8559 | 12.4143 | 10.4341 | 9.3126 | 8.3896 | 7.513 | 6.4578 | 5.561 | 4.7607 | 4.4492 | 3.8836 | 2.9447 | 2.3965 | 2.2638 | 1.825 | 1.46 | 1.095 | 1.095 | 1.095 | 0.73
Natural Gas | Leading the Way | bcm/yr | Supply | Continent |  |  | Imports | 1.3293 | 4.1218 | 1.5994 | 1.6861 | 1.154 | 0.7981 | 0.58908 | 0.56979 | 2.1429 | 2.9933 | 3.4351 | 3.5418 | 3.2061 | 3.1072 | 3.0251 | 3.0959 | 2.7769 | 2.7439 | 2.4149 | 2.2641 | 2.1067 | 1.6637 | 1.5839 | 1.3724 | 1.1301 | 0.35375 | 0.47593 | 0.1233 | 0 | 0 | 0
Natural Gas | Leading the Way | bcm/yr | Supply | LNG |  |  | Imports | 17.6939 | 14.2823 | 2.2262 | 2.1421 | 1.825 | 1.825 | 1.825 | 1.825 | 2.1429 | 2.9933 | 3.4351 | 3.5418 | 3.2061 | 3.1072 | 3.0251 | 3.0959 | 2.7769 | 2.7439 | 2.4149 | 2.2641 | 2.1067 | 1.825 | 1.825 | 1.825 | 1.825 | 1.825 | 1.825 | 1.825 | 0 | 0 | 0
Natural Gas | Leading the Way | bcm/yr | Supply | Generic Imports |  |  | Imports | 0 | 0 | 0.95824 | 2.0826 | 2.7125 | 3.4425 | 4.0265 | 4.7577 | 4.8574 | 5.5663 | 5.5655 | 6.6617 | 7.2669 | 7.6306 | 7.6295 | 6.1057 | 5.6582 | 5.2604 | 5.0259 | 4.4493 | 4.0007 | 3.4269 | 2.9755 | 1.9066 | 1.2378 | 0.68602 | 1.005 | 1.7156 | 3.7578 | 3.6626 | 4.2473
Natural Gas | Falling Short (No Shale) | bcm/yr | Supply | UKCS |  |  | UKCS | 33.5863 | 29.337 | 35.6285 | 36.7422 | 34.8796 | 31.0963 | 29.7138 | 28.1579 | 26.4794 | 23.5786 | 21.8909 | 19.6202 | 18.296 | 16.8051 | 15.5963 | 14.3878 | 12.2559 | 11.2351 | 9.5413 | 8.0001 | 6.6935 | 5.5895 | 4.9753 | 4.5695 | 3.8294 | 3.2834 | 2.6015 | 1.8513 | 1.4406 | 1.0298 | 0.75691
Natural Gas | Falling Short (No Shale) | bcm/yr | Supply | Shale |  |  | Shale | 0 | 0 | 0 | 0 | 0 | 0 | 0 | 0 | 0 | 0 | 0 | 0 | 0 | 0 | 0 | 0 | 0 | 0 | 0 | 0 | 0 | 0 | 0 | 0 | 0 | 0 | 0 | 0 | 0 | 0 | 0
Natural Gas | Falling Short (No Shale) | bcm/yr | Supply | Green Gas |  |  | Green Gas | 0.30168 | 0.30496 | 0.91545 | 1.148 | 1.3261 | 1.4249 | 1.6397 | 1.8282 | 2.0375 | 2.2404 | 2.3509 | 2.4666 | 2.6076 | 2.741 | 2.8784 | 2.9568 | 3.0193 | 3.1368 | 3.2076 | 3.3335 | 3.466 | 3.4935 | 3.5752 | 3.7098 | 3.8388 | 4.0353 | 4.1985 | 4.3042 | 4.3934 | 4.437 | 4.5647
Natural Gas | Falling Short (No Shale) | bcm/yr | Supply | Norway |  |  | Imports | 26.411 | 31.749 | 28.9359 | 30.8969 | 29.8925 | 29.0737 | 28.6816 | 28.9663 | 27.3942 | 27.172 | 24.8694 | 24.5779 | 24.0828 | 23.8621 | 23.1694 | 22.3553 | 21.4212 | 20.4595 | 19.6767 | 18.8661 | 17.996 | 17.2478 | 16.4769 | 15.8558 | 15.1339 | 14.053 | 13.3411 | 12.7324 | 12.04 | 11.5162 | 11.3166
Natural Gas | Falling Short (No Shale) | bcm/yr | Supply | Continent |  |  | Imports | 1.3293 | 4.1218 | 3.6023 | 3.9533 | 4.1126 | 4.0632 | 3.9656 | 2.9274 | 3.2663 | 3.1617 | 4.3871 | 4.8741 | 5.085 | 5.239 | 5.5173 | 5.6842 | 5.8997 | 6.2451 | 6.5444 | 7.0838 | 7.5269 | 7.5499 | 7.6057 | 7.6575 | 7.6854 | 8.0258 | 8.329 | 8.48 | 8.4636 | 8.3124 | 8.1993
Natural Gas | Falling Short (No Shale) | bcm/yr | Supply | LNG |  |  | Imports | 17.6939 | 14.2823 | 10.466 | 8.2614 | 7.3731 | 7.9196 | 8.1189 | 7.9867 | 7.6562 | 7.2879 | 7.7812 | 8.9565 | 9.7772 | 10.5432 | 11.1284 | 11.7014 | 11.8312 | 11.6851 | 12.3899 | 13.2651 | 13.7268 | 13.9451 | 14.4415 | 14.8677 | 15.449 | 15.6863 | 15.2312 | 15.7255 | 16.0409 | 15.7632 | 15.4689
Natural Gas | Falling Short (No Shale) | bcm/yr | Supply | Generic Imports |  |  | Imports | 0 | 0 | 2.1801 | 3.2653 | 5.7688 | 6.3942 | 7.5347 | 7.7862 | 8.9591 | 10.0344 | 10.4264 | 10.3939 | 10.462 | 10.5365 | 10.6437 | 10.3565 | 10.5583 | 10.5667 | 10.8227 | 11.4657 | 12.1039 | 12.1448 | 12.1782 | 12.2763 | 12.2942 | 12.7728 | 13.2915 | 13.1757 | 12.6456 | 12.2598 | 11.7002
`

## WS2
WS2: Whole System & Gas Supply - Emissions
Return to: Main Menu
Return to: Chapter contents
Notes:
Scenario | Sector | 2020 | 2021 | 2022 | 2023 | 2024 | 2025 | 2026 | 2027 | 2028 | 2029 | 2030 | 2031 | 2032 | 2033 | 2034 | 2035 | 2036 | 2037 | 2038 | 2039 | 2040 | 2041 | 2042 | 2043 | 2044 | 2045 | 2046 | 2047 | 2048 | 2049 | 2050
Consumer Transformation | Road Transport and Rail | 90.9938 | 103.7353 | 100.3537 | 96.7587 | 92.8885 | 88.7447 | 84.9405 | 80.8353 | 76.1374 | 70.6831 | 64.7038 | 57.6434 | 50.0024 | 42.304 | 34.9884 | 27.907 | 21.7951 | 16.6965 | 12.41 | 8.7889 | 5.6667 | 3.3477 | 1.7468 | 0.99245 | 0.71375 | 0.47544 | 0.27555 | 0.08986 | 0.0050591 | 0 | 0
Consumer Transformation | Hydrogen Production | 0 | 0 | 0 | 0 | 0 | 0 | 0 | 0 | 0.00024487 | 0.00032649 | 0.00040811 | 0.0041991 | 0.0079901 | 0.011781 | 0.015572 | 0.015572 | 0.015572 | 0.015572 | 0.015572 | 0.015572 | 0.015572 | 0.015572 | 0.015572 | 0.015572 | 0.015572 | 0.015572 | 0.015572 | 0.015572 | 0.015572 | 0.015572 | 0.015572
Consumer Transformation | Residential Heat | 65.1135 | 67.2227 | 61.8946 | 60.8783 | 59.8018 | 58.5343 | 57.091 | 55.2305 | 52.9698 | 50.2599 | 47.1157 | 43.9432 | 40.7117 | 37.4399 | 34.1379 | 30.342 | 26.8828 | 23.6723 | 20.5093 | 17.3688 | 14.3484 | 11.7445 | 9.5959 | 7.8764 | 6.5671 | 5.5867 | 4.7492 | 3.9449 | 3.1706 | 2.4273 | 2.2147
Consumer Transformation | Power Sector BECCS | 0 | 0 | 0 | 0 | 0 | 0 | 0 | 0 | 0 | -2.44 | -4.8801 | -12.8656 | -12.8656 | -23.2912 | -25.9531 | -28.3931 | -29.5269 | -31.0207 | -33.5532 | -33.5532 | -33.5532 | -37.5796 | -39.5928 | -39.5928 | -39.5928 | -39.5928 | -39.5928 | -39.5928 | -39.5928 | -52.3498 | -52.3498
Consumer Transformation | Electricity without BECCS | 50.1933 | 40.4975 | 36.0475 | 47.6754 | 40.2503 | 34.4012 | 34.7299 | 29.2824 | 28.5403 | 27.2994 | 20.538 | 18.0934 | 17.4097 | 16.5624 | 14.9158 | 13.6357 | 12.935 | 11.369 | 10.9481 | 10.7477 | 10.2112 | 9.0646 | 8.262 | 7.9405 | 7.4866 | 7.2823 | 6.3943 | 6.2803 | 6.2193 | 6.0875 | 6.0289
Consumer Transformation | DACCS | 0 | 0 | 0 | 0 | 0 | 0 | 0 | 0 | 0 | 0 | 0 | 0 | 0 | 0 | 0 | 0 | 0 | 0 | 0 | 0 | 0 | 0 | 0 | 0 | 0 | 0 | 0 | 0 | 0 | 0 | 0
Consumer Transformation | Industrial Heat | 33.7456 | 33.1225 | 31.7853 | 30.7741 | 29.7948 | 27.778 | 21.0531 | 19.5128 | 17.9613 | 14.6901 | 11.5245 | 10.0427 | 8.5838 | 7.1545 | 6.2028 | 5.2303 | 4.3189 | 3.4775 | 2.7711 | 2.2015 | 1.7395 | 1.3685 | 1.0735 | 0.83005 | 0.63141 | 0.47855 | 0.35006 | 0.25045 | 0.16956 | 0.10936 | 0.067046
Consumer Transformation | Industrial Process | 27.2736 | 26.77 | 25.6893 | 24.872 | 24.0805 | 22.4339 | 21.2472 | 19.68 | 18.7316 | 17.92 | 16.5335 | 15.402 | 13.2769 | 11.4685 | 10.0631 | 7.4292 | 5.7643 | 4.805 | 3.5402 | 3.131 | 2.121 | 1.7964 | 1.1901 | 1.0743 | 0.97581 | 0.95595 | 0.84415 | 0.83104 | 0.77187 | 0.7492 | 0.7103
Consumer Transformation | Service Heat | 18.3004 | 17.5279 | 16.7553 | 16.7553 | 16.6664 | 16.3189 | 15.8758 | 15.2049 | 14.3832 | 13.5291 | 12.6483 | 11.7527 | 10.835 | 9.9076 | 8.9723 | 8.0289 | 7.0041 | 5.9659 | 5.0336 | 4.3154 | 3.6876 | 3.1208 | 2.7484 | 2.4989 | 2.2583 | 2.0759 | 1.8759 | 1.6905 | 1.5089 | 1.333 | 1.171
Consumer Transformation | Agriculture | 44.808 | 54.4694 | 52.4252 | 51.2335 | 49.9951 | 48.6543 | 47.2499 | 45.8724 | 44.5066 | 43.0947 | 41.6327 | 41.088 | 40.5992 | 40.1906 | 39.6989 | 39.4401 | 39.183 | 38.9222 | 38.6566 | 38.3858 | 38.1244 | 37.8327 | 37.5534 | 37.2724 | 36.8257 | 36.5382 | 36.2489 | 35.9564 | 35.6606 | 35.3612 | 35.0216
Consumer Transformation | Aviation | 17.0166 | 27.8883 | 33.2642 | 37.0378 | 36.973 | 36.5198 | 35.8486 | 35.1137 | 34.4108 | 33.589 | 33.1291 | 32.5789 | 31.8568 | 31.3005 | 30.7314 | 30.4655 | 30.2434 | 29.9927 | 29.8013 | 29.6154 | 29.2011 | 27.7448 | 27.3166 | 26.8719 | 26.3491 | 25.8983 | 25.4272 | 24.8855 | 24.3939 | 23.901 | 23.3851
Consumer Transformation | Shipping | 11.3197 | 12.804 | 14.9268 | 15.0583 | 15.1898 | 15.3214 | 15.4235 | 15.4963 | 15.5398 | 15.5832 | 15.6267 | 15.2269 | 14.3841 | 13.0981 | 11.8121 | 10.5261 | 9.5309 | 8.8266 | 8.4132 | 7.9997 | 7.5863 | 6.9135 | 5.9814 | 4.7901 | 3.5987 | 2.4073 | 1.5864 | 1.136 | 1.0561 | 0.97614 | 0.89621
Consumer Transformation | Waste | 17.5566 | 30.3315 | 29.3939 | 27.6081 | 25.7765 | 25.3503 | 23.1923 | 21.2292 | 19.5304 | 18.0139 | 16.5995 | 16.0704 | 15.6452 | 15.2814 | 14.8788 | 14.4613 | 14.0831 | 13.8978 | 13.7055 | 13.5839 | 14.6979 | 13.9728 | 13.0234 | 11.6852 | 10.6764 | 9.5528 | 8.8787 | 7.012 | 6.8706 | 6.7373 | 6.581
Consumer Transformation | F-gases | 12.2999 | 12.2338 | 11.4535 | 10.4432 | 9.3696 | 8.5846 | 7.7286 | 7.0077 | 6.3821 | 5.6979 | 5.0826 | 4.5005 | 3.9732 | 3.6514 | 3.4347 | 3.2795 | 3.1392 | 3.0014 | 2.8305 | 2.713 | 2.6461 | 2.5914 | 2.5613 | 2.5241 | 2.5016 | 2.5001 | 2.4872 | 2.4932 | 2.4879 | 2.48 | 2.4895
Consumer Transformation | LULUCF P | -23.3172 | -17.4477 | -17.2374 | -17.1649 | -17.3352 | -17.6048 | -17.9729 | -18.4037 | -18.8398 | -19.2134 | -19.646 | -20.0111 | -20.6042 | -21.3564 | -22.2953 | -23.3332 | -24.372 | -25.2328 | -25.9905 | -26.3738 | -27.1221 | -28.3904 | -29.7008 | -31.0251 | -32.3602 | -33.2923 | -34.0234 | -34.842 | -35.7778 | -36.9786 | -38.5437
Consumer Transformation | LULUCF N | 26.9765 | 29.4555 | 29.0929 | 28.7307 | 28.3688 | 28.0072 | 27.6458 | 27.2848 | 26.9789 | 26.6733 | 26.2814 | 25.8945 | 25.5091 | 25.1252 | 24.7426 | 24.3614 | 24.0379 | 23.7156 | 23.3945 | 23.0744 | 22.736 | 22.4019 | 22.0696 | 21.7389 | 21.4097 | 21.082 | 20.8227 | 20.5647 | 20.308 | 20.0525 | 19.7981
Consumer Transformation | BECCS for Biofuels | 0 | 0 | 0 | 0 | 0 | 0 | 0 | 0 | 0 | 0 | -0.16477 | -0.28027 | -0.40472 | -1.0975 | -1.8017 | -2.5212 | -3.2348 | -3.9711 | -4.7298 | -5.5073 | -6.2658 | -6.4626 | -6.661 | -6.8611 | -7.0628 | -7.2662 | -7.4712 | -7.6778 | -7.8861 | -8.0961 | -8.3076
Consumer Transformation | Fuel Supply | 33.7626 | 36.6065 | 34.8643 | 33.4547 | 31.4656 | 29.3735 | 27.6395 | 25.7769 | 22.9385 | 19.2334 | 16.4286 | 14.2703 | 12.3012 | 10.8529 | 10.3623 | 8.1444 | 6.9144 | 5.9588 | 5.3021 | 4.6898 | 2.3705 | 1.4457 | 1.4418 | 1.3795 | 1.3067 | 1.2299 | 1.1201 | 0.99488 | 0.84737 | 0.68205 | 0.43341
System Transformation | Road Transport and Rail | 90.9938 | 103.7946 | 100.722 | 97.557 | 94.3328 | 91.0447 | 88.3741 | 85.6971 | 82.7429 | 79.2718 | 75.4742 | 70.9681 | 65.6258 | 59.6553 | 52.9827 | 45.6691 | 38.1757 | 30.7259 | 23.5739 | 17.1612 | 11.5703 | 6.8592 | 2.8794 | 0.862 | 0.6139 | 0.4297 | 0.23826 | 0.046937 | 0 | 0 | 0
System Transformation | Hydrogen Production | 0 | 0 | 0 | 0 | 0 | 0 | 0.0085186 | 0.035076 | 0.10139 | 0.18086 | -0.13534 | -1.1084 | -2.0922 | -3.0597 | -4.0287 | -4.6033 | -5.348 | -5.6317 | -5.9086 | -6.2057 | -8.3272 | -9.841 | -11.3548 | -11.6979 | -11.6574 | -11.6302 | -11.6302 | -11.6302 | -11.6302 | -11.6302 | -11.6302
System Transformation | Residential Heat | 65.1135 | 67.2227 | 66.1734 | 65.1781 | 64.1037 | 62.9254 | 61.5892 | 60.1352 | 58.6227 | 57.0621 | 55.3902 | 52.6733 | 49.9168 | 47.1803 | 44.4546 | 41.0072 | 37.5429 | 34.3321 | 31.1609 | 28.0344 | 24.9437 | 22.098 | 19.3309 | 16.5816 | 13.841 | 11.1463 | 9.6303 | 8.1908 | 6.7606 | 5.3439 | 4.6819
System Transformation | Power Sector BECCS | 0 | 0 | 0 | 0 | 0 | 0 | 0 | 0 | 0 | 0 | -2.44 | -2.44 | -7.5419 | -7.5419 | -17.9675 | -23.2912 | -27.2982 | -27.2982 | -29.1595 | -31.54 | -31.54 | -31.54 | -31.54 | -33.5532 | -33.5532 | -33.5532 | -33.5532 | -33.5532 | -33.5532 | -33.5532 | -44.3642
System Transformation | Electricity without BECCS | 50.1933 | 40.5373 | 38.8002 | 55.3385 | 48.6847 | 37.9007 | 36.036 | 33.0823 | 30.5116 | 30.1974 | 19.6712 | 18.1303 | 16.0536 | 15.1472 | 13.7028 | 11.2204 | 10.0597 | 9.243 | 8.2829 | 7.5863 | 7.0089 | 6.4275 | 5.4637 | 4.5929 | 4.5558 | 4.4835 | 4.3707 | 4.3073 | 4.2248 | 4.1758 | 4.0741
System Transformation | DACCS | 0 | 0 | 0 | 0 | 0 | 0 | 0 | 0 | 0 | 0 | 0 | 0 | 0 | 0 | 0 | 0 | 0 | 0 | 0 | 0 | 0 | 0 | 0 | 0 | 0 | 0 | 0 | 0 | 0 | 0 | 0
System Transformation | Industrial Heat | 33.7456 | 33.1225 | 31.7853 | 30.7741 | 29.7948 | 27.7784 | 21.4198 | 19.9599 | 18.3935 | 12.1009 | 6.0522 | 4.8028 | 2.7295 | 1.7002 | 1.4076 | 1.1312 | 0.63391 | 0.45102 | 0.38883 | 0.33359 | 0.28219 | 0.23612 | 0.19598 | 0.16053 | 0.13037 | 0.10296 | 0.079911 | 0.063251 | 0.04787 | 0.037567 | 0.030131
System Transformation | Industrial Process | 27.2736 | 26.77 | 25.6893 | 24.872 | 24.0805 | 22.4339 | 21.2472 | 19.68 | 18.7316 | 17.92 | 16.5335 | 15.402 | 13.2769 | 11.4685 | 10.0631 | 7.4292 | 5.7643 | 4.805 | 3.5402 | 3.131 | 2.121 | 1.7964 | 1.1901 | 1.0743 | 0.97581 | 0.95595 | 0.84415 | 0.83104 | 0.77187 | 0.7492 | 0.7103
System Transformation | Service Heat | 18.3004 | 17.8056 | 17.3108 | 17.3108 | 17.6071 | 17.7258 | 17.7863 | 17.6379 | 17.3122 | 16.8439 | 16.2838 | 15.5218 | 14.6344 | 13.7388 | 12.8399 | 11.9256 | 10.9256 | 9.8374 | 8.745 | 7.6511 | 6.5563 | 5.4795 | 4.5427 | 3.764 | 3.1076 | 2.5403 | 2.16 | 1.8916 | 1.6265 | 1.3643 | 1.116
System Transformation | Agriculture | 44.808 | 54.4694 | 54.3125 | 53.0779 | 51.7949 | 50.4059 | 48.9508 | 47.5238 | 46.1089 | 44.56 | 42.9233 | 41.088 | 40.1932 | 37.3772 | 36.92 | 36.6793 | 36.4402 | 36.1976 | 37.1104 | 37.6181 | 38.1244 | 37.8327 | 37.5534 | 37.2724 | 36.8257 | 36.5382 | 36.2489 | 35.9564 | 35.6606 | 35.3612 | 35.0216
System Transformation | Aviation | 17.0166 | 27.8883 | 33.2642 | 37.0378 | 36.973 | 36.5198 | 35.8486 | 35.1137 | 34.4108 | 33.589 | 33.1291 | 32.5789 | 31.8568 | 31.3005 | 30.7314 | 30.4655 | 30.2434 | 29.9927 | 29.8013 | 29.6154 | 29.2011 | 27.7448 | 27.3166 | 26.8719 | 26.3491 | 25.8983 | 25.4272 | 24.8855 | 24.3939 | 23.901 | 23.3851
System Transformation | Shipping | 11.3197 | 12.804 | 14.9268 | 15.0583 | 15.1898 | 15.3214 | 15.4248 | 15.5003 | 15.5476 | 15.595 | 15.6423 | 14.9086 | 13.3939 | 11.0981 | 8.8023 | 6.5064 | 4.7706 | 3.5946 | 2.9786 | 2.3625 | 1.7465 | 1.3252 | 1.0986 | 1.0668 | 1.035 | 1.0031 | 0.97156 | 0.94028 | 0.90928 | 0.87828 | 0.84728
System Transformation | Waste | 17.5566 | 30.3315 | 29.3939 | 27.6081 | 25.7765 | 25.3503 | 23.1923 | 21.2292 | 19.5304 | 18.0139 | 16.5995 | 16.0704 | 15.6452 | 15.2814 | 14.8788 | 14.4613 | 14.0831 | 13.8978 | 13.7055 | 13.5839 | 14.6979 | 13.9728 | 13.0234 | 11.6852 | 10.6764 | 9.5528 | 8.8787 | 7.012 | 6.8706 | 6.7373 | 6.581
System Transformation | F-gases | 12.2999 | 12.2338 | 11.4535 | 10.4432 | 9.3696 | 8.5846 | 7.7286 | 7.0077 | 6.3821 | 5.6979 | 5.0826 | 4.5005 | 3.9732 | 3.6514 | 3.4347 | 3.2795 | 3.1392 | 3.0014 | 2.8305 | 2.713 | 2.6461 | 2.5914 | 2.5613 | 2.5241 | 2.5016 | 2.5001 | 2.4872 | 2.4932 | 2.4879 | 2.48 | 2.4895
System Transformation | LULUCF N | -23.3172 | -17.4477 | -17.2374 | -17.1649 | -17.3352 | -17.6048 | -17.9729 | -18.4037 | -18.8398 | -19.2134 | -19.646 | -20.0111 | -20.6042 | -21.3564 | -22.2953 | -23.3332 | -24.372 | -25.2328 | -25.9905 | -26.3738 | -27.1221 | -28.3904 | -29.7008 | -31.0251 | -32.3602 | -33.2923 | -34.0234 | -34.842 | -35.7778 | -36.9786 | -38.5437
System Transformation | LULUCF P | 26.9765 | 29.4555 | 29.0929 | 28.7307 | 28.3688 | 28.0072 | 27.6458 | 27.2848 | 26.9789 | 26.6733 | 26.2814 | 25.8945 | 25.5091 | 25.1252 | 24.7426 | 24.3614 | 24.0379 | 23.7156 | 23.3945 | 23.0744 | 22.736 | 22.4019 | 22.0696 | 21.7389 | 21.4097 | 21.082 | 20.8227 | 20.5647 | 20.308 | 20.0525 | 19.7981
System Transformation | BECCS for Biofuels | 0 | 0 | 0 | 0 | 0 | 0 | 0 | 0 | 0 | 0 | -0.16477 | -0.28027 | -0.40472 | -1.0975 | -1.8017 | -2.5212 | -3.2348 | -3.9711 | -4.7298 | -5.5073 | -6.2658 | -6.4626 | -6.661 | -6.8611 | -7.0628 | -7.2662 | -7.4712 | -7.6778 | -7.8861 | -8.0961 | -8.3076
System Transformation | Fuel Supply | 33.7626 | 36.6065 | 34.8643 | 33.4547 | 31.4656 | 29.3735 | 27.6395 | 25.7769 | 22.9385 | 19.2334 | 16.4286 | 14.2703 | 12.3012 | 10.8529 | 10.3623 | 8.1444 | 6.9144 | 5.9588 | 5.3021 | 4.6898 | 2.3705 | 1.4457 | 1.4418 | 1.3795 | 1.3067 | 1.2299 | 1.1201 | 0.99488 | 0.84737 | 0.68205 | 0.43341
Leading the Way | Road Transport and Rail | 90.9938 | 103.7034 | 100.317 | 96.6809 | 92.8253 | 88.6846 | 84.8606 | 80.6827 | 75.6487 | 69.6828 | 63.0057 | 55.6387 | 47.4608 | 39.3763 | 31.7814 | 25.1634 | 19.7797 | 15.4032 | 11.821 | 8.7835 | 6.3829 | 4.1228 | 2.0538 | 0.38536 | 0 | 0 | 0 | 0 | 0 | 0 | 0
Leading the Way | Hydrogen Production | 0 | 0 | 0 | 0 | 0 | 0 | -0.057034 | -0.11532 | -0.1686 | -0.22064 | -0.26643 | -0.5069 | -0.72113 | -0.94484 | -1.1939 | -1.5458 | -1.7124 | -1.8395 | -1.9666 | -2.0937 | -2.2207 | -2.3365 | -2.4522 | -2.5679 | -2.6836 | -2.7993 | -2.7993 | -2.7993 | -2.7993 | -2.7993 | -2.7993
Leading the Way | Residential Heat | 65.1135 | 67.2227 | 57.8958 | 56.6786 | 55.1491 | 53.3032 | 51.4302 | 49.0636 | 46.4259 | 43.3373 | 40.0232 | 36.8214 | 33.5811 | 30.3223 | 27.0509 | 23.4095 | 20.0927 | 17.0368 | 14.4338 | 12.1422 | 10.1968 | 8.3882 | 7.0595 | 5.9363 | 5.1228 | 4.4237 | 3.7686 | 3.1654 | 2.5891 | 2.0312 | 1.9109
Leading the Way | Power Sector BECCS | 0 | 0 | 0 | 0 | 0 | 0 | 0 | 0 | -4.1437 | -4.1437 | -8.2875 | -8.2875 | -12.4312 | -12.4312 | -16.575 | -16.575 | -21.0954 | -21.0954 | -21.0954 | -21.0954 | -21.0954 | -21.0954 | -21.0954 | -21.0954 | -21.0954 | -21.0954 | -21.0954 | -21.0954 | -21.0954 | -21.0954 | -21.0954
Leading the Way | Electricity without BECCS | 50.1933 | 40.0432 | 31.5332 | 43.0707 | 33.4082 | 29.6115 | 24.9776 | 22.3567 | 22.5935 | 16.0091 | 15.1191 | 13.4636 | 13.0365 | 11.3919 | 10.0123 | 9.3056 | 7.9648 | 8.0201 | 8.0727 | 7.9483 | 7.7658 | 7.4487 | 7.0918 | 6.9753 | 6.9307 | 6.9007 | 6.8557 | 6.8219 | 6.7512 | 6.7128 | 6.6585
Leading the Way | DACCS | 0 | 0 | 0 | 0 | 0 | 0 | 0 | 0 | 0 | 0 | 0 | 0 | 0 | 0 | 0 | 0 | 0 | 0 | 0 | 0 | -2.1818 | -4.3636 | -6.5455 | -8.7273 | -10.9091 | -13.0909 | -15.2727 | -17.4545 | -19.6364 | -21.8182 | -24
Leading the Way | Industrial Heat | 33.7456 | 33.1225 | 31.7853 | 30.7741 | 29.7948 | 27.7778 | 20.8136 | 19.1725 | 17.4025 | 11.6235 | 6.2784 | 4.987 | 3.7739 | 2.6942 | 2.2658 | 1.8763 | 1.3873 | 1.1125 | 0.87759 | 0.68126 | 0.52895 | 0.41404 | 0.32472 | 0.24725 | 0.18275 | 0.1327 | 0.09359 | 0.0684 | 0.053143 | 0.041176 | 0.030902
Leading the Way | Industrial Process | 27.2736 | 26.77 | 25.6893 | 24.872 | 24.0805 | 22.4339 | 21.2472 | 19.68 | 18.7316 | 17.92 | 16.5335 | 15.402 | 13.2769 | 11.4685 | 10.0631 | 7.4292 | 5.7643 | 4.805 | 3.5402 | 3.131 | 2.121 | 1.7964 | 1.1901 | 1.0743 | 0.97581 | 0.95595 | 0.84415 | 0.83104 | 0.77187 | 0.7492 | 0.7103
Leading the Way | Service Heat | 18.3004 | 17.3445 | 16.3886 | 16.3886 | 16.6129 | 16.4004 | 16.004 | 15.3222 | 14.5916 | 13.8029 | 12.8827 | 11.964 | 11.0362 | 10.1005 | 9.1598 | 8.2123 | 7.2063 | 6.1874 | 5.1635 | 4.1746 | 3.4239 | 2.8295 | 2.4732 | 2.1553 | 1.8823 | 1.734 | 1.5804 | 1.4308 | 1.2842 | 1.1424 | 1.0632
Leading the Way | Agriculture | 44.808 | 53.5562 | 51.076 | 49.482 | 47.8752 | 46.1345 | 44.366 | 42.6613 | 41.004 | 39.3332 | 38.0402 | 36.7075 | 35.7858 | 34.9428 | 34.0227 | 33.3549 | 32.7889 | 32.2055 | 31.6162 | 31.0097 | 30.4272 | 29.8187 | 29.2092 | 28.568 | 27.8494 | 27.2457 | 26.6423 | 26.0368 | 25.4363 | 24.8336 | 24.1531
Leading the Way | Aviation | 17.0166 | 27.7324 | 33.0796 | 36.8358 | 39.0621 | 38.9108 | 38.0552 | 37.1443 | 36.3653 | 35.4406 | 36.5432 | 37.0885 | 37.2409 | 37.5447 | 36.8647 | 35.7813 | 34.7251 | 33.6861 | 32.6146 | 31.3559 | 30.0162 | 27.2264 | 25.8259 | 24.4574 | 22.9586 | 21.4051 | 20.0551 | 18.5873 | 17.1427 | 15.8874 | 14.5278
Leading the Way | Shipping | 11.3197 | 12.804 | 14.9268 | 15.0583 | 15.1898 | 15.3214 | 15.4248 | 15.5003 | 15.5476 | 15.595 | 15.6423 | 14.9086 | 13.3939 | 11.0981 | 8.8023 | 6.5064 | 4.7706 | 3.5946 | 2.9786 | 2.3625 | 1.7465 | 1.3252 | 1.0986 | 1.0668 | 1.035 | 1.0031 | 0.97156 | 0.94028 | 0.90928 | 0.87828 | 0.84728
Leading the Way | Waste | 17.5566 | 30.3315 | 29.3939 | 27.6081 | 25.7765 | 25.3503 | 23.1923 | 21.2292 | 19.5304 | 18.0139 | 16.5995 | 16.0704 | 15.6452 | 15.2814 | 14.8788 | 14.4613 | 14.0831 | 13.8978 | 13.7055 | 13.5839 | 14.6979 | 13.9728 | 13.0234 | 11.6852 | 10.6764 | 9.5528 | 8.8787 | 7.012 | 6.8706 | 6.7373 | 6.581
Leading the Way | F-gases | 12.2999 | 12.2491 | 11.449 | 10.4816 | 9.5091 | 8.7841 | 7.9491 | 7.2091 | 6.4955 | 5.719 | 5.0634 | 4.4326 | 3.8634 | 3.4933 | 3.2204 | 3.0052 | 2.7824 | 2.589 | 2.359 | 2.1839 | 2.0673 | 1.9734 | 1.8908 | 1.8094 | 1.7465 | 1.7049 | 1.6758 | 1.6607 | 1.6314 | 1.6194 | 1.6096
Leading the Way | LULUCF N | -23.3172 | -17.688 | -17.5162 | -17.4825 | -17.695 | -18.0173 | -18.4857 | -19.0594 | -19.7203 | -20.3684 | -21.1812 | -22.0329 | -23.2048 | -24.5577 | -26.1198 | -27.809 | -29.593 | -31.1117 | -32.4239 | -33.2781 | -34.5716 | -36.3634 | -38.3188 | -40.3638 | -42.4555 | -43.9847 | -45.4963 | -47.0063 | -48.6198 | -50.4751 | -52.636
Leading the Way | LULUCF P | 26.9765 | 29.4945 | 29.145 | 28.7958 | 28.4469 | 28.0983 | 27.7499 | 27.4019 | 27.1091 | 26.8165 | 26.4375 | 26.0636 | 25.6913 | 25.3204 | 24.9509 | 24.5827 | 24.2722 | 23.9629 | 23.6548 | 23.3477 | 23.0223 | 22.7013 | 22.3819 | 22.0642 | 21.7481 | 21.4334 | 21.1871 | 20.9421 | 20.6984 | 20.4559 | 20.2146
Leading the Way | BECCS for Biofuels | 0 | 0 | 0 | 0 | 0 | 0 | 0 | 0 | 0 | 0 | -0.16477 | -0.28027 | -0.40472 | -1.0975 | -1.8017 | -2.5212 | -3.2348 | -3.9711 | -4.7298 | -5.5073 | -6.2658 | -6.4626 | -6.661 | -6.8611 | -7.0628 | -7.2662 | -7.4712 | -7.6778 | -7.8861 | -8.0961 | -8.3076
Leading the Way | Fuel Supply | 33.7626 | 36.6065 | 34.8643 | 33.4547 | 31.4656 | 29.3735 | 27.6395 | 25.7769 | 22.9385 | 19.2334 | 16.4286 | 14.2703 | 12.3012 | 10.8529 | 10.3623 | 8.1444 | 6.9144 | 5.9588 | 5.3021 | 4.6898 | 2.3705 | 1.4457 | 1.4418 | 1.3795 | 1.3067 | 1.2299 | 1.1201 | 0.99488 | 0.84737 | 0.68205 | 0.43341
Falling Short | Road Transport and Rail | 90.9938 | 103.9115 | 100.9899 | 98.0099 | 94.9841 | 91.9627 | 89.6604 | 87.4838 | 85.2024 | 82.6125 | 79.9634 | 77.0466 | 73.6739 | 70.0901 | 66.1243 | 61.6596 | 56.5305 | 50.9569 | 45.087 | 39.2477 | 33.3757 | 27.6744 | 22.3479 | 17.3736 | 12.7774 | 8.7893 | 6.3217 | 4.4302 | 3.6192 | 2.9075 | 2.2957
Falling Short | Hydrogen Production | 0 | 0 | 0 | 0 | 0 | 0 | 0 | 0 | 0 | 0 | 0 | 0 | 0 | 0 | 0.0054549 | 0.011012 | 0.016675 | 0.022762 | 0.028955 | 0.035125 | 0.042275 | 0.049535 | 0.055808 | 0.062121 | 0.067722 | 0.071222 | 0.072472 | 0.073846 | 0.074971 | 0.074971 | 0.074971
Falling Short | Residential Heat | 65.1135 | 67.2227 | 66.734 | 66.2199 | 65.6782 | 65.0697 | 64.3971 | 63.5107 | 62.5305 | 61.4473 | 60.1706 | 59.0361 | 57.7878 | 56.4733 | 55.0742 | 53.5738 | 52.2194 | 50.811 | 49.2736 | 47.5856 | 45.7564 | 43.983 | 42.3915 | 40.851 | 39.3562 | 37.9832 | 36.5868 | 35.0484 | 33.1632 | 31.0584 | 28.7864
Falling Short | Power Sector BECCS | 0 | 0 | 0 | 0 | 0 | 0 | 0 | 0 | 0 | 0 | 0 | -1.6631 | -1.6407 | -3.6909 | -3.6909 | -5.5363 | -5.5363 | -7.3817 | -7.3817 | -7.3817 | -7.3817 | -7.3817 | -7.3817 | -9.3949 | -9.3949 | -9.3949 | -13.4213 | -13.4213 | -15.4345 | -15.4345 | -17.4477
Falling Short | Electricity without BECCS | 50.1933 | 42.3387 | 42.0199 | 58.9179 | 56.1446 | 49.281 | 48.8025 | 45.2494 | 42.2958 | 38.3314 | 35.5071 | 34.9004 | 32.8948 | 32.6525 | 29.5412 | 23.1087 | 18.9651 | 15.5743 | 15.0058 | 14.6463 | 13.9054 | 12.5515 | 12.0932 | 11.7562 | 11.4931 | 11.5224 | 10.5083 | 10.5313 | 10.3321 | 10.2036 | 10.073
Falling Short | DACCS | 0 | 0 | 0 | 0 | 0 | 0 | 0 | 0 | 0 | 0 | 0 | 0 | 0 | 0 | 0 | 0 | 0 | 0 | 0 | 0 | 0 | 0 | 0 | 0 | 0 | 0 | 0 | 0 | 0 | 0 | 0
Falling Short | Industrial Heat | 33.7456 | 33.1225 | 31.7853 | 30.7741 | 29.7948 | 27.7574 | 23.0363 | 22.5671 | 22.1202 | 21.6984 | 21.2117 | 20.7048 | 20.2013 | 19.7341 | 19.2957 | 18.886 | 18.536 | 18.2095 | 17.8862 | 17.5626 | 16.9725 | 16.3726 | 15.7928 | 15.2009 | 14.6165 | 13.9704 | 13.3184 | 12.6427 | 12.0004 | 11.3332 | 10.6411
Falling Short | Industrial Process | 27.2736 | 27.4644 | 27.6553 | 27.8462 | 28.0371 | 28.228 | 28.4189 | 28.6097 | 28.8006 | 28.9915 | 29.1824 | 29.3733 | 29.5641 | 29.755 | 29.9459 | 30.1368 | 30.3277 | 30.5185 | 30.7094 | 30.9003 | 31.0912 | 31.2821 | 31.473 | 31.6638 | 31.8547 | 32.0456 | 32.2365 | 32.4274 | 32.6182 | 32.8091 | 33
Falling Short | Service Heat | 18.3004 | 17.9815 | 17.6625 | 17.6625 | 18.0875 | 18.3443 | 18.5738 | 18.7177 | 18.8422 | 18.9256 | 18.9797 | 19.1512 | 19.2671 | 19.3802 | 19.4961 | 19.6174 | 19.7795 | 19.9086 | 20.0072 | 20.0779 | 20.129 | 20.1686 | 20.2255 | 20.2782 | 20.3229 | 20.3013 | 20.2141 | 20.1434 | 20.0647 | 19.9758 | 19.8771
Falling Short | Agriculture and LULUCF | 48.4673 | 66.4772 | 64.2807 | 62.7993 | 61.0287 | 59.0567 | 56.9228 | 55.5927 | 54.2626 | 52.9325 | 51.6024 | 50.2722 | 48.9421 | 47.612 | 46.2819 | 44.9518 | 43.6216 | 42.2915 | 40.9614 | 39.6313 | 38.3012 | 36.9711 | 35.6409 | 34.3108 | 32.9807 | 31.6506 | 30.3205 | 28.9904 | 27.6602 | 26.3301 | 25
Falling Short | Aviation | 17.0166 | 27.8883 | 33.2642 | 37.0378 | 36.973 | 36.5198 | 35.8486 | 35.1137 | 34.4108 | 33.589 | 33.1291 | 32.5789 | 31.8568 | 31.3005 | 30.7314 | 30.4655 | 30.2434 | 29.9927 | 29.8013 | 29.6154 | 30.3099 | 31.0043 | 31.6988 | 32.3932 | 33.0877 | 33.7821 | 34.4766 | 35.171 | 35.8655 | 36.5599 | 37.85
Falling Short | Shipping | 11.3197 | 12.804 | 14.9268 | 15.0583 | 15.1898 | 15.3214 | 15.4235 | 15.4963 | 15.5398 | 15.5832 | 15.6267 | 15.2269 | 14.3841 | 13.0981 | 11.8121 | 10.5261 | 9.5309 | 8.8266 | 8.4132 | 7.9997 | 7.5863 | 6.9135 | 5.9814 | 5.7508 | 5.5201 | 5.2895 | 5.0588 | 4.8282 | 4.5975 | 4.3668 | 4.4
Falling Short | Waste | 17.5566 | 30.3315 | 29.3939 | 27.6081 | 25.7765 | 25.3503 | 23.1923 | 22.5634 | 21.9346 | 21.3058 | 20.6769 | 20.0481 | 19.4192 | 18.7904 | 18.1615 | 17.5327 | 16.9038 | 16.275 | 15.6461 | 15.0173 | 14.3885 | 13.7596 | 13.1308 | 12.5019 | 11.8731 | 11.2442 | 10.6154 | 9.9865 | 9.3577 | 8.7288 | 8.1
Falling Short | F-gases | 12.2999 | 12.2338 | 11.4535 | 10.4432 | 9.3696 | 8.5846 | 8.3769 | 8.1692 | 7.9615 | 7.7538 | 7.5462 | 7.3385 | 7.1308 | 6.9231 | 6.7154 | 6.5077 | 6.3 | 6.0923 | 5.8846 | 5.6769 | 5.4692 | 5.2615 | 5.0538 | 4.8462 | 4.6385 | 4.4308 | 4.2231 | 4.0154 | 3.8077 | 3.6 | 3.6
Falling Short | BECCS for Biofuels | 0 | 0 | 0 | 0 | 0 | 0 | 0 | 0 | 0 | 0 | 0 | 0 | 0 | 0 | 0 | 0 | 0 | 0 | 0 | 0 | 0 | 0 | 0 | 0 | 0 | 0 | 0 | 0 | 0 | 0 | 0
Falling Short | Fuel Supply | 33.7626 | 33.286 | 32.8093 | 32.3327 | 31.856 | 31.3794 | 30.9027 | 30.4261 | 29.9494 | 29.4728 | 28.9961 | 28.5195 | 28.0429 | 27.5662 | 27.0896 | 26.6129 | 26.1363 | 25.6596 | 25.183 | 24.7063 | 24.2297 | 23.753 | 23.2764 | 22.7997 | 22.3231 | 21.8464 | 21.3698 | 20.8931 | 20.4165 | 19.9398 | 19.4632

## Building Blocks ->
Building Block Notes
Return to: Main Menu
Return to: Chapter contents
Description | We have been working with the other network companies as part of the ENA Open Networks project. The Whole System Electricity Future Energy Scenarios (FES) part of this work seeks to develop processes to coordinate National and Regional Future Energy Scenarios whilst providing improved clarity and transparency to stakeholders around the various scenarios being produced by ourselves and the network companies. This work is intended to align the GB FES and Regional DFESs forecasts further and to ensure the data presented gives an accurate reflection of the whole industries’ best view of the future scenarios. One of the outputs is an agreed set of common building blocks. Common building blocks ensure that the results of the GB FES and Regional DFESs are published to a consistent template making comparison easier as we can now directly compare like for like components. We hope you find this additional information useful. Should you have any comments please don’t hesitate to contact us. For suggestions related the data provision itself, you may also contact us and/or the ENA Open Networks project via opennetworks@energynetworks.org.
Building Blocks -> | Building Block Data | BB1
| Building Block Definitions | BB2

## BB2
2022 Buildings Blocks
Template | Technology | Building Block ID Number | Technology Detail | Units | Detail | Comments | Alignment with Ofgem Core Scenario Key Drivers | Included in ESO Data | ESO Comments
Generation | Non-renewable CHP | Gen_BB001 | >=1MW | MW | Installed capacity | Non-renewable | Distribution Thermal Generation (MW) | Y
|  | Gen_BB002 | <1MW | MW | Installed capacity | Non-renewable excluding domestic Micro CHP |  | Y
| Micro CHP | Gen_BB003 | Domestic (G98/G83) | MW | Installed capacity |  |  | Y
| Renewable Engines (Landfill Gas, Sewage Gas, Biogas) | Gen_BB004 |  | MW | Installed capacity | Reciprocating Engines, Gas Turbines, Includes Anaerobic Digestion |  | Y
| Non-renewable Engines (Diesel) (non CHP) | Gen_BB005 | [5 empty] | Y
| Non-renewable Engines (Gas) (non CHP) | Gen_BB006 |  | MW | Installed capacity | Reciprocating Engines, Gas Turbines |  | Y
| Fuel Cells | Gen_BB007 |  | MW | Installed capacity | Hydrogen or Gas as fuel input |  | Y
| OCGTs (non CHP) | Gen_BB008 |  | MW | Installed capacity | Open Cycle Gas Turbines |  | Y
| CCGTs (non CHP) | Gen_BB009 |  | MW | Installed capacity | Combined Cycle Gas Turbines: |  | Y
| Biomass & Energy Crops (including CHP) | Gen_BB010 | Includes Biomass Conversions | MW | Installed capacity |  |  | Y
| Waste Incineration (including CHP) | Gen_BB011 |  | MW | Installed capacity |  |  | Y
| Solar Generation | Gen_BB012 | Large (G99) | MW | Installed capacity |  | Solar Generation (MW) | Y
|  | Gen_BB013 | Small (G98/G83) | MW | Installed capacity |  |  | Y
| Wind | Gen_BB014 | Offshore Wind | MW | Installed capacity |  | Wind Generation (MW) | Y
|  | Gen_BB015 | Onshore Wind >=1MW |  |  |  |  | Y
|  | Gen_BB016 | Onshore Wind <1MW | MW | Installed capacity |  |  | Y
| Marine | Gen_BB017 | Tidal Stream, Wave Power, Tidal Lagoon | MW | Installed capacity |  | Not mentioned in Ofgem Core Scenario BBs | Y
| Hydro | Gen_BB018 | Not pumped hydro | MW | Installed capacity |  | Not mentioned in Ofgem Core Scenario BBs | Y
| Geothermal | Gen_BB019 |  | MW | Installed capacity |  | Not mentioned in Ofgem Core Scenario BBs | Y
| Nuclear | Gen_BB020 |  | MW | Installed capacity |  | Not mentioned in Ofgem Core Scenario BBs | Y
| Coal | Gen_BB021 | COAL | MW | Installed capacity | Transmission connected coal fired generation |  | Y
| Interconnector | Gen_BB022 | IC | MW | Installed capacity | Transmission connected interconnection of other Transmission networks |  | Y
| Hydrogen fuelled generation | Gen_BB023 | Hydrogen | MW | Installed capacity | Hydrogen fired generation |  | Y
| Offshore-Wind (off-Grid) | Gen_BB024 | NC_GEN | MW | Installed capacity | Offshore wind capacity not connected to NETS |  | Y
Demand |  | Dem_BB001a | Domestic | Number of | Number of domestic customers |  |  | Y
|  | Dem_BB002a | I&C | Number of | Number of I&C customers |  |  | Y
|  | Dem_BB002b | I&C | Metres squared | Area of I&C customers |  |  | N | Not included - we do not have this information as part of our FES analysis.
|  | Dem_BB003 | Demand | GWh | Total Annual consumption in GWh | Total demand consumption at GSP level, including losses, any energy saving and new LCT driven demand growth |  | Y | The Building block data has been developed using a combination of modelling approaches for generating geographical split of demand. This year we’ve introduced a bottom-up approach for modelling demand for heat in buildings, where calculations are performed from data below the GSP and then aggregated up to GSP level. Transport demand modelling on the other hand starts with a GB level estimate of demand which we then disaggregate down to GSP level. There are some trade-offs with this mixed approach to generating GSP level data and some combinations of the individual elements will need refining in the future. As always, we’ll continue to work with stakeholders to improve our assumptions and modelling methodologies.
|  | Dem_BB004 | Residential HP Demand | GWh | Total Annual consumption in GWh | Heat demand due to residential HPs (including hybrid HPs) |  | Y
|  | Dem_BB005 | I&C HP Demand | GWh | Total Annual consumption in GWh | Heat demand due to I&C HPs (including hybrid HPs) |  | Y
|  | Dem_BB006 | EV Demand 1 | GWh | Total Annual consumption in GWh | Transport demand due to Light Vans, Cars and Motorbikes (including Hybrid EVs) |  | Y
|  | Dem_BB007 | EV Demand 2 | GWh | Total Annual consumption in GWh | Transport demand due to HGVs and Buses (including Hybrid EVs) |  | Y
|  | Dem_BB008 | Baseline Demand | GWh | Total Annual consumption in GW | The gross energy consumption excluding EVs and HPs (BB8=BB3-BB4-BB5-BB6-BB7) |  | Y
|  | Dem_BB008a | Baseline Domestic True Demand | GWh | Total Annual consumption in GWh | Total gross annual consumption of domestic end customers minus domestic EV and domestic HP demand. |  | Y
|  | Dem_BB008b | Non-domestic Demand | GWh | Total Annual consumption in GWh | Total gross annual consumption of non-domestic end customers minus non-domestic EV and non-domestic HP demand. |  | Y
|  | Dem_BB009 | Hydrogen electrolysis | MW | Installed capacity |  |  | Y
Demand Low Carbon Technologies | Electric Vehicles | Lct_BB001 | Pure Electric (vans, cars & motorbikes) | Number of | Number of EVs registered in the specific geographical area | Light Vans,Cars and Motorbikes Includes number of EVs in the specific geographical area | Low carbon vehicles | Y
|  | Lct_BB002 | Plug-in-hybrid (vans, cars and motorbikes) | Number of | Number of EVs registered in the specific geographical area | Light Vans, Cars and Motorbikes Includes number of EVs in the specific geographical area |  | Y
|  | Lct_BB003 | Pure Electric (road vehicles other than vans, cars and motorbikes) | Number of | Number of EVs registered in the specific geographical area | HGVs and Buses Includes number of EVs in the specific geographical area |  | Y
|  | Lct_BB004 | Plug-in-hybrid (road vehicles other than vans, cars and motorbikes) | Number of | Number of EVs registered in the specific geographical area | HGVs and Buses Includes number of EVs in the specific geographical area |  | Y
| Heat Pumps | Lct_BB005 | Domestic - Non-hybrid | Number of | Number of Heat Pumps registered in the specific geographical area | Excluding those supplying District Heating | Heat (Number of installations (k)) | Y
|  | Lct_BB006 | Domestic - Hybrid | Number of | Number of Heat Pumps registered in the specific geographical area | Electrical vs Gas bias Excluding those supplying District Heating |  | Y
|  | Lct_BB007 | I&C - Non-hybrid | Number of | Number of Heat Pumps registered in the specific geographical area | Excluding those supplying District Heating |  | Y
|  | Lct_BB008 | I&C - Hybrid | Number of | Number of Heat Pumps registered in the specific geographical area | Electrical vs Gas bias Exluding those supplying District Heating |  | Y
| District Heating | Lct_BB009 |  | Number of properties connected to DH |  |  | Heat (Number of installations (k)) | Y
| Electric Vehicle Charging units | Lct_BB010a | Domestic | Number of | Number of domestic charging units | Excluding 3pin plugs |  | N | Not included - we do not have this information as part of our FES analysis.
|  | Lct_BB010b | Domestic | MW | Installed capacity of domestic charging units |  |  | N | Not included - we do not have this information as part of our FES analysis.
|  | Lct_BB011a | Workplace | Number of | Number of Workplace charging units |  |  | N | Not included - we do not have this information as part of our FES analysis.
|  | Lct_BB011b | Workplace | MW | Installed capacity of Workplace charging units |  |  | N | Not included - we do not have this information as part of our FES analysis.
|  | Lct_BB012a | Public Slow/Fast | Number of | Number of Public Slow/Fast charging units |  |  | N | Not included - we do not have this information as part of our FES analysis.
|  | Lct_BB012b | Public Slow/Fast | MW | Installed capacity of public Slow/Fast charging units |  |  | N | Not included - we do not have this information as part of our FES analysis.
|  | Lct_BB013a | Public Rapid | Number of | Number of Public Rapid charging units | defined as >=43kW |  | N | Not included - we do not have this information as part of our FES analysis.
|  | Lct_BB013b | Public Rapid | MW | Installed capacity of public Rapid charging units | defined as >=43kW |  | N | Not included - we do not have this information as part of our FES analysis.
| Airconditioning units | Lct_BB014 | A/C Domestic units | Number of |  |  |  | N | Not included - we do not have this information as part of our FES analysis.
|  | Lct_BB015 | A/C I&C units | Number of |  |  |  | N | Not included - we do not have this information as part of our FES analysis.
Storage & Flexibility | Storage | Srg_BB001 | Batteries | MW | Installed capacity (MWh?) | Record Import and Export seperately | Storage (GW) | Y
|  | Srg_BB002 | Domestic Batteries (G98) | MW | Installed capacity |  |  | Y
|  | Srg_BB003 | Pumped Hydro | MW | Installed capacity |  |  | Y
|  | Srg_BB004 | Other | MW | Installed capacity |  |  | Y
|  | Srg_BB005 | V2G | MW availability | Potential MW available to participate |  |  | Y
| I&C Flexibility | Srg_BB006a | I&C Flexibility (TouT) | MW availability | Potential MW available to participate in DSR |  | Total Industrial & Commercial demand available to participate in Demand Response (Non-contracted) | Y | The Building block data has been developed using a combination of modelling approaches for generating geographical split of demand. This year we’ve introduced a bottom-up approach for modelling demand for heat in buildings, where calculations are performed from data below the GSP and then aggregated up to GSP level. Transport demand modelling on the other hand starts with a GB level estimate of demand which we then disaggregate down to GSP level. There are some trade-offs with this mixed approach to generating GSP level data and some combinations of the individual elements will need refining in the future. As always, we’ll continue to work with stakeholders to improve our assumptions and modelling methodologies.
|  | Srg_BB006b | I&C Flexibility (TouT) | % customers | % Potential participating customers |  |  | N | Not included - we do not have this information as part of our FES analysis.
| Domestic Flexibility | Srg_BB007a | Electric Vehicle Smart Charging (TouT) | MW availability | Potential MW available to participate in DSR |  | Total domestic demand available to participate in Demand Response (Non-contracted). It is assumed that a domestic customer to have a separate EV based tariff | N | Not included - we do not have this information as part of our FES analysis.
|  | Srg_BB007b | Electric Vehicle Smart Charging (TouT) | % customers | % Potential participating customers |  |  | N | Not included - we do not have this information as part of our FES analysis.
|  | Srg_BB08a | Domestic Flexibility (TouT) | MW availability | Potential MW available to participate in DSR |  |  | N | Not included - we do not have this information as part of our FES analysis.
|  | Srg_BB08b | Domestic Flexibility (TouT) | % customers | % Potential participating customers |  |  | N | Not included - we do not have this information as part of our FES analysis.