## Contents
Introduction
The workbook contains all graphs and data from our 2022 Winter Outlook publication. The Winter Outlook can be downloaded from the National Grid ESO website. (Initial publication 6th Oct 2022)
Chart Contents
| Figure Title | Figure
Base Case | Supply margin in relation to generation capacity and demand for the base case | Figure 1
| Historic de-rated margin forecasts ahead of each winter in the WOR | Figure 2
| Day-by-day view of operational surplus for winter 2022/23 (MW) | Figure 3
| Range of outcomes for de-rated margin winter 2022/23 under different supply and demand scenarios | Figure 4
Scenario 1 | Supply margin in relation to generation capacity and demand for the Scenario 1 | Figure 5
| Range of outcomes for de-rated margin winter 2022/23 for Scenario 1 under different supply and demand scenarios | Figure 6
Scenario 2 | Range of outcomes for de-rated margin winter 2022/23 for Scenario 2 under different supply and demand scenarios | Figure 7
Demand | Historical and forecast normalised daily peak winter demand | Figure 8
Supply | Daily generation availability by fuel type (based on market submissions and including breakdown rates) | Figure 9
Europe and interconnected markets | Historical flows on the interconnectors for winter 2021/22 | Figure 10
| Capacity Market agreements for interconnectors in Delivery Year 2022/23 | Figure 11
| Winter 2022/23 electricity baseload forward prices (£/MWh) | Figure 12
| Winter 2022/23 electricity peak forward prices | Figure 13
| The impact on French nuclear capacity from planned outages in 2022/23 and last winter’s actuals | Figure 14
| Daily peak time flows across the continental interconnectors in winter 2021/22 (positive MW values mean imports into GB) | Figure 15
| Daily peak time flows across the Irish interconnectors in winter 2021/22 (positive MW values mean imports into GB) | Figure 16
Market Prices | Historically traded GB winter ahead forward electricity baseload prices for Winter 2021/22 and Winter 2022/23 | Figure 17
Additional Data | Assumed breakdown rates by fuel type (based on a 3 year rolling average) | Table 2

## Figure 1
Figure 1 - Supply margin in relation to generation capacity and demand
Chart label | De-rated margin of 3.7 GW (6.3%)
Table 1 | Supply margin in relation to generation capacity and demand
Category | Technical capability (generation) | De-rated generation capacity | ACS peak underlying demand | De-rated capacity margin (GW) | De-rated capacity margin (%)
Nuclear | 6075 | 4517.2603
Thermal | 38907.77 | 35588.8658
Renewable | 50133.9883 | 12731.5289
Storage | 4949.45 | 3833.2169
Other | 1174.6499 | 839.2873
Interconnector Imports | 8400 | 5712
Demand |  |  | 58300
Operating reserve |  |  | 1200
| 109640.8582 | 63222.1592 | 59500 | 3722.1592 | 6.256%
Table 2 | Generation Capacities and Derating Factors
| Type | SubType | De-rating Factor or Wind EFC (%) | Installed Capacity (MW) | De-rated Capacity (MW)
| Biomass |  | 87.99% | 4423.5 | 3892.2756
| Waste (incl. ACT, AD, Biogas, Sewage) |  | Various | 3215.4 | 2396.6323
| Coal |  | 76.03% | 1491 | 1133.5537
| Gas - CCGT |  | 91.34% | 26954 | 24620.9174
| Gas - CHP |  | 91.34% | 3230.88 | 2951.2217
| Gas - Reciprocating Engines |  | 95.18% | 2494.7 | 2374.4072
| Diesel - Reciprocating Engines |  | 95.18% | 1428.9 | 1359.9994
| Nuclear |  | 74.36% | 6075 | 4517.2603
| OCGT |  | 95.18% | 3308.29 | 3148.7664
| Storage - Battery |  | 59.71% | 2479.45 | 1480.6016
| Storage - Pumped |  | 95.25% | 2470 | 2352.6153
| Hydro |  | 91.13% | 2020.4 | 1841.1383
| Solar |  | 2.15% | 13803.1 | 296.7666
| Marine |  | 22% | 57.8 | 12.716
| Wind - Offshore |  | 16.13% | 12985.98 | 2094.2462
| Wind - Onshore |  | 16.13% | 13627.8083 | 2197.7538
| DSR |  | 71.45% | 1174.6499 | 839.2873
Total Generation |  |  |  | 101240.8582 | 57510.1592

## Figure 2
Figure 2 - Historic de-rated margin forecasts ahead of each winter in the WOR
Winter | De-rated margin (%)
2015/16 | 5.1%
2016/17 | 6.6%
2017/18 | 10.3%
2018/19 | 11.7%
2019/20 | 12.9%
2020/21 | 8.3%
2021/22 | 6.6%
2022/23 | 6.3%

## Figure 3
Figure 3 - Day-by-day view of operational surplus for winter 2022/23 (MW)
| Sun | Mon | Tue | Wed | Thu | Fri | Sat | Sun | Mon | Tue | Wed | Thu | Fri | Sat | Sun | Mon | Tue | Wed | Thu | Fri | Sat | Sun | Mon | Tue | Wed | Thu | Fri | Sat | Sun | Mon | Tue | Wed | Thu | Fri | Sat | Sun | Mon | Tue | Wed | Thu | Fri | Sat | Sun | Mon | Tue | Wed | Thu | Fri | Sat | Sun | Mon | Tue | Wed | Thu | Fri | Sat | Sun | Mon | Tue | Wed | Thu | Fri | Sat | Sun | Mon | Tue | Wed | Thu | Fri | Sat | Sun | Mon | Tue | Wed | Thu | Fri | Sat | Sun | Mon | Tue | Wed | Thu | Fri | Sat | Sun | Mon | Tue | Wed | Thu | Fri | Sat | Sun | Mon | Tue | Wed | Thu | Fri | Sat | Sun | Mon | Tue | Wed | Thu | Fri | Sat | Sun | Mon | Tue | Wed | Thu | Fri | Sat | Sun | Mon | Tue | Wed | Thu | Fri | Sat | Sun | Mon | Tue | Wed | Thu | Fri | Sat | Sun | Mon | Tue | Wed | Thu | Fri | Sat | Sun | Mon | Tue | Wed | Thu | Fri | Sat | Sun | Mon | Tue | Wed | Thu | Fri | Sat
Date | 2022-10-30 | 2022-10-31 | 2022-11-01 | 2022-11-02 | 2022-11-03 | 2022-11-04 | 2022-11-05 | 2022-11-06 | 2022-11-07 | 2022-11-08 | 2022-11-09 | 2022-11-10 | 2022-11-11 | 2022-11-12 | 2022-11-13 | 2022-11-14 | 2022-11-15 | 2022-11-16 | 2022-11-17 | 2022-11-18 | 2022-11-19 | 2022-11-20 | 2022-11-21 | 2022-11-22 | 2022-11-23 | 2022-11-24 | 2022-11-25 | 2022-11-26 | 2022-11-27 | 2022-11-28 | 2022-11-29 | 2022-11-30 | 2022-12-01 | 2022-12-02 | 2022-12-03 | 2022-12-04 | 2022-12-05 | 2022-12-06 | 2022-12-07 | 2022-12-08 | 2022-12-09 | 2022-12-10 | 2022-12-11 | 2022-12-12 | 2022-12-13 | 2022-12-14 | 2022-12-15 | 2022-12-16 | 2022-12-17 | 2022-12-18 | 2022-12-19 | 2022-12-20 | 2022-12-21 | 2022-12-22 | 2022-12-23 | 2022-12-24 | 2022-12-25 | 2022-12-26 | 2022-12-27 | 2022-12-28 | 2022-12-29 | 2022-12-30 | 2022-12-31 | 2023-01-01 | 2023-01-02 | 2023-01-03 | 2023-01-04 | 2023-01-05 | 2023-01-06 | 2023-01-07 | 2023-01-08 | 2023-01-09 | 2023-01-10 | 2023-01-11 | 2023-01-12 | 2023-01-13 | 2023-01-14 | 2023-01-15 | 2023-01-16 | 2023-01-17 | 2023-01-18 | 2023-01-19 | 2023-01-20 | 2023-01-21 | 2023-01-22 | 2023-01-23 | 2023-01-24 | 2023-01-25 | 2023-01-26 | 2023-01-27 | 2023-01-28 | 2023-01-29 | 2023-01-30 | 2023-01-31 | 2023-02-01 | 2023-02-02 | 2023-02-03 | 2023-02-04 | 2023-02-05 | 2023-02-06 | 2023-02-07 | 2023-02-08 | 2023-02-09 | 2023-02-10 | 2023-02-11 | 2023-02-12 | 2023-02-13 | 2023-02-14 | 2023-02-15 | 2023-02-16 | 2023-02-17 | 2023-02-18 | 2023-02-19 | 2023-02-20 | 2023-02-21 | 2023-02-22 | 2023-02-23 | 2023-02-24 | 2023-02-25 | 2023-02-26 | 2023-02-27 | 2023-02-28 | 2023-03-01 | 2023-03-02 | 2023-03-03 | 2023-03-04 | 2023-03-05 | 2023-03-06 | 2023-03-07 | 2023-03-08 | 2023-03-09 | 2023-03-10 | 2023-03-11 | 2023-03-12 | 2023-03-13 | 2023-03-14 | 2023-03-15 | 2023-03-16 | 2023-03-17 | 2023-03-18 | 2023-03-19 | 2023-03-20 | 2023-03-21 | 2023-03-22 | 2023-03-23 | 2023-03-24 | 45010
National Demand plus Station Load | 35776 | 40664 | 40786 | 40932 | 41024 | 39661 | 36460 | 37576 | 41552 | 41654 | 41842 | 41928 | 40410 | 37194 | 38307 | 42161 | 42285 | 42441 | 42652 | 41317 | 38165 | 39387 | 43359 | 43457 | 43425 | 43406 | 41871 | 38575 | 39624 | 43515 | 43613 | 43698 | 43741 | 42300 | 39055 | 40128 | 43967 | 44024 | 44061 | 44096 | 42587 | 39319 | 40322 | 44123 | 44140 | 44193 | 44262 | 42808 | 39545 | 40590 | 44485 | 44581 | 44607 | 42176 | 39149 | 36101 | 30564 | 32611 | 35900 | 38898 | 39088 | 38334 | 36689 | 33026 | 38558 | 43811 | 44649 | 44577 | 42935 | 39549 | 40475 | 44189 | 44085 | 43953 | 43824 | 42312 | 38986 | 40067 | 43885 | 43964 | 43992 | 43997 | 42559 | 39273 | 40348 | 44123 | 44052 | 44018 | 43919 | 42352 | 38918 | 39934 | 43717 | 43710 | 43599 | 43469 | 41800 | 38352 | 39282 | 43080 | 43078 | 43119 | 43151 | 41654 | 38232 | 39123 | 42790 | 42606 | 42383 | 42162 | 40585 | 37334 | 38227 | 42048 | 41988 | 41913 | 41871 | 40292 | 36901 | 37823 | 41605 | 41694 | 41723 | 41721 | 40153 | 36733 | 37761 | 41205 | 40897 | 40613 | 40368 | 38585 | 35295 | 36259 | 39944 | 39817 | 39601 | 39449 | 37855 | 34654 | 35729 | 39405 | 39346 | 39112 | 38903 | 37253 | 34246
Assumed generation with no imports from Continental Europe and 400MW export to Ireland | 40331.568 | 41218.408 | 41761.5277 | 41761.5277 | 41761.5277 | 41777.1677 | 41170.8677 | 41777.1677 | 41397.3677 | 41568.3677 | 41615.1677 | 41727.6677 | 41727.6677 | 40063.8677 | 40994.4677 | 41727.6677 | 41727.6677 | 41727.6677 | 41727.6677 | 41746.0677 | 40166.8677 | 41099.548 | 41766.948 | 41982.948 | 42360.948 | 42360.948 | 42374.748 | 40467.848 | 41704.448 | 42392.748 | 42392.748 | 42392.748 | 42792.248 | 42810.648 | 40322.468 | 41253.068 | 42234.648 | 42234.648 | 42234.648 | 41407.448 | 40740.048 | 39934.548 | 41019.048 | 41767.448 | 41850.248 | 41965.448 | 42256.448 | 42256.448 | 41325.848 | 42256.448 | 42256.448 | 43095.868 | 43095.868 | 43401.868 | 43671.868 | 43065.568 | 43671.868 | 43671.868 | 43671.868 | 43671.868 | 43230.068 | 43230.068 | 43074.9984 | 44022.5184 | 44022.5184 | 44022.5184 | 44022.5184 | 44022.5184 | 44022.5184 | 43416.2184 | 43853.3184 | 43574.3184 | 43574.3184 | 43574.3184 | 43574.3184 | 43574.3184 | 42538.4384 | 43971.9384 | 43920.3184 | 43920.3184 | 43920.3184 | 43920.3184 | 43210.6184 | 42604.3184 | 43210.6184 | 43540.5184 | 43668.3184 | 43765.5184 | 43792.5184 | 43792.5184 | 42749.1184 | 43355.4184 | 43792.5184 | 43792.5184 | 43792.5184 | 43964.4184 | 44310.9184 | 43002.9184 | 43598.4184 | 44005.8184 | 44373.0184 | 44362.2184 | 44351.4184 | 44340.6184 | 42735.9384 | 43331.4384 | 43750.2184 | 43748.4184 | 43348.8184 | 43348.8184 | 42382.3184 | 41776.0184 | 42382.3184 | 42217.8184 | 42217.8184 | 42725.4184 | 42725.4184 | 42675.9184 | 42188.4184 | 42927.9184 | 43000.8184 | 43071.0184 | 43166.4184 | 43152.9184 | 42086.0184 | 41466.2184 | 41758.9184 | 42335.1974 | 42321.6974 | 42321.6974 | 42308.1974 | 42316.5184 | 41273.1184 | 41865.9184 | 42702.5184 | 42702.5184 | 42306.5184 | 42306.5184 | 42306.5184 | 42306.5184 | 41479.3184 | 41702.5184 | 41857.3184 | 41900.5184 | 42005.8184 | 41606.3184 | 41176.7384
Assumed generation with 1200MW from NSL and 400MW export to Ireland | 41563.568 | 42450.408 | 42993.5277 | 42993.5277 | 42993.5277 | 43009.1677 | 42402.8677 | 43009.1677 | 42629.3677 | 42800.3677 | 42847.1677 | 42959.6677 | 42959.6677 | 41295.8677 | 42226.4677 | 42959.6677 | 42959.6677 | 42959.6677 | 42959.6677 | 42978.0677 | 41398.8677 | 42331.548 | 42998.948 | 43214.948 | 43592.948 | 43592.948 | 43606.748 | 41699.848 | 42936.448 | 43624.748 | 43624.748 | 43624.748 | 44024.248 | 44042.648 | 41554.468 | 42485.068 | 43466.648 | 43466.648 | 43466.648 | 42639.448 | 41972.048 | 41166.548 | 42251.048 | 42999.448 | 43082.248 | 43197.448 | 43488.448 | 43488.448 | 42557.848 | 43488.448 | 43488.448 | 44327.868 | 44327.868 | 44633.868 | 44903.868 | 44297.568 | 44903.868 | 44903.868 | 44903.868 | 44903.868 | 44462.068 | 44462.068 | 44306.9984 | 45254.5184 | 45254.5184 | 45254.5184 | 45254.5184 | 45254.5184 | 45254.5184 | 44648.2184 | 45085.3184 | 44806.3184 | 44806.3184 | 44806.3184 | 44806.3184 | 44806.3184 | 43770.4384 | 45203.9384 | 45152.3184 | 45152.3184 | 45152.3184 | 45152.3184 | 44442.6184 | 43836.3184 | 44442.6184 | 44772.5184 | 44900.3184 | 44997.5184 | 45024.5184 | 45024.5184 | 43981.1184 | 44587.4184 | 45024.5184 | 45024.5184 | 45024.5184 | 45196.4184 | 45542.9184 | 44234.9184 | 44830.4184 | 45237.8184 | 45605.0184 | 45594.2184 | 45583.4184 | 45572.6184 | 43967.9384 | 44563.4384 | 44982.2184 | 44980.4184 | 44580.8184 | 44580.8184 | 43614.3184 | 43008.0184 | 43614.3184 | 43449.8184 | 43449.8184 | 43957.4184 | 43957.4184 | 43907.9184 | 43420.4184 | 44159.9184 | 44232.8184 | 44303.0184 | 44398.4184 | 44384.9184 | 43318.0184 | 42698.2184 | 42990.9184 | 43567.1974 | 43553.6974 | 43553.6974 | 43540.1974 | 43548.5184 | 42505.1184 | 43097.9184 | 43934.5184 | 43934.5184 | 43538.5184 | 43538.5184 | 43538.5184 | 43538.5184 | 42711.3184 | 42934.5184 | 43089.3184 | 43132.5184 | 43237.8184 | 42838.3184 | 42408.7384
Assumed generation with CM imports from Continental Europe and 750MW export to Ireland | 44454.818 | 45686.658 | 46229.7777 | 46229.7777 | 46229.7777 | 46245.4177 | 45639.1177 | 46245.4177 | 45865.6177 | 46036.6177 | 46083.4177 | 46195.9177 | 46195.9177 | 44532.1177 | 45462.7177 | 46195.9177 | 46195.9177 | 46195.9177 | 46195.9177 | 46214.3177 | 44635.1177 | 45567.798 | 46235.198 | 46451.198 | 46829.198 | 46829.198 | 46842.998 | 44936.098 | 46172.698 | 46860.998 | 46860.998 | 46860.998 | 47260.498 | 47278.898 | 44790.718 | 45721.318 | 46702.898 | 46702.898 | 46702.898 | 45875.698 | 45208.298 | 44402.798 | 45487.298 | 46235.698 | 46318.498 | 46433.698 | 46724.698 | 47069.698 | 46139.098 | 47069.698 | 47069.698 | 47909.118 | 47909.118 | 48215.118 | 48485.118 | 47878.818 | 48485.118 | 48485.118 | 48485.118 | 48485.118 | 48043.318 | 48043.318 | 47888.2484 | 48835.7684 | 48835.7684 | 48835.7684 | 48835.7684 | 48835.7684 | 48835.7684 | 48229.4684 | 48666.5684 | 48387.5684 | 48387.5684 | 48387.5684 | 48387.5684 | 48387.5684 | 47351.6884 | 48785.1884 | 48733.5684 | 48733.5684 | 48733.5684 | 48733.5684 | 48023.8684 | 47417.5684 | 48023.8684 | 48353.7684 | 48481.5684 | 48578.7684 | 48605.7684 | 48605.7684 | 47562.3684 | 48168.6684 | 48605.7684 | 48605.7684 | 48605.7684 | 48777.6684 | 49124.1684 | 47816.1684 | 48411.6684 | 48819.0684 | 49186.2684 | 49175.4684 | 49164.6684 | 49153.8684 | 47549.1884 | 48144.6884 | 48563.4684 | 48561.6684 | 48162.0684 | 48162.0684 | 47195.5684 | 46589.2684 | 47195.5684 | 47031.0684 | 47031.0684 | 47538.6684 | 47538.6684 | 47489.1684 | 47001.6684 | 47741.1684 | 47814.0684 | 47884.2684 | 47979.6684 | 47966.1684 | 46899.2684 | 46279.4684 | 46572.1684 | 47148.4474 | 47134.9474 | 47134.9474 | 47121.4474 | 47129.7684 | 46086.3684 | 46679.1684 | 47515.7684 | 47515.7684 | 47119.7684 | 47119.7684 | 47119.7684 | 47119.7684 | 46292.5684 | 46515.7684 | 46670.5684 | 46713.7684 | 46819.0684 | 46419.5684 | 45989.9884
Reserve requirement | 1500 | 1500 | 1500 | 1500 | 1500 | 1500 | 1500 | 1500 | 1500 | 1500 | 1500 | 1500 | 1500 | 1500 | 1500 | 1500 | 1500 | 1500 | 1500 | 1500 | 1500 | 1500 | 1500 | 1500 | 1500 | 1500 | 1500 | 1500 | 1500 | 1500 | 1500 | 1500 | 1500 | 1500 | 1500 | 1500 | 1500 | 1500 | 1500 | 1500 | 1500 | 1500 | 1500 | 1500 | 1500 | 1500 | 1500 | 1500 | 1500 | 1500 | 1500 | 1500 | 1500 | 1500 | 1500 | 1500 | 1500 | 1500 | 1500 | 1500 | 1500 | 1500 | 1500 | 1500 | 1500 | 1500 | 1500 | 1500 | 1500 | 1500 | 1500 | 1500 | 1500 | 1500 | 1500 | 1500 | 1500 | 1500 | 1500 | 1500 | 1500 | 1500 | 1500 | 1500 | 1500 | 1500 | 1500 | 1500 | 1500 | 1500 | 1500 | 1500 | 1500 | 1500 | 1500 | 1500 | 1500 | 1500 | 1500 | 1500 | 1500 | 1500 | 1500 | 1500 | 1500 | 1500 | 1500 | 1500 | 1500 | 1500 | 1500 | 1500 | 1500 | 1500 | 1500 | 1500 | 1500 | 1500 | 1500 | 1500 | 1500 | 1500 | 1500 | 1500 | 1500 | 1500 | 1500 | 1500 | 1500 | 1500 | 1500 | 1500 | 1500 | 1500 | 1500 | 1500 | 1500 | 1500 | 1500 | 1500 | 1500 | 1500 | 1500 | 1500 | 1500 | 1500 | 1500
Max normal demand ( no triad avoidance) | 35776 | 40664 | 40786 | 40932 | 41024 | 39661 | 36460 | 37576 | 41552 | 41654 | 41842 | 41928 | 40410 | 37194 | 38307 | 42161 | 42285 | 42441 | 42652 | 41317 | 38165 | 39387 | 43359 | 43457 | 43425 | 43406 | 41871 | 38575 | 39624 | 43515 | 43613 | 43698 | 43741 | 42300 | 39055 | 40128 | 43967 | 44024 | 44061 | 44096 | 42587 | 39319 | 40322 | 44123 | 44140 | 44193 | 44262 | 42808 | 39545 | 40590 | 44485 | 44581 | 44607 | 42176 | 39149 | 36101 | 30564 | 32611 | 35900 | 38898 | 39088 | 38334 | 36689 | 33026 | 38558 | 43811 | 44649 | 44577 | 42935 | 39549 | 40475 | 44189 | 44085 | 43953 | 43824 | 42312 | 38986 | 40067 | 43885 | 43964 | 43992 | 43997 | 42559 | 39273 | 40348 | 44123 | 44052 | 44018 | 43919 | 42352 | 38918 | 39934 | 43717 | 43710 | 43599 | 43469 | 41800 | 38352 | 39282 | 43080 | 43078 | 43119 | 43151 | 41654 | 38232 | 39123 | 42790 | 42606 | 42383 | 42162 | 40585 | 37334 | 38227 | 42048 | 41988 | 41913 | 41871 | 40292 | 36901 | 37823 | 41605 | 41694 | 41723 | 41721 | 40153 | 36733 | 37761 | 41205 | 40897 | 40613 | 40368 | 38585 | 35295 | 36259 | 39944 | 39817 | 39601 | 39449 | 37855 | 34654 | 35729 | 39405 | 39346 | 39112 | 38903 | 37253 | 34246
ACS demand inc. reserve requirement | Mon: 48200; Tue: 48200; Wed: 48200; Thu: 48200; Fri: 48200; Mon: 48200; Tue: 48200; Wed: 48200; Thu: 48200; Fri: 48200; Mon: 48200; Tue: 48200; Wed: 48200; Thu: 48200; Fri: 48200; Mon: 48200; Tue: 48200; Wed: 48200; Thu: 48200; Fri: 48200; Mon: 48200; Tue: 48200; Wed: 48200; Thu: 48200; Fri: 48200; Mon: 48200; Tue: 48200; Wed: 48200; Thu: 48200; Fri: 48200; Mon: 48200; Tue: 48200; Wed: 48200; Thu: 48200; Fri: 48200; Mon: 48200; Tue: 48200; Wed: 48200; Thu: 48200; Fri: 48200
Date format | 2022-10-30 | 2022-10-31 | 2022-11-01 | 2022-11-02 | 2022-11-03 | 2022-11-04 | 2022-11-05 | 2022-11-06 | 2022-11-07 | 2022-11-08 | 2022-11-09 | 2022-11-10 | 2022-11-11 | 2022-11-12 | 2022-11-13 | 2022-11-14 | 2022-11-15 | 2022-11-16 | 2022-11-17 | 2022-11-18 | 2022-11-19 | 2022-11-20 | 2022-11-21 | 2022-11-22 | 2022-11-23 | 2022-11-24 | 2022-11-25 | 2022-11-26 | 2022-11-27 | 2022-11-28 | 2022-11-29 | 2022-11-30 | 2022-12-01 | 2022-12-02 | 2022-12-03 | 2022-12-04 | 2022-12-05 | 2022-12-06 | 2022-12-07 | 2022-12-08 | 2022-12-09 | 2022-12-10 | 2022-12-11 | 2022-12-12 | 2022-12-13 | 2022-12-14 | 2022-12-15 | 2022-12-16 | 2022-12-17 | 2022-12-18 | 2022-12-19 | 2022-12-20 | 2022-12-21 | 2022-12-22 | 2022-12-23 | 2022-12-24 | 2022-12-25 | 2022-12-26 | 2022-12-27 | 2022-12-28 | 2022-12-29 | 2022-12-30 | 2022-12-31 | 2023-01-01 | 2023-01-02 | 2023-01-03 | 2023-01-04 | 2023-01-05 | 2023-01-06 | 2023-01-07 | 2023-01-08 | 2023-01-09 | 2023-01-10 | 2023-01-11 | 2023-01-12 | 2023-01-13 | 2023-01-14 | 2023-01-15 | 2023-01-16 | 2023-01-17 | 2023-01-18 | 2023-01-19 | 2023-01-20 | 2023-01-21 | 2023-01-22 | 2023-01-23 | 2023-01-24 | 2023-01-25 | 2023-01-26 | 2023-01-27 | 2023-01-28 | 2023-01-29 | 2023-01-30 | 2023-01-31 | 2023-02-01 | 2023-02-02 | 2023-02-03 | 2023-02-04 | 2023-02-05 | 2023-02-06 | 2023-02-07 | 2023-02-08 | 2023-02-09 | 2023-02-10 | 2023-02-11 | 2023-02-12 | 2023-02-13 | 2023-02-14 | 2023-02-15 | 2023-02-16 | 2023-02-17 | 2023-02-18 | 2023-02-19 | 2023-02-20 | 2023-02-21 | 2023-02-22 | 2023-02-23 | 2023-02-24 | 2023-02-25 | 2023-02-26 | 2023-02-27 | 2023-02-28 | 2023-03-01 | 2023-03-02 | 2023-03-03 | 2023-03-04 | 2023-03-05 | 2023-03-06 | 2023-03-07 | 2023-03-08 | 2023-03-09 | 2023-03-10 | 2023-03-11 | 2023-03-12 | 2023-03-13 | 2023-03-14 | 2023-03-15 | 2023-03-16 | 2023-03-17 | 2023-03-18 | 2023-03-19 | 2023-03-20 | 2023-03-21 | 2023-03-22 | 2023-03-23 | 2023-03-24 | 45010

## Figure 4
Figure 4 - Range of outcomes for de-rated margin winter 2022/23 for the base case under different supply and demand scenarios
Date | 2022-10-31 | 2022-11-01 | 2022-11-02 | 2022-11-03 | 2022-11-04 | 2022-11-05 | 2022-11-06 | 2022-11-07 | 2022-11-08 | 2022-11-09 | 2022-11-10 | 2022-11-11 | 2022-11-12 | 2022-11-13 | 2022-11-14 | 2022-11-15 | 2022-11-16 | 2022-11-17 | 2022-11-18 | 2022-11-19 | 2022-11-20 | 2022-11-21 | 2022-11-22 | 2022-11-23 | 2022-11-24 | 2022-11-25 | 2022-11-26 | 2022-11-27 | 2022-11-28 | 2022-11-29 | 2022-11-30 | 2022-12-01 | 2022-12-02 | 2022-12-03 | 2022-12-04 | 2022-12-05 | 2022-12-06 | 2022-12-07 | 2022-12-08 | 2022-12-09 | 2022-12-10 | 2022-12-11 | 2022-12-12 | 2022-12-13 | 2022-12-14 | 2022-12-15 | 2022-12-16 | 2022-12-17 | 2022-12-18 | 2022-12-19 | 2022-12-20 | 2022-12-21 | 2022-12-22 | 2022-12-23 | 2022-12-24 | 2022-12-25 | 2022-12-26 | 2022-12-27 | 2022-12-28 | 2022-12-29 | 2022-12-30 | 2022-12-31 | 2023-01-01 | 2023-01-02 | 2023-01-03 | 2023-01-04 | 2023-01-05 | 2023-01-06 | 2023-01-07 | 2023-01-08 | 2023-01-09 | 2023-01-10 | 2023-01-11 | 2023-01-12 | 2023-01-13 | 2023-01-14 | 2023-01-15 | 2023-01-16 | 2023-01-17 | 2023-01-18 | 2023-01-19 | 2023-01-20 | 2023-01-21 | 2023-01-22 | 2023-01-23 | 2023-01-24 | 2023-01-25 | 2023-01-26 | 2023-01-27 | 2023-01-28 | 2023-01-29 | 2023-01-30 | 2023-01-31 | 2023-02-01 | 2023-02-02 | 2023-02-03 | 2023-02-04 | 2023-02-05 | 2023-02-06 | 2023-02-07 | 2023-02-08 | 2023-02-09 | 2023-02-10 | 2023-02-11 | 2023-02-12 | 2023-02-13 | 2023-02-14 | 2023-02-15 | 2023-02-16 | 2023-02-17 | 2023-02-18 | 2023-02-19 | 2023-02-20 | 2023-02-21 | 2023-02-22 | 2023-02-23 | 2023-02-24 | 2023-02-25 | 2023-02-26 | 2023-02-27 | 2023-02-28 | 2023-03-01 | 2023-03-02 | 2023-03-03 | 2023-03-04 | 2023-03-05 | 2023-03-06 | 2023-03-07 | 2023-03-08 | 2023-03-09 | 2023-03-10 | 2023-03-11 | 2023-03-12 | 2023-03-13 | 2023-03-14 | 2023-03-15 | 2023-03-16 | 2023-03-17 | 2023-03-18 | 2023-03-19 | 2023-03-20 | 2023-03-21 | 2023-03-22 | 2023-03-23 | 2023-03-24
Surplus daily credible lower bound | 6281 | 3848 | 3696 | 3537 | 4611 | 7154 | 6747 | 3295 | 3153 | 3013 | 3039 | 4001 | 5167 | 5266 | 2870 | 2948 | 3198 | 3077 | 4197 | 5487 | 5344 | 2741 | 2511 | 2509 | 2354 | 3389 | 4435 | 4322 | 869 | 782 | 675 | 1101 | 2148 | 2554 | 2435 | 612 | 518 | 439 | -484 | -50 | 2390 | 2408 | -154 | -298 | -164 | 122 | 1721 | 3729 | 4016 | 977 | 1138 | 1020 | 2655 | 5267 | 7606 | 16813 | 13096 | 8690 | 5979 | 5905 | 6674 | 7482 | 11842 | 6434 | 1979 | 1253 | 1346 | 2558 | 5004 | 4628 | 629 | 716 | 703 | 467 | 1537 | 3841 | 4356 | 1175 | 1081 | 1074 | 1158 | 1576 | 4160 | 3853 | 1463 | 1430 | 1361 | 1605 | 3187 | 5411 | 5067 | 2271 | 2283 | 2423 | 2316 | 3085 | 4900 | 4521 | 1641 | 2474 | 2629 | 2591 | 3902 | 5662 | 5270 | 2355 | 2421 | 2080 | 2227 | 2726 | 5559 | 5297 | 1811 | 1874 | 2539 | 2626 | 4033 | 6996 | 6944 | 3444 | 3585 | 3800 | 3935 | 4800 | 7721 | 7549 | 4632 | 4726 | 5008 | 4818 | 6587 | 9102 | 8958 | 5812 | 6106 | 5939 | 6203 | 7709 | 10701 | 9721 | 6110 | 6421 | 6554 | 6607 | 7781
Surplus daily credible upper bound | 17216 | 15305 | 15299 | 15114 | 16466 | 18705 | 18413 | 14729 | 14680 | 14658 | 14542 | 15903 | 17061 | 17227 | 14957 | 15014 | 15359 | 15297 | 16785 | 17921 | 17953 | 14998 | 15107 | 15115 | 15074 | 16439 | 17348 | 17510 | 14002 | 14034 | 14026 | 14445 | 15786 | 16247 | 16160 | 14308 | 14316 | 14325 | 13324 | 13857 | 16073 | 16214 | 13553 | 13516 | 13693 | 13913 | 15599 | 17706 | 17979 | 14901 | 14823 | 14924 | 16990 | 19439 | 21632 | 30226 | 26730 | 22684 | 19984 | 19852 | 20627 | 21389 | 25812 | 20758 | 16125 | 15504 | 15478 | 16735 | 19215 | 18698 | 14578 | 14603 | 14616 | 14641 | 16072 | 18182 | 18552 | 14955 | 14963 | 15002 | 15083 | 15708 | 18263 | 18199 | 15648 | 15704 | 15760 | 16107 | 17804 | 19723 | 19373 | 16445 | 16601 | 16710 | 16708 | 17484 | 19291 | 18995 | 15843 | 16521 | 16510 | 16514 | 17897 | 19194 | 18794 | 16007 | 16151 | 15832 | 15872 | 16244 | 18715 | 18421 | 14967 | 15128 | 15785 | 15836 | 17145 | 19808 | 19619 | 16496 | 16538 | 16747 | 16840 | 17618 | 20099 | 19958 | 17306 | 17375 | 17458 | 17405 | 18931 | 20910 | 20727 | 17914 | 17982 | 17653 | 17763 | 19134 | 21733 | 20780 | 17493 | 17682 | 17739 | 17854 | 18756
Date format | time axis 2022-10-31 to 2023-03-24
Surplus under average conditions | 11448 | 9211 | 8977 | 8761 | 10014 | 12443 | 12118 | 8600 | 8593 | 8435 | 8431 | 9718 | 10883 | 11200 | 8762 | 8816 | 9047 | 8970 | 10149 | 11530 | 11336 | 8712 | 8623 | 8570 | 8515 | 9635 | 10637 | 10725 | 7181 | 7172 | 7237 | 7739 | 8953 | 9421 | 9391 | 7554 | 7351 | 7248 | 6481 | 6937 | 9064 | 9143 | 6580 | 6453 | 6487 | 6563 | 8293 | 10257 | 10457 | 7524 | 7480 | 7309 | 9231 | 11710 | 13923 | 22616 | 19242 | 15406 | 12836 | 12734 | 13482 | 14095 | 18440 | 13382 | 9156 | 8581 | 8654 | 10051 | 12500 | 12040 | 8042 | 8102 | 7994 | 8092 | 9389 | 11441 | 11820 | 8441 | 8361 | 8462 | 8381 | 8834 | 11365 | 11158 | 8557 | 8548 | 8536 | 8689 | 10397 | 12400 | 12141 | 9374 | 9308 | 9423 | 9383 | 10268 | 11841 | 11431 | 8483 | 9201 | 9244 | 9232 | 10445 | 11909 | 11562 | 8673 | 8749 | 8585 | 8592 | 9074 | 11895 | 11642 | 8208 | 8299 | 8932 | 9001 | 10285 | 13046 | 12933 | 9706 | 9830 | 10060 | 10108 | 10884 | 13516 | 13316 | 10600 | 10759 | 11052 | 10867 | 12469 | 14546 | 14282 | 11385 | 11511 | 11214 | 11268 | 12756 | 15465 | 14534 | 11183 | 11466 | 11608 | 11681 | 12720
Difference | 10935 | 11457 | 11603 | 11577 | 11855 | 11551 | 11666 | 11434 | 11527 | 11645 | 11503 | 11902 | 11894 | 11961 | 12087 | 12066 | 12161 | 12220 | 12588 | 12434 | 12609 | 12257 | 12596 | 12606 | 12720 | 13050 | 12913 | 13188 | 13133 | 13252 | 13351 | 13344 | 13638 | 13693 | 13725 | 13696 | 13798 | 13886 | 13808 | 13907 | 13683 | 13806 | 13707 | 13814 | 13857 | 13791 | 13878 | 13977 | 13963 | 13924 | 13685 | 13904 | 14335 | 14172 | 14026 | 13413 | 13634 | 13994 | 14005 | 13947 | 13953 | 13907 | 13970 | 14324 | 14146 | 14251 | 14132 | 14177 | 14211 | 14070 | 13949 | 13887 | 13913 | 14174 | 14535 | 14341 | 14196 | 13780 | 13882 | 13928 | 13925 | 14132 | 14103 | 14346 | 14185 | 14274 | 14399 | 14502 | 14617 | 14312 | 14306 | 14174 | 14318 | 14287 | 14392 | 14399 | 14391 | 14474 | 14202 | 14047 | 13881 | 13923 | 13995 | 13532 | 13524 | 13652 | 13730 | 13752 | 13645 | 13518 | 13156 | 13124 | 13156 | 13254 | 13246 | 13210 | 13112 | 12812 | 12675 | 13052 | 12953 | 12947 | 12905 | 12818 | 12378 | 12409 | 12674 | 12649 | 12450 | 12587 | 12344 | 11808 | 11769 | 12102 | 11876 | 11714 | 11560 | 11425 | 11032 | 11059 | 11383 | 11261 | 11185 | 11247 | 10975
90% confidence bound for daily fluctuations

## Figure 5
Figure 5 - Supply margin in relation to generation capacity and demand for Scenario 1
Chart label | De-rated margin of 3.3 GW (5.7%)
Table 1 | Supply margin in relation to generation capacity and demand
Category | Technical capability (generation) | De-rated generation capacity | ACS peak underlying demand | De-rated capacity margin (GW) | De-rated capacity margin (%)
Nuclear | 6075 | 4517.2603
Thermal | 41656.77 | 37678.8317
Renewable | 50133.9883 | 13071.5289
Storage | 4949.45 | 3833.2169
Other | 1174.6499 | 839.2873
Interconnector Imports | 8400 | 832
Demand |  |  | 56300
Operating reserve |  |  | 1200
| 112389.8582 | 60772.1252 | 57500 | 3272.1252 | 5.691%
Table 2 | Generation Capacities and Derating Factors
| Type | SubType | De-rating Factor (%) | Installed Capacity (MW) | De-rated Capacity (MW)
| Biomass |  | 87.99% | 4423.5 | 3892.2756
| Waste (incl. ACT, AD, Biogas, Sewage) |  | Various | 3215.4 | 2396.6323
| Coal |  | 76.03% | 4240 | 3223.5197
| Gas - CCGT |  | 91.34% | 26954 | 24620.9174
| Gas - CHP |  | 91.34% | 3230.88 | 2951.2217
| Gas - Reciprocating Engines |  | 95.18% | 2494.7 | 2374.4072
| Diesel - Reciprocating Engines |  | 95.18% | 1428.9 | 1359.9994
| Nuclear |  | 74.36% | 6075 | 4517.2603
| OCGT |  | 95.18% | 3308.29 | 3148.7664
| Storage - Battery |  | 59.71% | 2479.45 | 1480.6016
| Storage - Pumped |  | 95.25% | 2470 | 2352.6153
| Hydro |  | 91.13% | 2020.4 | 1841.1383
| Solar |  | 2.15% | 13803.1 | 296.7666
| Marine |  | 22% | 57.8 | 12.716
| Wind - Offshore |  | 17.4% | 12985.98 | 2260.1465
| Wind - Onshore |  | 17.4% | 13627.8083 | 2371.8535
| DSR |  | 71.45% | 1174.6499 | 839.2873
Total Generation |  |  |  | 103989.8582 | 59940.1252

## Figure 6
Figure 6 - Range of outcomes for de-rated margin winter 2022/23 for Scenario 1 under different supply and demand scenarios
Date | 2022-10-31 | 2022-11-01 | 2022-11-02 | 2022-11-03 | 2022-11-04 | 2022-11-05 | 2022-11-06 | 2022-11-07 | 2022-11-08 | 2022-11-09 | 2022-11-10 | 2022-11-11 | 2022-11-12 | 2022-11-13 | 2022-11-14 | 2022-11-15 | 2022-11-16 | 2022-11-17 | 2022-11-18 | 2022-11-19 | 2022-11-20 | 2022-11-21 | 2022-11-22 | 2022-11-23 | 2022-11-24 | 2022-11-25 | 2022-11-26 | 2022-11-27 | 2022-11-28 | 2022-11-29 | 2022-11-30 | 2022-12-01 | 2022-12-02 | 2022-12-03 | 2022-12-04 | 2022-12-05 | 2022-12-06 | 2022-12-07 | 2022-12-08 | 2022-12-09 | 2022-12-10 | 2022-12-11 | 2022-12-12 | 2022-12-13 | 2022-12-14 | 2022-12-15 | 2022-12-16 | 2022-12-17 | 2022-12-18 | 2022-12-19 | 2022-12-20 | 2022-12-21 | 2022-12-22 | 2022-12-23 | 2022-12-24 | 2022-12-25 | 2022-12-26 | 2022-12-27 | 2022-12-28 | 2022-12-29 | 2022-12-30 | 2022-12-31 | 2023-01-01 | 2023-01-02 | 2023-01-03 | 2023-01-04 | 2023-01-05 | 2023-01-06 | 2023-01-07 | 2023-01-08 | 2023-01-09 | 2023-01-10 | 2023-01-11 | 2023-01-12 | 2023-01-13 | 2023-01-14 | 2023-01-15 | 2023-01-16 | 2023-01-17 | 2023-01-18 | 2023-01-19 | 2023-01-20 | 2023-01-21 | 2023-01-22 | 2023-01-23 | 2023-01-24 | 2023-01-25 | 2023-01-26 | 2023-01-27 | 2023-01-28 | 2023-01-29 | 2023-01-30 | 2023-01-31 | 2023-02-01 | 2023-02-02 | 2023-02-03 | 2023-02-04 | 2023-02-05 | 2023-02-06 | 2023-02-07 | 2023-02-08 | 2023-02-09 | 2023-02-10 | 2023-02-11 | 2023-02-12 | 2023-02-13 | 2023-02-14 | 2023-02-15 | 2023-02-16 | 2023-02-17 | 2023-02-18 | 2023-02-19 | 2023-02-20 | 2023-02-21 | 2023-02-22 | 2023-02-23 | 2023-02-24 | 2023-02-25 | 2023-02-26 | 2023-02-27 | 2023-02-28 | 2023-03-01 | 2023-03-02 | 2023-03-03 | 2023-03-04 | 2023-03-05 | 2023-03-06 | 2023-03-07 | 2023-03-08 | 2023-03-09 | 2023-03-10 | 2023-03-11 | 2023-03-12 | 2023-03-13 | 2023-03-14 | 2023-03-15 | 2023-03-16 | 2023-03-17 | 2023-03-18 | 2023-03-19 | 2023-03-20 | 2023-03-21 | 2023-03-22 | 2023-03-23 | 2023-03-24
Surplus daily credible lower bound | 5684.991 | 3218.9771 | 3060.7793 | 2883.6763 | 3937.049 | 6546.9416 | 6106.8087 | 2673.0084 | 2536.6608 | 2398.3234 | 2402.7224 | 3352.3091 | 4621.4641 | 4749.5554 | 2264.4225 | 2320.9823 | 2519.367 | 2472.2244 | 3638.5644 | 4871.998 | 4670.8271 | 2104.8299 | 1868.0865 | 1874.7327 | 1655.9521 | 2659.0086 | 3777.7338 | 3641.5822 | 186.2376 | 95.8855 | 0.54397 | 372.5133 | 1555.241 | 1911.916 | 1762.5539 | 11.5171 | -156.7337 | -236.9328 | -1112.5792 | -638.8913 | 1782.0924 | 1868.2556 | -689.0738 | -796.0355 | -798.0071 | -419.5955 | 583.7131 | 2663.8326 | 2892.964 | -54.7036 | 34.2963 | -161.0723 | 1575.7143 | 4217.2655 | 6463.221 | 15551.071 | 11888.1921 | 7462.774 | 4730.7866 | 4673.8659 | 5440.1072 | 6356.409 | 10726.4534 | 5172.2639 | 829.5659 | 40.5055 | 208.3195 | 1411.2677 | 3852.1944 | 3465.3746 | -455.8549 | -404.3791 | -513.8626 | -682.1754 | 554.7118 | 2665.7846 | 3227.4951 | 36.03 | -30.5516 | -1.2208 | -18.2801 | 478.9773 | 3036.2726 | 2754.0526 | 341.4363 | 342.3833 | 277.7334 | 460.5988 | 2022.8074 | 4254.2268 | 3950.2892 | 1201.7157 | 1188.8156 | 1300.24 | 1162.0257 | 1903.1132 | 3711.986 | 3358.2158 | 518.512 | 1375.096 | 1510.6909 | 1494.2978 | 2796.3651 | 4552.8775 | 4178.4138 | 1207.8183 | 1341.8272 | 1040.8648 | 1122.8418 | 1536.022 | 4422.523 | 4204.2587 | 726.7275 | 737.9213 | 1384.726 | 1495.7406 | 2880.2021 | 5906.7541 | 5822.8936 | 2323.2471 | 2488.1826 | 2690.9221 | 2798.5751 | 3675.1672 | 6576.1625 | 6430.2211 | 3501.8463 | 3670.6836 | 3766.647 | 3648.8913 | 5459.2285 | 7976.1907 | 7761.3081 | 4640.1892 | 5016.5751 | 4848.3131 | 4918.0494 | 6552.6897 | 9598.7439 | 8620.7985 | 4988.1838 | 5205.6384 | 5444.5095 | 5539.8905 | 6700.4207
Surplus daily credible upper bound | 16574.2131 | 14496.9521 | 14512.356 | 14346.9236 | 15637.8444 | 17910.4414 | 17574.5817 | 13954.0291 | 13877.447 | 13822.5789 | 13831.3402 | 15062.8368 | 16308.0592 | 16541.392 | 14220.1346 | 14313.8157 | 14615.327 | 14596.9916 | 15979.294 | 17177.0454 | 17128.4561 | 14275.0366 | 14399.3052 | 14285.827 | 14356.6715 | 15664.9922 | 16597.8314 | 16666.0881 | 13316.246 | 13226.3209 | 13262.862 | 13683.5177 | 14956.5299 | 15421.2342 | 15358.6988 | 13572.6656 | 13555.8123 | 13492.4767 | 12554.8764 | 13039.5576 | 15416.5738 | 15550.7946 | 12788.9317 | 12796.8033 | 12976.4585 | 13183.6962 | 14343.8326 | 16455.538 | 16702.528 | 13631.1166 | 13569.1868 | 13593.0177 | 15626.4083 | 18147.8625 | 20367.7833 | 28967.7863 | 25426.8915 | 21391.1338 | 18747.0456 | 18644.6322 | 19262.2207 | 20112.5352 | 24414.0212 | 19416.8983 | 14826.2321 | 14150.6656 | 14154.3559 | 15501.657 | 17928.9985 | 17492.3375 | 13260.0726 | 13339.9254 | 13321.9605 | 13249.5497 | 14815.4443 | 16786.9197 | 17223.4947 | 13731.5449 | 13704.8811 | 13753.1862 | 13841.4826 | 14435.8043 | 17005.8001 | 16971.8299 | 14365.9489 | 14447.6118 | 14462.2268 | 14777.5377 | 16530.4203 | 18518.4255 | 18095.5723 | 15218.8016 | 15274.8442 | 15402.1014 | 15318.4949 | 16238.4673 | 17952.3146 | 17705.5464 | 14577.0388 | 15317.7609 | 15234.3399 | 15242.2565 | 16615.6461 | 17947.855 | 17514.0679 | 14728.2752 | 14871.7008 | 14603.8395 | 14558.0889 | 14941.0612 | 17436.9446 | 17113.602 | 13672.2323 | 13902.4495 | 14511.0563 | 14618.6194 | 15932.7902 | 18526.4312 | 18322.294 | 15280.4275 | 15294.1128 | 15507.8462 | 15556.8474 | 16309.0073 | 18884.7034 | 18691.5167 | 16035.5504 | 16099.6993 | 16234.7401 | 16082.1254 | 17584.2515 | 19645.3251 | 19466.9803 | 16567.6779 | 16648.3683 | 16335.1426 | 16414.1483 | 17751.5584 | 20395.435 | 19442.5855 | 16263.7318 | 16409.6635 | 16497.2686 | 16513.5381 | 17385.7496
Date format | time axis 2022-10-31 to 2023-03-24
Surplus under average conditions | 10808.3632 | 8464.8961 | 8194.7146 | 7956.3404 | 9265.9743 | 11641.4519 | 11349.6718 | 7874.798 | 7837.5615 | 7678.7686 | 7728.1767 | 8928.6511 | 10131.9261 | 10489.883 | 8028.8193 | 8024.7788 | 8348.0131 | 8299.4171 | 9440.2737 | 10795.2931 | 10545.2404 | 7966.8797 | 7886.4144 | 7789.6073 | 7753.7793 | 8929.01 | 9918.3988 | 9959.7577 | 6449.5093 | 6401.5577 | 6532.9889 | 6945.9208 | 8202.144 | 8651.2172 | 8590.5692 | 6813.3098 | 6579.326 | 6507.6968 | 5743.9534 | 6266.8813 | 8364.4368 | 8481.1949 | 5955.7757 | 5745.2489 | 5769.2466 | 5805.3194 | 7022.5853 | 9080.816 | 9278.3271 | 6361.0508 | 6299.5315 | 6092.3705 | 7907.4916 | 10463.1526 | 12620.658 | 21303.8148 | 17935.7636 | 14017.3379 | 11580.4461 | 11425.2683 | 12069.1178 | 12831.9612 | 17134.0686 | 12059.776 | 7731.8355 | 7262.2164 | 7377.4434 | 8719.318 | 11200.2764 | 10830.5833 | 6851.9007 | 6807.7214 | 6754.9073 | 6805.8186 | 8163.5087 | 10180.21 | 10550.0253 | 7225.812 | 7115.8537 | 7173.0284 | 7206.2276 | 7612.0975 | 10104.4327 | 9856.0747 | 7327.2245 | 7339.8683 | 7273.9675 | 7455.5897 | 9151.1046 | 11185.8403 | 10813.7764 | 8108.2743 | 8065.5141 | 8158.6244 | 8107.1492 | 9007.3216 | 10567.8286 | 10245.9179 | 7232.6237 | 7979.9049 | 7993.9189 | 7993.2288 | 9234.0595 | 10617.0927 | 10369.896 | 7492.479 | 7454.1109 | 7364.413 | 7432.4373 | 7912.4862 | 10569.726 | 10404.4267 | 7008.1804 | 7057.3809 | 7747.3223 | 7812.3688 | 9139.016 | 11877.3173 | 11632.342 | 8397.9856 | 8647.5301 | 8900.4423 | 8863.5155 | 9648.2874 | 12320.6774 | 12112.4658 | 9360.8708 | 9524.7964 | 9805.7032 | 9607.0997 | 11125.8401 | 13318.7088 | 13069.5174 | 10142.3753 | 10208.5188 | 10013.8559 | 10039.9533 | 11467.0072 | 14209.5419 | 13323.0836 | 9944.6055 | 10237.8533 | 10417.8805 | 10501.9943 | 11524.5695
Difference | 10889.222 | 11277.975 | 11451.5767 | 11463.2473 | 11700.7954 | 11363.4998 | 11467.773 | 11281.0206 | 11340.7862 | 11424.2555 | 11428.6178 | 11710.5277 | 11686.5951 | 11791.8365 | 11955.7121 | 11992.8334 | 12095.96 | 12124.7671 | 12340.7296 | 12305.0474 | 12457.629 | 12170.2066 | 12531.2187 | 12411.0943 | 12700.7194 | 13005.9836 | 12820.0976 | 13024.5059 | 13130.0084 | 13130.4353 | 13262.318 | 13311.0045 | 13401.289 | 13509.3182 | 13596.1449 | 13561.1485 | 13712.546 | 13729.4095 | 13667.4556 | 13678.4489 | 13634.4814 | 13682.539 | 13478.0056 | 13592.8387 | 13774.4656 | 13603.2916 | 13760.1195 | 13791.7054 | 13809.5639 | 13685.8201 | 13534.8906 | 13754.09 | 14050.694 | 13930.597 | 13904.5623 | 13416.7153 | 13538.6994 | 13928.3598 | 14016.2589 | 13970.7663 | 13822.1135 | 13756.1262 | 13687.5678 | 14244.6344 | 13996.6663 | 14110.1601 | 13946.0364 | 14090.3893 | 14076.8041 | 14026.9628 | 13715.9276 | 13744.3045 | 13835.823 | 13931.7251 | 14260.7325 | 14121.1351 | 13995.9996 | 13695.5149 | 13735.4327 | 13754.4069 | 13859.7626 | 13956.827 | 13969.5275 | 14217.7773 | 14024.5125 | 14105.2285 | 14184.4934 | 14316.9389 | 14507.6129 | 14264.1987 | 14145.283 | 14017.0859 | 14086.0286 | 14101.8614 | 14156.4692 | 14335.3541 | 14240.3286 | 14347.3306 | 14058.5268 | 13942.6649 | 13723.649 | 13747.9588 | 13819.281 | 13394.9775 | 13335.6541 | 13520.4569 | 13529.8736 | 13562.9747 | 13435.2471 | 13405.0392 | 13014.4217 | 12909.3433 | 12945.5048 | 13164.5282 | 13126.3304 | 13122.8788 | 13052.5881 | 12619.6771 | 12499.4004 | 12957.1804 | 12805.9302 | 12816.9242 | 12758.2724 | 12633.84 | 12308.5409 | 12261.2956 | 12533.7041 | 12429.0157 | 12468.093 | 12433.2341 | 12125.023 | 11669.1344 | 11705.6722 | 11927.4887 | 11631.7931 | 11486.8295 | 11496.0989 | 11198.8688 | 10796.6911 | 10821.787 | 11275.548 | 11204.0251 | 11052.7591 | 10973.6476 | 10685.3289
90% confidence bound for daily fluctuations

## Figure 7
Figure 7 - Range of outcomes for de-rated margin winter 2022/23 for Scenario 2 under different supply and demand scenarios
Date | 2022-10-31 | 2022-11-01 | 2022-11-02 | 2022-11-03 | 2022-11-04 | 2022-11-05 | 2022-11-06 | 2022-11-07 | 2022-11-08 | 2022-11-09 | 2022-11-10 | 2022-11-11 | 2022-11-12 | 2022-11-13 | 2022-11-14 | 2022-11-15 | 2022-11-16 | 2022-11-17 | 2022-11-18 | 2022-11-19 | 2022-11-20 | 2022-11-21 | 2022-11-22 | 2022-11-23 | 2022-11-24 | 2022-11-25 | 2022-11-26 | 2022-11-27 | 2022-11-28 | 2022-11-29 | 2022-11-30 | 2022-12-01 | 2022-12-02 | 2022-12-03 | 2022-12-04 | 2022-12-05 | 2022-12-06 | 2022-12-07 | 2022-12-08 | 2022-12-09 | 2022-12-10 | 2022-12-11 | 2022-12-12 | 2022-12-13 | 2022-12-14 | 2022-12-15 | 2022-12-16 | 2022-12-17 | 2022-12-18 | 2022-12-19 | 2022-12-20 | 2022-12-21 | 2022-12-22 | 2022-12-23 | 2022-12-24 | 2022-12-25 | 2022-12-26 | 2022-12-27 | 2022-12-28 | 2022-12-29 | 2022-12-30 | 2022-12-31 | 2023-01-01 | 2023-01-02 | 2023-01-03 | 2023-01-04 | 2023-01-05 | 2023-01-06 | 2023-01-07 | 2023-01-08 | 2023-01-09 | 2023-01-10 | 2023-01-11 | 2023-01-12 | 2023-01-13 | 2023-01-14 | 2023-01-15 | 2023-01-16 | 2023-01-17 | 2023-01-18 | 2023-01-19 | 2023-01-20 | 2023-01-21 | 2023-01-22 | 2023-01-23 | 2023-01-24 | 2023-01-25 | 2023-01-26 | 2023-01-27 | 2023-01-28 | 2023-01-29 | 2023-01-30 | 2023-01-31 | 2023-02-01 | 2023-02-02 | 2023-02-03 | 2023-02-04 | 2023-02-05 | 2023-02-06 | 2023-02-07 | 2023-02-08 | 2023-02-09 | 2023-02-10 | 2023-02-11 | 2023-02-12 | 2023-02-13 | 2023-02-14 | 2023-02-15 | 2023-02-16 | 2023-02-17 | 2023-02-18 | 2023-02-19 | 2023-02-20 | 2023-02-21 | 2023-02-22 | 2023-02-23 | 2023-02-24 | 2023-02-25 | 2023-02-26 | 2023-02-27 | 2023-02-28 | 2023-03-01 | 2023-03-02 | 2023-03-03 | 2023-03-04 | 2023-03-05 | 2023-03-06 | 2023-03-07 | 2023-03-08 | 2023-03-09 | 2023-03-10 | 2023-03-11 | 2023-03-12 | 2023-03-13 | 2023-03-14 | 2023-03-15 | 2023-03-16 | 2023-03-17 | 2023-03-18 | 2023-03-19 | 2023-03-20 | 2023-03-21 | 2023-03-22 | 2023-03-23 | 2023-03-24
Surplus daily credible lower bound | 5686.788 | 3195.2754 | 3031.1817 | 2930.755 | 4027.1508 | 6564.6048 | 6131.4789 | 2784.6273 | 2623.156 | 2363.478 | 2376.3248 | 3362.3405 | 4620.6309 | 4719.4438 | 2280.3683 | 2301.2614 | 2551.6458 | 2557.5567 | 3614.762 | 4892.986 | 4729.3935 | 2192.9165 | 1940.7563 | 1858.9944 | 1667.6189 | 2736.3462 | 3752.7554 | 3498.5806 | 197.2107 | 87.1309 | 125.5358 | 477.8849 | 1579.3505 | 1941.4871 | 1781.7301 | 64.0599 | -132.9024 | -266.3371 | -1069.6538 | -639.4857 | 1711.3746 | 1869.056 | -696.6184 | -827.831 | -717.9892 | -503.9957 | 607.5254 | 2689.2598 | 2940.8533 | -105.1849 | 36.8557 | -183.4504 | 1517.2466 | 4234.7668 | 6439.7871 | 15649.6569 | 11883.3729 | 7478.5054 | 4764.0801 | 4680.9201 | 5481.6728 | 6364.4453 | 10767.6882 | 5338.8238 | 933.6591 | 131.3744 | 141.2692 | 1370.6324 | 3891.6142 | 3550.8493 | -8766.6645 | -8829.7325 | -8868.6704 | -8996.9247 | -7876.7288 | -5249.7125 | -5492.6398 | -9285.526 | -9316.5416 | -9302.7969 | -9271.4549 | -8177.7887 | -5577.8476 | -5805.0641 | 322.9183 | 319.2686 | 273.0801 | 454.8236 | 1976.7724 | 4239.0354 | 3970.0463 | 1185.5525 | 1086.6794 | 1226.9417 | 1140.978 | 1924.089 | 3693.9613 | 3334.674 | 514.354 | 1318.7405 | 1480.4299 | 1534.8182 | 2808.0689 | 4519.237 | 4160.8371 | 1193.9185 | 1280.7476 | 973.5195 | 1152.9086 | 1540.9499 | 4414.8169 | 4195.9599 | 720.5583 | 771.5754 | 1441.8712 | 1470.8603 | 2859.2008 | 5940.835 | 5763.8674 | 2269.013 | 2524.7876 | 2723.2862 | 2818.0116 | 3741.3846 | 6621.2883 | 6339.3313 | 3430.7058 | 3582.2073 | 3764.6813 | 3585.3821 | 5512.4615 | 8045.7518 | 7760.4537 | 4615.0556 | 4964.3659 | 4805.3815 | 4946.0267 | 6588.6289 | 9607.4181 | 8668.65 | 5008.5159 | 5316.7532 | 5499.3357 | 5460.3927 | 6689.6924
Surplus daily credible upper bound | 16550.5965 | 14513.672 | 14525.2856 | 14336.3699 | 15681.2455 | 17908.8451 | 17577.874 | 13989.2474 | 13892.4228 | 13863.0102 | 13793.7152 | 15044.425 | 16313.6639 | 16510.8545 | 14243.0402 | 14306.396 | 14604.9561 | 14564.161 | 15917.2065 | 17093.2222 | 17102.6932 | 14337.8001 | 14331.9897 | 14282.6711 | 14334.3624 | 15606.5766 | 16653.2247 | 16734.6287 | 13321.1249 | 13187.3408 | 13225.93 | 13646.0471 | 14970.3369 | 15404.9283 | 15467.5569 | 13615.1194 | 13540.5231 | 13519.208 | 12580.6567 | 13072.0614 | 15251.2778 | 15488.675 | 12803.0908 | 12784.2826 | 12879.9155 | 13156.2424 | 14346.0033 | 16439.4884 | 16767.3744 | 13643.0273 | 13555.5458 | 13606.787 | 15646.1432 | 18217.0583 | 20277.4069 | 28948.0708 | 25431.1252 | 21442.7547 | 18796.1759 | 18594.567 | 19310.4257 | 20084.4323 | 24451.4811 | 19457.149 | 14836.2774 | 14144.3645 | 14162.7638 | 15481.2105 | 17932.3623 | 17455.2614 | 4460.0217 | 4480.3935 | 4506.208 | 4470.4128 | 5930.633 | 8376.1314 | 7992.1546 | 3864.9357 | 3933.2685 | 3977.4377 | 4042.6626 | 5273.2596 | 7922.5752 | 7865.2851 | 14359.1074 | 14416.4667 | 14470.8368 | 14738.2676 | 16499.158 | 18570.2061 | 18077.9536 | 15178.5412 | 15326.0499 | 15357.226 | 15276.0984 | 16174.0835 | 17993.7397 | 17690.2603 | 14552.9584 | 15236.1251 | 15185.9071 | 15230.087 | 16565.4923 | 17919.5055 | 17481.8216 | 14689.6355 | 14820.1128 | 14513.0252 | 14580.9959 | 14893.6455 | 17433.0576 | 17144.7711 | 13714.6296 | 13852.1748 | 14520.5219 | 14571.7015 | 15925.0905 | 18442.1106 | 18292.3762 | 15205.6175 | 15315.7825 | 15491.7025 | 15613.7351 | 16317.2279 | 18798.3043 | 18600.2437 | 15965.1524 | 16115.7901 | 16124.5997 | 16017.1082 | 17557.9995 | 19608.8859 | 19467.8084 | 16561.5077 | 16682.8833 | 16339.309 | 16391.2957 | 17767.3966 | 20391.849 | 19380.036 | 16329.4599 | 16346.0279 | 16476.9361 | 16481.0662 | 17468.9154 | 27111.5326
Date format | time axis 2022-10-31 to 2023-03-24
Surplus under average conditions | 10837.0271 | 8469.0078 | 8289.5577 | 8074.6383 | 9292.9095 | 11701.2421 | 11343.2627 | 7872.1139 | 7837.0782 | 7683.2202 | 7752.6375 | 8964.1711 | 10185.2402 | 10473.6425 | 7979.9432 | 8017.2904 | 8336.3893 | 8260.4644 | 9370.3928 | 10738.2781 | 10524.1098 | 7997.1644 | 7901.4179 | 7794.646 | 7735.1915 | 8915.2593 | 9936.8002 | 9933.8158 | 6485.7729 | 6421.6904 | 6570.9536 | 6976.6941 | 8204.0654 | 8706.7265 | 8688.344 | 6889.8574 | 6586.69 | 6547.8484 | 5766.4871 | 6273.4841 | 8241.1716 | 8412.1623 | 5928.4221 | 5739.978 | 5799.7924 | 5843.7869 | 7046.8484 | 9085.9706 | 9319.4603 | 6287.442 | 6217.0801 | 6034.4949 | 7903.9084 | 10476.3806 | 12619.3366 | 21361.8001 | 17988.4001 | 14085.4021 | 11575.7063 | 11516.7295 | 12161.1889 | 12863.4212 | 17186.7507 | 12116.5629 | 7812.7968 | 7304.4821 | 7413.6471 | 8750.5798 | 11255.1349 | 10782.097 | -1658.9884 | -1727.7329 | -1812.2746 | -1750.9138 | -352.7922 | 2061.3508 | 1627.1503 | -2295.9431 | -2359.6134 | -2379.7476 | -2341.7582 | -1292.1359 | 1278.5328 | 1128.6089 | 7299.6184 | 7309.0923 | 7321.7919 | 7479.2243 | 9088.1352 | 11179.1679 | 10846.3392 | 8100.6795 | 8054.3723 | 8106.8243 | 8060.5463 | 8905.7096 | 10529.2948 | 10222.4156 | 7171.849 | 7877.6351 | 7949.6723 | 7932.3471 | 9225.3218 | 10661.6796 | 10360.2452 | 7530.9941 | 7535.1579 | 7317.724 | 7416.896 | 7884.4416 | 10589.3227 | 10441.8792 | 7013.7546 | 7090.8479 | 7720.5309 | 7838.8658 | 9119.6557 | 11830.5452 | 11624.2288 | 8395.6779 | 8554.7149 | 8784.0558 | 8845.5408 | 9637.2487 | 12341.293 | 12083.199 | 9300.0668 | 9470.1434 | 9721.9018 | 9570.1511 | 11153.3094 | 13265.133 | 13017.9029 | 10103.9675 | 10212.3559 | 9967.434 | 10048.8711 | 11505.1368 | 14207.4207 | 13347.2957 | 9966.4217 | 10214.7414 | 10410.0205 | 10446.8103 | 11481.8449
Difference | 10863.8085 | 11318.3966 | 11494.1039 | 11405.6149 | 11654.0947 | 11344.2402 | 11446.3951 | 11204.6202 | 11269.2668 | 11499.5322 | 11417.3904 | 11682.0845 | 11693.033 | 11791.4107 | 11962.6719 | 12005.1347 | 12053.3103 | 12006.6043 | 12302.4445 | 12200.2362 | 12373.2997 | 12144.8837 | 12391.2334 | 12423.6767 | 12666.7435 | 12870.2304 | 12900.4693 | 13236.048 | 13123.9142 | 13100.2099 | 13100.3942 | 13168.1622 | 13390.9864 | 13463.4412 | 13685.8268 | 13551.0595 | 13673.4256 | 13785.5451 | 13650.3104 | 13711.5471 | 13539.9032 | 13619.619 | 13499.7092 | 13612.1136 | 13597.9047 | 13660.2381 | 13738.4779 | 13750.2286 | 13826.5211 | 13748.2122 | 13518.6901 | 13790.2374 | 14128.8966 | 13982.2915 | 13837.6198 | 13298.4139 | 13547.7523 | 13964.2493 | 14032.0959 | 13913.647 | 13828.7529 | 13719.987 | 13683.7929 | 14118.3252 | 13902.6182 | 14012.9901 | 14021.4946 | 14110.5781 | 14040.7481 | 13904.4121 | 13226.6862 | 13310.126 | 13374.8784 | 13467.3375 | 13807.3618 | 13625.8438 | 13484.7945 | 13150.4617 | 13249.8101 | 13280.2345 | 13314.1175 | 13451.0482 | 13500.4228 | 13670.3491 | 14036.1891 | 14097.1981 | 14197.7567 | 14283.444 | 14522.3856 | 14331.1708 | 14107.9073 | 13992.9887 | 14239.3705 | 14130.2843 | 14135.1205 | 14249.9945 | 14299.7784 | 14355.5863 | 14038.6044 | 13917.3845 | 13705.4772 | 13695.2688 | 13757.4233 | 13400.2684 | 13320.9844 | 13495.717 | 13539.3652 | 13539.5057 | 13428.0873 | 13352.6956 | 13018.2407 | 12948.8112 | 12994.0713 | 13080.5994 | 13078.6507 | 13100.8413 | 13065.8897 | 12501.2756 | 12528.5088 | 12936.6045 | 12790.9949 | 12768.4162 | 12795.7236 | 12575.8433 | 12177.016 | 12260.9124 | 12534.4466 | 12533.5828 | 12359.9185 | 12431.7261 | 12045.5379 | 11563.1342 | 11707.3547 | 11946.4521 | 11718.5174 | 11533.9275 | 11445.269 | 11178.7676 | 10784.4308 | 10711.386 | 11320.944 | 11029.2747 | 10977.6004 | 11020.6735 | 10779.223
90% confidence bound for daily fluctuations

## Figure 8
Figure 8 - Historical and forecast normalised daily peak winter demand
Date | Normalised Transmission System Demand Outturn | Normalised Transmission System Demand Outturn | Normalised Transmission System Demand Forecast
| 2020/21 | 2021/22 | 2022/23
2022-10-30 | 39.9 | 35.5 | 36.626
2022-10-31 | 37 | 36.8 | 41.414
2022-11-01 | 39 | 41.9 | 41.537
2022-11-02 | 41.5 | 40.6 | 41.683
2022-11-03 | 42.8 | 41.2 | 41.774
2022-11-04 | 42.6 | 42.3 | 40.412
2022-11-05 | 42.3 | 41.5 | 37.211
2022-11-06 | 42.2 | 37.7 | 38.326
2022-11-07 | 38.8 | 38.9 | 42.303
2022-11-08 | 40.7 | 43.3 | 42.404
2022-11-09 | 42.9 | 43.2 | 42.592
2022-11-10 | 43.2 | 43 | 42.679
2022-11-11 | 42.8 | 43.1 | 41.16
2022-11-12 | 42.2 | 41 | 37.944
2022-11-13 | 41.4 | 38.2 | 39.058
2022-11-14 | 38.3 | 40.3 | 42.911
2022-11-15 | 39.5 | 42.5 | 43.036
2022-11-16 | 42.8 | 44.5 | 43.191
2022-11-17 | 43.2 | 43.8 | 43.402
2022-11-18 | 43 | 44.2 | 42.067
2022-11-19 | 44 | 42.2 | 38.915
2022-11-20 | 42.5 | 39.2 | 40.138
2022-11-21 | 39.7 | 40.9 | 44.11
2022-11-22 | 41.7 | 45 | 44.207
2022-11-23 | 44.4 | 44.4 | 44.176
2022-11-24 | 43.5 | 44.2 | 44.157
2022-11-25 | 44.6 | 44.2 | 42.621
2022-11-26 | 42.6 | 42.6 | 39.325
2022-11-27 | 41.4 | 40.6 | 40.375
2022-11-28 | 39.1 | 42.1 | 44.265
2022-11-29 | 41.4 | 45.1 | 44.364
2022-11-30 | 43.8 | 43.8 | 44.449
2022-12-01 | 44.5 | 44.4 | 44.491
2022-12-02 | 44.2 | 45 | 43.051
2022-12-03 | 44.5 | 42.3 | 39.806
2022-12-04 | 44.2 | 40.7 | 40.878
2022-12-05 | 40.6 | 41.8 | 44.718
2022-12-06 | 42.2 | 45.6 | 44.775
2022-12-07 | 44.2 | 46.8 | 44.811
2022-12-08 | 45.1 | 45.6 | 44.847
2022-12-09 | 45.1 | 45.6 | 43.338
2022-12-10 | 45.7 | 44 | 40.069
2022-12-11 | 43.8 | 41.3 | 41.073
2022-12-12 | 41.2 | 41.9 | 44.874
2022-12-13 | 43 | 46.5 | 44.891
2022-12-14 | 46.2 | 45.8 | 44.943
2022-12-15 | 46.4 | 44.9 | 45.013
2022-12-16 | 45.9 | 44.7 | 43.559
2022-12-17 | 45.4 | 44 | 40.295
2022-12-18 | 42.7 | 40.9 | 41.34
2022-12-19 | 40.4 | 41.3 | 45.236
2022-12-20 | 41.5 | 43.5 | 45.332
2022-12-21 | 43.5 | 43.8 | 45.358
2022-12-22 | 43.6 | 43.4 | 42.926
2022-12-23 | 41.2 | 41.8 | 39.899
2022-12-24 | 38.4 | 39.2 | 36.852
2022-12-25 | 36.1 | 34.2 | 32.226
2022-12-26 | 35.1 | 35.6 | 36.168
2022-12-27 | 37.7 | 39.1 | 37.287
2022-12-28 | 39.4 | 40.2 | 39.656
2022-12-29 | 40.7 | 41.9 | 39.846
2022-12-30 | 40.9 | 41.4 | 39.091
2022-12-31 | 40.9 | 40.1 | 37.446
2023-01-01 | 38.4 | 37.9 | 33.783
2023-01-02 | 39.9 | 40.2 | 39.564
2023-01-03 | 41.5 | 43.1 | 44.568
2023-01-04 | 44.7 | 46.5 | 45.406
2023-01-05 | 44.8 | 44.8 | 45.334
2023-01-06 | 44.8 | 46.4 | 43.692
2023-01-07 | 44 | 43.7 | 40.307
2023-01-08 | 41.9 | 41 | 41.232
2023-01-09 | 41.1 | 42.2 | 44.946
2023-01-10 | 42.2 | 45.6 | 44.835
2023-01-11 | 44 | 45.8 | 44.703
2023-01-12 | 43.5 | 45.3 | 44.574
2023-01-13 | 45.2 | 45.2 | 43.062
2023-01-14 | 44.4 | 43 | 39.736
2023-01-15 | 43.5 | 40.3 | 40.817
2023-01-16 | 40.4 | 41.8 | 44.635
2023-01-17 | 42 | 45.1 | 44.714
2023-01-18 | 44.3 | 45.3 | 44.742
2023-01-19 | 43.5 | 45.1 | 44.747
2023-01-20 | 43.5 | 45.5 | 43.309
2023-01-21 | 44.6 | 45.6 | 40.023
2023-01-22 | 42.5 | 41 | 41.098
2023-01-23 | 40.7 | 42.4 | 44.873
2023-01-24 | 41.1 | 43.1 | 44.802
2023-01-25 | 43.8 | 43.9 | 44.768
2023-01-26 | 44.5 | 45.4 | 44.669
2023-01-27 | 43.6 | 44.1 | 43.102
2023-01-28 | 44 | 44.5 | 39.668
2023-01-29 | 42.1 | 40.9 | 40.684
2023-01-30 | 39.9 | 42.6 | 44.467
2023-01-31 | 42.7 | 45.4 | 44.46
2023-02-01 | 44 | 45.5 | 44.349
2023-02-02 | 44.2 | 44.8 | 44.219
2023-02-03 | 44.1 | 44.7 | 42.55
2023-02-04 | 44.2 | 43.8 | 39.102
2023-02-05 | 42 | 40.7 | 40.032
2023-02-06 | 40.1 | 41.6 | 43.83
2023-02-07 | 41.1 | 45.3 | 43.828
2023-02-08 | 44.5 | 44.7 | 43.869
2023-02-09 | 44.1 | 44.1 | 43.901
2023-02-10 | 44.4 | 44.5 | 42.404
2023-02-11 | 43.6 | 43 | 38.982
2023-02-12 | 42.1 | 39.4 | 39.873
2023-02-13 | 40.2 | 39.6 | 43.54
2023-02-14 | 40.1 | 43.5 | 43.356
2023-02-15 | 42.1 | 44.5 | 43.133
2023-02-16 | 42.1 | 43.9 | 42.912
2023-02-17 | 43.2 | 42.5 | 41.335
2023-02-18 | 41.6 | 41.7 | 38.084
2023-02-19 | 40.9 | 37.6 | 38.977
2023-02-20 | 38.2 | 39.9 | 42.798
2023-02-21 | 40.2 | 42.8 | 42.738
2023-02-22 | 42.3 | 42.9 | 42.663
2023-02-23 | 41.9 | 43.9 | 42.621
2023-02-24 | 41.6 | 42.6 | 41.042
2023-02-25 | 41.4 | 39.9 | 37.651
2023-02-26 | 40.8 | 37.2 | 38.573
2023-02-27 | 37.8 | 38.5 | 42.355
2023-02-28 | 38.9 | 43 | 42.405
2023-03-01 | 41.7 | 41.7 | 42.423
2023-03-02 | 40.7 | 43.4 | 42.409
2023-03-03 | 41.1 | 41.1 | 40.866
2023-03-04 | 41 | 40 | 37.483
2023-03-05 | 39.4 | 37.1 | 38.322
2023-03-06 | 36.4 | 38.1 | 41.955
2023-03-07 | 36.9 | 41.5 | 41.647
2023-03-08 | 40.7 | 41.5 | 41.363
2023-03-09 | 41 | 40.2 | 41.118
2023-03-10 | 41 | 40.4 | 39.335
2023-03-11 | 38.6 | 39.6 | 36.045
2023-03-12 | 37.3 | 36.7 | 37.009
2023-03-13 | 35.5 | 37.5 | 40.694
2023-03-14 | 36 | 40.1 | 40.567
2023-03-15 | 39.6 | 40.4 | 40.351
2023-03-16 | 39.8 | 40.3 | 40.199
2023-03-17 | 39 | 39.1 | 38.605
2023-03-18 | 40.1 | 37.9 | 35.404
2023-03-19 | 37.4 | 35.7 | 36.479
2023-03-20 | 36.2 | 36.3 | 40.155
2023-03-21 | 36 | 39.7 | 40.096
2023-03-22 | 38.7 | 39.3 | 39.862
2023-03-23 | 39.1 | 39.3 | 39.653
2023-03-24 | 38.9 | 38.7 | 38.003
2023-03-25 | 38.1 | 37.1 | 34.996

## Figure 9
Figure 9 - Daily generation availability by fuel type (based on market submissions and including breakdown rates)
Date | 2022-10-30 | 2022-10-31 | 2022-11-01 | 2022-11-02 | 2022-11-03 | 2022-11-04 | 2022-11-05 | 2022-11-06 | 2022-11-07 | 2022-11-08 | 2022-11-09 | 2022-11-10 | 2022-11-11 | 2022-11-12 | 2022-11-13 | 2022-11-14 | 2022-11-15 | 2022-11-16 | 2022-11-17 | 2022-11-18 | 2022-11-19 | 2022-11-20 | 2022-11-21 | 2022-11-22 | 2022-11-23 | 2022-11-24 | 2022-11-25 | 2022-11-26 | 2022-11-27 | 2022-11-28 | 2022-11-29 | 2022-11-30 | 2022-12-01 | 2022-12-02 | 2022-12-03 | 2022-12-04 | 2022-12-05 | 2022-12-06 | 2022-12-07 | 2022-12-08 | 2022-12-09 | 2022-12-10 | 2022-12-11 | 2022-12-12 | 2022-12-13 | 2022-12-14 | 2022-12-15 | 2022-12-16 | 2022-12-17 | 2022-12-18 | 2022-12-19 | 2022-12-20 | 2022-12-21 | 2022-12-22 | 2022-12-23 | 2022-12-24 | 2022-12-25 | 2022-12-26 | 2022-12-27 | 2022-12-28 | 2022-12-29 | 2022-12-30 | 2022-12-31 | 2023-01-01 | 2023-01-02 | 2023-01-03 | 2023-01-04 | 2023-01-05 | 2023-01-06 | 2023-01-07 | 2023-01-08 | 2023-01-09 | 2023-01-10 | 2023-01-11 | 2023-01-12 | 2023-01-13 | 2023-01-14 | 2023-01-15 | 2023-01-16 | 2023-01-17 | 2023-01-18 | 2023-01-19 | 2023-01-20 | 2023-01-21 | 2023-01-22 | 2023-01-23 | 2023-01-24 | 2023-01-25 | 2023-01-26 | 2023-01-27 | 2023-01-28 | 2023-01-29 | 2023-01-30 | 2023-01-31 | 2023-02-01 | 2023-02-02 | 2023-02-03 | 2023-02-04 | 2023-02-05 | 2023-02-06 | 2023-02-07 | 2023-02-08 | 2023-02-09 | 2023-02-10 | 2023-02-11 | 2023-02-12 | 2023-02-13 | 2023-02-14 | 2023-02-15 | 2023-02-16 | 2023-02-17 | 2023-02-18 | 2023-02-19 | 2023-02-20 | 2023-02-21 | 2023-02-22 | 2023-02-23 | 2023-02-24 | 2023-02-25 | 2023-02-26 | 2023-02-27 | 2023-02-28 | 2023-03-01 | 2023-03-02 | 2023-03-03 | 2023-03-04 | 2023-03-05 | 2023-03-06 | 2023-03-07 | 2023-03-08 | 2023-03-09 | 2023-03-10 | 2023-03-11 | 2023-03-12 | 2023-03-13 | 2023-03-14 | 2023-03-15 | 2023-03-16 | 2023-03-17 | 2023-03-18 | 2023-03-19 | 2023-03-20 | 2023-03-21 | 2023-03-22 | 2023-03-23 | 2023-03-24 | 45010
Nuclear | 4444.2 | 4444.2 | 4444.2 | 4444.2 | 4444.2 | 4444.2 | 4444.2 | 4444.2 | 4064.4 | 4235.4 | 4282.2 | 4394.7 | 4394.7 | 4394.7 | 4394.7 | 4394.7 | 4394.7 | 4394.7 | 4394.7 | 4394.7 | 4394.7 | 4394.7 | 4394.7 | 4610.7 | 4988.7 | 4988.7 | 4988.7 | 4430.7 | 4736.7 | 5006.7 | 5006.7 | 5006.7 | 5006.7 | 5006.7 | 5006.7 | 5006.7 | 4430.7 | 4430.7 | 4430.7 | 4430.7 | 4430.7 | 4555.8 | 4709.7 | 4790.7 | 4873.5 | 4988.7 | 4988.7 | 4988.7 | 4988.7 | 4988.7 | 4988.7 | 4988.7 | 4988.7 | 5294.7 | 5564.7 | 5564.7 | 5564.7 | 5564.7 | 5564.7 | 5564.7 | 5564.7 | 5564.7 | 5564.7 | 5564.7 | 5564.7 | 5564.7 | 5564.7 | 5564.7 | 5564.7 | 5564.7 | 5395.5 | 5116.5 | 5116.5 | 5116.5 | 5116.5 | 5116.5 | 5116.5 | 5116.5 | 4522.5 | 4522.5 | 4522.5 | 4522.5 | 4522.5 | 4522.5 | 4522.5 | 4142.7 | 4270.5 | 4367.7 | 4394.7 | 4394.7 | 4394.7 | 4394.7 | 4394.7 | 4394.7 | 4394.7 | 4566.6 | 4913.1 | 4902.3 | 4891.5 | 4520.7 | 4887.9 | 4877.1 | 4866.3 | 4855.5 | 4286.7 | 4275.9 | 4265.1 | 4263.3 | 3863.7 | 3863.7 | 3296.7 | 3296.7 | 3296.7 | 3296.7 | 3296.7 | 3296.7 | 3296.7 | 3247.2 | 3366 | 3499.2 | 3572.1 | 3642.3 | 3737.7 | 3724.2 | 3724.2 | 3710.7 | 3829.5 | 3746.7 | 3733.2 | 3733.2 | 3719.7 | 3719.7 | 3719.7 | 3706.2 | 3706.2 | 3706.2 | 3310.2 | 3310.2 | 3310.2 | 3310.2 | 3310.2 | 3533.4 | 3688.2 | 3731.4 | 3836.7 | 3836.7 | 3836.7
Biomass | 3335.12 | 3335.12 | 3335.12 | 3335.12 | 3335.12 | 3335.12 | 2728.82 | 3335.12 | 3335.12 | 3335.12 | 3335.12 | 3335.12 | 3335.12 | 2728.82 | 3335.12 | 3335.12 | 3335.12 | 3335.12 | 3335.12 | 3335.12 | 2728.82 | 3335.12 | 3335.12 | 3335.12 | 3335.12 | 3335.12 | 3335.12 | 2728.82 | 3335.12 | 3335.12 | 3335.12 | 3335.12 | 3335.12 | 3335.12 | 2728.82 | 3335.12 | 3335.12 | 3335.12 | 3335.12 | 3335.12 | 3335.12 | 2728.82 | 3335.12 | 3335.12 | 3335.12 | 3335.12 | 3335.12 | 3335.12 | 2728.82 | 3335.12 | 3335.12 | 3335.12 | 3335.12 | 3335.12 | 3335.12 | 2728.82 | 3335.12 | 3335.12 | 3335.12 | 3335.12 | 3335.12 | 3335.12 | 2728.82 | 3676.34 | 3676.34 | 3676.34 | 3676.34 | 3676.34 | 3676.34 | 3070.04 | 3676.34 | 3676.34 | 3676.34 | 3676.34 | 3676.34 | 3676.34 | 3070.04 | 3676.34 | 3676.34 | 3676.34 | 3676.34 | 3676.34 | 3676.34 | 3070.04 | 3676.34 | 3676.34 | 3676.34 | 3676.34 | 3676.34 | 3676.34 | 3070.04 | 3676.34 | 3676.34 | 3676.34 | 3676.34 | 3676.34 | 3676.34 | 3070.04 | 3676.34 | 3676.34 | 3676.34 | 3676.34 | 3676.34 | 3676.34 | 3070.04 | 3676.34 | 3676.34 | 3676.34 | 3676.34 | 3676.34 | 3676.34 | 3070.04 | 3676.34 | 3676.34 | 3676.34 | 3676.34 | 3676.34 | 3676.34 | 3070.04 | 3676.34 | 3676.34 | 3676.34 | 3676.34 | 3676.34 | 3676.34 | 3070.04 | 3676.34 | 3676.34 | 3676.34 | 3676.34 | 3676.34 | 3676.34 | 3070.04 | 3676.34 | 3676.34 | 3676.34 | 3676.34 | 3676.34 | 3676.34 | 3676.34 | 3676.34 | 3676.34 | 3676.34 | 3676.34 | 3676.34 | 3676.34 | 3676.34
CCGT | 25058.52 | 25488.1 | 26033.3 | 26033.3 | 26033.3 | 26033.3 | 26033.3 | 26033.3 | 26033.3 | 26033.3 | 26033.3 | 26033.3 | 26033.3 | 24975.8 | 25300.1 | 26033.3 | 26033.3 | 26033.3 | 26033.3 | 26033.3 | 25060.4 | 25384.7 | 26052.1 | 26052.1 | 26052.1 | 26052.1 | 26052.1 | 25309.5 | 25633.8 | 26052.1 | 26052.1 | 26052.1 | 26451.6 | 26451.6 | 24569.72 | 24894.02 | 26451.6 | 26451.6 | 26451.6 | 25624.4 | 24957 | 24632.7 | 24957 | 25624.4 | 25624.4 | 25624.4 | 25624.4 | 25624.4 | 25300.1 | 25624.4 | 25624.4 | 26463.82 | 26463.82 | 26463.82 | 26463.82 | 26463.82 | 26463.82 | 26463.82 | 26463.82 | 26463.82 | 26022.02 | 26022.02 | 26463.82 | 26463.82 | 26463.82 | 26463.82 | 26463.82 | 26463.82 | 26463.82 | 26463.82 | 26463.82 | 26463.82 | 26463.82 | 26463.82 | 26463.82 | 26463.82 | 26034.24 | 26861.44 | 27403.82 | 27403.82 | 27403.82 | 27403.82 | 26694.12 | 26694.12 | 26694.12 | 27403.82 | 27403.82 | 27403.82 | 27403.82 | 27403.82 | 26966.72 | 26966.72 | 27403.82 | 27403.82 | 27403.82 | 27403.82 | 27403.82 | 26712.92 | 26712.92 | 27403.82 | 27403.82 | 27403.82 | 27403.82 | 27403.82 | 26974.24 | 26974.24 | 27403.82 | 27403.82 | 27403.82 | 27403.82 | 27004.32 | 27004.32 | 27004.32 | 26839.82 | 26839.82 | 27347.42 | 27347.42 | 27347.42 | 27347.42 | 27347.42 | 27347.42 | 27347.42 | 27347.42 | 27347.42 | 26280.52 | 26280.52 | 25848.12 | 26515.52 | 26515.52 | 26515.52 | 26515.52 | 26515.52 | 26078.42 | 26078.42 | 26915.02 | 26915.02 | 26915.02 | 26915.02 | 26915.02 | 26915.02 | 26087.82 | 26087.82 | 26087.82 | 26087.82 | 26087.82 | 25688.32 | 25258.74
Coal | 909 | 1363.5 | 1363.5 | 1363.5 | 1363.5 | 1363.5 | 1363.5 | 1363.5 | 1363.5 | 1363.5 | 1363.5 | 1363.5 | 1363.5 | 1363.5 | 1363.5 | 1363.5 | 1363.5 | 1363.5 | 1363.5 | 1363.5 | 1363.5 | 1363.5 | 1363.5 | 1363.5 | 1363.5 | 1363.5 | 1363.5 | 1363.5 | 1363.5 | 1363.5 | 1363.5 | 1363.5 | 1363.5 | 1363.5 | 1363.5 | 1363.5 | 1363.5 | 1363.5 | 1363.5 | 1363.5 | 1363.5 | 1363.5 | 1363.5 | 1363.5 | 1363.5 | 1363.5 | 1363.5 | 1363.5 | 1363.5 | 1363.5 | 1363.5 | 1363.5 | 1363.5 | 1363.5 | 1363.5 | 1363.5 | 1363.5 | 1363.5 | 1363.5 | 1363.5 | 1363.5 | 1363.5 | 1363.5 | 1363.5 | 1363.5 | 1363.5 | 1363.5 | 1363.5 | 1363.5 | 1363.5 | 1363.5 | 1363.5 | 1363.5 | 1363.5 | 1363.5 | 1363.5 | 1363.5 | 1363.5 | 1363.5 | 1363.5 | 1363.5 | 1363.5 | 1363.5 | 1363.5 | 1363.5 | 1363.5 | 1363.5 | 1363.5 | 1363.5 | 1363.5 | 1363.5 | 1363.5 | 1363.5 | 1363.5 | 1363.5 | 1363.5 | 1363.5 | 1363.5 | 1363.5 | 1363.5 | 1363.5 | 1363.5 | 1363.5 | 1363.5 | 1363.5 | 1363.5 | 1363.5 | 1363.5 | 1363.5 | 1363.5 | 1363.5 | 1363.5 | 1363.5 | 1363.5 | 1363.5 | 1363.5 | 1363.5 | 1363.5 | 1363.5 | 1363.5 | 1363.5 | 1363.5 | 1363.5 | 1363.5 | 1363.5 | 1363.5 | 1363.5 | 1363.5 | 1363.5 | 1363.5 | 1363.5 | 1363.5 | 1363.5 | 1363.5 | 1363.5 | 1363.5 | 1363.5 | 1363.5 | 1363.5 | 1363.5 | 1363.5 | 1363.5 | 1363.5 | 1363.5 | 1363.5 | 1363.5 | 1363.5
Hydro | 921.84 | 924.6 | 924.6 | 924.6 | 924.6 | 940.24 | 940.24 | 940.24 | 940.24 | 940.24 | 940.24 | 940.24 | 940.24 | 940.24 | 940.24 | 940.24 | 940.24 | 940.24 | 940.24 | 958.64 | 958.64 | 958.64 | 958.64 | 958.64 | 958.64 | 958.64 | 972.44 | 972.44 | 972.44 | 972.44 | 972.44 | 972.44 | 972.44 | 990.84 | 990.84 | 990.84 | 990.84 | 990.84 | 990.84 | 990.84 | 990.84 | 990.84 | 990.84 | 990.84 | 990.84 | 990.84 | 990.84 | 990.84 | 990.84 | 990.84 | 990.84 | 990.84 | 990.84 | 990.84 | 990.84 | 990.84 | 990.84 | 990.84 | 990.84 | 990.84 | 990.84 | 990.84 | 990.84 | 990.84 | 990.84 | 990.84 | 990.84 | 990.84 | 990.84 | 990.84 | 990.84 | 990.84 | 990.84 | 990.84 | 990.84 | 990.84 | 990.84 | 990.84 | 990.84 | 990.84 | 990.84 | 990.84 | 990.84 | 990.84 | 990.84 | 990.84 | 990.84 | 990.84 | 990.84 | 990.84 | 990.84 | 990.84 | 990.84 | 990.84 | 990.84 | 990.84 | 990.84 | 990.84 | 990.84 | 990.84 | 990.84 | 990.84 | 990.84 | 990.84 | 990.84 | 990.84 | 990.84 | 990.84 | 990.84 | 990.84 | 990.84 | 990.84 | 990.84 | 990.84 | 990.84 | 990.84 | 990.84 | 990.84 | 990.84 | 990.84 | 990.84 | 990.84 | 990.84 | 990.84 | 990.84 | 990.84 | 990.84 | 990.84 | 990.84 | 990.84 | 990.84 | 990.84 | 990.84 | 990.84 | 990.84 | 990.84 | 990.84 | 990.84 | 990.84 | 990.84 | 990.84 | 990.84 | 990.84 | 990.84 | 990.84 | 990.84 | 990.84
OCGT | 955.11 | 955.11 | 955.11 | 955.11 | 955.11 | 955.11 | 955.11 | 955.11 | 955.11 | 955.11 | 955.11 | 955.11 | 955.11 | 955.11 | 955.11 | 955.11 | 955.11 | 955.11 | 955.11 | 955.11 | 955.11 | 955.11 | 955.11 | 955.11 | 955.11 | 955.11 | 955.11 | 955.11 | 955.11 | 955.11 | 955.11 | 955.11 | 955.11 | 955.11 | 955.11 | 955.11 | 955.11 | 955.11 | 955.11 | 955.11 | 955.11 | 955.11 | 955.11 | 955.11 | 955.11 | 955.11 | 955.11 | 955.11 | 955.11 | 955.11 | 955.11 | 955.11 | 955.11 | 955.11 | 955.11 | 955.11 | 955.11 | 955.11 | 955.11 | 955.11 | 955.11 | 955.11 | 955.11 | 955.11 | 955.11 | 955.11 | 955.11 | 955.11 | 955.11 | 955.11 | 955.11 | 955.11 | 955.11 | 955.11 | 955.11 | 955.11 | 955.11 | 955.11 | 955.11 | 955.11 | 955.11 | 955.11 | 955.11 | 955.11 | 955.11 | 955.11 | 955.11 | 955.11 | 955.11 | 955.11 | 955.11 | 955.11 | 955.11 | 955.11 | 955.11 | 955.11 | 955.11 | 955.11 | 955.11 | 955.11 | 955.11 | 955.11 | 955.11 | 955.11 | 955.11 | 955.11 | 955.11 | 955.11 | 955.11 | 955.11 | 955.11 | 955.11 | 955.11 | 955.11 | 955.11 | 955.11 | 955.11 | 955.11 | 955.11 | 955.11 | 955.11 | 955.11 | 955.11 | 955.11 | 955.11 | 955.11 | 955.11 | 955.11 | 955.11 | 955.11 | 955.11 | 955.11 | 955.11 | 955.11 | 955.11 | 955.11 | 955.11 | 955.11 | 955.11 | 955.11 | 955.11 | 955.11 | 955.11 | 955.11 | 955.11 | 955.11 | 955.11
Other | 347.82 | 347.82 | 347.82 | 347.82 | 347.82 | 347.82 | 347.82 | 347.82 | 347.82 | 347.82 | 347.82 | 347.82 | 347.82 | 347.82 | 347.82 | 347.82 | 347.82 | 347.82 | 347.82 | 347.82 | 347.82 | 347.82 | 347.82 | 347.82 | 347.82 | 347.82 | 347.82 | 347.82 | 347.82 | 347.82 | 347.82 | 347.82 | 347.82 | 347.82 | 347.82 | 347.82 | 347.82 | 347.82 | 347.82 | 347.82 | 347.82 | 347.82 | 347.82 | 347.82 | 347.82 | 347.82 | 347.82 | 347.82 | 347.82 | 347.82 | 347.82 | 347.82 | 347.82 | 347.82 | 347.82 | 347.82 | 347.82 | 347.82 | 347.82 | 347.82 | 347.82 | 347.82 | 347.82 | 347.82 | 347.82 | 347.82 | 347.82 | 347.82 | 347.82 | 347.82 | 347.82 | 347.82 | 347.82 | 347.82 | 347.82 | 347.82 | 347.82 | 347.82 | 347.82 | 347.82 | 347.82 | 347.82 | 347.82 | 347.82 | 347.82 | 347.82 | 347.82 | 347.82 | 347.82 | 347.82 | 347.82 | 347.82 | 347.82 | 347.82 | 347.82 | 347.82 | 347.82 | 347.82 | 347.82 | 347.82 | 347.82 | 347.82 | 347.82 | 347.82 | 347.82 | 347.82 | 347.82 | 347.82 | 347.82 | 347.82 | 347.82 | 347.82 | 347.82 | 347.82 | 347.82 | 347.82 | 347.82 | 347.82 | 347.82 | 347.82 | 347.82 | 347.82 | 347.82 | 347.82 | 347.82 | 347.82 | 347.82 | 347.82 | 347.82 | 347.82 | 347.82 | 347.82 | 347.82 | 347.82 | 347.82 | 347.82 | 347.82 | 347.82 | 347.82 | 347.82 | 347.82 | 347.82 | 347.82 | 347.82 | 347.82 | 347.82 | 347.82
Pumped storage | 2143.7 | 2143.7 | 2143.7 | 2143.7 | 2143.7 | 2143.7 | 2143.7 | 2143.7 | 2143.7 | 2143.7 | 2143.7 | 2143.7 | 2143.7 | 2143.7 | 2143.7 | 2143.7 | 2143.7 | 2143.7 | 2143.7 | 2143.7 | 2143.7 | 2143.7 | 2143.7 | 2143.7 | 2143.7 | 2143.7 | 2143.7 | 2143.7 | 2143.7 | 2143.7 | 2143.7 | 2143.7 | 2143.7 | 2143.7 | 2143.7 | 2143.7 | 2143.7 | 2143.7 | 2143.7 | 2143.7 | 2143.7 | 2143.7 | 2143.7 | 2143.7 | 2143.7 | 2143.7 | 2434.7 | 2434.7 | 2434.7 | 2434.7 | 2434.7 | 2434.7 | 2434.7 | 2434.7 | 2434.7 | 2434.7 | 2434.7 | 2434.7 | 2434.7 | 2434.7 | 2434.7 | 2434.7 | 2434.7 | 2434.7 | 2434.7 | 2434.7 | 2434.7 | 2434.7 | 2434.7 | 2434.7 | 2434.7 | 2434.7 | 2434.7 | 2434.7 | 2434.7 | 2434.7 | 2434.7 | 2434.7 | 2434.7 | 2434.7 | 2434.7 | 2434.7 | 2434.7 | 2434.7 | 2434.7 | 2434.7 | 2434.7 | 2434.7 | 2434.7 | 2434.7 | 2434.7 | 2434.7 | 2434.7 | 2434.7 | 2434.7 | 2434.7 | 2434.7 | 2434.7 | 2434.7 | 2522 | 2522 | 2522 | 2522 | 2522 | 2522 | 2522 | 2522 | 2522 | 2522 | 2522 | 2522 | 2522 | 2522 | 2522 | 2522 | 2522 | 2522 | 2522 | 2522 | 2522 | 2522 | 2522 | 2522 | 2522 | 2522 | 2522 | 2522 | 2522 | 2522 | 2522 | 2522 | 2522 | 2522 | 2522 | 2522 | 2522 | 2522 | 2522 | 2522 | 2522 | 2522 | 2522 | 2522 | 2522 | 2522 | 2522 | 2522
Wind (Base Case EFC 16.1%) | 2616.258 | 2616.258 | 2614.1777 | 2614.1777 | 2614.1777 | 2614.1777 | 2614.1777 | 2614.1777 | 2614.1777 | 2614.1777 | 2614.1777 | 2614.1777 | 2614.1777 | 2614.1777 | 2614.1777 | 2614.1777 | 2614.1777 | 2614.1777 | 2614.1777 | 2614.1777 | 2614.1777 | 2616.258 | 2616.258 | 2616.258 | 2616.258 | 2616.258 | 2616.258 | 2616.258 | 2616.258 | 2616.258 | 2616.258 | 2616.258 | 2616.258 | 2616.258 | 2616.258 | 2616.258 | 2616.258 | 2616.258 | 2616.258 | 2616.258 | 2616.258 | 2616.258 | 2616.258 | 2616.258 | 2616.258 | 2616.258 | 2616.258 | 2616.258 | 2616.258 | 2616.258 | 2616.258 | 2616.258 | 2616.258 | 2616.258 | 2616.258 | 2616.258 | 2616.258 | 2616.258 | 2616.258 | 2616.258 | 2616.258 | 2616.258 | 2625.6884 | 2625.6884 | 2625.6884 | 2625.6884 | 2625.6884 | 2625.6884 | 2625.6884 | 2625.6884 | 2625.6884 | 2625.6884 | 2625.6884 | 2625.6884 | 2625.6884 | 2625.6884 | 2625.6884 | 2625.6884 | 2625.6884 | 2625.6884 | 2625.6884 | 2625.6884 | 2625.6884 | 2625.6884 | 2625.6884 | 2625.6884 | 2625.6884 | 2625.6884 | 2625.6884 | 2625.6884 | 2625.6884 | 2625.6884 | 2625.6884 | 2625.6884 | 2625.6884 | 2625.6884 | 2625.6884 | 2625.6884 | 2625.6884 | 2625.6884 | 2625.6884 | 2625.6884 | 2625.6884 | 2625.6884 | 2625.6884 | 2625.6884 | 2625.6884 | 2625.6884 | 2625.6884 | 2625.6884 | 2625.6884 | 2625.6884 | 2625.6884 | 2625.6884 | 2625.6884 | 2625.6884 | 2625.6884 | 2625.6884 | 2625.6884 | 2625.6884 | 2625.6884 | 2625.6884 | 2625.6884 | 2625.6884 | 2625.6884 | 2625.6884 | 2625.6884 | 2617.3674 | 2617.3674 | 2617.3674 | 2617.3674 | 2625.6884 | 2625.6884 | 2625.6884 | 2625.6884 | 2625.6884 | 2625.6884 | 2625.6884 | 2625.6884 | 2625.6884 | 2625.6884 | 2625.6884 | 2625.6884 | 2625.6884 | 2625.6884 | 2625.6884 | 2625.6884
Date format | 2022-10-30 | 2022-10-31 | 2022-11-01 | 2022-11-02 | 2022-11-03 | 2022-11-04 | 2022-11-05 | 2022-11-06 | 2022-11-07 | 2022-11-08 | 2022-11-09 | 2022-11-10 | 2022-11-11 | 2022-11-12 | 2022-11-13 | 2022-11-14 | 2022-11-15 | 2022-11-16 | 2022-11-17 | 2022-11-18 | 2022-11-19 | 2022-11-20 | 2022-11-21 | 2022-11-22 | 2022-11-23 | 2022-11-24 | 2022-11-25 | 2022-11-26 | 2022-11-27 | 2022-11-28 | 2022-11-29 | 2022-11-30 | 2022-12-01 | 2022-12-02 | 2022-12-03 | 2022-12-04 | 2022-12-05 | 2022-12-06 | 2022-12-07 | 2022-12-08 | 2022-12-09 | 2022-12-10 | 2022-12-11 | 2022-12-12 | 2022-12-13 | 2022-12-14 | 2022-12-15 | 2022-12-16 | 2022-12-17 | 2022-12-18 | 2022-12-19 | 2022-12-20 | 2022-12-21 | 2022-12-22 | 2022-12-23 | 2022-12-24 | 2022-12-25 | 2022-12-26 | 2022-12-27 | 2022-12-28 | 2022-12-29 | 2022-12-30 | 2022-12-31 | 2023-01-01 | 2023-01-02 | 2023-01-03 | 2023-01-04 | 2023-01-05 | 2023-01-06 | 2023-01-07 | 2023-01-08 | 2023-01-09 | 2023-01-10 | 2023-01-11 | 2023-01-12 | 2023-01-13 | 2023-01-14 | 2023-01-15 | 2023-01-16 | 2023-01-17 | 2023-01-18 | 2023-01-19 | 2023-01-20 | 2023-01-21 | 2023-01-22 | 2023-01-23 | 2023-01-24 | 2023-01-25 | 2023-01-26 | 2023-01-27 | 2023-01-28 | 2023-01-29 | 2023-01-30 | 2023-01-31 | 2023-02-01 | 2023-02-02 | 2023-02-03 | 2023-02-04 | 2023-02-05 | 2023-02-06 | 2023-02-07 | 2023-02-08 | 2023-02-09 | 2023-02-10 | 2023-02-11 | 2023-02-12 | 2023-02-13 | 2023-02-14 | 2023-02-15 | 2023-02-16 | 2023-02-17 | 2023-02-18 | 2023-02-19 | 2023-02-20 | 2023-02-21 | 2023-02-22 | 2023-02-23 | 2023-02-24 | 2023-02-25 | 2023-02-26 | 2023-02-27 | 2023-02-28 | 2023-03-01 | 2023-03-02 | 2023-03-03 | 2023-03-04 | 2023-03-05 | 2023-03-06 | 2023-03-07 | 2023-03-08 | 2023-03-09 | 2023-03-10 | 2023-03-11 | 2023-03-12 | 2023-03-13 | 2023-03-14 | 2023-03-15 | 2023-03-16 | 2023-03-17 | 2023-03-18 | 2023-03-19 | 2023-03-20 | 2023-03-21 | 2023-03-22 | 2023-03-23 | 2023-03-24 | 45010

## Figure 10
Figure 10 - Historical flows on the interconnectors for winter 2021/22

## Figure 11
Figure 11 - Capacity Market agreements for interconnectors in Delivery Year 2022/23
MW
| Interconnectors | Auction acquired capacity obligation 2022/23* | Connection capacity | Comments
| BritNed | 660 | 1320 | T-3 auction
| EWIC | 280 | 500 | T-3 auction
| IFA | 1380 | 2000 | T-3 auction
| IFA2 | 781 | 1100 | T-3 auction
| Moyle | 280 | 500 | T-3 auction
| Nemo Link | 580 | 1000 | T-3 auction
| NSL | 1232 | 1400 | T-3 auction
| ElecLink | 750 | 1000 | T-3 auction
*Our Base Case assumes net imports of 5.7 GW from interconnectors. This is based on applying the de-rating factors from the auction with our view of connection capacity set out in Table 3 in the document.

## Figure 12
Figure 12 - Winter 2022/23 electricity baseload forward prices
Date | £/MWh
| GB baseload | French baseload | Netherlands baseload | Belgian baseload
2022-09-21 | 418 | 608 | 623 | 414
2022-09-20 | 418 | 608 | 623 | 414
2022-09-19 | 425 | 608 | 623 | 414
2022-09-18 | 425 | 608 | 623 | 414
2022-09-17 | 425 | 608 | 623 | 414
2022-09-16 | 496 | 608 | 623 | 425
2022-09-15 | 517 | 595 | 639 | 460
2022-09-14 | 523 | 595 | 629 | 442
2022-09-13 | 440 | 574 | 586 | 410
2022-09-12 | 432 | 554 | 585 | 420
2022-09-11 | 432 | 554 | 585 | 420
2022-09-10 | 432 | 554 | 585 | 420
2022-09-09 | 458 | 548 | 598 | 456
2022-09-08 | 503 | 564 | 611 | 462
2022-09-07 | 518 | 581 | 600 | 478
2022-09-06 | 557 | 601 | 655 | 521
2022-09-05 | 572 | 622 | 690 | 556
2022-09-04 | 572 | 622 | 690 | 556
2022-09-03 | 572 | 622 | 690 | 556
2022-09-02 | 552 | 618 | 654 | 485
2022-09-01 | 471 | 614 | 684 | 511
2022-08-31 | 622 | 635 | 699 | 542
2022-08-30 | 793 | 651 | 794 | 536
2022-08-29 | 780 | 651 | 774 | 542
2022-08-28 | 780 | 651 | 774 | 542
2022-08-27 | 780 | 651 | 774 | 542
2022-08-26 | 801 | 915 | 1017 | 779
2022-08-25 | 700 | 885 | 1134 | 688
2022-08-24 | 637 | 825 | 1100 | 610
2022-08-23 | 612 | 780 | 895 | 593
2022-08-22 | 582 | 769 | 917 | 619
2022-08-21 | 582 | 769 | 917 | 619
2022-08-20 | 582 | 769 | 917 | 619
2022-08-19 | 541 | 720 | 827 | 522
2022-08-18 | 525 | 694 | 665 | 493
2022-08-17 | 512 | 650 | 673 | 457
2022-08-16 | 513 | 641 | 685 | 446
2022-08-15 | 501 | 623 | 652 | 439
2022-08-14 | 501 | 623 | 652 | 439
2022-08-13 | 501 | 623 | 652 | 439
2022-08-12 | 479 | 600 | 627 | 414
2022-08-11 | 481 | 589 | 628 | 413
2022-08-10 | 485 | 572 | 598 | 392
2022-08-09 | 471 | 544 | 590 | 377
2022-08-08 | 468 | 538 | 578 | 376
2022-08-07 | 468 | 538 | 578 | 376
2022-08-06 | 468 | 538 | 578 | 376
2022-08-05 | 480 | 532 | 579 | 376
2022-08-04 | 484 | 528 | 579 | 372
2022-08-03 | 471 | 519 | 564 | 372
2022-08-02 | 444 | 517 | 575 | 371
2022-08-01 | 445 | 503 | 570 | 347
2022-07-31 | 445 | 503 | 570 | 347
2022-07-30 | 445 | 503 | 570 | 347
2022-07-29 | 442 | 500 | 570 | 346
2022-07-28 | 425 | 507 | 567 | 357
2022-07-27 | 431 | 518 | 593 | 364
2022-07-26 | 415 | 514 | 594 | 365
2022-07-25 | 382 | 490 | 555 | 337
2022-07-24 | 382 | 490 | 555 | 337
2022-07-23 | 382 | 490 | 555 | 337
2022-07-22 | 372 | 472 | 535 | 327
2022-07-21 | 368 | 468 | 519 | 323
2022-07-20 | 376 | 471 | 527 | 333
2022-07-19 | 365 | 469 | 529 | 339
2022-07-18 | 387 | 463 | 533 | 335
2022-07-17 | 387 | 463 | 533 | 335
2022-07-16 | 387 | 463 | 533 | 335
2022-07-15 | 350 | 449 | 533 | 327
2022-07-14 | 358 | 490 | 555 | 352
2022-07-13 | 357 | 481 | 552 | 339
2022-07-12 | 347 | 488 | 530 | 334
2022-07-11 | 335 | 515 | 528 | 361
2022-07-10 | 335 | 515 | 528 | 361
2022-07-09 | 335 | 515 | 528 | 361
2022-07-08 | 337 | 518 | 443 | 365
2022-07-07 | 337 | 503 | 474 | 355
2022-07-06 | 323 | 480 | 447 | 329
2022-07-05 | 296 | 454 | 433 | 302
2022-07-04 | 295 | 445 | 508 | 301
2022-07-03 | 295 | 445 | 508 | 301
2022-07-02 | 295 | 445 | 508 | 301
2022-07-01 | 283 | 432 | 492 | 284
2022-06-30 | 227 | 260 | 471 | 259
2022-06-29 | 225 | 256 | 445 | 273
2022-06-28 | 221 | 245 | 425 | 261
2022-06-27 | 222 | 239 | 403 | 258
2022-06-26 | 222 | 239 | 403 | 258
2022-06-25 | 222 | 239 | 403 | 258
2022-06-24 | 218 | 237 | 391 | 254
2022-06-23 | 226 | 238 | 385 | 256
2022-06-22 | 222 | 231 | 377 | 242
2022-06-21 | 223 | 228 | 369 | 238
2022-06-20 | 222 | 223 | 356 | 231
2022-06-19 | 222 | 223 | 356 | 231
2022-06-18 | 222 | 223 | 356 | 231
2022-06-17 | 216 | 222 | 330 | 236
2022-06-16 | 220 | 224 | 332 | 239
2022-06-15 | 221 | 219 | 317 | 231
2022-06-14 | 207 | 198 | 295 | 198
2022-06-13 | 197 | 184 | 286 | 179
2022-06-12 | 197 | 184 | 286 | 179
2022-06-11 | 197 | 184 | 286 | 179
2022-06-10 | 197 | 183 | 289 | 181
2022-06-09 | 199 | 182 | 288 | 183
2022-06-08 | 192 | 180 | 287 | 180
2022-06-07 | 194 | 182 | 286 | 185
2022-06-06 | 196 | 185 | 294 | 189
2022-06-05 | 196 | 185 | 294 | 189
2022-06-04 | 196 | 185 | 294 | 189
2022-06-03 | 202 | 185 | 293 | 193
2022-06-02 | 197 | 185 | 289 | 192
2022-06-01 | 199 | 188 | 286 | 192
2022-05-31 | 183 | 190 | 298 | 202
2022-05-30 | 180 | 186 | 283 | 197
2022-05-29 | 180 | 186 | 283 | 197
2022-05-28 | 180 | 186 | 283 | 197
2022-05-27 | 183 | 184 | 273 | 195
2022-05-26 | 180 | 183 | 273 | 192
2022-05-25 | 182 | 182 | 274 | 192
2022-05-24 | 182 | 180 | 266 | 190
2022-05-23 | 174 | 179 | 264 | 187
2022-05-22 | 174 | 179 | 264 | 187
2022-05-21 | 174 | 179 | 264 | 187
2022-05-20 | 187 | 181 | 219 | 193
2022-05-19 | 191 | 186 | 264 | 197
2022-05-18 | 195 | 187 | 268 | 199
2022-05-17 | 191 | 189 | 260 | 199
2022-05-16 | 187 | 190 | 253 | 193
2022-05-15 | 187 | 190 | 253 | 193
2022-05-14 | 187 | 190 | 253 | 193
2022-05-13 | 179 | 196 | 250 | 200
2022-05-12 | 174 | 198 | 250 | 202
2022-05-11 | 174 | 196 | 242 | 197
2022-05-10 | 173 | 188 | 249 | 196
2022-05-09 | 170 | 192 | 248 | 198
2022-05-08 | 170 | 192 | 248 | 198
2022-05-07 | 170 | 192 | 248 | 198
2022-05-06 | 182 | 197 | 253 | 209
2022-05-05 | 189 | 201 | 252 | 209
2022-05-04 | 188 | 198 | 250 | 202
2022-05-03 | 190 | 186 | 238 | 189
2022-05-02 | 175 | 186 | 237 | 184
2022-05-01 | 175 | 186 | 237 | 184
2022-04-30 | 175 | 186 | 237 | 184
2022-04-29 | 174 | 183 | 242 | 187
2022-04-28 | 195 | 186 | 253 | 190
2022-04-27 | 187 | 191 | 257 | 195
2022-04-26 | 186 | 187 | 253 | 188
2022-04-25 | 173 | 193 | 244 | 188
2022-04-24 | 173 | 193 | 244 | 188
2022-04-23 | 173 | 193 | 244 | 188
2022-04-22 | 176 | 195 | 221 | 189
2022-04-21 | 185 | 195 | 224 | 193
2022-04-20 | 180 | 195 | 226 | 191
2022-04-19 | 172 | 189 | 242 | 185
2022-04-18 | 172 | 189 | 242 | 186
2022-04-17 | 172 | 189 | 242 | 186
2022-04-16 | 172 | 189 | 242 | 186
2022-04-15 | 172 | 189 | 242 | 186
2022-04-14 | 152 | 190 | 211 | 190
2022-04-13 | 164 | 197 | 221 | 200
2022-04-12 | 163 | 220 | 243 | 198
2022-04-11 | 161 | 192 | 219 | 195
2022-04-10 | 161 | 192 | 219 | 195
2022-04-09 | 161 | 192 | 219 | 195
2022-04-08 | 160 | 196 | 219 | 203
2022-04-07 | 161 | 191 | 223 | 197
2022-04-06 | 159 | 190 | 233 | 201
2022-04-05 | 159 | 188 | 261 | 201
2022-04-04 | 160 | 187 | 258 | 202
2022-04-03 | 160 | 187 | 258 | 202
2022-04-02 | 160 | 187 | 258 | 202
2022-04-01 | 162 | 194 | 271 | 215
2022-03-31 | 169 | 197 | 280 | 218
2022-03-30 | 166 | 255 | 288 | 227
2022-03-29 | 156 | 246 | 281 | 210
2022-03-28 | 155 | 231 | 257 | 205
2022-03-27 | 155 | 231 | 257 | 205
2022-03-26 | 155 | 231 | 257 | 205
2022-03-25 | 147 | 227 | 259 | 195
2022-03-24 | 155 | 228 | 264 | 211
2022-03-23 | 158 | 232 | 231 | 213
2022-03-22 | 147 | 224 | 191 | 188
2022-03-21 | 144 | 210 | 219 | 185
2022-03-20 | 144 | 210 | 219 | 185
2022-03-19 | 144 | 210 | 219 | 185
2022-03-18 | 149 | 222 | 250 | 195
2022-03-17 | 152 | 221 | 223 | 197
2022-03-16 | 151 | 222 | 214 | 191
2022-03-15 | 153 | 222 | 208 | 198
2022-03-14 | 153 | 222 | 208 | 197
2022-03-13 | 153 | 222 | 208 | 197
2022-03-12 | 153 | 222 | 208 | 197
2022-03-11 | 153 | 230 | 200 | 206
2022-03-10 | 153 | 237 | 204 | 194
2022-03-09 | 153 | 240 | 207 | 216
2022-03-08 | 153 | 247 | 212 | 238
2022-03-07 | 153 | 258 | 207 | 240
2022-03-06 | 153 | 258 | 207 | 240
2022-03-05 | 153 | 258 | 207 | 240
2022-03-04 | 147 | 262 | 205 | 224
2022-03-03 | 147 | 265 | 206 | 222
2022-03-02 | 147 | 265 | 205 | 227
2022-03-01 | 147 | 275 | 205 | 202

## Figure 13
Figure 13 - Winter 2022/23 electricity peak forward prices
£/MWh
| Date | French peakload | GB peakload | Dutch peakload
| 2022-09-16 | 1517.677 | 630 | 472.6292
| 2022-09-15 | 1500.1304 | 679 | 500.0435
| 2022-09-14 | 1478.0581 | 692.2 | 481.9886
| 2022-09-13 | 1439.486 | 650.45 | 462.4501
| 2022-09-12 | 1389.1534 | 645.75 | 458.795
| 2022-09-09 | 1373.7216 | 678.1 | 502.6868
| 2022-09-08 | 1309.1256 | 787.2 | 516.1626
| 2022-09-07 | 1363.6088 | 833.95 | 542.7469
| 2022-09-06 | 1433.7344 | 886 | 578.4701
| 2022-09-05 | 1470.9433 | 902 | 610.2776
| 2022-09-02 | 1474.0535 | 865 | 565.8408
| 2022-09-01 | 1507.7109 | 916.65 | 644.3525
| 2022-08-31 | 1491.4404 | 933 | 690.3856
| 2022-08-30 | 1546.7904 | 995.3 | 734.5965
| 2022-08-26 | 2208.0679 | 1115 | 940.8493
| 2022-08-25 | 2039.8178 | 1053.4 | 917.3275
| 2022-08-24 | 2027.5408 | 977.7 | 745.966
| 2022-08-23 | 1980.2815 | 932.6 | 712.0587
| 2022-08-22 | 1881.2843 | 941.05 | 753.0207
| 2022-08-19 | 1699.8469 | 874.3 | 616.549
| 2022-08-18 | 1653.1836 | 861.25 | 610.0321
| 2022-08-17 | 1590.3604 | 865.05 | 584.1985
| 2022-08-16 | 1583.2282 | 870.25 | 542.8547
| 2022-08-15 | 1490.2556 | 866.5 | 529.2331
| 2022-08-12 | 1431.7125 | 812.7 | 490.74
| 2022-08-11 | 1421.9873 | 821.6 | 491.5856
| 2022-08-10 | 1385.0182 | 818.55 | 480.027
| 2022-08-09 | 1352.8292 | 804.5 | 454.5378
| 2022-08-08 | 1328.0327 | 812.75 | 460.8993
| 2022-08-05 | 1330.2849 | 818 | 460.9322
| 2022-08-04 | 1335.7203 | 817.75 | 460.1938
| 2022-08-03 | 1330.0987 | 758 | 443.3662
| 2022-08-02 | 1331.6079 | 752.5 | 439.3054
| 2022-08-01 | 1301.2552 | 709.9 | 436.7782
| 2022-07-29 | 1345.6863 | 689.15 | 464.0731
| 2022-07-28 | 1361.7699 | 702.5 | 480.181
| 2022-07-27 | 1388.071 | 700 | 492.1343
| 2022-07-26 | 1356.8241 | 682.65 | 499.9158
| 2022-07-25 | 1304.9194 | 631.8 | 461.8321
| 2022-07-22 | 1298.9717 | 600 | 459.7603
| 2022-07-21 | 1282.377 | 592.9 | 436.9511
| 2022-07-20 | 1305.7897 | 602.3 | 435.5045
| 2022-07-19 | 1277.0305 | 607.3 | 444.8323
| 2022-07-18 | 1310.3171 | 633.1 | 462.8688
| 2022-07-15 | 1222.3545 | 539.35 | 471.8442
| 2022-07-14 | 1280.5292 | 560 | 474.8982
| 2022-07-13 | 1269.1429 | 584.85 | 471.2751
| 2022-07-12 | 1395.2308 | 560.95 | 449.0107
| 2022-07-11 | 1517.7209 | 510.65 | 454.4684
| 2022-07-08 | 1489.5058 | 540.6 | 410.7566
| 2022-07-07 | 1367.1379 | 505.35 | 432.5743
| 2022-07-06 | 1350.2564 | 470.2 | 435.4701
| 2022-07-05 | 1326.1917 | 456.5 | 403.2869
| 2022-07-04 | 1325.9859 | 458.85 | 405.1145
| 2022-07-01 | 1269.0246 | 429.4 | 386.9768
| 2022-06-30 | 371.2982 | 273.4 | 274.6643
| 2022-06-29 | 363.3066 | 269.75 | 266.9517
| 2022-06-28 | 348.2297 | 257.25 | 265.8031
| 2022-06-27 | 341.8125 | 247.45 | 259.981
| 2022-06-24 | 336.3238 | 248.45 | 261.1178
| 2022-06-23 | 331.2607 | 258.7 | 265.223
| 2022-06-22 | 313.9044 | 252.2 | 252.8196
| 2022-06-21 | 311.35 | 253.65 | 246.6036
| 2022-06-20 | 294.9523 | 246.75 | 238.1116
| 2022-06-17 | 297.4803 | 242.05 | 224.4172
| 2022-06-16 | 302.6439 | 247.45 | 229.2537
| 2022-06-15 | 289.0672 | 254.65 | 212.2703

## Figure 14
Figure 14 - The impact on French nuclear capacity from planned outages in 2021/22 and last winter’s actuals
Outages during Winter 17/18 | Outages during Winter 18/19 | Outages during Winter 19/20 | Outages during Winter 20/21 | Outages during Winter 21/22 | Date | Installed nuclear capacity in France (22/23): 61.4GW | Nuclear GW outages Winter 2022/23 (expected)
23.833 | 19.42 | 16.095 | 20.1 | 12.96 | 2020-10-28 | 61.4 | 23.765
23.148 | 18.685 | 16.095 | 20.1 | 12.96 | 2020-10-29 | 61.4 | 24.68
21.163 | 18.495 | 16.095 | 20.1 | 12.96 | 2020-10-30 | 61.4 | 23.765
21.498 | 18.495 | 16.095 | 21 | 12.575 | 2020-10-31 | 61.4 | 23.765
21.365 | 18.905 | 16.095 | 19.2 | 10.35 | 2020-11-01 | 61.4 | 23.765
23.09 | 19.815 | 16.095 | 18.3 | 10.35 | 2020-11-02 | 61.4 | 22.465
23.405 | 21.65 | 16.095 | 18.3 | 10.35 | 2020-11-03 | 61.4 | 22.465
22.295 | 20.49 | 15.185 | 18.3 | 10.35 | 2020-11-04 | 61.4 | 22.465
21.395 | 18.285 | 15.185 | 17.4 | 10.35 | 2020-11-05 | 61.4 | 22.465
21.555 | 18.285 | 14.275 | 16.1 | 10.35 | 2020-11-06 | 61.4 | 22.465
21.395 | 18.285 | 14.275 | 16.1 | 11.68 | 2020-11-07 | 61.4 | 22.465
21.395 | 17.58 | 13.36 | 16.1 | 11.68 | 2020-11-08 | 61.4 | 22.465
22.705 | 17.715 | 13.545 | 16.1 | 11.68 | 2020-11-09 | 61.4 | 22.465
22.705 | 19.62 | 12.05 | 15.2 | 11.68 | 2020-11-10 | 61.4 | 22.465
22.705 | 19.62 | 10.74 | 15.2 | 11.68 | 2020-11-11 | 61.4 | 22.465
20.92 | 19.62 | 10.74 | 15.2 | 11.68 | 2020-11-12 | 61.4 | 21.56
20.485 | 22.31 | 10.74 | 15.2 | 11.68 | 2020-11-13 | 61.4 | 21.56
20.685 | 19.42 | 10.74 | 15.2 | 11.68 | 2020-11-14 | 61.4 | 20.06
20.685 | 18.27 | 10.74 | 15.2 | 11.68 | 2020-11-15 | 61.4 | 18.76
20.685 | 17.36 | 9.41 | 15.2 | 11.68 | 2020-11-16 | 61.4 | 17.45
19.686 | 19.78 | 9.41 | 15.2 | 11.68 | 2020-11-17 | 61.4 | 17.45
19.971 | 18.275 | 9.41 | 15.2 | 11.68 | 2020-11-18 | 61.4 | 16.535
19.832 | 18.605 | 9.41 | 15.2 | 11.68 | 2020-11-19 | 61.4 | 16.535
19.546 | 18.605 | 9.41 | 15.2 | 11.68 | 2020-11-20 | 61.4 | 16.535
19.546 | 18.105 | 8.075 | 14.3 | 11.68 | 2020-11-21 | 61.4 | 15.63
18.656 | 17.175 | 8.075 | 15.2 | 11.68 | 2020-11-22 | 61.4 | 15.63
16.744 | 17.175 | 8.075 | 15.2 | 11.68 | 2020-11-23 | 61.4 | 15.63
16.1 | 18.75 | 8.075 | 15.2 | 11.68 | 2020-11-24 | 61.4 | 14.3
19.705 | 16.555 | 8.075 | 15.2 | 11.68 | 2020-11-25 | 61.4 | 13.41
15.255 | 15.295 | 8.075 | 15.2 | 11.68 | 2020-11-26 | 61.4 | 13.41
13.535 | 15.1 | 8.075 | 14.3 | 11.68 | 2020-11-27 | 61.4 | 13.41
14.505 | 15.37 | 7.16 | 14.3 | 11.68 | 2020-11-28 | 61.4 | 13.41
14.355 | 16.198 | 7.16 | 14.3 | 11.68 | 2020-11-29 | 61.4 | 13.41
16.465 | 12.48 | 7.16 | 14.3 | 11.68 | 2020-11-30 | 61.4 | 13.41
13.58 | 17.145 | 6.245 | 14.3 | 11.68 | 2020-12-01 | 61.4 | 13.41
16.09 | 16.282 | 6.245 | 14.3 | 11.68 | 2020-12-02 | 61.4 | 12.495
13.643 | 11.355 | 6.245 | 14.3 | 11.68 | 2020-12-03 | 61.4 | 12.495
11.84 | 11.225 | 5.355 | 13 | 11.68 | 2020-12-04 | 61.4 | 12.495
11.84 | 11.49 | 5.355 | 13 | 11.68 | 2020-12-05 | 61.4 | 12.495
10.83 | 11.49 | 4.025 | 13 | 11.68 | 2020-12-06 | 61.4 | 12.495
12.095 | 10.425 | 4.025 | 13 | 11.68 | 2020-12-07 | 61.4 | 12.495
12.445 | 13.3 | 4.025 | 12.1 | 11.68 | 2020-12-08 | 61.4 | 12.495
13.36 | 9.88 | 3.115 | 12.1 | 11.68 | 2020-12-09 | 61.4 | 11.58
13.44 | 8.615 | 3.115 | 12.1 | 11.68 | 2020-12-10 | 61.4 | 11.58
12.422 | 8.325 | 3.115 | 12.1 | 11.68 | 2020-12-11 | 61.4 | 11.58
12.272 | 8.29 | 3.115 | 12.1 | 8.975 | 2020-12-12 | 61.4 | 10.28
11.512 | 8.405 | 3.115 | 11.1 | 8.975 | 2020-12-13 | 61.4 | 10.28
13.882 | 9.313 | 3.115 | 11.1 | 8.975 | 2020-12-14 | 61.4 | 10.28
11.81 | 9.565 | 1.785 | 11.1 | 8.975 | 2020-12-15 | 61.4 | 10.28
12.656 | 7.875 | 1.785 | 11.1 | 8.975 | 2020-12-16 | 61.4 | 10.28
11.326 | 7.15 | 0.88 | 11.1 | 8.975 | 2020-12-17 | 61.4 | 10.28
10.956 | 7.475 | 0.88 | 11.1 | 8.975 | 2020-12-18 | 61.4 | 10.28
9.205 | 8.355 | 0.88 | 11.1 | 8.975 | 2020-12-19 | 61.4 | 10.28
9.09 | 8.645 | 0.88 | 11.1 | 8.975 | 2020-12-20 | 61.4 | 10.28
9.035 | 8.01 | 0.88 | 11.1 | 8.085 | 2020-12-21 | 61.4 | 10.28
7.29 | 11.62 | 0.88 | 11.1 | 8.085 | 2020-12-22 | 61.4 | 10.28
9.076 | 11.27 | 0.88 | 11.1 | 8.085 | 2020-12-23 | 61.4 | 10.28
11.91 | 10.425 | 0.88 | 11.1 | 8.085 | 2020-12-24 | 61.4 | 10.28
10.189 | 10.83 | 0.88 | 10.2 | 8.085 | 2020-12-25 | 61.4 | 10.28
9.979 | 6.57 | 0.88 | 10.2 | 8.085 | 2020-12-26 | 61.4 | 8.95
8.479 | 6.49 | 0.88 | 10.2 | 8.085 | 2020-12-27 | 61.4 | 8.95
10.049 | 6.7 | 0.88 | 10.2 | 8.085 | 2020-12-28 | 61.4 | 8.95
9.164 | 6.6 | 0.88 | 9.3 | 8.085 | 2020-12-29 | 61.4 | 8.95
10.82 | 6.6 | 0.88 | 9.3 | 6.755 | 2020-12-30 | 61.4 | 8.95
15.195 | 6.6 | 0.88 | 9.3 | 6.755 | 2020-12-31 | 61.4 | 8.95
10.61 | 6.755 | 0.88 | 7.1 | 6.755 | 2021-01-01 | 61.4 | 8.95
5.46 | 6.755 | 0.88 | 7.1 | 5.84 | 2021-01-02 | 61.4 | 8.95
6.559 | 6.755 | 0.88 | 7.1 | 5.84 | 2021-01-03 | 61.4 | 8.95
6.764 | 6.755 | 0.88 | 5.8 | 5.84 | 2021-01-04 | 61.4 | 8.95
6.449 | 7.975 | 0.88 | 5.8 | 5.84 | 2021-01-05 | 61.4 | 8.95
6.449 | 7.475 | 0.88 | 5.8 | 5.84 | 2021-01-06 | 61.4 | 8.95
5.809 | 6.64 | 0.88 | 5.8 | 5.84 | 2021-01-07 | 61.4 | 8.95
5.575 | 7.06 | 0.88 | 5.8 | 5.84 | 2021-01-08 | 61.4 | 8.04
4.57 | 7.06 | 0.88 | 4.9 | 5.84 | 2021-01-09 | 61.4 | 6.545
4.57 | 7.725 | 0.88 | 4.9 | 5.84 | 2021-01-10 | 61.4 | 6.545
4.57 | 7.94 | 0.88 | 4.9 | 5.84 | 2021-01-11 | 61.4 | 6.545
6.785 | 9.158 | 0 | 4.9 | 5.84 | 2021-01-12 | 61.4 | 6.545
8.095 | 10.068 | 0 | 4.9 | 5.84 | 2021-01-13 | 61.4 | 6.545
7.96 | 10.558 | 0 | 4.9 | 4.345 | 2021-01-14 | 61.4 | 6.545
6.395 | 9.093 | 0 | 4.9 | 4.345 | 2021-01-15 | 61.4 | 5.05
5.985 | 9.227 | 0 | 4.9 | 5.675 | 2021-01-16 | 61.4 | 5.05
5.35 | 8.839 | 0 | 4.9 | 5.675 | 2021-01-17 | 61.4 | 5.05
5.35 | 9.394 | 0.91 | 4.9 | 5.675 | 2021-01-18 | 61.4 | 5.05
7.145 | 13.264 | 0.91 | 4.9 | 5.675 | 2021-01-19 | 61.4 | 5.05
7.145 | 10.322 | 0.91 | 4.9 | 5.675 | 2021-01-20 | 61.4 | 5.05
7.195 | 9.859 | 0.91 | 4.9 | 5.675 | 2021-01-21 | 61.4 | 5.05
6.65 | 9.104 | 0.91 | 4 | 5.675 | 2021-01-22 | 61.4 | 5.965
4.435 | 8.529 | 0.91 | 4 | 6.975 | 2021-01-23 | 61.4 | 5.965
4.435 | 7.614 | 0.91 | 5.3 | 6.975 | 2021-01-24 | 61.4 | 4.635
4.435 | 8.039 | 1.8 | 5.3 | 6.975 | 2021-01-25 | 61.4 | 4.635
4.435 | 8.748 | 1.8 | 5.3 | 6.975 | 2021-01-26 | 61.4 | 4.635
5.465 | 7.418 | 1.8 | 5.3 | 6.975 | 2021-01-27 | 61.4 | 4.635
6.755 | 7.418 | 1.8 | 5.3 | 6.975 | 2021-01-28 | 61.4 | 4.635
7.975 | 7.418 | 1.8 | 5.3 | 6.975 | 2021-01-29 | 61.4 | 4.635
6.645 | 7.793 | 1.8 | 5.3 | 9.2 | 2021-01-30 | 61.4 | 4.635
6.4 | 7.46 | 1.8 | 7.7 | 9.2 | 2021-01-31 | 61.4 | 4.635
6.4 | 7.585 | 1.8 | 7.7 | 9.2 | 2021-02-01 | 61.4 | 4.635
6.25 | 6.68 | 1.8 | 7.7 | 9.2 | 2021-02-02 | 61.4 | 3.725
9.795 | 7.21 | 1.8 | 7.7 | 9.2 | 2021-02-03 | 61.4 | 3.725
8.505 | 7.21 | 1.8 | 7.7 | 9.2 | 2021-02-04 | 61.4 | 3.725
7.745 | 8.09 | 1.8 | 7.7 | 9.2 | 2021-02-05 | 61.4 | 4.63
7.745 | 7.21 | 1.8 | 6.4 | 9.225 | 2021-02-06 | 61.4 | 4.63
6.835 | 7.485 | 1.8 | 9.7 | 9.225 | 2021-02-07 | 61.4 | 4.63
8.801 | 7.21 | 2.715 | 9.7 | 9.225 | 2021-02-08 | 61.4 | 4.63
7.086 | 8.62 | 2.715 | 9.7 | 9.225 | 2021-02-09 | 61.4 | 4.63
6.771 | 7.21 | 2.715 | 9.7 | 9.225 | 2021-02-10 | 61.4 | 4.63
6.68 | 7.21 | 2.715 | 9.7 | 9.225 | 2021-02-11 | 61.4 | 4.63
7.015 | 7.21 | 2.715 | 9.7 | 9.225 | 2021-02-12 | 61.4 | 7.785
7.145 | 7.21 | 2.715 | 9.7 | 10.725 | 2021-02-13 | 61.4 | 7.785
7.145 | 8.52 | 2.715 | 11 | 10.725 | 2021-02-14 | 61.4 | 7.785
7.145 | 8.63 | 4.025 | 11 | 10.725 | 2021-02-15 | 61.4 | 7.785
7.145 | 10.635 | 4.025 | 11 | 10.725 | 2021-02-16 | 61.4 | 7.785
11.32 | 9.305 | 4.025 | 11 | 10.725 | 2021-02-17 | 61.4 | 7.785
10.98 | 8.085 | 4.025 | 11 | 9.815 | 2021-02-18 | 61.4 | 7.785
13.135 | 8.96 | 4.025 | 11 | 9.815 | 2021-02-19 | 61.4 | 8.695
13.135 | 8.96 | 4.025 | 11 | 10.725 | 2021-02-20 | 61.4 | 8.695
13.135 | 8.32 | 4.025 | 12.8 | 10.725 | 2021-02-21 | 61.4 | 8.695
11.64 | 8.32 | 7.285 | 12.8 | 10.725 | 2021-02-22 | 61.4 | 8.695
11.64 | 11.405 | 7.285 | 12.8 | 10.725 | 2021-02-23 | 61.4 | 8.695
10.98 | 9.104 | 7.285 | 12.8 | 10.725 | 2021-02-24 | 61.4 | 8.695
12.02 | 9.104 | 7.285 | 12.8 | 12.055 | 2021-02-25 | 61.4 | 8.695
12.31 | 9.104 | 7.285 | 12.8 | 11.145 | 2021-02-26 | 61.4 | 10.9
12.31 | 9.104 | 7.285 | 12.8 | 12.055 | 2021-02-27 | 61.4 | 10.9
15.46 | 9.104 | 7.285 | 15 | 12.055 | 2021-02-28 | 61.4 | 10.9
10.965 | 11.314 | 8.2 | 15 | 12.055 | 2021-03-01 | 61.4 | 10.9
11.09 | 11.204 | 8.2 | 15 | 12.055 | 2021-03-02 | 61.4 | 10.9
12.065 | 17.464 | 8.2 | 15 | 12.055 | 2021-03-03 | 61.4 | 10.9
13.085 | 11.574 | 8.2 | 15 | 12.055 | 2021-03-04 | 61.4 | 10.9
12.485 | 10.774 | 8.2 | 13.7 | 12.055 | 2021-03-05 | 61.4 | 10.9
12.485 | 10.819 | 8.2 | 13.7 | 12.055 | 2021-03-06 | 61.4 | 10.9
12.485 | 10.839 | 8.2 | 13.7 | 12.055 | 2021-03-07 | 61.4 | 10.9
12.485 | 10.839 | 11.325 | 13.7 | 12.055 | 2021-03-08 | 61.4 | 10.9
12.485 | 14.849 | 11.325 | 13.7 | 12.055 | 2021-03-09 | 61.4 | 10.9
14.115 | 15.364 | 11.325 | 13.7 | 12.055 | 2021-03-10 | 61.4 | 10.9
13.4 | 11.519 | 11.325 | 13.7 | 12.055 | 2021-03-11 | 61.4 | 10.9
13.745 | 12.049 | 11.325 | 13.7 | 12.055 | 2021-03-12 | 61.4 | 11.815
12.83 | 10.919 | 11.325 | 13.7 | 16.105 | 2021-03-13 | 61.4 | 11.815
12.83 | 10.494 | 11.325 | 14.6 | 14.775 | 2021-03-14 | 61.4 | 11.815
14.925 | 13.021 | 12.82 | 14.6 | 14.775 | 2021-03-15 | 61.4 | 11.815
16.27 | 19.619 | 12.82 | 14.6 | 14.775 | 2021-03-16 | 61.4 | 11.815
19.39 | 19.91 | 12.82 | 14.6 | 14.775 | 2021-03-17 | 61.4 | 11.815
17.86 | 16.46 | 12.82 | 14.6 | 14.775 | 2021-03-18 | 61.4 | 11.815
15.55 | 14.53 | 12.82 | 14.6 | 14.775 | 2021-03-19 | 61.4 | 14.035
15.55 | 14.53 | 12.82 | 14.6 | 14.775 | 2021-03-20 | 61.4 | 14.035
15.475 | 15.84 | 12.82 | 15.9 | 14.775 | 2021-03-21 | 61.4 | 14.035
16.115 | 14.53 | 12.82 | 15.9 | 13.445 | 2021-03-22 | 61.4 | 14.035
15.475 | 14.835 | 12.82 | 15.9 | 13.445 | 2021-03-23 | 61.4 | 14.035
20.897 | 13.185 | 12.82 | 14.4 | 13.445 | 2021-03-24 | 61.4 | 14.035
20.685 | 11.645 | 12.82 | 14.4 | 13.445 | 2021-03-25 | 61.4 | 14.035
17.655 | 10.985 | 12.82 | 14.4 | 13.445 | 2021-03-26 | 61.4 | 15.345
17.655 | 12.125 | 12.82 | 14.4 | 15.685 | 2021-03-27 | 61.4 | 15.345
18.255 | 12.125 | 12.82 | 16.2 | 15.685 | 2021-03-28 | 61.4 | 15.345
18.7 | 12.96 | 11.94 | 16.2 | 15.685 | 2021-03-29 | 61.4 | 15.345
16.685 | 13.63 | 11.94 | 16.2 | 15.685 | 2021-03-30 | 61.4 | 15.345
18.485 | 15.46 | 11.05 | 16.2 | 15.685 | 2021-03-31 | 61.4 | 15.345

## Figure 15
Figure 15 - Daily peak time flows across the continental interconnectors in winter 2021/22 (positive MW values mean imports into GB)
|  | Peak time interconnector flows (MW) | [7 empty] | GB and France prices (£/MWh)
Date | GTIME | IFA | IFA2 | ElecLink | Nemo Link | Britned | NSL | Moyle | EWIC | Date | GB baseload | French baseload | GB/France price differential
2021-10-29 | 1700 | 397 | 348 | 0 | 814 | 673 | 693 | -443 | -396 | 2021-10-29 | 35.05 | 30.36 | 4.69 | Baseload price data was not provided for weekends so interpolation was used to predict these values.
2021-10-30 | 1700 | 1006 | 949 | 0 | 686 | 105 | 693 | -237 | -10 | 2021-10-30 | 35.05 | 30.36 | 4.69
2021-10-31 | 1700 | 1005 | 992 | 0 | 1019 | 521 | 693 | 12 | 106 | 2021-10-31 | 35.05 | 30.36 | 4.69
2021-11-01 | 1730 | 1007 | 992 | 0 | 1019 | 943 | 693 | -454 | -531 | 2021-11-01 | 35.05 | 30.36 | 4.69
2021-11-02 | 1730 | 1007 | 991 | 0 | 1019 | 258 | 693 | -207 | -103 | 2021-11-02 | 35.05 | 30.36 | 4.69
2021-11-03 | 1700 | 692 | -470 | 0 | 310 | -3 | 157 | 14 | 150 | 2021-11-03 | 162.5 | 158.59 | 3.91
2021-11-04 | 1700 | 1000 | 989 | 0 | 880 | 1040 | 693 | -454 | -514 | 2021-11-04 | 141.74 | 134.58 | 7.16
2021-11-05 | 1700 | 1007 | 992 | 0 | 1014 | 1005 | 693 | -455 | -531 | 2021-11-05 | 148 | 141.76 | 6.24
2021-11-06 | 1700 | 512 | 531 | 0 | 969 | 1003 | 693 | 71 | 30 | 2021-11-06 | 148 | 141.76 | 6.24
2021-11-07 | 1700 | 1006 | 987 | 0 | 558 | 979 | 693 | -454 | -506 | 2021-11-07 | 148 | 141.76 | 6.24
2021-11-08 | 1730 | -636 | -764 | 0 | 0 | 643 | 693 | 304 | 226 | 2021-11-08 | 200 | 192.7 | 7.3
2021-11-09 | 1700 | 784 | 640 | 0 | 422 | -324 | 681 | -431 | -229 | 2021-11-09 | 183.89 | 172.62 | 11.27
2021-11-10 | 1730 | 1007 | 986 | 0 | 1013 | 563 | 604 | -378 | -472 | 2021-11-10 | 145 | 149.68 | -4.68
2021-11-11 | 1700 | -6 | -60 | 0 | 9 | 666 | 693 | 347 | 504 | 2021-11-11 | 153.1 | 137.89 | 15.21
2021-11-12 | 1700 | 602 | 227 | 0 | 959 | 1045 | 693 | -33 | -27 | 2021-11-12 | 155 | 151.51 | 3.49
2021-11-13 | 1730 | 1007 | 992 | 0 | 447 | 1048 | 693 | -384 | -266 | 2021-11-13 | 155 | 151.51 | 3.49
2021-11-14 | 1730 | 956 | 990 | 0 | 964 | 1048 | 693 | -433 | -67 | 2021-11-14 | 155 | 151.51 | 3.49
2021-11-15 | 1700 | 1005 | 992 | 0 | 1010 | 1048 | 693 | -310 | -277 | 2021-11-15 | 170 | 183.22 | -13.22
2021-11-16 | 1700 | 129 | -1 | 0 | -706 | -297 | 693 | 73 | -10 | 2021-11-16 | 180 | 182.42 | -2.42
2021-11-17 | 1700 | 771 | -2 | 0 | 301 | 1046 | 693 | -249 | -82 | 2021-11-17 | 190 | 199.68 | -9.68
2021-11-18 | 1700 | 254 | -2 | 0 | -44 | 1042 | 693 | -85 | 0 | 2021-11-18 | 189.5 | 197.95 | -8.45
2021-11-19 | 1730 | 439 | 420 | 0 | 626 | 1047 | 693 | -417 | -10 | 2021-11-19 | 185.5 | 190.59 | -5.09
2021-11-20 | 1730 | 22 | -9 | 0 | 446 | 1048 | 693 | -41 | -1 | 2021-11-20 | 185.5 | 190.59 | -5.09
2021-11-21 | 1700 | 207 | 746 | 0 | 710 | 1047 | 693 | -101 | -41 | 2021-11-21 | 185.5 | 190.59 | -5.09
2021-11-22 | 1700 | 507 | 869 | 0 | 325 | 0 | 693 | -303 | -301 | 2021-11-22 | 257 | 278.81 | -21.81
2021-11-23 | 1800 | 1009 | 992 | 0 | 740 | 376 | 693 | -46 | -271 | 2021-11-23 | 250 | 314.71 | -64.71
2021-11-24 | 1730 | 636 | 659 | 0 | 901 | 267 | 693 | 14 | 0 | 2021-11-24 | 200 | 243.7 | -43.7
2021-11-25 | 1700 | -834 | -547 | 0 | 809 | 594 | 693 | 49 | 108 | 2021-11-25 | 187.5 | 223.78 | -36.28
2021-11-26 | 1700 | -387 | -392 | 0 | 982 | 1038 | 693 | 272 | 258 | 2021-11-26 | 187.5 | 201.77 | -14.27
2021-11-27 | 1730 | -4 | 124 | 0 | 850 | 1047 | 693 | -80 | -55 | 2021-11-27 | 187.5 | 201.77 | -14.27
2021-11-28 | 1630 | 1005 | 991 | 0 | 1019 | 1046 | 693 | 93 | 59 | 2021-11-28 | 187.5 | 201.77 | -14.27
2021-11-29 | 1700 | 175 | 382 | 0 | 869 | 1042 | 693 | 101 | 0 | 2021-11-29 | 199.5 | 180.02 | 19.48
2021-11-30 | 1700 | -827 | -309 | 0 | 1019 | 969 | 693 | 317 | 504 | 2021-11-30 | 268.33 | 266.49 | 1.84
2021-12-01 | 1700 | -1014 | -900 | 0 | 1019 | 1046 | 421 | 161 | 0 | 2021-12-01 | 279.75 | 255.37 | 24.38
2021-12-02 | 1700 | 1003 | 992 | 0 | 1012 | 680 | 693 | -105 | 0 | 2021-12-02 | 201 | 194.59 | 6.41
2021-12-03 | 1700 | 1006 | 992 | 0 | 1019 | 1047 | 693 | 15 | 0 | 2021-12-03 | 196.5 | 198.67 | -2.17
2021-12-04 | 1730 | 114 | 537 | 0 | 818 | 1047 | 693 | 283 | 0 | 2021-12-04 | 196.5 | 198.67 | -2.17
2021-12-05 | 1700 | 756 | 992 | 0 | 1017 | 764 | 693 | -240 | 0 | 2021-12-05 | 196.5 | 198.67 | -2.17
2021-12-06 | 1700 | -147 | -414 | 0 | 1014 | 712 | 147 | 156 | 0 | 2021-12-06 | 212.5 | 217 | -4.5
2021-12-07 | 1700 | -971 | -1017 | 0 | 955 | 1018 | 612 | -431 | 0 | 2021-12-07 | 300.75 | 246.52 | 54.23
2021-12-08 | 1700 | 81 | -110 | 0 | 663 | 1047 | 693 | 210 | 0 | 2021-12-08 | 220 | 230.63 | -10.63
2021-12-09 | 1700 | -458 | 36 | 0 | 960 | 714 | 693 | 296 | 475 | 2021-12-09 | 215 | 219.19 | -4.19
2021-12-10 | 1700 | -49 | 240 | 0 | 791 | 694 | 693 | -26 | 31 | 2021-12-10 | 214.5 | 211.57 | 2.93
2021-12-11 | 1700 | 895 | 440 | 0 | 1020 | 1001 | 693 | -75 | -63 | 2021-12-11 | 214.5 | 211.57 | 2.93
2021-12-12 | 1700 | 592 | 320 | 0 | 1019 | 903 | 693 | 273 | 504 | 2021-12-12 | 214.5 | 211.57 | 2.93
2021-12-13 | 1730 | 728 | 755 | 0 | 868 | 102 | 693 | -47 | 65 | 2021-12-13 | 350 | 264.53 | 85.47
2021-12-14 | 1700 | -336 | -4 | 0 | 662 | 289 | 693 | 333 | 374 | 2021-12-14 | 425 | 308.9 | 116.1
2021-12-15 | 1630 | 721 | 384 | 0 | 977 | 275 | 693 | 97 | 185 | 2021-12-15 | 425 | 285.51 | 139.49
2021-12-16 | 1730 | 1005 | 991 | 0 | 1019 | 1051 | 693 | 14 | 0 | 2021-12-16 | 314.13 | 263.42 | 50.71
2021-12-17 | 1700 | 1004 | 990 | 0 | 1019 | 1051 | 693 | 253 | 504 | 2021-12-17 | 314.13 | 251.09 | 63.04
2021-12-18 | 1730 | 1006 | 992 | 0 | 1019 | 1051 | 693 | 402 | 360 | 2021-12-18 | 314.13 | 251.09 | 63.04
2021-12-19 | 1700 | 706 | 979 | 0 | 1019 | 1052 | 693 | 226 | 0 | 2021-12-19 | 314.13 | 251.09 | 63.04
2021-12-20 | 1700 | 496 | 677 | 0 | 1016 | 1055 | 693 | 131 | 329 | 2021-12-20 | 325 | 341.65 | -16.65
2021-12-21 | 1700 | 71 | 680 | 0 | 790 | 916 | 693 | 302 | 504 | 2021-12-21 | 310 | 357.17 | -47.17
2021-12-22 | 1700 | -386 | -897 | 0 | 948 | 1052 | 364 | 128 | 34 | 2021-12-22 | 325 | 313.82 | 11.18
2021-12-23 | 1700 | -360 | -242 | 0 | 430 | 1051 | 693 | -83 | 0 | 2021-12-23 | 236.63 | 223.19 | 13.44
2021-12-24 | 1700 | -346 | -273 | 0 | 822 | 884 | 693 | 223 | 179 | 2021-12-24 | 205 | 185.83 | 19.17
2021-12-25 | 1230 | 367 | 76 | 0 | 999 | 1052 | 693 | 151 | 140 | 2021-12-25 | 205 | 185.83 | 19.17
2021-12-26 | 1700 | 1008 | 993 | 0 | 800 | 891 | 669 | -455 | -97 | 2021-12-26 | 205 | 185.83 | 19.17
2021-12-27 | 1730 | 780 | 992 | 0 | 946 | 1052 | 611 | -437 | 0 | 2021-12-27 | 200 | 151.7 | 48.3
2021-12-28 | 1730 | 1007 | 991 | 0 | 1019 | 1052 | 693 | -455 | -131 | 2021-12-28 | 279.75 | 90.08 | 189.67
2021-12-29 | 1730 | 1006 | 992 | 0 | 1019 | 1051 | 693 | -78 | 0 | 2021-12-29 | 125 | 69.8 | 55.2
2021-12-30 | 1700 | 1005 | -4 | 0 | 1019 | 1051 | 693 | -246 | 0 | 2021-12-30 | 118 | 72.16 | 45.84
2021-12-31 | 1700 | 367 | -4 | 0 | 966 | 1048 | 693 | 305 | 35 | 2021-12-31 | 102.5 | 60.99 | 41.51
2022-01-01 | 1700 | 518 | -4 | 0 | 918 | 445 | 688 | 99 | 24 | 2022-01-01 | 102.5 | 60.99 | 41.51
2022-01-02 | 1700 | 801 | -4 | 0 | 1019 | 1023 | 492 | 299 | 29 | 2022-01-02 | 102.5 | 60.99 | 41.51
2022-01-03 | 1700 | 1002 | 968 | 0 | 927 | 762 | 646 | 98 | -62 | 2022-01-03 | 248.57 | 129.84 | 118.73
2022-01-04 | 1730 | 1003 | 983 | 0 | 855 | 308 | 693 | -455 | -429 | 2022-01-04 | 173 | 167.08 | 5.92
2022-01-05 | 1730 | 1008 | 991 | 0 | 984 | 695 | 693 | -420 | -257 | 2022-01-05 | 190 | 179.02 | 10.98
2022-01-06 | 1700 | 321 | 297 | 0 | 659 | 948 | 693 | 136 | 23 | 2022-01-06 | 181.25 | 146.38 | 34.87
2022-01-07 | 1700 | 1007 | 991 | 0 | 1019 | 1052 | 693 | -413 | -101 | 2022-01-07 | 186.5 | 147.19 | 39.31
2022-01-08 | 1730 | 1007 | 991 | 0 | 1019 | 1053 | 693 | 129 | 1 | 2022-01-08 | 186.5 | 147.19 | 39.31
2022-01-09 | 1700 | 1008 | 991 | 0 | 1019 | 1050 | 693 | -448 | -293 | 2022-01-09 | 186.5 | 147.19 | 39.31
2022-01-10 | 1700 | -801 | -332 | 0 | -463 | 105 | 655 | -209 | -63 | 2022-01-10 | 275 | 242.65 | 32.35
2022-01-11 | 1700 | -260 | 381 | 0 | 911 | 682 | 693 | -40 | 0 | 2022-01-11 | 207.5 | 205.95 | 1.55
2022-01-12 | 1700 | 379 | 550 | 0 | 410 | 113 | 693 | -151 | -33 | 2022-01-12 | 345 | 207.89 | 137.11
2022-01-13 | 1700 | 184 | 310 | 0 | 773 | 1053 | 693 | -151 | 0 | 2022-01-13 | 188.48 | 173.74 | 14.74
2022-01-14 | 1730 | 1006 | 991 | 0 | 1020 | 1051 | 693 | 15 | 504 | 2022-01-14 | 198.5 | 196.21 | 2.29
2022-01-15 | 1730 | 1006 | 991 | 0 | 1020 | 325 | 693 | 36 | 0 | 2022-01-15 | 198.5 | 196.21 | 2.29
2022-01-16 | 1730 | 1006 | 991 | 0 | 794 | 660 | 693 | -19 | 0 | 2022-01-16 | 198.5 | 196.21 | 2.29
2022-01-17 | 1730 | 1006 | 990 | 0 | 1019 | 815 | 693 | 152 | 504 | 2022-01-17 | 178 | 192.07 | -14.07
2022-01-18 | 1700 | -630 | -86 | 0 | 996 | 470 | 693 | 297 | 475 | 2022-01-18 | 200 | 195.15 | 4.85
2022-01-19 | 1730 | 200 | -668 | 0 | 1019 | 1054 | 693 | 262 | 45 | 2022-01-19 | 197 | 192.52 | 4.48
2022-01-20 | 1700 | 618 | 639 | 0 | 1019 | 910 | 693 | -387 | 0 | 2022-01-20 | 171.93 | 167.07 | 4.86
2022-01-21 | 1700 | 2 | 325 | 0 | 1019 | 962 | 693 | 224 | 23 | 2022-01-21 | 171.5 | 168.95 | 2.55
2022-01-22 | 1700 | 1008 | 989 | 0 | 1017 | 984 | 693 | 107 | 0 | 2022-01-22 | 171.5 | 168.95 | 2.55
2022-01-23 | 1700 | 1008 | 990 | 0 | 1018 | 117 | 693 | 402 | 504 | 2022-01-23 | 171.5 | 168.95 | 2.55
2022-01-24 | 1730 | 505 | 991 | 0 | 1020 | 1055 | 693 | 14 | 104 | 2022-01-24 | 198 | 239.93 | -41.93
2022-01-25 | 1700 | 146 | 734 | 0 | 980 | 767 | 693 | 14 | 153 | 2022-01-25 | 189 | 229.97 | -40.97
2022-01-26 | 1730 | -517 | -1028 | 0 | 628 | 1054 | 693 | 268 | 180 | 2022-01-26 | 193 | 201.87 | -8.87
2022-01-27 | 1730 | -341 | -601 | 0 | 1019 | 1055 | 693 | -456 | -67 | 2022-01-27 | 165 | 131.18 | 33.82
2022-01-28 | 1730 | -517 | -1027 | 0 | 765 | 712 | 693 | 313 | 213 | 2022-01-28 | 165.25 | 174.48 | -9.23
2022-01-29 | 1730 | 335 | 733 | 0 | 1019 | 873 | 693 | -456 | -418 | 2022-01-29 | 165.25 | 174.48 | -9.23
2022-01-30 | 1730 | 139 | 857 | 0 | 714 | 561 | 693 | 273 | 504 | 2022-01-30 | 165.25 | 174.48 | -9.23
2022-01-31 | 1730 | 505 | 991 | 0 | 920 | 709 | 693 | -95 | 0 | 2022-01-31 | 185 | 189.32 | -4.32
2022-02-01 | 1730 | 352 | 859 | 0 | 1019 | 1054 | 693 | 271 | 46 | 2022-02-01 | 183 | 181.51 | 1.49
2022-02-02 | 1730 | 376 | 443 | 0 | 946 | 1054 | 693 | -455 | -261 | 2022-02-02 | 185 | 160.36 | 24.64
2022-02-03 | 1730 | -508 | -1028 | 0 | 155 | 910 | 693 | 210 | 153 | 2022-02-03 | 155.5 | 155.55 | -0.05
2022-02-04 | 1730 | 531 | 814 | 0 | 523 | 650 | 693 | -247 | -45 | 2022-02-04 | 159 | 155.71 | 3.29
2022-02-05 | 1730 | 1007 | 943 | 0 | 1019 | 823 | 693 | 273 | 504 | 2022-02-05 | 159 | 155.71 | 3.29
2022-02-06 | 1730 | 1007 | 992 | 0 | 1019 | 1054 | 693 | 264 | 204 | 2022-02-06 | 159 | 155.71 | 3.29
2022-02-07 | 1730 | -516 | -295 | 0 | 155 | 466 | 900 | 265 | 128 | 2022-02-07 | 170 | 178.67 | -8.67
2022-02-08 | 1730 | 228 | 87 | 0 | 578 | 902 | 1048 | -244 | 0 | 2022-02-08 | 172.5 | 173.52 | -1.02
2022-02-09 | 1730 | 478 | 991 | 0 | 494 | 447 | 1048 | 132 | 0 | 2022-02-09 | 185 | 172.55 | 12.45
2022-02-10 | 1730 | -90 | -180 | 0 | 132 | 954 | 1048 | -246 | -106 | 2022-02-10 | 149 | 164.24 | -15.24
2022-02-11 | 1730 | -224 | -513 | 0 | 534 | 1028 | 1048 | 303 | 504 | 2022-02-11 | 150.5 | 158.39 | -7.89
2022-02-12 | 1730 | 928 | 827 | 0 | 1020 | 273 | 1048 | -222 | -31 | 2022-02-12 | 150.5 | 158.39 | -7.89
2022-02-13 | 1730 | 1007 | 991 | 0 | 1019 | 853 | 1048 | -161 | 15 | 2022-02-13 | 150.5 | 158.39 | -7.89
2022-02-14 | 1730 | 862 | 789 | 0 | 1019 | 954 | 1048 | -456 | -504 | 2022-02-14 | 165 | 143.77 | 21.23
2022-02-15 | 1730 | 1007 | 581 | 0 | 1019 | 1004 | 1048 | -194 | 34 | 2022-02-15 | 141.72 | 119.95 | 21.77
2022-02-16 | 1730 | 1006 | 991 | 0 | 958 | 1056 | 1048 | 272 | 447 | 2022-02-16 | 145 | 119.77 | 25.23
2022-02-17 | 1830 | 1006 | 991 | 0 | 1019 | 1017 | 1048 | -392 | -508 | 2022-02-17 | 161.38 | 112.56 | 48.82
2022-02-18 | 1730 | 1008 | 991 | 0 | 574 | 161 | 1048 | 273 | 449 | 2022-02-18 | 136.5 | 105.44 | 31.06
2022-02-19 | 1800 | 1007 | 991 | 0 | 591 | 1055 | 1048 | 101 | 137 | 2022-02-19 | 136.5 | 105.44 | 31.06
2022-02-20 | 1730 | -1 | 991 | 0 | 1019 | 1056 | 1048 | 272 | 504 | 2022-02-20 | 136.5 | 105.44 | 31.06
2022-02-21 | 1800 | 505 | 991 | 0 | 347 | 515 | 1048 | -434 | -32 | 2022-02-21 | 150 | 157.98 | -7.98
2022-02-22 | 1800 | 504 | 991 | 0 | 920 | 444 | 1048 | -65 | 0 | 2022-02-22 | 152.5 | 151.33 | 1.17
2022-02-23 | 1800 | 504 | 602 | 0 | 831 | 653 | 1048 | 76 | 0 | 2022-02-23 | 205.57 | 159.86 | 45.71
2022-02-24 | 1800 | 504 | 991 | 0 | 1019 | 925 | 1048 | 271 | 237 | 2022-02-24 | 259.99 | 193.9 | 66.09
2022-02-25 | 1800 | 505 | 991 | 0 | 691 | 658 | 1048 | 402 | 504 | 2022-02-25 | 194.5 | 200.73 | -6.23
2022-02-26 | 1800 | 304 | 230 | 0 | 901 | 958 | 1048 | 260 | 319 | 2022-02-26 | 194.5 | 200.73 | -6.23
2022-02-27 | 1800 | 336 | 191 | 0 | 880 | 1055 | 1048 | 302 | 334 | 2022-02-27 | 194.5 | 200.73 | -6.23
2022-02-28 | 1800 | 493 | 885 | 0 | 732 | 968 | 1048 | -454 | -141 | 2022-02-28 | 220 | 234.29 | -14.29
2022-03-01 | 1800 | 498 | 955 | 0 | 1019 | 1054 | 1048 | -166 | 0 | 2022-03-01 | 235 | 239.49 | -4.49
2022-03-02 | 1800 | -8 | -648 | 0 | 287 | 1053 | 1049 | 191 | 0 | 2022-03-02 | 340 | 279.26 | 60.74
2022-03-03 | 1830 | 503 | 991 | 0 | 1019 | 1055 | 1048 | -164 | -180 | 2022-03-03 | 317.15 | 281.01 | 36.14
2022-03-04 | 1800 | 503 | 991 | 0 | 1015 | 1002 | 1048 | -66 | -37 | 2022-03-04 | 305 | 291.8 | 13.2
2022-03-05 | 1800 | 503 | 991 | 0 | 1019 | 1002 | 1048 | -31 | 0 | 2022-03-05 | 305 | 291.8 | 13.2
2022-03-06 | 1830 | 503 | 991 | 0 | 1020 | 1003 | 1048 | 100 | 298 | 2022-03-06 | 305 | 291.8 | 13.2
2022-03-07 | 1830 | -52 | 578 | 0 | 970 | 1003 | 1048 | 401 | 252 | 2022-03-07 | 360 | 523.76 | -163.76
2022-03-08 | 1830 | -1 | 126 | 0 | -298 | 607 | 1048 | 272 | 254 | 2022-03-08 | 385 | 372.85 | 12.15
2022-03-09 | 1800 | 113 | 352 | 0 | 725 | 438 | 1048 | -366 | -78 | 2022-03-09 | 287.5 | 262.95 | 24.55
2022-03-10 | 1830 | -78 | -382 | 0 | 401 | 854 | 1048 | 272 | 252 | 2022-03-10 | 237.55 | 230.53 | 7.02
2022-03-11 | 1800 | -55 | -91 | 0 | 858 | 894 | 1048 | -455 | -529 | 2022-03-11 | 222.5 | 214.25 | 8.25
2022-03-12 | 1830 | 17 | 623 | 0 | 969 | 960 | 1048 | 304 | 504 | 2022-03-12 | 222.5 | 214.25 | 8.25
2022-03-13 | 1830 | 337 | 715 | 0 | 819 | 619 | 1048 | 273 | 149 | 2022-03-13 | 222.5 | 214.25 | 8.25
2022-03-14 | 1830 | -1 | -78 | 0 | -177 | -104 | 1048 | -344 | 0 | 2022-03-14 | 245 | 212.56 | 32.44
2022-03-15 | 1830 | -1 | -1015 | 0 | 329 | 139 | 1251 | -321 | 0 | 2022-03-15 | 235 | 214.7 | 20.3
2022-03-16 | 1830 | -1 | -256 | 0 | 730 | 1003 | 1259 | -57 | 0 | 2022-03-16 | 216.45 | 213.15 | 3.3
2022-03-17 | 1900 | -1 | 187 | 0 | 293 | 962 | 1097 | -333 | 0 | 2022-03-17 | 200.52 | 180.01 | 20.51
2022-03-18 | 1830 | -1 | -58 | 0 | 995 | 916 | 1251 | 331 | 0 | 2022-03-18 | 184 | 180.07 | 3.93
2022-03-19 | 1900 | -1 | -215 | 0 | 1019 | 1048 | 1097 | 37 | 0 | 2022-03-19 | 184 | 180.07 | 3.93
2022-03-20 | 1900 | -1 | 948 | 0 | 986 | 998 | 1276 | -219 | 0 | 2022-03-20 | 184 | 180.07 | 3.93
2022-03-21 | 1830 | -310 | 97 | 1001 | 186 | 427 | 1391 | 212 | 0 | 2022-03-21 | 205 | 202.17 | 2.83
2022-03-22 | 1900 | -176 | -355 | 0 | 613 | 939 | 693 | 43 | 0 | 2022-03-22 | 200 | 202.96 | -2.96
2022-03-23 | 1900 | 475 | 559 | 0 | 767 | 1044 | 693 | -445 | 0 | 2022-03-23 | 198 | 212.49 | -14.49
2022-03-24 | 1900 | 942 | 975 | 0 | 983 | 1041 | 693 | -455 | 0 | 2022-03-24 | 207.94 | 197.36 | 10.58
2022-03-25 | 1900 | 515 | 981 | 0 | 1019 | 1047 | 693 | -401 | 0 | 2022-03-25 | 199.5 | 192.31 | 7.19
2022-03-26 | 1900 | 1005 | 992 | 0 | 1019 | 1048 | 693 | -440 | 0 | 2022-03-26 | 199.5 | 192.31 | 7.19
2022-03-27 | 1900 | 1006 | 988 | 0 | 884 | 974 | 693 | -352 | 0 | 2022-03-27 | 199.5 | 192.31 | 7.19
2022-03-28 | 1830 | 323 | 488 | 0 | 741 | 1003 | 693 | -455 | 0 | 2022-03-28 | 215 | 235.17 | -20.17
2022-03-29 | 1700 | 355 | 233 | 0 | 279 | 1042 | 693 | -355 | 0 | 2022-03-29 | 216.45 | 245.67 | -29.22
2022-03-30 | 1630 | -500 | -289 | 0 | 770 | 985 | 693 | 403 | 0 | 2022-03-30 | 240 | 297.09 | -57.09
2022-03-31 | 1900 | 448 | 264 | 0 | 1020 | 745 | 693 | 211 | 0 | 2022-03-31 | 254.1 | 289.34 | -35.24

## Figure 16
Figure 16 - Daily peak time flows across the Irish interconnectors in winter 2021/22 (positive MW values mean imports into GB)
MW
Date | Moyle flow at peak times | EWIC flow at peak times
2021-10-29 | -443 | -396
2021-10-30 | -237 | -10
2021-10-31 | 12 | 106
2021-11-01 | -454 | -531
2021-11-02 | -207 | -103
2021-11-03 | 14 | 150
2021-11-04 | -454 | -514
2021-11-05 | -455 | -531
2021-11-06 | 71 | 30
2021-11-07 | -454 | -506
2021-11-08 | 304 | 226
2021-11-09 | -431 | -229
2021-11-10 | -378 | -472
2021-11-11 | 347 | 504
2021-11-12 | -33 | -27
2021-11-13 | -384 | -266
2021-11-14 | -433 | -67
2021-11-15 | -310 | -277
2021-11-16 | 73 | -10
2021-11-17 | -249 | -82
2021-11-18 | -85 | 0
2021-11-19 | -417 | -10
2021-11-20 | -41 | -1
2021-11-21 | -101 | -41
2021-11-22 | -303 | -301
2021-11-23 | -46 | -271
2021-11-24 | 14 | 0
2021-11-25 | 49 | 108
2021-11-26 | 272 | 258
2021-11-27 | -80 | -55
2021-11-28 | 93 | 59
2021-11-29 | 101 | 0
2021-11-30 | 317 | 504
2021-12-01 | 161 | 0
2021-12-02 | -105 | 0
2021-12-03 | 15 | 0
2021-12-04 | 283 | 0
2021-12-05 | -240 | 0
2021-12-06 | 156 | 0
2021-12-07 | -431 | 0
2021-12-08 | 210 | 0
2021-12-09 | 296 | 475
2021-12-10 | -26 | 31
2021-12-11 | -75 | -63
2021-12-12 | 273 | 504
2021-12-13 | -47 | 65
2021-12-14 | 333 | 374
2021-12-15 | 97 | 185
2021-12-16 | 14 | 0
2021-12-17 | 253 | 504
2021-12-18 | 402 | 360
2021-12-19 | 226 | 0
2021-12-20 | 131 | 329
2021-12-21 | 302 | 504
2021-12-22 | 128 | 34
2021-12-23 | -83 | 0
2021-12-24 | 223 | 179
2021-12-25 | 151 | 140
2021-12-26 | -455 | -97
2021-12-27 | -437 | 0
2021-12-28 | -455 | -131
2021-12-29 | -78 | 0
2021-12-30 | -246 | 0
2021-12-31 | 305 | 35
2022-01-01 | 99 | 24
2022-01-02 | 299 | 29
2022-01-03 | 98 | -62
2022-01-04 | -455 | -429
2022-01-05 | -420 | -257
2022-01-06 | 136 | 23
2022-01-07 | -413 | -101
2022-01-08 | 129 | 1
2022-01-09 | -448 | -293
2022-01-10 | -209 | -63
2022-01-11 | -40 | 0
2022-01-12 | -151 | -33
2022-01-13 | -151 | 0
2022-01-14 | 15 | 504
2022-01-15 | 36 | 0
2022-01-16 | -19 | 0
2022-01-17 | 152 | 504
2022-01-18 | 297 | 475
2022-01-19 | 262 | 45
2022-01-20 | -387 | 0
2022-01-21 | 224 | 23
2022-01-22 | 107 | 0
2022-01-23 | 402 | 504
2022-01-24 | 14 | 104
2022-01-25 | 14 | 153
2022-01-26 | 268 | 180
2022-01-27 | -456 | -67
2022-01-28 | 313 | 213
2022-01-29 | -456 | -418
2022-01-30 | 273 | 504
2022-01-31 | -95 | 0
2022-02-01 | 271 | 46
2022-02-02 | -455 | -261
2022-02-03 | 210 | 153
2022-02-04 | -247 | -45
2022-02-05 | 273 | 504
2022-02-06 | 264 | 204
2022-02-07 | 265 | 128
2022-02-08 | -244 | 0
2022-02-09 | 132 | 0
2022-02-10 | -246 | -106
2022-02-11 | 303 | 504
2022-02-12 | -222 | -31
2022-02-13 | -161 | 15
2022-02-14 | -456 | -504
2022-02-15 | -194 | 34
2022-02-16 | 272 | 447
2022-02-17 | -392 | -508
2022-02-18 | 273 | 449
2022-02-19 | 101 | 137
2022-02-20 | 272 | 504
2022-02-21 | -434 | -32
2022-02-22 | -65 | 0
2022-02-23 | 76 | 0
2022-02-24 | 271 | 237
2022-02-25 | 402 | 504
2022-02-26 | 260 | 319
2022-02-27 | 302 | 334
2022-02-28 | -454 | -141
2022-03-01 | -166 | 0
2022-03-02 | 191 | 0
2022-03-03 | -164 | -180
2022-03-04 | -66 | -37
2022-03-05 | -31 | 0
2022-03-06 | 100 | 298
2022-03-07 | 401 | 252
2022-03-08 | 272 | 254
2022-03-09 | -366 | -78
2022-03-10 | 272 | 252
2022-03-11 | -455 | -529
2022-03-12 | 304 | 504
2022-03-13 | 273 | 149
2022-03-14 | -344 | 0
2022-03-15 | -321 | 0
2022-03-16 | -57 | 0
2022-03-17 | -333 | 0
2022-03-18 | 331 | 0
2022-03-19 | 37 | 0
2022-03-20 | -219 | 0
2022-03-21 | 212 | 0
2022-03-22 | 43 | 0
2022-03-23 | -445 | 0
2022-03-24 | -455 | 0
2022-03-25 | -401 | 0
2022-03-26 | -440 | 0
2022-03-27 | -352 | 0
2022-03-28 | -455 | 0
2022-03-29 | -355 | 0
2022-03-30 | 403 | 0
2022-03-31 | 211 | 0

## Figure 17
Figure 17 - Historically traded GB winter ahead forward electricity baseload prices for Winter 2020/21 and Winter 2021/22
Date | £/MWh
| 2020/21 GB baseload | 2021/22 GB baseload | 2022/23 GB baseload | Interpolated 2020/21 GB baseload | Interpolated 2021/22 GB baseload | Interpolated 2022/23 GB baseload
2021-09-30 | 49.65 | 228 | 507.65 | 49.65 | 228 | 507.65
2021-09-29 | 49.85 | 233.8 | 542.7 | 49.85 | 233.8 | 542.7
2021-09-28 | 50.1 | 224.7 | 562 | 50.1 | 224.7 | 562
2021-09-27 |  | 213.25 | 545 | 49 | 213.25 | 545
2021-09-26 |  |  | 510 | 49 | 193.65 | 510
2021-09-25 | 49 |  |  | 49 | 193.65 | 525
2021-09-24 | 48.9 | 193.65 |  | 48.9 | 193.65 | 525
2021-09-23 | 48.8 | 186.4 | 525 | 48.8 | 186.4 | 525
2021-09-22 | 48.8 | 184.5 | 508 | 48.8 | 184.5 | 508
2021-09-21 | 48.05 | 184.25 | 468.5 | 48.05 | 184.25 | 468.5
2021-09-20 |  | 179.9 | 462.65 | 49.25 | 179.9 | 462.65
2021-09-19 |  |  |  | 49.25 | 165.8 | 465
2021-09-18 | 49.25 |  |  | 49.25 | 165.8 | 465
2021-09-17 | 48.95 | 165.8 |  | 48.95 | 165.8 | 465
2021-09-16 | 49.75 | 163.5 | 465 | 49.75 | 163.5 | 465
2021-09-15 | 49.65 | 181.35 | 506.5 | 49.65 | 181.35 | 506.5
2021-09-14 | 49.45 | 161.35 | 518.5 | 49.45 | 161.35 | 518.5
2021-09-13 |  | 152.75 | 476.7 | 48.2 | 152.75 | 476.7
2021-09-12 |  |  | 457 | 48.2 | 141.1 | 457
2021-09-11 | 48.2 |  |  | 48.2 | 141.1 | 488
2021-09-10 | 48 | 141.1 |  | 48 | 141.1 | 488
2021-09-09 | 47.7 | 139.05 | 488 | 47.7 | 139.05 | 488
2021-09-08 | 47.4 | 136.05 | 554.95 | 47.4 | 136.05 | 554.95
2021-09-07 | 47.95 | 132 | 584 | 47.95 | 132 | 584
2021-09-06 |  | 130.3 | 625 | 48.85 | 130.3 | 625
2021-09-05 |  |  | 655 | 48.85 | 127.55 | 655
2021-09-04 | 48.85 |  |  | 48.85 | 127.55 | 610
2021-09-03 | 49 | 127.55 |  | 49 | 127.55 | 610
2021-09-02 | 48.05 | 127 | 610 | 48.05 | 127 | 610
2021-09-01 | 48.55 | 124 | 667 | 48.55 | 124 | 667
2021-08-31 |  | 124.7 | 663 | 49.2 | 124.7 | 663
2021-08-30 |  |  | 732 | 49.2 | 120.25 | 732
2021-08-29 |  |  |  | 49.2 | 120.25 | 830
2021-08-28 | 49.2 |  |  | 49.2 | 120.25 | 830
2021-08-27 | 47.4 | 120.25 |  | 47.4 | 120.25 | 830
2021-08-26 | 48.1 | 115.7 | 830 | 48.1 | 115.7 | 830
2021-08-25 | 47.8 | 115.05 | 781 | 47.8 | 115.05 | 781
2021-08-24 | 46.05 | 114.3 | 735 | 46.05 | 114.3 | 735
2021-08-23 |  | 110.2 | 686 | 44.4 | 110.2 | 686
2021-08-22 |  |  | 709.05 | 44.4 | 108.85 | 709.05
2021-08-21 | 44.4 |  |  | 44.4 | 108.85 | 649
2021-08-20 | 45.7 | 108.85 |  | 45.7 | 108.85 | 649
2021-08-19 | 45.9 | 105.75 | 649 | 45.9 | 105.75 | 649
2021-08-18 | 46.05 | 113.6 | 635 | 46.05 | 113.6 | 635
2021-08-17 | 45.05 | 117.9 | 626 | 45.05 | 117.9 | 626
2021-08-16 |  | 119.15 | 630 | 44.55 | 119.15 | 630
2021-08-15 |  |  | 626.5 | 44.55 | 113.6 | 626.5
2021-08-14 | 44.55 |  |  | 44.55 | 113.6 | 597
2021-08-13 | 44.05 | 113.6 |  | 44.05 | 113.6 | 597
2021-08-12 | 43.7 | 115 | 597 | 43.7 | 115 | 597
2021-08-11 | 44.15 | 114.75 | 599.9 | 44.15 | 114.75 | 599.9
2021-08-10 | 44.3 | 111.9 | 597.5 | 44.3 | 111.9 | 597.5
2021-08-09 |  | 109.8 | 575 | 44.55 | 109.8 | 575
2021-08-08 |  |  | 585.5 | 44.55 | 109.35 | 585.5
2021-08-07 | 44.55 |  |  | 44.55 | 109.35 | 590.5
2021-08-06 | 44.25 | 109.35 |  | 44.25 | 109.35 | 590.5
2021-08-05 | 43.7 | 109.3 | 590.5 | 43.7 | 109.3 | 590.5
2021-08-04 | 43.3 | 107.45 | 600 | 43.3 | 107.45 | 600
2021-08-03 | 42.65 | 105.75 | 560 | 42.65 | 105.75 | 560
2021-08-02 |  | 106.45 | 559 | 41.65 | 106.45 | 559
2021-08-01 |  |  | 555 | 41.65 | 104.35 | 555
2021-07-31 | 41.65 |  |  | 41.65 | 104.35 | 539
2021-07-30 | 41.45 | 104.35 |  | 41.45 | 104.35 | 539
2021-07-29 | 41.55 | 104.4 | 539 | 41.55 | 104.4 | 539
2021-07-28 | 40.9 | 101.5 | 558 | 40.9 | 101.5 | 558
2021-07-27 | 40.55 | 98 | 556 | 40.55 | 98 | 556
2021-07-26 |  | 97.6 | 540 | 41.35 | 97.6 | 540
2021-07-25 |  |  | 495 | 41.35 | 94.7 | 495
2021-07-24 | 41.35 |  |  | 41.35 | 94.7 | 470
2021-07-23 | 41.8 | 94.7 |  | 41.8 | 94.7 | 470
2021-07-22 | 41.4 | 95.8 | 470 | 41.4 | 95.8 | 470
2021-07-21 | 41.6 | 96.35 | 465 | 41.6 | 96.35 | 465
2021-07-20 | 41.05 | 95.2 | 477.5 | 41.05 | 95.2 | 477.5
2021-07-19 |  | 96.25 | 467.5 | 43 | 96.25 | 467.5
2021-07-18 |  |  | 473.3 | 43 | 94.35 | 473.3
2021-07-17 | 43 |  |  | 43 | 94.35 | 450
2021-07-16 | 42.8 | 94.35 |  | 42.8 | 94.35 | 450
2021-07-15 | 44 | 91.9 | 450 | 44 | 91.9 | 450
2021-07-14 | 44.25 | 92.4 | 468 | 44.25 | 92.4 | 468
2021-07-13 | 44.35 | 94.9 | 465 | 44.35 | 94.9 | 465
2021-07-12 |  | 93.4 | 446 | 44 | 93.4 | 446
2021-07-11 |  |  | 423 | 44 | 98.05 | 423
2021-07-10 | 44 |  |  | 44 | 98.05
2021-07-09 | 44.35 | 98.05 |  | 44.35 | 98.05

## Table 2
Table 2 - Assumed breakdown rates by fuel type (based on a 3 year rolling average)
Assumed Breakdown Rate​s by fuel type (based on a 3 year rolling average)
| Power Station Fuel Type | 21/22 | 22/23
| Coal​ | 11% | 10%
| CCGT​ | 6% | 6%
| Nuclear​ | 9% | 10%
| OCGT​ | 5% | 7%
| Biomass​ | 5% | 6%
| Hydro​ | 9% | 8%
| Wind EFC​ (Base case) | 17% | 16.1%
| Pumped storage​ | 3% | 3%