## Dec 2025
Public
Mandatory Frequency Response Capabilities
MW Response Capability by BMU
|  | Primary Response (Max MWhrs) | [5 empty] | Secondary Response (Max Mwhrs) |  |  |  | High Frequency Response (Max MWhrs)
UNIT | Mode | 0.2Hz | Genset Deload (MW) | 0.5Hz | Genset Deload (MW) | 0.8Hz | Genset Deload (MW) | 0.2/0.2Hz | Genset Deload (MW) | 0.5/0.5Hz | Genset Deload (MW) | 0.2Hz | Genset Deload (MW) | 0.5Hz | Genset Deload (MW)
ABRBO-1 | A | 7 | 86 | 19 | 86 | 33 | 86 | 9 | 86 | 23 | 86 | 7 | 78 | 19 | 67
AKGLW-3 | A | 7 | 82 | 18 | 82 | 19 | 82 | 7 | 82 | 18 | 82 | 7 | 74 | 19 | 62
ARCHW-1 | A | 10 | 92 | 25 | 92 | 25 | 92 | 12 | 92 | 30 | 92 | 11 | 73 | 24 | 56
BAGE-1 | A | 30 | 255 | 70 | 255 | 90 | 255 | 35 | 255 | 90 | 255 | 28 | 220 | 70 | 185
BAGE-2 | A | 3 | 17 | 8 | 17 | 12 | 17 | 4 | 17 | 9 | 17 | 2 | 17 | 5 | 17
BEATO-1 | A | 13 | 126 | 35 | 126 | 37 | 126 | 14 | 126 | 36 | 126 | 13 | 112 | 35 | 91
BEATO-2 | A | 13 | 126 | 35 | 126 | 37 | 126 | 14 | 126 | 36 | 126 | 13 | 112 | 35 | 91
BEATO-3 | A | 17 | 168 | 47 | 168 | 49 | 168 | 18 | 168 | 48 | 168 | 18 | 149 | 48 | 119
BEATO-4 | A | 17 | 168 | 47 | 168 | 49 | 168 | 18 | 168 | 48 | 168 | 18 | 149 | 48 | 119
BEINW-1 | A | 9 | 93 | 24 | 93 | 33 | 93 | 8 | 93 | 25 | 93 | 9 | 74 | 20 | 74
BHLAW-1 | A | 7 | 98 | 16 | 98 | 19 | 98 | 10 | 98 | 26 | 98 | 8 | 87 | 18 | 78
BHOLB-1 | A | 2 | 0 | 7 | 0 | 7 | 0 | 2 | 0 | 7 | 0 | 2 | 0 | 7 | 0
BLLA-1 | A | 6 | 99 | 13 | 99 | 13 | 99 | 15 | 99 | 39 | 99 | 9 | 83 | 16 | 83
BLLA-2 | A | 3 | 47 | 8 | 47 | 12 | 47 | 4 | 47 | 11 | 47 | 4 | 37 | 10 | 37
BRBEO-1 | A | 20 | 258 | 50 | 258 | 50 | 258 | 22 | 258 | 63 | 258 | 17 | 194 | 46 | 194
BRDUW-1 | A | 6 | 58 | 17 | 58 | 17 | 58 | 7 | 58 | 17 | 58 | 6 | 36 | 17 | 36
BRGG-1 | A | 16 | 110 | 32 | 110 | 48 | 110 | 16 | 110 | 40 | 110 | 14 | 96 | 34 | 46
BURBW-1 | A | 0 | 90 | 0 | 90 | 0 | 90 | 0 | 90 | 0 | 90 | 0 | 90 | 0 | 90
BUSTB-1 | A | 5 | 50 | 12 | 50 | 20 | 50 | 5 | 50 | 12 | 50 | 5 | 40 | 12 | 40
CARR-1 | A | 35 | 269 | 58 | 269 | 58 | 269 | 35 | 325 | 88 | 325 | 34 | 269 | 56 | 269
CARR-2 | A | 35 | 269 | 58 | 269 | 58 | 269 | 35 | 325 | 88 | 325 | 34 | 269 | 56 | 269
CDCL-1 | A | 30 | 231 | 46 | 231 | 46 | 231 | 34 | 231 | 45 | 231 | 29 | 172 | 72 | 135
CLAC-1 | A | 3 | 28 | 8 | 28 | 13 | 28 | 3 | 36 | 9 | 36 | 3 | 28 | 8 | 28
CLDCW-1 | A | 14 | 14 | 34 | 113 | 36 | 113 | 13 | 113 | 35 | 113 | 13 | 99 | 34 | 78
CLDNW-1 | A | 13 | 108 | 33 | 108 | 35 | 108 | 13 | 108 | 35 | 108 | 12 | 95 | 33 | 74
CLDSW-1 | A | 16 | 129 | 40 | 129 | 43 | 129 | 16 | 129 | 42 | 129 | 16 | 113 | 41 | 88
CMSTW-1 | A | 4 | 35 | 10 | 35 | 16 | 35 | 4 | 35 | 11 | 35 | 4 | 31 | 10 | 25
CNQPS-1 | A | 22 | 170 | 55 | 170 | 55 | 170 | 28 | 170 | 70 | 170 | 26 | 120 | 60 | 105
CNQPS-2 | A | 22 | 170 | 55 | 170 | 55 | 170 | 28 | 170 | 70 | 170 | 22 | 120 | 55 | 105
CNQPS-3 | A | 22 | 170 | 55 | 170 | 55 | 170 | 28 | 170 | 70 | 170 | 22 | 120 | 55 | 105
CNQPS-4 | A | 22 | 170 | 55 | 170 | 55 | 170 | 28 | 170 | 70 | 170 | 28 | 105 | 55 | 105
CORB-1 | A | 10 | 130 | 30 | 130 | 50 | 130 | 28 | 130 | 60 | 130 | 15 | 95 | 40 | 60
COSO-1 | A | 20 | 380 | 40 | 380 | 50 | 380 | 60 | 380 | 140 | 380 | 17 | 304 | 40 | 304
COWE1 | A | 7 | 30 | 17 | 30 | 17 | 30 | 7 | 30 | 17 | 30 | 7 | 30 | 17 | 30
COWE2 | A | 7 | 30 | 17 | 30 | 17 | 30 | 7 | 30 | 17 | 30 | 7 | 30 | 17 | 30
CRUA-1 | A | 10 | 110 | 25 | 110 | 37 | 110 | 12 | 110 | 30 | 110 | 10 | 84 | 25 | 48
CRUA-2 | A | 10 | 110 | 25 | 110 | 37 | 110 | 12 | 110 | 30 | 110 | 10 | 84 | 25 | 48
CRUA-3 | A | 7 | 30 | 15 | 30 | 21 | 30 | 9 | 30 | 24 | 30 | 5 | 25 | 13 | 15
CRUA-4 | A | 7 | 30 | 15 | 30 | 21 | 30 | 9 | 30 | 24 | 30 | 5 | 25 | 13 | 15
CRYRW-2 | A | 15 | 138 | 38 | 138 | 40 | 138 | 15 | 138 | 40 | 138 | 13 | 109 | 40 | 63
CRYRW-3 | A | 1 | 14 | 3 | 14 | 4 | 14 | 1 | 14 | 4 | 14 | 1 | 10 | 3 | 10
DAMC-1 | A | 64 | 380 | 136 | 380 | 156 | 380 | 80 | 380 | 180 | 380 | 60 | 293 | 190 | 128
DDGNO-1 | A | 9 | 108 | 25 | 108 | 26 | 108 | 10 | 108 | 26 | 108 | 9 | 97 | 25 | 81
DDGNO-2 | A | 8 | 90 | 20 | 90 | 22 | 90 | 8 | 90 | 21 | 90 | 8 | 81 | 21 | 68
DDGNO-3 | A | 9 | 102 | 24 | 102 | 25 | 102 | 9 | 102 | 25 | 102 | 9 | 92 | 24 | 77
DDGNO-4 | A | 9 | 102 | 24 | 102 | 25 | 102 | 9 | 102 | 25 | 102 | 9 | 92 | 24 | 77
DIDCB5 | A | 40 | 330 | 104 | 330 | 125 | 330 | 55 | 330 | 140 | 330 | 40 | 185 | 105 | 185
DIDCB6 | A | 50 | 250 | 105 | 250 | 105 | 250 | 50 | 250 | 130 | 250 | 50 | 153 | 110 | 103
DINO-1 | A | 14 | 138 | 39 | 138 | 58 | 138 | 28 | 138 | 72 | 138 | 14 | 118 | 36 | 88
DINO-2 | A | 14 | 138 | 39 | 138 | 58 | 138 | 28 | 138 | 72 | 138 | 14 | 118 | 36 | 88
DINO-3 | A | 14 | 138 | 39 | 138 | 58 | 138 | 28 | 138 | 72 | 138 | 14 | 118 | 36 | 88
DINO-4 | A | 14 | 138 | 39 | 138 | 58 | 138 | 28 | 138 | 72 | 138 | 14 | 118 | 36 | 88
DINO-5 | A | 14 | 138 | 39 | 138 | 58 | 138 | 28 | 138 | 72 | 138 | 14 | 118 | 36 | 88
DINO-6 | A | 14 | 138 | 39 | 138 | 58 | 138 | 28 | 138 | 72 | 138 | 14 | 118 | 36 | 88
DOREW-1 | A | 6 | 49 | 13 | 49 | 14 | 49 | 7 | 49 | 18 | 49 | 7 | 42 | 17 | 32
DOREW-2 | A | 6 | 49 | 13 | 49 | 14 | 49 | 7 | 49 | 18 | 49 | 7 | 42 | 17 | 32
DRAXX-1 | A | 68 | 345 | 100 | 345 | 100 | 345 | 64 | 95 | 110 | 345 | 60 | 225 | 70 | 225
DRAXX-2 | A | 68 | 345 | 100 | 345 | 100 | 345 | 64 | 95 | 110 | 345 | 60 | 225 | 70 | 225
DRAXX-3 | A | 68 | 345 | 100 | 345 | 100 | 345 | 64 | 95 | 110 | 345 | 60 | 225 | 70 | 225
DRAXX-4 | A | 68 | 345 | 100 | 345 | 100 | 345 | 64 | 95 | 110 | 345 | 60 | 225 | 70 | 225
DRAXX-5 | A | 68 | 345 | 100 | 345 | 100 | 345 | 64 | 95 | 110 | 345 | 60 | 225 | 70 | 225
DRAXX-6 | A | 68 | 345 | 100 | 345 | 100 | 345 | 64 | 95 | 110 | 345 | 60 | 225 | 70 | 225
DRSLW-1 | A | 6 | 69 | 16 | 69 | 17 | 69 | 6 | 69 | 17 | 69 | 6 | 61 | 16 | 54
DUNGW-1 | A | 8 | 89 | 21 | 89 | 33 | 89 | 8 | 89 | 23 | 89 | 8 | 80 | 21 | 69
EAAO-1 | A | 18 | 182 | 48 | 182 | 52 | 182 | 19 | 182 | 50 | 182 | 18 | 164 | 48 | 134
EAAO-2 | A | 17 | 175 | 46 | 175 | 50 | 175 | 18 | 175 | 48 | 175 | 18 | 157 | 46 | 157
EECL-1 | A | 19 | 321 | 42 | 321 | 45 | 321 | 33 | 321 | 84 | 321 | 25 | 281 | 56 | 235
ERRO-1 | A | 1 | 21 | 1 | 21 | 1 | 21 | 2 | 21 | 5 | 21 | 1 | 17 | 1 | 17
ERRO-2 | A | 1 | 21 | 1 | 21 | 1 | 21 | 2 | 21 | 5 | 21 | 1 | 17 | 1 | 17
ERRO-3 | A | 1 | 21 | 1 | 21 | 1 | 21 | 2 | 21 | 5 | 21 | 1 | 17 | 1 | 17
FAARW-1 | A | 2 | 37 | 4 | 37 | 4 | 37 | 4 | 37 | 12 | 37 | 2 | 33 | 4 | 33
FAARW-2 | A | 2 | 37 | 4 | 37 | 4 | 37 | 4 | 37 | 12 | 37 | 2 | 33 | 4 | 33
FALGW-1 | A | 11 | 108 | 28 | 108 | 41 | 108 | 13 | 108 | 35 | 108 | 10 | 86 | 22 | 64
FASN-1 | A | 0 | 15 | 1 | 15 | 1 | 15 | 1 | 15 | 2 | 15 | 0 | 15 | 1 | 12
FASN2 | A | 0 | 15 | 1 | 15 | 1 | 15 | 1 | 15 | 2 | 15 | 0 | 15 | 1 | 12
FASN3 | A | 0 | 15 | 1 | 15 | 1 | 15 | 1 | 15 | 2 | 15 | 0 | 15 | 1 | 12
FAWN-1 | A | 10 | 52 | 25 | 52 | 40 | 52 | 13 | 52 | 32 | 52 | 11 | 37 | 27 | 27
FELL-1 | A | 9 | 63 | 21 | 63 | 22 | 63 | 10 | 63 | 24 | 63 | 9 | 63 | 22 | 63
FFES-1 | A | 10 | 35 | 27 | 35 | 30 | 35 | 9 | 35 | 22 | 35 | 4 | 27 | 6 | 27
FFES-2 | A | 10 | 35 | 27 | 35 | 30 | 35 | 9 | 35 | 22 | 35 | 4 | 27 | 6 | 27
FFES-3 | A | 10 | 35 | 27 | 35 | 30 | 35 | 9 | 35 | 22 | 35 | 4 | 27 | 6 | 27
FFES-4 | A | 10 | 35 | 27 | 35 | 30 | 35 | 9 | 35 | 22 | 35 | 4 | 27 | 6 | 27
FINL-1 | A | 0 | 14 | 1 | 14 | 1 | 14 | 1 | 14 | 2 | 14 | 0 | 14 | 1 | 11
FOYE-1 | A | 6 | 60 | 13 | 60 | 16 | 60 | 11 | 60 | 27 | 60 | 5 | 30 | 11 | 30
FOYE-2 | A | 6 | 60 | 13 | 60 | 16 | 60 | 11 | 60 | 27 | 60 | 5 | 30 | 11 | 30
GAOFO-1 | A | 4 | 87 | 9 | 87 | 9 | 87 | 4 | 87 | 9 | 87 | 4 | 87 | 9 | 87
GAOFO-2 | A | 4 | 87 | 9 | 87 | 9 | 87 | 4 | 87 | 9 | 87 | 4 | 57 | 9 | 57
GAOFO-3 | A | 4 | 87 | 9 | 87 | 9 | 87 | 4 | 87 | 9 | 87 | 4 | 57 | 9 | 57
GAOFO-4 | A | 4 | 87 | 9 | 87 | 9 | 87 | 4 | 87 | 9 | 87 | 4 | 57 | 9 | 57
GLNDO-1 | A | 6 | 80 | 12 | 45 | 17 | 45 | 12 | 45 | 25 | 45 | 8 | 65 | 18 | 45
GNFSW-1 | A | 11 | 100 | 30 | 100 | 30 | 100 | 12 | 100 | 31 | 100 | 12 | 70 | 30 | 70
GNFSW-2 | A | 7 | 64 | 18 | 64 | 18 | 64 | 8 | 64 | 18 | 64 | 6 | 49 | 15 | 49
GORDW-1 | A | 6 | 62 | 16 | 56 | 26 | 45 | 7 | 62 | 18 | 62 | 6 | 56 | 16 | 45
GRAI-6 | A | 24 | 320 | 58 | 320 | 58 | 320 | 35 | 320 | 88 | 320 | 28 | 270 | 60 | 230
GRAI-7 | A | 30 | 232 | 60 | 232 | 60 | 232 | 32 | 232 | 84 | 232 | 32 | 175 | 65 | 135
GRAI-8 | A | 26 | 232 | 58 | 232 | 58 | 232 | 32 | 232 | 84 | 232 | 32 | 175 | 65 | 135
GRGBW-1 | A | 17 | 167 | 45 | 167 | 48 | 167 | 18 | 167 | 48 | 167 | 17 | 150 | 46 | 122
GRGBW-2 | A | 18 | 167 | 48 | 167 | 51 | 167 | 19 | 167 | 50 | 167 | 18 | 147 | 48 | 117
GRGBW-3 | A | 17 | 166 | 45 | 166 | 48 | 166 | 18 | 166 | 48 | 166 | 17 | 149 | 46 | 121
GRGRW-1 | A | 3 | 32 | 8 | 32 | 14 | 32 | 3 | 32 | 8 | 32 | 3 | 24 | 8 | 24
GRIFW-1 | A | 8 | 94 | 22 | 94 | 23 | 94 | 8 | 94 | 22 | 94 | 8 | 85 | 22 | 72
GRIFW-2 | A | 8 | 94 | 22 | 94 | 23 | 94 | 8 | 94 | 22 | 94 | 8 | 85 | 22 | 72
GRMO-1 | A | 8 | 43 | 8 | 43 | 8 | 43 | 8 | 43 | 8 | 43 | 8 | 23 | 8 | 23
GYAR-1 | A | 17 | 176 | 42 | 176 | 66 | 176 | 24 | 176 | 60 | 176 | 17 | 176 | 42 | 176
GYMRO-15 | A | 6 | 145 | 15 | 145 | 15 | 145 | 6 | 145 | 15 | 145 | 6 | 44 | 15 | 44
GYMRO-17 | A | 6 | 145 | 15 | 145 | 15 | 145 | 6 | 145 | 15 | 145 | 6 | 44 | 15 | 44
GYMRO-26 | A | 6 | 145 | 15 | 145 | 15 | 145 | 6 | 145 | 15 | 145 | 6 | 44 | 15 | 44
GYMRO-28 | A | 6 | 145 | 15 | 145 | 15 | 145 | 6 | 145 | 15 | 145 | 6 | 44 | 15 | 44
HADHW-1 | A | 7 | 76 | 14 | 76 | 22 | 76 | 13 | 76 | 34 | 76 | 8 | 65 | 17 | 65
HMGTO-1 | A | 8 | 88 | 20 | 88 | 35 | 88 | 10 | 88 | 25 | 88 | 8 | 68 | 19 | 68
HMGTO-2 | A | 9 | 91 | 23 | 91 | 37 | 91 | 10 | 91 | 25 | 91 | 10 | 67 | 24 | 67
HOWAO-1 | A | 42 | 400 | 112 | 400 | 120 | 400 | 44 | 400 | 116 | 400 | 42 | 364 | 112 | 294
HOWAO-2 | A | 42 | 400 | 112 | 400 | 120 | 400 | 44 | 400 | 116 | 400 | 42 | 364 | 112 | 294
HOWAO-3 | A | 42 | 400 | 112 | 400 | 120 | 400 | 44 | 400 | 116 | 400 | 42 | 364 | 112 | 294
HRSTW-1 | A | 12 | 102 | 30 | 102 | 45 | 102 | 13 | 102 | 34 | 102 | 13 | 80 | 27 | 66
HUMR-1 | A | 60 | 533 | 150 | 533 | 200 | 533 | 80 | 533 | 200 | 533 | 62 | 419 | 155 | 251
INDQ-1 | A | 12 | 102 | 31 | 102 | 43 | 102 | 13 | 102 | 34 | 102 | 12 | 72 | 30 | 72
KEAD-1 | A | 38 | 415 | 90 | 415 | 90 | 415 | 55 | 415 | 138 | 415 | 38 | 355 | 90 | 285
KEAD-2 | A | 41 | 566 | 102 | 566 | 108 | 566 | 57 | 566 | 124 | 566 | 41 | 458 | 99 | 458
KENNW-1 | A | 5 | 54 | 14 | 54 | 18 | 54 | 5 | 54 | 14 | 54 | 5 | 40 | 14 | 40
KILBW-1 | A | 3 | 56 | 8 | 56 | 13 | 56 | 5 | 56 | 14 | 56 | 4 | 53 | 9 | 47
KILLPG-1 | A | 19 | 180 | 29 | 145 | 29 | 145 | 34 | 145 | 36 | 180 | 20 | 107 | 41 | 107
KILLPG-2 | A | 20 | 190 | 30 | 151 | 30 | 151 | 26 | 190 | 35 | 151 | 21 | 114 | 50 | 114
KLYN-A-1 | A | 22 | 185 | 45 | 185 | 52 | 185 | 40 | 185 | 95 | 185 | 22 | 155 | 45 | 125
KPMRW-1 | A | 9 | 75 | 20 | 75 | 30 | 75 | 9 | 75 | 23 | 75 | 9 | 67 | 22 | 54
LAGA-1 | A | 55 | 500 | 123 | 500 | 140 | 500 | 52 | 500 | 130 | 500 | 53 | 475 | 130 | 475
LARYO-1 | A | 16 | 155 | 40 | 155 | 45 | 155 | 18 | 155 | 45 | 155 | 14 | 120 | 35 | 120
LARYO-2 | A | 16 | 158 | 40 | 158 | 45 | 158 | 18 | 158 | 45 | 158 | 14 | 120 | 35 | 120
LARYO-3 | A | 16 | 158 | 40 | 158 | 45 | 158 | 18 | 158 | 45 | 158 | 14 | 120 | 35 | 120
LARYO-4 | A | 16 | 158 | 40 | 158 | 45 | 158 | 18 | 158 | 45 | 158 | 14 | 120 | 35 | 120
LBAR-1 | A | 39 | 360 | 88 | 360 | 88 | 360 | 55 | 360 | 145 | 360 | 41 | 270 | 90 | 270
LBAR-1G | A | 1 | 16 | 4 | 16 | 6 | 16 | 2 | 16 | 4 | 16 | 1 | 9 | 4 | 9
LCLTW-1 | A | 7 | 69 | 18 | 69 | 20 | 69 | 7 | 69 | 19 | 69 | 8 | 49 | 20 | 49
LNCSO-1 | A | 12 | 130 | 30 | 130 | 32 | 130 | 12 | 130 | 32 | 130 | 10 | 100 | 26 | 100
LNCSO-2 | A | 13 | 140 | 34 | 140 | 36 | 140 | 14 | 140 | 36 | 140 | 12 | 125 | 32 | 125
MEDP-1 | A | 30 | 380 | 76 | 330 | 76 | 330 | 48 | 380 | 105 | 380 | 31 | 330 | 79 | 290
MILWW-1 | A | 6 | 32 | 8 | 54 | 13 | 54 | 5 | 54 | 14 | 54 | 3 | 43 | 8 | 43
MKHLW-1 | A | 4 | 42 | 10 | 42 | 12 | 42 | 5 | 42 | 13 | 42 | 5 | 37 | 12 | 30
MOYEW-1 | A | 6 | 53 | 11 | 53 | 15 | 53 | 6 | 53 | 15 | 53 | 6 | 38 | 15 | 38
MRWD-1 | A | 43 | 448 | 100 | 448 | 112 | 448 | 67 | 448 | 160 | 448 | 36 | 328 | 93 | 328
NANT-1 | A | 0 | 15 | 0 | 15 | 0 | 15 | 0 | 15 | 1 | 15 | 0 | 15 | 0 | 15
PEHE-1 | A | 42 | 420 | 72 | 420 | 72 | 420 | 83 | 420 | 117 | 420 | 35 | 350 | 84 | 260
PEHE-2 | A | 16 | 490 | 40 | 265 | 42 | 490 | 0 | 490 | 0 | 490 | 0 | 490 | 0 | 490
PEMB-11 | A | 38 | 113 | 63 | 276 | 63 | 276 | 33 | 276 | 90 | 276 | 35 | 241 | 64 | 210
PEMB-21 | A | 38 | 113 | 63 | 276 | 63 | 276 | 33 | 276 | 90 | 276 | 35 | 241 | 64 | 210
PEMB-31 | A | 38 | 113 | 63 | 276 | 63 | 276 | 33 | 276 | 90 | 276 | 35 | 241 | 64 | 210
PEMB-41 | A | 38 | 113 | 63 | 276 | 63 | 276 | 33 | 276 | 90 | 276 | 35 | 241 | 64 | 210
PEMB-51 | A | 38 | 113 | 63 | 276 | 63 | 276 | 33 | 276 | 90 | 276 | 35 | 241 | 64 | 210
PETEM1 | A | 20 | 180 | 46 | 180 | 52 | 180 | 24 | 180 | 58 | 180 | 20 | 150 | 50 | 100
PINFB-1 | A | 3 | 6 | 6 | 25 | 6 | 25 | 2 | 25 | 6 | 25 | 3 | 21 | 6 | 15
PINFB-2 | A | 3 | 6 | 6 | 25 | 6 | 25 | 2 | 25 | 6 | 25 | 3 | 21 | 6 | 15
PINFB-3 | A | 3 | 6 | 6 | 25 | 6 | 25 | 2 | 25 | 6 | 25 | 3 | 21 | 6 | 15
PINFB-4 | A | 3 | 6 | 6 | 25 | 6 | 25 | 2 | 25 | 6 | 25 | 3 | 21 | 6 | 15
PNYCW-1 | A | 25 | 228 | 67 | 228 | 72 | 228 | 26 | 228 | 70 | 228 | 25 | 203 | 63 | 161
RATS-1 | A | 50 | 270 | 90 | 270 | 90 | 270 | 36 | 270 | 50 | 270 | 42 | 105 | 75 | 155
RATS-2 | A | 40 | 270 | 90 | 270 | 100 | 270 | 36 | 270 | 50 | 270 | 40 | 195 | 75 | 195
RATS-3 | A | 40 | 270 | 90 | 270 | 100 | 270 | 36 | 270 | 50 | 270 | 40 | 195 | 75 | 195
RATS-4 | A | 40 | 270 | 95 | 270 | 100 | 270 | 36 | 270 | 50 | 270 | 40 | 195 | 75 | 195
RCBKO-1 | A | 31 | 279 | 81 | 279 | 81 | 279 | 31 | 279 | 81 | 279 | 31 | 84 | 81 | 84
RCBKO-2 | A | 32 | 286 | 83 | 286 | 83 | 286 | 32 | 286 | 83 | 286 | 32 | 86 | 83 | 86
RMPNO-1 | A | 18 | 180 | 45 | 180 | 72 | 180 | 20 | 180 | 50 | 180 | 18 | 130 | 47 | 130
RMPNO-2 | A | 18 | 180 | 45 | 180 | 72 | 180 | 20 | 180 | 50 | 180 | 18 | 130 | 47 | 130
ROCK-1 | A | 36 | 400 | 50 | 400 | 54 | 400 | 60 | 400 | 160 | 400 | 33 | 220 | 53 | 220
RYHPS-1 | A | 30 | 305 | 48 | 305 | 66 | 305 | 42 | 305 | 51 | 305 | 30 | 130 | 42 | 68
SAKNW-1 | A | 7 | 78 | 20 | 78 | 33 | 78 | 7 | 78 | 20 | 78 | 7 | 58 | 20 | 58
SCCL-1 | A | 35 | 180 | 70 | 180 | 70 | 180 | 40 | 180 | 95 | 180 | 40 | 100 | 100 | 50
SCCL-2 | A | 35 | 180 | 70 | 180 | 70 | 180 | 40 | 180 | 95 | 180 | 40 | 100 | 100 | 50
SCCL-3 | A | 35 | 180 | 70 | 180 | 70 | 180 | 40 | 180 | 95 | 180 | 40 | 100 | 100 | 50
SEAB-1 | A | 44 | 254 | 125 | 254 | 150 | 254 | 55 | 254 | 150 | 254 | 75 | 164 | 176 | 38
SEAB-2 | A | 31 | 138 | 76 | 138 | 86 | 138 | 32 | 138 | 82 | 138 | 37 | 73 | 90 | 43
SEEL-1 | A | 23 | 170 | 38 | 170 | 38 | 170 | 24 | 170 | 70 | 170 | 19 | 135 | 38 | 100
SHBA-1 | A | 33 | 420 | 79 | 420 | 91 | 420 | 59 | 420 | 150 | 420 | 37 | 336 | 95 | 252
SHBA-2 | A | 32 | 319 | 70 | 319 | 76 | 319 | 35 | 319 | 93 | 319 | 32 | 270 | 70 | 217
SHOS-1 | A | 20 | 260 | 41 | 260 | 48 | 260 | 31 | 260 | 82 | 260 | 24 | 185 | 53 | 185
SHRSO-1 | A | 16 | 157 | 44 | 157 | 46 | 157 | 17 | 157 | 46 | 157 | 16 | 141 | 43 | 113
SHRSO-2 | A | 16 | 157 | 44 | 157 | 46 | 157 | 17 | 157 | 46 | 157 | 16 | 141 | 43 | 113
SIZB-1 | A | 38 | 283 | 45 | 283 | 45 | 283 | 45 | 283 | 45 | 283 | 40 | 283 | 46 | 283
SIZB-2 | A | 38 | 283 | 45 | 283 | 45 | 283 | 45 | 283 | 45 | 283 | 40 | 283 | 46 | 283
SLOY-1 | A | 0 | 38 | 1 | 38 | 1 | 38 | 1 | 38 | 2 | 38 | 0 | 38 | 1 | 30
SLOY-2 | A | 0 | 38 | 1 | 38 | 1 | 38 | 1 | 38 | 2 | 38 | 0 | 38 | 1 | 30
SLOY-3 | A | 0 | 38 | 1 | 38 | 1 | 38 | 1 | 38 | 2 | 38 | 0 | 38 | 1 | 30
SLOY-4 | A | 0 | 28 | 1 | 28 | 1 | 28 | 1 | 28 | 2 | 28 | 0 | 28 | 1 | 22
SOKYW-1 | A | 20 | 211 | 52 | 211 | 59 | 211 | 20 | 211 | 52 | 211 | 20 | 179 | 52 | 130
SPLN-1 | A | 40 | 380 | 100 | 380 | 110 | 380 | 50 | 380 | 120 | 380 | 30 | 380 | 90 | 300
STAY-1 | A | 35 | 265 | 62 | 265 | 62 | 265 | 35 | 265 | 89 | 265 | 34 | 192 | 63 | 192
STAY-2 | A | 35 | 265 | 62 | 265 | 62 | 265 | 35 | 265 | 89 | 265 | 34 | 192 | 63 | 192
STAY-3 | A | 35 | 265 | 62 | 265 | 62 | 265 | 35 | 265 | 89 | 265 | 34 | 192 | 63 | 192
STAY-4 | A | 35 | 265 | 62 | 265 | 62 | 265 | 35 | 265 | 89 | 265 | 34 | 192 | 63 | 192
STLGW-1 | A | 6 | 66 | 16 | 66 | 26 | 66 | 6 | 66 | 16 | 66 | 6 | 55 | 14 | 33
STLGW-2 | A | 7 | 75 | 19 | 75 | 27 | 75 | 7 | 75 | 19 | 75 | 7 | 65 | 19 | 53
STLGW-3 | A | 6 | 66 | 17 | 66 | 26 | 66 | 6 | 66 | 17 | 66 | 7 | 56 | 17 | 48
STRNW-1 | A | 6 | 52 | 16 | 52 | 26 | 52 | 7 | 60 | 17 | 60 | 6 | 52 | 17 | 42
SUTB-1 | A | 36 | 380 | 104 | 380 | 148 | 380 | 52 | 380 | 132 | 380 | 47 | 250 | 107 | 250
SVRP-10 | A | 20 | 225 | 50 | 225 | 70 | 225 | 32 | 225 | 80 | 225 | 20 | 172 | 50 | 172
SVRP-20 | A | 20 | 225 | 50 | 225 | 70 | 225 | 32 | 225 | 80 | 225 | 20 | 172 | 50 | 172
TKNEW-1 | A | 34 | 370 | 80 | 370 | 160 | 370 | 37 | 370 | 101 | 370 | 35 | 279 | 82 | 222
TKNWW-1 | A | 38 | 370 | 103 | 370 | 166 | 370 | 35 | 370 | 97 | 370 | 39 | 280 | 89 | 222
TRLGW-1 | A | 2 | 16 | 4 | 16 | 7 | 16 | 2 | 16 | 5 | 16 | 2 | 12 | 4 | 9
TWSHW-1 | A | 3 | 35 | 9 | 35 | 15 | 35 | 3 | 35 | 9 | 35 | 3 | 28 | 9 | 22
TYLNB-1 | A | 5 | 57 | 14 | 57 | 22 | 57 | 5 | 57 | 14 | 57 | 6 | 43 | 14 | 43
USKM-13 | A | 6 | 49 | 15 | 49 | 17 | 49 | 8 | 49 | 19 | 49 | 7 | 36 | 8 | 36
USKM-14 | A | 6 | 49 | 15 | 49 | 17 | 49 | 8 | 49 | 19 | 49 | 7 | 36 | 8 | 36
USKM-15 | A | 6 | 49 | 15 | 49 | 17 | 49 | 8 | 49 | 19 | 49 | 7 | 36 | 8 | 36
WBUPS-1 | A | 30 | 113 | 48 | 153 | 48 | 153 | 32 | 113 | 50 | 113 | 40 | 153 | 65 | 113
WBUPS-2 | A | 30 | 133 | 48 | 173 | 48 | 173 | 32 | 133 | 50 | 133 | 40 | 173 | 65 | 133
WBUPS-3 | A | 30 | 133 | 48 | 173 | 48 | 173 | 32 | 133 | 50 | 133 | 40 | 173 | 65 | 133
WBUPS-4 | A | 30 | 113 | 48 | 153 | 48 | 153 | 32 | 113 | 50 | 113 | 40 | 153 | 65 | 113
WBURB-1 | A | 22 | 240 | 48 | 240 | 62 | 240 | 27 | 240 | 69 | 240 | 20 | 200 | 50 | 120
WBURB-2 | A | 25 | 255 | 52 | 255 | 62 | 255 | 26 | 255 | 67 | 255 | 22 | 215 | 52 | 135
WBURB-3 | A | 23 | 255 | 56 | 255 | 67 | 255 | 25 | 255 | 67 | 255 | 22 | 211 | 58 | 167
WDNSO-1 | A | 21 | 191 | 54 | 191 | 57 | 191 | 21 | 191 | 57 | 191 | 21 | 170 | 55 | 136
WDNSO-2 | A | 21 | 191 | 54 | 191 | 57 | 191 | 21 | 191 | 57 | 191 | 21 | 170 | 55 | 136
WHILW-1 | A | 31 | 322 | 84 | 322 | 90 | 322 | 33 | 322 | 90 | 322 | 32 | 255 | 86 | 210
WHILW-2 | A | 19 | 163 | 33 | 163 | 35 | 163 | 20 | 163 | 52 | 163 | 21 | 142 | 43 | 119
WLNYO-2 | A | 19 | 182 | 51 | 182 | 54 | 182 | 20 | 182 | 53 | 182 | 20 | 158 | 51 | 130
WLNYO-3 | A | 30 | 240 | 77 | 180 | 75 | 300 | 30 | 300 | 77 | 300 | 30 | 240 | 78 | 240
WLNYO-4 | A | 32 | 330 | 88 | 330 | 88 | 330 | 33 | 330 | 93 | 330 | 34 | 240 | 90 | 240
WLNYW-1 | A | 19 | 182 | 51 | 182 | 54 | 182 | 20 | 182 | 53 | 182 | 20 | 158 | 51 | 130
WTMSO-1 | A | 22 | 200 | 58 | 200 | 62 | 200 | 23 | 200 | 61 | 200 | 23 | 140 | 60 | 140

## Nov 2025
Public
Mandatory Frequency Response Capabilities
MW Response Capability by BMU
|  | Primary Response (Max MWhrs) | [5 empty] | Secondary Response (Max Mwhrs) |  |  |  | High Frequency Response (Max MWhrs)
UNIT | Mode | 0.2Hz | Genset Deload (MW) | 0.5Hz | Genset Deload (MW) | 0.8Hz | Genset Deload (MW) | 0.2/0.2Hz | Genset Deload (MW) | 0.5/0.5Hz | Genset Deload (MW) | 0.2Hz | Genset Deload (MW) | 0.5Hz | Genset Deload (MW)
ABRBO-1 | A | 7 | 86 | 19 | 86 | 33 | 86 | 9 | 86 | 23 | 86 | 7 | 78 | 19 | 67
AKGLW-3 | A | 7 | 82 | 18 | 82 | 19 | 82 | 7 | 82 | 18 | 82 | 7 | 74 | 19 | 62
ARCHW-1 | A | 10 | 92 | 25 | 92 | 25 | 92 | 12 | 92 | 30 | 92 | 11 | 73 | 24 | 56
BAGE-1 | A | 30 | 255 | 70 | 255 | 90 | 255 | 35 | 255 | 90 | 255 | 28 | 220 | 70 | 185
BAGE-2 | A | 3 | 17 | 8 | 17 | 12 | 17 | 4 | 17 | 9 | 17 | 2 | 17 | 5 | 17
BEATO-1 | A | 13 | 126 | 35 | 126 | 37 | 126 | 14 | 126 | 36 | 126 | 13 | 112 | 35 | 91
BEATO-2 | A | 13 | 126 | 35 | 126 | 37 | 126 | 14 | 126 | 36 | 126 | 13 | 112 | 35 | 91
BEATO-3 | A | 17 | 168 | 47 | 168 | 49 | 168 | 18 | 168 | 48 | 168 | 18 | 149 | 48 | 119
BEATO-4 | A | 17 | 168 | 47 | 168 | 49 | 168 | 18 | 168 | 48 | 168 | 18 | 149 | 48 | 119
BEINW-1 | A | 9 | 93 | 24 | 93 | 33 | 93 | 8 | 93 | 25 | 93 | 9 | 74 | 20 | 74
BHLAW-1 | A | 7 | 98 | 16 | 98 | 19 | 98 | 10 | 98 | 26 | 98 | 8 | 87 | 18 | 78
BHOLB-1 | A | 2 | 0 | 7 | 0 | 7 | 0 | 2 | 0 | 7 | 0 | 2 | 0 | 7 | 0
BLLA-1 | A | 6 | 99 | 13 | 99 | 13 | 99 | 15 | 99 | 39 | 99 | 9 | 83 | 16 | 83
BLLA-2 | A | 3 | 47 | 8 | 47 | 12 | 47 | 4 | 47 | 11 | 47 | 4 | 37 | 10 | 37
BRBEO-1 | A | 20 | 258 | 50 | 258 | 50 | 258 | 22 | 258 | 63 | 258 | 17 | 194 | 46 | 194
BRDUW-1 | A | 6 | 58 | 17 | 58 | 17 | 58 | 7 | 58 | 17 | 58 | 6 | 36 | 17 | 36
BRGG-1 | A | 16 | 110 | 32 | 110 | 48 | 110 | 16 | 110 | 40 | 110 | 14 | 96 | 34 | 46
BURBW-1 | A | 0 | 90 | 0 | 90 | 0 | 90 | 0 | 90 | 0 | 90 | 0 | 90 | 0 | 90
BUSTB-1 | A | 5 | 50 | 12 | 50 | 20 | 50 | 5 | 50 | 12 | 50 | 5 | 40 | 12 | 40
CARR-1 | A | 35 | 269 | 58 | 269 | 58 | 269 | 35 | 325 | 88 | 325 | 34 | 269 | 56 | 269
CARR-2 | A | 35 | 269 | 58 | 269 | 58 | 269 | 35 | 325 | 88 | 325 | 34 | 269 | 56 | 269
CDCL-1 | A | 30 | 231 | 46 | 231 | 46 | 231 | 34 | 231 | 45 | 231 | 29 | 172 | 72 | 135
CLAC-1 | A | 3 | 28 | 8 | 28 | 13 | 28 | 3 | 36 | 9 | 36 | 3 | 28 | 8 | 28
CLDCW-1 | A | 14 | 14 | 34 | 113 | 36 | 113 | 13 | 113 | 35 | 113 | 13 | 99 | 34 | 78
CLDNW-1 | A | 13 | 108 | 33 | 108 | 35 | 108 | 13 | 108 | 35 | 108 | 12 | 95 | 33 | 74
CLDSW-1 | A | 16 | 129 | 40 | 129 | 43 | 129 | 16 | 129 | 42 | 129 | 16 | 113 | 41 | 88
CMSTW-1 | A | 4 | 35 | 10 | 35 | 16 | 35 | 4 | 35 | 11 | 35 | 4 | 31 | 10 | 25
CNQPS-1 | A | 22 | 170 | 55 | 170 | 55 | 170 | 28 | 170 | 70 | 170 | 26 | 120 | 60 | 105
CNQPS-2 | A | 22 | 170 | 55 | 170 | 55 | 170 | 28 | 170 | 70 | 170 | 22 | 120 | 55 | 105
CNQPS-3 | A | 22 | 170 | 55 | 170 | 55 | 170 | 28 | 170 | 70 | 170 | 22 | 120 | 55 | 105
CNQPS-4 | A | 22 | 170 | 55 | 170 | 55 | 170 | 28 | 170 | 70 | 170 | 28 | 105 | 55 | 105
CORB-1 | A | 10 | 130 | 30 | 130 | 50 | 130 | 28 | 130 | 60 | 130 | 15 | 95 | 40 | 60
COSO-1 | A | 20 | 380 | 40 | 380 | 50 | 380 | 60 | 380 | 140 | 380 | 17 | 304 | 40 | 304
COWE1 | A | 7 | 30 | 17 | 30 | 17 | 30 | 7 | 30 | 17 | 30 | 7 | 30 | 17 | 30
COWE2 | A | 7 | 30 | 17 | 30 | 17 | 30 | 7 | 30 | 17 | 30 | 7 | 30 | 17 | 30
CRUA-1 | A | 10 | 110 | 25 | 110 | 37 | 110 | 12 | 110 | 30 | 110 | 10 | 84 | 25 | 48
CRUA-2 | A | 10 | 110 | 25 | 110 | 37 | 110 | 12 | 110 | 30 | 110 | 10 | 84 | 25 | 48
CRUA-3 | A | 7 | 30 | 15 | 30 | 21 | 30 | 9 | 30 | 24 | 30 | 5 | 25 | 13 | 15
CRUA-4 | A | 7 | 30 | 15 | 30 | 21 | 30 | 9 | 30 | 24 | 30 | 5 | 25 | 13 | 15
CRYRW-2 | A | 15 | 138 | 38 | 138 | 40 | 138 | 15 | 138 | 40 | 138 | 13 | 109 | 40 | 63
CRYRW-3 | A | 1 | 14 | 3 | 14 | 4 | 14 | 1 | 14 | 4 | 14 | 1 | 10 | 3 | 10
DAMC-1 | A | 64 | 380 | 136 | 380 | 156 | 380 | 80 | 380 | 180 | 380 | 60 | 293 | 190 | 128
DDGNO-1 | A | 9 | 108 | 25 | 108 | 26 | 108 | 10 | 108 | 26 | 108 | 9 | 97 | 25 | 81
DDGNO-2 | A | 8 | 90 | 20 | 90 | 22 | 90 | 8 | 90 | 21 | 90 | 8 | 81 | 21 | 68
DDGNO-3 | A | 9 | 102 | 24 | 102 | 25 | 102 | 9 | 102 | 25 | 102 | 9 | 92 | 24 | 77
DDGNO-4 | A | 9 | 102 | 24 | 102 | 25 | 102 | 9 | 102 | 25 | 102 | 9 | 92 | 24 | 77
DIDCB5 | A | 40 | 330 | 104 | 330 | 125 | 330 | 55 | 330 | 140 | 330 | 40 | 185 | 105 | 185
DIDCB6 | A | 50 | 250 | 105 | 250 | 105 | 250 | 50 | 250 | 130 | 250 | 50 | 153 | 110 | 103
DINO-1 | A | 14 | 138 | 39 | 138 | 58 | 138 | 28 | 138 | 72 | 138 | 14 | 118 | 36 | 88
DINO-2 | A | 14 | 138 | 39 | 138 | 58 | 138 | 28 | 138 | 72 | 138 | 14 | 118 | 36 | 88
DINO-3 | A | 14 | 138 | 39 | 138 | 58 | 138 | 28 | 138 | 72 | 138 | 14 | 118 | 36 | 88
DINO-4 | A | 14 | 138 | 39 | 138 | 58 | 138 | 28 | 138 | 72 | 138 | 14 | 118 | 36 | 88
DINO-5 | A | 14 | 138 | 39 | 138 | 58 | 138 | 28 | 138 | 72 | 138 | 14 | 118 | 36 | 88
DINO-6 | A | 14 | 138 | 39 | 138 | 58 | 138 | 28 | 138 | 72 | 138 | 14 | 118 | 36 | 88
DRAXX-1 | A | 68 | 345 | 100 | 345 | 100 | 345 | 64 | 95 | 110 | 345 | 60 | 225 | 70 | 225
DRAXX-2 | A | 68 | 345 | 100 | 345 | 100 | 345 | 64 | 95 | 110 | 345 | 60 | 225 | 70 | 225
DRAXX-3 | A | 68 | 345 | 100 | 345 | 100 | 345 | 64 | 95 | 110 | 345 | 60 | 225 | 70 | 225
DRAXX-4 | A | 68 | 345 | 100 | 345 | 100 | 345 | 64 | 95 | 110 | 345 | 60 | 225 | 70 | 225
DRAXX-5 | A | 68 | 345 | 100 | 345 | 100 | 345 | 64 | 95 | 110 | 345 | 60 | 225 | 70 | 225
DRAXX-6 | A | 68 | 345 | 100 | 345 | 100 | 345 | 64 | 95 | 110 | 345 | 60 | 225 | 70 | 225
DRSLW-1 | A | 6 | 69 | 16 | 69 | 17 | 69 | 6 | 69 | 17 | 69 | 6 | 61 | 16 | 54
DUNGW-1 | A | 8 | 89 | 21 | 89 | 33 | 89 | 8 | 89 | 23 | 89 | 8 | 80 | 21 | 69
EAAO-1 | A | 18 | 182 | 48 | 182 | 52 | 182 | 19 | 182 | 50 | 182 | 18 | 164 | 48 | 134
EAAO-2 | A | 17 | 175 | 46 | 175 | 50 | 175 | 18 | 175 | 48 | 175 | 18 | 157 | 46 | 157
EECL-1 | A | 19 | 321 | 42 | 321 | 45 | 321 | 33 | 321 | 84 | 321 | 25 | 281 | 56 | 235
ERRO-1 | A | 1 | 21 | 1 | 21 | 1 | 21 | 2 | 21 | 5 | 21 | 1 | 17 | 1 | 17
ERRO-2 | A | 1 | 21 | 1 | 21 | 1 | 21 | 2 | 21 | 5 | 21 | 1 | 17 | 1 | 17
ERRO-3 | A | 1 | 21 | 1 | 21 | 1 | 21 | 2 | 21 | 5 | 21 | 1 | 17 | 1 | 17
FAARW-1 | A | 2 | 37 | 4 | 37 | 4 | 37 | 4 | 37 | 12 | 37 | 2 | 33 | 4 | 33
FAARW-2 | A | 2 | 37 | 4 | 37 | 4 | 37 | 4 | 37 | 12 | 37 | 2 | 33 | 4 | 33
FALGW-1 | A | 11 | 108 | 28 | 108 | 41 | 108 | 13 | 108 | 35 | 108 | 10 | 86 | 22 | 64
FASN-1 | A | 0 | 15 | 1 | 15 | 1 | 15 | 1 | 15 | 2 | 15 | 0 | 15 | 1 | 12
FASN2 | A | 0 | 15 | 1 | 15 | 1 | 15 | 1 | 15 | 2 | 15 | 0 | 15 | 1 | 12
FASN3 | A | 0 | 15 | 1 | 15 | 1 | 15 | 1 | 15 | 2 | 15 | 0 | 15 | 1 | 12
FAWN-1 | A | 10 | 52 | 25 | 52 | 40 | 52 | 13 | 52 | 32 | 52 | 11 | 37 | 27 | 27
FELL-1 | A | 9 | 63 | 21 | 63 | 22 | 63 | 10 | 63 | 24 | 63 | 9 | 63 | 22 | 63
FFES-1 | A | 10 | 35 | 27 | 35 | 30 | 35 | 9 | 35 | 22 | 35 | 4 | 27 | 6 | 27
FFES-2 | A | 10 | 35 | 27 | 35 | 30 | 35 | 9 | 35 | 22 | 35 | 4 | 27 | 6 | 27
FFES-3 | A | 10 | 35 | 27 | 35 | 30 | 35 | 9 | 35 | 22 | 35 | 4 | 27 | 6 | 27
FFES-4 | A | 10 | 35 | 27 | 35 | 30 | 35 | 9 | 35 | 22 | 35 | 4 | 27 | 6 | 27
FINL-1 | A | 0 | 14 | 1 | 14 | 1 | 14 | 1 | 14 | 2 | 14 | 0 | 14 | 1 | 11
FOYE-1 | A | 6 | 60 | 13 | 60 | 16 | 60 | 11 | 60 | 27 | 60 | 5 | 30 | 11 | 30
FOYE-2 | A | 6 | 60 | 13 | 60 | 16 | 60 | 11 | 60 | 27 | 60 | 5 | 30 | 11 | 30
GAOFO-1 | A | 4 | 87 | 9 | 87 | 9 | 87 | 4 | 87 | 9 | 87 | 4 | 87 | 9 | 87
GAOFO-2 | A | 4 | 87 | 9 | 87 | 9 | 87 | 4 | 87 | 9 | 87 | 4 | 57 | 9 | 57
GAOFO-3 | A | 4 | 87 | 9 | 87 | 9 | 87 | 4 | 87 | 9 | 87 | 4 | 57 | 9 | 57
GAOFO-4 | A | 4 | 87 | 9 | 87 | 9 | 87 | 4 | 87 | 9 | 87 | 4 | 57 | 9 | 57
GLNDO-1 | A | 6 | 80 | 12 | 45 | 17 | 45 | 12 | 45 | 25 | 45 | 8 | 65 | 18 | 45
GNFSW-1 | A | 11 | 100 | 30 | 100 | 30 | 100 | 12 | 100 | 31 | 100 | 12 | 70 | 30 | 70
GNFSW-2 | A | 7 | 64 | 18 | 64 | 18 | 64 | 8 | 64 | 18 | 64 | 6 | 49 | 15 | 49
GORDW-1 | A | 6 | 62 | 16 | 56 | 26 | 45 | 7 | 62 | 18 | 62 | 6 | 56 | 16 | 45
GRAI-6 | A | 24 | 320 | 58 | 320 | 58 | 320 | 35 | 320 | 88 | 320 | 28 | 270 | 60 | 230
GRAI-7 | A | 30 | 232 | 60 | 232 | 60 | 232 | 32 | 232 | 84 | 232 | 32 | 175 | 65 | 135
GRAI-8 | A | 26 | 232 | 58 | 232 | 58 | 232 | 32 | 232 | 84 | 232 | 32 | 175 | 65 | 135
GRGBW-1 | A | 17 | 167 | 45 | 167 | 48 | 167 | 18 | 167 | 48 | 167 | 17 | 150 | 46 | 122
GRGBW-2 | A | 18 | 167 | 48 | 167 | 51 | 167 | 19 | 167 | 50 | 167 | 18 | 147 | 48 | 117
GRGBW-3 | A | 17 | 166 | 45 | 166 | 48 | 166 | 18 | 166 | 48 | 166 | 17 | 149 | 46 | 121
GRIFW-1 | A | 8 | 94 | 22 | 94 | 23 | 94 | 8 | 94 | 22 | 94 | 8 | 85 | 22 | 72
GRIFW-2 | A | 8 | 94 | 22 | 94 | 23 | 94 | 8 | 94 | 22 | 94 | 8 | 85 | 22 | 72
GRMO-1 | A | 8 | 43 | 8 | 43 | 8 | 43 | 8 | 43 | 8 | 43 | 8 | 23 | 8 | 23
GYAR-1 | A | 17 | 176 | 42 | 176 | 66 | 176 | 24 | 176 | 60 | 176 | 17 | 176 | 42 | 176
GYMRO-15 | A | 6 | 145 | 15 | 145 | 15 | 145 | 6 | 145 | 15 | 145 | 6 | 44 | 15 | 44
GYMRO-17 | A | 6 | 145 | 15 | 145 | 15 | 145 | 6 | 145 | 15 | 145 | 6 | 44 | 15 | 44
GYMRO-26 | A | 6 | 145 | 15 | 145 | 15 | 145 | 6 | 145 | 15 | 145 | 6 | 44 | 15 | 44
GYMRO-28 | A | 6 | 145 | 15 | 145 | 15 | 145 | 6 | 145 | 15 | 145 | 6 | 44 | 15 | 44
HADHW-1 | A | 7 | 76 | 14 | 76 | 22 | 76 | 13 | 76 | 34 | 76 | 8 | 65 | 17 | 65
HMGTO-1 | A | 8 | 88 | 20 | 88 | 35 | 88 | 10 | 88 | 25 | 88 | 8 | 68 | 19 | 68
HMGTO-2 | A | 9 | 91 | 23 | 91 | 37 | 91 | 10 | 91 | 25 | 91 | 10 | 67 | 24 | 67
HOWAO-1 | A | 42 | 400 | 112 | 400 | 120 | 400 | 44 | 400 | 116 | 400 | 42 | 364 | 112 | 294
HOWAO-2 | A | 42 | 400 | 112 | 400 | 120 | 400 | 44 | 400 | 116 | 400 | 42 | 364 | 112 | 294
HOWAO-3 | A | 42 | 400 | 112 | 400 | 120 | 400 | 44 | 400 | 116 | 400 | 42 | 364 | 112 | 294
HRSTW-1 | A | 12 | 102 | 30 | 102 | 45 | 102 | 13 | 102 | 34 | 102 | 13 | 80 | 27 | 66
HUMR-1 | A | 60 | 533 | 150 | 533 | 200 | 533 | 80 | 533 | 200 | 533 | 62 | 419 | 155 | 251
INDQ-1 | A | 12 | 102 | 31 | 102 | 43 | 102 | 13 | 102 | 34 | 102 | 12 | 72 | 30 | 72
KEAD-1 | A | 38 | 415 | 90 | 415 | 90 | 415 | 55 | 415 | 138 | 415 | 38 | 355 | 90 | 285
KEAD-2 | A | 41 | 566 | 102 | 566 | 108 | 566 | 57 | 566 | 124 | 566 | 41 | 458 | 99 | 458
KENNW-1 | A | 5 | 54 | 14 | 54 | 18 | 54 | 5 | 54 | 14 | 54 | 5 | 40 | 14 | 40
KILBW-1 | A | 3 | 56 | 8 | 56 | 13 | 56 | 5 | 56 | 14 | 56 | 4 | 53 | 9 | 47
KILLPG-1 | A | 19 | 180 | 29 | 145 | 29 | 145 | 34 | 145 | 36 | 180 | 20 | 107 | 41 | 107
KILLPG-2 | A | 20 | 190 | 30 | 151 | 30 | 151 | 26 | 190 | 35 | 151 | 21 | 114 | 50 | 114
KLYN-A-1 | A | 22 | 185 | 45 | 185 | 52 | 185 | 40 | 185 | 95 | 185 | 22 | 155 | 45 | 125
KPMRW-1 | A | 9 | 75 | 20 | 75 | 30 | 75 | 9 | 75 | 23 | 75 | 9 | 67 | 22 | 54
LAGA-1 | A | 55 | 500 | 123 | 500 | 140 | 500 | 52 | 500 | 130 | 500 | 53 | 475 | 130 | 475
LARYO-1 | A | 16 | 155 | 40 | 155 | 45 | 155 | 18 | 155 | 45 | 155 | 14 | 120 | 35 | 120
LARYO-2 | A | 16 | 158 | 40 | 158 | 45 | 158 | 18 | 158 | 45 | 158 | 14 | 120 | 35 | 120
LARYO-3 | A | 16 | 158 | 40 | 158 | 45 | 158 | 18 | 158 | 45 | 158 | 14 | 120 | 35 | 120
LARYO-4 | A | 16 | 158 | 40 | 158 | 45 | 158 | 18 | 158 | 45 | 158 | 14 | 120 | 35 | 120
LBAR-1 | A | 39 | 360 | 88 | 360 | 88 | 360 | 55 | 360 | 145 | 360 | 41 | 270 | 90 | 270
LBAR-1G | A | 1 | 16 | 4 | 16 | 6 | 16 | 2 | 16 | 4 | 16 | 1 | 9 | 4 | 9
LCLTW-1 | A | 7 | 69 | 18 | 69 | 20 | 69 | 7 | 69 | 19 | 69 | 8 | 49 | 20 | 49
LNCSO-1 | A | 12 | 130 | 30 | 130 | 32 | 130 | 12 | 130 | 32 | 130 | 10 | 100 | 26 | 100
LNCSO-2 | A | 13 | 140 | 34 | 140 | 36 | 140 | 14 | 140 | 36 | 140 | 12 | 125 | 32 | 125
MEDP-1 | A | 30 | 380 | 76 | 330 | 76 | 330 | 48 | 380 | 105 | 380 | 31 | 330 | 79 | 290
MILWW-1 | A | 6 | 32 | 8 | 54 | 13 | 54 | 5 | 54 | 14 | 54 | 3 | 43 | 8 | 43
MKHLW-1 | A | 4 | 42 | 10 | 42 | 12 | 42 | 5 | 42 | 13 | 42 | 5 | 37 | 12 | 30
MOYEW-1 | A | 6 | 53 | 11 | 53 | 15 | 53 | 6 | 53 | 15 | 53 | 6 | 38 | 15 | 38
MRWD-1 | A | 43 | 448 | 100 | 448 | 112 | 448 | 67 | 448 | 160 | 448 | 36 | 328 | 93 | 328
NANT-1 | A | 0 | 15 | 0 | 15 | 0 | 15 | 0 | 15 | 1 | 15 | 0 | 15 | 0 | 15
PEHE-1 | A | 42 | 420 | 72 | 420 | 72 | 420 | 83 | 420 | 117 | 420 | 35 | 350 | 84 | 260
PEHE-2 | A | 16 | 490 | 40 | 265 | 42 | 490 | 0 | 490 | 0 | 490 | 0 | 490 | 0 | 490
PEMB-11 | A | 38 | 113 | 63 | 276 | 63 | 276 | 33 | 276 | 90 | 276 | 35 | 241 | 64 | 210
PEMB-21 | A | 38 | 113 | 63 | 276 | 63 | 276 | 33 | 276 | 90 | 276 | 35 | 241 | 64 | 210
PEMB-31 | A | 38 | 113 | 63 | 276 | 63 | 276 | 33 | 276 | 90 | 276 | 35 | 241 | 64 | 210
PEMB-41 | A | 38 | 113 | 63 | 276 | 63 | 276 | 33 | 276 | 90 | 276 | 35 | 241 | 64 | 210
PEMB-51 | A | 38 | 113 | 63 | 276 | 63 | 276 | 33 | 276 | 90 | 276 | 35 | 241 | 64 | 210
PETEM1 | A | 20 | 180 | 46 | 180 | 52 | 180 | 24 | 180 | 58 | 180 | 20 | 150 | 50 | 100
PINFB-1 | A | 3 | 6 | 6 | 25 | 6 | 25 | 2 | 25 | 6 | 25 | 3 | 21 | 6 | 15
PINFB-2 | A | 3 | 6 | 6 | 25 | 6 | 25 | 2 | 25 | 6 | 25 | 3 | 21 | 6 | 15
PINFB-3 | A | 3 | 6 | 6 | 25 | 6 | 25 | 2 | 25 | 6 | 25 | 3 | 21 | 6 | 15
PINFB-4 | A | 3 | 6 | 6 | 25 | 6 | 25 | 2 | 25 | 6 | 25 | 3 | 21 | 6 | 15
PNYCW-1 | A | 25 | 228 | 67 | 228 | 72 | 228 | 26 | 228 | 70 | 228 | 25 | 203 | 63 | 161
RATS-1 | A | 50 | 270 | 90 | 270 | 90 | 270 | 36 | 270 | 50 | 270 | 42 | 105 | 75 | 155
RATS-2 | A | 40 | 270 | 90 | 270 | 100 | 270 | 36 | 270 | 50 | 270 | 40 | 195 | 75 | 195
RATS-3 | A | 40 | 270 | 90 | 270 | 100 | 270 | 36 | 270 | 50 | 270 | 40 | 195 | 75 | 195
RATS-4 | A | 40 | 270 | 95 | 270 | 100 | 270 | 36 | 270 | 50 | 270 | 40 | 195 | 75 | 195
RCBKO-1 | A | 31 | 279 | 81 | 279 | 81 | 279 | 31 | 279 | 81 | 279 | 31 | 84 | 81 | 84
RCBKO-2 | A | 32 | 286 | 83 | 286 | 83 | 286 | 32 | 286 | 83 | 286 | 32 | 86 | 83 | 86
RMPNO-1 | A | 18 | 180 | 45 | 180 | 72 | 180 | 20 | 180 | 50 | 180 | 18 | 130 | 47 | 130
RMPNO-2 | A | 18 | 180 | 45 | 180 | 72 | 180 | 20 | 180 | 50 | 180 | 18 | 130 | 47 | 130
ROCK-1 | A | 36 | 400 | 50 | 400 | 54 | 400 | 60 | 400 | 160 | 400 | 33 | 220 | 53 | 220
RYHPS-1 | A | 30 | 305 | 48 | 305 | 66 | 305 | 42 | 305 | 51 | 305 | 30 | 130 | 42 | 68
SAKNW-1 | A | 7 | 78 | 20 | 78 | 33 | 78 | 7 | 78 | 20 | 78 | 7 | 58 | 20 | 58
SCCL-1 | A | 35 | 180 | 70 | 180 | 70 | 180 | 40 | 180 | 95 | 180 | 40 | 100 | 100 | 50
SCCL-2 | A | 35 | 180 | 70 | 180 | 70 | 180 | 40 | 180 | 95 | 180 | 40 | 100 | 100 | 50
SCCL-3 | A | 35 | 180 | 70 | 180 | 70 | 180 | 40 | 180 | 95 | 180 | 40 | 100 | 100 | 50
SEAB-1 | A | 44 | 254 | 125 | 254 | 150 | 254 | 55 | 254 | 150 | 254 | 75 | 164 | 176 | 38
SEAB-2 | A | 31 | 138 | 76 | 138 | 86 | 138 | 32 | 138 | 82 | 138 | 37 | 73 | 90 | 43
SEEL-1 | A | 23 | 170 | 38 | 170 | 38 | 170 | 24 | 170 | 70 | 170 | 19 | 135 | 38 | 100
SHBA-1 | A | 33 | 420 | 79 | 420 | 91 | 420 | 59 | 420 | 150 | 420 | 37 | 336 | 95 | 252
SHBA-2 | A | 32 | 319 | 70 | 319 | 76 | 319 | 35 | 319 | 93 | 319 | 32 | 270 | 70 | 217
SHOS-1 | A | 20 | 260 | 41 | 260 | 48 | 260 | 31 | 260 | 82 | 260 | 24 | 185 | 53 | 185
SHRSO-1 | A | 16 | 157 | 44 | 157 | 46 | 157 | 17 | 157 | 46 | 157 | 16 | 141 | 43 | 113
SHRSO-2 | A | 16 | 157 | 44 | 157 | 46 | 157 | 17 | 157 | 46 | 157 | 16 | 141 | 43 | 113
SIZB-1 | A | 38 | 283 | 45 | 283 | 45 | 283 | 45 | 283 | 45 | 283 | 40 | 283 | 46 | 283
SIZB-2 | A | 38 | 283 | 45 | 283 | 45 | 283 | 45 | 283 | 45 | 283 | 40 | 283 | 46 | 283
SLOY-1 | A | 0 | 38 | 1 | 38 | 1 | 38 | 1 | 38 | 2 | 38 | 0 | 38 | 1 | 30
SLOY-2 | A | 0 | 38 | 1 | 38 | 1 | 38 | 1 | 38 | 2 | 38 | 0 | 38 | 1 | 30
SLOY-3 | A | 0 | 38 | 1 | 38 | 1 | 38 | 1 | 38 | 2 | 38 | 0 | 38 | 1 | 30
SLOY-4 | A | 0 | 28 | 1 | 28 | 1 | 28 | 1 | 28 | 2 | 28 | 0 | 28 | 1 | 22
SOKYW-1 | A | 20 | 211 | 52 | 211 | 59 | 211 | 20 | 211 | 52 | 211 | 20 | 179 | 52 | 130
SPLN-1 | A | 40 | 380 | 100 | 380 | 110 | 380 | 50 | 380 | 120 | 380 | 30 | 380 | 90 | 300
STAY-1 | A | 35 | 265 | 62 | 265 | 62 | 265 | 35 | 265 | 89 | 265 | 34 | 192 | 63 | 192
STAY-2 | A | 35 | 265 | 62 | 265 | 62 | 265 | 35 | 265 | 89 | 265 | 34 | 192 | 63 | 192
STAY-3 | A | 35 | 265 | 62 | 265 | 62 | 265 | 35 | 265 | 89 | 265 | 34 | 192 | 63 | 192
STAY-4 | A | 35 | 265 | 62 | 265 | 62 | 265 | 35 | 265 | 89 | 265 | 34 | 192 | 63 | 192
STLGW-1 | A | 6 | 66 | 16 | 66 | 26 | 66 | 6 | 66 | 16 | 66 | 6 | 55 | 14 | 33
STLGW-2 | A | 7 | 75 | 19 | 75 | 27 | 75 | 7 | 75 | 19 | 75 | 7 | 65 | 19 | 53
STLGW-3 | A | 6 | 66 | 17 | 66 | 26 | 66 | 6 | 66 | 17 | 66 | 7 | 56 | 17 | 48
STRNW-1 | A | 6 | 52 | 16 | 52 | 26 | 52 | 7 | 60 | 17 | 60 | 6 | 52 | 17 | 42
SUTB-1 | A | 36 | 380 | 104 | 380 | 148 | 380 | 52 | 380 | 132 | 380 | 47 | 250 | 107 | 250
SVRP-10 | A | 20 | 225 | 50 | 225 | 70 | 225 | 32 | 225 | 80 | 225 | 20 | 172 | 50 | 172
SVRP-20 | A | 20 | 225 | 50 | 225 | 70 | 225 | 32 | 225 | 80 | 225 | 20 | 172 | 50 | 172
TKNEW-1 | A | 34 | 370 | 80 | 370 | 160 | 370 | 37 | 370 | 101 | 370 | 35 | 279 | 82 | 222
TKNWW-1 | A | 38 | 370 | 103 | 370 | 166 | 370 | 35 | 370 | 97 | 370 | 39 | 280 | 89 | 222
TRLGW-1 | A | 2 | 16 | 4 | 16 | 7 | 16 | 2 | 16 | 5 | 16 | 2 | 12 | 4 | 9
TWSHW-1 | A | 3 | 35 | 9 | 35 | 15 | 35 | 3 | 35 | 9 | 35 | 3 | 28 | 9 | 22
TYLNB-1 | A | 5 | 57 | 14 | 57 | 22 | 57 | 5 | 57 | 14 | 57 | 6 | 43 | 14 | 43
USKM-13 | A | 6 | 49 | 15 | 49 | 17 | 49 | 8 | 49 | 19 | 49 | 7 | 36 | 8 | 36
USKM-14 | A | 6 | 49 | 15 | 49 | 17 | 49 | 8 | 49 | 19 | 49 | 7 | 36 | 8 | 36
USKM-15 | A | 6 | 49 | 15 | 49 | 17 | 49 | 8 | 49 | 19 | 49 | 7 | 36 | 8 | 36
WBUPS-1 | A | 30 | 113 | 48 | 153 | 48 | 153 | 32 | 113 | 50 | 113 | 40 | 153 | 65 | 113
WBUPS-2 | A | 30 | 133 | 48 | 173 | 48 | 173 | 32 | 133 | 50 | 133 | 40 | 173 | 65 | 133
WBUPS-3 | A | 30 | 133 | 48 | 173 | 48 | 173 | 32 | 133 | 50 | 133 | 40 | 173 | 65 | 133
WBUPS-4 | A | 30 | 113 | 48 | 153 | 48 | 153 | 32 | 113 | 50 | 113 | 40 | 153 | 65 | 113
WBURB-1 | A | 22 | 240 | 48 | 240 | 62 | 240 | 27 | 240 | 69 | 240 | 20 | 200 | 50 | 120
WBURB-2 | A | 25 | 255 | 52 | 255 | 62 | 255 | 26 | 255 | 67 | 255 | 22 | 215 | 52 | 135
WBURB-3 | A | 23 | 255 | 56 | 255 | 67 | 255 | 25 | 255 | 67 | 255 | 22 | 211 | 58 | 167
WDNSO-1 | A | 21 | 191 | 54 | 191 | 57 | 191 | 21 | 191 | 57 | 191 | 21 | 170 | 55 | 136
WDNSO-2 | A | 21 | 191 | 54 | 191 | 57 | 191 | 21 | 191 | 57 | 191 | 21 | 170 | 55 | 136
WHILW-1 | A | 31 | 322 | 84 | 322 | 90 | 322 | 33 | 322 | 90 | 322 | 32 | 255 | 86 | 210
WHILW-2 | A | 19 | 163 | 33 | 163 | 35 | 163 | 20 | 163 | 52 | 163 | 21 | 142 | 43 | 119
WLNYO-2 | A | 19 | 182 | 51 | 182 | 54 | 182 | 20 | 182 | 53 | 182 | 20 | 158 | 51 | 130
WLNYO-3 | A | 30 | 240 | 77 | 180 | 75 | 300 | 30 | 300 | 77 | 300 | 30 | 240 | 78 | 240
WLNYO-4 | A | 32 | 330 | 88 | 330 | 88 | 330 | 33 | 330 | 93 | 330 | 34 | 240 | 90 | 240
WLNYW-1 | A | 19 | 182 | 51 | 182 | 54 | 182 | 20 | 182 | 53 | 182 | 20 | 158 | 51 | 130
WTMSO-1 | A | 22 | 200 | 58 | 200 | 62 | 200 | 23 | 200 | 61 | 200 | 23 | 140 | 60 | 140

## Oct 2025
Public
Mandatory Frequency Response Capabilities
MW Response Capability by BMU
|  | Primary Response (Max MWhrs) | [5 empty] | Secondary Response (Max Mwhrs) |  |  |  | High Frequency Response (Max MWhrs)
UNIT | Mode | 0.2Hz | Genset Deload (MW) | 0.5Hz | Genset Deload (MW) | 0.8Hz | Genset Deload (MW) | 0.2/0.2Hz | Genset Deload (MW) | 0.5/0.5Hz | Genset Deload (MW) | 0.2Hz | Genset Deload (MW) | 0.5Hz | Genset Deload (MW)
ABRBO-1 | A | 7 | 86 | 19 | 86 | 33 | 86 | 9 | 86 | 23 | 86 | 7 | 78 | 19 | 67
AKGLW-3 | A | 7 | 82 | 18 | 82 | 19 | 82 | 7 | 82 | 18 | 82 | 7 | 74 | 19 | 62
ARCHW-1 | A | 10 | 92 | 25 | 92 | 25 | 92 | 12 | 92 | 30 | 92 | 11 | 73 | 24 | 56
BAGE-1 | A | 30 | 255 | 70 | 255 | 90 | 255 | 35 | 255 | 90 | 255 | 28 | 220 | 70 | 185
BAGE-2 | A | 3 | 17 | 8 | 17 | 12 | 17 | 4 | 17 | 9 | 17 | 2 | 17 | 5 | 17
BEATO-1 | A | 13 | 126 | 35 | 126 | 37 | 126 | 14 | 126 | 36 | 126 | 13 | 112 | 35 | 91
BEATO-2 | A | 13 | 126 | 35 | 126 | 37 | 126 | 14 | 126 | 36 | 126 | 13 | 112 | 35 | 91
BEATO-3 | A | 17 | 168 | 47 | 168 | 49 | 168 | 18 | 168 | 48 | 168 | 18 | 149 | 48 | 119
BEATO-4 | A | 17 | 168 | 47 | 168 | 49 | 168 | 18 | 168 | 48 | 168 | 18 | 149 | 48 | 119
BEINW-1 | A | 9 | 93 | 24 | 93 | 33 | 93 | 8 | 93 | 25 | 93 | 9 | 74 | 20 | 74
BHLAW-1 | A | 7 | 98 | 16 | 98 | 19 | 98 | 10 | 98 | 26 | 98 | 8 | 87 | 18 | 78
BHOLB-1 | A | 2 | 0 | 7 | 0 | 7 | 0 | 2 | 0 | 7 | 0 | 2 | 0 | 7 | 0
BLLA-1 | A | 6 | 99 | 13 | 99 | 13 | 99 | 15 | 99 | 39 | 99 | 9 | 83 | 16 | 83
BLLA-2 | A | 3 | 47 | 8 | 47 | 12 | 47 | 4 | 47 | 11 | 47 | 4 | 37 | 10 | 37
BRBEO-1 | A | 20 | 258 | 50 | 258 | 50 | 258 | 22 | 258 | 63 | 258 | 17 | 194 | 46 | 194
BRDUW-1 | A | 6 | 58 | 17 | 58 | 17 | 58 | 7 | 58 | 17 | 58 | 6 | 36 | 17 | 36
BRGG-1 | A | 16 | 110 | 32 | 110 | 48 | 110 | 16 | 110 | 40 | 110 | 14 | 96 | 34 | 46
BURBW-1 | A | 0 | 90 | 0 | 90 | 0 | 90 | 0 | 90 | 0 | 90 | 0 | 90 | 0 | 90
BUSTB-1 | A | 5 | 50 | 12 | 50 | 20 | 50 | 5 | 50 | 12 | 50 | 5 | 40 | 12 | 40
CARR-1 | A | 35 | 269 | 58 | 269 | 58 | 269 | 35 | 325 | 88 | 325 | 34 | 269 | 56 | 269
CARR-2 | A | 35 | 269 | 58 | 269 | 58 | 269 | 35 | 325 | 88 | 325 | 34 | 269 | 56 | 269
CDCL-1 | A | 30 | 231 | 46 | 231 | 46 | 231 | 34 | 231 | 45 | 231 | 29 | 172 | 72 | 135
CLAC-1 | A | 3 | 28 | 8 | 28 | 13 | 28 | 3 | 36 | 9 | 36 | 3 | 28 | 8 | 28
CLDCW-1 | A | 14 | 14 | 34 | 113 | 36 | 113 | 13 | 113 | 35 | 113 | 13 | 99 | 34 | 78
CLDNW-1 | A | 13 | 108 | 33 | 108 | 35 | 108 | 13 | 108 | 35 | 108 | 12 | 95 | 33 | 74
CLDSW-1 | A | 16 | 129 | 40 | 129 | 43 | 129 | 16 | 129 | 42 | 129 | 16 | 113 | 41 | 88
CMSTW-1 | A | 4 | 35 | 10 | 35 | 16 | 35 | 4 | 35 | 11 | 35 | 4 | 31 | 10 | 25
CNQPS-1 | A | 22 | 170 | 55 | 170 | 55 | 170 | 28 | 170 | 70 | 170 | 26 | 120 | 60 | 105
CNQPS-2 | A | 22 | 170 | 55 | 170 | 55 | 170 | 28 | 170 | 70 | 170 | 22 | 120 | 55 | 105
CNQPS-3 | A | 22 | 170 | 55 | 170 | 55 | 170 | 28 | 170 | 70 | 170 | 22 | 120 | 55 | 105
CNQPS-4 | A | 22 | 170 | 55 | 170 | 55 | 170 | 28 | 170 | 70 | 170 | 28 | 105 | 55 | 105
CORB-1 | A | 10 | 130 | 30 | 130 | 50 | 130 | 28 | 130 | 60 | 130 | 15 | 95 | 40 | 60
COSO-1 | A | 20 | 380 | 40 | 380 | 50 | 380 | 60 | 380 | 140 | 380 | 17 | 304 | 40 | 304
COWE1 | A | 7 | 30 | 17 | 30 | 17 | 30 | 7 | 30 | 17 | 30 | 7 | 30 | 17 | 30
COWE2 | A | 7 | 30 | 17 | 30 | 17 | 30 | 7 | 30 | 17 | 30 | 7 | 30 | 17 | 30
CRUA-1 | A | 10 | 110 | 25 | 110 | 37 | 110 | 12 | 110 | 30 | 110 | 10 | 84 | 25 | 48
CRUA-2 | A | 10 | 110 | 25 | 110 | 37 | 110 | 12 | 110 | 30 | 110 | 10 | 84 | 25 | 48
CRUA-3 | A | 7 | 30 | 15 | 30 | 21 | 30 | 9 | 30 | 24 | 30 | 5 | 25 | 13 | 15
CRUA-4 | A | 7 | 30 | 15 | 30 | 21 | 30 | 9 | 30 | 24 | 30 | 5 | 25 | 13 | 15
CRYRW-2 | A | 15 | 138 | 38 | 138 | 40 | 138 | 15 | 138 | 40 | 138 | 13 | 109 | 40 | 63
CRYRW-3 | A | 1 | 14 | 3 | 14 | 4 | 14 | 1 | 14 | 4 | 14 | 1 | 10 | 3 | 10
DAMC-1 | A | 64 | 380 | 136 | 380 | 156 | 380 | 80 | 380 | 180 | 380 | 60 | 293 | 190 | 128
DDGNO-1 | A | 9 | 108 | 25 | 108 | 26 | 108 | 10 | 108 | 26 | 108 | 9 | 97 | 25 | 81
DDGNO-2 | A | 8 | 90 | 20 | 90 | 22 | 90 | 8 | 90 | 21 | 90 | 8 | 81 | 21 | 68
DDGNO-3 | A | 9 | 102 | 24 | 102 | 25 | 102 | 9 | 102 | 25 | 102 | 9 | 92 | 24 | 77
DDGNO-4 | A | 9 | 102 | 24 | 102 | 25 | 102 | 9 | 102 | 25 | 102 | 9 | 92 | 24 | 77
DIDCB5 | A | 40 | 330 | 104 | 330 | 125 | 330 | 55 | 330 | 140 | 330 | 40 | 185 | 105 | 185
DIDCB6 | A | 50 | 250 | 105 | 250 | 105 | 250 | 50 | 250 | 130 | 250 | 50 | 153 | 110 | 103
DINO-1 | A | 14 | 138 | 39 | 138 | 58 | 138 | 28 | 138 | 72 | 138 | 14 | 118 | 36 | 88
DINO-2 | A | 14 | 138 | 39 | 138 | 58 | 138 | 28 | 138 | 72 | 138 | 14 | 118 | 36 | 88
DINO-3 | A | 14 | 138 | 39 | 138 | 58 | 138 | 28 | 138 | 72 | 138 | 14 | 118 | 36 | 88
DINO-4 | A | 14 | 138 | 39 | 138 | 58 | 138 | 28 | 138 | 72 | 138 | 14 | 118 | 36 | 88
DINO-5 | A | 14 | 138 | 39 | 138 | 58 | 138 | 28 | 138 | 72 | 138 | 14 | 118 | 36 | 88
DINO-6 | A | 14 | 138 | 39 | 138 | 58 | 138 | 28 | 138 | 72 | 138 | 14 | 118 | 36 | 88
DRAXX-1 | A | 68 | 345 | 100 | 345 | 100 | 345 | 64 | 95 | 110 | 345 | 60 | 225 | 70 | 225
DRAXX-2 | A | 68 | 345 | 100 | 345 | 100 | 345 | 64 | 95 | 110 | 345 | 60 | 225 | 70 | 225
DRAXX-3 | A | 68 | 345 | 100 | 345 | 100 | 345 | 64 | 95 | 110 | 345 | 60 | 225 | 70 | 225
DRAXX-4 | A | 68 | 345 | 100 | 345 | 100 | 345 | 64 | 95 | 110 | 345 | 60 | 225 | 70 | 225
DRAXX-5 | A | 68 | 345 | 100 | 345 | 100 | 345 | 64 | 95 | 110 | 345 | 60 | 225 | 70 | 225
DRAXX-6 | A | 68 | 345 | 100 | 345 | 100 | 345 | 64 | 95 | 110 | 345 | 60 | 225 | 70 | 225
DRSLW-1 | A | 6 | 69 | 16 | 69 | 17 | 69 | 6 | 69 | 17 | 69 | 6 | 61 | 16 | 54
DUNGW-1 | A | 8 | 89 | 21 | 89 | 33 | 89 | 8 | 89 | 23 | 89 | 8 | 80 | 21 | 69
EAAO-1 | A | 18 | 182 | 48 | 182 | 52 | 182 | 19 | 182 | 50 | 182 | 18 | 164 | 48 | 134
EAAO-2 | A | 17 | 175 | 46 | 175 | 50 | 175 | 18 | 175 | 48 | 175 | 18 | 157 | 46 | 157
EECL-1 | A | 19 | 321 | 42 | 321 | 45 | 321 | 33 | 321 | 84 | 321 | 25 | 281 | 56 | 235
ERRO-1 | A | 1 | 21 | 1 | 21 | 1 | 21 | 2 | 21 | 5 | 21 | 1 | 17 | 1 | 17
ERRO-2 | A | 1 | 21 | 1 | 21 | 1 | 21 | 2 | 21 | 5 | 21 | 1 | 17 | 1 | 17
ERRO-3 | A | 1 | 21 | 1 | 21 | 1 | 21 | 2 | 21 | 5 | 21 | 1 | 17 | 1 | 17
FAARW-1 | A | 2 | 37 | 4 | 37 | 4 | 37 | 4 | 37 | 12 | 37 | 2 | 33 | 4 | 33
FAARW-2 | A | 2 | 37 | 4 | 37 | 4 | 37 | 4 | 37 | 12 | 37 | 2 | 33 | 4 | 33
FALGW-1 | A | 11 | 108 | 28 | 108 | 41 | 108 | 13 | 108 | 35 | 108 | 10 | 86 | 22 | 64
FASN-1 | A | 0 | 15 | 1 | 15 | 1 | 15 | 1 | 15 | 2 | 15 | 0 | 15 | 1 | 12
FASN2 | A | 0 | 15 | 1 | 15 | 1 | 15 | 1 | 15 | 2 | 15 | 0 | 15 | 1 | 12
FASN3 | A | 0 | 15 | 1 | 15 | 1 | 15 | 1 | 15 | 2 | 15 | 0 | 15 | 1 | 12
FAWN-1 | A | 10 | 52 | 25 | 52 | 40 | 52 | 13 | 52 | 32 | 52 | 11 | 37 | 27 | 27
FELL-1 | A | 9 | 63 | 21 | 63 | 22 | 63 | 10 | 63 | 24 | 63 | 9 | 63 | 22 | 63
FFES-1 | A | 10 | 35 | 27 | 35 | 30 | 35 | 9 | 35 | 22 | 35 | 4 | 27 | 6 | 27
FFES-2 | A | 10 | 35 | 27 | 35 | 30 | 35 | 9 | 35 | 22 | 35 | 4 | 27 | 6 | 27
FFES-3 | A | 10 | 35 | 27 | 35 | 30 | 35 | 9 | 35 | 22 | 35 | 4 | 27 | 6 | 27
FFES-4 | A | 10 | 35 | 27 | 35 | 30 | 35 | 9 | 35 | 22 | 35 | 4 | 27 | 6 | 27
FINL-1 | A | 0 | 14 | 1 | 14 | 1 | 14 | 1 | 14 | 2 | 14 | 0 | 14 | 1 | 11
FOYE-1 | A | 6 | 60 | 13 | 60 | 16 | 60 | 11 | 60 | 27 | 60 | 5 | 30 | 11 | 30
FOYE-2 | A | 6 | 60 | 13 | 60 | 16 | 60 | 11 | 60 | 27 | 60 | 5 | 30 | 11 | 30
GAOFO-1 | A | 4 | 87 | 9 | 87 | 9 | 87 | 4 | 87 | 9 | 87 | 4 | 87 | 9 | 87
GAOFO-2 | A | 4 | 87 | 9 | 87 | 9 | 87 | 4 | 87 | 9 | 87 | 4 | 57 | 9 | 57
GAOFO-3 | A | 4 | 87 | 9 | 87 | 9 | 87 | 4 | 87 | 9 | 87 | 4 | 57 | 9 | 57
GAOFO-4 | A | 4 | 87 | 9 | 87 | 9 | 87 | 4 | 87 | 9 | 87 | 4 | 57 | 9 | 57
GLNDO-1 | A | 6 | 80 | 12 | 45 | 17 | 45 | 12 | 45 | 25 | 45 | 8 | 65 | 18 | 45
GNFSW-1 | A | 11 | 100 | 30 | 100 | 30 | 100 | 12 | 100 | 31 | 100 | 12 | 70 | 30 | 70
GNFSW-2 | A | 7 | 64 | 18 | 64 | 18 | 64 | 8 | 64 | 18 | 64 | 6 | 49 | 15 | 49
GORDW-1 | A | 6 | 62 | 16 | 56 | 26 | 45 | 7 | 62 | 18 | 62 | 6 | 56 | 16 | 45
GRAI-6 | A | 24 | 320 | 58 | 320 | 58 | 320 | 35 | 320 | 88 | 320 | 28 | 270 | 60 | 230
GRAI-7 | A | 30 | 232 | 60 | 232 | 60 | 232 | 32 | 232 | 84 | 232 | 32 | 175 | 65 | 135
GRAI-8 | A | 26 | 232 | 58 | 232 | 58 | 232 | 32 | 232 | 84 | 232 | 32 | 175 | 65 | 135
GRGBW-1 | A | 17 | 167 | 45 | 167 | 48 | 167 | 18 | 167 | 48 | 167 | 17 | 150 | 46 | 122
GRGBW-2 | A | 18 | 167 | 48 | 167 | 51 | 167 | 19 | 167 | 50 | 167 | 18 | 147 | 48 | 117
GRGBW-3 | A | 17 | 166 | 45 | 166 | 48 | 166 | 18 | 166 | 48 | 166 | 17 | 149 | 46 | 121
GRIFW-1 | A | 8 | 94 | 22 | 94 | 23 | 94 | 8 | 94 | 22 | 94 | 8 | 85 | 22 | 72
GRIFW-2 | A | 8 | 94 | 22 | 94 | 23 | 94 | 8 | 94 | 22 | 94 | 8 | 85 | 22 | 72
GRMO-1 | A | 8 | 43 | 8 | 43 | 8 | 43 | 8 | 43 | 8 | 43 | 8 | 23 | 8 | 23
GYAR-1 | A | 17 | 176 | 42 | 176 | 66 | 176 | 24 | 176 | 60 | 176 | 17 | 176 | 42 | 176
GYMRO-15 | A | 6 | 145 | 15 | 145 | 15 | 145 | 6 | 145 | 15 | 145 | 6 | 44 | 15 | 44
GYMRO-17 | A | 6 | 145 | 15 | 145 | 15 | 145 | 6 | 145 | 15 | 145 | 6 | 44 | 15 | 44
GYMRO-26 | A | 6 | 145 | 15 | 145 | 15 | 145 | 6 | 145 | 15 | 145 | 6 | 44 | 15 | 44
GYMRO-28 | A | 6 | 145 | 15 | 145 | 15 | 145 | 6 | 145 | 15 | 145 | 6 | 44 | 15 | 44
HADHW-1 | A | 7 | 76 | 14 | 76 | 22 | 76 | 13 | 76 | 34 | 76 | 8 | 65 | 17 | 65
HMGTO-1 | A | 8 | 88 | 20 | 88 | 35 | 88 | 10 | 88 | 25 | 88 | 8 | 68 | 19 | 68
HMGTO-2 | A | 9 | 91 | 23 | 91 | 37 | 91 | 10 | 91 | 25 | 91 | 10 | 67 | 24 | 67
HOWAO-1 | A | 42 | 400 | 112 | 400 | 120 | 400 | 44 | 400 | 116 | 400 | 42 | 364 | 112 | 294
HOWAO-2 | A | 42 | 400 | 112 | 400 | 120 | 400 | 44 | 400 | 116 | 400 | 42 | 364 | 112 | 294
HOWAO-3 | A | 42 | 400 | 112 | 400 | 120 | 400 | 44 | 400 | 116 | 400 | 42 | 364 | 112 | 294
HRSTW-1 | A | 12 | 102 | 30 | 102 | 45 | 102 | 13 | 102 | 34 | 102 | 13 | 80 | 27 | 66
HUMR-1 | A | 60 | 533 | 150 | 533 | 200 | 533 | 80 | 533 | 200 | 533 | 62 | 419 | 155 | 251
INDQ-1 | A | 12 | 102 | 31 | 102 | 43 | 102 | 13 | 102 | 34 | 102 | 12 | 72 | 30 | 72
KEAD-1 | A | 38 | 415 | 90 | 415 | 90 | 415 | 55 | 415 | 138 | 415 | 38 | 355 | 90 | 285
KEAD-2 | A | 41 | 566 | 102 | 566 | 108 | 566 | 57 | 566 | 124 | 566 | 41 | 458 | 99 | 458
KENNW-1 | A | 5 | 54 | 14 | 54 | 18 | 54 | 5 | 54 | 14 | 54 | 5 | 40 | 14 | 40
KILBW-1 | A | 3 | 56 | 8 | 56 | 13 | 56 | 5 | 56 | 14 | 56 | 4 | 53 | 9 | 47
KILLPG-1 | A | 19 | 180 | 29 | 145 | 29 | 145 | 34 | 145 | 36 | 180 | 20 | 107 | 41 | 107
KILLPG-2 | A | 20 | 190 | 30 | 151 | 30 | 151 | 26 | 190 | 35 | 151 | 21 | 114 | 50 | 114
KLYN-A-1 | A | 22 | 185 | 45 | 185 | 52 | 185 | 40 | 185 | 95 | 185 | 22 | 155 | 45 | 125
KPMRW-1 | A | 9 | 75 | 20 | 75 | 30 | 75 | 9 | 75 | 23 | 75 | 9 | 67 | 22 | 54
LAGA-1 | A | 55 | 500 | 123 | 500 | 140 | 500 | 52 | 500 | 130 | 500 | 53 | 475 | 130 | 475
LARYO-1 | A | 16 | 155 | 40 | 155 | 45 | 155 | 18 | 155 | 45 | 155 | 14 | 120 | 35 | 120
LARYO-2 | A | 16 | 158 | 40 | 158 | 45 | 158 | 18 | 158 | 45 | 158 | 14 | 120 | 35 | 120
LARYO-3 | A | 16 | 158 | 40 | 158 | 45 | 158 | 18 | 158 | 45 | 158 | 14 | 120 | 35 | 120
LARYO-4 | A | 16 | 158 | 40 | 158 | 45 | 158 | 18 | 158 | 45 | 158 | 14 | 120 | 35 | 120
LBAR-1 | A | 39 | 360 | 88 | 360 | 88 | 360 | 55 | 360 | 145 | 360 | 41 | 270 | 90 | 270
LBAR-1G | A | 1 | 16 | 4 | 16 | 6 | 16 | 2 | 16 | 4 | 16 | 1 | 9 | 4 | 9
LCLTW-1 | A | 7 | 69 | 18 | 69 | 20 | 69 | 7 | 69 | 19 | 69 | 8 | 49 | 20 | 49
LNCSO-1 | A | 12 | 130 | 30 | 130 | 32 | 130 | 12 | 130 | 32 | 130 | 10 | 100 | 26 | 100
LNCSO-2 | A | 13 | 140 | 34 | 140 | 36 | 140 | 14 | 140 | 36 | 140 | 12 | 125 | 32 | 125
MEDP-1 | A | 30 | 380 | 76 | 330 | 76 | 330 | 48 | 380 | 105 | 380 | 31 | 330 | 79 | 290
MILWW-1 | A | 6 | 32 | 8 | 54 | 13 | 54 | 5 | 54 | 14 | 54 | 3 | 43 | 8 | 43
MKHLW-1 | A | 4 | 42 | 10 | 42 | 12 | 42 | 5 | 42 | 13 | 42 | 5 | 37 | 12 | 30
MOYEW-1 | A | 6 | 53 | 11 | 53 | 15 | 53 | 6 | 53 | 15 | 53 | 6 | 38 | 15 | 38
MRWD-1 | A | 43 | 448 | 100 | 448 | 112 | 448 | 67 | 448 | 160 | 448 | 36 | 328 | 93 | 328
NANT-1 | A | 0 | 15 | 0 | 15 | 0 | 15 | 0 | 15 | 1 | 15 | 0 | 15 | 0 | 15
PEHE-1 | A | 42 | 420 | 72 | 420 | 72 | 420 | 83 | 420 | 117 | 420 | 35 | 350 | 84 | 260
PEHE-2 | A | 16 | 490 | 40 | 265 | 42 | 490 | 0 | 490 | 0 | 490 | 0 | 490 | 0 | 490
PEMB-11 | A | 38 | 113 | 63 | 276 | 63 | 276 | 33 | 276 | 90 | 276 | 35 | 241 | 64 | 210
PEMB-21 | A | 38 | 113 | 63 | 276 | 63 | 276 | 33 | 276 | 90 | 276 | 35 | 241 | 64 | 210
PEMB-31 | A | 38 | 113 | 63 | 276 | 63 | 276 | 33 | 276 | 90 | 276 | 35 | 241 | 64 | 210
PEMB-41 | A | 38 | 113 | 63 | 276 | 63 | 276 | 33 | 276 | 90 | 276 | 35 | 241 | 64 | 210
PEMB-51 | A | 38 | 113 | 63 | 276 | 63 | 276 | 33 | 276 | 90 | 276 | 35 | 241 | 64 | 210
PETEM1 | A | 20 | 180 | 46 | 180 | 52 | 180 | 24 | 180 | 58 | 180 | 20 | 150 | 50 | 100
PINFB-1 | A | 3 | 6 | 6 | 25 | 6 | 25 | 2 | 25 | 6 | 25 | 3 | 21 | 6 | 15
PINFB-2 | A | 3 | 6 | 6 | 25 | 6 | 25 | 2 | 25 | 6 | 25 | 3 | 21 | 6 | 15
PINFB-3 | A | 3 | 6 | 6 | 25 | 6 | 25 | 2 | 25 | 6 | 25 | 3 | 21 | 6 | 15
PINFB-4 | A | 3 | 6 | 6 | 25 | 6 | 25 | 2 | 25 | 6 | 25 | 3 | 21 | 6 | 15
PNYCW-1 | A | 25 | 228 | 67 | 228 | 72 | 228 | 26 | 228 | 70 | 228 | 25 | 203 | 63 | 161
RATS-1 | A | 50 | 270 | 90 | 270 | 90 | 270 | 36 | 270 | 50 | 270 | 42 | 105 | 75 | 155
RATS-2 | A | 40 | 270 | 90 | 270 | 100 | 270 | 36 | 270 | 50 | 270 | 40 | 195 | 75 | 195
RATS-3 | A | 40 | 270 | 90 | 270 | 100 | 270 | 36 | 270 | 50 | 270 | 40 | 195 | 75 | 195
RATS-4 | A | 40 | 270 | 95 | 270 | 100 | 270 | 36 | 270 | 50 | 270 | 40 | 195 | 75 | 195
RCBKO-1 | A | 31 | 279 | 81 | 279 | 81 | 279 | 31 | 279 | 81 | 279 | 31 | 84 | 81 | 84
RCBKO-2 | A | 32 | 286 | 83 | 286 | 83 | 286 | 32 | 286 | 83 | 286 | 32 | 86 | 83 | 86
RMPNO-1 | A | 18 | 180 | 45 | 180 | 72 | 180 | 20 | 180 | 50 | 180 | 18 | 130 | 47 | 130
RMPNO-2 | A | 18 | 180 | 45 | 180 | 72 | 180 | 20 | 180 | 50 | 180 | 18 | 130 | 47 | 130
ROCK-1 | A | 36 | 400 | 50 | 400 | 54 | 400 | 60 | 400 | 160 | 400 | 33 | 220 | 53 | 220
RYHPS-1 | A | 30 | 305 | 48 | 305 | 66 | 305 | 42 | 305 | 51 | 305 | 30 | 130 | 42 | 68
SCCL-1 | A | 35 | 180 | 70 | 180 | 70 | 180 | 40 | 180 | 95 | 180 | 40 | 100 | 100 | 50
SCCL-2 | A | 35 | 180 | 70 | 180 | 70 | 180 | 40 | 180 | 95 | 180 | 40 | 100 | 100 | 50
SCCL-3 | A | 35 | 180 | 70 | 180 | 70 | 180 | 40 | 180 | 95 | 180 | 40 | 100 | 100 | 50
SEAB-1 | A | 44 | 254 | 125 | 254 | 150 | 254 | 55 | 254 | 150 | 254 | 75 | 164 | 176 | 38
SEAB-2 | A | 31 | 138 | 76 | 138 | 86 | 138 | 32 | 138 | 82 | 138 | 37 | 73 | 90 | 43
SEEL-1 | A | 23 | 170 | 38 | 170 | 38 | 170 | 24 | 170 | 70 | 170 | 19 | 135 | 38 | 100
SHBA-1 | A | 33 | 420 | 79 | 420 | 91 | 420 | 59 | 420 | 150 | 420 | 37 | 336 | 95 | 252
SHBA-2 | A | 32 | 319 | 70 | 319 | 76 | 319 | 35 | 319 | 93 | 319 | 32 | 270 | 70 | 217
SHOS-1 | A | 20 | 260 | 41 | 260 | 48 | 260 | 31 | 260 | 82 | 260 | 24 | 185 | 53 | 185
SHRSO-1 | A | 16 | 157 | 44 | 157 | 46 | 157 | 17 | 157 | 46 | 157 | 16 | 141 | 43 | 113
SHRSO-2 | A | 16 | 157 | 44 | 157 | 46 | 157 | 17 | 157 | 46 | 157 | 16 | 141 | 43 | 113
SIZB-1 | A | 38 | 283 | 45 | 283 | 45 | 283 | 45 | 283 | 45 | 283 | 40 | 283 | 46 | 283
SIZB-2 | A | 38 | 283 | 45 | 283 | 45 | 283 | 45 | 283 | 45 | 283 | 40 | 283 | 46 | 283
SLOY-1 | A | 0 | 38 | 1 | 38 | 1 | 38 | 1 | 38 | 2 | 38 | 0 | 38 | 1 | 30
SLOY-2 | A | 0 | 38 | 1 | 38 | 1 | 38 | 1 | 38 | 2 | 38 | 0 | 38 | 1 | 30
SLOY-3 | A | 0 | 38 | 1 | 38 | 1 | 38 | 1 | 38 | 2 | 38 | 0 | 38 | 1 | 30
SLOY-4 | A | 0 | 28 | 1 | 28 | 1 | 28 | 1 | 28 | 2 | 28 | 0 | 28 | 1 | 22
SOKYW-1 | A | 20 | 211 | 52 | 211 | 59 | 211 | 20 | 211 | 52 | 211 | 20 | 179 | 52 | 130
SPLN-1 | A | 40 | 380 | 100 | 380 | 110 | 380 | 50 | 380 | 120 | 380 | 30 | 380 | 90 | 300
STAY-1 | A | 35 | 265 | 62 | 265 | 62 | 265 | 35 | 265 | 89 | 265 | 34 | 192 | 63 | 192
STAY-2 | A | 35 | 265 | 62 | 265 | 62 | 265 | 35 | 265 | 89 | 265 | 34 | 192 | 63 | 192
STAY-3 | A | 35 | 265 | 62 | 265 | 62 | 265 | 35 | 265 | 89 | 265 | 34 | 192 | 63 | 192
STAY-4 | A | 35 | 265 | 62 | 265 | 62 | 265 | 35 | 265 | 89 | 265 | 34 | 192 | 63 | 192
STLGW-1 | A | 6 | 66 | 16 | 66 | 26 | 66 | 6 | 66 | 16 | 66 | 6 | 55 | 14 | 33
STLGW-2 | A | 7 | 75 | 19 | 75 | 27 | 75 | 7 | 75 | 19 | 75 | 7 | 65 | 19 | 53
STLGW-3 | A | 6 | 66 | 17 | 66 | 26 | 66 | 6 | 66 | 17 | 66 | 7 | 56 | 17 | 48
STRNW-1 | A | 6 | 52 | 16 | 52 | 26 | 52 | 7 | 60 | 17 | 60 | 6 | 52 | 17 | 42
SUTB-1 | A | 36 | 380 | 104 | 380 | 148 | 380 | 52 | 380 | 132 | 380 | 47 | 250 | 107 | 250
SVRP-10 | A | 20 | 225 | 50 | 225 | 70 | 225 | 32 | 225 | 80 | 225 | 20 | 172 | 50 | 172
SVRP-20 | A | 20 | 225 | 50 | 225 | 70 | 225 | 32 | 225 | 80 | 225 | 20 | 172 | 50 | 172
TKNEW-1 | A | 34 | 370 | 80 | 370 | 160 | 370 | 37 | 370 | 101 | 370 | 35 | 279 | 82 | 222
TKNWW-1 | A | 38 | 370 | 103 | 370 | 166 | 370 | 35 | 370 | 97 | 370 | 39 | 280 | 89 | 222
TRLGW-1 | A | 2 | 16 | 4 | 16 | 7 | 16 | 2 | 16 | 5 | 16 | 2 | 12 | 4 | 9
TWSHW-1 | A | 3 | 35 | 9 | 35 | 15 | 35 | 3 | 35 | 9 | 35 | 3 | 28 | 9 | 22
USKM-13 | A | 6 | 49 | 15 | 49 | 17 | 49 | 8 | 49 | 19 | 49 | 7 | 36 | 8 | 36
USKM-14 | A | 6 | 49 | 15 | 49 | 17 | 49 | 8 | 49 | 19 | 49 | 7 | 36 | 8 | 36
USKM-15 | A | 6 | 49 | 15 | 49 | 17 | 49 | 8 | 49 | 19 | 49 | 7 | 36 | 8 | 36
WBUPS-1 | A | 30 | 113 | 48 | 153 | 48 | 153 | 32 | 113 | 50 | 113 | 40 | 153 | 65 | 113
WBUPS-2 | A | 30 | 133 | 48 | 173 | 48 | 173 | 32 | 133 | 50 | 133 | 40 | 173 | 65 | 133
WBUPS-3 | A | 30 | 133 | 48 | 173 | 48 | 173 | 32 | 133 | 50 | 133 | 40 | 173 | 65 | 133
WBUPS-4 | A | 30 | 113 | 48 | 153 | 48 | 153 | 32 | 113 | 50 | 113 | 40 | 153 | 65 | 113
WBURB-1 | A | 22 | 240 | 48 | 240 | 62 | 240 | 27 | 240 | 69 | 240 | 20 | 200 | 50 | 120
WBURB-2 | A | 25 | 255 | 52 | 255 | 62 | 255 | 26 | 255 | 67 | 255 | 22 | 215 | 52 | 135
WBURB-3 | A | 23 | 255 | 56 | 255 | 67 | 255 | 25 | 255 | 67 | 255 | 22 | 211 | 58 | 167
WDNSO-1 | A | 21 | 191 | 54 | 191 | 57 | 191 | 21 | 191 | 57 | 191 | 21 | 170 | 55 | 136
WDNSO-2 | A | 21 | 191 | 54 | 191 | 57 | 191 | 21 | 191 | 57 | 191 | 21 | 170 | 55 | 136
WHILW-1 | A | 31 | 322 | 84 | 322 | 90 | 322 | 33 | 322 | 90 | 322 | 32 | 255 | 86 | 210
WHILW-2 | A | 19 | 163 | 33 | 163 | 35 | 163 | 20 | 163 | 52 | 163 | 21 | 142 | 43 | 119
WLNYO-2 | A | 19 | 182 | 51 | 182 | 54 | 182 | 20 | 182 | 53 | 182 | 20 | 158 | 51 | 130
WLNYO-3 | A | 30 | 240 | 77 | 180 | 75 | 300 | 30 | 300 | 77 | 300 | 30 | 240 | 78 | 240
WLNYO-4 | A | 32 | 330 | 88 | 330 | 88 | 330 | 33 | 330 | 93 | 330 | 34 | 240 | 90 | 240
WLNYW-1 | A | 19 | 182 | 51 | 182 | 54 | 182 | 20 | 182 | 53 | 182 | 20 | 158 | 51 | 130
WTMSO-1 | A | 22 | 200 | 58 | 200 | 62 | 200 | 23 | 200 | 61 | 200 | 23 | 140 | 60 | 140

## Sep 2025
Public
Mandatory Frequency Response Capabilities
MW Response Capability by BMU
|  | Primary Response (Max MWhrs) | [5 empty] | Secondary Response (Max Mwhrs) |  |  |  | High Frequency Response (Max MWhrs)
UNIT | Mode | 0.2Hz | Genset Deload (MW) | 0.5Hz | Genset Deload (MW) | 0.8Hz | Genset Deload (MW) | 0.2/0.2Hz | Genset Deload (MW) | 0.5/0.5Hz | Genset Deload (MW) | 0.2Hz | Genset Deload (MW) | 0.5Hz | Genset Deload (MW)
ABRBO-1 | A | 7 | 86 | 19 | 86 | 33 | 86 | 9 | 86 | 23 | 86 | 7 | 78 | 19 | 67
AKGLW-3 | A | 7 | 82 | 18 | 82 | 19 | 82 | 7 | 82 | 18 | 82 | 7 | 74 | 19 | 62
ARCHW-1 | A | 10 | 92 | 25 | 92 | 25 | 92 | 12 | 92 | 30 | 92 | 11 | 73 | 24 | 56
BAGE-1 | A | 30 | 255 | 70 | 255 | 90 | 255 | 35 | 255 | 90 | 255 | 28 | 220 | 70 | 185
BAGE-2 | A | 3 | 17 | 8 | 17 | 12 | 17 | 4 | 17 | 9 | 17 | 2 | 17 | 5 | 17
BEATO-1 | A | 13 | 126 | 35 | 126 | 37 | 126 | 14 | 126 | 36 | 126 | 13 | 112 | 35 | 91
BEATO-2 | A | 13 | 126 | 35 | 126 | 37 | 126 | 14 | 126 | 36 | 126 | 13 | 112 | 35 | 91
BEATO-3 | A | 17 | 168 | 47 | 168 | 49 | 168 | 18 | 168 | 48 | 168 | 18 | 149 | 48 | 119
BEATO-4 | A | 17 | 168 | 47 | 168 | 49 | 168 | 18 | 168 | 48 | 168 | 18 | 149 | 48 | 119
BEINW-1 | A | 9 | 93 | 24 | 93 | 33 | 93 | 8 | 93 | 25 | 93 | 9 | 74 | 20 | 74
BHLAW-1 | A | 7 | 98 | 16 | 98 | 19 | 98 | 10 | 98 | 26 | 98 | 8 | 87 | 18 | 78
BHOLB-1 | A | 2 | 0 | 7 | 0 | 7 | 0 | 2 | 0 | 7 | 0 | 2 | 0 | 7 | 0
BLLA-1 | A | 6 | 99 | 13 | 99 | 13 | 99 | 15 | 99 | 39 | 99 | 9 | 83 | 16 | 83
BLLA-2 | A | 3 | 47 | 8 | 47 | 12 | 47 | 4 | 47 | 11 | 47 | 4 | 37 | 10 | 37
BRBEO-1 | A | 20 | 258 | 50 | 258 | 50 | 258 | 22 | 258 | 63 | 258 | 17 | 194 | 46 | 194
BRDUW-1 | A | 6 | 58 | 17 | 58 | 17 | 58 | 7 | 58 | 17 | 58 | 6 | 36 | 17 | 36
BRGG-1 | A | 16 | 110 | 32 | 110 | 48 | 110 | 16 | 110 | 40 | 110 | 14 | 96 | 34 | 46
BURBW-1 | A | 0 | 90 | 0 | 90 | 0 | 90 | 0 | 90 | 0 | 90 | 0 | 90 | 0 | 90
BUSTB-1 | A | 5 | 50 | 12 | 50 | 20 | 50 | 5 | 50 | 12 | 50 | 5 | 40 | 12 | 40
CARR-1 | A | 35 | 269 | 58 | 269 | 58 | 269 | 35 | 325 | 88 | 325 | 34 | 269 | 56 | 269
CARR-2 | A | 35 | 269 | 58 | 269 | 58 | 269 | 35 | 325 | 88 | 325 | 34 | 269 | 56 | 269
CDCL-1 | A | 30 | 231 | 46 | 231 | 46 | 231 | 34 | 231 | 45 | 231 | 29 | 172 | 72 | 135
CLAC-1 | A | 3 | 28 | 8 | 28 | 13 | 28 | 3 | 36 | 9 | 36 | 3 | 28 | 8 | 28
CLDCW-1 | A | 14 | 14 | 34 | 113 | 36 | 113 | 13 | 113 | 35 | 113 | 13 | 99 | 34 | 78
CLDNW-1 | A | 13 | 108 | 33 | 108 | 35 | 108 | 13 | 108 | 35 | 108 | 12 | 95 | 33 | 74
CLDSW-1 | A | 16 | 129 | 40 | 129 | 43 | 129 | 16 | 129 | 42 | 129 | 16 | 113 | 41 | 88
CMSTW-1 | A | 4 | 35 | 10 | 35 | 16 | 35 | 4 | 35 | 11 | 35 | 4 | 31 | 10 | 25
CNQPS-1 | A | 22 | 170 | 55 | 170 | 55 | 170 | 28 | 170 | 70 | 170 | 26 | 120 | 60 | 105
CNQPS-2 | A | 22 | 170 | 55 | 170 | 55 | 170 | 28 | 170 | 70 | 170 | 22 | 120 | 55 | 105
CNQPS-3 | A | 22 | 170 | 55 | 170 | 55 | 170 | 28 | 170 | 70 | 170 | 22 | 120 | 55 | 105
CNQPS-4 | A | 22 | 170 | 55 | 170 | 55 | 170 | 28 | 170 | 70 | 170 | 28 | 105 | 55 | 105
CORB-1 | A | 10 | 130 | 30 | 130 | 50 | 130 | 28 | 130 | 60 | 130 | 15 | 95 | 40 | 60
COSO-1 | A | 20 | 380 | 40 | 380 | 50 | 380 | 60 | 380 | 140 | 380 | 17 | 304 | 40 | 304
COWE1 | A | 7 | 30 | 17 | 30 | 17 | 30 | 7 | 30 | 17 | 30 | 7 | 30 | 17 | 30
COWE2 | A | 7 | 30 | 17 | 30 | 17 | 30 | 7 | 30 | 17 | 30 | 7 | 30 | 17 | 30
CRUA-1 | A | 10 | 110 | 25 | 110 | 37 | 110 | 12 | 110 | 30 | 110 | 10 | 84 | 25 | 48
CRUA-2 | A | 10 | 110 | 25 | 110 | 37 | 110 | 12 | 110 | 30 | 110 | 10 | 84 | 25 | 48
CRUA-3 | A | 7 | 30 | 15 | 30 | 21 | 30 | 9 | 30 | 24 | 30 | 5 | 25 | 13 | 15
CRUA-4 | A | 7 | 30 | 15 | 30 | 21 | 30 | 9 | 30 | 24 | 30 | 5 | 25 | 13 | 15
CRYRW-2 | A | 15 | 138 | 38 | 138 | 40 | 138 | 15 | 138 | 40 | 138 | 13 | 109 | 40 | 63
CRYRW-3 | A | 1 | 14 | 3 | 14 | 4 | 14 | 1 | 14 | 4 | 14 | 1 | 10 | 3 | 10
DAMC-1 | A | 64 | 380 | 136 | 380 | 156 | 380 | 80 | 380 | 180 | 380 | 60 | 293 | 190 | 128
DDGNO-1 | A | 9 | 108 | 25 | 108 | 26 | 108 | 10 | 108 | 26 | 108 | 9 | 97 | 25 | 81
DDGNO-2 | A | 8 | 90 | 20 | 90 | 22 | 90 | 8 | 90 | 21 | 90 | 8 | 81 | 21 | 68
DDGNO-3 | A | 9 | 102 | 24 | 102 | 25 | 102 | 9 | 102 | 25 | 102 | 9 | 92 | 24 | 77
DDGNO-4 | A | 9 | 102 | 24 | 102 | 25 | 102 | 9 | 102 | 25 | 102 | 9 | 92 | 24 | 77
DIDCB5 | A | 40 | 330 | 104 | 330 | 125 | 330 | 55 | 330 | 140 | 330 | 40 | 185 | 105 | 185
DIDCB6 | A | 50 | 250 | 105 | 250 | 105 | 250 | 50 | 250 | 130 | 250 | 50 | 153 | 110 | 103
DINO-1 | A | 14 | 138 | 39 | 138 | 58 | 138 | 28 | 138 | 72 | 138 | 14 | 118 | 36 | 88
DINO-2 | A | 14 | 138 | 39 | 138 | 58 | 138 | 28 | 138 | 72 | 138 | 14 | 118 | 36 | 88
DINO-3 | A | 14 | 138 | 39 | 138 | 58 | 138 | 28 | 138 | 72 | 138 | 14 | 118 | 36 | 88
DINO-4 | A | 14 | 138 | 39 | 138 | 58 | 138 | 28 | 138 | 72 | 138 | 14 | 118 | 36 | 88
DINO-5 | A | 14 | 138 | 39 | 138 | 58 | 138 | 28 | 138 | 72 | 138 | 14 | 118 | 36 | 88
DINO-6 | A | 14 | 138 | 39 | 138 | 58 | 138 | 28 | 138 | 72 | 138 | 14 | 118 | 36 | 88
DRAXX-1 | A | 68 | 345 | 100 | 345 | 100 | 345 | 64 | 95 | 110 | 345 | 60 | 225 | 70 | 225
DRAXX-2 | A | 68 | 345 | 100 | 345 | 100 | 345 | 64 | 95 | 110 | 345 | 60 | 225 | 70 | 225
DRAXX-3 | A | 68 | 345 | 100 | 345 | 100 | 345 | 64 | 95 | 110 | 345 | 60 | 225 | 70 | 225
DRAXX-4 | A | 68 | 345 | 100 | 345 | 100 | 345 | 64 | 95 | 110 | 345 | 60 | 225 | 70 | 225
DRAXX-5 | A | 68 | 345 | 100 | 345 | 100 | 345 | 64 | 95 | 110 | 345 | 60 | 225 | 70 | 225
DRAXX-6 | A | 68 | 345 | 100 | 345 | 100 | 345 | 64 | 95 | 110 | 345 | 60 | 225 | 70 | 225
DRSLW-1 | A | 6 | 69 | 16 | 69 | 17 | 69 | 6 | 69 | 17 | 69 | 6 | 61 | 16 | 54
DUNGW-1 | A | 8 | 89 | 21 | 89 | 33 | 89 | 8 | 89 | 23 | 89 | 8 | 80 | 21 | 69
EAAO-1 | A | 18 | 182 | 48 | 182 | 52 | 182 | 19 | 182 | 50 | 182 | 18 | 164 | 48 | 134
EAAO-2 | A | 17 | 175 | 46 | 175 | 50 | 175 | 18 | 175 | 48 | 175 | 18 | 157 | 46 | 157
EECL-1 | A | 19 | 321 | 42 | 321 | 45 | 321 | 33 | 321 | 84 | 321 | 25 | 281 | 56 | 235
ERRO-1 | A | 1 | 21 | 1 | 21 | 1 | 21 | 2 | 21 | 5 | 21 | 1 | 17 | 1 | 17
ERRO-2 | A | 1 | 21 | 1 | 21 | 1 | 21 | 2 | 21 | 5 | 21 | 1 | 17 | 1 | 17
ERRO-3 | A | 1 | 21 | 1 | 21 | 1 | 21 | 2 | 21 | 5 | 21 | 1 | 17 | 1 | 17
FAARW-1 | A | 2 | 37 | 4 | 37 | 4 | 37 | 4 | 37 | 12 | 37 | 2 | 33 | 4 | 33
FAARW-2 | A | 2 | 37 | 4 | 37 | 4 | 37 | 4 | 37 | 12 | 37 | 2 | 33 | 4 | 33
FALGW-1 | A | 11 | 108 | 28 | 108 | 41 | 108 | 13 | 108 | 35 | 108 | 10 | 86 | 22 | 64
FASN-1 | A | 0 | 15 | 1 | 15 | 1 | 15 | 1 | 15 | 2 | 15 | 0 | 15 | 1 | 12
FASN2 | A | 0 | 15 | 1 | 15 | 1 | 15 | 1 | 15 | 2 | 15 | 0 | 15 | 1 | 12
FASN3 | A | 0 | 15 | 1 | 15 | 1 | 15 | 1 | 15 | 2 | 15 | 0 | 15 | 1 | 12
FAWN-1 | A | 10 | 52 | 25 | 52 | 40 | 52 | 13 | 52 | 32 | 52 | 11 | 37 | 27 | 27
FELL-1 | A | 9 | 63 | 21 | 63 | 22 | 63 | 10 | 63 | 24 | 63 | 9 | 63 | 22 | 63
FFES-1 | A | 10 | 35 | 27 | 35 | 30 | 35 | 9 | 35 | 22 | 35 | 4 | 27 | 6 | 27
FFES-2 | A | 10 | 35 | 27 | 35 | 30 | 35 | 9 | 35 | 22 | 35 | 4 | 27 | 6 | 27
FFES-3 | A | 10 | 35 | 27 | 35 | 30 | 35 | 9 | 35 | 22 | 35 | 4 | 27 | 6 | 27
FFES-4 | A | 10 | 35 | 27 | 35 | 30 | 35 | 9 | 35 | 22 | 35 | 4 | 27 | 6 | 27
FINL-1 | A | 0 | 14 | 1 | 14 | 1 | 14 | 1 | 14 | 2 | 14 | 0 | 14 | 1 | 11
FOYE-1 | A | 6 | 60 | 13 | 60 | 16 | 60 | 11 | 60 | 27 | 60 | 5 | 30 | 11 | 30
FOYE-2 | A | 6 | 60 | 13 | 60 | 16 | 60 | 11 | 60 | 27 | 60 | 5 | 30 | 11 | 30
GAOFO-1 | A | 4 | 87 | 9 | 87 | 9 | 87 | 4 | 87 | 9 | 87 | 4 | 87 | 9 | 87
GAOFO-2 | A | 4 | 87 | 9 | 87 | 9 | 87 | 4 | 87 | 9 | 87 | 4 | 57 | 9 | 57
GAOFO-3 | A | 4 | 87 | 9 | 87 | 9 | 87 | 4 | 87 | 9 | 87 | 4 | 57 | 9 | 57
GAOFO-4 | A | 4 | 87 | 9 | 87 | 9 | 87 | 4 | 87 | 9 | 87 | 4 | 57 | 9 | 57
GLNDO-1 | A | 6 | 80 | 12 | 45 | 17 | 45 | 12 | 45 | 25 | 45 | 8 | 65 | 18 | 45
GNFSW-1 | A | 11 | 100 | 30 | 100 | 30 | 100 | 12 | 100 | 31 | 100 | 12 | 70 | 30 | 70
GNFSW-2 | A | 7 | 64 | 18 | 64 | 18 | 64 | 8 | 64 | 18 | 64 | 6 | 49 | 15 | 49
GORDW-1 | A | 6 | 62 | 16 | 56 | 26 | 45 | 7 | 62 | 18 | 62 | 6 | 56 | 16 | 45
GRAI-6 | A | 24 | 320 | 58 | 320 | 58 | 320 | 35 | 320 | 88 | 320 | 28 | 270 | 60 | 230
GRAI-7 | A | 30 | 232 | 60 | 232 | 60 | 232 | 32 | 232 | 84 | 232 | 32 | 175 | 65 | 135
GRAI-8 | A | 26 | 232 | 58 | 232 | 58 | 232 | 32 | 232 | 84 | 232 | 32 | 175 | 65 | 135
GRGBW-1 | A | 17 | 167 | 45 | 167 | 48 | 167 | 18 | 167 | 48 | 167 | 17 | 150 | 46 | 122
GRGBW-2 | A | 18 | 167 | 48 | 167 | 51 | 167 | 19 | 167 | 50 | 167 | 18 | 147 | 48 | 117
GRGBW-3 | A | 17 | 166 | 45 | 166 | 48 | 166 | 18 | 166 | 48 | 166 | 17 | 149 | 46 | 121
GRIFW-1 | A | 8 | 94 | 22 | 94 | 23 | 94 | 8 | 94 | 22 | 94 | 8 | 85 | 22 | 72
GRIFW-2 | A | 8 | 94 | 22 | 94 | 23 | 94 | 8 | 94 | 22 | 94 | 8 | 85 | 22 | 72
GRMO-1 | A | 8 | 43 | 8 | 43 | 8 | 43 | 8 | 43 | 8 | 43 | 8 | 23 | 8 | 23
GYAR-1 | A | 17 | 176 | 42 | 176 | 66 | 176 | 24 | 176 | 60 | 176 | 17 | 176 | 42 | 176
GYMRO-15 | A | 6 | 145 | 15 | 145 | 15 | 145 | 6 | 145 | 15 | 145 | 6 | 44 | 15 | 44
GYMRO-17 | A | 6 | 145 | 15 | 145 | 15 | 145 | 6 | 145 | 15 | 145 | 6 | 44 | 15 | 44
GYMRO-26 | A | 6 | 145 | 15 | 145 | 15 | 145 | 6 | 145 | 15 | 145 | 6 | 44 | 15 | 44
GYMRO-28 | A | 6 | 145 | 15 | 145 | 15 | 145 | 6 | 145 | 15 | 145 | 6 | 44 | 15 | 44
HADHW-1 | A | 7 | 76 | 14 | 76 | 22 | 76 | 13 | 76 | 34 | 76 | 8 | 65 | 17 | 65
HMGTO-1 | A | 8 | 88 | 20 | 88 | 35 | 88 | 10 | 88 | 25 | 88 | 8 | 68 | 19 | 68
HMGTO-2 | A | 9 | 91 | 23 | 91 | 37 | 91 | 10 | 91 | 25 | 91 | 10 | 67 | 24 | 67
HOWAO-1 | A | 42 | 400 | 112 | 400 | 120 | 400 | 44 | 400 | 116 | 400 | 42 | 364 | 112 | 294
HOWAO-2 | A | 42 | 400 | 112 | 400 | 120 | 400 | 44 | 400 | 116 | 400 | 42 | 364 | 112 | 294
HOWAO-3 | A | 42 | 400 | 112 | 400 | 120 | 400 | 44 | 400 | 116 | 400 | 42 | 364 | 112 | 294
HRSTW-1 | A | 12 | 102 | 30 | 102 | 45 | 102 | 13 | 102 | 34 | 102 | 13 | 80 | 27 | 66
HUMR-1 | A | 60 | 533 | 150 | 533 | 200 | 533 | 80 | 533 | 200 | 533 | 62 | 419 | 155 | 251
INDQ-1 | A | 12 | 102 | 31 | 102 | 43 | 102 | 13 | 102 | 34 | 102 | 12 | 72 | 30 | 72
KEAD-1 | A | 38 | 415 | 90 | 415 | 90 | 415 | 55 | 415 | 138 | 415 | 38 | 355 | 90 | 285
KEAD-2 | A | 41 | 566 | 102 | 566 | 108 | 566 | 57 | 566 | 124 | 566 | 41 | 458 | 99 | 458
KILBW-1 | A | 3 | 56 | 8 | 56 | 13 | 56 | 5 | 56 | 14 | 56 | 4 | 53 | 9 | 47
KILLPG-1 | A | 19 | 180 | 29 | 145 | 29 | 145 | 34 | 145 | 36 | 180 | 20 | 107 | 41 | 107
KILLPG-2 | A | 20 | 190 | 30 | 151 | 30 | 151 | 26 | 190 | 35 | 151 | 21 | 114 | 50 | 114
KLYN-A-1 | A | 22 | 185 | 45 | 185 | 52 | 185 | 40 | 185 | 95 | 185 | 22 | 155 | 45 | 125
KPMRW-1 | A | 9 | 75 | 20 | 75 | 30 | 75 | 9 | 75 | 23 | 75 | 9 | 67 | 22 | 54
LAGA-1 | A | 55 | 500 | 123 | 500 | 140 | 500 | 52 | 500 | 130 | 500 | 53 | 475 | 130 | 475
LARYO-1 | A | 16 | 155 | 40 | 155 | 45 | 155 | 18 | 155 | 45 | 155 | 14 | 120 | 35 | 120
LARYO-2 | A | 16 | 158 | 40 | 158 | 45 | 158 | 18 | 158 | 45 | 158 | 14 | 120 | 35 | 120
LARYO-3 | A | 16 | 158 | 40 | 158 | 45 | 158 | 18 | 158 | 45 | 158 | 14 | 120 | 35 | 120
LARYO-4 | A | 16 | 158 | 40 | 158 | 45 | 158 | 18 | 158 | 45 | 158 | 14 | 120 | 35 | 120
LBAR-1 | A | 39 | 360 | 88 | 360 | 88 | 360 | 55 | 360 | 145 | 360 | 41 | 270 | 90 | 270
LBAR-1G | A | 1 | 16 | 4 | 16 | 6 | 16 | 2 | 16 | 4 | 16 | 1 | 9 | 4 | 9
LCLTW-1 | A | 7 | 69 | 18 | 69 | 20 | 69 | 7 | 69 | 19 | 69 | 8 | 49 | 20 | 49
LNCSO-1 | A | 12 | 130 | 30 | 130 | 32 | 130 | 12 | 130 | 32 | 130 | 10 | 100 | 26 | 100
LNCSO-2 | A | 13 | 140 | 34 | 140 | 36 | 140 | 14 | 140 | 36 | 140 | 12 | 125 | 32 | 125
MEDP-1 | A | 30 | 380 | 76 | 330 | 76 | 330 | 48 | 380 | 105 | 380 | 31 | 330 | 79 | 290
MILWW-1 | A | 6 | 32 | 8 | 54 | 13 | 54 | 5 | 54 | 14 | 54 | 3 | 43 | 8 | 43
MKHLW-1 | A | 4 | 42 | 10 | 42 | 12 | 42 | 5 | 42 | 13 | 42 | 5 | 37 | 12 | 30
MOYEW-1 | A | 6 | 53 | 11 | 53 | 15 | 53 | 6 | 53 | 15 | 53 | 6 | 38 | 15 | 38
MRWD-1 | A | 43 | 448 | 100 | 448 | 112 | 448 | 67 | 448 | 160 | 448 | 36 | 328 | 93 | 328
NANT-1 | A | 0 | 15 | 0 | 15 | 0 | 15 | 0 | 15 | 1 | 15 | 0 | 15 | 0 | 15
PEHE-1 | A | 42 | 420 | 72 | 420 | 72 | 420 | 83 | 420 | 117 | 420 | 35 | 350 | 84 | 260
PEHE-2 | A | 16 | 490 | 40 | 265 | 42 | 490 | 0 | 490 | 0 | 490 | 0 | 490 | 0 | 490
PEMB-11 | A | 38 | 113 | 63 | 276 | 63 | 276 | 33 | 276 | 90 | 276 | 35 | 241 | 64 | 210
PEMB-21 | A | 38 | 113 | 63 | 276 | 63 | 276 | 33 | 276 | 90 | 276 | 35 | 241 | 64 | 210
PEMB-31 | A | 38 | 113 | 63 | 276 | 63 | 276 | 33 | 276 | 90 | 276 | 35 | 241 | 64 | 210
PEMB-41 | A | 38 | 113 | 63 | 276 | 63 | 276 | 33 | 276 | 90 | 276 | 35 | 241 | 64 | 210
PEMB-51 | A | 38 | 113 | 63 | 276 | 63 | 276 | 33 | 276 | 90 | 276 | 35 | 241 | 64 | 210
PETEM1 | A | 20 | 180 | 46 | 180 | 52 | 180 | 24 | 180 | 58 | 180 | 20 | 150 | 50 | 100
PINFB-1 | A | 3 | 6 | 6 | 25 | 6 | 25 | 2 | 25 | 6 | 25 | 3 | 21 | 6 | 15
PINFB-2 | A | 3 | 6 | 6 | 25 | 6 | 25 | 2 | 25 | 6 | 25 | 3 | 21 | 6 | 15
PINFB-3 | A | 3 | 6 | 6 | 25 | 6 | 25 | 2 | 25 | 6 | 25 | 3 | 21 | 6 | 15
PINFB-4 | A | 3 | 6 | 6 | 25 | 6 | 25 | 2 | 25 | 6 | 25 | 3 | 21 | 6 | 15
PNYCW-1 | A | 25 | 228 | 67 | 228 | 72 | 228 | 26 | 228 | 70 | 228 | 25 | 203 | 63 | 161
RATS-1 | A | 50 | 270 | 90 | 270 | 90 | 270 | 36 | 270 | 50 | 270 | 42 | 105 | 75 | 155
RATS-2 | A | 40 | 270 | 90 | 270 | 100 | 270 | 36 | 270 | 50 | 270 | 40 | 195 | 75 | 195
RATS-3 | A | 40 | 270 | 90 | 270 | 100 | 270 | 36 | 270 | 50 | 270 | 40 | 195 | 75 | 195
RATS-4 | A | 40 | 270 | 95 | 270 | 100 | 270 | 36 | 270 | 50 | 270 | 40 | 195 | 75 | 195
RCBKO-1 | A | 31 | 279 | 81 | 279 | 81 | 279 | 31 | 279 | 81 | 279 | 31 | 84 | 81 | 84
RCBKO-2 | A | 32 | 286 | 83 | 286 | 83 | 286 | 32 | 286 | 83 | 286 | 32 | 86 | 83 | 86
RMPNO-1 | A | 18 | 180 | 45 | 180 | 72 | 180 | 20 | 180 | 50 | 180 | 18 | 130 | 47 | 130
RMPNO-2 | A | 18 | 180 | 45 | 180 | 72 | 180 | 20 | 180 | 50 | 180 | 18 | 130 | 47 | 130
ROCK-1 | A | 36 | 400 | 50 | 400 | 54 | 400 | 60 | 400 | 160 | 400 | 33 | 220 | 53 | 220
RYHPS-1 | A | 30 | 305 | 48 | 305 | 66 | 305 | 42 | 305 | 51 | 305 | 30 | 130 | 42 | 68
SCCL-1 | A | 35 | 180 | 70 | 180 | 70 | 180 | 40 | 180 | 95 | 180 | 40 | 100 | 100 | 50
SCCL-2 | A | 35 | 180 | 70 | 180 | 70 | 180 | 40 | 180 | 95 | 180 | 40 | 100 | 100 | 50
SCCL-3 | A | 35 | 180 | 70 | 180 | 70 | 180 | 40 | 180 | 95 | 180 | 40 | 100 | 100 | 50
SEAB-1 | A | 44 | 254 | 125 | 254 | 150 | 254 | 55 | 254 | 150 | 254 | 75 | 164 | 176 | 38
SEAB-2 | A | 31 | 138 | 76 | 138 | 86 | 138 | 32 | 138 | 82 | 138 | 37 | 73 | 90 | 43
SEEL-1 | A | 23 | 170 | 38 | 170 | 38 | 170 | 24 | 170 | 70 | 170 | 19 | 135 | 38 | 100
SHBA-1 | A | 33 | 420 | 79 | 420 | 91 | 420 | 59 | 420 | 150 | 420 | 37 | 336 | 95 | 252
SHBA-2 | A | 32 | 319 | 70 | 319 | 76 | 319 | 35 | 319 | 93 | 319 | 32 | 270 | 70 | 217
SHOS-1 | A | 20 | 260 | 41 | 260 | 48 | 260 | 31 | 260 | 82 | 260 | 24 | 185 | 53 | 185
SHRSO-1 | A | 16 | 157 | 44 | 157 | 46 | 157 | 17 | 157 | 46 | 157 | 16 | 141 | 43 | 113
SHRSO-2 | A | 16 | 157 | 44 | 157 | 46 | 157 | 17 | 157 | 46 | 157 | 16 | 141 | 43 | 113
SIZB-1 | A | 38 | 283 | 45 | 283 | 45 | 283 | 45 | 283 | 45 | 283 | 40 | 283 | 46 | 283
SIZB-2 | A | 38 | 283 | 45 | 283 | 45 | 283 | 45 | 283 | 45 | 283 | 40 | 283 | 46 | 283
SLOY-1 | A | 0 | 38 | 1 | 38 | 1 | 38 | 1 | 38 | 2 | 38 | 0 | 38 | 1 | 30
SLOY-2 | A | 0 | 38 | 1 | 38 | 1 | 38 | 1 | 38 | 2 | 38 | 0 | 38 | 1 | 30
SLOY-3 | A | 0 | 38 | 1 | 38 | 1 | 38 | 1 | 38 | 2 | 38 | 0 | 38 | 1 | 30
SLOY-4 | A | 0 | 28 | 1 | 28 | 1 | 28 | 1 | 28 | 2 | 28 | 0 | 28 | 1 | 22
SOKYW-1 | A | 20 | 211 | 52 | 211 | 59 | 211 | 20 | 211 | 52 | 211 | 20 | 179 | 52 | 130
SPLN-1 | A | 40 | 380 | 100 | 380 | 110 | 380 | 50 | 380 | 120 | 380 | 30 | 380 | 90 | 300
STAY-1 | A | 35 | 265 | 62 | 265 | 62 | 265 | 35 | 265 | 89 | 265 | 34 | 192 | 63 | 192
STAY-2 | A | 35 | 265 | 62 | 265 | 62 | 265 | 35 | 265 | 89 | 265 | 34 | 192 | 63 | 192
STAY-3 | A | 35 | 265 | 62 | 265 | 62 | 265 | 35 | 265 | 89 | 265 | 34 | 192 | 63 | 192
STAY-4 | A | 35 | 265 | 62 | 265 | 62 | 265 | 35 | 265 | 89 | 265 | 34 | 192 | 63 | 192
STLGW-1 | A | 6 | 66 | 16 | 66 | 26 | 66 | 6 | 66 | 16 | 66 | 6 | 55 | 14 | 33
STLGW-2 | A | 7 | 75 | 19 | 75 | 27 | 75 | 7 | 75 | 19 | 75 | 7 | 65 | 19 | 53
STLGW-3 | A | 6 | 66 | 17 | 66 | 26 | 66 | 6 | 66 | 17 | 66 | 7 | 56 | 17 | 48
STRNW-1 | A | 6 | 52 | 16 | 52 | 26 | 52 | 7 | 60 | 17 | 60 | 6 | 52 | 17 | 42
SUTB-1 | A | 36 | 380 | 104 | 380 | 148 | 380 | 52 | 380 | 132 | 380 | 47 | 250 | 107 | 250
SVRP-10 | A | 20 | 225 | 50 | 225 | 70 | 225 | 32 | 225 | 80 | 225 | 20 | 172 | 50 | 172
SVRP-20 | A | 20 | 225 | 50 | 225 | 70 | 225 | 32 | 225 | 80 | 225 | 20 | 172 | 50 | 172
TKNEW-1 | A | 34 | 370 | 80 | 370 | 160 | 370 | 37 | 370 | 101 | 370 | 35 | 279 | 82 | 222
TKNWW-1 | A | 38 | 370 | 103 | 370 | 166 | 370 | 35 | 370 | 97 | 370 | 39 | 280 | 89 | 222
TRLGW-1 | A | 2 | 16 | 4 | 16 | 7 | 16 | 2 | 16 | 5 | 16 | 2 | 12 | 4 | 9
TWSHW-1 | A | 3 | 35 | 9 | 35 | 15 | 35 | 3 | 35 | 9 | 35 | 3 | 28 | 9 | 22
USKM-13 | A | 6 | 49 | 15 | 49 | 17 | 49 | 8 | 49 | 19 | 49 | 7 | 36 | 8 | 36
USKM-14 | A | 6 | 49 | 15 | 49 | 17 | 49 | 8 | 49 | 19 | 49 | 7 | 36 | 8 | 36
USKM-15 | A | 6 | 49 | 15 | 49 | 17 | 49 | 8 | 49 | 19 | 49 | 7 | 36 | 8 | 36
WBUPS-1 | A | 30 | 113 | 48 | 153 | 48 | 153 | 32 | 113 | 50 | 113 | 40 | 153 | 65 | 113
WBUPS-2 | A | 30 | 133 | 48 | 173 | 48 | 173 | 32 | 133 | 50 | 133 | 40 | 173 | 65 | 133
WBUPS-3 | A | 30 | 133 | 48 | 173 | 48 | 173 | 32 | 133 | 50 | 133 | 40 | 173 | 65 | 133
WBUPS-4 | A | 30 | 113 | 48 | 153 | 48 | 153 | 32 | 113 | 50 | 113 | 40 | 153 | 65 | 113
WBURB-1 | A | 22 | 240 | 48 | 240 | 62 | 240 | 27 | 240 | 69 | 240 | 20 | 200 | 50 | 120
WBURB-2 | A | 25 | 255 | 52 | 255 | 62 | 255 | 26 | 255 | 67 | 255 | 22 | 215 | 52 | 135
WBURB-3 | A | 23 | 255 | 56 | 255 | 67 | 255 | 25 | 255 | 67 | 255 | 22 | 211 | 58 | 167
WDNSO-1 | A | 21 | 191 | 54 | 191 | 57 | 191 | 21 | 191 | 57 | 191 | 21 | 170 | 55 | 136
WDNSO-2 | A | 21 | 191 | 54 | 191 | 57 | 191 | 21 | 191 | 57 | 191 | 21 | 170 | 55 | 136
WHILW-1 | A | 31 | 322 | 84 | 322 | 90 | 322 | 33 | 322 | 90 | 322 | 32 | 255 | 86 | 210
WHILW-2 | A | 19 | 163 | 33 | 163 | 35 | 163 | 20 | 163 | 52 | 163 | 21 | 142 | 43 | 119
WLNYO-2 | A | 19 | 182 | 51 | 182 | 54 | 182 | 20 | 182 | 53 | 182 | 20 | 158 | 51 | 130
WLNYO-3 | A | 30 | 240 | 77 | 180 | 75 | 300 | 30 | 300 | 77 | 300 | 30 | 240 | 78 | 240
WLNYO-4 | A | 32 | 330 | 88 | 330 | 88 | 330 | 33 | 330 | 93 | 330 | 34 | 240 | 90 | 240
WLNYW-1 | A | 19 | 182 | 51 | 182 | 54 | 182 | 20 | 182 | 53 | 182 | 20 | 158 | 51 | 130
WTMSO-1 | A | 22 | 200 | 58 | 200 | 62 | 200 | 23 | 200 | 61 | 200 | 23 | 140 | 60 | 140

## Aug 2025
Public
Mandatory Frequency Response Capabilities
MW Response Capability by BMU
|  | Primary Response (Max MWhrs) | [5 empty] | Secondary Response (Max Mwhrs) |  |  |  | High Frequency Response (Max MWhrs)
UNIT | Mode | 0.2Hz | Genset Deload (MW) | 0.5Hz | Genset Deload (MW) | 0.8Hz | Genset Deload (MW) | 0.2/0.2Hz | Genset Deload (MW) | 0.5/0.5Hz | Genset Deload (MW) | 0.2Hz | Genset Deload (MW) | 0.5Hz | Genset Deload (MW)
ABRBO-1 | A | 7 | 86 | 19 | 86 | 33 | 86 | 9 | 86 | 23 | 86 | 7 | 78 | 19 | 67
AKGLW-3 | A | 7 | 82 | 18 | 82 | 19 | 82 | 7 | 82 | 18 | 82 | 7 | 74 | 19 | 62
ARCHW-1 | A | 10 | 92 | 25 | 92 | 25 | 92 | 12 | 92 | 30 | 92 | 11 | 73 | 24 | 56
BAGE-1 | A | 30 | 255 | 70 | 255 | 90 | 255 | 35 | 255 | 90 | 255 | 28 | 220 | 70 | 185
BAGE-2 | A | 3 | 17 | 8 | 17 | 12 | 17 | 4 | 17 | 9 | 17 | 2 | 17 | 5 | 17
BEATO-1 | A | 13 | 126 | 35 | 126 | 37 | 126 | 14 | 126 | 36 | 126 | 13 | 112 | 35 | 91
BEATO-2 | A | 13 | 126 | 35 | 126 | 37 | 126 | 14 | 126 | 36 | 126 | 13 | 112 | 35 | 91
BEATO-3 | A | 17 | 168 | 47 | 168 | 49 | 168 | 18 | 168 | 48 | 168 | 18 | 149 | 48 | 119
BEATO-4 | A | 17 | 168 | 47 | 168 | 49 | 168 | 18 | 168 | 48 | 168 | 18 | 149 | 48 | 119
BEINW-1 | A | 9 | 93 | 24 | 93 | 33 | 93 | 8 | 93 | 25 | 93 | 9 | 74 | 20 | 74
BHLAW-1 | A | 7 | 98 | 16 | 98 | 19 | 98 | 10 | 98 | 26 | 98 | 8 | 87 | 18 | 78
BHOLB-1 | A | 2 | 0 | 7 | 0 | 7 | 0 | 2 | 0 | 7 | 0 | 2 | 0 | 7 | 0
BLLA-1 | A | 6 | 99 | 13 | 99 | 13 | 99 | 15 | 99 | 39 | 99 | 9 | 83 | 16 | 83
BLLA-2 | A | 3 | 47 | 8 | 47 | 12 | 47 | 4 | 47 | 11 | 47 | 4 | 37 | 10 | 37
BRBEO-1 | A | 20 | 258 | 50 | 258 | 50 | 258 | 22 | 258 | 63 | 258 | 17 | 194 | 46 | 194
BRDUW-1 | A | 6 | 58 | 17 | 58 | 17 | 58 | 7 | 58 | 17 | 58 | 6 | 36 | 17 | 36
BRGG-1 | A | 16 | 110 | 32 | 110 | 48 | 110 | 16 | 110 | 40 | 110 | 14 | 96 | 34 | 46
BURBW-1 | A | 0 | 90 | 0 | 90 | 0 | 90 | 0 | 90 | 0 | 90 | 0 | 90 | 0 | 90
BUSTB-1 | A | 5 | 50 | 12 | 50 | 20 | 50 | 5 | 50 | 12 | 50 | 5 | 40 | 12 | 40
CARR-1 | A | 35 | 269 | 58 | 269 | 58 | 269 | 35 | 325 | 88 | 325 | 34 | 269 | 56 | 269
CARR-2 | A | 35 | 269 | 58 | 269 | 58 | 269 | 35 | 325 | 88 | 325 | 34 | 269 | 56 | 269
CDCL-1 | A | 30 | 231 | 46 | 231 | 46 | 231 | 34 | 231 | 45 | 231 | 29 | 172 | 72 | 135
CLAC-1 | A | 3 | 28 | 8 | 28 | 13 | 28 | 3 | 36 | 9 | 36 | 3 | 28 | 8 | 28
CLDCW-1 | A | 14 | 14 | 34 | 113 | 36 | 113 | 13 | 113 | 35 | 113 | 13 | 99 | 34 | 78
CLDNW-1 | A | 13 | 108 | 33 | 108 | 35 | 108 | 13 | 108 | 35 | 108 | 12 | 95 | 33 | 74
CLDSW-1 | A | 16 | 129 | 40 | 129 | 43 | 129 | 16 | 129 | 42 | 129 | 16 | 113 | 41 | 88
CMSTW-1 | A | 4 | 35 | 10 | 35 | 16 | 35 | 4 | 35 | 11 | 35 | 4 | 31 | 10 | 25
CNQPS-1 | A | 22 | 170 | 55 | 170 | 55 | 170 | 28 | 170 | 70 | 170 | 26 | 120 | 60 | 105
CNQPS-2 | A | 22 | 170 | 55 | 170 | 55 | 170 | 28 | 170 | 70 | 170 | 22 | 120 | 55 | 105
CNQPS-3 | A | 22 | 170 | 55 | 170 | 55 | 170 | 28 | 170 | 70 | 170 | 22 | 120 | 55 | 105
CNQPS-4 | A | 22 | 170 | 55 | 170 | 55 | 170 | 28 | 170 | 70 | 170 | 28 | 105 | 55 | 105
CORB-1 | A | 10 | 130 | 30 | 130 | 50 | 130 | 28 | 130 | 60 | 130 | 15 | 95 | 40 | 60
COSO-1 | A | 20 | 380 | 40 | 380 | 50 | 380 | 60 | 380 | 140 | 380 | 17 | 304 | 40 | 304
COWE1 | A | 7 | 30 | 17 | 30 | 17 | 30 | 7 | 30 | 17 | 30 | 7 | 30 | 17 | 30
COWE2 | A | 7 | 30 | 17 | 30 | 17 | 30 | 7 | 30 | 17 | 30 | 7 | 30 | 17 | 30
CRUA-1 | A | 10 | 110 | 25 | 110 | 37 | 110 | 12 | 110 | 30 | 110 | 10 | 84 | 25 | 48
CRUA-2 | A | 10 | 110 | 25 | 110 | 37 | 110 | 12 | 110 | 30 | 110 | 10 | 84 | 25 | 48
CRUA-3 | A | 7 | 30 | 15 | 30 | 21 | 30 | 9 | 30 | 24 | 30 | 5 | 25 | 13 | 15
CRUA-4 | A | 7 | 30 | 15 | 30 | 21 | 30 | 9 | 30 | 24 | 30 | 5 | 25 | 13 | 15
CRYRW-2 | A | 15 | 138 | 38 | 138 | 40 | 138 | 15 | 138 | 40 | 138 | 13 | 109 | 40 | 63
CRYRW-3 | A | 1 | 14 | 3 | 14 | 4 | 14 | 1 | 14 | 4 | 14 | 1 | 10 | 3 | 10
DAMC-1 | A | 64 | 380 | 136 | 380 | 156 | 380 | 80 | 380 | 180 | 380 | 60 | 293 | 190 | 128
DDGNO-1 | A | 9 | 108 | 25 | 108 | 26 | 108 | 10 | 108 | 26 | 108 | 9 | 97 | 25 | 81
DDGNO-2 | A | 8 | 90 | 20 | 90 | 22 | 90 | 8 | 90 | 21 | 90 | 8 | 81 | 21 | 68
DDGNO-3 | A | 9 | 102 | 24 | 102 | 25 | 102 | 9 | 102 | 25 | 102 | 9 | 92 | 24 | 77
DDGNO-4 | A | 9 | 102 | 24 | 102 | 25 | 102 | 9 | 102 | 25 | 102 | 9 | 92 | 24 | 77
DIDCB5 | A | 40 | 330 | 104 | 330 | 125 | 330 | 55 | 330 | 140 | 330 | 40 | 185 | 105 | 185
DIDCB6 | A | 50 | 250 | 105 | 250 | 105 | 250 | 50 | 250 | 130 | 250 | 50 | 153 | 110 | 103
DINO-1 | A | 14 | 138 | 39 | 138 | 58 | 138 | 28 | 138 | 72 | 138 | 14 | 118 | 36 | 88
DINO-2 | A | 14 | 138 | 39 | 138 | 58 | 138 | 28 | 138 | 72 | 138 | 14 | 118 | 36 | 88
DINO-3 | A | 14 | 138 | 39 | 138 | 58 | 138 | 28 | 138 | 72 | 138 | 14 | 118 | 36 | 88
DINO-4 | A | 14 | 138 | 39 | 138 | 58 | 138 | 28 | 138 | 72 | 138 | 14 | 118 | 36 | 88
DINO-5 | A | 14 | 138 | 39 | 138 | 58 | 138 | 28 | 138 | 72 | 138 | 14 | 118 | 36 | 88
DINO-6 | A | 14 | 138 | 39 | 138 | 58 | 138 | 28 | 138 | 72 | 138 | 14 | 118 | 36 | 88
DRAXX-1 | A | 68 | 345 | 100 | 345 | 100 | 345 | 64 | 95 | 110 | 345 | 60 | 225 | 70 | 225
DRAXX-2 | A | 68 | 345 | 100 | 345 | 100 | 345 | 64 | 95 | 110 | 345 | 60 | 225 | 70 | 225
DRAXX-3 | A | 68 | 345 | 100 | 345 | 100 | 345 | 64 | 95 | 110 | 345 | 60 | 225 | 70 | 225
DRAXX-4 | A | 68 | 345 | 100 | 345 | 100 | 345 | 64 | 95 | 110 | 345 | 60 | 225 | 70 | 225
DRAXX-5 | A | 68 | 345 | 100 | 345 | 100 | 345 | 64 | 95 | 110 | 345 | 60 | 225 | 70 | 225
DRAXX-6 | A | 68 | 345 | 100 | 345 | 100 | 345 | 64 | 95 | 110 | 345 | 60 | 225 | 70 | 225
DRSLW-1 | A | 6 | 69 | 16 | 69 | 17 | 69 | 6 | 69 | 17 | 69 | 6 | 61 | 16 | 54
DUNGW-1 | A | 8 | 89 | 21 | 89 | 33 | 89 | 8 | 89 | 23 | 89 | 8 | 80 | 21 | 69
EAAO-1 | A | 18 | 182 | 48 | 182 | 52 | 182 | 19 | 182 | 50 | 182 | 18 | 164 | 48 | 134
EAAO-2 | A | 17 | 175 | 46 | 175 | 50 | 175 | 18 | 175 | 48 | 175 | 18 | 157 | 46 | 157
EECL-1 | A | 19 | 321 | 42 | 321 | 45 | 321 | 33 | 321 | 84 | 321 | 25 | 281 | 56 | 235
ERRO-1 | A | 1 | 21 | 1 | 21 | 1 | 21 | 2 | 21 | 5 | 21 | 1 | 17 | 1 | 17
ERRO-2 | A | 1 | 21 | 1 | 21 | 1 | 21 | 2 | 21 | 5 | 21 | 1 | 17 | 1 | 17
ERRO-3 | A | 1 | 21 | 1 | 21 | 1 | 21 | 2 | 21 | 5 | 21 | 1 | 17 | 1 | 17
FAARW-1 | A | 2 | 37 | 4 | 37 | 4 | 37 | 4 | 37 | 12 | 37 | 2 | 33 | 4 | 33
FAARW-2 | A | 2 | 37 | 4 | 37 | 4 | 37 | 4 | 37 | 12 | 37 | 2 | 33 | 4 | 33
FALGW-1 | A | 11 | 108 | 28 | 108 | 41 | 108 | 13 | 108 | 35 | 108 | 10 | 86 | 22 | 64
FASN-1 | A | 0 | 15 | 1 | 15 | 1 | 15 | 1 | 15 | 2 | 15 | 0 | 15 | 1 | 12
FASN2 | A | 0 | 15 | 1 | 15 | 1 | 15 | 1 | 15 | 2 | 15 | 0 | 15 | 1 | 12
FASN3 | A | 0 | 15 | 1 | 15 | 1 | 15 | 1 | 15 | 2 | 15 | 0 | 15 | 1 | 12
FAWN-1 | A | 10 | 52 | 25 | 52 | 40 | 52 | 13 | 52 | 32 | 52 | 11 | 37 | 27 | 27
FELL-1 | A | 9 | 63 | 21 | 63 | 22 | 63 | 10 | 63 | 24 | 63 | 9 | 63 | 22 | 63
FFES-1 | A | 10 | 35 | 27 | 35 | 30 | 35 | 9 | 35 | 22 | 35 | 4 | 27 | 6 | 27
FFES-2 | A | 10 | 35 | 27 | 35 | 30 | 35 | 9 | 35 | 22 | 35 | 4 | 27 | 6 | 27
FFES-3 | A | 10 | 35 | 27 | 35 | 30 | 35 | 9 | 35 | 22 | 35 | 4 | 27 | 6 | 27
FFES-4 | A | 10 | 35 | 27 | 35 | 30 | 35 | 9 | 35 | 22 | 35 | 4 | 27 | 6 | 27
FINL-1 | A | 0 | 14 | 1 | 14 | 1 | 14 | 1 | 14 | 2 | 14 | 0 | 14 | 1 | 11
FOYE-1 | A | 6 | 60 | 13 | 60 | 16 | 60 | 11 | 60 | 27 | 60 | 5 | 30 | 11 | 30
FOYE-2 | A | 6 | 60 | 13 | 60 | 16 | 60 | 11 | 60 | 27 | 60 | 5 | 30 | 11 | 30
GAOFO-1 | A | 4 | 87 | 9 | 87 | 9 | 87 | 4 | 87 | 9 | 87 | 4 | 87 | 9 | 87
GAOFO-2 | A | 4 | 87 | 9 | 87 | 9 | 87 | 4 | 87 | 9 | 87 | 4 | 57 | 9 | 57
GAOFO-3 | A | 4 | 87 | 9 | 87 | 9 | 87 | 4 | 87 | 9 | 87 | 4 | 57 | 9 | 57
GAOFO-4 | A | 4 | 87 | 9 | 87 | 9 | 87 | 4 | 87 | 9 | 87 | 4 | 57 | 9 | 57
GLNDO-1 | A | 6 | 80 | 12 | 45 | 17 | 45 | 12 | 45 | 25 | 45 | 8 | 65 | 18 | 45
GNFSW-1 | A | 11 | 100 | 30 | 100 | 30 | 100 | 12 | 100 | 31 | 100 | 12 | 70 | 30 | 70
GNFSW-2 | A | 7 | 64 | 18 | 64 | 18 | 64 | 8 | 64 | 18 | 64 | 6 | 49 | 15 | 49
GORDW-1 | A | 6 | 62 | 16 | 56 | 26 | 45 | 7 | 62 | 18 | 62 | 6 | 56 | 16 | 45
GRAI-6 | A | 24 | 320 | 58 | 320 | 58 | 320 | 35 | 320 | 88 | 320 | 28 | 270 | 60 | 230
GRAI-7 | A | 30 | 232 | 60 | 232 | 60 | 232 | 32 | 232 | 84 | 232 | 32 | 175 | 65 | 135
GRAI-8 | A | 26 | 232 | 58 | 232 | 58 | 232 | 32 | 232 | 84 | 232 | 32 | 175 | 65 | 135
GRGBW-1 | A | 17 | 167 | 45 | 167 | 48 | 167 | 18 | 167 | 48 | 167 | 17 | 150 | 46 | 122
GRGBW-2 | A | 18 | 167 | 48 | 167 | 51 | 167 | 19 | 167 | 50 | 167 | 18 | 147 | 48 | 117
GRGBW-3 | A | 17 | 166 | 45 | 166 | 48 | 166 | 18 | 166 | 48 | 166 | 17 | 149 | 46 | 121
GRIFW-1 | A | 8 | 94 | 22 | 94 | 23 | 94 | 8 | 94 | 22 | 94 | 8 | 85 | 22 | 72
GRIFW-2 | A | 8 | 94 | 22 | 94 | 23 | 94 | 8 | 94 | 22 | 94 | 8 | 85 | 22 | 72
GRMO-1 | A | 8 | 43 | 8 | 43 | 8 | 43 | 8 | 43 | 8 | 43 | 8 | 23 | 8 | 23
GYAR-1 | A | 17 | 176 | 42 | 176 | 66 | 176 | 24 | 176 | 60 | 176 | 17 | 176 | 42 | 176
GYMRO-15 | A | 6 | 145 | 15 | 145 | 15 | 145 | 6 | 145 | 15 | 145 | 6 | 44 | 15 | 44
GYMRO-17 | A | 6 | 145 | 15 | 145 | 15 | 145 | 6 | 145 | 15 | 145 | 6 | 44 | 15 | 44
GYMRO-26 | A | 6 | 145 | 15 | 145 | 15 | 145 | 6 | 145 | 15 | 145 | 6 | 44 | 15 | 44
GYMRO-28 | A | 6 | 145 | 15 | 145 | 15 | 145 | 6 | 145 | 15 | 145 | 6 | 44 | 15 | 44
HADHW-1 | A | 7 | 76 | 14 | 76 | 22 | 76 | 13 | 76 | 34 | 76 | 8 | 65 | 17 | 65
HMGTO-1 | A | 8 | 88 | 20 | 88 | 35 | 88 | 10 | 88 | 25 | 88 | 8 | 68 | 19 | 68
HMGTO-2 | A | 9 | 91 | 23 | 91 | 37 | 91 | 10 | 91 | 25 | 91 | 10 | 67 | 24 | 67
HOWAO-1 | A | 42 | 400 | 112 | 400 | 120 | 400 | 44 | 400 | 116 | 400 | 42 | 364 | 112 | 294
HOWAO-2 | A | 42 | 400 | 112 | 400 | 120 | 400 | 44 | 400 | 116 | 400 | 42 | 364 | 112 | 294
HOWAO-3 | A | 42 | 400 | 112 | 400 | 120 | 400 | 44 | 400 | 116 | 400 | 42 | 364 | 112 | 294
HRSTW-1 | A | 12 | 102 | 30 | 102 | 45 | 102 | 13 | 102 | 34 | 102 | 13 | 80 | 27 | 66
HUMR-1 | A | 60 | 533 | 150 | 533 | 200 | 533 | 80 | 533 | 200 | 533 | 62 | 419 | 155 | 251
INDQ-1 | A | 12 | 102 | 31 | 102 | 43 | 102 | 13 | 102 | 34 | 102 | 12 | 72 | 30 | 72
KEAD-1 | A | 38 | 415 | 90 | 415 | 90 | 415 | 55 | 415 | 138 | 415 | 38 | 355 | 90 | 285
KEAD-2 | A | 41 | 566 | 102 | 566 | 108 | 566 | 57 | 566 | 124 | 566 | 41 | 458 | 99 | 458
KILBW-1 | A | 3 | 56 | 8 | 56 | 13 | 56 | 5 | 56 | 14 | 56 | 4 | 53 | 9 | 47
KILLPG-1 | A | 19 | 180 | 29 | 145 | 29 | 145 | 34 | 145 | 36 | 180 | 20 | 107 | 41 | 107
KILLPG-2 | A | 20 | 190 | 30 | 151 | 30 | 151 | 26 | 190 | 35 | 151 | 21 | 114 | 50 | 114
KLYN-A-1 | A | 22 | 185 | 45 | 185 | 52 | 185 | 40 | 185 | 95 | 185 | 22 | 155 | 45 | 125
KPMRW-1 | A | 9 | 75 | 20 | 75 | 30 | 75 | 9 | 75 | 23 | 75 | 9 | 67 | 22 | 54
LAGA-1 | A | 55 | 500 | 123 | 500 | 140 | 500 | 52 | 500 | 130 | 500 | 53 | 475 | 130 | 475
LARYO-1 | A | 16 | 155 | 40 | 155 | 45 | 155 | 18 | 155 | 45 | 155 | 14 | 120 | 35 | 120
LARYO-2 | A | 16 | 158 | 40 | 158 | 45 | 158 | 18 | 158 | 45 | 158 | 14 | 120 | 35 | 120
LARYO-3 | A | 16 | 158 | 40 | 158 | 45 | 158 | 18 | 158 | 45 | 158 | 14 | 120 | 35 | 120
LARYO-4 | A | 16 | 158 | 40 | 158 | 45 | 158 | 18 | 158 | 45 | 158 | 14 | 120 | 35 | 120
LBAR-1 | A | 39 | 360 | 88 | 360 | 88 | 360 | 55 | 360 | 145 | 360 | 41 | 270 | 90 | 270
LBAR-1G | A | 1 | 16 | 4 | 16 | 6 | 16 | 2 | 16 | 4 | 16 | 1 | 9 | 4 | 9
LCLTW-1 | A | 7 | 69 | 18 | 69 | 20 | 69 | 7 | 69 | 19 | 69 | 8 | 49 | 20 | 49
LNCSO-1 | A | 12 | 130 | 30 | 130 | 32 | 130 | 12 | 130 | 32 | 130 | 10 | 100 | 26 | 100
LNCSO-2 | A | 13 | 140 | 34 | 140 | 36 | 140 | 14 | 140 | 36 | 140 | 12 | 125 | 32 | 125
MEDP-1 | A | 30 | 380 | 76 | 330 | 76 | 330 | 48 | 380 | 105 | 380 | 31 | 330 | 79 | 290
MILWW-1 | A | 6 | 32 | 8 | 54 | 13 | 54 | 5 | 54 | 14 | 54 | 3 | 43 | 8 | 43
MKHLW-1 | A | 4 | 42 | 10 | 42 | 12 | 42 | 5 | 42 | 13 | 42 | 5 | 37 | 12 | 30
MOYEW-1 | A | 6 | 53 | 11 | 53 | 15 | 53 | 6 | 53 | 15 | 53 | 6 | 38 | 15 | 38
MRWD-1 | A | 43 | 448 | 100 | 448 | 112 | 448 | 67 | 448 | 160 | 448 | 36 | 328 | 93 | 328
NANT-1 | A | 0 | 15 | 0 | 15 | 0 | 15 | 0 | 15 | 1 | 15 | 0 | 15 | 0 | 15
PEHE-1 | A | 42 | 420 | 72 | 420 | 72 | 420 | 83 | 420 | 117 | 420 | 35 | 350 | 84 | 260
PEHE-2 | A | 16 | 490 | 40 | 265 | 42 | 490 | 0 | 490 | 0 | 490 | 0 | 490 | 0 | 490
PEMB-11 | A | 38 | 113 | 63 | 276 | 63 | 276 | 33 | 276 | 90 | 276 | 35 | 241 | 64 | 210
PEMB-21 | A | 38 | 113 | 63 | 276 | 63 | 276 | 33 | 276 | 90 | 276 | 35 | 241 | 64 | 210
PEMB-31 | A | 38 | 113 | 63 | 276 | 63 | 276 | 33 | 276 | 90 | 276 | 35 | 241 | 64 | 210
PEMB-41 | A | 38 | 113 | 63 | 276 | 63 | 276 | 33 | 276 | 90 | 276 | 35 | 241 | 64 | 210
PEMB-51 | A | 38 | 113 | 63 | 276 | 63 | 276 | 33 | 276 | 90 | 276 | 35 | 241 | 64 | 210
PETEM1 | A | 20 | 180 | 46 | 180 | 52 | 180 | 24 | 180 | 58 | 180 | 20 | 150 | 50 | 100
PINFB-1 | A | 3 | 6 | 6 | 25 | 6 | 25 | 2 | 25 | 6 | 25 | 3 | 21 | 6 | 15
PINFB-2 | A | 3 | 6 | 6 | 25 | 6 | 25 | 2 | 25 | 6 | 25 | 3 | 21 | 6 | 15
PINFB-3 | A | 3 | 6 | 6 | 25 | 6 | 25 | 2 | 25 | 6 | 25 | 3 | 21 | 6 | 15
PINFB-4 | A | 3 | 6 | 6 | 25 | 6 | 25 | 2 | 25 | 6 | 25 | 3 | 21 | 6 | 15
PNYCW-1 | A | 25 | 228 | 67 | 228 | 72 | 228 | 26 | 228 | 70 | 228 | 25 | 203 | 63 | 161
RATS-1 | A | 50 | 270 | 90 | 270 | 90 | 270 | 36 | 270 | 50 | 270 | 42 | 105 | 75 | 155
RATS-2 | A | 40 | 270 | 90 | 270 | 100 | 270 | 36 | 270 | 50 | 270 | 40 | 195 | 75 | 195
RATS-3 | A | 40 | 270 | 90 | 270 | 100 | 270 | 36 | 270 | 50 | 270 | 40 | 195 | 75 | 195
RATS-4 | A | 40 | 270 | 95 | 270 | 100 | 270 | 36 | 270 | 50 | 270 | 40 | 195 | 75 | 195
RCBKO-1 | A | 31 | 279 | 81 | 279 | 81 | 279 | 31 | 279 | 81 | 279 | 31 | 84 | 81 | 84
RCBKO-2 | A | 32 | 286 | 83 | 286 | 83 | 286 | 32 | 286 | 83 | 286 | 32 | 86 | 83 | 86
RMPNO-1 | A | 18 | 180 | 45 | 180 | 72 | 180 | 20 | 180 | 50 | 180 | 18 | 130 | 47 | 130
RMPNO-2 | A | 18 | 180 | 45 | 180 | 72 | 180 | 20 | 180 | 50 | 180 | 18 | 130 | 47 | 130
ROCK-1 | A | 36 | 400 | 50 | 400 | 54 | 400 | 60 | 400 | 160 | 400 | 33 | 220 | 53 | 220
RYHPS-1 | A | 30 | 305 | 48 | 305 | 66 | 305 | 42 | 305 | 51 | 305 | 30 | 130 | 42 | 68
SCCL-1 | A | 35 | 180 | 70 | 180 | 70 | 180 | 40 | 180 | 95 | 180 | 40 | 100 | 100 | 50
SCCL-2 | A | 35 | 180 | 70 | 180 | 70 | 180 | 40 | 180 | 95 | 180 | 40 | 100 | 100 | 50
SCCL-3 | A | 35 | 180 | 70 | 180 | 70 | 180 | 40 | 180 | 95 | 180 | 40 | 100 | 100 | 50
SEAB-1 | A | 44 | 254 | 125 | 254 | 150 | 254 | 55 | 254 | 150 | 254 | 75 | 164 | 176 | 38
SEAB-2 | A | 31 | 138 | 76 | 138 | 86 | 138 | 32 | 138 | 82 | 138 | 37 | 73 | 90 | 43
SEEL-1 | A | 23 | 170 | 38 | 170 | 38 | 170 | 24 | 170 | 70 | 170 | 19 | 135 | 38 | 100
SHBA-1 | A | 33 | 420 | 79 | 420 | 91 | 420 | 59 | 420 | 150 | 420 | 37 | 336 | 95 | 252
SHBA-2 | A | 32 | 319 | 70 | 319 | 76 | 319 | 35 | 319 | 93 | 319 | 32 | 270 | 70 | 217
SHOS-1 | A | 20 | 260 | 41 | 260 | 48 | 260 | 31 | 260 | 82 | 260 | 24 | 185 | 53 | 185
SHRSO-1 | A | 16 | 157 | 44 | 157 | 46 | 157 | 17 | 157 | 46 | 157 | 16 | 141 | 43 | 113
SHRSO-2 | A | 16 | 157 | 44 | 157 | 46 | 157 | 17 | 157 | 46 | 157 | 16 | 141 | 43 | 113
SIZB-1 | A | 38 | 283 | 45 | 283 | 45 | 283 | 45 | 283 | 45 | 283 | 40 | 283 | 46 | 283
SIZB-2 | A | 38 | 283 | 45 | 283 | 45 | 283 | 45 | 283 | 45 | 283 | 40 | 283 | 46 | 283
SLOY-1 | A | 0 | 38 | 1 | 38 | 1 | 38 | 1 | 38 | 2 | 38 | 0 | 38 | 1 | 30
SLOY-2 | A | 0 | 38 | 1 | 38 | 1 | 38 | 1 | 38 | 2 | 38 | 0 | 38 | 1 | 30
SLOY-3 | A | 0 | 38 | 1 | 38 | 1 | 38 | 1 | 38 | 2 | 38 | 0 | 38 | 1 | 30
SLOY-4 | A | 0 | 28 | 1 | 28 | 1 | 28 | 1 | 28 | 2 | 28 | 0 | 28 | 1 | 22
SOKYW-1 | A | 20 | 211 | 52 | 211 | 59 | 211 | 20 | 211 | 52 | 211 | 20 | 179 | 52 | 130
SPLN-1 | A | 40 | 380 | 100 | 380 | 110 | 380 | 50 | 380 | 120 | 380 | 30 | 380 | 90 | 300
STAY-1 | A | 35 | 265 | 62 | 265 | 62 | 265 | 35 | 265 | 89 | 265 | 34 | 192 | 63 | 192
STAY-2 | A | 35 | 265 | 62 | 265 | 62 | 265 | 35 | 265 | 89 | 265 | 34 | 192 | 63 | 192
STAY-3 | A | 35 | 265 | 62 | 265 | 62 | 265 | 35 | 265 | 89 | 265 | 34 | 192 | 63 | 192
STAY-4 | A | 35 | 265 | 62 | 265 | 62 | 265 | 35 | 265 | 89 | 265 | 34 | 192 | 63 | 192
STLGW-1 | A | 6 | 66 | 16 | 66 | 26 | 66 | 6 | 66 | 16 | 66 | 6 | 55 | 14 | 33
STLGW-2 | A | 7 | 75 | 19 | 75 | 27 | 75 | 7 | 75 | 19 | 75 | 7 | 65 | 19 | 53
STLGW-3 | A | 6 | 66 | 17 | 66 | 26 | 66 | 6 | 66 | 17 | 66 | 7 | 56 | 17 | 48
STRNW-1 | A | 6 | 52 | 16 | 52 | 26 | 52 | 7 | 60 | 17 | 60 | 6 | 52 | 17 | 42
SUTB-1 | A | 36 | 380 | 104 | 380 | 148 | 380 | 52 | 380 | 132 | 380 | 47 | 250 | 107 | 250
SVRP-10 | A | 20 | 225 | 50 | 225 | 70 | 225 | 32 | 225 | 80 | 225 | 20 | 172 | 50 | 172
SVRP-20 | A | 20 | 225 | 50 | 225 | 70 | 225 | 32 | 225 | 80 | 225 | 20 | 172 | 50 | 172
TKNEW-1 | A | 34 | 370 | 80 | 370 | 160 | 370 | 37 | 370 | 101 | 370 | 35 | 279 | 82 | 222
TKNWW-1 | A | 38 | 370 | 103 | 370 | 166 | 370 | 35 | 370 | 97 | 370 | 39 | 280 | 89 | 222
TRLGW-1 | A | 2 | 16 | 4 | 16 | 7 | 16 | 2 | 16 | 5 | 16 | 2 | 12 | 4 | 9
TWSHW-1 | A | 3 | 35 | 9 | 35 | 15 | 35 | 3 | 35 | 9 | 35 | 3 | 28 | 9 | 22
USKM-13 | A | 6 | 49 | 15 | 49 | 17 | 49 | 8 | 49 | 19 | 49 | 7 | 36 | 8 | 36
USKM-14 | A | 6 | 49 | 15 | 49 | 17 | 49 | 8 | 49 | 19 | 49 | 7 | 36 | 8 | 36
USKM-15 | A | 6 | 49 | 15 | 49 | 17 | 49 | 8 | 49 | 19 | 49 | 7 | 36 | 8 | 36
WBUPS-1 | A | 30 | 113 | 48 | 153 | 48 | 153 | 32 | 113 | 50 | 113 | 40 | 153 | 65 | 113
WBUPS-2 | A | 30 | 133 | 48 | 173 | 48 | 173 | 32 | 133 | 50 | 133 | 40 | 173 | 65 | 133
WBUPS-3 | A | 30 | 133 | 48 | 173 | 48 | 173 | 32 | 133 | 50 | 133 | 40 | 173 | 65 | 133
WBUPS-4 | A | 30 | 113 | 48 | 153 | 48 | 153 | 32 | 113 | 50 | 113 | 40 | 153 | 65 | 113
WBURB-1 | A | 22 | 240 | 48 | 240 | 62 | 240 | 27 | 240 | 69 | 240 | 20 | 200 | 50 | 120
WBURB-2 | A | 25 | 255 | 52 | 255 | 62 | 255 | 26 | 255 | 67 | 255 | 22 | 215 | 52 | 135
WBURB-3 | A | 23 | 255 | 56 | 255 | 67 | 255 | 25 | 255 | 67 | 255 | 22 | 211 | 58 | 167
WDNSO-1 | A | 21 | 191 | 54 | 191 | 57 | 191 | 21 | 191 | 57 | 191 | 21 | 170 | 55 | 136
WDNSO-2 | A | 21 | 191 | 54 | 191 | 57 | 191 | 21 | 191 | 57 | 191 | 21 | 170 | 55 | 136
WHILW-1 | A | 31 | 322 | 84 | 322 | 90 | 322 | 33 | 322 | 90 | 322 | 32 | 255 | 86 | 210
WHILW-2 | A | 19 | 163 | 33 | 163 | 35 | 163 | 20 | 163 | 52 | 163 | 21 | 142 | 43 | 119
WLNYO-2 | A | 19 | 182 | 51 | 182 | 54 | 182 | 20 | 182 | 53 | 182 | 20 | 158 | 51 | 130
WLNYO-3 | A | 30 | 240 | 77 | 180 | 75 | 300 | 30 | 300 | 77 | 300 | 30 | 240 | 78 | 240
WLNYO-4 | A | 32 | 330 | 88 | 330 | 88 | 330 | 33 | 330 | 93 | 330 | 34 | 240 | 90 | 240
WLNYW-1 | A | 19 | 182 | 51 | 182 | 54 | 182 | 20 | 182 | 53 | 182 | 20 | 158 | 51 | 130
WTMSO-1 | A | 22 | 200 | 58 | 200 | 62 | 200 | 23 | 200 | 61 | 200 | 23 | 140 | 60 | 140

## Jul 2025
Public
Mandatory Frequency Response Capabilities
MW Response Capability by BMU
|  | Primary Response (Max MWhrs) | [5 empty] | Secondary Response (Max Mwhrs) |  |  |  | High Frequency Response (Max MWhrs)
UNIT | Mode | 0.2Hz | Genset Deload (MW) | 0.5Hz | Genset Deload (MW) | 0.8Hz | Genset Deload (MW) | 0.2/0.2Hz | Genset Deload (MW) | 0.5/0.5Hz | Genset Deload (MW) | 0.2Hz | Genset Deload (MW) | 0.5Hz | Genset Deload (MW)
ABRBO-1 | A | 7 | 86 | 19 | 86 | 33 | 86 | 9 | 86 | 23 | 86 | 7 | 78 | 19 | 67
AKGLW-3 | A | 7 | 82 | 18 | 82 | 19 | 82 | 7 | 82 | 18 | 82 | 7 | 74 | 19 | 62
ARCHW-1 | A | 10 | 92 | 25 | 92 | 25 | 92 | 12 | 92 | 30 | 92 | 11 | 73 | 24 | 56
BAGE-1 | A | 30 | 255 | 70 | 255 | 90 | 255 | 35 | 255 | 90 | 255 | 28 | 220 | 70 | 185
BAGE-2 | A | 3 | 17 | 8 | 17 | 12 | 17 | 4 | 17 | 9 | 17 | 2 | 17 | 5 | 17
BEATO-1 | A | 13 | 126 | 35 | 126 | 37 | 126 | 14 | 126 | 36 | 126 | 13 | 112 | 35 | 91
BEATO-2 | A | 13 | 126 | 35 | 126 | 37 | 126 | 14 | 126 | 36 | 126 | 13 | 112 | 35 | 91
BEATO-3 | A | 17 | 168 | 47 | 168 | 49 | 168 | 18 | 168 | 48 | 168 | 18 | 149 | 48 | 119
BEATO-4 | A | 17 | 168 | 47 | 168 | 49 | 168 | 18 | 168 | 48 | 168 | 18 | 149 | 48 | 119
BEINW-1 | A | 9 | 93 | 24 | 93 | 33 | 93 | 8 | 93 | 25 | 93 | 9 | 74 | 20 | 74
BHLAW-1 | A | 7 | 98 | 16 | 98 | 19 | 98 | 10 | 98 | 26 | 98 | 8 | 87 | 18 | 78
BLLA-1 | A | 6 | 99 | 13 | 99 | 13 | 99 | 15 | 99 | 39 | 99 | 9 | 83 | 16 | 83
BLLA-2 | A | 3 | 47 | 8 | 47 | 12 | 47 | 4 | 47 | 11 | 47 | 4 | 37 | 10 | 31
BRBEO-1 | A | 20 | 258 | 50 | 258 | 50 | 258 | 22 | 258 | 63 | 258 | 17 | 194 | 46 | 194
BRDUW-1 | A | 6 | 58 | 17 | 58 | 17 | 58 | 7 | 58 | 17 | 58 | 6 | 36 | 17 | 36
BRGG-1 | A | 16 | 110 | 32 | 110 | 48 | 110 | 16 | 110 | 40 | 110 | 14 | 96 | 34 | 46
BURBW-1 | A | 0 | 90 | 0 | 90 | 0 | 90 | 0 | 0 | 0 | 0 | 0 | 90 | 0 | 90
BUSTB-1 | A | 5 | 50 | 12 | 50 | 20 | 50 | 5 | 50 | 12 | 50 | 5 | 40 | 12 | 40
CARR-1 | A | 35 | 269 | 58 | 269 | 58 | 269 | 35 | 325 | 88 | 325 | 34 | 269 | 56 | 269
CARR-2 | A | 35 | 269 | 58 | 269 | 58 | 269 | 35 | 325 | 88 | 325 | 34 | 269 | 56 | 269
CDCL-1 | A | 30 | 231 | 46 | 231 | 46 | 231 | 34 | 231 | 45 | 231 | 29 | 172 | 72 | 135
CLAC-1 | A | 3 | 28 | 8 | 28 | 13 | 28 | 3 | 36 | 9 | 36 | 3 | 28 | 8 | 28
CLDCW-1 | A | 14 | 14 | 34 | 113 | 36 | 113 | 13 | 113 | 35 | 113 | 13 | 99 | 34 | 78
CLDNW-1 | A | 13 | 108 | 33 | 108 | 35 | 108 | 13 | 108 | 35 | 108 | 12 | 95 | 33 | 74
CLDSW-1 | A | 16 | 129 | 40 | 129 | 43 | 129 | 16 | 129 | 42 | 129 | 16 | 113 | 41 | 88
CMSTW-1 | A | 4 | 35 | 10 | 35 | 16 | 35 | 4 | 35 | 11 | 35 | 4 | 31 | 10 | 25
CNQPS-1 | A | 22 | 170 | 55 | 170 | 55 | 170 | 28 | 170 | 70 | 170 | 26 | 120 | 60 | 105
CNQPS-2 | A | 22 | 170 | 55 | 170 | 55 | 170 | 28 | 170 | 70 | 170 | 22 | 120 | 55 | 105
CNQPS-3 | A | 22 | 170 | 55 | 170 | 55 | 170 | 28 | 170 | 70 | 170 | 22 | 120 | 55 | 105
CNQPS-4 | A | 22 | 170 | 55 | 170 | 55 | 170 | 28 | 170 | 70 | 170 | 28 | 105 | 55 | 105
CORB-1 | A | 10 | 130 | 30 | 130 | 50 | 130 | 28 | 130 | 60 | 130 | 15 | 95 | 40 | 60
COSO-1 | A | 20 | 380 | 40 | 380 | 50 | 380 | 60 | 380 | 140 | 380 | 17 | 304 | 40 | 304
COWE1 | A | 7 | 30 | 17 | 30 | 17 | 30 | 7 | 30 | 17 | 30 | 7 | 30 | 17 | 30
COWE2 | A | 7 | 30 | 17 | 30 | 17 | 30 | 7 | 30 | 17 | 30 | 7 | 30 | 17 | 30
CRUA-1 | A | 10 | 110 | 25 | 110 | 37 | 110 | 12 | 110 | 30 | 110 | 10 | 84 | 25 | 48
CRUA-2 | A | 10 | 110 | 25 | 110 | 37 | 110 | 12 | 110 | 30 | 110 | 10 | 84 | 25 | 48
CRUA-3 | A | 7 | 30 | 15 | 30 | 21 | 30 | 9 | 30 | 24 | 30 | 5 | 25 | 13 | 15
CRUA-4 | A | 7 | 30 | 15 | 30 | 21 | 30 | 9 | 30 | 24 | 30 | 5 | 25 | 13 | 15
CRYRW-2 | A | 15 | 138 | 38 | 138 | 40 | 138 | 15 | 138 | 40 | 138 | 13 | 109 | 40 | 63
CRYRW-3 | A | 1 | 14 | 3 | 14 | 4 | 14 | 1 | 14 | 4 | 14 | 1 | 10 | 3 | 10
DAMC-1 | A | 64 | 380 | 136 | 380 | 156 | 380 | 80 | 380 | 180 | 380 | 60 | 293 | 190 | 128
DDGNO-1 | A | 9 | 108 | 25 | 108 | 26 | 108 | 10 | 108 | 26 | 108 | 9 | 97 | 25 | 81
DDGNO-2 | A | 8 | 90 | 20 | 90 | 22 | 90 | 8 | 90 | 21 | 90 | 8 | 81 | 21 | 68
DDGNO-3 | A | 9 | 102 | 24 | 102 | 25 | 102 | 9 | 102 | 25 | 102 | 9 | 92 | 24 | 77
DDGNO-4 | A | 9 | 102 | 24 | 102 | 25 | 102 | 9 | 102 | 25 | 102 | 9 | 92 | 24 | 77
DEEPS-1 | A | 20 | 180 | 60 | 180 | 86 | 180 | 22 | 180 | 80 | 180 | 24 | 96 | 52 | 96
DIDCB5 | A | 40 | 330 | 104 | 330 | 125 | 330 | 55 | 330 | 140 | 330 | 40 | 185 | 105 | 185
DIDCB6 | A | 50 | 250 | 105 | 250 | 105 | 250 | 50 | 250 | 130 | 250 | 50 | 153 | 110 | 103
DINO-1 | A | 14 | 138 | 39 | 138 | 58 | 138 | 28 | 138 | 72 | 138 | 14 | 118 | 36 | 88
DINO-2 | A | 14 | 138 | 39 | 138 | 58 | 138 | 28 | 138 | 72 | 138 | 14 | 118 | 36 | 88
DINO-3 | A | 14 | 138 | 39 | 138 | 58 | 138 | 28 | 138 | 72 | 138 | 14 | 118 | 36 | 88
DINO-4 | A | 14 | 138 | 39 | 138 | 58 | 138 | 28 | 138 | 72 | 138 | 14 | 118 | 36 | 88
DINO-5 | A | 14 | 138 | 39 | 138 | 58 | 138 | 28 | 138 | 72 | 138 | 14 | 118 | 36 | 88
DINO-6 | A | 14 | 138 | 39 | 138 | 58 | 138 | 28 | 138 | 72 | 138 | 14 | 118 | 36 | 88
DRAXX-1 | A | 68 | 345 | 100 | 345 | 100 | 345 | 64 | 95 | 110 | 345 | 60 | 225 | 70 | 225
DRAXX-2 | A | 68 | 345 | 100 | 345 | 100 | 345 | 64 | 95 | 110 | 345 | 60 | 225 | 70 | 225
DRAXX-3 | A | 68 | 345 | 100 | 345 | 100 | 345 | 64 | 95 | 110 | 345 | 60 | 225 | 70 | 225
DRAXX-4 | A | 68 | 345 | 100 | 345 | 100 | 345 | 64 | 95 | 110 | 345 | 60 | 225 | 70 | 225
DRAXX-5 | A | 68 | 345 | 100 | 345 | 100 | 345 | 64 | 95 | 110 | 345 | 60 | 225 | 70 | 225
DRAXX-6 | A | 68 | 345 | 100 | 345 | 100 | 345 | 64 | 95 | 110 | 345 | 60 | 225 | 70 | 225
DRSLW-1 | A | 6 | 69 | 16 | 69 | 17 | 69 | 6 | 69 | 17 | 69 | 6 | 61 | 16 | 54
DUNGW-1 | A | 8 | 89 | 21 | 89 | 33 | 89 | 8 | 89 | 23 | 89 | 8 | 80 | 21 | 69
EAAO-1 | A | 18 | 182 | 48 | 182 | 52 | 182 | 19 | 182 | 50 | 182 | 18 | 164 | 48 | 134
EAAO-2 | A | 17 | 175 | 46 | 175 | 50 | 175 | 18 | 175 | 48 | 175 | 18 | 157 | 46 | 157
EECL-1 | A | 19 | 321 | 42 | 321 | 45 | 321 | 33 | 321 | 84 | 321 | 25 | 281 | 56 | 235
ERRO-1 | A | 2 | 21 | 3 | 21 | 5 | 21 | 2 | 21 | 5 | 21 | 2 | 19 | 4 | 15
ERRO-2 | A | 2 | 21 | 3 | 21 | 5 | 21 | 2 | 21 | 5 | 21 | 2 | 19 | 4 | 15
ERRO-3 | A | 2 | 21 | 3 | 21 | 4 | 21 | 2 | 21 | 5 | 21 | 2 | 19 | 4 | 15
FAARW-1 | A | 2 | 37 | 4 | 37 | 4 | 37 | 4 | 37 | 12 | 37 | 2 | 33 | 4 | 33
FAARW-2 | A | 2 | 37 | 4 | 37 | 4 | 37 | 4 | 37 | 12 | 37 | 2 | 33 | 4 | 33
FALGW-1 | A | 11 | 108 | 28 | 108 | 41 | 108 | 13 | 108 | 35 | 108 | 10 | 86 | 22 | 64
FASN-1 | A | 0 | 15 | 1 | 15 | 1 | 15 | 1 | 15 | 2 | 15 | 0 | 15 | 1 | 12
FASN2 | A | 0 | 15 | 1 | 15 | 1 | 15 | 1 | 15 | 2 | 15 | 0 | 15 | 1 | 12
FASN3 | A | 0 | 15 | 1 | 15 | 1 | 15 | 1 | 15 | 2 | 15 | 0 | 15 | 1 | 12
FAWN-1 | A | 10 | 52 | 25 | 52 | 40 | 52 | 13 | 52 | 32 | 52 | 11 | 37 | 27 | 27
FELL-1 | A | 9 | 63 | 21 | 63 | 22 | 63 | 10 | 63 | 24 | 63 | 9 | 63 | 22 | 63
FFES-1 | A | 10 | 35 | 27 | 35 | 30 | 35 | 9 | 35 | 22 | 35 | 4 | 27 | 6 | 27
FFES-2 | A | 10 | 35 | 27 | 35 | 30 | 35 | 9 | 35 | 22 | 35 | 4 | 27 | 6 | 27
FFES-3 | A | 10 | 35 | 27 | 35 | 30 | 35 | 9 | 35 | 22 | 35 | 4 | 27 | 6 | 27
FFES-4 | A | 10 | 35 | 27 | 35 | 30 | 35 | 9 | 35 | 22 | 35 | 4 | 27 | 6 | 27
FINL-1 | A | 0 | 14 | 1 | 14 | 1 | 14 | 1 | 14 | 2 | 14 | 0 | 14 | 1 | 11
FOYE-1 | A | 6 | 60 | 13 | 60 | 16 | 60 | 11 | 60 | 27 | 60 | 5 | 30 | 11 | 30
FOYE-2 | A | 6 | 60 | 13 | 60 | 16 | 60 | 11 | 60 | 27 | 60 | 5 | 30 | 11 | 30
GAOFO-1 | A | 4 | 87 | 9 | 87 | 9 | 87 | 4 | 87 | 9 | 87 | 4 | 57 | 9 | 57
GAOFO-2 | A | 4 | 87 | 9 | 87 | 9 | 87 | 4 | 87 | 9 | 87 | 4 | 57 | 9 | 57
GAOFO-3 | A | 4 | 87 | 9 | 87 | 9 | 87 | 4 | 87 | 9 | 87 | 4 | 57 | 9 | 57
GAOFO-4 | A | 4 | 87 | 9 | 87 | 9 | 87 | 4 | 87 | 9 | 87 | 4 | 57 | 9 | 57
GLNDO-1 | A | 6 | 80 | 12 | 45 | 17 | 45 | 12 | 45 | 25 | 45 | 8 | 65 | 18 | 45
GNFSW-1 | A | 11 | 100 | 30 | 100 | 30 | 100 | 12 | 100 | 31 | 100 | 12 | 70 | 30 | 70
GNFSW-2 | A | 7 | 64 | 18 | 64 | 18 | 64 | 8 | 64 | 18 | 64 | 6 | 49 | 15 | 49
GORDW-1 | A | 6 | 62 | 16 | 56 | 26 | 45 | 7 | 62 | 18 | 62 | 6 | 56 | 16 | 45
GRAI-6 | A | 24 | 320 | 58 | 320 | 58 | 320 | 35 | 320 | 88 | 320 | 28 | 270 | 60 | 230
GRAI-7 | A | 30 | 232 | 60 | 232 | 60 | 232 | 32 | 232 | 84 | 232 | 32 | 175 | 65 | 135
GRAI-8 | A | 26 | 232 | 58 | 232 | 58 | 232 | 32 | 232 | 84 | 232 | 32 | 175 | 65 | 135
GRGBW-1 | A | 17 | 167 | 45 | 167 | 48 | 167 | 18 | 167 | 48 | 167 | 17 | 150 | 46 | 122
GRGBW-2 | A | 18 | 167 | 48 | 167 | 51 | 167 | 19 | 167 | 50 | 167 | 18 | 147 | 48 | 117
GRGBW-3 | A | 17 | 166 | 45 | 166 | 48 | 166 | 18 | 166 | 48 | 166 | 17 | 149 | 46 | 121
GRIFW-1 | A | 8 | 94 | 22 | 94 | 23 | 94 | 8 | 94 | 22 | 94 | 8 | 85 | 22 | 72
GRIFW-2 | A | 8 | 94 | 22 | 94 | 23 | 94 | 8 | 94 | 22 | 94 | 8 | 85 | 22 | 72
GRMO-1 | A | 8 | 43 | 8 | 43 | 8 | 43 | 8 | 43 | 8 | 43 | 8 | 23 | 8 | 23
GYAR-1 | A | 17 | 176 | 42 | 176 | 66 | 176 | 24 | 176 | 60 | 176 | 17 | 176 | 42 | 176
GYMRO-15 | A | 6 | 145 | 15 | 145 | 15 | 145 | 6 | 145 | 15 | 145 | 6 | 44 | 15 | 44
GYMRO-17 | A | 6 | 145 | 15 | 145 | 15 | 145 | 6 | 145 | 15 | 145 | 6 | 44 | 15 | 44
GYMRO-26 | A | 6 | 145 | 15 | 145 | 15 | 145 | 6 | 145 | 15 | 145 | 6 | 44 | 15 | 44
GYMRO-28 | A | 6 | 145 | 15 | 145 | 15 | 145 | 6 | 145 | 15 | 145 | 6 | 44 | 15 | 44
HADHW-1 | A | 7 | 76 | 14 | 76 | 22 | 76 | 13 | 76 | 34 | 76 | 8 | 65 | 17 | 65
HMGTO-1 | A | 8 | 88 | 20 | 88 | 35 | 88 | 10 | 88 | 25 | 88 | 8 | 68 | 19 | 68
HMGTO-2 | A | 9 | 91 | 23 | 91 | 37 | 91 | 10 | 91 | 25 | 91 | 10 | 67 | 24 | 67
HOWAO-1 | A | 44 | 400 | 117 | 400 | 117 | 400 | 44 | 400 | 117 | 400 | 44 | 240 | 117 | 240
HOWAO-2 | A | 44 | 400 | 117 | 400 | 117 | 400 | 44 | 400 | 117 | 400 | 44 | 240 | 117 | 240
HOWAO-3 | A | 44 | 400 | 117 | 400 | 117 | 400 | 44 | 400 | 117 | 400 | 44 | 240 | 117 | 240
HRSTW-1 | A | 12 | 102 | 30 | 102 | 45 | 102 | 13 | 102 | 34 | 102 | 13 | 80 | 27 | 66
HUMR-1 | A | 60 | 533 | 150 | 533 | 200 | 533 | 80 | 533 | 200 | 533 | 62 | 419 | 155 | 251
INDQ-1 | A | 12 | 102 | 31 | 102 | 43 | 102 | 13 | 102 | 34 | 102 | 12 | 72 | 30 | 72
KEAD-2 | A | 41 | 566 | 102 | 566 | 108 | 566 | 57 | 566 | 124 | 566 | 41 | 458 | 99 | 458
KEAD-1 | A | 38 | 415 | 90 | 415 | 90 | 415 | 55 | 415 | 138 | 415 | 38 | 355 | 90 | 285
KILBW-1 | A | 3 | 56 | 8 | 56 | 13 | 56 | 5 | 56 | 14 | 56 | 4 | 53 | 9 | 47
KILLPG-1 | A | 19 | 180 | 29 | 145 | 29 | 145 | 34 | 145 | 36 | 180 | 20 | 107 | 41 | 107
KILLPG-2 | A | 20 | 190 | 30 | 151 | 30 | 151 | 26 | 190 | 35 | 151 | 21 | 114 | 50 | 114
KLYN-A-1 | A | 22 | 210 | 45 | 210 | 52 | 210 | 40 | 210 | 95 | 210 | 22 | 189 | 45 | 125
KPMRW-1 | A | 9 | 75 | 20 | 75 | 30 | 75 | 9 | 75 | 23 | 75 | 9 | 67 | 22 | 54
LAGA-1 | A | 55 | 500 | 123 | 500 | 140 | 500 | 52 | 500 | 130 | 500 | 53 | 475 | 130 | 475
LARYO-1 | A | 16 | 155 | 40 | 155 | 45 | 155 | 18 | 155 | 45 | 155 | 14 | 120 | 35 | 120
LARYO-2 | A | 16 | 158 | 40 | 158 | 45 | 158 | 18 | 158 | 45 | 158 | 14 | 120 | 35 | 120
LARYO-3 | A | 16 | 158 | 40 | 158 | 45 | 158 | 18 | 158 | 45 | 158 | 14 | 120 | 35 | 120
LARYO-4 | A | 16 | 158 | 40 | 158 | 45 | 158 | 18 | 158 | 45 | 158 | 14 | 120 | 35 | 120
LBAR-1G | A | 1 | 16 | 4 | 16 | 6 | 16 | 2 | 16 | 4 | 16 | 1 | 9 | 4 | 9
LBAR-1 | A | 39 | 360 | 88 | 360 | 88 | 360 | 55 | 360 | 145 | 360 | 41 | 270 | 90 | 270
LCLTW-1 | A | 7 | 69 | 18 | 69 | 20 | 69 | 7 | 69 | 19 | 69 | 8 | 49 | 20 | 49
LNCSO-1 | A | 12 | 130 | 30 | 130 | 32 | 130 | 12 | 130 | 32 | 130 | 10 | 100 | 26 | 100
LNCSO-2 | A | 13 | 140 | 34 | 140 | 36 | 140 | 14 | 140 | 36 | 140 | 12 | 125 | 32 | 125
MEDP-1 | A | 30 | 380 | 76 | 330 | 76 | 330 | 48 | 380 | 105 | 380 | 31 | 330 | 79 | 290
MILWW-1 | A | 6 | 32 | 8 | 54 | 13 | 54 | 5 | 54 | 14 | 54 | 3 | 43 | 8 | 43
MKHLW-1 | A | 4 | 42 | 10 | 42 | 12 | 42 | 5 | 42 | 13 | 42 | 5 | 37 | 12 | 30
MOYEW-1 | A | 6 | 53 | 11 | 53 | 15 | 53 | 6 | 53 | 15 | 53 | 6 | 38 | 15 | 38
MRWD-1 | A | 43 | 448 | 100 | 448 | 112 | 448 | 67 | 448 | 160 | 448 | 36 | 328 | 93 | 328
NANT-1 | A | 0 | 15 | 0 | 15 | 0 | 15 | 0 | 15 | 1 | 15 | 0 | 15 | 0 | 15
PEHE-1 | A | 42 | 420 | 72 | 420 | 72 | 420 | 83 | 420 | 117 | 420 | 35 | 350 | 84 | 260
PEHE-2 | A | 16 | 490 | 40 | 265 | 42 | 490 | 0 | 0 | 0 | 0 | 0 | 490 | 0 | 490
PEMB-11 | A | 38 | 113 | 63 | 276 | 63 | 276 | 33 | 276 | 90 | 276 | 35 | 241 | 64 | 210
PEMB-21 | A | 38 | 113 | 63 | 276 | 63 | 276 | 33 | 276 | 90 | 276 | 35 | 241 | 64 | 210
PEMB-31 | A | 38 | 113 | 63 | 276 | 63 | 276 | 33 | 276 | 90 | 276 | 35 | 241 | 64 | 210
PEMB-41 | A | 38 | 113 | 63 | 276 | 63 | 276 | 33 | 276 | 90 | 276 | 35 | 241 | 64 | 210
PEMB-51 | A | 38 | 113 | 63 | 276 | 63 | 276 | 33 | 276 | 90 | 276 | 35 | 241 | 64 | 210
PETEM1 | A | 20 | 180 | 46 | 180 | 52 | 180 | 24 | 180 | 58 | 180 | 20 | 150 | 50 | 100
PINFB-1 | A | 3 | 6 | 6 | 25 | 6 | 25 | 2 | 25 | 6 | 25 | 3 | 21 | 6 | 15
PINFB-2 | A | 3 | 6 | 6 | 25 | 6 | 25 | 2 | 25 | 6 | 25 | 3 | 21 | 6 | 15
PINFB-3 | A | 3 | 6 | 6 | 25 | 6 | 25 | 2 | 25 | 6 | 25 | 3 | 21 | 6 | 15
PINFB-4 | A | 3 | 6 | 6 | 25 | 6 | 25 | 2 | 25 | 6 | 25 | 3 | 21 | 6 | 15
PNYCW-1 | A | 25 | 228 | 67 | 228 | 72 | 228 | 26 | 228 | 70 | 228 | 25 | 203 | 63 | 161
RATS-1 | A | 50 | 270 | 90 | 270 | 90 | 270 | 36 | 270 | 50 | 270 | 42 | 105 | 75 | 155
RATS-2 | A | 40 | 270 | 90 | 270 | 100 | 270 | 36 | 270 | 50 | 270 | 40 | 195 | 75 | 195
RATS-3 | A | 40 | 270 | 90 | 270 | 100 | 270 | 36 | 270 | 50 | 270 | 40 | 195 | 75 | 195
RATS-4 | A | 40 | 270 | 95 | 270 | 100 | 270 | 36 | 270 | 50 | 270 | 40 | 195 | 75 | 195
RCBKO-1 | A | 31 | 279 | 81 | 279 | 81 | 279 | 31 | 279 | 81 | 279 | 31 | 84 | 81 | 84
RCBKO-2 | A | 32 | 286 | 83 | 286 | 83 | 286 | 32 | 286 | 83 | 286 | 32 | 86 | 83 | 86
RMPNO-1 | A | 18 | 180 | 45 | 180 | 72 | 180 | 20 | 180 | 50 | 180 | 18 | 130 | 47 | 130
RMPNO-2 | A | 18 | 180 | 45 | 180 | 72 | 180 | 20 | 180 | 50 | 180 | 18 | 130 | 47 | 130
ROCK-1 | A | 36 | 400 | 50 | 400 | 54 | 400 | 60 | 400 | 160 | 400 | 33 | 220 | 53 | 220
RYHPS-1 | A | 30 | 305 | 48 | 305 | 66 | 305 | 42 | 305 | 51 | 305 | 30 | 130 | 42 | 68
SCCL-1 | A | 35 | 180 | 70 | 180 | 70 | 180 | 40 | 180 | 95 | 180 | 40 | 100 | 100 | 50
SCCL-2 | A | 35 | 180 | 70 | 180 | 70 | 180 | 40 | 180 | 95 | 180 | 40 | 100 | 100 | 50
SCCL-3 | A | 35 | 180 | 70 | 180 | 70 | 180 | 40 | 180 | 95 | 180 | 40 | 100 | 100 | 50
SEAB-1 | A | 44 | 254 | 125 | 254 | 150 | 254 | 55 | 254 | 150 | 254 | 75 | 164 | 176 | 38
SEAB-2 | A | 31 | 138 | 76 | 138 | 86 | 138 | 32 | 138 | 82 | 138 | 37 | 73 | 90 | 43
SEEL-1 | A | 23 | 170 | 38 | 170 | 38 | 170 | 24 | 170 | 70 | 170 | 19 | 135 | 38 | 100
SHBA-1 | A | 33 | 420 | 79 | 420 | 91 | 420 | 59 | 420 | 150 | 420 | 37 | 336 | 95 | 252
SHBA-2 | A | 32 | 319 | 70 | 319 | 76 | 319 | 35 | 319 | 93 | 319 | 32 | 270 | 70 | 217
SHOS-1 | A | 20 | 260 | 41 | 260 | 48 | 260 | 31 | 260 | 82 | 260 | 24 | 185 | 53 | 185
SHRSW-1 | A | 16 | 157 | 44 | 157 | 46 | 157 | 17 | 157 | 46 | 157 | 16 | 141 | 43 | 113
SHRSW-2 | A | 16 | 157 | 44 | 157 | 46 | 157 | 17 | 157 | 46 | 157 | 16 | 141 | 43 | 113
SIZB-1 | A | 38 | 283 | 45 | 283 | 45 | 283 | 45 | 283 | 45 | 283 | 40 | 283 | 46 | 283
SIZB-2 | A | 38 | 283 | 45 | 283 | 45 | 283 | 45 | 283 | 45 | 283 | 40 | 283 | 46 | 283
SLOY-1 | A | 0 | 38 | 1 | 38 | 1 | 38 | 1 | 38 | 2 | 38 | 0 | 38 | 1 | 30
SLOY-2 | A | 0 | 38 | 1 | 38 | 1 | 38 | 1 | 38 | 2 | 38 | 0 | 38 | 1 | 30
SLOY-3 | A | 0 | 38 | 1 | 38 | 1 | 38 | 1 | 38 | 2 | 38 | 0 | 38 | 1 | 30
SLOY-4 | A | 0 | 28 | 1 | 28 | 1 | 28 | 1 | 28 | 2 | 28 | 0 | 28 | 1 | 22
SOKYW-1 | A | 20 | 211 | 52 | 211 | 59 | 211 | 20 | 211 | 52 | 211 | 20 | 179 | 52 | 130
SPLN-1 | A | 40 | 380 | 100 | 380 | 110 | 380 | 50 | 380 | 120 | 380 | 30 | 380 | 90 | 300
STAY-1 | A | 35 | 265 | 62 | 265 | 62 | 265 | 35 | 265 | 89 | 265 | 34 | 192 | 63 | 192
STAY-2 | A | 35 | 265 | 62 | 265 | 62 | 265 | 35 | 265 | 89 | 265 | 34 | 192 | 63 | 192
STAY-3 | A | 35 | 265 | 62 | 265 | 62 | 265 | 35 | 265 | 89 | 265 | 34 | 192 | 63 | 192
STAY-4 | A | 35 | 265 | 62 | 265 | 62 | 265 | 35 | 265 | 89 | 265 | 34 | 192 | 63 | 192
STLGW-1 | A | 6 | 66 | 16 | 66 | 26 | 66 | 6 | 66 | 16 | 66 | 6 | 55 | 14 | 33
STLGW-2 | A | 7 | 75 | 19 | 75 | 27 | 75 | 7 | 75 | 19 | 75 | 7 | 65 | 19 | 53
STLGW-3 | A | 6 | 66 | 17 | 66 | 26 | 66 | 6 | 66 | 17 | 66 | 7 | 56 | 17 | 48
STRNW-1 | A | 6 | 52 | 16 | 52 | 26 | 52 | 7 | 60 | 17 | 60 | 6 | 52 | 17 | 42
SUTB-1 | A | 36 | 380 | 104 | 380 | 148 | 380 | 52 | 380 | 132 | 380 | 47 | 250 | 107 | 250
SVRP-10 | A | 20 | 225 | 50 | 225 | 70 | 225 | 32 | 225 | 80 | 225 | 20 | 172 | 50 | 172
SVRP-20 | A | 20 | 225 | 50 | 225 | 70 | 225 | 32 | 225 | 80 | 225 | 20 | 172 | 50 | 172
TKNEW-1 | A | 34 | 370 | 80 | 370 | 160 | 370 | 37 | 370 | 101 | 370 | 35 | 279 | 82 | 222
TKNWW-1 | A | 38 | 370 | 103 | 370 | 166 | 370 | 35 | 370 | 97 | 370 | 39 | 280 | 89 | 222
TRLGW-1 | A | 2 | 16 | 4 | 16 | 7 | 16 | 2 | 16 | 5 | 16 | 2 | 12 | 4 | 9
TWSHW-1 | A | 3 | 35 | 9 | 35 | 15 | 35 | 3 | 35 | 9 | 35 | 3 | 28 | 9 | 22
USKM-13 | A | 6 | 49 | 15 | 49 | 17 | 49 | 8 | 49 | 19 | 49 | 7 | 36 | 8 | 36
USKM-14 | A | 6 | 49 | 15 | 49 | 17 | 49 | 8 | 49 | 19 | 49 | 7 | 36 | 8 | 36
USKM-15 | A | 6 | 49 | 15 | 49 | 17 | 49 | 8 | 49 | 19 | 49 | 7 | 36 | 8 | 36
WBUPS-1 | A | 30 | 113 | 48 | 153 | 48 | 153 | 32 | 113 | 50 | 113 | 40 | 153 | 65 | 113
WBUPS-2 | A | 30 | 133 | 48 | 173 | 48 | 173 | 32 | 133 | 50 | 133 | 40 | 173 | 65 | 133
WBUPS-3 | A | 30 | 133 | 48 | 173 | 48 | 173 | 32 | 133 | 50 | 133 | 40 | 173 | 65 | 133
WBUPS-4 | A | 30 | 113 | 48 | 153 | 48 | 153 | 32 | 113 | 50 | 113 | 40 | 153 | 65 | 113
WBURB-1 | A | 22 | 240 | 48 | 240 | 62 | 240 | 27 | 240 | 69 | 240 | 20 | 200 | 50 | 120
WBURB-2 | A | 25 | 255 | 52 | 255 | 62 | 255 | 26 | 255 | 67 | 255 | 22 | 215 | 52 | 135
WBURB-3 | A | 23 | 255 | 56 | 255 | 67 | 255 | 25 | 255 | 67 | 255 | 22 | 211 | 58 | 167
WDNSO-1 | A | 21 | 191 | 54 | 191 | 57 | 191 | 21 | 191 | 57 | 191 | 21 | 170 | 55 | 136
WDNSO-2 | A | 21 | 191 | 54 | 191 | 57 | 191 | 21 | 191 | 57 | 191 | 21 | 170 | 55 | 136
WHILW-1 | A | 31 | 322 | 84 | 322 | 90 | 322 | 33 | 322 | 90 | 322 | 32 | 255 | 86 | 210
WHILW-2 | A | 19 | 163 | 33 | 163 | 35 | 163 | 20 | 163 | 52 | 163 | 21 | 142 | 43 | 119
WLNYO-2 | A | 19 | 182 | 51 | 182 | 54 | 182 | 20 | 182 | 53 | 182 | 20 | 158 | 51 | 130
WLNYO-3 | A | 30 | 300 | 75 | 300 | 75 | 300 | 30 | 300 | 77 | 300 | 30 | 240 | 78 | 240
WLNYO-4 | A | 32 | 330 | 88 | 330 | 88 | 330 | 33 | 330 | 93 | 330 | 34 | 240 | 90 | 240
WLNYW-1 | A | 19 | 182 | 51 | 182 | 54 | 182 | 20 | 182 | 53 | 182 | 20 | 158 | 51 | 130
WTMSO-1 | A | 22 | 200 | 58 | 200 | 62 | 200 | 23 | 200 | 61 | 200 | 23 | 140 | 60 | 140

## Jun 2025
Public
Mandatory Frequency Response Capabilities
MW Response Capability by BMU
|  | Primary Response (Max MWhrs) | [5 empty] | Secondary Response (Max Mwhrs) |  |  |  | High Frequency Response (Max MWhrs)
UNIT | Mode | 0.2Hz | Genset Deload (MW) | 0.5Hz | Genset Deload (MW) | 0.8Hz | Genset Deload (MW) | 0.2/0.2Hz | Genset Deload (MW) | 0.5/0.5Hz | Genset Deload (MW) | 0.2Hz | Genset Deload (MW) | 0.5Hz | Genset Deload (MW)
ABRBO-1 | A | 7 | 86 | 19 | 86 | 33 | 86 | 9 | 86 | 23 | 86 | 7 | 78 | 19 | 67
AKGLW-3 | A | 7 | 82 | 18 | 82 | 19 | 82 | 7 | 82 | 18 | 82 | 7 | 74 | 19 | 62
ARCHW-1 | A | 10 | 92 | 25 | 92 | 25 | 92 | 12 | 92 | 30 | 92 | 11 | 73 | 24 | 56
BAGE-1 | A | 30 | 255 | 70 | 255 | 90 | 255 | 35 | 255 | 90 | 255 | 28 | 220 | 70 | 185
BAGE-2 | A | 3 | 17 | 8 | 17 | 12 | 17 | 4 | 17 | 9 | 17 | 2 | 17 | 5 | 17
BEATO-1 | A | 13 | 126 | 35 | 126 | 37 | 126 | 14 | 126 | 36 | 126 | 13 | 112 | 35 | 91
BEATO-2 | A | 13 | 126 | 35 | 126 | 37 | 126 | 14 | 126 | 36 | 126 | 13 | 112 | 35 | 91
BEATO-3 | A | 17 | 168 | 47 | 168 | 49 | 168 | 18 | 168 | 48 | 168 | 18 | 149 | 48 | 119
BEATO-4 | A | 17 | 168 | 47 | 168 | 49 | 168 | 18 | 168 | 48 | 168 | 18 | 149 | 48 | 119
BEINW-1 | A | 9 | 93 | 24 | 93 | 33 | 93 | 8 | 93 | 25 | 93 | 9 | 74 | 20 | 74
BHLAW-1 | A | 7 | 98 | 16 | 98 | 19 | 98 | 10 | 98 | 26 | 98 | 8 | 87 | 18 | 78
BLLA-1 | A | 6 | 99 | 13 | 99 | 13 | 99 | 15 | 99 | 39 | 99 | 9 | 83 | 16 | 83
BLLA-2 | A | 3 | 47 | 8 | 47 | 12 | 47 | 4 | 47 | 11 | 47 | 4 | 37 | 10 | 31
BRBEO-1 | A | 20 | 258 | 50 | 258 | 50 | 258 | 22 | 258 | 63 | 258 | 17 | 194 | 46 | 194
BRDUW-1 | A | 6 | 58 | 17 | 58 | 17 | 58 | 7 | 58 | 17 | 58 | 6 | 36 | 17 | 36
BRGG-1 | A | 16 | 110 | 32 | 110 | 48 | 110 | 16 | 110 | 40 | 110 | 14 | 96 | 34 | 46
BURBW-1 | A | 0 | 90 | 0 | 90 | 0 | 90 | 0 | 0 | 0 | 0 | 0 | 90 | 0 | 90
CARR-1 | A | 35 | 269 | 58 | 269 | 58 | 269 | 35 | 325 | 88 | 325 | 34 | 269 | 56 | 269
CARR-2 | A | 35 | 269 | 58 | 269 | 58 | 269 | 35 | 325 | 88 | 325 | 34 | 269 | 56 | 269
CDCL-1 | A | 30 | 231 | 46 | 231 | 46 | 231 | 34 | 231 | 45 | 231 | 29 | 172 | 72 | 135
CLAC-1 | A | 3 | 28 | 8 | 28 | 13 | 28 | 3 | 36 | 9 | 36 | 3 | 28 | 8 | 28
CLDCW-1 | A | 14 | 14 | 34 | 113 | 36 | 113 | 13 | 113 | 35 | 113 | 13 | 99 | 34 | 78
CLDNW-1 | A | 13 | 108 | 33 | 108 | 35 | 108 | 13 | 108 | 35 | 108 | 12 | 95 | 33 | 74
CLDSW-1 | A | 16 | 129 | 40 | 129 | 43 | 129 | 16 | 129 | 42 | 129 | 16 | 113 | 41 | 88
CMSTW-1 | A | 4 | 35 | 10 | 35 | 16 | 35 | 4 | 35 | 11 | 35 | 4 | 31 | 10 | 25
CNQPS-1 | A | 22 | 170 | 55 | 170 | 55 | 170 | 28 | 170 | 70 | 170 | 26 | 120 | 60 | 105
CNQPS-2 | A | 22 | 170 | 55 | 170 | 55 | 170 | 28 | 170 | 70 | 170 | 22 | 120 | 55 | 105
CNQPS-3 | A | 22 | 170 | 55 | 170 | 55 | 170 | 28 | 170 | 70 | 170 | 22 | 120 | 55 | 105
CNQPS-4 | A | 22 | 170 | 55 | 170 | 55 | 170 | 28 | 170 | 70 | 170 | 28 | 105 | 55 | 105
CORB-1 | A | 10 | 130 | 30 | 130 | 50 | 130 | 28 | 130 | 60 | 130 | 15 | 95 | 40 | 60
COSO-1 | A | 20 | 380 | 40 | 380 | 50 | 380 | 60 | 380 | 140 | 380 | 17 | 304 | 40 | 304
COWE1 | A | 7 | 30 | 17 | 30 | 17 | 30 | 7 | 30 | 17 | 30 | 7 | 30 | 17 | 30
COWE2 | A | 7 | 30 | 17 | 30 | 17 | 30 | 7 | 30 | 17 | 30 | 7 | 30 | 17 | 30
CRUA-1 | A | 10 | 110 | 25 | 110 | 37 | 110 | 12 | 110 | 30 | 110 | 10 | 84 | 25 | 48
CRUA-2 | A | 10 | 110 | 25 | 110 | 37 | 110 | 12 | 110 | 30 | 110 | 10 | 84 | 25 | 48
CRUA-3 | A | 7 | 30 | 15 | 30 | 21 | 30 | 9 | 30 | 24 | 30 | 5 | 25 | 13 | 15
CRUA-4 | A | 7 | 30 | 15 | 30 | 21 | 30 | 9 | 30 | 24 | 30 | 5 | 25 | 13 | 15
CRYRW-2 | A | 15 | 138 | 38 | 138 | 40 | 138 | 15 | 138 | 40 | 138 | 13 | 109 | 40 | 63
CRYRW-3 | A | 1 | 14 | 3 | 14 | 4 | 14 | 1 | 14 | 4 | 14 | 1 | 10 | 3 | 10
DAMC-1 | A | 64 | 380 | 136 | 380 | 156 | 380 | 80 | 380 | 180 | 380 | 60 | 293 | 190 | 128
DDGNO-1 | A | 9 | 108 | 25 | 108 | 26 | 108 | 10 | 108 | 26 | 108 | 9 | 97 | 25 | 81
DDGNO-2 | A | 8 | 90 | 20 | 90 | 22 | 90 | 8 | 90 | 21 | 90 | 8 | 81 | 21 | 68
DDGNO-3 | A | 9 | 102 | 24 | 102 | 25 | 102 | 9 | 102 | 25 | 102 | 9 | 92 | 24 | 77
DDGNO-4 | A | 9 | 102 | 24 | 102 | 25 | 102 | 9 | 102 | 25 | 102 | 9 | 92 | 24 | 77
DEEPS-1 | A | 20 | 180 | 60 | 180 | 86 | 180 | 22 | 180 | 80 | 180 | 24 | 96 | 52 | 96
DIDCB5 | A | 40 | 330 | 104 | 330 | 125 | 330 | 55 | 330 | 140 | 330 | 40 | 185 | 105 | 185
DIDCB6 | A | 50 | 250 | 105 | 250 | 105 | 250 | 50 | 250 | 130 | 250 | 50 | 153 | 110 | 103
DINO-1 | A | 14 | 138 | 39 | 138 | 58 | 138 | 28 | 138 | 72 | 138 | 14 | 118 | 36 | 88
DINO-2 | A | 14 | 138 | 39 | 138 | 58 | 138 | 28 | 138 | 72 | 138 | 14 | 118 | 36 | 88
DINO-3 | A | 14 | 138 | 39 | 138 | 58 | 138 | 28 | 138 | 72 | 138 | 14 | 118 | 36 | 88
DINO-4 | A | 14 | 138 | 39 | 138 | 58 | 138 | 28 | 138 | 72 | 138 | 14 | 118 | 36 | 88
DINO-5 | A | 14 | 138 | 39 | 138 | 58 | 138 | 28 | 138 | 72 | 138 | 14 | 118 | 36 | 88
DINO-6 | A | 14 | 138 | 39 | 138 | 58 | 138 | 28 | 138 | 72 | 138 | 14 | 118 | 36 | 88
DRAXX-1 | A | 68 | 345 | 100 | 345 | 100 | 345 | 64 | 95 | 110 | 345 | 60 | 225 | 70 | 225
DRAXX-2 | A | 68 | 345 | 100 | 345 | 100 | 345 | 64 | 95 | 110 | 345 | 60 | 225 | 70 | 225
DRAXX-3 | A | 68 | 345 | 100 | 345 | 100 | 345 | 64 | 95 | 110 | 345 | 60 | 225 | 70 | 225
DRAXX-4 | A | 68 | 345 | 100 | 345 | 100 | 345 | 64 | 95 | 110 | 345 | 60 | 225 | 70 | 225
DRAXX-5 | A | 68 | 345 | 100 | 345 | 100 | 345 | 64 | 95 | 110 | 345 | 60 | 225 | 70 | 225
DRAXX-6 | A | 68 | 345 | 100 | 345 | 100 | 345 | 64 | 95 | 110 | 345 | 60 | 225 | 70 | 225
DRSLW-1 | A | 6 | 69 | 16 | 69 | 17 | 69 | 6 | 69 | 17 | 69 | 6 | 61 | 16 | 54
DUNGW-1 | A | 8 | 89 | 21 | 89 | 33 | 89 | 8 | 89 | 23 | 89 | 8 | 80 | 21 | 69
EAAO-1 | A | 18 | 182 | 48 | 182 | 52 | 182 | 19 | 182 | 50 | 182 | 18 | 164 | 48 | 134
EAAO-2 | A | 17 | 175 | 46 | 175 | 50 | 175 | 18 | 175 | 48 | 175 | 18 | 157 | 46 | 157
EECL-1 | A | 19 | 321 | 42 | 321 | 45 | 321 | 33 | 321 | 84 | 321 | 25 | 281 | 56 | 235
ERRO-1 | A | 2 | 21 | 3 | 21 | 5 | 21 | 2 | 21 | 5 | 21 | 2 | 19 | 4 | 15
ERRO-2 | A | 2 | 21 | 3 | 21 | 5 | 21 | 2 | 21 | 5 | 21 | 2 | 19 | 4 | 15
ERRO-3 | A | 2 | 21 | 3 | 21 | 4 | 21 | 2 | 21 | 5 | 21 | 2 | 19 | 4 | 15
FAARW-1 | A | 2 | 37 | 4 | 37 | 4 | 37 | 4 | 37 | 12 | 37 | 2 | 33 | 4 | 33
FAARW-2 | A | 2 | 37 | 4 | 37 | 4 | 37 | 4 | 37 | 12 | 37 | 2 | 33 | 4 | 33
FALGW-1 | A | 11 | 108 | 28 | 108 | 41 | 108 | 13 | 108 | 35 | 108 | 10 | 86 | 22 | 64
FASN-1 | A | 0 | 15 | 1 | 15 | 1 | 15 | 1 | 15 | 2 | 15 | 0 | 15 | 1 | 12
FASN2 | A | 0 | 15 | 1 | 15 | 1 | 15 | 1 | 15 | 2 | 15 | 0 | 15 | 1 | 12
FASN3 | A | 0 | 15 | 1 | 15 | 1 | 15 | 1 | 15 | 2 | 15 | 0 | 15 | 1 | 12
FAWN-1 | A | 10 | 52 | 25 | 52 | 40 | 52 | 13 | 52 | 32 | 52 | 11 | 37 | 27 | 27
FELL-1 | A | 9 | 63 | 21 | 63 | 22 | 63 | 10 | 63 | 24 | 63 | 9 | 63 | 22 | 63
FFES-1 | A | 10 | 35 | 27 | 35 | 30 | 35 | 9 | 35 | 22 | 35 | 4 | 27 | 6 | 27
FFES-2 | A | 10 | 35 | 27 | 35 | 30 | 35 | 9 | 35 | 22 | 35 | 4 | 27 | 6 | 27
FFES-3 | A | 10 | 35 | 27 | 35 | 30 | 35 | 9 | 35 | 22 | 35 | 4 | 27 | 6 | 27
FFES-4 | A | 10 | 35 | 27 | 35 | 30 | 35 | 9 | 35 | 22 | 35 | 4 | 27 | 6 | 27
FINL-1 | A | 0 | 14 | 1 | 14 | 1 | 14 | 1 | 14 | 2 | 14 | 0 | 14 | 1 | 11
FOYE-1 | A | 6 | 60 | 13 | 60 | 16 | 60 | 11 | 60 | 27 | 60 | 5 | 30 | 11 | 30
FOYE-2 | A | 6 | 60 | 13 | 60 | 16 | 60 | 11 | 60 | 27 | 60 | 5 | 30 | 11 | 30
GAOFO-1 | A | 4 | 87 | 9 | 87 | 9 | 87 | 4 | 87 | 9 | 87 | 4 | 57 | 9 | 57
GAOFO-2 | A | 4 | 87 | 9 | 87 | 9 | 87 | 4 | 87 | 9 | 87 | 4 | 57 | 9 | 57
GAOFO-3 | A | 4 | 87 | 9 | 87 | 9 | 87 | 4 | 87 | 9 | 87 | 4 | 57 | 9 | 57
GAOFO-4 | A | 4 | 87 | 9 | 87 | 9 | 87 | 4 | 87 | 9 | 87 | 4 | 57 | 9 | 57
GLNDO-1 | A | 6 | 80 | 12 | 45 | 17 | 45 | 12 | 45 | 25 | 45 | 8 | 65 | 18 | 45
GNFSW-1 | A | 11 | 100 | 30 | 100 | 30 | 100 | 12 | 100 | 31 | 100 | 12 | 70 | 30 | 70
GNFSW-2 | A | 7 | 64 | 18 | 64 | 18 | 64 | 8 | 64 | 18 | 64 | 6 | 49 | 15 | 49
GORDW-1 | A | 6 | 62 | 16 | 56 | 26 | 45 | 7 | 62 | 18 | 62 | 6 | 56 | 16 | 45
GRAI-6 | A | 24 | 320 | 58 | 320 | 58 | 320 | 35 | 320 | 88 | 320 | 28 | 270 | 60 | 230
GRAI-7 | A | 30 | 232 | 60 | 232 | 60 | 232 | 32 | 232 | 84 | 232 | 32 | 175 | 65 | 135
GRAI-8 | A | 26 | 232 | 58 | 232 | 58 | 232 | 32 | 232 | 84 | 232 | 32 | 175 | 65 | 135
GRGBW-1 | A | 17 | 167 | 45 | 167 | 48 | 167 | 18 | 167 | 48 | 167 | 17 | 150 | 46 | 122
GRGBW-2 | A | 18 | 167 | 48 | 167 | 51 | 167 | 19 | 167 | 50 | 167 | 18 | 147 | 48 | 117
GRGBW-3 | A | 17 | 166 | 45 | 166 | 48 | 166 | 18 | 166 | 48 | 166 | 17 | 149 | 46 | 121
GRIFW-1 | A | 8 | 94 | 22 | 94 | 23 | 94 | 8 | 94 | 22 | 94 | 8 | 85 | 22 | 72
GRIFW-2 | A | 8 | 94 | 22 | 94 | 23 | 94 | 8 | 94 | 22 | 94 | 8 | 85 | 22 | 72
GRMO-1 | A | 8 | 43 | 8 | 43 | 8 | 43 | 8 | 43 | 8 | 43 | 8 | 23 | 8 | 23
GYAR-1 | A | 17 | 176 | 42 | 176 | 66 | 176 | 24 | 176 | 60 | 176 | 17 | 176 | 42 | 176
GYMRO-15 | A | 6 | 145 | 15 | 145 | 15 | 145 | 6 | 145 | 15 | 145 | 6 | 44 | 15 | 44
GYMRO-17 | A | 6 | 145 | 15 | 145 | 15 | 145 | 6 | 145 | 15 | 145 | 6 | 44 | 15 | 44
GYMRO-26 | A | 6 | 145 | 15 | 145 | 15 | 145 | 6 | 145 | 15 | 145 | 6 | 44 | 15 | 44
GYMRO-28 | A | 6 | 145 | 15 | 145 | 15 | 145 | 6 | 145 | 15 | 145 | 6 | 44 | 15 | 44
HADHW-1 | A | 7 | 76 | 14 | 76 | 22 | 76 | 13 | 76 | 34 | 76 | 8 | 65 | 17 | 65
HMGTO-1 | A | 8 | 88 | 20 | 88 | 35 | 88 | 10 | 88 | 25 | 88 | 8 | 68 | 19 | 68
HMGTO-2 | A | 9 | 91 | 23 | 91 | 37 | 91 | 10 | 91 | 25 | 91 | 10 | 67 | 24 | 67
HOWAO-1 | A | 44 | 400 | 117 | 400 | 117 | 400 | 44 | 400 | 117 | 400 | 44 | 240 | 117 | 240
HOWAO-2 | A | 44 | 400 | 117 | 400 | 117 | 400 | 44 | 400 | 117 | 400 | 44 | 240 | 117 | 240
HOWAO-3 | A | 44 | 400 | 117 | 400 | 117 | 400 | 44 | 400 | 117 | 400 | 44 | 240 | 117 | 240
HRSTW-1 | A | 12 | 102 | 30 | 102 | 45 | 102 | 13 | 102 | 34 | 102 | 13 | 80 | 27 | 66
HUMR-1 | A | 60 | 533 | 150 | 533 | 200 | 533 | 80 | 533 | 200 | 533 | 62 | 419 | 155 | 251
INDQ-1 | A | 12 | 102 | 31 | 102 | 43 | 102 | 13 | 102 | 34 | 102 | 12 | 72 | 30 | 72
KEAD-2 | A | 41 | 566 | 102 | 566 | 108 | 566 | 57 | 566 | 124 | 566 | 41 | 458 | 99 | 458
KEAD-1 | A | 38 | 415 | 90 | 415 | 90 | 415 | 55 | 415 | 138 | 415 | 38 | 355 | 90 | 285
KILBW-1 | A | 3 | 56 | 8 | 56 | 13 | 56 | 5 | 56 | 14 | 56 | 4 | 53 | 9 | 47
KILLPG-1 | A | 19 | 180 | 29 | 145 | 29 | 145 | 34 | 145 | 36 | 180 | 20 | 107 | 41 | 107
KILLPG-2 | A | 20 | 190 | 30 | 151 | 30 | 151 | 26 | 190 | 35 | 151 | 21 | 114 | 50 | 114
KLYN-A-1 | A | 22 | 210 | 45 | 210 | 52 | 210 | 40 | 210 | 95 | 210 | 22 | 189 | 45 | 125
KPMRW-1 | A | 9 | 75 | 20 | 75 | 30 | 75 | 9 | 75 | 23 | 75 | 9 | 67 | 22 | 54
LAGA-1 | A | 55 | 500 | 123 | 500 | 140 | 500 | 52 | 500 | 130 | 500 | 53 | 475 | 130 | 475
LARYO-1 | A | 16 | 155 | 40 | 155 | 45 | 155 | 18 | 155 | 45 | 155 | 14 | 120 | 35 | 120
LARYO-2 | A | 16 | 158 | 40 | 158 | 45 | 158 | 18 | 158 | 45 | 158 | 14 | 120 | 35 | 120
LARYO-3 | A | 16 | 158 | 40 | 158 | 45 | 158 | 18 | 158 | 45 | 158 | 14 | 120 | 35 | 120
LARYO-4 | A | 16 | 158 | 40 | 158 | 45 | 158 | 18 | 158 | 45 | 158 | 14 | 120 | 35 | 120
LBAR-1G | A | 1 | 16 | 4 | 16 | 6 | 16 | 2 | 16 | 4 | 16 | 1 | 9 | 4 | 9
LBAR-1 | A | 39 | 360 | 88 | 360 | 88 | 360 | 55 | 360 | 145 | 360 | 41 | 270 | 90 | 270
LCLTW-1 | A | 7 | 69 | 18 | 69 | 20 | 69 | 7 | 69 | 19 | 69 | 8 | 49 | 20 | 49
LNCSO-1 | A | 12 | 130 | 30 | 130 | 32 | 130 | 12 | 130 | 32 | 130 | 10 | 100 | 26 | 100
LNCSO-2 | A | 13 | 140 | 34 | 140 | 36 | 140 | 14 | 140 | 36 | 140 | 12 | 125 | 32 | 125
MEDP-1 | A | 30 | 380 | 76 | 330 | 76 | 330 | 48 | 380 | 105 | 380 | 31 | 330 | 79 | 290
MILWW-1 | A | 6 | 32 | 8 | 54 | 13 | 54 | 5 | 54 | 14 | 54 | 3 | 43 | 8 | 43
MKHLW-1 | A | 4 | 42 | 10 | 42 | 12 | 42 | 5 | 42 | 13 | 42 | 5 | 37 | 12 | 30
MOYEW-1 | A | 6 | 53 | 11 | 53 | 15 | 53 | 6 | 53 | 15 | 53 | 6 | 38 | 15 | 38
MRWD-1 | A | 43 | 448 | 100 | 448 | 112 | 448 | 67 | 448 | 160 | 448 | 36 | 328 | 93 | 328
NANT-1 | A | 0 | 15 | 0 | 15 | 0 | 15 | 0 | 15 | 1 | 15 | 0 | 15 | 0 | 15
PEHE-1 | A | 42 | 420 | 72 | 420 | 72 | 420 | 83 | 420 | 117 | 420 | 35 | 350 | 84 | 260
PEHE-2 | A | 16 | 490 | 40 | 265 | 42 | 490 | 0 | 0 | 0 | 0 | 0 | 490 | 0 | 490
PEMB-11 | A | 38 | 113 | 63 | 276 | 63 | 276 | 33 | 276 | 90 | 276 | 35 | 241 | 64 | 210
PEMB-21 | A | 38 | 113 | 63 | 276 | 63 | 276 | 33 | 276 | 90 | 276 | 35 | 241 | 64 | 210
PEMB-31 | A | 38 | 113 | 63 | 276 | 63 | 276 | 33 | 276 | 90 | 276 | 35 | 241 | 64 | 210
PEMB-41 | A | 38 | 113 | 63 | 276 | 63 | 276 | 33 | 276 | 90 | 276 | 35 | 241 | 64 | 210
PEMB-51 | A | 38 | 113 | 63 | 276 | 63 | 276 | 33 | 276 | 90 | 276 | 35 | 241 | 64 | 210
PETEM1 | A | 20 | 180 | 46 | 180 | 52 | 180 | 24 | 180 | 58 | 180 | 20 | 150 | 50 | 100
PINFB-1 | A | 3 | 6 | 6 | 25 | 6 | 25 | 2 | 25 | 6 | 25 | 3 | 21 | 6 | 15
PINFB-2 | A | 3 | 6 | 6 | 25 | 6 | 25 | 2 | 25 | 6 | 25 | 3 | 21 | 6 | 15
PINFB-3 | A | 3 | 6 | 6 | 25 | 6 | 25 | 2 | 25 | 6 | 25 | 3 | 21 | 6 | 15
PINFB-4 | A | 3 | 6 | 6 | 25 | 6 | 25 | 2 | 25 | 6 | 25 | 3 | 21 | 6 | 15
PNYCW-1 | A | 25 | 228 | 67 | 228 | 72 | 228 | 26 | 228 | 70 | 228 | 25 | 203 | 63 | 161
RATS-1 | A | 50 | 270 | 90 | 270 | 90 | 270 | 36 | 270 | 50 | 270 | 42 | 105 | 75 | 155
RATS-2 | A | 40 | 270 | 90 | 270 | 100 | 270 | 36 | 270 | 50 | 270 | 40 | 195 | 75 | 195
RATS-3 | A | 40 | 270 | 90 | 270 | 100 | 270 | 36 | 270 | 50 | 270 | 40 | 195 | 75 | 195
RATS-4 | A | 40 | 270 | 95 | 270 | 100 | 270 | 36 | 270 | 50 | 270 | 40 | 195 | 75 | 195
RCBKO-1 | A | 31 | 279 | 81 | 279 | 81 | 279 | 31 | 279 | 81 | 279 | 31 | 84 | 81 | 84
RCBKO-2 | A | 32 | 286 | 83 | 286 | 83 | 286 | 32 | 286 | 83 | 286 | 32 | 86 | 83 | 86
RMPNO-1 | A | 18 | 180 | 45 | 180 | 72 | 180 | 20 | 180 | 50 | 180 | 18 | 130 | 47 | 130
RMPNO-2 | A | 18 | 180 | 45 | 180 | 72 | 180 | 20 | 180 | 50 | 180 | 18 | 130 | 47 | 130
ROCK-1 | A | 36 | 400 | 50 | 400 | 54 | 400 | 60 | 400 | 160 | 400 | 33 | 220 | 53 | 220
RYHPS-1 | A | 30 | 305 | 48 | 305 | 66 | 305 | 42 | 305 | 51 | 305 | 30 | 130 | 42 | 68
SCCL-1 | A | 35 | 180 | 70 | 180 | 70 | 180 | 40 | 180 | 95 | 180 | 40 | 100 | 100 | 50
SCCL-2 | A | 35 | 180 | 70 | 180 | 70 | 180 | 40 | 180 | 95 | 180 | 40 | 100 | 100 | 50
SCCL-3 | A | 35 | 180 | 70 | 180 | 70 | 180 | 40 | 180 | 95 | 180 | 40 | 100 | 100 | 50
SEAB-1 | A | 44 | 254 | 125 | 254 | 150 | 254 | 55 | 254 | 150 | 254 | 75 | 164 | 176 | 38
SEAB-2 | A | 31 | 138 | 76 | 138 | 86 | 138 | 32 | 138 | 82 | 138 | 37 | 73 | 90 | 43
SEEL-1 | A | 23 | 170 | 38 | 170 | 38 | 170 | 24 | 170 | 70 | 170 | 19 | 135 | 38 | 100
SHBA-1 | A | 33 | 420 | 79 | 420 | 91 | 420 | 59 | 420 | 150 | 420 | 37 | 336 | 95 | 252
SHBA-2 | A | 32 | 319 | 70 | 319 | 76 | 319 | 35 | 319 | 93 | 319 | 32 | 270 | 70 | 217
SHOS-1 | A | 20 | 260 | 41 | 260 | 48 | 260 | 31 | 260 | 82 | 260 | 24 | 185 | 53 | 185
SHRSW-1 | A | 16 | 157 | 44 | 157 | 46 | 157 | 17 | 157 | 46 | 157 | 16 | 141 | 43 | 113
SHRSW-2 | A | 16 | 157 | 44 | 157 | 46 | 157 | 17 | 157 | 46 | 157 | 16 | 141 | 43 | 113
SIZB-1 | A | 38 | 283 | 45 | 283 | 45 | 283 | 45 | 283 | 45 | 283 | 40 | 283 | 46 | 283
SIZB-2 | A | 38 | 283 | 45 | 283 | 45 | 283 | 45 | 283 | 45 | 283 | 40 | 283 | 46 | 283
SLOY-1 | A | 0 | 38 | 1 | 38 | 1 | 38 | 1 | 38 | 2 | 38 | 0 | 38 | 1 | 30
SLOY-2 | A | 0 | 38 | 1 | 38 | 1 | 38 | 1 | 38 | 2 | 38 | 0 | 38 | 1 | 30
SLOY-3 | A | 0 | 38 | 1 | 38 | 1 | 38 | 1 | 38 | 2 | 38 | 0 | 38 | 1 | 30
SLOY-4 | A | 0 | 28 | 1 | 28 | 1 | 28 | 1 | 28 | 2 | 28 | 0 | 28 | 1 | 22
SOKYW-1 | A | 20 | 211 | 52 | 211 | 59 | 211 | 20 | 211 | 52 | 211 | 20 | 179 | 52 | 130
SPLN-1 | A | 40 | 380 | 100 | 380 | 110 | 380 | 50 | 380 | 120 | 380 | 30 | 380 | 90 | 300
STAY-1 | A | 35 | 265 | 62 | 265 | 62 | 265 | 35 | 265 | 89 | 265 | 34 | 192 | 63 | 192
STAY-2 | A | 35 | 265 | 62 | 265 | 62 | 265 | 35 | 265 | 89 | 265 | 34 | 192 | 63 | 192
STAY-3 | A | 35 | 265 | 62 | 265 | 62 | 265 | 35 | 265 | 89 | 265 | 34 | 192 | 63 | 192
STAY-4 | A | 35 | 265 | 62 | 265 | 62 | 265 | 35 | 265 | 89 | 265 | 34 | 192 | 63 | 192
STLGW-1 | A | 6 | 66 | 16 | 66 | 26 | 66 | 6 | 66 | 16 | 66 | 6 | 55 | 14 | 33
STLGW-2 | A | 7 | 75 | 19 | 75 | 27 | 75 | 7 | 75 | 19 | 75 | 7 | 65 | 19 | 53
STLGW-3 | A | 6 | 66 | 17 | 66 | 26 | 66 | 6 | 66 | 17 | 66 | 7 | 56 | 17 | 48
STRNW-1 | A | 6 | 52 | 16 | 52 | 26 | 52 | 7 | 60 | 17 | 60 | 6 | 52 | 17 | 42
SUTB-1 | A | 36 | 380 | 104 | 380 | 148 | 380 | 52 | 380 | 132 | 380 | 47 | 250 | 107 | 250
SVRP-10 | A | 20 | 225 | 50 | 225 | 70 | 225 | 32 | 225 | 80 | 225 | 20 | 172 | 50 | 172
SVRP-20 | A | 20 | 225 | 50 | 225 | 70 | 225 | 32 | 225 | 80 | 225 | 20 | 172 | 50 | 172
TKNEW-1 | A | 34 | 370 | 80 | 370 | 160 | 370 | 37 | 370 | 101 | 370 | 35 | 279 | 82 | 222
TKNWW-1 | A | 38 | 370 | 103 | 370 | 166 | 370 | 35 | 370 | 97 | 370 | 39 | 280 | 89 | 222
TRLGW-1 | A | 2 | 16 | 4 | 16 | 7 | 16 | 2 | 16 | 5 | 16 | 2 | 12 | 4 | 9
TWSHW-1 | A | 3 | 35 | 9 | 35 | 15 | 35 | 3 | 35 | 9 | 35 | 3 | 28 | 9 | 22
USKM-13 | A | 6 | 49 | 15 | 49 | 17 | 49 | 8 | 49 | 19 | 49 | 7 | 36 | 8 | 36
USKM-14 | A | 6 | 49 | 15 | 49 | 17 | 49 | 8 | 49 | 19 | 49 | 7 | 36 | 8 | 36
USKM-15 | A | 6 | 49 | 15 | 49 | 17 | 49 | 8 | 49 | 19 | 49 | 7 | 36 | 8 | 36
WBUPS-1 | A | 30 | 113 | 48 | 153 | 48 | 153 | 32 | 113 | 50 | 113 | 40 | 153 | 65 | 113
WBUPS-2 | A | 30 | 133 | 48 | 173 | 48 | 173 | 32 | 133 | 50 | 133 | 40 | 173 | 65 | 133
WBUPS-3 | A | 30 | 133 | 48 | 173 | 48 | 173 | 32 | 133 | 50 | 133 | 40 | 173 | 65 | 133
WBUPS-4 | A | 30 | 113 | 48 | 153 | 48 | 153 | 32 | 113 | 50 | 113 | 40 | 153 | 65 | 113
WBURB-1 | A | 22 | 240 | 48 | 240 | 62 | 240 | 27 | 240 | 69 | 240 | 20 | 200 | 50 | 120
WBURB-2 | A | 25 | 255 | 52 | 255 | 62 | 255 | 26 | 255 | 67 | 255 | 22 | 215 | 52 | 135
WBURB-3 | A | 23 | 255 | 56 | 255 | 67 | 255 | 25 | 255 | 67 | 255 | 22 | 211 | 58 | 167
WDNSO-1 | A | 21 | 191 | 54 | 191 | 57 | 191 | 21 | 191 | 57 | 191 | 21 | 170 | 55 | 136
WDNSO-2 | A | 21 | 191 | 54 | 191 | 57 | 191 | 21 | 191 | 57 | 191 | 21 | 170 | 55 | 136
WHILW-1 | A | 31 | 322 | 84 | 322 | 90 | 322 | 33 | 322 | 90 | 322 | 32 | 255 | 86 | 210
WHILW-2 | A | 19 | 163 | 33 | 163 | 35 | 163 | 20 | 163 | 52 | 163 | 21 | 142 | 43 | 119
WLNYO-2 | A | 19 | 182 | 51 | 182 | 54 | 182 | 20 | 182 | 53 | 182 | 20 | 158 | 51 | 130
WLNYO-3 | A | 30 | 300 | 75 | 300 | 75 | 300 | 30 | 300 | 77 | 300 | 30 | 240 | 78 | 240
WLNYO-4 | A | 32 | 330 | 88 | 330 | 88 | 330 | 33 | 330 | 93 | 330 | 34 | 240 | 90 | 240
WLNYW-1 | A | 19 | 182 | 51 | 182 | 54 | 182 | 20 | 182 | 53 | 182 | 20 | 158 | 51 | 130
WTMSO-1 | A | 22 | 200 | 58 | 200 | 62 | 200 | 23 | 200 | 61 | 200 | 23 | 140 | 60 | 140

## May 2025
Public
Mandatory Frequency Response Capabilities
MW Response Capability by BMU
|  | Primary Response (Max MWhrs) | [5 empty] | Secondary Response (Max Mwhrs) |  |  |  | High Frequency Response (Max MWhrs)
UNIT | Mode | 0.2Hz | Genset Deload (MW) | 0.5Hz | Genset Deload (MW) | 0.8Hz | Genset Deload (MW) | 0.2/0.2Hz | Genset Deload (MW) | 0.5/0.5Hz | Genset Deload (MW) | 0.2Hz | Genset Deload (MW) | 0.5Hz | Genset Deload (MW)
ABRBO-1 | A | 7 | 86 | 19 | 86 | 33 | 86 | 9 | 86 | 23 | 86 | 7 | 78 | 19 | 67
AKGLW-3 | A | 7 | 82 | 18 | 82 | 19 | 82 | 7 | 82 | 18 | 82 | 7 | 74 | 19 | 62
ARCHW-1 | A | 10 | 92 | 25 | 92 | 25 | 92 | 12 | 92 | 30 | 92 | 11 | 73 | 24 | 56
BAGE-1 | A | 30 | 255 | 70 | 255 | 90 | 255 | 35 | 255 | 90 | 255 | 28 | 220 | 70 | 185
BAGE-2 | A | 3 | 17 | 8 | 17 | 12 | 17 | 4 | 17 | 9 | 17 | 2 | 17 | 5 | 17
BEATO-1 | A | 13 | 126 | 35 | 126 | 37 | 126 | 14 | 126 | 36 | 126 | 13 | 112 | 35 | 91
BEATO-2 | A | 13 | 126 | 35 | 126 | 37 | 126 | 14 | 126 | 36 | 126 | 13 | 112 | 35 | 91
BEATO-3 | A | 17 | 168 | 47 | 168 | 49 | 168 | 18 | 168 | 48 | 168 | 18 | 149 | 48 | 119
BEATO-4 | A | 17 | 168 | 47 | 168 | 49 | 168 | 18 | 168 | 48 | 168 | 18 | 149 | 48 | 119
BEINW-1 | A | 9 | 93 | 24 | 93 | 33 | 93 | 8 | 93 | 25 | 93 | 9 | 74 | 20 | 74
BHLAW-1 | A | 7 | 98 | 16 | 98 | 19 | 98 | 10 | 98 | 26 | 98 | 8 | 87 | 18 | 78
BLLA-1 | A | 6 | 99 | 13 | 99 | 13 | 99 | 15 | 99 | 39 | 99 | 9 | 83 | 16 | 83
BLLA-2 | A | 3 | 47 | 8 | 47 | 12 | 47 | 4 | 47 | 11 | 47 | 4 | 37 | 10 | 31
BRBEO-1 | A | 20 | 258 | 50 | 258 | 50 | 258 | 22 | 258 | 63 | 258 | 17 | 194 | 46 | 194
BRDUW-1 | A | 6 | 58 | 17 | 58 | 17 | 58 | 7 | 58 | 17 | 58 | 6 | 36 | 17 | 36
BRGG-1 | A | 16 | 110 | 32 | 110 | 48 | 110 | 16 | 110 | 40 | 110 | 14 | 96 | 34 | 46
BURBW-1 | A | 0 | 90 | 0 | 90 | 0 | 90 | 0 | 0 | 0 | 0 | 0 | 90 | 0 | 90
CARR-1 | A | 35 | 269 | 58 | 269 | 58 | 269 | 35 | 325 | 88 | 325 | 34 | 269 | 56 | 269
CARR-2 | A | 35 | 269 | 58 | 269 | 58 | 269 | 35 | 325 | 88 | 325 | 34 | 269 | 56 | 269
CDCL-1 | A | 30 | 231 | 46 | 231 | 46 | 231 | 34 | 231 | 45 | 231 | 29 | 172 | 72 | 135
CLAC-1 | A | 3 | 28 | 8 | 28 | 13 | 28 | 3 | 36 | 9 | 36 | 3 | 28 | 8 | 28
CLDCW-1 | A | 14 | 14 | 34 | 113 | 36 | 113 | 13 | 113 | 35 | 113 | 13 | 99 | 34 | 78
CLDNW-1 | A | 13 | 108 | 33 | 108 | 35 | 108 | 13 | 108 | 35 | 108 | 12 | 95 | 33 | 74
CLDSW-1 | A | 16 | 129 | 40 | 129 | 43 | 129 | 16 | 129 | 42 | 129 | 16 | 113 | 41 | 88
CMSTW-1 | A | 4 | 35 | 10 | 35 | 16 | 35 | 4 | 35 | 11 | 35 | 4 | 31 | 10 | 25
CNQPS-1 | A | 22 | 170 | 55 | 170 | 55 | 170 | 28 | 170 | 70 | 170 | 26 | 120 | 60 | 105
CNQPS-2 | A | 22 | 170 | 55 | 170 | 55 | 170 | 28 | 170 | 70 | 170 | 22 | 120 | 55 | 105
CNQPS-3 | A | 22 | 170 | 55 | 170 | 55 | 170 | 28 | 170 | 70 | 170 | 22 | 120 | 55 | 105
CNQPS-4 | A | 22 | 170 | 55 | 170 | 55 | 170 | 28 | 170 | 70 | 170 | 28 | 105 | 55 | 105
CORB-1 | A | 10 | 130 | 30 | 130 | 50 | 130 | 28 | 130 | 60 | 130 | 15 | 95 | 40 | 60
COSO-1 | A | 20 | 380 | 40 | 380 | 50 | 380 | 60 | 380 | 140 | 380 | 17 | 304 | 40 | 304
COWE1 | A | 7 | 30 | 17 | 30 | 17 | 30 | 7 | 30 | 17 | 30 | 7 | 30 | 17 | 30
COWE2 | A | 7 | 30 | 17 | 30 | 17 | 30 | 7 | 30 | 17 | 30 | 7 | 30 | 17 | 30
CRUA-1 | A | 10 | 110 | 25 | 110 | 37 | 110 | 12 | 110 | 30 | 110 | 10 | 84 | 25 | 48
CRUA-2 | A | 10 | 110 | 25 | 110 | 37 | 110 | 12 | 110 | 30 | 110 | 10 | 84 | 25 | 48
CRUA-3 | A | 7 | 30 | 15 | 30 | 21 | 30 | 9 | 30 | 24 | 30 | 5 | 25 | 13 | 15
CRUA-4 | A | 7 | 30 | 15 | 30 | 21 | 30 | 9 | 30 | 24 | 30 | 5 | 25 | 13 | 15
CRYRW-2 | A | 15 | 138 | 38 | 138 | 40 | 138 | 15 | 138 | 40 | 138 | 13 | 109 | 40 | 63
CRYRW-3 | A | 1 | 14 | 3 | 14 | 4 | 14 | 1 | 14 | 4 | 14 | 1 | 10 | 3 | 10
DAMC-1 | A | 64 | 380 | 136 | 380 | 156 | 380 | 80 | 380 | 180 | 380 | 60 | 293 | 190 | 128
DDGNO-1 | A | 9 | 108 | 25 | 108 | 26 | 108 | 10 | 108 | 26 | 108 | 9 | 97 | 25 | 81
DDGNO-2 | A | 8 | 90 | 20 | 90 | 22 | 90 | 8 | 90 | 21 | 90 | 8 | 81 | 21 | 68
DDGNO-3 | A | 9 | 102 | 24 | 102 | 25 | 102 | 9 | 102 | 25 | 102 | 9 | 92 | 24 | 77
DDGNO-4 | A | 9 | 102 | 24 | 102 | 25 | 102 | 9 | 102 | 25 | 102 | 9 | 92 | 24 | 77
DEEPS-1 | A | 20 | 180 | 60 | 180 | 86 | 180 | 22 | 180 | 80 | 180 | 24 | 96 | 52 | 96
DIDCB5 | A | 40 | 330 | 104 | 330 | 125 | 330 | 55 | 330 | 140 | 330 | 40 | 185 | 105 | 185
DIDCB6 | A | 50 | 250 | 105 | 250 | 105 | 250 | 50 | 250 | 130 | 250 | 50 | 153 | 110 | 103
DINO-1 | A | 14 | 138 | 39 | 138 | 58 | 138 | 28 | 138 | 72 | 138 | 14 | 118 | 36 | 88
DINO-2 | A | 14 | 138 | 39 | 138 | 58 | 138 | 28 | 138 | 72 | 138 | 14 | 118 | 36 | 88
DINO-3 | A | 14 | 138 | 39 | 138 | 58 | 138 | 28 | 138 | 72 | 138 | 14 | 118 | 36 | 88
DINO-4 | A | 14 | 138 | 39 | 138 | 58 | 138 | 28 | 138 | 72 | 138 | 14 | 118 | 36 | 88
DINO-5 | A | 14 | 138 | 39 | 138 | 58 | 138 | 28 | 138 | 72 | 138 | 14 | 118 | 36 | 88
DINO-6 | A | 14 | 138 | 39 | 138 | 58 | 138 | 28 | 138 | 72 | 138 | 14 | 118 | 36 | 88
DRAXX-1 | A | 68 | 345 | 100 | 345 | 100 | 345 | 64 | 95 | 110 | 345 | 60 | 225 | 70 | 225
DRAXX-2 | A | 68 | 345 | 100 | 345 | 100 | 345 | 64 | 95 | 110 | 345 | 60 | 225 | 70 | 225
DRAXX-3 | A | 68 | 345 | 100 | 345 | 100 | 345 | 64 | 95 | 110 | 345 | 60 | 225 | 70 | 225
DRAXX-4 | A | 68 | 345 | 100 | 345 | 100 | 345 | 64 | 95 | 110 | 345 | 60 | 225 | 70 | 225
DRAXX-5 | A | 68 | 345 | 100 | 345 | 100 | 345 | 64 | 95 | 110 | 345 | 60 | 225 | 70 | 225
DRAXX-6 | A | 68 | 345 | 100 | 345 | 100 | 345 | 64 | 95 | 110 | 345 | 60 | 225 | 70 | 225
DRSLW-1 | A | 6 | 69 | 16 | 69 | 17 | 69 | 6 | 69 | 17 | 69 | 6 | 61 | 16 | 54
DUNGW-1 | A | 8 | 89 | 21 | 89 | 33 | 89 | 8 | 89 | 23 | 89 | 8 | 80 | 21 | 69
EAAO-1 | A | 18 | 182 | 48 | 182 | 52 | 182 | 19 | 182 | 50 | 182 | 18 | 164 | 48 | 134
EAAO-2 | A | 17 | 175 | 46 | 175 | 50 | 175 | 18 | 175 | 48 | 175 | 18 | 157 | 46 | 157
EECL-1 | A | 19 | 321 | 42 | 321 | 45 | 321 | 33 | 321 | 84 | 321 | 25 | 281 | 56 | 235
ERRO-1 | A | 2 | 21 | 3 | 21 | 5 | 21 | 2 | 21 | 5 | 21 | 2 | 19 | 4 | 15
ERRO-2 | A | 2 | 21 | 3 | 21 | 5 | 21 | 2 | 21 | 5 | 21 | 2 | 19 | 4 | 15
ERRO-3 | A | 2 | 21 | 3 | 21 | 4 | 21 | 2 | 21 | 5 | 21 | 2 | 19 | 4 | 15
FAARW-1 | A | 2 | 37 | 4 | 37 | 4 | 37 | 4 | 37 | 12 | 37 | 2 | 33 | 4 | 33
FAARW-2 | A | 2 | 37 | 4 | 37 | 4 | 37 | 4 | 37 | 12 | 37 | 2 | 33 | 4 | 33
FALGW-1 | A | 11 | 108 | 28 | 108 | 41 | 108 | 13 | 108 | 35 | 108 | 10 | 86 | 22 | 64
FASN-1 | A | 0 | 15 | 1 | 15 | 1 | 15 | 1 | 15 | 2 | 15 | 0 | 15 | 1 | 12
FASN2 | A | 0 | 15 | 1 | 15 | 1 | 15 | 1 | 15 | 2 | 15 | 0 | 15 | 1 | 12
FASN3 | A | 0 | 15 | 1 | 15 | 1 | 15 | 1 | 15 | 2 | 15 | 0 | 15 | 1 | 12
FAWN-1 | A | 10 | 52 | 25 | 52 | 40 | 52 | 13 | 52 | 32 | 52 | 11 | 37 | 27 | 27
FELL-1 | A | 9 | 63 | 21 | 63 | 22 | 63 | 10 | 63 | 24 | 63 | 9 | 63 | 22 | 63
FFES-1 | A | 10 | 35 | 27 | 35 | 30 | 35 | 9 | 35 | 22 | 35 | 4 | 27 | 6 | 27
FFES-2 | A | 10 | 35 | 27 | 35 | 30 | 35 | 9 | 35 | 22 | 35 | 4 | 27 | 6 | 27
FFES-3 | A | 10 | 35 | 27 | 35 | 30 | 35 | 9 | 35 | 22 | 35 | 4 | 27 | 6 | 27
FFES-4 | A | 10 | 35 | 27 | 35 | 30 | 35 | 9 | 35 | 22 | 35 | 4 | 27 | 6 | 27
FINL-1 | A | 0 | 14 | 1 | 14 | 1 | 14 | 1 | 14 | 2 | 14 | 0 | 14 | 1 | 11
FOYE-1 | A | 6 | 60 | 13 | 60 | 16 | 60 | 11 | 60 | 27 | 60 | 5 | 30 | 11 | 30
FOYE-2 | A | 6 | 60 | 13 | 60 | 16 | 60 | 11 | 60 | 27 | 60 | 5 | 30 | 11 | 30
GAOFO-1 | A | 4 | 87 | 9 | 87 | 9 | 87 | 4 | 87 | 9 | 87 | 4 | 57 | 9 | 57
GAOFO-2 | A | 4 | 87 | 9 | 87 | 9 | 87 | 4 | 87 | 9 | 87 | 4 | 57 | 9 | 57
GAOFO-3 | A | 4 | 87 | 9 | 87 | 9 | 87 | 4 | 87 | 9 | 87 | 4 | 57 | 9 | 57
GAOFO-4 | A | 4 | 87 | 9 | 87 | 9 | 87 | 4 | 87 | 9 | 87 | 4 | 57 | 9 | 57
GLNDO-1 | A | 6 | 80 | 12 | 45 | 17 | 45 | 12 | 45 | 25 | 45 | 8 | 65 | 18 | 45
GNFSW-1 | A | 11 | 100 | 30 | 100 | 30 | 100 | 12 | 100 | 31 | 100 | 12 | 70 | 30 | 70
GNFSW-2 | A | 7 | 64 | 18 | 64 | 18 | 64 | 8 | 64 | 18 | 64 | 6 | 49 | 15 | 49
GORDW-1 | A | 6 | 62 | 16 | 56 | 26 | 45 | 7 | 62 | 18 | 62 | 6 | 56 | 16 | 45
GRAI-6 | A | 24 | 320 | 58 | 320 | 58 | 320 | 35 | 320 | 88 | 320 | 28 | 270 | 60 | 230
GRAI-7 | A | 30 | 232 | 60 | 232 | 60 | 232 | 32 | 232 | 84 | 232 | 32 | 175 | 65 | 135
GRAI-8 | A | 26 | 232 | 58 | 232 | 58 | 232 | 32 | 232 | 84 | 232 | 32 | 175 | 65 | 135
GRGBW-1 | A | 17 | 167 | 45 | 167 | 48 | 167 | 18 | 167 | 48 | 167 | 17 | 150 | 46 | 122
GRGBW-2 | A | 18 | 167 | 48 | 167 | 51 | 167 | 19 | 167 | 50 | 167 | 18 | 147 | 48 | 117
GRGBW-3 | A | 17 | 166 | 45 | 166 | 48 | 166 | 18 | 166 | 48 | 166 | 17 | 149 | 46 | 121
GRIFW-1 | A | 8 | 94 | 22 | 94 | 23 | 94 | 8 | 94 | 22 | 94 | 8 | 85 | 22 | 72
GRIFW-2 | A | 8 | 94 | 22 | 94 | 23 | 94 | 8 | 94 | 22 | 94 | 8 | 85 | 22 | 72
GRMO-1 | A | 8 | 43 | 8 | 43 | 8 | 43 | 8 | 43 | 8 | 43 | 8 | 23 | 8 | 23
GYAR-1 | A | 17 | 176 | 42 | 176 | 66 | 176 | 24 | 176 | 60 | 176 | 17 | 176 | 42 | 176
GYMRO-15 | A | 6 | 145 | 15 | 145 | 15 | 145 | 6 | 145 | 15 | 145 | 6 | 44 | 15 | 44
GYMRO-17 | A | 6 | 145 | 15 | 145 | 15 | 145 | 6 | 145 | 15 | 145 | 6 | 44 | 15 | 44
GYMRO-26 | A | 6 | 145 | 15 | 145 | 15 | 145 | 6 | 145 | 15 | 145 | 6 | 44 | 15 | 44
GYMRO-28 | A | 6 | 145 | 15 | 145 | 15 | 145 | 6 | 145 | 15 | 145 | 6 | 44 | 15 | 44
HADHW-1 | A | 7 | 76 | 14 | 76 | 22 | 76 | 13 | 76 | 34 | 76 | 8 | 65 | 17 | 65
HMGTO-1 | A | 8 | 88 | 20 | 88 | 35 | 88 | 10 | 88 | 25 | 88 | 8 | 68 | 19 | 68
HMGTO-2 | A | 9 | 91 | 23 | 91 | 37 | 91 | 10 | 91 | 25 | 91 | 10 | 67 | 24 | 67
HOWAO-1 | A | 44 | 400 | 117 | 400 | 117 | 400 | 44 | 400 | 117 | 400 | 44 | 240 | 117 | 240
HOWAO-2 | A | 44 | 400 | 117 | 400 | 117 | 400 | 44 | 400 | 117 | 400 | 44 | 240 | 117 | 240
HOWAO-3 | A | 44 | 400 | 117 | 400 | 117 | 400 | 44 | 400 | 117 | 400 | 44 | 240 | 117 | 240
HRSTW-1 | A | 12 | 102 | 30 | 102 | 45 | 102 | 13 | 102 | 34 | 102 | 13 | 80 | 27 | 66
HUMR-1 | A | 60 | 533 | 150 | 533 | 200 | 533 | 80 | 533 | 200 | 533 | 62 | 419 | 155 | 251
INDQ-1 | A | 12 | 102 | 31 | 102 | 43 | 102 | 13 | 102 | 34 | 102 | 12 | 72 | 30 | 72
KEAD-2 | A | 41 | 566 | 102 | 566 | 108 | 566 | 57 | 566 | 124 | 566 | 41 | 458 | 99 | 458
KEAD-1 | A | 38 | 415 | 90 | 415 | 90 | 415 | 55 | 415 | 138 | 415 | 38 | 355 | 90 | 285
KILBW-1 | A | 3 | 56 | 8 | 56 | 13 | 56 | 5 | 56 | 14 | 56 | 4 | 53 | 9 | 47
KILLPG-1 | A | 19 | 180 | 29 | 145 | 29 | 145 | 34 | 145 | 36 | 180 | 20 | 107 | 41 | 107
KILLPG-2 | A | 20 | 190 | 30 | 151 | 30 | 151 | 26 | 190 | 35 | 151 | 21 | 114 | 50 | 114
KLYN-A-1 | A | 22 | 210 | 45 | 210 | 52 | 210 | 40 | 210 | 95 | 210 | 22 | 189 | 45 | 125
KPMRW-1 | A | 9 | 75 | 20 | 75 | 30 | 75 | 9 | 75 | 23 | 75 | 9 | 67 | 22 | 54
LAGA-1 | A | 55 | 500 | 123 | 500 | 140 | 500 | 52 | 500 | 130 | 500 | 53 | 475 | 130 | 475
LARYO-1 | A | 16 | 155 | 40 | 155 | 45 | 155 | 18 | 155 | 45 | 155 | 14 | 120 | 35 | 120
LARYO-2 | A | 16 | 158 | 40 | 158 | 45 | 158 | 18 | 158 | 45 | 158 | 14 | 120 | 35 | 120
LARYO-3 | A | 16 | 158 | 40 | 158 | 45 | 158 | 18 | 158 | 45 | 158 | 14 | 120 | 35 | 120
LARYO-4 | A | 16 | 158 | 40 | 158 | 45 | 158 | 18 | 158 | 45 | 158 | 14 | 120 | 35 | 120
LBAR-1G | A | 1 | 16 | 4 | 16 | 6 | 16 | 2 | 16 | 4 | 16 | 1 | 9 | 4 | 9
LBAR-1 | A | 39 | 360 | 88 | 360 | 88 | 360 | 55 | 360 | 145 | 360 | 41 | 270 | 90 | 270
LCLTW-1 | A | 7 | 69 | 18 | 69 | 20 | 69 | 7 | 69 | 19 | 69 | 8 | 49 | 20 | 49
LNCSO-1 | A | 12 | 130 | 30 | 130 | 32 | 130 | 12 | 130 | 32 | 130 | 10 | 100 | 26 | 100
LNCSO-2 | A | 13 | 140 | 34 | 140 | 36 | 140 | 14 | 140 | 36 | 140 | 12 | 125 | 32 | 125
MEDP-1 | A | 30 | 380 | 76 | 330 | 76 | 330 | 48 | 380 | 105 | 380 | 31 | 330 | 79 | 290
MILWW-1 | A | 6 | 32 | 8 | 54 | 13 | 54 | 5 | 54 | 14 | 54 | 3 | 43 | 8 | 43
MKHLW-1 | A | 4 | 42 | 10 | 42 | 12 | 42 | 5 | 42 | 13 | 42 | 5 | 37 | 12 | 30
MOYEW-1 | A | 6 | 53 | 11 | 53 | 15 | 53 | 6 | 53 | 15 | 53 | 6 | 38 | 15 | 38
MRWD-1 | A | 43 | 448 | 100 | 448 | 112 | 448 | 67 | 448 | 160 | 448 | 36 | 328 | 93 | 328
NANT-1 | A | 0 | 15 | 0 | 15 | 0 | 15 | 0 | 15 | 1 | 15 | 0 | 15 | 0 | 15
PEHE-1 | A | 42 | 420 | 72 | 420 | 72 | 420 | 83 | 420 | 117 | 420 | 35 | 350 | 84 | 260
PEHE-2 | A | 16 | 490 | 40 | 265 | 42 | 490 | 0 | 0 | 0 | 0 | 0 | 490 | 0 | 490
PEMB-11 | A | 38 | 113 | 63 | 276 | 63 | 276 | 33 | 276 | 90 | 276 | 35 | 241 | 64 | 210
PEMB-21 | A | 38 | 113 | 63 | 276 | 63 | 276 | 33 | 276 | 90 | 276 | 35 | 241 | 64 | 210
PEMB-31 | A | 38 | 113 | 63 | 276 | 63 | 276 | 33 | 276 | 90 | 276 | 35 | 241 | 64 | 210
PEMB-41 | A | 38 | 113 | 63 | 276 | 63 | 276 | 33 | 276 | 90 | 276 | 35 | 241 | 64 | 210
PEMB-51 | A | 38 | 113 | 63 | 276 | 63 | 276 | 33 | 276 | 90 | 276 | 35 | 241 | 64 | 210
PETEM1 | A | 20 | 180 | 46 | 180 | 52 | 180 | 24 | 180 | 58 | 180 | 20 | 150 | 50 | 100
PINFB-1 | A | 3 | 6 | 6 | 25 | 6 | 25 | 2 | 25 | 6 | 25 | 3 | 21 | 6 | 15
PINFB-2 | A | 3 | 6 | 6 | 25 | 6 | 25 | 2 | 25 | 6 | 25 | 3 | 21 | 6 | 15
PINFB-3 | A | 3 | 6 | 6 | 25 | 6 | 25 | 2 | 25 | 6 | 25 | 3 | 21 | 6 | 15
PINFB-4 | A | 3 | 6 | 6 | 25 | 6 | 25 | 2 | 25 | 6 | 25 | 3 | 21 | 6 | 15
PNYCW-1 | A | 25 | 228 | 67 | 228 | 72 | 228 | 26 | 228 | 70 | 228 | 25 | 203 | 63 | 161
RATS-1 | A | 50 | 270 | 90 | 270 | 90 | 270 | 36 | 270 | 50 | 270 | 42 | 105 | 75 | 155
RATS-2 | A | 40 | 270 | 90 | 270 | 100 | 270 | 36 | 270 | 50 | 270 | 40 | 195 | 75 | 195
RATS-3 | A | 40 | 270 | 90 | 270 | 100 | 270 | 36 | 270 | 50 | 270 | 40 | 195 | 75 | 195
RATS-4 | A | 40 | 270 | 95 | 270 | 100 | 270 | 36 | 270 | 50 | 270 | 40 | 195 | 75 | 195
RCBKO-1 | A | 31 | 279 | 81 | 279 | 81 | 279 | 31 | 279 | 81 | 279 | 31 | 84 | 81 | 84
RCBKO-2 | A | 32 | 286 | 83 | 286 | 83 | 286 | 32 | 286 | 83 | 286 | 32 | 86 | 83 | 86
RMPNO-1 | A | 18 | 180 | 45 | 180 | 72 | 180 | 20 | 180 | 50 | 180 | 18 | 130 | 47 | 130
RMPNO-2 | A | 18 | 180 | 45 | 180 | 72 | 180 | 20 | 180 | 50 | 180 | 18 | 130 | 47 | 130
ROCK-1 | A | 36 | 400 | 50 | 400 | 54 | 400 | 60 | 400 | 160 | 400 | 33 | 220 | 53 | 220
RYHPS-1 | A | 30 | 305 | 48 | 305 | 66 | 305 | 42 | 305 | 51 | 305 | 30 | 130 | 42 | 68
SCCL-1 | A | 35 | 180 | 70 | 180 | 70 | 180 | 40 | 180 | 95 | 180 | 40 | 100 | 100 | 50
SCCL-2 | A | 35 | 180 | 70 | 180 | 70 | 180 | 40 | 180 | 95 | 180 | 40 | 100 | 100 | 50
SCCL-3 | A | 35 | 180 | 70 | 180 | 70 | 180 | 40 | 180 | 95 | 180 | 40 | 100 | 100 | 50
SEAB-1 | A | 44 | 254 | 125 | 254 | 150 | 254 | 55 | 254 | 150 | 254 | 75 | 164 | 176 | 38
SEAB-2 | A | 31 | 138 | 76 | 138 | 86 | 138 | 32 | 138 | 82 | 138 | 37 | 73 | 90 | 43
SEEL-1 | A | 23 | 170 | 38 | 170 | 38 | 170 | 24 | 170 | 70 | 170 | 19 | 135 | 38 | 100
SHBA-1 | A | 33 | 420 | 79 | 420 | 91 | 420 | 59 | 420 | 150 | 420 | 37 | 336 | 95 | 252
SHBA-2 | A | 32 | 319 | 70 | 319 | 76 | 319 | 35 | 319 | 93 | 319 | 32 | 270 | 70 | 217
SHOS-1 | A | 20 | 260 | 41 | 260 | 48 | 260 | 31 | 260 | 82 | 260 | 24 | 185 | 53 | 185
SHRSW-1 | A | 16 | 157 | 44 | 157 | 46 | 157 | 17 | 157 | 46 | 157 | 16 | 141 | 43 | 113
SHRSW-2 | A | 16 | 157 | 44 | 157 | 46 | 157 | 17 | 157 | 46 | 157 | 16 | 141 | 43 | 113
SIZB-1 | A | 38 | 283 | 45 | 283 | 45 | 283 | 45 | 283 | 45 | 283 | 40 | 283 | 46 | 283
SIZB-2 | A | 38 | 283 | 45 | 283 | 45 | 283 | 45 | 283 | 45 | 283 | 40 | 283 | 46 | 283
SLOY-1 | A | 0 | 38 | 1 | 38 | 1 | 38 | 1 | 38 | 2 | 38 | 0 | 38 | 1 | 30
SLOY-2 | A | 0 | 38 | 1 | 38 | 1 | 38 | 1 | 38 | 2 | 38 | 0 | 38 | 1 | 30
SLOY-3 | A | 0 | 38 | 1 | 38 | 1 | 38 | 1 | 38 | 2 | 38 | 0 | 38 | 1 | 30
SLOY-4 | A | 0 | 28 | 1 | 28 | 1 | 28 | 1 | 28 | 2 | 28 | 0 | 28 | 1 | 22
SOKYW-1 | A | 20 | 211 | 52 | 211 | 59 | 211 | 20 | 211 | 52 | 211 | 20 | 179 | 52 | 130
SPLN-1 | A | 40 | 380 | 100 | 380 | 110 | 380 | 50 | 380 | 120 | 380 | 30 | 380 | 90 | 300
STAY-1 | A | 35 | 265 | 62 | 265 | 62 | 265 | 35 | 265 | 89 | 265 | 34 | 192 | 63 | 192
STAY-2 | A | 35 | 265 | 62 | 265 | 62 | 265 | 35 | 265 | 89 | 265 | 34 | 192 | 63 | 192
STAY-3 | A | 35 | 265 | 62 | 265 | 62 | 265 | 35 | 265 | 89 | 265 | 34 | 192 | 63 | 192
STAY-4 | A | 35 | 265 | 62 | 265 | 62 | 265 | 35 | 265 | 89 | 265 | 34 | 192 | 63 | 192
STLGW-1 | A | 6 | 66 | 16 | 66 | 26 | 66 | 6 | 66 | 16 | 66 | 6 | 55 | 14 | 33
STLGW-2 | A | 7 | 75 | 19 | 75 | 27 | 75 | 7 | 75 | 19 | 75 | 7 | 65 | 19 | 53
STLGW-3 | A | 6 | 66 | 17 | 66 | 26 | 66 | 6 | 66 | 17 | 66 | 7 | 56 | 17 | 48
STRNW-1 | A | 6 | 52 | 16 | 52 | 26 | 52 | 7 | 60 | 17 | 60 | 6 | 52 | 17 | 42
SUTB-1 | A | 36 | 380 | 104 | 380 | 148 | 380 | 52 | 380 | 132 | 380 | 47 | 250 | 107 | 250
SVRP-10 | A | 20 | 225 | 50 | 225 | 70 | 225 | 32 | 225 | 80 | 225 | 20 | 172 | 50 | 172
SVRP-20 | A | 20 | 225 | 50 | 225 | 70 | 225 | 32 | 225 | 80 | 225 | 20 | 172 | 50 | 172
TKNEW-1 | A | 34 | 370 | 80 | 370 | 160 | 370 | 37 | 370 | 101 | 370 | 35 | 279 | 82 | 222
TKNWW-1 | A | 38 | 370 | 103 | 370 | 166 | 370 | 35 | 370 | 97 | 370 | 39 | 280 | 89 | 222
TRLGW-1 | A | 2 | 16 | 4 | 16 | 7 | 16 | 2 | 16 | 5 | 16 | 2 | 12 | 4 | 9
TWSHW-1 | A | 3 | 35 | 9 | 35 | 15 | 35 | 3 | 35 | 9 | 35 | 3 | 28 | 9 | 22
USKM-13 | A | 6 | 49 | 15 | 49 | 17 | 49 | 8 | 49 | 19 | 49 | 7 | 36 | 8 | 36
USKM-14 | A | 6 | 49 | 15 | 49 | 17 | 49 | 8 | 49 | 19 | 49 | 7 | 36 | 8 | 36
USKM-15 | A | 6 | 49 | 15 | 49 | 17 | 49 | 8 | 49 | 19 | 49 | 7 | 36 | 8 | 36
WBUPS-1 | A | 30 | 113 | 48 | 153 | 48 | 153 | 32 | 113 | 50 | 113 | 40 | 153 | 65 | 113
WBUPS-2 | A | 30 | 133 | 48 | 173 | 48 | 173 | 32 | 133 | 50 | 133 | 40 | 173 | 65 | 133
WBUPS-3 | A | 30 | 133 | 48 | 173 | 48 | 173 | 32 | 133 | 50 | 133 | 40 | 173 | 65 | 133
WBUPS-4 | A | 30 | 113 | 48 | 153 | 48 | 153 | 32 | 113 | 50 | 113 | 40 | 153 | 65 | 113
WBURB-1 | A | 22 | 240 | 48 | 240 | 62 | 240 | 27 | 240 | 69 | 240 | 20 | 200 | 50 | 120
WBURB-2 | A | 25 | 255 | 52 | 255 | 62 | 255 | 26 | 255 | 67 | 255 | 22 | 215 | 52 | 135
WBURB-3 | A | 23 | 255 | 56 | 255 | 67 | 255 | 25 | 255 | 67 | 255 | 22 | 211 | 58 | 167
WDNSO-1 | A | 21 | 191 | 54 | 191 | 57 | 191 | 21 | 191 | 57 | 191 | 21 | 170 | 55 | 136
WDNSO-2 | A | 21 | 191 | 54 | 191 | 57 | 191 | 21 | 191 | 57 | 191 | 21 | 170 | 55 | 136
WHILW-1 | A | 31 | 322 | 84 | 322 | 90 | 322 | 33 | 322 | 90 | 322 | 32 | 255 | 86 | 210
WHILW-2 | A | 19 | 163 | 33 | 163 | 35 | 163 | 20 | 163 | 52 | 163 | 21 | 142 | 43 | 119
WLNYO-2 | A | 19 | 182 | 51 | 182 | 54 | 182 | 20 | 182 | 53 | 182 | 20 | 158 | 51 | 130
WLNYO-3 | A | 30 | 300 | 75 | 300 | 75 | 300 | 30 | 300 | 77 | 300 | 30 | 240 | 78 | 240
WLNYO-4 | A | 32 | 330 | 88 | 330 | 88 | 330 | 33 | 330 | 93 | 330 | 34 | 240 | 90 | 240
WLNYW-1 | A | 19 | 182 | 51 | 182 | 54 | 182 | 20 | 182 | 53 | 182 | 20 | 158 | 51 | 130
WTMSO-1 | A | 22 | 200 | 58 | 200 | 62 | 200 | 23 | 200 | 61 | 200 | 23 | 140 | 60 | 140

## Apr 2025
Public
Mandatory Frequency Response Capabilities
MW Response Capability by BMU
|  | Primary Response (Max MWhrs) | [5 empty] | Secondary Response (Max Mwhrs) |  |  |  | High Frequency Response (Max MWhrs)
UNIT | Mode | 0.2Hz | Genset Deload (MW) | 0.5Hz | Genset Deload (MW) | 0.8Hz | Genset Deload (MW) | 0.2/0.2Hz | Genset Deload (MW) | 0.5/0.5Hz | Genset Deload (MW) | 0.2Hz | Genset Deload (MW) | 0.5Hz | Genset Deload (MW)
ABRBO-1 | A | 7 | 86 | 19 | 86 | 33 | 86 | 9 | 86 | 23 | 86 | 7 | 78 | 19 | 67
AKGLW-3 | A | 7 | 82 | 18 | 82 | 19 | 82 | 7 | 82 | 18 | 82 | 7 | 74 | 19 | 62
ARCHW-1 | A | 10 | 92 | 25 | 92 | 25 | 92 | 12 | 92 | 30 | 92 | 11 | 73 | 24 | 56
BAGE-1 | A | 30 | 255 | 70 | 255 | 90 | 255 | 35 | 255 | 90 | 255 | 28 | 220 | 70 | 185
BAGE-2 | A | 3 | 17 | 8 | 17 | 12 | 17 | 4 | 17 | 9 | 17 | 2 | 17 | 5 | 17
BEATO-1 | A | 13 | 126 | 35 | 126 | 37 | 126 | 14 | 126 | 36 | 126 | 13 | 112 | 35 | 91
BEATO-2 | A | 13 | 126 | 35 | 126 | 37 | 126 | 14 | 126 | 36 | 126 | 13 | 112 | 35 | 91
BEATO-3 | A | 17 | 168 | 47 | 168 | 49 | 168 | 18 | 168 | 48 | 168 | 18 | 149 | 48 | 119
BEATO-4 | A | 17 | 168 | 47 | 168 | 49 | 168 | 18 | 168 | 48 | 168 | 18 | 149 | 48 | 119
BEINW-1 | A | 9 | 93 | 24 | 93 | 33 | 93 | 8 | 93 | 25 | 93 | 9 | 74 | 20 | 74
BHLAW-1 | A | 7 | 98 | 16 | 98 | 19 | 98 | 10 | 98 | 26 | 98 | 8 | 87 | 18 | 78
BLLA-1 | A | 6 | 99 | 13 | 99 | 13 | 99 | 15 | 99 | 39 | 99 | 9 | 83 | 16 | 83
BLLA-2 | A | 3 | 47 | 8 | 47 | 12 | 47 | 4 | 47 | 11 | 47 | 4 | 37 | 10 | 31
BRBEO-1 | A | 20 | 258 | 50 | 258 | 50 | 258 | 22 | 258 | 63 | 258 | 17 | 194 | 46 | 194
BRDUW-1 | A | 6 | 58 | 17 | 58 | 17 | 58 | 7 | 58 | 17 | 58 | 6 | 36 | 17 | 36
BRGG-1 | A | 16 | 110 | 32 | 110 | 48 | 110 | 16 | 110 | 40 | 110 | 14 | 96 | 34 | 46
BURBW-1 | A | 0 | 90 | 0 | 90 | 0 | 90 | 0 | 0 | 0 | 0 | 0 | 90 | 0 | 90
CARR-1 | A | 35 | 269 | 58 | 269 | 58 | 269 | 35 | 325 | 88 | 325 | 34 | 269 | 56 | 269
CARR-2 | A | 35 | 269 | 58 | 269 | 58 | 269 | 35 | 325 | 88 | 325 | 34 | 269 | 56 | 269
CDCL-1 | A | 30 | 231 | 46 | 231 | 46 | 231 | 34 | 231 | 45 | 231 | 29 | 172 | 72 | 135
CLAC-1 | A | 3 | 28 | 8 | 28 | 13 | 28 | 3 | 36 | 9 | 36 | 3 | 28 | 8 | 28
CLDCW-1 | A | 14 | 14 | 34 | 113 | 36 | 113 | 13 | 113 | 35 | 113 | 13 | 99 | 34 | 78
CLDNW-1 | A | 13 | 108 | 33 | 108 | 35 | 108 | 13 | 108 | 35 | 108 | 12 | 95 | 33 | 74
CLDSW-1 | A | 16 | 129 | 40 | 129 | 43 | 129 | 16 | 129 | 42 | 129 | 16 | 113 | 41 | 88
CMSTW-1 | A | 4 | 35 | 10 | 35 | 16 | 35 | 4 | 35 | 11 | 35 | 4 | 31 | 10 | 25
CNQPS-1 | A | 22 | 170 | 55 | 170 | 55 | 170 | 28 | 170 | 70 | 170 | 26 | 120 | 60 | 105
CNQPS-2 | A | 22 | 170 | 55 | 170 | 55 | 170 | 28 | 170 | 70 | 170 | 22 | 120 | 55 | 105
CNQPS-3 | A | 22 | 170 | 55 | 170 | 55 | 170 | 28 | 170 | 70 | 170 | 22 | 120 | 55 | 105
CNQPS-4 | A | 22 | 170 | 55 | 170 | 55 | 170 | 28 | 170 | 70 | 170 | 28 | 105 | 55 | 105
CORB-1 | A | 10 | 130 | 30 | 130 | 50 | 130 | 28 | 130 | 60 | 130 | 15 | 95 | 40 | 60
COSO-1 | A | 20 | 380 | 40 | 380 | 50 | 380 | 60 | 380 | 140 | 380 | 17 | 304 | 40 | 304
COWE1 | A | 7 | 30 | 17 | 30 | 17 | 30 | 7 | 30 | 17 | 30 | 7 | 30 | 17 | 30
COWE2 | A | 7 | 30 | 17 | 30 | 17 | 30 | 7 | 30 | 17 | 30 | 7 | 30 | 17 | 30
CRUA-1 | A | 10 | 110 | 25 | 110 | 37 | 110 | 12 | 110 | 30 | 110 | 10 | 84 | 25 | 48
CRUA-2 | A | 10 | 110 | 25 | 110 | 37 | 110 | 12 | 110 | 30 | 110 | 10 | 84 | 25 | 48
CRUA-3 | A | 7 | 30 | 15 | 30 | 21 | 30 | 9 | 30 | 24 | 30 | 5 | 25 | 13 | 15
CRUA-4 | A | 7 | 30 | 15 | 30 | 21 | 30 | 9 | 30 | 24 | 30 | 5 | 25 | 13 | 15
CRYRW-2 | A | 15 | 138 | 38 | 138 | 40 | 138 | 15 | 138 | 40 | 138 | 13 | 109 | 40 | 63
CRYRW-3 | A | 1 | 14 | 3 | 14 | 4 | 14 | 1 | 14 | 4 | 14 | 1 | 10 | 3 | 10
DAMC-1 | A | 64 | 380 | 136 | 380 | 156 | 380 | 80 | 380 | 180 | 380 | 60 | 293 | 190 | 128
DDGNO-1 | A | 9 | 108 | 25 | 108 | 26 | 108 | 10 | 108 | 26 | 108 | 9 | 97 | 25 | 81
DDGNO-2 | A | 8 | 90 | 20 | 90 | 22 | 90 | 8 | 90 | 21 | 90 | 8 | 81 | 21 | 68
DDGNO-3 | A | 9 | 102 | 24 | 102 | 25 | 102 | 9 | 102 | 25 | 102 | 9 | 92 | 24 | 77
DDGNO-4 | A | 9 | 102 | 24 | 102 | 25 | 102 | 9 | 102 | 25 | 102 | 9 | 92 | 24 | 77
DEEPS-1 | A | 20 | 180 | 60 | 180 | 86 | 180 | 22 | 180 | 80 | 180 | 24 | 96 | 52 | 96
DIDCB5 | A | 40 | 330 | 104 | 330 | 125 | 330 | 55 | 330 | 140 | 330 | 40 | 185 | 105 | 185
DIDCB6 | A | 50 | 250 | 105 | 250 | 105 | 250 | 50 | 250 | 130 | 250 | 50 | 153 | 110 | 103
DINO-1 | A | 14 | 138 | 39 | 138 | 58 | 138 | 28 | 138 | 72 | 138 | 14 | 118 | 36 | 88
DINO-2 | A | 14 | 138 | 39 | 138 | 58 | 138 | 28 | 138 | 72 | 138 | 14 | 118 | 36 | 88
DINO-3 | A | 14 | 138 | 39 | 138 | 58 | 138 | 28 | 138 | 72 | 138 | 14 | 118 | 36 | 88
DINO-4 | A | 14 | 138 | 39 | 138 | 58 | 138 | 28 | 138 | 72 | 138 | 14 | 118 | 36 | 88
DINO-5 | A | 14 | 138 | 39 | 138 | 58 | 138 | 28 | 138 | 72 | 138 | 14 | 118 | 36 | 88
DINO-6 | A | 14 | 138 | 39 | 138 | 58 | 138 | 28 | 138 | 72 | 138 | 14 | 118 | 36 | 88
DRAXX-1 | A | 68 | 345 | 100 | 345 | 100 | 345 | 64 | 95 | 110 | 345 | 60 | 225 | 70 | 225
DRAXX-2 | A | 68 | 345 | 100 | 345 | 100 | 345 | 64 | 95 | 110 | 345 | 60 | 225 | 70 | 225
DRAXX-3 | A | 68 | 345 | 100 | 345 | 100 | 345 | 64 | 95 | 110 | 345 | 60 | 225 | 70 | 225
DRAXX-4 | A | 68 | 345 | 100 | 345 | 100 | 345 | 64 | 95 | 110 | 345 | 60 | 225 | 70 | 225
DRAXX-5 | A | 68 | 345 | 100 | 345 | 100 | 345 | 64 | 95 | 110 | 345 | 60 | 225 | 70 | 225
DRAXX-6 | A | 68 | 345 | 100 | 345 | 100 | 345 | 64 | 95 | 110 | 345 | 60 | 225 | 70 | 225
DRSLW-1 | A | 6 | 69 | 16 | 69 | 17 | 69 | 6 | 69 | 17 | 69 | 6 | 61 | 16 | 54
DUNGW-1 | A | 8 | 89 | 21 | 89 | 33 | 89 | 8 | 89 | 23 | 89 | 8 | 80 | 21 | 69
EAAO-1 | A | 18 | 182 | 48 | 182 | 52 | 182 | 19 | 182 | 50 | 182 | 18 | 164 | 48 | 134
EAAO-2 | A | 17 | 175 | 46 | 175 | 50 | 175 | 18 | 175 | 48 | 175 | 18 | 157 | 46 | 157
EECL-1 | A | 19 | 321 | 42 | 321 | 45 | 321 | 33 | 321 | 84 | 321 | 25 | 281 | 56 | 235
ERRO-1 | A | 2 | 21 | 3 | 21 | 5 | 21 | 2 | 21 | 5 | 21 | 2 | 19 | 4 | 15
ERRO-2 | A | 2 | 21 | 3 | 21 | 5 | 21 | 2 | 21 | 5 | 21 | 2 | 19 | 4 | 15
ERRO-3 | A | 2 | 21 | 3 | 21 | 4 | 21 | 2 | 21 | 5 | 21 | 2 | 19 | 4 | 15
FAARW-1 | A | 2 | 37 | 4 | 37 | 4 | 37 | 4 | 37 | 12 | 37 | 2 | 33 | 4 | 33
FAARW-2 | A | 2 | 37 | 4 | 37 | 4 | 37 | 4 | 37 | 12 | 37 | 2 | 33 | 4 | 33
FALGW-1 | A | 11 | 108 | 28 | 108 | 41 | 108 | 13 | 108 | 35 | 108 | 10 | 86 | 22 | 64
FASN-1 | A | 0 | 15 | 1 | 15 | 1 | 15 | 1 | 15 | 2 | 15 | 0 | 15 | 1 | 12
FASN2 | A | 0 | 15 | 1 | 15 | 1 | 15 | 1 | 15 | 2 | 15 | 0 | 15 | 1 | 12
FASN3 | A | 0 | 15 | 1 | 15 | 1 | 15 | 1 | 15 | 2 | 15 | 0 | 15 | 1 | 12
FAWN-1 | A | 10 | 52 | 25 | 52 | 40 | 52 | 13 | 52 | 32 | 52 | 11 | 37 | 27 | 27
FELL-1 | A | 9 | 63 | 21 | 63 | 22 | 63 | 10 | 63 | 24 | 63 | 9 | 63 | 22 | 63
FFES-1 | A | 10 | 35 | 27 | 35 | 30 | 35 | 9 | 35 | 22 | 35 | 4 | 27 | 6 | 27
FFES-2 | A | 10 | 35 | 27 | 35 | 30 | 35 | 9 | 35 | 22 | 35 | 4 | 27 | 6 | 27
FFES-3 | A | 10 | 35 | 27 | 35 | 30 | 35 | 9 | 35 | 22 | 35 | 4 | 27 | 6 | 27
FFES-4 | A | 10 | 35 | 27 | 35 | 30 | 35 | 9 | 35 | 22 | 35 | 4 | 27 | 6 | 27
FINL-1 | A | 0 | 14 | 1 | 14 | 1 | 14 | 1 | 14 | 2 | 14 | 0 | 14 | 1 | 11
FOYE-1 | A | 6 | 60 | 13 | 60 | 16 | 60 | 11 | 60 | 27 | 60 | 5 | 30 | 11 | 30
FOYE-2 | A | 6 | 60 | 13 | 60 | 16 | 60 | 11 | 60 | 27 | 60 | 5 | 30 | 11 | 30
GAOFO-1 | A | 4 | 87 | 9 | 87 | 9 | 87 | 4 | 87 | 9 | 87 | 4 | 57 | 9 | 57
GAOFO-2 | A | 4 | 87 | 9 | 87 | 9 | 87 | 4 | 87 | 9 | 87 | 4 | 57 | 9 | 57
GAOFO-3 | A | 4 | 87 | 9 | 87 | 9 | 87 | 4 | 87 | 9 | 87 | 4 | 57 | 9 | 57
GAOFO-4 | A | 4 | 87 | 9 | 87 | 9 | 87 | 4 | 87 | 9 | 87 | 4 | 57 | 9 | 57
GLNDO-1 | A | 6 | 80 | 12 | 45 | 17 | 45 | 12 | 45 | 25 | 45 | 8 | 65 | 18 | 45
GNFSW-1 | A | 11 | 100 | 30 | 100 | 30 | 100 | 12 | 100 | 31 | 100 | 12 | 70 | 30 | 70
GNFSW-2 | A | 7 | 64 | 18 | 64 | 18 | 64 | 8 | 64 | 18 | 64 | 6 | 49 | 15 | 49
GORDW-1 | A | 6 | 62 | 16 | 56 | 26 | 45 | 7 | 62 | 18 | 62 | 6 | 56 | 16 | 45
GRAI-6 | A | 24 | 320 | 58 | 320 | 58 | 320 | 35 | 320 | 88 | 320 | 28 | 270 | 60 | 230
GRAI-7 | A | 30 | 232 | 60 | 232 | 60 | 232 | 32 | 232 | 84 | 232 | 32 | 175 | 65 | 135
GRAI-8 | A | 26 | 232 | 58 | 232 | 58 | 232 | 32 | 232 | 84 | 232 | 32 | 175 | 65 | 135
GRGBW-1 | A | 17 | 167 | 45 | 167 | 48 | 167 | 18 | 167 | 48 | 167 | 17 | 150 | 46 | 122
GRGBW-2 | A | 18 | 167 | 48 | 167 | 51 | 167 | 19 | 167 | 50 | 167 | 18 | 147 | 48 | 117
GRGBW-3 | A | 17 | 166 | 45 | 166 | 48 | 166 | 18 | 166 | 48 | 166 | 17 | 149 | 46 | 121
GRIFW-1 | A | 8 | 94 | 22 | 94 | 23 | 94 | 8 | 94 | 22 | 94 | 8 | 85 | 22 | 72
GRIFW-2 | A | 8 | 94 | 22 | 94 | 23 | 94 | 8 | 94 | 22 | 94 | 8 | 85 | 22 | 72
GRMO-1 | A | 8 | 43 | 8 | 43 | 8 | 43 | 8 | 43 | 8 | 43 | 8 | 23 | 8 | 23
GYAR-1 | A | 17 | 176 | 42 | 176 | 66 | 176 | 24 | 176 | 60 | 176 | 17 | 176 | 42 | 176
GYMRO-15 | A | 6 | 145 | 15 | 145 | 15 | 145 | 6 | 145 | 15 | 145 | 6 | 44 | 15 | 44
GYMRO-17 | A | 6 | 145 | 15 | 145 | 15 | 145 | 6 | 145 | 15 | 145 | 6 | 44 | 15 | 44
GYMRO-26 | A | 6 | 145 | 15 | 145 | 15 | 145 | 6 | 145 | 15 | 145 | 6 | 44 | 15 | 44
GYMRO-28 | A | 6 | 145 | 15 | 145 | 15 | 145 | 6 | 145 | 15 | 145 | 6 | 44 | 15 | 44
HADHW-1 | A | 7 | 76 | 14 | 76 | 22 | 76 | 13 | 76 | 34 | 76 | 8 | 65 | 17 | 65
HMGTO-1 | A | 8 | 88 | 20 | 88 | 35 | 88 | 10 | 88 | 25 | 88 | 8 | 68 | 19 | 68
HMGTO-2 | A | 9 | 91 | 23 | 91 | 37 | 91 | 10 | 91 | 25 | 91 | 10 | 67 | 24 | 67
HOWAO-1 | A | 44 | 400 | 117 | 400 | 117 | 400 | 44 | 400 | 117 | 400 | 44 | 240 | 117 | 240
HOWAO-2 | A | 44 | 400 | 117 | 400 | 117 | 400 | 44 | 400 | 117 | 400 | 44 | 240 | 117 | 240
HOWAO-3 | A | 44 | 400 | 117 | 400 | 117 | 400 | 44 | 400 | 117 | 400 | 44 | 240 | 117 | 240
HRSTW-1 | A | 12 | 102 | 30 | 102 | 45 | 102 | 13 | 102 | 34 | 102 | 13 | 80 | 27 | 66
HUMR-1 | A | 60 | 533 | 150 | 533 | 200 | 533 | 80 | 533 | 200 | 533 | 62 | 419 | 155 | 251
INDQ-1 | A | 12 | 102 | 31 | 102 | 43 | 102 | 13 | 102 | 34 | 102 | 12 | 72 | 30 | 72
KEAD-2 | A | 41 | 566 | 102 | 566 | 108 | 566 | 57 | 566 | 124 | 566 | 41 | 458 | 99 | 458
KEAD-1 | A | 38 | 415 | 90 | 415 | 90 | 415 | 55 | 415 | 138 | 415 | 38 | 355 | 90 | 285
KILBW-1 | A | 3 | 56 | 8 | 56 | 13 | 56 | 5 | 56 | 14 | 56 | 4 | 53 | 9 | 47
KILLPG-1 | A | 19 | 180 | 29 | 145 | 29 | 145 | 34 | 145 | 36 | 180 | 20 | 107 | 41 | 107
KILLPG-2 | A | 20 | 190 | 30 | 151 | 30 | 151 | 26 | 190 | 35 | 151 | 21 | 114 | 50 | 114
KLYN-A-1 | A | 22 | 210 | 45 | 210 | 52 | 210 | 40 | 210 | 95 | 210 | 22 | 189 | 45 | 125
KPMRW-1 | A | 9 | 75 | 20 | 75 | 30 | 75 | 9 | 75 | 23 | 75 | 9 | 67 | 22 | 54
LAGA-1 | A | 55 | 500 | 123 | 500 | 140 | 500 | 52 | 500 | 130 | 500 | 53 | 475 | 130 | 475
LARYO-1 | A | 16 | 155 | 40 | 155 | 45 | 155 | 18 | 155 | 45 | 155 | 14 | 120 | 35 | 120
LARYO-2 | A | 16 | 158 | 40 | 158 | 45 | 158 | 18 | 158 | 45 | 158 | 14 | 120 | 35 | 120
LARYO-3 | A | 16 | 158 | 40 | 158 | 45 | 158 | 18 | 158 | 45 | 158 | 14 | 120 | 35 | 120
LARYO-4 | A | 16 | 158 | 40 | 158 | 45 | 158 | 18 | 158 | 45 | 158 | 14 | 120 | 35 | 120
LBAR-1G | A | 1 | 16 | 4 | 16 | 6 | 16 | 2 | 16 | 4 | 16 | 1 | 9 | 4 | 9
LBAR-1 | A | 39 | 360 | 88 | 360 | 88 | 360 | 55 | 360 | 145 | 360 | 41 | 270 | 90 | 270
LCLTW-1 | A | 7 | 69 | 18 | 69 | 20 | 69 | 7 | 69 | 19 | 69 | 8 | 49 | 20 | 49
LNCSO-1 | A | 12 | 130 | 30 | 130 | 32 | 130 | 12 | 130 | 32 | 130 | 10 | 100 | 26 | 100
LNCSO-2 | A | 13 | 140 | 34 | 140 | 36 | 140 | 14 | 140 | 36 | 140 | 12 | 125 | 32 | 125
MEDP-1 | A | 30 | 380 | 76 | 330 | 76 | 330 | 48 | 380 | 105 | 380 | 31 | 330 | 79 | 290
MILWW-1 | A | 6 | 32 | 8 | 54 | 13 | 54 | 5 | 54 | 14 | 54 | 3 | 43 | 8 | 43
MKHLW-1 | A | 4 | 42 | 10 | 42 | 12 | 42 | 5 | 42 | 13 | 42 | 5 | 37 | 12 | 30
MOYEW-1 | A | 6 | 53 | 11 | 53 | 15 | 53 | 6 | 53 | 15 | 53 | 6 | 38 | 15 | 38
MRWD-1 | A | 43 | 448 | 100 | 448 | 112 | 448 | 67 | 448 | 160 | 448 | 36 | 328 | 93 | 328
NANT-1 | A | 0 | 15 | 0 | 15 | 0 | 15 | 0 | 15 | 1 | 15 | 0 | 15 | 0 | 15
PEHE-1 | A | 42 | 420 | 72 | 420 | 72 | 420 | 83 | 420 | 117 | 420 | 35 | 350 | 84 | 260
PEHE-2 | A | 16 | 490 | 40 | 265 | 42 | 490 | 0 | 0 | 0 | 0 | 0 | 490 | 0 | 490
PEMB-11 | A | 38 | 113 | 63 | 276 | 63 | 276 | 33 | 276 | 90 | 276 | 35 | 241 | 64 | 210
PEMB-21 | A | 38 | 113 | 63 | 276 | 63 | 276 | 33 | 276 | 90 | 276 | 35 | 241 | 64 | 210
PEMB-31 | A | 38 | 113 | 63 | 276 | 63 | 276 | 33 | 276 | 90 | 276 | 35 | 241 | 64 | 210
PEMB-41 | A | 38 | 113 | 63 | 276 | 63 | 276 | 33 | 276 | 90 | 276 | 35 | 241 | 64 | 210
PEMB-51 | A | 38 | 113 | 63 | 276 | 63 | 276 | 33 | 276 | 90 | 276 | 35 | 241 | 64 | 210
PETEM1 | A | 20 | 180 | 46 | 180 | 52 | 180 | 24 | 180 | 58 | 180 | 20 | 150 | 50 | 100
PINFB-1 | A | 3 | 6 | 6 | 25 | 6 | 25 | 2 | 25 | 6 | 25 | 3 | 21 | 6 | 15
PINFB-2 | A | 3 | 6 | 6 | 25 | 6 | 25 | 2 | 25 | 6 | 25 | 3 | 21 | 6 | 15
PINFB-3 | A | 3 | 6 | 6 | 25 | 6 | 25 | 2 | 25 | 6 | 25 | 3 | 21 | 6 | 15
PINFB-4 | A | 3 | 6 | 6 | 25 | 6 | 25 | 2 | 25 | 6 | 25 | 3 | 21 | 6 | 15
PNYCW-1 | A | 25 | 228 | 67 | 228 | 72 | 228 | 26 | 228 | 70 | 228 | 25 | 203 | 63 | 161
RATS-1 | A | 50 | 270 | 90 | 270 | 90 | 270 | 36 | 270 | 50 | 270 | 42 | 105 | 75 | 155
RATS-2 | A | 40 | 270 | 90 | 270 | 100 | 270 | 36 | 270 | 50 | 270 | 40 | 195 | 75 | 195
RATS-3 | A | 40 | 270 | 90 | 270 | 100 | 270 | 36 | 270 | 50 | 270 | 40 | 195 | 75 | 195
RATS-4 | A | 40 | 270 | 95 | 270 | 100 | 270 | 36 | 270 | 50 | 270 | 40 | 195 | 75 | 195
RCBKO-1 | A | 31 | 279 | 81 | 279 | 81 | 279 | 31 | 279 | 81 | 279 | 31 | 84 | 81 | 84
RCBKO-2 | A | 32 | 286 | 83 | 286 | 83 | 286 | 32 | 286 | 83 | 286 | 32 | 86 | 83 | 86
RMPNO-1 | A | 18 | 180 | 45 | 180 | 72 | 180 | 20 | 180 | 50 | 180 | 18 | 130 | 47 | 130
RMPNO-2 | A | 18 | 180 | 45 | 180 | 72 | 180 | 20 | 180 | 50 | 180 | 18 | 130 | 47 | 130
ROCK-1 | A | 36 | 400 | 50 | 400 | 54 | 400 | 60 | 400 | 160 | 400 | 33 | 220 | 53 | 220
RYHPS-1 | A | 30 | 305 | 48 | 305 | 66 | 305 | 42 | 305 | 51 | 305 | 30 | 130 | 42 | 68
SCCL-1 | A | 35 | 180 | 70 | 180 | 70 | 180 | 40 | 180 | 95 | 180 | 40 | 100 | 100 | 50
SCCL-2 | A | 35 | 180 | 70 | 180 | 70 | 180 | 40 | 180 | 95 | 180 | 40 | 100 | 100 | 50
SCCL-3 | A | 35 | 180 | 70 | 180 | 70 | 180 | 40 | 180 | 95 | 180 | 40 | 100 | 100 | 50
SEAB-1 | A | 44 | 254 | 125 | 254 | 150 | 254 | 55 | 254 | 150 | 254 | 75 | 164 | 176 | 38
SEAB-2 | A | 31 | 138 | 76 | 138 | 86 | 138 | 32 | 138 | 82 | 138 | 37 | 73 | 90 | 43
SEEL-1 | A | 23 | 170 | 38 | 170 | 38 | 170 | 24 | 170 | 70 | 170 | 19 | 135 | 38 | 100
SHBA-1 | A | 33 | 420 | 79 | 420 | 91 | 420 | 59 | 420 | 150 | 420 | 37 | 336 | 95 | 252
SHBA-2 | A | 32 | 319 | 70 | 319 | 76 | 319 | 35 | 319 | 93 | 319 | 32 | 270 | 70 | 217
SHOS-1 | A | 20 | 260 | 41 | 260 | 48 | 260 | 31 | 260 | 82 | 260 | 24 | 185 | 53 | 185
SHRSW-1 | A | 16 | 157 | 44 | 157 | 46 | 157 | 17 | 157 | 46 | 157 | 16 | 141 | 43 | 113
SHRSW-2 | A | 16 | 157 | 44 | 157 | 46 | 157 | 17 | 157 | 46 | 157 | 16 | 141 | 43 | 113
SIZB-1 | A | 38 | 283 | 45 | 283 | 45 | 283 | 45 | 283 | 45 | 283 | 40 | 283 | 46 | 283
SIZB-2 | A | 38 | 283 | 45 | 283 | 45 | 283 | 45 | 283 | 45 | 283 | 40 | 283 | 46 | 283
SLOY-1 | A | 0 | 38 | 1 | 38 | 1 | 38 | 1 | 38 | 2 | 38 | 0 | 38 | 1 | 30
SLOY-2 | A | 0 | 38 | 1 | 38 | 1 | 38 | 1 | 38 | 2 | 38 | 0 | 38 | 1 | 30
SLOY-3 | A | 0 | 38 | 1 | 38 | 1 | 38 | 1 | 38 | 2 | 38 | 0 | 38 | 1 | 30
SLOY-4 | A | 0 | 28 | 1 | 28 | 1 | 28 | 1 | 28 | 2 | 28 | 0 | 28 | 1 | 22
SOKYW-1 | A | 20 | 211 | 52 | 211 | 59 | 211 | 20 | 211 | 52 | 211 | 20 | 179 | 52 | 130
SPLN-1 | A | 40 | 380 | 100 | 380 | 110 | 380 | 50 | 380 | 120 | 380 | 30 | 380 | 90 | 300
STAY-1 | A | 35 | 265 | 62 | 265 | 62 | 265 | 35 | 265 | 89 | 265 | 34 | 192 | 63 | 192
STAY-2 | A | 35 | 265 | 62 | 265 | 62 | 265 | 35 | 265 | 89 | 265 | 34 | 192 | 63 | 192
STAY-3 | A | 35 | 265 | 62 | 265 | 62 | 265 | 35 | 265 | 89 | 265 | 34 | 192 | 63 | 192
STAY-4 | A | 35 | 265 | 62 | 265 | 62 | 265 | 35 | 265 | 89 | 265 | 34 | 192 | 63 | 192
STLGW-1 | A | 6 | 66 | 16 | 66 | 26 | 66 | 6 | 66 | 16 | 66 | 6 | 55 | 14 | 33
STLGW-2 | A | 7 | 75 | 19 | 75 | 27 | 75 | 7 | 75 | 19 | 75 | 7 | 65 | 19 | 53
STLGW-3 | A | 6 | 66 | 17 | 66 | 26 | 66 | 6 | 66 | 17 | 66 | 7 | 56 | 17 | 48
STRNW-1 | A | 6 | 52 | 16 | 52 | 26 | 52 | 7 | 60 | 17 | 60 | 6 | 52 | 17 | 42
SUTB-1 | A | 36 | 380 | 104 | 380 | 148 | 380 | 52 | 380 | 132 | 380 | 47 | 250 | 107 | 250
SVRP-10 | A | 20 | 225 | 50 | 225 | 70 | 225 | 32 | 225 | 80 | 225 | 20 | 172 | 50 | 172
SVRP-20 | A | 20 | 225 | 50 | 225 | 70 | 225 | 32 | 225 | 80 | 225 | 20 | 172 | 50 | 172
TKNEW-1 | A | 34 | 370 | 80 | 370 | 160 | 370 | 37 | 370 | 101 | 370 | 35 | 279 | 82 | 222
TKNWW-1 | A | 38 | 370 | 103 | 370 | 166 | 370 | 35 | 370 | 97 | 370 | 39 | 280 | 89 | 222
TRLGW-1 | A | 2 | 16 | 4 | 16 | 7 | 16 | 2 | 16 | 5 | 16 | 2 | 12 | 4 | 9
TWSHW-1 | A | 3 | 35 | 9 | 35 | 15 | 35 | 3 | 35 | 9 | 35 | 3 | 28 | 9 | 22
USKM-13 | A | 6 | 49 | 15 | 49 | 17 | 49 | 8 | 49 | 19 | 49 | 7 | 36 | 8 | 36
USKM-14 | A | 6 | 49 | 15 | 49 | 17 | 49 | 8 | 49 | 19 | 49 | 7 | 36 | 8 | 36
USKM-15 | A | 6 | 49 | 15 | 49 | 17 | 49 | 8 | 49 | 19 | 49 | 7 | 36 | 8 | 36
WBUPS-1 | A | 30 | 113 | 48 | 153 | 48 | 153 | 32 | 113 | 50 | 113 | 40 | 153 | 65 | 113
WBUPS-2 | A | 30 | 133 | 48 | 173 | 48 | 173 | 32 | 133 | 50 | 133 | 40 | 173 | 65 | 133
WBUPS-3 | A | 30 | 133 | 48 | 173 | 48 | 173 | 32 | 133 | 50 | 133 | 40 | 173 | 65 | 133
WBUPS-4 | A | 30 | 113 | 48 | 153 | 48 | 153 | 32 | 113 | 50 | 113 | 40 | 153 | 65 | 113
WBURB-1 | A | 22 | 240 | 48 | 240 | 62 | 240 | 27 | 240 | 69 | 240 | 20 | 200 | 50 | 120
WBURB-2 | A | 25 | 255 | 52 | 255 | 62 | 255 | 26 | 255 | 67 | 255 | 22 | 215 | 52 | 135
WBURB-3 | A | 23 | 255 | 56 | 255 | 67 | 255 | 25 | 255 | 67 | 255 | 22 | 211 | 58 | 167
WDNSO-1 | A | 21 | 191 | 54 | 191 | 57 | 191 | 21 | 191 | 57 | 191 | 21 | 170 | 55 | 136
WDNSO-2 | A | 21 | 191 | 54 | 191 | 57 | 191 | 21 | 191 | 57 | 191 | 21 | 170 | 55 | 136
WHILW-1 | A | 31 | 322 | 84 | 322 | 90 | 322 | 33 | 322 | 90 | 322 | 32 | 255 | 86 | 210
WHILW-2 | A | 19 | 163 | 33 | 163 | 35 | 163 | 20 | 163 | 52 | 163 | 21 | 142 | 43 | 119
WLNYO-2 | A | 19 | 182 | 51 | 182 | 54 | 182 | 20 | 182 | 53 | 182 | 20 | 158 | 51 | 130
WLNYO-3 | A | 30 | 300 | 75 | 300 | 75 | 300 | 30 | 300 | 77 | 300 | 30 | 240 | 78 | 240
WLNYO-4 | A | 32 | 330 | 88 | 330 | 88 | 330 | 33 | 330 | 93 | 330 | 34 | 240 | 90 | 240
WLNYW-1 | A | 19 | 182 | 51 | 182 | 54 | 182 | 20 | 182 | 53 | 182 | 20 | 158 | 51 | 130
WTMSO-1 | A | 22 | 200 | 58 | 200 | 62 | 200 | 23 | 200 | 61 | 200 | 23 | 140 | 60 | 140

## Mar 2025
Public
Mandatory Frequency Response Capabilities
MW Response Capability by BMU
|  | Primary Response (Max MWhrs) | [5 empty] | Secondary Response (Max Mwhrs) |  |  |  | High Frequency Response (Max MWhrs)
UNIT | Mode | 0.2Hz | Genset Deload (MW) | 0.5Hz | Genset Deload (MW) | 0.8Hz | Genset Deload (MW) | 0.2/0.2Hz | Genset Deload (MW) | 0.5/0.5Hz | Genset Deload (MW) | 0.2Hz | Genset Deload (MW) | 0.5Hz | Genset Deload (MW)
ABRBO-1 | A | 7 | 86 | 19 | 86 | 33 | 86 | 9 | 86 | 23 | 86 | 7 | 78 | 19 | 67
ARCHW-1 | A | 10 | 92 | 25 | 92 | 25 | 92 | 12 | 92 | 30 | 92 | 11 | 73 | 24 | 56
BAGE-1 | A | 30 | 255 | 70 | 255 | 90 | 255 | 35 | 255 | 90 | 255 | 28 | 220 | 70 | 185
BAGE-2 | A | 3 | 17 | 8 | 17 | 12 | 17 | 4 | 17 | 9 | 17 | 2 | 17 | 5 | 17
BEATO-1 | A | 13 | 126 | 35 | 126 | 37 | 126 | 14 | 126 | 36 | 126 | 13 | 112 | 35 | 91
BEATO-2 | A | 13 | 126 | 35 | 126 | 37 | 126 | 14 | 126 | 36 | 126 | 13 | 112 | 35 | 91
BEATO-3 | A | 17 | 168 | 47 | 168 | 49 | 168 | 18 | 168 | 48 | 168 | 18 | 149 | 48 | 119
BEATO-4 | A | 17 | 168 | 47 | 168 | 49 | 168 | 18 | 168 | 48 | 168 | 18 | 149 | 48 | 119
BEINW-1 | A | 9 | 93 | 24 | 93 | 33 | 93 | 8 | 93 | 25 | 93 | 9 | 74 | 20 | 74
BHLAW-1 | A | 7 | 98 | 16 | 98 | 19 | 98 | 10 | 98 | 26 | 98 | 8 | 87 | 18 | 78
BLLA-1 | A | 6 | 99 | 13 | 99 | 13 | 99 | 15 | 99 | 39 | 99 | 9 | 83 | 16 | 83
BLLA-2 | A | 3 | 47 | 8 | 47 | 12 | 47 | 4 | 47 | 11 | 47 | 4 | 37 | 10 | 31
BRBEO-1 | A | 20 | 258 | 50 | 258 | 50 | 258 | 22 | 258 | 63 | 258 | 17 | 194 | 46 | 194
BRDUW-1 | A | 6 | 58 | 17 | 58 | 17 | 58 | 7 | 58 | 17 | 58 | 6 | 36 | 17 | 36
BRGG-1 | A | 16 | 110 | 32 | 110 | 48 | 110 | 16 | 110 | 40 | 110 | 14 | 96 | 34 | 46
BURBW-1 | A | 0 | 90 | 0 | 90 | 0 | 90 | 0 | 0 | 0 | 0 | 0 | 90 | 0 | 90
CARR-1 | A | 35 | 269 | 58 | 269 | 58 | 269 | 35 | 325 | 88 | 325 | 34 | 269 | 56 | 269
CARR-2 | A | 35 | 269 | 58 | 269 | 58 | 269 | 35 | 325 | 88 | 325 | 34 | 269 | 56 | 269
CDCL-1 | A | 30 | 231 | 46 | 231 | 46 | 231 | 34 | 231 | 45 | 231 | 29 | 172 | 72 | 135
CLAC-1 | A | 3 | 28 | 8 | 28 | 13 | 28 | 3 | 36 | 9 | 36 | 3 | 28 | 8 | 28
CLDCW-1 | A | 14 | 14 | 34 | 113 | 36 | 113 | 13 | 113 | 35 | 113 | 13 | 99 | 34 | 78
CLDNW-1 | A | 13 | 108 | 33 | 108 | 35 | 108 | 13 | 108 | 35 | 108 | 12 | 95 | 33 | 74
CLDSW-1 | A | 16 | 129 | 40 | 129 | 43 | 129 | 16 | 129 | 42 | 129 | 16 | 113 | 41 | 88
CMSTW-1 | A | 4 | 35 | 10 | 35 | 16 | 35 | 4 | 35 | 11 | 35 | 4 | 31 | 10 | 25
CNQPS-1 | A | 22 | 170 | 55 | 170 | 55 | 170 | 28 | 170 | 70 | 170 | 26 | 120 | 60 | 105
CNQPS-2 | A | 22 | 170 | 55 | 170 | 55 | 170 | 28 | 170 | 70 | 170 | 22 | 120 | 55 | 105
CNQPS-3 | A | 22 | 170 | 55 | 170 | 55 | 170 | 28 | 170 | 70 | 170 | 22 | 120 | 55 | 105
CNQPS-4 | A | 22 | 170 | 55 | 170 | 55 | 170 | 28 | 170 | 70 | 170 | 28 | 105 | 55 | 105
CORB-1 | A | 10 | 130 | 30 | 130 | 50 | 130 | 28 | 130 | 60 | 130 | 15 | 95 | 40 | 60
COSO-1 | A | 20 | 380 | 40 | 380 | 50 | 380 | 60 | 380 | 140 | 380 | 17 | 304 | 40 | 304
COWE1 | A | 7 | 30 | 17 | 30 | 17 | 30 | 7 | 30 | 17 | 30 | 7 | 30 | 17 | 30
COWE2 | A | 7 | 30 | 17 | 30 | 17 | 30 | 7 | 30 | 17 | 30 | 7 | 30 | 17 | 30
CRUA-1 | A | 10 | 110 | 25 | 110 | 37 | 110 | 12 | 110 | 30 | 110 | 10 | 84 | 25 | 48
CRUA-2 | A | 10 | 110 | 25 | 110 | 37 | 110 | 12 | 110 | 30 | 110 | 10 | 84 | 25 | 48
CRUA-3 | A | 7 | 30 | 15 | 30 | 21 | 30 | 9 | 30 | 24 | 30 | 5 | 25 | 13 | 15
CRUA-4 | A | 7 | 30 | 15 | 30 | 21 | 30 | 9 | 30 | 24 | 30 | 5 | 25 | 13 | 15
CRYRW-2 | A | 15 | 138 | 38 | 138 | 40 | 138 | 15 | 138 | 40 | 138 | 13 | 109 | 40 | 63
CRYRW-3 | A | 1 | 14 | 3 | 14 | 4 | 14 | 1 | 14 | 4 | 14 | 1 | 10 | 3 | 10
DAMC-1 | A | 64 | 380 | 136 | 380 | 156 | 380 | 80 | 380 | 180 | 380 | 60 | 293 | 190 | 128
DDGNO-1 | A | 9 | 108 | 25 | 108 | 26 | 108 | 10 | 108 | 26 | 108 | 9 | 97 | 25 | 81
DDGNO-2 | A | 8 | 90 | 20 | 90 | 22 | 90 | 8 | 90 | 21 | 90 | 8 | 81 | 21 | 68
DDGNO-3 | A | 9 | 102 | 24 | 102 | 25 | 102 | 9 | 102 | 25 | 102 | 9 | 92 | 24 | 77
DDGNO-4 | A | 9 | 102 | 24 | 102 | 25 | 102 | 9 | 102 | 25 | 102 | 9 | 92 | 24 | 77
DEEPS-1 | A | 20 | 180 | 60 | 180 | 86 | 180 | 22 | 180 | 80 | 180 | 24 | 96 | 52 | 96
DIDCB5 | A | 40 | 330 | 104 | 330 | 125 | 330 | 55 | 330 | 140 | 330 | 40 | 185 | 105 | 185
DIDCB6 | A | 50 | 250 | 105 | 250 | 105 | 250 | 50 | 250 | 130 | 250 | 50 | 153 | 110 | 103
DINO-1 | A | 14 | 138 | 39 | 138 | 58 | 138 | 28 | 138 | 72 | 138 | 14 | 118 | 36 | 88
DINO-2 | A | 14 | 138 | 39 | 138 | 58 | 138 | 28 | 138 | 72 | 138 | 14 | 118 | 36 | 88
DINO-3 | A | 14 | 138 | 39 | 138 | 58 | 138 | 28 | 138 | 72 | 138 | 14 | 118 | 36 | 88
DINO-4 | A | 14 | 138 | 39 | 138 | 58 | 138 | 28 | 138 | 72 | 138 | 14 | 118 | 36 | 88
DINO-5 | A | 14 | 138 | 39 | 138 | 58 | 138 | 28 | 138 | 72 | 138 | 14 | 118 | 36 | 88
DINO-6 | A | 14 | 138 | 39 | 138 | 58 | 138 | 28 | 138 | 72 | 138 | 14 | 118 | 36 | 88
DRAXX-1 | A | 68 | 345 | 100 | 345 | 100 | 345 | 64 | 95 | 110 | 345 | 60 | 225 | 70 | 225
DRAXX-2 | A | 68 | 345 | 100 | 345 | 100 | 345 | 64 | 95 | 110 | 345 | 60 | 225 | 70 | 225
DRAXX-3 | A | 68 | 345 | 100 | 345 | 100 | 345 | 64 | 95 | 110 | 345 | 60 | 225 | 70 | 225
DRAXX-4 | A | 68 | 345 | 100 | 345 | 100 | 345 | 64 | 95 | 110 | 345 | 60 | 225 | 70 | 225
DRAXX-5 | A | 68 | 345 | 100 | 345 | 100 | 345 | 64 | 95 | 110 | 345 | 60 | 225 | 70 | 225
DRAXX-6 | A | 68 | 345 | 100 | 345 | 100 | 345 | 64 | 95 | 110 | 345 | 60 | 225 | 70 | 225
DRSLW-1 | A | 6 | 69 | 16 | 69 | 17 | 69 | 6 | 69 | 17 | 69 | 6 | 61 | 16 | 54
DUNGW-1 | A | 8 | 89 | 21 | 89 | 33 | 89 | 8 | 89 | 23 | 89 | 8 | 80 | 21 | 69
EAAO-1 | A | 18 | 182 | 48 | 182 | 52 | 182 | 19 | 182 | 50 | 182 | 18 | 164 | 48 | 134
EAAO-2 | A | 17 | 175 | 46 | 175 | 50 | 175 | 18 | 175 | 48 | 175 | 18 | 157 | 46 | 157
EECL-1 | A | 19 | 321 | 42 | 321 | 45 | 321 | 33 | 321 | 84 | 321 | 25 | 281 | 56 | 235
ERRO-1 | A | 2 | 21 | 3 | 21 | 5 | 21 | 2 | 21 | 5 | 21 | 2 | 19 | 4 | 15
ERRO-2 | A | 2 | 21 | 3 | 21 | 5 | 21 | 2 | 21 | 5 | 21 | 2 | 19 | 4 | 15
ERRO-3 | A | 2 | 21 | 3 | 21 | 4 | 21 | 2 | 21 | 5 | 21 | 2 | 19 | 4 | 15
FAARW-1 | A | 2 | 37 | 4 | 37 | 4 | 37 | 4 | 37 | 12 | 37 | 2 | 33 | 4 | 33
FAARW-2 | A | 2 | 37 | 4 | 37 | 4 | 37 | 4 | 37 | 12 | 37 | 2 | 33 | 4 | 33
FALGW-1 | A | 11 | 108 | 28 | 108 | 41 | 108 | 13 | 108 | 35 | 108 | 10 | 86 | 22 | 64
FASN-1 | A | 0 | 15 | 1 | 15 | 1 | 15 | 1 | 15 | 2 | 15 | 0 | 15 | 1 | 12
FASN2 | A | 0 | 15 | 1 | 15 | 1 | 15 | 1 | 15 | 2 | 15 | 0 | 15 | 1 | 12
FASN3 | A | 0 | 15 | 1 | 15 | 1 | 15 | 1 | 15 | 2 | 15 | 0 | 15 | 1 | 12
FAWN-1 | A | 10 | 52 | 25 | 52 | 40 | 52 | 13 | 52 | 32 | 52 | 11 | 37 | 27 | 27
FELL-1 | A | 9 | 63 | 21 | 63 | 22 | 63 | 10 | 63 | 24 | 63 | 9 | 63 | 22 | 63
FFES-1 | A | 10 | 35 | 27 | 35 | 30 | 35 | 9 | 35 | 22 | 35 | 4 | 27 | 6 | 27
FFES-2 | A | 10 | 35 | 27 | 35 | 30 | 35 | 9 | 35 | 22 | 35 | 4 | 27 | 6 | 27
FFES-3 | A | 10 | 35 | 27 | 35 | 30 | 35 | 9 | 35 | 22 | 35 | 4 | 27 | 6 | 27
FFES-4 | A | 10 | 35 | 27 | 35 | 30 | 35 | 9 | 35 | 22 | 35 | 4 | 27 | 6 | 27
FINL-1 | A | 0 | 14 | 1 | 14 | 1 | 14 | 1 | 14 | 2 | 14 | 0 | 14 | 1 | 11
FOYE-1 | A | 6 | 60 | 13 | 60 | 16 | 60 | 11 | 60 | 27 | 60 | 5 | 30 | 11 | 30
FOYE-2 | A | 6 | 60 | 13 | 60 | 16 | 60 | 11 | 60 | 27 | 60 | 5 | 30 | 11 | 30
GAOFO-1 | A | 4 | 87 | 9 | 87 | 9 | 87 | 4 | 87 | 9 | 87 | 4 | 57 | 9 | 57
GAOFO-2 | A | 4 | 87 | 9 | 87 | 9 | 87 | 4 | 87 | 9 | 87 | 4 | 57 | 9 | 57
GAOFO-3 | A | 4 | 87 | 9 | 87 | 9 | 87 | 4 | 87 | 9 | 87 | 4 | 57 | 9 | 57
GAOFO-4 | A | 4 | 87 | 9 | 87 | 9 | 87 | 4 | 87 | 9 | 87 | 4 | 57 | 9 | 57
GLNDO-1 | A | 6 | 80 | 12 | 45 | 17 | 45 | 12 | 45 | 25 | 45 | 8 | 65 | 18 | 45
GNFSW-1 | A | 11 | 100 | 30 | 100 | 30 | 100 | 12 | 100 | 31 | 100 | 12 | 70 | 30 | 70
GNFSW-2 | A | 7 | 64 | 18 | 64 | 18 | 64 | 8 | 64 | 18 | 64 | 6 | 49 | 15 | 49
GORDW-1 | A | 6 | 62 | 16 | 56 | 26 | 45 | 7 | 62 | 18 | 62 | 6 | 56 | 16 | 45
GRAI-6 | A | 24 | 320 | 58 | 320 | 58 | 320 | 35 | 320 | 88 | 320 | 28 | 270 | 60 | 230
GRAI-7 | A | 30 | 232 | 60 | 232 | 60 | 232 | 32 | 232 | 84 | 232 | 32 | 175 | 65 | 135
GRAI-8 | A | 26 | 232 | 58 | 232 | 58 | 232 | 32 | 232 | 84 | 232 | 32 | 175 | 65 | 135
GRGBW-1 | A | 17 | 167 | 45 | 167 | 48 | 167 | 18 | 167 | 48 | 167 | 17 | 150 | 46 | 122
GRGBW-2 | A | 18 | 167 | 48 | 167 | 51 | 167 | 19 | 167 | 50 | 167 | 18 | 147 | 48 | 117
GRGBW-3 | A | 17 | 166 | 45 | 166 | 48 | 166 | 18 | 166 | 48 | 166 | 17 | 149 | 46 | 121
GRIFW-1 | A | 8 | 94 | 22 | 94 | 23 | 94 | 8 | 94 | 22 | 94 | 8 | 85 | 22 | 72
GRIFW-2 | A | 8 | 94 | 22 | 94 | 23 | 94 | 8 | 94 | 22 | 94 | 8 | 85 | 22 | 72
GRMO-1 | A | 8 | 43 | 8 | 43 | 8 | 43 | 8 | 43 | 8 | 43 | 8 | 23 | 8 | 23
GYAR-1 | A | 17 | 176 | 42 | 176 | 66 | 176 | 24 | 176 | 60 | 176 | 17 | 176 | 42 | 176
GYMRO-15 | A | 6 | 145 | 15 | 145 | 15 | 145 | 6 | 145 | 15 | 145 | 6 | 44 | 15 | 44
GYMRO-17 | A | 6 | 145 | 15 | 145 | 15 | 145 | 6 | 145 | 15 | 145 | 6 | 44 | 15 | 44
GYMRO-26 | A | 6 | 145 | 15 | 145 | 15 | 145 | 6 | 145 | 15 | 145 | 6 | 44 | 15 | 44
GYMRO-28 | A | 6 | 145 | 15 | 145 | 15 | 145 | 6 | 145 | 15 | 145 | 6 | 44 | 15 | 44
HADHW-1 | A | 7 | 76 | 14 | 76 | 22 | 76 | 13 | 76 | 34 | 76 | 8 | 65 | 17 | 65
HMGTO-1 | A | 8 | 88 | 20 | 88 | 35 | 88 | 10 | 88 | 25 | 88 | 8 | 68 | 19 | 68
HMGTO-2 | A | 9 | 91 | 23 | 91 | 37 | 91 | 10 | 91 | 25 | 91 | 10 | 67 | 24 | 67
HOWAO-1 | A | 44 | 400 | 117 | 400 | 117 | 400 | 44 | 400 | 117 | 400 | 44 | 240 | 117 | 240
HOWAO-2 | A | 44 | 400 | 117 | 400 | 117 | 400 | 44 | 400 | 117 | 400 | 44 | 240 | 117 | 240
HOWAO-3 | A | 44 | 400 | 117 | 400 | 117 | 400 | 44 | 400 | 117 | 400 | 44 | 240 | 117 | 240
HRSTW-1 | A | 12 | 102 | 30 | 102 | 45 | 102 | 13 | 102 | 34 | 102 | 13 | 80 | 27 | 66
HUMR-1 | A | 60 | 533 | 150 | 533 | 200 | 533 | 80 | 533 | 200 | 533 | 62 | 419 | 155 | 251
INDQ-1 | A | 12 | 102 | 31 | 102 | 43 | 102 | 13 | 102 | 34 | 102 | 12 | 72 | 30 | 72
KEAD-2 | A | 41 | 566 | 102 | 566 | 108 | 566 | 57 | 566 | 124 | 566 | 41 | 458 | 99 | 458
KEAD-1 | A | 38 | 415 | 90 | 415 | 90 | 415 | 55 | 415 | 138 | 415 | 38 | 355 | 90 | 285
KILBW-1 | A | 3 | 56 | 8 | 56 | 13 | 56 | 5 | 56 | 14 | 56 | 4 | 53 | 9 | 47
KILLPG-1 | A | 19 | 180 | 29 | 145 | 29 | 145 | 34 | 145 | 36 | 180 | 20 | 107 | 41 | 107
KILLPG-2 | A | 20 | 190 | 30 | 151 | 30 | 151 | 26 | 190 | 35 | 151 | 21 | 114 | 50 | 114
KLYN-A-1 | A | 22 | 210 | 45 | 210 | 52 | 210 | 40 | 210 | 95 | 210 | 22 | 189 | 45 | 125
KPMRW-1 | A | 9 | 75 | 20 | 75 | 30 | 75 | 9 | 75 | 23 | 75 | 9 | 67 | 22 | 54
LAGA-1 | A | 55 | 500 | 123 | 500 | 140 | 500 | 52 | 500 | 130 | 500 | 53 | 475 | 130 | 475
LARYO-1 | A | 16 | 155 | 40 | 155 | 45 | 155 | 18 | 155 | 45 | 155 | 14 | 120 | 35 | 120
LARYO-2 | A | 16 | 158 | 40 | 158 | 45 | 158 | 18 | 158 | 45 | 158 | 14 | 120 | 35 | 120
LARYO-3 | A | 16 | 158 | 40 | 158 | 45 | 158 | 18 | 158 | 45 | 158 | 14 | 120 | 35 | 120
LARYO-4 | A | 16 | 158 | 40 | 158 | 45 | 158 | 18 | 158 | 45 | 158 | 14 | 120 | 35 | 120
LBAR-1G | A | 1 | 16 | 4 | 16 | 6 | 16 | 2 | 16 | 4 | 16 | 1 | 9 | 4 | 9
LBAR-1 | A | 39 | 360 | 88 | 360 | 88 | 360 | 55 | 360 | 145 | 360 | 41 | 270 | 90 | 270
LCLTW-1 | A | 7 | 69 | 18 | 69 | 20 | 69 | 7 | 69 | 19 | 69 | 8 | 49 | 20 | 49
LNCSO-1 | A | 12 | 130 | 30 | 130 | 32 | 130 | 12 | 130 | 32 | 130 | 10 | 100 | 26 | 100
LNCSO-2 | A | 13 | 140 | 34 | 140 | 36 | 140 | 14 | 140 | 36 | 140 | 12 | 125 | 32 | 125
MEDP-1 | A | 30 | 380 | 76 | 330 | 76 | 330 | 48 | 380 | 105 | 380 | 31 | 330 | 79 | 290
MILWW-1 | A | 6 | 32 | 8 | 54 | 13 | 54 | 5 | 54 | 14 | 54 | 3 | 43 | 8 | 43
MKHLW-1 | A | 4 | 42 | 10 | 42 | 12 | 42 | 5 | 42 | 13 | 42 | 5 | 37 | 12 | 30
MOYEW-1 | A | 6 | 53 | 11 | 53 | 15 | 53 | 6 | 53 | 15 | 53 | 6 | 38 | 15 | 38
MRWD-1 | A | 43 | 448 | 100 | 448 | 112 | 448 | 67 | 448 | 160 | 448 | 36 | 328 | 93 | 328
NANT-1 | A | 0 | 15 | 0 | 15 | 0 | 15 | 0 | 15 | 1 | 15 | 0 | 15 | 0 | 15
PEHE-1 | A | 42 | 420 | 72 | 420 | 72 | 420 | 83 | 420 | 117 | 420 | 35 | 350 | 84 | 260
PEHE-2 | A | 16 | 490 | 40 | 265 | 42 | 490 | 0 | 0 | 0 | 0 | 0 | 490 | 0 | 490
PEMB-11 | A | 38 | 113 | 63 | 276 | 63 | 276 | 33 | 276 | 90 | 276 | 35 | 241 | 64 | 210
PEMB-21 | A | 38 | 113 | 63 | 276 | 63 | 276 | 33 | 276 | 90 | 276 | 35 | 241 | 64 | 210
PEMB-31 | A | 38 | 113 | 63 | 276 | 63 | 276 | 33 | 276 | 90 | 276 | 35 | 241 | 64 | 210
PEMB-41 | A | 38 | 113 | 63 | 276 | 63 | 276 | 33 | 276 | 90 | 276 | 35 | 241 | 64 | 210
PEMB-51 | A | 38 | 113 | 63 | 276 | 63 | 276 | 33 | 276 | 90 | 276 | 35 | 241 | 64 | 210
PETEM1 | A | 20 | 180 | 46 | 180 | 52 | 180 | 24 | 180 | 58 | 180 | 20 | 150 | 50 | 100
PINFB-1 | A | 3 | 6 | 6 | 25 | 6 | 25 | 2 | 25 | 6 | 25 | 3 | 21 | 6 | 15
PINFB-2 | A | 3 | 6 | 6 | 25 | 6 | 25 | 2 | 25 | 6 | 25 | 3 | 21 | 6 | 15
PINFB-3 | A | 3 | 6 | 6 | 25 | 6 | 25 | 2 | 25 | 6 | 25 | 3 | 21 | 6 | 15
PINFB-4 | A | 3 | 6 | 6 | 25 | 6 | 25 | 2 | 25 | 6 | 25 | 3 | 21 | 6 | 15
PNYCW-1 | A | 25 | 228 | 67 | 228 | 72 | 228 | 26 | 228 | 70 | 228 | 25 | 203 | 63 | 161
RATS-1 | A | 50 | 270 | 90 | 270 | 90 | 270 | 36 | 270 | 50 | 270 | 42 | 105 | 75 | 155
RATS-2 | A | 40 | 270 | 90 | 270 | 100 | 270 | 36 | 270 | 50 | 270 | 40 | 195 | 75 | 195
RATS-3 | A | 40 | 270 | 90 | 270 | 100 | 270 | 36 | 270 | 50 | 270 | 40 | 195 | 75 | 195
RATS-4 | A | 40 | 270 | 95 | 270 | 100 | 270 | 36 | 270 | 50 | 270 | 40 | 195 | 75 | 195
RCBKO-1 | A | 31 | 279 | 81 | 279 | 81 | 279 | 31 | 279 | 81 | 279 | 31 | 84 | 81 | 84
RCBKO-2 | A | 32 | 286 | 83 | 286 | 83 | 286 | 32 | 286 | 83 | 286 | 32 | 86 | 83 | 86
RMPNO-1 | A | 18 | 180 | 45 | 180 | 72 | 180 | 20 | 180 | 50 | 180 | 18 | 130 | 47 | 130
RMPNO-2 | A | 18 | 180 | 45 | 180 | 72 | 180 | 20 | 180 | 50 | 180 | 18 | 130 | 47 | 130
ROCK-1 | A | 36 | 400 | 50 | 400 | 54 | 400 | 60 | 400 | 160 | 400 | 33 | 220 | 53 | 220
RYHPS-1 | A | 30 | 305 | 48 | 305 | 66 | 305 | 42 | 305 | 51 | 305 | 30 | 130 | 42 | 68
SCCL-1 | A | 35 | 180 | 70 | 180 | 70 | 180 | 40 | 180 | 95 | 180 | 40 | 100 | 100 | 50
SCCL-2 | A | 35 | 180 | 70 | 180 | 70 | 180 | 40 | 180 | 95 | 180 | 40 | 100 | 100 | 50
SCCL-3 | A | 35 | 180 | 70 | 180 | 70 | 180 | 40 | 180 | 95 | 180 | 40 | 100 | 100 | 50
SEAB-1 | A | 44 | 254 | 125 | 254 | 150 | 254 | 55 | 254 | 150 | 254 | 75 | 164 | 176 | 38
SEAB-2 | A | 31 | 138 | 76 | 138 | 86 | 138 | 32 | 138 | 82 | 138 | 37 | 73 | 90 | 43
SEEL-1 | A | 23 | 170 | 38 | 170 | 38 | 170 | 24 | 170 | 70 | 170 | 19 | 135 | 38 | 100
SHBA-1 | A | 33 | 420 | 79 | 420 | 91 | 420 | 59 | 420 | 150 | 420 | 37 | 336 | 95 | 252
SHBA-2 | A | 32 | 319 | 70 | 319 | 76 | 319 | 35 | 319 | 93 | 319 | 32 | 270 | 70 | 217
SHOS-1 | A | 20 | 260 | 41 | 260 | 48 | 260 | 31 | 260 | 82 | 260 | 24 | 185 | 53 | 185
SHRSW-1 | A | 16 | 157 | 44 | 157 | 46 | 157 | 17 | 157 | 46 | 157 | 16 | 141 | 43 | 113
SHRSW-2 | A | 16 | 157 | 44 | 157 | 46 | 157 | 17 | 157 | 46 | 157 | 16 | 141 | 43 | 113
SIZB-1 | A | 38 | 283 | 45 | 283 | 45 | 283 | 45 | 283 | 45 | 283 | 40 | 283 | 46 | 283
SIZB-2 | A | 38 | 283 | 45 | 283 | 45 | 283 | 45 | 283 | 45 | 283 | 40 | 283 | 46 | 283
SLOY-1 | A | 0 | 38 | 1 | 38 | 1 | 38 | 1 | 38 | 2 | 38 | 0 | 38 | 1 | 30
SLOY-2 | A | 0 | 38 | 1 | 38 | 1 | 38 | 1 | 38 | 2 | 38 | 0 | 38 | 1 | 30
SLOY-3 | A | 0 | 38 | 1 | 38 | 1 | 38 | 1 | 38 | 2 | 38 | 0 | 38 | 1 | 30
SLOY-4 | A | 0 | 28 | 1 | 28 | 1 | 28 | 1 | 28 | 2 | 28 | 0 | 28 | 1 | 22
SPLN-1 | A | 40 | 380 | 100 | 380 | 110 | 380 | 50 | 380 | 120 | 380 | 30 | 380 | 90 | 300
STAY-1 | A | 35 | 265 | 62 | 265 | 62 | 265 | 35 | 265 | 89 | 265 | 34 | 192 | 63 | 192
STAY-2 | A | 35 | 265 | 62 | 265 | 62 | 265 | 35 | 265 | 89 | 265 | 34 | 192 | 63 | 192
STAY-3 | A | 35 | 265 | 62 | 265 | 62 | 265 | 35 | 265 | 89 | 265 | 34 | 192 | 63 | 192
STAY-4 | A | 35 | 265 | 62 | 265 | 62 | 265 | 35 | 265 | 89 | 265 | 34 | 192 | 63 | 192
STLGW-1 | A | 6 | 66 | 16 | 66 | 26 | 66 | 6 | 66 | 16 | 66 | 6 | 55 | 14 | 33
STLGW-2 | A | 7 | 75 | 19 | 75 | 27 | 75 | 7 | 75 | 19 | 75 | 7 | 65 | 19 | 53
STLGW-3 | A | 6 | 66 | 17 | 66 | 26 | 66 | 6 | 66 | 17 | 66 | 7 | 56 | 17 | 48
STRNW-1 | A | 6 | 52 | 16 | 52 | 26 | 52 | 7 | 60 | 17 | 60 | 6 | 52 | 17 | 42
SUTB-1 | A | 36 | 380 | 104 | 380 | 148 | 380 | 52 | 380 | 132 | 380 | 47 | 250 | 107 | 250
SVRP-10 | A | 20 | 225 | 50 | 225 | 70 | 225 | 32 | 225 | 80 | 225 | 20 | 172 | 50 | 172
SVRP-20 | A | 20 | 225 | 50 | 225 | 70 | 225 | 32 | 225 | 80 | 225 | 20 | 172 | 50 | 172
TKNEW-1 | A | 34 | 370 | 80 | 370 | 160 | 370 | 37 | 370 | 101 | 370 | 35 | 279 | 82 | 222
TKNWW-1 | A | 38 | 370 | 103 | 370 | 166 | 370 | 35 | 370 | 97 | 370 | 39 | 280 | 89 | 222
TRLGW-1 | A | 2 | 16 | 4 | 16 | 7 | 16 | 2 | 16 | 5 | 16 | 2 | 12 | 4 | 9
TWSHW-1 | A | 3 | 35 | 9 | 35 | 15 | 35 | 3 | 35 | 9 | 35 | 3 | 28 | 9 | 22
USKM-13 | A | 6 | 49 | 15 | 49 | 17 | 49 | 8 | 49 | 19 | 49 | 7 | 36 | 8 | 36
USKM-14 | A | 6 | 49 | 15 | 49 | 17 | 49 | 8 | 49 | 19 | 49 | 7 | 36 | 8 | 36
USKM-15 | A | 6 | 49 | 15 | 49 | 17 | 49 | 8 | 49 | 19 | 49 | 7 | 36 | 8 | 36
WBUPS-1 | A | 30 | 113 | 48 | 153 | 48 | 153 | 32 | 113 | 50 | 113 | 40 | 153 | 65 | 113
WBUPS-2 | A | 30 | 133 | 48 | 173 | 48 | 173 | 32 | 133 | 50 | 133 | 40 | 173 | 65 | 133
WBUPS-3 | A | 30 | 133 | 48 | 173 | 48 | 173 | 32 | 133 | 50 | 133 | 40 | 173 | 65 | 133
WBUPS-4 | A | 30 | 113 | 48 | 153 | 48 | 153 | 32 | 113 | 50 | 113 | 40 | 153 | 65 | 113
WBURB-1 | A | 22 | 240 | 48 | 240 | 62 | 240 | 27 | 240 | 69 | 240 | 20 | 200 | 50 | 120
WBURB-2 | A | 25 | 255 | 52 | 255 | 62 | 255 | 26 | 255 | 67 | 255 | 22 | 215 | 52 | 135
WBURB-3 | A | 23 | 255 | 56 | 255 | 67 | 255 | 25 | 255 | 67 | 255 | 22 | 211 | 58 | 167
WDNSO-1 | A | 21 | 191 | 54 | 191 | 57 | 191 | 21 | 191 | 57 | 191 | 21 | 170 | 55 | 136
WDNSO-2 | A | 21 | 191 | 54 | 191 | 57 | 191 | 21 | 191 | 57 | 191 | 21 | 170 | 55 | 136
WHILW-1 | A | 31 | 322 | 84 | 322 | 90 | 322 | 33 | 322 | 90 | 322 | 32 | 255 | 86 | 210
WHILW-2 | A | 19 | 163 | 33 | 163 | 35 | 163 | 20 | 163 | 52 | 163 | 21 | 142 | 43 | 119
WLNYO-2 | A | 19 | 182 | 51 | 182 | 54 | 182 | 20 | 182 | 53 | 182 | 20 | 158 | 51 | 130
WLNYO-3 | A | 30 | 300 | 75 | 300 | 75 | 300 | 30 | 300 | 77 | 300 | 30 | 240 | 78 | 240
WLNYO-4 | A | 32 | 330 | 88 | 330 | 88 | 330 | 33 | 330 | 93 | 330 | 34 | 240 | 90 | 240
WLNYW-1 | A | 19 | 182 | 51 | 182 | 54 | 182 | 20 | 182 | 53 | 182 | 20 | 158 | 51 | 130
WTMSO-1 | A | 22 | 200 | 58 | 200 | 62 | 200 | 23 | 200 | 61 | 200 | 23 | 140 | 60 | 140

## Feb 2025
Public
Mandatory Frequency Response Capabilities
MW Response Capability by BMU
|  | Primary Response (Max MWhrs) | [5 empty] | Secondary Response (Max Mwhrs) |  |  |  | High Frequency Response (Max MWhrs)
UNIT | Mode | 0.2Hz | Genset Deload (MW) | 0.5Hz | Genset Deload (MW) | 0.8Hz | Genset Deload (MW) | 0.2/0.2Hz | Genset Deload (MW) | 0.5/0.5Hz | Genset Deload (MW) | 0.2Hz | Genset Deload (MW) | 0.5Hz | Genset Deload (MW)
ABRBO-1 | A | 7 | 86 | 19 | 86 | 33 | 86 | 9 | 86 | 23 | 86 | 7 | 78 | 19 | 67
ARCHW-1 | A | 10 | 92 | 25 | 92 | 25 | 92 | 12 | 92 | 30 | 92 | 11 | 73 | 24 | 56
BAGE-1 | A | 30 | 255 | 70 | 255 | 90 | 255 | 35 | 255 | 90 | 255 | 28 | 220 | 70 | 185
BAGE-2 | A | 3 | 17 | 8 | 17 | 12 | 17 | 4 | 17 | 9 | 17 | 2 | 17 | 5 | 17
BEATO-1 | A | 13 | 126 | 35 | 126 | 37 | 126 | 14 | 126 | 36 | 126 | 13 | 112 | 35 | 91
BEATO-2 | A | 13 | 126 | 35 | 126 | 37 | 126 | 14 | 126 | 36 | 126 | 13 | 112 | 35 | 91
BEATO-3 | A | 17 | 168 | 47 | 168 | 49 | 168 | 18 | 168 | 48 | 168 | 18 | 149 | 48 | 119
BEATO-4 | A | 17 | 168 | 47 | 168 | 49 | 168 | 18 | 168 | 48 | 168 | 18 | 149 | 48 | 119
BEINW-1 | A | 9 | 93 | 24 | 93 | 33 | 93 | 8 | 93 | 25 | 93 | 9 | 74 | 20 | 74
BHLAW-1 | A | 7 | 98 | 16 | 98 | 19 | 98 | 10 | 98 | 26 | 98 | 8 | 87 | 18 | 78
BLLA-1 | A | 6 | 99 | 13 | 99 | 13 | 99 | 15 | 99 | 39 | 99 | 9 | 83 | 16 | 83
BLLA-2 | A | 3 | 47 | 8 | 47 | 12 | 47 | 4 | 47 | 11 | 47 | 4 | 37 | 10 | 31
BRBEO-1 | A | 20 | 258 | 50 | 258 | 50 | 258 | 22 | 258 | 63 | 258 | 17 | 194 | 46 | 194
BRDUW-1 | A | 6 | 58 | 17 | 58 | 17 | 58 | 7 | 58 | 17 | 58 | 6 | 36 | 17 | 36
BRGG-1 | A | 16 | 110 | 32 | 110 | 48 | 110 | 16 | 110 | 40 | 110 | 14 | 96 | 34 | 46
BURBW-1 | A | 0 | 90 | 0 | 90 | 0 | 90 | 0 | 0 | 0 | 0 | 0 | 90 | 0 | 90
CARR-1 | A | 35 | 269 | 58 | 269 | 58 | 269 | 35 | 325 | 88 | 325 | 34 | 269 | 56 | 269
CARR-2 | A | 35 | 269 | 58 | 269 | 58 | 269 | 35 | 325 | 88 | 325 | 34 | 269 | 56 | 269
CDCL-1 | A | 30 | 231 | 46 | 231 | 46 | 231 | 34 | 231 | 45 | 231 | 29 | 172 | 72 | 135
CLAC-1 | A | 3 | 28 | 8 | 28 | 13 | 28 | 3 | 36 | 9 | 36 | 3 | 28 | 8 | 28
CLDCW-1 | A | 14 | 14 | 34 | 113 | 36 | 113 | 13 | 113 | 35 | 113 | 13 | 99 | 34 | 78
CLDNW-1 | A | 13 | 108 | 33 | 108 | 35 | 108 | 13 | 108 | 35 | 108 | 12 | 95 | 33 | 74
CLDSW-1 | A | 16 | 129 | 40 | 129 | 43 | 129 | 16 | 129 | 42 | 129 | 16 | 113 | 41 | 88
CMSTW-1 | A | 4 | 35 | 10 | 35 | 16 | 35 | 4 | 35 | 11 | 35 | 4 | 31 | 10 | 25
CNQPS-1 | A | 22 | 170 | 55 | 170 | 55 | 170 | 28 | 170 | 70 | 170 | 26 | 120 | 60 | 105
CNQPS-2 | A | 22 | 170 | 55 | 170 | 55 | 170 | 28 | 170 | 70 | 170 | 22 | 120 | 55 | 105
CNQPS-3 | A | 22 | 170 | 55 | 170 | 55 | 170 | 28 | 170 | 70 | 170 | 22 | 120 | 55 | 105
CNQPS-4 | A | 22 | 170 | 55 | 170 | 55 | 170 | 28 | 170 | 70 | 170 | 28 | 105 | 55 | 105
CORB-1 | A | 10 | 130 | 30 | 130 | 50 | 130 | 28 | 130 | 60 | 130 | 15 | 95 | 40 | 60
COSO-1 | A | 20 | 380 | 40 | 380 | 50 | 380 | 60 | 380 | 140 | 380 | 17 | 304 | 40 | 304
COWE1 | A | 7 | 30 | 17 | 30 | 17 | 30 | 7 | 30 | 17 | 30 | 7 | 30 | 17 | 30
COWE2 | A | 7 | 30 | 17 | 30 | 17 | 30 | 7 | 30 | 17 | 30 | 7 | 30 | 17 | 30
CRUA-1 | A | 10 | 110 | 25 | 110 | 37 | 110 | 12 | 110 | 30 | 110 | 10 | 84 | 25 | 48
CRUA-2 | A | 10 | 110 | 25 | 110 | 37 | 110 | 12 | 110 | 30 | 110 | 10 | 84 | 25 | 48
CRUA-3 | A | 7 | 30 | 15 | 30 | 21 | 30 | 9 | 30 | 24 | 30 | 5 | 25 | 13 | 15
CRUA-4 | A | 7 | 30 | 15 | 30 | 21 | 30 | 9 | 30 | 24 | 30 | 5 | 25 | 13 | 15
CRYRW-2 | A | 15 | 138 | 38 | 138 | 40 | 138 | 15 | 138 | 40 | 138 | 13 | 109 | 40 | 63
CRYRW-3 | A | 1 | 14 | 3 | 14 | 4 | 14 | 1 | 14 | 4 | 14 | 1 | 10 | 3 | 10
DAMC-1 | A | 64 | 380 | 136 | 380 | 156 | 380 | 80 | 380 | 180 | 380 | 60 | 293 | 190 | 128
DDGNO-1 | A | 9 | 108 | 25 | 108 | 26 | 108 | 10 | 108 | 26 | 108 | 9 | 97 | 25 | 81
DDGNO-2 | A | 8 | 90 | 20 | 90 | 22 | 90 | 8 | 90 | 21 | 90 | 8 | 81 | 21 | 68
DDGNO-3 | A | 9 | 102 | 24 | 102 | 25 | 102 | 9 | 102 | 25 | 102 | 9 | 92 | 24 | 77
DDGNO-4 | A | 9 | 102 | 24 | 102 | 25 | 102 | 9 | 102 | 25 | 102 | 9 | 92 | 24 | 77
DEEPS-1 | A | 20 | 180 | 60 | 180 | 86 | 180 | 22 | 180 | 80 | 180 | 24 | 96 | 52 | 96
DIDCB5 | A | 40 | 330 | 104 | 330 | 125 | 330 | 55 | 330 | 140 | 330 | 40 | 185 | 105 | 185
DIDCB6 | A | 50 | 250 | 105 | 250 | 105 | 250 | 50 | 250 | 130 | 250 | 50 | 153 | 110 | 103
DINO-1 | A | 14 | 138 | 39 | 138 | 58 | 138 | 28 | 138 | 72 | 138 | 14 | 118 | 36 | 88
DINO-2 | A | 14 | 138 | 39 | 138 | 58 | 138 | 28 | 138 | 72 | 138 | 14 | 118 | 36 | 88
DINO-3 | A | 14 | 138 | 39 | 138 | 58 | 138 | 28 | 138 | 72 | 138 | 14 | 118 | 36 | 88
DINO-4 | A | 14 | 138 | 39 | 138 | 58 | 138 | 28 | 138 | 72 | 138 | 14 | 118 | 36 | 88
DINO-5 | A | 14 | 138 | 39 | 138 | 58 | 138 | 28 | 138 | 72 | 138 | 14 | 118 | 36 | 88
DINO-6 | A | 14 | 138 | 39 | 138 | 58 | 138 | 28 | 138 | 72 | 138 | 14 | 118 | 36 | 88
DRAXX-1 | A | 68 | 345 | 100 | 345 | 100 | 345 | 64 | 95 | 110 | 345 | 60 | 225 | 70 | 225
DRAXX-2 | A | 68 | 345 | 100 | 345 | 100 | 345 | 64 | 95 | 110 | 345 | 60 | 225 | 70 | 225
DRAXX-3 | A | 68 | 345 | 100 | 345 | 100 | 345 | 64 | 95 | 110 | 345 | 60 | 225 | 70 | 225
DRAXX-4 | A | 68 | 345 | 100 | 345 | 100 | 345 | 64 | 95 | 110 | 345 | 60 | 225 | 70 | 225
DRAXX-5 | A | 68 | 345 | 100 | 345 | 100 | 345 | 64 | 95 | 110 | 345 | 60 | 225 | 70 | 225
DRAXX-6 | A | 68 | 345 | 100 | 345 | 100 | 345 | 64 | 95 | 110 | 345 | 60 | 225 | 70 | 225
DRSLW-1 | A | 6 | 69 | 16 | 69 | 17 | 69 | 6 | 69 | 17 | 69 | 6 | 61 | 16 | 54
DUNGW-1 | A | 8 | 89 | 21 | 89 | 33 | 89 | 8 | 89 | 23 | 89 | 8 | 80 | 21 | 69
EAAO-1 | A | 18 | 182 | 48 | 182 | 52 | 182 | 19 | 182 | 50 | 182 | 18 | 164 | 48 | 134
EAAO-2 | A | 17 | 175 | 46 | 175 | 50 | 175 | 18 | 175 | 48 | 175 | 18 | 157 | 46 | 157
EECL-1 | A | 19 | 321 | 42 | 321 | 45 | 321 | 33 | 321 | 84 | 321 | 25 | 281 | 56 | 235
ERRO-1 | A | 2 | 21 | 3 | 21 | 5 | 21 | 2 | 21 | 5 | 21 | 2 | 19 | 4 | 15
ERRO-2 | A | 2 | 21 | 3 | 21 | 5 | 21 | 2 | 21 | 5 | 21 | 2 | 19 | 4 | 15
ERRO-3 | A | 2 | 21 | 3 | 21 | 4 | 21 | 2 | 21 | 5 | 21 | 2 | 19 | 4 | 15
FAARW-1 | A | 2 | 37 | 4 | 37 | 4 | 37 | 4 | 37 | 12 | 37 | 2 | 33 | 4 | 33
FAARW-2 | A | 2 | 37 | 4 | 37 | 4 | 37 | 4 | 37 | 12 | 37 | 2 | 33 | 4 | 33
FALGW-1 | A | 11 | 108 | 28 | 108 | 41 | 108 | 13 | 108 | 35 | 108 | 10 | 86 | 22 | 64
FASN-1 | A | 0 | 15 | 1 | 15 | 1 | 15 | 1 | 15 | 2 | 15 | 0 | 15 | 1 | 12
FASN2 | A | 0 | 15 | 1 | 15 | 1 | 15 | 1 | 15 | 2 | 15 | 0 | 15 | 1 | 12
FASN3 | A | 0 | 15 | 1 | 15 | 1 | 15 | 1 | 15 | 2 | 15 | 0 | 15 | 1 | 12
FAWN-1 | A | 10 | 52 | 25 | 52 | 40 | 52 | 13 | 52 | 32 | 52 | 11 | 37 | 27 | 27
FELL-1 | A | 9 | 63 | 21 | 63 | 22 | 63 | 10 | 63 | 24 | 63 | 9 | 63 | 22 | 63
FFES-1 | A | 10 | 35 | 27 | 35 | 30 | 35 | 9 | 35 | 22 | 35 | 4 | 27 | 6 | 27
FFES-2 | A | 10 | 35 | 27 | 35 | 30 | 35 | 9 | 35 | 22 | 35 | 4 | 27 | 6 | 27
FFES-3 | A | 10 | 35 | 27 | 35 | 30 | 35 | 9 | 35 | 22 | 35 | 4 | 27 | 6 | 27
FFES-4 | A | 10 | 35 | 27 | 35 | 30 | 35 | 9 | 35 | 22 | 35 | 4 | 27 | 6 | 27
FINL-1 | A | 0 | 14 | 1 | 14 | 1 | 14 | 1 | 14 | 2 | 14 | 0 | 14 | 1 | 11
FOYE-1 | A | 6 | 60 | 13 | 60 | 16 | 60 | 11 | 60 | 27 | 60 | 5 | 30 | 11 | 30
FOYE-2 | A | 6 | 60 | 13 | 60 | 16 | 60 | 11 | 60 | 27 | 60 | 5 | 30 | 11 | 30
GAOFO-1 | A | 4 | 87 | 9 | 87 | 9 | 87 | 4 | 87 | 9 | 87 | 4 | 57 | 9 | 57
GAOFO-2 | A | 4 | 87 | 9 | 87 | 9 | 87 | 4 | 87 | 9 | 87 | 4 | 57 | 9 | 57
GAOFO-3 | A | 4 | 87 | 9 | 87 | 9 | 87 | 4 | 87 | 9 | 87 | 4 | 57 | 9 | 57
GAOFO-4 | A | 4 | 87 | 9 | 87 | 9 | 87 | 4 | 87 | 9 | 87 | 4 | 57 | 9 | 57
GLNDO-1 | A | 6 | 80 | 12 | 45 | 17 | 45 | 12 | 45 | 25 | 45 | 8 | 65 | 18 | 45
GNFSW-1 | A | 11 | 100 | 30 | 100 | 30 | 100 | 12 | 100 | 31 | 100 | 12 | 70 | 30 | 70
GNFSW-2 | A | 7 | 64 | 18 | 64 | 18 | 64 | 8 | 64 | 18 | 64 | 6 | 49 | 15 | 49
GORDW-1 | A | 6 | 62 | 16 | 56 | 26 | 45 | 7 | 62 | 18 | 62 | 6 | 56 | 16 | 45
GRAI-6 | A | 24 | 320 | 58 | 320 | 58 | 320 | 35 | 320 | 88 | 320 | 28 | 270 | 60 | 230
GRAI-7 | A | 30 | 232 | 60 | 232 | 60 | 232 | 32 | 232 | 84 | 232 | 32 | 175 | 65 | 135
GRAI-8 | A | 26 | 232 | 58 | 232 | 58 | 232 | 32 | 232 | 84 | 232 | 32 | 175 | 65 | 135
GRGBW-1 | A | 17 | 167 | 45 | 167 | 48 | 167 | 18 | 167 | 48 | 167 | 17 | 150 | 46 | 122
GRGBW-2 | A | 18 | 167 | 48 | 167 | 51 | 167 | 19 | 167 | 50 | 167 | 18 | 147 | 48 | 117
GRGBW-3 | A | 17 | 166 | 45 | 166 | 48 | 166 | 18 | 166 | 48 | 166 | 17 | 149 | 46 | 121
GRIFW-1 | A | 8 | 94 | 22 | 94 | 23 | 94 | 8 | 94 | 22 | 94 | 8 | 85 | 22 | 72
GRIFW-2 | A | 8 | 94 | 22 | 94 | 23 | 94 | 8 | 94 | 22 | 94 | 8 | 85 | 22 | 72
GRMO-1 | A | 8 | 43 | 8 | 43 | 8 | 43 | 8 | 43 | 8 | 43 | 8 | 23 | 8 | 23
GYAR-1 | A | 17 | 176 | 42 | 176 | 66 | 176 | 24 | 176 | 60 | 176 | 17 | 176 | 42 | 176
GYMRO-15 | A | 6 | 145 | 15 | 145 | 15 | 145 | 6 | 145 | 15 | 145 | 6 | 44 | 15 | 44
GYMRO-17 | A | 6 | 145 | 15 | 145 | 15 | 145 | 6 | 145 | 15 | 145 | 6 | 44 | 15 | 44
GYMRO-26 | A | 6 | 145 | 15 | 145 | 15 | 145 | 6 | 145 | 15 | 145 | 6 | 44 | 15 | 44
GYMRO-28 | A | 6 | 145 | 15 | 145 | 15 | 145 | 6 | 145 | 15 | 145 | 6 | 44 | 15 | 44
HADHW-1 | A | 7 | 76 | 14 | 76 | 22 | 76 | 13 | 76 | 34 | 76 | 8 | 65 | 17 | 65
HMGTO-1 | A | 8 | 88 | 20 | 88 | 35 | 88 | 10 | 88 | 25 | 88 | 8 | 68 | 19 | 68
HMGTO-2 | A | 9 | 91 | 23 | 91 | 37 | 91 | 10 | 91 | 25 | 91 | 10 | 67 | 24 | 67
HOWAO-1 | A | 44 | 400 | 117 | 400 | 117 | 400 | 44 | 400 | 117 | 400 | 44 | 240 | 117 | 240
HOWAO-2 | A | 44 | 400 | 117 | 400 | 117 | 400 | 44 | 400 | 117 | 400 | 44 | 240 | 117 | 240
HOWAO-3 | A | 44 | 400 | 117 | 400 | 117 | 400 | 44 | 400 | 117 | 400 | 44 | 240 | 117 | 240
HRSTW-1 | A | 12 | 102 | 30 | 102 | 45 | 102 | 13 | 102 | 34 | 102 | 13 | 80 | 27 | 66
HUMR-1 | A | 60 | 533 | 150 | 533 | 200 | 533 | 80 | 533 | 200 | 533 | 62 | 419 | 155 | 251
INDQ-1 | A | 12 | 102 | 31 | 102 | 43 | 102 | 13 | 102 | 34 | 102 | 12 | 72 | 30 | 72
KEAD-2 | A | 41 | 566 | 102 | 566 | 108 | 566 | 57 | 566 | 124 | 566 | 41 | 458 | 99 | 458
KEAD-1 | A | 38 | 415 | 90 | 415 | 90 | 415 | 55 | 415 | 138 | 415 | 38 | 355 | 90 | 285
KILBW-1 | A | 3 | 56 | 8 | 56 | 13 | 56 | 5 | 56 | 14 | 56 | 4 | 53 | 9 | 47
KILLPG-1 | A | 19 | 180 | 29 | 145 | 29 | 145 | 34 | 145 | 36 | 180 | 20 | 107 | 41 | 107
KILLPG-2 | A | 20 | 190 | 30 | 151 | 30 | 151 | 26 | 190 | 35 | 151 | 21 | 114 | 50 | 114
KLYN-A-1 | A | 22 | 210 | 45 | 210 | 52 | 210 | 40 | 210 | 95 | 210 | 22 | 189 | 45 | 125
KPMRW-1 | A | 9 | 75 | 20 | 75 | 30 | 75 | 9 | 75 | 23 | 75 | 9 | 67 | 22 | 54
LAGA-1 | A | 55 | 500 | 123 | 500 | 140 | 500 | 52 | 500 | 130 | 500 | 53 | 475 | 130 | 475
LARYO-1 | A | 16 | 155 | 40 | 155 | 45 | 155 | 18 | 155 | 45 | 155 | 14 | 120 | 35 | 120
LARYO-2 | A | 16 | 158 | 40 | 158 | 45 | 158 | 18 | 158 | 45 | 158 | 14 | 120 | 35 | 120
LARYO-3 | A | 16 | 158 | 40 | 158 | 45 | 158 | 18 | 158 | 45 | 158 | 14 | 120 | 35 | 120
LARYO-4 | A | 16 | 158 | 40 | 158 | 45 | 158 | 18 | 158 | 45 | 158 | 14 | 120 | 35 | 120
LBAR-1G | A | 1 | 16 | 4 | 16 | 6 | 16 | 2 | 16 | 4 | 16 | 1 | 9 | 4 | 9
LBAR-1 | A | 39 | 360 | 88 | 360 | 88 | 360 | 55 | 360 | 145 | 360 | 41 | 270 | 90 | 270
LCLTW-1 | A | 7 | 69 | 18 | 69 | 20 | 69 | 7 | 69 | 19 | 69 | 8 | 49 | 20 | 49
LNCSO-1 | A | 12 | 130 | 30 | 130 | 32 | 130 | 12 | 130 | 32 | 130 | 10 | 100 | 26 | 100
LNCSO-2 | A | 13 | 140 | 34 | 140 | 36 | 140 | 14 | 140 | 36 | 140 | 12 | 125 | 32 | 125
MEDP-1 | A | 30 | 380 | 76 | 330 | 76 | 330 | 48 | 380 | 105 | 380 | 31 | 330 | 79 | 290
MILWW-1 | A | 6 | 32 | 8 | 54 | 13 | 54 | 5 | 54 | 14 | 54 | 3 | 43 | 8 | 43
MKHLW-1 | A | 4 | 42 | 10 | 42 | 12 | 42 | 5 | 42 | 13 | 42 | 5 | 37 | 12 | 30
MOYEW-1 | A | 6 | 53 | 11 | 53 | 15 | 53 | 6 | 53 | 15 | 53 | 6 | 38 | 15 | 38
MRWD-1 | A | 43 | 448 | 100 | 448 | 112 | 448 | 67 | 448 | 160 | 448 | 36 | 328 | 93 | 328
NANT-1 | A | 0 | 15 | 0 | 15 | 0 | 15 | 0 | 15 | 1 | 15 | 0 | 15 | 0 | 15
PEHE-1 | A | 42 | 420 | 72 | 420 | 72 | 420 | 83 | 420 | 117 | 420 | 35 | 350 | 84 | 260
PEHE-2 | A | 16 | 490 | 40 | 265 | 42 | 490 | 0 | 0 | 0 | 0 | 0 | 490 | 0 | 490
PEMB-11 | A | 38 | 113 | 63 | 276 | 63 | 276 | 33 | 276 | 90 | 276 | 35 | 241 | 64 | 210
PEMB-21 | A | 38 | 113 | 63 | 276 | 63 | 276 | 33 | 276 | 90 | 276 | 35 | 241 | 64 | 210
PEMB-31 | A | 38 | 113 | 63 | 276 | 63 | 276 | 33 | 276 | 90 | 276 | 35 | 241 | 64 | 210
PEMB-41 | A | 38 | 113 | 63 | 276 | 63 | 276 | 33 | 276 | 90 | 276 | 35 | 241 | 64 | 210
PEMB-51 | A | 38 | 113 | 63 | 276 | 63 | 276 | 33 | 276 | 90 | 276 | 35 | 241 | 64 | 210
PETEM1 | A | 20 | 180 | 46 | 180 | 52 | 180 | 24 | 180 | 58 | 180 | 20 | 150 | 50 | 100
PINFB-1 | A | 3 | 6 | 6 | 25 | 6 | 25 | 2 | 25 | 6 | 25 | 3 | 21 | 6 | 15
PINFB-2 | A | 3 | 6 | 6 | 25 | 6 | 25 | 2 | 25 | 6 | 25 | 3 | 21 | 6 | 15
PINFB-3 | A | 3 | 6 | 6 | 25 | 6 | 25 | 2 | 25 | 6 | 25 | 3 | 21 | 6 | 15
PINFB-4 | A | 3 | 6 | 6 | 25 | 6 | 25 | 2 | 25 | 6 | 25 | 3 | 21 | 6 | 15
PNYCW-1 | A | 25 | 228 | 67 | 228 | 72 | 228 | 26 | 228 | 70 | 228 | 25 | 203 | 63 | 161
RATS-1 | A | 50 | 270 | 90 | 270 | 90 | 270 | 36 | 270 | 50 | 270 | 42 | 105 | 75 | 155
RATS-2 | A | 40 | 270 | 90 | 270 | 100 | 270 | 36 | 270 | 50 | 270 | 40 | 195 | 75 | 195
RATS-3 | A | 40 | 270 | 90 | 270 | 100 | 270 | 36 | 270 | 50 | 270 | 40 | 195 | 75 | 195
RATS-4 | A | 40 | 270 | 95 | 270 | 100 | 270 | 36 | 270 | 50 | 270 | 40 | 195 | 75 | 195
RCBKO-1 | A | 31 | 279 | 81 | 279 | 81 | 279 | 31 | 279 | 81 | 279 | 31 | 84 | 81 | 84
RCBKO-2 | A | 32 | 286 | 83 | 286 | 83 | 286 | 32 | 286 | 83 | 286 | 32 | 86 | 83 | 86
RMPNO-1 | A | 18 | 180 | 45 | 180 | 72 | 180 | 20 | 180 | 50 | 180 | 18 | 130 | 47 | 130
RMPNO-2 | A | 18 | 180 | 45 | 180 | 72 | 180 | 20 | 180 | 50 | 180 | 18 | 130 | 47 | 130
ROCK-1 | A | 36 | 400 | 50 | 400 | 54 | 400 | 60 | 400 | 160 | 400 | 33 | 220 | 53 | 220
RYHPS-1 | A | 30 | 305 | 48 | 305 | 66 | 305 | 42 | 305 | 51 | 305 | 30 | 130 | 42 | 68
SCCL-1 | A | 35 | 180 | 70 | 180 | 70 | 180 | 40 | 180 | 95 | 180 | 40 | 100 | 100 | 50
SCCL-2 | A | 35 | 180 | 70 | 180 | 70 | 180 | 40 | 180 | 95 | 180 | 40 | 100 | 100 | 50
SCCL-3 | A | 35 | 180 | 70 | 180 | 70 | 180 | 40 | 180 | 95 | 180 | 40 | 100 | 100 | 50
SEAB-1 | A | 44 | 254 | 125 | 254 | 150 | 254 | 55 | 254 | 150 | 254 | 75 | 164 | 176 | 38
SEAB-2 | A | 31 | 138 | 76 | 138 | 86 | 138 | 32 | 138 | 82 | 138 | 37 | 73 | 90 | 43
SEEL-1 | A | 23 | 170 | 38 | 170 | 38 | 170 | 24 | 170 | 70 | 170 | 19 | 135 | 38 | 100
SHBA-1 | A | 33 | 420 | 79 | 420 | 91 | 420 | 59 | 420 | 150 | 420 | 37 | 336 | 95 | 252
SHBA-2 | A | 32 | 319 | 70 | 319 | 76 | 319 | 35 | 319 | 93 | 319 | 32 | 270 | 70 | 217
SHOS-1 | A | 20 | 260 | 41 | 260 | 48 | 260 | 31 | 260 | 82 | 260 | 24 | 185 | 53 | 185
SHRSW-1 | A | 16 | 157 | 44 | 157 | 46 | 157 | 17 | 157 | 46 | 157 | 16 | 141 | 43 | 113
SHRSW-2 | A | 16 | 157 | 44 | 157 | 46 | 157 | 17 | 157 | 46 | 157 | 16 | 141 | 43 | 113
SIZB-1 | A | 38 | 283 | 45 | 283 | 45 | 283 | 45 | 283 | 45 | 283 | 40 | 283 | 46 | 283
SIZB-2 | A | 38 | 283 | 45 | 283 | 45 | 283 | 45 | 283 | 45 | 283 | 40 | 283 | 46 | 283
SLOY-1 | A | 0 | 38 | 1 | 38 | 1 | 38 | 1 | 38 | 2 | 38 | 0 | 38 | 1 | 30
SLOY-2 | A | 0 | 38 | 1 | 38 | 1 | 38 | 1 | 38 | 2 | 38 | 0 | 38 | 1 | 30
SLOY-3 | A | 0 | 38 | 1 | 38 | 1 | 38 | 1 | 38 | 2 | 38 | 0 | 38 | 1 | 30
SLOY-4 | A | 0 | 28 | 1 | 28 | 1 | 28 | 1 | 28 | 2 | 28 | 0 | 28 | 1 | 22
SPLN-1 | A | 40 | 380 | 100 | 380 | 110 | 380 | 50 | 380 | 120 | 380 | 30 | 380 | 90 | 300
STAY-1 | A | 35 | 265 | 62 | 265 | 62 | 265 | 35 | 265 | 89 | 265 | 34 | 192 | 63 | 192
STAY-2 | A | 35 | 265 | 62 | 265 | 62 | 265 | 35 | 265 | 89 | 265 | 34 | 192 | 63 | 192
STAY-3 | A | 35 | 265 | 62 | 265 | 62 | 265 | 35 | 265 | 89 | 265 | 34 | 192 | 63 | 192
STAY-4 | A | 35 | 265 | 62 | 265 | 62 | 265 | 35 | 265 | 89 | 265 | 34 | 192 | 63 | 192
STLGW-1 | A | 6 | 66 | 16 | 66 | 26 | 66 | 6 | 66 | 16 | 66 | 6 | 55 | 14 | 33
STLGW-2 | A | 7 | 75 | 19 | 75 | 27 | 75 | 7 | 75 | 19 | 75 | 7 | 65 | 19 | 53
STLGW-3 | A | 6 | 66 | 17 | 66 | 26 | 66 | 6 | 66 | 17 | 66 | 7 | 56 | 17 | 48
STRNW-1 | A | 6 | 52 | 16 | 52 | 26 | 52 | 7 | 60 | 17 | 60 | 6 | 52 | 17 | 42
SUTB-1 | A | 36 | 380 | 104 | 380 | 148 | 380 | 52 | 380 | 132 | 380 | 47 | 250 | 107 | 250
SVRP-10 | A | 20 | 225 | 50 | 225 | 70 | 225 | 32 | 225 | 80 | 225 | 20 | 172 | 50 | 172
SVRP-20 | A | 20 | 225 | 50 | 225 | 70 | 225 | 32 | 225 | 80 | 225 | 20 | 172 | 50 | 172
TKNEW-1 | A | 34 | 370 | 80 | 370 | 160 | 370 | 37 | 370 | 101 | 370 | 35 | 279 | 82 | 222
TKNWW-1 | A | 38 | 370 | 103 | 370 | 166 | 370 | 35 | 370 | 97 | 370 | 39 | 280 | 89 | 222
TRLGW-1 | A | 2 | 16 | 4 | 16 | 7 | 16 | 2 | 16 | 5 | 16 | 2 | 12 | 4 | 9
TWSHW-1 | A | 3 | 35 | 9 | 35 | 15 | 35 | 3 | 35 | 9 | 35 | 3 | 28 | 9 | 22
USKM-13 | A | 6 | 49 | 15 | 49 | 17 | 49 | 8 | 49 | 19 | 49 | 7 | 36 | 8 | 36
USKM-14 | A | 6 | 49 | 15 | 49 | 17 | 49 | 8 | 49 | 19 | 49 | 7 | 36 | 8 | 36
USKM-15 | A | 6 | 49 | 15 | 49 | 17 | 49 | 8 | 49 | 19 | 49 | 7 | 36 | 8 | 36
WBUPS-1 | A | 30 | 113 | 48 | 153 | 48 | 153 | 32 | 113 | 50 | 113 | 40 | 153 | 65 | 113
WBUPS-2 | A | 30 | 133 | 48 | 173 | 48 | 173 | 32 | 133 | 50 | 133 | 40 | 173 | 65 | 133
WBUPS-3 | A | 30 | 133 | 48 | 173 | 48 | 173 | 32 | 133 | 50 | 133 | 40 | 173 | 65 | 133
WBUPS-4 | A | 30 | 113 | 48 | 153 | 48 | 153 | 32 | 113 | 50 | 113 | 40 | 153 | 65 | 113
WBURB-1 | A | 22 | 240 | 48 | 240 | 62 | 240 | 27 | 240 | 69 | 240 | 20 | 200 | 50 | 120
WBURB-2 | A | 25 | 255 | 52 | 255 | 62 | 255 | 26 | 255 | 67 | 255 | 22 | 215 | 52 | 135
WBURB-3 | A | 23 | 255 | 56 | 255 | 67 | 255 | 25 | 255 | 67 | 255 | 22 | 211 | 58 | 167
WDNSO-1 | A | 21 | 191 | 54 | 191 | 57 | 191 | 21 | 191 | 57 | 191 | 21 | 170 | 55 | 136
WDNSO-2 | A | 21 | 191 | 54 | 191 | 57 | 191 | 21 | 191 | 57 | 191 | 21 | 170 | 55 | 136
WHILW-1 | A | 31 | 322 | 84 | 322 | 90 | 322 | 33 | 322 | 90 | 322 | 32 | 255 | 86 | 210
WHILW-2 | A | 19 | 163 | 33 | 163 | 35 | 163 | 20 | 163 | 52 | 163 | 21 | 142 | 43 | 119
WLNYO-2 | A | 19 | 182 | 51 | 182 | 54 | 182 | 20 | 182 | 53 | 182 | 20 | 158 | 51 | 130
WLNYO-3 | A | 30 | 300 | 75 | 300 | 75 | 300 | 30 | 300 | 77 | 300 | 30 | 240 | 78 | 240
WLNYO-4 | A | 32 | 330 | 88 | 330 | 88 | 330 | 33 | 330 | 93 | 330 | 34 | 240 | 90 | 240
WLNYW-1 | A | 19 | 182 | 51 | 182 | 54 | 182 | 20 | 182 | 53 | 182 | 20 | 158 | 51 | 130
WTMSO-1 | A | 22 | 200 | 58 | 200 | 62 | 200 | 23 | 200 | 61 | 200 | 23 | 140 | 60 | 140

## Jan 2025
Public
Mandatory Frequency Response Capabilities
MW Response Capability by BMU
|  | Primary Response (Max MWhrs) | [5 empty] | Secondary Response (Max Mwhrs) |  |  |  | High Frequency Response (Max MWhrs)
UNIT | Mode | 0.2Hz | Genset Deload (MW) | 0.5Hz | Genset Deload (MW) | 0.8Hz | Genset Deload (MW) | 0.2/0.2Hz | Genset Deload (MW) | 0.5/0.5Hz | Genset Deload (MW) | 0.2Hz | Genset Deload (MW) | 0.5Hz | Genset Deload (MW)
ABRBO-1 | A | 7 | 86 | 19 | 86 | 33 | 86 | 9 | 86 | 23 | 86 | 7 | 78 | 19 | 67
ARCHW-1 | A | 10 | 92 | 25 | 92 | 25 | 92 | 12 | 92 | 30 | 92 | 11 | 73 | 24 | 56
BAGE-1 | A | 30 | 255 | 70 | 255 | 90 | 255 | 35 | 255 | 90 | 255 | 28 | 220 | 70 | 185
BAGE-2 | A | 3 | 17 | 8 | 17 | 12 | 17 | 4 | 17 | 9 | 17 | 2 | 17 | 5 | 17
BEATO-1 | A | 13 | 126 | 35 | 126 | 37 | 126 | 14 | 126 | 36 | 126 | 13 | 112 | 35 | 91
BEATO-2 | A | 13 | 126 | 35 | 126 | 37 | 126 | 14 | 126 | 36 | 126 | 13 | 112 | 35 | 91
BEATO-3 | A | 17 | 168 | 47 | 168 | 49 | 168 | 18 | 168 | 48 | 168 | 18 | 149 | 48 | 119
BEATO-4 | A | 17 | 168 | 47 | 168 | 49 | 168 | 18 | 168 | 48 | 168 | 18 | 149 | 48 | 119
BEINW-1 | A | 9 | 93 | 24 | 93 | 33 | 93 | 8 | 93 | 25 | 93 | 9 | 74 | 20 | 74
BHLAW-1 | A | 7 | 98 | 16 | 98 | 19 | 98 | 10 | 98 | 26 | 98 | 8 | 87 | 18 | 78
BLLA-1 | A | 6 | 99 | 13 | 99 | 13 | 99 | 15 | 99 | 39 | 99 | 9 | 83 | 16 | 83
BLLA-2 | A | 3 | 47 | 8 | 47 | 12 | 47 | 4 | 47 | 11 | 47 | 4 | 37 | 10 | 31
BRBEO-1 | A | 20 | 258 | 50 | 258 | 50 | 258 | 22 | 258 | 63 | 258 | 17 | 194 | 46 | 194
BRDUW-1 | A | 6 | 58 | 17 | 58 | 17 | 58 | 7 | 58 | 17 | 58 | 6 | 36 | 17 | 36
BRGG-1 | A | 16 | 110 | 32 | 110 | 48 | 110 | 16 | 110 | 40 | 110 | 14 | 96 | 34 | 46
BURBW-1 | A | 0 | 90 | 0 | 90 | 0 | 90 | 0 | 0 | 0 | 0 | 0 | 90 | 0 | 90
CARR-1 | A | 35 | 269 | 58 | 269 | 58 | 269 | 35 | 325 | 88 | 325 | 34 | 269 | 56 | 269
CARR-2 | A | 35 | 269 | 58 | 269 | 58 | 269 | 35 | 325 | 88 | 325 | 34 | 269 | 56 | 269
CDCL-1 | A | 30 | 231 | 46 | 231 | 46 | 231 | 34 | 231 | 45 | 231 | 29 | 172 | 72 | 135
CLAC-1 | A | 3 | 28 | 8 | 28 | 13 | 28 | 3 | 36 | 9 | 36 | 3 | 28 | 8 | 28
CLDCW-1 | A | 14 | 14 | 34 | 113 | 36 | 113 | 13 | 113 | 35 | 113 | 13 | 99 | 34 | 78
CLDNW-1 | A | 13 | 108 | 33 | 108 | 35 | 108 | 13 | 108 | 35 | 108 | 12 | 95 | 33 | 74
CLDSW-1 | A | 16 | 129 | 40 | 129 | 43 | 129 | 16 | 129 | 42 | 129 | 16 | 113 | 41 | 88
CMSTW-1 | A | 4 | 35 | 10 | 35 | 16 | 35 | 4 | 35 | 11 | 35 | 4 | 31 | 10 | 25
CNQPS-1 | A | 22 | 170 | 55 | 170 | 55 | 170 | 28 | 170 | 70 | 170 | 26 | 120 | 60 | 105
CNQPS-2 | A | 22 | 170 | 55 | 170 | 55 | 170 | 28 | 170 | 70 | 170 | 22 | 120 | 55 | 105
CNQPS-3 | A | 22 | 170 | 55 | 170 | 55 | 170 | 28 | 170 | 70 | 170 | 22 | 120 | 55 | 105
CNQPS-4 | A | 22 | 170 | 55 | 170 | 55 | 170 | 28 | 170 | 70 | 170 | 28 | 105 | 55 | 105
CORB-1 | A | 10 | 130 | 30 | 130 | 50 | 130 | 28 | 130 | 60 | 130 | 15 | 95 | 40 | 60
COSO-1 | A | 20 | 380 | 40 | 380 | 50 | 380 | 60 | 380 | 140 | 380 | 17 | 304 | 40 | 304
COWE1 | A | 7 | 30 | 17 | 30 | 17 | 30 | 7 | 30 | 17 | 30 | 7 | 30 | 17 | 30
COWE2 | A | 7 | 30 | 17 | 30 | 17 | 30 | 7 | 30 | 17 | 30 | 7 | 30 | 17 | 30
CRUA-1 | A | 10 | 110 | 25 | 110 | 37 | 110 | 12 | 110 | 30 | 110 | 10 | 84 | 25 | 48
CRUA-2 | A | 10 | 110 | 25 | 110 | 37 | 110 | 12 | 110 | 30 | 110 | 10 | 84 | 25 | 48
CRUA-3 | A | 7 | 30 | 15 | 30 | 21 | 30 | 9 | 30 | 24 | 30 | 5 | 25 | 13 | 15
CRUA-4 | A | 7 | 30 | 15 | 30 | 21 | 30 | 9 | 30 | 24 | 30 | 5 | 25 | 13 | 15
CRYRW-2 | A | 15 | 138 | 38 | 138 | 40 | 138 | 15 | 138 | 40 | 138 | 13 | 109 | 40 | 63
CRYRW-3 | A | 1 | 14 | 3 | 14 | 4 | 14 | 1 | 14 | 4 | 14 | 1 | 10 | 3 | 10
DAMC-1 | A | 64 | 380 | 136 | 380 | 156 | 380 | 80 | 380 | 180 | 380 | 60 | 293 | 190 | 128
DDGNO-1 | A | 9 | 108 | 25 | 108 | 26 | 108 | 10 | 108 | 26 | 108 | 9 | 97 | 25 | 81
DDGNO-2 | A | 8 | 90 | 20 | 90 | 22 | 90 | 8 | 90 | 21 | 90 | 8 | 81 | 21 | 68
DDGNO-3 | A | 9 | 102 | 24 | 102 | 25 | 102 | 9 | 102 | 25 | 102 | 9 | 92 | 24 | 77
DDGNO-4 | A | 9 | 102 | 24 | 102 | 25 | 102 | 9 | 102 | 25 | 102 | 9 | 92 | 24 | 77
DEEPS-1 | A | 20 | 180 | 60 | 180 | 86 | 180 | 22 | 180 | 80 | 180 | 24 | 96 | 52 | 96
DIDCB5 | A | 40 | 330 | 104 | 330 | 125 | 330 | 55 | 330 | 140 | 330 | 40 | 185 | 105 | 185
DIDCB6 | A | 50 | 250 | 105 | 250 | 105 | 250 | 50 | 250 | 130 | 250 | 50 | 153 | 110 | 103
DINO-1 | A | 14 | 138 | 39 | 138 | 58 | 138 | 28 | 138 | 72 | 138 | 14 | 118 | 36 | 88
DINO-2 | A | 14 | 138 | 39 | 138 | 58 | 138 | 28 | 138 | 72 | 138 | 14 | 118 | 36 | 88
DINO-3 | A | 14 | 138 | 39 | 138 | 58 | 138 | 28 | 138 | 72 | 138 | 14 | 118 | 36 | 88
DINO-4 | A | 14 | 138 | 39 | 138 | 58 | 138 | 28 | 138 | 72 | 138 | 14 | 118 | 36 | 88
DINO-5 | A | 14 | 138 | 39 | 138 | 58 | 138 | 28 | 138 | 72 | 138 | 14 | 118 | 36 | 88
DINO-6 | A | 14 | 138 | 39 | 138 | 58 | 138 | 28 | 138 | 72 | 138 | 14 | 118 | 36 | 88
DRAXX-1 | A | 68 | 345 | 100 | 345 | 100 | 345 | 64 | 95 | 110 | 345 | 60 | 225 | 70 | 225
DRAXX-2 | A | 68 | 345 | 100 | 345 | 100 | 345 | 64 | 95 | 110 | 345 | 60 | 225 | 70 | 225
DRAXX-3 | A | 68 | 345 | 100 | 345 | 100 | 345 | 64 | 95 | 110 | 345 | 60 | 225 | 70 | 225
DRAXX-4 | A | 68 | 345 | 100 | 345 | 100 | 345 | 64 | 95 | 110 | 345 | 60 | 225 | 70 | 225
DRAXX-5 | A | 68 | 345 | 100 | 345 | 100 | 345 | 64 | 95 | 110 | 345 | 60 | 225 | 70 | 225
DRAXX-6 | A | 68 | 345 | 100 | 345 | 100 | 345 | 64 | 95 | 110 | 345 | 60 | 225 | 70 | 225
DRSLW-1 | A | 6 | 69 | 16 | 69 | 17 | 69 | 6 | 69 | 17 | 69 | 6 | 61 | 16 | 54
DUNGW-1 | A | 8 | 89 | 21 | 89 | 33 | 89 | 8 | 89 | 23 | 89 | 8 | 80 | 21 | 69
EAAO-1 | A | 18 | 182 | 48 | 182 | 52 | 182 | 19 | 182 | 50 | 182 | 18 | 164 | 48 | 134
EAAO-2 | A | 17 | 175 | 46 | 175 | 50 | 175 | 18 | 175 | 48 | 175 | 18 | 157 | 46 | 157
EECL-1 | A | 19 | 321 | 42 | 321 | 45 | 321 | 33 | 321 | 84 | 321 | 25 | 281 | 56 | 235
ERRO-1 | A | 2 | 21 | 3 | 21 | 5 | 21 | 2 | 21 | 5 | 21 | 2 | 19 | 4 | 15
ERRO-2 | A | 2 | 21 | 3 | 21 | 5 | 21 | 2 | 21 | 5 | 21 | 2 | 19 | 4 | 15
ERRO-3 | A | 2 | 21 | 3 | 21 | 4 | 21 | 2 | 21 | 5 | 21 | 2 | 19 | 4 | 15
FAARW-1 | A | 2 | 37 | 4 | 37 | 4 | 37 | 4 | 37 | 12 | 37 | 2 | 33 | 4 | 33
FAARW-2 | A | 2 | 37 | 4 | 37 | 4 | 37 | 4 | 37 | 12 | 37 | 2 | 33 | 4 | 33
FALGW-1 | A | 11 | 108 | 28 | 108 | 41 | 108 | 13 | 108 | 35 | 108 | 10 | 86 | 22 | 64
FASN-1 | A | 0 | 15 | 1 | 15 | 1 | 15 | 1 | 15 | 2 | 15 | 0 | 15 | 1 | 12
FASN2 | A | 0 | 15 | 1 | 15 | 1 | 15 | 1 | 15 | 2 | 15 | 0 | 15 | 1 | 12
FASN3 | A | 0 | 15 | 1 | 15 | 1 | 15 | 1 | 15 | 2 | 15 | 0 | 15 | 1 | 12
FAWN-1 | A | 10 | 52 | 25 | 52 | 40 | 52 | 13 | 52 | 32 | 52 | 11 | 37 | 27 | 27
FELL-1 | A | 9 | 63 | 21 | 63 | 22 | 63 | 10 | 63 | 24 | 63 | 9 | 63 | 22 | 63
FFES-1 | A | 10 | 35 | 27 | 35 | 30 | 35 | 9 | 35 | 22 | 35 | 4 | 27 | 6 | 27
FFES-2 | A | 10 | 35 | 27 | 35 | 30 | 35 | 9 | 35 | 22 | 35 | 4 | 27 | 6 | 27
FFES-3 | A | 10 | 35 | 27 | 35 | 30 | 35 | 9 | 35 | 22 | 35 | 4 | 27 | 6 | 27
FFES-4 | A | 10 | 35 | 27 | 35 | 30 | 35 | 9 | 35 | 22 | 35 | 4 | 27 | 6 | 27
FINL-1 | A | 0 | 14 | 1 | 14 | 1 | 14 | 1 | 14 | 2 | 14 | 0 | 14 | 1 | 11
FOYE-1 | A | 6 | 60 | 13 | 60 | 16 | 60 | 11 | 60 | 27 | 60 | 5 | 30 | 11 | 30
FOYE-2 | A | 6 | 60 | 13 | 60 | 16 | 60 | 11 | 60 | 27 | 60 | 5 | 30 | 11 | 30
GAOFO-1 | A | 4 | 87 | 9 | 87 | 9 | 87 | 4 | 87 | 9 | 87 | 4 | 57 | 9 | 57
GAOFO-2 | A | 4 | 87 | 9 | 87 | 9 | 87 | 4 | 87 | 9 | 87 | 4 | 57 | 9 | 57
GAOFO-3 | A | 4 | 87 | 9 | 87 | 9 | 87 | 4 | 87 | 9 | 87 | 4 | 57 | 9 | 57
GAOFO-4 | A | 4 | 87 | 9 | 87 | 9 | 87 | 4 | 87 | 9 | 87 | 4 | 57 | 9 | 57
GLNDO-1 | A | 6 | 80 | 12 | 45 | 17 | 45 | 12 | 45 | 25 | 45 | 8 | 65 | 18 | 45
GNFSW-1 | A | 11 | 100 | 30 | 100 | 30 | 100 | 12 | 100 | 31 | 100 | 12 | 70 | 30 | 70
GNFSW-2 | A | 7 | 64 | 18 | 64 | 18 | 64 | 8 | 64 | 18 | 64 | 6 | 49 | 15 | 49
GORDW-1 | A | 6 | 62 | 16 | 56 | 26 | 45 | 7 | 62 | 18 | 62 | 6 | 56 | 16 | 45
GRAI-6 | A | 24 | 320 | 58 | 320 | 58 | 320 | 35 | 320 | 88 | 320 | 28 | 270 | 60 | 230
GRAI-7 | A | 30 | 232 | 60 | 232 | 60 | 232 | 32 | 232 | 84 | 232 | 32 | 175 | 65 | 135
GRAI-8 | A | 26 | 232 | 58 | 232 | 58 | 232 | 32 | 232 | 84 | 232 | 32 | 175 | 65 | 135
GRGBW-1 | A | 17 | 167 | 45 | 167 | 48 | 167 | 18 | 167 | 48 | 167 | 17 | 150 | 46 | 122
GRGBW-2 | A | 18 | 167 | 48 | 167 | 51 | 167 | 19 | 167 | 50 | 167 | 18 | 147 | 48 | 117
GRGBW-3 | A | 17 | 166 | 45 | 166 | 48 | 166 | 18 | 166 | 48 | 166 | 17 | 149 | 46 | 121
GRIFW-1 | A | 8 | 94 | 22 | 94 | 23 | 94 | 8 | 94 | 22 | 94 | 8 | 85 | 22 | 72
GRIFW-2 | A | 8 | 94 | 22 | 94 | 23 | 94 | 8 | 94 | 22 | 94 | 8 | 85 | 22 | 72
GRMO-1 | A | 8 | 43 | 8 | 43 | 8 | 43 | 8 | 43 | 8 | 43 | 8 | 23 | 8 | 23
GYAR-1 | A | 17 | 176 | 42 | 176 | 66 | 176 | 24 | 176 | 60 | 176 | 17 | 176 | 42 | 176
GYMRO-15 | A | 6 | 145 | 15 | 145 | 15 | 145 | 6 | 145 | 15 | 145 | 6 | 44 | 15 | 44
GYMRO-17 | A | 6 | 145 | 15 | 145 | 15 | 145 | 6 | 145 | 15 | 145 | 6 | 44 | 15 | 44
GYMRO-26 | A | 6 | 145 | 15 | 145 | 15 | 145 | 6 | 145 | 15 | 145 | 6 | 44 | 15 | 44
GYMRO-28 | A | 6 | 145 | 15 | 145 | 15 | 145 | 6 | 145 | 15 | 145 | 6 | 44 | 15 | 44
HADHW-1 | A | 7 | 76 | 14 | 76 | 22 | 76 | 13 | 76 | 34 | 76 | 8 | 65 | 17 | 65
HMGTO-1 | A | 8 | 88 | 20 | 88 | 35 | 88 | 10 | 88 | 25 | 88 | 8 | 68 | 19 | 68
HMGTO-2 | A | 9 | 91 | 23 | 91 | 37 | 91 | 10 | 91 | 25 | 91 | 10 | 67 | 24 | 67
HOWAO-1 | A | 44 | 400 | 117 | 400 | 117 | 400 | 44 | 400 | 117 | 400 | 44 | 240 | 117 | 240
HOWAO-2 | A | 44 | 400 | 117 | 400 | 117 | 400 | 44 | 400 | 117 | 400 | 44 | 240 | 117 | 240
HOWAO-3 | A | 44 | 400 | 117 | 400 | 117 | 400 | 44 | 400 | 117 | 400 | 44 | 240 | 117 | 240
HRSTW-1 | A | 12 | 102 | 30 | 102 | 45 | 102 | 13 | 102 | 34 | 102 | 13 | 80 | 27 | 66
HUMR-1 | A | 60 | 533 | 150 | 533 | 200 | 533 | 80 | 533 | 200 | 533 | 62 | 419 | 155 | 251
INDQ-1 | A | 12 | 102 | 31 | 102 | 43 | 102 | 13 | 102 | 34 | 102 | 12 | 72 | 30 | 72
KEAD-2 | A | 41 | 566 | 102 | 566 | 108 | 566 | 57 | 566 | 124 | 566 | 41 | 458 | 99 | 458
KEAD-1 | A | 38 | 415 | 90 | 415 | 90 | 415 | 55 | 415 | 138 | 415 | 38 | 355 | 90 | 285
KILBW-1 | A | 3 | 56 | 8 | 56 | 13 | 56 | 5 | 56 | 14 | 56 | 4 | 53 | 9 | 47
KILLPG-1 | A | 19 | 180 | 29 | 145 | 29 | 145 | 34 | 145 | 36 | 180 | 20 | 107 | 41 | 107
KILLPG-2 | A | 20 | 190 | 30 | 151 | 30 | 151 | 26 | 190 | 35 | 151 | 21 | 114 | 50 | 114
KLYN-A-1 | A | 22 | 210 | 45 | 210 | 52 | 210 | 40 | 210 | 95 | 210 | 22 | 189 | 45 | 125
KPMRW-1 | A | 9 | 75 | 20 | 75 | 30 | 75 | 9 | 75 | 23 | 75 | 9 | 67 | 22 | 54
LAGA-1 | A | 55 | 500 | 123 | 500 | 140 | 500 | 52 | 500 | 130 | 500 | 53 | 475 | 130 | 475
LARYO-1 | A | 16 | 155 | 40 | 155 | 45 | 155 | 18 | 155 | 45 | 155 | 14 | 120 | 35 | 120
LARYO-2 | A | 16 | 158 | 40 | 158 | 45 | 158 | 18 | 158 | 45 | 158 | 14 | 120 | 35 | 120
LARYO-3 | A | 16 | 158 | 40 | 158 | 45 | 158 | 18 | 158 | 45 | 158 | 14 | 120 | 35 | 120
LARYO-4 | A | 16 | 158 | 40 | 158 | 45 | 158 | 18 | 158 | 45 | 158 | 14 | 120 | 35 | 120
LBAR-1G | A | 1 | 16 | 4 | 16 | 6 | 16 | 2 | 16 | 4 | 16 | 1 | 9 | 4 | 9
LBAR-1 | A | 39 | 360 | 88 | 360 | 88 | 360 | 55 | 360 | 145 | 360 | 41 | 270 | 90 | 270
LCLTW-1 | A | 7 | 69 | 18 | 69 | 20 | 69 | 7 | 69 | 19 | 69 | 8 | 49 | 20 | 49
LNCSO-1 | A | 12 | 130 | 30 | 130 | 32 | 130 | 12 | 130 | 32 | 130 | 10 | 100 | 26 | 100
LNCSO-2 | A | 13 | 140 | 34 | 140 | 36 | 140 | 14 | 140 | 36 | 140 | 12 | 125 | 32 | 125
MEDP-1 | A | 30 | 380 | 76 | 330 | 76 | 330 | 48 | 380 | 105 | 380 | 31 | 330 | 79 | 290
MILWW-1 | A | 6 | 32 | 8 | 54 | 13 | 54 | 5 | 54 | 14 | 54 | 3 | 43 | 8 | 43
MKHLW-1 | A | 4 | 42 | 10 | 42 | 12 | 42 | 5 | 42 | 13 | 42 | 5 | 37 | 12 | 30
MOYEW-1 | A | 6 | 53 | 11 | 53 | 15 | 53 | 6 | 53 | 15 | 53 | 6 | 38 | 15 | 38
MRWD-1 | A | 43 | 448 | 100 | 448 | 112 | 448 | 67 | 448 | 160 | 448 | 36 | 328 | 93 | 328
NANT-1 | A | 0 | 15 | 0 | 15 | 0 | 15 | 0 | 15 | 1 | 15 | 0 | 15 | 0 | 15
PEHE-1 | A | 42 | 420 | 72 | 420 | 72 | 420 | 83 | 420 | 117 | 420 | 35 | 350 | 84 | 260
PEHE-2 | A | 16 | 490 | 40 | 265 | 42 | 490 | 0 | 0 | 0 | 0 | 0 | 490 | 0 | 490
PEMB-11 | A | 38 | 113 | 63 | 276 | 63 | 276 | 33 | 276 | 90 | 276 | 35 | 241 | 64 | 210
PEMB-21 | A | 38 | 113 | 63 | 276 | 63 | 276 | 33 | 276 | 90 | 276 | 35 | 241 | 64 | 210
PEMB-31 | A | 38 | 113 | 63 | 276 | 63 | 276 | 33 | 276 | 90 | 276 | 35 | 241 | 64 | 210
PEMB-41 | A | 38 | 113 | 63 | 276 | 63 | 276 | 33 | 276 | 90 | 276 | 35 | 241 | 64 | 210
PEMB-51 | A | 38 | 113 | 63 | 276 | 63 | 276 | 33 | 276 | 90 | 276 | 35 | 241 | 64 | 210
PETEM1 | A | 20 | 180 | 46 | 180 | 52 | 180 | 24 | 180 | 58 | 180 | 20 | 150 | 50 | 100
PINFB-1 | A | 3 | 6 | 6 | 25 | 6 | 25 | 2 | 25 | 6 | 25 | 3 | 21 | 6 | 15
PINFB-2 | A | 3 | 6 | 6 | 25 | 6 | 25 | 2 | 25 | 6 | 25 | 3 | 21 | 6 | 15
PINFB-3 | A | 3 | 6 | 6 | 25 | 6 | 25 | 2 | 25 | 6 | 25 | 3 | 21 | 6 | 15
PINFB-4 | A | 3 | 6 | 6 | 25 | 6 | 25 | 2 | 25 | 6 | 25 | 3 | 21 | 6 | 15
PNYCW-1 | A | 25 | 228 | 67 | 228 | 72 | 228 | 26 | 228 | 70 | 228 | 25 | 203 | 63 | 161
RATS-1 | A | 50 | 270 | 90 | 270 | 90 | 270 | 36 | 270 | 50 | 270 | 42 | 105 | 75 | 155
RATS-2 | A | 40 | 270 | 90 | 270 | 100 | 270 | 36 | 270 | 50 | 270 | 40 | 195 | 75 | 195
RATS-3 | A | 40 | 270 | 90 | 270 | 100 | 270 | 36 | 270 | 50 | 270 | 40 | 195 | 75 | 195
RATS-4 | A | 40 | 270 | 95 | 270 | 100 | 270 | 36 | 270 | 50 | 270 | 40 | 195 | 75 | 195
RCBKO-1 | A | 31 | 279 | 81 | 279 | 81 | 279 | 31 | 279 | 81 | 279 | 31 | 84 | 81 | 84
RCBKO-2 | A | 32 | 286 | 83 | 286 | 83 | 286 | 32 | 286 | 83 | 286 | 32 | 86 | 83 | 86
RMPNO-1 | A | 18 | 180 | 45 | 180 | 72 | 180 | 20 | 180 | 50 | 180 | 18 | 130 | 47 | 130
RMPNO-2 | A | 18 | 180 | 45 | 180 | 72 | 180 | 20 | 180 | 50 | 180 | 18 | 130 | 47 | 130
ROCK-1 | A | 36 | 400 | 50 | 400 | 54 | 400 | 60 | 400 | 160 | 400 | 33 | 220 | 53 | 220
RYHPS-1 | A | 30 | 305 | 48 | 305 | 66 | 305 | 42 | 305 | 51 | 305 | 30 | 130 | 42 | 68
SCCL-1 | A | 35 | 180 | 70 | 180 | 70 | 180 | 40 | 180 | 95 | 180 | 40 | 100 | 100 | 50
SCCL-2 | A | 35 | 180 | 70 | 180 | 70 | 180 | 40 | 180 | 95 | 180 | 40 | 100 | 100 | 50
SCCL-3 | A | 35 | 180 | 70 | 180 | 70 | 180 | 40 | 180 | 95 | 180 | 40 | 100 | 100 | 50
SEAB-1 | A | 44 | 254 | 125 | 254 | 150 | 254 | 55 | 254 | 150 | 254 | 75 | 164 | 176 | 38
SEAB-2 | A | 31 | 138 | 76 | 138 | 86 | 138 | 32 | 138 | 82 | 138 | 37 | 73 | 90 | 43
SEEL-1 | A | 23 | 170 | 38 | 170 | 38 | 170 | 24 | 170 | 70 | 170 | 19 | 135 | 38 | 100
SHBA-1 | A | 33 | 420 | 79 | 420 | 91 | 420 | 59 | 420 | 150 | 420 | 37 | 336 | 95 | 252
SHBA-2 | A | 32 | 319 | 70 | 319 | 76 | 319 | 35 | 319 | 93 | 319 | 32 | 270 | 70 | 217
SHOS-1 | A | 20 | 260 | 41 | 260 | 48 | 260 | 31 | 260 | 82 | 260 | 24 | 185 | 53 | 185
SHRSW-1 | A | 16 | 157 | 44 | 157 | 46 | 157 | 17 | 157 | 46 | 157 | 16 | 141 | 43 | 113
SHRSW-2 | A | 16 | 157 | 44 | 157 | 46 | 157 | 17 | 157 | 46 | 157 | 16 | 141 | 43 | 113
SIZB-1 | A | 38 | 283 | 45 | 283 | 45 | 283 | 45 | 283 | 45 | 283 | 40 | 283 | 46 | 283
SIZB-2 | A | 38 | 283 | 45 | 283 | 45 | 283 | 45 | 283 | 45 | 283 | 40 | 283 | 46 | 283
SLOY-1 | A | 0 | 38 | 1 | 38 | 1 | 38 | 1 | 38 | 2 | 38 | 0 | 38 | 1 | 30
SLOY-2 | A | 0 | 38 | 1 | 38 | 1 | 38 | 1 | 38 | 2 | 38 | 0 | 38 | 1 | 30
SLOY-3 | A | 0 | 38 | 1 | 38 | 1 | 38 | 1 | 38 | 2 | 38 | 0 | 38 | 1 | 30
SLOY-4 | A | 0 | 28 | 1 | 28 | 1 | 28 | 1 | 28 | 2 | 28 | 0 | 28 | 1 | 22
SPLN-1 | A | 40 | 380 | 100 | 380 | 110 | 380 | 50 | 380 | 120 | 380 | 30 | 380 | 90 | 300
STAY-1 | A | 35 | 265 | 62 | 265 | 62 | 265 | 35 | 265 | 89 | 265 | 34 | 192 | 63 | 192
STAY-2 | A | 35 | 265 | 62 | 265 | 62 | 265 | 35 | 265 | 89 | 265 | 34 | 192 | 63 | 192
STAY-3 | A | 35 | 265 | 62 | 265 | 62 | 265 | 35 | 265 | 89 | 265 | 34 | 192 | 63 | 192
STAY-4 | A | 35 | 265 | 62 | 265 | 62 | 265 | 35 | 265 | 89 | 265 | 34 | 192 | 63 | 192
STLGW-1 | A | 6 | 66 | 16 | 66 | 26 | 66 | 6 | 66 | 16 | 66 | 6 | 55 | 14 | 33
STLGW-2 | A | 7 | 75 | 19 | 75 | 27 | 75 | 7 | 75 | 19 | 75 | 7 | 65 | 19 | 53
STLGW-3 | A | 6 | 66 | 17 | 66 | 26 | 66 | 6 | 66 | 17 | 66 | 7 | 56 | 17 | 48
STRNW-1 | A | 6 | 52 | 16 | 52 | 26 | 52 | 7 | 60 | 17 | 60 | 6 | 52 | 17 | 42
SUTB-1 | A | 36 | 380 | 104 | 380 | 148 | 380 | 52 | 380 | 132 | 380 | 47 | 250 | 107 | 250
SVRP-10 | A | 20 | 225 | 50 | 225 | 70 | 225 | 32 | 225 | 80 | 225 | 20 | 172 | 50 | 172
SVRP-20 | A | 20 | 225 | 50 | 225 | 70 | 225 | 32 | 225 | 80 | 225 | 20 | 172 | 50 | 172
TKNEW-1 | A | 34 | 370 | 80 | 370 | 160 | 370 | 37 | 370 | 101 | 370 | 35 | 279 | 82 | 222
TKNWW-1 | A | 38 | 370 | 103 | 370 | 166 | 370 | 35 | 370 | 97 | 370 | 39 | 280 | 89 | 222
TRLGW-1 | A | 2 | 16 | 4 | 16 | 7 | 16 | 2 | 16 | 5 | 16 | 2 | 12 | 4 | 9
TWSHW-1 | A | 3 | 35 | 9 | 35 | 15 | 35 | 3 | 35 | 9 | 35 | 3 | 28 | 9 | 22
USKM-13 | A | 6 | 49 | 15 | 49 | 17 | 49 | 8 | 49 | 19 | 49 | 7 | 36 | 8 | 36
USKM-14 | A | 6 | 49 | 15 | 49 | 17 | 49 | 8 | 49 | 19 | 49 | 7 | 36 | 8 | 36
USKM-15 | A | 6 | 49 | 15 | 49 | 17 | 49 | 8 | 49 | 19 | 49 | 7 | 36 | 8 | 36
WBUPS-1 | A | 30 | 113 | 48 | 153 | 48 | 153 | 32 | 113 | 50 | 113 | 40 | 153 | 65 | 113
WBUPS-2 | A | 30 | 133 | 48 | 173 | 48 | 173 | 32 | 133 | 50 | 133 | 40 | 173 | 65 | 133
WBUPS-3 | A | 30 | 133 | 48 | 173 | 48 | 173 | 32 | 133 | 50 | 133 | 40 | 173 | 65 | 133
WBUPS-4 | A | 30 | 113 | 48 | 153 | 48 | 153 | 32 | 113 | 50 | 113 | 40 | 153 | 65 | 113
WBURB-1 | A | 22 | 240 | 48 | 240 | 62 | 240 | 27 | 240 | 69 | 240 | 20 | 200 | 50 | 120
WBURB-2 | A | 25 | 255 | 52 | 255 | 62 | 255 | 26 | 255 | 67 | 255 | 22 | 215 | 52 | 135
WBURB-3 | A | 23 | 255 | 56 | 255 | 67 | 255 | 25 | 255 | 67 | 255 | 22 | 211 | 58 | 167
WDNSO-1 | A | 21 | 191 | 54 | 191 | 57 | 191 | 21 | 191 | 57 | 191 | 21 | 170 | 55 | 136
WDNSO-2 | A | 21 | 191 | 54 | 191 | 57 | 191 | 21 | 191 | 57 | 191 | 21 | 170 | 55 | 136
WHILW-1 | A | 31 | 322 | 84 | 322 | 90 | 322 | 33 | 322 | 90 | 322 | 32 | 255 | 86 | 210
WHILW-2 | A | 19 | 163 | 33 | 163 | 35 | 163 | 20 | 163 | 52 | 163 | 21 | 142 | 43 | 119
WLNYO-2 | A | 19 | 182 | 51 | 182 | 54 | 182 | 20 | 182 | 53 | 182 | 20 | 158 | 51 | 130
WLNYO-3 | A | 30 | 300 | 75 | 300 | 75 | 300 | 30 | 300 | 77 | 300 | 30 | 240 | 78 | 240
WLNYO-4 | A | 32 | 330 | 88 | 330 | 88 | 330 | 33 | 330 | 93 | 330 | 34 | 240 | 90 | 240
WLNYW-1 | A | 19 | 182 | 51 | 182 | 54 | 182 | 20 | 182 | 53 | 182 | 20 | 158 | 51 | 130
WTMSO-1 | A | 22 | 200 | 58 | 200 | 62 | 200 | 23 | 200 | 61 | 200 | 23 | 140 | 60 | 140

## Dec 2024
Public
Mandatory Frequency Response Capabilities
MW Response Capability by BMU
|  | Primary Response (Max MWhrs) | [5 empty] | Secondary Response (Max Mwhrs) |  |  |  | High Frequency Response (Max MWhrs)
UNIT | Mode | 0.2Hz | Genset Deload (MW) | 0.5Hz | Genset Deload (MW) | 0.8Hz | Genset Deload (MW) | 0.2/0.2Hz | Genset Deload (MW) | 0.5/0.5Hz | Genset Deload (MW) | 0.2Hz | Genset Deload (MW) | 0.5Hz | Genset Deload (MW)
ABRBO-1 | A | 7 | 86 | 19 | 86 | 33 | 86 | 9 | 86 | 23 | 86 | 7 | 78 | 19 | 67
ARCHW-1 | A | 10 | 92 | 25 | 92 | 25 | 92 | 12 | 92 | 30 | 92 | 11 | 73 | 24 | 56
BAGE-1 | A | 30 | 255 | 70 | 255 | 90 | 255 | 35 | 255 | 90 | 255 | 28 | 220 | 70 | 185
BAGE-2 | A | 3 | 17 | 8 | 17 | 12 | 17 | 4 | 17 | 9 | 17 | 2 | 17 | 5 | 17
BEATO-1 | A | 13 | 126 | 35 | 126 | 37 | 126 | 14 | 126 | 36 | 126 | 13 | 112 | 35 | 91
BEATO-2 | A | 13 | 126 | 35 | 126 | 37 | 126 | 14 | 126 | 36 | 126 | 13 | 112 | 35 | 91
BEATO-3 | A | 17 | 168 | 47 | 168 | 49 | 168 | 18 | 168 | 48 | 168 | 18 | 149 | 48 | 119
BEATO-4 | A | 17 | 168 | 47 | 168 | 49 | 168 | 18 | 168 | 48 | 168 | 18 | 149 | 48 | 119
BEINW-1 | A | 9 | 93 | 24 | 93 | 33 | 93 | 8 | 93 | 25 | 93 | 9 | 74 | 20 | 74
BHLAW-1 | A | 7 | 98 | 16 | 98 | 19 | 98 | 10 | 98 | 26 | 98 | 8 | 87 | 18 | 78
BLLA-1 | A | 6 | 99 | 13 | 99 | 13 | 99 | 15 | 99 | 39 | 99 | 9 | 83 | 16 | 83
BLLA-2 | A | 3 | 47 | 8 | 47 | 12 | 47 | 4 | 47 | 11 | 47 | 4 | 37 | 10 | 31
BRBEO-1 | A | 20 | 258 | 50 | 258 | 50 | 258 | 22 | 258 | 63 | 258 | 17 | 194 | 46 | 194
BRDUW-1 | A | 6 | 58 | 17 | 58 | 17 | 58 | 7 | 58 | 17 | 58 | 6 | 36 | 17 | 36
BRGG-1 | A | 16 | 110 | 32 | 110 | 48 | 110 | 16 | 110 | 40 | 110 | 14 | 96 | 34 | 46
BURBW-1 | A | 0 | 90 | 0 | 90 | 0 | 90 | 0 | 0 | 0 | 0 | 0 | 90 | 0 | 90
CARR-1 | A | 35 | 269 | 58 | 269 | 58 | 269 | 35 | 325 | 88 | 325 | 34 | 269 | 56 | 269
CARR-2 | A | 35 | 269 | 58 | 269 | 58 | 269 | 35 | 325 | 88 | 325 | 34 | 269 | 56 | 269
CDCL-1 | A | 30 | 231 | 46 | 231 | 46 | 231 | 34 | 231 | 45 | 231 | 29 | 172 | 72 | 135
CLAC-1 | A | 3 | 28 | 8 | 28 | 13 | 28 | 3 | 36 | 9 | 36 | 3 | 28 | 8 | 28
CLDCW-1 | A | 14 | 14 | 34 | 113 | 36 | 113 | 13 | 113 | 35 | 113 | 13 | 99 | 34 | 78
CLDNW-1 | A | 13 | 108 | 33 | 108 | 35 | 108 | 13 | 108 | 35 | 108 | 12 | 95 | 33 | 74
CLDSW-1 | A | 16 | 129 | 40 | 129 | 43 | 129 | 16 | 129 | 42 | 129 | 16 | 113 | 41 | 88
CMSTW-1 | A | 4 | 35 | 10 | 35 | 16 | 35 | 4 | 35 | 11 | 35 | 4 | 31 | 10 | 25
CNQPS-1 | A | 22 | 170 | 55 | 170 | 55 | 170 | 28 | 170 | 70 | 170 | 26 | 120 | 60 | 105
CNQPS-2 | A | 22 | 170 | 55 | 170 | 55 | 170 | 28 | 170 | 70 | 170 | 22 | 120 | 55 | 105
CNQPS-3 | A | 22 | 170 | 55 | 170 | 55 | 170 | 28 | 170 | 70 | 170 | 22 | 120 | 55 | 105
CNQPS-4 | A | 22 | 170 | 55 | 170 | 55 | 170 | 28 | 170 | 70 | 170 | 28 | 105 | 55 | 105
CORB-1 | A | 10 | 130 | 30 | 130 | 50 | 130 | 28 | 130 | 60 | 130 | 15 | 95 | 40 | 60
COSO-1 | A | 20 | 380 | 40 | 380 | 50 | 380 | 60 | 380 | 140 | 380 | 17 | 304 | 40 | 304
COWE1 | A | 7 | 30 | 17 | 30 | 17 | 30 | 7 | 30 | 17 | 30 | 7 | 30 | 17 | 30
COWE2 | A | 7 | 30 | 17 | 30 | 17 | 30 | 7 | 30 | 17 | 30 | 7 | 30 | 17 | 30
CRUA-1 | A | 10 | 110 | 25 | 110 | 37 | 110 | 12 | 110 | 30 | 110 | 10 | 84 | 25 | 48
CRUA-2 | A | 10 | 110 | 25 | 110 | 37 | 110 | 12 | 110 | 30 | 110 | 10 | 84 | 25 | 48
CRUA-3 | A | 7 | 30 | 15 | 30 | 21 | 30 | 9 | 30 | 24 | 30 | 5 | 25 | 13 | 15
CRUA-4 | A | 7 | 30 | 15 | 30 | 21 | 30 | 9 | 30 | 24 | 30 | 5 | 25 | 13 | 15
CRYRW-2 | A | 15 | 138 | 38 | 138 | 40 | 138 | 15 | 138 | 40 | 138 | 13 | 109 | 40 | 63
CRYRW-3 | A | 1 | 14 | 3 | 14 | 4 | 14 | 1 | 14 | 4 | 14 | 1 | 10 | 3 | 10
DAMC-1 | A | 64 | 380 | 136 | 380 | 156 | 380 | 80 | 380 | 180 | 380 | 60 | 293 | 190 | 128
DDGNO-1 | A | 9 | 108 | 25 | 108 | 26 | 108 | 10 | 108 | 26 | 108 | 9 | 97 | 25 | 81
DDGNO-2 | A | 8 | 90 | 20 | 90 | 22 | 90 | 8 | 90 | 21 | 90 | 8 | 81 | 21 | 68
DDGNO-3 | A | 9 | 102 | 24 | 102 | 25 | 102 | 9 | 102 | 25 | 102 | 9 | 92 | 24 | 77
DDGNO-4 | A | 9 | 102 | 24 | 102 | 25 | 102 | 9 | 102 | 25 | 102 | 9 | 92 | 24 | 77
DEEPS-1 | A | 20 | 180 | 60 | 180 | 86 | 180 | 22 | 180 | 80 | 180 | 24 | 96 | 52 | 96
DIDCB5 | A | 40 | 330 | 104 | 330 | 125 | 330 | 55 | 330 | 140 | 330 | 40 | 185 | 105 | 185
DIDCB6 | A | 50 | 250 | 105 | 250 | 105 | 250 | 50 | 250 | 130 | 250 | 50 | 153 | 110 | 103
DINO-1 | A | 14 | 138 | 39 | 138 | 58 | 138 | 28 | 138 | 72 | 138 | 14 | 118 | 36 | 88
DINO-2 | A | 14 | 138 | 39 | 138 | 58 | 138 | 28 | 138 | 72 | 138 | 14 | 118 | 36 | 88
DINO-3 | A | 14 | 138 | 39 | 138 | 58 | 138 | 28 | 138 | 72 | 138 | 14 | 118 | 36 | 88
DINO-4 | A | 14 | 138 | 39 | 138 | 58 | 138 | 28 | 138 | 72 | 138 | 14 | 118 | 36 | 88
DINO-5 | A | 14 | 138 | 39 | 138 | 58 | 138 | 28 | 138 | 72 | 138 | 14 | 118 | 36 | 88
DINO-6 | A | 14 | 138 | 39 | 138 | 58 | 138 | 28 | 138 | 72 | 138 | 14 | 118 | 36 | 88
DRAXX-1 | A | 68 | 345 | 100 | 345 | 100 | 345 | 64 | 95 | 110 | 345 | 60 | 225 | 70 | 225
DRAXX-2 | A | 68 | 345 | 100 | 345 | 100 | 345 | 64 | 95 | 110 | 345 | 60 | 225 | 70 | 225
DRAXX-3 | A | 68 | 345 | 100 | 345 | 100 | 345 | 64 | 95 | 110 | 345 | 60 | 225 | 70 | 225
DRAXX-4 | A | 68 | 345 | 100 | 345 | 100 | 345 | 64 | 95 | 110 | 345 | 60 | 225 | 70 | 225
DRAXX-5 | A | 68 | 345 | 100 | 345 | 100 | 345 | 64 | 95 | 110 | 345 | 60 | 225 | 70 | 225
DRAXX-6 | A | 68 | 345 | 100 | 345 | 100 | 345 | 64 | 95 | 110 | 345 | 60 | 225 | 70 | 225
DRSLW-1 | A | 6 | 69 | 16 | 69 | 17 | 69 | 6 | 69 | 17 | 69 | 6 | 61 | 16 | 54
DUNGW-1 | A | 8 | 89 | 21 | 89 | 33 | 89 | 8 | 89 | 23 | 89 | 8 | 80 | 21 | 69
EAAO-1 | A | 18 | 182 | 48 | 182 | 52 | 182 | 19 | 182 | 50 | 182 | 18 | 164 | 48 | 134
EAAO-2 | A | 17 | 175 | 46 | 175 | 50 | 175 | 18 | 175 | 48 | 175 | 18 | 157 | 46 | 157
EECL-1 | A | 19 | 321 | 42 | 321 | 45 | 321 | 33 | 321 | 84 | 321 | 25 | 281 | 56 | 235
ERRO-1 | A | 2 | 21 | 3 | 21 | 5 | 21 | 2 | 21 | 5 | 21 | 2 | 19 | 4 | 15
ERRO-2 | A | 2 | 21 | 3 | 21 | 5 | 21 | 2 | 21 | 5 | 21 | 2 | 19 | 4 | 15
ERRO-3 | A | 2 | 21 | 3 | 21 | 4 | 21 | 2 | 21 | 5 | 21 | 2 | 19 | 4 | 15
FAARW-1 | A | 2 | 37 | 4 | 37 | 4 | 37 | 4 | 37 | 12 | 37 | 2 | 33 | 4 | 33
FAARW-2 | A | 2 | 37 | 4 | 37 | 4 | 37 | 4 | 37 | 12 | 37 | 2 | 33 | 4 | 33
FALGW-1 | A | 11 | 108 | 28 | 108 | 41 | 108 | 13 | 108 | 35 | 108 | 10 | 86 | 22 | 64
FASN-1 | A | 0 | 15 | 1 | 15 | 1 | 15 | 1 | 15 | 2 | 15 | 0 | 15 | 1 | 12
FASN2 | A | 0 | 15 | 1 | 15 | 1 | 15 | 1 | 15 | 2 | 15 | 0 | 15 | 1 | 12
FASN3 | A | 0 | 15 | 1 | 15 | 1 | 15 | 1 | 15 | 2 | 15 | 0 | 15 | 1 | 12
FAWN-1 | A | 10 | 52 | 25 | 52 | 40 | 52 | 13 | 52 | 32 | 52 | 11 | 37 | 27 | 27
FELL-1 | A | 9 | 63 | 21 | 63 | 22 | 63 | 10 | 63 | 24 | 63 | 9 | 63 | 22 | 63
FFES-1 | A | 10 | 35 | 27 | 35 | 30 | 35 | 9 | 35 | 22 | 35 | 4 | 27 | 6 | 27
FFES-2 | A | 10 | 35 | 27 | 35 | 30 | 35 | 9 | 35 | 22 | 35 | 4 | 27 | 6 | 27
FFES-3 | A | 10 | 35 | 27 | 35 | 30 | 35 | 9 | 35 | 22 | 35 | 4 | 27 | 6 | 27
FFES-4 | A | 10 | 35 | 27 | 35 | 30 | 35 | 9 | 35 | 22 | 35 | 4 | 27 | 6 | 27
FINL-1 | A | 0 | 14 | 1 | 14 | 1 | 14 | 1 | 14 | 2 | 14 | 0 | 14 | 1 | 11
FOYE-1 | A | 6 | 60 | 13 | 60 | 16 | 60 | 11 | 60 | 27 | 60 | 5 | 30 | 11 | 30
FOYE-2 | A | 6 | 60 | 13 | 60 | 16 | 60 | 11 | 60 | 27 | 60 | 5 | 30 | 11 | 30
GAOFO-1 | A | 4 | 87 | 9 | 87 | 9 | 87 | 4 | 87 | 9 | 87 | 4 | 57 | 9 | 57
GAOFO-2 | A | 4 | 87 | 9 | 87 | 9 | 87 | 4 | 87 | 9 | 87 | 4 | 57 | 9 | 57
GAOFO-3 | A | 4 | 87 | 9 | 87 | 9 | 87 | 4 | 87 | 9 | 87 | 4 | 57 | 9 | 57
GAOFO-4 | A | 4 | 87 | 9 | 87 | 9 | 87 | 4 | 87 | 9 | 87 | 4 | 57 | 9 | 57
GLNDO-1 | A | 6 | 80 | 12 | 45 | 17 | 45 | 12 | 45 | 25 | 45 | 8 | 65 | 18 | 45
GNFSW-1 | A | 11 | 100 | 30 | 100 | 30 | 100 | 12 | 100 | 31 | 100 | 12 | 70 | 30 | 70
GNFSW-2 | A | 7 | 64 | 18 | 64 | 18 | 64 | 8 | 64 | 18 | 64 | 6 | 49 | 15 | 49
GORDW-1 | A | 6 | 62 | 16 | 56 | 26 | 45 | 7 | 62 | 18 | 62 | 6 | 56 | 16 | 45
GRAI-6 | A | 24 | 320 | 58 | 320 | 58 | 320 | 35 | 320 | 88 | 320 | 28 | 270 | 60 | 230
GRAI-7 | A | 30 | 232 | 60 | 232 | 60 | 232 | 32 | 232 | 84 | 232 | 32 | 175 | 65 | 135
GRAI-8 | A | 26 | 232 | 58 | 232 | 58 | 232 | 32 | 232 | 84 | 232 | 32 | 175 | 65 | 135
GRGBW-1 | A | 17 | 167 | 45 | 167 | 48 | 167 | 18 | 167 | 48 | 167 | 17 | 150 | 46 | 122
GRGBW-2 | A | 18 | 167 | 48 | 167 | 51 | 167 | 19 | 167 | 50 | 167 | 18 | 147 | 48 | 117
GRGBW-3 | A | 17 | 166 | 45 | 166 | 48 | 166 | 18 | 166 | 48 | 166 | 17 | 149 | 46 | 121
GRIFW-1 | A | 8 | 94 | 22 | 94 | 23 | 94 | 8 | 94 | 22 | 94 | 8 | 85 | 22 | 72
GRIFW-2 | A | 8 | 94 | 22 | 94 | 23 | 94 | 8 | 94 | 22 | 94 | 8 | 85 | 22 | 72
GRMO-1 | A | 8 | 43 | 8 | 43 | 8 | 43 | 8 | 43 | 8 | 43 | 8 | 23 | 8 | 23
GYAR-1 | A | 17 | 176 | 42 | 176 | 66 | 176 | 24 | 176 | 60 | 176 | 17 | 176 | 42 | 176
GYMRO-15 | A | 6 | 145 | 15 | 145 | 15 | 145 | 6 | 145 | 15 | 145 | 6 | 44 | 15 | 44
GYMRO-17 | A | 6 | 145 | 15 | 145 | 15 | 145 | 6 | 145 | 15 | 145 | 6 | 44 | 15 | 44
GYMRO-26 | A | 6 | 145 | 15 | 145 | 15 | 145 | 6 | 145 | 15 | 145 | 6 | 44 | 15 | 44
GYMRO-28 | A | 6 | 145 | 15 | 145 | 15 | 145 | 6 | 145 | 15 | 145 | 6 | 44 | 15 | 44
HADHW-1 | A | 7 | 76 | 14 | 76 | 22 | 76 | 13 | 76 | 34 | 76 | 8 | 65 | 17 | 65
HMGTO-1 | A | 8 | 88 | 20 | 88 | 35 | 88 | 10 | 88 | 25 | 88 | 8 | 68 | 19 | 68
HMGTO-2 | A | 9 | 91 | 23 | 91 | 37 | 91 | 10 | 91 | 25 | 91 | 10 | 67 | 24 | 67
HOWAO-1 | A | 44 | 400 | 117 | 400 | 117 | 400 | 44 | 400 | 117 | 400 | 44 | 240 | 117 | 240
HOWAO-2 | A | 44 | 400 | 117 | 400 | 117 | 400 | 44 | 400 | 117 | 400 | 44 | 240 | 117 | 240
HOWAO-3 | A | 44 | 400 | 117 | 400 | 117 | 400 | 44 | 400 | 117 | 400 | 44 | 240 | 117 | 240
HRSTW-1 | A | 12 | 102 | 30 | 102 | 45 | 102 | 13 | 102 | 34 | 102 | 13 | 80 | 27 | 66
HUMR-1 | A | 60 | 533 | 150 | 533 | 200 | 533 | 80 | 533 | 200 | 533 | 62 | 419 | 155 | 251
INDQ-1 | A | 12 | 102 | 31 | 102 | 43 | 102 | 13 | 102 | 34 | 102 | 12 | 72 | 30 | 72
KEAD-2 | A | 41 | 566 | 102 | 566 | 108 | 566 | 57 | 566 | 124 | 566 | 41 | 458 | 99 | 458
KEAD-1 | A | 38 | 415 | 90 | 415 | 90 | 415 | 55 | 415 | 138 | 415 | 38 | 355 | 90 | 285
KILBW-1 | A | 3 | 56 | 8 | 56 | 13 | 56 | 5 | 56 | 14 | 56 | 4 | 53 | 9 | 47
KILLPG-1 | A | 19 | 180 | 29 | 145 | 29 | 145 | 34 | 145 | 36 | 180 | 20 | 107 | 41 | 107
KILLPG-2 | A | 20 | 190 | 30 | 151 | 30 | 151 | 26 | 190 | 35 | 151 | 21 | 114 | 50 | 114
KLYN-A-1 | A | 22 | 210 | 45 | 210 | 52 | 210 | 40 | 210 | 95 | 210 | 22 | 189 | 45 | 125
KPMRW-1 | A | 9 | 75 | 20 | 75 | 30 | 75 | 9 | 75 | 23 | 75 | 9 | 67 | 22 | 54
LAGA-1 | A | 55 | 500 | 123 | 500 | 140 | 500 | 52 | 500 | 130 | 500 | 53 | 475 | 130 | 475
LARYO-1 | A | 16 | 155 | 40 | 155 | 45 | 155 | 18 | 155 | 45 | 155 | 14 | 120 | 35 | 120
LARYO-2 | A | 16 | 158 | 40 | 158 | 45 | 158 | 18 | 158 | 45 | 158 | 14 | 120 | 35 | 120
LARYO-3 | A | 16 | 158 | 40 | 158 | 45 | 158 | 18 | 158 | 45 | 158 | 14 | 120 | 35 | 120
LARYO-4 | A | 16 | 158 | 40 | 158 | 45 | 158 | 18 | 158 | 45 | 158 | 14 | 120 | 35 | 120
LBAR-1G | A | 1 | 16 | 4 | 16 | 6 | 16 | 2 | 16 | 4 | 16 | 1 | 9 | 4 | 9
LBAR-1 | A | 39 | 360 | 88 | 360 | 88 | 360 | 55 | 360 | 145 | 360 | 41 | 270 | 90 | 270
LCLTW-1 | A | 7 | 69 | 18 | 69 | 20 | 69 | 7 | 69 | 19 | 69 | 8 | 49 | 20 | 49
LNCSO-1 | A | 12 | 130 | 30 | 130 | 32 | 130 | 12 | 130 | 32 | 130 | 10 | 100 | 26 | 100
LNCSO-2 | A | 13 | 140 | 34 | 140 | 36 | 140 | 14 | 140 | 36 | 140 | 12 | 125 | 32 | 125
MEDP-1 | A | 30 | 380 | 76 | 330 | 76 | 330 | 48 | 380 | 105 | 380 | 31 | 330 | 79 | 290
MILWW-1 | A | 6 | 32 | 8 | 54 | 13 | 54 | 5 | 54 | 14 | 54 | 3 | 43 | 8 | 43
MKHLW-1 | A | 4 | 42 | 10 | 42 | 12 | 42 | 5 | 42 | 13 | 42 | 5 | 37 | 12 | 30
MRWD-1 | A | 43 | 448 | 100 | 448 | 112 | 448 | 67 | 448 | 160 | 448 | 36 | 328 | 93 | 328
NANT-1 | A | 0 | 15 | 0 | 15 | 0 | 15 | 0 | 15 | 1 | 15 | 0 | 15 | 0 | 15
PEHE-1 | A | 42 | 420 | 72 | 420 | 72 | 420 | 83 | 420 | 117 | 420 | 35 | 350 | 84 | 260
PEHE-2 | A | 16 | 490 | 40 | 265 | 42 | 490 | 0 | 0 | 0 | 0 | 0 | 490 | 0 | 490
PEMB-11 | A | 38 | 113 | 63 | 276 | 63 | 276 | 33 | 276 | 90 | 276 | 35 | 241 | 64 | 210
PEMB-21 | A | 38 | 113 | 63 | 276 | 63 | 276 | 33 | 276 | 90 | 276 | 35 | 241 | 64 | 210
PEMB-31 | A | 38 | 113 | 63 | 276 | 63 | 276 | 33 | 276 | 90 | 276 | 35 | 241 | 64 | 210
PEMB-41 | A | 38 | 113 | 63 | 276 | 63 | 276 | 33 | 276 | 90 | 276 | 35 | 241 | 64 | 210
PEMB-51 | A | 38 | 113 | 63 | 276 | 63 | 276 | 33 | 276 | 90 | 276 | 35 | 241 | 64 | 210
PETEM1 | A | 20 | 180 | 46 | 180 | 52 | 180 | 24 | 180 | 58 | 180 | 20 | 150 | 50 | 100
PINFB-1 | A | 3 | 6 | 6 | 25 | 6 | 25 | 2 | 25 | 6 | 25 | 3 | 21 | 6 | 15
PINFB-2 | A | 3 | 6 | 6 | 25 | 6 | 25 | 2 | 25 | 6 | 25 | 3 | 21 | 6 | 15
PINFB-3 | A | 3 | 6 | 6 | 25 | 6 | 25 | 2 | 25 | 6 | 25 | 3 | 21 | 6 | 15
PINFB-4 | A | 3 | 6 | 6 | 25 | 6 | 25 | 2 | 25 | 6 | 25 | 3 | 21 | 6 | 15
PNYCW-1 | A | 25 | 228 | 67 | 228 | 72 | 228 | 26 | 228 | 70 | 228 | 25 | 203 | 63 | 161
RATS-1 | A | 50 | 270 | 90 | 270 | 90 | 270 | 36 | 270 | 50 | 270 | 42 | 105 | 75 | 155
RATS-2 | A | 40 | 270 | 90 | 270 | 100 | 270 | 36 | 270 | 50 | 270 | 40 | 195 | 75 | 195
RATS-3 | A | 40 | 270 | 90 | 270 | 100 | 270 | 36 | 270 | 50 | 270 | 40 | 195 | 75 | 195
RATS-4 | A | 40 | 270 | 95 | 270 | 100 | 270 | 36 | 270 | 50 | 270 | 40 | 195 | 75 | 195
RCBKO-1 | A | 31 | 279 | 81 | 279 | 81 | 279 | 31 | 279 | 81 | 279 | 31 | 84 | 81 | 84
RCBKO-2 | A | 32 | 286 | 83 | 286 | 83 | 286 | 32 | 286 | 83 | 286 | 32 | 86 | 83 | 86
RMPNO-1 | A | 18 | 180 | 45 | 180 | 72 | 180 | 20 | 180 | 50 | 180 | 18 | 130 | 47 | 130
RMPNO-2 | A | 18 | 180 | 45 | 180 | 72 | 180 | 20 | 180 | 50 | 180 | 18 | 130 | 47 | 130
ROCK-1 | A | 36 | 400 | 50 | 400 | 54 | 400 | 60 | 400 | 160 | 400 | 33 | 220 | 53 | 220
RYHPS-1 | A | 30 | 305 | 48 | 305 | 66 | 305 | 42 | 305 | 51 | 305 | 30 | 130 | 42 | 68
SCCL-1 | A | 35 | 180 | 70 | 180 | 70 | 180 | 40 | 180 | 95 | 180 | 40 | 100 | 100 | 50
SCCL-2 | A | 35 | 180 | 70 | 180 | 70 | 180 | 40 | 180 | 95 | 180 | 40 | 100 | 100 | 50
SCCL-3 | A | 35 | 180 | 70 | 180 | 70 | 180 | 40 | 180 | 95 | 180 | 40 | 100 | 100 | 50
SEAB-1 | A | 44 | 254 | 125 | 254 | 150 | 254 | 55 | 254 | 150 | 254 | 75 | 164 | 176 | 38
SEAB-2 | A | 31 | 138 | 76 | 138 | 86 | 138 | 32 | 138 | 82 | 138 | 37 | 73 | 90 | 43
SEEL-1 | A | 23 | 170 | 38 | 170 | 38 | 170 | 24 | 170 | 70 | 170 | 19 | 135 | 38 | 100
SHBA-1 | A | 33 | 420 | 79 | 420 | 91 | 420 | 59 | 420 | 150 | 420 | 37 | 336 | 95 | 252
SHBA-2 | A | 32 | 319 | 70 | 319 | 76 | 319 | 35 | 319 | 93 | 319 | 32 | 270 | 70 | 217
SHOS-1 | A | 20 | 260 | 41 | 260 | 48 | 260 | 31 | 260 | 82 | 260 | 24 | 185 | 53 | 185
SHRSW-1 | A | 16 | 157 | 44 | 157 | 46 | 157 | 17 | 157 | 46 | 157 | 16 | 141 | 43 | 113
SHRSW-2 | A | 16 | 157 | 44 | 157 | 46 | 157 | 17 | 157 | 46 | 157 | 16 | 141 | 43 | 113
SIZB-1 | A | 38 | 283 | 45 | 283 | 45 | 283 | 45 | 283 | 45 | 283 | 40 | 283 | 46 | 283
SIZB-2 | A | 38 | 283 | 45 | 283 | 45 | 283 | 45 | 283 | 45 | 283 | 40 | 283 | 46 | 283
SLOY-1 | A | 0 | 38 | 1 | 38 | 1 | 38 | 1 | 38 | 2 | 38 | 0 | 38 | 1 | 30
SLOY-2 | A | 0 | 38 | 1 | 38 | 1 | 38 | 1 | 38 | 2 | 38 | 0 | 38 | 1 | 30
SLOY-3 | A | 0 | 38 | 1 | 38 | 1 | 38 | 1 | 38 | 2 | 38 | 0 | 38 | 1 | 30
SLOY-4 | A | 0 | 28 | 1 | 28 | 1 | 28 | 1 | 28 | 2 | 28 | 0 | 28 | 1 | 22
SPLN-1 | A | 40 | 380 | 100 | 380 | 110 | 380 | 50 | 380 | 120 | 380 | 30 | 380 | 90 | 300
STAY-1 | A | 35 | 265 | 62 | 265 | 62 | 265 | 35 | 265 | 89 | 265 | 34 | 192 | 63 | 192
STAY-2 | A | 35 | 265 | 62 | 265 | 62 | 265 | 35 | 265 | 89 | 265 | 34 | 192 | 63 | 192
STAY-3 | A | 35 | 265 | 62 | 265 | 62 | 265 | 35 | 265 | 89 | 265 | 34 | 192 | 63 | 192
STAY-4 | A | 35 | 265 | 62 | 265 | 62 | 265 | 35 | 265 | 89 | 265 | 34 | 192 | 63 | 192
STLGW-1 | A | 6 | 66 | 16 | 66 | 26 | 66 | 6 | 66 | 16 | 66 | 6 | 55 | 14 | 33
STLGW-2 | A | 7 | 75 | 19 | 75 | 27 | 75 | 7 | 75 | 19 | 75 | 7 | 65 | 19 | 53
STLGW-3 | A | 6 | 66 | 17 | 66 | 26 | 66 | 6 | 66 | 17 | 66 | 7 | 56 | 17 | 48
STRNW-1 | A | 6 | 52 | 16 | 52 | 26 | 52 | 7 | 60 | 17 | 60 | 6 | 52 | 17 | 42
SUTB-1 | A | 36 | 380 | 104 | 380 | 148 | 380 | 52 | 380 | 132 | 380 | 47 | 250 | 107 | 250
SVRP-10 | A | 20 | 225 | 50 | 225 | 70 | 225 | 32 | 225 | 80 | 225 | 20 | 172 | 50 | 172
SVRP-20 | A | 20 | 225 | 50 | 225 | 70 | 225 | 32 | 225 | 80 | 225 | 20 | 172 | 50 | 172
TKNEW-1 | A | 34 | 370 | 80 | 370 | 160 | 370 | 37 | 370 | 101 | 370 | 35 | 279 | 82 | 222
TKNWW-1 | A | 38 | 370 | 103 | 370 | 166 | 370 | 35 | 370 | 97 | 370 | 39 | 280 | 89 | 222
TRLGW-1 | A | 2 | 16 | 4 | 16 | 7 | 16 | 2 | 16 | 5 | 16 | 2 | 12 | 4 | 9
TWSHW-1 | A | 3 | 35 | 9 | 35 | 15 | 35 | 3 | 35 | 9 | 35 | 3 | 28 | 9 | 22
USKM-13 | A | 6 | 49 | 15 | 49 | 17 | 49 | 8 | 49 | 19 | 49 | 7 | 36 | 8 | 36
USKM-14 | A | 6 | 49 | 15 | 49 | 17 | 49 | 8 | 49 | 19 | 49 | 7 | 36 | 8 | 36
USKM-15 | A | 6 | 49 | 15 | 49 | 17 | 49 | 8 | 49 | 19 | 49 | 7 | 36 | 8 | 36
WBUPS-1 | A | 30 | 113 | 48 | 153 | 48 | 153 | 32 | 113 | 50 | 113 | 40 | 153 | 65 | 113
WBUPS-2 | A | 30 | 133 | 48 | 173 | 48 | 173 | 32 | 133 | 50 | 133 | 40 | 173 | 65 | 133
WBUPS-3 | A | 30 | 133 | 48 | 173 | 48 | 173 | 32 | 133 | 50 | 133 | 40 | 173 | 65 | 133
WBUPS-4 | A | 30 | 113 | 48 | 153 | 48 | 153 | 32 | 113 | 50 | 113 | 40 | 153 | 65 | 113
WBURB-1 | A | 22 | 240 | 48 | 240 | 62 | 240 | 27 | 240 | 69 | 240 | 20 | 200 | 50 | 120
WBURB-2 | A | 25 | 255 | 52 | 255 | 62 | 255 | 26 | 255 | 67 | 255 | 22 | 215 | 52 | 135
WBURB-3 | A | 23 | 255 | 56 | 255 | 67 | 255 | 25 | 255 | 67 | 255 | 22 | 211 | 58 | 167
WDNSO-1 | A | 21 | 191 | 54 | 191 | 57 | 191 | 21 | 191 | 57 | 191 | 21 | 170 | 55 | 136
WDNSO-2 | A | 21 | 191 | 54 | 191 | 57 | 191 | 21 | 191 | 57 | 191 | 21 | 170 | 55 | 136
WHILW-1 | A | 31 | 322 | 84 | 322 | 90 | 322 | 33 | 322 | 90 | 322 | 32 | 255 | 86 | 210
WHILW-2 | A | 19 | 163 | 33 | 163 | 35 | 163 | 20 | 163 | 52 | 163 | 21 | 142 | 43 | 119
WLNYO-2 | A | 19 | 182 | 51 | 182 | 54 | 182 | 20 | 182 | 53 | 182 | 20 | 158 | 51 | 130
WLNYO-3 | A | 30 | 300 | 75 | 300 | 75 | 300 | 30 | 300 | 77 | 300 | 30 | 240 | 78 | 240
WLNYO-4 | A | 32 | 330 | 88 | 330 | 88 | 330 | 33 | 330 | 93 | 330 | 34 | 240 | 90 | 240
WLNYW-1 | A | 19 | 182 | 51 | 182 | 54 | 182 | 20 | 182 | 53 | 182 | 20 | 158 | 51 | 130
WTMSO-1 | A | 22 | 200 | 58 | 200 | 62 | 200 | 23 | 200 | 61 | 200 | 23 | 140 | 60 | 140

## Nov 2024
Public
Mandatory Frequency Response Capabilities
MW Response Capability by BMU
|  | Primary Response (Max MWhrs) | [5 empty] | Secondary Response (Max Mwhrs) |  |  |  | High Frequency Response (Max MWhrs)
UNIT | Mode | 0.2Hz | Genset Deload (MW) | 0.5Hz | Genset Deload (MW) | 0.8Hz | Genset Deload (MW) | 0.2/0.2Hz | Genset Deload (MW) | 0.5/0.5Hz | Genset Deload (MW) | 0.2Hz | Genset Deload (MW) | 0.5Hz | Genset Deload (MW)
ABRBO-1 | A | 7 | 86 | 19 | 86 | 33 | 86 | 9 | 86 | 23 | 86 | 7 | 78 | 19 | 67
ARCHW-1 | A | 10 | 92 | 25 | 92 | 25 | 92 | 12 | 92 | 30 | 92 | 11 | 73 | 24 | 56
BAGE-1 | A | 30 | 255 | 70 | 255 | 90 | 255 | 35 | 255 | 90 | 255 | 28 | 220 | 70 | 185
BAGE-2 | A | 3 | 17 | 8 | 17 | 12 | 17 | 4 | 17 | 9 | 17 | 2 | 17 | 5 | 17
BEATO-1 | A | 13 | 126 | 35 | 126 | 37 | 126 | 14 | 126 | 36 | 126 | 13 | 112 | 35 | 91
BEATO-2 | A | 13 | 126 | 35 | 126 | 37 | 126 | 14 | 126 | 36 | 126 | 13 | 112 | 35 | 91
BEATO-3 | A | 17 | 168 | 47 | 168 | 49 | 168 | 18 | 168 | 48 | 168 | 18 | 149 | 48 | 119
BEATO-4 | A | 17 | 168 | 47 | 168 | 49 | 168 | 18 | 168 | 48 | 168 | 18 | 149 | 48 | 119
BEINW-1 | A | 9 | 93 | 24 | 93 | 33 | 93 | 8 | 93 | 25 | 93 | 9 | 74 | 20 | 74
BHLAW-1 | A | 7 | 98 | 16 | 98 | 19 | 98 | 10 | 98 | 26 | 98 | 8 | 87 | 18 | 78
BLLA-1 | A | 6 | 99 | 13 | 99 | 13 | 99 | 15 | 99 | 39 | 99 | 9 | 83 | 16 | 83
BLLA-2 | A | 3 | 47 | 8 | 47 | 12 | 47 | 4 | 47 | 11 | 47 | 4 | 37 | 10 | 31
BRBEO-1 | A | 20 | 258 | 50 | 258 | 50 | 258 | 22 | 258 | 63 | 258 | 17 | 194 | 46 | 194
BRDUW-1 | A | 6 | 58 | 17 | 58 | 17 | 58 | 7 | 58 | 17 | 58 | 6 | 36 | 17 | 36
BRGG-1 | A | 16 | 110 | 32 | 110 | 48 | 110 | 16 | 110 | 40 | 110 | 14 | 96 | 34 | 46
BURBW-1 | A | 0 | 90 | 0 | 90 | 0 | 90 | 0 | 0 | 0 | 0 | 0 | 90 | 0 | 90
CARR-1 | A | 35 | 269 | 58 | 269 | 58 | 269 | 35 | 325 | 88 | 325 | 34 | 269 | 56 | 269
CARR-2 | A | 35 | 269 | 58 | 269 | 58 | 269 | 35 | 325 | 88 | 325 | 34 | 269 | 56 | 269
CDCL-1 | A | 30 | 231 | 46 | 231 | 46 | 231 | 34 | 231 | 45 | 231 | 29 | 172 | 72 | 135
CLAC-1 | A | 3 | 28 | 8 | 28 | 13 | 28 | 3 | 36 | 9 | 36 | 3 | 28 | 8 | 28
CLDCW-1 | A | 14 | 14 | 34 | 113 | 36 | 113 | 13 | 113 | 35 | 113 | 13 | 99 | 34 | 78
CLDNW-1 | A | 13 | 108 | 33 | 108 | 35 | 108 | 13 | 108 | 35 | 108 | 12 | 95 | 33 | 74
CLDSW-1 | A | 16 | 129 | 40 | 129 | 43 | 129 | 16 | 129 | 42 | 129 | 16 | 113 | 41 | 88
CMSTW-1 | A | 4 | 35 | 10 | 35 | 16 | 35 | 4 | 35 | 11 | 35 | 4 | 31 | 10 | 25
CNQPS-1 | A | 22 | 170 | 55 | 170 | 55 | 170 | 28 | 170 | 70 | 170 | 26 | 120 | 60 | 105
CNQPS-2 | A | 22 | 170 | 55 | 170 | 55 | 170 | 28 | 170 | 70 | 170 | 22 | 120 | 55 | 105
CNQPS-3 | A | 22 | 170 | 55 | 170 | 55 | 170 | 28 | 170 | 70 | 170 | 22 | 120 | 55 | 105
CNQPS-4 | A | 22 | 170 | 55 | 170 | 55 | 170 | 28 | 170 | 70 | 170 | 28 | 105 | 55 | 105
CORB-1 | A | 10 | 130 | 30 | 130 | 50 | 130 | 28 | 130 | 60 | 130 | 15 | 95 | 40 | 60
COSO-1 | A | 20 | 380 | 40 | 380 | 50 | 380 | 60 | 380 | 140 | 380 | 17 | 304 | 40 | 304
COWE1 | A | 7 | 30 | 17 | 30 | 17 | 30 | 7 | 30 | 17 | 30 | 7 | 30 | 17 | 30
COWE2 | A | 7 | 30 | 17 | 30 | 17 | 30 | 7 | 30 | 17 | 30 | 7 | 30 | 17 | 30
CRUA-1 | A | 10 | 110 | 25 | 110 | 37 | 110 | 12 | 110 | 30 | 110 | 10 | 84 | 25 | 48
CRUA-2 | A | 10 | 110 | 25 | 110 | 37 | 110 | 12 | 110 | 30 | 110 | 10 | 84 | 25 | 48
CRUA-3 | A | 7 | 30 | 15 | 30 | 21 | 30 | 9 | 30 | 24 | 30 | 5 | 25 | 13 | 15
CRUA-4 | A | 7 | 30 | 15 | 30 | 21 | 30 | 9 | 30 | 24 | 30 | 5 | 25 | 13 | 15
CRYRW-2 | A | 15 | 138 | 38 | 138 | 40 | 138 | 15 | 138 | 40 | 138 | 13 | 109 | 40 | 63
CRYRW-3 | A | 1 | 14 | 3 | 14 | 4 | 14 | 1 | 14 | 4 | 14 | 1 | 10 | 3 | 10
DAMC-1 | A | 64 | 380 | 136 | 380 | 156 | 380 | 80 | 380 | 180 | 380 | 60 | 293 | 190 | 128
DDGNO-1 | A | 9 | 108 | 25 | 108 | 26 | 108 | 10 | 108 | 26 | 108 | 9 | 97 | 25 | 81
DDGNO-2 | A | 8 | 90 | 20 | 90 | 22 | 90 | 8 | 90 | 21 | 90 | 8 | 81 | 21 | 68
DDGNO-3 | A | 9 | 102 | 24 | 102 | 25 | 102 | 9 | 102 | 25 | 102 | 9 | 92 | 24 | 77
DDGNO-4 | A | 9 | 102 | 24 | 102 | 25 | 102 | 9 | 102 | 25 | 102 | 9 | 92 | 24 | 77
DEEPS-1 | A | 20 | 180 | 60 | 180 | 86 | 180 | 22 | 180 | 80 | 180 | 24 | 96 | 52 | 96
DIDCB5 | A | 40 | 330 | 104 | 330 | 125 | 330 | 55 | 330 | 140 | 330 | 40 | 185 | 105 | 185
DIDCB6 | A | 50 | 250 | 105 | 250 | 105 | 250 | 50 | 250 | 130 | 250 | 50 | 153 | 110 | 103
DINO-1 | A | 14 | 138 | 39 | 138 | 58 | 138 | 28 | 138 | 72 | 138 | 14 | 118 | 36 | 88
DINO-2 | A | 14 | 138 | 39 | 138 | 58 | 138 | 28 | 138 | 72 | 138 | 14 | 118 | 36 | 88
DINO-3 | A | 14 | 138 | 39 | 138 | 58 | 138 | 28 | 138 | 72 | 138 | 14 | 118 | 36 | 88
DINO-4 | A | 14 | 138 | 39 | 138 | 58 | 138 | 28 | 138 | 72 | 138 | 14 | 118 | 36 | 88
DINO-5 | A | 14 | 138 | 39 | 138 | 58 | 138 | 28 | 138 | 72 | 138 | 14 | 118 | 36 | 88
DINO-6 | A | 14 | 138 | 39 | 138 | 58 | 138 | 28 | 138 | 72 | 138 | 14 | 118 | 36 | 88
DRAXX-1 | A | 68 | 345 | 100 | 345 | 100 | 345 | 64 | 95 | 110 | 345 | 60 | 225 | 70 | 225
DRAXX-2 | A | 68 | 345 | 100 | 345 | 100 | 345 | 64 | 95 | 110 | 345 | 60 | 225 | 70 | 225
DRAXX-3 | A | 68 | 345 | 100 | 345 | 100 | 345 | 64 | 95 | 110 | 345 | 60 | 225 | 70 | 225
DRAXX-4 | A | 68 | 345 | 100 | 345 | 100 | 345 | 64 | 95 | 110 | 345 | 60 | 225 | 70 | 225
DRAXX-5 | A | 68 | 345 | 100 | 345 | 100 | 345 | 64 | 95 | 110 | 345 | 60 | 225 | 70 | 225
DRAXX-6 | A | 68 | 345 | 100 | 345 | 100 | 345 | 64 | 95 | 110 | 345 | 60 | 225 | 70 | 225
DRSLW-1 | A | 6 | 69 | 16 | 69 | 17 | 69 | 6 | 69 | 17 | 69 | 6 | 61 | 16 | 54
DUNGW-1 | A | 8 | 89 | 21 | 89 | 33 | 89 | 8 | 89 | 23 | 89 | 8 | 80 | 21 | 69
EAAO-1 | A | 18 | 182 | 48 | 182 | 52 | 182 | 19 | 182 | 50 | 182 | 18 | 164 | 48 | 134
EAAO-2 | A | 17 | 175 | 46 | 175 | 50 | 175 | 18 | 175 | 48 | 175 | 18 | 157 | 46 | 157
EECL-1 | A | 19 | 321 | 42 | 321 | 45 | 321 | 33 | 321 | 84 | 321 | 25 | 281 | 56 | 235
ERRO-1 | A | 2 | 21 | 3 | 21 | 5 | 21 | 2 | 21 | 5 | 21 | 2 | 19 | 4 | 15
ERRO-2 | A | 2 | 21 | 3 | 21 | 5 | 21 | 2 | 21 | 5 | 21 | 2 | 19 | 4 | 15
ERRO-3 | A | 2 | 21 | 3 | 21 | 4 | 21 | 2 | 21 | 5 | 21 | 2 | 19 | 4 | 15
FAARW-1 | A | 2 | 37 | 4 | 37 | 4 | 37 | 4 | 37 | 12 | 37 | 2 | 33 | 4 | 33
FAARW-2 | A | 2 | 37 | 4 | 37 | 4 | 37 | 4 | 37 | 12 | 37 | 2 | 33 | 4 | 33
FALGW-1 | A | 11 | 108 | 28 | 108 | 41 | 108 | 13 | 108 | 35 | 108 | 10 | 86 | 22 | 64
FASN-1 | A | 0 | 15 | 1 | 15 | 1 | 15 | 1 | 15 | 2 | 15 | 0 | 15 | 1 | 12
FASN2 | A | 0 | 15 | 1 | 15 | 1 | 15 | 1 | 15 | 2 | 15 | 0 | 15 | 1 | 12
FASN3 | A | 0 | 15 | 1 | 15 | 1 | 15 | 1 | 15 | 2 | 15 | 0 | 15 | 1 | 12
FAWN-1 | A | 10 | 52 | 25 | 52 | 40 | 52 | 13 | 52 | 32 | 52 | 11 | 37 | 27 | 27
FELL-1 | A | 9 | 63 | 21 | 63 | 22 | 63 | 10 | 63 | 24 | 63 | 9 | 63 | 22 | 63
FFES-1 | A | 10 | 35 | 27 | 35 | 30 | 35 | 9 | 35 | 22 | 35 | 4 | 27 | 6 | 27
FFES-2 | A | 10 | 35 | 27 | 35 | 30 | 35 | 9 | 35 | 22 | 35 | 4 | 27 | 6 | 27
FFES-3 | A | 10 | 35 | 27 | 35 | 30 | 35 | 9 | 35 | 22 | 35 | 4 | 27 | 6 | 27
FFES-4 | A | 10 | 35 | 27 | 35 | 30 | 35 | 9 | 35 | 22 | 35 | 4 | 27 | 6 | 27
FINL-1 | A | 0 | 14 | 1 | 14 | 1 | 14 | 1 | 14 | 2 | 14 | 0 | 14 | 1 | 11
FOYE-1 | A | 6 | 60 | 13 | 60 | 16 | 60 | 11 | 60 | 27 | 60 | 5 | 30 | 11 | 30
FOYE-2 | A | 6 | 60 | 13 | 60 | 16 | 60 | 11 | 60 | 27 | 60 | 5 | 30 | 11 | 30
GAOFO-1 | A | 4 | 87 | 9 | 87 | 9 | 87 | 4 | 87 | 9 | 87 | 4 | 57 | 9 | 57
GAOFO-2 | A | 4 | 87 | 9 | 87 | 9 | 87 | 4 | 87 | 9 | 87 | 4 | 57 | 9 | 57
GAOFO-3 | A | 4 | 87 | 9 | 87 | 9 | 87 | 4 | 87 | 9 | 87 | 4 | 57 | 9 | 57
GAOFO-4 | A | 4 | 87 | 9 | 87 | 9 | 87 | 4 | 87 | 9 | 87 | 4 | 57 | 9 | 57
GLNDO-1 | A | 6 | 80 | 12 | 45 | 17 | 45 | 12 | 45 | 25 | 45 | 8 | 65 | 18 | 45
GNFSW-1 | A | 11 | 100 | 30 | 100 | 30 | 100 | 12 | 100 | 31 | 100 | 12 | 70 | 30 | 70
GNFSW-2 | A | 7 | 64 | 18 | 64 | 18 | 64 | 8 | 64 | 18 | 64 | 6 | 49 | 15 | 49
GORDW-1 | A | 6 | 62 | 16 | 56 | 26 | 45 | 7 | 62 | 18 | 62 | 6 | 56 | 16 | 45
GRAI-6 | A | 24 | 320 | 58 | 320 | 58 | 320 | 35 | 320 | 88 | 320 | 28 | 270 | 60 | 230
GRAI-7 | A | 30 | 232 | 60 | 232 | 60 | 232 | 32 | 232 | 84 | 232 | 32 | 175 | 65 | 135
GRAI-8 | A | 26 | 232 | 58 | 232 | 58 | 232 | 32 | 232 | 84 | 232 | 32 | 175 | 65 | 135
GRGBW-1 | A | 17 | 167 | 45 | 167 | 48 | 167 | 18 | 167 | 48 | 167 | 17 | 150 | 46 | 122
GRGBW-2 | A | 18 | 167 | 48 | 167 | 51 | 167 | 19 | 167 | 50 | 167 | 18 | 147 | 48 | 117
GRGBW-3 | A | 17 | 166 | 45 | 166 | 48 | 166 | 18 | 166 | 48 | 166 | 17 | 149 | 46 | 121
GRIFW-1 | A | 8 | 94 | 22 | 94 | 23 | 94 | 8 | 94 | 22 | 94 | 8 | 85 | 22 | 72
GRIFW-2 | A | 8 | 94 | 22 | 94 | 23 | 94 | 8 | 94 | 22 | 94 | 8 | 85 | 22 | 72
GRMO-1 | A | 8 | 43 | 8 | 43 | 8 | 43 | 8 | 43 | 8 | 43 | 8 | 23 | 8 | 23
GYAR-1 | A | 17 | 176 | 42 | 176 | 66 | 176 | 24 | 176 | 60 | 176 | 17 | 176 | 42 | 176
GYMRO-15 | A | 6 | 145 | 15 | 145 | 15 | 145 | 6 | 145 | 15 | 145 | 6 | 44 | 15 | 44
GYMRO-17 | A | 6 | 145 | 15 | 145 | 15 | 145 | 6 | 145 | 15 | 145 | 6 | 44 | 15 | 44
GYMRO-26 | A | 6 | 145 | 15 | 145 | 15 | 145 | 6 | 145 | 15 | 145 | 6 | 44 | 15 | 44
GYMRO-28 | A | 6 | 145 | 15 | 145 | 15 | 145 | 6 | 145 | 15 | 145 | 6 | 44 | 15 | 44
HADHW-1 | A | 7 | 76 | 14 | 76 | 22 | 76 | 13 | 76 | 34 | 76 | 8 | 65 | 17 | 65
HMGTO-1 | A | 8 | 88 | 20 | 88 | 35 | 88 | 10 | 88 | 25 | 88 | 8 | 68 | 19 | 68
HMGTO-2 | A | 9 | 91 | 23 | 91 | 37 | 91 | 10 | 91 | 25 | 91 | 10 | 67 | 24 | 67
HOWAO-1 | A | 44 | 400 | 117 | 400 | 117 | 400 | 44 | 400 | 117 | 400 | 44 | 240 | 117 | 240
HOWAO-2 | A | 44 | 400 | 117 | 400 | 117 | 400 | 44 | 400 | 117 | 400 | 44 | 240 | 117 | 240
HOWAO-3 | A | 44 | 400 | 117 | 400 | 117 | 400 | 44 | 400 | 117 | 400 | 44 | 240 | 117 | 240
HRSTW-1 | A | 12 | 102 | 30 | 102 | 45 | 102 | 13 | 102 | 34 | 102 | 13 | 80 | 27 | 66
HUMR-1 | A | 60 | 533 | 150 | 533 | 200 | 533 | 80 | 533 | 200 | 533 | 62 | 419 | 155 | 251
INDQ-1 | A | 12 | 102 | 31 | 102 | 43 | 102 | 13 | 102 | 34 | 102 | 12 | 72 | 30 | 72
KEAD-2 | A | 41 | 566 | 102 | 566 | 108 | 566 | 57 | 566 | 124 | 566 | 41 | 458 | 99 | 458
KEAD-1 | A | 38 | 415 | 90 | 415 | 90 | 415 | 55 | 415 | 138 | 415 | 38 | 355 | 90 | 285
KILBW-1 | A | 3 | 56 | 8 | 56 | 13 | 56 | 5 | 56 | 14 | 56 | 4 | 53 | 9 | 47
KILLPG-1 | A | 19 | 180 | 29 | 145 | 29 | 145 | 34 | 145 | 36 | 180 | 20 | 107 | 41 | 107
KILLPG-2 | A | 20 | 190 | 30 | 151 | 30 | 151 | 26 | 190 | 35 | 151 | 21 | 114 | 50 | 114
KLYN-A-1 | A | 22 | 210 | 45 | 210 | 52 | 210 | 40 | 210 | 95 | 210 | 22 | 189 | 45 | 125
KPMRW-1 | A | 9 | 75 | 20 | 75 | 30 | 75 | 9 | 75 | 23 | 75 | 9 | 67 | 22 | 54
LAGA-1 | A | 55 | 500 | 123 | 500 | 140 | 500 | 52 | 500 | 130 | 500 | 53 | 475 | 130 | 475
LARYO-1 | A | 16 | 155 | 40 | 155 | 45 | 155 | 18 | 155 | 45 | 155 | 14 | 120 | 35 | 120
LARYO-2 | A | 16 | 158 | 40 | 158 | 45 | 158 | 18 | 158 | 45 | 158 | 14 | 120 | 35 | 120
LARYO-3 | A | 16 | 158 | 40 | 158 | 45 | 158 | 18 | 158 | 45 | 158 | 14 | 120 | 35 | 120
LARYO-4 | A | 16 | 158 | 40 | 158 | 45 | 158 | 18 | 158 | 45 | 158 | 14 | 120 | 35 | 120
LBAR-1G | A | 1 | 16 | 4 | 16 | 6 | 16 | 2 | 16 | 4 | 16 | 1 | 9 | 4 | 9
LBAR-1 | A | 39 | 360 | 88 | 360 | 88 | 360 | 55 | 360 | 145 | 360 | 41 | 270 | 90 | 270
LCLTW-1 | A | 7 | 69 | 18 | 69 | 20 | 69 | 7 | 69 | 19 | 69 | 8 | 49 | 20 | 49
LNCSO-1 | A | 12 | 130 | 30 | 130 | 32 | 130 | 12 | 130 | 32 | 130 | 10 | 100 | 26 | 100
LNCSO-2 | A | 13 | 140 | 34 | 140 | 36 | 140 | 14 | 140 | 36 | 140 | 12 | 125 | 32 | 125
MEDP-1 | A | 30 | 380 | 76 | 330 | 76 | 330 | 48 | 380 | 105 | 380 | 31 | 330 | 79 | 290
MILWW-1 | A | 6 | 32 | 8 | 54 | 13 | 54 | 5 | 54 | 14 | 54 | 3 | 43 | 8 | 43
MKHLW-1 | A | 4 | 42 | 10 | 42 | 12 | 42 | 5 | 42 | 13 | 42 | 5 | 37 | 12 | 30
MRWD-1 | A | 43 | 448 | 100 | 448 | 112 | 448 | 67 | 448 | 160 | 448 | 36 | 328 | 93 | 328
NANT-1 | A | 0 | 15 | 0 | 15 | 0 | 15 | 0 | 15 | 1 | 15 | 0 | 15 | 0 | 15
PEHE-1 | A | 42 | 420 | 72 | 420 | 72 | 420 | 83 | 420 | 117 | 420 | 35 | 350 | 84 | 260
PEHE-2 | A | 16 | 490 | 40 | 265 | 42 | 490 | 0 | 0 | 0 | 0 | 0 | 490 | 0 | 490
PEMB-11 | A | 38 | 113 | 63 | 276 | 63 | 276 | 33 | 276 | 90 | 276 | 35 | 241 | 64 | 210
PEMB-21 | A | 38 | 113 | 63 | 276 | 63 | 276 | 33 | 276 | 90 | 276 | 35 | 241 | 64 | 210
PEMB-31 | A | 38 | 113 | 63 | 276 | 63 | 276 | 33 | 276 | 90 | 276 | 35 | 241 | 64 | 210
PEMB-41 | A | 38 | 113 | 63 | 276 | 63 | 276 | 33 | 276 | 90 | 276 | 35 | 241 | 64 | 210
PEMB-51 | A | 38 | 113 | 63 | 276 | 63 | 276 | 33 | 276 | 90 | 276 | 35 | 241 | 64 | 210
PETEM1 | A | 20 | 180 | 46 | 180 | 52 | 180 | 24 | 180 | 58 | 180 | 20 | 150 | 50 | 100
PINFB-1 | A | 3 | 6 | 6 | 25 | 6 | 25 | 2 | 25 | 6 | 25 | 3 | 21 | 6 | 15
PINFB-2 | A | 3 | 6 | 6 | 25 | 6 | 25 | 2 | 25 | 6 | 25 | 3 | 21 | 6 | 15
PINFB-3 | A | 3 | 6 | 6 | 25 | 6 | 25 | 2 | 25 | 6 | 25 | 3 | 21 | 6 | 15
PINFB-4 | A | 3 | 6 | 6 | 25 | 6 | 25 | 2 | 25 | 6 | 25 | 3 | 21 | 6 | 15
PNYCW-1 | A | 25 | 228 | 67 | 228 | 72 | 228 | 26 | 228 | 70 | 228 | 25 | 203 | 63 | 161
RATS-1 | A | 50 | 270 | 90 | 270 | 90 | 270 | 36 | 270 | 50 | 270 | 42 | 105 | 75 | 155
RATS-2 | A | 40 | 270 | 90 | 270 | 100 | 270 | 36 | 270 | 50 | 270 | 40 | 195 | 75 | 195
RATS-3 | A | 40 | 270 | 90 | 270 | 100 | 270 | 36 | 270 | 50 | 270 | 40 | 195 | 75 | 195
RATS-4 | A | 40 | 270 | 95 | 270 | 100 | 270 | 36 | 270 | 50 | 270 | 40 | 195 | 75 | 195
RCBKO-1 | A | 31 | 279 | 81 | 279 | 81 | 279 | 31 | 279 | 81 | 279 | 31 | 84 | 81 | 84
RCBKO-2 | A | 32 | 286 | 83 | 286 | 83 | 286 | 32 | 286 | 83 | 286 | 32 | 86 | 83 | 86
RMPNO-1 | A | 18 | 180 | 45 | 180 | 72 | 180 | 20 | 180 | 50 | 180 | 18 | 130 | 47 | 130
RMPNO-2 | A | 18 | 180 | 45 | 180 | 72 | 180 | 20 | 180 | 50 | 180 | 18 | 130 | 47 | 130
ROCK-1 | A | 36 | 400 | 50 | 400 | 54 | 400 | 60 | 400 | 160 | 400 | 33 | 220 | 53 | 220
RYHPS-1 | A | 30 | 305 | 48 | 305 | 66 | 305 | 42 | 305 | 51 | 305 | 30 | 130 | 42 | 68
SCCL-1 | A | 35 | 180 | 70 | 180 | 70 | 180 | 40 | 180 | 95 | 180 | 40 | 100 | 100 | 50
SCCL-2 | A | 35 | 180 | 70 | 180 | 70 | 180 | 40 | 180 | 95 | 180 | 40 | 100 | 100 | 50
SCCL-3 | A | 35 | 180 | 70 | 180 | 70 | 180 | 40 | 180 | 95 | 180 | 40 | 100 | 100 | 50
SEAB-1 | A | 44 | 254 | 125 | 254 | 150 | 254 | 55 | 254 | 150 | 254 | 75 | 164 | 176 | 38
SEAB-2 | A | 31 | 138 | 76 | 138 | 86 | 138 | 32 | 138 | 82 | 138 | 37 | 73 | 90 | 43
SEEL-1 | A | 23 | 170 | 38 | 170 | 38 | 170 | 24 | 170 | 70 | 170 | 19 | 135 | 38 | 100
SHBA-1 | A | 33 | 420 | 79 | 420 | 91 | 420 | 59 | 420 | 150 | 420 | 37 | 336 | 95 | 252
SHBA-2 | A | 32 | 319 | 70 | 319 | 76 | 319 | 35 | 319 | 93 | 319 | 32 | 270 | 70 | 217
SHOS-1 | A | 20 | 260 | 41 | 260 | 48 | 260 | 31 | 260 | 82 | 260 | 24 | 185 | 53 | 185
SHRSW-1 | A | 16 | 157 | 44 | 157 | 46 | 157 | 17 | 157 | 46 | 157 | 16 | 141 | 43 | 113
SHRSW-2 | A | 16 | 157 | 44 | 157 | 46 | 157 | 17 | 157 | 46 | 157 | 16 | 141 | 43 | 113
SIZB-1 | A | 38 | 283 | 45 | 283 | 45 | 283 | 45 | 283 | 45 | 283 | 40 | 283 | 46 | 283
SIZB-2 | A | 38 | 283 | 45 | 283 | 45 | 283 | 45 | 283 | 45 | 283 | 40 | 283 | 46 | 283
SLOY-1 | A | 0 | 38 | 1 | 38 | 1 | 38 | 1 | 38 | 2 | 38 | 0 | 38 | 1 | 30
SLOY-2 | A | 0 | 38 | 1 | 38 | 1 | 38 | 1 | 38 | 2 | 38 | 0 | 38 | 1 | 30
SLOY-3 | A | 0 | 38 | 1 | 38 | 1 | 38 | 1 | 38 | 2 | 38 | 0 | 38 | 1 | 30
SLOY-4 | A | 0 | 28 | 1 | 28 | 1 | 28 | 1 | 28 | 2 | 28 | 0 | 28 | 1 | 22
SPLN-1 | A | 40 | 380 | 100 | 380 | 110 | 380 | 50 | 380 | 120 | 380 | 30 | 380 | 90 | 300
STAY-1 | A | 35 | 265 | 62 | 265 | 62 | 265 | 35 | 265 | 89 | 265 | 34 | 192 | 63 | 192
STAY-2 | A | 35 | 265 | 62 | 265 | 62 | 265 | 35 | 265 | 89 | 265 | 34 | 192 | 63 | 192
STAY-3 | A | 35 | 265 | 62 | 265 | 62 | 265 | 35 | 265 | 89 | 265 | 34 | 192 | 63 | 192
STAY-4 | A | 35 | 265 | 62 | 265 | 62 | 265 | 35 | 265 | 89 | 265 | 34 | 192 | 63 | 192
STLGW-1 | A | 6 | 66 | 16 | 66 | 26 | 66 | 6 | 66 | 16 | 66 | 6 | 55 | 14 | 33
STLGW-2 | A | 7 | 75 | 19 | 75 | 27 | 75 | 7 | 75 | 19 | 75 | 7 | 65 | 19 | 53
STLGW-3 | A | 6 | 66 | 17 | 66 | 26 | 66 | 6 | 66 | 17 | 66 | 7 | 56 | 17 | 48
STRNW-1 | A | 6 | 52 | 16 | 52 | 26 | 52 | 7 | 60 | 17 | 60 | 6 | 52 | 17 | 42
SUTB-1 | A | 36 | 380 | 104 | 380 | 148 | 380 | 52 | 380 | 132 | 380 | 47 | 250 | 107 | 250
SVRP-10 | A | 20 | 225 | 50 | 225 | 70 | 225 | 32 | 225 | 80 | 225 | 20 | 172 | 50 | 172
SVRP-20 | A | 20 | 225 | 50 | 225 | 70 | 225 | 32 | 225 | 80 | 225 | 20 | 172 | 50 | 172
TKNEW-1 | A | 34 | 370 | 80 | 370 | 160 | 370 | 37 | 370 | 101 | 370 | 35 | 279 | 82 | 222
TKNWW-1 | A | 38 | 370 | 103 | 370 | 166 | 370 | 35 | 370 | 97 | 370 | 39 | 280 | 89 | 222
TRLGW-1 | A | 2 | 16 | 4 | 16 | 7 | 16 | 2 | 16 | 5 | 16 | 2 | 12 | 4 | 9
TWSHW-1 | A | 3 | 35 | 9 | 35 | 15 | 35 | 3 | 35 | 9 | 35 | 3 | 28 | 9 | 22
USKM-13 | A | 6 | 49 | 15 | 49 | 17 | 49 | 8 | 49 | 19 | 49 | 7 | 36 | 8 | 36
USKM-14 | A | 6 | 49 | 15 | 49 | 17 | 49 | 8 | 49 | 19 | 49 | 7 | 36 | 8 | 36
USKM-15 | A | 6 | 49 | 15 | 49 | 17 | 49 | 8 | 49 | 19 | 49 | 7 | 36 | 8 | 36
WBUPS-1 | A | 30 | 113 | 48 | 153 | 48 | 153 | 32 | 113 | 50 | 113 | 40 | 153 | 65 | 113
WBUPS-2 | A | 30 | 133 | 48 | 173 | 48 | 173 | 32 | 133 | 50 | 133 | 40 | 173 | 65 | 133
WBUPS-3 | A | 30 | 133 | 48 | 173 | 48 | 173 | 32 | 133 | 50 | 133 | 40 | 173 | 65 | 133
WBUPS-4 | A | 30 | 113 | 48 | 153 | 48 | 153 | 32 | 113 | 50 | 113 | 40 | 153 | 65 | 113
WBURB-1 | A | 22 | 240 | 48 | 240 | 62 | 240 | 27 | 240 | 69 | 240 | 20 | 200 | 50 | 120
WBURB-2 | A | 25 | 255 | 52 | 255 | 62 | 255 | 26 | 255 | 67 | 255 | 22 | 215 | 52 | 135
WBURB-3 | A | 23 | 255 | 56 | 255 | 67 | 255 | 25 | 255 | 67 | 255 | 22 | 211 | 58 | 167
WDNSO-1 | A | 21 | 191 | 54 | 191 | 57 | 191 | 21 | 191 | 57 | 191 | 21 | 170 | 55 | 136
WDNSO-2 | A | 21 | 191 | 54 | 191 | 57 | 191 | 21 | 191 | 57 | 191 | 21 | 170 | 55 | 136
WHILW-1 | A | 31 | 322 | 84 | 322 | 90 | 322 | 33 | 322 | 90 | 322 | 32 | 255 | 86 | 210
WHILW-2 | A | 19 | 163 | 33 | 163 | 35 | 163 | 20 | 163 | 52 | 163 | 21 | 142 | 43 | 119
WLNYO-2 | A | 19 | 182 | 51 | 182 | 54 | 182 | 20 | 182 | 53 | 182 | 20 | 158 | 51 | 130
WLNYO-3 | A | 30 | 300 | 75 | 300 | 75 | 300 | 30 | 300 | 77 | 300 | 30 | 240 | 78 | 240
WLNYO-4 | A | 32 | 330 | 88 | 330 | 88 | 330 | 33 | 330 | 93 | 330 | 34 | 240 | 90 | 240
WLNYW-1 | A | 19 | 182 | 51 | 182 | 54 | 182 | 20 | 182 | 53 | 182 | 20 | 158 | 51 | 130
WTMSO-1 | A | 22 | 200 | 58 | 200 | 62 | 200 | 23 | 200 | 61 | 200 | 23 | 140 | 60 | 140

## Oct 2024
MW Response Capability by BMU
|  | Primary Response (Max MWhrs) | [5 empty] | Secondary Response (Max Mwhrs) |  |  |  | High Frequency Response (Max MWhrs)
UNIT | Mode | 0.2Hz | Genset Deload (MW) | 0.5Hz | Genset Deload (MW) | 0.8Hz | Genset Deload (MW) | 0.2/0.2Hz | Genset Deload (MW) | 0.5/0.5Hz | Genset Deload (MW) | 0.2Hz | Genset Deload (MW) | 0.5Hz | Genset Deload (MW)
ABRBO-1 | A | 7 | 86 | 19 | 86 | 33 | 86 | 9 | 86 | 23 | 86 | 7 | 78 | 19 | 67
ARCHW-1 | A | 10 | 92 | 25 | 92 | 25 | 92 | 12 | 92 | 30 | 92 | 11 | 73 | 24 | 56
BAGE-1 | A | 30 | 255 | 70 | 255 | 90 | 255 | 35 | 255 | 90 | 255 | 28 | 220 | 70 | 185
BAGE-2 | A | 3 | 17 | 8 | 17 | 12 | 17 | 4 | 17 | 9 | 17 | 2 | 17 | 5 | 17
BEATO-1 | A | 13 | 126 | 35 | 126 | 37 | 126 | 14 | 126 | 36 | 126 | 13 | 112 | 35 | 91
BEATO-2 | A | 13 | 126 | 35 | 126 | 37 | 126 | 14 | 126 | 36 | 126 | 13 | 112 | 35 | 91
BEATO-3 | A | 17 | 168 | 47 | 168 | 49 | 168 | 18 | 168 | 48 | 168 | 18 | 149 | 48 | 119
BEATO-4 | A | 17 | 168 | 47 | 168 | 49 | 168 | 18 | 168 | 48 | 168 | 18 | 149 | 48 | 119
BEINW-1 | A | 9 | 93 | 24 | 93 | 33 | 93 | 8 | 93 | 25 | 93 | 9 | 74 | 20 | 74
BHLAW-1 | A | 7 | 98 | 16 | 98 | 19 | 98 | 10 | 98 | 26 | 98 | 8 | 87 | 18 | 78
BLLA-1 | A | 6 | 99 | 13 | 99 | 13 | 99 | 15 | 99 | 39 | 99 | 9 | 83 | 16 | 83
BLLA-2 | A | 3 | 47 | 8 | 47 | 12 | 47 | 4 | 47 | 11 | 47 | 4 | 37 | 10 | 31
BRBEO-1 | A | 20 | 258 | 50 | 258 | 50 | 258 | 22 | 258 | 63 | 258 | 17 | 194 | 46 | 194
BRDUW-1 | A | 6 | 58 | 17 | 58 | 17 | 58 | 7 | 58 | 17 | 58 | 6 | 36 | 17 | 36
BRGG-1 | A | 16 | 110 | 32 | 110 | 48 | 110 | 16 | 110 | 40 | 110 | 14 | 96 | 34 | 46
BURBW-1 | A | 0 | 90 | 0 | 90 | 0 | 90 | 0 | 0 | 0 | 0 | 0 | 90 | 0 | 90
CARR-1 | A | 35 | 269 | 58 | 269 | 58 | 269 | 35 | 325 | 88 | 325 | 34 | 269 | 56 | 269
CARR-2 | A | 35 | 269 | 58 | 269 | 58 | 269 | 35 | 325 | 88 | 325 | 34 | 269 | 56 | 269
CDCL-1 | A | 30 | 231 | 46 | 231 | 46 | 231 | 34 | 231 | 45 | 231 | 29 | 172 | 72 | 135
CLAC-1 | A | 3 | 28 | 8 | 28 | 13 | 28 | 3 | 36 | 9 | 36 | 3 | 28 | 8 | 28
CLDCW-1 | A | 14 | 14 | 34 | 113 | 36 | 113 | 13 | 113 | 35 | 113 | 13 | 99 | 34 | 78
CLDNW-1 | A | 13 | 108 | 33 | 108 | 35 | 108 | 13 | 108 | 35 | 108 | 12 | 95 | 33 | 74
CLDSW-1 | A | 16 | 129 | 40 | 129 | 43 | 129 | 16 | 129 | 42 | 129 | 16 | 113 | 41 | 88
CMSTW-1 | A | 4 | 35 | 10 | 35 | 16 | 35 | 4 | 35 | 11 | 35 | 4 | 31 | 10 | 25
CNQPS-1 | A | 22 | 170 | 55 | 170 | 55 | 170 | 28 | 170 | 70 | 170 | 26 | 120 | 60 | 105
CNQPS-2 | A | 22 | 170 | 55 | 170 | 55 | 170 | 28 | 170 | 70 | 170 | 22 | 120 | 55 | 105
CNQPS-3 | A | 22 | 170 | 55 | 170 | 55 | 170 | 28 | 170 | 70 | 170 | 22 | 120 | 55 | 105
CNQPS-4 | A | 22 | 170 | 55 | 170 | 55 | 170 | 28 | 170 | 70 | 170 | 28 | 105 | 55 | 105
CORB-1 | A | 10 | 130 | 30 | 130 | 50 | 130 | 28 | 130 | 60 | 130 | 15 | 95 | 40 | 60
COSO-1 | A | 20 | 380 | 40 | 380 | 50 | 380 | 60 | 380 | 140 | 380 | 17 | 304 | 40 | 304
COWE1 | A | 7 | 30 | 17 | 30 | 17 | 30 | 7 | 30 | 17 | 30 | 7 | 30 | 17 | 30
COWE2 | A | 7 | 30 | 17 | 30 | 17 | 30 | 7 | 30 | 17 | 30 | 7 | 30 | 17 | 30
CRUA-1 | A | 10 | 110 | 25 | 110 | 37 | 110 | 12 | 110 | 30 | 110 | 10 | 84 | 25 | 48
CRUA-2 | A | 10 | 110 | 25 | 110 | 37 | 110 | 12 | 110 | 30 | 110 | 10 | 84 | 25 | 48
CRUA-3 | A | 7 | 30 | 15 | 30 | 21 | 30 | 9 | 30 | 24 | 30 | 5 | 25 | 13 | 15
CRUA-4 | A | 7 | 30 | 15 | 30 | 21 | 30 | 9 | 30 | 24 | 30 | 5 | 25 | 13 | 15
CRYRW-2 | A | 15 | 138 | 38 | 138 | 40 | 138 | 15 | 138 | 40 | 138 | 13 | 109 | 40 | 63
CRYRW-3 | A | 1 | 14 | 3 | 14 | 4 | 14 | 1 | 14 | 4 | 14 | 1 | 10 | 3 | 10
DAMC-1 | A | 64 | 380 | 136 | 380 | 156 | 380 | 80 | 380 | 180 | 380 | 60 | 293 | 190 | 128
DDGNO-1 | A | 9 | 108 | 25 | 108 | 26 | 108 | 10 | 108 | 26 | 108 | 9 | 97 | 25 | 81
DDGNO-2 | A | 8 | 90 | 20 | 90 | 22 | 90 | 8 | 90 | 21 | 90 | 8 | 81 | 21 | 68
DDGNO-3 | A | 9 | 102 | 24 | 102 | 25 | 102 | 9 | 102 | 25 | 102 | 9 | 92 | 24 | 77
DDGNO-4 | A | 9 | 102 | 24 | 102 | 25 | 102 | 9 | 102 | 25 | 102 | 9 | 92 | 24 | 77
DEEPS-1 | A | 20 | 180 | 60 | 180 | 86 | 180 | 22 | 180 | 80 | 180 | 24 | 96 | 52 | 96
DIDCB5 | A | 40 | 330 | 104 | 330 | 125 | 330 | 55 | 330 | 140 | 330 | 40 | 185 | 105 | 185
DIDCB6 | A | 50 | 250 | 105 | 250 | 105 | 250 | 50 | 250 | 130 | 250 | 50 | 153 | 110 | 103
DINO-1 | A | 14 | 138 | 39 | 138 | 58 | 138 | 28 | 138 | 72 | 138 | 14 | 118 | 36 | 88
DINO-2 | A | 14 | 138 | 39 | 138 | 58 | 138 | 28 | 138 | 72 | 138 | 14 | 118 | 36 | 88
DINO-3 | A | 14 | 138 | 39 | 138 | 58 | 138 | 28 | 138 | 72 | 138 | 14 | 118 | 36 | 88
DINO-4 | A | 14 | 138 | 39 | 138 | 58 | 138 | 28 | 138 | 72 | 138 | 14 | 118 | 36 | 88
DINO-5 | A | 14 | 138 | 39 | 138 | 58 | 138 | 28 | 138 | 72 | 138 | 14 | 118 | 36 | 88
DINO-6 | A | 14 | 138 | 39 | 138 | 58 | 138 | 28 | 138 | 72 | 138 | 14 | 118 | 36 | 88
DRAXX-1 | A | 68 | 345 | 100 | 345 | 100 | 345 | 64 | 95 | 110 | 345 | 60 | 225 | 70 | 225
DRAXX-2 | A | 68 | 345 | 100 | 345 | 100 | 345 | 64 | 95 | 110 | 345 | 60 | 225 | 70 | 225
DRAXX-3 | A | 68 | 345 | 100 | 345 | 100 | 345 | 64 | 95 | 110 | 345 | 60 | 225 | 70 | 225
DRAXX-4 | A | 68 | 345 | 100 | 345 | 100 | 345 | 64 | 95 | 110 | 345 | 60 | 225 | 70 | 225
DRAXX-5 | A | 68 | 345 | 100 | 345 | 100 | 345 | 64 | 95 | 110 | 345 | 60 | 225 | 70 | 225
DRAXX-6 | A | 68 | 345 | 100 | 345 | 100 | 345 | 64 | 95 | 110 | 345 | 60 | 225 | 70 | 225
DRSLW-1 | A | 6 | 69 | 16 | 69 | 17 | 69 | 6 | 69 | 17 | 69 | 6 | 61 | 16 | 54
DUNGW-1 | A | 8 | 89 | 21 | 89 | 33 | 89 | 8 | 89 | 23 | 89 | 8 | 80 | 21 | 69
EAAO-1 | A | 18 | 182 | 48 | 182 | 52 | 182 | 19 | 182 | 50 | 182 | 18 | 164 | 48 | 134
EAAO-2 | A | 17 | 175 | 46 | 175 | 50 | 175 | 18 | 175 | 48 | 175 | 18 | 157 | 46 | 157
EECL-1 | A | 19 | 321 | 42 | 321 | 45 | 321 | 33 | 321 | 84 | 321 | 25 | 281 | 56 | 235
ERRO-1 | A | 2 | 21 | 3 | 21 | 5 | 21 | 2 | 21 | 5 | 21 | 2 | 19 | 4 | 15
ERRO-2 | A | 2 | 21 | 3 | 21 | 5 | 21 | 2 | 21 | 5 | 21 | 2 | 19 | 4 | 15
ERRO-3 | A | 2 | 21 | 3 | 21 | 4 | 21 | 2 | 21 | 5 | 21 | 2 | 19 | 4 | 15
FAARW-1 | A | 2 | 37 | 4 | 37 | 4 | 37 | 4 | 37 | 12 | 37 | 2 | 33 | 4 | 33
FAARW-2 | A | 2 | 37 | 4 | 37 | 4 | 37 | 4 | 37 | 12 | 37 | 2 | 33 | 4 | 33
FALGW-1 | A | 11 | 108 | 28 | 108 | 41 | 108 | 13 | 108 | 35 | 108 | 10 | 86 | 22 | 64
FASN-1 | A | 0 | 15 | 1 | 15 | 1 | 15 | 1 | 15 | 2 | 15 | 0 | 15 | 1 | 12
FASN2 | A | 0 | 15 | 1 | 15 | 1 | 15 | 1 | 15 | 2 | 15 | 0 | 15 | 1 | 12
FASN3 | A | 0 | 15 | 1 | 15 | 1 | 15 | 1 | 15 | 2 | 15 | 0 | 15 | 1 | 12
FAWN-1 | A | 10 | 52 | 25 | 52 | 40 | 52 | 13 | 52 | 32 | 52 | 11 | 37 | 27 | 27
FELL-1 | A | 9 | 63 | 21 | 63 | 22 | 63 | 10 | 63 | 24 | 63 | 9 | 63 | 22 | 63
FFES-1 | A | 10 | 35 | 27 | 35 | 30 | 35 | 9 | 35 | 22 | 35 | 4 | 27 | 6 | 27
FFES-2 | A | 10 | 35 | 27 | 35 | 30 | 35 | 9 | 35 | 22 | 35 | 4 | 27 | 6 | 27
FFES-3 | A | 10 | 35 | 27 | 35 | 30 | 35 | 9 | 35 | 22 | 35 | 4 | 27 | 6 | 27
FFES-4 | A | 10 | 35 | 27 | 35 | 30 | 35 | 9 | 35 | 22 | 35 | 4 | 27 | 6 | 27
FINL-1 | A | 0 | 14 | 1 | 14 | 1 | 14 | 1 | 14 | 2 | 14 | 0 | 14 | 1 | 11
FOYE-1 | A | 6 | 60 | 13 | 60 | 16 | 60 | 11 | 60 | 27 | 60 | 5 | 30 | 11 | 30
FOYE-2 | A | 6 | 60 | 13 | 60 | 16 | 60 | 11 | 60 | 27 | 60 | 5 | 30 | 11 | 30
GAOFO-1 | A | 4 | 87 | 9 | 87 | 9 | 87 | 4 | 87 | 9 | 87 | 4 | 57 | 9 | 57
GAOFO-2 | A | 4 | 87 | 9 | 87 | 9 | 87 | 4 | 87 | 9 | 87 | 4 | 57 | 9 | 57
GAOFO-3 | A | 4 | 87 | 9 | 87 | 9 | 87 | 4 | 87 | 9 | 87 | 4 | 57 | 9 | 57
GAOFO-4 | A | 4 | 87 | 9 | 87 | 9 | 87 | 4 | 87 | 9 | 87 | 4 | 57 | 9 | 57
GLNDO-1 | A | 6 | 80 | 12 | 45 | 17 | 45 | 12 | 45 | 25 | 45 | 8 | 65 | 18 | 45
GNFSW-1 | A | 11 | 100 | 30 | 100 | 30 | 100 | 12 | 100 | 31 | 100 | 12 | 70 | 30 | 70
GNFSW-2 | A | 7 | 64 | 18 | 64 | 18 | 64 | 8 | 64 | 18 | 64 | 6 | 49 | 15 | 49
GORDW-1 | A | 6 | 62 | 16 | 56 | 26 | 45 | 7 | 62 | 18 | 62 | 6 | 56 | 16 | 45
GRAI-6 | A | 24 | 320 | 58 | 320 | 58 | 320 | 35 | 320 | 88 | 320 | 28 | 270 | 60 | 230
GRAI-7 | A | 30 | 232 | 60 | 232 | 60 | 232 | 32 | 232 | 84 | 232 | 32 | 175 | 65 | 135
GRAI-8 | A | 26 | 232 | 58 | 232 | 58 | 232 | 32 | 232 | 84 | 232 | 32 | 175 | 65 | 135
GRGBW-1 | A | 17 | 167 | 45 | 167 | 48 | 167 | 18 | 167 | 48 | 167 | 17 | 150 | 46 | 122
GRGBW-2 | A | 18 | 167 | 48 | 167 | 51 | 167 | 19 | 167 | 50 | 167 | 18 | 147 | 48 | 117
GRGBW-3 | A | 17 | 166 | 45 | 166 | 48 | 166 | 18 | 166 | 48 | 166 | 17 | 149 | 46 | 121
GRIFW-1 | A | 8 | 94 | 22 | 94 | 23 | 94 | 8 | 94 | 22 | 94 | 8 | 85 | 22 | 72
GRIFW-2 | A | 8 | 94 | 22 | 94 | 23 | 94 | 8 | 94 | 22 | 94 | 8 | 85 | 22 | 72
GRMO-1 | A | 8 | 43 | 8 | 43 | 8 | 43 | 8 | 43 | 8 | 43 | 8 | 23 | 8 | 23
GYAR-1 | A | 17 | 176 | 42 | 176 | 66 | 176 | 24 | 176 | 60 | 176 | 17 | 176 | 42 | 176
GYMRO-15 | A | 6 | 145 | 15 | 145 | 15 | 145 | 6 | 145 | 15 | 145 | 6 | 44 | 15 | 44
GYMRO-17 | A | 6 | 145 | 15 | 145 | 15 | 145 | 6 | 145 | 15 | 145 | 6 | 44 | 15 | 44
GYMRO-26 | A | 6 | 145 | 15 | 145 | 15 | 145 | 6 | 145 | 15 | 145 | 6 | 44 | 15 | 44
GYMRO-28 | A | 6 | 145 | 15 | 145 | 15 | 145 | 6 | 145 | 15 | 145 | 6 | 44 | 15 | 44
HADHW-1 | A | 7 | 76 | 14 | 76 | 22 | 76 | 13 | 76 | 34 | 76 | 8 | 65 | 17 | 65
HMGTO-1 | A | 8 | 88 | 20 | 88 | 35 | 88 | 10 | 88 | 25 | 88 | 8 | 68 | 19 | 68
HMGTO-2 | A | 9 | 91 | 23 | 91 | 37 | 91 | 10 | 91 | 25 | 91 | 10 | 67 | 24 | 67
HOWAO-1 | A | 44 | 400 | 117 | 400 | 117 | 400 | 44 | 400 | 117 | 400 | 44 | 240 | 117 | 240
HOWAO-2 | A | 44 | 400 | 117 | 400 | 117 | 400 | 44 | 400 | 117 | 400 | 44 | 240 | 117 | 240
HOWAO-3 | A | 44 | 400 | 117 | 400 | 117 | 400 | 44 | 400 | 117 | 400 | 44 | 240 | 117 | 240
HRSTW-1 | A | 12 | 102 | 30 | 102 | 45 | 102 | 13 | 102 | 34 | 102 | 13 | 80 | 27 | 66
HUMR-1 | A | 60 | 533 | 150 | 533 | 200 | 533 | 80 | 533 | 200 | 533 | 62 | 419 | 155 | 251
INDQ-1 | A | 12 | 102 | 31 | 102 | 43 | 102 | 13 | 102 | 34 | 102 | 12 | 72 | 30 | 72
KEAD-2 | A | 41 | 566 | 102 | 566 | 108 | 566 | 57 | 566 | 124 | 566 | 41 | 458 | 99 | 458
KEAD-1 | A | 38 | 415 | 90 | 415 | 90 | 415 | 55 | 415 | 138 | 415 | 38 | 355 | 90 | 285
KILBW-1 | A | 3 | 56 | 8 | 56 | 13 | 56 | 5 | 56 | 14 | 56 | 4 | 53 | 9 | 47
KILLPG-1 | A | 19 | 180 | 29 | 145 | 29 | 145 | 34 | 145 | 36 | 180 | 20 | 107 | 41 | 107
KILLPG-2 | A | 20 | 190 | 30 | 151 | 30 | 151 | 26 | 190 | 35 | 151 | 21 | 114 | 50 | 114
KLYN-A-1 | A | 22 | 210 | 45 | 210 | 52 | 210 | 40 | 210 | 95 | 210 | 22 | 189 | 45 | 125
KPMRW-1 | A | 9 | 75 | 20 | 75 | 30 | 75 | 9 | 75 | 23 | 75 | 9 | 67 | 22 | 54
LAGA-1 | A | 55 | 500 | 123 | 500 | 140 | 500 | 52 | 500 | 130 | 500 | 53 | 475 | 130 | 475
LARYO-1 | A | 16 | 155 | 40 | 155 | 45 | 155 | 18 | 155 | 45 | 155 | 14 | 120 | 35 | 120
LARYO-2 | A | 16 | 158 | 40 | 158 | 45 | 158 | 18 | 158 | 45 | 158 | 14 | 120 | 35 | 120
LARYO-3 | A | 16 | 158 | 40 | 158 | 45 | 158 | 18 | 158 | 45 | 158 | 14 | 120 | 35 | 120
LARYO-4 | A | 16 | 158 | 40 | 158 | 45 | 158 | 18 | 158 | 45 | 158 | 14 | 120 | 35 | 120
LBAR-1G | A | 1 | 16 | 4 | 16 | 6 | 16 | 2 | 16 | 4 | 16 | 1 | 9 | 4 | 9
LBAR-1 | A | 39 | 360 | 88 | 360 | 88 | 360 | 55 | 360 | 145 | 360 | 41 | 270 | 90 | 270
LCLTW-1 | A | 7 | 69 | 18 | 69 | 20 | 69 | 7 | 69 | 19 | 69 | 8 | 49 | 20 | 49
LNCSO-1 | A | 12 | 130 | 30 | 130 | 32 | 130 | 12 | 130 | 32 | 130 | 10 | 100 | 26 | 100
LNCSO-2 | A | 13 | 140 | 34 | 140 | 36 | 140 | 14 | 140 | 36 | 140 | 12 | 125 | 32 | 125
MEDP-1 | A | 30 | 380 | 76 | 330 | 76 | 330 | 48 | 380 | 105 | 380 | 31 | 330 | 79 | 290
MILWW-1 | A | 6 | 32 | 8 | 54 | 13 | 54 | 5 | 54 | 14 | 54 | 3 | 43 | 8 | 43
MKHLW-1 | A | 4 | 42 | 10 | 42 | 12 | 42 | 5 | 42 | 13 | 42 | 5 | 37 | 12 | 30
MRWD-1 | A | 43 | 448 | 100 | 448 | 112 | 448 | 67 | 448 | 160 | 448 | 36 | 328 | 93 | 328
NANT-1 | A | 0 | 15 | 0 | 15 | 0 | 15 | 0 | 15 | 1 | 15 | 0 | 15 | 0 | 15
PEHE-1 | A | 42 | 420 | 72 | 420 | 72 | 420 | 83 | 420 | 117 | 420 | 35 | 350 | 84 | 260
PEHE-2 | A | 16 | 490 | 40 | 265 | 42 | 490 | 0 | 0 | 0 | 0 | 0 | 490 | 0 | 490
PEMB-11 | A | 38 | 113 | 63 | 276 | 63 | 276 | 33 | 276 | 90 | 276 | 35 | 241 | 64 | 210
PEMB-21 | A | 38 | 113 | 63 | 276 | 63 | 276 | 33 | 276 | 90 | 276 | 35 | 241 | 64 | 210
PEMB-31 | A | 38 | 113 | 63 | 276 | 63 | 276 | 33 | 276 | 90 | 276 | 35 | 241 | 64 | 210
PEMB-41 | A | 38 | 113 | 63 | 276 | 63 | 276 | 33 | 276 | 90 | 276 | 35 | 241 | 64 | 210
PEMB-51 | A | 38 | 113 | 63 | 276 | 63 | 276 | 33 | 276 | 90 | 276 | 35 | 241 | 64 | 210
PETEM1 | A | 20 | 180 | 46 | 180 | 52 | 180 | 24 | 180 | 58 | 180 | 20 | 150 | 50 | 100
PINFB-1 | A | 3 | 6 | 6 | 25 | 6 | 25 | 2 | 25 | 6 | 25 | 3 | 21 | 6 | 15
PINFB-2 | A | 3 | 6 | 6 | 25 | 6 | 25 | 2 | 25 | 6 | 25 | 3 | 21 | 6 | 15
PINFB-3 | A | 3 | 6 | 6 | 25 | 6 | 25 | 2 | 25 | 6 | 25 | 3 | 21 | 6 | 15
PINFB-4 | A | 3 | 6 | 6 | 25 | 6 | 25 | 2 | 25 | 6 | 25 | 3 | 21 | 6 | 15
PNYCW-1 | A | 25 | 228 | 67 | 228 | 72 | 228 | 26 | 228 | 70 | 228 | 25 | 203 | 63 | 161
RATS-1 | A | 50 | 270 | 90 | 270 | 90 | 270 | 36 | 270 | 50 | 270 | 42 | 105 | 75 | 155
RATS-2 | A | 40 | 270 | 90 | 270 | 100 | 270 | 36 | 270 | 50 | 270 | 40 | 195 | 75 | 195
RATS-3 | A | 40 | 270 | 90 | 270 | 100 | 270 | 36 | 270 | 50 | 270 | 40 | 195 | 75 | 195
RATS-4 | A | 40 | 270 | 95 | 270 | 100 | 270 | 36 | 270 | 50 | 270 | 40 | 195 | 75 | 195
RCBKO-1 | A | 31 | 279 | 81 | 279 | 81 | 279 | 31 | 279 | 81 | 279 | 31 | 84 | 81 | 84
RCBKO-2 | A | 32 | 286 | 83 | 286 | 83 | 286 | 32 | 286 | 83 | 286 | 32 | 86 | 83 | 86
RMPNO-1 | A | 18 | 180 | 45 | 180 | 72 | 180 | 20 | 180 | 50 | 180 | 18 | 130 | 47 | 130
RMPNO-2 | A | 18 | 180 | 45 | 180 | 72 | 180 | 20 | 180 | 50 | 180 | 18 | 130 | 47 | 130
ROCK-1 | A | 36 | 400 | 50 | 400 | 54 | 400 | 60 | 400 | 160 | 400 | 33 | 220 | 53 | 220
RYHPS-1 | A | 30 | 305 | 48 | 305 | 66 | 305 | 42 | 305 | 51 | 305 | 30 | 130 | 42 | 68
SCCL-1 | A | 35 | 180 | 70 | 180 | 70 | 180 | 40 | 180 | 95 | 180 | 40 | 100 | 100 | 50
SCCL-2 | A | 35 | 180 | 70 | 180 | 70 | 180 | 40 | 180 | 95 | 180 | 40 | 100 | 100 | 50
SCCL-3 | A | 35 | 180 | 70 | 180 | 70 | 180 | 40 | 180 | 95 | 180 | 40 | 100 | 100 | 50
SEAB-1 | A | 44 | 254 | 125 | 254 | 150 | 254 | 55 | 254 | 150 | 254 | 75 | 164 | 176 | 38
SEAB-2 | A | 31 | 138 | 76 | 138 | 86 | 138 | 32 | 138 | 82 | 138 | 37 | 73 | 90 | 43
SEEL-1 | A | 23 | 170 | 38 | 170 | 38 | 170 | 24 | 170 | 70 | 170 | 19 | 135 | 38 | 100
SHBA-1 | A | 33 | 420 | 79 | 420 | 91 | 420 | 59 | 420 | 150 | 420 | 37 | 336 | 95 | 252
SHBA-2 | A | 32 | 319 | 70 | 319 | 76 | 319 | 35 | 319 | 93 | 319 | 32 | 270 | 70 | 217
SHOS-1 | A | 20 | 260 | 41 | 260 | 48 | 260 | 31 | 260 | 82 | 260 | 24 | 185 | 53 | 185
SHRSW-1 | A | 16 | 157 | 44 | 157 | 46 | 157 | 17 | 157 | 46 | 157 | 16 | 141 | 43 | 113
SHRSW-2 | A | 16 | 157 | 44 | 157 | 46 | 157 | 17 | 157 | 46 | 157 | 16 | 141 | 43 | 113
SIZB-1 | A | 38 | 283 | 45 | 283 | 45 | 283 | 45 | 283 | 45 | 283 | 40 | 283 | 46 | 283
SIZB-2 | A | 38 | 283 | 45 | 283 | 45 | 283 | 45 | 283 | 45 | 283 | 40 | 283 | 46 | 283
SLOY-1 | A | 0 | 38 | 1 | 38 | 1 | 38 | 1 | 38 | 2 | 38 | 0 | 38 | 1 | 30
SLOY-2 | A | 0 | 38 | 1 | 38 | 1 | 38 | 1 | 38 | 2 | 38 | 0 | 38 | 1 | 30
SLOY-3 | A | 0 | 38 | 1 | 38 | 1 | 38 | 1 | 38 | 2 | 38 | 0 | 38 | 1 | 30
SLOY-4 | A | 0 | 28 | 1 | 28 | 1 | 28 | 1 | 28 | 2 | 28 | 0 | 28 | 1 | 22
SPLN-1 | A | 40 | 380 | 100 | 380 | 110 | 380 | 50 | 380 | 120 | 380 | 30 | 380 | 90 | 300
STAY-1 | A | 35 | 265 | 62 | 265 | 62 | 265 | 35 | 265 | 89 | 265 | 34 | 192 | 63 | 192
STAY-2 | A | 35 | 265 | 62 | 265 | 62 | 265 | 35 | 265 | 89 | 265 | 34 | 192 | 63 | 192
STAY-3 | A | 35 | 265 | 62 | 265 | 62 | 265 | 35 | 265 | 89 | 265 | 34 | 192 | 63 | 192
STAY-4 | A | 35 | 265 | 62 | 265 | 62 | 265 | 35 | 265 | 89 | 265 | 34 | 192 | 63 | 192
STLGW-1 | A | 6 | 66 | 16 | 66 | 26 | 66 | 6 | 66 | 16 | 66 | 6 | 55 | 14 | 33
STLGW-2 | A | 7 | 75 | 19 | 75 | 27 | 75 | 7 | 75 | 19 | 75 | 7 | 65 | 19 | 53
STLGW-3 | A | 6 | 66 | 17 | 66 | 26 | 66 | 6 | 66 | 17 | 66 | 7 | 56 | 17 | 48
STRNW-1 | A | 6 | 52 | 16 | 52 | 26 | 52 | 7 | 60 | 17 | 60 | 6 | 52 | 17 | 42
SUTB-1 | A | 36 | 380 | 104 | 380 | 148 | 380 | 52 | 380 | 132 | 380 | 47 | 250 | 107 | 250
SVRP-10 | A | 20 | 225 | 50 | 225 | 70 | 225 | 32 | 225 | 80 | 225 | 20 | 172 | 50 | 172
SVRP-20 | A | 20 | 225 | 50 | 225 | 70 | 225 | 32 | 225 | 80 | 225 | 20 | 172 | 50 | 172
TKNEW-1 | A | 34 | 370 | 80 | 370 | 160 | 370 | 37 | 370 | 101 | 370 | 35 | 279 | 82 | 222
TKNWW-1 | A | 38 | 370 | 103 | 370 | 166 | 370 | 35 | 370 | 97 | 370 | 39 | 280 | 89 | 222
TRLGW-1 | A | 2 | 16 | 4 | 16 | 7 | 16 | 2 | 16 | 5 | 16 | 2 | 12 | 4 | 9
TWSHW-1 | A | 3 | 35 | 9 | 35 | 15 | 35 | 3 | 35 | 9 | 35 | 3 | 28 | 9 | 22
USKM-13 | A | 6 | 49 | 15 | 49 | 17 | 49 | 8 | 49 | 19 | 49 | 7 | 36 | 8 | 36
USKM-14 | A | 6 | 49 | 15 | 49 | 17 | 49 | 8 | 49 | 19 | 49 | 7 | 36 | 8 | 36
USKM-15 | A | 6 | 49 | 15 | 49 | 17 | 49 | 8 | 49 | 19 | 49 | 7 | 36 | 8 | 36
WBUPS-1 | A | 30 | 113 | 48 | 153 | 48 | 153 | 32 | 113 | 50 | 113 | 40 | 153 | 65 | 113
WBUPS-2 | A | 30 | 133 | 48 | 173 | 48 | 173 | 32 | 133 | 50 | 133 | 40 | 173 | 65 | 133
WBUPS-3 | A | 30 | 133 | 48 | 173 | 48 | 173 | 32 | 133 | 50 | 133 | 40 | 173 | 65 | 133
WBUPS-4 | A | 30 | 113 | 48 | 153 | 48 | 153 | 32 | 113 | 50 | 113 | 40 | 153 | 65 | 113
WBURB-1 | A | 22 | 240 | 48 | 240 | 62 | 240 | 27 | 240 | 69 | 240 | 20 | 200 | 50 | 120
WBURB-2 | A | 25 | 255 | 52 | 255 | 62 | 255 | 26 | 255 | 67 | 255 | 22 | 215 | 52 | 135
WBURB-3 | A | 23 | 255 | 56 | 255 | 67 | 255 | 25 | 255 | 67 | 255 | 22 | 211 | 58 | 167
WDNSO-1 | A | 21 | 191 | 54 | 191 | 57 | 191 | 21 | 191 | 57 | 191 | 21 | 170 | 55 | 136
WDNSO-2 | A | 21 | 191 | 54 | 191 | 57 | 191 | 21 | 191 | 57 | 191 | 21 | 170 | 55 | 136
WHILW-1 | A | 31 | 322 | 84 | 322 | 90 | 322 | 33 | 322 | 90 | 322 | 32 | 255 | 86 | 210
WHILW-2 | A | 19 | 163 | 33 | 163 | 35 | 163 | 20 | 163 | 52 | 163 | 21 | 142 | 43 | 119
WLNYO-2 | A | 19 | 182 | 51 | 182 | 54 | 182 | 20 | 182 | 53 | 182 | 20 | 158 | 51 | 130
WLNYO-3 | A | 30 | 300 | 75 | 300 | 75 | 300 | 30 | 300 | 77 | 300 | 30 | 240 | 78 | 240
WLNYO-4 | A | 32 | 330 | 88 | 330 | 88 | 330 | 33 | 330 | 93 | 330 | 34 | 240 | 90 | 240
WLNYW-1 | A | 19 | 182 | 51 | 182 | 54 | 182 | 20 | 182 | 53 | 182 | 20 | 158 | 51 | 130
WTMSO-1 | A | 22 | 200 | 58 | 200 | 62 | 200 | 23 | 200 | 61 | 200 | 23 | 140 | 60 | 140

## Sep 2024
MW Response Capability by BMU
|  | Primary Response (Max MWhrs) | [5 empty] | Secondary Response (Max Mwhrs) |  |  |  | High Frequency Response (Max MWhrs)
UNIT | Mode | 0.2Hz | Genset Deload (MW) | 0.5Hz | Genset Deload (MW) | 0.8Hz | Genset Deload (MW) | 0.2/0.2Hz | Genset Deload (MW) | 0.5/0.5Hz | Genset Deload (MW) | 0.2Hz | Genset Deload (MW) | 0.5Hz | Genset Deload (MW)
ABRBO-1 | A | 7 | 86 | 19 | 86 | 33 | 86 | 9 | 86 | 23 | 86 | 7 | 78 | 19 | 67
ARCHW-1 | A | 10 | 92 | 25 | 92 | 25 | 92 | 12 | 92 | 30 | 92 | 11 | 73 | 24 | 56
BAGE-1 | A | 30 | 255 | 70 | 255 | 90 | 255 | 35 | 255 | 90 | 255 | 28 | 220 | 70 | 185
BAGE-2 | A | 3 | 17 | 8 | 17 | 12 | 17 | 4 | 17 | 9 | 17 | 2 | 17 | 5 | 17
BEATO-1 | A | 13 | 126 | 35 | 126 | 37 | 126 | 14 | 126 | 36 | 126 | 13 | 112 | 35 | 91
BEATO-2 | A | 13 | 126 | 35 | 126 | 37 | 126 | 14 | 126 | 36 | 126 | 13 | 112 | 35 | 91
BEATO-3 | A | 17 | 168 | 47 | 168 | 49 | 168 | 18 | 168 | 48 | 168 | 18 | 149 | 48 | 119
BEATO-4 | A | 17 | 168 | 47 | 168 | 49 | 168 | 18 | 168 | 48 | 168 | 18 | 149 | 48 | 119
BEINW-1 | A | 9 | 93 | 24 | 93 | 33 | 93 | 8 | 93 | 25 | 93 | 9 | 74 | 20 | 74
BHLAW-1 | A | 7 | 98 | 16 | 98 | 19 | 98 | 10 | 98 | 26 | 98 | 8 | 87 | 18 | 78
BLLA-1 | A | 6 | 99 | 13 | 99 | 13 | 99 | 15 | 99 | 39 | 99 | 9 | 83 | 16 | 83
BRBEO-1 | A | 20 | 258 | 50 | 258 | 50 | 258 | 22 | 258 | 63 | 258 | 17 | 194 | 46 | 194
BRDUW-1 | A | 6 | 58 | 17 | 58 | 17 | 58 | 7 | 58 | 17 | 58 | 6 | 36 | 17 | 36
BRGG-1 | A | 16 | 110 | 32 | 110 | 48 | 110 | 16 | 110 | 40 | 110 | 14 | 96 | 34 | 46
BURBW-1 | A | 0 | 90 | 0 | 90 | 0 | 90 | 0 | 0 | 0 | 0 | 0 | 90 | 0 | 90
CARR-1 | A | 35 | 269 | 58 | 269 | 58 | 269 | 35 | 325 | 88 | 325 | 34 | 269 | 56 | 269
CARR-2 | A | 35 | 269 | 58 | 269 | 58 | 269 | 35 | 325 | 88 | 325 | 34 | 269 | 56 | 269
CDCL-1 | A | 30 | 231 | 46 | 231 | 46 | 231 | 34 | 231 | 45 | 231 | 29 | 172 | 72 | 135
CLAC-1 | A | 3 | 28 | 8 | 28 | 13 | 28 | 3 | 36 | 9 | 36 | 3 | 28 | 8 | 28
CLDCW-1 | A | 14 | 14 | 34 | 113 | 36 | 113 | 13 | 113 | 35 | 113 | 13 | 99 | 34 | 78
CLDNW-1 | A | 13 | 108 | 33 | 108 | 35 | 108 | 13 | 108 | 35 | 108 | 12 | 95 | 33 | 74
CLDSW-1 | A | 16 | 129 | 40 | 129 | 43 | 129 | 16 | 129 | 42 | 129 | 16 | 113 | 41 | 88
CMSTW-1 | A | 4 | 35 | 10 | 35 | 16 | 35 | 4 | 35 | 11 | 35 | 4 | 31 | 10 | 25
CNQPS-1 | A | 22 | 170 | 55 | 170 | 55 | 170 | 28 | 170 | 70 | 170 | 26 | 120 | 60 | 105
CNQPS-2 | A | 22 | 170 | 55 | 170 | 55 | 170 | 28 | 170 | 70 | 170 | 22 | 120 | 55 | 105
CNQPS-3 | A | 22 | 170 | 55 | 170 | 55 | 170 | 28 | 170 | 70 | 170 | 22 | 120 | 55 | 105
CNQPS-4 | A | 22 | 170 | 55 | 170 | 55 | 170 | 28 | 170 | 70 | 170 | 28 | 105 | 55 | 105
CORB-1 | A | 10 | 130 | 30 | 130 | 50 | 130 | 28 | 130 | 60 | 130 | 15 | 95 | 40 | 60
COSO-1 | A | 20 | 380 | 40 | 380 | 50 | 380 | 60 | 380 | 140 | 380 | 17 | 304 | 40 | 304
COWE1 | A | 7 | 30 | 17 | 30 | 17 | 30 | 7 | 30 | 17 | 30 | 7 | 30 | 17 | 30
COWE2 | A | 7 | 30 | 17 | 30 | 17 | 30 | 7 | 30 | 17 | 30 | 7 | 30 | 17 | 30
CRUA-1 | A | 10 | 110 | 25 | 110 | 37 | 110 | 12 | 110 | 30 | 110 | 10 | 84 | 25 | 48
CRUA-2 | A | 10 | 110 | 25 | 110 | 37 | 110 | 12 | 110 | 30 | 110 | 10 | 84 | 25 | 48
CRUA-3 | A | 7 | 30 | 15 | 30 | 21 | 30 | 9 | 30 | 24 | 30 | 5 | 25 | 13 | 15
CRUA-4 | A | 7 | 30 | 15 | 30 | 21 | 30 | 9 | 30 | 24 | 30 | 5 | 25 | 13 | 15
CRYRW-2 | A | 15 | 138 | 38 | 138 | 40 | 138 | 15 | 138 | 40 | 138 | 13 | 109 | 40 | 63
CRYRW-3 | A | 1 | 14 | 3 | 14 | 4 | 14 | 1 | 14 | 4 | 14 | 1 | 10 | 3 | 10
DAMC-1 | A | 64 | 380 | 136 | 380 | 156 | 380 | 80 | 380 | 180 | 380 | 60 | 293 | 190 | 128
DDGNO-1 | A | 9 | 108 | 25 | 108 | 26 | 108 | 10 | 108 | 26 | 108 | 9 | 97 | 25 | 81
DDGNO-2 | A | 8 | 90 | 20 | 90 | 22 | 90 | 8 | 90 | 21 | 90 | 8 | 81 | 21 | 68
DDGNO-3 | A | 9 | 102 | 24 | 102 | 25 | 102 | 9 | 102 | 25 | 102 | 9 | 92 | 24 | 77
DDGNO-4 | A | 9 | 102 | 24 | 102 | 25 | 102 | 9 | 102 | 25 | 102 | 9 | 92 | 24 | 77
DEEPS-1 | A | 20 | 180 | 60 | 180 | 86 | 180 | 22 | 180 | 80 | 180 | 24 | 96 | 52 | 96
DIDCB5 | A | 40 | 330 | 104 | 330 | 125 | 330 | 55 | 330 | 140 | 330 | 40 | 185 | 105 | 185
DIDCB6 | A | 50 | 250 | 105 | 250 | 105 | 250 | 50 | 250 | 130 | 250 | 50 | 153 | 110 | 103
DINO-1 | A | 14 | 138 | 39 | 138 | 58 | 138 | 28 | 138 | 72 | 138 | 14 | 118 | 36 | 88
DINO-2 | A | 14 | 138 | 39 | 138 | 58 | 138 | 28 | 138 | 72 | 138 | 14 | 118 | 36 | 88
DINO-3 | A | 14 | 138 | 39 | 138 | 58 | 138 | 28 | 138 | 72 | 138 | 14 | 118 | 36 | 88
DINO-4 | A | 14 | 138 | 39 | 138 | 58 | 138 | 28 | 138 | 72 | 138 | 14 | 118 | 36 | 88
DINO-5 | A | 14 | 138 | 39 | 138 | 58 | 138 | 28 | 138 | 72 | 138 | 14 | 118 | 36 | 88
DINO-6 | A | 14 | 138 | 39 | 138 | 58 | 138 | 28 | 138 | 72 | 138 | 14 | 118 | 36 | 88
DRAXX-1 | A | 68 | 345 | 100 | 345 | 100 | 345 | 64 | 95 | 110 | 345 | 60 | 225 | 70 | 225
DRAXX-2 | A | 68 | 345 | 100 | 345 | 100 | 345 | 64 | 95 | 110 | 345 | 60 | 225 | 70 | 225
DRAXX-3 | A | 68 | 345 | 100 | 345 | 100 | 345 | 64 | 95 | 110 | 345 | 60 | 225 | 70 | 225
DRAXX-4 | A | 68 | 345 | 100 | 345 | 100 | 345 | 64 | 95 | 110 | 345 | 60 | 225 | 70 | 225
DRAXX-5 | A | 68 | 345 | 100 | 345 | 100 | 345 | 64 | 95 | 110 | 345 | 60 | 225 | 70 | 225
DRAXX-6 | A | 68 | 345 | 100 | 345 | 100 | 345 | 64 | 95 | 110 | 345 | 60 | 225 | 70 | 225
DRSLW-1 | A | 6 | 69 | 16 | 69 | 17 | 69 | 6 | 69 | 17 | 69 | 6 | 61 | 16 | 54
DUNGW-1 | A | 8 | 89 | 21 | 89 | 33 | 89 | 8 | 89 | 23 | 89 | 8 | 80 | 21 | 69
EAAO-1 | A | 18 | 182 | 48 | 182 | 52 | 182 | 19 | 182 | 50 | 182 | 18 | 164 | 48 | 134
EAAO-2 | A | 17 | 175 | 46 | 175 | 50 | 175 | 18 | 175 | 48 | 175 | 18 | 157 | 46 | 157
EECL-1 | A | 19 | 321 | 42 | 321 | 45 | 321 | 33 | 321 | 84 | 321 | 25 | 281 | 56 | 235
ERRO-1 | A | 2 | 21 | 3 | 21 | 5 | 21 | 2 | 21 | 5 | 21 | 2 | 19 | 4 | 15
ERRO-2 | A | 2 | 21 | 3 | 21 | 5 | 21 | 2 | 21 | 5 | 21 | 2 | 19 | 4 | 15
ERRO-3 | A | 2 | 21 | 3 | 21 | 4 | 21 | 2 | 21 | 5 | 21 | 2 | 19 | 4 | 15
FAARW-1 | A | 2 | 37 | 4 | 37 | 4 | 37 | 4 | 37 | 12 | 37 | 2 | 33 | 4 | 33
FAARW-2 | A | 2 | 37 | 4 | 37 | 4 | 37 | 4 | 37 | 12 | 37 | 2 | 33 | 4 | 33
FALGW-1 | A | 11 | 108 | 28 | 108 | 41 | 108 | 13 | 108 | 35 | 108 | 10 | 86 | 22 | 64
FASN-1 | A | 0 | 15 | 1 | 15 | 1 | 15 | 1 | 15 | 2 | 15 | 0 | 15 | 1 | 12
FASN2 | A | 0 | 15 | 1 | 15 | 1 | 15 | 1 | 15 | 2 | 15 | 0 | 15 | 1 | 12
FASN3 | A | 0 | 15 | 1 | 15 | 1 | 15 | 1 | 15 | 2 | 15 | 0 | 15 | 1 | 12
FAWN-1 | A | 10 | 52 | 25 | 52 | 40 | 52 | 13 | 52 | 32 | 52 | 11 | 37 | 27 | 27
FELL-1 | A | 9 | 63 | 21 | 63 | 22 | 63 | 10 | 63 | 24 | 63 | 9 | 63 | 22 | 63
FFES-1 | A | 10 | 35 | 27 | 35 | 30 | 35 | 9 | 35 | 22 | 35 | 4 | 27 | 6 | 27
FFES-2 | A | 10 | 35 | 27 | 35 | 30 | 35 | 9 | 35 | 22 | 35 | 4 | 27 | 6 | 27
FFES-3 | A | 10 | 35 | 27 | 35 | 30 | 35 | 9 | 35 | 22 | 35 | 4 | 27 | 6 | 27
FFES-4 | A | 10 | 35 | 27 | 35 | 30 | 35 | 9 | 35 | 22 | 35 | 4 | 27 | 6 | 27
FINL-1 | A | 0 | 14 | 1 | 14 | 1 | 14 | 1 | 14 | 2 | 14 | 0 | 14 | 1 | 11
FOYE-1 | A | 6 | 60 | 13 | 60 | 16 | 60 | 11 | 60 | 27 | 60 | 5 | 30 | 11 | 30
FOYE-2 | A | 6 | 60 | 13 | 60 | 16 | 60 | 11 | 60 | 27 | 60 | 5 | 30 | 11 | 30
GAOFO-1 | A | 4 | 87 | 9 | 87 | 9 | 87 | 4 | 87 | 9 | 87 | 4 | 57 | 9 | 57
GAOFO-2 | A | 4 | 87 | 9 | 87 | 9 | 87 | 4 | 87 | 9 | 87 | 4 | 57 | 9 | 57
GAOFO-3 | A | 4 | 87 | 9 | 87 | 9 | 87 | 4 | 87 | 9 | 87 | 4 | 57 | 9 | 57
GAOFO-4 | A | 4 | 87 | 9 | 87 | 9 | 87 | 4 | 87 | 9 | 87 | 4 | 57 | 9 | 57
GLNDO-1 | A | 6 | 80 | 12 | 45 | 17 | 45 | 12 | 45 | 25 | 45 | 8 | 65 | 18 | 45
GNFSW-1 | A | 11 | 100 | 30 | 100 | 30 | 100 | 12 | 100 | 31 | 100 | 12 | 70 | 30 | 70
GNFSW-2 | A | 7 | 64 | 18 | 64 | 18 | 64 | 8 | 64 | 18 | 64 | 6 | 49 | 15 | 49
GORDW-1 | A | 6 | 62 | 16 | 56 | 26 | 45 | 7 | 62 | 18 | 62 | 6 | 56 | 16 | 45
GRAI-6 | A | 24 | 320 | 58 | 320 | 58 | 320 | 35 | 320 | 88 | 320 | 28 | 270 | 60 | 230
GRAI-7 | A | 30 | 232 | 60 | 232 | 60 | 232 | 32 | 232 | 84 | 232 | 32 | 175 | 65 | 135
GRAI-8 | A | 26 | 232 | 58 | 232 | 58 | 232 | 32 | 232 | 84 | 232 | 32 | 175 | 65 | 135
GRGBW-1 | A | 17 | 167 | 45 | 167 | 48 | 167 | 18 | 167 | 48 | 167 | 17 | 150 | 46 | 122
GRGBW-2 | A | 18 | 167 | 48 | 167 | 51 | 167 | 19 | 167 | 50 | 167 | 18 | 147 | 48 | 117
GRGBW-3 | A | 17 | 166 | 45 | 166 | 48 | 166 | 18 | 166 | 48 | 166 | 17 | 149 | 46 | 121
GRIFW-1 | A | 8 | 94 | 22 | 94 | 23 | 94 | 8 | 94 | 22 | 94 | 8 | 85 | 22 | 72
GRIFW-2 | A | 8 | 94 | 22 | 94 | 23 | 94 | 8 | 94 | 22 | 94 | 8 | 85 | 22 | 72
GRMO-1 | A | 8 | 43 | 8 | 43 | 8 | 43 | 8 | 43 | 8 | 43 | 8 | 23 | 8 | 23
GYAR-1 | A | 17 | 176 | 42 | 176 | 66 | 176 | 24 | 176 | 60 | 176 | 17 | 176 | 42 | 176
GYMRO-15 | A | 6 | 145 | 15 | 145 | 15 | 145 | 6 | 145 | 15 | 145 | 6 | 44 | 15 | 44
GYMRO-17 | A | 6 | 145 | 15 | 145 | 15 | 145 | 6 | 145 | 15 | 145 | 6 | 44 | 15 | 44
GYMRO-26 | A | 6 | 145 | 15 | 145 | 15 | 145 | 6 | 145 | 15 | 145 | 6 | 44 | 15 | 44
GYMRO-28 | A | 6 | 145 | 15 | 145 | 15 | 145 | 6 | 145 | 15 | 145 | 6 | 44 | 15 | 44
HADHW-1 | A | 7 | 76 | 14 | 76 | 22 | 76 | 13 | 76 | 34 | 76 | 8 | 65 | 17 | 65
HMGTO-1 | A | 8 | 88 | 20 | 88 | 35 | 88 | 10 | 88 | 25 | 88 | 8 | 68 | 19 | 68
HMGTO-2 | A | 9 | 91 | 23 | 91 | 37 | 91 | 10 | 91 | 25 | 91 | 10 | 67 | 24 | 67
HOWAO-1 | A | 44 | 400 | 117 | 400 | 117 | 400 | 44 | 400 | 117 | 400 | 44 | 240 | 117 | 240
HOWAO-2 | A | 44 | 400 | 117 | 400 | 117 | 400 | 44 | 400 | 117 | 400 | 44 | 240 | 117 | 240
HOWAO-3 | A | 44 | 400 | 117 | 400 | 117 | 400 | 44 | 400 | 117 | 400 | 44 | 240 | 117 | 240
HRSTW-1 | A | 12 | 102 | 30 | 102 | 45 | 102 | 13 | 102 | 34 | 102 | 13 | 80 | 27 | 66
HUMR-1 | A | 60 | 533 | 150 | 533 | 200 | 533 | 80 | 533 | 200 | 533 | 62 | 419 | 155 | 251
INDQ-1 | A | 12 | 102 | 31 | 102 | 43 | 102 | 13 | 102 | 34 | 102 | 12 | 72 | 30 | 72
KEAD-2 | A | 41 | 566 | 102 | 566 | 108 | 566 | 57 | 566 | 124 | 566 | 41 | 458 | 99 | 458
KEAD-1 | A | 38 | 415 | 90 | 415 | 90 | 415 | 55 | 415 | 138 | 415 | 38 | 355 | 90 | 285
KILBW-1 | A | 3 | 56 | 8 | 56 | 13 | 56 | 5 | 56 | 14 | 56 | 4 | 53 | 9 | 47
KILLPG-1 | A | 19 | 180 | 29 | 145 | 29 | 145 | 34 | 145 | 36 | 180 | 20 | 107 | 41 | 107
KILLPG-2 | A | 20 | 190 | 30 | 151 | 30 | 151 | 26 | 190 | 35 | 151 | 21 | 114 | 50 | 114
KLYN-A-1 | A | 22 | 210 | 45 | 210 | 52 | 210 | 40 | 210 | 95 | 210 | 22 | 189 | 45 | 125
KPMRW-1 | A | 9 | 75 | 20 | 75 | 30 | 75 | 9 | 75 | 23 | 75 | 9 | 67 | 22 | 54
LAGA-1 | A | 55 | 500 | 123 | 500 | 140 | 500 | 52 | 500 | 130 | 500 | 53 | 475 | 130 | 475
LARYO-1 | A | 16 | 155 | 40 | 155 | 45 | 155 | 18 | 155 | 45 | 155 | 14 | 120 | 35 | 120
LARYO-2 | A | 16 | 158 | 40 | 158 | 45 | 158 | 18 | 158 | 45 | 158 | 14 | 120 | 35 | 120
LARYO-3 | A | 16 | 158 | 40 | 158 | 45 | 158 | 18 | 158 | 45 | 158 | 14 | 120 | 35 | 120
LARYO-4 | A | 16 | 158 | 40 | 158 | 45 | 158 | 18 | 158 | 45 | 158 | 14 | 120 | 35 | 120
LBAR-1G | A | 1 | 16 | 4 | 16 | 6 | 16 | 2 | 16 | 4 | 16 | 1 | 9 | 4 | 9
LBAR-1 | A | 39 | 360 | 88 | 360 | 88 | 360 | 55 | 360 | 145 | 360 | 41 | 270 | 90 | 270
LCLTW-1 | A | 7 | 69 | 18 | 69 | 20 | 69 | 7 | 69 | 19 | 69 | 8 | 49 | 20 | 49
LNCSO-1 | A | 12 | 130 | 30 | 130 | 32 | 130 | 12 | 130 | 32 | 130 | 10 | 100 | 26 | 100
LNCSO-2 | A | 13 | 140 | 34 | 140 | 36 | 140 | 14 | 140 | 36 | 140 | 12 | 125 | 32 | 125
MEDP-1 | A | 30 | 380 | 76 | 330 | 76 | 330 | 48 | 380 | 105 | 380 | 31 | 330 | 79 | 290
MILWW-1 | A | 6 | 32 | 8 | 54 | 13 | 54 | 5 | 54 | 14 | 54 | 3 | 43 | 8 | 43
MKHLW-1 | A | 4 | 42 | 10 | 42 | 12 | 42 | 5 | 42 | 13 | 42 | 5 | 37 | 12 | 30
MRWD-1 | A | 43 | 448 | 100 | 448 | 112 | 448 | 67 | 448 | 160 | 448 | 36 | 328 | 93 | 328
NANT-1 | A | 0 | 15 | 0 | 15 | 0 | 15 | 0 | 15 | 1 | 15 | 0 | 15 | 0 | 15
PEHE-1 | A | 42 | 420 | 72 | 420 | 72 | 420 | 83 | 420 | 117 | 420 | 35 | 350 | 84 | 260
PEHE-2 | A | 16 | 490 | 40 | 265 | 42 | 490 | 0 | 0 | 0 | 0 | 0 | 490 | 0 | 490
PEMB-11 | A | 38 | 113 | 63 | 276 | 63 | 276 | 33 | 276 | 90 | 276 | 35 | 241 | 64 | 210
PEMB-21 | A | 38 | 113 | 63 | 276 | 63 | 276 | 33 | 276 | 90 | 276 | 35 | 241 | 64 | 210
PEMB-31 | A | 38 | 113 | 63 | 276 | 63 | 276 | 33 | 276 | 90 | 276 | 35 | 241 | 64 | 210
PEMB-41 | A | 38 | 113 | 63 | 276 | 63 | 276 | 33 | 276 | 90 | 276 | 35 | 241 | 64 | 210
PEMB-51 | A | 38 | 113 | 63 | 276 | 63 | 276 | 33 | 276 | 90 | 276 | 35 | 241 | 64 | 210
PETEM1 | A | 20 | 180 | 46 | 180 | 52 | 180 | 24 | 180 | 58 | 180 | 20 | 150 | 50 | 100
PINFB-1 | A | 3 | 6 | 6 | 25 | 6 | 25 | 2 | 25 | 6 | 25 | 3 | 21 | 6 | 15
PINFB-2 | A | 3 | 6 | 6 | 25 | 6 | 25 | 2 | 25 | 6 | 25 | 3 | 21 | 6 | 15
PINFB-3 | A | 3 | 6 | 6 | 25 | 6 | 25 | 2 | 25 | 6 | 25 | 3 | 21 | 6 | 15
PINFB-4 | A | 3 | 6 | 6 | 25 | 6 | 25 | 2 | 25 | 6 | 25 | 3 | 21 | 6 | 15
PNYCW-1 | A | 25 | 228 | 67 | 228 | 72 | 228 | 26 | 228 | 70 | 228 | 25 | 203 | 63 | 161
RATS-1 | A | 50 | 270 | 90 | 270 | 90 | 270 | 36 | 270 | 50 | 270 | 42 | 105 | 75 | 155
RATS-2 | A | 40 | 270 | 90 | 270 | 100 | 270 | 36 | 270 | 50 | 270 | 40 | 195 | 75 | 195
RATS-3 | A | 40 | 270 | 90 | 270 | 100 | 270 | 36 | 270 | 50 | 270 | 40 | 195 | 75 | 195
RATS-4 | A | 40 | 270 | 95 | 270 | 100 | 270 | 36 | 270 | 50 | 270 | 40 | 195 | 75 | 195
RCBKO-1 | A | 31 | 279 | 81 | 279 | 81 | 279 | 31 | 279 | 81 | 279 | 31 | 84 | 81 | 84
RCBKO-2 | A | 32 | 286 | 83 | 286 | 83 | 286 | 32 | 286 | 83 | 286 | 32 | 86 | 83 | 86
RMPNO-1 | A | 18 | 180 | 45 | 180 | 72 | 180 | 20 | 180 | 50 | 180 | 18 | 130 | 47 | 130
RMPNO-2 | A | 18 | 180 | 45 | 180 | 72 | 180 | 20 | 180 | 50 | 180 | 18 | 130 | 47 | 130
ROCK-1 | A | 36 | 400 | 50 | 400 | 54 | 400 | 60 | 400 | 160 | 400 | 33 | 220 | 53 | 220
RYHPS-1 | A | 30 | 305 | 48 | 305 | 66 | 305 | 42 | 305 | 51 | 305 | 30 | 130 | 42 | 68
SCCL-1 | A | 35 | 180 | 70 | 180 | 70 | 180 | 40 | 180 | 95 | 180 | 40 | 100 | 100 | 50
SCCL-2 | A | 35 | 180 | 70 | 180 | 70 | 180 | 40 | 180 | 95 | 180 | 40 | 100 | 100 | 50
SCCL-3 | A | 35 | 180 | 70 | 180 | 70 | 180 | 40 | 180 | 95 | 180 | 40 | 100 | 100 | 50
SEAB-1 | A | 44 | 254 | 125 | 254 | 150 | 254 | 55 | 254 | 150 | 254 | 75 | 164 | 176 | 38
SEAB-2 | A | 31 | 138 | 76 | 138 | 86 | 138 | 32 | 138 | 82 | 138 | 37 | 73 | 90 | 43
SEEL-1 | A | 23 | 170 | 38 | 170 | 38 | 170 | 24 | 170 | 70 | 170 | 19 | 135 | 38 | 100
SHBA-1 | A | 33 | 420 | 79 | 420 | 91 | 420 | 59 | 420 | 150 | 420 | 37 | 336 | 95 | 252
SHBA-2 | A | 32 | 319 | 70 | 319 | 76 | 319 | 35 | 319 | 93 | 319 | 32 | 270 | 70 | 217
SHOS-1 | A | 20 | 260 | 41 | 260 | 48 | 260 | 31 | 260 | 82 | 260 | 24 | 185 | 53 | 185
SHRSW-1 | A | 16 | 157 | 44 | 157 | 46 | 157 | 17 | 157 | 46 | 157 | 16 | 141 | 43 | 113
SHRSW-2 | A | 16 | 157 | 44 | 157 | 46 | 157 | 17 | 157 | 46 | 157 | 16 | 141 | 43 | 113
SIZB-1 | A | 38 | 283 | 45 | 283 | 45 | 283 | 45 | 283 | 45 | 283 | 40 | 283 | 46 | 283
SIZB-2 | A | 38 | 283 | 45 | 283 | 45 | 283 | 45 | 283 | 45 | 283 | 40 | 283 | 46 | 283
SLOY-1 | A | 0 | 38 | 1 | 38 | 1 | 38 | 1 | 38 | 2 | 38 | 0 | 38 | 1 | 30
SLOY-2 | A | 0 | 38 | 1 | 38 | 1 | 38 | 1 | 38 | 2 | 38 | 0 | 38 | 1 | 30
SLOY-3 | A | 0 | 38 | 1 | 38 | 1 | 38 | 1 | 38 | 2 | 38 | 0 | 38 | 1 | 30
SLOY-4 | A | 0 | 28 | 1 | 28 | 1 | 28 | 1 | 28 | 2 | 28 | 0 | 28 | 1 | 22
SPLN-1 | A | 40 | 380 | 100 | 380 | 110 | 380 | 50 | 380 | 120 | 380 | 30 | 380 | 90 | 300
STAY-1 | A | 35 | 265 | 62 | 265 | 62 | 265 | 35 | 265 | 89 | 265 | 34 | 192 | 63 | 192
STAY-2 | A | 35 | 265 | 62 | 265 | 62 | 265 | 35 | 265 | 89 | 265 | 34 | 192 | 63 | 192
STAY-3 | A | 35 | 265 | 62 | 265 | 62 | 265 | 35 | 265 | 89 | 265 | 34 | 192 | 63 | 192
STAY-4 | A | 35 | 265 | 62 | 265 | 62 | 265 | 35 | 265 | 89 | 265 | 34 | 192 | 63 | 192
STLGW-1 | A | 6 | 66 | 16 | 66 | 26 | 66 | 6 | 66 | 16 | 66 | 6 | 55 | 14 | 33
STLGW-2 | A | 7 | 75 | 19 | 75 | 27 | 75 | 7 | 75 | 19 | 75 | 7 | 65 | 19 | 53
STLGW-3 | A | 6 | 66 | 17 | 66 | 26 | 66 | 6 | 66 | 17 | 66 | 7 | 56 | 17 | 48
STRNW-1 | A | 6 | 52 | 16 | 52 | 26 | 52 | 7 | 60 | 17 | 60 | 6 | 52 | 17 | 42
SUTB-1 | A | 36 | 380 | 104 | 380 | 148 | 380 | 52 | 380 | 132 | 380 | 47 | 250 | 107 | 250
SVRP-10 | A | 20 | 225 | 50 | 225 | 70 | 225 | 32 | 225 | 80 | 225 | 20 | 172 | 50 | 172
SVRP-20 | A | 20 | 225 | 50 | 225 | 70 | 225 | 32 | 225 | 80 | 225 | 20 | 172 | 50 | 172
TKNEW-1 | A | 34 | 370 | 80 | 370 | 160 | 370 | 37 | 370 | 101 | 370 | 35 | 279 | 82 | 222
TKNWW-1 | A | 38 | 370 | 103 | 370 | 166 | 370 | 35 | 370 | 97 | 370 | 39 | 280 | 89 | 222
TRLGW-1 | A | 2 | 16 | 4 | 16 | 7 | 16 | 2 | 16 | 5 | 16 | 2 | 12 | 4 | 9
TWSHW-1 | A | 3 | 35 | 9 | 35 | 15 | 35 | 3 | 35 | 9 | 35 | 3 | 28 | 9 | 22
USKM-13 | A | 6 | 49 | 15 | 49 | 17 | 49 | 8 | 49 | 19 | 49 | 7 | 36 | 8 | 36
USKM-14 | A | 6 | 49 | 15 | 49 | 17 | 49 | 8 | 49 | 19 | 49 | 7 | 36 | 8 | 36
USKM-15 | A | 6 | 49 | 15 | 49 | 17 | 49 | 8 | 49 | 19 | 49 | 7 | 36 | 8 | 36
WBUPS-1 | A | 30 | 113 | 48 | 153 | 48 | 153 | 32 | 113 | 50 | 113 | 40 | 153 | 65 | 113
WBUPS-2 | A | 30 | 133 | 48 | 173 | 48 | 173 | 32 | 133 | 50 | 133 | 40 | 173 | 65 | 133
WBUPS-3 | A | 30 | 133 | 48 | 173 | 48 | 173 | 32 | 133 | 50 | 133 | 40 | 173 | 65 | 133
WBUPS-4 | A | 30 | 113 | 48 | 153 | 48 | 153 | 32 | 113 | 50 | 113 | 40 | 153 | 65 | 113
WBURB-1 | A | 22 | 240 | 48 | 240 | 62 | 240 | 27 | 240 | 69 | 240 | 20 | 200 | 50 | 120
WBURB-2 | A | 25 | 255 | 52 | 255 | 62 | 255 | 26 | 255 | 67 | 255 | 22 | 215 | 52 | 135
WBURB-3 | A | 23 | 255 | 56 | 255 | 67 | 255 | 25 | 255 | 67 | 255 | 22 | 211 | 58 | 167
WDNSO-1 | A | 21 | 191 | 54 | 191 | 57 | 191 | 21 | 191 | 57 | 191 | 21 | 170 | 55 | 136
WDNSO-2 | A | 21 | 191 | 54 | 191 | 57 | 191 | 21 | 191 | 57 | 191 | 21 | 170 | 55 | 136
WHILW-1 | A | 31 | 322 | 84 | 322 | 90 | 322 | 33 | 322 | 90 | 322 | 32 | 255 | 86 | 210
WHILW-2 | A | 19 | 163 | 33 | 163 | 35 | 163 | 20 | 163 | 52 | 163 | 21 | 142 | 43 | 119
WLNYO-2 | A | 19 | 182 | 51 | 182 | 54 | 182 | 20 | 182 | 53 | 182 | 20 | 158 | 51 | 130
WLNYO-3 | A | 30 | 300 | 75 | 300 | 75 | 300 | 30 | 300 | 77 | 300 | 30 | 240 | 78 | 240
WLNYO-4 | A | 32 | 330 | 88 | 330 | 88 | 330 | 33 | 330 | 93 | 330 | 34 | 240 | 90 | 240
WLNYW-1 | A | 19 | 182 | 51 | 182 | 54 | 182 | 20 | 182 | 53 | 182 | 20 | 158 | 51 | 130
WTMSO-1 | A | 22 | 200 | 58 | 200 | 62 | 200 | 23 | 200 | 61 | 200 | 23 | 140 | 60 | 140

## Aug 2024
MW Response Capability by BMU
|  | Primary Response (Max MWhrs) | [5 empty] | Secondary Response (Max Mwhrs) |  |  |  | High Frequency Response (Max MWhrs)
UNIT | Mode | 0.2Hz | Genset Deload (MW) | 0.5Hz | Genset Deload (MW) | 0.8Hz | Genset Deload (MW) | 0.2/0.2Hz | Genset Deload (MW) | 0.5/0.5Hz | Genset Deload (MW) | 0.2Hz | Genset Deload (MW) | 0.5Hz | Genset Deload (MW)
ABRBO-1 | A | 7 | 86 | 19 | 86 | 33 | 86 | 9 | 86 | 23 | 86 | 7 | 78 | 19 | 67
ARCHW-1 | A | 10 | 92 | 25 | 92 | 25 | 92 | 12 | 92 | 30 | 92 | 11 | 73 | 24 | 56
BAGE-1 | A | 30 | 255 | 70 | 255 | 90 | 255 | 35 | 255 | 90 | 255 | 28 | 220 | 70 | 185
BAGE-2 | A | 3 | 17 | 8 | 17 | 12 | 17 | 4 | 17 | 9 | 17 | 2 | 17 | 5 | 17
BEATO-1 | A | 13 | 126 | 35 | 126 | 37 | 126 | 14 | 126 | 36 | 126 | 13 | 112 | 35 | 91
BEATO-2 | A | 13 | 126 | 35 | 126 | 37 | 126 | 14 | 126 | 36 | 126 | 13 | 112 | 35 | 91
BEATO-3 | A | 17 | 168 | 47 | 168 | 49 | 168 | 18 | 168 | 48 | 168 | 18 | 149 | 48 | 119
BEATO-4 | A | 17 | 168 | 47 | 168 | 49 | 168 | 18 | 168 | 48 | 168 | 18 | 149 | 48 | 119
BEINW-1 | A | 9 | 93 | 24 | 93 | 33 | 93 | 8 | 93 | 25 | 93 | 9 | 74 | 20 | 74
BHLAW-1 | A | 7 | 98 | 16 | 98 | 19 | 98 | 10 | 98 | 26 | 98 | 8 | 87 | 18 | 78
BLLA-1 | A | 6 | 99 | 13 | 99 | 13 | 99 | 15 | 99 | 39 | 99 | 9 | 83 | 16 | 83
BRBEO-1 | A | 20 | 258 | 50 | 258 | 50 | 258 | 22 | 258 | 63 | 258 | 17 | 194 | 46 | 194
BRDUW-1 | A | 6 | 58 | 17 | 58 | 17 | 58 | 7 | 58 | 17 | 58 | 6 | 36 | 17 | 36
BRGG-1 | A | 16 | 110 | 32 | 110 | 48 | 110 | 16 | 110 | 40 | 110 | 14 | 96 | 34 | 46
BURBW-1 | A | 0 | 90 | 0 | 90 | 0 | 90 | 0 | 0 | 0 | 0 | 0 | 90 | 0 | 90
CARR-1 | A | 35 | 269 | 58 | 269 | 58 | 269 | 35 | 325 | 88 | 325 | 34 | 269 | 56 | 269
CARR-2 | A | 35 | 269 | 58 | 269 | 58 | 269 | 35 | 325 | 88 | 325 | 34 | 269 | 56 | 269
CDCL-1 | A | 30 | 231 | 46 | 231 | 46 | 231 | 34 | 231 | 45 | 231 | 29 | 172 | 72 | 135
CLAC-1 | A | 3 | 28 | 8 | 28 | 13 | 28 | 3 | 36 | 9 | 36 | 3 | 28 | 8 | 28
CLDCW-1 | A | 14 | 14 | 34 | 113 | 36 | 113 | 13 | 113 | 35 | 113 | 13 | 99 | 34 | 78
CLDNW-1 | A | 13 | 108 | 33 | 108 | 35 | 108 | 13 | 108 | 35 | 108 | 12 | 95 | 33 | 74
CLDSW-1 | A | 16 | 129 | 40 | 129 | 43 | 129 | 16 | 129 | 42 | 129 | 16 | 113 | 41 | 88
CMSTW-1 | A | 4 | 35 | 10 | 35 | 16 | 35 | 4 | 35 | 11 | 35 | 4 | 31 | 10 | 25
CNQPS-1 | A | 22 | 170 | 55 | 170 | 55 | 170 | 28 | 170 | 70 | 170 | 26 | 120 | 60 | 105
CNQPS-2 | A | 22 | 170 | 55 | 170 | 55 | 170 | 28 | 170 | 70 | 170 | 22 | 120 | 55 | 105
CNQPS-3 | A | 22 | 170 | 55 | 170 | 55 | 170 | 28 | 170 | 70 | 170 | 22 | 120 | 55 | 105
CNQPS-4 | A | 22 | 170 | 55 | 170 | 55 | 170 | 28 | 170 | 70 | 170 | 28 | 105 | 55 | 105
CORB-1 | A | 10 | 130 | 30 | 130 | 50 | 130 | 28 | 130 | 60 | 130 | 15 | 95 | 40 | 60
COSO-1 | A | 20 | 380 | 40 | 380 | 50 | 380 | 60 | 380 | 140 | 380 | 17 | 304 | 40 | 304
COWE1 | A | 7 | 30 | 17 | 30 | 17 | 30 | 7 | 30 | 17 | 30 | 7 | 30 | 17 | 30
COWE2 | A | 7 | 30 | 17 | 30 | 17 | 30 | 7 | 30 | 17 | 30 | 7 | 30 | 17 | 30
CRUA-1 | A | 10 | 110 | 25 | 110 | 37 | 110 | 12 | 110 | 30 | 110 | 10 | 84 | 25 | 48
CRUA-2 | A | 10 | 110 | 25 | 110 | 37 | 110 | 12 | 110 | 30 | 110 | 10 | 84 | 25 | 48
CRUA-3 | A | 7 | 30 | 15 | 30 | 21 | 30 | 9 | 30 | 24 | 30 | 5 | 25 | 13 | 15
CRUA-4 | A | 7 | 30 | 15 | 30 | 21 | 30 | 9 | 30 | 24 | 30 | 5 | 25 | 13 | 15
CRYRW-2 | A | 15 | 138 | 38 | 138 | 40 | 138 | 15 | 138 | 40 | 138 | 13 | 109 | 40 | 63
CRYRW-3 | A | 1 | 14 | 3 | 14 | 4 | 14 | 1 | 14 | 4 | 14 | 1 | 10 | 3 | 10
DAMC-1 | A | 64 | 380 | 136 | 380 | 156 | 380 | 80 | 380 | 180 | 380 | 60 | 293 | 190 | 128
DDGNO-1 | A | 9 | 108 | 25 | 108 | 26 | 108 | 10 | 108 | 26 | 108 | 9 | 97 | 25 | 81
DDGNO-2 | A | 8 | 90 | 20 | 90 | 22 | 90 | 8 | 90 | 21 | 90 | 8 | 81 | 21 | 68
DDGNO-3 | A | 9 | 102 | 24 | 102 | 25 | 102 | 9 | 102 | 25 | 102 | 9 | 92 | 24 | 77
DDGNO-4 | A | 9 | 102 | 24 | 102 | 25 | 102 | 9 | 102 | 25 | 102 | 9 | 92 | 24 | 77
DEEPS-1 | A | 20 | 180 | 60 | 180 | 86 | 180 | 22 | 180 | 80 | 180 | 24 | 96 | 52 | 96
DIDCB5 | A | 40 | 330 | 104 | 330 | 125 | 330 | 55 | 330 | 140 | 330 | 40 | 185 | 105 | 185
DIDCB6 | A | 50 | 250 | 105 | 250 | 105 | 250 | 50 | 250 | 130 | 250 | 50 | 153 | 110 | 103
DINO-1 | A | 14 | 138 | 39 | 138 | 58 | 138 | 28 | 138 | 72 | 138 | 14 | 118 | 36 | 88
DINO-2 | A | 14 | 138 | 39 | 138 | 58 | 138 | 28 | 138 | 72 | 138 | 14 | 118 | 36 | 88
DINO-3 | A | 14 | 138 | 39 | 138 | 58 | 138 | 28 | 138 | 72 | 138 | 14 | 118 | 36 | 88
DINO-4 | A | 14 | 138 | 39 | 138 | 58 | 138 | 28 | 138 | 72 | 138 | 14 | 118 | 36 | 88
DINO-5 | A | 14 | 138 | 39 | 138 | 58 | 138 | 28 | 138 | 72 | 138 | 14 | 118 | 36 | 88
DINO-6 | A | 14 | 138 | 39 | 138 | 58 | 138 | 28 | 138 | 72 | 138 | 14 | 118 | 36 | 88
DRAXX-1 | A | 68 | 345 | 100 | 345 | 100 | 345 | 64 | 95 | 110 | 345 | 60 | 225 | 70 | 225
DRAXX-2 | A | 68 | 345 | 100 | 345 | 100 | 345 | 64 | 95 | 110 | 345 | 60 | 225 | 70 | 225
DRAXX-3 | A | 68 | 345 | 100 | 345 | 100 | 345 | 64 | 95 | 110 | 345 | 60 | 225 | 70 | 225
DRAXX-4 | A | 68 | 345 | 100 | 345 | 100 | 345 | 64 | 95 | 110 | 345 | 60 | 225 | 70 | 225
DRAXX-5 | A | 68 | 345 | 100 | 345 | 100 | 345 | 64 | 95 | 110 | 345 | 60 | 225 | 70 | 225
DRAXX-6 | A | 68 | 345 | 100 | 345 | 100 | 345 | 64 | 95 | 110 | 345 | 60 | 225 | 70 | 225
DRSLW-1 | A | 6 | 69 | 16 | 69 | 17 | 69 | 6 | 69 | 17 | 69 | 6 | 61 | 16 | 54
DUNGW-1 | A | 8 | 89 | 21 | 89 | 33 | 89 | 8 | 89 | 23 | 89 | 8 | 80 | 21 | 69
EAAO-1 | A | 18 | 182 | 48 | 182 | 52 | 182 | 19 | 182 | 50 | 182 | 18 | 164 | 48 | 134
EAAO-2 | A | 17 | 175 | 46 | 175 | 50 | 175 | 18 | 175 | 48 | 175 | 18 | 157 | 46 | 157
EECL-1 | A | 19 | 321 | 42 | 321 | 45 | 321 | 33 | 321 | 84 | 321 | 25 | 281 | 56 | 235
ERRO-1 | A | 2 | 21 | 3 | 21 | 5 | 21 | 2 | 21 | 5 | 21 | 2 | 19 | 4 | 15
ERRO-2 | A | 2 | 21 | 3 | 21 | 5 | 21 | 2 | 21 | 5 | 21 | 2 | 19 | 4 | 15
ERRO-3 | A | 2 | 21 | 3 | 21 | 4 | 21 | 2 | 21 | 5 | 21 | 2 | 19 | 4 | 15
FAARW-1 | A | 2 | 37 | 4 | 37 | 4 | 37 | 4 | 37 | 12 | 37 | 2 | 33 | 4 | 33
FAARW-2 | A | 2 | 37 | 4 | 37 | 4 | 37 | 4 | 37 | 12 | 37 | 2 | 33 | 4 | 33
FALGW-1 | A | 11 | 108 | 28 | 108 | 41 | 108 | 13 | 108 | 35 | 108 | 10 | 86 | 22 | 64
FASN-1 | A | 0 | 15 | 1 | 15 | 1 | 15 | 1 | 15 | 2 | 15 | 0 | 15 | 1 | 12
FASN2 | A | 0 | 15 | 1 | 15 | 1 | 15 | 1 | 15 | 2 | 15 | 0 | 15 | 1 | 12
FASN3 | A | 0 | 15 | 1 | 15 | 1 | 15 | 1 | 15 | 2 | 15 | 0 | 15 | 1 | 12
FAWN-1 | A | 10 | 52 | 25 | 52 | 40 | 52 | 13 | 52 | 32 | 52 | 11 | 37 | 27 | 27
FELL-1 | A | 9 | 63 | 21 | 63 | 22 | 63 | 10 | 63 | 24 | 63 | 9 | 63 | 22 | 63
FFES-1 | A | 10 | 35 | 27 | 35 | 30 | 35 | 9 | 35 | 22 | 35 | 4 | 27 | 6 | 27
FFES-2 | A | 10 | 35 | 27 | 35 | 30 | 35 | 9 | 35 | 22 | 35 | 4 | 27 | 6 | 27
FFES-3 | A | 10 | 35 | 27 | 35 | 30 | 35 | 9 | 35 | 22 | 35 | 4 | 27 | 6 | 27
FFES-4 | A | 10 | 35 | 27 | 35 | 30 | 35 | 9 | 35 | 22 | 35 | 4 | 27 | 6 | 27
FINL-1 | A | 0 | 14 | 1 | 14 | 1 | 14 | 1 | 14 | 2 | 14 | 0 | 14 | 1 | 11
FOYE-1 | A | 6 | 60 | 13 | 60 | 16 | 60 | 11 | 60 | 27 | 60 | 5 | 30 | 11 | 30
FOYE-2 | A | 6 | 60 | 13 | 60 | 16 | 60 | 11 | 60 | 27 | 60 | 5 | 30 | 11 | 30
GAOFO-1 | A | 4 | 87 | 9 | 87 | 9 | 87 | 4 | 87 | 9 | 87 | 4 | 57 | 9 | 57
GAOFO-2 | A | 4 | 87 | 9 | 87 | 9 | 87 | 4 | 87 | 9 | 87 | 4 | 57 | 9 | 57
GAOFO-3 | A | 4 | 87 | 9 | 87 | 9 | 87 | 4 | 87 | 9 | 87 | 4 | 57 | 9 | 57
GAOFO-4 | A | 4 | 87 | 9 | 87 | 9 | 87 | 4 | 87 | 9 | 87 | 4 | 57 | 9 | 57
GLNDO-1 | A | 6 | 80 | 12 | 45 | 17 | 45 | 12 | 45 | 25 | 45 | 8 | 65 | 18 | 45
GNFSW-1 | A | 11 | 100 | 30 | 100 | 30 | 100 | 12 | 100 | 31 | 100 | 12 | 70 | 30 | 70
GNFSW-2 | A | 7 | 64 | 18 | 64 | 18 | 64 | 8 | 64 | 18 | 64 | 6 | 49 | 15 | 49
GORDW-1 | A | 6 | 62 | 16 | 56 | 26 | 45 | 7 | 62 | 18 | 62 | 6 | 56 | 16 | 45
GRAI-6 | A | 24 | 320 | 58 | 320 | 58 | 320 | 35 | 320 | 88 | 320 | 28 | 270 | 60 | 230
GRAI-7 | A | 30 | 232 | 60 | 232 | 60 | 232 | 32 | 232 | 84 | 232 | 32 | 175 | 65 | 135
GRAI-8 | A | 26 | 232 | 58 | 232 | 58 | 232 | 32 | 232 | 84 | 232 | 32 | 175 | 65 | 135
GRGBW-1 | A | 17 | 167 | 45 | 167 | 48 | 167 | 18 | 167 | 48 | 167 | 17 | 150 | 46 | 122
GRGBW-2 | A | 18 | 167 | 48 | 167 | 51 | 167 | 19 | 167 | 50 | 167 | 18 | 147 | 48 | 117
GRGBW-3 | A | 17 | 166 | 45 | 166 | 48 | 166 | 18 | 166 | 48 | 166 | 17 | 149 | 46 | 121
GRIFW-1 | A | 8 | 94 | 22 | 94 | 23 | 94 | 8 | 94 | 22 | 94 | 8 | 85 | 22 | 72
GRIFW-2 | A | 8 | 94 | 22 | 94 | 23 | 94 | 8 | 94 | 22 | 94 | 8 | 85 | 22 | 72
GRMO-1 | A | 8 | 43 | 8 | 43 | 8 | 43 | 8 | 43 | 8 | 43 | 8 | 23 | 8 | 23
GYAR-1 | A | 17 | 176 | 42 | 176 | 66 | 176 | 24 | 176 | 60 | 176 | 17 | 176 | 42 | 176
GYMRO-15 | A | 6 | 145 | 15 | 145 | 15 | 145 | 6 | 145 | 15 | 145 | 6 | 44 | 15 | 44
GYMRO-17 | A | 6 | 145 | 15 | 145 | 15 | 145 | 6 | 145 | 15 | 145 | 6 | 44 | 15 | 44
GYMRO-26 | A | 6 | 145 | 15 | 145 | 15 | 145 | 6 | 145 | 15 | 145 | 6 | 44 | 15 | 44
GYMRO-28 | A | 6 | 145 | 15 | 145 | 15 | 145 | 6 | 145 | 15 | 145 | 6 | 44 | 15 | 44
HADHW-1 | A | 7 | 76 | 14 | 76 | 22 | 76 | 13 | 76 | 34 | 76 | 8 | 65 | 17 | 65
HMGTO-1 | A | 8 | 88 | 20 | 88 | 35 | 88 | 10 | 88 | 25 | 88 | 8 | 68 | 19 | 68
HMGTO-2 | A | 9 | 91 | 23 | 91 | 37 | 91 | 10 | 91 | 25 | 91 | 10 | 67 | 24 | 67
HOWAO-1 | A | 44 | 400 | 117 | 400 | 117 | 400 | 44 | 400 | 117 | 400 | 44 | 240 | 117 | 240
HOWAO-2 | A | 44 | 400 | 117 | 400 | 117 | 400 | 44 | 400 | 117 | 400 | 44 | 240 | 117 | 240
HOWAO-3 | A | 44 | 400 | 117 | 400 | 117 | 400 | 44 | 400 | 117 | 400 | 44 | 240 | 117 | 240
HRSTW-1 | A | 12 | 102 | 30 | 102 | 45 | 102 | 13 | 102 | 34 | 102 | 13 | 80 | 27 | 66
HUMR-1 | A | 60 | 533 | 150 | 533 | 200 | 533 | 80 | 533 | 200 | 533 | 62 | 419 | 155 | 251
INDQ-1 | A | 12 | 102 | 31 | 102 | 43 | 102 | 13 | 102 | 34 | 102 | 12 | 72 | 30 | 72
KEAD-2 | A | 41 | 566 | 102 | 566 | 108 | 566 | 57 | 566 | 124 | 566 | 41 | 458 | 99 | 458
KEAD-1 | A | 38 | 415 | 90 | 415 | 90 | 415 | 55 | 415 | 138 | 415 | 38 | 355 | 90 | 285
KILBW-1 | A | 3 | 56 | 8 | 56 | 13 | 56 | 5 | 56 | 14 | 56 | 4 | 53 | 9 | 47
KILLPG-1 | A | 19 | 180 | 29 | 145 | 29 | 145 | 34 | 145 | 36 | 180 | 20 | 107 | 41 | 107
KILLPG-2 | A | 20 | 190 | 30 | 151 | 30 | 151 | 26 | 190 | 35 | 151 | 21 | 114 | 50 | 114
KLYN-A-1 | A | 22 | 210 | 45 | 210 | 52 | 210 | 40 | 210 | 95 | 210 | 22 | 189 | 45 | 125
KPMRW-1 | A | 9 | 75 | 20 | 75 | 30 | 75 | 9 | 75 | 23 | 75 | 9 | 67 | 22 | 54
LAGA-1 | A | 55 | 500 | 123 | 500 | 140 | 500 | 52 | 500 | 130 | 500 | 53 | 475 | 130 | 475
LARYO-1 | A | 16 | 155 | 40 | 155 | 45 | 155 | 18 | 155 | 45 | 155 | 14 | 120 | 35 | 120
LARYO-2 | A | 16 | 158 | 40 | 158 | 45 | 158 | 18 | 158 | 45 | 158 | 14 | 120 | 35 | 120
LARYO-3 | A | 16 | 158 | 40 | 158 | 45 | 158 | 18 | 158 | 45 | 158 | 14 | 120 | 35 | 120
LARYO-4 | A | 16 | 158 | 40 | 158 | 45 | 158 | 18 | 158 | 45 | 158 | 14 | 120 | 35 | 120
LBAR-1G | A | 1 | 16 | 4 | 16 | 6 | 16 | 2 | 16 | 4 | 16 | 1 | 9 | 4 | 9
LBAR-1 | A | 39 | 360 | 88 | 360 | 88 | 360 | 55 | 360 | 145 | 360 | 41 | 270 | 90 | 270
LCLTW-1 | A | 7 | 69 | 18 | 69 | 20 | 69 | 7 | 69 | 19 | 69 | 8 | 49 | 20 | 49
LNCSO-1 | A | 12 | 130 | 30 | 130 | 32 | 130 | 12 | 130 | 32 | 130 | 10 | 100 | 26 | 100
LNCSO-2 | A | 13 | 140 | 34 | 140 | 36 | 140 | 14 | 140 | 36 | 140 | 12 | 125 | 32 | 125
MEDP-1 | A | 30 | 380 | 76 | 330 | 76 | 330 | 48 | 380 | 105 | 380 | 31 | 330 | 79 | 290
MILWW-1 | A | 6 | 32 | 8 | 54 | 13 | 54 | 5 | 54 | 14 | 54 | 3 | 43 | 8 | 43
MKHLW-1 | A | 4 | 42 | 10 | 42 | 12 | 42 | 5 | 42 | 13 | 42 | 5 | 37 | 12 | 30
MRWD-1 | A | 43 | 448 | 100 | 448 | 112 | 448 | 67 | 448 | 160 | 448 | 36 | 328 | 93 | 328
NANT-1 | A | 0 | 15 | 0 | 15 | 0 | 15 | 0 | 15 | 1 | 15 | 0 | 15 | 0 | 15
PEHE-1 | A | 42 | 420 | 72 | 420 | 72 | 420 | 83 | 420 | 117 | 420 | 35 | 350 | 84 | 260
PEHE-2 | A | 16 | 490 | 40 | 265 | 42 | 490 | 0 | 0 | 0 | 0 | 0 | 490 | 0 | 490
PEMB-11 | A | 38 | 113 | 63 | 276 | 63 | 276 | 33 | 276 | 90 | 276 | 35 | 241 | 64 | 210
PEMB-21 | A | 38 | 113 | 63 | 276 | 63 | 276 | 33 | 276 | 90 | 276 | 35 | 241 | 64 | 210
PEMB-31 | A | 38 | 113 | 63 | 276 | 63 | 276 | 33 | 276 | 90 | 276 | 35 | 241 | 64 | 210
PEMB-41 | A | 38 | 113 | 63 | 276 | 63 | 276 | 33 | 276 | 90 | 276 | 35 | 241 | 64 | 210
PEMB-51 | A | 38 | 113 | 63 | 276 | 63 | 276 | 33 | 276 | 90 | 276 | 35 | 241 | 64 | 210
PETEM1 | A | 20 | 180 | 46 | 180 | 52 | 180 | 24 | 180 | 58 | 180 | 20 | 150 | 50 | 100
PINFB-1 | A | 3 | 6 | 6 | 25 | 6 | 25 | 2 | 25 | 6 | 25 | 3 | 21 | 6 | 15
PINFB-2 | A | 3 | 6 | 6 | 25 | 6 | 25 | 2 | 25 | 6 | 25 | 3 | 21 | 6 | 15
PINFB-3 | A | 3 | 6 | 6 | 25 | 6 | 25 | 2 | 25 | 6 | 25 | 3 | 21 | 6 | 15
PINFB-4 | A | 3 | 6 | 6 | 25 | 6 | 25 | 2 | 25 | 6 | 25 | 3 | 21 | 6 | 15
PNYCW-1 | A | 25 | 228 | 67 | 228 | 72 | 228 | 26 | 228 | 70 | 228 | 25 | 203 | 63 | 161
RATS-1 | A | 50 | 270 | 90 | 270 | 90 | 270 | 36 | 270 | 50 | 270 | 42 | 105 | 75 | 155
RATS-2 | A | 40 | 270 | 90 | 270 | 100 | 270 | 36 | 270 | 50 | 270 | 40 | 195 | 75 | 195
RATS-3 | A | 40 | 270 | 90 | 270 | 100 | 270 | 36 | 270 | 50 | 270 | 40 | 195 | 75 | 195
RATS-4 | A | 40 | 270 | 95 | 270 | 100 | 270 | 36 | 270 | 50 | 270 | 40 | 195 | 75 | 195
RCBKO-1 | A | 31 | 279 | 81 | 279 | 81 | 279 | 31 | 279 | 81 | 279 | 31 | 84 | 81 | 84
RCBKO-2 | A | 32 | 286 | 83 | 286 | 83 | 286 | 32 | 286 | 83 | 286 | 32 | 86 | 83 | 86
RMPNO-1 | A | 18 | 180 | 45 | 180 | 72 | 180 | 20 | 180 | 50 | 180 | 18 | 130 | 47 | 130
RMPNO-2 | A | 18 | 180 | 45 | 180 | 72 | 180 | 20 | 180 | 50 | 180 | 18 | 130 | 47 | 130
ROCK-1 | A | 36 | 400 | 50 | 400 | 54 | 400 | 60 | 400 | 160 | 400 | 33 | 220 | 53 | 220
RYHPS-1 | A | 30 | 305 | 48 | 305 | 66 | 305 | 42 | 305 | 51 | 305 | 30 | 130 | 42 | 68
SCCL-1 | A | 35 | 180 | 70 | 180 | 70 | 180 | 40 | 180 | 95 | 180 | 40 | 100 | 100 | 50
SCCL-2 | A | 35 | 180 | 70 | 180 | 70 | 180 | 40 | 180 | 95 | 180 | 40 | 100 | 100 | 50
SCCL-3 | A | 35 | 180 | 70 | 180 | 70 | 180 | 40 | 180 | 95 | 180 | 40 | 100 | 100 | 50
SEAB-1 | A | 44 | 254 | 125 | 254 | 150 | 254 | 55 | 254 | 150 | 254 | 75 | 164 | 176 | 38
SEAB-2 | A | 31 | 138 | 76 | 138 | 86 | 138 | 32 | 138 | 82 | 138 | 37 | 73 | 90 | 43
SEEL-1 | A | 23 | 170 | 38 | 170 | 38 | 170 | 24 | 170 | 70 | 170 | 19 | 135 | 38 | 100
SHBA-1 | A | 33 | 420 | 79 | 420 | 91 | 420 | 59 | 420 | 150 | 420 | 37 | 336 | 95 | 252
SHBA-2 | A | 32 | 319 | 70 | 319 | 76 | 319 | 35 | 319 | 93 | 319 | 32 | 270 | 70 | 217
SHOS-1 | A | 20 | 260 | 41 | 260 | 48 | 260 | 31 | 260 | 82 | 260 | 24 | 185 | 53 | 185
SHRSW-1 | A | 16 | 157 | 44 | 157 | 46 | 157 | 17 | 157 | 46 | 157 | 16 | 141 | 43 | 113
SHRSW-2 | A | 16 | 157 | 44 | 157 | 46 | 157 | 17 | 157 | 46 | 157 | 16 | 141 | 43 | 113
SIZB-1 | A | 38 | 283 | 45 | 283 | 45 | 283 | 45 | 283 | 45 | 283 | 40 | 283 | 46 | 283
SIZB-2 | A | 38 | 283 | 45 | 283 | 45 | 283 | 45 | 283 | 45 | 283 | 40 | 283 | 46 | 283
SLOY-1 | A | 0 | 38 | 1 | 38 | 1 | 38 | 1 | 38 | 2 | 38 | 0 | 38 | 1 | 30
SLOY-2 | A | 0 | 38 | 1 | 38 | 1 | 38 | 1 | 38 | 2 | 38 | 0 | 38 | 1 | 30
SLOY-3 | A | 0 | 38 | 1 | 38 | 1 | 38 | 1 | 38 | 2 | 38 | 0 | 38 | 1 | 30
SLOY-4 | A | 0 | 28 | 1 | 28 | 1 | 28 | 1 | 28 | 2 | 28 | 0 | 28 | 1 | 22
SPLN-1 | A | 40 | 380 | 100 | 380 | 110 | 380 | 50 | 380 | 120 | 380 | 30 | 380 | 90 | 300
STAY-1 | A | 35 | 265 | 62 | 265 | 62 | 265 | 35 | 265 | 89 | 265 | 34 | 192 | 63 | 192
STAY-2 | A | 35 | 265 | 62 | 265 | 62 | 265 | 35 | 265 | 89 | 265 | 34 | 192 | 63 | 192
STAY-3 | A | 35 | 265 | 62 | 265 | 62 | 265 | 35 | 265 | 89 | 265 | 34 | 192 | 63 | 192
STAY-4 | A | 35 | 265 | 62 | 265 | 62 | 265 | 35 | 265 | 89 | 265 | 34 | 192 | 63 | 192
STLGW-1 | A | 6 | 66 | 16 | 66 | 26 | 66 | 6 | 66 | 16 | 66 | 6 | 55 | 14 | 33
STLGW-2 | A | 7 | 75 | 19 | 75 | 27 | 75 | 7 | 75 | 19 | 75 | 7 | 65 | 19 | 53
STLGW-3 | A | 6 | 66 | 17 | 66 | 26 | 66 | 6 | 66 | 17 | 66 | 7 | 56 | 17 | 48
STRNW-1 | A | 6 | 52 | 16 | 52 | 26 | 52 | 7 | 60 | 17 | 60 | 6 | 52 | 17 | 42
SUTB-1 | A | 36 | 380 | 104 | 380 | 148 | 380 | 52 | 380 | 132 | 380 | 47 | 250 | 107 | 250
SVRP-10 | A | 20 | 225 | 50 | 225 | 70 | 225 | 32 | 225 | 80 | 225 | 20 | 172 | 50 | 172
SVRP-20 | A | 20 | 225 | 50 | 225 | 70 | 225 | 32 | 225 | 80 | 225 | 20 | 172 | 50 | 172
TKNEW-1 | A | 34 | 370 | 80 | 370 | 160 | 370 | 37 | 370 | 101 | 370 | 35 | 279 | 82 | 222
TKNWW-1 | A | 38 | 370 | 103 | 370 | 166 | 370 | 35 | 370 | 97 | 370 | 39 | 280 | 89 | 222
TRLGW-1 | A | 2 | 16 | 4 | 16 | 7 | 16 | 2 | 16 | 5 | 16 | 2 | 12 | 4 | 9
TWSHW-1 | A | 3 | 35 | 9 | 35 | 15 | 35 | 3 | 35 | 9 | 35 | 3 | 28 | 9 | 22
USKM-13 | A | 6 | 49 | 15 | 49 | 17 | 49 | 8 | 49 | 19 | 49 | 7 | 36 | 8 | 36
USKM-14 | A | 6 | 49 | 15 | 49 | 17 | 49 | 8 | 49 | 19 | 49 | 7 | 36 | 8 | 36
USKM-15 | A | 6 | 49 | 15 | 49 | 17 | 49 | 8 | 49 | 19 | 49 | 7 | 36 | 8 | 36
WBUPS-1 | A | 30 | 113 | 48 | 153 | 48 | 153 | 32 | 113 | 50 | 113 | 40 | 153 | 65 | 113
WBUPS-2 | A | 30 | 133 | 48 | 173 | 48 | 173 | 32 | 133 | 50 | 133 | 40 | 173 | 65 | 133
WBUPS-3 | A | 30 | 133 | 48 | 173 | 48 | 173 | 32 | 133 | 50 | 133 | 40 | 173 | 65 | 133
WBUPS-4 | A | 30 | 113 | 48 | 153 | 48 | 153 | 32 | 113 | 50 | 113 | 40 | 153 | 65 | 113
WBURB-1 | A | 22 | 240 | 48 | 240 | 62 | 240 | 27 | 240 | 69 | 240 | 20 | 200 | 50 | 120
WBURB-2 | A | 25 | 255 | 52 | 255 | 62 | 255 | 26 | 255 | 67 | 255 | 22 | 215 | 52 | 135
WBURB-3 | A | 23 | 255 | 56 | 255 | 67 | 255 | 25 | 255 | 67 | 255 | 22 | 211 | 58 | 167
WDNSO-1 | A | 21 | 191 | 54 | 191 | 57 | 191 | 21 | 191 | 57 | 191 | 21 | 170 | 55 | 136
WDNSO-2 | A | 21 | 191 | 54 | 191 | 57 | 191 | 21 | 191 | 57 | 191 | 21 | 170 | 55 | 136
WHILW-1 | A | 31 | 322 | 84 | 322 | 90 | 322 | 33 | 322 | 90 | 322 | 32 | 255 | 86 | 210
WHILW-2 | A | 19 | 163 | 33 | 163 | 35 | 163 | 20 | 163 | 52 | 163 | 21 | 142 | 43 | 119
WLNYO-2 | A | 19 | 182 | 51 | 182 | 54 | 182 | 20 | 182 | 53 | 182 | 20 | 158 | 51 | 130
WLNYO-3 | A | 30 | 300 | 75 | 300 | 75 | 300 | 30 | 300 | 77 | 300 | 30 | 240 | 78 | 240
WLNYO-4 | A | 32 | 330 | 88 | 330 | 88 | 330 | 33 | 330 | 93 | 330 | 34 | 240 | 90 | 240
WLNYW-1 | A | 19 | 182 | 51 | 182 | 54 | 182 | 20 | 182 | 53 | 182 | 20 | 158 | 51 | 130
WTMSO-1 | A | 22 | 200 | 58 | 200 | 62 | 200 | 23 | 200 | 61 | 200 | 23 | 140 | 60 | 140

## Jul 2024
MW Response Capability by BMU
|  | Primary Response (Max MWhrs) | [5 empty] | Secondary Response (Max Mwhrs) |  |  |  | High Frequency Response (Max MWhrs)
UNIT | Mode | 0.2Hz | Genset Deload (MW) | 0.5Hz | Genset Deload (MW) | 0.8Hz | Genset Deload (MW) | 0.2/0.2Hz | Genset Deload (MW) | 0.5/0.5Hz | Genset Deload (MW) | 0.2Hz | Genset Deload (MW) | 0.5Hz | Genset Deload (MW)
ABRBO-1 | A | 7 | 86 | 19 | 86 | 33 | 86 | 9 | 86 | 23 | 86 | 7 | 78 | 19 | 67
ARCHW-1 | A | 10 | 92 | 25 | 92 | 25 | 92 | 12 | 92 | 30 | 92 | 11 | 73 | 24 | 56
BAGE-1 | A | 30 | 255 | 70 | 255 | 90 | 255 | 35 | 255 | 90 | 255 | 28 | 220 | 70 | 185
BAGE-2 | A | 3 | 17 | 8 | 17 | 12 | 17 | 4 | 17 | 9 | 17 | 2 | 17 | 5 | 17
BEATO-1 | A | 13 | 126 | 35 | 126 | 37 | 126 | 14 | 126 | 36 | 126 | 13 | 112 | 35 | 91
BEATO-2 | A | 13 | 126 | 35 | 126 | 37 | 126 | 14 | 126 | 36 | 126 | 13 | 112 | 35 | 91
BEATO-3 | A | 17 | 168 | 47 | 168 | 49 | 168 | 18 | 168 | 48 | 168 | 18 | 149 | 48 | 119
BEATO-4 | A | 17 | 168 | 47 | 168 | 49 | 168 | 18 | 168 | 48 | 168 | 18 | 149 | 48 | 119
BEINW-1 | A | 9 | 93 | 24 | 93 | 33 | 93 | 8 | 93 | 25 | 93 | 9 | 74 | 20 | 74
BHLAW-1 | A | 7 | 98 | 16 | 98 | 19 | 98 | 10 | 98 | 26 | 98 | 8 | 87 | 18 | 78
BLLA-1 | A | 6 | 99 | 13 | 99 | 13 | 99 | 15 | 99 | 39 | 99 | 9 | 83 | 16 | 83
BRBEO-1 | A | 20 | 258 | 50 | 258 | 50 | 258 | 22 | 258 | 63 | 258 | 17 | 194 | 46 | 194
BRDUW-1 | A | 6 | 58 | 17 | 58 | 17 | 58 | 7 | 58 | 17 | 58 | 6 | 36 | 17 | 36
BRGG-1 | A | 16 | 110 | 32 | 110 | 48 | 110 | 16 | 110 | 40 | 110 | 14 | 96 | 34 | 46
BURBW-1 | A | 0 | 90 | 0 | 90 | 0 | 90 | 0 | 0 | 0 | 0 | 0 | 90 | 0 | 90
CARR-1 | A | 35 | 269 | 58 | 269 | 58 | 269 | 35 | 325 | 88 | 325 | 34 | 269 | 56 | 269
CARR-2 | A | 35 | 269 | 58 | 269 | 58 | 269 | 35 | 325 | 88 | 325 | 34 | 269 | 56 | 269
CDCL-1 | A | 30 | 231 | 46 | 231 | 46 | 231 | 34 | 231 | 45 | 231 | 29 | 172 | 72 | 135
CLAC-1 | A | 3 | 28 | 8 | 28 | 13 | 28 | 3 | 36 | 9 | 36 | 3 | 28 | 8 | 28
CLDCW-1 | A | 14 | 14 | 34 | 113 | 36 | 113 | 13 | 113 | 35 | 113 | 13 | 99 | 34 | 78
CLDNW-1 | A | 13 | 108 | 33 | 108 | 35 | 108 | 13 | 108 | 35 | 108 | 12 | 95 | 33 | 74
CLDSW-1 | A | 16 | 129 | 40 | 129 | 43 | 129 | 16 | 129 | 42 | 129 | 16 | 113 | 41 | 88
CMSTW-1 | A | 4 | 35 | 10 | 35 | 16 | 35 | 4 | 35 | 11 | 35 | 4 | 31 | 10 | 25
CNQPS-1 | A | 22 | 170 | 55 | 170 | 55 | 170 | 28 | 170 | 70 | 170 | 26 | 120 | 60 | 105
CNQPS-2 | A | 22 | 170 | 55 | 170 | 55 | 170 | 28 | 170 | 70 | 170 | 22 | 120 | 55 | 105
CNQPS-3 | A | 22 | 170 | 55 | 170 | 55 | 170 | 28 | 170 | 70 | 170 | 22 | 120 | 55 | 105
CNQPS-4 | A | 22 | 170 | 55 | 170 | 55 | 170 | 28 | 170 | 70 | 170 | 28 | 105 | 55 | 105
CORB-1 | A | 10 | 130 | 30 | 130 | 50 | 130 | 28 | 130 | 60 | 130 | 15 | 95 | 40 | 60
COSO-1 | A | 20 | 380 | 40 | 380 | 50 | 380 | 60 | 380 | 140 | 380 | 17 | 304 | 40 | 304
COWE1 | A | 7 | 30 | 17 | 30 | 17 | 30 | 7 | 30 | 17 | 30 | 7 | 30 | 17 | 30
COWE2 | A | 7 | 30 | 17 | 30 | 17 | 30 | 7 | 30 | 17 | 30 | 7 | 30 | 17 | 30
CRUA-1 | A | 10 | 110 | 25 | 110 | 37 | 110 | 12 | 110 | 30 | 110 | 10 | 84 | 25 | 48
CRUA-2 | A | 10 | 110 | 25 | 110 | 37 | 110 | 12 | 110 | 30 | 110 | 10 | 84 | 25 | 48
CRUA-3 | A | 7 | 30 | 15 | 30 | 21 | 30 | 9 | 30 | 24 | 30 | 5 | 25 | 13 | 15
CRUA-4 | A | 7 | 30 | 15 | 30 | 21 | 30 | 9 | 30 | 24 | 30 | 5 | 25 | 13 | 15
CRYRW-2 | A | 15 | 138 | 38 | 138 | 40 | 138 | 15 | 138 | 40 | 138 | 13 | 109 | 40 | 63
CRYRW-3 | A | 1 | 14 | 3 | 14 | 4 | 14 | 1 | 14 | 4 | 14 | 1 | 10 | 3 | 10
DAMC-1 | A | 64 | 380 | 136 | 380 | 156 | 380 | 80 | 380 | 180 | 380 | 60 | 293 | 190 | 128
DDGNO-1 | A | 9 | 108 | 25 | 108 | 26 | 108 | 10 | 108 | 26 | 108 | 9 | 97 | 25 | 81
DDGNO-2 | A | 8 | 90 | 20 | 90 | 22 | 90 | 8 | 90 | 21 | 90 | 8 | 81 | 21 | 68
DDGNO-3 | A | 9 | 102 | 24 | 102 | 25 | 102 | 9 | 102 | 25 | 102 | 9 | 92 | 24 | 77
DDGNO-4 | A | 9 | 102 | 24 | 102 | 25 | 102 | 9 | 102 | 25 | 102 | 9 | 92 | 24 | 77
DEEPS-1 | A | 20 | 180 | 60 | 180 | 86 | 180 | 22 | 180 | 80 | 180 | 24 | 96 | 52 | 96
DIDCB5 | A | 40 | 330 | 104 | 330 | 125 | 330 | 55 | 330 | 140 | 330 | 40 | 185 | 105 | 185
DIDCB6 | A | 50 | 250 | 105 | 250 | 105 | 250 | 50 | 250 | 130 | 250 | 50 | 153 | 110 | 103
DINO-1 | A | 14 | 138 | 39 | 138 | 58 | 138 | 28 | 138 | 72 | 138 | 14 | 118 | 36 | 88
DINO-2 | A | 14 | 138 | 39 | 138 | 58 | 138 | 28 | 138 | 72 | 138 | 14 | 118 | 36 | 88
DINO-3 | A | 14 | 138 | 39 | 138 | 58 | 138 | 28 | 138 | 72 | 138 | 14 | 118 | 36 | 88
DINO-4 | A | 14 | 138 | 39 | 138 | 58 | 138 | 28 | 138 | 72 | 138 | 14 | 118 | 36 | 88
DINO-5 | A | 14 | 138 | 39 | 138 | 58 | 138 | 28 | 138 | 72 | 138 | 14 | 118 | 36 | 88
DINO-6 | A | 14 | 138 | 39 | 138 | 58 | 138 | 28 | 138 | 72 | 138 | 14 | 118 | 36 | 88
DRAXX-1 | A | 68 | 345 | 100 | 345 | 100 | 345 | 64 | 95 | 110 | 345 | 60 | 225 | 70 | 225
DRAXX-2 | A | 68 | 345 | 100 | 345 | 100 | 345 | 64 | 95 | 110 | 345 | 60 | 225 | 70 | 225
DRAXX-3 | A | 68 | 345 | 100 | 345 | 100 | 345 | 64 | 95 | 110 | 345 | 60 | 225 | 70 | 225
DRAXX-4 | A | 68 | 345 | 100 | 345 | 100 | 345 | 64 | 95 | 110 | 345 | 60 | 225 | 70 | 225
DRAXX-5 | A | 68 | 345 | 100 | 345 | 100 | 345 | 64 | 95 | 110 | 345 | 60 | 225 | 70 | 225
DRAXX-6 | A | 68 | 345 | 100 | 345 | 100 | 345 | 64 | 95 | 110 | 345 | 60 | 225 | 70 | 225
DRSLW-1 | A | 6 | 69 | 16 | 69 | 17 | 69 | 6 | 69 | 17 | 69 | 6 | 61 | 16 | 54
DUNGW-1 | A | 8 | 89 | 21 | 89 | 33 | 89 | 8 | 89 | 23 | 89 | 8 | 80 | 21 | 69
EAAO-1 | A | 18 | 182 | 48 | 182 | 52 | 182 | 19 | 182 | 50 | 182 | 18 | 164 | 48 | 134
EAAO-2 | A | 17 | 175 | 46 | 175 | 50 | 175 | 18 | 175 | 48 | 175 | 18 | 157 | 46 | 157
EECL-1 | A | 19 | 321 | 42 | 321 | 45 | 321 | 33 | 321 | 84 | 321 | 25 | 281 | 56 | 235
ERRO-1 | A | 2 | 21 | 3 | 21 | 5 | 21 | 2 | 21 | 5 | 21 | 2 | 19 | 4 | 15
ERRO-2 | A | 2 | 21 | 3 | 21 | 5 | 21 | 2 | 21 | 5 | 21 | 2 | 19 | 4 | 15
ERRO-3 | A | 2 | 21 | 3 | 21 | 4 | 21 | 2 | 21 | 5 | 21 | 2 | 19 | 4 | 15
FAARW-1 | A | 2 | 37 | 4 | 37 | 4 | 37 | 4 | 37 | 12 | 37 | 2 | 33 | 4 | 33
FAARW-2 | A | 2 | 37 | 4 | 37 | 4 | 37 | 4 | 37 | 12 | 37 | 2 | 33 | 4 | 33
FALGW-1 | A | 11 | 108 | 28 | 108 | 41 | 108 | 13 | 108 | 35 | 108 | 10 | 86 | 22 | 64
FASN-1 | A | 0 | 15 | 1 | 15 | 1 | 15 | 1 | 15 | 2 | 15 | 0 | 15 | 1 | 12
FASN2 | A | 0 | 15 | 1 | 15 | 1 | 15 | 1 | 15 | 2 | 15 | 0 | 15 | 1 | 12
FASN3 | A | 0 | 15 | 1 | 15 | 1 | 15 | 1 | 15 | 2 | 15 | 0 | 15 | 1 | 12
FAWN-1 | A | 10 | 52 | 25 | 52 | 40 | 52 | 13 | 52 | 32 | 52 | 11 | 37 | 27 | 27
FELL-1 | A | 9 | 63 | 21 | 63 | 22 | 63 | 10 | 63 | 24 | 63 | 9 | 63 | 22 | 63
FFES-1 | A | 10 | 35 | 27 | 35 | 30 | 35 | 9 | 35 | 22 | 35 | 4 | 27 | 6 | 27
FFES-2 | A | 10 | 35 | 27 | 35 | 30 | 35 | 9 | 35 | 22 | 35 | 4 | 27 | 6 | 27
FFES-3 | A | 10 | 35 | 27 | 35 | 30 | 35 | 9 | 35 | 22 | 35 | 4 | 27 | 6 | 27
FFES-4 | A | 10 | 35 | 27 | 35 | 30 | 35 | 9 | 35 | 22 | 35 | 4 | 27 | 6 | 27
FINL-1 | A | 0 | 14 | 1 | 14 | 1 | 14 | 1 | 14 | 2 | 14 | 0 | 14 | 1 | 11
FOYE-1 | A | 6 | 60 | 13 | 60 | 16 | 60 | 11 | 60 | 27 | 60 | 5 | 30 | 11 | 30
FOYE-2 | A | 6 | 60 | 13 | 60 | 16 | 60 | 11 | 60 | 27 | 60 | 5 | 30 | 11 | 30
GAOFO-1 | A | 4 | 87 | 9 | 87 | 9 | 87 | 4 | 87 | 9 | 87 | 4 | 57 | 9 | 57
GAOFO-2 | A | 4 | 87 | 9 | 87 | 9 | 87 | 4 | 87 | 9 | 87 | 4 | 57 | 9 | 57
GAOFO-3 | A | 4 | 87 | 9 | 87 | 9 | 87 | 4 | 87 | 9 | 87 | 4 | 57 | 9 | 57
GAOFO-4 | A | 4 | 87 | 9 | 87 | 9 | 87 | 4 | 87 | 9 | 87 | 4 | 57 | 9 | 57
GLNDO-1 | A | 6 | 80 | 12 | 45 | 17 | 45 | 12 | 45 | 25 | 45 | 8 | 65 | 18 | 45
GNFSW-1 | A | 11 | 100 | 30 | 100 | 30 | 100 | 12 | 100 | 31 | 100 | 12 | 70 | 30 | 70
GNFSW-2 | A | 7 | 64 | 18 | 64 | 18 | 64 | 8 | 64 | 18 | 64 | 6 | 49 | 15 | 49
GORDW-1 | A | 6 | 62 | 16 | 56 | 26 | 45 | 7 | 62 | 18 | 62 | 6 | 56 | 16 | 45
GRAI-6 | A | 24 | 320 | 58 | 320 | 58 | 320 | 35 | 320 | 88 | 320 | 28 | 270 | 60 | 230
GRAI-7 | A | 30 | 232 | 60 | 232 | 60 | 232 | 32 | 232 | 84 | 232 | 32 | 175 | 65 | 135
GRAI-8 | A | 26 | 232 | 58 | 232 | 58 | 232 | 32 | 232 | 84 | 232 | 32 | 175 | 65 | 135
GRGBW-1 | A | 17 | 167 | 45 | 167 | 48 | 167 | 18 | 167 | 48 | 167 | 17 | 150 | 46 | 122
GRGBW-2 | A | 18 | 167 | 48 | 167 | 51 | 167 | 19 | 167 | 50 | 167 | 18 | 147 | 48 | 117
GRGBW-3 | A | 17 | 166 | 45 | 166 | 48 | 166 | 18 | 166 | 48 | 166 | 17 | 149 | 46 | 121
GRIFW-1 | A | 8 | 94 | 22 | 94 | 23 | 94 | 8 | 94 | 22 | 94 | 8 | 85 | 22 | 72
GRIFW-2 | A | 8 | 94 | 22 | 94 | 23 | 94 | 8 | 94 | 22 | 94 | 8 | 85 | 22 | 72
GRMO-1 | A | 8 | 43 | 8 | 43 | 8 | 43 | 8 | 43 | 8 | 43 | 8 | 23 | 8 | 23
GYAR-1 | A | 17 | 176 | 42 | 176 | 66 | 176 | 24 | 176 | 60 | 176 | 17 | 176 | 42 | 176
GYMRO-15 | A | 6 | 145 | 15 | 145 | 15 | 145 | 6 | 145 | 15 | 145 | 6 | 44 | 15 | 44
GYMRO-17 | A | 6 | 145 | 15 | 145 | 15 | 145 | 6 | 145 | 15 | 145 | 6 | 44 | 15 | 44
GYMRO-26 | A | 6 | 145 | 15 | 145 | 15 | 145 | 6 | 145 | 15 | 145 | 6 | 44 | 15 | 44
GYMRO-28 | A | 6 | 145 | 15 | 145 | 15 | 145 | 6 | 145 | 15 | 145 | 6 | 44 | 15 | 44
HADHW-1 | A | 7 | 76 | 14 | 76 | 22 | 76 | 13 | 76 | 34 | 76 | 8 | 65 | 17 | 65
HMGTO-1 | A | 8 | 88 | 20 | 88 | 35 | 88 | 10 | 88 | 25 | 88 | 8 | 68 | 19 | 68
HMGTO-2 | A | 9 | 91 | 23 | 91 | 37 | 91 | 10 | 91 | 25 | 91 | 10 | 67 | 24 | 67
HOWAO-1 | A | 44 | 400 | 117 | 400 | 117 | 400 | 44 | 400 | 117 | 400 | 44 | 240 | 117 | 240
HOWAO-2 | A | 44 | 400 | 117 | 400 | 117 | 400 | 44 | 400 | 117 | 400 | 44 | 240 | 117 | 240
HOWAO-3 | A | 44 | 400 | 117 | 400 | 117 | 400 | 44 | 400 | 117 | 400 | 44 | 240 | 117 | 240
HRSTW-1 | A | 12 | 102 | 30 | 102 | 45 | 102 | 13 | 102 | 34 | 102 | 13 | 80 | 27 | 66
HUMR-1 | A | 60 | 533 | 150 | 533 | 200 | 533 | 80 | 533 | 200 | 533 | 62 | 419 | 155 | 251
INDQ-1 | A | 12 | 102 | 31 | 102 | 43 | 102 | 13 | 102 | 34 | 102 | 12 | 72 | 30 | 72
KEAD-2 | A | 41 | 566 | 102 | 566 | 108 | 566 | 57 | 566 | 124 | 566 | 41 | 458 | 99 | 458
KEAD-1 | A | 38 | 415 | 90 | 415 | 90 | 415 | 55 | 415 | 138 | 415 | 38 | 355 | 90 | 285
KILBW-1 | A | 3 | 56 | 8 | 56 | 13 | 56 | 5 | 56 | 14 | 56 | 4 | 53 | 9 | 47
KILLPG-1 | A | 19 | 180 | 29 | 145 | 29 | 145 | 34 | 145 | 36 | 180 | 20 | 107 | 41 | 107
KILLPG-2 | A | 20 | 190 | 30 | 151 | 30 | 151 | 26 | 190 | 35 | 151 | 21 | 114 | 50 | 114
KLYN-A-1 | A | 22 | 210 | 45 | 210 | 52 | 210 | 40 | 210 | 95 | 210 | 22 | 189 | 45 | 125
KPMRW-1 | A | 9 | 75 | 20 | 75 | 30 | 75 | 9 | 75 | 23 | 75 | 9 | 67 | 22 | 54
LAGA-1 | A | 55 | 500 | 123 | 500 | 140 | 500 | 52 | 500 | 130 | 500 | 53 | 475 | 130 | 475
LARYO-1 | A | 16 | 155 | 40 | 155 | 45 | 155 | 18 | 155 | 45 | 155 | 14 | 120 | 35 | 120
LARYO-2 | A | 16 | 158 | 40 | 158 | 45 | 158 | 18 | 158 | 45 | 158 | 14 | 120 | 35 | 120
LARYO-3 | A | 16 | 158 | 40 | 158 | 45 | 158 | 18 | 158 | 45 | 158 | 14 | 120 | 35 | 120
LARYO-4 | A | 16 | 158 | 40 | 158 | 45 | 158 | 18 | 158 | 45 | 158 | 14 | 120 | 35 | 120
LBAR-1G | A | 1 | 16 | 4 | 16 | 6 | 16 | 2 | 16 | 4 | 16 | 1 | 9 | 4 | 9
LBAR-1 | A | 39 | 360 | 88 | 360 | 88 | 360 | 55 | 360 | 145 | 360 | 41 | 270 | 90 | 270
LCLTW-1 | A | 7 | 69 | 18 | 69 | 20 | 69 | 7 | 69 | 19 | 69 | 8 | 49 | 20 | 49
LNCSO-1 | A | 12 | 130 | 30 | 130 | 32 | 130 | 12 | 130 | 32 | 130 | 10 | 100 | 26 | 100
LNCSO-2 | A | 13 | 140 | 34 | 140 | 36 | 140 | 14 | 140 | 36 | 140 | 12 | 125 | 32 | 125
MEDP-1 | A | 30 | 380 | 76 | 330 | 76 | 330 | 48 | 380 | 105 | 380 | 31 | 330 | 79 | 290
MILWW-1 | A | 6 | 32 | 8 | 54 | 13 | 54 | 5 | 54 | 14 | 54 | 3 | 43 | 8 | 43
MKHLW-1 | A | 4 | 42 | 10 | 42 | 12 | 42 | 5 | 42 | 13 | 42 | 5 | 37 | 12 | 30
MRWD-1 | A | 43 | 448 | 100 | 448 | 112 | 448 | 67 | 448 | 160 | 448 | 36 | 328 | 93 | 328
NANT-1 | A | 0 | 15 | 0 | 15 | 0 | 15 | 0 | 15 | 1 | 15 | 0 | 15 | 0 | 15
PEHE-1 | A | 42 | 420 | 72 | 420 | 72 | 420 | 83 | 420 | 117 | 420 | 35 | 350 | 84 | 260
PEHE-2 | A | 16 | 490 | 40 | 265 | 42 | 490 | 0 | 0 | 0 | 0 | 0 | 490 | 0 | 490
PEMB-11 | A | 38 | 113 | 63 | 276 | 63 | 276 | 33 | 276 | 90 | 276 | 35 | 241 | 64 | 210
PEMB-21 | A | 38 | 113 | 63 | 276 | 63 | 276 | 33 | 276 | 90 | 276 | 35 | 241 | 64 | 210
PEMB-31 | A | 38 | 113 | 63 | 276 | 63 | 276 | 33 | 276 | 90 | 276 | 35 | 241 | 64 | 210
PEMB-41 | A | 38 | 113 | 63 | 276 | 63 | 276 | 33 | 276 | 90 | 276 | 35 | 241 | 64 | 210
PEMB-51 | A | 38 | 113 | 63 | 276 | 63 | 276 | 33 | 276 | 90 | 276 | 35 | 241 | 64 | 210
PETEM1 | A | 20 | 180 | 46 | 180 | 52 | 180 | 24 | 180 | 58 | 180 | 20 | 150 | 50 | 100
PINFB-1 | A | 3 | 6 | 6 | 25 | 6 | 25 | 2 | 25 | 6 | 25 | 3 | 21 | 6 | 15
PINFB-2 | A | 3 | 6 | 6 | 25 | 6 | 25 | 2 | 25 | 6 | 25 | 3 | 21 | 6 | 15
PINFB-3 | A | 3 | 6 | 6 | 25 | 6 | 25 | 2 | 25 | 6 | 25 | 3 | 21 | 6 | 15
PINFB-4 | A | 3 | 6 | 6 | 25 | 6 | 25 | 2 | 25 | 6 | 25 | 3 | 21 | 6 | 15
PNYCW-1 | A | 25 | 228 | 67 | 228 | 72 | 228 | 26 | 228 | 70 | 228 | 25 | 203 | 63 | 161
RATS-1 | A | 50 | 270 | 90 | 270 | 90 | 270 | 36 | 270 | 50 | 270 | 42 | 105 | 75 | 155
RATS-2 | A | 40 | 270 | 90 | 270 | 100 | 270 | 36 | 270 | 50 | 270 | 40 | 195 | 75 | 195
RATS-3 | A | 40 | 270 | 90 | 270 | 100 | 270 | 36 | 270 | 50 | 270 | 40 | 195 | 75 | 195
RATS-4 | A | 40 | 270 | 95 | 270 | 100 | 270 | 36 | 270 | 50 | 270 | 40 | 195 | 75 | 195
RCBKO-1 | A | 31 | 279 | 81 | 279 | 81 | 279 | 31 | 279 | 81 | 279 | 31 | 84 | 81 | 84
RCBKO-2 | A | 32 | 286 | 83 | 286 | 83 | 286 | 32 | 286 | 83 | 286 | 32 | 86 | 83 | 86
RMPNO-1 | A | 18 | 180 | 45 | 180 | 72 | 180 | 20 | 180 | 50 | 180 | 18 | 130 | 47 | 130
RMPNO-2 | A | 18 | 180 | 45 | 180 | 72 | 180 | 20 | 180 | 50 | 180 | 18 | 130 | 47 | 130
ROCK-1 | A | 36 | 400 | 50 | 400 | 54 | 400 | 60 | 400 | 160 | 400 | 33 | 220 | 53 | 220
RYHPS-1 | A | 30 | 305 | 48 | 305 | 66 | 305 | 42 | 305 | 51 | 305 | 30 | 130 | 42 | 68
SCCL-1 | A | 35 | 180 | 70 | 180 | 70 | 180 | 40 | 180 | 95 | 180 | 40 | 100 | 100 | 50
SCCL-2 | A | 35 | 180 | 70 | 180 | 70 | 180 | 40 | 180 | 95 | 180 | 40 | 100 | 100 | 50
SCCL-3 | A | 35 | 180 | 70 | 180 | 70 | 180 | 40 | 180 | 95 | 180 | 40 | 100 | 100 | 50
SEAB-1 | A | 44 | 254 | 125 | 254 | 150 | 254 | 55 | 254 | 150 | 254 | 75 | 164 | 176 | 38
SEAB-2 | A | 31 | 138 | 76 | 138 | 86 | 138 | 32 | 138 | 82 | 138 | 37 | 73 | 90 | 43
SEEL-1 | A | 23 | 170 | 38 | 170 | 38 | 170 | 24 | 170 | 70 | 170 | 19 | 135 | 38 | 100
SHBA-1 | A | 33 | 420 | 79 | 420 | 91 | 420 | 59 | 420 | 150 | 420 | 37 | 336 | 95 | 252
SHBA-2 | A | 32 | 319 | 70 | 319 | 76 | 319 | 35 | 319 | 93 | 319 | 32 | 270 | 70 | 217
SHOS-1 | A | 20 | 260 | 41 | 260 | 48 | 260 | 31 | 260 | 82 | 260 | 24 | 185 | 53 | 185
SHRSW-1 | A | 16 | 157 | 44 | 157 | 46 | 157 | 17 | 157 | 46 | 157 | 16 | 141 | 43 | 113
SHRSW-2 | A | 16 | 157 | 44 | 157 | 46 | 157 | 17 | 157 | 46 | 157 | 16 | 141 | 43 | 113
SIZB-1 | A | 38 | 283 | 45 | 283 | 45 | 283 | 45 | 283 | 45 | 283 | 40 | 283 | 46 | 283
SIZB-2 | A | 38 | 283 | 45 | 283 | 45 | 283 | 45 | 283 | 45 | 283 | 40 | 283 | 46 | 283
SLOY-1 | A | 0 | 38 | 1 | 38 | 1 | 38 | 1 | 38 | 2 | 38 | 0 | 38 | 1 | 30
SLOY-2 | A | 0 | 38 | 1 | 38 | 1 | 38 | 1 | 38 | 2 | 38 | 0 | 38 | 1 | 30
SLOY-3 | A | 0 | 38 | 1 | 38 | 1 | 38 | 1 | 38 | 2 | 38 | 0 | 38 | 1 | 30
SLOY-4 | A | 0 | 28 | 1 | 28 | 1 | 28 | 1 | 28 | 2 | 28 | 0 | 28 | 1 | 22
SPLN-1 | A | 40 | 380 | 100 | 380 | 110 | 380 | 50 | 380 | 120 | 380 | 30 | 380 | 90 | 300
STAY-1 | A | 35 | 265 | 62 | 265 | 62 | 265 | 35 | 265 | 89 | 265 | 34 | 192 | 63 | 192
STAY-2 | A | 35 | 265 | 62 | 265 | 62 | 265 | 35 | 265 | 89 | 265 | 34 | 192 | 63 | 192
STAY-3 | A | 35 | 265 | 62 | 265 | 62 | 265 | 35 | 265 | 89 | 265 | 34 | 192 | 63 | 192
STAY-4 | A | 35 | 265 | 62 | 265 | 62 | 265 | 35 | 265 | 89 | 265 | 34 | 192 | 63 | 192
STLGW-1 | A | 6 | 66 | 16 | 66 | 26 | 66 | 6 | 66 | 16 | 66 | 6 | 55 | 14 | 33
STLGW-2 | A | 7 | 75 | 19 | 75 | 27 | 75 | 7 | 75 | 19 | 75 | 7 | 65 | 19 | 53
STLGW-3 | A | 6 | 66 | 17 | 66 | 26 | 66 | 6 | 66 | 17 | 66 | 7 | 56 | 17 | 48
STRNW-1 | A | 6 | 52 | 16 | 52 | 26 | 52 | 7 | 60 | 17 | 60 | 6 | 52 | 17 | 42
SUTB-1 | A | 36 | 380 | 104 | 380 | 148 | 380 | 52 | 380 | 132 | 380 | 47 | 250 | 107 | 250
SVRP-10 | A | 20 | 225 | 50 | 225 | 70 | 225 | 32 | 225 | 80 | 225 | 20 | 172 | 50 | 172
SVRP-20 | A | 20 | 225 | 50 | 225 | 70 | 225 | 32 | 225 | 80 | 225 | 20 | 172 | 50 | 172
TKNEW-1 | A | 34 | 370 | 80 | 370 | 160 | 370 | 37 | 370 | 101 | 370 | 35 | 279 | 82 | 222
TKNWW-1 | A | 38 | 370 | 103 | 370 | 166 | 370 | 35 | 370 | 97 | 370 | 39 | 280 | 89 | 222
TRLGW-1 | A | 2 | 16 | 4 | 16 | 7 | 16 | 2 | 16 | 5 | 16 | 2 | 12 | 4 | 9
TWSHW-1 | A | 3 | 35 | 9 | 35 | 15 | 35 | 3 | 35 | 9 | 35 | 3 | 28 | 9 | 22
USKM-13 | A | 6 | 49 | 15 | 49 | 17 | 49 | 8 | 49 | 19 | 49 | 7 | 36 | 8 | 36
USKM-14 | A | 6 | 49 | 15 | 49 | 17 | 49 | 8 | 49 | 19 | 49 | 7 | 36 | 8 | 36
USKM-15 | A | 6 | 49 | 15 | 49 | 17 | 49 | 8 | 49 | 19 | 49 | 7 | 36 | 8 | 36
WBUPS-1 | A | 30 | 113 | 48 | 153 | 48 | 153 | 32 | 113 | 50 | 113 | 40 | 153 | 65 | 113
WBUPS-2 | A | 30 | 133 | 48 | 173 | 48 | 173 | 32 | 133 | 50 | 133 | 40 | 173 | 65 | 133
WBUPS-3 | A | 30 | 133 | 48 | 173 | 48 | 173 | 32 | 133 | 50 | 133 | 40 | 173 | 65 | 133
WBUPS-4 | A | 30 | 113 | 48 | 153 | 48 | 153 | 32 | 113 | 50 | 113 | 40 | 153 | 65 | 113
WBURB-1 | A | 22 | 240 | 48 | 240 | 62 | 240 | 27 | 240 | 69 | 240 | 20 | 200 | 50 | 120
WBURB-2 | A | 25 | 255 | 52 | 255 | 62 | 255 | 26 | 255 | 67 | 255 | 22 | 215 | 52 | 135
WBURB-3 | A | 23 | 255 | 56 | 255 | 67 | 255 | 25 | 255 | 67 | 255 | 22 | 211 | 58 | 167
WDNSO-1 | A | 21 | 191 | 54 | 191 | 57 | 191 | 21 | 191 | 57 | 191 | 21 | 170 | 55 | 136
WDNSO-2 | A | 21 | 191 | 54 | 191 | 57 | 191 | 21 | 191 | 57 | 191 | 21 | 170 | 55 | 136
WHILW-1 | A | 31 | 322 | 84 | 322 | 90 | 322 | 33 | 322 | 90 | 322 | 32 | 255 | 86 | 210
WHILW-2 | A | 19 | 163 | 33 | 163 | 35 | 163 | 20 | 163 | 52 | 163 | 21 | 142 | 43 | 119
WLNYO-2 | A | 19 | 182 | 51 | 182 | 54 | 182 | 20 | 182 | 53 | 182 | 20 | 158 | 51 | 130
WLNYO-3 | A | 30 | 300 | 75 | 300 | 75 | 300 | 30 | 300 | 77 | 300 | 30 | 240 | 78 | 240
WLNYO-4 | A | 32 | 330 | 88 | 330 | 88 | 330 | 33 | 330 | 93 | 330 | 34 | 240 | 90 | 240
WLNYW-1 | A | 19 | 182 | 51 | 182 | 54 | 182 | 20 | 182 | 53 | 182 | 20 | 158 | 51 | 130
WTMSO-1 | A | 22 | 200 | 58 | 200 | 62 | 200 | 23 | 200 | 61 | 200 | 23 | 140 | 60 | 140

## Jun 2024
MW Response Capability by BMU
|  | Primary Response (Max MWhrs) | [5 empty] | Secondary Response (Max Mwhrs) |  |  |  | High Frequency Response (Max MWhrs)
UNIT | Mode | 0.2Hz | Genset Deload (MW) | 0.5Hz | Genset Deload (MW) | 0.8Hz | Genset Deload (MW) | 0.2/0.2Hz | Genset Deload (MW) | 0.5/0.5Hz | Genset Deload (MW) | 0.2Hz | Genset Deload (MW) | 0.5Hz | Genset Deload (MW)
ABRBO-1 | A | 7 | 86 | 19 | 86 | 33 | 86 | 9 | 86 | 23 | 86 | 7 | 78 | 19 | 67
ARCHW-1 | A | 10 | 92 | 25 | 92 | 25 | 92 | 12 | 92 | 30 | 92 | 11 | 73 | 24 | 56
BAGE-1 | A | 30 | 255 | 70 | 255 | 90 | 255 | 35 | 255 | 90 | 255 | 28 | 220 | 70 | 185
BAGE-2 | A | 3 | 17 | 8 | 17 | 12 | 17 | 4 | 17 | 9 | 17 | 2 | 17 | 5 | 17
BEATO-1 | A | 13 | 126 | 35 | 126 | 37 | 126 | 14 | 126 | 36 | 126 | 13 | 112 | 35 | 91
BEATO-2 | A | 13 | 126 | 35 | 126 | 37 | 126 | 14 | 126 | 36 | 126 | 13 | 112 | 35 | 91
BEATO-3 | A | 17 | 168 | 47 | 168 | 49 | 168 | 18 | 168 | 48 | 168 | 18 | 149 | 48 | 119
BEATO-4 | A | 17 | 168 | 47 | 168 | 49 | 168 | 18 | 168 | 48 | 168 | 18 | 149 | 48 | 119
BEINW-1 | A | 9 | 93 | 24 | 93 | 33 | 93 | 8 | 93 | 25 | 93 | 9 | 74 | 20 | 74
BHLAW-1 | A | 7 | 98 | 16 | 98 | 19 | 98 | 10 | 98 | 26 | 98 | 8 | 87 | 18 | 78
BLLA-1 | A | 6 | 99 | 13 | 99 | 13 | 99 | 15 | 99 | 39 | 99 | 9 | 83 | 16 | 83
BRBEO-1 | A | 20 | 258 | 50 | 258 | 50 | 258 | 22 | 258 | 63 | 258 | 17 | 194 | 46 | 194
BRDUW-1 | A | 6 | 58 | 17 | 58 | 17 | 58 | 7 | 58 | 17 | 58 | 6 | 36 | 17 | 36
BRGG-1 | A | 16 | 110 | 32 | 110 | 48 | 110 | 16 | 110 | 40 | 110 | 14 | 96 | 34 | 46
BURBW-1 | A | 0 | 90 | 0 | 90 | 0 | 90 | 0 | 0 | 0 | 0 | 0 | 90 | 0 | 90
CARR-1 | A | 35 | 269 | 58 | 269 | 58 | 269 | 35 | 325 | 88 | 325 | 34 | 269 | 56 | 269
CARR-2 | A | 35 | 269 | 58 | 269 | 58 | 269 | 35 | 325 | 88 | 325 | 34 | 269 | 56 | 269
CDCL-1 | A | 30 | 231 | 46 | 231 | 46 | 231 | 34 | 231 | 45 | 231 | 29 | 172 | 72 | 135
CLAC-1 | A | 3 | 28 | 8 | 28 | 13 | 28 | 3 | 36 | 9 | 36 | 3 | 28 | 8 | 28
CLDCW-1 | A | 14 | 14 | 34 | 113 | 36 | 113 | 13 | 113 | 35 | 113 | 13 | 99 | 34 | 78
CLDNW-1 | A | 13 | 108 | 33 | 108 | 35 | 108 | 13 | 108 | 35 | 108 | 12 | 95 | 33 | 74
CLDSW-1 | A | 16 | 129 | 40 | 129 | 43 | 129 | 16 | 129 | 42 | 129 | 16 | 113 | 41 | 88
CMSTW-1 | A | 4 | 35 | 10 | 35 | 16 | 35 | 4 | 35 | 11 | 35 | 4 | 31 | 10 | 25
CNQPS-1 | A | 22 | 170 | 55 | 170 | 55 | 170 | 28 | 170 | 70 | 170 | 26 | 120 | 60 | 105
CNQPS-2 | A | 22 | 170 | 55 | 170 | 55 | 170 | 28 | 170 | 70 | 170 | 22 | 120 | 55 | 105
CNQPS-3 | A | 22 | 170 | 55 | 170 | 55 | 170 | 28 | 170 | 70 | 170 | 22 | 120 | 55 | 105
CNQPS-4 | A | 22 | 170 | 55 | 170 | 55 | 170 | 28 | 170 | 70 | 170 | 28 | 105 | 55 | 105
CORB-1 | A | 10 | 130 | 30 | 130 | 50 | 130 | 28 | 130 | 60 | 130 | 15 | 95 | 40 | 60
COSO-1 | A | 20 | 380 | 40 | 380 | 50 | 380 | 60 | 380 | 140 | 380 | 17 | 304 | 40 | 304
COWE1 | A | 7 | 30 | 17 | 30 | 17 | 30 | 7 | 30 | 17 | 30 | 7 | 30 | 17 | 30
COWE2 | A | 7 | 30 | 17 | 30 | 17 | 30 | 7 | 30 | 17 | 30 | 7 | 30 | 17 | 30
CRUA-1 | A | 10 | 110 | 25 | 110 | 37 | 110 | 12 | 110 | 30 | 110 | 10 | 84 | 25 | 48
CRUA-2 | A | 10 | 110 | 25 | 110 | 37 | 110 | 12 | 110 | 30 | 110 | 10 | 84 | 25 | 48
CRUA-3 | A | 7 | 30 | 15 | 30 | 21 | 30 | 9 | 30 | 24 | 30 | 5 | 25 | 13 | 15
CRUA-4 | A | 7 | 30 | 15 | 30 | 21 | 30 | 9 | 30 | 24 | 30 | 5 | 25 | 13 | 15
CRYRW-2 | A | 15 | 138 | 38 | 138 | 40 | 138 | 15 | 138 | 40 | 138 | 13 | 109 | 40 | 63
CRYRW-3 | A | 1 | 14 | 3 | 14 | 4 | 14 | 1 | 14 | 4 | 14 | 1 | 10 | 3 | 10
DAMC-1 | A | 64 | 380 | 136 | 380 | 156 | 380 | 80 | 380 | 180 | 380 | 60 | 293 | 190 | 128
DDGNO-1 | A | 9 | 108 | 25 | 108 | 26 | 108 | 10 | 108 | 26 | 108 | 9 | 97 | 25 | 81
DDGNO-2 | A | 8 | 90 | 20 | 90 | 22 | 90 | 8 | 90 | 21 | 90 | 8 | 81 | 21 | 68
DDGNO-3 | A | 9 | 102 | 24 | 102 | 25 | 102 | 9 | 102 | 25 | 102 | 9 | 92 | 24 | 77
DDGNO-4 | A | 9 | 102 | 24 | 102 | 25 | 102 | 9 | 102 | 25 | 102 | 9 | 92 | 24 | 77
DEEPS-1 | A | 20 | 180 | 60 | 180 | 86 | 180 | 22 | 180 | 80 | 180 | 24 | 96 | 52 | 96
DIDCB5 | A | 40 | 330 | 104 | 330 | 125 | 330 | 55 | 330 | 140 | 330 | 40 | 185 | 105 | 185
DIDCB6 | A | 50 | 250 | 105 | 250 | 105 | 250 | 50 | 250 | 130 | 250 | 50 | 153 | 110 | 103
DINO-1 | A | 14 | 138 | 39 | 138 | 58 | 138 | 28 | 138 | 72 | 138 | 14 | 118 | 36 | 88
DINO-2 | A | 14 | 138 | 39 | 138 | 58 | 138 | 28 | 138 | 72 | 138 | 14 | 118 | 36 | 88
DINO-3 | A | 14 | 138 | 39 | 138 | 58 | 138 | 28 | 138 | 72 | 138 | 14 | 118 | 36 | 88
DINO-4 | A | 14 | 138 | 39 | 138 | 58 | 138 | 28 | 138 | 72 | 138 | 14 | 118 | 36 | 88
DINO-5 | A | 14 | 138 | 39 | 138 | 58 | 138 | 28 | 138 | 72 | 138 | 14 | 118 | 36 | 88
DINO-6 | A | 14 | 138 | 39 | 138 | 58 | 138 | 28 | 138 | 72 | 138 | 14 | 118 | 36 | 88
DRAXX-1 | A | 68 | 345 | 100 | 345 | 100 | 345 | 64 | 95 | 110 | 345 | 60 | 225 | 70 | 225
DRAXX-2 | A | 68 | 345 | 100 | 345 | 100 | 345 | 64 | 95 | 110 | 345 | 60 | 225 | 70 | 225
DRAXX-3 | A | 68 | 345 | 100 | 345 | 100 | 345 | 64 | 95 | 110 | 345 | 60 | 225 | 70 | 225
DRAXX-4 | A | 68 | 345 | 100 | 345 | 100 | 345 | 64 | 95 | 110 | 345 | 60 | 225 | 70 | 225
DRAXX-5 | A | 68 | 345 | 100 | 345 | 100 | 345 | 64 | 95 | 110 | 345 | 60 | 225 | 70 | 225
DRAXX-6 | A | 68 | 345 | 100 | 345 | 100 | 345 | 64 | 95 | 110 | 345 | 60 | 225 | 70 | 225
DRSLW-1 | A | 6 | 69 | 16 | 69 | 17 | 69 | 6 | 69 | 17 | 69 | 6 | 61 | 16 | 54
DUNGW-1 | A | 8 | 89 | 21 | 89 | 33 | 89 | 8 | 89 | 23 | 89 | 8 | 80 | 21 | 69
EAAO-1 | A | 18 | 182 | 48 | 182 | 52 | 182 | 19 | 182 | 50 | 182 | 18 | 164 | 48 | 134
EAAO-2 | A | 17 | 175 | 46 | 175 | 50 | 175 | 18 | 175 | 48 | 175 | 18 | 157 | 46 | 157
EECL-1 | A | 19 | 321 | 42 | 321 | 45 | 321 | 33 | 321 | 84 | 321 | 25 | 281 | 56 | 235
ERRO-1 | A | 2 | 21 | 3 | 21 | 5 | 21 | 2 | 21 | 5 | 21 | 2 | 19 | 4 | 15
ERRO-2 | A | 2 | 21 | 3 | 21 | 5 | 21 | 2 | 21 | 5 | 21 | 2 | 19 | 4 | 15
ERRO-3 | A | 2 | 21 | 3 | 21 | 4 | 21 | 2 | 21 | 5 | 21 | 2 | 19 | 4 | 15
FAARW-1 | A | 2 | 37 | 4 | 37 | 4 | 37 | 4 | 37 | 12 | 37 | 2 | 33 | 4 | 33
FAARW-2 | A | 2 | 37 | 4 | 37 | 4 | 37 | 4 | 37 | 12 | 37 | 2 | 33 | 4 | 33
FALGW-1 | A | 11 | 108 | 28 | 108 | 41 | 108 | 13 | 108 | 35 | 108 | 10 | 86 | 22 | 64
FASN-1 | A | 0 | 15 | 1 | 15 | 1 | 15 | 1 | 15 | 2 | 15 | 0 | 15 | 1 | 12
FASN2 | A | 0 | 15 | 1 | 15 | 1 | 15 | 1 | 15 | 2 | 15 | 0 | 15 | 1 | 12
FASN3 | A | 0 | 15 | 1 | 15 | 1 | 15 | 1 | 15 | 2 | 15 | 0 | 15 | 1 | 12
FAWN-1 | A | 10 | 52 | 25 | 52 | 40 | 52 | 13 | 52 | 32 | 52 | 11 | 37 | 27 | 27
FELL-1 | A | 9 | 63 | 21 | 63 | 22 | 63 | 10 | 63 | 24 | 63 | 9 | 63 | 22 | 63
FFES-1 | A | 10 | 35 | 27 | 35 | 30 | 35 | 9 | 35 | 22 | 35 | 4 | 27 | 6 | 27
FFES-2 | A | 10 | 35 | 27 | 35 | 30 | 35 | 9 | 35 | 22 | 35 | 4 | 27 | 6 | 27
FFES-3 | A | 10 | 35 | 27 | 35 | 30 | 35 | 9 | 35 | 22 | 35 | 4 | 27 | 6 | 27
FFES-4 | A | 10 | 35 | 27 | 35 | 30 | 35 | 9 | 35 | 22 | 35 | 4 | 27 | 6 | 27
FINL-1 | A | 0 | 14 | 1 | 14 | 1 | 14 | 1 | 14 | 2 | 14 | 0 | 14 | 1 | 11
FOYE-1 | A | 6 | 60 | 13 | 60 | 16 | 60 | 11 | 60 | 27 | 60 | 5 | 30 | 11 | 30
FOYE-2 | A | 6 | 60 | 13 | 60 | 16 | 60 | 11 | 60 | 27 | 60 | 5 | 30 | 11 | 30
GAOFO-1 | A | 4 | 87 | 9 | 87 | 9 | 87 | 4 | 87 | 9 | 87 | 4 | 57 | 9 | 57
GAOFO-2 | A | 4 | 87 | 9 | 87 | 9 | 87 | 4 | 87 | 9 | 87 | 4 | 57 | 9 | 57
GAOFO-3 | A | 4 | 87 | 9 | 87 | 9 | 87 | 4 | 87 | 9 | 87 | 4 | 57 | 9 | 57
GAOFO-4 | A | 4 | 87 | 9 | 87 | 9 | 87 | 4 | 87 | 9 | 87 | 4 | 57 | 9 | 57
GLNDO-1 | A | 6 | 80 | 12 | 45 | 17 | 45 | 12 | 45 | 25 | 45 | 8 | 65 | 18 | 45
GNFSW-1 | A | 11 | 100 | 30 | 100 | 30 | 100 | 12 | 100 | 31 | 100 | 12 | 70 | 30 | 70
GNFSW-2 | A | 7 | 64 | 18 | 64 | 18 | 64 | 8 | 64 | 18 | 64 | 6 | 49 | 15 | 49
GORDW-1 | A | 6 | 62 | 16 | 56 | 26 | 45 | 7 | 62 | 18 | 62 | 6 | 56 | 16 | 45
GRAI-6 | A | 24 | 320 | 58 | 320 | 58 | 320 | 35 | 320 | 88 | 320 | 28 | 270 | 60 | 230
GRAI-7 | A | 30 | 232 | 60 | 232 | 60 | 232 | 32 | 232 | 84 | 232 | 32 | 175 | 65 | 135
GRAI-8 | A | 26 | 232 | 58 | 232 | 58 | 232 | 32 | 232 | 84 | 232 | 32 | 175 | 65 | 135
GRGBW-1 | A | 17 | 167 | 45 | 167 | 48 | 167 | 18 | 167 | 48 | 167 | 17 | 150 | 46 | 122
GRGBW-2 | A | 18 | 167 | 48 | 167 | 51 | 167 | 19 | 167 | 50 | 167 | 18 | 147 | 48 | 117
GRGBW-3 | A | 17 | 166 | 45 | 166 | 48 | 166 | 18 | 166 | 48 | 166 | 17 | 149 | 46 | 121
GRIFW-1 | A | 8 | 94 | 22 | 94 | 23 | 94 | 8 | 94 | 22 | 94 | 8 | 85 | 22 | 72
GRIFW-2 | A | 8 | 94 | 22 | 94 | 23 | 94 | 8 | 94 | 22 | 94 | 8 | 85 | 22 | 72
GRMO-1 | A | 8 | 43 | 8 | 43 | 8 | 43 | 8 | 43 | 8 | 43 | 8 | 23 | 8 | 23
GYAR-1 | A | 17 | 176 | 42 | 176 | 66 | 176 | 24 | 176 | 60 | 176 | 17 | 176 | 42 | 176
GYMRO-15 | A | 6 | 145 | 15 | 145 | 15 | 145 | 6 | 145 | 15 | 145 | 6 | 44 | 15 | 44
GYMRO-17 | A | 6 | 145 | 15 | 145 | 15 | 145 | 6 | 145 | 15 | 145 | 6 | 44 | 15 | 44
GYMRO-26 | A | 6 | 145 | 15 | 145 | 15 | 145 | 6 | 145 | 15 | 145 | 6 | 44 | 15 | 44
GYMRO-28 | A | 6 | 145 | 15 | 145 | 15 | 145 | 6 | 145 | 15 | 145 | 6 | 44 | 15 | 44
HADHW-1 | A | 7 | 76 | 14 | 76 | 22 | 76 | 13 | 76 | 34 | 76 | 8 | 65 | 17 | 65
HMGTO-1 | A | 8 | 88 | 20 | 88 | 35 | 88 | 10 | 88 | 25 | 88 | 8 | 68 | 19 | 68
HMGTO-2 | A | 9 | 91 | 23 | 91 | 37 | 91 | 10 | 91 | 25 | 91 | 10 | 67 | 24 | 67
HOWAO-1 | A | 44 | 400 | 117 | 400 | 117 | 400 | 44 | 400 | 117 | 400 | 44 | 240 | 117 | 240
HOWAO-2 | A | 44 | 400 | 117 | 400 | 117 | 400 | 44 | 400 | 117 | 400 | 44 | 240 | 117 | 240
HOWAO-3 | A | 44 | 400 | 117 | 400 | 117 | 400 | 44 | 400 | 117 | 400 | 44 | 240 | 117 | 240
HRSTW-1 | A | 12 | 102 | 30 | 102 | 45 | 102 | 13 | 102 | 34 | 102 | 13 | 80 | 27 | 66
HUMR-1 | A | 60 | 533 | 150 | 533 | 200 | 533 | 80 | 533 | 200 | 533 | 62 | 419 | 155 | 251
INDQ-1 | A | 12 | 102 | 31 | 102 | 43 | 102 | 13 | 102 | 34 | 102 | 12 | 72 | 30 | 72
KEAD-2 | A | 41 | 566 | 102 | 566 | 108 | 566 | 57 | 566 | 124 | 566 | 41 | 458 | 99 | 458
KEAD-1 | A | 38 | 415 | 90 | 415 | 90 | 415 | 55 | 415 | 138 | 415 | 38 | 355 | 90 | 285
KILBW-1 | A | 3 | 56 | 8 | 56 | 13 | 56 | 5 | 56 | 14 | 56 | 4 | 53 | 9 | 47
KILLPG-1 | A | 19 | 180 | 29 | 145 | 29 | 145 | 34 | 145 | 36 | 180 | 20 | 107 | 41 | 107
KILLPG-2 | A | 20 | 190 | 30 | 151 | 30 | 151 | 26 | 190 | 35 | 151 | 21 | 114 | 50 | 114
KLYN-A-1 | A | 22 | 210 | 45 | 210 | 52 | 210 | 40 | 210 | 95 | 210 | 22 | 189 | 45 | 125
KPMRW-1 | A | 9 | 75 | 20 | 75 | 30 | 75 | 9 | 75 | 23 | 75 | 9 | 67 | 22 | 54
LAGA-1 | A | 55 | 500 | 123 | 500 | 140 | 500 | 52 | 500 | 130 | 500 | 53 | 475 | 130 | 475
LARYO-1 | A | 16 | 155 | 40 | 155 | 45 | 155 | 18 | 155 | 45 | 155 | 14 | 120 | 35 | 120
LARYO-2 | A | 16 | 158 | 40 | 158 | 45 | 158 | 18 | 158 | 45 | 158 | 14 | 120 | 35 | 120
LARYO-3 | A | 16 | 158 | 40 | 158 | 45 | 158 | 18 | 158 | 45 | 158 | 14 | 120 | 35 | 120
LARYO-4 | A | 16 | 158 | 40 | 158 | 45 | 158 | 18 | 158 | 45 | 158 | 14 | 120 | 35 | 120
LBAR-1G | A | 1 | 16 | 4 | 16 | 6 | 16 | 2 | 16 | 4 | 16 | 1 | 9 | 4 | 9
LBAR-1 | A | 39 | 360 | 88 | 360 | 88 | 360 | 55 | 360 | 145 | 360 | 41 | 270 | 90 | 270
LCLTW-1 | A | 7 | 69 | 18 | 69 | 20 | 69 | 7 | 69 | 19 | 69 | 8 | 49 | 20 | 49
LNCSO-1 | A | 12 | 130 | 30 | 130 | 32 | 130 | 12 | 130 | 32 | 130 | 10 | 100 | 26 | 100
LNCSO-2 | A | 13 | 140 | 34 | 140 | 36 | 140 | 14 | 140 | 36 | 140 | 12 | 125 | 32 | 125
MEDP-1 | A | 30 | 380 | 76 | 330 | 76 | 330 | 48 | 380 | 105 | 380 | 31 | 330 | 79 | 290
MILWW-1 | A | 6 | 32 | 8 | 54 | 13 | 54 | 5 | 54 | 14 | 54 | 3 | 43 | 8 | 43
MKHLW-1 | A | 4 | 42 | 10 | 42 | 12 | 42 | 5 | 42 | 13 | 42 | 5 | 37 | 12 | 30
MRWD-1 | A | 43 | 448 | 100 | 448 | 112 | 448 | 67 | 448 | 160 | 448 | 36 | 328 | 93 | 328
NANT-1 | A | 0 | 15 | 0 | 15 | 0 | 15 | 0 | 15 | 1 | 15 | 0 | 15 | 0 | 15
PEHE-1 | A | 42 | 420 | 72 | 420 | 72 | 420 | 83 | 420 | 117 | 420 | 35 | 350 | 84 | 260
PEHE-2 | A | 16 | 490 | 40 | 265 | 42 | 490 | 0 | 0 | 0 | 0 | 0 | 490 | 0 | 490
PEMB-11 | A | 38 | 113 | 63 | 276 | 63 | 276 | 33 | 276 | 90 | 276 | 35 | 241 | 64 | 210
PEMB-21 | A | 38 | 113 | 63 | 276 | 63 | 276 | 33 | 276 | 90 | 276 | 35 | 241 | 64 | 210
PEMB-31 | A | 38 | 113 | 63 | 276 | 63 | 276 | 33 | 276 | 90 | 276 | 35 | 241 | 64 | 210
PEMB-41 | A | 38 | 113 | 63 | 276 | 63 | 276 | 33 | 276 | 90 | 276 | 35 | 241 | 64 | 210
PEMB-51 | A | 38 | 113 | 63 | 276 | 63 | 276 | 33 | 276 | 90 | 276 | 35 | 241 | 64 | 210
PETEM1 | A | 20 | 180 | 46 | 180 | 52 | 180 | 24 | 180 | 58 | 180 | 20 | 150 | 50 | 100
PINFB-1 | A | 3 | 6 | 6 | 25 | 6 | 25 | 2 | 25 | 6 | 25 | 3 | 21 | 6 | 15
PINFB-2 | A | 3 | 6 | 6 | 25 | 6 | 25 | 2 | 25 | 6 | 25 | 3 | 21 | 6 | 15
PINFB-3 | A | 3 | 6 | 6 | 25 | 6 | 25 | 2 | 25 | 6 | 25 | 3 | 21 | 6 | 15
PINFB-4 | A | 3 | 6 | 6 | 25 | 6 | 25 | 2 | 25 | 6 | 25 | 3 | 21 | 6 | 15
PNYCW-1 | A | 25 | 228 | 67 | 228 | 72 | 228 | 26 | 228 | 70 | 228 | 25 | 203 | 63 | 161
RATS-1 | A | 50 | 270 | 90 | 270 | 90 | 270 | 36 | 270 | 50 | 270 | 42 | 105 | 75 | 155
RATS-2 | A | 40 | 270 | 90 | 270 | 100 | 270 | 36 | 270 | 50 | 270 | 40 | 195 | 75 | 195
RATS-3 | A | 40 | 270 | 90 | 270 | 100 | 270 | 36 | 270 | 50 | 270 | 40 | 195 | 75 | 195
RATS-4 | A | 40 | 270 | 95 | 270 | 100 | 270 | 36 | 270 | 50 | 270 | 40 | 195 | 75 | 195
RCBKO-1 | A | 31 | 279 | 81 | 279 | 81 | 279 | 31 | 279 | 81 | 279 | 31 | 84 | 81 | 84
RCBKO-2 | A | 32 | 286 | 83 | 286 | 83 | 286 | 32 | 286 | 83 | 286 | 32 | 86 | 83 | 86
RMPNO-1 | A | 18 | 180 | 45 | 180 | 72 | 180 | 20 | 180 | 50 | 180 | 18 | 130 | 47 | 130
RMPNO-2 | A | 18 | 180 | 45 | 180 | 72 | 180 | 20 | 180 | 50 | 180 | 18 | 130 | 47 | 130
ROCK-1 | A | 36 | 400 | 50 | 400 | 54 | 400 | 60 | 400 | 160 | 400 | 33 | 220 | 53 | 220
RYHPS-1 | A | 30 | 305 | 48 | 305 | 66 | 305 | 42 | 305 | 51 | 305 | 30 | 130 | 42 | 68
SCCL-1 | A | 35 | 180 | 70 | 180 | 70 | 180 | 40 | 180 | 95 | 180 | 40 | 100 | 100 | 50
SCCL-2 | A | 35 | 180 | 70 | 180 | 70 | 180 | 40 | 180 | 95 | 180 | 40 | 100 | 100 | 50
SCCL-3 | A | 35 | 180 | 70 | 180 | 70 | 180 | 40 | 180 | 95 | 180 | 40 | 100 | 100 | 50
SEAB-1 | A | 44 | 254 | 125 | 254 | 150 | 254 | 55 | 254 | 150 | 254 | 75 | 164 | 176 | 38
SEAB-2 | A | 31 | 138 | 76 | 138 | 86 | 138 | 32 | 138 | 82 | 138 | 37 | 73 | 90 | 43
SEEL-1 | A | 23 | 170 | 38 | 170 | 38 | 170 | 24 | 170 | 70 | 170 | 19 | 135 | 38 | 100
SHBA-1 | A | 33 | 420 | 79 | 420 | 91 | 420 | 59 | 420 | 150 | 420 | 37 | 336 | 95 | 252
SHBA-2 | A | 32 | 319 | 70 | 319 | 76 | 319 | 35 | 319 | 93 | 319 | 32 | 270 | 70 | 217
SHOS-1 | A | 20 | 260 | 41 | 260 | 48 | 260 | 31 | 260 | 82 | 260 | 24 | 185 | 53 | 185
SHRSW-1 | A | 16 | 157 | 44 | 157 | 46 | 157 | 17 | 157 | 46 | 157 | 16 | 141 | 43 | 113
SHRSW-2 | A | 16 | 157 | 44 | 157 | 46 | 157 | 17 | 157 | 46 | 157 | 16 | 141 | 43 | 113
SIZB-1 | A | 38 | 283 | 45 | 283 | 45 | 283 | 45 | 283 | 45 | 283 | 40 | 283 | 46 | 283
SIZB-2 | A | 38 | 283 | 45 | 283 | 45 | 283 | 45 | 283 | 45 | 283 | 40 | 283 | 46 | 283
SLOY-1 | A | 0 | 38 | 1 | 38 | 1 | 38 | 1 | 38 | 2 | 38 | 0 | 38 | 1 | 30
SLOY-2 | A | 0 | 38 | 1 | 38 | 1 | 38 | 1 | 38 | 2 | 38 | 0 | 38 | 1 | 30
SLOY-3 | A | 0 | 38 | 1 | 38 | 1 | 38 | 1 | 38 | 2 | 38 | 0 | 38 | 1 | 30
SLOY-4 | A | 0 | 28 | 1 | 28 | 1 | 28 | 1 | 28 | 2 | 28 | 0 | 28 | 1 | 22
SPLN-1 | A | 40 | 380 | 100 | 380 | 110 | 380 | 50 | 380 | 120 | 380 | 30 | 380 | 90 | 300
STAY-1 | A | 35 | 265 | 62 | 265 | 62 | 265 | 35 | 265 | 89 | 265 | 34 | 192 | 63 | 192
STAY-2 | A | 35 | 265 | 62 | 265 | 62 | 265 | 35 | 265 | 89 | 265 | 34 | 192 | 63 | 192
STAY-3 | A | 35 | 265 | 62 | 265 | 62 | 265 | 35 | 265 | 89 | 265 | 34 | 192 | 63 | 192
STAY-4 | A | 35 | 265 | 62 | 265 | 62 | 265 | 35 | 265 | 89 | 265 | 34 | 192 | 63 | 192
STLGW-1 | A | 6 | 66 | 16 | 66 | 26 | 66 | 6 | 66 | 16 | 66 | 6 | 55 | 14 | 33
STLGW-2 | A | 7 | 75 | 19 | 75 | 27 | 75 | 7 | 75 | 19 | 75 | 7 | 65 | 19 | 53
STLGW-3 | A | 6 | 66 | 17 | 66 | 26 | 66 | 6 | 66 | 17 | 66 | 7 | 56 | 17 | 48
STRNW-1 | A | 6 | 52 | 16 | 52 | 26 | 52 | 7 | 60 | 17 | 60 | 6 | 52 | 17 | 42
SUTB-1 | A | 36 | 380 | 104 | 380 | 148 | 380 | 52 | 380 | 132 | 380 | 47 | 250 | 107 | 250
SVRP-10 | A | 20 | 225 | 50 | 225 | 70 | 225 | 32 | 225 | 80 | 225 | 20 | 172 | 50 | 172
SVRP-20 | A | 20 | 225 | 50 | 225 | 70 | 225 | 32 | 225 | 80 | 225 | 20 | 172 | 50 | 172
TKNEW-1 | A | 34 | 370 | 80 | 370 | 160 | 370 | 37 | 370 | 101 | 370 | 35 | 279 | 82 | 222
TKNWW-1 | A | 38 | 370 | 103 | 370 | 166 | 370 | 35 | 370 | 97 | 370 | 39 | 280 | 89 | 222
TRLGW-1 | A | 2 | 16 | 4 | 16 | 7 | 16 | 2 | 16 | 5 | 16 | 2 | 12 | 4 | 9
TWSHW-1 | A | 3 | 35 | 9 | 35 | 15 | 35 | 3 | 35 | 9 | 35 | 3 | 28 | 9 | 22
USKM-13 | A | 6 | 49 | 15 | 49 | 17 | 49 | 8 | 49 | 19 | 49 | 7 | 36 | 8 | 36
USKM-14 | A | 6 | 49 | 15 | 49 | 17 | 49 | 8 | 49 | 19 | 49 | 7 | 36 | 8 | 36
USKM-15 | A | 6 | 49 | 15 | 49 | 17 | 49 | 8 | 49 | 19 | 49 | 7 | 36 | 8 | 36
WBUPS-1 | A | 30 | 113 | 48 | 153 | 48 | 153 | 32 | 113 | 50 | 113 | 40 | 153 | 65 | 113
WBUPS-2 | A | 30 | 133 | 48 | 173 | 48 | 173 | 32 | 133 | 50 | 133 | 40 | 173 | 65 | 133
WBUPS-3 | A | 30 | 133 | 48 | 173 | 48 | 173 | 32 | 133 | 50 | 133 | 40 | 173 | 65 | 133
WBUPS-4 | A | 30 | 113 | 48 | 153 | 48 | 153 | 32 | 113 | 50 | 113 | 40 | 153 | 65 | 113
WBURB-1 | A | 22 | 240 | 48 | 240 | 62 | 240 | 27 | 240 | 69 | 240 | 20 | 200 | 50 | 120
WBURB-2 | A | 25 | 255 | 52 | 255 | 62 | 255 | 26 | 255 | 67 | 255 | 22 | 215 | 52 | 135
WBURB-3 | A | 23 | 255 | 56 | 255 | 67 | 255 | 25 | 255 | 67 | 255 | 22 | 211 | 58 | 167
WDNSO-1 | A | 21 | 191 | 54 | 191 | 57 | 191 | 21 | 191 | 57 | 191 | 21 | 170 | 55 | 136
WDNSO-2 | A | 21 | 191 | 54 | 191 | 57 | 191 | 21 | 191 | 57 | 191 | 21 | 170 | 55 | 136
WHILW-1 | A | 31 | 322 | 84 | 322 | 90 | 322 | 33 | 322 | 90 | 322 | 32 | 255 | 86 | 210
WHILW-2 | A | 19 | 163 | 33 | 163 | 35 | 163 | 20 | 163 | 52 | 163 | 21 | 142 | 43 | 119
WLNYO-2 | A | 19 | 182 | 51 | 182 | 54 | 182 | 20 | 182 | 53 | 182 | 20 | 158 | 51 | 130
WLNYO-3 | A | 30 | 300 | 75 | 300 | 75 | 300 | 30 | 300 | 77 | 300 | 30 | 240 | 78 | 240
WLNYO-4 | A | 32 | 330 | 88 | 330 | 88 | 330 | 33 | 330 | 93 | 330 | 34 | 240 | 90 | 240
WLNYW-1 | A | 19 | 182 | 51 | 182 | 54 | 182 | 20 | 182 | 53 | 182 | 20 | 158 | 51 | 130
WTMSO-1 | A | 22 | 200 | 58 | 200 | 62 | 200 | 23 | 200 | 61 | 200 | 23 | 140 | 60 | 140

## May 2024
MW Response Capability by BMU
|  | Primary Response (Max MWhrs) | [5 empty] | Secondary Response (Max Mwhrs) |  |  |  | High Frequency Response (Max MWhrs)
UNIT | Mode | 0.2Hz | Genset Deload (MW) | 0.5Hz | Genset Deload (MW) | 0.8Hz | Genset Deload (MW) | 0.2/0.2Hz | Genset Deload (MW) | 0.5/0.5Hz | Genset Deload (MW) | 0.2Hz | Genset Deload (MW) | 0.5Hz | Genset Deload (MW)
ABRBO-1 | A | 7 | 86 | 19 | 86 | 33 | 86 | 9 | 86 | 23 | 86 | 7 | 78 | 19 | 67
ARCHW-1 | A | 10 | 92 | 25 | 92 | 25 | 92 | 12 | 92 | 30 | 92 | 11 | 73 | 24 | 56
BAGE-1 | A | 30 | 255 | 70 | 255 | 90 | 255 | 35 | 255 | 90 | 255 | 28 | 220 | 70 | 185
BAGE-2 | A | 3 | 17 | 8 | 17 | 12 | 17 | 4 | 17 | 9 | 17 | 2 | 17 | 5 | 17
BEATO-1 | A | 13 | 126 | 35 | 126 | 37 | 126 | 14 | 126 | 36 | 126 | 13 | 112 | 35 | 91
BEATO-2 | A | 13 | 126 | 35 | 126 | 37 | 126 | 14 | 126 | 36 | 126 | 13 | 112 | 35 | 91
BEATO-3 | A | 17 | 168 | 47 | 168 | 49 | 168 | 18 | 168 | 48 | 168 | 18 | 149 | 48 | 119
BEATO-4 | A | 17 | 168 | 47 | 168 | 49 | 168 | 18 | 168 | 48 | 168 | 18 | 149 | 48 | 119
BEINW-1 | A | 9 | 93 | 24 | 93 | 33 | 93 | 8 | 93 | 25 | 93 | 9 | 74 | 20 | 74
BHLAW-1 | A | 7 | 98 | 16 | 98 | 19 | 98 | 10 | 98 | 26 | 98 | 8 | 87 | 18 | 78
BLLA-1 | A | 6 | 99 | 13 | 99 | 13 | 99 | 15 | 99 | 39 | 99 | 9 | 83 | 16 | 83
BRBEO-1 | A | 20 | 258 | 50 | 258 | 50 | 258 | 22 | 258 | 63 | 258 | 17 | 194 | 46 | 194
BRDUW-1 | A | 6 | 58 | 17 | 58 | 17 | 58 | 7 | 58 | 17 | 58 | 6 | 36 | 17 | 36
BRGG-1 | A | 16 | 110 | 32 | 110 | 48 | 110 | 16 | 110 | 40 | 110 | 14 | 96 | 34 | 46
BURBW-1 | A | 0 | 90 | 0 | 90 | 0 | 90 | 0 | 0 | 0 | 0 | 0 | 90 | 0 | 90
CARR-1 | A | 35 | 269 | 58 | 269 | 58 | 269 | 35 | 325 | 88 | 325 | 34 | 269 | 56 | 269
CARR-2 | A | 35 | 269 | 58 | 269 | 58 | 269 | 35 | 325 | 88 | 325 | 34 | 269 | 56 | 269
CDCL-1 | A | 30 | 231 | 46 | 231 | 46 | 231 | 34 | 231 | 45 | 231 | 29 | 172 | 72 | 135
CLAC-1 | A | 3 | 28 | 8 | 28 | 13 | 28 | 3 | 36 | 9 | 36 | 3 | 28 | 8 | 28
CLDCW-1 | A | 14 | 14 | 34 | 113 | 36 | 113 | 13 | 113 | 35 | 113 | 13 | 99 | 34 | 78
CLDNW-1 | A | 13 | 108 | 33 | 108 | 35 | 108 | 13 | 108 | 35 | 108 | 12 | 95 | 33 | 74
CLDSW-1 | A | 16 | 129 | 40 | 129 | 43 | 129 | 16 | 129 | 42 | 129 | 16 | 113 | 41 | 88
CMSTW-1 | A | 4 | 35 | 10 | 35 | 16 | 35 | 4 | 35 | 11 | 35 | 4 | 31 | 10 | 25
CNQPS-1 | A | 22 | 170 | 55 | 170 | 55 | 170 | 28 | 170 | 70 | 170 | 26 | 120 | 60 | 105
CNQPS-2 | A | 22 | 170 | 55 | 170 | 55 | 170 | 28 | 170 | 70 | 170 | 22 | 120 | 55 | 105
CNQPS-3 | A | 22 | 170 | 55 | 170 | 55 | 170 | 28 | 170 | 70 | 170 | 22 | 120 | 55 | 105
CNQPS-4 | A | 22 | 170 | 55 | 170 | 55 | 170 | 28 | 170 | 70 | 170 | 28 | 105 | 55 | 105
CORB-1 | A | 10 | 130 | 30 | 130 | 50 | 130 | 28 | 130 | 60 | 130 | 15 | 95 | 40 | 60
COSO-1 | A | 20 | 380 | 40 | 380 | 50 | 380 | 60 | 380 | 140 | 380 | 17 | 304 | 40 | 304
COWE1 | A | 7 | 30 | 17 | 30 | 17 | 30 | 7 | 30 | 17 | 30 | 7 | 30 | 17 | 30
COWE2 | A | 7 | 30 | 17 | 30 | 17 | 30 | 7 | 30 | 17 | 30 | 7 | 30 | 17 | 30
CRUA-1 | A | 10 | 110 | 25 | 110 | 37 | 110 | 12 | 110 | 30 | 110 | 10 | 84 | 25 | 48
CRUA-2 | A | 10 | 110 | 25 | 110 | 37 | 110 | 12 | 110 | 30 | 110 | 10 | 84 | 25 | 48
CRUA-3 | A | 7 | 30 | 15 | 30 | 21 | 30 | 9 | 30 | 24 | 30 | 5 | 25 | 13 | 15
CRUA-4 | A | 7 | 30 | 15 | 30 | 21 | 30 | 9 | 30 | 24 | 30 | 5 | 25 | 13 | 15
CRYRW-2 | A | 15 | 138 | 38 | 138 | 40 | 138 | 15 | 138 | 40 | 138 | 13 | 109 | 40 | 63
CRYRW-3 | A | 1 | 14 | 3 | 14 | 4 | 14 | 1 | 14 | 4 | 14 | 1 | 10 | 3 | 10
DAMC-1 | A | 64 | 380 | 136 | 380 | 156 | 380 | 80 | 380 | 180 | 380 | 60 | 293 | 190 | 128
DDGNO-1 | A | 9 | 108 | 25 | 108 | 26 | 108 | 10 | 108 | 26 | 108 | 9 | 97 | 25 | 81
DDGNO-2 | A | 8 | 90 | 20 | 90 | 22 | 90 | 8 | 90 | 21 | 90 | 8 | 81 | 21 | 68
DDGNO-3 | A | 9 | 102 | 24 | 102 | 25 | 102 | 9 | 102 | 25 | 102 | 9 | 92 | 24 | 77
DDGNO-4 | A | 9 | 102 | 24 | 102 | 25 | 102 | 9 | 102 | 25 | 102 | 9 | 92 | 24 | 77
DEEPS-1 | A | 20 | 180 | 60 | 180 | 86 | 180 | 22 | 180 | 80 | 180 | 24 | 96 | 52 | 96
DIDCB5 | A | 40 | 330 | 104 | 330 | 125 | 330 | 55 | 330 | 140 | 330 | 40 | 185 | 105 | 185
DIDCB6 | A | 50 | 250 | 105 | 250 | 105 | 250 | 50 | 250 | 130 | 250 | 50 | 153 | 110 | 103
DINO-1 | A | 14 | 138 | 39 | 138 | 58 | 138 | 28 | 138 | 72 | 138 | 14 | 118 | 36 | 88
DINO-2 | A | 14 | 138 | 39 | 138 | 58 | 138 | 28 | 138 | 72 | 138 | 14 | 118 | 36 | 88
DINO-3 | A | 14 | 138 | 39 | 138 | 58 | 138 | 28 | 138 | 72 | 138 | 14 | 118 | 36 | 88
DINO-4 | A | 14 | 138 | 39 | 138 | 58 | 138 | 28 | 138 | 72 | 138 | 14 | 118 | 36 | 88
DINO-5 | A | 14 | 138 | 39 | 138 | 58 | 138 | 28 | 138 | 72 | 138 | 14 | 118 | 36 | 88
DINO-6 | A | 14 | 138 | 39 | 138 | 58 | 138 | 28 | 138 | 72 | 138 | 14 | 118 | 36 | 88
DRAXX-1 | A | 68 | 345 | 100 | 345 | 100 | 345 | 64 | 95 | 110 | 345 | 60 | 225 | 70 | 225
DRAXX-2 | A | 68 | 345 | 100 | 345 | 100 | 345 | 64 | 95 | 110 | 345 | 60 | 225 | 70 | 225
DRAXX-3 | A | 68 | 345 | 100 | 345 | 100 | 345 | 64 | 95 | 110 | 345 | 60 | 225 | 70 | 225
DRAXX-4 | A | 68 | 345 | 100 | 345 | 100 | 345 | 64 | 95 | 110 | 345 | 60 | 225 | 70 | 225
DRAXX-5 | A | 68 | 345 | 100 | 345 | 100 | 345 | 64 | 95 | 110 | 345 | 60 | 225 | 70 | 225
DRAXX-6 | A | 68 | 345 | 100 | 345 | 100 | 345 | 64 | 95 | 110 | 345 | 60 | 225 | 70 | 225
DRSLW-1 | A | 6 | 69 | 16 | 69 | 17 | 69 | 6 | 69 | 17 | 69 | 6 | 61 | 16 | 54
DUNGW-1 | A | 8 | 89 | 21 | 89 | 33 | 89 | 8 | 89 | 23 | 89 | 8 | 80 | 21 | 69
EAAO-1 | A | 18 | 182 | 48 | 182 | 52 | 182 | 19 | 182 | 50 | 182 | 18 | 164 | 48 | 134
EAAO-2 | A | 17 | 175 | 46 | 175 | 50 | 175 | 18 | 175 | 48 | 175 | 18 | 157 | 46 | 157
EECL-1 | A | 19 | 321 | 42 | 321 | 45 | 321 | 33 | 321 | 84 | 321 | 25 | 281 | 56 | 235
ERRO-1 | A | 2 | 21 | 3 | 21 | 5 | 21 | 2 | 21 | 5 | 21 | 2 | 19 | 4 | 15
ERRO-2 | A | 2 | 21 | 3 | 21 | 5 | 21 | 2 | 21 | 5 | 21 | 2 | 19 | 4 | 15
ERRO-3 | A | 2 | 21 | 3 | 21 | 4 | 21 | 2 | 21 | 5 | 21 | 2 | 19 | 4 | 15
FAARW-1 | A | 2 | 37 | 4 | 37 | 4 | 37 | 4 | 37 | 12 | 37 | 2 | 33 | 4 | 33
FAARW-2 | A | 2 | 37 | 4 | 37 | 4 | 37 | 4 | 37 | 12 | 37 | 2 | 33 | 4 | 33
FALGW-1 | A | 11 | 108 | 28 | 108 | 41 | 108 | 13 | 108 | 35 | 108 | 10 | 86 | 22 | 64
FASN-1 | A | 0 | 15 | 1 | 15 | 1 | 15 | 1 | 15 | 2 | 15 | 0 | 15 | 1 | 12
FASN2 | A | 0 | 15 | 1 | 15 | 1 | 15 | 1 | 15 | 2 | 15 | 0 | 15 | 1 | 12
FASN3 | A | 0 | 15 | 1 | 15 | 1 | 15 | 1 | 15 | 2 | 15 | 0 | 15 | 1 | 12
FAWN-1 | A | 10 | 52 | 25 | 52 | 40 | 52 | 13 | 52 | 32 | 52 | 11 | 37 | 27 | 27
FELL-1 | A | 9 | 63 | 21 | 63 | 22 | 63 | 10 | 63 | 24 | 63 | 9 | 63 | 22 | 63
FFES-1 | A | 10 | 35 | 27 | 35 | 30 | 35 | 9 | 35 | 22 | 35 | 4 | 27 | 6 | 27
FFES-2 | A | 10 | 35 | 27 | 35 | 30 | 35 | 9 | 35 | 22 | 35 | 4 | 27 | 6 | 27
FFES-3 | A | 10 | 35 | 27 | 35 | 30 | 35 | 9 | 35 | 22 | 35 | 4 | 27 | 6 | 27
FFES-4 | A | 10 | 35 | 27 | 35 | 30 | 35 | 9 | 35 | 22 | 35 | 4 | 27 | 6 | 27
FINL-1 | A | 0 | 14 | 1 | 14 | 1 | 14 | 1 | 14 | 2 | 14 | 0 | 14 | 1 | 11
FOYE-1 | A | 6 | 60 | 13 | 60 | 16 | 60 | 11 | 60 | 27 | 60 | 5 | 30 | 11 | 30
FOYE-2 | A | 6 | 60 | 13 | 60 | 16 | 60 | 11 | 60 | 27 | 60 | 5 | 30 | 11 | 30
GAOFO-1 | A | 4 | 87 | 9 | 87 | 9 | 87 | 4 | 87 | 9 | 87 | 4 | 57 | 9 | 57
GAOFO-2 | A | 4 | 87 | 9 | 87 | 9 | 87 | 4 | 87 | 9 | 87 | 4 | 57 | 9 | 57
GAOFO-3 | A | 4 | 87 | 9 | 87 | 9 | 87 | 4 | 87 | 9 | 87 | 4 | 57 | 9 | 57
GAOFO-4 | A | 4 | 87 | 9 | 87 | 9 | 87 | 4 | 87 | 9 | 87 | 4 | 57 | 9 | 57
GLNDO-1 | A | 6 | 80 | 12 | 45 | 17 | 45 | 12 | 45 | 25 | 45 | 8 | 65 | 18 | 45
GNFSW-1 | A | 11 | 100 | 30 | 100 | 30 | 100 | 12 | 100 | 31 | 100 | 12 | 70 | 30 | 70
GNFSW-2 | A | 7 | 64 | 18 | 64 | 18 | 64 | 8 | 64 | 18 | 64 | 6 | 49 | 15 | 49
GORDW-1 | A | 6 | 62 | 16 | 56 | 26 | 45 | 7 | 62 | 18 | 62 | 6 | 56 | 16 | 45
GRAI-6 | A | 24 | 320 | 58 | 320 | 58 | 320 | 35 | 320 | 88 | 320 | 28 | 270 | 60 | 230
GRAI-7 | A | 30 | 232 | 60 | 232 | 60 | 232 | 32 | 232 | 84 | 232 | 32 | 175 | 65 | 135
GRAI-8 | A | 26 | 232 | 58 | 232 | 58 | 232 | 32 | 232 | 84 | 232 | 32 | 175 | 65 | 135
GRGBW-1 | A | 17 | 167 | 45 | 167 | 48 | 167 | 18 | 167 | 48 | 167 | 17 | 150 | 46 | 122
GRGBW-2 | A | 18 | 167 | 48 | 167 | 51 | 167 | 19 | 167 | 50 | 167 | 18 | 147 | 48 | 117
GRGBW-3 | A | 17 | 166 | 45 | 166 | 48 | 166 | 18 | 166 | 48 | 166 | 17 | 149 | 46 | 121
GRIFW-1 | A | 8 | 94 | 22 | 94 | 23 | 94 | 8 | 94 | 22 | 94 | 8 | 85 | 22 | 72
GRIFW-2 | A | 8 | 94 | 22 | 94 | 23 | 94 | 8 | 94 | 22 | 94 | 8 | 85 | 22 | 72
GRMO-1 | A | 8 | 43 | 8 | 43 | 8 | 43 | 8 | 43 | 8 | 43 | 8 | 23 | 8 | 23
GYAR-1 | A | 17 | 176 | 42 | 176 | 66 | 176 | 24 | 176 | 60 | 176 | 17 | 176 | 42 | 176
GYMRO-15 | A | 6 | 145 | 15 | 145 | 15 | 145 | 6 | 145 | 15 | 145 | 6 | 44 | 15 | 44
GYMRO-17 | A | 6 | 145 | 15 | 145 | 15 | 145 | 6 | 145 | 15 | 145 | 6 | 44 | 15 | 44
GYMRO-26 | A | 6 | 145 | 15 | 145 | 15 | 145 | 6 | 145 | 15 | 145 | 6 | 44 | 15 | 44
GYMRO-28 | A | 6 | 145 | 15 | 145 | 15 | 145 | 6 | 145 | 15 | 145 | 6 | 44 | 15 | 44
HADHW-1 | A | 7 | 76 | 14 | 76 | 22 | 76 | 13 | 76 | 34 | 76 | 8 | 65 | 17 | 65
HMGTO-1 | A | 8 | 88 | 20 | 88 | 35 | 88 | 10 | 88 | 25 | 88 | 8 | 68 | 19 | 68
HMGTO-2 | A | 9 | 91 | 23 | 91 | 37 | 91 | 10 | 91 | 25 | 91 | 10 | 67 | 24 | 67
HOWAO-1 | A | 44 | 400 | 117 | 400 | 117 | 400 | 44 | 400 | 117 | 400 | 44 | 240 | 117 | 240
HOWAO-2 | A | 44 | 400 | 117 | 400 | 117 | 400 | 44 | 400 | 117 | 400 | 44 | 240 | 117 | 240
HOWAO-3 | A | 44 | 400 | 117 | 400 | 117 | 400 | 44 | 400 | 117 | 400 | 44 | 240 | 117 | 240
HRSTW-1 | A | 12 | 102 | 30 | 102 | 45 | 102 | 13 | 102 | 34 | 102 | 13 | 80 | 27 | 66
HUMR-1 | A | 60 | 533 | 150 | 533 | 200 | 533 | 80 | 533 | 200 | 533 | 62 | 419 | 155 | 251
INDQ-1 | A | 12 | 102 | 31 | 102 | 43 | 102 | 13 | 102 | 34 | 102 | 12 | 72 | 30 | 72
KEAD-2 | A | 41 | 566 | 102 | 566 | 108 | 566 | 57 | 566 | 124 | 566 | 41 | 458 | 99 | 458
KEAD-1 | A | 38 | 415 | 90 | 415 | 90 | 415 | 55 | 415 | 138 | 415 | 38 | 355 | 90 | 285
KILBW-1 | A | 3 | 56 | 8 | 56 | 13 | 56 | 5 | 56 | 14 | 56 | 4 | 53 | 9 | 47
KILLPG-1 | A | 19 | 180 | 29 | 145 | 29 | 145 | 34 | 145 | 36 | 180 | 20 | 107 | 41 | 107
KILLPG-2 | A | 20 | 190 | 30 | 151 | 30 | 151 | 26 | 190 | 35 | 151 | 21 | 114 | 50 | 114
KLYN-A-1 | A | 22 | 210 | 45 | 210 | 52 | 210 | 40 | 210 | 95 | 210 | 22 | 189 | 45 | 125
KPMRW-1 | A | 9 | 75 | 20 | 75 | 30 | 75 | 9 | 75 | 23 | 75 | 9 | 67 | 22 | 54
LAGA-1 | A | 55 | 500 | 123 | 500 | 140 | 500 | 52 | 500 | 130 | 500 | 53 | 475 | 130 | 475
LARYO-1 | A | 16 | 155 | 40 | 155 | 45 | 155 | 18 | 155 | 45 | 155 | 14 | 120 | 35 | 120
LARYO-2 | A | 16 | 158 | 40 | 158 | 45 | 158 | 18 | 158 | 45 | 158 | 14 | 120 | 35 | 120
LARYO-3 | A | 16 | 158 | 40 | 158 | 45 | 158 | 18 | 158 | 45 | 158 | 14 | 120 | 35 | 120
LARYO-4 | A | 16 | 158 | 40 | 158 | 45 | 158 | 18 | 158 | 45 | 158 | 14 | 120 | 35 | 120
LBAR-1G | A | 1 | 16 | 4 | 16 | 6 | 16 | 2 | 16 | 4 | 16 | 1 | 9 | 4 | 9
LBAR-1 | A | 39 | 360 | 88 | 360 | 88 | 360 | 55 | 360 | 145 | 360 | 41 | 270 | 90 | 270
LCLTW-1 | A | 7 | 69 | 18 | 69 | 20 | 69 | 7 | 69 | 19 | 69 | 8 | 49 | 20 | 49
LNCSO-1 | A | 12 | 130 | 30 | 130 | 32 | 130 | 12 | 130 | 32 | 130 | 10 | 100 | 26 | 100
LNCSO-2 | A | 13 | 140 | 34 | 140 | 36 | 140 | 14 | 140 | 36 | 140 | 12 | 125 | 32 | 125
MEDP-1 | A | 30 | 380 | 76 | 330 | 76 | 330 | 48 | 380 | 105 | 380 | 31 | 330 | 79 | 290
MILWW-1 | A | 6 | 32 | 8 | 54 | 13 | 54 | 5 | 54 | 14 | 54 | 3 | 43 | 8 | 43
MKHLW-1 | A | 4 | 42 | 10 | 42 | 12 | 42 | 5 | 42 | 13 | 42 | 5 | 37 | 12 | 30
MRWD-1 | A | 43 | 448 | 100 | 448 | 112 | 448 | 67 | 448 | 160 | 448 | 36 | 328 | 93 | 328
NANT-1 | A | 0 | 15 | 0 | 15 | 0 | 15 | 0 | 15 | 1 | 15 | 0 | 15 | 0 | 15
PEHE-1 | A | 42 | 420 | 72 | 420 | 72 | 420 | 83 | 420 | 117 | 420 | 35 | 350 | 84 | 260
PEHE-2 | A | 16 | 490 | 40 | 265 | 42 | 490 | 0 | 0 | 0 | 0 | 0 | 490 | 0 | 490
PEMB-11 | A | 38 | 113 | 63 | 276 | 63 | 276 | 33 | 276 | 90 | 276 | 35 | 241 | 64 | 210
PEMB-21 | A | 38 | 113 | 63 | 276 | 63 | 276 | 33 | 276 | 90 | 276 | 35 | 241 | 64 | 210
PEMB-31 | A | 38 | 113 | 63 | 276 | 63 | 276 | 33 | 276 | 90 | 276 | 35 | 241 | 64 | 210
PEMB-41 | A | 38 | 113 | 63 | 276 | 63 | 276 | 33 | 276 | 90 | 276 | 35 | 241 | 64 | 210
PEMB-51 | A | 38 | 113 | 63 | 276 | 63 | 276 | 33 | 276 | 90 | 276 | 35 | 241 | 64 | 210
PETEM1 | A | 20 | 180 | 46 | 180 | 52 | 180 | 24 | 180 | 58 | 180 | 20 | 150 | 50 | 100
PINFB-1 | A | 3 | 6 | 6 | 25 | 6 | 25 | 2 | 25 | 6 | 25 | 3 | 21 | 6 | 15
PINFB-2 | A | 3 | 6 | 6 | 25 | 6 | 25 | 2 | 25 | 6 | 25 | 3 | 21 | 6 | 15
PINFB-3 | A | 3 | 6 | 6 | 25 | 6 | 25 | 2 | 25 | 6 | 25 | 3 | 21 | 6 | 15
PINFB-4 | A | 3 | 6 | 6 | 25 | 6 | 25 | 2 | 25 | 6 | 25 | 3 | 21 | 6 | 15
PNYCW-1 | A | 25 | 228 | 67 | 228 | 72 | 228 | 26 | 228 | 70 | 228 | 25 | 203 | 63 | 161
RATS-1 | A | 50 | 270 | 90 | 270 | 90 | 270 | 36 | 270 | 50 | 270 | 42 | 105 | 75 | 155
RATS-2 | A | 40 | 270 | 90 | 270 | 100 | 270 | 36 | 270 | 50 | 270 | 40 | 195 | 75 | 195
RATS-3 | A | 40 | 270 | 90 | 270 | 100 | 270 | 36 | 270 | 50 | 270 | 40 | 195 | 75 | 195
RATS-4 | A | 40 | 270 | 95 | 270 | 100 | 270 | 36 | 270 | 50 | 270 | 40 | 195 | 75 | 195
RCBKO-1 | A | 31 | 279 | 81 | 279 | 81 | 279 | 31 | 279 | 81 | 279 | 31 | 84 | 81 | 84
RCBKO-2 | A | 32 | 286 | 83 | 286 | 83 | 286 | 32 | 286 | 83 | 286 | 32 | 86 | 83 | 86
RMPNO-1 | A | 18 | 180 | 45 | 180 | 72 | 180 | 20 | 180 | 50 | 180 | 18 | 130 | 47 | 130
RMPNO-2 | A | 18 | 180 | 45 | 180 | 72 | 180 | 20 | 180 | 50 | 180 | 18 | 130 | 47 | 130
ROCK-1 | A | 36 | 400 | 50 | 400 | 54 | 400 | 60 | 400 | 160 | 400 | 33 | 220 | 53 | 220
RYHPS-1 | A | 30 | 305 | 48 | 305 | 66 | 305 | 42 | 305 | 51 | 305 | 30 | 130 | 42 | 68
SCCL-1 | A | 35 | 180 | 70 | 180 | 70 | 180 | 40 | 180 | 95 | 180 | 40 | 100 | 100 | 50
SCCL-2 | A | 35 | 180 | 70 | 180 | 70 | 180 | 40 | 180 | 95 | 180 | 40 | 100 | 100 | 50
SCCL-3 | A | 35 | 180 | 70 | 180 | 70 | 180 | 40 | 180 | 95 | 180 | 40 | 100 | 100 | 50
SEAB-1 | A | 44 | 254 | 125 | 254 | 150 | 254 | 55 | 254 | 150 | 254 | 75 | 164 | 176 | 38
SEAB-2 | A | 31 | 138 | 76 | 138 | 86 | 138 | 32 | 138 | 82 | 138 | 37 | 73 | 90 | 43
SEEL-1 | A | 23 | 170 | 38 | 170 | 38 | 170 | 24 | 170 | 70 | 170 | 19 | 135 | 38 | 100
SHBA-1 | A | 33 | 420 | 79 | 420 | 91 | 420 | 59 | 420 | 150 | 420 | 37 | 336 | 95 | 252
SHBA-2 | A | 32 | 319 | 70 | 319 | 76 | 319 | 35 | 319 | 93 | 319 | 32 | 270 | 70 | 217
SHOS-1 | A | 20 | 260 | 41 | 260 | 48 | 260 | 31 | 260 | 82 | 260 | 24 | 185 | 53 | 185
SHRSW-1 | A | 16 | 157 | 44 | 157 | 46 | 157 | 17 | 157 | 46 | 157 | 16 | 141 | 43 | 113
SHRSW-2 | A | 16 | 157 | 44 | 157 | 46 | 157 | 17 | 157 | 46 | 157 | 16 | 141 | 43 | 113
SIZB-1 | A | 38 | 283 | 45 | 283 | 45 | 283 | 45 | 283 | 45 | 283 | 40 | 283 | 46 | 283
SIZB-2 | A | 38 | 283 | 45 | 283 | 45 | 283 | 45 | 283 | 45 | 283 | 40 | 283 | 46 | 283
SLOY-1 | A | 0 | 38 | 1 | 38 | 1 | 38 | 1 | 38 | 2 | 38 | 0 | 38 | 1 | 30
SLOY-2 | A | 0 | 38 | 1 | 38 | 1 | 38 | 1 | 38 | 2 | 38 | 0 | 38 | 1 | 30
SLOY-3 | A | 0 | 38 | 1 | 38 | 1 | 38 | 1 | 38 | 2 | 38 | 0 | 38 | 1 | 30
SLOY-4 | A | 0 | 28 | 1 | 28 | 1 | 28 | 1 | 28 | 2 | 28 | 0 | 28 | 1 | 22
SPLN-1 | A | 40 | 380 | 100 | 380 | 110 | 380 | 50 | 380 | 120 | 380 | 30 | 380 | 90 | 300
STAY-1 | A | 35 | 265 | 62 | 265 | 62 | 265 | 35 | 265 | 89 | 265 | 34 | 192 | 63 | 192
STAY-2 | A | 35 | 265 | 62 | 265 | 62 | 265 | 35 | 265 | 89 | 265 | 34 | 192 | 63 | 192
STAY-3 | A | 35 | 265 | 62 | 265 | 62 | 265 | 35 | 265 | 89 | 265 | 34 | 192 | 63 | 192
STAY-4 | A | 35 | 265 | 62 | 265 | 62 | 265 | 35 | 265 | 89 | 265 | 34 | 192 | 63 | 192
STLGW-1 | A | 6 | 66 | 16 | 66 | 26 | 66 | 6 | 66 | 16 | 66 | 6 | 55 | 14 | 33
STLGW-2 | A | 7 | 75 | 19 | 75 | 27 | 75 | 7 | 75 | 19 | 75 | 7 | 65 | 19 | 53
STLGW-3 | A | 6 | 66 | 17 | 66 | 26 | 66 | 6 | 66 | 17 | 66 | 7 | 56 | 17 | 48
STRNW-1 | A | 6 | 52 | 16 | 52 | 26 | 52 | 7 | 60 | 17 | 60 | 6 | 52 | 17 | 42
SUTB-1 | A | 36 | 380 | 104 | 380 | 148 | 380 | 52 | 380 | 132 | 380 | 47 | 250 | 107 | 250
SVRP-10 | A | 20 | 225 | 50 | 225 | 70 | 225 | 32 | 225 | 80 | 225 | 20 | 172 | 50 | 172
SVRP-20 | A | 20 | 225 | 50 | 225 | 70 | 225 | 32 | 225 | 80 | 225 | 20 | 172 | 50 | 172
TKNEW-1 | A | 34 | 370 | 80 | 370 | 160 | 370 | 37 | 370 | 101 | 370 | 35 | 279 | 82 | 222
TKNWW-1 | A | 38 | 370 | 103 | 370 | 166 | 370 | 35 | 370 | 97 | 370 | 39 | 280 | 89 | 222
TRLGW-1 | A | 2 | 16 | 4 | 16 | 7 | 16 | 2 | 16 | 5 | 16 | 2 | 12 | 4 | 9
TWSHW-1 | A | 3 | 35 | 9 | 35 | 15 | 35 | 3 | 35 | 9 | 35 | 3 | 28 | 9 | 22
USKM-13 | A | 6 | 49 | 15 | 49 | 17 | 49 | 8 | 49 | 19 | 49 | 7 | 36 | 8 | 36
USKM-14 | A | 6 | 49 | 15 | 49 | 17 | 49 | 8 | 49 | 19 | 49 | 7 | 36 | 8 | 36
USKM-15 | A | 6 | 49 | 15 | 49 | 17 | 49 | 8 | 49 | 19 | 49 | 7 | 36 | 8 | 36
WBUPS-1 | A | 30 | 113 | 48 | 153 | 48 | 153 | 32 | 113 | 50 | 113 | 40 | 153 | 65 | 113
WBUPS-2 | A | 30 | 133 | 48 | 173 | 48 | 173 | 32 | 133 | 50 | 133 | 40 | 173 | 65 | 133
WBUPS-3 | A | 30 | 133 | 48 | 173 | 48 | 173 | 32 | 133 | 50 | 133 | 40 | 173 | 65 | 133
WBUPS-4 | A | 30 | 113 | 48 | 153 | 48 | 153 | 32 | 113 | 50 | 113 | 40 | 153 | 65 | 113
WBURB-1 | A | 22 | 240 | 48 | 240 | 62 | 240 | 27 | 240 | 69 | 240 | 20 | 200 | 50 | 120
WBURB-2 | A | 25 | 255 | 52 | 255 | 62 | 255 | 26 | 255 | 67 | 255 | 22 | 215 | 52 | 135
WBURB-3 | A | 23 | 255 | 56 | 255 | 67 | 255 | 25 | 255 | 67 | 255 | 22 | 211 | 58 | 167
WDNSO-1 | A | 21 | 191 | 54 | 191 | 57 | 191 | 21 | 191 | 57 | 191 | 21 | 170 | 55 | 136
WDNSO-2 | A | 21 | 191 | 54 | 191 | 57 | 191 | 21 | 191 | 57 | 191 | 21 | 170 | 55 | 136
WHILW-1 | A | 31 | 322 | 84 | 322 | 90 | 322 | 33 | 322 | 90 | 322 | 32 | 255 | 86 | 210
WHILW-2 | A | 19 | 163 | 33 | 163 | 35 | 163 | 20 | 163 | 52 | 163 | 21 | 142 | 43 | 119
WLNYO-2 | A | 19 | 182 | 51 | 182 | 54 | 182 | 20 | 182 | 53 | 182 | 20 | 158 | 51 | 130
WLNYO-3 | A | 30 | 300 | 75 | 300 | 75 | 300 | 30 | 300 | 77 | 300 | 30 | 240 | 78 | 240
WLNYO-4 | A | 32 | 330 | 88 | 330 | 88 | 330 | 33 | 330 | 93 | 330 | 34 | 240 | 90 | 240
WLNYW-1 | A | 19 | 182 | 51 | 182 | 54 | 182 | 20 | 182 | 53 | 182 | 20 | 158 | 51 | 130
WTMSO-1 | A | 22 | 200 | 58 | 200 | 62 | 200 | 23 | 200 | 61 | 200 | 23 | 140 | 60 | 140

## Apr 2024
MW Response Capability by BMU
|  | Primary Response (Max MWhrs) | [5 empty] | Secondary Response (Max Mwhrs) |  |  |  | High Frequency Response (Max MWhrs)
UNIT | Mode | 0.2Hz | Genset Deload (MW) | 0.5Hz | Genset Deload (MW) | 0.8Hz | Genset Deload (MW) | 0.2/0.2Hz | Genset Deload (MW) | 0.5/0.5Hz | Genset Deload (MW) | 0.2Hz | Genset Deload (MW) | 0.5Hz | Genset Deload (MW)
ABRBO-1 | A | 7 | 86 | 19 | 86 | 33 | 86 | 9 | 86 | 23 | 86 | 7 | 78 | 19 | 67
ARCHW-1 | A | 10 | 92 | 25 | 92 | 25 | 92 | 12 | 92 | 30 | 92 | 11 | 73 | 24 | 56
BAGE-1 | A | 30 | 255 | 70 | 255 | 90 | 255 | 35 | 255 | 90 | 255 | 28 | 220 | 70 | 185
BAGE-2 | A | 3 | 17 | 8 | 17 | 12 | 17 | 4 | 17 | 9 | 17 | 2 | 17 | 5 | 17
BEATO-1 | A | 13 | 126 | 35 | 126 | 37 | 126 | 14 | 126 | 36 | 126 | 13 | 112 | 35 | 91
BEATO-2 | A | 13 | 126 | 35 | 126 | 37 | 126 | 14 | 126 | 36 | 126 | 13 | 112 | 35 | 91
BEATO-3 | A | 17 | 168 | 47 | 168 | 49 | 168 | 18 | 168 | 48 | 168 | 18 | 149 | 48 | 119
BEATO-4 | A | 17 | 168 | 47 | 168 | 49 | 168 | 18 | 168 | 48 | 168 | 18 | 149 | 48 | 119
BEINW-1 | A | 9 | 93 | 24 | 93 | 33 | 93 | 8 | 93 | 25 | 93 | 9 | 74 | 20 | 74
BHLAW-1 | A | 7 | 98 | 16 | 98 | 19 | 98 | 10 | 98 | 26 | 98 | 8 | 87 | 18 | 78
BLLA-1 | A | 6 | 99 | 13 | 99 | 13 | 99 | 15 | 99 | 39 | 99 | 9 | 83 | 16 | 83
BRBEO-1 | A | 20 | 258 | 50 | 258 | 50 | 258 | 22 | 258 | 63 | 258 | 17 | 194 | 46 | 194
BRDUW-1 | A | 6 | 58 | 17 | 58 | 17 | 58 | 7 | 58 | 17 | 58 | 6 | 36 | 17 | 36
BRGG-1 | A | 16 | 110 | 32 | 110 | 48 | 110 | 16 | 110 | 40 | 110 | 14 | 96 | 34 | 46
BURBW-1 | A | 0 | 90 | 0 | 90 | 0 | 90 | 0 | 0 | 0 | 0 | 0 | 90 | 0 | 90
CARR-1 | A | 35 | 269 | 58 | 269 | 58 | 269 | 35 | 325 | 88 | 325 | 34 | 269 | 56 | 269
CARR-2 | A | 35 | 269 | 58 | 269 | 58 | 269 | 35 | 325 | 88 | 325 | 34 | 269 | 56 | 269
CDCL-1 | A | 30 | 231 | 46 | 231 | 46 | 231 | 34 | 231 | 45 | 231 | 29 | 172 | 72 | 135
CLAC-1 | A | 3 | 28 | 8 | 28 | 13 | 28 | 3 | 36 | 9 | 36 | 3 | 28 | 8 | 28
CLDCW-1 | A | 14 | 14 | 34 | 113 | 36 | 113 | 13 | 113 | 35 | 113 | 13 | 99 | 34 | 78
CLDNW-1 | A | 13 | 108 | 33 | 108 | 35 | 108 | 13 | 108 | 35 | 108 | 12 | 95 | 33 | 74
CLDSW-1 | A | 16 | 129 | 40 | 129 | 43 | 129 | 16 | 129 | 42 | 129 | 16 | 113 | 41 | 88
CMSTW-1 | A | 4 | 35 | 10 | 35 | 16 | 35 | 4 | 35 | 11 | 35 | 4 | 31 | 10 | 25
CNQPS-1 | A | 22 | 170 | 55 | 170 | 55 | 170 | 28 | 170 | 70 | 170 | 26 | 120 | 60 | 105
CNQPS-2 | A | 22 | 170 | 55 | 170 | 55 | 170 | 28 | 170 | 70 | 170 | 22 | 120 | 55 | 105
CNQPS-3 | A | 22 | 170 | 55 | 170 | 55 | 170 | 28 | 170 | 70 | 170 | 22 | 120 | 55 | 105
CNQPS-4 | A | 22 | 170 | 55 | 170 | 55 | 170 | 28 | 170 | 70 | 170 | 28 | 105 | 55 | 105
CORB-1 | A | 10 | 130 | 30 | 130 | 50 | 130 | 28 | 130 | 60 | 130 | 15 | 95 | 40 | 60
COSO-1 | A | 20 | 380 | 40 | 380 | 50 | 380 | 60 | 380 | 140 | 380 | 17 | 304 | 40 | 304
COWE1 | A | 7 | 30 | 17 | 30 | 17 | 30 | 7 | 30 | 17 | 30 | 7 | 30 | 17 | 30
COWE2 | A | 7 | 30 | 17 | 30 | 17 | 30 | 7 | 30 | 17 | 30 | 7 | 30 | 17 | 30
CRUA-1 | A | 10 | 110 | 25 | 110 | 37 | 110 | 12 | 110 | 30 | 110 | 10 | 84 | 25 | 48
CRUA-2 | A | 10 | 110 | 25 | 110 | 37 | 110 | 12 | 110 | 30 | 110 | 10 | 84 | 25 | 48
CRUA-3 | A | 7 | 30 | 15 | 30 | 21 | 30 | 9 | 30 | 24 | 30 | 5 | 25 | 13 | 15
CRUA-4 | A | 7 | 30 | 15 | 30 | 21 | 30 | 9 | 30 | 24 | 30 | 5 | 25 | 13 | 15
CRYRW-2 | A | 15 | 138 | 38 | 138 | 40 | 138 | 15 | 138 | 40 | 138 | 13 | 109 | 40 | 63
CRYRW-3 | A | 1 | 14 | 3 | 14 | 4 | 14 | 1 | 14 | 4 | 14 | 1 | 10 | 3 | 10
DAMC-1 | A | 64 | 380 | 136 | 380 | 156 | 380 | 80 | 380 | 180 | 380 | 60 | 293 | 190 | 128
DDGNO-1 | A | 9 | 108 | 25 | 108 | 26 | 108 | 10 | 108 | 26 | 108 | 9 | 97 | 25 | 81
DDGNO-2 | A | 8 | 90 | 20 | 90 | 22 | 90 | 8 | 90 | 21 | 90 | 8 | 81 | 21 | 68
DDGNO-3 | A | 9 | 102 | 24 | 102 | 25 | 102 | 9 | 102 | 25 | 102 | 9 | 92 | 24 | 77
DDGNO-4 | A | 9 | 102 | 24 | 102 | 25 | 102 | 9 | 102 | 25 | 102 | 9 | 92 | 24 | 77
DEEPS-1 | A | 20 | 180 | 60 | 180 | 86 | 180 | 22 | 180 | 80 | 180 | 24 | 96 | 52 | 96
DIDCB5 | A | 40 | 330 | 104 | 330 | 125 | 330 | 55 | 330 | 140 | 330 | 40 | 185 | 105 | 185
DIDCB6 | A | 50 | 250 | 105 | 250 | 105 | 250 | 50 | 250 | 130 | 250 | 50 | 153 | 110 | 103
DINO-1 | A | 14 | 138 | 39 | 138 | 58 | 138 | 28 | 138 | 72 | 138 | 14 | 118 | 36 | 88
DINO-2 | A | 14 | 138 | 39 | 138 | 58 | 138 | 28 | 138 | 72 | 138 | 14 | 118 | 36 | 88
DINO-3 | A | 14 | 138 | 39 | 138 | 58 | 138 | 28 | 138 | 72 | 138 | 14 | 118 | 36 | 88
DINO-4 | A | 14 | 138 | 39 | 138 | 58 | 138 | 28 | 138 | 72 | 138 | 14 | 118 | 36 | 88
DINO-5 | A | 14 | 138 | 39 | 138 | 58 | 138 | 28 | 138 | 72 | 138 | 14 | 118 | 36 | 88
DINO-6 | A | 14 | 138 | 39 | 138 | 58 | 138 | 28 | 138 | 72 | 138 | 14 | 118 | 36 | 88
DRAXX-1 | A | 68 | 345 | 100 | 345 | 100 | 345 | 64 | 95 | 110 | 345 | 60 | 225 | 70 | 225
DRAXX-2 | A | 68 | 345 | 100 | 345 | 100 | 345 | 64 | 95 | 110 | 345 | 60 | 225 | 70 | 225
DRAXX-3 | A | 68 | 345 | 100 | 345 | 100 | 345 | 64 | 95 | 110 | 345 | 60 | 225 | 70 | 225
DRAXX-4 | A | 68 | 345 | 100 | 345 | 100 | 345 | 64 | 95 | 110 | 345 | 60 | 225 | 70 | 225
DRAXX-5 | A | 68 | 345 | 100 | 345 | 100 | 345 | 64 | 95 | 110 | 345 | 60 | 225 | 70 | 225
DRAXX-6 | A | 68 | 345 | 100 | 345 | 100 | 345 | 64 | 95 | 110 | 345 | 60 | 225 | 70 | 225
DRSLW-1 | A | 6 | 69 | 16 | 69 | 17 | 69 | 6 | 69 | 17 | 69 | 6 | 61 | 16 | 54
DUNGW-1 | A | 8 | 89 | 21 | 89 | 33 | 89 | 8 | 89 | 23 | 89 | 8 | 80 | 21 | 69
EAAO-1 | A | 18 | 182 | 48 | 182 | 52 | 182 | 19 | 182 | 50 | 182 | 18 | 164 | 48 | 134
EAAO-2 | A | 17 | 175 | 46 | 175 | 50 | 175 | 18 | 175 | 48 | 175 | 18 | 157 | 46 | 157
EECL-1 | A | 19 | 321 | 42 | 321 | 45 | 321 | 33 | 321 | 84 | 321 | 25 | 281 | 56 | 235
ERRO-1 | A | 2 | 21 | 3 | 21 | 5 | 21 | 2 | 21 | 5 | 21 | 2 | 19 | 4 | 15
ERRO-2 | A | 2 | 21 | 3 | 21 | 5 | 21 | 2 | 21 | 5 | 21 | 2 | 19 | 4 | 15
ERRO-3 | A | 2 | 21 | 3 | 21 | 4 | 21 | 2 | 21 | 5 | 21 | 2 | 19 | 4 | 15
FAARW-1 | A | 2 | 37 | 4 | 37 | 4 | 37 | 4 | 37 | 12 | 37 | 2 | 33 | 4 | 33
FAARW-2 | A | 2 | 37 | 4 | 37 | 4 | 37 | 4 | 37 | 12 | 37 | 2 | 33 | 4 | 33
FALGW-1 | A | 11 | 108 | 28 | 108 | 41 | 108 | 13 | 108 | 35 | 108 | 10 | 86 | 22 | 64
FASN-1 | A | 0 | 15 | 1 | 15 | 1 | 15 | 1 | 15 | 2 | 15 | 0 | 15 | 1 | 12
FASN2 | A | 0 | 15 | 1 | 15 | 1 | 15 | 1 | 15 | 2 | 15 | 0 | 15 | 1 | 12
FASN3 | A | 0 | 15 | 1 | 15 | 1 | 15 | 1 | 15 | 2 | 15 | 0 | 15 | 1 | 12
FAWN-1 | A | 10 | 52 | 25 | 52 | 40 | 52 | 13 | 52 | 32 | 52 | 11 | 37 | 27 | 27
FELL-1 | A | 9 | 63 | 21 | 63 | 22 | 63 | 10 | 63 | 24 | 63 | 9 | 63 | 22 | 63
FFES-1 | A | 10 | 35 | 27 | 35 | 30 | 35 | 9 | 35 | 22 | 35 | 4 | 27 | 6 | 27
FFES-2 | A | 10 | 35 | 27 | 35 | 30 | 35 | 9 | 35 | 22 | 35 | 4 | 27 | 6 | 27
FFES-3 | A | 10 | 35 | 27 | 35 | 30 | 35 | 9 | 35 | 22 | 35 | 4 | 27 | 6 | 27
FFES-4 | A | 10 | 35 | 27 | 35 | 30 | 35 | 9 | 35 | 22 | 35 | 4 | 27 | 6 | 27
FINL-1 | A | 0 | 14 | 1 | 14 | 1 | 14 | 1 | 14 | 2 | 14 | 0 | 14 | 1 | 11
FOYE-1 | A | 6 | 60 | 13 | 60 | 16 | 60 | 11 | 60 | 27 | 60 | 5 | 30 | 11 | 30
FOYE-2 | A | 6 | 60 | 13 | 60 | 16 | 60 | 11 | 60 | 27 | 60 | 5 | 30 | 11 | 30
GAOFO-1 | A | 4 | 87 | 9 | 87 | 9 | 87 | 4 | 87 | 9 | 87 | 4 | 57 | 9 | 57
GAOFO-2 | A | 4 | 87 | 9 | 87 | 9 | 87 | 4 | 87 | 9 | 87 | 4 | 57 | 9 | 57
GAOFO-3 | A | 4 | 87 | 9 | 87 | 9 | 87 | 4 | 87 | 9 | 87 | 4 | 57 | 9 | 57
GAOFO-4 | A | 4 | 87 | 9 | 87 | 9 | 87 | 4 | 87 | 9 | 87 | 4 | 57 | 9 | 57
GLNDO-1 | A | 6 | 80 | 12 | 45 | 17 | 45 | 12 | 45 | 25 | 45 | 8 | 65 | 18 | 45
GNFSW-1 | A | 11 | 100 | 30 | 100 | 30 | 100 | 12 | 100 | 31 | 100 | 12 | 70 | 30 | 70
GNFSW-2 | A | 7 | 64 | 18 | 64 | 18 | 64 | 8 | 64 | 18 | 64 | 6 | 49 | 15 | 49
GORDW-1 | A | 6 | 62 | 16 | 56 | 26 | 45 | 7 | 62 | 18 | 62 | 6 | 56 | 16 | 45
GRAI-6 | A | 24 | 320 | 58 | 320 | 58 | 320 | 35 | 320 | 88 | 320 | 28 | 270 | 60 | 230
GRAI-7 | A | 30 | 232 | 60 | 232 | 60 | 232 | 32 | 232 | 84 | 232 | 32 | 175 | 65 | 135
GRAI-8 | A | 26 | 232 | 58 | 232 | 58 | 232 | 32 | 232 | 84 | 232 | 32 | 175 | 65 | 135
GRGBW-1 | A | 17 | 167 | 45 | 167 | 48 | 167 | 18 | 167 | 48 | 167 | 17 | 150 | 46 | 122
GRGBW-2 | A | 18 | 167 | 48 | 167 | 51 | 167 | 19 | 167 | 50 | 167 | 18 | 147 | 48 | 117
GRGBW-3 | A | 17 | 166 | 45 | 166 | 48 | 166 | 18 | 166 | 48 | 166 | 17 | 149 | 46 | 121
GRIFW-1 | A | 8 | 94 | 22 | 94 | 23 | 94 | 8 | 94 | 22 | 94 | 8 | 85 | 22 | 72
GRIFW-2 | A | 8 | 94 | 22 | 94 | 23 | 94 | 8 | 94 | 22 | 94 | 8 | 85 | 22 | 72
GRMO-1 | A | 8 | 43 | 8 | 43 | 8 | 43 | 8 | 43 | 8 | 43 | 8 | 23 | 8 | 23
GYAR-1 | A | 17 | 176 | 42 | 176 | 66 | 176 | 24 | 176 | 60 | 176 | 17 | 176 | 42 | 176
GYMRO-15 | A | 6 | 145 | 15 | 145 | 15 | 145 | 6 | 145 | 15 | 145 | 6 | 44 | 15 | 44
GYMRO-17 | A | 6 | 145 | 15 | 145 | 15 | 145 | 6 | 145 | 15 | 145 | 6 | 44 | 15 | 44
GYMRO-26 | A | 6 | 145 | 15 | 145 | 15 | 145 | 6 | 145 | 15 | 145 | 6 | 44 | 15 | 44
GYMRO-28 | A | 6 | 145 | 15 | 145 | 15 | 145 | 6 | 145 | 15 | 145 | 6 | 44 | 15 | 44
HADHW-1 | A | 7 | 76 | 14 | 76 | 22 | 76 | 13 | 76 | 34 | 76 | 8 | 65 | 17 | 65
HMGTO-1 | A | 8 | 88 | 20 | 88 | 35 | 88 | 10 | 88 | 25 | 88 | 8 | 68 | 19 | 68
HMGTO-2 | A | 9 | 91 | 23 | 91 | 37 | 91 | 10 | 91 | 25 | 91 | 10 | 67 | 24 | 67
HOWAO-1 | A | 44 | 400 | 117 | 400 | 117 | 400 | 44 | 400 | 117 | 400 | 44 | 240 | 117 | 240
HOWAO-2 | A | 44 | 400 | 117 | 400 | 117 | 400 | 44 | 400 | 117 | 400 | 44 | 240 | 117 | 240
HOWAO-3 | A | 44 | 400 | 117 | 400 | 117 | 400 | 44 | 400 | 117 | 400 | 44 | 240 | 117 | 240
HRSTW-1 | A | 12 | 102 | 30 | 102 | 45 | 102 | 13 | 102 | 34 | 102 | 13 | 80 | 27 | 66
HUMR-1 | A | 60 | 533 | 150 | 533 | 200 | 533 | 80 | 533 | 200 | 533 | 62 | 419 | 155 | 251
INDQ-1 | A | 12 | 102 | 31 | 102 | 43 | 102 | 13 | 102 | 34 | 102 | 12 | 72 | 30 | 72
KEAD-2 | A | 41 | 566 | 102 | 566 | 108 | 566 | 57 | 566 | 124 | 566 | 41 | 458 | 99 | 458
KEAD-1 | A | 38 | 415 | 90 | 415 | 90 | 415 | 55 | 415 | 138 | 415 | 38 | 355 | 90 | 285
KILBW-1 | A | 3 | 56 | 8 | 56 | 13 | 56 | 5 | 56 | 14 | 56 | 4 | 53 | 9 | 47
KILLPG-1 | A | 19 | 180 | 29 | 145 | 29 | 145 | 34 | 145 | 36 | 180 | 20 | 107 | 41 | 107
KILLPG-2 | A | 20 | 190 | 30 | 151 | 30 | 151 | 26 | 190 | 35 | 151 | 21 | 114 | 50 | 114
KLYN-A-1 | A | 22 | 210 | 45 | 210 | 52 | 210 | 40 | 210 | 95 | 210 | 22 | 189 | 45 | 125
KPMRW-1 | A | 9 | 75 | 20 | 75 | 30 | 75 | 9 | 75 | 23 | 75 | 9 | 67 | 22 | 54
LAGA-1 | A | 55 | 500 | 123 | 500 | 140 | 500 | 52 | 500 | 130 | 500 | 53 | 475 | 130 | 475
LARYO-1 | A | 16 | 155 | 40 | 155 | 45 | 155 | 18 | 155 | 45 | 155 | 14 | 120 | 35 | 120
LARYO-2 | A | 16 | 158 | 40 | 158 | 45 | 158 | 18 | 158 | 45 | 158 | 14 | 120 | 35 | 120
LARYO-3 | A | 16 | 158 | 40 | 158 | 45 | 158 | 18 | 158 | 45 | 158 | 14 | 120 | 35 | 120
LARYO-4 | A | 16 | 158 | 40 | 158 | 45 | 158 | 18 | 158 | 45 | 158 | 14 | 120 | 35 | 120
LBAR-1G | A | 1 | 16 | 4 | 16 | 6 | 16 | 2 | 16 | 4 | 16 | 1 | 9 | 4 | 9
LBAR-1 | A | 39 | 360 | 88 | 360 | 88 | 360 | 55 | 360 | 145 | 360 | 41 | 270 | 90 | 270
LCLTW-1 | A | 7 | 69 | 18 | 69 | 20 | 69 | 7 | 69 | 19 | 69 | 8 | 49 | 20 | 49
LNCSO-1 | A | 12 | 130 | 30 | 130 | 32 | 130 | 12 | 130 | 32 | 130 | 10 | 100 | 26 | 100
LNCSO-2 | A | 13 | 140 | 34 | 140 | 36 | 140 | 14 | 140 | 36 | 140 | 12 | 125 | 32 | 125
MEDP-1 | A | 30 | 380 | 76 | 330 | 76 | 330 | 48 | 380 | 105 | 380 | 31 | 330 | 79 | 290
MILWW-1 | A | 6 | 32 | 8 | 54 | 13 | 54 | 5 | 54 | 14 | 54 | 3 | 43 | 8 | 43
MKHLW-1 | A | 4 | 42 | 10 | 42 | 12 | 42 | 5 | 42 | 13 | 42 | 5 | 37 | 12 | 30
MRWD-1 | A | 43 | 448 | 100 | 448 | 112 | 448 | 67 | 448 | 160 | 448 | 36 | 328 | 93 | 328
NANT-1 | A | 0 | 15 | 0 | 15 | 0 | 15 | 0 | 15 | 1 | 15 | 0 | 15 | 0 | 15
PEHE-1 | A | 42 | 420 | 72 | 420 | 72 | 420 | 83 | 420 | 117 | 420 | 35 | 350 | 84 | 260
PEHE-2 | A | 16 | 490 | 40 | 265 | 42 | 490 | 0 | 0 | 0 | 0 | 0 | 490 | 0 | 490
PEMB-11 | A | 38 | 113 | 63 | 276 | 63 | 276 | 33 | 276 | 90 | 276 | 35 | 241 | 64 | 210
PEMB-21 | A | 38 | 113 | 63 | 276 | 63 | 276 | 33 | 276 | 90 | 276 | 35 | 241 | 64 | 210
PEMB-31 | A | 38 | 113 | 63 | 276 | 63 | 276 | 33 | 276 | 90 | 276 | 35 | 241 | 64 | 210
PEMB-41 | A | 38 | 113 | 63 | 276 | 63 | 276 | 33 | 276 | 90 | 276 | 35 | 241 | 64 | 210
PEMB-51 | A | 38 | 113 | 63 | 276 | 63 | 276 | 33 | 276 | 90 | 276 | 35 | 241 | 64 | 210
PETEM1 | A | 20 | 180 | 46 | 180 | 52 | 180 | 24 | 180 | 58 | 180 | 20 | 150 | 50 | 100
PINFB-1 | A | 3 | 6 | 6 | 25 | 6 | 25 | 2 | 25 | 6 | 25 | 3 | 21 | 6 | 15
PINFB-2 | A | 3 | 6 | 6 | 25 | 6 | 25 | 2 | 25 | 6 | 25 | 3 | 21 | 6 | 15
PINFB-3 | A | 3 | 6 | 6 | 25 | 6 | 25 | 2 | 25 | 6 | 25 | 3 | 21 | 6 | 15
PINFB-4 | A | 3 | 6 | 6 | 25 | 6 | 25 | 2 | 25 | 6 | 25 | 3 | 21 | 6 | 15
PNYCW-1 | A | 25 | 228 | 67 | 228 | 72 | 228 | 26 | 228 | 70 | 228 | 25 | 203 | 63 | 161
RATS-1 | A | 50 | 270 | 90 | 270 | 90 | 270 | 36 | 270 | 50 | 270 | 42 | 105 | 75 | 155
RATS-2 | A | 40 | 270 | 90 | 270 | 100 | 270 | 36 | 270 | 50 | 270 | 40 | 195 | 75 | 195
RATS-3 | A | 40 | 270 | 90 | 270 | 100 | 270 | 36 | 270 | 50 | 270 | 40 | 195 | 75 | 195
RATS-4 | A | 40 | 270 | 95 | 270 | 100 | 270 | 36 | 270 | 50 | 270 | 40 | 195 | 75 | 195
RCBKO-1 | A | 31 | 279 | 81 | 279 | 81 | 279 | 31 | 279 | 81 | 279 | 31 | 84 | 81 | 84
RCBKO-2 | A | 32 | 286 | 83 | 286 | 83 | 286 | 32 | 286 | 83 | 286 | 32 | 86 | 83 | 86
RMPNO-1 | A | 18 | 180 | 45 | 180 | 72 | 180 | 20 | 180 | 50 | 180 | 18 | 130 | 47 | 130
RMPNO-2 | A | 18 | 180 | 45 | 180 | 72 | 180 | 20 | 180 | 50 | 180 | 18 | 130 | 47 | 130
ROCK-1 | A | 36 | 400 | 50 | 400 | 54 | 400 | 60 | 400 | 160 | 400 | 33 | 220 | 53 | 220
RYHPS-1 | A | 30 | 305 | 48 | 305 | 66 | 305 | 42 | 305 | 51 | 305 | 30 | 130 | 42 | 68
SCCL-1 | A | 35 | 180 | 70 | 180 | 70 | 180 | 40 | 180 | 95 | 180 | 40 | 100 | 100 | 50
SCCL-2 | A | 35 | 180 | 70 | 180 | 70 | 180 | 40 | 180 | 95 | 180 | 40 | 100 | 100 | 50
SCCL-3 | A | 35 | 180 | 70 | 180 | 70 | 180 | 40 | 180 | 95 | 180 | 40 | 100 | 100 | 50
SEAB-1 | A | 44 | 254 | 125 | 254 | 150 | 254 | 55 | 254 | 150 | 254 | 75 | 164 | 176 | 38
SEAB-2 | A | 31 | 138 | 76 | 138 | 86 | 138 | 32 | 138 | 82 | 138 | 37 | 73 | 90 | 43
SEEL-1 | A | 23 | 170 | 38 | 170 | 38 | 170 | 24 | 170 | 70 | 170 | 19 | 135 | 38 | 100
SHBA-1 | A | 33 | 420 | 79 | 420 | 91 | 420 | 59 | 420 | 150 | 420 | 37 | 336 | 95 | 252
SHBA-2 | A | 32 | 319 | 70 | 319 | 76 | 319 | 35 | 319 | 93 | 319 | 32 | 270 | 70 | 217
SHOS-1 | A | 20 | 260 | 41 | 260 | 48 | 260 | 31 | 260 | 82 | 260 | 24 | 185 | 53 | 185
SHRSW-1 | A | 16 | 157 | 44 | 157 | 46 | 157 | 17 | 157 | 46 | 157 | 16 | 141 | 43 | 113
SHRSW-2 | A | 16 | 157 | 44 | 157 | 46 | 157 | 17 | 157 | 46 | 157 | 16 | 141 | 43 | 113
SIZB-1 | A | 38 | 283 | 45 | 283 | 45 | 283 | 45 | 283 | 45 | 283 | 40 | 283 | 46 | 283
SIZB-2 | A | 38 | 283 | 45 | 283 | 45 | 283 | 45 | 283 | 45 | 283 | 40 | 283 | 46 | 283
SLOY-1 | A | 0 | 38 | 1 | 38 | 1 | 38 | 1 | 38 | 2 | 38 | 0 | 38 | 1 | 30
SLOY-2 | A | 0 | 38 | 1 | 38 | 1 | 38 | 1 | 38 | 2 | 38 | 0 | 38 | 1 | 30
SLOY-3 | A | 0 | 38 | 1 | 38 | 1 | 38 | 1 | 38 | 2 | 38 | 0 | 38 | 1 | 30
SLOY-4 | A | 0 | 28 | 1 | 28 | 1 | 28 | 1 | 28 | 2 | 28 | 0 | 28 | 1 | 22
SPLN-1 | A | 40 | 380 | 100 | 380 | 110 | 380 | 50 | 380 | 120 | 380 | 30 | 380 | 90 | 300
STAY-1 | A | 35 | 265 | 62 | 265 | 62 | 265 | 35 | 265 | 89 | 265 | 34 | 192 | 63 | 192
STAY-2 | A | 35 | 265 | 62 | 265 | 62 | 265 | 35 | 265 | 89 | 265 | 34 | 192 | 63 | 192
STAY-3 | A | 35 | 265 | 62 | 265 | 62 | 265 | 35 | 265 | 89 | 265 | 34 | 192 | 63 | 192
STAY-4 | A | 35 | 265 | 62 | 265 | 62 | 265 | 35 | 265 | 89 | 265 | 34 | 192 | 63 | 192
STLGW-1 | A | 6 | 66 | 16 | 66 | 26 | 66 | 6 | 66 | 16 | 66 | 6 | 55 | 14 | 33
STLGW-2 | A | 7 | 75 | 19 | 75 | 27 | 75 | 7 | 75 | 19 | 75 | 7 | 65 | 19 | 53
STLGW-3 | A | 6 | 66 | 17 | 66 | 26 | 66 | 6 | 66 | 17 | 66 | 7 | 56 | 17 | 48
STRNW-1 | A | 6 | 52 | 16 | 52 | 26 | 52 | 7 | 60 | 17 | 60 | 6 | 52 | 17 | 42
SUTB-1 | A | 36 | 380 | 104 | 380 | 148 | 380 | 52 | 380 | 132 | 380 | 47 | 250 | 107 | 250
SVRP-10 | A | 20 | 225 | 50 | 225 | 70 | 225 | 32 | 225 | 80 | 225 | 20 | 172 | 50 | 172
SVRP-20 | A | 20 | 225 | 50 | 225 | 70 | 225 | 32 | 225 | 80 | 225 | 20 | 172 | 50 | 172
TKNEW-1 | A | 34 | 370 | 80 | 370 | 160 | 370 | 37 | 370 | 101 | 370 | 35 | 279 | 82 | 222
TKNWW-1 | A | 38 | 370 | 103 | 370 | 166 | 370 | 35 | 370 | 97 | 370 | 39 | 280 | 89 | 222
TRLGW-1 | A | 2 | 16 | 4 | 16 | 7 | 16 | 2 | 16 | 5 | 16 | 2 | 12 | 4 | 9
TWSHW-1 | A | 3 | 35 | 9 | 35 | 15 | 35 | 3 | 35 | 9 | 35 | 3 | 28 | 9 | 22
USKM-13 | A | 6 | 49 | 15 | 49 | 17 | 49 | 8 | 49 | 19 | 49 | 7 | 36 | 8 | 36
USKM-14 | A | 6 | 49 | 15 | 49 | 17 | 49 | 8 | 49 | 19 | 49 | 7 | 36 | 8 | 36
USKM-15 | A | 6 | 49 | 15 | 49 | 17 | 49 | 8 | 49 | 19 | 49 | 7 | 36 | 8 | 36
WBUPS-1 | A | 30 | 113 | 48 | 153 | 48 | 153 | 32 | 113 | 50 | 113 | 40 | 153 | 65 | 113
WBUPS-2 | A | 30 | 133 | 48 | 173 | 48 | 173 | 32 | 133 | 50 | 133 | 40 | 173 | 65 | 133
WBUPS-3 | A | 30 | 133 | 48 | 173 | 48 | 173 | 32 | 133 | 50 | 133 | 40 | 173 | 65 | 133
WBUPS-4 | A | 30 | 113 | 48 | 153 | 48 | 153 | 32 | 113 | 50 | 113 | 40 | 153 | 65 | 113
WBURB-1 | A | 22 | 240 | 48 | 240 | 62 | 240 | 27 | 240 | 69 | 240 | 20 | 200 | 50 | 120
WBURB-2 | A | 25 | 255 | 52 | 255 | 62 | 255 | 26 | 255 | 67 | 255 | 22 | 215 | 52 | 135
WBURB-3 | A | 23 | 255 | 56 | 255 | 67 | 255 | 25 | 255 | 67 | 255 | 22 | 211 | 58 | 167
WDNSO-1 | A | 21 | 191 | 54 | 191 | 57 | 191 | 21 | 191 | 57 | 191 | 21 | 170 | 55 | 136
WDNSO-2 | A | 21 | 191 | 54 | 191 | 57 | 191 | 21 | 191 | 57 | 191 | 21 | 170 | 55 | 136
WHILW-1 | A | 31 | 322 | 84 | 322 | 90 | 322 | 33 | 322 | 90 | 322 | 32 | 255 | 86 | 210
WHILW-2 | A | 19 | 163 | 33 | 163 | 35 | 163 | 20 | 163 | 52 | 163 | 21 | 142 | 43 | 119
WLNYO-2 | A | 19 | 182 | 51 | 182 | 54 | 182 | 20 | 182 | 53 | 182 | 20 | 158 | 51 | 130
WLNYO-3 | A | 30 | 300 | 75 | 300 | 75 | 300 | 30 | 300 | 77 | 300 | 30 | 240 | 78 | 240
WLNYO-4 | A | 32 | 330 | 88 | 330 | 88 | 330 | 33 | 330 | 93 | 330 | 34 | 240 | 90 | 240
WLNYW-1 | A | 19 | 182 | 51 | 182 | 54 | 182 | 20 | 182 | 53 | 182 | 20 | 158 | 51 | 130
WTMSO-1 | A | 22 | 200 | 58 | 200 | 62 | 200 | 23 | 200 | 61 | 200 | 23 | 140 | 60 | 140

## Mar 2024
MW Response Capability by BMU
|  | Primary Response (Max MWhrs) | [5 empty] | Secondary Response (Max Mwhrs) |  |  |  | High Frequency Response (Max MWhrs)
UNIT | Mode | 0.2Hz | Genset Deload (MW) | 0.5Hz | Genset Deload (MW) | 0.8Hz | Genset Deload (MW) | 0.2/0.2Hz | Genset Deload (MW) | 0.5/0.5Hz | Genset Deload (MW) | 0.2Hz | Genset Deload (MW) | 0.5Hz | Genset Deload (MW)
ARCHW-1 | A | 10 | 92 | 25 | 92 | 25 | 92 | 12 | 92 | 30 | 92 | 11 | 73 | 24 | 56
BAGE-1 | A | 30 | 255 | 70 | 255 | 90 | 255 | 35 | 255 | 90 | 255 | 28 | 220 | 70 | 185
BAGE-2 | A | 3 | 17 | 8 | 17 | 12 | 17 | 4 | 17 | 9 | 17 | 2 | 17 | 5 | 17
BHLAW-1 | A | 7 | 98 | 16 | 98 | 19 | 98 | 10 | 98 | 26 | 98 | 8 | 87 | 18 | 78
BLLA-1 | A | 6 | 99 | 13 | 99 | 13 | 99 | 15 | 99 | 39 | 99 | 9 | 83 | 16 | 83
BRBEO-1 | A | 20 | 258 | 50 | 258 | 50 | 258 | 22 | 258 | 63 | 258 | 17 | 194 | 46 | 194
BRDUW-1 | A | 6 | 58 | 17 | 58 | 17 | 58 | 7 | 58 | 17 | 58 | 6 | 36 | 17 | 36
BRGG-1 | A | 16 | 110 | 32 | 110 | 48 | 110 | 16 | 110 | 40 | 110 | 14 | 96 | 34 | 46
BURBW-1 | A | 0 | 90 | 0 | 90 | 0 | 90 | 0 | 0 | 0 | 0 | 0 | 90 | 0 | 90
CARR-1 | A | 35 | 269 | 58 | 269 | 58 | 269 | 35 | 325 | 88 | 325 | 34 | 269 | 56 | 269
CARR-2 | A | 35 | 269 | 58 | 269 | 58 | 269 | 35 | 325 | 88 | 325 | 34 | 269 | 56 | 269
CDCL-1 | A | 30 | 231 | 46 | 231 | 46 | 231 | 34 | 231 | 45 | 231 | 29 | 172 | 72 | 135
CLAC-1 | A | 3 | 28 | 8 | 28 | 13 | 28 | 3 | 36 | 9 | 36 | 3 | 28 | 8 | 28
CLDCW-1 | A | 14 | 14 | 34 | 113 | 36 | 113 | 13 | 113 | 35 | 113 | 13 | 99 | 34 | 78
CLDNW-1 | A | 13 | 108 | 33 | 108 | 35 | 108 | 13 | 108 | 35 | 108 | 12 | 95 | 33 | 74
CLDSW-1 | A | 16 | 129 | 40 | 129 | 43 | 129 | 16 | 129 | 42 | 129 | 16 | 113 | 41 | 88
CMSTW-1 | A | 4 | 35 | 10 | 35 | 16 | 35 | 4 | 35 | 11 | 35 | 4 | 31 | 10 | 25
CNQPS-1 | A | 22 | 170 | 55 | 170 | 55 | 170 | 28 | 170 | 70 | 170 | 26 | 120 | 60 | 105
CNQPS-2 | A | 22 | 170 | 55 | 170 | 55 | 170 | 28 | 170 | 70 | 170 | 22 | 120 | 55 | 105
CNQPS-3 | A | 22 | 170 | 55 | 170 | 55 | 170 | 28 | 170 | 70 | 170 | 22 | 120 | 55 | 105
CNQPS-4 | A | 22 | 170 | 55 | 170 | 55 | 170 | 28 | 170 | 70 | 170 | 28 | 105 | 55 | 105
CORB-1 | A | 10 | 130 | 30 | 130 | 50 | 130 | 28 | 130 | 60 | 130 | 15 | 95 | 40 | 60
COSO-1 | A | 20 | 380 | 40 | 380 | 50 | 380 | 60 | 380 | 140 | 380 | 17 | 304 | 40 | 304
COWE1 | A | 7 | 30 | 17 | 30 | 17 | 30 | 7 | 30 | 17 | 30 | 7 | 30 | 17 | 30
COWE2 | A | 7 | 30 | 17 | 30 | 17 | 30 | 7 | 30 | 17 | 30 | 7 | 30 | 17 | 30
CRUA-1 | A | 10 | 110 | 25 | 110 | 37 | 110 | 12 | 110 | 30 | 110 | 10 | 84 | 25 | 48
CRUA-2 | A | 10 | 110 | 25 | 110 | 37 | 110 | 12 | 110 | 30 | 110 | 10 | 84 | 25 | 48
CRUA-3 | A | 7 | 30 | 15 | 30 | 21 | 30 | 9 | 30 | 24 | 30 | 5 | 25 | 13 | 15
CRUA-4 | A | 7 | 30 | 15 | 30 | 21 | 30 | 9 | 30 | 24 | 30 | 5 | 25 | 13 | 15
CRYRW-2 | A | 15 | 138 | 38 | 138 | 40 | 138 | 15 | 138 | 40 | 138 | 13 | 109 | 40 | 63
DAMC-1 | A | 64 | 380 | 136 | 380 | 156 | 380 | 80 | 380 | 180 | 380 | 60 | 293 | 190 | 128
DDGNO-1 | A | 9 | 108 | 25 | 108 | 26 | 108 | 10 | 108 | 26 | 108 | 9 | 97 | 25 | 81
DDGNO-2 | A | 8 | 90 | 20 | 90 | 22 | 90 | 8 | 90 | 21 | 90 | 8 | 81 | 21 | 68
DDGNO-3 | A | 9 | 102 | 24 | 102 | 25 | 102 | 9 | 102 | 25 | 102 | 9 | 92 | 24 | 77
DDGNO-4 | A | 9 | 102 | 24 | 102 | 25 | 102 | 9 | 102 | 25 | 102 | 9 | 92 | 24 | 77
DEEPS-1 | A | 20 | 180 | 60 | 180 | 86 | 180 | 22 | 180 | 80 | 180 | 24 | 96 | 52 | 96
DIDCB5 | A | 40 | 330 | 104 | 330 | 125 | 330 | 55 | 330 | 140 | 330 | 40 | 185 | 105 | 185
DIDCB6 | A | 50 | 250 | 105 | 250 | 105 | 250 | 50 | 250 | 130 | 250 | 50 | 153 | 110 | 103
DINO-1 | A | 14 | 138 | 39 | 138 | 58 | 138 | 28 | 138 | 72 | 138 | 14 | 118 | 36 | 88
DINO-2 | A | 14 | 138 | 39 | 138 | 58 | 138 | 28 | 138 | 72 | 138 | 14 | 118 | 36 | 88
DINO-3 | A | 14 | 138 | 39 | 138 | 58 | 138 | 28 | 138 | 72 | 138 | 14 | 118 | 36 | 88
DINO-4 | A | 14 | 138 | 39 | 138 | 58 | 138 | 28 | 138 | 72 | 138 | 14 | 118 | 36 | 88
DINO-5 | A | 14 | 138 | 39 | 138 | 58 | 138 | 28 | 138 | 72 | 138 | 14 | 118 | 36 | 88
DINO-6 | A | 14 | 138 | 39 | 138 | 58 | 138 | 28 | 138 | 72 | 138 | 14 | 118 | 36 | 88
DRAXX-1 | A | 68 | 345 | 100 | 345 | 100 | 345 | 64 | 95 | 110 | 345 | 60 | 225 | 70 | 225
DRAXX-2 | A | 68 | 345 | 100 | 345 | 100 | 345 | 64 | 95 | 110 | 345 | 60 | 225 | 70 | 225
DRAXX-3 | A | 68 | 345 | 100 | 345 | 100 | 345 | 64 | 95 | 110 | 345 | 60 | 225 | 70 | 225
DRAXX-4 | A | 68 | 345 | 100 | 345 | 100 | 345 | 64 | 95 | 110 | 345 | 60 | 225 | 70 | 225
DRAXX-5 | A | 68 | 345 | 100 | 345 | 100 | 345 | 64 | 95 | 110 | 345 | 60 | 225 | 70 | 225
DRAXX-6 | A | 68 | 345 | 100 | 345 | 100 | 345 | 64 | 95 | 110 | 345 | 60 | 225 | 70 | 225
DRSLW-1 | A | 6 | 69 | 16 | 69 | 17 | 69 | 6 | 69 | 17 | 69 | 6 | 61 | 16 | 54
DUNGW-1 | A | 8 | 89 | 21 | 89 | 33 | 89 | 8 | 89 | 23 | 89 | 8 | 80 | 21 | 69
EAAO-1 | A | 18 | 182 | 48 | 182 | 52 | 182 | 19 | 182 | 50 | 182 | 18 | 164 | 48 | 134
EAAO-2 | A | 17 | 175 | 46 | 175 | 50 | 175 | 18 | 175 | 48 | 175 | 18 | 157 | 46 | 157
EECL-1 | A | 19 | 321 | 42 | 321 | 45 | 321 | 33 | 321 | 84 | 321 | 25 | 281 | 56 | 235
ERRO-1 | A | 1 | 21 | 1 | 21 | 1 | 21 | 2 | 21 | 5 | 21 | 1 | 17 | 1 | 17
ERRO-2 | A | 1 | 21 | 1 | 21 | 1 | 21 | 2 | 21 | 5 | 21 | 1 | 17 | 1 | 17
ERRO-3 | A | 1 | 21 | 1 | 21 | 1 | 21 | 2 | 21 | 5 | 21 | 1 | 17 | 1 | 17
FAARW-1 | A | 2 | 37 | 4 | 37 | 4 | 37 | 4 | 37 | 12 | 37 | 2 | 33 | 4 | 33
FAARW-2 | A | 2 | 37 | 4 | 37 | 4 | 37 | 4 | 37 | 12 | 37 | 2 | 33 | 4 | 33
FALGW-1 | A | 11 | 108 | 28 | 108 | 41 | 108 | 13 | 108 | 35 | 108 | 10 | 86 | 22 | 64
FASN-1 | A | 0 | 15 | 1 | 15 | 1 | 15 | 1 | 15 | 2 | 15 | 0 | 15 | 1 | 12
FASN2 | A | 0 | 15 | 1 | 15 | 1 | 15 | 1 | 15 | 2 | 15 | 0 | 15 | 1 | 12
FASN3 | A | 0 | 15 | 1 | 15 | 1 | 15 | 1 | 15 | 2 | 15 | 0 | 15 | 1 | 12
FAWN-1 | A | 10 | 52 | 25 | 52 | 40 | 52 | 13 | 52 | 32 | 52 | 11 | 37 | 27 | 27
FELL-1 | A | 9 | 63 | 21 | 63 | 22 | 63 | 10 | 63 | 24 | 63 | 9 | 63 | 22 | 63
FFES-1 | A | 10 | 35 | 27 | 35 | 30 | 35 | 9 | 35 | 22 | 35 | 4 | 27 | 6 | 27
FFES-2 | A | 10 | 35 | 27 | 35 | 30 | 35 | 9 | 35 | 22 | 35 | 4 | 27 | 6 | 27
FFES-3 | A | 10 | 35 | 27 | 35 | 30 | 35 | 9 | 35 | 22 | 35 | 4 | 27 | 6 | 27
FFES-4 | A | 10 | 35 | 27 | 35 | 30 | 35 | 9 | 35 | 22 | 35 | 4 | 27 | 6 | 27
FINL-1 | A | 0 | 14 | 1 | 14 | 1 | 14 | 1 | 14 | 2 | 14 | 0 | 14 | 1 | 11
FOYE-1 | A | 6 | 60 | 13 | 60 | 16 | 60 | 11 | 60 | 27 | 60 | 5 | 30 | 11 | 30
FOYE-2 | A | 6 | 60 | 13 | 60 | 16 | 60 | 11 | 60 | 27 | 60 | 5 | 30 | 11 | 30
GLNDO-1 | A | 6 | 80 | 12 | 45 | 17 | 45 | 12 | 45 | 25 | 45 | 8 | 65 | 18 | 45
GNFSW-1 | A | 11 | 100 | 30 | 100 | 30 | 100 | 12 | 100 | 31 | 100 | 12 | 70 | 30 | 70
GNFSW-2 | A | 7 | 64 | 18 | 64 | 18 | 64 | 8 | 64 | 18 | 64 | 6 | 49 | 15 | 49
GORDW-1 | A | 6 | 62 | 16 | 56 | 26 | 45 | 7 | 62 | 18 | 62 | 6 | 56 | 16 | 45
GRAI-6 | A | 24 | 320 | 58 | 320 | 58 | 320 | 35 | 320 | 88 | 320 | 28 | 270 | 60 | 230
GRAI-7 | A | 30 | 232 | 60 | 232 | 60 | 232 | 32 | 232 | 84 | 232 | 32 | 175 | 65 | 135
GRAI-8 | A | 26 | 232 | 58 | 232 | 58 | 232 | 32 | 232 | 84 | 232 | 32 | 175 | 65 | 135
GRIFW-1 | A | 8 | 94 | 22 | 94 | 23 | 94 | 8 | 94 | 22 | 94 | 8 | 85 | 22 | 72
GRIFW-2 | A | 8 | 94 | 22 | 94 | 23 | 94 | 8 | 94 | 22 | 94 | 8 | 85 | 22 | 72
GRMO-1 | A | 8 | 43 | 8 | 43 | 8 | 43 | 8 | 43 | 8 | 43 | 8 | 23 | 8 | 23
GYAR-1 | A | 17 | 176 | 42 | 176 | 66 | 176 | 24 | 176 | 60 | 176 | 17 | 176 | 42 | 176
GYMRO-15 | A | 6 | 145 | 15 | 145 | 15 | 145 | 6 | 145 | 15 | 145 | 6 | 44 | 15 | 44
GYMRO-17 | A | 6 | 145 | 15 | 145 | 15 | 145 | 6 | 145 | 15 | 145 | 6 | 44 | 15 | 44
GYMRO-26 | A | 6 | 145 | 15 | 145 | 15 | 145 | 6 | 145 | 15 | 145 | 6 | 44 | 15 | 44
GYMRO-28 | A | 6 | 145 | 15 | 145 | 15 | 145 | 6 | 145 | 15 | 145 | 6 | 44 | 15 | 44
HADHW-1 | A | 7 | 76 | 14 | 76 | 22 | 76 | 13 | 76 | 34 | 76 | 8 | 65 | 17 | 65
HMGTO-1 | A | 8 | 88 | 20 | 88 | 35 | 88 | 10 | 88 | 25 | 88 | 8 | 68 | 19 | 68
HMGTO-2 | A | 9 | 91 | 23 | 91 | 37 | 91 | 10 | 91 | 25 | 91 | 10 | 67 | 24 | 67
HOWAO-1 | A | 42 | 400 | 112 | 400 | 120 | 400 | 44 | 400 | 116 | 400 | 42 | 364 | 112 | 294
HOWAO-2 | A | 42 | 400 | 112 | 400 | 120 | 400 | 44 | 400 | 116 | 400 | 42 | 364 | 112 | 294
HOWAO-3 | A | 42 | 400 | 112 | 400 | 120 | 400 | 44 | 400 | 116 | 400 | 42 | 364 | 112 | 294
HRSTW-1 | A | 12 | 102 | 30 | 102 | 45 | 102 | 13 | 102 | 34 | 102 | 13 | 80 | 27 | 66
HUMR-1 | A | 60 | 533 | 150 | 533 | 200 | 533 | 80 | 533 | 200 | 533 | 62 | 419 | 155 | 251
INDQ-1 | A | 12 | 102 | 31 | 102 | 43 | 102 | 13 | 102 | 34 | 102 | 12 | 72 | 30 | 72
KEAD-2 | A | 41 | 566 | 102 | 566 | 108 | 566 | 57 | 566 | 124 | 566 | 41 | 458 | 99 | 458
KEAD-1 | A | 38 | 415 | 90 | 415 | 90 | 415 | 55 | 415 | 138 | 415 | 38 | 355 | 90 | 285
KILBW-1 | A | 3 | 56 | 8 | 56 | 13 | 56 | 5 | 56 | 14 | 56 | 4 | 53 | 9 | 47
KILLPG-1 | A | 19 | 180 | 29 | 145 | 29 | 145 | 34 | 145 | 36 | 180 | 20 | 107 | 41 | 107
KILLPG-2 | A | 20 | 190 | 30 | 151 | 30 | 151 | 26 | 190 | 35 | 151 | 21 | 114 | 50 | 114
KLYN-A-1 | A | 22 | 210 | 45 | 210 | 52 | 210 | 40 | 210 | 95 | 210 | 22 | 189 | 45 | 125
KPMRW-1 | A | 9 | 75 | 20 | 75 | 30 | 75 | 9 | 75 | 23 | 75 | 9 | 67 | 22 | 54
LAGA-1 | A | 55 | 500 | 123 | 500 | 140 | 500 | 52 | 500 | 130 | 500 | 53 | 475 | 130 | 475
LARYO-1 | A | 16 | 155 | 40 | 155 | 45 | 155 | 18 | 155 | 45 | 155 | 14 | 120 | 35 | 120
LARYO-2 | A | 16 | 158 | 40 | 158 | 45 | 158 | 18 | 158 | 45 | 158 | 14 | 120 | 35 | 120
LARYO-3 | A | 16 | 158 | 40 | 158 | 45 | 158 | 18 | 158 | 45 | 158 | 14 | 120 | 35 | 120
LARYO-4 | A | 16 | 158 | 40 | 158 | 45 | 158 | 18 | 158 | 45 | 158 | 14 | 120 | 35 | 120
LBAR-1G | A | 1 | 16 | 4 | 16 | 6 | 16 | 2 | 16 | 4 | 16 | 1 | 9 | 4 | 9
LBAR-1 | A | 39 | 360 | 88 | 360 | 88 | 360 | 55 | 360 | 145 | 360 | 41 | 270 | 90 | 270
LNCSO-1 | A | 12 | 130 | 30 | 130 | 32 | 130 | 12 | 130 | 32 | 130 | 10 | 100 | 26 | 100
LNCSO-2 | A | 13 | 140 | 34 | 140 | 36 | 140 | 14 | 140 | 36 | 140 | 12 | 125 | 32 | 125
MEDP-1 | A | 30 | 380 | 76 | 330 | 76 | 330 | 48 | 380 | 105 | 380 | 31 | 330 | 79 | 290
MILWW-1 | A | 6 | 32 | 8 | 54 | 13 | 54 | 5 | 54 | 14 | 54 | 3 | 43 | 8 | 43
MKHLW-1 | A | 4 | 42 | 10 | 42 | 12 | 42 | 5 | 42 | 13 | 42 | 5 | 37 | 12 | 30
MRWD-1 | A | 43 | 448 | 100 | 448 | 112 | 448 | 67 | 448 | 160 | 448 | 36 | 328 | 93 | 328
NANT-1 | A | 0 | 15 | 0 | 15 | 0 | 15 | 0 | 15 | 1 | 15 | 0 | 15 | 0 | 15
PEHE-1 | A | 42 | 420 | 72 | 420 | 72 | 420 | 83 | 420 | 117 | 420 | 35 | 350 | 84 | 260
PEHE-2 | A | 16 | 490 | 40 | 265 | 42 | 490 | 0 | 0 | 0 | 0 | 0 | 490 | 0 | 490
PEMB-11 | A | 38 | 113 | 63 | 276 | 63 | 276 | 33 | 276 | 90 | 276 | 35 | 241 | 64 | 210
PEMB-21 | A | 38 | 113 | 63 | 276 | 63 | 276 | 33 | 276 | 90 | 276 | 35 | 241 | 64 | 210
PEMB-31 | A | 38 | 113 | 63 | 276 | 63 | 276 | 33 | 276 | 90 | 276 | 35 | 241 | 64 | 210
PEMB-41 | A | 38 | 113 | 63 | 276 | 63 | 276 | 33 | 276 | 90 | 276 | 35 | 241 | 64 | 210
PEMB-51 | A | 38 | 113 | 63 | 276 | 63 | 276 | 33 | 276 | 90 | 276 | 35 | 241 | 64 | 210
PETEM1 | A | 20 | 180 | 46 | 180 | 52 | 180 | 24 | 180 | 58 | 180 | 20 | 150 | 50 | 100
PINFB-1 | A | 3 | 6 | 6 | 25 | 6 | 25 | 2 | 25 | 6 | 25 | 3 | 21 | 6 | 15
PINFB-2 | A | 3 | 6 | 6 | 25 | 6 | 25 | 2 | 25 | 6 | 25 | 3 | 21 | 6 | 15
PINFB-3 | A | 3 | 6 | 6 | 25 | 6 | 25 | 2 | 25 | 6 | 25 | 3 | 21 | 6 | 15
PINFB-4 | A | 3 | 6 | 6 | 25 | 6 | 25 | 2 | 25 | 6 | 25 | 3 | 21 | 6 | 15
RATS-1 | A | 50 | 270 | 90 | 270 | 90 | 270 | 36 | 270 | 50 | 270 | 42 | 105 | 75 | 155
RATS-2 | A | 40 | 270 | 90 | 270 | 100 | 270 | 36 | 270 | 50 | 270 | 40 | 195 | 75 | 195
RATS-3 | A | 40 | 270 | 90 | 270 | 100 | 270 | 36 | 270 | 50 | 270 | 40 | 195 | 75 | 195
RATS-4 | A | 40 | 270 | 95 | 270 | 100 | 270 | 36 | 270 | 50 | 270 | 40 | 195 | 75 | 195
RCBKO-1 |  | 31 | 279 | 81 | 279 | 81 | 279 | 31 | 279 | 81 | 279 | 31 | 84 | 81 | 84
RCBKO-2 |  | 32 | 286 | 83 | 286 | 83 | 286 | 32 | 286 | 83 | 286 | 32 | 86 | 83 | 86
RMPNO-1 | A | 18 | 180 | 45 | 180 | 72 | 180 | 20 | 180 | 50 | 180 | 18 | 130 | 47 | 130
RMPNO-2 | A | 18 | 180 | 45 | 180 | 72 | 180 | 20 | 180 | 50 | 180 | 18 | 130 | 47 | 130
ROCK-1 | A | 36 | 400 | 50 | 400 | 54 | 400 | 60 | 400 | 160 | 400 | 33 | 220 | 53 | 220
RYHPS-1 | A | 30 | 305 | 48 | 305 | 66 | 305 | 42 | 305 | 51 | 305 | 30 | 130 | 42 | 68
SCCL-1 | A | 35 | 180 | 70 | 180 | 70 | 180 | 40 | 180 | 95 | 180 | 40 | 100 | 100 | 50
SCCL-2 | A | 35 | 180 | 70 | 180 | 70 | 180 | 40 | 180 | 95 | 180 | 40 | 100 | 100 | 50
SCCL-3 | A | 35 | 180 | 70 | 180 | 70 | 180 | 40 | 180 | 95 | 180 | 40 | 100 | 100 | 50
SEAB-1 | A | 44 | 254 | 125 | 254 | 150 | 254 | 55 | 254 | 150 | 254 | 75 | 164 | 176 | 38
SEAB-2 | A | 31 | 138 | 76 | 138 | 86 | 138 | 32 | 138 | 82 | 138 | 37 | 73 | 90 | 43
SEEL-1 | A | 23 | 170 | 38 | 170 | 38 | 170 | 24 | 170 | 70 | 170 | 19 | 135 | 38 | 100
SHBA-1 | A | 33 | 420 | 79 | 420 | 91 | 420 | 59 | 420 | 150 | 420 | 37 | 336 | 95 | 252
SHBA-2 | A | 32 | 319 | 70 | 319 | 76 | 319 | 35 | 319 | 93 | 319 | 32 | 270 | 70 | 217
SHOS-1 | A | 20 | 260 | 41 | 260 | 48 | 260 | 31 | 260 | 82 | 260 | 24 | 185 | 53 | 185
SHRSW-1 | A | 16 | 157 | 44 | 157 | 46 | 157 | 17 | 157 | 46 | 157 | 16 | 141 | 43 | 113
SHRSW-2 | A | 16 | 157 | 44 | 157 | 46 | 157 | 17 | 157 | 46 | 157 | 16 | 141 | 43 | 113
SIZB-1 | A | 38 | 283 | 45 | 283 | 45 | 283 | 45 | 283 | 45 | 283 | 40 | 283 | 46 | 283
SIZB-2 | A | 38 | 283 | 45 | 283 | 45 | 283 | 45 | 283 | 45 | 283 | 40 | 283 | 46 | 283
SLOY-1 | A | 0 | 38 | 1 | 38 | 1 | 38 | 1 | 38 | 2 | 38 | 0 | 38 | 1 | 30
SLOY-2 | A | 0 | 38 | 1 | 38 | 1 | 38 | 1 | 38 | 2 | 38 | 0 | 38 | 1 | 30
SLOY-3 | A | 0 | 38 | 1 | 38 | 1 | 38 | 1 | 38 | 2 | 38 | 0 | 38 | 1 | 30
SLOY-4 | A | 0 | 28 | 1 | 28 | 1 | 28 | 1 | 28 | 2 | 28 | 0 | 28 | 1 | 22
SPLN-1 | A | 40 | 380 | 100 | 380 | 110 | 380 | 50 | 380 | 120 | 380 | 30 | 380 | 90 | 300
STAY-1 | A | 35 | 265 | 62 | 265 | 62 | 265 | 35 | 265 | 89 | 265 | 34 | 192 | 63 | 192
STAY-2 | A | 35 | 265 | 62 | 265 | 62 | 265 | 35 | 265 | 89 | 265 | 34 | 192 | 63 | 192
STAY-3 | A | 35 | 265 | 62 | 265 | 62 | 265 | 35 | 265 | 89 | 265 | 34 | 192 | 63 | 192
STAY-4 | A | 35 | 265 | 62 | 265 | 62 | 265 | 35 | 265 | 89 | 265 | 34 | 192 | 63 | 192
STRNW-1 | A | 6 | 52 | 16 | 52 | 26 | 52 | 7 | 60 | 17 | 60 | 6 | 52 | 17 | 42
SUTB-1 | A | 36 | 380 | 104 | 380 | 148 | 380 | 52 | 380 | 132 | 380 | 47 | 250 | 107 | 250
SVRP-10 | A | 20 | 225 | 50 | 225 | 70 | 225 | 32 | 225 | 80 | 225 | 20 | 172 | 50 | 172
SVRP-20 | A | 20 | 225 | 50 | 225 | 70 | 225 | 32 | 225 | 80 | 225 | 20 | 172 | 50 | 172
USKM-13 | A | 6 | 49 | 15 | 49 | 17 | 49 | 8 | 49 | 19 | 49 | 7 | 36 | 8 | 36
USKM-14 | A | 6 | 49 | 15 | 49 | 17 | 49 | 8 | 49 | 19 | 49 | 7 | 36 | 8 | 36
USKM-15 | A | 6 | 49 | 15 | 49 | 17 | 49 | 8 | 49 | 19 | 49 | 7 | 36 | 8 | 36
WBUPS-1 | A | 30 | 113 | 48 | 153 | 48 | 153 | 32 | 113 | 50 | 113 | 40 | 153 | 65 | 113
WBUPS-2 | A | 30 | 133 | 48 | 173 | 48 | 173 | 32 | 133 | 50 | 133 | 40 | 173 | 65 | 133
WBUPS-3 | A | 30 | 133 | 48 | 173 | 48 | 173 | 32 | 133 | 50 | 133 | 40 | 173 | 65 | 133
WBUPS-4 | A | 30 | 113 | 48 | 153 | 48 | 153 | 32 | 113 | 50 | 113 | 40 | 153 | 65 | 113
WBURB-1 | A | 22 | 240 | 48 | 240 | 62 | 240 | 27 | 240 | 69 | 240 | 20 | 200 | 50 | 120
WBURB-2 | A | 25 | 255 | 52 | 255 | 62 | 255 | 26 | 255 | 67 | 255 | 22 | 215 | 52 | 135
WBURB-3 | A | 23 | 255 | 56 | 255 | 67 | 255 | 25 | 255 | 67 | 255 | 22 | 211 | 58 | 167
WDNSO-1 | A | 21 | 191 | 54 | 191 | 57 | 191 | 21 | 191 | 57 | 191 | 21 | 170 | 55 | 136
WDNSO-2 | A | 21 | 191 | 54 | 191 | 57 | 191 | 21 | 191 | 57 | 191 | 21 | 170 | 55 | 136
WHILW-1 | A | 31 | 322 | 84 | 322 | 90 | 322 | 33 | 322 | 90 | 322 | 32 | 255 | 86 | 210
WHILW-2 | A | 19 | 163 | 33 | 163 | 35 | 163 | 20 | 163 | 52 | 163 | 21 | 142 | 43 | 119
WLNYO-2 | A | 19 | 182 | 51 | 182 | 54 | 182 | 20 | 182 | 53 | 182 | 20 | 158 | 51 | 130
WLNYO-3 | A | 30 | 300 | 75 | 300 | 75 | 300 | 30 | 300 | 77 | 300 | 30 | 240 | 78 | 240
WLNYO-4 | A | 32 | 330 | 88 | 330 | 88 | 330 | 33 | 330 | 93 | 330 | 34 | 240 | 90 | 240
WLNYW-1 | A | 19 | 182 | 51 | 182 | 54 | 182 | 20 | 182 | 53 | 182 | 20 | 158 | 51 | 130
WTMSO-1 | A | 22 | 200 | 58 | 200 | 62 | 200 | 23 | 200 | 61 | 200 | 23 | 140 | 60 | 140

## Feb 2024
MW Response Capability by BMU
|  | Primary Response (Max MWhrs) | [5 empty] | Secondary Response (Max Mwhrs) |  |  |  | High Frequency Response (Max MWhrs)
UNIT | Mode | 0.2Hz | Genset Deload (MW) | 0.5Hz | Genset Deload (MW) | 0.8Hz | Genset Deload (MW) | 0.2/0.2Hz | Genset Deload (MW) | 0.5/0.5Hz | Genset Deload (MW) | 0.2Hz | Genset Deload (MW) | 0.5Hz | Genset Deload (MW)
ARCHW-1 | A | 10 | 92 | 25 | 92 | 25 | 92 | 12 | 92 | 30 | 92 | 11 | 73 | 24 | 56
BAGE-1 | A | 30 | 255 | 70 | 255 | 90 | 255 | 35 | 255 | 90 | 255 | 28 | 220 | 70 | 185
BAGE-2 | A | 3 | 17 | 8 | 17 | 12 | 17 | 4 | 17 | 9 | 17 | 2 | 17 | 5 | 17
BHLAW-1 | A | 7 | 98 | 16 | 98 | 19 | 98 | 10 | 98 | 26 | 98 | 8 | 87 | 18 | 78
BLLA-1 | A | 6 | 99 | 13 | 99 | 13 | 99 | 15 | 99 | 39 | 99 | 9 | 83 | 16 | 83
BRBEO-1 | A | 20 | 258 | 50 | 258 | 50 | 258 | 22 | 258 | 63 | 258 | 17 | 194 | 46 | 194
BRDUW-1 | A | 6 | 58 | 17 | 58 | 17 | 58 | 7 | 58 | 17 | 58 | 6 | 36 | 17 | 36
BRGG-1 | A | 16 | 110 | 32 | 110 | 48 | 110 | 16 | 110 | 40 | 110 | 14 | 96 | 34 | 46
BURBW-1 | A | 0 | 90 | 0 | 90 | 0 | 90 | 0 | 0 | 0 | 0 | 0 | 90 | 0 | 90
CARR-1 | A | 35 | 269 | 58 | 269 | 58 | 269 | 35 | 325 | 88 | 325 | 34 | 269 | 56 | 269
CARR-2 | A | 35 | 269 | 58 | 269 | 58 | 269 | 35 | 325 | 88 | 325 | 34 | 269 | 56 | 269
CDCL-1 | A | 30 | 231 | 46 | 231 | 46 | 231 | 34 | 231 | 45 | 231 | 29 | 172 | 72 | 135
CLAC-1 | A | 3 | 28 | 8 | 28 | 13 | 28 | 3 | 36 | 9 | 36 | 3 | 28 | 8 | 28
CLDCW-1 | A | 14 | 14 | 34 | 113 | 36 | 113 | 13 | 113 | 35 | 113 | 13 | 99 | 34 | 78
CLDNW-1 | A | 13 | 108 | 33 | 108 | 35 | 108 | 13 | 108 | 35 | 108 | 12 | 95 | 33 | 74
CLDSW-1 | A | 16 | 129 | 40 | 129 | 43 | 129 | 16 | 129 | 42 | 129 | 16 | 113 | 41 | 88
CNQPS-1 | A | 22 | 170 | 55 | 170 | 55 | 170 | 28 | 170 | 70 | 170 | 26 | 120 | 60 | 105
CNQPS-2 | A | 22 | 170 | 55 | 170 | 55 | 170 | 28 | 170 | 70 | 170 | 22 | 120 | 55 | 105
CNQPS-3 | A | 22 | 170 | 55 | 170 | 55 | 170 | 28 | 170 | 70 | 170 | 22 | 120 | 55 | 105
CNQPS-4 | A | 22 | 170 | 55 | 170 | 55 | 170 | 28 | 170 | 70 | 170 | 28 | 105 | 55 | 105
CORB-1 | A | 10 | 130 | 30 | 130 | 50 | 130 | 28 | 130 | 60 | 130 | 15 | 95 | 40 | 60
COSO-1 | A | 20 | 380 | 40 | 380 | 50 | 380 | 60 | 380 | 140 | 380 | 17 | 304 | 40 | 304
COWE1 | A | 7 | 30 | 17 | 30 | 17 | 30 | 7 | 30 | 17 | 30 | 7 | 30 | 17 | 30
COWE2 | A | 7 | 30 | 17 | 30 | 17 | 30 | 7 | 30 | 17 | 30 | 7 | 30 | 17 | 30
CRUA-1 | A | 10 | 110 | 25 | 110 | 37 | 110 | 12 | 110 | 30 | 110 | 10 | 84 | 25 | 48
CRUA-2 | A | 10 | 110 | 25 | 110 | 37 | 110 | 12 | 110 | 30 | 110 | 10 | 84 | 25 | 48
CRUA-3 | A | 7 | 30 | 15 | 30 | 21 | 30 | 9 | 30 | 24 | 30 | 5 | 25 | 13 | 15
CRUA-4 | A | 7 | 30 | 15 | 30 | 21 | 30 | 9 | 30 | 24 | 30 | 5 | 25 | 13 | 15
CRYRW-2 | A | 15 | 138 | 38 | 138 | 40 | 138 | 15 | 138 | 40 | 138 | 13 | 109 | 40 | 63
DAMC-1 | A | 64 | 380 | 136 | 380 | 156 | 380 | 80 | 380 | 180 | 380 | 60 | 293 | 190 | 128
DDGNO-1 | A | 9 | 108 | 25 | 108 | 26 | 108 | 10 | 108 | 26 | 108 | 9 | 97 | 25 | 81
DDGNO-2 | A | 8 | 90 | 20 | 90 | 22 | 90 | 8 | 90 | 21 | 90 | 8 | 81 | 21 | 68
DDGNO-3 | A | 9 | 102 | 24 | 102 | 25 | 102 | 9 | 102 | 25 | 102 | 9 | 92 | 24 | 77
DDGNO-4 | A | 9 | 102 | 24 | 102 | 25 | 102 | 9 | 102 | 25 | 102 | 9 | 92 | 24 | 77
DEEPS-1 | A | 20 | 180 | 60 | 180 | 86 | 180 | 22 | 180 | 80 | 180 | 24 | 96 | 52 | 96
DIDCB5 | A | 40 | 330 | 104 | 330 | 125 | 330 | 55 | 330 | 140 | 330 | 40 | 185 | 105 | 185
DIDCB6 | A | 50 | 250 | 105 | 250 | 105 | 250 | 50 | 250 | 130 | 250 | 50 | 153 | 110 | 103
DINO-1 | A | 14 | 138 | 39 | 138 | 58 | 138 | 28 | 138 | 72 | 138 | 14 | 118 | 36 | 88
DINO-2 | A | 14 | 138 | 39 | 138 | 58 | 138 | 28 | 138 | 72 | 138 | 14 | 118 | 36 | 88
DINO-3 | A | 14 | 138 | 39 | 138 | 58 | 138 | 28 | 138 | 72 | 138 | 14 | 118 | 36 | 88
DINO-4 | A | 14 | 138 | 39 | 138 | 58 | 138 | 28 | 138 | 72 | 138 | 14 | 118 | 36 | 88
DINO-5 | A | 14 | 138 | 39 | 138 | 58 | 138 | 28 | 138 | 72 | 138 | 14 | 118 | 36 | 88
DINO-6 | A | 14 | 138 | 39 | 138 | 58 | 138 | 28 | 138 | 72 | 138 | 14 | 118 | 36 | 88
DRAXX-1 | A | 68 | 345 | 100 | 345 | 100 | 345 | 64 | 95 | 110 | 345 | 60 | 225 | 70 | 225
DRAXX-2 | A | 68 | 345 | 100 | 345 | 100 | 345 | 64 | 95 | 110 | 345 | 60 | 225 | 70 | 225
DRAXX-3 | A | 68 | 345 | 100 | 345 | 100 | 345 | 64 | 95 | 110 | 345 | 60 | 225 | 70 | 225
DRAXX-4 | A | 68 | 345 | 100 | 345 | 100 | 345 | 64 | 95 | 110 | 345 | 60 | 225 | 70 | 225
DRAXX-5 | A | 68 | 345 | 100 | 345 | 100 | 345 | 64 | 95 | 110 | 345 | 60 | 225 | 70 | 225
DRAXX-6 | A | 68 | 345 | 100 | 345 | 100 | 345 | 64 | 95 | 110 | 345 | 60 | 225 | 70 | 225
DRSLW-1 | A | 6 | 69 | 16 | 69 | 17 | 69 | 6 | 69 | 17 | 69 | 6 | 61 | 16 | 54
DUNGW-1 | A | 8 | 89 | 21 | 89 | 33 | 89 | 8 | 89 | 23 | 89 | 8 | 80 | 21 | 69
EAAO-1 | A | 18 | 182 | 48 | 182 | 52 | 182 | 19 | 182 | 50 | 182 | 18 | 164 | 48 | 134
EAAO-2 | A | 17 | 175 | 46 | 175 | 50 | 175 | 18 | 175 | 48 | 175 | 18 | 157 | 46 | 157
EECL-1 | A | 19 | 321 | 42 | 321 | 45 | 321 | 33 | 321 | 84 | 321 | 25 | 281 | 56 | 235
ERRO-1 | A | 1 | 21 | 1 | 21 | 1 | 21 | 2 | 21 | 5 | 21 | 1 | 17 | 1 | 17
ERRO-2 | A | 1 | 21 | 1 | 21 | 1 | 21 | 2 | 21 | 5 | 21 | 1 | 17 | 1 | 17
ERRO-3 | A | 1 | 21 | 1 | 21 | 1 | 21 | 2 | 21 | 5 | 21 | 1 | 17 | 1 | 17
FAARW-1 | A | 2 | 37 | 4 | 37 | 4 | 37 | 4 | 37 | 12 | 37 | 2 | 33 | 4 | 33
FAARW-2 | A | 2 | 37 | 4 | 37 | 4 | 37 | 4 | 37 | 12 | 37 | 2 | 33 | 4 | 33
FALGW-1 | A | 11 | 108 | 28 | 108 | 41 | 108 | 13 | 108 | 35 | 108 | 10 | 86 | 22 | 64
FASN-1 | A | 0 | 15 | 1 | 15 | 1 | 15 | 1 | 15 | 2 | 15 | 0 | 15 | 1 | 12
FASN2 | A | 0 | 15 | 1 | 15 | 1 | 15 | 1 | 15 | 2 | 15 | 0 | 15 | 1 | 12
FASN3 | A | 0 | 15 | 1 | 15 | 1 | 15 | 1 | 15 | 2 | 15 | 0 | 15 | 1 | 12
FAWN-1 | A | 10 | 52 | 25 | 52 | 40 | 52 | 13 | 52 | 32 | 52 | 11 | 37 | 27 | 27
FELL-1 | A | 9 | 63 | 21 | 63 | 22 | 63 | 10 | 63 | 24 | 63 | 9 | 63 | 22 | 63
FFES-1 | A | 10 | 35 | 27 | 35 | 30 | 35 | 9 | 35 | 22 | 35 | 4 | 27 | 6 | 27
FFES-2 | A | 10 | 35 | 27 | 35 | 30 | 35 | 9 | 35 | 22 | 35 | 4 | 27 | 6 | 27
FFES-3 | A | 10 | 35 | 27 | 35 | 30 | 35 | 9 | 35 | 22 | 35 | 4 | 27 | 6 | 27
FFES-4 | A | 10 | 35 | 27 | 35 | 30 | 35 | 9 | 35 | 22 | 35 | 4 | 27 | 6 | 27
FINL-1 | A | 0 | 14 | 1 | 14 | 1 | 14 | 1 | 14 | 2 | 14 | 0 | 14 | 1 | 11
FOYE-1 | A | 6 | 60 | 13 | 60 | 16 | 60 | 11 | 60 | 27 | 60 | 5 | 30 | 11 | 30
FOYE-2 | A | 6 | 60 | 13 | 60 | 16 | 60 | 11 | 60 | 27 | 60 | 5 | 30 | 11 | 30
GLNDO-1 | A | 6 | 80 | 12 | 45 | 17 | 45 | 12 | 45 | 25 | 45 | 8 | 65 | 18 | 45
GNFSW-1 | A | 11 | 100 | 30 | 100 | 30 | 100 | 12 | 100 | 31 | 100 | 12 | 70 | 30 | 70
GNFSW-2 | A | 7 | 64 | 18 | 64 | 18 | 64 | 8 | 64 | 18 | 64 | 6 | 49 | 15 | 49
GORDW-1 | A | 6 | 62 | 16 | 56 | 26 | 45 | 7 | 62 | 18 | 62 | 6 | 56 | 16 | 45
GRAI-6 | A | 24 | 320 | 58 | 320 | 58 | 320 | 35 | 320 | 88 | 320 | 28 | 270 | 60 | 230
GRAI-7 | A | 30 | 232 | 60 | 232 | 60 | 232 | 32 | 232 | 84 | 232 | 32 | 175 | 65 | 135
GRAI-8 | A | 26 | 232 | 58 | 232 | 58 | 232 | 32 | 232 | 84 | 232 | 32 | 175 | 65 | 135
GRIFW-1 | A | 8 | 94 | 22 | 94 | 23 | 94 | 8 | 94 | 22 | 94 | 8 | 85 | 22 | 72
GRIFW-2 | A | 8 | 94 | 22 | 94 | 23 | 94 | 8 | 94 | 22 | 94 | 8 | 85 | 22 | 72
GRMO-1 | A | 8 | 43 | 8 | 43 | 8 | 43 | 8 | 43 | 8 | 43 | 8 | 23 | 8 | 23
GYAR-1 | A | 17 | 176 | 42 | 176 | 66 | 176 | 24 | 176 | 60 | 176 | 17 | 176 | 42 | 176
GYMRO-15 | A | 6 | 145 | 15 | 145 | 15 | 145 | 6 | 145 | 15 | 145 | 6 | 44 | 15 | 44
GYMRO-17 | A | 6 | 145 | 15 | 145 | 15 | 145 | 6 | 145 | 15 | 145 | 6 | 44 | 15 | 44
GYMRO-26 | A | 6 | 145 | 15 | 145 | 15 | 145 | 6 | 145 | 15 | 145 | 6 | 44 | 15 | 44
GYMRO-28 | A | 6 | 145 | 15 | 145 | 15 | 145 | 6 | 145 | 15 | 145 | 6 | 44 | 15 | 44
HADHW-1 | A | 7 | 76 | 14 | 76 | 22 | 76 | 13 | 76 | 34 | 76 | 8 | 65 | 17 | 65
HMGTO-1 | A | 8 | 88 | 20 | 88 | 35 | 88 | 10 | 88 | 25 | 88 | 8 | 68 | 19 | 68
HMGTO-2 | A | 9 | 91 | 23 | 91 | 37 | 91 | 10 | 91 | 25 | 91 | 10 | 67 | 24 | 67
HOWAO-1 | A | 42 | 400 | 112 | 400 | 120 | 400 | 44 | 400 | 116 | 400 | 42 | 364 | 112 | 294
HOWAO-2 | A | 42 | 400 | 112 | 400 | 120 | 400 | 44 | 400 | 116 | 400 | 42 | 364 | 112 | 294
HOWAO-3 | A | 42 | 400 | 112 | 400 | 120 | 400 | 44 | 400 | 116 | 400 | 42 | 364 | 112 | 294
HRSTW-1 | A | 12 | 102 | 30 | 102 | 45 | 102 | 13 | 102 | 34 | 102 | 13 | 80 | 27 | 66
HUMR-1 | A | 60 | 533 | 150 | 533 | 200 | 533 | 80 | 533 | 200 | 533 | 62 | 419 | 155 | 251
INDQ-1 | A | 12 | 102 | 31 | 102 | 43 | 102 | 13 | 102 | 34 | 102 | 12 | 72 | 30 | 72
KEAD-2 | A | 41 | 566 | 102 | 566 | 108 | 566 | 57 | 566 | 124 | 566 | 41 | 458 | 99 | 458
KEAD-1 | A | 38 | 415 | 90 | 415 | 90 | 415 | 55 | 415 | 138 | 415 | 38 | 355 | 90 | 285
KILBW-1 | A | 3 | 56 | 8 | 56 | 13 | 56 | 5 | 56 | 14 | 56 | 4 | 53 | 9 | 47
KILLPG-1 | A | 19 | 180 | 29 | 145 | 29 | 145 | 34 | 145 | 36 | 180 | 20 | 107 | 41 | 107
KILLPG-2 | A | 20 | 190 | 30 | 151 | 30 | 151 | 26 | 190 | 35 | 151 | 21 | 114 | 50 | 114
KLYN-A-1 | A | 22 | 210 | 45 | 210 | 52 | 210 | 40 | 210 | 95 | 210 | 22 | 189 | 45 | 125
KPMRW-1 | A | 9 | 75 | 20 | 75 | 30 | 75 | 9 | 75 | 23 | 75 | 9 | 67 | 22 | 54
LAGA-1 | A | 55 | 500 | 123 | 500 | 140 | 500 | 52 | 500 | 130 | 500 | 53 | 475 | 130 | 475
LARYO-1 | A | 16 | 155 | 40 | 155 | 45 | 155 | 18 | 155 | 45 | 155 | 14 | 120 | 35 | 120
LARYO-2 | A | 16 | 158 | 40 | 158 | 45 | 158 | 18 | 158 | 45 | 158 | 14 | 120 | 35 | 120
LARYO-3 | A | 16 | 158 | 40 | 158 | 45 | 158 | 18 | 158 | 45 | 158 | 14 | 120 | 35 | 120
LARYO-4 | A | 16 | 158 | 40 | 158 | 45 | 158 | 18 | 158 | 45 | 158 | 14 | 120 | 35 | 120
LBAR-1G | A | 1 | 16 | 4 | 16 | 6 | 16 | 2 | 16 | 4 | 16 | 1 | 9 | 4 | 9
LBAR-1 | A | 39 | 360 | 88 | 360 | 88 | 360 | 55 | 360 | 145 | 360 | 41 | 270 | 90 | 270
LNCSO-1 | A | 12 | 130 | 30 | 130 | 32 | 130 | 12 | 130 | 32 | 130 | 10 | 100 | 26 | 100
LNCSO-2 | A | 13 | 140 | 34 | 140 | 36 | 140 | 14 | 140 | 36 | 140 | 12 | 125 | 32 | 125
MEDP-1 | A | 30 | 380 | 76 | 330 | 76 | 330 | 48 | 380 | 105 | 380 | 31 | 330 | 79 | 290
MILWW-1 | A | 6 | 32 | 8 | 54 | 13 | 54 | 5 | 54 | 14 | 54 | 3 | 43 | 8 | 43
MKHLW-1 | A | 4 | 42 | 10 | 42 | 12 | 42 | 5 | 42 | 13 | 42 | 5 | 37 | 12 | 30
MRWD-1 | A | 43 | 448 | 100 | 448 | 112 | 448 | 67 | 448 | 160 | 448 | 36 | 328 | 93 | 328
NANT-1 | A | 0 | 15 | 0 | 15 | 0 | 15 | 0 | 15 | 1 | 15 | 0 | 15 | 0 | 15
PEHE-1 | A | 42 | 420 | 72 | 420 | 72 | 420 | 83 | 420 | 117 | 420 | 35 | 350 | 84 | 260
PEHE-2 | A | 16 | 490 | 40 | 265 | 42 | 490 | 0 | 0 | 0 | 0 | 0 | 490 | 0 | 490
PEMB-11 | A | 38 | 113 | 63 | 276 | 63 | 276 | 33 | 276 | 90 | 276 | 35 | 241 | 64 | 210
PEMB-21 | A | 38 | 113 | 63 | 276 | 63 | 276 | 33 | 276 | 90 | 276 | 35 | 241 | 64 | 210
PEMB-31 | A | 38 | 113 | 63 | 276 | 63 | 276 | 33 | 276 | 90 | 276 | 35 | 241 | 64 | 210
PEMB-41 | A | 38 | 113 | 63 | 276 | 63 | 276 | 33 | 276 | 90 | 276 | 35 | 241 | 64 | 210
PEMB-51 | A | 38 | 113 | 63 | 276 | 63 | 276 | 33 | 276 | 90 | 276 | 35 | 241 | 64 | 210
PETEM1 | A | 20 | 180 | 46 | 180 | 52 | 180 | 24 | 180 | 58 | 180 | 20 | 150 | 50 | 100
PINFB-1 | A | 3 | 6 | 6 | 25 | 6 | 25 | 2 | 25 | 6 | 25 | 3 | 21 | 6 | 15
PINFB-2 | A | 3 | 6 | 6 | 25 | 6 | 25 | 2 | 25 | 6 | 25 | 3 | 21 | 6 | 15
PINFB-3 | A | 3 | 6 | 6 | 25 | 6 | 25 | 2 | 25 | 6 | 25 | 3 | 21 | 6 | 15
PINFB-4 | A | 3 | 6 | 6 | 25 | 6 | 25 | 2 | 25 | 6 | 25 | 3 | 21 | 6 | 15
RATS-1 | A | 50 | 270 | 90 | 270 | 90 | 270 | 36 | 270 | 50 | 270 | 42 | 105 | 75 | 155
RATS-2 | A | 40 | 270 | 90 | 270 | 100 | 270 | 36 | 270 | 50 | 270 | 40 | 195 | 75 | 195
RATS-3 | A | 40 | 270 | 90 | 270 | 100 | 270 | 36 | 270 | 50 | 270 | 40 | 195 | 75 | 195
RATS-4 | A | 40 | 270 | 95 | 270 | 100 | 270 | 36 | 270 | 50 | 270 | 40 | 195 | 75 | 195
RMPNO-1 | A | 18 | 180 | 45 | 180 | 72 | 180 | 20 | 180 | 50 | 180 | 18 | 130 | 47 | 130
RMPNO-2 | A | 18 | 180 | 45 | 180 | 72 | 180 | 20 | 180 | 50 | 180 | 18 | 130 | 47 | 130
ROCK-1 | A | 36 | 400 | 50 | 400 | 54 | 400 | 60 | 400 | 160 | 400 | 33 | 220 | 53 | 220
RYHPS-1 | A | 30 | 305 | 48 | 305 | 66 | 305 | 42 | 305 | 51 | 305 | 30 | 130 | 42 | 68
SCCL-1 | A | 35 | 180 | 70 | 180 | 70 | 180 | 40 | 180 | 95 | 180 | 40 | 100 | 100 | 50
SCCL-2 | A | 35 | 180 | 70 | 180 | 70 | 180 | 40 | 180 | 95 | 180 | 40 | 100 | 100 | 50
SCCL-3 | A | 35 | 180 | 70 | 180 | 70 | 180 | 40 | 180 | 95 | 180 | 40 | 100 | 100 | 50
SEAB-1 | A | 44 | 254 | 125 | 254 | 150 | 254 | 55 | 254 | 150 | 254 | 75 | 164 | 176 | 38
SEAB-2 | A | 31 | 138 | 76 | 138 | 86 | 138 | 32 | 138 | 82 | 138 | 37 | 73 | 90 | 43
SEEL-1 | A | 23 | 170 | 38 | 170 | 38 | 170 | 24 | 170 | 70 | 170 | 19 | 135 | 38 | 100
SHBA-1 | A | 33 | 420 | 79 | 420 | 91 | 420 | 59 | 420 | 150 | 420 | 37 | 336 | 95 | 252
SHBA-2 | A | 32 | 319 | 70 | 319 | 76 | 319 | 35 | 319 | 93 | 319 | 32 | 270 | 70 | 217
SHOS-1 | A | 20 | 260 | 41 | 260 | 48 | 260 | 31 | 260 | 82 | 260 | 24 | 185 | 53 | 185
SHRSW-1 | A | 16 | 157 | 44 | 157 | 46 | 157 | 17 | 157 | 46 | 157 | 16 | 141 | 43 | 113
SHRSW-2 | A | 16 | 157 | 44 | 157 | 46 | 157 | 17 | 157 | 46 | 157 | 16 | 141 | 43 | 113
SIZB-1 | A | 38 | 283 | 45 | 283 | 45 | 283 | 45 | 283 | 45 | 283 | 40 | 283 | 46 | 283
SIZB-2 | A | 38 | 283 | 45 | 283 | 45 | 283 | 45 | 283 | 45 | 283 | 40 | 283 | 46 | 283
SLOY-1 | A | 0 | 38 | 1 | 38 | 1 | 38 | 1 | 38 | 2 | 38 | 0 | 38 | 1 | 30
SLOY-2 | A | 0 | 38 | 1 | 38 | 1 | 38 | 1 | 38 | 2 | 38 | 0 | 38 | 1 | 30
SLOY-3 | A | 0 | 38 | 1 | 38 | 1 | 38 | 1 | 38 | 2 | 38 | 0 | 38 | 1 | 30
SLOY-4 | A | 0 | 28 | 1 | 28 | 1 | 28 | 1 | 28 | 2 | 28 | 0 | 28 | 1 | 22
SPLN-1 | A | 40 | 380 | 100 | 380 | 110 | 380 | 50 | 380 | 120 | 380 | 30 | 380 | 90 | 300
STAY-1 | A | 35 | 265 | 62 | 265 | 62 | 265 | 35 | 265 | 89 | 265 | 34 | 192 | 63 | 192
STAY-2 | A | 35 | 265 | 62 | 265 | 62 | 265 | 35 | 265 | 89 | 265 | 34 | 192 | 63 | 192
STAY-3 | A | 35 | 265 | 62 | 265 | 62 | 265 | 35 | 265 | 89 | 265 | 34 | 192 | 63 | 192
STAY-4 | A | 35 | 265 | 62 | 265 | 62 | 265 | 35 | 265 | 89 | 265 | 34 | 192 | 63 | 192
STRNW-1 | A | 6 | 52 | 16 | 52 | 26 | 52 | 7 | 60 | 17 | 60 | 6 | 52 | 17 | 42
SUTB-1 | A | 36 | 380 | 104 | 380 | 148 | 380 | 52 | 380 | 132 | 380 | 47 | 250 | 107 | 250
SVRP-10 | A | 20 | 225 | 50 | 225 | 70 | 225 | 32 | 225 | 80 | 225 | 20 | 172 | 50 | 172
SVRP-20 | A | 20 | 225 | 50 | 225 | 70 | 225 | 32 | 225 | 80 | 225 | 20 | 172 | 50 | 172
USKM-13 | A | 6 | 49 | 15 | 49 | 17 | 49 | 8 | 49 | 19 | 49 | 7 | 36 | 8 | 36
USKM-14 | A | 6 | 49 | 15 | 49 | 17 | 49 | 8 | 49 | 19 | 49 | 7 | 36 | 8 | 36
USKM-15 | A | 6 | 49 | 15 | 49 | 17 | 49 | 8 | 49 | 19 | 49 | 7 | 36 | 8 | 36
WBUPS-1 | A | 30 | 113 | 48 | 153 | 48 | 153 | 32 | 113 | 50 | 113 | 40 | 153 | 65 | 113
WBUPS-2 | A | 30 | 133 | 48 | 173 | 48 | 173 | 32 | 133 | 50 | 133 | 40 | 173 | 65 | 133
WBUPS-3 | A | 30 | 133 | 48 | 173 | 48 | 173 | 32 | 133 | 50 | 133 | 40 | 173 | 65 | 133
WBUPS-4 | A | 30 | 113 | 48 | 153 | 48 | 153 | 32 | 113 | 50 | 113 | 40 | 153 | 65 | 113
WBURB-1 | A | 22 | 240 | 48 | 240 | 62 | 240 | 27 | 240 | 69 | 240 | 20 | 200 | 50 | 120
WBURB-2 | A | 25 | 255 | 52 | 255 | 62 | 255 | 26 | 255 | 67 | 255 | 22 | 215 | 52 | 135
WBURB-3 | A | 23 | 255 | 56 | 255 | 67 | 255 | 25 | 255 | 67 | 255 | 22 | 211 | 58 | 167
WDNSO-1 | A | 21 | 191 | 54 | 191 | 57 | 191 | 21 | 191 | 57 | 191 | 21 | 170 | 55 | 136
WDNSO-2 | A | 21 | 191 | 54 | 191 | 57 | 191 | 21 | 191 | 57 | 191 | 21 | 170 | 55 | 136
WHILW-1 | A | 31 | 322 | 84 | 322 | 90 | 322 | 33 | 322 | 90 | 322 | 32 | 255 | 86 | 210
WHILW-2 | A | 19 | 163 | 33 | 163 | 35 | 163 | 20 | 163 | 52 | 163 | 21 | 142 | 43 | 119
WLNYO-2 | A | 19 | 182 | 51 | 182 | 54 | 182 | 20 | 182 | 53 | 182 | 20 | 158 | 51 | 130
WLNYW-1 | A | 19 | 182 | 51 | 182 | 54 | 182 | 20 | 182 | 53 | 182 | 20 | 158 | 51 | 130
WTMSO-1 | A | 22 | 200 | 58 | 200 | 62 | 200 | 23 | 200 | 61 | 200 | 23 | 140 | 60 | 140

## Jan 2024
MW Response Capability by BMU
|  | Primary Response (Max MWhrs) | [5 empty] | Secondary Response (Max Mwhrs) |  |  |  | High Frequency Response (Max MWhrs)
UNIT | Mode | 0.2Hz | Genset Deload (MW) | 0.5Hz | Genset Deload (MW) | 0.8Hz | Genset Deload (MW) | 0.2/0.2Hz | Genset Deload (MW) | 0.5/0.5Hz | Genset Deload (MW) | 0.2Hz | Genset Deload (MW) | 0.5Hz | Genset Deload (MW)
ARCHW-1 | A | 10 | 92 | 25 | 92 | 25 | 92 | 12 | 92 | 30 | 92 | 11 | 73 | 24 | 56
BAGE-1 | A | 30 | 255 | 70 | 255 | 90 | 255 | 35 | 255 | 90 | 255 | 28 | 220 | 70 | 185
BAGE-2 | A | 3 | 17 | 8 | 17 | 12 | 17 | 4 | 17 | 9 | 17 | 2 | 17 | 5 | 17
BHLAW-1 | A | 7 | 98 | 16 | 98 | 19 | 98 | 10 | 98 | 26 | 98 | 8 | 87 | 18 | 78
BLLA-1 | A | 6 | 99 | 13 | 99 | 13 | 99 | 15 | 99 | 39 | 99 | 9 | 83 | 16 | 83
BRBEO-1 | A | 20 | 258 | 50 | 258 | 50 | 258 | 22 | 258 | 63 | 258 | 17 | 194 | 46 | 194
BRDUW-1 | A | 6 | 58 | 17 | 58 | 17 | 58 | 7 | 58 | 17 | 58 | 6 | 36 | 17 | 36
BRGG-1 | A | 16 | 110 | 32 | 110 | 48 | 110 | 16 | 110 | 40 | 110 | 14 | 96 | 34 | 46
BURBW-1 | A | 0 | 90 | 0 | 90 | 0 | 90 | 0 | 0 | 0 | 0 | 0 | 90 | 0 | 90
CARR-1 | A | 35 | 269 | 58 | 269 | 58 | 269 | 35 | 325 | 88 | 325 | 34 | 269 | 56 | 269
CARR-2 | A | 35 | 269 | 58 | 269 | 58 | 269 | 35 | 325 | 88 | 325 | 34 | 269 | 56 | 269
CDCL-1 | A | 30 | 231 | 46 | 231 | 46 | 231 | 34 | 231 | 45 | 231 | 29 | 172 | 72 | 135
CLAC-1 | A | 3 | 28 | 8 | 28 | 13 | 28 | 3 | 36 | 9 | 36 | 3 | 28 | 8 | 28
CLDCW-1 | A | 14 | 14 | 34 | 113 | 36 | 113 | 13 | 113 | 35 | 113 | 13 | 99 | 34 | 78
CLDNW-1 | A | 13 | 108 | 33 | 108 | 35 | 108 | 13 | 108 | 35 | 108 | 12 | 95 | 33 | 74
CLDSW-1 | A | 16 | 129 | 40 | 129 | 43 | 129 | 16 | 129 | 42 | 129 | 16 | 113 | 41 | 88
CNQPS-1 | A | 22 | 170 | 55 | 170 | 55 | 170 | 28 | 170 | 70 | 170 | 26 | 120 | 60 | 105
CNQPS-2 | A | 22 | 170 | 55 | 170 | 55 | 170 | 28 | 170 | 70 | 170 | 22 | 120 | 55 | 105
CNQPS-3 | A | 22 | 170 | 55 | 170 | 55 | 170 | 28 | 170 | 70 | 170 | 22 | 120 | 55 | 105
CNQPS-4 | A | 22 | 170 | 55 | 170 | 55 | 170 | 28 | 170 | 70 | 170 | 28 | 105 | 55 | 105
CORB-1 | A | 10 | 130 | 30 | 130 | 50 | 130 | 28 | 130 | 60 | 130 | 15 | 95 | 40 | 60
COSO-1 | A | 20 | 380 | 40 | 380 | 50 | 380 | 60 | 380 | 140 | 380 | 17 | 304 | 40 | 304
COWE1 | A | 7 | 30 | 17 | 30 | 17 | 30 | 7 | 30 | 17 | 30 | 7 | 30 | 17 | 30
COWE2 | A | 7 | 30 | 17 | 30 | 17 | 30 | 7 | 30 | 17 | 30 | 7 | 30 | 17 | 30
CRUA-1 | A | 10 | 110 | 25 | 110 | 37 | 110 | 12 | 110 | 30 | 110 | 10 | 84 | 25 | 48
CRUA-2 | A | 10 | 110 | 25 | 110 | 37 | 110 | 12 | 110 | 30 | 110 | 10 | 84 | 25 | 48
CRUA-3 | A | 7 | 30 | 15 | 30 | 21 | 30 | 9 | 30 | 24 | 30 | 5 | 25 | 13 | 15
CRUA-4 | A | 7 | 30 | 15 | 30 | 21 | 30 | 9 | 30 | 24 | 30 | 5 | 25 | 13 | 15
CRYRW-2 | A | 15 | 138 | 38 | 138 | 40 | 138 | 15 | 138 | 40 | 138 | 13 | 109 | 40 | 63
DAMC-1 | A | 64 | 380 | 136 | 380 | 156 | 380 | 80 | 380 | 180 | 380 | 60 | 293 | 190 | 128
DDGNO-1 | A | 9 | 108 | 25 | 108 | 26 | 108 | 10 | 108 | 26 | 108 | 9 | 97 | 25 | 81
DDGNO-2 | A | 8 | 90 | 20 | 90 | 22 | 90 | 8 | 90 | 21 | 90 | 8 | 81 | 21 | 68
DDGNO-3 | A | 9 | 102 | 24 | 102 | 25 | 102 | 9 | 102 | 25 | 102 | 9 | 92 | 24 | 77
DDGNO-4 | A | 9 | 102 | 24 | 102 | 25 | 102 | 9 | 102 | 25 | 102 | 9 | 92 | 24 | 77
DEEPS-1 | A | 20 | 180 | 60 | 180 | 86 | 180 | 22 | 180 | 80 | 180 | 24 | 96 | 52 | 96
DIDCB5 | A | 40 | 330 | 104 | 330 | 125 | 330 | 55 | 330 | 140 | 330 | 40 | 185 | 105 | 185
DIDCB6 | A | 50 | 250 | 105 | 250 | 105 | 250 | 50 | 250 | 130 | 250 | 50 | 153 | 110 | 103
DINO-1 | A | 14 | 138 | 39 | 138 | 58 | 138 | 28 | 138 | 72 | 138 | 14 | 118 | 36 | 88
DINO-2 | A | 14 | 138 | 39 | 138 | 58 | 138 | 28 | 138 | 72 | 138 | 14 | 118 | 36 | 88
DINO-3 | A | 14 | 138 | 39 | 138 | 58 | 138 | 28 | 138 | 72 | 138 | 14 | 118 | 36 | 88
DINO-4 | A | 14 | 138 | 39 | 138 | 58 | 138 | 28 | 138 | 72 | 138 | 14 | 118 | 36 | 88
DINO-5 | A | 14 | 138 | 39 | 138 | 58 | 138 | 28 | 138 | 72 | 138 | 14 | 118 | 36 | 88
DINO-6 | A | 14 | 138 | 39 | 138 | 58 | 138 | 28 | 138 | 72 | 138 | 14 | 118 | 36 | 88
DRAXX-1 | A | 68 | 345 | 100 | 345 | 100 | 345 | 64 | 95 | 110 | 345 | 60 | 225 | 70 | 225
DRAXX-2 | A | 68 | 345 | 100 | 345 | 100 | 345 | 64 | 95 | 110 | 345 | 60 | 225 | 70 | 225
DRAXX-3 | A | 68 | 345 | 100 | 345 | 100 | 345 | 64 | 95 | 110 | 345 | 60 | 225 | 70 | 225
DRAXX-4 | A | 68 | 345 | 100 | 345 | 100 | 345 | 64 | 95 | 110 | 345 | 60 | 225 | 70 | 225
DRAXX-5 | A | 68 | 345 | 100 | 345 | 100 | 345 | 64 | 95 | 110 | 345 | 60 | 225 | 70 | 225
DRAXX-6 | A | 68 | 345 | 100 | 345 | 100 | 345 | 64 | 95 | 110 | 345 | 60 | 225 | 70 | 225
DRSLW-1 | A | 6 | 69 | 16 | 69 | 17 | 69 | 6 | 69 | 17 | 69 | 6 | 61 | 16 | 54
DUNGW-1 | A | 8 | 89 | 21 | 89 | 33 | 89 | 8 | 89 | 23 | 89 | 8 | 80 | 21 | 69
EAAO-1 | A | 18 | 182 | 48 | 182 | 52 | 182 | 19 | 182 | 50 | 182 | 18 | 164 | 48 | 134
EAAO-2 | A | 17 | 175 | 46 | 175 | 50 | 175 | 18 | 175 | 48 | 175 | 18 | 157 | 46 | 157
EECL-1 | A | 19 | 321 | 42 | 321 | 45 | 321 | 33 | 321 | 84 | 321 | 25 | 281 | 56 | 235
ERRO-1 | A | 1 | 21 | 1 | 21 | 1 | 21 | 2 | 21 | 5 | 21 | 1 | 17 | 1 | 17
ERRO-2 | A | 1 | 21 | 1 | 21 | 1 | 21 | 2 | 21 | 5 | 21 | 1 | 17 | 1 | 17
ERRO-3 | A | 1 | 21 | 1 | 21 | 1 | 21 | 2 | 21 | 5 | 21 | 1 | 17 | 1 | 17
FAARW-1 | A | 2 | 37 | 4 | 37 | 4 | 37 | 4 | 37 | 12 | 37 | 2 | 33 | 4 | 33
FAARW-2 | A | 2 | 37 | 4 | 37 | 4 | 37 | 4 | 37 | 12 | 37 | 2 | 33 | 4 | 33
FALGW-1 | A | 11 | 108 | 28 | 108 | 41 | 108 | 13 | 108 | 35 | 108 | 10 | 86 | 22 | 64
FASN-1 | A | 0 | 15 | 1 | 15 | 1 | 15 | 1 | 15 | 2 | 15 | 0 | 15 | 1 | 12
FASN2 | A | 0 | 15 | 1 | 15 | 1 | 15 | 1 | 15 | 2 | 15 | 0 | 15 | 1 | 12
FASN3 | A | 0 | 15 | 1 | 15 | 1 | 15 | 1 | 15 | 2 | 15 | 0 | 15 | 1 | 12
FAWN-1 | A | 10 | 52 | 25 | 52 | 40 | 52 | 13 | 52 | 32 | 52 | 11 | 37 | 27 | 27
FELL-1 | A | 9 | 63 | 21 | 63 | 22 | 63 | 10 | 63 | 24 | 63 | 9 | 63 | 22 | 63
FFES-1 | A | 10 | 35 | 27 | 35 | 30 | 35 | 9 | 35 | 22 | 35 | 4 | 27 | 6 | 27
FFES-2 | A | 10 | 35 | 27 | 35 | 30 | 35 | 9 | 35 | 22 | 35 | 4 | 27 | 6 | 27
FFES-3 | A | 10 | 35 | 27 | 35 | 30 | 35 | 9 | 35 | 22 | 35 | 4 | 27 | 6 | 27
FFES-4 | A | 10 | 35 | 27 | 35 | 30 | 35 | 9 | 35 | 22 | 35 | 4 | 27 | 6 | 27
FINL-1 | A | 0 | 14 | 1 | 14 | 1 | 14 | 1 | 14 | 2 | 14 | 0 | 14 | 1 | 11
FOYE-1 | A | 6 | 60 | 13 | 60 | 16 | 60 | 11 | 60 | 27 | 60 | 5 | 30 | 11 | 30
FOYE-2 | A | 6 | 60 | 13 | 60 | 16 | 60 | 11 | 60 | 27 | 60 | 5 | 30 | 11 | 30
GLNDO-1 | A | 6 | 80 | 12 | 45 | 17 | 45 | 12 | 45 | 25 | 45 | 8 | 65 | 18 | 45
GNFSW-1 | A | 11 | 100 | 30 | 100 | 30 | 100 | 12 | 100 | 31 | 100 | 12 | 70 | 30 | 70
GNFSW-2 | A | 7 | 64 | 18 | 64 | 18 | 64 | 8 | 64 | 18 | 64 | 6 | 49 | 15 | 49
GORDW-1 | A | 6 | 62 | 16 | 56 | 26 | 45 | 7 | 62 | 18 | 62 | 6 | 56 | 16 | 45
GRAI-6 | A | 24 | 320 | 58 | 320 | 58 | 320 | 35 | 320 | 88 | 320 | 28 | 270 | 60 | 230
GRAI-7 | A | 30 | 232 | 60 | 232 | 60 | 232 | 32 | 232 | 84 | 232 | 32 | 175 | 65 | 135
GRAI-8 | A | 26 | 232 | 58 | 232 | 58 | 232 | 32 | 232 | 84 | 232 | 32 | 175 | 65 | 135
GRIFW-1 | A | 8 | 94 | 22 | 94 | 23 | 94 | 8 | 94 | 22 | 94 | 8 | 85 | 22 | 72
GRIFW-2 | A | 8 | 94 | 22 | 94 | 23 | 94 | 8 | 94 | 22 | 94 | 8 | 85 | 22 | 72
GRMO-1 | A | 8 | 43 | 8 | 43 | 8 | 43 | 8 | 43 | 8 | 43 | 8 | 23 | 8 | 23
GYAR-1 | A | 17 | 176 | 42 | 176 | 66 | 176 | 24 | 176 | 60 | 176 | 17 | 176 | 42 | 176
GYMRO-15 | A | 6 | 145 | 15 | 145 | 15 | 145 | 6 | 145 | 15 | 145 | 6 | 44 | 15 | 44
GYMRO-17 | A | 6 | 145 | 15 | 145 | 15 | 145 | 6 | 145 | 15 | 145 | 6 | 44 | 15 | 44
GYMRO-26 | A | 6 | 145 | 15 | 145 | 15 | 145 | 6 | 145 | 15 | 145 | 6 | 44 | 15 | 44
GYMRO-28 | A | 6 | 145 | 15 | 145 | 15 | 145 | 6 | 145 | 15 | 145 | 6 | 44 | 15 | 44
HADHW-1 | A | 7 | 76 | 14 | 76 | 22 | 76 | 13 | 76 | 34 | 76 | 8 | 65 | 17 | 65
HMGTO-1 | A | 8 | 88 | 20 | 88 | 35 | 88 | 10 | 88 | 25 | 88 | 8 | 68 | 19 | 68
HMGTO-2 | A | 9 | 91 | 23 | 91 | 37 | 91 | 10 | 91 | 25 | 91 | 10 | 67 | 24 | 67
HOWAO-1 | A | 42 | 400 | 112 | 400 | 120 | 400 | 44 | 400 | 116 | 400 | 42 | 364 | 112 | 294
HOWAO-2 | A | 42 | 400 | 112 | 400 | 120 | 400 | 44 | 400 | 116 | 400 | 42 | 364 | 112 | 294
HOWAO-3 | A | 42 | 400 | 112 | 400 | 120 | 400 | 44 | 400 | 116 | 400 | 42 | 364 | 112 | 294
HRSTW-1 | A | 12 | 102 | 30 | 102 | 45 | 102 | 13 | 102 | 34 | 102 | 13 | 80 | 27 | 66
HUMR-1 | A | 60 | 533 | 150 | 533 | 200 | 533 | 80 | 533 | 200 | 533 | 62 | 419 | 155 | 251
INDQ-1 | A | 12 | 102 | 31 | 102 | 43 | 102 | 13 | 102 | 34 | 102 | 12 | 72 | 30 | 72
KEAD-1 | A | 38 | 415 | 90 | 415 | 90 | 415 | 55 | 415 | 138 | 415 | 38 | 355 | 90 | 285
KEAD-2 | A | 41 | 566 | 102 | 566 | 108 | 566 | 57 | 566 | 124 | 566 | 41 | 458 | 99 | 458
KILBW-1 | A | 3 | 56 | 8 | 56 | 13 | 56 | 5 | 56 | 14 | 56 | 4 | 53 | 9 | 47
KILLPG-1 | A | 19 | 180 | 29 | 145 | 29 | 145 | 34 | 145 | 36 | 180 | 20 | 107 | 41 | 107
KILLPG-2 | A | 20 | 190 | 30 | 151 | 30 | 151 | 26 | 190 | 35 | 151 | 21 | 114 | 50 | 114
KLYN-A-1 | A | 22 | 210 | 45 | 210 | 52 | 210 | 40 | 210 | 95 | 210 | 22 | 189 | 45 | 125
KPMRW-1 | A | 9 | 75 | 20 | 75 | 30 | 75 | 9 | 75 | 23 | 75 | 9 | 67 | 22 | 54
LAGA-1 | A | 55 | 500 | 123 | 500 | 140 | 500 | 52 | 500 | 130 | 500 | 53 | 475 | 130 | 475
LARYO-1 | A | 16 | 155 | 40 | 155 | 45 | 155 | 18 | 155 | 45 | 155 | 14 | 120 | 35 | 120
LARYO-2 | A | 16 | 158 | 40 | 158 | 45 | 158 | 18 | 158 | 45 | 158 | 14 | 120 | 35 | 120
LARYO-3 | A | 16 | 158 | 40 | 158 | 45 | 158 | 18 | 158 | 45 | 158 | 14 | 120 | 35 | 120
LARYO-4 | A | 16 | 158 | 40 | 158 | 45 | 158 | 18 | 158 | 45 | 158 | 14 | 120 | 35 | 120
LBAR-1G | A | 1 | 16 | 4 | 16 | 6 | 16 | 2 | 16 | 4 | 16 | 1 | 9 | 4 | 9
LBAR-1 | A | 39 | 360 | 88 | 360 | 88 | 360 | 55 | 360 | 145 | 360 | 41 | 270 | 90 | 270
LNCSO-1 | A | 12 | 130 | 30 | 130 | 32 | 130 | 12 | 130 | 32 | 130 | 10 | 100 | 26 | 100
LNCSO-2 | A | 13 | 140 | 34 | 140 | 36 | 140 | 14 | 140 | 36 | 140 | 12 | 125 | 32 | 125
MEDP-1 | A | 30 | 380 | 76 | 330 | 76 | 330 | 48 | 380 | 105 | 380 | 31 | 330 | 79 | 290
MILWW-1 | A | 6 | 32 | 8 | 54 | 13 | 54 | 5 | 54 | 14 | 54 | 3 | 43 | 8 | 43
MKHLW-1 | A | 4 | 42 | 10 | 42 | 12 | 42 | 5 | 42 | 13 | 42 | 5 | 37 | 12 | 30
MRWD-1 | A | 43 | 448 | 100 | 448 | 112 | 448 | 67 | 448 | 160 | 448 | 36 | 328 | 93 | 328
NANT-1 | A | 0 | 15 | 0 | 15 | 0 | 15 | 0 | 15 | 1 | 15 | 0 | 15 | 0 | 15
PEHE-1 | A | 42 | 420 | 72 | 420 | 72 | 420 | 83 | 420 | 117 | 420 | 35 | 350 | 84 | 260
PEHE-2 | A | 16 | 490 | 40 | 265 | 42 | 490 | 0 | 0 | 0 | 0 | 0 | 490 | 0 | 490
PEMB-11 | A | 38 | 113 | 63 | 276 | 63 | 276 | 33 | 276 | 90 | 276 | 35 | 241 | 64 | 210
PEMB-21 | A | 38 | 113 | 63 | 276 | 63 | 276 | 33 | 276 | 90 | 276 | 35 | 241 | 64 | 210
PEMB-31 | A | 38 | 113 | 63 | 276 | 63 | 276 | 33 | 276 | 90 | 276 | 35 | 241 | 64 | 210
PEMB-41 | A | 38 | 113 | 63 | 276 | 63 | 276 | 33 | 276 | 90 | 276 | 35 | 241 | 64 | 210
PEMB-51 | A | 38 | 113 | 63 | 276 | 63 | 276 | 33 | 276 | 90 | 276 | 35 | 241 | 64 | 210
PETEM1 | A | 20 | 180 | 46 | 180 | 52 | 180 | 24 | 180 | 58 | 180 | 20 | 150 | 50 | 100
PINFB-1 | A | 3 | 6 | 6 | 25 | 6 | 25 | 2 | 25 | 6 | 25 | 3 | 21 | 6 | 15
PINFB-2 | A | 3 | 6 | 6 | 25 | 6 | 25 | 2 | 25 | 6 | 25 | 3 | 21 | 6 | 15
PINFB-3 | A | 3 | 6 | 6 | 25 | 6 | 25 | 2 | 25 | 6 | 25 | 3 | 21 | 6 | 15
PINFB-4 | A | 3 | 6 | 6 | 25 | 6 | 25 | 2 | 25 | 6 | 25 | 3 | 21 | 6 | 15
RATS-1 | A | 50 | 270 | 90 | 270 | 90 | 270 | 36 | 270 | 50 | 270 | 42 | 105 | 75 | 155
RATS-2 | A | 40 | 270 | 90 | 270 | 100 | 270 | 36 | 270 | 50 | 270 | 40 | 195 | 75 | 195
RATS-3 | A | 40 | 270 | 90 | 270 | 100 | 270 | 36 | 270 | 50 | 270 | 40 | 195 | 75 | 195
RATS-4 | A | 40 | 270 | 95 | 270 | 100 | 270 | 36 | 270 | 50 | 270 | 40 | 195 | 75 | 195
RMPNO-1 | A | 18 | 180 | 45 | 180 | 72 | 180 | 20 | 180 | 50 | 180 | 18 | 130 | 47 | 130
RMPNO-2 | A | 18 | 180 | 45 | 180 | 72 | 180 | 20 | 180 | 50 | 180 | 18 | 130 | 47 | 130
ROCK-1 | A | 36 | 400 | 50 | 400 | 54 | 400 | 60 | 400 | 160 | 400 | 33 | 220 | 53 | 220
RYHPS-1 | A | 30 | 305 | 48 | 305 | 66 | 305 | 42 | 305 | 51 | 305 | 30 | 130 | 42 | 68
SCCL-1 | A | 35 | 180 | 70 | 180 | 70 | 180 | 40 | 180 | 95 | 180 | 40 | 100 | 100 | 50
SCCL-2 | A | 35 | 180 | 70 | 180 | 70 | 180 | 40 | 180 | 95 | 180 | 40 | 100 | 100 | 50
SCCL-3 | A | 35 | 180 | 70 | 180 | 70 | 180 | 40 | 180 | 95 | 180 | 40 | 100 | 100 | 50
SEAB-1 | A | 44 | 254 | 125 | 254 | 150 | 254 | 55 | 254 | 150 | 254 | 75 | 164 | 176 | 38
SEAB-2 | A | 31 | 138 | 76 | 138 | 86 | 138 | 32 | 138 | 82 | 138 | 37 | 73 | 90 | 43
SEEL-1 | A | 23 | 170 | 38 | 170 | 38 | 170 | 24 | 170 | 70 | 170 | 19 | 135 | 38 | 100
SHBA-1 | A | 33 | 420 | 79 | 420 | 91 | 420 | 59 | 420 | 150 | 420 | 37 | 336 | 95 | 252
SHBA-2 | A | 32 | 319 | 70 | 319 | 76 | 319 | 35 | 319 | 93 | 319 | 32 | 270 | 70 | 217
SHOS-1 | A | 20 | 260 | 41 | 260 | 48 | 260 | 31 | 260 | 82 | 260 | 24 | 185 | 53 | 185
SHRSW-1 | A | 16 | 157 | 44 | 157 | 46 | 157 | 17 | 157 | 46 | 157 | 16 | 141 | 43 | 113
SHRSW-2 | A | 16 | 157 | 44 | 157 | 46 | 157 | 17 | 157 | 46 | 157 | 16 | 141 | 43 | 113
SIZB-1 | A | 38 | 283 | 45 | 283 | 45 | 283 | 45 | 283 | 45 | 283 | 40 | 283 | 46 | 283
SIZB-2 | A | 38 | 283 | 45 | 283 | 45 | 283 | 45 | 283 | 45 | 283 | 40 | 283 | 46 | 283
SLOY-1 | A | 0 | 38 | 1 | 38 | 1 | 38 | 1 | 38 | 2 | 38 | 0 | 38 | 1 | 30
SLOY-2 | A | 0 | 38 | 1 | 38 | 1 | 38 | 1 | 38 | 2 | 38 | 0 | 38 | 1 | 30
SLOY-3 | A | 0 | 38 | 1 | 38 | 1 | 38 | 1 | 38 | 2 | 38 | 0 | 38 | 1 | 30
SLOY-4 | A | 0 | 28 | 1 | 28 | 1 | 28 | 1 | 28 | 2 | 28 | 0 | 28 | 1 | 22
SPLN-1 | A | 40 | 380 | 100 | 380 | 110 | 380 | 50 | 380 | 120 | 380 | 30 | 380 | 90 | 300
STAY-1 | A | 35 | 265 | 62 | 265 | 62 | 265 | 35 | 265 | 89 | 265 | 34 | 192 | 63 | 192
STAY-2 | A | 35 | 265 | 62 | 265 | 62 | 265 | 35 | 265 | 89 | 265 | 34 | 192 | 63 | 192
STAY-3 | A | 35 | 265 | 62 | 265 | 62 | 265 | 35 | 265 | 89 | 265 | 34 | 192 | 63 | 192
STAY-4 | A | 35 | 265 | 62 | 265 | 62 | 265 | 35 | 265 | 89 | 265 | 34 | 192 | 63 | 192
STRNW-1 | A | 6 | 52 | 16 | 52 | 26 | 52 | 7 | 60 | 17 | 60 | 6 | 52 | 17 | 42
SUTB-1 | A | 36 | 380 | 104 | 380 | 148 | 380 | 52 | 380 | 132 | 380 | 47 | 250 | 107 | 250
SVRP-10 | A | 20 | 225 | 50 | 225 | 70 | 225 | 32 | 225 | 80 | 225 | 20 | 172 | 50 | 172
SVRP-20 | A | 20 | 225 | 50 | 225 | 70 | 225 | 32 | 225 | 80 | 225 | 20 | 172 | 50 | 172
USKM-13 | A | 6 | 49 | 15 | 49 | 17 | 49 | 8 | 49 | 19 | 49 | 7 | 36 | 8 | 36
USKM-14 | A | 6 | 49 | 15 | 49 | 17 | 49 | 8 | 49 | 19 | 49 | 7 | 36 | 8 | 36
USKM-15 | A | 6 | 49 | 15 | 49 | 17 | 49 | 8 | 49 | 19 | 49 | 7 | 36 | 8 | 36
WBUPS-1 | A | 30 | 113 | 48 | 153 | 48 | 153 | 32 | 113 | 50 | 113 | 40 | 153 | 65 | 113
WBUPS-2 | A | 30 | 133 | 48 | 173 | 48 | 173 | 32 | 133 | 50 | 133 | 40 | 173 | 65 | 133
WBUPS-3 | A | 30 | 133 | 48 | 173 | 48 | 173 | 32 | 133 | 50 | 133 | 40 | 173 | 65 | 133
WBUPS-4 | A | 30 | 113 | 48 | 153 | 48 | 153 | 32 | 113 | 50 | 113 | 40 | 153 | 65 | 113
WBURB-1 | A | 22 | 240 | 48 | 240 | 62 | 240 | 27 | 240 | 69 | 240 | 20 | 200 | 50 | 120
WBURB-2 | A | 25 | 255 | 52 | 255 | 62 | 255 | 26 | 255 | 67 | 255 | 22 | 215 | 52 | 135
WBURB-3 | A | 23 | 255 | 56 | 255 | 67 | 255 | 25 | 255 | 67 | 255 | 22 | 211 | 58 | 167
WDNSO-1 | A | 21 | 191 | 54 | 191 | 57 | 191 | 21 | 191 | 57 | 191 | 21 | 170 | 55 | 136
WDNSO-2 | A | 21 | 191 | 54 | 191 | 57 | 191 | 21 | 191 | 57 | 191 | 21 | 170 | 55 | 136
WHILW-1 | A | 31 | 322 | 84 | 322 | 90 | 322 | 33 | 322 | 90 | 322 | 32 | 255 | 86 | 210
WHILW-2 | A | 19 | 163 | 33 | 163 | 35 | 163 | 20 | 163 | 52 | 163 | 21 | 142 | 43 | 119
WLNYO-2 | A | 19 | 182 | 51 | 182 | 54 | 182 | 20 | 182 | 53 | 182 | 20 | 158 | 51 | 130
WLNYW-1 | A | 19 | 182 | 51 | 182 | 54 | 182 | 20 | 182 | 53 | 182 | 20 | 158 | 51 | 130
WTMSO-1 | A | 22 | 200 | 58 | 200 | 62 | 200 | 23 | 200 | 61 | 200 | 23 | 140 | 60 | 140

## Dec 2023
MW Response Capability by BMU
|  | Primary Response (Max MWhrs) | [5 empty] | Secondary Response (Max Mwhrs) |  |  |  | High Frequency Response (Max MWhrs)
UNIT | Mode | 0.2Hz | Genset Deload (MW) | 0.5Hz | Genset Deload (MW) | 0.8Hz | Genset Deload (MW) | 0.2/0.2Hz | Genset Deload (MW) | 0.5/0.5Hz | Genset Deload (MW) | 0.2Hz | Genset Deload (MW) | 0.5Hz | Genset Deload (MW)
ARCHW-1 | A | 10 | 92 | 25 | 92 | 25 | 92 | 12 | 92 | 30 | 92 | 11 | 73 | 24 | 56
BAGE-1 | A | 30 | 255 | 70 | 255 | 90 | 255 | 35 | 255 | 90 | 255 | 28 | 220 | 70 | 185
BAGE-2 | A | 3 | 17 | 8 | 17 | 12 | 17 | 4 | 17 | 9 | 17 | 2 | 17 | 5 | 17
BHLAW-1 | A | 7 | 98 | 16 | 98 | 19 | 98 | 10 | 98 | 26 | 98 | 8 | 87 | 18 | 78
BLLA-1 | A | 6 | 99 | 13 | 99 | 13 | 99 | 15 | 99 | 39 | 99 | 9 | 83 | 16 | 83
BRBEO-1 | A | 20 | 258 | 50 | 258 | 50 | 258 | 22 | 258 | 63 | 258 | 17 | 194 | 46 | 194
BRDUW-1 | A | 6 | 58 | 17 | 58 | 17 | 58 | 7 | 58 | 17 | 58 | 6 | 36 | 17 | 36
BRGG-1 | A | 16 | 110 | 32 | 110 | 48 | 110 | 16 | 110 | 40 | 110 | 14 | 96 | 34 | 46
BURBW-1 | A | 0 | 90 | 0 | 90 | 0 | 90 | 0 | 0 | 0 | 0 | 0 | 90 | 0 | 90
CARR-1 | A | 35 | 269 | 58 | 269 | 58 | 269 | 35 | 325 | 88 | 325 | 34 | 269 | 56 | 269
CARR-2 | A | 35 | 269 | 58 | 269 | 58 | 269 | 35 | 325 | 88 | 325 | 34 | 269 | 56 | 269
CDCL-1 | A | 30 | 231 | 46 | 231 | 46 | 231 | 34 | 231 | 45 | 231 | 29 | 172 | 72 | 135
CLAC-1 | A | 3 | 28 | 8 | 28 | 13 | 28 | 3 | 36 | 9 | 36 | 3 | 28 | 8 | 28
CLDCW-1 | A | 14 | 14 | 34 | 113 | 36 | 113 | 13 | 113 | 35 | 113 | 13 | 99 | 34 | 78
CLDNW-1 | A | 13 | 108 | 33 | 108 | 35 | 108 | 13 | 108 | 35 | 108 | 12 | 95 | 33 | 74
CLDSW-1 | A | 16 | 129 | 40 | 129 | 43 | 129 | 16 | 129 | 42 | 129 | 16 | 113 | 41 | 88
CNQPS-1 | A | 22 | 170 | 55 | 170 | 55 | 170 | 28 | 170 | 70 | 170 | 26 | 120 | 60 | 105
CNQPS-2 | A | 22 | 170 | 55 | 170 | 55 | 170 | 28 | 170 | 70 | 170 | 22 | 120 | 55 | 105
CNQPS-3 | A | 22 | 170 | 55 | 170 | 55 | 170 | 28 | 170 | 70 | 170 | 22 | 120 | 55 | 105
CNQPS-4 | A | 22 | 170 | 55 | 170 | 55 | 170 | 28 | 170 | 70 | 170 | 28 | 105 | 55 | 105
CORB-1 | A | 10 | 130 | 30 | 130 | 50 | 130 | 28 | 130 | 60 | 130 | 15 | 95 | 40 | 60
COSO-1 | A | 20 | 380 | 40 | 380 | 50 | 380 | 60 | 380 | 140 | 380 | 17 | 304 | 40 | 304
COWE1 | A | 7 | 30 | 17 | 30 | 17 | 30 | 7 | 30 | 17 | 30 | 7 | 30 | 17 | 30
COWE2 | A | 7 | 30 | 17 | 30 | 17 | 30 | 7 | 30 | 17 | 30 | 7 | 30 | 17 | 30
CRUA-1 | A | 10 | 110 | 25 | 110 | 37 | 110 | 12 | 110 | 30 | 110 | 10 | 84 | 25 | 48
CRUA-2 | A | 10 | 110 | 25 | 110 | 37 | 110 | 12 | 110 | 30 | 110 | 10 | 84 | 25 | 48
CRUA-3 | A | 7 | 30 | 15 | 30 | 21 | 30 | 9 | 30 | 24 | 30 | 5 | 25 | 13 | 15
CRUA-4 | A | 7 | 30 | 15 | 30 | 21 | 30 | 9 | 30 | 24 | 30 | 5 | 25 | 13 | 15
CRYRW-2 | A | 15 | 138 | 38 | 138 | 40 | 138 | 15 | 138 | 40 | 138 | 13 | 109 | 40 | 63
DAMC-1 | A | 64 | 380 | 136 | 380 | 156 | 380 | 80 | 380 | 180 | 380 | 60 | 293 | 190 | 128
DDGNO-1 | A | 9 | 108 | 25 | 108 | 26 | 108 | 10 | 108 | 26 | 108 | 9 | 97 | 25 | 81
DDGNO-2 | A | 8 | 90 | 20 | 90 | 22 | 90 | 8 | 90 | 21 | 90 | 8 | 81 | 21 | 68
DDGNO-3 | A | 9 | 102 | 24 | 102 | 25 | 102 | 9 | 102 | 25 | 102 | 9 | 92 | 24 | 77
DDGNO-4 | A | 9 | 102 | 24 | 102 | 25 | 102 | 9 | 102 | 25 | 102 | 9 | 92 | 24 | 77
DEEPS-1 | A | 20 | 180 | 60 | 180 | 86 | 180 | 22 | 180 | 80 | 180 | 24 | 96 | 52 | 96
DIDCB5 | A | 40 | 330 | 104 | 330 | 125 | 330 | 55 | 330 | 140 | 330 | 40 | 185 | 105 | 185
DIDCB6 | A | 50 | 250 | 105 | 250 | 105 | 250 | 50 | 250 | 130 | 250 | 50 | 153 | 110 | 103
DINO-1 | A | 14 | 138 | 39 | 138 | 58 | 138 | 28 | 138 | 72 | 138 | 14 | 118 | 36 | 88
DINO-2 | A | 14 | 138 | 39 | 138 | 58 | 138 | 28 | 138 | 72 | 138 | 14 | 118 | 36 | 88
DINO-3 | A | 14 | 138 | 39 | 138 | 58 | 138 | 28 | 138 | 72 | 138 | 14 | 118 | 36 | 88
DINO-4 | A | 14 | 138 | 39 | 138 | 58 | 138 | 28 | 138 | 72 | 138 | 14 | 118 | 36 | 88
DINO-5 | A | 14 | 138 | 39 | 138 | 58 | 138 | 28 | 138 | 72 | 138 | 14 | 118 | 36 | 88
DINO-6 | A | 14 | 138 | 39 | 138 | 58 | 138 | 28 | 138 | 72 | 138 | 14 | 118 | 36 | 88
DRAXX-1 | A | 68 | 345 | 100 | 345 | 100 | 345 | 64 | 95 | 110 | 345 | 60 | 225 | 70 | 225
DRAXX-2 | A | 68 | 345 | 100 | 345 | 100 | 345 | 64 | 95 | 110 | 345 | 60 | 225 | 70 | 225
DRAXX-3 | A | 68 | 345 | 100 | 345 | 100 | 345 | 64 | 95 | 110 | 345 | 60 | 225 | 70 | 225
DRAXX-4 | A | 68 | 345 | 100 | 345 | 100 | 345 | 64 | 95 | 110 | 345 | 60 | 225 | 70 | 225
DRAXX-5 | A | 68 | 345 | 100 | 345 | 100 | 345 | 64 | 95 | 110 | 345 | 60 | 225 | 70 | 225
DRAXX-6 | A | 68 | 345 | 100 | 345 | 100 | 345 | 64 | 95 | 110 | 345 | 60 | 225 | 70 | 225
DRSLW-1 | A | 6 | 69 | 16 | 69 | 17 | 69 | 6 | 69 | 17 | 69 | 6 | 61 | 16 | 54
DUNGW-1 | A | 8 | 89 | 21 | 89 | 33 | 89 | 8 | 89 | 23 | 89 | 8 | 80 | 21 | 69
EAAO-1 | A | 18 | 182 | 48 | 182 | 52 | 182 | 19 | 182 | 50 | 182 | 18 | 164 | 48 | 134
EAAO-2 | A | 17 | 175 | 46 | 175 | 50 | 175 | 18 | 175 | 48 | 175 | 18 | 157 | 46 | 157
EECL-1 | A | 19 | 321 | 42 | 321 | 45 | 321 | 33 | 321 | 84 | 321 | 25 | 281 | 56 | 235
ERRO-1 | A | 1 | 21 | 1 | 21 | 1 | 21 | 2 | 21 | 5 | 21 | 1 | 17 | 1 | 17
ERRO-2 | A | 1 | 21 | 1 | 21 | 1 | 21 | 2 | 21 | 5 | 21 | 1 | 17 | 1 | 17
ERRO-3 | A | 1 | 21 | 1 | 21 | 1 | 21 | 2 | 21 | 5 | 21 | 1 | 17 | 1 | 17
FAARW-1 | A | 2 | 37 | 4 | 37 | 4 | 37 | 4 | 37 | 12 | 37 | 2 | 33 | 4 | 33
FAARW-2 | A | 2 | 37 | 4 | 37 | 4 | 37 | 4 | 37 | 12 | 37 | 2 | 33 | 4 | 33
FALGW-1 | A | 11 | 108 | 28 | 108 | 41 | 108 | 13 | 108 | 35 | 108 | 10 | 86 | 22 | 64
FASN-1 | A | 0 | 15 | 1 | 15 | 1 | 15 | 1 | 15 | 2 | 15 | 0 | 15 | 1 | 12
FASN2 | A | 0 | 15 | 1 | 15 | 1 | 15 | 1 | 15 | 2 | 15 | 0 | 15 | 1 | 12
FASN3 | A | 0 | 15 | 1 | 15 | 1 | 15 | 1 | 15 | 2 | 15 | 0 | 15 | 1 | 12
FAWN-1 | A | 10 | 52 | 25 | 52 | 40 | 52 | 13 | 52 | 32 | 52 | 11 | 37 | 27 | 27
FELL-1 | A | 9 | 63 | 21 | 63 | 22 | 63 | 10 | 63 | 24 | 63 | 9 | 63 | 22 | 63
FFES-1 | A | 10 | 35 | 27 | 35 | 30 | 35 | 9 | 35 | 22 | 35 | 4 | 27 | 6 | 27
FFES-2 | A | 10 | 35 | 27 | 35 | 30 | 35 | 9 | 35 | 22 | 35 | 4 | 27 | 6 | 27
FFES-3 | A | 10 | 35 | 27 | 35 | 30 | 35 | 9 | 35 | 22 | 35 | 4 | 27 | 6 | 27
FFES-4 | A | 10 | 35 | 27 | 35 | 30 | 35 | 9 | 35 | 22 | 35 | 4 | 27 | 6 | 27
FINL-1 | A | 0 | 14 | 1 | 14 | 1 | 14 | 1 | 14 | 2 | 14 | 0 | 14 | 1 | 11
FOYE-1 | A | 6 | 60 | 13 | 60 | 16 | 60 | 11 | 60 | 27 | 60 | 5 | 30 | 11 | 30
FOYE-2 | A | 6 | 60 | 13 | 60 | 16 | 60 | 11 | 60 | 27 | 60 | 5 | 30 | 11 | 30
GLNDO-1 | A | 6 | 80 | 12 | 45 | 17 | 45 | 12 | 45 | 25 | 45 | 8 | 65 | 18 | 45
GNFSW-1 | A | 11 | 100 | 30 | 100 | 30 | 100 | 12 | 100 | 31 | 100 | 12 | 70 | 30 | 70
GNFSW-2 | A | 7 | 64 | 18 | 64 | 18 | 64 | 8 | 64 | 18 | 64 | 6 | 49 | 15 | 49
GORDW-1 | A | 6 | 62 | 16 | 56 | 26 | 45 | 7 | 62 | 18 | 62 | 6 | 56 | 16 | 45
GRAI-6 | A | 24 | 320 | 58 | 320 | 58 | 320 | 35 | 320 | 88 | 320 | 28 | 270 | 60 | 230
GRAI-7 | A | 30 | 232 | 60 | 232 | 60 | 232 | 32 | 232 | 84 | 232 | 32 | 175 | 65 | 135
GRAI-8 | A | 26 | 232 | 58 | 232 | 58 | 232 | 32 | 232 | 84 | 232 | 32 | 175 | 65 | 135
GRIFW-1 | A | 8 | 94 | 22 | 94 | 23 | 94 | 8 | 94 | 22 | 94 | 8 | 85 | 22 | 72
GRIFW-2 | A | 8 | 94 | 22 | 94 | 23 | 94 | 8 | 94 | 22 | 94 | 8 | 85 | 22 | 72
GRMO-1 | A | 8 | 43 | 8 | 43 | 8 | 43 | 8 | 43 | 8 | 43 | 8 | 23 | 8 | 23
GYAR-1 | A | 17 | 176 | 42 | 176 | 66 | 176 | 24 | 176 | 60 | 176 | 17 | 176 | 42 | 176
GYMRO-15 | A | 6 | 145 | 15 | 145 | 15 | 145 | 6 | 145 | 15 | 145 | 6 | 44 | 15 | 44
GYMRO-17 | A | 6 | 145 | 15 | 145 | 15 | 145 | 6 | 145 | 15 | 145 | 6 | 44 | 15 | 44
GYMRO-26 | A | 6 | 145 | 15 | 145 | 15 | 145 | 6 | 145 | 15 | 145 | 6 | 44 | 15 | 44
GYMRO-28 | A | 6 | 145 | 15 | 145 | 15 | 145 | 6 | 145 | 15 | 145 | 6 | 44 | 15 | 44
HADHW-1 | A | 7 | 76 | 14 | 76 | 22 | 76 | 13 | 76 | 34 | 76 | 8 | 65 | 17 | 65
HMGTO-1 | A | 8 | 88 | 20 | 88 | 35 | 88 | 10 | 88 | 25 | 88 | 8 | 68 | 19 | 68
HMGTO-2 | A | 9 | 91 | 23 | 91 | 37 | 91 | 10 | 91 | 25 | 91 | 10 | 67 | 24 | 67
HOWAO-1 | A | 42 | 400 | 112 | 400 | 120 | 400 | 44 | 400 | 116 | 400 | 42 | 364 | 112 | 294
HOWAO-2 | A | 42 | 400 | 112 | 400 | 120 | 400 | 44 | 400 | 116 | 400 | 42 | 364 | 112 | 294
HOWAO-3 | A | 42 | 400 | 112 | 400 | 120 | 400 | 44 | 400 | 116 | 400 | 42 | 364 | 112 | 294
HRSTW-1 | A | 12 | 102 | 30 | 102 | 45 | 102 | 13 | 102 | 34 | 102 | 13 | 80 | 27 | 66
HUMR-1 | A | 60 | 533 | 150 | 533 | 200 | 533 | 80 | 533 | 200 | 533 | 62 | 419 | 155 | 251
INDQ-1 | A | 12 | 102 | 31 | 102 | 43 | 102 | 13 | 102 | 34 | 102 | 12 | 72 | 30 | 72
KEAD-2 | A | 41 | 566 | 102 | 566 | 108 | 566 | 57 | 566 | 124 | 566 | 41 | 458 | 99 | 458
KEAD-1 | A | 38 | 415 | 90 | 415 | 90 | 415 | 55 | 415 | 138 | 415 | 38 | 355 | 90 | 285
KILBW-1 | A | 3 | 56 | 8 | 56 | 13 | 56 | 5 | 56 | 14 | 56 | 4 | 53 | 9 | 47
KILLPG-1 | A | 19 | 180 | 29 | 145 | 29 | 145 | 34 | 145 | 36 | 180 | 20 | 107 | 41 | 107
KILLPG-2 | A | 20 | 190 | 30 | 151 | 30 | 151 | 26 | 190 | 35 | 151 | 21 | 114 | 50 | 114
KLYN-A-1 | A | 22 | 210 | 45 | 210 | 52 | 210 | 40 | 210 | 95 | 210 | 22 | 189 | 45 | 125
KPMRW-1 | A | 9 | 75 | 20 | 75 | 30 | 75 | 9 | 75 | 23 | 75 | 9 | 67 | 22 | 54
LAGA-1 | A | 55 | 500 | 123 | 500 | 140 | 500 | 52 | 500 | 130 | 500 | 53 | 475 | 130 | 475
LARYO-1 | A | 16 | 155 | 40 | 155 | 45 | 155 | 18 | 155 | 45 | 155 | 14 | 120 | 35 | 120
LARYO-2 | A | 16 | 158 | 40 | 158 | 45 | 158 | 18 | 158 | 45 | 158 | 14 | 120 | 35 | 120
LARYO-3 | A | 16 | 158 | 40 | 158 | 45 | 158 | 18 | 158 | 45 | 158 | 14 | 120 | 35 | 120
LARYO-4 | A | 16 | 158 | 40 | 158 | 45 | 158 | 18 | 158 | 45 | 158 | 14 | 120 | 35 | 120
LBAR-1G | A | 1 | 16 | 4 | 16 | 6 | 16 | 2 | 16 | 4 | 16 | 1 | 9 | 4 | 9
LBAR-1 | A | 39 | 360 | 88 | 360 | 88 | 360 | 55 | 360 | 145 | 360 | 41 | 270 | 90 | 270
LNCSO-1 | A | 12 | 130 | 30 | 130 | 32 | 130 | 12 | 130 | 32 | 130 | 10 | 100 | 26 | 100
LNCSO-2 | A | 13 | 140 | 34 | 140 | 36 | 140 | 14 | 140 | 36 | 140 | 12 | 125 | 32 | 125
MEDP-1 | A | 30 | 380 | 76 | 330 | 76 | 330 | 48 | 380 | 105 | 380 | 31 | 330 | 79 | 290
MILWW-1 | A | 6 | 32 | 8 | 54 | 13 | 54 | 5 | 54 | 14 | 54 | 3 | 43 | 8 | 43
MKHLW-1 | A | 4 | 42 | 10 | 42 | 12 | 42 | 5 | 42 | 13 | 42 | 5 | 37 | 12 | 30
MRWD-1 | A | 43 | 448 | 100 | 448 | 112 | 448 | 67 | 448 | 160 | 448 | 36 | 328 | 93 | 328
NANT-1 | A | 0 | 15 | 0 | 15 | 0 | 15 | 0 | 15 | 1 | 15 | 0 | 15 | 0 | 15
PEHE-1 | A | 42 | 420 | 72 | 420 | 72 | 420 | 83 | 420 | 117 | 420 | 35 | 350 | 84 | 260
PEHE-2 | A | 16 | 490 | 40 | 265 | 42 | 490 | 0 | 0 | 0 | 0 | 0 | 490 | 0 | 490
PEMB-11 | A | 38 | 113 | 63 | 276 | 63 | 276 | 33 | 276 | 90 | 276 | 35 | 241 | 64 | 210
PEMB-21 | A | 38 | 113 | 63 | 276 | 63 | 276 | 33 | 276 | 90 | 276 | 35 | 241 | 64 | 210
PEMB-31 | A | 38 | 113 | 63 | 276 | 63 | 276 | 33 | 276 | 90 | 276 | 35 | 241 | 64 | 210
PEMB-41 | A | 38 | 113 | 63 | 276 | 63 | 276 | 33 | 276 | 90 | 276 | 35 | 241 | 64 | 210
PEMB-51 | A | 38 | 113 | 63 | 276 | 63 | 276 | 33 | 276 | 90 | 276 | 35 | 241 | 64 | 210
PETEM1 | A | 20 | 180 | 46 | 180 | 52 | 180 | 24 | 180 | 58 | 180 | 20 | 150 | 50 | 100
PINFB-1 | A | 3 | 6 | 6 | 25 | 6 | 25 | 2 | 25 | 6 | 25 | 3 | 21 | 6 | 15
PINFB-2 | A | 3 | 6 | 6 | 25 | 6 | 25 | 2 | 25 | 6 | 25 | 3 | 21 | 6 | 15
PINFB-3 | A | 3 | 6 | 6 | 25 | 6 | 25 | 2 | 25 | 6 | 25 | 3 | 21 | 6 | 15
PINFB-4 | A | 3 | 6 | 6 | 25 | 6 | 25 | 2 | 25 | 6 | 25 | 3 | 21 | 6 | 15
RATS-1 | A | 50 | 270 | 90 | 270 | 90 | 270 | 36 | 270 | 50 | 270 | 42 | 105 | 75 | 155
RATS-2 | A | 40 | 270 | 90 | 270 | 100 | 270 | 36 | 270 | 50 | 270 | 40 | 195 | 75 | 195
RATS-3 | A | 40 | 270 | 90 | 270 | 100 | 270 | 36 | 270 | 50 | 270 | 40 | 195 | 75 | 195
RATS-4 | A | 40 | 270 | 95 | 270 | 100 | 270 | 36 | 270 | 50 | 270 | 40 | 195 | 75 | 195
RMPNO-1 | A | 18 | 180 | 45 | 180 | 72 | 180 | 20 | 180 | 50 | 180 | 18 | 130 | 47 | 130
RMPNO-2 | A | 18 | 180 | 45 | 180 | 72 | 180 | 20 | 180 | 50 | 180 | 18 | 130 | 47 | 130
ROCK-1 | A | 36 | 400 | 50 | 400 | 54 | 400 | 60 | 400 | 160 | 400 | 33 | 220 | 53 | 220
RYHPS-1 | A | 30 | 305 | 48 | 305 | 66 | 305 | 42 | 305 | 51 | 305 | 30 | 130 | 42 | 68
SCCL-1 | A | 35 | 180 | 70 | 180 | 70 | 180 | 40 | 180 | 95 | 180 | 40 | 100 | 100 | 50
SCCL-2 | A | 35 | 180 | 70 | 180 | 70 | 180 | 40 | 180 | 95 | 180 | 40 | 100 | 100 | 50
SCCL-3 | A | 35 | 180 | 70 | 180 | 70 | 180 | 40 | 180 | 95 | 180 | 40 | 100 | 100 | 50
SEAB-1 | A | 44 | 254 | 125 | 254 | 150 | 254 | 55 | 254 | 150 | 254 | 75 | 164 | 176 | 38
SEAB-2 | A | 31 | 138 | 76 | 138 | 86 | 138 | 32 | 138 | 82 | 138 | 37 | 73 | 90 | 43
SEEL-1 | A | 23 | 170 | 38 | 170 | 38 | 170 | 24 | 170 | 70 | 170 | 19 | 135 | 38 | 100
SHBA-1 | A | 33 | 420 | 79 | 420 | 91 | 420 | 59 | 420 | 150 | 420 | 37 | 336 | 95 | 252
SHBA-2 | A | 32 | 319 | 70 | 319 | 76 | 319 | 35 | 319 | 93 | 319 | 32 | 270 | 70 | 217
SHOS-1 | A | 20 | 260 | 41 | 260 | 48 | 260 | 31 | 260 | 82 | 260 | 24 | 185 | 53 | 185
SHRSW-1 | A | 16 | 157 | 44 | 157 | 46 | 157 | 17 | 157 | 46 | 157 | 16 | 141 | 43 | 113
SHRSW-2 | A | 16 | 157 | 44 | 157 | 46 | 157 | 17 | 157 | 46 | 157 | 16 | 141 | 43 | 113
SIZB-1 | A | 38 | 283 | 45 | 283 | 45 | 283 | 45 | 283 | 45 | 283 | 40 | 283 | 46 | 283
SIZB-2 | A | 38 | 283 | 45 | 283 | 45 | 283 | 45 | 283 | 45 | 283 | 40 | 283 | 46 | 283
SLOY-1 | A | 0 | 38 | 1 | 38 | 1 | 38 | 1 | 38 | 2 | 38 | 0 | 38 | 1 | 30
SLOY-2 | A | 0 | 38 | 1 | 38 | 1 | 38 | 1 | 38 | 2 | 38 | 0 | 38 | 1 | 30
SLOY-3 | A | 0 | 38 | 1 | 38 | 1 | 38 | 1 | 38 | 2 | 38 | 0 | 38 | 1 | 30
SLOY-4 | A | 0 | 28 | 1 | 28 | 1 | 28 | 1 | 28 | 2 | 28 | 0 | 28 | 1 | 22
SPLN-1 | A | 40 | 380 | 100 | 380 | 110 | 380 | 50 | 380 | 120 | 380 | 30 | 380 | 90 | 300
STAY-1 | A | 35 | 265 | 62 | 265 | 62 | 265 | 35 | 265 | 89 | 265 | 34 | 192 | 63 | 192
STAY-2 | A | 35 | 265 | 62 | 265 | 62 | 265 | 35 | 265 | 89 | 265 | 34 | 192 | 63 | 192
STAY-3 | A | 35 | 265 | 62 | 265 | 62 | 265 | 35 | 265 | 89 | 265 | 34 | 192 | 63 | 192
STAY-4 | A | 35 | 265 | 62 | 265 | 62 | 265 | 35 | 265 | 89 | 265 | 34 | 192 | 63 | 192
STRNW-1 | A | 6 | 52 | 16 | 52 | 26 | 52 | 7 | 60 | 17 | 60 | 6 | 52 | 17 | 42
SUTB-1 | A | 36 | 380 | 104 | 380 | 148 | 380 | 52 | 380 | 132 | 380 | 47 | 250 | 107 | 250
SVRP-10 | A | 20 | 225 | 50 | 225 | 70 | 225 | 32 | 225 | 80 | 225 | 20 | 172 | 50 | 172
SVRP-20 | A | 20 | 225 | 50 | 225 | 70 | 225 | 32 | 225 | 80 | 225 | 20 | 172 | 50 | 172
USKM-13 | A | 6 | 49 | 15 | 49 | 17 | 49 | 8 | 49 | 19 | 49 | 7 | 36 | 8 | 36
USKM-14 | A | 6 | 49 | 15 | 49 | 17 | 49 | 8 | 49 | 19 | 49 | 7 | 36 | 8 | 36
USKM-15 | A | 6 | 49 | 15 | 49 | 17 | 49 | 8 | 49 | 19 | 49 | 7 | 36 | 8 | 36
WBUPS-1 | A | 30 | 113 | 48 | 153 | 48 | 153 | 32 | 113 | 50 | 113 | 40 | 153 | 65 | 113
WBUPS-2 | A | 30 | 133 | 48 | 173 | 48 | 173 | 32 | 133 | 50 | 133 | 40 | 173 | 65 | 133
WBUPS-3 | A | 30 | 133 | 48 | 173 | 48 | 173 | 32 | 133 | 50 | 133 | 40 | 173 | 65 | 133
WBUPS-4 | A | 30 | 113 | 48 | 153 | 48 | 153 | 32 | 113 | 50 | 113 | 40 | 153 | 65 | 113
WBURB-1 | A | 22 | 240 | 48 | 240 | 62 | 240 | 27 | 240 | 69 | 240 | 20 | 200 | 50 | 120
WBURB-2 | A | 25 | 255 | 52 | 255 | 62 | 255 | 26 | 255 | 67 | 255 | 22 | 215 | 52 | 135
WBURB-3 | A | 23 | 255 | 56 | 255 | 67 | 255 | 25 | 255 | 67 | 255 | 22 | 211 | 58 | 167
WDNSO-1 | A | 21 | 191 | 54 | 191 | 57 | 191 | 21 | 191 | 57 | 191 | 21 | 170 | 55 | 136
WDNSO-2 | A | 21 | 191 | 54 | 191 | 57 | 191 | 21 | 191 | 57 | 191 | 21 | 170 | 55 | 136
WHILW-1 | A | 31 | 322 | 84 | 322 | 90 | 322 | 33 | 322 | 90 | 322 | 32 | 255 | 86 | 210
WHILW-2 | A | 19 | 163 | 33 | 163 | 35 | 163 | 20 | 163 | 52 | 163 | 21 | 142 | 43 | 119
WLNYO-2 | A | 19 | 182 | 51 | 182 | 54 | 182 | 20 | 182 | 53 | 182 | 20 | 158 | 51 | 130
WLNYW-1 | A | 19 | 182 | 51 | 182 | 54 | 182 | 20 | 182 | 53 | 182 | 20 | 158 | 51 | 130
WTMSO-1 | A | 22 | 200 | 58 | 200 | 62 | 200 | 23 | 200 | 61 | 200 | 23 | 140 | 60 | 140

## Nov 2023
MW Response Capability by BMU
|  | Primary Response (Max MWhrs) | [5 empty] | Secondary Response (Max Mwhrs) |  |  |  | High Frequency Response (Max MWhrs)
UNIT | Mode | 0.2Hz | Genset Deload (MW) | 0.5Hz | Genset Deload (MW) | 0.8Hz | Genset Deload (MW) | 0.2/0.2Hz | Genset Deload (MW) | 0.5/0.5Hz | Genset Deload (MW) | 0.2Hz | Genset Deload (MW) | 0.5Hz | Genset Deload (MW)
ABTH7 | A | 40 | 250 | 72 | 250 | 72 | 250 | 48 | 250 | 120 | 250 | 38 | 185 | 55 | 185
ABTH8 | A | 40 | 250 | 72 | 250 | 72 | 250 | 48 | 250 | 120 | 250 | 38 | 185 | 55 | 185
ABTH9 | A | 30 | 240 | 80 | 240 | 80 | 240 | 40 | 240 | 120 | 240 | 38 | 125 | 52 | 125
ARCHW-1 | A | 10 | 92 | 25 | 92 | 25 | 92 | 12 | 92 | 30 | 92 | 11 | 73 | 24 | 56
BAGE-1 | A | 30 | 255 | 70 | 255 | 90 | 255 | 35 | 255 | 90 | 255 | 28 | 220 | 70 | 185
BAGE-2 | A | 3 | 17 | 8 | 17 | 12 | 17 | 4 | 17 | 9 | 17 | 2 | 17 | 5 | 17
BARKB2 | A | 33 | 210 | 82 | 210 | 108 | 210 | 39 | 210 | 97 | 210 | 31 | 120 | 84 | 120
BARK-1 | A | 22 | 140 | 55 | 140 | 72 | 140 | 26 | 140 | 65 | 140 | 21 | 80 | 54 | 80
BHLAW-1 | A | 7 | 98 | 16 | 98 | 19 | 98 | 10 | 98 | 26 | 98 | 8 | 87 | 18 | 78
BLLA-1 | A | 6 | 99 | 13 | 99 | 13 | 99 | 15 | 99 | 39 | 99 | 9 | 83 | 16 | 83
BRBEO-1 | A | 20 | 258 | 50 | 258 | 50 | 258 | 22 | 258 | 63 | 258 | 17 | 194 | 46 | 194
BRDUW-1 | A | 6 | 58 | 17 | 58 | 17 | 58 | 7 | 58 | 17 | 58 | 6 | 36 | 17 | 36
BRGG-1 | A | 16 | 110 | 32 | 110 | 48 | 110 | 16 | 110 | 40 | 110 | 14 | 96 | 34 | 46
BRYP-1 | A | 15 | 82 | 25 | 82 | 31 | 82 | 22 | 82 | 37 | 82 | 10 | 82 | 27 | 47
BURBW-1 | A | 0 | 90 | 0 | 90 | 0 | 90 | 0 | 0 | 0 | 0 | 0 | 90 | 0 | 90
CARR-1 | A | 35 | 269 | 58 | 269 | 58 | 269 | 35 | 325 | 88 | 325 | 34 | 269 | 56 | 269
CARR-2 | A | 35 | 269 | 58 | 269 | 58 | 269 | 35 | 325 | 88 | 325 | 34 | 269 | 56 | 269
CDCL-1 | A | 30 | 231 | 46 | 231 | 46 | 231 | 34 | 231 | 45 | 231 | 29 | 172 | 72 | 135
CLAC-1 | A | 3 | 28 | 8 | 28 | 13 | 28 | 3 | 36 | 9 | 36 | 3 | 28 | 8 | 28
CLDCW-1 | A | 14 | 14 | 34 | 113 | 36 | 113 | 13 | 113 | 35 | 113 | 13 | 99 | 34 | 78
CLDNW-1 | A | 13 | 108 | 33 | 108 | 35 | 108 | 13 | 108 | 35 | 108 | 12 | 95 | 33 | 74
CLDSW-1 | A | 16 | 129 | 40 | 129 | 43 | 129 | 16 | 129 | 42 | 129 | 16 | 113 | 41 | 88
CNQPS-1 | A | 22 | 170 | 55 | 170 | 55 | 170 | 28 | 170 | 70 | 170 | 26 | 120 | 60 | 105
CNQPS-2 | A | 22 | 170 | 55 | 170 | 55 | 170 | 28 | 170 | 70 | 170 | 22 | 120 | 55 | 105
CNQPS-3 | A | 22 | 170 | 55 | 170 | 55 | 170 | 28 | 170 | 70 | 170 | 22 | 120 | 55 | 105
CNQPS-4 | A | 22 | 170 | 55 | 170 | 55 | 170 | 28 | 170 | 70 | 170 | 28 | 105 | 55 | 105
CORB-1 | A | 10 | 130 | 30 | 130 | 50 | 130 | 28 | 130 | 60 | 130 | 15 | 95 | 40 | 60
COSO-1 | A | 20 | 380 | 40 | 380 | 50 | 380 | 60 | 380 | 140 | 380 | 17 | 304 | 40 | 304
COTPS-1 | A | 29 | 277 | 50 | 277 | 62 | 277 | 35 | 60 | 63 | 277 | 30 | 122 | 60 | 122
COTPS-2 | A | 29 | 287 | 50 | 287 | 62 | 287 | 35 | 60 | 63 | 287 | 30 | 122 | 60 | 122
COTPS-3 | A | 29 | 287 | 50 | 287 | 62 | 287 | 35 | 60 | 63 | 287 | 30 | 122 | 60 | 122
COTPS-4 | A | 29 | 277 | 50 | 277 | 62 | 277 | 35 | 60 | 63 | 277 | 30 | 122 | 60 | 122
COWE1 | A | 7 | 30 | 17 | 30 | 17 | 30 | 7 | 30 | 17 | 30 | 7 | 30 | 17 | 30
COWE2 | A | 7 | 30 | 17 | 30 | 17 | 30 | 7 | 30 | 17 | 30 | 7 | 30 | 17 | 30
CRUA-1 | A | 10 | 110 | 25 | 110 | 37 | 110 | 12 | 110 | 30 | 110 | 10 | 84 | 25 | 48
CRUA-2 | A | 10 | 110 | 25 | 110 | 37 | 110 | 12 | 110 | 30 | 110 | 10 | 84 | 25 | 48
CRUA-3 | A | 7 | 30 | 15 | 30 | 21 | 30 | 9 | 30 | 24 | 30 | 5 | 25 | 13 | 15
CRUA-4 | A | 7 | 30 | 15 | 30 | 21 | 30 | 9 | 30 | 24 | 30 | 5 | 25 | 13 | 15
CRYRW-2 | A | 15 | 138 | 38 | 138 | 40 | 138 | 15 | 138 | 40 | 138 | 13 | 109 | 40 | 63
DAMC-1 | A | 64 | 380 | 136 | 380 | 156 | 380 | 80 | 380 | 180 | 380 | 60 | 293 | 190 | 128
DDGNO-1 | A | 9 | 108 | 25 | 108 | 26 | 108 | 10 | 108 | 26 | 108 | 9 | 97 | 25 | 81
DDGNO-2 | A | 8 | 90 | 20 | 90 | 22 | 90 | 8 | 90 | 21 | 90 | 8 | 81 | 21 | 68
DDGNO-3 | A | 9 | 102 | 24 | 102 | 25 | 102 | 9 | 102 | 25 | 102 | 9 | 92 | 24 | 77
DDGNO-4 | A | 9 | 102 | 24 | 102 | 25 | 102 | 9 | 102 | 25 | 102 | 9 | 92 | 24 | 77
DEEPS-1 | A | 20 | 180 | 60 | 180 | 86 | 180 | 22 | 180 | 80 | 180 | 24 | 96 | 52 | 96
DIDCB5 | A | 40 | 330 | 104 | 330 | 125 | 330 | 55 | 330 | 140 | 330 | 40 | 185 | 105 | 185
DIDCB6 | A | 50 | 250 | 105 | 250 | 105 | 250 | 50 | 250 | 130 | 250 | 50 | 153 | 110 | 103
DINO-1 | A | 14 | 138 | 39 | 138 | 58 | 138 | 28 | 138 | 72 | 138 | 14 | 118 | 36 | 88
DINO-2 | A | 14 | 138 | 39 | 138 | 58 | 138 | 28 | 138 | 72 | 138 | 14 | 118 | 36 | 88
DINO-3 | A | 14 | 138 | 39 | 138 | 58 | 138 | 28 | 138 | 72 | 138 | 14 | 118 | 36 | 88
DINO-4 | A | 14 | 138 | 39 | 138 | 58 | 138 | 28 | 138 | 72 | 138 | 14 | 118 | 36 | 88
DINO-5 | A | 14 | 138 | 39 | 138 | 58 | 138 | 28 | 138 | 72 | 138 | 14 | 118 | 36 | 88
DINO-6 | A | 14 | 138 | 39 | 138 | 58 | 138 | 28 | 138 | 72 | 138 | 14 | 118 | 36 | 88
DRAXX-1 | A | 68 | 345 | 100 | 345 | 100 | 345 | 64 | 95 | 110 | 345 | 60 | 225 | 70 | 225
DRAXX-2 | A | 68 | 345 | 100 | 345 | 100 | 345 | 64 | 95 | 110 | 345 | 60 | 225 | 70 | 225
DRAXX-3 | A | 68 | 345 | 100 | 345 | 100 | 345 | 64 | 95 | 110 | 345 | 60 | 225 | 70 | 225
DRAXX-4 | A | 68 | 345 | 100 | 345 | 100 | 345 | 64 | 95 | 110 | 345 | 60 | 225 | 70 | 225
DRAXX-5 | A | 68 | 345 | 100 | 345 | 100 | 345 | 64 | 95 | 110 | 345 | 60 | 225 | 70 | 225
DRAXX-6 | A | 68 | 345 | 100 | 345 | 100 | 345 | 64 | 95 | 110 | 345 | 60 | 225 | 70 | 225
DRSLW-1 | A | 6 | 69 | 16 | 69 | 17 | 69 | 6 | 69 | 17 | 69 | 6 | 61 | 16 | 54
DUNGW-1 | A | 8 | 89 | 21 | 89 | 33 | 89 | 8 | 89 | 23 | 89 | 8 | 80 | 21 | 69
EAAO-1 | A | 18 | 182 | 48 | 182 | 52 | 182 | 19 | 182 | 50 | 182 | 18 | 164 | 48 | 134
EAAO-2 | A | 17 | 175 | 46 | 175 | 50 | 175 | 18 | 175 | 48 | 175 | 18 | 157 | 46 | 157
EECL-1 | A | 20 | 178 | 25 | 178 | 25 | 178 | 32 | 178 | 81 | 178 | 20 | 143 | 25 | 143
EGGPS-1 | A | 45 | 205 | 83 | 205 | 83 | 205 | 49 | 205 | 110 | 205 | 33 | 95 | 60 | 95
EGGPS-2 | A | 45 | 205 | 83 | 205 | 83 | 205 | 49 | 205 | 110 | 205 | 33 | 95 | 60 | 95
EGGPS-3 | A | 45 | 205 | 83 | 205 | 83 | 205 | 49 | 205 | 110 | 205 | 33 | 95 | 60 | 95
EGGPS-4 | A | 45 | 205 | 83 | 205 | 83 | 205 | 49 | 205 | 110 | 205 | 33 | 95 | 60 | 95
ERRO-1 | A | 1 | 21 | 1 | 21 | 1 | 21 | 2 | 21 | 5 | 21 | 1 | 17 | 1 | 17
ERRO-2 | A | 1 | 21 | 1 | 21 | 1 | 21 | 2 | 21 | 5 | 21 | 1 | 17 | 1 | 17
ERRO-3 | A | 1 | 21 | 1 | 21 | 1 | 21 | 2 | 21 | 5 | 21 | 1 | 17 | 1 | 17
FAARW-1 | A | 2 | 37 | 4 | 37 | 4 | 37 | 4 | 37 | 12 | 37 | 2 | 33 | 4 | 33
FAARW-2 | A | 2 | 37 | 4 | 37 | 4 | 37 | 4 | 37 | 12 | 37 | 2 | 33 | 4 | 33
FALGW-1 | A | 11 | 108 | 28 | 108 | 41 | 108 | 13 | 108 | 35 | 108 | 10 | 86 | 22 | 64
FASN-1 | A | 0 | 15 | 1 | 15 | 1 | 15 | 1 | 15 | 2 | 15 | 0 | 15 | 1 | 12
FASN2 | A | 0 | 15 | 1 | 15 | 1 | 15 | 1 | 15 | 2 | 15 | 0 | 15 | 1 | 12
FASN3 | A | 0 | 15 | 1 | 15 | 1 | 15 | 1 | 15 | 2 | 15 | 0 | 15 | 1 | 12
FAWN-1 | A | 10 | 52 | 25 | 52 | 40 | 52 | 13 | 52 | 32 | 52 | 11 | 37 | 27 | 27
FELL-1 | A | 9 | 63 | 21 | 63 | 22 | 63 | 10 | 63 | 24 | 63 | 9 | 63 | 22 | 63
FFES-1 | A | 10 | 35 | 27 | 35 | 30 | 35 | 9 | 35 | 22 | 35 | 4 | 27 | 6 | 27
FFES-2 | A | 10 | 35 | 27 | 35 | 30 | 35 | 9 | 35 | 22 | 35 | 4 | 27 | 6 | 27
FFES-3 | A | 10 | 35 | 27 | 35 | 30 | 35 | 9 | 35 | 22 | 35 | 4 | 27 | 6 | 27
FFES-4 | A | 10 | 35 | 27 | 35 | 30 | 35 | 9 | 35 | 22 | 35 | 4 | 27 | 6 | 27
FIDL-1 | A | 13 | 205 | 20 | 205 | 23 | 205 | 35 | 100 | 40 | 147 | 30 | 147 | 50 | 147
FIDL-2 | A | 13 | 205 | 20 | 205 | 23 | 205 | 35 | 100 | 40 | 147 | 30 | 147 | 50 | 147
FIDL-3 | A | 13 | 205 | 20 | 205 | 23 | 205 | 35 | 100 | 40 | 147 | 30 | 147 | 50 | 147
FIDL-4 | A | 13 | 205 | 20 | 205 | 23 | 205 | 35 | 100 | 40 | 147 | 30 | 147 | 50 | 147
FINL-1 | A | 0 | 14 | 1 | 14 | 1 | 14 | 1 | 14 | 2 | 14 | 0 | 14 | 1 | 11
FOYE-1 | A | 6 | 60 | 13 | 60 | 16 | 60 | 11 | 60 | 27 | 60 | 5 | 30 | 11 | 30
FOYE-2 | A | 6 | 60 | 13 | 60 | 16 | 60 | 11 | 60 | 27 | 60 | 5 | 30 | 11 | 30
GLNDO-1 | A | 6 | 80 | 12 | 45 | 17 | 45 | 12 | 45 | 25 | 45 | 8 | 65 | 18 | 45
GNFSW-1 | A | 11 | 100 | 30 | 100 | 30 | 100 | 12 | 100 | 31 | 100 | 12 | 70 | 30 | 70
GNFSW-2 | A | 7 | 64 | 18 | 64 | 18 | 64 | 8 | 64 | 18 | 64 | 6 | 49 | 15 | 49
GORDW-1 | A | 6 | 62 | 16 | 56 | 26 | 45 | 7 | 62 | 18 | 62 | 6 | 56 | 16 | 45
GRAI-6 | A | 24 | 320 | 58 | 320 | 58 | 320 | 35 | 320 | 88 | 320 | 28 | 270 | 60 | 230
GRAI-7 | A | 30 | 232 | 60 | 232 | 60 | 232 | 32 | 232 | 84 | 232 | 32 | 175 | 65 | 135
GRAI-8 | A | 26 | 232 | 58 | 232 | 58 | 232 | 32 | 232 | 84 | 232 | 32 | 175 | 65 | 135
GRIFW-1 | A | 8 | 94 | 22 | 94 | 23 | 94 | 8 | 94 | 22 | 94 | 8 | 85 | 22 | 72
GRIFW-2 | A | 8 | 94 | 22 | 94 | 23 | 94 | 8 | 94 | 22 | 94 | 8 | 85 | 22 | 72
GRMO-1 | A | 8 | 43 | 8 | 43 | 8 | 43 | 8 | 43 | 8 | 43 | 8 | 23 | 8 | 23
GYAR-1 | A | 17 | 176 | 42 | 176 | 66 | 176 | 24 | 176 | 60 | 176 | 17 | 176 | 42 | 176
GYMRO-15 | A | 6 | 145 | 15 | 145 | 15 | 145 | 6 | 145 | 15 | 145 | 6 | 44 | 15 | 44
GYMRO-17 | A | 6 | 145 | 15 | 145 | 15 | 145 | 6 | 145 | 15 | 145 | 6 | 44 | 15 | 44
GYMRO-26 | A | 6 | 145 | 15 | 145 | 15 | 145 | 6 | 145 | 15 | 145 | 6 | 44 | 15 | 44
GYMRO-28 | A | 6 | 145 | 15 | 145 | 15 | 145 | 6 | 145 | 15 | 145 | 6 | 44 | 15 | 44
HADHW-1 | A | 7 | 76 | 14 | 76 | 22 | 76 | 13 | 76 | 34 | 76 | 8 | 65 | 17 | 65
HMGTO-1 | A | 8 | 88 | 20 | 88 | 35 | 88 | 10 | 88 | 25 | 88 | 8 | 68 | 19 | 68
HMGTO-2 | A | 9 | 91 | 23 | 91 | 37 | 91 | 10 | 91 | 25 | 91 | 10 | 67 | 24 | 67
HOWAO-1 | A | 42 | 400 | 112 | 400 | 120 | 400 | 44 | 400 | 116 | 400 | 42 | 364 | 112 | 294
HOWAO-2 | A | 42 | 400 | 112 | 400 | 120 | 400 | 44 | 400 | 116 | 400 | 42 | 364 | 112 | 294
HOWAO-3 | A | 42 | 400 | 112 | 400 | 120 | 400 | 44 | 400 | 116 | 400 | 42 | 364 | 112 | 294
HRSTW-1 | A | 12 | 102 | 30 | 102 | 45 | 102 | 13 | 102 | 34 | 102 | 13 | 80 | 27 | 66
HUMR-1 | A | 60 | 533 | 150 | 533 | 200 | 533 | 80 | 533 | 200 | 533 | 62 | 419 | 155 | 251
INDQ-1 | A | 12 | 102 | 31 | 102 | 43 | 102 | 13 | 102 | 34 | 102 | 12 | 72 | 30 | 72
KEAD-2 | A | 41 | 566 | 102 | 566 | 108 | 566 | 57 | 566 | 124 | 566 | 41 | 458 | 99 | 458
KEAD-1 | A | 38 | 415 | 90 | 415 | 90 | 415 | 55 | 415 | 138 | 415 | 38 | 355 | 90 | 285
KILBW-1 | A | 3 | 56 | 8 | 56 | 13 | 56 | 5 | 56 | 14 | 56 | 4 | 53 | 9 | 47
KILLPG-1 | A | 8 | 225 | 10 | 225 | 10 | 225 | 10 | 225 | 12 | 225 | 4 | 150 | 15 | 150
KILLPG-2 | A | 18 | 225 | 25 | 225 | 25 | 225 | 37 | 225 | 37 | 225 | 22 | 195 | 30 | 195
KILNS-1 | A | 30 | 290 | 72 | 290 | 84 | 290 | 42 | 290 | 114 | 290 | 18 | 104 | 45 | 104
KLYN-A-1 | A | 22 | 210 | 45 | 210 | 52 | 210 | 40 | 210 | 95 | 210 | 22 | 189 | 45 | 125
KPMRW-1 | A | 9 | 75 | 20 | 75 | 30 | 75 | 9 | 75 | 23 | 75 | 9 | 67 | 22 | 54
LAGA-1 | A | 55 | 500 | 123 | 500 | 140 | 500 | 52 | 500 | 130 | 500 | 53 | 475 | 130 | 475
LARYO-1 | A | 16 | 155 | 40 | 155 | 45 | 155 | 18 | 155 | 45 | 155 | 14 | 120 | 35 | 120
LARYO-2 | A | 16 | 158 | 40 | 158 | 45 | 158 | 18 | 158 | 45 | 158 | 14 | 120 | 35 | 120
LARYO-3 | A | 16 | 158 | 40 | 158 | 45 | 158 | 18 | 158 | 45 | 158 | 14 | 120 | 35 | 120
LARYO-4 | A | 16 | 158 | 40 | 158 | 45 | 158 | 18 | 158 | 45 | 158 | 14 | 120 | 35 | 120
LBAR-1G | A | 1 | 16 | 4 | 16 | 6 | 16 | 2 | 16 | 4 | 16 | 1 | 9 | 4 | 9
LBAR-1 | A | 39 | 360 | 88 | 360 | 88 | 360 | 55 | 360 | 145 | 360 | 41 | 270 | 90 | 270
LNCSO-1 | A | 12 | 130 | 30 | 130 | 32 | 130 | 12 | 130 | 32 | 130 | 10 | 100 | 26 | 100
LNCSO-2 | A | 13 | 140 | 34 | 140 | 36 | 140 | 14 | 140 | 36 | 140 | 12 | 125 | 32 | 125
LOAN-1 | A | 25 | 326 | 51 | 326 | 55 | 326 | 19 | 326 | 50 | 326 | 12 | 276 | 28 | 276
LOAN-2 | A | 25 | 326 | 51 | 326 | 55 | 326 | 19 | 326 | 50 | 326 | 12 | 276 | 28 | 276
LOAN-3 | A | 25 | 326 | 51 | 326 | 55 | 326 | 19 | 326 | 50 | 326 | 12 | 276 | 28 | 276
MEDP-1 | A | 30 | 380 | 76 | 330 | 76 | 330 | 48 | 380 | 105 | 380 | 31 | 330 | 79 | 290
MILWW-1 | A | 6 | 32 | 8 | 54 | 13 | 54 | 5 | 54 | 14 | 54 | 3 | 43 | 8 | 43
MKHLW-1 | A | 4 | 42 | 10 | 42 | 12 | 42 | 5 | 42 | 13 | 42 | 5 | 37 | 12 | 30
MRWD-1 | A | 43 | 448 | 100 | 448 | 112 | 448 | 67 | 448 | 160 | 448 | 36 | 328 | 93 | 328
NANT-1 | A | 0 | 15 | 0 | 15 | 0 | 15 | 0 | 15 | 1 | 15 | 0 | 15 | 0 | 15
PEHE-1 | A | 42 | 420 | 72 | 420 | 72 | 420 | 83 | 420 | 117 | 420 | 35 | 350 | 84 | 260
PEHE-2 | A | 16 | 490 | 40 | 265 | 42 | 490 | 0 | 0 | 0 | 0 | 0 | 490 | 0 | 490
PEMB-11 | A | 38 | 113 | 63 | 276 | 63 | 276 | 33 | 276 | 90 | 276 | 35 | 241 | 64 | 210
PEMB-21 | A | 38 | 113 | 63 | 276 | 63 | 276 | 33 | 276 | 90 | 276 | 35 | 241 | 64 | 210
PEMB-31 | A | 38 | 113 | 63 | 276 | 63 | 276 | 33 | 276 | 90 | 276 | 35 | 241 | 64 | 210
PEMB-41 | A | 38 | 113 | 63 | 276 | 63 | 276 | 33 | 276 | 90 | 276 | 35 | 241 | 64 | 210
PEMB-51 | A | 38 | 113 | 63 | 276 | 63 | 276 | 33 | 276 | 90 | 276 | 35 | 241 | 64 | 210
PETEM1 | A | 20 | 180 | 46 | 180 | 52 | 180 | 24 | 180 | 58 | 180 | 20 | 150 | 50 | 100
PINFB-1 | A | 3 | 6 | 6 | 25 | 6 | 25 | 2 | 25 | 6 | 25 | 3 | 21 | 6 | 15
PINFB-2 | A | 3 | 6 | 6 | 25 | 6 | 25 | 2 | 25 | 6 | 25 | 3 | 21 | 6 | 15
PINFB-3 | A | 3 | 6 | 6 | 25 | 6 | 25 | 2 | 25 | 6 | 25 | 3 | 21 | 6 | 15
PINFB-4 | A | 3 | 6 | 6 | 25 | 6 | 25 | 2 | 25 | 6 | 25 | 3 | 21 | 6 | 15
RATS-1 | A | 50 | 270 | 90 | 270 | 90 | 270 | 36 | 270 | 50 | 270 | 42 | 105 | 75 | 155
RATS-2 | A | 40 | 270 | 90 | 270 | 100 | 270 | 36 | 270 | 50 | 270 | 40 | 195 | 75 | 195
RATS-3 | A | 40 | 270 | 90 | 270 | 100 | 270 | 36 | 270 | 50 | 270 | 40 | 195 | 75 | 195
RATS-4 | A | 40 | 270 | 95 | 270 | 100 | 270 | 36 | 270 | 50 | 270 | 40 | 195 | 75 | 195
RMPNO-1 | A | 18 | 180 | 45 | 180 | 72 | 180 | 20 | 180 | 50 | 180 | 18 | 130 | 47 | 130
RMPNO-2 | A | 18 | 180 | 45 | 180 | 72 | 180 | 20 | 180 | 50 | 180 | 18 | 130 | 47 | 130
ROCK-1 | A | 36 | 400 | 50 | 400 | 54 | 400 | 60 | 400 | 160 | 400 | 33 | 220 | 53 | 220
RYHPS-1 | A | 30 | 305 | 48 | 305 | 66 | 305 | 42 | 305 | 51 | 305 | 30 | 130 | 42 | 68
SCCL-1 | A | 35 | 180 | 70 | 180 | 70 | 180 | 40 | 180 | 95 | 180 | 40 | 100 | 100 | 50
SCCL-2 | A | 35 | 180 | 70 | 180 | 70 | 180 | 40 | 180 | 95 | 180 | 40 | 100 | 100 | 50
SCCL-3 | A | 35 | 180 | 70 | 180 | 70 | 180 | 40 | 180 | 95 | 180 | 40 | 100 | 100 | 50
SEAB-1 | A | 44 | 254 | 125 | 254 | 150 | 254 | 55 | 254 | 150 | 254 | 75 | 164 | 176 | 38
SEAB-2 | A | 31 | 138 | 76 | 138 | 86 | 138 | 32 | 138 | 82 | 138 | 37 | 73 | 90 | 43
SEEL-1 | A | 23 | 170 | 38 | 170 | 38 | 170 | 24 | 170 | 70 | 170 | 19 | 135 | 38 | 100
SHBA-1 | A | 33 | 420 | 79 | 420 | 91 | 420 | 59 | 420 | 150 | 420 | 37 | 336 | 95 | 252
SHBA-2 | A | 32 | 319 | 70 | 319 | 76 | 319 | 35 | 319 | 93 | 319 | 32 | 270 | 70 | 217
SHOS-1 | A | 20 | 260 | 41 | 260 | 48 | 260 | 31 | 260 | 82 | 260 | 24 | 185 | 53 | 185
SHRSW-1 | A | 16 | 157 | 44 | 157 | 46 | 157 | 17 | 157 | 46 | 157 | 16 | 141 | 43 | 113
SHRSW-2 | A | 16 | 157 | 44 | 157 | 46 | 157 | 17 | 157 | 46 | 157 | 16 | 141 | 43 | 113
SIZB-1 | A | 38 | 283 | 45 | 283 | 45 | 283 | 45 | 283 | 45 | 283 | 40 | 283 | 46 | 283
SIZB-2 | A | 38 | 283 | 45 | 283 | 45 | 283 | 45 | 283 | 45 | 283 | 40 | 283 | 46 | 283
SLOY-1 | A | 0 | 38 | 1 | 38 | 1 | 38 | 1 | 38 | 2 | 38 | 0 | 38 | 1 | 30
SLOY-2 | A | 0 | 38 | 1 | 38 | 1 | 38 | 1 | 38 | 2 | 38 | 0 | 38 | 1 | 30
SLOY-3 | A | 0 | 38 | 1 | 38 | 1 | 38 | 1 | 38 | 2 | 38 | 0 | 38 | 1 | 30
SLOY-4 | A | 0 | 28 | 1 | 28 | 1 | 28 | 1 | 28 | 2 | 28 | 0 | 28 | 1 | 22
SPLN-1 | A | 40 | 380 | 100 | 380 | 110 | 380 | 50 | 380 | 120 | 380 | 30 | 380 | 90 | 300
STAY-1 | A | 35 | 265 | 62 | 265 | 62 | 265 | 35 | 265 | 89 | 265 | 34 | 192 | 63 | 192
STAY-2 | A | 35 | 265 | 62 | 265 | 62 | 265 | 35 | 265 | 89 | 265 | 34 | 192 | 63 | 192
STAY-3 | A | 35 | 265 | 62 | 265 | 62 | 265 | 35 | 265 | 89 | 265 | 34 | 192 | 63 | 192
STAY-4 | A | 35 | 265 | 62 | 265 | 62 | 265 | 35 | 265 | 89 | 265 | 34 | 192 | 63 | 192
STRNW-1 | A | 6 | 52 | 16 | 52 | 26 | 52 | 7 | 60 | 17 | 60 | 6 | 52 | 17 | 42
SUTB-1 | A | 36 | 380 | 104 | 380 | 148 | 380 | 52 | 380 | 132 | 380 | 47 | 250 | 107 | 250
SVRP-10 | A | 20 | 225 | 50 | 225 | 70 | 225 | 32 | 225 | 80 | 225 | 20 | 172 | 50 | 172
SVRP-20 | A | 20 | 225 | 50 | 225 | 70 | 225 | 32 | 225 | 80 | 225 | 20 | 172 | 50 | 172
USKM-13 | A | 6 | 49 | 15 | 49 | 17 | 49 | 8 | 49 | 19 | 49 | 7 | 36 | 8 | 36
USKM-14 | A | 6 | 49 | 15 | 49 | 17 | 49 | 8 | 49 | 19 | 49 | 7 | 36 | 8 | 36
USKM-15 | A | 6 | 49 | 15 | 49 | 17 | 49 | 8 | 49 | 19 | 49 | 7 | 36 | 8 | 36
WBUPS-1 | A | 30 | 113 | 48 | 153 | 48 | 153 | 32 | 113 | 50 | 113 | 40 | 153 | 65 | 113
WBUPS-2 | A | 30 | 133 | 48 | 173 | 48 | 173 | 32 | 133 | 50 | 133 | 40 | 173 | 65 | 133
WBUPS-3 | A | 30 | 133 | 48 | 173 | 48 | 173 | 32 | 133 | 50 | 133 | 40 | 173 | 65 | 133
WBUPS-4 | A | 30 | 113 | 48 | 153 | 48 | 153 | 32 | 113 | 50 | 113 | 40 | 153 | 65 | 113
WBURB-1 | A | 22 | 240 | 48 | 240 | 62 | 240 | 27 | 240 | 69 | 240 | 20 | 200 | 50 | 120
WBURB-2 | A | 25 | 255 | 52 | 255 | 62 | 255 | 26 | 255 | 67 | 255 | 22 | 215 | 52 | 135
WBURB-3 | A | 23 | 255 | 56 | 255 | 67 | 255 | 25 | 255 | 67 | 255 | 22 | 211 | 58 | 167
WDNSO-1 | A | 21 | 191 | 54 | 191 | 57 | 191 | 21 | 191 | 57 | 191 | 21 | 170 | 55 | 136
WDNSO-2 | A | 21 | 191 | 54 | 191 | 57 | 191 | 21 | 191 | 57 | 191 | 21 | 170 | 55 | 136
WHILW-1 | A | 31 | 322 | 84 | 322 | 90 | 322 | 33 | 322 | 90 | 322 | 32 | 255 | 86 | 210
WHILW-2 | A | 19 | 163 | 33 | 163 | 35 | 163 | 20 | 163 | 52 | 163 | 21 | 142 | 43 | 119
WLNYO-2 | A | 19 | 182 | 51 | 182 | 54 | 182 | 20 | 182 | 53 | 182 | 20 | 158 | 51 | 130
WLNYW-1 | A | 19 | 182 | 51 | 182 | 54 | 182 | 20 | 182 | 53 | 182 | 20 | 158 | 51 | 130
WTMSO-1 | A | 22 | 200 | 58 | 200 | 62 | 200 | 23 | 200 | 61 | 200 | 23 | 140 | 60 | 140

## Oct 2023
MW Response Capability by BMU
|  | Primary Response (Max MWhrs) | [5 empty] | Secondary Response (Max Mwhrs) |  |  |  | High Frequency Response (Max MWhrs)
UNIT | Mode | 0.2Hz | Genset Deload (MW) | 0.5Hz | Genset Deload (MW) | 0.8Hz | Genset Deload (MW) | 0.2/0.2Hz | Genset Deload (MW) | 0.5/0.5Hz | Genset Deload (MW) | 0.2Hz | Genset Deload (MW) | 0.5Hz | Genset Deload (MW)
ABTH7 | A | 40 | 250 | 72 | 250 | 72 | 250 | 48 | 250 | 120 | 250 | 38 | 185 | 55 | 185
ABTH8 | A | 40 | 250 | 72 | 250 | 72 | 250 | 48 | 250 | 120 | 250 | 38 | 185 | 55 | 185
ABTH9 | A | 30 | 240 | 80 | 240 | 80 | 240 | 40 | 240 | 120 | 240 | 38 | 125 | 52 | 125
ARCHW-1 | A | 10 | 92 | 25 | 92 | 25 | 92 | 12 | 92 | 30 | 92 | 11 | 73 | 24 | 56
BAGE-1 | A | 30 | 255 | 70 | 255 | 90 | 255 | 35 | 255 | 90 | 255 | 28 | 220 | 70 | 185
BAGE-2 | A | 3 | 17 | 8 | 17 | 12 | 17 | 4 | 17 | 9 | 17 | 2 | 17 | 5 | 17
BARKB2 | A | 33 | 210 | 82 | 210 | 108 | 210 | 39 | 210 | 97 | 210 | 31 | 120 | 84 | 120
BARK-1 | A | 22 | 140 | 55 | 140 | 72 | 140 | 26 | 140 | 65 | 140 | 21 | 80 | 54 | 80
BHLAW-1 | A | 7 | 98 | 16 | 98 | 19 | 98 | 10 | 98 | 26 | 98 | 8 | 87 | 18 | 78
BLLA-1 | A | 6 | 99 | 13 | 99 | 13 | 99 | 15 | 99 | 39 | 99 | 9 | 83 | 16 | 83
BRBEO-1 | A | 20 | 258 | 50 | 258 | 50 | 258 | 22 | 258 | 63 | 258 | 17 | 194 | 46 | 194
BRDUW-1 | A | 6 | 58 | 17 | 58 | 17 | 58 | 7 | 58 | 17 | 58 | 6 | 36 | 17 | 36
BRGG-1 | A | 16 | 110 | 32 | 110 | 48 | 110 | 16 | 110 | 40 | 110 | 14 | 96 | 34 | 46
BRYP-1 | A | 15 | 82 | 25 | 82 | 31 | 82 | 22 | 82 | 37 | 82 | 10 | 82 | 27 | 47
BURBW-1 | A | 0 | 90 | 0 | 90 | 0 | 90 | 0 | 0 | 0 | 0 | 0 | 90 | 0 | 90
CARR-1 | A | 35 | 269 | 58 | 269 | 58 | 269 | 35 | 325 | 88 | 325 | 34 | 269 | 56 | 269
CARR-2 | A | 35 | 269 | 58 | 269 | 58 | 269 | 35 | 325 | 88 | 325 | 34 | 269 | 56 | 269
CDCL-1 | A | 30 | 231 | 46 | 231 | 46 | 231 | 34 | 231 | 45 | 231 | 29 | 172 | 72 | 135
CLAC-1 | A | 3 | 28 | 8 | 28 | 13 | 28 | 3 | 36 | 9 | 36 | 3 | 28 | 8 | 28
CLDCW-1 | A | 14 | 14 | 34 | 113 | 36 | 113 | 13 | 113 | 35 | 113 | 13 | 99 | 34 | 78
CLDNW-1 | A | 13 | 108 | 33 | 108 | 35 | 108 | 13 | 108 | 35 | 108 | 12 | 95 | 33 | 74
CLDSW-1 | A | 16 | 129 | 40 | 129 | 43 | 129 | 16 | 129 | 42 | 129 | 16 | 113 | 41 | 88
CNQPS-1 | A | 22 | 170 | 55 | 170 | 55 | 170 | 28 | 170 | 70 | 170 | 26 | 120 | 60 | 105
CNQPS-2 | A | 22 | 170 | 55 | 170 | 55 | 170 | 28 | 170 | 70 | 170 | 22 | 120 | 55 | 105
CNQPS-3 | A | 22 | 170 | 55 | 170 | 55 | 170 | 28 | 170 | 70 | 170 | 22 | 120 | 55 | 105
CNQPS-4 | A | 22 | 170 | 55 | 170 | 55 | 170 | 28 | 170 | 70 | 170 | 28 | 105 | 55 | 105
CORB-1 | A | 10 | 130 | 30 | 130 | 50 | 130 | 28 | 130 | 60 | 130 | 15 | 95 | 40 | 60
COSO-1 | A | 20 | 380 | 40 | 380 | 50 | 380 | 60 | 380 | 140 | 380 | 17 | 304 | 40 | 304
COTPS-1 | A | 29 | 277 | 50 | 277 | 62 | 277 | 35 | 60 | 63 | 277 | 30 | 122 | 60 | 122
COTPS-2 | A | 29 | 287 | 50 | 287 | 62 | 287 | 35 | 60 | 63 | 287 | 30 | 122 | 60 | 122
COTPS-3 | A | 29 | 287 | 50 | 287 | 62 | 287 | 35 | 60 | 63 | 287 | 30 | 122 | 60 | 122
COTPS-4 | A | 29 | 277 | 50 | 277 | 62 | 277 | 35 | 60 | 63 | 277 | 30 | 122 | 60 | 122
COWE1 | A | 7 | 30 | 17 | 30 | 17 | 30 | 7 | 30 | 17 | 30 | 7 | 30 | 17 | 30
COWE2 | A | 7 | 30 | 17 | 30 | 17 | 30 | 7 | 30 | 17 | 30 | 7 | 30 | 17 | 30
CRUA-1 | A | 10 | 110 | 25 | 110 | 37 | 110 | 12 | 110 | 30 | 110 | 10 | 84 | 25 | 48
CRUA-2 | A | 10 | 110 | 25 | 110 | 37 | 110 | 12 | 110 | 30 | 110 | 10 | 84 | 25 | 48
CRUA-3 | A | 7 | 30 | 15 | 30 | 21 | 30 | 9 | 30 | 24 | 30 | 5 | 25 | 13 | 15
CRUA-4 | A | 7 | 30 | 15 | 30 | 21 | 30 | 9 | 30 | 24 | 30 | 5 | 25 | 13 | 15
CRYRW-2 | A | 15 | 138 | 38 | 138 | 40 | 138 | 15 | 138 | 40 | 138 | 13 | 109 | 40 | 63
DAMC-1 | A | 64 | 380 | 136 | 380 | 156 | 380 | 80 | 380 | 180 | 380 | 60 | 293 | 190 | 128
DDGNO-1 | A | 9 | 108 | 25 | 108 | 26 | 108 | 10 | 108 | 26 | 108 | 9 | 97 | 25 | 81
DDGNO-2 | A | 8 | 90 | 20 | 90 | 22 | 90 | 8 | 90 | 21 | 90 | 8 | 81 | 21 | 68
DDGNO-3 | A | 9 | 102 | 24 | 102 | 25 | 102 | 9 | 102 | 25 | 102 | 9 | 92 | 24 | 77
DDGNO-4 | A | 9 | 102 | 24 | 102 | 25 | 102 | 9 | 102 | 25 | 102 | 9 | 92 | 24 | 77
DEEPS-1 | A | 20 | 180 | 60 | 180 | 86 | 180 | 22 | 180 | 80 | 180 | 24 | 96 | 52 | 96
DIDCB5 | A | 40 | 330 | 104 | 330 | 125 | 330 | 55 | 330 | 140 | 330 | 40 | 185 | 105 | 185
DIDCB6 | A | 50 | 250 | 105 | 250 | 105 | 250 | 50 | 250 | 130 | 250 | 50 | 153 | 110 | 103
DINO-1 | A | 14 | 138 | 39 | 138 | 58 | 138 | 28 | 138 | 72 | 138 | 14 | 118 | 36 | 88
DINO-2 | A | 14 | 138 | 39 | 138 | 58 | 138 | 28 | 138 | 72 | 138 | 14 | 118 | 36 | 88
DINO-3 | A | 14 | 138 | 39 | 138 | 58 | 138 | 28 | 138 | 72 | 138 | 14 | 118 | 36 | 88
DINO-4 | A | 14 | 138 | 39 | 138 | 58 | 138 | 28 | 138 | 72 | 138 | 14 | 118 | 36 | 88
DINO-5 | A | 14 | 138 | 39 | 138 | 58 | 138 | 28 | 138 | 72 | 138 | 14 | 118 | 36 | 88
DINO-6 | A | 14 | 138 | 39 | 138 | 58 | 138 | 28 | 138 | 72 | 138 | 14 | 118 | 36 | 88
DRAXX-1 | A | 68 | 345 | 100 | 345 | 100 | 345 | 64 | 95 | 110 | 345 | 60 | 225 | 70 | 225
DRAXX-2 | A | 68 | 345 | 100 | 345 | 100 | 345 | 64 | 95 | 110 | 345 | 60 | 225 | 70 | 225
DRAXX-3 | A | 68 | 345 | 100 | 345 | 100 | 345 | 64 | 95 | 110 | 345 | 60 | 225 | 70 | 225
DRAXX-4 | A | 68 | 345 | 100 | 345 | 100 | 345 | 64 | 95 | 110 | 345 | 60 | 225 | 70 | 225
DRAXX-5 | A | 68 | 345 | 100 | 345 | 100 | 345 | 64 | 95 | 110 | 345 | 60 | 225 | 70 | 225
DRAXX-6 | A | 68 | 345 | 100 | 345 | 100 | 345 | 64 | 95 | 110 | 345 | 60 | 225 | 70 | 225
DRSLW-1 | A | 6 | 69 | 16 | 69 | 17 | 69 | 6 | 69 | 17 | 69 | 6 | 61 | 16 | 54
DUNGW-1 | A | 8 | 89 | 21 | 89 | 33 | 89 | 8 | 89 | 23 | 89 | 8 | 80 | 21 | 69
EAAO-1 | A | 18 | 182 | 48 | 182 | 52 | 182 | 19 | 182 | 50 | 182 | 18 | 164 | 48 | 134
EAAO-2 | A | 17 | 175 | 46 | 175 | 50 | 175 | 18 | 175 | 48 | 175 | 18 | 157 | 46 | 157
EECL-1 | A | 20 | 178 | 25 | 178 | 25 | 178 | 32 | 178 | 81 | 178 | 20 | 143 | 25 | 143
EGGPS-1 | A | 45 | 205 | 83 | 205 | 83 | 205 | 49 | 205 | 110 | 205 | 33 | 95 | 60 | 95
EGGPS-2 | A | 45 | 205 | 83 | 205 | 83 | 205 | 49 | 205 | 110 | 205 | 33 | 95 | 60 | 95
EGGPS-3 | A | 45 | 205 | 83 | 205 | 83 | 205 | 49 | 205 | 110 | 205 | 33 | 95 | 60 | 95
EGGPS-4 | A | 45 | 205 | 83 | 205 | 83 | 205 | 49 | 205 | 110 | 205 | 33 | 95 | 60 | 95
ERRO-1 | A | 1 | 21 | 1 | 21 | 1 | 21 | 2 | 21 | 5 | 21 | 1 | 17 | 1 | 17
ERRO-2 | A | 1 | 21 | 1 | 21 | 1 | 21 | 2 | 21 | 5 | 21 | 1 | 17 | 1 | 17
ERRO-3 | A | 1 | 21 | 1 | 21 | 1 | 21 | 2 | 21 | 5 | 21 | 1 | 17 | 1 | 17
FAARW-1 | A | 2 | 37 | 4 | 37 | 4 | 37 | 4 | 37 | 12 | 37 | 2 | 33 | 4 | 33
FAARW-2 | A | 2 | 37 | 4 | 37 | 4 | 37 | 4 | 37 | 12 | 37 | 2 | 33 | 4 | 33
FALGW-1 | A | 11 | 108 | 28 | 108 | 41 | 108 | 13 | 108 | 35 | 108 | 10 | 86 | 22 | 64
FASN-1 | A | 0 | 15 | 1 | 15 | 1 | 15 | 1 | 15 | 2 | 15 | 0 | 15 | 1 | 12
FASN2 | A | 0 | 15 | 1 | 15 | 1 | 15 | 1 | 15 | 2 | 15 | 0 | 15 | 1 | 12
FASN3 | A | 0 | 15 | 1 | 15 | 1 | 15 | 1 | 15 | 2 | 15 | 0 | 15 | 1 | 12
FAWN-1 | A | 10 | 52 | 25 | 52 | 40 | 52 | 13 | 52 | 32 | 52 | 11 | 37 | 27 | 27
FELL-1 | A | 9 | 63 | 21 | 63 | 22 | 63 | 10 | 63 | 24 | 63 | 9 | 63 | 22 | 63
FFES-1 | A | 10 | 35 | 27 | 35 | 30 | 35 | 9 | 35 | 22 | 35 | 4 | 27 | 6 | 27
FFES-2 | A | 10 | 35 | 27 | 35 | 30 | 35 | 9 | 35 | 22 | 35 | 4 | 27 | 6 | 27
FFES-3 | A | 10 | 35 | 27 | 35 | 30 | 35 | 9 | 35 | 22 | 35 | 4 | 27 | 6 | 27
FFES-4 | A | 10 | 35 | 27 | 35 | 30 | 35 | 9 | 35 | 22 | 35 | 4 | 27 | 6 | 27
FIDL-1 | A | 13 | 205 | 20 | 205 | 23 | 205 | 35 | 100 | 40 | 147 | 30 | 147 | 50 | 147
FIDL-2 | A | 13 | 205 | 20 | 205 | 23 | 205 | 35 | 100 | 40 | 147 | 30 | 147 | 50 | 147
FIDL-3 | A | 13 | 205 | 20 | 205 | 23 | 205 | 35 | 100 | 40 | 147 | 30 | 147 | 50 | 147
FIDL-4 | A | 13 | 205 | 20 | 205 | 23 | 205 | 35 | 100 | 40 | 147 | 30 | 147 | 50 | 147
FINL-1 | A | 0 | 14 | 1 | 14 | 1 | 14 | 1 | 14 | 2 | 14 | 0 | 14 | 1 | 11
FOYE-1 | A | 6 | 60 | 13 | 60 | 16 | 60 | 11 | 60 | 27 | 60 | 5 | 30 | 11 | 30
FOYE-2 | A | 6 | 60 | 13 | 60 | 16 | 60 | 11 | 60 | 27 | 60 | 5 | 30 | 11 | 30
GLNDO-1 | A | 6 | 80 | 12 | 45 | 17 | 45 | 12 | 45 | 25 | 45 | 8 | 65 | 18 | 45
GNFSW-1 | A | 11 | 100 | 30 | 100 | 30 | 100 | 12 | 100 | 31 | 100 | 12 | 70 | 30 | 70
GNFSW-2 | A | 7 | 64 | 18 | 64 | 18 | 64 | 8 | 64 | 18 | 64 | 6 | 49 | 15 | 49
GORDW-1 | A | 6 | 62 | 16 | 56 | 26 | 45 | 7 | 62 | 18 | 62 | 6 | 56 | 16 | 45
GRAI-6 | A | 24 | 320 | 58 | 320 | 58 | 320 | 35 | 320 | 88 | 320 | 28 | 270 | 60 | 230
GRAI-7 | A | 30 | 232 | 60 | 232 | 60 | 232 | 32 | 232 | 84 | 232 | 32 | 175 | 65 | 135
GRAI-8 | A | 26 | 232 | 58 | 232 | 58 | 232 | 32 | 232 | 84 | 232 | 32 | 175 | 65 | 135
GRIFW-1 | A | 8 | 94 | 22 | 94 | 23 | 94 | 8 | 94 | 22 | 94 | 8 | 85 | 22 | 72
GRIFW-2 | A | 8 | 94 | 22 | 94 | 23 | 94 | 8 | 94 | 22 | 94 | 8 | 85 | 22 | 72
GRMO-1 | A | 8 | 43 | 8 | 43 | 8 | 43 | 8 | 43 | 8 | 43 | 8 | 23 | 8 | 23
GYAR-1 | A | 17 | 176 | 42 | 176 | 66 | 176 | 24 | 176 | 60 | 176 | 17 | 176 | 42 | 176
GYMRO-15 | A | 6 | 145 | 15 | 145 | 15 | 145 | 6 | 145 | 15 | 145 | 6 | 44 | 15 | 44
GYMRO-17 | A | 6 | 145 | 15 | 145 | 15 | 145 | 6 | 145 | 15 | 145 | 6 | 44 | 15 | 44
GYMRO-26 | A | 6 | 145 | 15 | 145 | 15 | 145 | 6 | 145 | 15 | 145 | 6 | 44 | 15 | 44
GYMRO-28 | A | 6 | 145 | 15 | 145 | 15 | 145 | 6 | 145 | 15 | 145 | 6 | 44 | 15 | 44
HADHW-1 | A | 7 | 76 | 14 | 76 | 22 | 76 | 13 | 76 | 34 | 76 | 8 | 65 | 17 | 65
HMGTO-1 | A | 8 | 88 | 20 | 88 | 35 | 88 | 10 | 88 | 25 | 88 | 8 | 68 | 19 | 68
HMGTO-2 | A | 9 | 91 | 23 | 91 | 37 | 91 | 10 | 91 | 25 | 91 | 10 | 67 | 24 | 67
HOWAO-1 | A | 42 | 400 | 112 | 400 | 120 | 400 | 44 | 400 | 116 | 400 | 42 | 364 | 112 | 294
HOWAO-2 | A | 42 | 400 | 112 | 400 | 120 | 400 | 44 | 400 | 116 | 400 | 42 | 364 | 112 | 294
HOWAO-3 | A | 42 | 400 | 112 | 400 | 120 | 400 | 44 | 400 | 116 | 400 | 42 | 364 | 112 | 294
HRSTW-1 | A | 12 | 102 | 30 | 102 | 45 | 102 | 13 | 102 | 34 | 102 | 13 | 80 | 27 | 66
HUMR-1 | A | 60 | 533 | 150 | 533 | 200 | 533 | 80 | 533 | 200 | 533 | 62 | 419 | 155 | 251
INDQ-1 | A | 12 | 102 | 31 | 102 | 43 | 102 | 13 | 102 | 34 | 102 | 12 | 72 | 30 | 72
KEAD-2 | A | 41 | 566 | 102 | 566 | 108 | 566 | 57 | 566 | 124 | 566 | 41 | 458 | 99 | 458
KEAD-1 | A | 38 | 415 | 90 | 415 | 90 | 415 | 55 | 415 | 138 | 415 | 38 | 355 | 90 | 285
KILBW-1 | A | 3 | 56 | 8 | 56 | 13 | 56 | 5 | 56 | 14 | 56 | 4 | 53 | 9 | 47
KILLPG-1 | A | 8 | 225 | 10 | 225 | 10 | 225 | 10 | 225 | 12 | 225 | 4 | 150 | 15 | 150
KILLPG-2 | A | 18 | 225 | 25 | 225 | 25 | 225 | 37 | 225 | 37 | 225 | 22 | 195 | 30 | 195
KILNS-1 | A | 30 | 290 | 72 | 290 | 84 | 290 | 42 | 290 | 114 | 290 | 18 | 104 | 45 | 104
KLYN-A-1 | A | 22 | 210 | 45 | 210 | 52 | 210 | 40 | 210 | 95 | 210 | 22 | 189 | 45 | 125
KPMRW-1 | A | 9 | 75 | 20 | 75 | 30 | 75 | 9 | 75 | 23 | 75 | 9 | 67 | 22 | 54
LAGA-1 | A | 55 | 500 | 123 | 500 | 140 | 500 | 52 | 500 | 130 | 500 | 53 | 475 | 130 | 475
LARYO-1 | A | 16 | 155 | 40 | 155 | 45 | 155 | 18 | 155 | 45 | 155 | 14 | 120 | 35 | 120
LARYO-2 | A | 16 | 158 | 40 | 158 | 45 | 158 | 18 | 158 | 45 | 158 | 14 | 120 | 35 | 120
LARYO-3 | A | 16 | 158 | 40 | 158 | 45 | 158 | 18 | 158 | 45 | 158 | 14 | 120 | 35 | 120
LARYO-4 | A | 16 | 158 | 40 | 158 | 45 | 158 | 18 | 158 | 45 | 158 | 14 | 120 | 35 | 120
LBAR-1G | A | 1 | 16 | 4 | 16 | 6 | 16 | 2 | 16 | 4 | 16 | 1 | 9 | 4 | 9
LBAR-1 | A | 39 | 360 | 88 | 360 | 88 | 360 | 55 | 360 | 145 | 360 | 41 | 270 | 90 | 270
LNCSO-1 | A | 12 | 130 | 30 | 130 | 32 | 130 | 12 | 130 | 32 | 130 | 10 | 100 | 26 | 100
LNCSO-2 | A | 13 | 140 | 34 | 140 | 36 | 140 | 14 | 140 | 36 | 140 | 12 | 125 | 32 | 125
LOAN-1 | A | 25 | 326 | 51 | 326 | 55 | 326 | 19 | 326 | 50 | 326 | 12 | 276 | 28 | 276
LOAN-2 | A | 25 | 326 | 51 | 326 | 55 | 326 | 19 | 326 | 50 | 326 | 12 | 276 | 28 | 276
LOAN-3 | A | 25 | 326 | 51 | 326 | 55 | 326 | 19 | 326 | 50 | 326 | 12 | 276 | 28 | 276
MEDP-1 | A | 30 | 380 | 76 | 330 | 76 | 330 | 48 | 380 | 105 | 380 | 31 | 330 | 79 | 290
MILWW-1 | A | 6 | 32 | 8 | 54 | 13 | 54 | 5 | 54 | 14 | 54 | 3 | 43 | 8 | 43
MKHLW-1 | A | 4 | 42 | 10 | 42 | 12 | 42 | 5 | 42 | 13 | 42 | 5 | 37 | 12 | 30
MRWD-1 | A | 43 | 448 | 100 | 448 | 112 | 448 | 67 | 448 | 160 | 448 | 36 | 328 | 93 | 328
NANT-1 | A | 0 | 15 | 0 | 15 | 0 | 15 | 0 | 15 | 1 | 15 | 0 | 15 | 0 | 15
PEHE-1 | A | 42 | 420 | 72 | 420 | 72 | 420 | 83 | 420 | 117 | 420 | 35 | 350 | 84 | 260
PEHE-2 | A | 16 | 490 | 40 | 265 | 42 | 490 | 0 | 0 | 0 | 0 | 0 | 490 | 0 | 490
PEMB-11 | A | 38 | 113 | 63 | 276 | 63 | 276 | 33 | 276 | 90 | 276 | 35 | 241 | 64 | 210
PEMB-21 | A | 38 | 113 | 63 | 276 | 63 | 276 | 33 | 276 | 90 | 276 | 35 | 241 | 64 | 210
PEMB-31 | A | 38 | 113 | 63 | 276 | 63 | 276 | 33 | 276 | 90 | 276 | 35 | 241 | 64 | 210
PEMB-41 | A | 38 | 113 | 63 | 276 | 63 | 276 | 33 | 276 | 90 | 276 | 35 | 241 | 64 | 210
PEMB-51 | A | 38 | 113 | 63 | 276 | 63 | 276 | 33 | 276 | 90 | 276 | 35 | 241 | 64 | 210
PETEM1 | A | 20 | 180 | 46 | 180 | 52 | 180 | 24 | 180 | 58 | 180 | 20 | 150 | 50 | 100
PINFB-1 | A | 3 | 6 | 6 | 25 | 6 | 25 | 2 | 25 | 6 | 25 | 3 | 21 | 6 | 15
PINFB-2 | A | 3 | 6 | 6 | 25 | 6 | 25 | 2 | 25 | 6 | 25 | 3 | 21 | 6 | 15
PINFB-3 | A | 3 | 6 | 6 | 25 | 6 | 25 | 2 | 25 | 6 | 25 | 3 | 21 | 6 | 15
PINFB-4 | A | 3 | 6 | 6 | 25 | 6 | 25 | 2 | 25 | 6 | 25 | 3 | 21 | 6 | 15
RATS-1 | A | 50 | 270 | 90 | 270 | 90 | 270 | 36 | 270 | 50 | 270 | 42 | 105 | 75 | 155
RATS-2 | A | 40 | 270 | 90 | 270 | 100 | 270 | 36 | 270 | 50 | 270 | 40 | 195 | 75 | 195
RATS-3 | A | 40 | 270 | 90 | 270 | 100 | 270 | 36 | 270 | 50 | 270 | 40 | 195 | 75 | 195
RATS-4 | A | 40 | 270 | 95 | 270 | 100 | 270 | 36 | 270 | 50 | 270 | 40 | 195 | 75 | 195
RMPNO-1 | A | 18 | 180 | 45 | 180 | 72 | 180 | 20 | 180 | 50 | 180 | 18 | 130 | 47 | 130
RMPNO-2 | A | 18 | 180 | 45 | 180 | 72 | 180 | 20 | 180 | 50 | 180 | 18 | 130 | 47 | 130
ROCK-1 | A | 36 | 400 | 50 | 400 | 54 | 400 | 60 | 400 | 160 | 400 | 33 | 220 | 53 | 220
RYHPS-1 | A | 30 | 305 | 48 | 305 | 66 | 305 | 42 | 305 | 51 | 305 | 30 | 130 | 42 | 68
SCCL-1 | A | 35 | 180 | 70 | 180 | 70 | 180 | 40 | 180 | 95 | 180 | 40 | 100 | 100 | 50
SCCL-2 | A | 35 | 180 | 70 | 180 | 70 | 180 | 40 | 180 | 95 | 180 | 40 | 100 | 100 | 50
SCCL-3 | A | 35 | 180 | 70 | 180 | 70 | 180 | 40 | 180 | 95 | 180 | 40 | 100 | 100 | 50
SEAB-1 | A | 44 | 254 | 125 | 254 | 150 | 254 | 55 | 254 | 150 | 254 | 75 | 164 | 176 | 38
SEAB-2 | A | 31 | 138 | 76 | 138 | 86 | 138 | 32 | 138 | 82 | 138 | 37 | 73 | 90 | 43
SEEL-1 | A | 23 | 170 | 38 | 170 | 38 | 170 | 24 | 170 | 70 | 170 | 19 | 135 | 38 | 100
SHBA-1 | A | 33 | 420 | 79 | 420 | 91 | 420 | 59 | 420 | 150 | 420 | 37 | 336 | 95 | 252
SHBA-2 | A | 32 | 319 | 70 | 319 | 76 | 319 | 35 | 319 | 93 | 319 | 32 | 270 | 70 | 217
SHOS-1 | A | 20 | 260 | 41 | 260 | 48 | 260 | 31 | 260 | 82 | 260 | 24 | 185 | 53 | 185
SHRSWO-1 | A | 16 | 157 | 44 | 157 | 46 | 157 | 17 | 157 | 46 | 157 | 16 | 141 | 43 | 113
SHRSWO-2 | A | 16 | 157 | 44 | 157 | 46 | 157 | 17 | 157 | 46 | 157 | 16 | 141 | 43 | 113
SIZB-1 | A | 38 | 283 | 45 | 283 | 45 | 283 | 45 | 283 | 45 | 283 | 40 | 283 | 46 | 283
SIZB-2 | A | 38 | 283 | 45 | 283 | 45 | 283 | 45 | 283 | 45 | 283 | 40 | 283 | 46 | 283
SLOY-1 | A | 0 | 38 | 1 | 38 | 1 | 38 | 1 | 38 | 2 | 38 | 0 | 38 | 1 | 30
SLOY-2 | A | 0 | 38 | 1 | 38 | 1 | 38 | 1 | 38 | 2 | 38 | 0 | 38 | 1 | 30
SLOY-3 | A | 0 | 38 | 1 | 38 | 1 | 38 | 1 | 38 | 2 | 38 | 0 | 38 | 1 | 30
SLOY-4 | A | 0 | 28 | 1 | 28 | 1 | 28 | 1 | 28 | 2 | 28 | 0 | 28 | 1 | 22
SPLN-1 | A | 40 | 380 | 100 | 380 | 110 | 380 | 50 | 380 | 120 | 380 | 30 | 380 | 90 | 300
STAY-1 | A | 35 | 265 | 62 | 265 | 62 | 265 | 35 | 265 | 89 | 265 | 34 | 192 | 63 | 192
STAY-2 | A | 35 | 265 | 62 | 265 | 62 | 265 | 35 | 265 | 89 | 265 | 34 | 192 | 63 | 192
STAY-3 | A | 35 | 265 | 62 | 265 | 62 | 265 | 35 | 265 | 89 | 265 | 34 | 192 | 63 | 192
STAY-4 | A | 35 | 265 | 62 | 265 | 62 | 265 | 35 | 265 | 89 | 265 | 34 | 192 | 63 | 192
STRNW-1 | A | 6 | 52 | 16 | 52 | 26 | 52 | 7 | 60 | 17 | 60 | 6 | 52 | 17 | 42
SUTB-1 | A | 36 | 380 | 104 | 380 | 148 | 380 | 52 | 380 | 132 | 380 | 47 | 250 | 107 | 250
SVRP-10 | A | 20 | 225 | 50 | 225 | 70 | 225 | 32 | 225 | 80 | 225 | 20 | 172 | 50 | 172
SVRP-20 | A | 20 | 225 | 50 | 225 | 70 | 225 | 32 | 225 | 80 | 225 | 20 | 172 | 50 | 172
USKM-13 | A | 6 | 49 | 15 | 49 | 17 | 49 | 8 | 49 | 19 | 49 | 7 | 36 | 8 | 36
USKM-14 | A | 6 | 49 | 15 | 49 | 17 | 49 | 8 | 49 | 19 | 49 | 7 | 36 | 8 | 36
USKM-15 | A | 6 | 49 | 15 | 49 | 17 | 49 | 8 | 49 | 19 | 49 | 7 | 36 | 8 | 36
WBUPS-1 | A | 30 | 113 | 48 | 153 | 48 | 153 | 32 | 113 | 50 | 113 | 40 | 153 | 65 | 113
WBUPS-2 | A | 30 | 133 | 48 | 173 | 48 | 173 | 32 | 133 | 50 | 133 | 40 | 173 | 65 | 133
WBUPS-3 | A | 30 | 133 | 48 | 173 | 48 | 173 | 32 | 133 | 50 | 133 | 40 | 173 | 65 | 133
WBUPS-4 | A | 30 | 113 | 48 | 153 | 48 | 153 | 32 | 113 | 50 | 113 | 40 | 153 | 65 | 113
WBURB-1 | A | 22 | 240 | 48 | 240 | 62 | 240 | 27 | 240 | 69 | 240 | 20 | 200 | 50 | 120
WBURB-2 | A | 25 | 255 | 52 | 255 | 62 | 255 | 26 | 255 | 67 | 255 | 22 | 215 | 52 | 135
WBURB-3 | A | 23 | 255 | 56 | 255 | 67 | 255 | 25 | 255 | 67 | 255 | 22 | 211 | 58 | 167
WDNSO-1 | A | 21 | 191 | 54 | 191 | 57 | 191 | 21 | 191 | 57 | 191 | 21 | 170 | 55 | 136
WDNSO-2 | A | 21 | 191 | 54 | 191 | 57 | 191 | 21 | 191 | 57 | 191 | 21 | 170 | 55 | 136
WHILW-1 | A | 31 | 322 | 84 | 322 | 90 | 322 | 33 | 322 | 90 | 322 | 32 | 255 | 86 | 210
WHILW-2 | A | 19 | 163 | 33 | 163 | 35 | 163 | 20 | 163 | 52 | 163 | 21 | 142 | 43 | 119
WLNYO-2 | A | 19 | 182 | 51 | 182 | 54 | 182 | 20 | 182 | 53 | 182 | 20 | 158 | 51 | 130
WLNYW-1 | A | 19 | 182 | 51 | 182 | 54 | 182 | 20 | 182 | 53 | 182 | 20 | 158 | 51 | 130
WTMSO-1 | A | 22 | 200 | 58 | 200 | 62 | 200 | 23 | 200 | 61 | 200 | 23 | 140 | 60 | 140

## Sep 2023
MW Response Capability by BMU
|  | Primary Response (Max MWhrs) | [5 empty] | Secondary Response (Max Mwhrs) |  |  |  | High Frequency Response (Max MWhrs)
UNIT | Mode | 0.2Hz | Genset Deload (MW) | 0.5Hz | Genset Deload (MW) | 0.8Hz | Genset Deload (MW) | 0.2/0.2Hz | Genset Deload (MW) | 0.5/0.5Hz | Genset Deload (MW) | 0.2Hz | Genset Deload (MW) | 0.5Hz | Genset Deload (MW)
ABTH7 | A | 40 | 250 | 72 | 250 | 72 | 250 | 48 | 250 | 120 | 250 | 38 | 185 | 55 | 185
ABTH8 | A | 40 | 250 | 72 | 250 | 72 | 250 | 48 | 250 | 120 | 250 | 38 | 185 | 55 | 185
ABTH9 | A | 30 | 240 | 80 | 240 | 80 | 240 | 40 | 240 | 120 | 240 | 38 | 125 | 52 | 125
ARCHW-1 | A | 10 | 92 | 25 | 92 | 25 | 92 | 12 | 92 | 30 | 92 | 11 | 73 | 24 | 56
BAGE-1 | A | 30 | 255 | 70 | 255 | 90 | 255 | 35 | 255 | 90 | 255 | 28 | 220 | 70 | 185
BAGE-2 | A | 3 | 17 | 8 | 17 | 12 | 17 | 4 | 17 | 9 | 17 | 2 | 17 | 5 | 17
BARKB2 | A | 33 | 210 | 82 | 210 | 108 | 210 | 39 | 210 | 97 | 210 | 31 | 120 | 84 | 120
BARK-1 | A | 22 | 140 | 55 | 140 | 72 | 140 | 26 | 140 | 65 | 140 | 21 | 80 | 54 | 80
BHLAW-1 | A | 7 | 98 | 16 | 98 | 19 | 98 | 10 | 98 | 26 | 98 | 8 | 87 | 18 | 78
BLLA-1 | A | 6 | 99 | 13 | 99 | 13 | 99 | 15 | 99 | 39 | 99 | 9 | 83 | 16 | 83
BRBEO-1 | A | 20 | 258 | 50 | 258 | 50 | 258 | 22 | 258 | 63 | 258 | 17 | 194 | 46 | 194
BRDUW-1 | A | 6 | 58 | 17 | 58 | 17 | 58 | 7 | 58 | 17 | 58 | 6 | 36 | 17 | 36
BRGG-1 | A | 16 | 110 | 32 | 110 | 48 | 110 | 16 | 110 | 40 | 110 | 14 | 96 | 34 | 46
BRYP-1 | A | 15 | 82 | 25 | 82 | 31 | 82 | 22 | 82 | 37 | 82 | 10 | 82 | 27 | 47
BURBW-1 | A | 0 | 90 | 0 | 90 | 0 | 90 | 0 | 0 | 0 | 0 | 0 | 90 | 0 | 90
CARR-1 | A | 35 | 269 | 58 | 269 | 58 | 269 | 35 | 325 | 88 | 325 | 34 | 269 | 56 | 269
CARR-2 | A | 35 | 269 | 58 | 269 | 58 | 269 | 35 | 325 | 88 | 325 | 34 | 269 | 56 | 269
CDCL-1 | A | 30 | 231 | 46 | 231 | 46 | 231 | 34 | 231 | 45 | 231 | 29 | 172 | 72 | 135
CLAC-1 | A | 3 | 28 | 8 | 28 | 13 | 28 | 3 | 36 | 9 | 36 | 3 | 28 | 8 | 28
CLDCW-1 | A | 14 | 14 | 34 | 113 | 36 | 113 | 13 | 113 | 35 | 113 | 13 | 99 | 34 | 78
CLDNW-1 | A | 13 | 108 | 33 | 108 | 35 | 108 | 13 | 108 | 35 | 108 | 12 | 95 | 33 | 74
CLDSW-1 | A | 16 | 129 | 40 | 129 | 43 | 129 | 16 | 129 | 42 | 129 | 16 | 113 | 41 | 88
CNQPS-1 | A | 22 | 170 | 55 | 170 | 55 | 170 | 28 | 170 | 70 | 170 | 26 | 120 | 60 | 105
CNQPS-2 | A | 22 | 170 | 55 | 170 | 55 | 170 | 28 | 170 | 70 | 170 | 22 | 120 | 55 | 105
CNQPS-3 | A | 22 | 170 | 55 | 170 | 55 | 170 | 28 | 170 | 70 | 170 | 22 | 120 | 55 | 105
CNQPS-4 | A | 22 | 170 | 55 | 170 | 55 | 170 | 28 | 170 | 70 | 170 | 28 | 105 | 55 | 105
CORB-1 | A | 10 | 130 | 30 | 130 | 50 | 130 | 28 | 130 | 60 | 130 | 15 | 95 | 40 | 60
COSO-1 | A | 20 | 380 | 40 | 380 | 50 | 380 | 60 | 380 | 140 | 380 | 17 | 304 | 40 | 304
COTPS-1 | A | 29 | 277 | 50 | 277 | 62 | 277 | 35 | 60 | 63 | 277 | 30 | 122 | 60 | 122
COTPS-2 | A | 29 | 287 | 50 | 287 | 62 | 287 | 35 | 60 | 63 | 287 | 30 | 122 | 60 | 122
COTPS-3 | A | 29 | 287 | 50 | 287 | 62 | 287 | 35 | 60 | 63 | 287 | 30 | 122 | 60 | 122
COTPS-4 | A | 29 | 277 | 50 | 277 | 62 | 277 | 35 | 60 | 63 | 277 | 30 | 122 | 60 | 122
COWE1 | A | 7 | 30 | 17 | 30 | 17 | 30 | 7 | 30 | 17 | 30 | 7 | 30 | 17 | 30
COWE2 | A | 7 | 30 | 17 | 30 | 17 | 30 | 7 | 30 | 17 | 30 | 7 | 30 | 17 | 30
CRUA-1 | A | 10 | 110 | 25 | 110 | 37 | 110 | 12 | 110 | 30 | 110 | 10 | 84 | 25 | 48
CRUA-2 | A | 10 | 110 | 25 | 110 | 37 | 110 | 12 | 110 | 30 | 110 | 10 | 84 | 25 | 48
CRUA-3 | A | 7 | 30 | 15 | 30 | 21 | 30 | 9 | 30 | 24 | 30 | 5 | 25 | 13 | 15
CRUA-4 | A | 7 | 30 | 15 | 30 | 21 | 30 | 9 | 30 | 24 | 30 | 5 | 25 | 13 | 15
CRYRW-2 | A | 15 | 138 | 38 | 138 | 40 | 138 | 15 | 138 | 40 | 138 | 13 | 109 | 40 | 63
DAMC-1 | A | 64 | 380 | 136 | 380 | 156 | 380 | 80 | 380 | 180 | 380 | 60 | 293 | 190 | 128
DDGNO-1 | A | 9 | 108 | 25 | 108 | 26 | 108 | 10 | 108 | 26 | 108 | 9 | 97 | 25 | 81
DDGNO-2 | A | 8 | 90 | 20 | 90 | 22 | 90 | 8 | 90 | 21 | 90 | 8 | 81 | 21 | 68
DDGNO-3 | A | 9 | 102 | 24 | 102 | 25 | 102 | 9 | 102 | 25 | 102 | 9 | 92 | 24 | 77
DDGNO-4 | A | 9 | 102 | 24 | 102 | 25 | 102 | 9 | 102 | 25 | 102 | 9 | 92 | 24 | 77
DEEPS-1 | A | 20 | 180 | 60 | 180 | 86 | 180 | 22 | 180 | 80 | 180 | 24 | 96 | 52 | 96
DIDCB5 | A | 40 | 330 | 104 | 330 | 125 | 330 | 55 | 330 | 140 | 330 | 40 | 185 | 105 | 185
DIDCB6 | A | 50 | 250 | 105 | 250 | 105 | 250 | 50 | 250 | 130 | 250 | 50 | 153 | 110 | 103
DINO-1 | A | 14 | 138 | 39 | 138 | 58 | 138 | 28 | 138 | 72 | 138 | 14 | 118 | 36 | 88
DINO-2 | A | 14 | 138 | 39 | 138 | 58 | 138 | 28 | 138 | 72 | 138 | 14 | 118 | 36 | 88
DINO-3 | A | 14 | 138 | 39 | 138 | 58 | 138 | 28 | 138 | 72 | 138 | 14 | 118 | 36 | 88
DINO-4 | A | 14 | 138 | 39 | 138 | 58 | 138 | 28 | 138 | 72 | 138 | 14 | 118 | 36 | 88
DINO-5 | A | 14 | 138 | 39 | 138 | 58 | 138 | 28 | 138 | 72 | 138 | 14 | 118 | 36 | 88
DINO-6 | A | 14 | 138 | 39 | 138 | 58 | 138 | 28 | 138 | 72 | 138 | 14 | 118 | 36 | 88
DRAXX-1 | A | 68 | 345 | 100 | 345 | 100 | 345 | 64 | 95 | 110 | 345 | 60 | 225 | 70 | 225
DRAXX-2 | A | 68 | 345 | 100 | 345 | 100 | 345 | 64 | 95 | 110 | 345 | 60 | 225 | 70 | 225
DRAXX-3 | A | 68 | 345 | 100 | 345 | 100 | 345 | 64 | 95 | 110 | 345 | 60 | 225 | 70 | 225
DRAXX-4 | A | 68 | 345 | 100 | 345 | 100 | 345 | 64 | 95 | 110 | 345 | 60 | 225 | 70 | 225
DRAXX-5 | A | 68 | 345 | 100 | 345 | 100 | 345 | 64 | 95 | 110 | 345 | 60 | 225 | 70 | 225
DRAXX-6 | A | 68 | 345 | 100 | 345 | 100 | 345 | 64 | 95 | 110 | 345 | 60 | 225 | 70 | 225
DRSLW-1 | A | 6 | 69 | 16 | 69 | 17 | 69 | 6 | 69 | 17 | 69 | 6 | 61 | 16 | 54
DUNGW-1 | A | 8 | 89 | 21 | 89 | 33 | 89 | 8 | 89 | 23 | 89 | 8 | 80 | 21 | 69
EAAO-1 | A | 18 | 182 | 48 | 182 | 52 | 182 | 19 | 182 | 50 | 182 | 18 | 164 | 48 | 134
EAAO-2 | A | 17 | 175 | 46 | 175 | 50 | 175 | 18 | 175 | 48 | 175 | 18 | 157 | 46 | 157
EECL-1 | A | 20 | 178 | 25 | 178 | 25 | 178 | 32 | 178 | 81 | 178 | 20 | 143 | 25 | 143
EGGPS-1 | A | 45 | 205 | 83 | 205 | 83 | 205 | 49 | 205 | 110 | 205 | 33 | 95 | 60 | 95
EGGPS-2 | A | 45 | 205 | 83 | 205 | 83 | 205 | 49 | 205 | 110 | 205 | 33 | 95 | 60 | 95
EGGPS-3 | A | 45 | 205 | 83 | 205 | 83 | 205 | 49 | 205 | 110 | 205 | 33 | 95 | 60 | 95
EGGPS-4 | A | 45 | 205 | 83 | 205 | 83 | 205 | 49 | 205 | 110 | 205 | 33 | 95 | 60 | 95
ERRO-1 | A | 1 | 21 | 1 | 21 | 1 | 21 | 2 | 21 | 5 | 21 | 1 | 17 | 1 | 17
ERRO-2 | A | 1 | 21 | 1 | 21 | 1 | 21 | 2 | 21 | 5 | 21 | 1 | 17 | 1 | 17
ERRO-3 | A | 1 | 21 | 1 | 21 | 1 | 21 | 2 | 21 | 5 | 21 | 1 | 17 | 1 | 17
FAARW-1 | A | 2 | 37 | 4 | 37 | 4 | 37 | 4 | 37 | 12 | 37 | 2 | 33 | 4 | 33
FAARW-2 | A | 2 | 37 | 4 | 37 | 4 | 37 | 4 | 37 | 12 | 37 | 2 | 33 | 4 | 33
FALGW-1 | A | 11 | 108 | 28 | 108 | 41 | 108 | 13 | 108 | 35 | 108 | 10 | 86 | 22 | 64
FASN-1 | A | 0 | 15 | 1 | 15 | 1 | 15 | 1 | 15 | 2 | 15 | 0 | 15 | 1 | 12
FASN2 | A | 0 | 15 | 1 | 15 | 1 | 15 | 1 | 15 | 2 | 15 | 0 | 15 | 1 | 12
FASN3 | A | 0 | 15 | 1 | 15 | 1 | 15 | 1 | 15 | 2 | 15 | 0 | 15 | 1 | 12
FAWN-1 | A | 10 | 52 | 25 | 52 | 40 | 52 | 13 | 52 | 32 | 52 | 11 | 37 | 27 | 27
FELL-1 | A | 9 | 63 | 21 | 63 | 22 | 63 | 10 | 63 | 24 | 63 | 9 | 63 | 22 | 63
FFES-1 | A | 10 | 35 | 27 | 35 | 30 | 35 | 9 | 35 | 22 | 35 | 4 | 27 | 6 | 27
FFES-2 | A | 10 | 35 | 27 | 35 | 30 | 35 | 9 | 35 | 22 | 35 | 4 | 27 | 6 | 27
FFES-3 | A | 10 | 35 | 27 | 35 | 30 | 35 | 9 | 35 | 22 | 35 | 4 | 27 | 6 | 27
FFES-4 | A | 10 | 35 | 27 | 35 | 30 | 35 | 9 | 35 | 22 | 35 | 4 | 27 | 6 | 27
FIDL-1 | A | 13 | 205 | 20 | 205 | 23 | 205 | 35 | 100 | 40 | 147 | 30 | 147 | 50 | 147
FIDL-2 | A | 13 | 205 | 20 | 205 | 23 | 205 | 35 | 100 | 40 | 147 | 30 | 147 | 50 | 147
FIDL-3 | A | 13 | 205 | 20 | 205 | 23 | 205 | 35 | 100 | 40 | 147 | 30 | 147 | 50 | 147
FIDL-4 | A | 13 | 205 | 20 | 205 | 23 | 205 | 35 | 100 | 40 | 147 | 30 | 147 | 50 | 147
FINL-1 | A | 0 | 14 | 1 | 14 | 1 | 14 | 1 | 14 | 2 | 14 | 0 | 14 | 1 | 11
FOYE-1 | A | 6 | 60 | 13 | 60 | 16 | 60 | 11 | 60 | 27 | 60 | 5 | 30 | 11 | 30
FOYE-2 | A | 6 | 60 | 13 | 60 | 16 | 60 | 11 | 60 | 27 | 60 | 5 | 30 | 11 | 30
GLNDO-1 | A | 6 | 80 | 12 | 45 | 17 | 45 | 12 | 45 | 25 | 45 | 8 | 65 | 18 | 45
GNFSW-1 | A | 11 | 100 | 30 | 100 | 30 | 100 | 12 | 100 | 31 | 100 | 12 | 70 | 30 | 70
GNFSW-2 | A | 7 | 64 | 18 | 64 | 18 | 64 | 8 | 64 | 18 | 64 | 6 | 49 | 15 | 49
GORDW-1 | A | 6 | 62 | 16 | 56 | 26 | 45 | 7 | 62 | 18 | 62 | 6 | 56 | 16 | 45
GRAI-6 | A | 24 | 320 | 58 | 320 | 58 | 320 | 35 | 320 | 88 | 320 | 28 | 270 | 60 | 230
GRAI-7 | A | 30 | 232 | 60 | 232 | 60 | 232 | 32 | 232 | 84 | 232 | 32 | 175 | 65 | 135
GRAI-8 | A | 26 | 232 | 58 | 232 | 58 | 232 | 32 | 232 | 84 | 232 | 32 | 175 | 65 | 135
GRIFW-1 | A | 8 | 94 | 22 | 94 | 23 | 94 | 8 | 94 | 22 | 94 | 8 | 85 | 22 | 72
GRIFW-2 | A | 8 | 94 | 22 | 94 | 23 | 94 | 8 | 94 | 22 | 94 | 8 | 85 | 22 | 72
GRMO-1 | A | 8 | 43 | 8 | 43 | 8 | 43 | 8 | 43 | 8 | 43 | 8 | 23 | 8 | 23
GYAR-1 | A | 17 | 176 | 42 | 176 | 66 | 176 | 24 | 176 | 60 | 176 | 17 | 176 | 42 | 176
GYMRO-15 | A | 6 | 145 | 15 | 145 | 15 | 145 | 6 | 145 | 15 | 145 | 6 | 44 | 15 | 44
GYMRO-17 | A | 6 | 145 | 15 | 145 | 15 | 145 | 6 | 145 | 15 | 145 | 6 | 44 | 15 | 44
GYMRO-26 | A | 6 | 145 | 15 | 145 | 15 | 145 | 6 | 145 | 15 | 145 | 6 | 44 | 15 | 44
GYMRO-28 | A | 6 | 145 | 15 | 145 | 15 | 145 | 6 | 145 | 15 | 145 | 6 | 44 | 15 | 44
HADHW-1 | A | 7 | 76 | 14 | 76 | 22 | 76 | 13 | 76 | 34 | 76 | 8 | 65 | 17 | 65
HMGTO-1 | A | 8 | 88 | 20 | 88 | 35 | 88 | 10 | 88 | 25 | 88 | 8 | 68 | 19 | 68
HMGTO-2 | A | 9 | 91 | 23 | 91 | 37 | 91 | 10 | 91 | 25 | 91 | 10 | 67 | 24 | 67
HOWAO-1 | A | 42 | 400 | 112 | 400 | 120 | 400 | 44 | 400 | 116 | 400 | 42 | 364 | 112 | 294
HOWAO-2 | A | 42 | 400 | 112 | 400 | 120 | 400 | 44 | 400 | 116 | 400 | 42 | 364 | 112 | 294
HOWAO-3 | A | 42 | 400 | 112 | 400 | 120 | 400 | 44 | 400 | 116 | 400 | 42 | 364 | 112 | 294
HRSTW-1 | A | 12 | 102 | 30 | 102 | 45 | 102 | 13 | 102 | 34 | 102 | 13 | 80 | 27 | 66
HUMR-1 | A | 60 | 533 | 150 | 533 | 200 | 533 | 80 | 533 | 200 | 533 | 62 | 419 | 155 | 251
INDQ-1 | A | 12 | 102 | 31 | 102 | 43 | 102 | 13 | 102 | 34 | 102 | 12 | 72 | 30 | 72
KEAD-2 | A | 41 | 566 | 102 | 566 | 108 | 566 | 57 | 566 | 124 | 566 | 41 | 458 | 99 | 458
KEAD-1 | A | 38 | 415 | 90 | 415 | 90 | 415 | 55 | 415 | 138 | 415 | 38 | 355 | 90 | 285
KILBW-1 | A | 3 | 56 | 8 | 56 | 13 | 56 | 5 | 56 | 14 | 56 | 4 | 53 | 9 | 47
KILLPG-1 | A | 8 | 225 | 10 | 225 | 10 | 225 | 10 | 225 | 12 | 225 | 4 | 150 | 15 | 150
KILLPG-2 | A | 18 | 225 | 25 | 225 | 25 | 225 | 37 | 225 | 37 | 225 | 22 | 195 | 30 | 195
KILNS-1 | A | 30 | 290 | 72 | 290 | 84 | 290 | 42 | 290 | 114 | 290 | 18 | 104 | 45 | 104
KLYN-A-1 | A | 22 | 210 | 45 | 210 | 52 | 210 | 40 | 210 | 95 | 210 | 22 | 189 | 45 | 125
KPMRW-1 | A | 9 | 75 | 20 | 75 | 30 | 75 | 9 | 75 | 23 | 75 | 9 | 67 | 22 | 54
LAGA-1 | A | 55 | 500 | 123 | 500 | 140 | 500 | 52 | 500 | 130 | 500 | 53 | 475 | 130 | 475
LARYO-1 | A | 16 | 155 | 40 | 155 | 45 | 155 | 18 | 155 | 45 | 155 | 14 | 120 | 35 | 120
LARYO-2 | A | 16 | 158 | 40 | 158 | 45 | 158 | 18 | 158 | 45 | 158 | 14 | 120 | 35 | 120
LARYO-3 | A | 16 | 158 | 40 | 158 | 45 | 158 | 18 | 158 | 45 | 158 | 14 | 120 | 35 | 120
LARYO-4 | A | 16 | 158 | 40 | 158 | 45 | 158 | 18 | 158 | 45 | 158 | 14 | 120 | 35 | 120
LBAR-1G | A | 1 | 16 | 4 | 16 | 6 | 16 | 2 | 16 | 4 | 16 | 1 | 9 | 4 | 9
LBAR-1 | A | 39 | 360 | 88 | 360 | 88 | 360 | 55 | 360 | 145 | 360 | 41 | 270 | 90 | 270
LNCSO-1 | A | 12 | 130 | 30 | 130 | 32 | 130 | 12 | 130 | 32 | 130 | 10 | 100 | 26 | 100
LNCSO-2 | A | 13 | 140 | 34 | 140 | 36 | 140 | 14 | 140 | 36 | 140 | 12 | 125 | 32 | 125
LOAN-1 | A | 25 | 326 | 51 | 326 | 55 | 326 | 19 | 326 | 50 | 326 | 12 | 276 | 28 | 276
LOAN-2 | A | 25 | 326 | 51 | 326 | 55 | 326 | 19 | 326 | 50 | 326 | 12 | 276 | 28 | 276
LOAN-3 | A | 25 | 326 | 51 | 326 | 55 | 326 | 19 | 326 | 50 | 326 | 12 | 276 | 28 | 276
MEDP-1 | A | 30 | 380 | 76 | 330 | 76 | 330 | 48 | 380 | 105 | 380 | 31 | 330 | 79 | 290
MILWW-1 | A | 6 | 32 | 8 | 54 | 13 | 54 | 5 | 54 | 14 | 54 | 3 | 43 | 8 | 43
MKHLW-1 | A | 4 | 42 | 10 | 42 | 12 | 42 | 5 | 42 | 13 | 42 | 5 | 37 | 12 | 30
MRWD-1 | A | 43 | 448 | 100 | 448 | 112 | 448 | 67 | 448 | 160 | 448 | 36 | 328 | 93 | 328
NANT-1 | A | 0 | 15 | 0 | 15 | 0 | 15 | 0 | 15 | 1 | 15 | 0 | 15 | 0 | 15
PEHE-1 | A | 42 | 420 | 72 | 420 | 72 | 420 | 83 | 420 | 117 | 420 | 35 | 350 | 84 | 260
PEHE-2 | A | 16 | 490 | 40 | 265 | 42 | 490 | 0 | 0 | 0 | 0 | 0 | 490 | 0 | 490
PEMB-11 | A | 38 | 113 | 63 | 276 | 63 | 276 | 33 | 276 | 90 | 276 | 35 | 241 | 64 | 210
PEMB-21 | A | 38 | 113 | 63 | 276 | 63 | 276 | 33 | 276 | 90 | 276 | 35 | 241 | 64 | 210
PEMB-31 | A | 38 | 113 | 63 | 276 | 63 | 276 | 33 | 276 | 90 | 276 | 35 | 241 | 64 | 210
PEMB-41 | A | 38 | 113 | 63 | 276 | 63 | 276 | 33 | 276 | 90 | 276 | 35 | 241 | 64 | 210
PEMB-51 | A | 38 | 113 | 63 | 276 | 63 | 276 | 33 | 276 | 90 | 276 | 35 | 241 | 64 | 210
PETEM1 | A | 20 | 180 | 46 | 180 | 52 | 180 | 24 | 180 | 58 | 180 | 20 | 150 | 50 | 100
PINFB-1 | A | 3 | 6 | 6 | 25 | 6 | 25 | 2 | 25 | 6 | 25 | 3 | 21 | 6 | 15
PINFB-2 | A | 3 | 6 | 6 | 25 | 61 | 15 | 2 | 25 | 6 | 25 | 3 | 21 | 6 | 15
PINFB-3 | A | 3 | 6 | 6 | 25 | 6 | 25 | 2 | 25 | 6 | 25 | 3 | 21 | 6 | 15
PINFB-4 | A | 3 | 6 | 6 | 25 | 6 | 25 | 2 | 25 | 6 | 25 | 3 | 21 | 6 | 15
RATS-1 | A | 50 | 270 | 90 | 270 | 90 | 270 | 36 | 270 | 50 | 270 | 42 | 105 | 75 | 155
RATS-2 | A | 40 | 270 | 90 | 270 | 100 | 270 | 36 | 270 | 50 | 270 | 40 | 195 | 75 | 195
RATS-3 | A | 40 | 270 | 90 | 270 | 100 | 270 | 36 | 270 | 50 | 270 | 40 | 195 | 75 | 195
RATS-4 | A | 40 | 270 | 95 | 270 | 100 | 270 | 36 | 270 | 50 | 270 | 40 | 195 | 75 | 195
RMPNO-1 | A | 18 | 180 | 45 | 180 | 72 | 180 | 20 | 180 | 50 | 180 | 18 | 130 | 47 | 130
RMPNO-2 | A | 18 | 180 | 45 | 180 | 72 | 180 | 20 | 180 | 50 | 180 | 18 | 130 | 47 | 130
ROCK-1 | A | 36 | 400 | 50 | 400 | 54 | 400 | 60 | 400 | 160 | 400 | 33 | 220 | 53 | 220
RYHPS-1 | A | 30 | 305 | 48 | 305 | 66 | 305 | 42 | 305 | 51 | 305 | 30 | 130 | 42 | 68
SCCL-1 | A | 35 | 180 | 70 | 180 | 70 | 180 | 40 | 180 | 95 | 180 | 40 | 100 | 100 | 50
SCCL-2 | A | 35 | 180 | 70 | 180 | 70 | 180 | 40 | 180 | 95 | 180 | 40 | 100 | 100 | 50
SCCL-3 | A | 35 | 180 | 70 | 180 | 70 | 180 | 40 | 180 | 95 | 180 | 40 | 100 | 100 | 50
SEAB-1 | A | 44 | 254 | 125 | 254 | 150 | 254 | 55 | 254 | 150 | 254 | 75 | 164 | 176 | 38
SEAB-2 | A | 31 | 138 | 76 | 138 | 86 | 138 | 32 | 138 | 82 | 138 | 37 | 73 | 90 | 43
SEEL-1 | A | 23 | 170 | 38 | 170 | 38 | 170 | 24 | 170 | 70 | 170 | 19 | 135 | 38 | 100
SHBA-1 | A | 33 | 420 | 79 | 420 | 91 | 420 | 59 | 420 | 150 | 420 | 37 | 336 | 95 | 252
SHBA-2 | A | 32 | 319 | 70 | 319 | 76 | 319 | 35 | 319 | 93 | 319 | 32 | 270 | 70 | 217
SHOS-1 | A | 20 | 260 | 41 | 260 | 48 | 260 | 31 | 260 | 82 | 260 | 24 | 185 | 53 | 185
SHRSWO-1 | A | 16 | 157 | 44 | 157 | 46 | 157 | 17 | 157 | 46 | 157 | 16 | 141 | 43 | 113
SHRSWO-2 | A | 16 | 157 | 44 | 157 | 46 | 157 | 17 | 157 | 46 | 157 | 16 | 141 | 43 | 113
SIZB-1 | A | 38 | 283 | 45 | 283 | 45 | 283 | 45 | 283 | 45 | 283 | 40 | 283 | 46 | 283
SIZB-2 | A | 38 | 283 | 45 | 283 | 45 | 283 | 45 | 283 | 45 | 283 | 40 | 283 | 46 | 283
SLOY-1 | A | 0 | 38 | 1 | 38 | 1 | 38 | 1 | 38 | 2 | 38 | 0 | 38 | 1 | 30
SLOY-2 | A | 0 | 38 | 1 | 38 | 1 | 38 | 1 | 38 | 2 | 38 | 0 | 38 | 1 | 30
SLOY-3 | A | 0 | 38 | 1 | 38 | 1 | 38 | 1 | 38 | 2 | 38 | 0 | 38 | 1 | 30
SLOY-4 | A | 0 | 28 | 1 | 28 | 1 | 28 | 1 | 28 | 2 | 28 | 0 | 28 | 1 | 22
SPLN-1 | A | 40 | 380 | 100 | 380 | 110 | 380 | 50 | 380 | 120 | 380 | 30 | 380 | 90 | 300
STAY-1 | A | 35 | 265 | 62 | 265 | 62 | 265 | 35 | 265 | 89 | 265 | 34 | 192 | 63 | 192
STAY-2 | A | 35 | 265 | 62 | 265 | 62 | 265 | 35 | 265 | 89 | 265 | 34 | 192 | 63 | 192
STAY-3 | A | 35 | 265 | 62 | 265 | 62 | 265 | 35 | 265 | 89 | 265 | 34 | 192 | 63 | 192
STAY-4 | A | 35 | 265 | 62 | 265 | 62 | 265 | 35 | 265 | 89 | 265 | 34 | 192 | 63 | 192
STRNW-1 | A | 6 | 52 | 16 | 52 | 26 | 52 | 7 | 60 | 17 | 60 | 6 | 52 | 17 | 42
SUTB-1 | A | 36 | 380 | 104 | 380 | 148 | 380 | 52 | 380 | 132 | 380 | 47 | 250 | 107 | 250
SVRP-10 | A | 20 | 225 | 50 | 225 | 70 | 225 | 32 | 225 | 80 | 225 | 20 | 172 | 50 | 172
SVRP-20 | A | 20 | 225 | 50 | 225 | 70 | 225 | 32 | 225 | 80 | 225 | 20 | 172 | 50 | 172
USKM-13 | A | 6 | 49 | 15 | 49 | 17 | 49 | 8 | 49 | 19 | 49 | 7 | 36 | 8 | 36
USKM-14 | A | 6 | 49 | 15 | 49 | 17 | 49 | 8 | 49 | 19 | 49 | 7 | 36 | 8 | 36
USKM-15 | A | 6 | 49 | 15 | 49 | 17 | 49 | 8 | 49 | 19 | 49 | 7 | 36 | 8 | 36
WBUPS-1 | A | 30 | 113 | 48 | 153 | 48 | 153 | 32 | 113 | 50 | 113 | 40 | 153 | 65 | 113
WBUPS-2 | A | 30 | 133 | 48 | 173 | 48 | 173 | 32 | 133 | 50 | 133 | 40 | 173 | 65 | 133
WBUPS-3 | A | 30 | 133 | 48 | 173 | 48 | 173 | 32 | 133 | 50 | 133 | 40 | 173 | 65 | 133
WBUPS-4 | A | 30 | 113 | 48 | 153 | 48 | 153 | 32 | 113 | 50 | 113 | 40 | 153 | 65 | 113
WBURB-1 | A | 22 | 240 | 48 | 240 | 62 | 240 | 27 | 240 | 69 | 240 | 20 | 200 | 50 | 120
WBURB-2 | A | 25 | 255 | 52 | 255 | 62 | 255 | 26 | 255 | 67 | 255 | 22 | 215 | 52 | 135
WBURB-3 | A | 23 | 255 | 56 | 255 | 67 | 255 | 25 | 255 | 67 | 255 | 22 | 211 | 58 | 167
WDNSO-1 | A | 21 | 191 | 54 | 191 | 57 | 191 | 21 | 191 | 57 | 191 | 21 | 170 | 55 | 136
WDNSO-2 | A | 21 | 191 | 54 | 191 | 57 | 191 | 21 | 191 | 57 | 191 | 21 | 170 | 55 | 136
WHILW-1 | A | 31 | 322 | 84 | 322 | 90 | 322 | 33 | 322 | 90 | 322 | 32 | 255 | 86 | 210
WHILW-2 | A | 19 | 163 | 33 | 163 | 35 | 163 | 20 | 163 | 52 | 163 | 21 | 142 | 43 | 119
WLNYO-2 | A | 19 | 182 | 51 | 182 | 54 | 182 | 20 | 182 | 53 | 182 | 20 | 158 | 51 | 130
WLNYW-1 | A | 19 | 182 | 51 | 182 | 54 | 182 | 20 | 182 | 53 | 182 | 20 | 158 | 51 | 130
WTMSO-1 | A | 22 | 200 | 58 | 200 | 62 | 200 | 23 | 200 | 61 | 200 | 23 | 140 | 60 | 140

## Aug 2023
MW Response Capability by BMU
|  | Primary Response (Max MWhrs) | [5 empty] | Secondary Response (Max Mwhrs) |  |  |  | High Frequency Response (Max MWhrs)
UNIT | Mode | 0.2Hz | Genset Deload (MW) | 0.5Hz | Genset Deload (MW) | 0.8Hz | Genset Deload (MW) | 0.2/0.2Hz | Genset Deload (MW) | 0.5/0.5Hz | Genset Deload (MW) | 0.2Hz | Genset Deload (MW) | 0.5Hz | Genset Deload (MW)
ABTH7 | A | 40 | 250 | 72 | 250 | 72 | 250 | 48 | 250 | 120 | 250 | 38 | 185 | 55 | 185
ABTH8 | A | 40 | 250 | 72 | 250 | 72 | 250 | 48 | 250 | 120 | 250 | 38 | 185 | 55 | 185
ABTH9 | A | 30 | 240 | 80 | 240 | 80 | 240 | 40 | 240 | 120 | 240 | 38 | 125 | 52 | 125
ARCHW-1 | A | 10 | 92 | 25 | 92 | 25 | 92 | 12 | 92 | 30 | 92 | 11 | 73 | 24 | 56
BAGE-1 | A | 30 | 255 | 70 | 255 | 90 | 255 | 35 | 255 | 90 | 255 | 28 | 220 | 70 | 185
BAGE-2 | A | 3 | 17 | 8 | 17 | 12 | 17 | 4 | 17 | 9 | 17 | 2 | 17 | 5 | 17
BARKB2 | A | 33 | 210 | 82 | 210 | 108 | 210 | 39 | 210 | 97 | 210 | 31 | 120 | 84 | 120
BARK-1 | A | 22 | 140 | 55 | 140 | 72 | 140 | 26 | 140 | 65 | 140 | 21 | 80 | 54 | 80
BHLAW-1 | A | 7 | 98 | 16 | 98 | 19 | 98 | 10 | 98 | 26 | 98 | 8 | 87 | 18 | 78
BLLA-1 | A | 6 | 99 | 13 | 99 | 13 | 99 | 15 | 99 | 39 | 99 | 9 | 83 | 16 | 83
BRBEO-1 | A | 20 | 258 | 50 | 258 | 50 | 258 | 22 | 258 | 63 | 258 | 17 | 194 | 46 | 194
BRDUW-1 | A | 6 | 58 | 17 | 58 | 17 | 58 | 7 | 58 | 17 | 58 | 6 | 36 | 17 | 36
BRGG-1 | A | 16 | 110 | 32 | 110 | 48 | 110 | 16 | 110 | 40 | 110 | 14 | 96 | 34 | 46
BRYP-1 | A | 15 | 82 | 25 | 82 | 31 | 82 | 22 | 82 | 37 | 82 | 10 | 82 | 27 | 47
BURBW-1 | A | 0 | 90 | 0 | 90 | 0 | 90 | 0 | 0 | 0 | 0 | 0 | 90 | 0 | 90
CARR-1 | A | 35 | 269 | 58 | 269 | 58 | 269 | 35 | 325 | 88 | 325 | 34 | 269 | 56 | 269
CARR-2 | A | 35 | 269 | 58 | 269 | 58 | 269 | 35 | 325 | 88 | 325 | 34 | 269 | 56 | 269
CDCL-1 | A | 30 | 231 | 46 | 231 | 46 | 231 | 34 | 231 | 45 | 231 | 29 | 172 | 72 | 135
CLAC-1 | A | 3 | 28 | 8 | 28 | 13 | 28 | 3 | 36 | 9 | 36 | 3 | 28 | 8 | 28
CLDCW-1 | A | 14 | 14 | 34 | 113 | 36 | 113 | 13 | 113 | 35 | 113 | 13 | 99 | 34 | 78
CLDNW-1 | A | 13 | 108 | 33 | 108 | 35 | 108 | 13 | 108 | 35 | 108 | 12 | 95 | 33 | 74
CLDSW-1 | A | 16 | 129 | 40 | 129 | 43 | 129 | 16 | 129 | 42 | 129 | 16 | 113 | 41 | 88
CNQPS-1 | A | 22 | 170 | 55 | 170 | 55 | 170 | 28 | 170 | 70 | 170 | 26 | 120 | 60 | 105
CNQPS-2 | A | 22 | 170 | 55 | 170 | 55 | 170 | 28 | 170 | 70 | 170 | 22 | 120 | 55 | 105
CNQPS-3 | A | 22 | 170 | 55 | 170 | 55 | 170 | 28 | 170 | 70 | 170 | 22 | 120 | 55 | 105
CNQPS-4 | A | 22 | 170 | 55 | 170 | 55 | 170 | 28 | 170 | 70 | 170 | 28 | 105 | 55 | 105
CORB-1 | A | 10 | 130 | 30 | 130 | 50 | 130 | 28 | 130 | 60 | 130 | 15 | 95 | 40 | 60
COSO-1 | A | 20 | 380 | 40 | 380 | 50 | 380 | 60 | 380 | 140 | 380 | 17 | 304 | 40 | 304
COTPS-1 | A | 29 | 277 | 50 | 277 | 62 | 277 | 35 | 60 | 63 | 277 | 30 | 122 | 60 | 122
COTPS-2 | A | 29 | 287 | 50 | 287 | 62 | 287 | 35 | 60 | 63 | 287 | 30 | 122 | 60 | 122
COTPS-3 | A | 29 | 287 | 50 | 287 | 62 | 287 | 35 | 60 | 63 | 287 | 30 | 122 | 60 | 122
COTPS-4 | A | 29 | 277 | 50 | 277 | 62 | 277 | 35 | 60 | 63 | 277 | 30 | 122 | 60 | 122
COWE1 | A | 7 | 30 | 17 | 30 | 17 | 30 | 7 | 30 | 17 | 30 | 7 | 30 | 17 | 30
COWE2 | A | 7 | 30 | 17 | 30 | 17 | 30 | 7 | 30 | 17 | 30 | 7 | 30 | 17 | 30
CRUA-1 | A | 10 | 110 | 25 | 110 | 37 | 110 | 12 | 110 | 30 | 110 | 10 | 84 | 25 | 48
CRUA-2 | A | 10 | 110 | 25 | 110 | 37 | 110 | 12 | 110 | 30 | 110 | 10 | 84 | 25 | 48
CRUA-3 | A | 7 | 30 | 15 | 30 | 21 | 30 | 9 | 30 | 24 | 30 | 5 | 25 | 13 | 15
CRUA-4 | A | 7 | 30 | 15 | 30 | 21 | 30 | 9 | 30 | 24 | 30 | 5 | 25 | 13 | 15
CRYRW-2 | A | 15 | 138 | 38 | 138 | 40 | 138 | 15 | 138 | 40 | 138 | 13 | 109 | 40 | 63
DAMC-1 | A | 64 | 380 | 136 | 380 | 156 | 380 | 80 | 380 | 180 | 380 | 60 | 293 | 190 | 128
DDGNO-1 | A | 9 | 108 | 25 | 108 | 26 | 108 | 10 | 108 | 26 | 108 | 9 | 97 | 25 | 81
DDGNO-2 | A | 8 | 90 | 20 | 90 | 22 | 90 | 8 | 90 | 21 | 90 | 8 | 81 | 21 | 68
DDGNO-3 | A | 9 | 102 | 24 | 102 | 25 | 102 | 9 | 102 | 25 | 102 | 9 | 92 | 24 | 77
DDGNO-4 | A | 9 | 102 | 24 | 102 | 25 | 102 | 9 | 102 | 25 | 102 | 9 | 92 | 24 | 77
DEEPS-1 | A | 20 | 180 | 60 | 180 | 86 | 180 | 22 | 180 | 80 | 180 | 24 | 96 | 52 | 96
DIDCB5 | A | 40 | 330 | 104 | 330 | 125 | 330 | 55 | 330 | 140 | 330 | 40 | 185 | 105 | 185
DIDCB6 | A | 50 | 250 | 105 | 250 | 105 | 250 | 50 | 250 | 130 | 250 | 50 | 153 | 110 | 103
DINO-1 | A | 14 | 138 | 39 | 138 | 58 | 138 | 28 | 138 | 72 | 138 | 14 | 118 | 36 | 88
DINO-2 | A | 14 | 138 | 39 | 138 | 58 | 138 | 28 | 138 | 72 | 138 | 14 | 118 | 36 | 88
DINO-3 | A | 14 | 138 | 39 | 138 | 58 | 138 | 28 | 138 | 72 | 138 | 14 | 118 | 36 | 88
DINO-4 | A | 14 | 138 | 39 | 138 | 58 | 138 | 28 | 138 | 72 | 138 | 14 | 118 | 36 | 88
DINO-5 | A | 14 | 138 | 39 | 138 | 58 | 138 | 28 | 138 | 72 | 138 | 14 | 118 | 36 | 88
DINO-6 | A | 14 | 138 | 39 | 138 | 58 | 138 | 28 | 138 | 72 | 138 | 14 | 118 | 36 | 88
DRAXX-1 | A | 68 | 345 | 100 | 345 | 100 | 345 | 64 | 95 | 110 | 345 | 60 | 225 | 70 | 225
DRAXX-2 | A | 68 | 345 | 100 | 345 | 100 | 345 | 64 | 95 | 110 | 345 | 60 | 225 | 70 | 225
DRAXX-3 | A | 68 | 345 | 100 | 345 | 100 | 345 | 64 | 95 | 110 | 345 | 60 | 225 | 70 | 225
DRAXX-4 | A | 68 | 345 | 100 | 345 | 100 | 345 | 64 | 95 | 110 | 345 | 60 | 225 | 70 | 225
DRAXX-5 | A | 68 | 345 | 100 | 345 | 100 | 345 | 64 | 95 | 110 | 345 | 60 | 225 | 70 | 225
DRAXX-6 | A | 68 | 345 | 100 | 345 | 100 | 345 | 64 | 95 | 110 | 345 | 60 | 225 | 70 | 225
DRSLW-1 | A | 6 | 69 | 16 | 69 | 17 | 69 | 6 | 69 | 17 | 69 | 6 | 61 | 16 | 54
DUNGW-1 | A | 8 | 89 | 21 | 89 | 33 | 89 | 8 | 89 | 23 | 89 | 8 | 80 | 21 | 69
EAAO-1 | A | 18 | 182 | 48 | 182 | 52 | 182 | 19 | 182 | 50 | 182 | 18 | 164 | 48 | 134
EAAO-2 | A | 17 | 175 | 46 | 175 | 50 | 175 | 18 | 175 | 48 | 175 | 18 | 157 | 46 | 157
EECL-1 | A | 20 | 178 | 25 | 178 | 25 | 178 | 32 | 178 | 81 | 178 | 20 | 143 | 25 | 143
EGGPS-1 | A | 45 | 205 | 83 | 205 | 83 | 205 | 49 | 205 | 110 | 205 | 33 | 95 | 60 | 95
EGGPS-2 | A | 45 | 205 | 83 | 205 | 83 | 205 | 49 | 205 | 110 | 205 | 33 | 95 | 60 | 95
EGGPS-3 | A | 45 | 205 | 83 | 205 | 83 | 205 | 49 | 205 | 110 | 205 | 33 | 95 | 60 | 95
EGGPS-4 | A | 45 | 205 | 83 | 205 | 83 | 205 | 49 | 205 | 110 | 205 | 33 | 95 | 60 | 95
ERRO-1 | A | 1 | 21 | 1 | 21 | 1 | 21 | 2 | 21 | 5 | 21 | 1 | 17 | 1 | 17
ERRO-2 | A | 1 | 21 | 1 | 21 | 1 | 21 | 2 | 21 | 5 | 21 | 1 | 17 | 1 | 17
ERRO-3 | A | 1 | 21 | 1 | 21 | 1 | 21 | 2 | 21 | 5 | 21 | 1 | 17 | 1 | 17
FAARW-1 | A | 2 | 37 | 4 | 37 | 4 | 37 | 4 | 37 | 12 | 37 | 2 | 33 | 4 | 33
FAARW-2 | A | 2 | 37 | 4 | 37 | 4 | 37 | 4 | 37 | 12 | 37 | 2 | 33 | 4 | 33
FALGW-1 | A | 11 | 108 | 28 | 108 | 41 | 108 | 13 | 108 | 35 | 108 | 10 | 86 | 22 | 64
FASN-1 | A | 0 | 15 | 1 | 15 | 1 | 15 | 1 | 15 | 2 | 15 | 0 | 15 | 1 | 12
FASN2 | A | 0 | 15 | 1 | 15 | 1 | 15 | 1 | 15 | 2 | 15 | 0 | 15 | 1 | 12
FASN3 | A | 0 | 15 | 1 | 15 | 1 | 15 | 1 | 15 | 2 | 15 | 0 | 15 | 1 | 12
FAWN-1 | A | 10 | 52 | 25 | 52 | 40 | 52 | 13 | 52 | 32 | 52 | 11 | 37 | 27 | 27
FELL-1 | A | 9 | 63 | 21 | 63 | 22 | 63 | 10 | 63 | 24 | 63 | 9 | 63 | 22 | 63
FFES-1 | A | 10 | 35 | 27 | 35 | 30 | 35 | 9 | 35 | 22 | 35 | 4 | 27 | 6 | 27
FFES-2 | A | 10 | 35 | 27 | 35 | 30 | 35 | 9 | 35 | 22 | 35 | 4 | 27 | 6 | 27
FFES-3 | A | 10 | 35 | 27 | 35 | 30 | 35 | 9 | 35 | 22 | 35 | 4 | 27 | 6 | 27
FFES-4 | A | 10 | 35 | 27 | 35 | 30 | 35 | 9 | 35 | 22 | 35 | 4 | 27 | 6 | 27
FIDL-1 | A | 13 | 205 | 20 | 205 | 23 | 205 | 35 | 100 | 40 | 147 | 30 | 147 | 50 | 147
FIDL-2 | A | 13 | 205 | 20 | 205 | 23 | 205 | 35 | 100 | 40 | 147 | 30 | 147 | 50 | 147
FIDL-3 | A | 13 | 205 | 20 | 205 | 23 | 205 | 35 | 100 | 40 | 147 | 30 | 147 | 50 | 147
FIDL-4 | A | 13 | 205 | 20 | 205 | 23 | 205 | 35 | 100 | 40 | 147 | 30 | 147 | 50 | 147
FINL-1 | A | 0 | 14 | 1 | 14 | 1 | 14 | 1 | 14 | 2 | 14 | 0 | 14 | 1 | 11
FOYE-1 | A | 6 | 60 | 13 | 60 | 16 | 60 | 11 | 60 | 27 | 60 | 5 | 30 | 11 | 30
FOYE-2 | A | 6 | 60 | 13 | 60 | 16 | 60 | 11 | 60 | 27 | 60 | 5 | 30 | 11 | 30
GLNDO-1 | A | 6 | 80 | 12 | 45 | 17 | 45 | 12 | 45 | 25 | 45 | 8 | 65 | 18 | 45
GNFSW-1 | A | 11 | 100 | 30 | 100 | 30 | 100 | 12 | 100 | 31 | 100 | 12 | 70 | 30 | 70
GNFSW-2 | A | 7 | 64 | 18 | 64 | 18 | 64 | 8 | 64 | 18 | 64 | 6 | 49 | 15 | 49
GORDW-1 | A | 6 | 62 | 16 | 56 | 26 | 45 | 7 | 62 | 18 | 62 | 6 | 56 | 16 | 45
GRAI-6 | A | 24 | 320 | 58 | 320 | 58 | 320 | 35 | 320 | 88 | 320 | 28 | 270 | 60 | 230
GRAI-7 | A | 30 | 232 | 60 | 232 | 60 | 232 | 32 | 232 | 84 | 232 | 32 | 175 | 65 | 135
GRAI-8 | A | 26 | 232 | 58 | 232 | 58 | 232 | 32 | 232 | 84 | 232 | 32 | 175 | 65 | 135
GRIFW-1 | A | 8 | 94 | 22 | 94 | 23 | 94 | 8 | 94 | 22 | 94 | 8 | 85 | 22 | 72
GRIFW-2 | A | 8 | 94 | 22 | 94 | 23 | 94 | 8 | 94 | 22 | 94 | 8 | 85 | 22 | 72
GRMO-1 | A | 8 | 43 | 8 | 43 | 8 | 43 | 8 | 43 | 8 | 43 | 8 | 23 | 8 | 23
GYAR-1 | A | 17 | 176 | 42 | 176 | 66 | 176 | 24 | 176 | 60 | 176 | 17 | 176 | 42 | 176
GYMRO-15 | A | 6 | 145 | 15 | 145 | 15 | 145 | 6 | 145 | 15 | 145 | 6 | 44 | 15 | 44
GYMRO-17 | A | 6 | 145 | 15 | 145 | 15 | 145 | 6 | 145 | 15 | 145 | 6 | 44 | 15 | 44
GYMRO-26 | A | 6 | 145 | 15 | 145 | 15 | 145 | 6 | 145 | 15 | 145 | 6 | 44 | 15 | 44
GYMRO-28 | A | 6 | 145 | 15 | 145 | 15 | 145 | 6 | 145 | 15 | 145 | 6 | 44 | 15 | 44
HADHW-1 | A | 7 | 76 | 14 | 76 | 22 | 76 | 13 | 76 | 34 | 76 | 8 | 65 | 17 | 65
HMGTO-1 | A | 8 | 88 | 20 | 88 | 35 | 88 | 10 | 88 | 25 | 88 | 8 | 68 | 19 | 68
HMGTO-2 | A | 9 | 91 | 23 | 91 | 37 | 91 | 10 | 91 | 25 | 91 | 10 | 67 | 24 | 67
HOWAO-1 | A | 42 | 400 | 112 | 400 | 120 | 400 | 44 | 400 | 116 | 400 | 42 | 364 | 112 | 294
HOWAO-2 | A | 42 | 400 | 112 | 400 | 120 | 400 | 44 | 400 | 116 | 400 | 42 | 364 | 112 | 294
HOWAO-3 | A | 42 | 400 | 112 | 400 | 120 | 400 | 44 | 400 | 116 | 400 | 42 | 364 | 112 | 294
HRSTW-1 | A | 12 | 102 | 30 | 102 | 45 | 102 | 13 | 102 | 34 | 102 | 13 | 80 | 27 | 66
HUMR-1 | A | 60 | 533 | 150 | 533 | 200 | 533 | 80 | 533 | 200 | 533 | 62 | 419 | 155 | 251
INDQ-1 | A | 12 | 102 | 31 | 102 | 43 | 102 | 13 | 102 | 34 | 102 | 12 | 72 | 30 | 72
KEAD-2 | A | 41 | 566 | 102 | 566 | 108 | 566 | 57 | 566 | 124 | 566 | 41 | 458 | 99 | 458
KEAD-1 | A | 38 | 415 | 90 | 415 | 90 | 415 | 55 | 415 | 138 | 415 | 38 | 355 | 90 | 285
KILBW-1 | A | 3 | 56 | 8 | 56 | 13 | 56 | 5 | 56 | 14 | 56 | 4 | 53 | 9 | 47
KILLPG-1 | A | 8 | 225 | 10 | 225 | 10 | 225 | 10 | 225 | 12 | 225 | 4 | 150 | 15 | 150
KILLPG-2 | A | 18 | 225 | 25 | 225 | 25 | 225 | 37 | 225 | 37 | 225 | 22 | 195 | 30 | 195
KILNS-1 | A | 30 | 290 | 72 | 290 | 84 | 290 | 42 | 290 | 114 | 290 | 18 | 104 | 45 | 104
KLYN-A-1 | A | 22 | 210 | 45 | 210 | 52 | 210 | 40 | 210 | 95 | 210 | 22 | 189 | 45 | 125
KPMRW-1 | A | 9 | 75 | 20 | 75 | 30 | 75 | 9 | 75 | 23 | 75 | 9 | 67 | 22 | 54
LAGA-1 | A | 55 | 500 | 123 | 500 | 140 | 500 | 52 | 500 | 130 | 500 | 53 | 475 | 130 | 475
LARYO-1 | A | 16 | 155 | 40 | 155 | 45 | 155 | 18 | 155 | 45 | 155 | 14 | 120 | 35 | 120
LARYO-2 | A | 16 | 158 | 40 | 158 | 45 | 158 | 18 | 158 | 45 | 158 | 14 | 120 | 35 | 120
LARYO-3 | A | 16 | 158 | 40 | 158 | 45 | 158 | 18 | 158 | 45 | 158 | 14 | 120 | 35 | 120
LARYO-4 | A | 16 | 158 | 40 | 158 | 45 | 158 | 18 | 158 | 45 | 158 | 14 | 120 | 35 | 120
LBAR-1G | A | 1 | 16 | 4 | 16 | 6 | 16 | 2 | 16 | 4 | 16 | 1 | 9 | 4 | 9
LBAR-1 | A | 39 | 360 | 88 | 360 | 88 | 360 | 55 | 360 | 145 | 360 | 41 | 270 | 90 | 270
LNCSO-1 | A | 12 | 130 | 30 | 130 | 32 | 130 | 12 | 130 | 32 | 130 | 10 | 100 | 26 | 100
LNCSO-2 | A | 13 | 140 | 34 | 140 | 36 | 140 | 14 | 140 | 36 | 140 | 12 | 125 | 32 | 125
LOAN-1 | A | 25 | 326 | 51 | 326 | 55 | 326 | 19 | 326 | 50 | 326 | 12 | 276 | 28 | 276
LOAN-2 | A | 25 | 326 | 51 | 326 | 55 | 326 | 19 | 326 | 50 | 326 | 12 | 276 | 28 | 276
LOAN-3 | A | 25 | 326 | 51 | 326 | 55 | 326 | 19 | 326 | 50 | 326 | 12 | 276 | 28 | 276
MEDP-1 | A | 30 | 380 | 76 | 330 | 76 | 330 | 48 | 380 | 105 | 380 | 31 | 330 | 79 | 290
MILWW-1 | A | 6 | 32 | 8 | 54 | 13 | 54 | 5 | 54 | 14 | 54 | 3 | 43 | 8 | 43
MKHLW-1 | A | 4 | 42 | 10 | 42 | 12 | 42 | 5 | 42 | 13 | 42 | 5 | 37 | 12 | 30
MRWD-1 | A | 43 | 448 | 100 | 448 | 112 | 448 | 67 | 448 | 160 | 448 | 36 | 328 | 93 | 328
NANT-1 | A | 0 | 15 | 0 | 15 | 0 | 15 | 0 | 15 | 1 | 15 | 0 | 15 | 0 | 15
PEHE-1 | A | 42 | 420 | 72 | 420 | 72 | 420 | 83 | 420 | 117 | 420 | 35 | 350 | 84 | 260
PEHE-2 | A | 16 | 490 | 40 | 265 | 42 | 490 | 0 | 0 | 0 | 0 | 0 | 490 | 0 | 490
PEMB-11 | A | 38 | 113 | 63 | 276 | 63 | 276 | 33 | 276 | 90 | 276 | 35 | 241 | 64 | 210
PEMB-21 | A | 38 | 113 | 63 | 276 | 63 | 276 | 33 | 276 | 90 | 276 | 35 | 241 | 64 | 210
PEMB-31 | A | 38 | 113 | 63 | 276 | 63 | 276 | 33 | 276 | 90 | 276 | 35 | 241 | 64 | 210
PEMB-41 | A | 38 | 113 | 63 | 276 | 63 | 276 | 33 | 276 | 90 | 276 | 35 | 241 | 64 | 210
PEMB-51 | A | 38 | 113 | 63 | 276 | 63 | 276 | 33 | 276 | 90 | 276 | 35 | 241 | 64 | 210
PETEM1 | A | 20 | 180 | 46 | 180 | 52 | 180 | 24 | 180 | 58 | 180 | 20 | 150 | 50 | 100
PINFB-1 | A | 3 | 6 | 6 | 25 | 6 | 25 | 2 | 25 | 6 | 25 | 3 | 21 | 6 | 15
PINFB-2 | A | 3 | 6 | 6 | 25 | 61 | 15 | 2 | 25 | 6 | 25 | 3 | 21 | 6 | 15
PINFB-3 | A | 3 | 6 | 6 | 25 | 6 | 25 | 2 | 25 | 6 | 25 | 3 | 21 | 6 | 15
PINFB-4 | A | 3 | 6 | 6 | 25 | 6 | 25 | 2 | 25 | 6 | 25 | 3 | 21 | 6 | 15
RATS-1 | A | 50 | 270 | 90 | 270 | 90 | 270 | 36 | 270 | 50 | 270 | 42 | 105 | 75 | 155
RATS-2 | A | 40 | 270 | 90 | 270 | 100 | 270 | 36 | 270 | 50 | 270 | 40 | 195 | 75 | 195
RATS-3 | A | 40 | 270 | 90 | 270 | 100 | 270 | 36 | 270 | 50 | 270 | 40 | 195 | 75 | 195
RATS-4 | A | 40 | 270 | 95 | 270 | 100 | 270 | 36 | 270 | 50 | 270 | 40 | 195 | 75 | 195
RMPNO-1 | A | 18 | 180 | 45 | 180 | 72 | 180 | 20 | 180 | 50 | 180 | 18 | 130 | 47 | 130
RMPNO-2 | A | 18 | 180 | 45 | 180 | 72 | 180 | 20 | 180 | 50 | 180 | 18 | 130 | 47 | 130
ROCK-1 | A | 36 | 400 | 50 | 400 | 54 | 400 | 60 | 400 | 160 | 400 | 33 | 220 | 53 | 220
RYHPS-1 | A | 30 | 305 | 48 | 305 | 66 | 305 | 42 | 305 | 51 | 305 | 30 | 130 | 42 | 68
SCCL-1 | A | 35 | 180 | 70 | 180 | 70 | 180 | 40 | 180 | 95 | 180 | 40 | 100 | 100 | 50
SCCL-2 | A | 35 | 180 | 70 | 180 | 70 | 180 | 40 | 180 | 95 | 180 | 40 | 100 | 100 | 50
SCCL-3 | A | 35 | 180 | 70 | 180 | 70 | 180 | 40 | 180 | 95 | 180 | 40 | 100 | 100 | 50
SEAB-1 | A | 44 | 254 | 125 | 254 | 150 | 254 | 55 | 254 | 150 | 254 | 75 | 164 | 176 | 38
SEAB-2 | A | 31 | 138 | 76 | 138 | 86 | 138 | 32 | 138 | 82 | 138 | 37 | 73 | 90 | 43
SEEL-1 | A | 23 | 170 | 38 | 170 | 38 | 170 | 24 | 170 | 70 | 170 | 19 | 135 | 38 | 100
SHBA-1 | A | 33 | 420 | 79 | 420 | 91 | 420 | 59 | 420 | 150 | 420 | 37 | 336 | 95 | 252
SHBA-2 | A | 32 | 319 | 70 | 319 | 76 | 319 | 35 | 319 | 93 | 319 | 32 | 270 | 70 | 217
SHOS-1 | A | 18 | 160 | 24 | 160 | 24 | 160 | 30 | 160 | 75 | 160 | 18 | 135 | 24 | 135
SHRSO-1 | A | 16 | 157 | 44 | 157 | 46 | 157 | 17 | 157 | 46 | 157 | 16 | 141 | 43 | 113
SHRSO-2 | A | 16 | 157 | 44 | 157 | 46 | 157 | 17 | 157 | 46 | 157 | 16 | 141 | 43 | 113
SIZB-1 | A | 38 | 283 | 45 | 283 | 45 | 283 | 45 | 283 | 45 | 283 | 40 | 283 | 46 | 283
SIZB-2 | A | 38 | 283 | 45 | 283 | 45 | 283 | 45 | 283 | 45 | 283 | 40 | 283 | 46 | 283
SLOY-1 | A | 0 | 38 | 1 | 38 | 1 | 38 | 1 | 38 | 2 | 38 | 0 | 38 | 1 | 30
SLOY-2 | A | 0 | 38 | 1 | 38 | 1 | 38 | 1 | 38 | 2 | 38 | 0 | 38 | 1 | 30
SLOY-3 | A | 0 | 38 | 1 | 38 | 1 | 38 | 1 | 38 | 2 | 38 | 0 | 38 | 1 | 30
SLOY-4 | A | 0 | 28 | 1 | 28 | 1 | 28 | 1 | 28 | 2 | 28 | 0 | 28 | 1 | 22
SPLN-1 | A | 40 | 380 | 100 | 380 | 110 | 380 | 50 | 380 | 120 | 380 | 30 | 380 | 90 | 300
STAY-1 | A | 35 | 265 | 62 | 265 | 62 | 265 | 35 | 265 | 89 | 265 | 34 | 192 | 63 | 192
STAY-2 | A | 35 | 265 | 62 | 265 | 62 | 265 | 35 | 265 | 89 | 265 | 34 | 192 | 63 | 192
STAY-3 | A | 35 | 265 | 62 | 265 | 62 | 265 | 35 | 265 | 89 | 265 | 34 | 192 | 63 | 192
STAY-4 | A | 35 | 265 | 62 | 265 | 62 | 265 | 35 | 265 | 89 | 265 | 34 | 192 | 63 | 192
STRNW-1 | A | 6 | 52 | 16 | 52 | 26 | 52 | 7 | 60 | 17 | 60 | 6 | 52 | 17 | 42
SUTB-1 | A | 36 | 380 | 104 | 380 | 148 | 380 | 52 | 380 | 132 | 380 | 47 | 250 | 107 | 250
SVRP-10 | A | 20 | 225 | 50 | 225 | 70 | 225 | 32 | 225 | 80 | 225 | 20 | 172 | 50 | 172
SVRP-20 | A | 20 | 225 | 50 | 225 | 70 | 225 | 32 | 225 | 80 | 225 | 20 | 172 | 50 | 172
USKM-13 | A | 6 | 49 | 15 | 49 | 17 | 49 | 8 | 49 | 19 | 49 | 7 | 36 | 8 | 36
USKM-14 | A | 6 | 49 | 15 | 49 | 17 | 49 | 8 | 49 | 19 | 49 | 7 | 36 | 8 | 36
USKM-15 | A | 6 | 49 | 15 | 49 | 17 | 49 | 8 | 49 | 19 | 49 | 7 | 36 | 8 | 36
WBUPS-1 | A | 30 | 113 | 48 | 153 | 48 | 153 | 32 | 113 | 50 | 113 | 40 | 153 | 65 | 113
WBUPS-2 | A | 30 | 133 | 48 | 173 | 48 | 173 | 32 | 133 | 50 | 133 | 40 | 173 | 65 | 133
WBUPS-3 | A | 30 | 133 | 48 | 173 | 48 | 173 | 32 | 133 | 50 | 133 | 40 | 173 | 65 | 133
WBUPS-4 | A | 30 | 113 | 48 | 153 | 48 | 153 | 32 | 113 | 50 | 113 | 40 | 153 | 65 | 113
WBURB-1 | A | 22 | 240 | 48 | 240 | 62 | 240 | 27 | 240 | 69 | 240 | 20 | 200 | 50 | 120
WBURB-2 | A | 25 | 255 | 52 | 255 | 62 | 255 | 26 | 255 | 67 | 255 | 22 | 215 | 52 | 135
WBURB-3 | A | 23 | 255 | 48 | 255 | 62 | 255 | 27 | 255 | 67 | 255 | 20 | 215 | 52 | 135
WDNSO-1 | A | 21 | 191 | 54 | 191 | 57 | 191 | 21 | 191 | 57 | 191 | 21 | 170 | 55 | 136
WDNSO-2 | A | 21 | 191 | 54 | 191 | 57 | 191 | 21 | 191 | 57 | 191 | 21 | 170 | 55 | 136
WHILW-1 | A | 31 | 322 | 84 | 322 | 90 | 322 | 33 | 322 | 90 | 322 | 32 | 255 | 86 | 210
WHILW-2 | A | 19 | 163 | 33 | 163 | 35 | 163 | 20 | 163 | 52 | 163 | 21 | 142 | 43 | 119
WLNYO-2 | A | 19 | 182 | 51 | 182 | 54 | 182 | 20 | 182 | 53 | 182 | 20 | 158 | 51 | 130
WLNYW-1 | A | 19 | 182 | 51 | 182 | 54 | 182 | 20 | 182 | 53 | 182 | 20 | 158 | 51 | 130
WTMSO-1 | A | 22 | 200 | 58 | 200 | 62 | 200 | 23 | 200 | 61 | 200 | 23 | 140 | 60 | 140

## Jul 2023
MW Response Capability by BMU
|  | Primary Response (Max MWhrs) | [5 empty] | Secondary Response (Max Mwhrs) |  |  |  | High Frequency Response (Max MWhrs)
UNIT | Mode | 0.2Hz | Genset Deload (MW) | 0.5Hz | Genset Deload (MW) | 0.8Hz | Genset Deload (MW) | 0.2/0.2Hz | Genset Deload (MW) | 0.5/0.5Hz | Genset Deload (MW) | 0.2Hz | Genset Deload (MW) | 0.5Hz | Genset Deload (MW)
ABTH7 | A | 40 | 250 | 72 | 250 | 72 | 250 | 48 | 250 | 120 | 250 | 38 | 185 | 55 | 185
ABTH8 | A | 40 | 250 | 72 | 250 | 72 | 250 | 48 | 250 | 120 | 250 | 38 | 185 | 55 | 185
ABTH9 | A | 30 | 240 | 80 | 240 | 80 | 240 | 40 | 240 | 120 | 240 | 38 | 125 | 52 | 125
ARCHW-1 | A | 10 | 92 | 25 | 92 | 25 | 92 | 12 | 92 | 30 | 92 | 11 | 73 | 24 | 56
BAGE-1 | A | 30 | 255 | 70 | 255 | 90 | 255 | 35 | 255 | 90 | 255 | 28 | 220 | 70 | 185
BAGE-2 | A | 3 | 17 | 8 | 17 | 12 | 17 | 4 | 17 | 9 | 17 | 2 | 17 | 5 | 17
BARKB2 | A | 33 | 210 | 82 | 210 | 108 | 210 | 39 | 210 | 97 | 210 | 31 | 120 | 84 | 120
BARK-1 | A | 22 | 140 | 55 | 140 | 72 | 140 | 26 | 140 | 65 | 140 | 21 | 80 | 54 | 80
BHLAW-1 | A | 7 | 98 | 16 | 98 | 19 | 98 | 10 | 98 | 26 | 98 | 8 | 87 | 18 | 78
BLLA-1 | A | 6 | 99 | 13 | 99 | 13 | 99 | 15 | 99 | 39 | 99 | 9 | 83 | 16 | 83
BRBEO-1 | A | 20 | 258 | 50 | 258 | 50 | 258 | 22 | 258 | 63 | 258 | 17 | 194 | 46 | 194
BRDUW-1 | A | 6 | 58 | 17 | 58 | 17 | 58 | 7 | 58 | 17 | 58 | 6 | 36 | 17 | 36
BRGG-1 | A | 16 | 110 | 32 | 110 | 48 | 110 | 16 | 110 | 40 | 110 | 14 | 96 | 34 | 46
BRYP-1 | A | 15 | 82 | 25 | 82 | 31 | 82 | 22 | 82 | 37 | 82 | 10 | 82 | 27 | 47
BURBW-1 | A | 0 | 90 | 0 | 90 | 0 | 90 | 0 | 0 | 0 | 0 | 0 | 90 | 0 | 90
CARR-1 | A | 35 | 269 | 58 | 269 | 58 | 269 | 35 | 325 | 88 | 325 | 34 | 269 | 56 | 269
CARR-2 | A | 35 | 269 | 58 | 269 | 58 | 269 | 35 | 325 | 88 | 325 | 34 | 269 | 56 | 269
CDCL-1 | A | 30 | 231 | 46 | 231 | 46 | 231 | 34 | 231 | 45 | 231 | 29 | 172 | 72 | 135
CLAC-1 | A | 3 | 28 | 8 | 28 | 13 | 28 | 3 | 36 | 9 | 36 | 3 | 28 | 8 | 28
CLDCW-1 | A | 14 | 14 | 34 | 113 | 36 | 113 | 13 | 113 | 35 | 113 | 13 | 99 | 34 | 78
CLDNW-1 | A | 13 | 108 | 33 | 108 | 35 | 108 | 13 | 108 | 35 | 108 | 12 | 95 | 33 | 74
CLDSW-1 | A | 16 | 129 | 40 | 129 | 43 | 129 | 16 | 129 | 42 | 129 | 16 | 113 | 41 | 88
CNQPS-1 | A | 22 | 170 | 55 | 170 | 55 | 170 | 28 | 170 | 70 | 170 | 26 | 120 | 60 | 105
CNQPS-2 | A | 22 | 170 | 55 | 170 | 55 | 170 | 28 | 170 | 70 | 170 | 22 | 120 | 55 | 105
CNQPS-3 | A | 22 | 170 | 55 | 170 | 55 | 170 | 28 | 170 | 70 | 170 | 22 | 120 | 55 | 105
CNQPS-4 | A | 22 | 170 | 55 | 170 | 55 | 170 | 28 | 170 | 70 | 170 | 28 | 105 | 55 | 105
CORB-1 | A | 10 | 130 | 30 | 130 | 50 | 130 | 28 | 130 | 60 | 130 | 15 | 95 | 40 | 60
COSO-1 | A | 20 | 380 | 40 | 380 | 50 | 380 | 60 | 380 | 140 | 380 | 17 | 304 | 40 | 304
COTPS-1 | A | 29 | 277 | 50 | 277 | 62 | 277 | 35 | 60 | 63 | 277 | 30 | 122 | 60 | 122
COTPS-2 | A | 29 | 287 | 50 | 287 | 62 | 287 | 35 | 60 | 63 | 287 | 30 | 122 | 60 | 122
COTPS-3 | A | 29 | 287 | 50 | 287 | 62 | 287 | 35 | 60 | 63 | 287 | 30 | 122 | 60 | 122
COTPS-4 | A | 29 | 277 | 50 | 277 | 62 | 277 | 35 | 60 | 63 | 277 | 30 | 122 | 60 | 122
COWE1 | A | 7 | 30 | 17 | 30 | 17 | 30 | 7 | 30 | 17 | 30 | 7 | 30 | 17 | 30
COWE2 | A | 7 | 30 | 17 | 30 | 17 | 30 | 7 | 30 | 17 | 30 | 7 | 30 | 17 | 30
CRUA-1 | A | 10 | 110 | 25 | 110 | 37 | 110 | 12 | 110 | 30 | 110 | 10 | 84 | 25 | 48
CRUA-2 | A | 10 | 110 | 25 | 110 | 37 | 110 | 12 | 110 | 30 | 110 | 10 | 84 | 25 | 48
CRUA-3 | A | 7 | 30 | 15 | 30 | 21 | 30 | 9 | 30 | 24 | 30 | 5 | 25 | 13 | 15
CRUA-4 | A | 7 | 30 | 15 | 30 | 21 | 30 | 9 | 30 | 24 | 30 | 5 | 25 | 13 | 15
CRYRW-2 | A | 15 | 138 | 38 | 138 | 40 | 138 | 15 | 138 | 40 | 138 | 13 | 109 | 40 | 63
DAMC-1 | A | 64 | 380 | 136 | 380 | 156 | 380 | 80 | 380 | 180 | 380 | 60 | 293 | 190 | 128
DDGNO-1 | A | 9 | 108 | 25 | 108 | 26 | 108 | 10 | 108 | 26 | 108 | 9 | 97 | 25 | 81
DDGNO-2 | A | 8 | 90 | 20 | 90 | 22 | 90 | 8 | 90 | 21 | 90 | 8 | 81 | 21 | 68
DDGNO-3 | A | 9 | 102 | 24 | 102 | 25 | 102 | 9 | 102 | 25 | 102 | 9 | 92 | 24 | 77
DDGNO-4 | A | 9 | 102 | 24 | 102 | 25 | 102 | 9 | 102 | 25 | 102 | 9 | 92 | 24 | 77
DEEPS-1 | A | 20 | 180 | 60 | 180 | 86 | 180 | 22 | 180 | 80 | 180 | 24 | 96 | 52 | 96
DIDCB5 | A | 40 | 330 | 104 | 330 | 125 | 330 | 55 | 330 | 140 | 330 | 40 | 185 | 105 | 185
DIDCB6 | A | 50 | 250 | 105 | 250 | 105 | 250 | 50 | 250 | 130 | 250 | 50 | 153 | 110 | 103
DINO-1 | A | 14 | 138 | 39 | 138 | 58 | 138 | 28 | 138 | 72 | 138 | 14 | 118 | 36 | 88
DINO-2 | A | 14 | 138 | 39 | 138 | 58 | 138 | 28 | 138 | 72 | 138 | 14 | 118 | 36 | 88
DINO-3 | A | 14 | 138 | 39 | 138 | 58 | 138 | 28 | 138 | 72 | 138 | 14 | 118 | 36 | 88
DINO-4 | A | 14 | 138 | 39 | 138 | 58 | 138 | 28 | 138 | 72 | 138 | 14 | 118 | 36 | 88
DINO-5 | A | 14 | 138 | 39 | 138 | 58 | 138 | 28 | 138 | 72 | 138 | 14 | 118 | 36 | 88
DINO-6 | A | 14 | 138 | 39 | 138 | 58 | 138 | 28 | 138 | 72 | 138 | 14 | 118 | 36 | 88
DRAXX-1 | A | 68 | 345 | 100 | 345 | 100 | 345 | 64 | 95 | 110 | 345 | 60 | 225 | 70 | 225
DRAXX-2 | A | 68 | 345 | 100 | 345 | 100 | 345 | 64 | 95 | 110 | 345 | 60 | 225 | 70 | 225
DRAXX-3 | A | 68 | 345 | 100 | 345 | 100 | 345 | 64 | 95 | 110 | 345 | 60 | 225 | 70 | 225
DRAXX-4 | A | 68 | 345 | 100 | 345 | 100 | 345 | 64 | 95 | 110 | 345 | 60 | 225 | 70 | 225
DRAXX-5 | A | 68 | 345 | 100 | 345 | 100 | 345 | 64 | 95 | 110 | 345 | 60 | 225 | 70 | 225
DRAXX-6 | A | 68 | 345 | 100 | 345 | 100 | 345 | 64 | 95 | 110 | 345 | 60 | 225 | 70 | 225
DRSLW-1 | A | 6 | 69 | 16 | 69 | 17 | 69 | 6 | 69 | 17 | 69 | 6 | 61 | 16 | 54
DUNGW-1 | A | 8 | 89 | 21 | 89 | 33 | 89 | 8 | 89 | 23 | 89 | 8 | 80 | 21 | 69
EAAO-1 | A | 18 | 182 | 48 | 182 | 52 | 182 | 19 | 182 | 50 | 182 | 18 | 164 | 48 | 134
EAAO-2 | A | 17 | 175 | 46 | 175 | 50 | 175 | 18 | 175 | 48 | 175 | 18 | 157 | 46 | 157
EECL-1 | A | 20 | 178 | 25 | 178 | 25 | 178 | 32 | 178 | 81 | 178 | 20 | 143 | 25 | 143
EGGPS-1 | A | 45 | 205 | 83 | 205 | 83 | 205 | 49 | 205 | 110 | 205 | 33 | 95 | 60 | 95
EGGPS-2 | A | 45 | 205 | 83 | 205 | 83 | 205 | 49 | 205 | 110 | 205 | 33 | 95 | 60 | 95
EGGPS-3 | A | 45 | 205 | 83 | 205 | 83 | 205 | 49 | 205 | 110 | 205 | 33 | 95 | 60 | 95
EGGPS-4 | A | 45 | 205 | 83 | 205 | 83 | 205 | 49 | 205 | 110 | 205 | 33 | 95 | 60 | 95
ERRO-1 | A | 1 | 21 | 1 | 21 | 1 | 21 | 2 | 21 | 5 | 21 | 1 | 17 | 1 | 17
ERRO-2 | A | 1 | 21 | 1 | 21 | 1 | 21 | 2 | 21 | 5 | 21 | 1 | 17 | 1 | 17
ERRO-3 | A | 1 | 21 | 1 | 21 | 1 | 21 | 2 | 21 | 5 | 21 | 1 | 17 | 1 | 17
FAARW-1 | A | 2 | 37 | 4 | 37 | 4 | 37 | 4 | 37 | 12 | 37 | 2 | 33 | 4 | 33
FAARW-2 | A | 2 | 37 | 4 | 37 | 4 | 37 | 4 | 37 | 12 | 37 | 2 | 33 | 4 | 33
FALGW-1 | A | 11 | 108 | 28 | 108 | 41 | 108 | 13 | 108 | 35 | 108 | 10 | 86 | 22 | 64
FASN-1 | A | 0 | 15 | 1 | 15 | 1 | 15 | 1 | 15 | 2 | 15 | 0 | 15 | 1 | 12
FASN2 | A | 0 | 15 | 1 | 15 | 1 | 15 | 1 | 15 | 2 | 15 | 0 | 15 | 1 | 12
FASN3 | A | 0 | 15 | 1 | 15 | 1 | 15 | 1 | 15 | 2 | 15 | 0 | 15 | 1 | 12
FAWN-1 | A | 10 | 52 | 25 | 52 | 40 | 52 | 13 | 52 | 32 | 52 | 11 | 37 | 27 | 27
FELL-1 | A | 9 | 63 | 21 | 63 | 22 | 63 | 10 | 63 | 24 | 63 | 9 | 63 | 22 | 63
FFES-1 | A | 10 | 35 | 27 | 35 | 30 | 35 | 9 | 35 | 22 | 35 | 4 | 27 | 6 | 27
FFES-2 | A | 10 | 35 | 27 | 35 | 30 | 35 | 9 | 35 | 22 | 35 | 4 | 27 | 6 | 27
FFES-3 | A | 10 | 35 | 27 | 35 | 30 | 35 | 9 | 35 | 22 | 35 | 4 | 27 | 6 | 27
FFES-4 | A | 10 | 35 | 27 | 35 | 30 | 35 | 9 | 35 | 22 | 35 | 4 | 27 | 6 | 27
FIDL-1 | A | 13 | 205 | 20 | 205 | 23 | 205 | 35 | 100 | 40 | 147 | 30 | 147 | 50 | 147
FIDL-2 | A | 13 | 205 | 20 | 205 | 23 | 205 | 35 | 100 | 40 | 147 | 30 | 147 | 50 | 147
FIDL-3 | A | 13 | 205 | 20 | 205 | 23 | 205 | 35 | 100 | 40 | 147 | 30 | 147 | 50 | 147
FIDL-4 | A | 13 | 205 | 20 | 205 | 23 | 205 | 35 | 100 | 40 | 147 | 30 | 147 | 50 | 147
FINL-1 | A | 0 | 14 | 1 | 14 | 1 | 14 | 1 | 14 | 2 | 14 | 0 | 14 | 1 | 11
FOYE-1 | A | 6 | 60 | 13 | 60 | 16 | 60 | 11 | 60 | 27 | 60 | 5 | 30 | 11 | 30
FOYE-2 | A | 6 | 60 | 13 | 60 | 16 | 60 | 11 | 60 | 27 | 60 | 5 | 30 | 11 | 30
GLNDO-1 | A | 6 | 80 | 12 | 45 | 17 | 45 | 12 | 45 | 25 | 45 | 8 | 65 | 18 | 45
GNFSW-1 | A | 11 | 100 | 30 | 100 | 30 | 100 | 12 | 100 | 31 | 100 | 12 | 70 | 30 | 70
GNFSW-2 | A | 7 | 64 | 18 | 64 | 18 | 64 | 8 | 64 | 18 | 64 | 6 | 49 | 15 | 49
GORDW-1 | A | 6 | 62 | 16 | 56 | 26 | 45 | 7 | 62 | 18 | 62 | 6 | 56 | 16 | 45
GRAI-6 | A | 24 | 320 | 58 | 320 | 58 | 320 | 35 | 320 | 88 | 320 | 28 | 270 | 60 | 230
GRAI-7 | A | 30 | 232 | 60 | 232 | 60 | 232 | 32 | 232 | 84 | 232 | 32 | 175 | 65 | 135
GRAI-8 | A | 26 | 232 | 58 | 232 | 58 | 232 | 32 | 232 | 84 | 232 | 32 | 175 | 65 | 135
GRIFW-1 | A | 8 | 94 | 22 | 94 | 23 | 94 | 8 | 94 | 22 | 94 | 8 | 85 | 22 | 72
GRIFW-2 | A | 8 | 94 | 22 | 94 | 23 | 94 | 8 | 94 | 22 | 94 | 8 | 85 | 22 | 72
GRMO-1 | A | 8 | 43 | 8 | 43 | 8 | 43 | 8 | 43 | 8 | 43 | 8 | 23 | 8 | 23
GYAR-1 | A | 17 | 176 | 42 | 176 | 66 | 176 | 24 | 176 | 60 | 176 | 17 | 176 | 42 | 176
GYMRO-15 | A | 6 | 145 | 15 | 145 | 15 | 145 | 6 | 145 | 15 | 145 | 6 | 44 | 15 | 44
GYMRO-17 | A | 6 | 145 | 15 | 145 | 15 | 145 | 6 | 145 | 15 | 145 | 6 | 44 | 15 | 44
GYMRO-26 | A | 6 | 145 | 15 | 145 | 15 | 145 | 6 | 145 | 15 | 145 | 6 | 44 | 15 | 44
GYMRO-28 | A | 6 | 145 | 15 | 145 | 15 | 145 | 6 | 145 | 15 | 145 | 6 | 44 | 15 | 44
HADHW-1 | A | 7 | 76 | 14 | 76 | 22 | 76 | 13 | 76 | 34 | 76 | 8 | 65 | 17 | 65
HMGTO-1 | A | 8 | 88 | 20 | 88 | 35 | 88 | 10 | 88 | 25 | 88 | 8 | 68 | 19 | 68
HMGTO-2 | A | 9 | 91 | 23 | 91 | 37 | 91 | 10 | 91 | 25 | 91 | 10 | 67 | 24 | 67
HOWAO-1 | A | 42 | 400 | 112 | 400 | 120 | 400 | 44 | 400 | 116 | 400 | 42 | 364 | 112 | 294
HOWAO-2 | A | 42 | 400 | 112 | 400 | 120 | 400 | 44 | 400 | 116 | 400 | 42 | 364 | 112 | 294
HOWAO-3 | A | 42 | 400 | 112 | 400 | 120 | 400 | 44 | 400 | 116 | 400 | 42 | 364 | 112 | 294
HRSTW-1 | A | 12 | 102 | 30 | 102 | 45 | 102 | 13 | 102 | 34 | 102 | 13 | 80 | 27 | 66
HUMR-1 | A | 60 | 533 | 150 | 533 | 200 | 533 | 80 | 533 | 200 | 533 | 62 | 419 | 155 | 251
INDQ-1 | A | 12 | 102 | 31 | 102 | 43 | 102 | 13 | 102 | 34 | 102 | 12 | 72 | 30 | 72
KEAD-2 | A | 41 | 566 | 102 | 566 | 108 | 566 | 57 | 566 | 124 | 566 | 41 | 458 | 99 | 458
KEAD-1 | A | 38 | 415 | 90 | 415 | 90 | 415 | 55 | 415 | 138 | 415 | 38 | 355 | 90 | 285
KILBW-1 | A | 3 | 56 | 8 | 56 | 13 | 56 | 5 | 56 | 14 | 56 | 4 | 53 | 9 | 47
KILLPG-1 | A | 8 | 225 | 10 | 225 | 10 | 225 | 10 | 225 | 12 | 225 | 4 | 150 | 15 | 150
KILLPG-2 | A | 18 | 225 | 25 | 225 | 25 | 225 | 37 | 225 | 37 | 225 | 22 | 195 | 30 | 195
KILNS-1 | A | 30 | 290 | 72 | 290 | 84 | 290 | 42 | 290 | 114 | 290 | 18 | 104 | 45 | 104
KLYN-A-1 | A | 22 | 210 | 45 | 210 | 52 | 210 | 40 | 210 | 95 | 210 | 22 | 189 | 45 | 125
KPMRW-1 | A | 9 | 75 | 20 | 75 | 30 | 75 | 9 | 75 | 23 | 75 | 9 | 67 | 22 | 54
LAGA-1 | A | 55 | 500 | 123 | 500 | 140 | 500 | 52 | 500 | 130 | 500 | 53 | 475 | 130 | 475
LARYO-1 | A | 16 | 155 | 40 | 155 | 45 | 155 | 18 | 155 | 45 | 155 | 14 | 120 | 35 | 120
LARYO-2 | A | 16 | 158 | 40 | 158 | 45 | 158 | 18 | 158 | 45 | 158 | 14 | 120 | 35 | 120
LARYO-3 | A | 16 | 158 | 40 | 158 | 45 | 158 | 18 | 158 | 45 | 158 | 14 | 120 | 35 | 120
LARYO-4 | A | 16 | 158 | 40 | 158 | 45 | 158 | 18 | 158 | 45 | 158 | 14 | 120 | 35 | 120
LBAR-1G | A | 1 | 16 | 4 | 16 | 6 | 16 | 2 | 16 | 4 | 16 | 1 | 9 | 4 | 9
LBAR-1 | A | 39 | 360 | 88 | 360 | 88 | 360 | 55 | 360 | 145 | 360 | 41 | 270 | 90 | 270
LNCSO-1 | A | 12 | 130 | 30 | 130 | 32 | 130 | 12 | 130 | 32 | 130 | 10 | 100 | 26 | 100
LNCSO-2 | A | 13 | 140 | 34 | 140 | 36 | 140 | 14 | 140 | 36 | 140 | 12 | 125 | 32 | 125
LOAN-1 | A | 25 | 326 | 51 | 326 | 55 | 326 | 19 | 326 | 50 | 326 | 12 | 276 | 28 | 276
LOAN-2 | A | 25 | 326 | 51 | 326 | 55 | 326 | 19 | 326 | 50 | 326 | 12 | 276 | 28 | 276
LOAN-3 | A | 25 | 326 | 51 | 326 | 55 | 326 | 19 | 326 | 50 | 326 | 12 | 276 | 28 | 276
MEDP-1 | A | 30 | 380 | 76 | 330 | 76 | 330 | 48 | 380 | 105 | 380 | 31 | 330 | 79 | 290
MILWW-1 | A | 6 | 32 | 8 | 54 | 13 | 54 | 5 | 54 | 14 | 54 | 3 | 43 | 8 | 43
MKHLW-1 | A | 4 | 42 | 10 | 42 | 12 | 42 | 5 | 42 | 13 | 42 | 5 | 37 | 12 | 30
MRWD-1 | A | 43 | 448 | 100 | 448 | 112 | 448 | 67 | 448 | 160 | 448 | 36 | 328 | 93 | 328
NANT-1 | A | 0 | 15 | 0 | 15 | 0 | 15 | 0 | 15 | 1 | 15 | 0 | 15 | 0 | 15
PEHE-1 | A | 42 | 420 | 72 | 420 | 72 | 420 | 83 | 420 | 117 | 420 | 35 | 350 | 84 | 260
PEHE-2 | A | 16 | 490 | 40 | 265 | 42 | 490 | 0 | 0 | 0 | 0 | 0 | 490 | 0 | 490
PEMB-11 | A | 38 | 113 | 63 | 276 | 63 | 276 | 33 | 276 | 90 | 276 | 35 | 241 | 64 | 210
PEMB-21 | A | 38 | 113 | 63 | 276 | 63 | 276 | 33 | 276 | 90 | 276 | 35 | 241 | 64 | 210
PEMB-31 | A | 38 | 113 | 63 | 276 | 63 | 276 | 33 | 276 | 90 | 276 | 35 | 241 | 64 | 210
PEMB-41 | A | 38 | 113 | 63 | 276 | 63 | 276 | 33 | 276 | 90 | 276 | 35 | 241 | 64 | 210
PEMB-51 | A | 38 | 113 | 63 | 276 | 63 | 276 | 33 | 276 | 90 | 276 | 35 | 241 | 64 | 210
PETEM1 | A | 20 | 180 | 46 | 180 | 52 | 180 | 24 | 180 | 58 | 180 | 20 | 150 | 50 | 100
PINFB-1 | A | 3 | 6 | 6 | 25 | 6 | 25 | 2 | 25 | 6 | 25 | 3 | 21 | 6 | 15
PINFB-2 | A | 3 | 6 | 6 | 25 | 61 | 15 | 2 | 25 | 6 | 25 | 3 | 21 | 6 | 15
PINFB-3 | A | 3 | 6 | 6 | 25 | 6 | 25 | 2 | 25 | 6 | 25 | 3 | 21 | 6 | 15
PINFB-4 | A | 3 | 6 | 6 | 25 | 6 | 25 | 2 | 25 | 6 | 25 | 3 | 21 | 6 | 15
RATS-1 | A | 50 | 270 | 90 | 270 | 90 | 270 | 36 | 270 | 50 | 270 | 42 | 105 | 75 | 155
RATS-2 | A | 40 | 270 | 90 | 270 | 100 | 270 | 36 | 270 | 50 | 270 | 40 | 195 | 75 | 195
RATS-3 | A | 40 | 270 | 90 | 270 | 100 | 270 | 36 | 270 | 50 | 270 | 40 | 195 | 75 | 195
RATS-4 | A | 40 | 270 | 95 | 270 | 100 | 270 | 36 | 270 | 50 | 270 | 40 | 195 | 75 | 195
RMPNO-1 | A | 18 | 180 | 45 | 180 | 72 | 180 | 20 | 180 | 50 | 180 | 18 | 130 | 47 | 130
RMPNO-2 | A | 18 | 180 | 45 | 180 | 72 | 180 | 20 | 180 | 50 | 180 | 18 | 130 | 47 | 130
ROCK-1 | A | 36 | 400 | 50 | 400 | 54 | 400 | 60 | 400 | 160 | 400 | 33 | 220 | 53 | 220
RYHPS-1 | A | 30 | 305 | 48 | 305 | 66 | 305 | 42 | 305 | 51 | 305 | 30 | 130 | 42 | 68
SCCL-1 | A | 35 | 180 | 70 | 180 | 70 | 180 | 40 | 180 | 95 | 180 | 40 | 100 | 100 | 50
SCCL-2 | A | 35 | 180 | 70 | 180 | 70 | 180 | 40 | 180 | 95 | 180 | 40 | 100 | 100 | 50
SCCL-3 | A | 35 | 180 | 70 | 180 | 70 | 180 | 40 | 180 | 95 | 180 | 40 | 100 | 100 | 50
SEAB-1 | A | 44 | 254 | 125 | 254 | 150 | 254 | 55 | 254 | 150 | 254 | 75 | 164 | 176 | 38
SEAB-2 | A | 31 | 138 | 76 | 138 | 86 | 138 | 32 | 138 | 82 | 138 | 37 | 73 | 90 | 43
SEEL-1 | A | 23 | 170 | 38 | 170 | 38 | 170 | 24 | 170 | 70 | 170 | 19 | 135 | 38 | 100
SHBA-1 | A | 33 | 420 | 79 | 420 | 91 | 420 | 59 | 420 | 150 | 420 | 37 | 336 | 95 | 252
SHBA-2 | A | 32 | 319 | 70 | 319 | 76 | 319 | 35 | 319 | 93 | 319 | 32 | 270 | 70 | 217
SHOS-1 | A | 18 | 160 | 24 | 160 | 24 | 160 | 30 | 160 | 75 | 160 | 18 | 135 | 24 | 135
SHRSO-1 | A | 16 | 157 | 44 | 157 | 46 | 157 | 17 | 157 | 46 | 157 | 16 | 141 | 43 | 113
SHRSO-2 | A | 16 | 157 | 44 | 157 | 46 | 157 | 17 | 157 | 46 | 157 | 16 | 141 | 43 | 113
SIZB-1 | A | 38 | 283 | 45 | 283 | 45 | 283 | 45 | 283 | 45 | 283 | 40 | 283 | 46 | 283
SIZB-2 | A | 38 | 283 | 45 | 283 | 45 | 283 | 45 | 283 | 45 | 283 | 40 | 283 | 46 | 283
SLOY-1 | A | 0 | 38 | 1 | 38 | 1 | 38 | 1 | 38 | 2 | 38 | 0 | 38 | 1 | 30
SLOY-2 | A | 0 | 38 | 1 | 38 | 1 | 38 | 1 | 38 | 2 | 38 | 0 | 38 | 1 | 30
SLOY-3 | A | 0 | 38 | 1 | 38 | 1 | 38 | 1 | 38 | 2 | 38 | 0 | 38 | 1 | 30
SLOY-4 | A | 0 | 28 | 1 | 28 | 1 | 28 | 1 | 28 | 2 | 28 | 0 | 28 | 1 | 22
SPLN-1 | A | 40 | 380 | 100 | 380 | 110 | 380 | 50 | 380 | 120 | 380 | 30 | 380 | 90 | 300
STAY-1 | A | 35 | 265 | 62 | 265 | 62 | 265 | 35 | 265 | 89 | 265 | 34 | 192 | 63 | 192
STAY-2 | A | 35 | 265 | 62 | 265 | 62 | 265 | 35 | 265 | 89 | 265 | 34 | 192 | 63 | 192
STAY-3 | A | 35 | 265 | 62 | 265 | 62 | 265 | 35 | 265 | 89 | 265 | 34 | 192 | 63 | 192
STAY-4 | A | 35 | 265 | 62 | 265 | 62 | 265 | 35 | 265 | 89 | 265 | 34 | 192 | 63 | 192
STRNW-1 | A | 6 | 52 | 16 | 52 | 26 | 52 | 7 | 60 | 17 | 60 | 6 | 52 | 17 | 42
SUTB-1 | A | 36 | 380 | 104 | 380 | 148 | 380 | 52 | 380 | 132 | 380 | 47 | 250 | 107 | 250
SVRP-10 | A | 20 | 225 | 50 | 225 | 70 | 225 | 32 | 225 | 80 | 225 | 20 | 172 | 50 | 172
SVRP-20 | A | 20 | 225 | 50 | 225 | 70 | 225 | 32 | 225 | 80 | 225 | 20 | 172 | 50 | 172
USKM-13 | A | 6 | 49 | 15 | 49 | 17 | 49 | 8 | 49 | 19 | 49 | 7 | 36 | 8 | 36
USKM-14 | A | 6 | 49 | 15 | 49 | 17 | 49 | 8 | 49 | 19 | 49 | 7 | 36 | 8 | 36
USKM-15 | A | 6 | 49 | 15 | 49 | 17 | 49 | 8 | 49 | 19 | 49 | 7 | 36 | 8 | 36
WBUPS-1 | A | 30 | 113 | 48 | 153 | 48 | 153 | 32 | 113 | 50 | 113 | 40 | 153 | 65 | 113
WBUPS-2 | A | 30 | 133 | 48 | 173 | 48 | 173 | 32 | 133 | 50 | 133 | 40 | 173 | 65 | 133
WBUPS-3 | A | 30 | 133 | 48 | 173 | 48 | 173 | 32 | 133 | 50 | 133 | 40 | 173 | 65 | 133
WBUPS-4 | A | 30 | 113 | 48 | 153 | 48 | 153 | 32 | 113 | 50 | 113 | 40 | 153 | 65 | 113
WBURB-1 | A | 22 | 240 | 48 | 240 | 62 | 240 | 27 | 240 | 69 | 240 | 20 | 200 | 50 | 120
WBURB-2 | A | 25 | 255 | 52 | 255 | 62 | 255 | 26 | 255 | 67 | 255 | 22 | 215 | 52 | 135
WBURB-3 | A | 23 | 255 | 48 | 255 | 62 | 255 | 27 | 255 | 67 | 255 | 20 | 215 | 52 | 135
WDNSO-1 | A | 21 | 191 | 54 | 191 | 57 | 191 | 21 | 191 | 57 | 191 | 21 | 170 | 55 | 136
WDNSO-2 | A | 21 | 191 | 54 | 191 | 57 | 191 | 21 | 191 | 57 | 191 | 21 | 170 | 55 | 136
WHILW-1 | A | 31 | 322 | 84 | 322 | 90 | 322 | 33 | 322 | 90 | 322 | 32 | 255 | 86 | 210
WHILW-2 | A | 19 | 163 | 33 | 163 | 35 | 163 | 20 | 163 | 52 | 163 | 21 | 142 | 43 | 119
WLNYO-2 | A | 19 | 182 | 51 | 182 | 54 | 182 | 20 | 182 | 53 | 182 | 20 | 158 | 51 | 130
WLNYW-1 | A | 19 | 182 | 51 | 182 | 54 | 182 | 20 | 182 | 53 | 182 | 20 | 158 | 51 | 130
WTMSO-1 | A | 22 | 200 | 58 | 200 | 62 | 200 | 23 | 200 | 61 | 200 | 23 | 140 | 60 | 140

## Jun 2023
MW Response Capability by BMU
|  | Primary Response (Max MWhrs) | [5 empty] | Secondary Response (Max Mwhrs) |  |  |  | High Frequency Response (Max MWhrs)
UNIT | Mode | 0.2Hz | Genset Deload (MW) | 0.5Hz | Genset Deload (MW) | 0.8Hz | Genset Deload (MW) | 0.2/0.2Hz | Genset Deload (MW) | 0.5/0.5Hz | Genset Deload (MW) | 0.2Hz | Genset Deload (MW) | 0.5Hz | Genset Deload (MW)
ABTH7 | A | 40 | 250 | 72 | 250 | 72 | 250 | 48 | 250 | 120 | 250 | 38 | 185 | 55 | 185
ABTH8 | A | 40 | 250 | 72 | 250 | 72 | 250 | 48 | 250 | 120 | 250 | 38 | 185 | 55 | 185
ABTH9 | A | 30 | 240 | 80 | 240 | 80 | 240 | 40 | 240 | 120 | 240 | 38 | 125 | 52 | 125
ARCHW-1 | A | 10 | 92 | 25 | 92 | 25 | 92 | 12 | 92 | 30 | 92 | 11 | 73 | 24 | 56
BAGE-1 | A | 30 | 255 | 70 | 255 | 90 | 255 | 35 | 255 | 90 | 255 | 28 | 220 | 70 | 185
BAGE-2 | A | 3 | 17 | 8 | 17 | 12 | 17 | 4 | 17 | 9 | 17 | 2 | 17 | 5 | 17
BARKB2 | A | 33 | 210 | 82 | 210 | 108 | 210 | 39 | 210 | 97 | 210 | 31 | 120 | 84 | 120
BARK-1 | A | 22 | 140 | 55 | 140 | 72 | 140 | 26 | 140 | 65 | 140 | 21 | 80 | 54 | 80
BHLAW-1 | A | 7 | 98 | 16 | 98 | 19 | 98 | 10 | 98 | 26 | 98 | 8 | 87 | 18 | 78
BLLA-1 | A | 6 | 99 | 13 | 99 | 13 | 99 | 15 | 99 | 39 | 99 | 9 | 83 | 16 | 83
BRBEO-1 | A | 20 | 258 | 50 | 258 | 50 | 258 | 22 | 258 | 63 | 258 | 17 | 194 | 46 | 194
BRDUW-1 | A | 6 | 58 | 17 | 58 | 17 | 58 | 7 | 58 | 17 | 58 | 6 | 36 | 17 | 36
BRGG-1 | A | 16 | 110 | 32 | 110 | 48 | 110 | 16 | 110 | 40 | 110 | 14 | 96 | 34 | 46
BRYP-1 | A | 15 | 82 | 25 | 82 | 31 | 82 | 22 | 82 | 37 | 82 | 10 | 82 | 27 | 47
BURBW-1 | A | 0 | 90 | 0 | 90 | 0 | 90 | 0 | 0 | 0 | 0 | 0 | 90 | 0 | 90
CARR-1 | A | 35 | 269 | 58 | 269 | 58 | 269 | 35 | 325 | 88 | 325 | 34 | 269 | 56 | 269
CARR-2 | A | 35 | 269 | 58 | 269 | 58 | 269 | 35 | 325 | 88 | 325 | 34 | 269 | 56 | 269
CDCL-1 | A | 30 | 231 | 46 | 231 | 46 | 231 | 34 | 231 | 45 | 231 | 29 | 172 | 72 | 135
CLAC-1 | A | 3 | 28 | 8 | 28 | 13 | 28 | 3 | 36 | 9 | 36 | 3 | 28 | 8 | 28
CLDCW-1 | A | 14 | 14 | 34 | 113 | 36 | 113 | 13 | 113 | 35 | 113 | 13 | 99 | 34 | 78
CLDNW-1 | A | 13 | 108 | 33 | 108 | 35 | 108 | 13 | 108 | 35 | 108 | 12 | 95 | 33 | 74
CLDSW-1 | A | 16 | 129 | 40 | 129 | 43 | 129 | 16 | 129 | 42 | 129 | 16 | 113 | 41 | 88
CNQPS-1 | A | 22 | 170 | 55 | 170 | 55 | 170 | 28 | 170 | 70 | 170 | 26 | 120 | 60 | 105
CNQPS-2 | A | 22 | 170 | 55 | 170 | 55 | 170 | 28 | 170 | 70 | 170 | 22 | 120 | 55 | 105
CNQPS-3 | A | 22 | 170 | 55 | 170 | 55 | 170 | 28 | 170 | 70 | 170 | 22 | 120 | 55 | 105
CNQPS-4 | A | 22 | 170 | 55 | 170 | 55 | 170 | 28 | 170 | 70 | 170 | 28 | 105 | 55 | 105
CORB-1 | A | 10 | 130 | 30 | 130 | 50 | 130 | 28 | 130 | 60 | 130 | 15 | 95 | 40 | 60
COSO-1 | A | 20 | 380 | 40 | 380 | 50 | 380 | 60 | 380 | 140 | 380 | 17 | 304 | 40 | 304
COTPS-1 | A | 29 | 277 | 50 | 277 | 62 | 277 | 35 | 60 | 63 | 277 | 30 | 122 | 60 | 122
COTPS-2 | A | 29 | 287 | 50 | 287 | 62 | 287 | 35 | 60 | 63 | 287 | 30 | 122 | 60 | 122
COTPS-3 | A | 29 | 287 | 50 | 287 | 62 | 287 | 35 | 60 | 63 | 287 | 30 | 122 | 60 | 122
COTPS-4 | A | 29 | 277 | 50 | 277 | 62 | 277 | 35 | 60 | 63 | 277 | 30 | 122 | 60 | 122
COWE1 | A | 7 | 30 | 17 | 30 | 17 | 30 | 7 | 30 | 17 | 30 | 7 | 30 | 17 | 30
COWE2 | A | 7 | 30 | 17 | 30 | 17 | 30 | 7 | 30 | 17 | 30 | 7 | 30 | 17 | 30
CRUA-1 | A | 10 | 110 | 25 | 110 | 37 | 110 | 12 | 110 | 30 | 110 | 10 | 84 | 25 | 48
CRUA-2 | A | 10 | 110 | 25 | 110 | 37 | 110 | 12 | 110 | 30 | 110 | 10 | 84 | 25 | 48
CRUA-3 | A | 7 | 30 | 15 | 30 | 21 | 30 | 9 | 30 | 24 | 30 | 5 | 25 | 13 | 15
CRUA-4 | A | 7 | 30 | 15 | 30 | 21 | 30 | 9 | 30 | 24 | 30 | 5 | 25 | 13 | 15
CRYRW-2 | A | 15 | 138 | 38 | 138 | 40 | 138 | 15 | 138 | 40 | 138 | 13 | 109 | 40 | 63
DAMC-1 | A | 64 | 380 | 136 | 380 | 156 | 380 | 80 | 380 | 180 | 380 | 60 | 293 | 190 | 128
DDGNO-1 | A | 9 | 108 | 25 | 108 | 26 | 108 | 10 | 108 | 26 | 108 | 9 | 97 | 25 | 81
DDGNO-2 | A | 8 | 90 | 20 | 90 | 22 | 90 | 8 | 90 | 21 | 90 | 8 | 81 | 21 | 68
DDGNO-3 | A | 9 | 102 | 24 | 102 | 25 | 102 | 9 | 102 | 25 | 102 | 9 | 92 | 24 | 77
DDGNO-4 | A | 9 | 102 | 24 | 102 | 25 | 102 | 9 | 102 | 25 | 102 | 9 | 92 | 24 | 77
DEEPS-1 | A | 20 | 180 | 60 | 180 | 86 | 180 | 22 | 180 | 80 | 180 | 24 | 96 | 52 | 96
DIDCB5 | A | 40 | 330 | 104 | 330 | 125 | 330 | 55 | 330 | 140 | 330 | 40 | 185 | 105 | 185
DIDCB6 | A | 50 | 250 | 105 | 250 | 105 | 250 | 50 | 250 | 130 | 250 | 50 | 153 | 110 | 103
DINO-1 | A | 14 | 138 | 39 | 138 | 58 | 138 | 28 | 138 | 72 | 138 | 14 | 118 | 36 | 88
DINO-2 | A | 14 | 138 | 39 | 138 | 58 | 138 | 28 | 138 | 72 | 138 | 14 | 118 | 36 | 88
DINO-3 | A | 14 | 138 | 39 | 138 | 58 | 138 | 28 | 138 | 72 | 138 | 14 | 118 | 36 | 88
DINO-4 | A | 14 | 138 | 39 | 138 | 58 | 138 | 28 | 138 | 72 | 138 | 14 | 118 | 36 | 88
DINO-5 | A | 14 | 138 | 39 | 138 | 58 | 138 | 28 | 138 | 72 | 138 | 14 | 118 | 36 | 88
DINO-6 | A | 14 | 138 | 39 | 138 | 58 | 138 | 28 | 138 | 72 | 138 | 14 | 118 | 36 | 88
DRAXX-1 | A | 68 | 345 | 100 | 345 | 100 | 345 | 64 | 95 | 110 | 345 | 60 | 225 | 70 | 225
DRAXX-2 | A | 68 | 345 | 100 | 345 | 100 | 345 | 64 | 95 | 110 | 345 | 60 | 225 | 70 | 225
DRAXX-3 | A | 68 | 345 | 100 | 345 | 100 | 345 | 64 | 95 | 110 | 345 | 60 | 225 | 70 | 225
DRAXX-4 | A | 68 | 345 | 100 | 345 | 100 | 345 | 64 | 95 | 110 | 345 | 60 | 225 | 70 | 225
DRAXX-5 | A | 68 | 345 | 100 | 345 | 100 | 345 | 64 | 95 | 110 | 345 | 60 | 225 | 70 | 225
DRAXX-6 | A | 68 | 345 | 100 | 345 | 100 | 345 | 64 | 95 | 110 | 345 | 60 | 225 | 70 | 225
DRSLW-1 | A | 6 | 69 | 16 | 69 | 17 | 69 | 6 | 69 | 17 | 69 | 6 | 61 | 16 | 54
DUNGW-1 | A | 8 | 89 | 21 | 89 | 33 | 89 | 8 | 89 | 23 | 89 | 8 | 80 | 21 | 69
EAAO-1 | A | 18 | 182 | 48 | 182 | 52 | 182 | 19 | 182 | 50 | 182 | 18 | 164 | 48 | 134
EAAO-2 | A | 17 | 175 | 46 | 175 | 50 | 175 | 18 | 175 | 48 | 175 | 18 | 157 | 46 | 157
EECL-1 | A | 20 | 178 | 25 | 178 | 25 | 178 | 32 | 178 | 81 | 178 | 20 | 143 | 25 | 143
EGGPS-1 | A | 45 | 205 | 83 | 205 | 83 | 205 | 49 | 205 | 110 | 205 | 33 | 95 | 60 | 95
EGGPS-2 | A | 45 | 205 | 83 | 205 | 83 | 205 | 49 | 205 | 110 | 205 | 33 | 95 | 60 | 95
EGGPS-3 | A | 45 | 205 | 83 | 205 | 83 | 205 | 49 | 205 | 110 | 205 | 33 | 95 | 60 | 95
EGGPS-4 | A | 45 | 205 | 83 | 205 | 83 | 205 | 49 | 205 | 110 | 205 | 33 | 95 | 60 | 95
ERRO-1 | A | 1 | 21 | 1 | 21 | 1 | 21 | 2 | 21 | 5 | 21 | 1 | 17 | 1 | 17
ERRO-2 | A | 1 | 21 | 1 | 21 | 1 | 21 | 2 | 21 | 5 | 21 | 1 | 17 | 1 | 17
ERRO-3 | A | 1 | 21 | 1 | 21 | 1 | 21 | 2 | 21 | 5 | 21 | 1 | 17 | 1 | 17
FAARW-1 | A | 2 | 37 | 4 | 37 | 4 | 37 | 4 | 37 | 12 | 37 | 2 | 33 | 4 | 33
FAARW-2 | A | 2 | 37 | 4 | 37 | 4 | 37 | 4 | 37 | 12 | 37 | 2 | 33 | 4 | 33
FALGW-1 | A | 11 | 108 | 28 | 108 | 41 | 108 | 13 | 108 | 35 | 108 | 10 | 86 | 22 | 64
FASN-1 | A | 0 | 15 | 1 | 15 | 1 | 15 | 1 | 15 | 2 | 15 | 0 | 15 | 1 | 12
FASN2 | A | 0 | 15 | 1 | 15 | 1 | 15 | 1 | 15 | 2 | 15 | 0 | 15 | 1 | 12
FASN3 | A | 0 | 15 | 1 | 15 | 1 | 15 | 1 | 15 | 2 | 15 | 0 | 15 | 1 | 12
FAWN-1 | A | 10 | 52 | 25 | 52 | 40 | 52 | 13 | 52 | 32 | 52 | 11 | 37 | 27 | 27
FELL-1 | A | 9 | 63 | 21 | 63 | 22 | 63 | 10 | 63 | 24 | 63 | 9 | 63 | 22 | 63
FFES-1 | A | 10 | 35 | 27 | 35 | 30 | 35 | 9 | 35 | 22 | 35 | 4 | 27 | 6 | 27
FFES-2 | A | 10 | 35 | 27 | 35 | 30 | 35 | 9 | 35 | 22 | 35 | 4 | 27 | 6 | 27
FFES-3 | A | 10 | 35 | 27 | 35 | 30 | 35 | 9 | 35 | 22 | 35 | 4 | 27 | 6 | 27
FFES-4 | A | 10 | 35 | 27 | 35 | 30 | 35 | 9 | 35 | 22 | 35 | 4 | 27 | 6 | 27
FIDL-1 | A | 13 | 205 | 20 | 205 | 23 | 205 | 35 | 100 | 40 | 147 | 30 | 147 | 50 | 147
FIDL-2 | A | 13 | 205 | 20 | 205 | 23 | 205 | 35 | 100 | 40 | 147 | 30 | 147 | 50 | 147
FIDL-3 | A | 13 | 205 | 20 | 205 | 23 | 205 | 35 | 100 | 40 | 147 | 30 | 147 | 50 | 147
FIDL-4 | A | 13 | 205 | 20 | 205 | 23 | 205 | 35 | 100 | 40 | 147 | 30 | 147 | 50 | 147
FINL-1 | A | 0 | 14 | 1 | 14 | 1 | 14 | 1 | 14 | 2 | 14 | 0 | 14 | 1 | 11
FOYE-1 | A | 6 | 60 | 13 | 60 | 16 | 60 | 11 | 60 | 27 | 60 | 5 | 30 | 11 | 30
FOYE-2 | A | 6 | 60 | 13 | 60 | 16 | 60 | 11 | 60 | 27 | 60 | 5 | 30 | 11 | 30
GLNDO-1 | A | 6 | 80 | 12 | 45 | 17 | 45 | 12 | 45 | 25 | 45 | 8 | 65 | 18 | 45
GNFSW-1 | A | 11 | 100 | 30 | 100 | 30 | 100 | 12 | 100 | 31 | 100 | 12 | 70 | 30 | 70
GNFSW-2 | A | 7 | 64 | 18 | 64 | 18 | 64 | 8 | 64 | 18 | 64 | 6 | 49 | 15 | 49
GORDW-1 | A | 6 | 62 | 16 | 56 | 26 | 45 | 7 | 62 | 18 | 62 | 6 | 56 | 16 | 45
GRAI-6 | A | 24 | 320 | 58 | 320 | 58 | 320 | 35 | 320 | 88 | 320 | 28 | 270 | 60 | 230
GRAI-7 | A | 30 | 232 | 60 | 232 | 60 | 232 | 32 | 232 | 84 | 232 | 32 | 175 | 65 | 135
GRAI-8 | A | 26 | 232 | 58 | 232 | 58 | 232 | 32 | 232 | 84 | 232 | 32 | 175 | 65 | 135
GRIFW-1 | A | 8 | 94 | 22 | 94 | 23 | 94 | 8 | 94 | 22 | 94 | 8 | 85 | 22 | 72
GRIFW-2 | A | 8 | 94 | 22 | 94 | 23 | 94 | 8 | 94 | 22 | 94 | 8 | 85 | 22 | 72
GRMO-1 | A | 8 | 43 | 8 | 43 | 8 | 43 | 8 | 43 | 8 | 43 | 8 | 23 | 8 | 23
GYAR-1 | A | 17 | 176 | 42 | 176 | 66 | 176 | 24 | 176 | 60 | 176 | 17 | 176 | 42 | 176
GYMRO-15 | A | 6 | 145 | 15 | 145 | 15 | 145 | 6 | 145 | 15 | 145 | 6 | 44 | 15 | 44
GYMRO-17 | A | 6 | 145 | 15 | 145 | 15 | 145 | 6 | 145 | 15 | 145 | 6 | 44 | 15 | 44
GYMRO-26 | A | 6 | 145 | 15 | 145 | 15 | 145 | 6 | 145 | 15 | 145 | 6 | 44 | 15 | 44
GYMRO-28 | A | 6 | 145 | 15 | 145 | 15 | 145 | 6 | 145 | 15 | 145 | 6 | 44 | 15 | 44
HADHW-1 | A | 7 | 76 | 14 | 76 | 22 | 76 | 13 | 76 | 34 | 76 | 8 | 65 | 17 | 65
HMGTO-1 | A | 8 | 88 | 20 | 88 | 35 | 88 | 10 | 88 | 25 | 88 | 8 | 68 | 19 | 68
HMGTO-2 | A | 9 | 91 | 23 | 91 | 37 | 91 | 10 | 91 | 25 | 91 | 10 | 67 | 24 | 67
HOWAO-1 | A | 42 | 400 | 112 | 400 | 120 | 400 | 44 | 400 | 116 | 400 | 42 | 364 | 112 | 294
HOWAO-2 | A | 42 | 400 | 112 | 400 | 120 | 400 | 44 | 400 | 116 | 400 | 42 | 364 | 112 | 294
HOWAO-3 | A | 42 | 400 | 112 | 400 | 120 | 400 | 44 | 400 | 116 | 400 | 42 | 364 | 112 | 294
HRSTW-1 | A | 12 | 102 | 30 | 102 | 45 | 102 | 13 | 102 | 34 | 102 | 13 | 80 | 27 | 66
HUMR-1 | A | 60 | 533 | 150 | 533 | 200 | 533 | 80 | 533 | 200 | 533 | 62 | 419 | 155 | 251
INDQ-1 | A | 12 | 102 | 31 | 102 | 43 | 102 | 13 | 102 | 34 | 102 | 12 | 72 | 30 | 72
KEAD-2 | A | 41 | 566 | 102 | 566 | 108 | 566 | 57 | 566 | 124 | 566 | 41 | 458 | 99 | 458
KEAD-1 | A | 38 | 415 | 90 | 415 | 90 | 415 | 55 | 415 | 138 | 415 | 38 | 355 | 90 | 285
KILBW-1 | A | 3 | 56 | 8 | 56 | 13 | 56 | 5 | 56 | 14 | 56 | 4 | 53 | 9 | 47
KILLPG-1 | A | 8 | 225 | 10 | 225 | 10 | 225 | 10 | 225 | 12 | 225 | 4 | 150 | 15 | 150
KILLPG-2 | A | 18 | 225 | 25 | 225 | 25 | 225 | 37 | 225 | 37 | 225 | 22 | 195 | 30 | 195
KILNS-1 | A | 30 | 290 | 72 | 290 | 84 | 290 | 42 | 290 | 114 | 290 | 18 | 104 | 45 | 104
KLYN-A-1 | A | 22 | 210 | 45 | 210 | 52 | 210 | 40 | 210 | 95 | 210 | 22 | 189 | 45 | 125
KPMRW-1 | A | 9 | 75 | 20 | 75 | 30 | 75 | 9 | 75 | 23 | 75 | 9 | 67 | 22 | 54
LAGA-1 | A | 55 | 500 | 123 | 500 | 140 | 500 | 52 | 500 | 130 | 500 | 53 | 475 | 130 | 475
LARYO-1 | A | 16 | 155 | 40 | 155 | 45 | 155 | 18 | 155 | 45 | 155 | 14 | 120 | 35 | 120
LARYO-2 | A | 16 | 158 | 40 | 158 | 45 | 158 | 18 | 158 | 45 | 158 | 14 | 120 | 35 | 120
LARYO-3 | A | 16 | 158 | 40 | 158 | 45 | 158 | 18 | 158 | 45 | 158 | 14 | 120 | 35 | 120
LARYO-4 | A | 16 | 158 | 40 | 158 | 45 | 158 | 18 | 158 | 45 | 158 | 14 | 120 | 35 | 120
LBAR-1G | A | 1 | 16 | 4 | 16 | 6 | 16 | 2 | 16 | 4 | 16 | 1 | 9 | 4 | 9
LBAR-1 | A | 39 | 360 | 88 | 360 | 88 | 360 | 55 | 360 | 145 | 360 | 41 | 270 | 90 | 270
LNCSO-1 | A | 12 | 130 | 30 | 130 | 32 | 130 | 12 | 130 | 32 | 130 | 10 | 100 | 26 | 100
LNCSO-2 | A | 13 | 140 | 34 | 140 | 36 | 140 | 14 | 140 | 36 | 140 | 12 | 125 | 32 | 125
LOAN-1 | A | 25 | 326 | 51 | 326 | 55 | 326 | 19 | 326 | 50 | 326 | 12 | 276 | 28 | 276
LOAN-2 | A | 25 | 326 | 51 | 326 | 55 | 326 | 19 | 326 | 50 | 326 | 12 | 276 | 28 | 276
LOAN-3 | A | 25 | 326 | 51 | 326 | 55 | 326 | 19 | 326 | 50 | 326 | 12 | 276 | 28 | 276
MEDP-1 | A | 30 | 380 | 76 | 330 | 76 | 330 | 48 | 380 | 105 | 380 | 31 | 330 | 79 | 290
MILWW-1 | A | 6 | 32 | 8 | 54 | 13 | 54 | 5 | 54 | 14 | 54 | 3 | 43 | 8 | 43
MKHLW-1 | A | 4 | 42 | 10 | 42 | 12 | 42 | 5 | 42 | 13 | 42 | 5 | 37 | 12 | 30
MRWD-1 | A | 43 | 448 | 100 | 448 | 112 | 448 | 67 | 448 | 160 | 448 | 36 | 328 | 93 | 328
NANT-1 | A | 0 | 15 | 0 | 15 | 0 | 15 | 0 | 15 | 1 | 15 | 0 | 15 | 0 | 15
PEHE-1 | A | 42 | 420 | 72 | 420 | 72 | 420 | 83 | 420 | 117 | 420 | 35 | 350 | 84 | 260
PEHE-2 | A | 16 | 490 | 40 | 265 | 42 | 490 | 0 | 0 | 0 | 0 | 0 | 490 | 0 | 490
PEMB-11 | A | 38 | 113 | 63 | 276 | 63 | 276 | 33 | 276 | 90 | 276 | 35 | 241 | 64 | 210
PEMB-21 | A | 38 | 113 | 63 | 276 | 63 | 276 | 33 | 276 | 90 | 276 | 35 | 241 | 64 | 210
PEMB-31 | A | 38 | 113 | 63 | 276 | 63 | 276 | 33 | 276 | 90 | 276 | 35 | 241 | 64 | 210
PEMB-41 | A | 38 | 113 | 63 | 276 | 63 | 276 | 33 | 276 | 90 | 276 | 35 | 241 | 64 | 210
PEMB-51 | A | 38 | 113 | 63 | 276 | 63 | 276 | 33 | 276 | 90 | 276 | 35 | 241 | 64 | 210
PETEM1 | A | 20 | 180 | 46 | 180 | 52 | 180 | 24 | 180 | 58 | 180 | 20 | 150 | 50 | 100
RATS-1 | A | 50 | 270 | 90 | 270 | 90 | 270 | 36 | 270 | 50 | 270 | 42 | 105 | 75 | 155
RATS-2 | A | 40 | 270 | 90 | 270 | 100 | 270 | 36 | 270 | 50 | 270 | 40 | 195 | 75 | 195
RATS-3 | A | 40 | 270 | 90 | 270 | 100 | 270 | 36 | 270 | 50 | 270 | 40 | 195 | 75 | 195
RATS-4 | A | 40 | 270 | 95 | 270 | 100 | 270 | 36 | 270 | 50 | 270 | 40 | 195 | 75 | 195
RMPNO-1 | A | 18 | 180 | 45 | 180 | 72 | 180 | 20 | 180 | 50 | 180 | 18 | 130 | 47 | 130
RMPNO-2 | A | 18 | 180 | 45 | 180 | 72 | 180 | 20 | 180 | 50 | 180 | 18 | 130 | 47 | 130
ROCK-1 | A | 36 | 400 | 50 | 400 | 54 | 400 | 60 | 400 | 160 | 400 | 33 | 220 | 53 | 220
RYHPS-1 | A | 30 | 305 | 48 | 305 | 66 | 305 | 42 | 305 | 51 | 305 | 30 | 130 | 42 | 68
SCCL-1 | A | 35 | 180 | 70 | 180 | 70 | 180 | 40 | 180 | 95 | 180 | 40 | 100 | 100 | 50
SCCL-2 | A | 35 | 180 | 70 | 180 | 70 | 180 | 40 | 180 | 95 | 180 | 40 | 100 | 100 | 50
SCCL-3 | A | 35 | 180 | 70 | 180 | 70 | 180 | 40 | 180 | 95 | 180 | 40 | 100 | 100 | 50
SEAB-1 | A | 44 | 254 | 125 | 254 | 150 | 254 | 55 | 254 | 150 | 254 | 75 | 164 | 176 | 38
SEAB-2 | A | 31 | 138 | 76 | 138 | 86 | 138 | 32 | 138 | 82 | 138 | 37 | 73 | 90 | 43
SEEL-1 | A | 23 | 170 | 38 | 170 | 38 | 170 | 24 | 170 | 70 | 170 | 19 | 135 | 38 | 100
SHBA-1 | A | 33 | 420 | 79 | 420 | 91 | 420 | 59 | 420 | 150 | 420 | 37 | 336 | 95 | 252
SHBA-2 | A | 32 | 319 | 70 | 319 | 76 | 319 | 35 | 319 | 93 | 319 | 32 | 270 | 70 | 217
SHOS-1 | A | 18 | 160 | 24 | 160 | 24 | 160 | 30 | 160 | 75 | 160 | 18 | 135 | 24 | 135
SHRSO-1 | A | 16 | 157 | 44 | 157 | 46 | 157 | 17 | 157 | 46 | 157 | 16 | 141 | 43 | 113
SHRSO-2 | A | 16 | 157 | 44 | 157 | 46 | 157 | 17 | 157 | 46 | 157 | 16 | 141 | 43 | 113
SIZB-1 | A | 38 | 283 | 45 | 283 | 45 | 283 | 45 | 283 | 45 | 283 | 40 | 283 | 46 | 283
SIZB-2 | A | 38 | 283 | 45 | 283 | 45 | 283 | 45 | 283 | 45 | 283 | 40 | 283 | 46 | 283
SLOY-1 | A | 0 | 38 | 1 | 38 | 1 | 38 | 1 | 38 | 2 | 38 | 0 | 38 | 1 | 30
SLOY-2 | A | 0 | 38 | 1 | 38 | 1 | 38 | 1 | 38 | 2 | 38 | 0 | 38 | 1 | 30
SLOY-3 | A | 0 | 38 | 1 | 38 | 1 | 38 | 1 | 38 | 2 | 38 | 0 | 38 | 1 | 30
SLOY-4 | A | 0 | 28 | 1 | 28 | 1 | 28 | 1 | 28 | 2 | 28 | 0 | 28 | 1 | 22
SPLN-1 | A | 40 | 380 | 100 | 380 | 110 | 380 | 50 | 380 | 120 | 380 | 30 | 380 | 90 | 300
STAY-1 | A | 35 | 265 | 62 | 265 | 62 | 265 | 35 | 265 | 89 | 265 | 34 | 192 | 63 | 192
STAY-2 | A | 35 | 265 | 62 | 265 | 62 | 265 | 35 | 265 | 89 | 265 | 34 | 192 | 63 | 192
STAY-3 | A | 35 | 265 | 62 | 265 | 62 | 265 | 35 | 265 | 89 | 265 | 34 | 192 | 63 | 192
STAY-4 | A | 35 | 265 | 62 | 265 | 62 | 265 | 35 | 265 | 89 | 265 | 34 | 192 | 63 | 192
STRNW-1 | A | 6 | 52 | 16 | 52 | 26 | 52 | 7 | 60 | 17 | 60 | 6 | 52 | 17 | 42
SUTB-1 | A | 36 | 380 | 104 | 380 | 148 | 380 | 52 | 380 | 132 | 380 | 47 | 250 | 107 | 250
SVRP-10 | A | 20 | 225 | 50 | 225 | 70 | 225 | 32 | 225 | 80 | 225 | 20 | 172 | 50 | 172
SVRP-20 | A | 20 | 225 | 50 | 225 | 70 | 225 | 32 | 225 | 80 | 225 | 20 | 172 | 50 | 172
USKM-13 | A | 6 | 49 | 15 | 49 | 17 | 49 | 8 | 49 | 19 | 49 | 7 | 36 | 8 | 36
USKM-14 | A | 6 | 49 | 15 | 49 | 17 | 49 | 8 | 49 | 19 | 49 | 7 | 36 | 8 | 36
USKM-15 | A | 6 | 49 | 15 | 49 | 17 | 49 | 8 | 49 | 19 | 49 | 7 | 36 | 8 | 36
WBUPS-1 | A | 30 | 113 | 48 | 153 | 48 | 153 | 32 | 113 | 50 | 113 | 40 | 153 | 65 | 113
WBUPS-2 | A | 30 | 133 | 48 | 173 | 48 | 173 | 32 | 133 | 50 | 133 | 40 | 173 | 65 | 133
WBUPS-3 | A | 30 | 133 | 48 | 173 | 48 | 173 | 32 | 133 | 50 | 133 | 40 | 173 | 65 | 133
WBUPS-4 | A | 30 | 113 | 48 | 153 | 48 | 153 | 32 | 113 | 50 | 113 | 40 | 153 | 65 | 113
WBURB-1 | A | 22 | 240 | 48 | 240 | 62 | 240 | 27 | 240 | 69 | 240 | 20 | 200 | 50 | 120
WBURB-2 | A | 25 | 255 | 52 | 255 | 62 | 255 | 26 | 255 | 67 | 255 | 22 | 215 | 52 | 135
WBURB-3 | A | 23 | 255 | 48 | 255 | 62 | 255 | 27 | 255 | 67 | 255 | 20 | 215 | 52 | 135
WDNSO-1 | A | 21 | 191 | 54 | 191 | 57 | 191 | 21 | 191 | 57 | 191 | 21 | 170 | 55 | 136
WDNSO-2 | A | 21 | 191 | 54 | 191 | 57 | 191 | 21 | 191 | 57 | 191 | 21 | 170 | 55 | 136
WHILW-1 | A | 31 | 322 | 84 | 322 | 90 | 322 | 33 | 322 | 90 | 322 | 32 | 255 | 86 | 210
WHILW-2 | A | 19 | 163 | 33 | 163 | 35 | 163 | 20 | 163 | 52 | 163 | 21 | 142 | 43 | 119
WLNYO-2 | A | 19 | 182 | 51 | 182 | 54 | 182 | 20 | 182 | 53 | 182 | 20 | 158 | 51 | 130
WLNYW-1 | A | 19 | 182 | 51 | 182 | 54 | 182 | 20 | 182 | 53 | 182 | 20 | 158 | 51 | 130
WTMSO-1 | A | 22 | 200 | 58 | 200 | 62 | 200 | 23 | 200 | 61 | 200 | 23 | 140 | 60 | 140

## May 2023
MW Response Capability by BMU
|  | Primary Response (Max MWhrs) | [5 empty] | Secondary Response (Max Mwhrs) |  |  |  | High Frequency Response (Max MWhrs)
UNIT | Mode | 0.2Hz | Genset Deload (MW) | 0.5Hz | Genset Deload (MW) | 0.8Hz | Genset Deload (MW) | 0.2/0.2Hz | Genset Deload (MW) | 0.5/0.5Hz | Genset Deload (MW) | 0.2Hz | Genset Deload (MW) | 0.5Hz | Genset Deload (MW)
ABTH7 | A | 40 | 250 | 72 | 250 | 72 | 250 | 48 | 250 | 120 | 250 | 38 | 185 | 55 | 185
ABTH8 | A | 40 | 250 | 72 | 250 | 72 | 250 | 48 | 250 | 120 | 250 | 38 | 185 | 55 | 185
ABTH9 | A | 30 | 240 | 80 | 240 | 80 | 240 | 40 | 240 | 120 | 240 | 38 | 125 | 52 | 125
ARCHW-1 | A | 10 | 92 | 25 | 92 | 25 | 92 | 12 | 92 | 30 | 92 | 11 | 73 | 24 | 56
BAGE-1 | A | 30 | 255 | 70 | 255 | 90 | 255 | 35 | 255 | 90 | 255 | 28 | 220 | 70 | 185
BAGE-2 | A | 3 | 17 | 8 | 17 | 12 | 17 | 4 | 17 | 9 | 17 | 2 | 17 | 5 | 17
BARKB2 | A | 33 | 210 | 82 | 210 | 108 | 210 | 39 | 210 | 97 | 210 | 31 | 120 | 84 | 120
BARK-1 | A | 22 | 140 | 55 | 140 | 72 | 140 | 26 | 140 | 65 | 140 | 21 | 80 | 54 | 80
BHLAW-1 | A | 7 | 98 | 16 | 98 | 19 | 98 | 10 | 98 | 26 | 98 | 8 | 87 | 18 | 78
BLLA-1 | A | 6 | 99 | 13 | 99 | 13 | 99 | 15 | 99 | 39 | 99 | 9 | 83 | 16 | 83
BRBEO-1 | A | 20 | 258 | 50 | 258 | 50 | 258 | 22 | 258 | 63 | 258 | 17 | 194 | 46 | 194
BRDUW-1 | A | 6 | 58 | 17 | 58 | 17 | 58 | 7 | 58 | 17 | 58 | 6 | 36 | 17 | 36
BRGG-1 | A | 16 | 110 | 32 | 110 | 48 | 110 | 16 | 110 | 40 | 110 | 14 | 96 | 34 | 46
BRYP-1 | A | 15 | 82 | 25 | 82 | 31 | 82 | 22 | 82 | 37 | 82 | 10 | 82 | 27 | 47
BURBW-1 | A | 0 | 90 | 0 | 90 | 0 | 90 | 0 | 0 | 0 | 0 | 0 | 90 | 0 | 90
CARR-1 | A | 35 | 269 | 58 | 269 | 58 | 269 | 35 | 325 | 88 | 325 | 34 | 269 | 56 | 269
CARR-2 | A | 35 | 269 | 58 | 269 | 58 | 269 | 35 | 325 | 88 | 325 | 34 | 269 | 56 | 269
CDCL-1 | A | 30 | 231 | 46 | 231 | 46 | 231 | 34 | 231 | 45 | 231 | 29 | 172 | 72 | 135
CLAC-1 | A | 3 | 28 | 8 | 28 | 13 | 28 | 3 | 36 | 9 | 36 | 3 | 28 | 8 | 28
CLDCW-1 | A | 14 | 14 | 34 | 113 | 36 | 113 | 13 | 113 | 35 | 113 | 13 | 99 | 34 | 78
CLDNW-1 | A | 13 | 108 | 33 | 108 | 35 | 108 | 13 | 108 | 35 | 108 | 12 | 95 | 33 | 74
CLDSW-1 | A | 16 | 129 | 40 | 129 | 43 | 129 | 16 | 129 | 42 | 129 | 16 | 113 | 41 | 88
CNQPS-1 | A | 22 | 170 | 55 | 170 | 55 | 170 | 28 | 170 | 70 | 170 | 26 | 120 | 60 | 105
CNQPS-2 | A | 22 | 170 | 55 | 170 | 55 | 170 | 28 | 170 | 70 | 170 | 22 | 120 | 55 | 105
CNQPS-3 | A | 22 | 170 | 55 | 170 | 55 | 170 | 28 | 170 | 70 | 170 | 22 | 120 | 55 | 105
CNQPS-4 | A | 22 | 170 | 55 | 170 | 55 | 170 | 28 | 170 | 70 | 170 | 28 | 105 | 55 | 105
CORB-1 | A | 10 | 130 | 30 | 130 | 50 | 130 | 28 | 130 | 60 | 130 | 15 | 95 | 40 | 60
COSO-1 | A | 20 | 380 | 40 | 380 | 50 | 380 | 60 | 380 | 140 | 380 | 17 | 304 | 40 | 304
COTPS-1 | A | 29 | 277 | 50 | 277 | 62 | 277 | 35 | 60 | 63 | 277 | 30 | 122 | 60 | 122
COTPS-2 | A | 29 | 287 | 50 | 287 | 62 | 287 | 35 | 60 | 63 | 287 | 30 | 122 | 60 | 122
COTPS-3 | A | 29 | 287 | 50 | 287 | 62 | 287 | 35 | 60 | 63 | 287 | 30 | 122 | 60 | 122
COTPS-4 | A | 29 | 277 | 50 | 277 | 62 | 277 | 35 | 60 | 63 | 277 | 30 | 122 | 60 | 122
COWE1 | A | 7 | 30 | 17 | 30 | 17 | 30 | 7 | 30 | 17 | 30 | 7 | 30 | 17 | 30
COWE2 | A | 7 | 30 | 17 | 30 | 17 | 30 | 7 | 30 | 17 | 30 | 7 | 30 | 17 | 30
CRUA-1 | A | 10 | 110 | 25 | 110 | 37 | 110 | 12 | 110 | 30 | 110 | 10 | 84 | 25 | 48
CRUA-2 | A | 10 | 110 | 25 | 110 | 37 | 110 | 12 | 110 | 30 | 110 | 10 | 84 | 25 | 48
CRUA-3 | A | 7 | 30 | 15 | 30 | 21 | 30 | 9 | 30 | 24 | 30 | 5 | 25 | 13 | 15
CRUA-4 | A | 7 | 30 | 15 | 30 | 21 | 30 | 9 | 30 | 24 | 30 | 5 | 25 | 13 | 15
CRYRW-2 | A | 15 | 138 | 38 | 138 | 40 | 138 | 15 | 138 | 40 | 138 | 13 | 109 | 40 | 63
DAMC-1 | A | 64 | 380 | 136 | 380 | 156 | 380 | 80 | 380 | 180 | 380 | 60 | 293 | 190 | 128
DDGNO-1 | A | 9 | 108 | 25 | 108 | 26 | 108 | 10 | 108 | 26 | 108 | 9 | 97 | 25 | 81
DDGNO-2 | A | 8 | 90 | 20 | 90 | 22 | 90 | 8 | 90 | 21 | 90 | 8 | 81 | 21 | 68
DDGNO-3 | A | 9 | 102 | 24 | 102 | 25 | 102 | 9 | 102 | 25 | 102 | 9 | 92 | 24 | 77
DDGNO-4 | A | 9 | 102 | 24 | 102 | 25 | 102 | 9 | 102 | 25 | 102 | 9 | 92 | 24 | 77
DEEPS-1 | A | 20 | 180 | 60 | 180 | 86 | 180 | 22 | 180 | 80 | 180 | 24 | 96 | 52 | 96
DIDCB5 | A | 40 | 330 | 104 | 330 | 125 | 330 | 55 | 330 | 140 | 330 | 40 | 185 | 105 | 185
DIDCB6 | A | 50 | 250 | 105 | 250 | 105 | 250 | 50 | 250 | 130 | 250 | 50 | 153 | 110 | 103
DINO-1 | A | 14 | 138 | 39 | 138 | 58 | 138 | 28 | 138 | 72 | 138 | 14 | 118 | 36 | 88
DINO-2 | A | 14 | 138 | 39 | 138 | 58 | 138 | 28 | 138 | 72 | 138 | 14 | 118 | 36 | 88
DINO-3 | A | 14 | 138 | 39 | 138 | 58 | 138 | 28 | 138 | 72 | 138 | 14 | 118 | 36 | 88
DINO-4 | A | 14 | 138 | 39 | 138 | 58 | 138 | 28 | 138 | 72 | 138 | 14 | 118 | 36 | 88
DINO-5 | A | 14 | 138 | 39 | 138 | 58 | 138 | 28 | 138 | 72 | 138 | 14 | 118 | 36 | 88
DINO-6 | A | 14 | 138 | 39 | 138 | 58 | 138 | 28 | 138 | 72 | 138 | 14 | 118 | 36 | 88
DRAXX-1 | A | 68 | 345 | 100 | 345 | 100 | 345 | 64 | 95 | 110 | 345 | 60 | 225 | 70 | 225
DRAXX-2 | A | 68 | 345 | 100 | 345 | 100 | 345 | 64 | 95 | 110 | 345 | 60 | 225 | 70 | 225
DRAXX-3 | A | 68 | 345 | 100 | 345 | 100 | 345 | 64 | 95 | 110 | 345 | 60 | 225 | 70 | 225
DRAXX-4 | A | 68 | 345 | 100 | 345 | 100 | 345 | 64 | 95 | 110 | 345 | 60 | 225 | 70 | 225
DRAXX-5 | A | 68 | 345 | 100 | 345 | 100 | 345 | 64 | 95 | 110 | 345 | 60 | 225 | 70 | 225
DRAXX-6 | A | 68 | 345 | 100 | 345 | 100 | 345 | 64 | 95 | 110 | 345 | 60 | 225 | 70 | 225
DRSLW-1 | A | 6 | 69 | 16 | 69 | 17 | 69 | 6 | 69 | 17 | 69 | 6 | 61 | 16 | 54
DUNGW-1 | A | 8 | 89 | 21 | 89 | 33 | 89 | 8 | 89 | 23 | 89 | 8 | 80 | 21 | 69
EAAO-1 | A | 18 | 182 | 48 | 182 | 52 | 182 | 19 | 182 | 50 | 182 | 18 | 164 | 48 | 134
EAAO-2 | A | 17 | 175 | 46 | 175 | 50 | 175 | 18 | 175 | 48 | 175 | 18 | 157 | 46 | 157
EECL-1 | A | 20 | 178 | 25 | 178 | 25 | 178 | 32 | 178 | 81 | 178 | 20 | 143 | 25 | 143
EGGPS-1 | A | 45 | 205 | 83 | 205 | 83 | 205 | 49 | 205 | 110 | 205 | 33 | 95 | 60 | 95
EGGPS-2 | A | 45 | 205 | 83 | 205 | 83 | 205 | 49 | 205 | 110 | 205 | 33 | 95 | 60 | 95
EGGPS-3 | A | 45 | 205 | 83 | 205 | 83 | 205 | 49 | 205 | 110 | 205 | 33 | 95 | 60 | 95
EGGPS-4 | A | 45 | 205 | 83 | 205 | 83 | 205 | 49 | 205 | 110 | 205 | 33 | 95 | 60 | 95
ERRO-1 | A | 1 | 21 | 1 | 21 | 1 | 21 | 2 | 21 | 5 | 21 | 1 | 17 | 1 | 17
ERRO-2 | A | 1 | 21 | 1 | 21 | 1 | 21 | 2 | 21 | 5 | 21 | 1 | 17 | 1 | 17
ERRO-3 | A | 1 | 21 | 1 | 21 | 1 | 21 | 2 | 21 | 5 | 21 | 1 | 17 | 1 | 17
FAARW-1 | A | 2 | 37 | 4 | 37 | 4 | 37 | 4 | 37 | 12 | 37 | 2 | 33 | 4 | 33
FAARW-2 | A | 2 | 37 | 4 | 37 | 4 | 37 | 4 | 37 | 12 | 37 | 2 | 33 | 4 | 33
FALGW-1 | A | 11 | 108 | 28 | 108 | 41 | 108 | 13 | 108 | 35 | 108 | 10 | 86 | 22 | 64
FASN-1 | A | 0 | 15 | 1 | 15 | 1 | 15 | 1 | 15 | 2 | 15 | 0 | 15 | 1 | 12
FASN2 | A | 0 | 15 | 1 | 15 | 1 | 15 | 1 | 15 | 2 | 15 | 0 | 15 | 1 | 12
FASN3 | A | 0 | 15 | 1 | 15 | 1 | 15 | 1 | 15 | 2 | 15 | 0 | 15 | 1 | 12
FAWN-1 | A | 10 | 52 | 25 | 52 | 40 | 52 | 13 | 52 | 32 | 52 | 11 | 37 | 27 | 27
FELL-1 | A | 9 | 63 | 21 | 63 | 22 | 63 | 10 | 63 | 24 | 63 | 9 | 63 | 22 | 63
FFES-1 | A | 10 | 35 | 27 | 35 | 30 | 35 | 9 | 35 | 22 | 35 | 4 | 27 | 6 | 27
FFES-2 | A | 10 | 35 | 27 | 35 | 30 | 35 | 9 | 35 | 22 | 35 | 4 | 27 | 6 | 27
FFES-3 | A | 10 | 35 | 27 | 35 | 30 | 35 | 9 | 35 | 22 | 35 | 4 | 27 | 6 | 27
FFES-4 | A | 10 | 35 | 27 | 35 | 30 | 35 | 9 | 35 | 22 | 35 | 4 | 27 | 6 | 27
FIDL-1 | A | 13 | 205 | 20 | 205 | 23 | 205 | 35 | 100 | 40 | 147 | 30 | 147 | 50 | 147
FIDL-2 | A | 13 | 205 | 20 | 205 | 23 | 205 | 35 | 100 | 40 | 147 | 30 | 147 | 50 | 147
FIDL-3 | A | 13 | 205 | 20 | 205 | 23 | 205 | 35 | 100 | 40 | 147 | 30 | 147 | 50 | 147
FIDL-4 | A | 13 | 205 | 20 | 205 | 23 | 205 | 35 | 100 | 40 | 147 | 30 | 147 | 50 | 147
FINL-1 | A | 0 | 14 | 1 | 14 | 1 | 14 | 1 | 14 | 2 | 14 | 0 | 14 | 1 | 11
FOYE-1 | A | 6 | 60 | 13 | 60 | 16 | 60 | 11 | 60 | 27 | 60 | 5 | 30 | 11 | 30
FOYE-2 | A | 6 | 60 | 13 | 60 | 16 | 60 | 11 | 60 | 27 | 60 | 5 | 30 | 11 | 30
GLNDO-1 | A | 6 | 80 | 12 | 45 | 17 | 45 | 12 | 45 | 25 | 45 | 8 | 65 | 18 | 45
GNFSW-1 | A | 11 | 100 | 30 | 100 | 30 | 100 | 12 | 100 | 31 | 100 | 12 | 70 | 30 | 70
GNFSW-2 | A | 7 | 64 | 18 | 64 | 18 | 64 | 8 | 64 | 18 | 64 | 6 | 49 | 15 | 49
GORDW-1 | A | 6 | 62 | 16 | 56 | 26 | 45 | 7 | 62 | 18 | 62 | 6 | 56 | 16 | 45
GRAI-6 | A | 24 | 320 | 58 | 320 | 58 | 320 | 35 | 320 | 88 | 320 | 28 | 270 | 60 | 230
GRAI-7 | A | 30 | 232 | 60 | 232 | 60 | 232 | 32 | 232 | 84 | 232 | 32 | 175 | 65 | 135
GRAI-8 | A | 26 | 232 | 58 | 232 | 58 | 232 | 32 | 232 | 84 | 232 | 32 | 175 | 65 | 135
GRIFW-1 | A | 8 | 94 | 22 | 94 | 23 | 94 | 8 | 94 | 22 | 94 | 8 | 85 | 22 | 72
GRIFW-2 | A | 8 | 94 | 22 | 94 | 23 | 94 | 8 | 94 | 22 | 94 | 8 | 85 | 22 | 72
GRMO-1 | A | 8 | 43 | 8 | 43 | 8 | 43 | 8 | 43 | 8 | 43 | 8 | 23 | 8 | 23
GYAR-1 | A | 17 | 176 | 42 | 176 | 66 | 176 | 24 | 176 | 60 | 176 | 17 | 176 | 42 | 176
GYMRO-15 | A | 6 | 145 | 15 | 145 | 15 | 145 | 6 | 145 | 15 | 145 | 6 | 44 | 15 | 44
GYMRO-17 | A | 6 | 145 | 15 | 145 | 15 | 145 | 6 | 145 | 15 | 145 | 6 | 44 | 15 | 44
GYMRO-26 | A | 6 | 145 | 15 | 145 | 15 | 145 | 6 | 145 | 15 | 145 | 6 | 44 | 15 | 44
GYMRO-28 | A | 6 | 145 | 15 | 145 | 15 | 145 | 6 | 145 | 15 | 145 | 6 | 44 | 15 | 44
HADHW-1 | A | 7 | 76 | 14 | 76 | 22 | 76 | 13 | 76 | 34 | 76 | 8 | 65 | 17 | 65
HMGTO-1 | A | 8 | 88 | 20 | 88 | 35 | 88 | 10 | 88 | 25 | 88 | 8 | 68 | 19 | 68
HMGTO-2 | A | 9 | 91 | 23 | 91 | 37 | 91 | 10 | 91 | 25 | 91 | 10 | 67 | 24 | 67
HOWAO-1 | A | 42 | 400 | 112 | 400 | 120 | 400 | 44 | 400 | 116 | 400 | 42 | 364 | 112 | 294
HOWAO-2 | A | 42 | 400 | 112 | 400 | 120 | 400 | 44 | 400 | 116 | 400 | 42 | 364 | 112 | 294
HOWAO-3 | A | 42 | 400 | 112 | 400 | 120 | 400 | 44 | 400 | 116 | 400 | 42 | 364 | 112 | 294
HRSTW-1 | A | 12 | 102 | 30 | 102 | 45 | 102 | 13 | 102 | 34 | 102 | 13 | 80 | 27 | 66
HUMR-1 | A | 60 | 533 | 150 | 533 | 200 | 533 | 80 | 533 | 200 | 533 | 62 | 419 | 155 | 251
INDQ-1 | A | 12 | 102 | 31 | 102 | 43 | 102 | 13 | 102 | 34 | 102 | 12 | 72 | 30 | 72
KEAD-1 | A | 38 | 415 | 90 | 415 | 90 | 415 | 55 | 415 | 138 | 415 | 38 | 355 | 90 | 285
KEAD-2 | A | 41 | 566 | 102 | 566 | 108 | 566 | 57 | 566 | 124 | 566 | 41 | 458 | 99 | 458
KILBW-1 | A | 3 | 56 | 8 | 56 | 13 | 56 | 5 | 56 | 14 | 56 | 4 | 53 | 9 | 47
KILLPG-1 | A | 8 | 225 | 10 | 225 | 10 | 225 | 10 | 225 | 12 | 225 | 4 | 150 | 15 | 150
KILLPG-2 | A | 18 | 225 | 25 | 225 | 25 | 225 | 37 | 225 | 37 | 225 | 22 | 195 | 30 | 195
KILNS-1 | A | 30 | 290 | 72 | 290 | 84 | 290 | 42 | 290 | 114 | 290 | 18 | 104 | 45 | 104
KLYN-A-1 | A | 22 | 210 | 45 | 210 | 52 | 210 | 40 | 210 | 95 | 210 | 22 | 189 | 45 | 125
KPMRW-1 | A | 9 | 75 | 20 | 75 | 30 | 75 | 9 | 75 | 23 | 75 | 9 | 67 | 22 | 54
LAGA-1 | A | 55 | 500 | 123 | 500 | 140 | 500 | 52 | 500 | 130 | 500 | 53 | 475 | 130 | 475
LARYO-1 | A | 16 | 155 | 40 | 155 | 45 | 155 | 18 | 155 | 45 | 155 | 14 | 120 | 35 | 120
LARYO-2 | A | 16 | 158 | 40 | 158 | 45 | 158 | 18 | 158 | 45 | 158 | 14 | 120 | 35 | 120
LARYO-3 | A | 16 | 158 | 40 | 158 | 45 | 158 | 18 | 158 | 45 | 158 | 14 | 120 | 35 | 120
LARYO-4 | A | 16 | 158 | 40 | 158 | 45 | 158 | 18 | 158 | 45 | 158 | 14 | 120 | 35 | 120
LBAR-1G | A | 1 | 16 | 4 | 16 | 6 | 16 | 2 | 16 | 4 | 16 | 1 | 9 | 4 | 9
LBAR-1 | A | 39 | 360 | 88 | 360 | 88 | 360 | 55 | 360 | 145 | 360 | 41 | 270 | 90 | 270
LNCSO-1 | A | 12 | 130 | 30 | 130 | 32 | 130 | 12 | 130 | 32 | 130 | 10 | 100 | 26 | 100
LNCSO-2 | A | 13 | 140 | 34 | 140 | 36 | 140 | 14 | 140 | 36 | 140 | 12 | 125 | 32 | 125
LOAN-1 | A | 25 | 326 | 51 | 326 | 55 | 326 | 19 | 326 | 50 | 326 | 12 | 276 | 28 | 276
LOAN-2 | A | 25 | 326 | 51 | 326 | 55 | 326 | 19 | 326 | 50 | 326 | 12 | 276 | 28 | 276
LOAN-3 | A | 25 | 326 | 51 | 326 | 55 | 326 | 19 | 326 | 50 | 326 | 12 | 276 | 28 | 276
MEDP-1 | A | 30 | 380 | 76 | 330 | 76 | 330 | 48 | 380 | 105 | 380 | 31 | 330 | 79 | 290
MILWW-1 | A | 6 | 32 | 8 | 54 | 13 | 54 | 5 | 54 | 14 | 54 | 3 | 43 | 8 | 43
MKHLW-1 | A | 4 | 42 | 10 | 42 | 12 | 42 | 5 | 42 | 13 | 42 | 5 | 37 | 12 | 30
MRWD-1 | A | 43 | 448 | 100 | 448 | 112 | 448 | 67 | 448 | 160 | 448 | 36 | 328 | 93 | 328
NANT-1 | A | 0 | 15 | 0 | 15 | 0 | 15 | 0 | 15 | 1 | 15 | 0 | 15 | 0 | 15
PEHE-1 | A | 42 | 420 | 72 | 420 | 72 | 420 | 83 | 420 | 117 | 420 | 35 | 350 | 84 | 260
PEHE-2 | A | 16 | 490 | 40 | 265 | 42 | 490 | 0 | 0 | 0 | 0 | 0 | 490 | 0 | 490
PEMB-11 | A | 38 | 113 | 63 | 276 | 63 | 276 | 33 | 276 | 90 | 276 | 35 | 241 | 64 | 210
PEMB-21 | A | 38 | 113 | 63 | 276 | 63 | 276 | 33 | 276 | 90 | 276 | 35 | 241 | 64 | 210
PEMB-31 | A | 38 | 113 | 63 | 276 | 63 | 276 | 33 | 276 | 90 | 276 | 35 | 241 | 64 | 210
PEMB-41 | A | 38 | 113 | 63 | 276 | 63 | 276 | 33 | 276 | 90 | 276 | 35 | 241 | 64 | 210
PEMB-51 | A | 38 | 113 | 63 | 276 | 63 | 276 | 33 | 276 | 90 | 276 | 35 | 241 | 64 | 210
PETEM1 | A | 20 | 180 | 46 | 180 | 52 | 180 | 24 | 180 | 58 | 180 | 20 | 150 | 50 | 100
RATS-1 | A | 50 | 270 | 90 | 270 | 90 | 270 | 36 | 270 | 50 | 270 | 42 | 105 | 75 | 155
RATS-2 | A | 40 | 270 | 90 | 270 | 100 | 270 | 36 | 270 | 50 | 270 | 40 | 195 | 75 | 195
RATS-3 | A | 40 | 270 | 90 | 270 | 100 | 270 | 36 | 270 | 50 | 270 | 40 | 195 | 75 | 195
RATS-4 | A | 40 | 270 | 95 | 270 | 100 | 270 | 36 | 270 | 50 | 270 | 40 | 195 | 75 | 195
RMPNO-1 | A | 18 | 180 | 45 | 180 | 72 | 180 | 20 | 180 | 50 | 180 | 18 | 130 | 47 | 130
RMPNO-2 | A | 18 | 180 | 45 | 180 | 72 | 180 | 20 | 180 | 50 | 180 | 18 | 130 | 47 | 130
ROCK-1 | A | 36 | 400 | 50 | 400 | 54 | 400 | 60 | 400 | 160 | 400 | 33 | 220 | 53 | 220
RYHPS-1 | A | 30 | 305 | 48 | 305 | 66 | 305 | 42 | 305 | 51 | 305 | 30 | 130 | 42 | 68
SCCL-1 | A | 35 | 180 | 70 | 180 | 70 | 180 | 40 | 180 | 95 | 180 | 40 | 100 | 100 | 50
SCCL-2 | A | 35 | 180 | 70 | 180 | 70 | 180 | 40 | 180 | 95 | 180 | 40 | 100 | 100 | 50
SCCL-3 | A | 35 | 180 | 70 | 180 | 70 | 180 | 40 | 180 | 95 | 180 | 40 | 100 | 100 | 50
SEAB-1 | A | 44 | 254 | 125 | 254 | 150 | 254 | 55 | 254 | 150 | 254 | 75 | 164 | 176 | 38
SEAB-2 | A | 31 | 138 | 76 | 138 | 86 | 138 | 32 | 138 | 82 | 138 | 37 | 73 | 90 | 43
SEEL-1 | A | 23 | 170 | 38 | 170 | 38 | 170 | 24 | 170 | 70 | 170 | 19 | 135 | 38 | 100
SHBA-1 | A | 33 | 420 | 79 | 420 | 91 | 420 | 59 | 420 | 150 | 420 | 37 | 336 | 95 | 252
SHBA-2 | A | 32 | 319 | 70 | 319 | 76 | 319 | 35 | 319 | 93 | 319 | 32 | 270 | 70 | 217
SHOS-1 | A | 18 | 160 | 24 | 160 | 24 | 160 | 30 | 160 | 75 | 160 | 18 | 135 | 24 | 135
SHRSO-1 | A | 16 | 157 | 44 | 157 | 46 | 157 | 17 | 157 | 46 | 157 | 16 | 141 | 43 | 113
SHRSO-2 | A | 16 | 157 | 44 | 157 | 46 | 157 | 17 | 157 | 46 | 157 | 16 | 141 | 43 | 113
SIZB-1 | A | 38 | 283 | 45 | 283 | 45 | 283 | 45 | 283 | 45 | 283 | 40 | 283 | 46 | 283
SIZB-2 | A | 38 | 283 | 45 | 283 | 45 | 283 | 45 | 283 | 45 | 283 | 40 | 283 | 46 | 283
SLOY-1 | A | 0 | 38 | 1 | 38 | 1 | 38 | 1 | 38 | 2 | 38 | 0 | 38 | 1 | 30
SLOY-2 | A | 0 | 38 | 1 | 38 | 1 | 38 | 1 | 38 | 2 | 38 | 0 | 38 | 1 | 30
SLOY-3 | A | 0 | 38 | 1 | 38 | 1 | 38 | 1 | 38 | 2 | 38 | 0 | 38 | 1 | 30
SLOY-4 | A | 0 | 28 | 1 | 28 | 1 | 28 | 1 | 28 | 2 | 28 | 0 | 28 | 1 | 22
SPLN-1 | A | 40 | 380 | 100 | 380 | 110 | 380 | 50 | 380 | 120 | 380 | 30 | 380 | 90 | 300
STAY-1 | A | 35 | 265 | 62 | 265 | 62 | 265 | 35 | 265 | 89 | 265 | 34 | 192 | 63 | 192
STAY-2 | A | 35 | 265 | 62 | 265 | 62 | 265 | 35 | 265 | 89 | 265 | 34 | 192 | 63 | 192
STAY-3 | A | 35 | 265 | 62 | 265 | 62 | 265 | 35 | 265 | 89 | 265 | 34 | 192 | 63 | 192
STAY-4 | A | 35 | 265 | 62 | 265 | 62 | 265 | 35 | 265 | 89 | 265 | 34 | 192 | 63 | 192
STRNW-1 | A | 6 | 52 | 16 | 52 | 26 | 52 | 7 | 60 | 17 | 60 | 6 | 52 | 17 | 42
SUTB-1 | A | 36 | 380 | 104 | 380 | 148 | 380 | 52 | 380 | 132 | 380 | 47 | 250 | 107 | 250
SVRP-10 | A | 20 | 225 | 50 | 225 | 70 | 225 | 32 | 225 | 80 | 225 | 20 | 172 | 50 | 172
SVRP-20 | A | 20 | 225 | 50 | 225 | 70 | 225 | 32 | 225 | 80 | 225 | 20 | 172 | 50 | 172
USKM-13 | A | 6 | 49 | 15 | 49 | 17 | 49 | 8 | 49 | 19 | 49 | 7 | 36 | 8 | 36
USKM-14 | A | 6 | 49 | 15 | 49 | 17 | 49 | 8 | 49 | 19 | 49 | 7 | 36 | 8 | 36
USKM-15 | A | 6 | 49 | 15 | 49 | 17 | 49 | 8 | 49 | 19 | 49 | 7 | 36 | 8 | 36
WBUPS-1 | A | 30 | 113 | 48 | 153 | 48 | 153 | 32 | 113 | 50 | 113 | 40 | 153 | 65 | 113
WBUPS-2 | A | 30 | 133 | 48 | 173 | 48 | 173 | 32 | 133 | 50 | 133 | 40 | 173 | 65 | 133
WBUPS-3 | A | 30 | 133 | 48 | 173 | 48 | 173 | 32 | 133 | 50 | 133 | 40 | 173 | 65 | 133
WBUPS-4 | A | 30 | 113 | 48 | 153 | 48 | 153 | 32 | 113 | 50 | 113 | 40 | 153 | 65 | 113
WBURB-1 | A | 22 | 240 | 48 | 240 | 62 | 240 | 27 | 240 | 69 | 240 | 20 | 200 | 50 | 120
WBURB-2 | A | 25 | 255 | 52 | 255 | 62 | 255 | 26 | 255 | 67 | 255 | 22 | 215 | 52 | 135
WBURB-3 | A | 23 | 255 | 48 | 255 | 62 | 255 | 27 | 255 | 67 | 255 | 20 | 215 | 52 | 135
WDNSO-1 | A | 21 | 191 | 54 | 191 | 57 | 191 | 21 | 191 | 57 | 191 | 21 | 170 | 55 | 136
WDNSO-2 | A | 21 | 191 | 54 | 191 | 57 | 191 | 21 | 191 | 57 | 191 | 21 | 170 | 55 | 136
WHILW-1 | A | 31 | 322 | 84 | 322 | 90 | 322 | 33 | 322 | 90 | 322 | 32 | 255 | 86 | 210
WHILW-2 | A | 19 | 163 | 33 | 163 | 35 | 163 | 20 | 163 | 52 | 163 | 21 | 142 | 43 | 119
WLNYO-2 | A | 19 | 182 | 51 | 182 | 54 | 182 | 20 | 182 | 53 | 182 | 20 | 158 | 51 | 130
WLNYW-1 | A | 19 | 182 | 51 | 182 | 54 | 182 | 20 | 182 | 53 | 182 | 20 | 158 | 51 | 130
WTMSO-1 | A | 22 | 200 | 58 | 200 | 62 | 200 | 23 | 200 | 61 | 200 | 23 | 140 | 60 | 140

## Apr 2023
MW Response Capability by BMU
|  | Primary Response (Max MWhrs) | [5 empty] | Secondary Response (Max Mwhrs) |  |  |  | High Frequency Response (Max MWhrs)
UNIT | Mode | 0.2Hz | Genset Deload (MW) | 0.5Hz | Genset Deload (MW) | 0.8Hz | Genset Deload (MW) | 0.2/0.2Hz | Genset Deload (MW) | 0.5/0.5Hz | Genset Deload (MW) | 0.2Hz | Genset Deload (MW) | 0.5Hz | Genset Deload (MW)
ABTH7 | A | 40 | 250 | 72 | 250 | 72 | 250 | 48 | 250 | 120 | 250 | 38 | 185 | 55 | 185
ABTH8 | A | 40 | 250 | 72 | 250 | 72 | 250 | 48 | 250 | 120 | 250 | 38 | 185 | 55 | 185
ABTH9 | A | 30 | 240 | 80 | 240 | 80 | 240 | 40 | 240 | 120 | 240 | 38 | 125 | 52 | 125
ARCHW-1 | A | 10 | 92 | 25 | 92 | 25 | 92 | 12 | 92 | 30 | 92 | 11 | 73 | 24 | 56
BAGE-1 | A | 30 | 255 | 70 | 255 | 90 | 255 | 35 | 255 | 90 | 255 | 28 | 220 | 70 | 185
BAGE-2 | A | 3 | 17 | 8 | 17 | 12 | 17 | 4 | 17 | 9 | 17 | 2 | 17 | 5 | 17
BARKB2 | A | 33 | 210 | 82 | 210 | 108 | 210 | 39 | 210 | 97 | 210 | 31 | 120 | 84 | 120
BARK-1 | A | 22 | 140 | 55 | 140 | 72 | 140 | 26 | 140 | 65 | 140 | 21 | 80 | 54 | 80
BHLAW-1 | A | 7 | 98 | 16 | 98 | 19 | 98 | 10 | 98 | 26 | 98 | 8 | 87 | 18 | 78
BLLA-1 | A | 6 | 99 | 13 | 99 | 13 | 99 | 15 | 99 | 39 | 99 | 9 | 83 | 16 | 83
BRBEO-1 | A | 20 | 258 | 50 | 258 | 50 | 258 | 22 | 258 | 63 | 258 | 17 | 194 | 46 | 194
BRDUW-1 | A | 6 | 58 | 17 | 58 | 17 | 58 | 7 | 58 | 17 | 58 | 6 | 36 | 17 | 36
BRGG-1 | A | 16 | 110 | 32 | 110 | 48 | 110 | 16 | 110 | 40 | 110 | 14 | 96 | 34 | 46
BRYP-1 | A | 15 | 82 | 25 | 82 | 31 | 82 | 22 | 82 | 37 | 82 | 10 | 82 | 27 | 47
BURBW-1 | A | 0 | 90 | 0 | 90 | 0 | 90 | 0 | 0 | 0 | 0 | 0 | 90 | 0 | 90
CARR-1 | A | 35 | 269 | 58 | 269 | 58 | 269 | 35 | 325 | 88 | 325 | 34 | 269 | 56 | 269
CARR-2 | A | 35 | 269 | 58 | 269 | 58 | 269 | 35 | 325 | 88 | 325 | 34 | 269 | 56 | 269
CDCL-1 | A | 30 | 231 | 46 | 231 | 46 | 231 | 34 | 231 | 45 | 231 | 29 | 172 | 72 | 135
CLAC-1 | A | 3 | 28 | 8 | 28 | 13 | 28 | 3 | 36 | 9 | 36 | 3 | 28 | 8 | 28
CLDCW-1 | A | 14 | 14 | 34 | 113 | 36 | 113 | 13 | 113 | 35 | 113 | 13 | 99 | 34 | 78
CLDNW-1 | A | 13 | 108 | 33 | 108 | 35 | 108 | 13 | 108 | 35 | 108 | 12 | 95 | 33 | 74
CLDSW-1 | A | 16 | 129 | 40 | 129 | 43 | 129 | 16 | 129 | 42 | 129 | 16 | 113 | 41 | 88
CNQPS-1 | A | 22 | 170 | 55 | 170 | 55 | 170 | 28 | 170 | 70 | 170 | 26 | 120 | 60 | 105
CNQPS-2 | A | 22 | 170 | 55 | 170 | 55 | 170 | 28 | 170 | 70 | 170 | 22 | 120 | 55 | 105
CNQPS-3 | A | 22 | 170 | 55 | 170 | 55 | 170 | 28 | 170 | 70 | 170 | 22 | 120 | 55 | 105
CNQPS-4 | A | 22 | 170 | 55 | 170 | 55 | 170 | 28 | 170 | 70 | 170 | 28 | 105 | 55 | 105
CORB-1 | A | 10 | 130 | 30 | 130 | 50 | 130 | 28 | 130 | 60 | 130 | 15 | 95 | 40 | 60
COSO-1 | A | 20 | 380 | 40 | 380 | 50 | 380 | 60 | 380 | 140 | 380 | 17 | 304 | 40 | 304
COTPS-1 | A | 29 | 277 | 50 | 277 | 62 | 277 | 35 | 60 | 63 | 277 | 30 | 122 | 60 | 122
COTPS-2 | A | 29 | 287 | 50 | 287 | 62 | 287 | 35 | 60 | 63 | 287 | 30 | 122 | 60 | 122
COTPS-3 | A | 29 | 287 | 50 | 287 | 62 | 287 | 35 | 60 | 63 | 287 | 30 | 122 | 60 | 122
COTPS-4 | A | 29 | 277 | 50 | 277 | 62 | 277 | 35 | 60 | 63 | 277 | 30 | 122 | 60 | 122
COWE1 | A | 7 | 30 | 17 | 30 | 17 | 30 | 7 | 30 | 17 | 30 | 7 | 30 | 17 | 30
COWE2 | A | 7 | 30 | 17 | 30 | 17 | 30 | 7 | 30 | 17 | 30 | 7 | 30 | 17 | 30
CRUA-1 | A | 10 | 110 | 25 | 110 | 37 | 110 | 12 | 110 | 30 | 110 | 10 | 84 | 25 | 48
CRUA-2 | A | 10 | 110 | 25 | 110 | 37 | 110 | 12 | 110 | 30 | 110 | 10 | 84 | 25 | 48
CRUA-3 | A | 7 | 30 | 15 | 30 | 21 | 30 | 9 | 30 | 24 | 30 | 5 | 25 | 13 | 15
CRUA-4 | A | 7 | 30 | 15 | 30 | 21 | 30 | 9 | 30 | 24 | 30 | 5 | 25 | 13 | 15
CRYRW-2 | A | 15 | 138 | 38 | 138 | 40 | 138 | 15 | 138 | 40 | 138 | 13 | 109 | 40 | 63
DAMC-1 | A | 64 | 380 | 136 | 380 | 156 | 380 | 80 | 380 | 180 | 380 | 60 | 293 | 190 | 128
DDGNO-1 | A | 9 | 108 | 25 | 108 | 26 | 108 | 10 | 108 | 26 | 108 | 9 | 97 | 25 | 81
DDGNO-2 | A | 8 | 90 | 20 | 90 | 22 | 90 | 8 | 90 | 21 | 90 | 8 | 81 | 21 | 68
DDGNO-3 | A | 9 | 102 | 24 | 102 | 25 | 102 | 9 | 102 | 25 | 102 | 9 | 92 | 24 | 77
DDGNO-4 | A | 9 | 102 | 24 | 102 | 25 | 102 | 9 | 102 | 25 | 102 | 9 | 92 | 24 | 77
DEEPS-1 | A | 20 | 180 | 60 | 180 | 86 | 180 | 22 | 180 | 80 | 180 | 24 | 96 | 52 | 96
DIDCB5 | A | 40 | 330 | 104 | 330 | 125 | 330 | 55 | 330 | 140 | 330 | 40 | 185 | 105 | 185
DIDCB6 | A | 50 | 250 | 105 | 250 | 105 | 250 | 50 | 250 | 130 | 250 | 50 | 153 | 110 | 103
DINO-1 | A | 14 | 138 | 39 | 138 | 58 | 138 | 28 | 138 | 72 | 138 | 14 | 118 | 36 | 88
DINO-2 | A | 14 | 138 | 39 | 138 | 58 | 138 | 28 | 138 | 72 | 138 | 14 | 118 | 36 | 88
DINO-3 | A | 14 | 138 | 39 | 138 | 58 | 138 | 28 | 138 | 72 | 138 | 14 | 118 | 36 | 88
DINO-4 | A | 14 | 138 | 39 | 138 | 58 | 138 | 28 | 138 | 72 | 138 | 14 | 118 | 36 | 88
DINO-5 | A | 14 | 138 | 39 | 138 | 58 | 138 | 28 | 138 | 72 | 138 | 14 | 118 | 36 | 88
DINO-6 | A | 14 | 138 | 39 | 138 | 58 | 138 | 28 | 138 | 72 | 138 | 14 | 118 | 36 | 88
DRAXX-1 | A | 68 | 345 | 100 | 345 | 100 | 345 | 64 | 95 | 110 | 345 | 60 | 225 | 70 | 225
DRAXX-2 | A | 68 | 345 | 100 | 345 | 100 | 345 | 64 | 95 | 110 | 345 | 60 | 225 | 70 | 225
DRAXX-3 | A | 68 | 345 | 100 | 345 | 100 | 345 | 64 | 95 | 110 | 345 | 60 | 225 | 70 | 225
DRAXX-4 | A | 68 | 345 | 100 | 345 | 100 | 345 | 64 | 95 | 110 | 345 | 60 | 225 | 70 | 225
DRAXX-5 | A | 68 | 345 | 100 | 345 | 100 | 345 | 64 | 95 | 110 | 345 | 60 | 225 | 70 | 225
DRAXX-6 | A | 68 | 345 | 100 | 345 | 100 | 345 | 64 | 95 | 110 | 345 | 60 | 225 | 70 | 225
DRSLW-1 | A | 6 | 69 | 16 | 69 | 17 | 69 | 6 | 69 | 17 | 69 | 6 | 61 | 16 | 54
DUNGW-1 | A | 8 | 89 | 21 | 89 | 33 | 89 | 8 | 89 | 23 | 89 | 8 | 80 | 21 | 69
EAAO-1 | A | 18 | 182 | 48 | 182 | 52 | 182 | 19 | 182 | 50 | 182 | 18 | 164 | 48 | 134
EAAO-2 | A | 17 | 175 | 46 | 175 | 50 | 175 | 18 | 175 | 48 | 175 | 18 | 157 | 46 | 157
EECL-1 | A | 20 | 178 | 25 | 178 | 25 | 178 | 32 | 178 | 81 | 178 | 20 | 143 | 25 | 143
EGGPS-1 | A | 45 | 205 | 83 | 205 | 83 | 205 | 49 | 205 | 110 | 205 | 33 | 95 | 60 | 95
EGGPS-2 | A | 45 | 205 | 83 | 205 | 83 | 205 | 49 | 205 | 110 | 205 | 33 | 95 | 60 | 95
EGGPS-3 | A | 45 | 205 | 83 | 205 | 83 | 205 | 49 | 205 | 110 | 205 | 33 | 95 | 60 | 95
EGGPS-4 | A | 45 | 205 | 83 | 205 | 83 | 205 | 49 | 205 | 110 | 205 | 33 | 95 | 60 | 95
ERRO-1 | A | 1 | 21 | 1 | 21 | 1 | 21 | 2 | 21 | 5 | 21 | 1 | 17 | 1 | 17
ERRO-2 | A | 1 | 21 | 1 | 21 | 1 | 21 | 2 | 21 | 5 | 21 | 1 | 17 | 1 | 17
ERRO-3 | A | 1 | 21 | 1 | 21 | 1 | 21 | 2 | 21 | 5 | 21 | 1 | 17 | 1 | 17
FAARW-1 | A | 2 | 37 | 4 | 37 | 4 | 37 | 4 | 37 | 12 | 37 | 2 | 33 | 4 | 33
FAARW-2 | A | 2 | 37 | 4 | 37 | 4 | 37 | 4 | 37 | 12 | 37 | 2 | 33 | 4 | 33
FALGW-1 | A | 11 | 108 | 28 | 108 | 41 | 108 | 13 | 108 | 35 | 108 | 10 | 86 | 22 | 64
FASN-1 | A | 0 | 15 | 1 | 15 | 1 | 15 | 1 | 15 | 2 | 15 | 0 | 15 | 1 | 12
FASN2 | A | 0 | 15 | 1 | 15 | 1 | 15 | 1 | 15 | 2 | 15 | 0 | 15 | 1 | 12
FASN3 | A | 0 | 15 | 1 | 15 | 1 | 15 | 1 | 15 | 2 | 15 | 0 | 15 | 1 | 12
FAWN-1 | A | 10 | 52 | 25 | 52 | 40 | 52 | 13 | 52 | 32 | 52 | 11 | 37 | 27 | 27
FELL-1 | A | 9 | 63 | 21 | 63 | 22 | 63 | 10 | 63 | 24 | 63 | 9 | 63 | 22 | 63
FFES-1 | A | 10 | 35 | 27 | 35 | 30 | 35 | 9 | 35 | 22 | 35 | 4 | 27 | 6 | 27
FFES-2 | A | 10 | 35 | 27 | 35 | 30 | 35 | 9 | 35 | 22 | 35 | 4 | 27 | 6 | 27
FFES-3 | A | 10 | 35 | 27 | 35 | 30 | 35 | 9 | 35 | 22 | 35 | 4 | 27 | 6 | 27
FFES-4 | A | 10 | 35 | 27 | 35 | 30 | 35 | 9 | 35 | 22 | 35 | 4 | 27 | 6 | 27
FIDL-1 | A | 13 | 205 | 20 | 205 | 23 | 205 | 35 | 100 | 40 | 147 | 30 | 147 | 50 | 147
FIDL-2 | A | 13 | 205 | 20 | 205 | 23 | 205 | 35 | 100 | 40 | 147 | 30 | 147 | 50 | 147
FIDL-3 | A | 13 | 205 | 20 | 205 | 23 | 205 | 35 | 100 | 40 | 147 | 30 | 147 | 50 | 147
FIDL-4 | A | 13 | 205 | 20 | 205 | 23 | 205 | 35 | 100 | 40 | 147 | 30 | 147 | 50 | 147
FINL-1 | A | 0 | 14 | 1 | 14 | 1 | 14 | 1 | 14 | 2 | 14 | 0 | 14 | 1 | 11
FOYE-1 | A | 6 | 60 | 13 | 60 | 16 | 60 | 11 | 60 | 27 | 60 | 5 | 30 | 11 | 30
FOYE-2 | A | 6 | 60 | 13 | 60 | 16 | 60 | 11 | 60 | 27 | 60 | 5 | 30 | 11 | 30
GLNDO-1 | A | 6 | 80 | 12 | 45 | 17 | 45 | 12 | 45 | 25 | 45 | 8 | 65 | 18 | 45
GNFSW-1 | A | 11 | 100 | 30 | 100 | 30 | 100 | 12 | 100 | 31 | 100 | 12 | 70 | 30 | 70
GNFSW-2 | A | 7 | 64 | 18 | 64 | 18 | 64 | 8 | 64 | 18 | 64 | 6 | 49 | 15 | 49
GORDW-1 | A | 6 | 62 | 16 | 56 | 26 | 45 | 7 | 62 | 18 | 62 | 6 | 56 | 16 | 45
GRAI-6 | A | 24 | 320 | 58 | 320 | 58 | 320 | 35 | 320 | 88 | 320 | 28 | 270 | 60 | 230
GRAI-7 | A | 30 | 232 | 60 | 232 | 60 | 232 | 32 | 232 | 84 | 232 | 32 | 175 | 65 | 135
GRAI-8 | A | 26 | 232 | 58 | 232 | 58 | 232 | 32 | 232 | 84 | 232 | 32 | 175 | 65 | 135
GRIFW-1 | A | 8 | 94 | 22 | 94 | 23 | 94 | 8 | 94 | 22 | 94 | 8 | 85 | 22 | 72
GRIFW-2 | A | 8 | 94 | 22 | 94 | 23 | 94 | 8 | 94 | 22 | 94 | 8 | 85 | 22 | 72
GRMO-1 | A | 8 | 43 | 8 | 43 | 8 | 43 | 8 | 43 | 8 | 43 | 8 | 23 | 8 | 23
GYAR-1 | A | 17 | 176 | 42 | 176 | 66 | 176 | 24 | 176 | 60 | 176 | 17 | 176 | 42 | 176
GYMRO-15 | A | 6 | 145 | 15 | 145 | 15 | 145 | 6 | 145 | 15 | 145 | 6 | 44 | 15 | 44
GYMRO-17 | A | 6 | 145 | 15 | 145 | 15 | 145 | 6 | 145 | 15 | 145 | 6 | 44 | 15 | 44
GYMRO-26 | A | 6 | 145 | 15 | 145 | 15 | 145 | 6 | 145 | 15 | 145 | 6 | 44 | 15 | 44
GYMRO-28 | A | 6 | 145 | 15 | 145 | 15 | 145 | 6 | 145 | 15 | 145 | 6 | 44 | 15 | 44
HADHW-1 | A | 7 | 76 | 14 | 76 | 22 | 76 | 13 | 76 | 34 | 76 | 8 | 65 | 17 | 65
HMGTO-1 | A | 8 | 88 | 20 | 88 | 35 | 88 | 10 | 88 | 25 | 88 | 8 | 68 | 19 | 68
HMGTO-2 | A | 9 | 91 | 23 | 91 | 37 | 91 | 10 | 91 | 25 | 91 | 10 | 67 | 24 | 67
HOWAO-1 | A | 42 | 400 | 112 | 400 | 120 | 400 | 44 | 400 | 116 | 400 | 42 | 364 | 112 | 294
HOWAO-2 | A | 42 | 400 | 112 | 400 | 120 | 400 | 44 | 400 | 116 | 400 | 42 | 364 | 112 | 294
HOWAO-3 | A | 42 | 400 | 112 | 400 | 120 | 400 | 44 | 400 | 116 | 400 | 42 | 364 | 112 | 294
HRSTW-1 | A | 12 | 102 | 30 | 102 | 45 | 102 | 13 | 102 | 34 | 102 | 13 | 80 | 27 | 66
HUMR-1 | A | 60 | 533 | 150 | 533 | 200 | 533 | 80 | 533 | 200 | 533 | 62 | 419 | 155 | 251
INDQ-1 | A | 12 | 102 | 31 | 102 | 43 | 102 | 13 | 102 | 34 | 102 | 12 | 72 | 30 | 72
KEAD-1 | A | 38 | 415 | 90 | 415 | 90 | 415 | 55 | 415 | 138 | 415 | 38 | 355 | 90 | 285
KILBW-1 | A | 3 | 56 | 8 | 56 | 13 | 56 | 5 | 56 | 14 | 56 | 4 | 53 | 9 | 47
KILLPG-1 | A | 8 | 225 | 10 | 225 | 10 | 225 | 10 | 225 | 12 | 225 | 4 | 150 | 15 | 150
KILLPG-2 | A | 18 | 225 | 25 | 225 | 25 | 225 | 37 | 225 | 37 | 225 | 22 | 195 | 30 | 195
KILNS-1 | A | 30 | 290 | 72 | 290 | 84 | 290 | 42 | 290 | 114 | 290 | 18 | 104 | 45 | 104
KLYN-A-1 | A | 22 | 210 | 45 | 210 | 52 | 210 | 40 | 210 | 95 | 210 | 22 | 189 | 45 | 125
KPMRW-1 | A | 9 | 75 | 20 | 75 | 30 | 75 | 9 | 75 | 23 | 75 | 9 | 67 | 22 | 54
LAGA-1 | A | 55 | 500 | 123 | 500 | 140 | 500 | 52 | 500 | 130 | 500 | 53 | 475 | 130 | 475
LARYO-1 | A | 16 | 155 | 40 | 155 | 45 | 155 | 18 | 155 | 45 | 155 | 14 | 120 | 35 | 120
LARYO-2 | A | 16 | 158 | 40 | 158 | 45 | 158 | 18 | 158 | 45 | 158 | 14 | 120 | 35 | 120
LARYO-3 | A | 16 | 158 | 40 | 158 | 45 | 158 | 18 | 158 | 45 | 158 | 14 | 120 | 35 | 120
LARYO-4 | A | 16 | 158 | 40 | 158 | 45 | 158 | 18 | 158 | 45 | 158 | 14 | 120 | 35 | 120
LBAR-1G | A | 1 | 16 | 4 | 16 | 6 | 16 | 2 | 16 | 4 | 16 | 1 | 9 | 4 | 9
LBAR-1 | A | 39 | 360 | 88 | 360 | 88 | 360 | 55 | 360 | 145 | 360 | 41 | 270 | 90 | 270
LNCSO-1 | A | 12 | 130 | 30 | 130 | 32 | 130 | 12 | 130 | 32 | 130 | 10 | 100 | 26 | 100
LNCSO-2 | A | 13 | 140 | 34 | 140 | 36 | 140 | 14 | 140 | 36 | 140 | 12 | 125 | 32 | 125
LOAN-1 | A | 25 | 326 | 51 | 326 | 55 | 326 | 19 | 326 | 50 | 326 | 12 | 276 | 28 | 276
LOAN-2 | A | 25 | 326 | 51 | 326 | 55 | 326 | 19 | 326 | 50 | 326 | 12 | 276 | 28 | 276
LOAN-3 | A | 25 | 326 | 51 | 326 | 55 | 326 | 19 | 326 | 50 | 326 | 12 | 276 | 28 | 276
MEDP-1 | A | 30 | 380 | 76 | 330 | 76 | 330 | 48 | 380 | 105 | 380 | 31 | 330 | 79 | 290
MILWW-1 | A | 6 | 32 | 8 | 54 | 13 | 54 | 5 | 54 | 14 | 54 | 3 | 43 | 8 | 43
MKHLW-1 | A | 4 | 42 | 10 | 42 | 12 | 42 | 5 | 42 | 13 | 42 | 5 | 37 | 12 | 30
MRWD-1 | A | 43 | 448 | 100 | 448 | 112 | 448 | 67 | 448 | 160 | 448 | 36 | 328 | 93 | 328
NANT-1 | A | 0 | 15 | 0 | 15 | 0 | 15 | 0 | 15 | 1 | 15 | 0 | 15 | 0 | 15
PEHE-1 | A | 42 | 420 | 72 | 420 | 72 | 420 | 83 | 420 | 117 | 420 | 35 | 350 | 84 | 260
PEHE-2 | A | 16 | 490 | 40 | 265 | 42 | 490 | 0 | 0 | 0 | 0 | 0 | 490 | 0 | 490
PEMB-11 | A | 38 | 113 | 63 | 276 | 63 | 276 | 33 | 276 | 90 | 276 | 35 | 241 | 64 | 210
PEMB-21 | A | 38 | 113 | 63 | 276 | 63 | 276 | 33 | 276 | 90 | 276 | 35 | 241 | 64 | 210
PEMB-31 | A | 38 | 113 | 63 | 276 | 63 | 276 | 33 | 276 | 90 | 276 | 35 | 241 | 64 | 210
PEMB-41 | A | 38 | 113 | 63 | 276 | 63 | 276 | 33 | 276 | 90 | 276 | 35 | 241 | 64 | 210
PEMB-51 | A | 38 | 113 | 63 | 276 | 63 | 276 | 33 | 276 | 90 | 276 | 35 | 241 | 64 | 210
PETEM1 | A | 20 | 180 | 46 | 180 | 52 | 180 | 24 | 180 | 58 | 180 | 20 | 150 | 50 | 100
RATS-1 | A | 50 | 270 | 90 | 270 | 90 | 270 | 36 | 270 | 50 | 270 | 42 | 105 | 75 | 155
RATS-2 | A | 40 | 270 | 90 | 270 | 100 | 270 | 36 | 270 | 50 | 270 | 40 | 195 | 75 | 195
RATS-3 | A | 40 | 270 | 90 | 270 | 100 | 270 | 36 | 270 | 50 | 270 | 40 | 195 | 75 | 195
RATS-4 | A | 40 | 270 | 95 | 270 | 100 | 270 | 36 | 270 | 50 | 270 | 40 | 195 | 75 | 195
RMPNO-1 | A | 18 | 180 | 45 | 180 | 72 | 180 | 20 | 180 | 50 | 180 | 18 | 130 | 47 | 130
RMPNO-2 | A | 18 | 180 | 45 | 180 | 72 | 180 | 20 | 180 | 50 | 180 | 18 | 130 | 47 | 130
ROCK-1 | A | 36 | 400 | 50 | 400 | 54 | 400 | 60 | 400 | 160 | 400 | 33 | 220 | 53 | 220
RYHPS-1 | A | 30 | 305 | 48 | 305 | 66 | 305 | 42 | 305 | 51 | 305 | 30 | 130 | 42 | 68
SCCL-1 | A | 35 | 180 | 70 | 180 | 70 | 180 | 40 | 180 | 95 | 180 | 40 | 100 | 100 | 50
SCCL-2 | A | 35 | 180 | 70 | 180 | 70 | 180 | 40 | 180 | 95 | 180 | 40 | 100 | 100 | 50
SCCL-3 | A | 35 | 180 | 70 | 180 | 70 | 180 | 40 | 180 | 95 | 180 | 40 | 100 | 100 | 50
SEAB-1 | A | 44 | 254 | 125 | 254 | 150 | 254 | 55 | 254 | 150 | 254 | 75 | 164 | 176 | 38
SEAB-2 | A | 31 | 138 | 76 | 138 | 86 | 138 | 32 | 138 | 82 | 138 | 37 | 73 | 90 | 43
SEEL-1 | A | 23 | 170 | 38 | 170 | 38 | 170 | 24 | 170 | 70 | 170 | 19 | 135 | 38 | 100
SHBA-1 | A | 33 | 420 | 79 | 420 | 91 | 420 | 59 | 420 | 150 | 420 | 37 | 336 | 95 | 252
SHBA-2 | A | 32 | 319 | 70 | 319 | 76 | 319 | 35 | 319 | 93 | 319 | 32 | 270 | 70 | 217
SHOS-1 | A | 18 | 160 | 24 | 160 | 24 | 160 | 30 | 160 | 75 | 160 | 18 | 135 | 24 | 135
SHRSO-1 | A | 16 | 157 | 44 | 157 | 46 | 157 | 17 | 157 | 46 | 157 | 16 | 141 | 43 | 113
SHRSO-2 | A | 16 | 157 | 44 | 157 | 46 | 157 | 17 | 157 | 46 | 157 | 16 | 141 | 43 | 113
SIZB-1 | A | 38 | 283 | 45 | 283 | 45 | 283 | 45 | 283 | 45 | 283 | 40 | 283 | 46 | 283
SIZB-2 | A | 38 | 283 | 45 | 283 | 45 | 283 | 45 | 283 | 45 | 283 | 40 | 283 | 46 | 283
SLOY-1 | A | 0 | 38 | 1 | 38 | 1 | 38 | 1 | 38 | 2 | 38 | 0 | 38 | 1 | 30
SLOY-2 | A | 0 | 38 | 1 | 38 | 1 | 38 | 1 | 38 | 2 | 38 | 0 | 38 | 1 | 30
SLOY-3 | A | 0 | 38 | 1 | 38 | 1 | 38 | 1 | 38 | 2 | 38 | 0 | 38 | 1 | 30
SLOY-4 | A | 0 | 28 | 1 | 28 | 1 | 28 | 1 | 28 | 2 | 28 | 0 | 28 | 1 | 22
SPLN-1 | A | 40 | 380 | 100 | 380 | 110 | 380 | 50 | 380 | 120 | 380 | 30 | 380 | 90 | 300
STAY-1 | A | 35 | 265 | 62 | 265 | 62 | 265 | 35 | 265 | 89 | 265 | 34 | 192 | 63 | 192
STAY-2 | A | 35 | 265 | 62 | 265 | 62 | 265 | 35 | 265 | 89 | 265 | 34 | 192 | 63 | 192
STAY-3 | A | 35 | 265 | 62 | 265 | 62 | 265 | 35 | 265 | 89 | 265 | 34 | 192 | 63 | 192
STAY-4 | A | 35 | 265 | 62 | 265 | 62 | 265 | 35 | 265 | 89 | 265 | 34 | 192 | 63 | 192
STRNW-1 | A | 6 | 52 | 16 | 52 | 26 | 52 | 7 | 60 | 17 | 60 | 6 | 52 | 17 | 42
SUTB-1 | A | 36 | 380 | 104 | 380 | 148 | 380 | 52 | 380 | 132 | 380 | 47 | 250 | 107 | 250
SVRP-10 | A | 20 | 225 | 50 | 225 | 70 | 225 | 32 | 225 | 80 | 225 | 20 | 172 | 50 | 172
SVRP-20 | A | 20 | 225 | 50 | 225 | 70 | 225 | 32 | 225 | 80 | 225 | 20 | 172 | 50 | 172
USKM-13 | A | 6 | 49 | 15 | 49 | 17 | 49 | 8 | 49 | 19 | 49 | 7 | 36 | 8 | 36
USKM-14 | A | 6 | 49 | 15 | 49 | 17 | 49 | 8 | 49 | 19 | 49 | 7 | 36 | 8 | 36
USKM-15 | A | 6 | 49 | 15 | 49 | 17 | 49 | 8 | 49 | 19 | 49 | 7 | 36 | 8 | 36
WBUPS-1 | A | 30 | 113 | 48 | 153 | 48 | 153 | 32 | 113 | 50 | 113 | 40 | 153 | 65 | 113
WBUPS-2 | A | 30 | 133 | 48 | 173 | 48 | 173 | 32 | 133 | 50 | 133 | 40 | 173 | 65 | 133
WBUPS-3 | A | 30 | 133 | 48 | 173 | 48 | 173 | 32 | 133 | 50 | 133 | 40 | 173 | 65 | 133
WBUPS-4 | A | 30 | 113 | 48 | 153 | 48 | 153 | 32 | 113 | 50 | 113 | 40 | 153 | 65 | 113
WBURB-1 | A | 22 | 240 | 48 | 240 | 62 | 240 | 27 | 240 | 69 | 240 | 20 | 200 | 50 | 120
WBURB-2 | A | 25 | 255 | 52 | 255 | 62 | 255 | 26 | 255 | 67 | 255 | 22 | 215 | 52 | 135
WBURB-3 | A | 23 | 255 | 48 | 255 | 62 | 255 | 27 | 255 | 67 | 255 | 20 | 215 | 52 | 135
WDNSO-1 | A | 21 | 191 | 54 | 191 | 57 | 191 | 21 | 191 | 57 | 191 | 21 | 170 | 55 | 136
WDNSO-2 | A | 21 | 191 | 54 | 191 | 57 | 191 | 21 | 191 | 57 | 191 | 21 | 170 | 55 | 136
WHILW-1 | A | 31 | 322 | 84 | 322 | 90 | 322 | 33 | 322 | 90 | 322 | 32 | 255 | 86 | 210
WHILW-2 | A | 19 | 163 | 33 | 163 | 35 | 163 | 20 | 163 | 52 | 163 | 21 | 142 | 43 | 119
WLNYO-2 | A | 19 | 182 | 51 | 182 | 54 | 182 | 20 | 182 | 53 | 182 | 20 | 158 | 51 | 130
WLNYW-1 | A | 19 | 182 | 51 | 182 | 54 | 182 | 20 | 182 | 53 | 182 | 20 | 158 | 51 | 130
WTMSO-1 | A | 22 | 200 | 58 | 200 | 62 | 200 | 23 | 200 | 61 | 200 | 23 | 140 | 60 | 140

## Mar 2023
MW Response Capability by BMU
|  | Primary Response (Max MWhrs) | [5 empty] | Secondary Response (Max Mwhrs) |  |  |  | High Frequency Response (Max MWhrs)
UNIT | Mode | 0.2Hz | Genset Deload (MW) | 0.5Hz | Genset Deload (MW) | 0.8Hz | Genset Deload (MW) | 0.2/0.2Hz | Genset Deload (MW) | 0.5/0.5Hz | Genset Deload (MW) | 0.2Hz | Genset Deload (MW) | 0.5Hz | Genset Deload (MW)
ABTH7 | A | 40 | 250 | 72 | 250 | 72 | 250 | 48 | 250 | 120 | 250 | 38 | 185 | 55 | 185
ABTH8 | A | 40 | 250 | 72 | 250 | 72 | 250 | 48 | 250 | 120 | 250 | 38 | 185 | 55 | 185
ABTH9 | A | 30 | 240 | 80 | 240 | 80 | 240 | 40 | 240 | 120 | 240 | 38 | 125 | 52 | 125
ARCHW-1 | A | 10 | 92 | 25 | 92 | 25 | 92 | 12 | 92 | 30 | 92 | 11 | 73 | 24 | 56
BAGE-1 | A | 30 | 255 | 70 | 255 | 90 | 255 | 35 | 255 | 90 | 255 | 28 | 220 | 70 | 185
BAGE-2 | A | 3 | 17 | 8 | 17 | 12 | 17 | 4 | 17 | 9 | 17 | 2 | 17 | 5 | 17
BARKB2 | A | 33 | 210 | 82 | 210 | 108 | 210 | 39 | 210 | 97 | 210 | 31 | 120 | 84 | 120
BARK-1 | A | 22 | 140 | 55 | 140 | 72 | 140 | 26 | 140 | 65 | 140 | 21 | 80 | 54 | 80
BHLAW-1 | A | 7 | 98 | 16 | 98 | 19 | 98 | 10 | 98 | 26 | 98 | 8 | 87 | 18 | 78
BLLA-1 | A | 6 | 99 | 13 | 99 | 13 | 99 | 15 | 99 | 39 | 99 | 9 | 83 | 16 | 83
BRBEO-1 | A | 20 | 258 | 50 | 258 | 50 | 258 | 22 | 258 | 63 | 258 | 17 | 194 | 46 | 194
BRDUW-1 | A | 6 | 58 | 17 | 58 | 17 | 58 | 7 | 58 | 17 | 58 | 6 | 36 | 17 | 36
BRGG-1 | A | 16 | 110 | 32 | 110 | 48 | 110 | 16 | 110 | 40 | 110 | 14 | 96 | 34 | 46
BRYP-1 | A | 15 | 82 | 25 | 82 | 31 | 82 | 22 | 82 | 37 | 82 | 10 | 82 | 27 | 47
BURBW-1 | A | 0 | 90 | 0 | 90 | 0 | 90 | 0 | 0 | 0 | 0 | 0 | 90 | 0 | 90
CARR-1 | A | 35 | 269 | 58 | 269 | 58 | 269 | 35 | 325 | 88 | 325 | 34 | 269 | 56 | 269
CARR-2 | A | 35 | 269 | 58 | 269 | 58 | 269 | 35 | 325 | 88 | 325 | 34 | 269 | 56 | 269
CDCL-1 | A | 30 | 231 | 46 | 231 | 46 | 231 | 34 | 231 | 45 | 231 | 29 | 172 | 72 | 135
CLAC-1 | A | 3 | 28 | 8 | 28 | 13 | 28 | 3 | 36 | 9 | 36 | 3 | 28 | 8 | 28
CLDCW-1 | A | 14 | 14 | 34 | 113 | 36 | 113 | 13 | 113 | 35 | 113 | 13 | 99 | 34 | 78
CLDNW-1 | A | 13 | 108 | 33 | 108 | 35 | 108 | 13 | 108 | 35 | 108 | 12 | 95 | 33 | 74
CLDSW-1 | A | 16 | 129 | 40 | 129 | 43 | 129 | 16 | 129 | 42 | 129 | 16 | 113 | 41 | 88
CNQPS-1 | A | 22 | 170 | 55 | 170 | 55 | 170 | 28 | 170 | 70 | 170 | 26 | 120 | 60 | 105
CNQPS-2 | A | 22 | 170 | 55 | 170 | 55 | 170 | 28 | 170 | 70 | 170 | 22 | 120 | 55 | 105
CNQPS-3 | A | 22 | 170 | 55 | 170 | 55 | 170 | 28 | 170 | 70 | 170 | 22 | 120 | 55 | 105
CNQPS-4 | A | 22 | 170 | 55 | 170 | 55 | 170 | 28 | 170 | 70 | 170 | 28 | 105 | 55 | 105
CORB-1 | A | 10 | 130 | 30 | 130 | 50 | 130 | 28 | 130 | 60 | 130 | 15 | 95 | 40 | 60
COSO-1 | A | 20 | 380 | 40 | 380 | 50 | 380 | 60 | 380 | 140 | 380 | 17 | 304 | 40 | 304
COTPS-1 | A | 29 | 277 | 50 | 277 | 62 | 277 | 35 | 60 | 63 | 277 | 30 | 122 | 60 | 122
COTPS-2 | A | 29 | 287 | 50 | 287 | 62 | 287 | 35 | 60 | 63 | 287 | 30 | 122 | 60 | 122
COTPS-3 | A | 29 | 287 | 50 | 287 | 62 | 287 | 35 | 60 | 63 | 287 | 30 | 122 | 60 | 122
COTPS-4 | A | 29 | 277 | 50 | 277 | 62 | 277 | 35 | 60 | 63 | 277 | 30 | 122 | 60 | 122
COWE1 | A | 7 | 30 | 17 | 30 | 17 | 30 | 7 | 30 | 17 | 30 | 7 | 30 | 17 | 30
COWE2 | A | 7 | 30 | 17 | 30 | 17 | 30 | 7 | 30 | 17 | 30 | 7 | 30 | 17 | 30
CRUA-1 | A | 10 | 110 | 25 | 110 | 37 | 110 | 12 | 110 | 30 | 110 | 10 | 84 | 25 | 48
CRUA-2 | A | 10 | 110 | 25 | 110 | 37 | 110 | 12 | 110 | 30 | 110 | 10 | 84 | 25 | 48
CRUA-3 | A | 7 | 30 | 15 | 30 | 21 | 30 | 9 | 30 | 24 | 30 | 5 | 25 | 13 | 15
CRUA-4 | A | 7 | 30 | 15 | 30 | 21 | 30 | 9 | 30 | 24 | 30 | 5 | 25 | 13 | 15
CRYRW-2 | A | 15 | 138 | 38 | 138 | 40 | 138 | 15 | 138 | 40 | 138 | 13 | 109 | 40 | 63
DAMC-1 | A | 64 | 380 | 136 | 380 | 156 | 380 | 80 | 380 | 180 | 380 | 60 | 293 | 190 | 128
DDGNO-1 | A | 9 | 108 | 25 | 108 | 26 | 108 | 10 | 108 | 26 | 108 | 9 | 97 | 25 | 81
DDGNO-2 | A | 8 | 90 | 20 | 90 | 22 | 90 | 8 | 90 | 21 | 90 | 8 | 81 | 21 | 68
DDGNO-3 | A | 9 | 102 | 24 | 102 | 25 | 102 | 9 | 102 | 25 | 102 | 9 | 92 | 24 | 77
DDGNO-4 | A | 9 | 102 | 24 | 102 | 25 | 102 | 9 | 102 | 25 | 102 | 9 | 92 | 24 | 77
DEEPS-1 | A | 20 | 180 | 60 | 180 | 86 | 180 | 22 | 180 | 80 | 180 | 24 | 96 | 52 | 96
DIDCB5 | A | 40 | 330 | 104 | 330 | 125 | 330 | 55 | 330 | 140 | 330 | 40 | 185 | 105 | 185
DIDCB6 | A | 50 | 250 | 105 | 250 | 105 | 250 | 50 | 250 | 130 | 250 | 50 | 153 | 110 | 103
DINO-1 | A | 14 | 138 | 39 | 138 | 58 | 138 | 28 | 138 | 72 | 138 | 14 | 118 | 36 | 88
DINO-2 | A | 14 | 138 | 39 | 138 | 58 | 138 | 28 | 138 | 72 | 138 | 14 | 118 | 36 | 88
DINO-3 | A | 14 | 138 | 39 | 138 | 58 | 138 | 28 | 138 | 72 | 138 | 14 | 118 | 36 | 88
DINO-4 | A | 14 | 138 | 39 | 138 | 58 | 138 | 28 | 138 | 72 | 138 | 14 | 118 | 36 | 88
DINO-5 | A | 14 | 138 | 39 | 138 | 58 | 138 | 28 | 138 | 72 | 138 | 14 | 118 | 36 | 88
DINO-6 | A | 14 | 138 | 39 | 138 | 58 | 138 | 28 | 138 | 72 | 138 | 14 | 118 | 36 | 88
DRAXX-1 | A | 68 | 345 | 100 | 345 | 100 | 345 | 64 | 95 | 110 | 345 | 60 | 225 | 70 | 225
DRAXX-2 | A | 68 | 345 | 100 | 345 | 100 | 345 | 64 | 95 | 110 | 345 | 60 | 225 | 70 | 225
DRAXX-3 | A | 68 | 345 | 100 | 345 | 100 | 345 | 64 | 95 | 110 | 345 | 60 | 225 | 70 | 225
DRAXX-4 | A | 68 | 345 | 100 | 345 | 100 | 345 | 64 | 95 | 110 | 345 | 60 | 225 | 70 | 225
DRAXX-5 | A | 68 | 345 | 100 | 345 | 100 | 345 | 64 | 95 | 110 | 345 | 60 | 225 | 70 | 225
DRAXX-6 | A | 68 | 345 | 100 | 345 | 100 | 345 | 64 | 95 | 110 | 345 | 60 | 225 | 70 | 225
DRSLW-1 | A | 6 | 69 | 16 | 69 | 17 | 69 | 6 | 69 | 17 | 69 | 6 | 61 | 16 | 54
DUNGW-1 | A | 8 | 89 | 21 | 89 | 33 | 89 | 8 | 89 | 23 | 89 | 8 | 80 | 21 | 69
EAAO-1 | A | 18 | 182 | 48 | 182 | 52 | 182 | 19 | 182 | 50 | 182 | 18 | 164 | 48 | 134
EAAO-2 | A | 17 | 175 | 46 | 175 | 50 | 175 | 18 | 175 | 48 | 175 | 18 | 157 | 46 | 157
EECL-1 | A | 20 | 178 | 25 | 178 | 25 | 178 | 32 | 178 | 81 | 178 | 20 | 143 | 25 | 143
EGGPS-1 | A | 45 | 205 | 83 | 205 | 83 | 205 | 49 | 205 | 110 | 205 | 33 | 95 | 60 | 95
EGGPS-2 | A | 45 | 205 | 83 | 205 | 83 | 205 | 49 | 205 | 110 | 205 | 33 | 95 | 60 | 95
EGGPS-3 | A | 45 | 205 | 83 | 205 | 83 | 205 | 49 | 205 | 110 | 205 | 33 | 95 | 60 | 95
EGGPS-4 | A | 45 | 205 | 83 | 205 | 83 | 205 | 49 | 205 | 110 | 205 | 33 | 95 | 60 | 95
ERRO-1 | A | 1 | 21 | 1 | 21 | 1 | 21 | 2 | 21 | 5 | 21 | 1 | 17 | 1 | 17
ERRO-2 | A | 1 | 21 | 1 | 21 | 1 | 21 | 2 | 21 | 5 | 21 | 1 | 17 | 1 | 17
ERRO-3 | A | 1 | 21 | 1 | 21 | 1 | 21 | 2 | 21 | 5 | 21 | 1 | 17 | 1 | 17
FAARW-1 | A | 2 | 37 | 4 | 37 | 4 | 37 | 4 | 37 | 12 | 37 | 2 | 33 | 4 | 33
FAARW-2 | A | 2 | 37 | 4 | 37 | 4 | 37 | 4 | 37 | 12 | 37 | 2 | 33 | 4 | 33
FALGW-1 | A | 11 | 108 | 28 | 108 | 41 | 108 | 13 | 108 | 35 | 108 | 10 | 86 | 22 | 64
FASN-1 | A | 0 | 15 | 1 | 15 | 1 | 15 | 1 | 15 | 2 | 15 | 0 | 15 | 1 | 12
FASN2 | A | 0 | 15 | 1 | 15 | 1 | 15 | 1 | 15 | 2 | 15 | 0 | 15 | 1 | 12
FASN3 | A | 0 | 15 | 1 | 15 | 1 | 15 | 1 | 15 | 2 | 15 | 0 | 15 | 1 | 12
FAWN-1 | A | 10 | 52 | 25 | 52 | 40 | 52 | 13 | 52 | 32 | 52 | 11 | 37 | 27 | 27
FELL-1 | A | 9 | 63 | 21 | 63 | 22 | 63 | 10 | 63 | 24 | 63 | 9 | 63 | 22 | 63
FFES-1 | A | 10 | 35 | 27 | 35 | 30 | 35 | 9 | 35 | 22 | 35 | 4 | 27 | 6 | 27
FFES-2 | A | 10 | 35 | 27 | 35 | 30 | 35 | 9 | 35 | 22 | 35 | 4 | 27 | 6 | 27
FFES-3 | A | 10 | 35 | 27 | 35 | 30 | 35 | 9 | 35 | 22 | 35 | 4 | 27 | 6 | 27
FFES-4 | A | 10 | 35 | 27 | 35 | 30 | 35 | 9 | 35 | 22 | 35 | 4 | 27 | 6 | 27
FIDL-1 | A | 13 | 205 | 20 | 205 | 23 | 205 | 35 | 100 | 40 | 147 | 30 | 147 | 50 | 147
FIDL-2 | A | 13 | 205 | 20 | 205 | 23 | 205 | 35 | 100 | 40 | 147 | 30 | 147 | 50 | 147
FIDL-3 | A | 13 | 205 | 20 | 205 | 23 | 205 | 35 | 100 | 40 | 147 | 30 | 147 | 50 | 147
FIDL-4 | A | 13 | 205 | 20 | 205 | 23 | 205 | 35 | 100 | 40 | 147 | 30 | 147 | 50 | 147
FINL-1 | A | 0 | 14 | 1 | 14 | 1 | 14 | 1 | 14 | 2 | 14 | 0 | 14 | 1 | 11
FOYE-1 | A | 6 | 60 | 13 | 60 | 16 | 60 | 11 | 60 | 27 | 60 | 5 | 30 | 11 | 30
FOYE-2 | A | 6 | 60 | 13 | 60 | 16 | 60 | 11 | 60 | 27 | 60 | 5 | 30 | 11 | 30
GLNDO-1 | A | 6 | 80 | 12 | 45 | 17 | 45 | 12 | 45 | 25 | 45 | 8 | 65 | 18 | 45
GNFSW-1 | A | 11 | 100 | 30 | 100 | 30 | 100 | 12 | 100 | 31 | 100 | 12 | 70 | 30 | 70
GNFSW-2 | A | 7 | 64 | 18 | 64 | 18 | 64 | 8 | 64 | 18 | 64 | 6 | 49 | 15 | 49
GORDW-1 | A | 6 | 62 | 16 | 56 | 26 | 45 | 7 | 62 | 18 | 62 | 6 | 56 | 16 | 45
GRAI-6 | A | 24 | 320 | 58 | 320 | 58 | 320 | 35 | 320 | 88 | 320 | 28 | 270 | 60 | 230
GRAI-7 | A | 30 | 232 | 60 | 232 | 60 | 232 | 32 | 232 | 84 | 232 | 32 | 175 | 65 | 135
GRAI-8 | A | 26 | 232 | 58 | 232 | 58 | 232 | 32 | 232 | 84 | 232 | 32 | 175 | 65 | 135
GRIFW-1 | A | 8 | 94 | 22 | 94 | 23 | 94 | 8 | 94 | 22 | 94 | 8 | 85 | 22 | 72
GRIFW-2 | A | 8 | 94 | 22 | 94 | 23 | 94 | 8 | 94 | 22 | 94 | 8 | 85 | 22 | 72
GRMO-1 | A | 8 | 43 | 8 | 43 | 8 | 43 | 8 | 43 | 8 | 43 | 8 | 23 | 8 | 23
GYAR-1 | A | 17 | 176 | 42 | 176 | 66 | 176 | 24 | 176 | 60 | 176 | 17 | 176 | 42 | 176
GYMRO-15 | A | 6 | 145 | 15 | 145 | 15 | 145 | 6 | 145 | 15 | 145 | 6 | 44 | 15 | 44
GYMRO-17 | A | 6 | 145 | 15 | 145 | 15 | 145 | 6 | 145 | 15 | 145 | 6 | 44 | 15 | 44
GYMRO-26 | A | 6 | 145 | 15 | 145 | 15 | 145 | 6 | 145 | 15 | 145 | 6 | 44 | 15 | 44
GYMRO-28 | A | 6 | 145 | 15 | 145 | 15 | 145 | 6 | 145 | 15 | 145 | 6 | 44 | 15 | 44
HADHW-1 | A | 7 | 76 | 14 | 76 | 22 | 76 | 13 | 76 | 34 | 76 | 8 | 65 | 17 | 65
HMGTO-1 | A | 8 | 88 | 20 | 88 | 35 | 88 | 10 | 88 | 25 | 88 | 8 | 68 | 19 | 68
HMGTO-2 | A | 9 | 91 | 23 | 91 | 37 | 91 | 10 | 91 | 25 | 91 | 10 | 67 | 24 | 67
HOWAO-1 | A | 42 | 400 | 112 | 400 | 120 | 400 | 44 | 400 | 116 | 400 | 42 | 364 | 112 | 294
HOWAO-2 | A | 42 | 400 | 112 | 400 | 120 | 400 | 44 | 400 | 116 | 400 | 42 | 364 | 112 | 294
HOWAO-3 | A | 42 | 400 | 112 | 400 | 120 | 400 | 44 | 400 | 116 | 400 | 42 | 364 | 112 | 294
HRSTW-1 | A | 12 | 102 | 30 | 102 | 45 | 102 | 13 | 102 | 34 | 102 | 13 | 80 | 27 | 66
HUMR-1 | A | 60 | 533 | 150 | 533 | 200 | 533 | 80 | 533 | 200 | 533 | 62 | 419 | 155 | 251
INDQ-1 | A | 12 | 102 | 31 | 102 | 43 | 102 | 13 | 102 | 34 | 102 | 12 | 72 | 30 | 72
KEAD-1 | A | 38 | 415 | 90 | 415 | 90 | 415 | 55 | 415 | 138 | 415 | 38 | 355 | 90 | 285
KILBW-1 | A | 3 | 56 | 8 | 56 | 13 | 56 | 5 | 56 | 14 | 56 | 4 | 53 | 9 | 47
KILLPG-1 | A | 8 | 225 | 10 | 225 | 10 | 225 | 10 | 225 | 12 | 225 | 4 | 150 | 15 | 150
KILLPG-2 | A | 18 | 225 | 25 | 225 | 25 | 225 | 37 | 225 | 37 | 225 | 22 | 195 | 30 | 195
KILNS-1 | A | 30 | 290 | 72 | 290 | 84 | 290 | 42 | 290 | 114 | 290 | 18 | 104 | 45 | 104
KLYN-A-1 | A | 22 | 210 | 45 | 210 | 52 | 210 | 40 | 210 | 95 | 210 | 22 | 189 | 45 | 125
KPMRW-1 | A | 9 | 75 | 20 | 75 | 30 | 75 | 9 | 75 | 23 | 75 | 9 | 67 | 22 | 54
LAGA-1 | A | 55 | 500 | 123 | 500 | 140 | 500 | 52 | 500 | 130 | 500 | 53 | 475 | 130 | 475
LARYO-1 | A | 16 | 155 | 40 | 155 | 45 | 155 | 18 | 155 | 45 | 155 | 14 | 120 | 35 | 120
LARYO-2 | A | 16 | 158 | 40 | 158 | 45 | 158 | 18 | 158 | 45 | 158 | 14 | 120 | 35 | 120
LARYO-3 | A | 16 | 158 | 40 | 158 | 45 | 158 | 18 | 158 | 45 | 158 | 14 | 120 | 35 | 120
LARYO-4 | A | 16 | 158 | 40 | 158 | 45 | 158 | 18 | 158 | 45 | 158 | 14 | 120 | 35 | 120
LBAR-1G | A | 1 | 16 | 4 | 16 | 6 | 16 | 2 | 16 | 4 | 16 | 1 | 9 | 4 | 9
LBAR-1 | A | 39 | 360 | 88 | 360 | 88 | 360 | 55 | 360 | 145 | 360 | 41 | 270 | 90 | 270
LNCSO-1 | A | 12 | 130 | 30 | 130 | 32 | 130 | 12 | 130 | 32 | 130 | 10 | 100 | 26 | 100
LNCSO-2 | A | 13 | 140 | 34 | 140 | 36 | 140 | 14 | 140 | 36 | 140 | 12 | 125 | 32 | 125
LOAN-1 | A | 25 | 326 | 51 | 326 | 55 | 326 | 19 | 326 | 50 | 326 | 12 | 276 | 28 | 276
LOAN-2 | A | 25 | 326 | 51 | 326 | 55 | 326 | 19 | 326 | 50 | 326 | 12 | 276 | 28 | 276
LOAN-3 | A | 25 | 326 | 51 | 326 | 55 | 326 | 19 | 326 | 50 | 326 | 12 | 276 | 28 | 276
MEDP-1 | A | 30 | 380 | 76 | 330 | 76 | 330 | 48 | 380 | 105 | 380 | 31 | 330 | 79 | 290
MILWW-1 | A | 6 | 32 | 8 | 54 | 13 | 54 | 5 | 54 | 14 | 54 | 3 | 43 | 8 | 43
MKHLW-1 | A | 4 | 42 | 10 | 42 | 12 | 42 | 5 | 42 | 13 | 42 | 5 | 37 | 12 | 30
MRWD-1 | A | 43 | 448 | 100 | 448 | 112 | 448 | 67 | 448 | 160 | 448 | 36 | 328 | 93 | 328
NANT-1 | A | 0 | 15 | 0 | 15 | 0 | 15 | 0 | 15 | 1 | 15 | 0 | 15 | 0 | 15
PEHE-1 | A | 42 | 420 | 72 | 420 | 72 | 420 | 83 | 420 | 117 | 420 | 35 | 350 | 84 | 260
PEHE-2 | A | 16 | 490 | 40 | 265 | 42 | 490 | 0 | 0 | 0 | 0 | 0 | 490 | 0 | 490
PEMB-11 | A | 38 | 113 | 63 | 276 | 63 | 276 | 33 | 276 | 90 | 276 | 35 | 241 | 64 | 210
PEMB-21 | A | 38 | 113 | 63 | 276 | 63 | 276 | 33 | 276 | 90 | 276 | 35 | 241 | 64 | 210
PEMB-31 | A | 38 | 113 | 63 | 276 | 63 | 276 | 33 | 276 | 90 | 276 | 35 | 241 | 64 | 210
PEMB-41 | A | 38 | 113 | 63 | 276 | 63 | 276 | 33 | 276 | 90 | 276 | 35 | 241 | 64 | 210
PEMB-51 | A | 38 | 113 | 63 | 276 | 63 | 276 | 33 | 276 | 90 | 276 | 35 | 241 | 64 | 210
PETEM1 | A | 20 | 180 | 46 | 180 | 52 | 180 | 24 | 180 | 58 | 180 | 20 | 150 | 50 | 100
RATS-1 | A | 50 | 270 | 90 | 270 | 90 | 270 | 36 | 270 | 50 | 270 | 42 | 105 | 75 | 155
RATS-2 | A | 40 | 270 | 90 | 270 | 100 | 270 | 36 | 270 | 50 | 270 | 40 | 195 | 75 | 195
RATS-3 | A | 40 | 270 | 90 | 270 | 100 | 270 | 36 | 270 | 50 | 270 | 40 | 195 | 75 | 195
RATS-4 | A | 40 | 270 | 95 | 270 | 100 | 270 | 36 | 270 | 50 | 270 | 40 | 195 | 75 | 195
RMPNO-1 | A | 18 | 180 | 45 | 180 | 72 | 180 | 20 | 180 | 50 | 180 | 18 | 130 | 47 | 130
RMPNO-2 | A | 18 | 180 | 45 | 180 | 72 | 180 | 20 | 180 | 50 | 180 | 18 | 130 | 47 | 130
ROCK-1 | A | 36 | 400 | 50 | 400 | 54 | 400 | 60 | 400 | 160 | 400 | 33 | 220 | 53 | 220
RYHPS-1 | A | 30 | 305 | 48 | 305 | 66 | 305 | 42 | 305 | 51 | 305 | 30 | 130 | 42 | 68
SCCL-1 | A | 35 | 180 | 70 | 180 | 70 | 180 | 40 | 180 | 95 | 180 | 40 | 100 | 100 | 50
SCCL-2 | A | 35 | 180 | 70 | 180 | 70 | 180 | 40 | 180 | 95 | 180 | 40 | 100 | 100 | 50
SCCL-3 | A | 35 | 180 | 70 | 180 | 70 | 180 | 40 | 180 | 95 | 180 | 40 | 100 | 100 | 50
SEAB-1 | A | 44 | 254 | 125 | 254 | 150 | 254 | 55 | 254 | 150 | 254 | 75 | 164 | 176 | 38
SEAB-2 | A | 31 | 138 | 76 | 138 | 86 | 138 | 32 | 138 | 82 | 138 | 37 | 73 | 90 | 43
SEEL-1 | A | 23 | 170 | 38 | 170 | 38 | 170 | 24 | 170 | 70 | 170 | 19 | 135 | 38 | 100
SHBA-1 | A | 33 | 420 | 79 | 420 | 91 | 420 | 59 | 420 | 150 | 420 | 37 | 336 | 95 | 252
SHBA-2 | A | 32 | 319 | 70 | 319 | 76 | 319 | 35 | 319 | 93 | 319 | 32 | 270 | 70 | 217
SHOS-1 | A | 18 | 160 | 24 | 160 | 24 | 160 | 30 | 160 | 75 | 160 | 18 | 135 | 24 | 135
SHRSO-1 | A | 16 | 157 | 44 | 157 | 46 | 157 | 17 | 157 | 46 | 157 | 16 | 141 | 43 | 113
SHRSO-2 | A | 16 | 157 | 44 | 157 | 46 | 157 | 17 | 157 | 46 | 157 | 16 | 141 | 43 | 113
SIZB-1 | A | 38 | 283 | 45 | 283 | 45 | 283 | 45 | 283 | 45 | 283 | 40 | 283 | 46 | 283
SIZB-2 | A | 38 | 283 | 45 | 283 | 45 | 283 | 45 | 283 | 45 | 283 | 40 | 283 | 46 | 283
SLOY-1 | A | 0 | 38 | 1 | 38 | 1 | 38 | 1 | 38 | 2 | 38 | 0 | 38 | 1 | 30
SLOY-2 | A | 0 | 38 | 1 | 38 | 1 | 38 | 1 | 38 | 2 | 38 | 0 | 38 | 1 | 30
SLOY-3 | A | 0 | 38 | 1 | 38 | 1 | 38 | 1 | 38 | 2 | 38 | 0 | 38 | 1 | 30
SLOY-4 | A | 0 | 28 | 1 | 28 | 1 | 28 | 1 | 28 | 2 | 28 | 0 | 28 | 1 | 22
SPLN-1 | A | 40 | 380 | 100 | 380 | 110 | 380 | 50 | 380 | 120 | 380 | 30 | 380 | 90 | 300
STAY-1 | A | 35 | 265 | 62 | 265 | 62 | 265 | 35 | 265 | 89 | 265 | 34 | 192 | 63 | 192
STAY-2 | A | 35 | 265 | 62 | 265 | 62 | 265 | 35 | 265 | 89 | 265 | 34 | 192 | 63 | 192
STAY-3 | A | 35 | 265 | 62 | 265 | 62 | 265 | 35 | 265 | 89 | 265 | 34 | 192 | 63 | 192
STAY-4 | A | 35 | 265 | 62 | 265 | 62 | 265 | 35 | 265 | 89 | 265 | 34 | 192 | 63 | 192
STRNW-1 | A | 6 | 52 | 16 | 52 | 26 | 52 | 7 | 60 | 17 | 60 | 6 | 52 | 17 | 42
SUTB-1 | A | 36 | 380 | 104 | 380 | 148 | 380 | 52 | 380 | 132 | 380 | 47 | 250 | 107 | 250
SVRP-10 | A | 20 | 225 | 50 | 225 | 70 | 225 | 32 | 225 | 80 | 225 | 20 | 172 | 50 | 172
SVRP-20 | A | 20 | 225 | 50 | 225 | 70 | 225 | 32 | 225 | 80 | 225 | 20 | 172 | 50 | 172
USKM-13 | A | 6 | 49 | 15 | 49 | 17 | 49 | 8 | 49 | 19 | 49 | 7 | 36 | 8 | 36
USKM-14 | A | 6 | 49 | 15 | 49 | 17 | 49 | 8 | 49 | 19 | 49 | 7 | 36 | 8 | 36
USKM-15 | A | 6 | 49 | 15 | 49 | 17 | 49 | 8 | 49 | 19 | 49 | 7 | 36 | 8 | 36
WBUPS-1 | A | 30 | 113 | 48 | 153 | 48 | 153 | 32 | 113 | 50 | 113 | 40 | 153 | 65 | 113
WBUPS-2 | A | 30 | 133 | 48 | 173 | 48 | 173 | 32 | 133 | 50 | 133 | 40 | 173 | 65 | 133
WBUPS-3 | A | 30 | 133 | 48 | 173 | 48 | 173 | 32 | 133 | 50 | 133 | 40 | 173 | 65 | 133
WBUPS-4 | A | 30 | 113 | 48 | 153 | 48 | 153 | 32 | 113 | 50 | 113 | 40 | 153 | 65 | 113
WBURB-1 | A | 22 | 240 | 48 | 240 | 62 | 240 | 27 | 240 | 69 | 240 | 20 | 200 | 50 | 120
WBURB-2 | A | 25 | 255 | 52 | 255 | 62 | 255 | 26 | 255 | 67 | 255 | 22 | 215 | 52 | 135
WBURB-3 | A | 23 | 255 | 48 | 255 | 62 | 255 | 27 | 255 | 67 | 255 | 20 | 215 | 52 | 135
WDNSO-1 | A | 21 | 191 | 54 | 191 | 57 | 191 | 21 | 191 | 57 | 191 | 21 | 170 | 55 | 136
WDNSO-2 | A | 21 | 191 | 54 | 191 | 57 | 191 | 21 | 191 | 57 | 191 | 21 | 170 | 55 | 136
WHILW-1 | A | 31 | 322 | 84 | 322 | 90 | 322 | 33 | 322 | 90 | 322 | 32 | 255 | 86 | 210
WHILW-2 | A | 19 | 163 | 33 | 163 | 35 | 163 | 20 | 163 | 52 | 163 | 21 | 142 | 43 | 119
WLNYO-2 | A | 19 | 182 | 51 | 182 | 54 | 182 | 20 | 182 | 53 | 182 | 20 | 158 | 51 | 130
WLNYW-1 | A | 19 | 182 | 51 | 182 | 54 | 182 | 20 | 182 | 53 | 182 | 20 | 158 | 51 | 130
WTMSO-1 | A | 22 | 200 | 58 | 200 | 62 | 200 | 23 | 200 | 61 | 200 | 23 | 140 | 60 | 140

## Feb 2023
MW Response Capability by BMU
|  | Primary Response (Max MWhrs) | [5 empty] | Secondary Response (Max Mwhrs) |  |  |  | High Frequency Response (Max MWhrs)
UNIT | Mode | 0.2Hz | Genset Deload (MW) | 0.5Hz | Genset Deload (MW) | 0.8Hz | Genset Deload (MW) | 0.2/0.2Hz | Genset Deload (MW) | 0.5/0.5Hz | Genset Deload (MW) | 0.2Hz | Genset Deload (MW) | 0.5Hz | Genset Deload (MW)
ABTH7 | A | 40 | 250 | 72 | 250 | 72 | 250 | 48 | 250 | 120 | 250 | 38 | 185 | 55 | 185
ABTH8 | A | 40 | 250 | 72 | 250 | 72 | 250 | 48 | 250 | 120 | 250 | 38 | 185 | 55 | 185
ABTH9 | A | 30 | 240 | 80 | 240 | 80 | 240 | 40 | 240 | 120 | 240 | 38 | 125 | 52 | 125
ARCHW-1 | A | 10 | 92 | 25 | 92 | 25 | 92 | 12 | 92 | 30 | 92 | 11 | 73 | 24 | 56
BAGE-1 | A | 30 | 255 | 70 | 255 | 90 | 255 | 35 | 255 | 90 | 255 | 28 | 220 | 70 | 185
BAGE-2 | A | 3 | 17 | 8 | 17 | 12 | 17 | 4 | 17 | 9 | 17 | 2 | 17 | 5 | 17
BARKB2 | A | 33 | 210 | 82 | 210 | 108 | 210 | 39 | 210 | 97 | 210 | 31 | 120 | 84 | 120
BARK-1 | A | 22 | 140 | 55 | 140 | 72 | 140 | 26 | 140 | 65 | 140 | 21 | 80 | 54 | 80
BHLAW-1 | A | 7 | 98 | 16 | 98 | 19 | 98 | 10 | 98 | 26 | 98 | 8 | 87 | 18 | 78
BLLA-1 | A | 6 | 99 | 13 | 99 | 13 | 99 | 15 | 99 | 39 | 99 | 9 | 83 | 16 | 83
BRBEO-1 | A | 20 | 258 | 50 | 258 | 50 | 258 | 22 | 258 | 63 | 258 | 17 | 194 | 46 | 194
BRDUW-1 | A | 6 | 58 | 17 | 58 | 17 | 58 | 7 | 58 | 17 | 58 | 6 | 36 | 17 | 36
BRGG-1 | A | 16 | 110 | 32 | 110 | 48 | 110 | 16 | 110 | 40 | 110 | 14 | 96 | 34 | 46
BRYP-1 | A | 15 | 82 | 25 | 82 | 31 | 82 | 22 | 82 | 37 | 82 | 10 | 82 | 27 | 47
BURBW-1 | A | 0 | 90 | 0 | 90 | 0 | 90 | 0 | 0 | 0 | 0 | 0 | 90 | 0 | 90
CARR-1 | A | 35 | 269 | 58 | 269 | 58 | 269 | 35 | 325 | 88 | 325 | 34 | 269 | 56 | 269
CARR-2 | A | 35 | 269 | 58 | 269 | 58 | 269 | 35 | 325 | 88 | 325 | 34 | 269 | 56 | 269
CDCL-1 | A | 30 | 231 | 46 | 231 | 46 | 231 | 34 | 231 | 45 | 231 | 29 | 172 | 72 | 135
CLAC-1 | A | 3 | 28 | 8 | 28 | 13 | 28 | 3 | 36 | 9 | 36 | 3 | 28 | 8 | 28
CLDCW-1 | A | 14 | 14 | 34 | 113 | 36 | 113 | 13 | 113 | 35 | 113 | 13 | 99 | 34 | 78
CLDNW-1 | A | 13 | 108 | 33 | 108 | 35 | 108 | 13 | 108 | 35 | 108 | 12 | 95 | 33 | 74
CLDSW-1 | A | 16 | 129 | 40 | 129 | 43 | 129 | 16 | 129 | 42 | 129 | 16 | 113 | 41 | 88
CNQPS-1 | A | 22 | 170 | 55 | 170 | 55 | 170 | 28 | 170 | 70 | 170 | 26 | 120 | 60 | 105
CNQPS-2 | A | 22 | 170 | 55 | 170 | 55 | 170 | 28 | 170 | 70 | 170 | 22 | 120 | 55 | 105
CNQPS-3 | A | 22 | 170 | 55 | 170 | 55 | 170 | 28 | 170 | 70 | 170 | 22 | 120 | 55 | 105
CNQPS-4 | A | 22 | 170 | 55 | 170 | 55 | 170 | 28 | 170 | 70 | 170 | 28 | 105 | 55 | 105
CORB-1 | A | 10 | 130 | 30 | 130 | 50 | 130 | 28 | 130 | 60 | 130 | 15 | 95 | 40 | 60
COSO-1 | A | 20 | 380 | 40 | 380 | 50 | 380 | 60 | 380 | 140 | 380 | 17 | 304 | 40 | 304
COTPS-1 | A | 29 | 277 | 50 | 277 | 62 | 277 | 35 | 60 | 63 | 277 | 30 | 122 | 60 | 122
COTPS-2 | A | 29 | 287 | 50 | 287 | 62 | 287 | 35 | 60 | 63 | 287 | 30 | 122 | 60 | 122
COTPS-3 | A | 29 | 287 | 50 | 287 | 62 | 287 | 35 | 60 | 63 | 287 | 30 | 122 | 60 | 122
COTPS-4 | A | 29 | 277 | 50 | 277 | 62 | 277 | 35 | 60 | 63 | 277 | 30 | 122 | 60 | 122
COWE1 | A | 7 | 30 | 17 | 30 | 17 | 30 | 7 | 30 | 17 | 30 | 7 | 30 | 17 | 30
COWE2 | A | 7 | 30 | 17 | 30 | 17 | 30 | 7 | 30 | 17 | 30 | 7 | 30 | 17 | 30
CRUA-1 | A | 10 | 110 | 25 | 110 | 37 | 110 | 12 | 110 | 30 | 110 | 10 | 84 | 25 | 48
CRUA-2 | A | 10 | 110 | 25 | 110 | 37 | 110 | 12 | 110 | 30 | 110 | 10 | 84 | 25 | 48
CRUA-3 | A | 7 | 30 | 15 | 30 | 21 | 30 | 9 | 30 | 24 | 30 | 5 | 25 | 13 | 15
CRUA-4 | A | 7 | 30 | 15 | 30 | 21 | 30 | 9 | 30 | 24 | 30 | 5 | 25 | 13 | 15
CRYRW-2 | A | 15 | 138 | 38 | 138 | 40 | 138 | 15 | 138 | 40 | 138 | 13 | 109 | 40 | 63
DAMC-1 | A | 64 | 380 | 136 | 380 | 156 | 380 | 80 | 380 | 180 | 380 | 60 | 293 | 190 | 128
DDGNO-1 | A | 9 | 108 | 25 | 108 | 26 | 108 | 10 | 108 | 26 | 108 | 9 | 97 | 25 | 81
DDGNO-2 | A | 8 | 90 | 20 | 90 | 22 | 90 | 8 | 90 | 21 | 90 | 8 | 81 | 21 | 68
DDGNO-3 | A | 9 | 102 | 24 | 102 | 25 | 102 | 9 | 102 | 25 | 102 | 9 | 92 | 24 | 77
DDGNO-4 | A | 9 | 102 | 24 | 102 | 25 | 102 | 9 | 102 | 25 | 102 | 9 | 92 | 24 | 77
DEEPS-1 | A | 20 | 180 | 60 | 180 | 86 | 180 | 22 | 180 | 80 | 180 | 24 | 96 | 52 | 96
DIDCB5 | A | 40 | 330 | 104 | 330 | 125 | 330 | 55 | 330 | 140 | 330 | 40 | 185 | 105 | 185
DIDCB6 | A | 50 | 250 | 105 | 250 | 105 | 250 | 50 | 250 | 130 | 250 | 50 | 153 | 110 | 103
DINO-1 | A | 14 | 138 | 39 | 138 | 58 | 138 | 28 | 138 | 72 | 138 | 14 | 118 | 36 | 88
DINO-2 | A | 14 | 138 | 39 | 138 | 58 | 138 | 28 | 138 | 72 | 138 | 14 | 118 | 36 | 88
DINO-3 | A | 14 | 138 | 39 | 138 | 58 | 138 | 28 | 138 | 72 | 138 | 14 | 118 | 36 | 88
DINO-4 | A | 14 | 138 | 39 | 138 | 58 | 138 | 28 | 138 | 72 | 138 | 14 | 118 | 36 | 88
DINO-5 | A | 14 | 138 | 39 | 138 | 58 | 138 | 28 | 138 | 72 | 138 | 14 | 118 | 36 | 88
DINO-6 | A | 14 | 138 | 39 | 138 | 58 | 138 | 28 | 138 | 72 | 138 | 14 | 118 | 36 | 88
DRAXX-1 | A | 68 | 345 | 100 | 345 | 100 | 345 | 64 | 95 | 110 | 345 | 60 | 225 | 70 | 225
DRAXX-2 | A | 68 | 345 | 100 | 345 | 100 | 345 | 64 | 95 | 110 | 345 | 60 | 225 | 70 | 225
DRAXX-3 | A | 68 | 345 | 100 | 345 | 100 | 345 | 64 | 95 | 110 | 345 | 60 | 225 | 70 | 225
DRAXX-4 | A | 68 | 345 | 100 | 345 | 100 | 345 | 64 | 95 | 110 | 345 | 60 | 225 | 70 | 225
DRAXX-5 | A | 68 | 345 | 100 | 345 | 100 | 345 | 64 | 95 | 110 | 345 | 60 | 225 | 70 | 225
DRAXX-6 | A | 68 | 345 | 100 | 345 | 100 | 345 | 64 | 95 | 110 | 345 | 60 | 225 | 70 | 225
DRSLW-1 | A | 6 | 69 | 16 | 69 | 17 | 69 | 6 | 69 | 17 | 69 | 6 | 61 | 16 | 54
DUNGW-1 | A | 8 | 89 | 21 | 89 | 33 | 89 | 8 | 89 | 23 | 89 | 8 | 80 | 21 | 69
EAAO-1 | A | 18 | 182 | 48 | 182 | 52 | 182 | 19 | 182 | 50 | 182 | 18 | 164 | 48 | 134
EAAO-2 | A | 17 | 175 | 46 | 175 | 50 | 175 | 18 | 175 | 48 | 175 | 18 | 157 | 46 | 157
EECL-1 | A | 20 | 178 | 25 | 178 | 25 | 178 | 32 | 178 | 81 | 178 | 20 | 143 | 25 | 143
EGGPS-1 | A | 45 | 205 | 83 | 205 | 83 | 205 | 49 | 205 | 110 | 205 | 33 | 95 | 60 | 95
EGGPS-2 | A | 45 | 205 | 83 | 205 | 83 | 205 | 49 | 205 | 110 | 205 | 33 | 95 | 60 | 95
EGGPS-3 | A | 45 | 205 | 83 | 205 | 83 | 205 | 49 | 205 | 110 | 205 | 33 | 95 | 60 | 95
EGGPS-4 | A | 45 | 205 | 83 | 205 | 83 | 205 | 49 | 205 | 110 | 205 | 33 | 95 | 60 | 95
ERRO-1 | A | 1 | 21 | 1 | 21 | 1 | 21 | 2 | 21 | 5 | 21 | 1 | 17 | 1 | 17
ERRO-2 | A | 1 | 21 | 1 | 21 | 1 | 21 | 2 | 21 | 5 | 21 | 1 | 17 | 1 | 17
ERRO-3 | A | 1 | 21 | 1 | 21 | 1 | 21 | 2 | 21 | 5 | 21 | 1 | 17 | 1 | 17
FAARW-1 | A | 2 | 37 | 4 | 37 | 4 | 37 | 4 | 37 | 12 | 37 | 2 | 33 | 4 | 33
FAARW-2 | A | 2 | 37 | 4 | 37 | 4 | 37 | 4 | 37 | 12 | 37 | 2 | 33 | 4 | 33
FALGW-1 | A | 11 | 108 | 28 | 108 | 41 | 108 | 13 | 108 | 35 | 108 | 10 | 86 | 22 | 64
FASN-1 | A | 0 | 15 | 1 | 15 | 1 | 15 | 1 | 15 | 2 | 15 | 0 | 15 | 1 | 12
FASN2 | A | 0 | 15 | 1 | 15 | 1 | 15 | 1 | 15 | 2 | 15 | 0 | 15 | 1 | 12
FASN3 | A | 0 | 15 | 1 | 15 | 1 | 15 | 1 | 15 | 2 | 15 | 0 | 15 | 1 | 12
FAWN-1 | A | 10 | 52 | 25 | 52 | 40 | 52 | 13 | 52 | 32 | 52 | 11 | 37 | 27 | 27
FELL-1 | A | 9 | 63 | 21 | 63 | 22 | 63 | 10 | 63 | 24 | 63 | 9 | 63 | 22 | 63
FFES-1 | A | 10 | 35 | 27 | 35 | 30 | 35 | 9 | 35 | 22 | 35 | 4 | 27 | 6 | 27
FFES-2 | A | 10 | 35 | 27 | 35 | 30 | 35 | 9 | 35 | 22 | 35 | 4 | 27 | 6 | 27
FFES-3 | A | 10 | 35 | 27 | 35 | 30 | 35 | 9 | 35 | 22 | 35 | 4 | 27 | 6 | 27
FFES-4 | A | 10 | 35 | 27 | 35 | 30 | 35 | 9 | 35 | 22 | 35 | 4 | 27 | 6 | 27
FIDL-1 | A | 13 | 205 | 20 | 205 | 23 | 205 | 35 | 100 | 40 | 147 | 30 | 147 | 50 | 147
FIDL-2 | A | 13 | 205 | 20 | 205 | 23 | 205 | 35 | 100 | 40 | 147 | 30 | 147 | 50 | 147
FIDL-3 | A | 13 | 205 | 20 | 205 | 23 | 205 | 35 | 100 | 40 | 147 | 30 | 147 | 50 | 147
FIDL-4 | A | 13 | 205 | 20 | 205 | 23 | 205 | 35 | 100 | 40 | 147 | 30 | 147 | 50 | 147
FINL-1 | A | 0 | 14 | 1 | 14 | 1 | 14 | 1 | 14 | 2 | 14 | 0 | 14 | 1 | 11
FOYE-1 | A | 6 | 60 | 13 | 60 | 16 | 60 | 11 | 60 | 27 | 60 | 5 | 30 | 11 | 30
FOYE-2 | A | 6 | 60 | 13 | 60 | 16 | 60 | 11 | 60 | 27 | 60 | 5 | 30 | 11 | 30
GLNDO-1 | A | 6 | 80 | 12 | 45 | 17 | 45 | 12 | 45 | 25 | 45 | 8 | 65 | 18 | 45
GNFSW-1 | A | 11 | 100 | 30 | 100 | 30 | 100 | 12 | 100 | 31 | 100 | 12 | 70 | 30 | 70
GNFSW-2 | A | 7 | 64 | 18 | 64 | 18 | 64 | 8 | 64 | 18 | 64 | 6 | 49 | 15 | 49
GORDW-1 | A | 6 | 62 | 16 | 56 | 26 | 45 | 7 | 62 | 18 | 62 | 6 | 56 | 16 | 45
GRAI-6 | A | 24 | 320 | 58 | 320 | 58 | 320 | 35 | 320 | 88 | 320 | 28 | 270 | 60 | 230
GRAI-7 | A | 30 | 232 | 60 | 232 | 60 | 232 | 32 | 232 | 84 | 232 | 32 | 175 | 65 | 135
GRAI-8 | A | 26 | 232 | 58 | 232 | 58 | 232 | 32 | 232 | 84 | 232 | 32 | 175 | 65 | 135
GRIFW-1 | A | 8 | 94 | 22 | 94 | 23 | 94 | 8 | 94 | 22 | 94 | 8 | 85 | 22 | 72
GRIFW-2 | A | 8 | 94 | 22 | 94 | 23 | 94 | 8 | 94 | 22 | 94 | 8 | 85 | 22 | 72
GRMO-1 | A | 8 | 43 | 8 | 43 | 8 | 43 | 8 | 43 | 8 | 43 | 8 | 23 | 8 | 23
GYAR-1 | A | 17 | 176 | 42 | 176 | 66 | 176 | 24 | 176 | 60 | 176 | 17 | 176 | 42 | 176
GYMRO-15 | A | 6 | 145 | 15 | 145 | 15 | 145 | 6 | 145 | 15 | 145 | 6 | 44 | 15 | 44
GYMRO-17 | A | 6 | 145 | 15 | 145 | 15 | 145 | 6 | 145 | 15 | 145 | 6 | 44 | 15 | 44
GYMRO-26 | A | 6 | 145 | 15 | 145 | 15 | 145 | 6 | 145 | 15 | 145 | 6 | 44 | 15 | 44
GYMRO-28 | A | 6 | 145 | 15 | 145 | 15 | 145 | 6 | 145 | 15 | 145 | 6 | 44 | 15 | 44
HADHW-1 | A | 7 | 76 | 14 | 76 | 22 | 76 | 13 | 76 | 34 | 76 | 8 | 65 | 17 | 65
HMGTO-1 | A | 8 | 88 | 20 | 88 | 35 | 88 | 10 | 88 | 25 | 88 | 8 | 68 | 19 | 68
HMGTO-2 | A | 9 | 91 | 23 | 91 | 37 | 91 | 10 | 91 | 25 | 91 | 10 | 67 | 24 | 67
HOWAO-1 | A | 42 | 400 | 112 | 400 | 120 | 400 | 44 | 400 | 116 | 400 | 42 | 364 | 112 | 294
HOWAO-2 | A | 42 | 400 | 112 | 400 | 120 | 400 | 44 | 400 | 116 | 400 | 42 | 364 | 112 | 294
HOWAO-3 | A | 42 | 400 | 112 | 400 | 120 | 400 | 44 | 400 | 116 | 400 | 42 | 364 | 112 | 294
HRSTW-1 | A | 12 | 102 | 30 | 102 | 45 | 102 | 13 | 102 | 34 | 102 | 13 | 80 | 27 | 66
HUMR-1 | A | 60 | 533 | 150 | 533 | 200 | 533 | 80 | 533 | 200 | 533 | 62 | 419 | 155 | 251
INDQ-1 | A | 12 | 102 | 31 | 102 | 43 | 102 | 13 | 102 | 34 | 102 | 12 | 72 | 30 | 72
KEAD-1 | A | 38 | 415 | 90 | 415 | 90 | 415 | 55 | 415 | 138 | 415 | 38 | 355 | 90 | 285
KILBW-1 | A | 3 | 56 | 8 | 56 | 13 | 56 | 5 | 56 | 14 | 56 | 4 | 53 | 9 | 47
KILLPG-1 | A | 8 | 225 | 10 | 225 | 10 | 225 | 10 | 225 | 12 | 225 | 4 | 150 | 15 | 150
KILLPG-2 | A | 18 | 225 | 25 | 225 | 25 | 225 | 37 | 225 | 37 | 225 | 22 | 195 | 30 | 195
KILNS-1 | A | 30 | 290 | 72 | 290 | 84 | 290 | 42 | 290 | 114 | 290 | 18 | 104 | 45 | 104
KLYN-A-1 | A | 22 | 210 | 45 | 210 | 52 | 210 | 40 | 210 | 95 | 210 | 22 | 189 | 45 | 125
KPMRW-1 | A | 9 | 75 | 20 | 75 | 30 | 75 | 9 | 75 | 23 | 75 | 9 | 67 | 22 | 54
LAGA-1 | A | 55 | 500 | 123 | 500 | 140 | 500 | 52 | 500 | 130 | 500 | 53 | 475 | 130 | 475
LARYO-1 | A | 16 | 155 | 40 | 155 | 45 | 155 | 18 | 155 | 45 | 155 | 14 | 120 | 35 | 120
LARYO-2 | A | 16 | 158 | 40 | 158 | 45 | 158 | 18 | 158 | 45 | 158 | 14 | 120 | 35 | 120
LARYO-3 | A | 16 | 158 | 40 | 158 | 45 | 158 | 18 | 158 | 45 | 158 | 14 | 120 | 35 | 120
LARYO-4 | A | 16 | 158 | 40 | 158 | 45 | 158 | 18 | 158 | 45 | 158 | 14 | 120 | 35 | 120
LBAR-1G | A | 1 | 16 | 4 | 16 | 6 | 16 | 2 | 16 | 4 | 16 | 1 | 9 | 4 | 9
LBAR-1 | A | 39 | 360 | 88 | 360 | 88 | 360 | 55 | 360 | 145 | 360 | 41 | 270 | 90 | 270
LNCSO-1 | A | 12 | 130 | 30 | 130 | 32 | 130 | 12 | 130 | 32 | 130 | 10 | 100 | 26 | 100
LNCSO-2 | A | 13 | 140 | 34 | 140 | 36 | 140 | 14 | 140 | 36 | 140 | 12 | 125 | 32 | 125
LOAN-1 | A | 25 | 326 | 51 | 326 | 55 | 326 | 19 | 326 | 50 | 326 | 12 | 276 | 28 | 276
LOAN-2 | A | 25 | 326 | 51 | 326 | 55 | 326 | 19 | 326 | 50 | 326 | 12 | 276 | 28 | 276
LOAN-3 | A | 25 | 326 | 51 | 326 | 55 | 326 | 19 | 326 | 50 | 326 | 12 | 276 | 28 | 276
MEDP-1 | A | 30 | 380 | 76 | 330 | 76 | 330 | 48 | 380 | 105 | 380 | 31 | 330 | 79 | 290
MILWW-1 | A | 6 | 32 | 8 | 54 | 13 | 54 | 5 | 54 | 14 | 54 | 3 | 43 | 8 | 43
MKHLW-1 | A | 4 | 42 | 10 | 42 | 12 | 42 | 5 | 42 | 13 | 42 | 5 | 37 | 12 | 30
MRWD-1 | A | 43 | 448 | 100 | 448 | 112 | 448 | 67 | 448 | 160 | 448 | 36 | 328 | 93 | 328
NANT-1 | A | 0 | 15 | 0 | 15 | 0 | 15 | 0 | 15 | 1 | 15 | 0 | 15 | 0 | 15
PEHE-1 | A | 42 | 420 | 72 | 420 | 72 | 420 | 83 | 420 | 117 | 420 | 35 | 350 | 84 | 260
PEHE-2 | A | 16 | 490 | 40 | 265 | 42 | 490 | 0 | 0 | 0 | 0 | 0 | 490 | 0 | 490
PEMB-11 | A | 38 | 113 | 63 | 276 | 63 | 276 | 33 | 276 | 90 | 276 | 35 | 241 | 64 | 210
PEMB-21 | A | 38 | 113 | 63 | 276 | 63 | 276 | 33 | 276 | 90 | 276 | 35 | 241 | 64 | 210
PEMB-31 | A | 38 | 113 | 63 | 276 | 63 | 276 | 33 | 276 | 90 | 276 | 35 | 241 | 64 | 210
PEMB-41 | A | 38 | 113 | 63 | 276 | 63 | 276 | 33 | 276 | 90 | 276 | 35 | 241 | 64 | 210
PEMB-51 | A | 38 | 113 | 63 | 276 | 63 | 276 | 33 | 276 | 90 | 276 | 35 | 241 | 64 | 210
PETEM1 | A | 20 | 180 | 46 | 180 | 52 | 180 | 24 | 180 | 58 | 180 | 20 | 150 | 50 | 100
RATS-1 | A | 50 | 270 | 90 | 270 | 90 | 270 | 36 | 270 | 50 | 270 | 42 | 105 | 75 | 155
RATS-2 | A | 40 | 270 | 90 | 270 | 100 | 270 | 36 | 270 | 50 | 270 | 40 | 195 | 75 | 195
RATS-3 | A | 40 | 270 | 90 | 270 | 100 | 270 | 36 | 270 | 50 | 270 | 40 | 195 | 75 | 195
RATS-4 | A | 40 | 270 | 95 | 270 | 100 | 270 | 36 | 270 | 50 | 270 | 40 | 195 | 75 | 195
RMPNO-1 | A | 18 | 180 | 45 | 180 | 72 | 180 | 20 | 180 | 50 | 180 | 18 | 130 | 47 | 130
RMPNO-2 | A | 18 | 180 | 45 | 180 | 72 | 180 | 20 | 180 | 50 | 180 | 18 | 130 | 47 | 130
ROCK-1 | A | 36 | 400 | 50 | 400 | 54 | 400 | 60 | 400 | 160 | 400 | 33 | 220 | 53 | 220
RYHPS-1 | A | 30 | 305 | 48 | 305 | 66 | 305 | 42 | 305 | 51 | 305 | 30 | 130 | 42 | 68
SCCL-1 | A | 35 | 180 | 70 | 180 | 70 | 180 | 40 | 180 | 95 | 180 | 40 | 100 | 100 | 50
SCCL-2 | A | 35 | 180 | 70 | 180 | 70 | 180 | 40 | 180 | 95 | 180 | 40 | 100 | 100 | 50
SCCL-3 | A | 35 | 180 | 70 | 180 | 70 | 180 | 40 | 180 | 95 | 180 | 40 | 100 | 100 | 50
SEAB-1 | A | 44 | 254 | 125 | 254 | 150 | 254 | 55 | 254 | 150 | 254 | 75 | 164 | 176 | 38
SEAB-2 | A | 31 | 138 | 76 | 138 | 86 | 138 | 32 | 138 | 82 | 138 | 37 | 73 | 90 | 43
SEEL-1 | A | 23 | 170 | 38 | 170 | 38 | 170 | 24 | 170 | 70 | 170 | 19 | 135 | 38 | 100
SHBA-1 | A | 33 | 420 | 79 | 420 | 91 | 420 | 59 | 420 | 150 | 420 | 37 | 336 | 95 | 252
SHBA-2 | A | 32 | 319 | 70 | 319 | 76 | 319 | 35 | 319 | 93 | 319 | 32 | 270 | 70 | 217
SHOS-1 | A | 18 | 160 | 24 | 160 | 24 | 160 | 30 | 160 | 75 | 160 | 18 | 135 | 24 | 135
SHRSO-1 | A | 16 | 157 | 44 | 157 | 46 | 157 | 17 | 157 | 46 | 157 | 16 | 141 | 43 | 113
SHRSO-2 | A | 16 | 157 | 44 | 157 | 46 | 157 | 17 | 157 | 46 | 157 | 16 | 141 | 43 | 113
SIZB-1 | A | 38 | 283 | 45 | 283 | 45 | 283 | 45 | 283 | 45 | 283 | 40 | 283 | 46 | 283
SIZB-2 | A | 38 | 283 | 45 | 283 | 45 | 283 | 45 | 283 | 45 | 283 | 40 | 283 | 46 | 283
SLOY-1 | A | 0 | 38 | 1 | 38 | 1 | 38 | 1 | 38 | 2 | 38 | 0 | 38 | 1 | 30
SLOY-2 | A | 0 | 38 | 1 | 38 | 1 | 38 | 1 | 38 | 2 | 38 | 0 | 38 | 1 | 30
SLOY-3 | A | 0 | 38 | 1 | 38 | 1 | 38 | 1 | 38 | 2 | 38 | 0 | 38 | 1 | 30
SLOY-4 | A | 0 | 28 | 1 | 28 | 1 | 28 | 1 | 28 | 2 | 28 | 0 | 28 | 1 | 22
SPLN-1 | A | 40 | 380 | 100 | 380 | 110 | 380 | 50 | 380 | 120 | 380 | 30 | 380 | 90 | 300
STAY-1 | A | 35 | 265 | 62 | 265 | 62 | 265 | 35 | 265 | 89 | 265 | 34 | 192 | 63 | 192
STAY-2 | A | 35 | 265 | 62 | 265 | 62 | 265 | 35 | 265 | 89 | 265 | 34 | 192 | 63 | 192
STAY-3 | A | 35 | 265 | 62 | 265 | 62 | 265 | 35 | 265 | 89 | 265 | 34 | 192 | 63 | 192
STAY-4 | A | 35 | 265 | 62 | 265 | 62 | 265 | 35 | 265 | 89 | 265 | 34 | 192 | 63 | 192
STRNW-1 | A | 6 | 52 | 16 | 52 | 26 | 52 | 7 | 60 | 17 | 60 | 6 | 52 | 17 | 42
SUTB-1 | A | 36 | 380 | 104 | 380 | 148 | 380 | 52 | 380 | 132 | 380 | 47 | 250 | 107 | 250
SVRP-10 | A | 20 | 225 | 50 | 225 | 70 | 225 | 32 | 225 | 80 | 225 | 20 | 172 | 50 | 172
SVRP-20 | A | 20 | 225 | 50 | 225 | 70 | 225 | 32 | 225 | 80 | 225 | 20 | 172 | 50 | 172
USKM-13 | A | 6 | 49 | 15 | 49 | 17 | 49 | 8 | 49 | 19 | 49 | 7 | 36 | 8 | 36
USKM-14 | A | 6 | 49 | 15 | 49 | 17 | 49 | 8 | 49 | 19 | 49 | 7 | 36 | 8 | 36
USKM-15 | A | 6 | 49 | 15 | 49 | 17 | 49 | 8 | 49 | 19 | 49 | 7 | 36 | 8 | 36
WBUPS-1 | A | 30 | 113 | 48 | 153 | 48 | 153 | 32 | 113 | 50 | 113 | 40 | 153 | 65 | 113
WBUPS-2 | A | 30 | 133 | 48 | 173 | 48 | 173 | 32 | 133 | 50 | 133 | 40 | 173 | 65 | 133
WBUPS-3 | A | 30 | 133 | 48 | 173 | 48 | 173 | 32 | 133 | 50 | 133 | 40 | 173 | 65 | 133
WBUPS-4 | A | 30 | 113 | 48 | 153 | 48 | 153 | 32 | 113 | 50 | 113 | 40 | 153 | 65 | 113
WBURB-1 | A | 22 | 240 | 48 | 240 | 62 | 240 | 27 | 240 | 69 | 240 | 20 | 200 | 50 | 120
WBURB-2 | A | 25 | 255 | 52 | 255 | 62 | 255 | 26 | 255 | 67 | 255 | 22 | 215 | 52 | 135
WBURB-3 | A | 23 | 255 | 48 | 255 | 62 | 255 | 27 | 255 | 67 | 255 | 20 | 215 | 52 | 135
WDNSO-1 | A | 21 | 191 | 54 | 191 | 57 | 191 | 21 | 191 | 57 | 191 | 21 | 170 | 55 | 136
WDNSO-2 | A | 21 | 191 | 54 | 191 | 57 | 191 | 21 | 191 | 57 | 191 | 21 | 170 | 55 | 136
WHILW-1 | A | 31 | 322 | 84 | 322 | 90 | 322 | 33 | 322 | 90 | 322 | 32 | 255 | 86 | 210
WHILW-2 | A | 19 | 163 | 33 | 163 | 35 | 163 | 20 | 163 | 52 | 163 | 21 | 142 | 43 | 119
WLNYO-2 | A | 19 | 182 | 51 | 182 | 54 | 182 | 20 | 182 | 53 | 182 | 20 | 158 | 51 | 130
WLNYW-1 | A | 19 | 182 | 51 | 182 | 54 | 182 | 20 | 182 | 53 | 182 | 20 | 158 | 51 | 130
WTMSO-1 | A | 22 | 200 | 58 | 200 | 62 | 200 | 23 | 200 | 61 | 200 | 23 | 140 | 60 | 140

## Jan 2023
MW Response Capability by BMU
|  | Primary Response (Max MWhrs) | [5 empty] | Secondary Response (Max Mwhrs) |  |  |  | High Frequency Response (Max MWhrs)
UNIT | Mode | 0.2Hz | Genset Deload (MW) | 0.5Hz | Genset Deload (MW) | 0.8Hz | Genset Deload (MW) | 0.2/0.2Hz | Genset Deload (MW) | 0.5/0.5Hz | Genset Deload (MW) | 0.2Hz | Genset Deload (MW) | 0.5Hz | Genset Deload (MW)
ABTH7 | A | 40 | 250 | 72 | 250 | 72 | 250 | 48 | 250 | 120 | 250 | 38 | 185 | 55 | 185
ABTH8 | A | 40 | 250 | 72 | 250 | 72 | 250 | 48 | 250 | 120 | 250 | 38 | 185 | 55 | 185
ABTH9 | A | 30 | 240 | 80 | 240 | 80 | 240 | 40 | 240 | 120 | 240 | 38 | 125 | 52 | 125
ARCHW-1 | A | 10 | 92 | 25 | 92 | 25 | 92 | 12 | 92 | 30 | 92 | 11 | 73 | 24 | 56
BAGE-1 | A | 30 | 255 | 70 | 255 | 90 | 255 | 35 | 255 | 90 | 255 | 28 | 220 | 70 | 185
BAGE-2 | A | 3 | 17 | 8 | 17 | 12 | 17 | 4 | 17 | 9 | 17 | 2 | 17 | 5 | 17
BARKB2 | A | 33 | 210 | 82 | 210 | 108 | 210 | 39 | 210 | 97 | 210 | 31 | 120 | 84 | 120
BARK-1 | A | 22 | 140 | 55 | 140 | 72 | 140 | 26 | 140 | 65 | 140 | 21 | 80 | 54 | 80
BHLAW-1 | A | 7 | 98 | 16 | 98 | 19 | 98 | 10 | 98 | 26 | 98 | 8 | 87 | 18 | 78
BLLA-1 | A | 6 | 99 | 13 | 99 | 13 | 99 | 15 | 99 | 39 | 99 | 9 | 83 | 16 | 83
BRBEO-1 | A | 20 | 258 | 50 | 258 | 50 | 258 | 22 | 258 | 63 | 258 | 17 | 194 | 46 | 194
BRDUW-1 | A | 6 | 58 | 17 | 58 | 17 | 58 | 7 | 58 | 17 | 58 | 6 | 36 | 17 | 36
BRGG-1 | A | 16 | 110 | 32 | 110 | 48 | 110 | 16 | 110 | 40 | 110 | 14 | 96 | 34 | 46
BRYP-1 | A | 15 | 82 | 25 | 82 | 31 | 82 | 22 | 82 | 37 | 82 | 10 | 82 | 27 | 47
BURBW-1 | A | 0 | 90 | 0 | 90 | 0 | 90 | 0 | 0 | 0 | 0 | 0 | 90 | 0 | 90
CARR-1 | A | 35 | 269 | 58 | 269 | 58 | 269 | 35 | 325 | 88 | 325 | 34 | 269 | 56 | 269
CARR-2 | A | 35 | 269 | 58 | 269 | 58 | 269 | 35 | 325 | 88 | 325 | 34 | 269 | 56 | 269
CDCL-1 | A | 30 | 231 | 46 | 231 | 46 | 231 | 34 | 231 | 45 | 231 | 29 | 172 | 72 | 135
CLAC-1 | A | 3 | 28 | 8 | 28 | 13 | 28 | 3 | 36 | 9 | 36 | 3 | 28 | 8 | 28
CLDCW-1 | A | 14 | 14 | 34 | 113 | 36 | 113 | 13 | 113 | 35 | 113 | 13 | 99 | 34 | 78
CLDNW-1 | A | 13 | 108 | 33 | 108 | 35 | 108 | 13 | 108 | 35 | 108 | 12 | 95 | 33 | 74
CLDSW-1 | A | 16 | 129 | 40 | 129 | 43 | 129 | 16 | 129 | 42 | 129 | 16 | 113 | 41 | 88
CNQPS-1 | A | 22 | 170 | 55 | 170 | 55 | 170 | 28 | 170 | 70 | 170 | 26 | 120 | 60 | 105
CNQPS-2 | A | 22 | 170 | 55 | 170 | 55 | 170 | 28 | 170 | 70 | 170 | 22 | 120 | 55 | 105
CNQPS-3 | A | 22 | 170 | 55 | 170 | 55 | 170 | 28 | 170 | 70 | 170 | 22 | 120 | 55 | 105
CNQPS-4 | A | 22 | 170 | 55 | 170 | 55 | 170 | 28 | 170 | 70 | 170 | 28 | 105 | 55 | 105
CORB-1 | A | 10 | 130 | 30 | 130 | 50 | 130 | 28 | 130 | 60 | 130 | 15 | 95 | 40 | 60
COSO-1 | A | 20 | 380 | 40 | 380 | 50 | 380 | 60 | 380 | 140 | 380 | 17 | 304 | 40 | 304
COTPS-1 | A | 29 | 277 | 50 | 277 | 62 | 277 | 35 | 60 | 63 | 277 | 30 | 122 | 60 | 122
COTPS-2 | A | 29 | 287 | 50 | 287 | 62 | 287 | 35 | 60 | 63 | 287 | 30 | 122 | 60 | 122
COTPS-3 | A | 29 | 287 | 50 | 287 | 62 | 287 | 35 | 60 | 63 | 287 | 30 | 122 | 60 | 122
COTPS-4 | A | 29 | 277 | 50 | 277 | 62 | 277 | 35 | 60 | 63 | 277 | 30 | 122 | 60 | 122
COWE1 | A | 7 | 30 | 17 | 30 | 17 | 30 | 7 | 30 | 17 | 30 | 7 | 30 | 17 | 30
COWE2 | A | 7 | 30 | 17 | 30 | 17 | 30 | 7 | 30 | 17 | 30 | 7 | 30 | 17 | 30
CRUA-1 | A | 10 | 110 | 25 | 110 | 37 | 110 | 12 | 110 | 30 | 110 | 10 | 84 | 25 | 48
CRUA-2 | A | 10 | 110 | 25 | 110 | 37 | 110 | 12 | 110 | 30 | 110 | 10 | 84 | 25 | 48
CRUA-3 | A | 7 | 30 | 15 | 30 | 21 | 30 | 9 | 30 | 24 | 30 | 5 | 25 | 13 | 15
CRUA-4 | A | 7 | 30 | 15 | 30 | 21 | 30 | 9 | 30 | 24 | 30 | 5 | 25 | 13 | 15
CRYRW-2 | A | 15 | 138 | 38 | 138 | 40 | 138 | 15 | 138 | 40 | 138 | 13 | 109 | 40 | 63
DAMC-1 | A | 64 | 380 | 136 | 380 | 156 | 380 | 80 | 380 | 180 | 380 | 60 | 293 | 190 | 128
DDGNO-1 | A | 9 | 108 | 25 | 108 | 26 | 108 | 10 | 108 | 26 | 108 | 9 | 97 | 25 | 81
DDGNO-2 | A | 8 | 90 | 20 | 90 | 22 | 90 | 8 | 90 | 21 | 90 | 8 | 81 | 21 | 68
DDGNO-3 | A | 9 | 102 | 24 | 102 | 25 | 102 | 9 | 102 | 25 | 102 | 9 | 92 | 24 | 77
DDGNO-4 | A | 9 | 102 | 24 | 102 | 25 | 102 | 9 | 102 | 25 | 102 | 9 | 92 | 24 | 77
DEEPS-1 | A | 20 | 180 | 60 | 180 | 86 | 180 | 22 | 180 | 80 | 180 | 24 | 96 | 52 | 96
DIDCB5 | A | 40 | 330 | 104 | 330 | 125 | 330 | 55 | 330 | 140 | 330 | 40 | 185 | 105 | 185
DIDCB6 | A | 50 | 250 | 105 | 250 | 105 | 250 | 50 | 250 | 130 | 250 | 50 | 153 | 110 | 103
DINO-1 | A | 14 | 138 | 39 | 138 | 58 | 138 | 28 | 138 | 72 | 138 | 14 | 118 | 36 | 88
DINO-2 | A | 14 | 138 | 39 | 138 | 58 | 138 | 28 | 138 | 72 | 138 | 14 | 118 | 36 | 88
DINO-3 | A | 14 | 138 | 39 | 138 | 58 | 138 | 28 | 138 | 72 | 138 | 14 | 118 | 36 | 88
DINO-4 | A | 14 | 138 | 39 | 138 | 58 | 138 | 28 | 138 | 72 | 138 | 14 | 118 | 36 | 88
DINO-5 | A | 14 | 138 | 39 | 138 | 58 | 138 | 28 | 138 | 72 | 138 | 14 | 118 | 36 | 88
DINO-6 | A | 14 | 138 | 39 | 138 | 58 | 138 | 28 | 138 | 72 | 138 | 14 | 118 | 36 | 88
DRAXX-1 | A | 68 | 345 | 100 | 345 | 100 | 345 | 64 | 95 | 110 | 345 | 60 | 225 | 70 | 225
DRAXX-2 | A | 68 | 345 | 100 | 345 | 100 | 345 | 64 | 95 | 110 | 345 | 60 | 225 | 70 | 225
DRAXX-3 | A | 68 | 345 | 100 | 345 | 100 | 345 | 64 | 95 | 110 | 345 | 60 | 225 | 70 | 225
DRAXX-4 | A | 68 | 345 | 100 | 345 | 100 | 345 | 64 | 95 | 110 | 345 | 60 | 225 | 70 | 225
DRAXX-5 | A | 68 | 345 | 100 | 345 | 100 | 345 | 64 | 95 | 110 | 345 | 60 | 225 | 70 | 225
DRAXX-6 | A | 68 | 345 | 100 | 345 | 100 | 345 | 64 | 95 | 110 | 345 | 60 | 225 | 70 | 225
DRSLW-1 | A | 6 | 69 | 16 | 69 | 17 | 69 | 6 | 69 | 17 | 69 | 6 | 61 | 16 | 54
DUNGW-1 | A | 8 | 89 | 21 | 89 | 33 | 89 | 8 | 89 | 23 | 89 | 8 | 80 | 21 | 69
EAAO-1 | A | 18 | 182 | 48 | 182 | 52 | 182 | 19 | 182 | 50 | 182 | 18 | 164 | 48 | 134
EAAO-2 | A | 17 | 175 | 46 | 175 | 50 | 175 | 18 | 175 | 48 | 175 | 18 | 157 | 46 | 157
EECL-1 | A | 20 | 178 | 25 | 178 | 25 | 178 | 32 | 178 | 81 | 178 | 20 | 143 | 25 | 143
EGGPS-1 | A | 45 | 205 | 83 | 205 | 83 | 205 | 49 | 205 | 110 | 205 | 33 | 95 | 60 | 95
EGGPS-2 | A | 45 | 205 | 83 | 205 | 83 | 205 | 49 | 205 | 110 | 205 | 33 | 95 | 60 | 95
EGGPS-3 | A | 45 | 205 | 83 | 205 | 83 | 205 | 49 | 205 | 110 | 205 | 33 | 95 | 60 | 95
EGGPS-4 | A | 45 | 205 | 83 | 205 | 83 | 205 | 49 | 205 | 110 | 205 | 33 | 95 | 60 | 95
ERRO-1 | A | 1 | 21 | 1 | 21 | 1 | 21 | 2 | 21 | 5 | 21 | 1 | 17 | 1 | 17
ERRO-2 | A | 1 | 21 | 1 | 21 | 1 | 21 | 2 | 21 | 5 | 21 | 1 | 17 | 1 | 17
ERRO-3 | A | 1 | 21 | 1 | 21 | 1 | 21 | 2 | 21 | 5 | 21 | 1 | 17 | 1 | 17
FAARW-1 | A | 2 | 37 | 4 | 37 | 4 | 37 | 4 | 37 | 12 | 37 | 2 | 33 | 4 | 33
FAARW-2 | A | 2 | 37 | 4 | 37 | 4 | 37 | 4 | 37 | 12 | 37 | 2 | 33 | 4 | 33
FALGW-1 | A | 11 | 108 | 28 | 108 | 41 | 108 | 13 | 108 | 35 | 108 | 10 | 86 | 22 | 64
FASN-1 | A | 0 | 15 | 1 | 15 | 1 | 15 | 1 | 15 | 2 | 15 | 0 | 15 | 1 | 12
FASN2 | A | 0 | 15 | 1 | 15 | 1 | 15 | 1 | 15 | 2 | 15 | 0 | 15 | 1 | 12
FASN3 | A | 0 | 15 | 1 | 15 | 1 | 15 | 1 | 15 | 2 | 15 | 0 | 15 | 1 | 12
FAWN-1 | A | 10 | 52 | 25 | 52 | 40 | 52 | 13 | 52 | 32 | 52 | 11 | 37 | 27 | 27
FELL-1 | A | 9 | 63 | 21 | 63 | 22 | 63 | 10 | 63 | 24 | 63 | 9 | 63 | 22 | 63
FFES-1 | A | 10 | 35 | 27 | 35 | 30 | 35 | 9 | 35 | 22 | 35 | 4 | 27 | 6 | 27
FFES-2 | A | 10 | 35 | 27 | 35 | 30 | 35 | 9 | 35 | 22 | 35 | 4 | 27 | 6 | 27
FFES-3 | A | 10 | 35 | 27 | 35 | 30 | 35 | 9 | 35 | 22 | 35 | 4 | 27 | 6 | 27
FFES-4 | A | 10 | 35 | 27 | 35 | 30 | 35 | 9 | 35 | 22 | 35 | 4 | 27 | 6 | 27
FIDL-1 | A | 13 | 205 | 20 | 205 | 23 | 205 | 35 | 100 | 40 | 147 | 30 | 147 | 50 | 147
FIDL-2 | A | 13 | 205 | 20 | 205 | 23 | 205 | 35 | 100 | 40 | 147 | 30 | 147 | 50 | 147
FIDL-3 | A | 13 | 205 | 20 | 205 | 23 | 205 | 35 | 100 | 40 | 147 | 30 | 147 | 50 | 147
FIDL-4 | A | 13 | 205 | 20 | 205 | 23 | 205 | 35 | 100 | 40 | 147 | 30 | 147 | 50 | 147
FINL-1 | A | 0 | 14 | 1 | 14 | 1 | 14 | 1 | 14 | 2 | 14 | 0 | 14 | 1 | 11
FOYE-1 | A | 6 | 60 | 13 | 60 | 16 | 60 | 11 | 60 | 27 | 60 | 5 | 30 | 11 | 30
FOYE-2 | A | 6 | 60 | 13 | 60 | 16 | 60 | 11 | 60 | 27 | 60 | 5 | 30 | 11 | 30
GLNDO-1 | A | 6 | 80 | 12 | 45 | 17 | 45 | 12 | 45 | 25 | 45 | 8 | 65 | 18 | 45
GNFSW-1 | A | 11 | 100 | 30 | 100 | 30 | 100 | 12 | 100 | 31 | 100 | 12 | 70 | 30 | 70
GNFSW-2 | A | 7 | 64 | 18 | 64 | 18 | 64 | 8 | 64 | 18 | 64 | 6 | 49 | 15 | 49
GORDW-1 | A | 6 | 62 | 16 | 56 | 26 | 45 | 7 | 62 | 18 | 62 | 6 | 56 | 16 | 45
GRAI-6 | A | 24 | 320 | 58 | 320 | 58 | 320 | 35 | 320 | 88 | 320 | 28 | 270 | 60 | 230
GRAI-7 | A | 30 | 232 | 60 | 232 | 60 | 232 | 32 | 232 | 84 | 232 | 32 | 175 | 65 | 135
GRAI-8 | A | 26 | 232 | 58 | 232 | 58 | 232 | 32 | 232 | 84 | 232 | 32 | 175 | 65 | 135
GRIFW-1 | A | 8 | 94 | 22 | 94 | 23 | 94 | 8 | 94 | 22 | 94 | 8 | 85 | 22 | 72
GRIFW-2 | A | 8 | 94 | 22 | 94 | 23 | 94 | 8 | 94 | 22 | 94 | 8 | 85 | 22 | 72
GRMO-1 | A | 8 | 43 | 8 | 43 | 8 | 43 | 8 | 43 | 8 | 43 | 8 | 23 | 8 | 23
GYAR-1 | A | 17 | 176 | 42 | 176 | 66 | 176 | 24 | 176 | 60 | 176 | 17 | 176 | 42 | 176
GYMRO-15 | A | 6 | 145 | 15 | 145 | 15 | 145 | 6 | 145 | 15 | 145 | 6 | 44 | 15 | 44
GYMRO-17 | A | 6 | 145 | 15 | 145 | 15 | 145 | 6 | 145 | 15 | 145 | 6 | 44 | 15 | 44
GYMRO-26 | A | 6 | 145 | 15 | 145 | 15 | 145 | 6 | 145 | 15 | 145 | 6 | 44 | 15 | 44
GYMRO-28 | A | 6 | 145 | 15 | 145 | 15 | 145 | 6 | 145 | 15 | 145 | 6 | 44 | 15 | 44
HADHW-1 | A | 7 | 76 | 14 | 76 | 22 | 76 | 13 | 76 | 34 | 76 | 8 | 65 | 17 | 65
HMGTO-1 | A | 8 | 88 | 20 | 88 | 35 | 88 | 10 | 88 | 25 | 88 | 8 | 68 | 19 | 68
HMGTO-2 | A | 9 | 91 | 23 | 91 | 37 | 91 | 10 | 91 | 25 | 91 | 10 | 67 | 24 | 67
HOWAO-1 | A | 42 | 400 | 112 | 400 | 120 | 400 | 44 | 400 | 116 | 400 | 42 | 364 | 112 | 294
HOWAO-2 | A | 42 | 400 | 112 | 400 | 120 | 400 | 44 | 400 | 116 | 400 | 42 | 364 | 112 | 294
HOWAO-3 | A | 42 | 400 | 112 | 400 | 120 | 400 | 44 | 400 | 116 | 400 | 42 | 364 | 112 | 294
HRSTW-1 | A | 12 | 102 | 30 | 102 | 45 | 102 | 13 | 102 | 34 | 102 | 13 | 80 | 27 | 66
HUMR-1 | A | 60 | 533 | 150 | 533 | 200 | 533 | 80 | 533 | 200 | 533 | 62 | 419 | 155 | 251
INDQ-1 | A | 12 | 102 | 31 | 102 | 43 | 102 | 13 | 102 | 34 | 102 | 12 | 72 | 30 | 72
KEAD-1 | A | 38 | 415 | 90 | 415 | 90 | 415 | 55 | 415 | 138 | 415 | 38 | 355 | 90 | 285
KILBW-1 | A | 3 | 56 | 8 | 56 | 13 | 56 | 5 | 56 | 14 | 56 | 4 | 53 | 9 | 47
KILLPG-1 | A | 8 | 225 | 10 | 225 | 10 | 225 | 10 | 225 | 12 | 225 | 4 | 150 | 15 | 150
KILLPG-2 | A | 18 | 225 | 25 | 225 | 25 | 225 | 37 | 225 | 37 | 225 | 22 | 195 | 30 | 195
KILNS-1 | A | 30 | 290 | 72 | 290 | 84 | 290 | 42 | 290 | 114 | 290 | 18 | 104 | 45 | 104
KLYN-A-1 | A | 22 | 210 | 45 | 210 | 52 | 210 | 40 | 210 | 95 | 210 | 22 | 189 | 45 | 125
KPMRW-1 | A | 9 | 75 | 20 | 75 | 30 | 75 | 9 | 75 | 23 | 75 | 9 | 67 | 22 | 54
LAGA-1 | A | 55 | 500 | 123 | 500 | 140 | 500 | 52 | 500 | 130 | 500 | 53 | 475 | 130 | 475
LARYO-1 | A | 16 | 155 | 40 | 155 | 45 | 155 | 18 | 155 | 45 | 155 | 14 | 120 | 35 | 120
LARYO-2 | A | 16 | 158 | 40 | 158 | 45 | 158 | 18 | 158 | 45 | 158 | 14 | 120 | 35 | 120
LARYO-3 | A | 16 | 158 | 40 | 158 | 45 | 158 | 18 | 158 | 45 | 158 | 14 | 120 | 35 | 120
LARYO-4 | A | 16 | 158 | 40 | 158 | 45 | 158 | 18 | 158 | 45 | 158 | 14 | 120 | 35 | 120
LBAR-1G | A | 1 | 16 | 4 | 16 | 6 | 16 | 2 | 16 | 4 | 16 | 1 | 9 | 4 | 9
LBAR-1 | A | 39 | 360 | 88 | 360 | 88 | 360 | 55 | 360 | 145 | 360 | 41 | 270 | 90 | 270
LNCSO-1 | A | 12 | 130 | 30 | 130 | 32 | 130 | 12 | 130 | 32 | 130 | 10 | 100 | 26 | 100
LNCSO-2 | A | 13 | 140 | 34 | 140 | 36 | 140 | 14 | 140 | 36 | 140 | 12 | 125 | 32 | 125
LOAN-1 | A | 25 | 326 | 51 | 326 | 55 | 326 | 19 | 326 | 50 | 326 | 12 | 276 | 28 | 276
LOAN-2 | A | 25 | 326 | 51 | 326 | 55 | 326 | 19 | 326 | 50 | 326 | 12 | 276 | 28 | 276
LOAN-3 | A | 25 | 326 | 51 | 326 | 55 | 326 | 19 | 326 | 50 | 326 | 12 | 276 | 28 | 276
MEDP-1 | A | 30 | 380 | 76 | 330 | 76 | 330 | 48 | 380 | 105 | 380 | 31 | 330 | 79 | 290
MILWW-1 | A | 6 | 32 | 8 | 54 | 13 | 54 | 5 | 54 | 14 | 54 | 3 | 43 | 8 | 43
MKHLW-1 | A | 4 | 42 | 10 | 42 | 12 | 42 | 5 | 42 | 13 | 42 | 5 | 37 | 12 | 30
MRWD-1 | A | 43 | 448 | 100 | 448 | 112 | 448 | 67 | 448 | 160 | 448 | 36 | 328 | 93 | 328
NANT-1 | A | 0 | 15 | 0 | 15 | 0 | 15 | 0 | 15 | 1 | 15 | 0 | 15 | 0 | 15
PEHE-1 | A | 42 | 420 | 72 | 420 | 72 | 420 | 83 | 420 | 117 | 420 | 35 | 350 | 84 | 260
PEHE-2 | A | 16 | 490 | 40 | 265 | 42 | 490 | 0 | 0 | 0 | 0 | 0 | 490 | 0 | 490
PEMB-11 | A | 38 | 113 | 63 | 276 | 63 | 276 | 33 | 276 | 90 | 276 | 35 | 241 | 64 | 210
PEMB-21 | A | 38 | 113 | 63 | 276 | 63 | 276 | 33 | 276 | 90 | 276 | 35 | 241 | 64 | 210
PEMB-31 | A | 38 | 113 | 63 | 276 | 63 | 276 | 33 | 276 | 90 | 276 | 35 | 241 | 64 | 210
PEMB-41 | A | 38 | 113 | 63 | 276 | 63 | 276 | 33 | 276 | 90 | 276 | 35 | 241 | 64 | 210
PEMB-51 | A | 38 | 113 | 63 | 276 | 63 | 276 | 33 | 276 | 90 | 276 | 35 | 241 | 64 | 210
PETEM1 | A | 20 | 180 | 46 | 180 | 52 | 180 | 24 | 180 | 58 | 180 | 20 | 150 | 50 | 100
RATS-1 | A | 50 | 270 | 90 | 270 | 90 | 270 | 36 | 270 | 50 | 270 | 42 | 105 | 75 | 155
RATS-2 | A | 40 | 270 | 90 | 270 | 100 | 270 | 36 | 270 | 50 | 270 | 40 | 195 | 75 | 195
RATS-3 | A | 40 | 270 | 90 | 270 | 100 | 270 | 36 | 270 | 50 | 270 | 40 | 195 | 75 | 195
RATS-4 | A | 40 | 270 | 95 | 270 | 100 | 270 | 36 | 270 | 50 | 270 | 40 | 195 | 75 | 195
RMPNO-1 | A | 18 | 180 | 45 | 180 | 72 | 180 | 20 | 180 | 50 | 180 | 18 | 130 | 47 | 130
RMPNO-2 | A | 18 | 180 | 45 | 180 | 72 | 180 | 20 | 180 | 50 | 180 | 18 | 130 | 47 | 130
ROCK-1 | A | 36 | 400 | 50 | 400 | 54 | 400 | 60 | 400 | 160 | 400 | 33 | 220 | 53 | 220
RYHPS-1 | A | 30 | 305 | 48 | 305 | 66 | 305 | 42 | 305 | 51 | 305 | 30 | 130 | 42 | 68
SCCL-1 | A | 35 | 180 | 70 | 180 | 70 | 180 | 40 | 180 | 95 | 180 | 40 | 100 | 100 | 50
SCCL-2 | A | 35 | 180 | 70 | 180 | 70 | 180 | 40 | 180 | 95 | 180 | 40 | 100 | 100 | 50
SCCL-3 | A | 35 | 180 | 70 | 180 | 70 | 180 | 40 | 180 | 95 | 180 | 40 | 100 | 100 | 50
SEAB-1 | A | 44 | 254 | 125 | 254 | 150 | 254 | 55 | 254 | 150 | 254 | 75 | 164 | 176 | 38
SEAB-2 | A | 31 | 138 | 76 | 138 | 86 | 138 | 32 | 138 | 82 | 138 | 37 | 73 | 90 | 43
SEEL-1 | A | 23 | 170 | 38 | 170 | 38 | 170 | 24 | 170 | 70 | 170 | 19 | 135 | 38 | 100
SHBA-1 | A | 33 | 420 | 79 | 420 | 91 | 420 | 59 | 420 | 150 | 420 | 37 | 336 | 95 | 252
SHBA-2 | A | 32 | 319 | 70 | 319 | 76 | 319 | 35 | 319 | 93 | 319 | 32 | 270 | 70 | 217
SHOS-1 | A | 18 | 160 | 24 | 160 | 24 | 160 | 30 | 160 | 75 | 160 | 18 | 135 | 24 | 135
SHRSO-1 | A | 16 | 157 | 44 | 157 | 46 | 157 | 17 | 157 | 46 | 157 | 16 | 141 | 43 | 113
SHRSO-2 | A | 16 | 157 | 44 | 157 | 46 | 157 | 17 | 157 | 46 | 157 | 16 | 141 | 43 | 113
SIZB-1 | A | 38 | 283 | 45 | 283 | 45 | 283 | 45 | 283 | 45 | 283 | 40 | 283 | 46 | 283
SIZB-2 | A | 38 | 283 | 45 | 283 | 45 | 283 | 45 | 283 | 45 | 283 | 40 | 283 | 46 | 283
SLOY-1 | A | 0 | 38 | 1 | 38 | 1 | 38 | 1 | 38 | 2 | 38 | 0 | 38 | 1 | 30
SLOY-2 | A | 0 | 38 | 1 | 38 | 1 | 38 | 1 | 38 | 2 | 38 | 0 | 38 | 1 | 30
SLOY-3 | A | 0 | 38 | 1 | 38 | 1 | 38 | 1 | 38 | 2 | 38 | 0 | 38 | 1 | 30
SLOY-4 | A | 0 | 28 | 1 | 28 | 1 | 28 | 1 | 28 | 2 | 28 | 0 | 28 | 1 | 22
SPLN-1 | A | 40 | 380 | 100 | 380 | 110 | 380 | 50 | 380 | 120 | 380 | 30 | 380 | 90 | 300
STAY-1 | A | 35 | 265 | 62 | 265 | 62 | 265 | 35 | 265 | 89 | 265 | 34 | 192 | 63 | 192
STAY-2 | A | 35 | 265 | 62 | 265 | 62 | 265 | 35 | 265 | 89 | 265 | 34 | 192 | 63 | 192
STAY-3 | A | 35 | 265 | 62 | 265 | 62 | 265 | 35 | 265 | 89 | 265 | 34 | 192 | 63 | 192
STAY-4 | A | 35 | 265 | 62 | 265 | 62 | 265 | 35 | 265 | 89 | 265 | 34 | 192 | 63 | 192
STRNW-1 | A | 6 | 52 | 16 | 52 | 26 | 52 | 7 | 60 | 17 | 60 | 6 | 52 | 17 | 42
SUTB-1 | A | 36 | 380 | 104 | 380 | 148 | 380 | 52 | 380 | 132 | 380 | 47 | 250 | 107 | 250
SVRP-10 | A | 20 | 225 | 50 | 225 | 70 | 225 | 32 | 225 | 80 | 225 | 20 | 172 | 50 | 172
SVRP-20 | A | 20 | 225 | 50 | 225 | 70 | 225 | 32 | 225 | 80 | 225 | 20 | 172 | 50 | 172
USKM-13 | A | 6 | 49 | 15 | 49 | 17 | 49 | 8 | 49 | 19 | 49 | 7 | 36 | 8 | 36
USKM-14 | A | 6 | 49 | 15 | 49 | 17 | 49 | 8 | 49 | 19 | 49 | 7 | 36 | 8 | 36
USKM-15 | A | 6 | 49 | 15 | 49 | 17 | 49 | 8 | 49 | 19 | 49 | 7 | 36 | 8 | 36
WBUPS-1 | A | 30 | 113 | 48 | 153 | 48 | 153 | 32 | 113 | 50 | 113 | 40 | 153 | 65 | 113
WBUPS-2 | A | 30 | 133 | 48 | 173 | 48 | 173 | 32 | 133 | 50 | 133 | 40 | 173 | 65 | 133
WBUPS-3 | A | 30 | 133 | 48 | 173 | 48 | 173 | 32 | 133 | 50 | 133 | 40 | 173 | 65 | 133
WBUPS-4 | A | 30 | 113 | 48 | 153 | 48 | 153 | 32 | 113 | 50 | 113 | 40 | 153 | 65 | 113
WBURB-1 | A | 22 | 240 | 48 | 240 | 62 | 240 | 27 | 240 | 69 | 240 | 20 | 200 | 50 | 120
WBURB-2 | A | 25 | 255 | 52 | 255 | 62 | 255 | 26 | 255 | 67 | 255 | 22 | 215 | 52 | 135
WBURB-3 | A | 23 | 255 | 48 | 255 | 62 | 255 | 27 | 255 | 67 | 255 | 20 | 215 | 52 | 135
WDNSO-1 | A | 21 | 191 | 54 | 191 | 57 | 191 | 21 | 191 | 57 | 191 | 21 | 170 | 55 | 136
WDNSO-2 | A | 21 | 191 | 54 | 191 | 57 | 191 | 21 | 191 | 57 | 191 | 21 | 170 | 55 | 136
WHILW-1 | A | 31 | 322 | 84 | 322 | 90 | 322 | 33 | 322 | 90 | 322 | 32 | 255 | 86 | 210
WHILW-2 | A | 19 | 163 | 33 | 163 | 35 | 163 | 20 | 163 | 52 | 163 | 21 | 142 | 43 | 119
WLNYO-2 | A | 19 | 182 | 51 | 182 | 54 | 182 | 20 | 182 | 53 | 182 | 20 | 158 | 51 | 130
WLNYW-1 | A | 19 | 182 | 51 | 182 | 54 | 182 | 20 | 182 | 53 | 182 | 20 | 158 | 51 | 130
WTMSO-1 | A | 22 | 200 | 58 | 200 | 62 | 200 | 23 | 200 | 61 | 200 | 23 | 140 | 60 | 140

## Dec 2022
MW Response Capability by BMU
|  | Primary Response (Max MWhrs) | [5 empty] | Secondary Response (Max Mwhrs) |  |  |  | High Frequency Response (Max MWhrs)
UNIT | Mode | 0.2Hz | Genset Deload (MW) | 0.5Hz | Genset Deload (MW) | 0.8Hz | Genset Deload (MW) | 0.2/0.2Hz | Genset Deload (MW) | 0.5/0.5Hz | Genset Deload (MW) | 0.2Hz | Genset Deload (MW) | 0.5Hz | Genset Deload (MW)
ABTH7 | A | 40 | 250 | 72 | 250 | 72 | 250 | 48 | 250 | 120 | 250 | 38 | 185 | 55 | 185
ABTH8 | A | 40 | 250 | 72 | 250 | 72 | 250 | 48 | 250 | 120 | 250 | 38 | 185 | 55 | 185
ABTH9 | A | 30 | 240 | 80 | 240 | 80 | 240 | 40 | 240 | 120 | 240 | 38 | 125 | 52 | 125
ARCHW-1 | A | 10 | 92 | 25 | 92 | 25 | 92 | 12 | 92 | 30 | 92 | 11 | 73 | 24 | 56
BAGE-1 | A | 30 | 255 | 70 | 255 | 90 | 255 | 35 | 255 | 90 | 255 | 28 | 220 | 70 | 185
BAGE-2 | A | 3 | 17 | 8 | 17 | 12 | 17 | 4 | 17 | 9 | 17 | 2 | 17 | 5 | 17
BARKB2 | A | 33 | 210 | 82 | 210 | 108 | 210 | 39 | 210 | 97 | 210 | 31 | 120 | 84 | 120
BARK-1 | A | 22 | 140 | 55 | 140 | 72 | 140 | 26 | 140 | 65 | 140 | 21 | 80 | 54 | 80
BHLAW-1 | A | 7 | 98 | 16 | 98 | 19 | 98 | 10 | 98 | 26 | 98 | 8 | 87 | 18 | 78
BLLA-1 | A | 6 | 99 | 13 | 99 | 13 | 99 | 15 | 99 | 39 | 99 | 9 | 83 | 16 | 83
BRBEO-1 | A | 20 | 258 | 50 | 258 | 50 | 258 | 22 | 258 | 63 | 258 | 17 | 194 | 46 | 194
BRDUW-1 | A | 6 | 58 | 17 | 58 | 17 | 58 | 7 | 58 | 17 | 58 | 6 | 36 | 17 | 36
BRGG-1 | A | 16 | 110 | 32 | 110 | 48 | 110 | 16 | 110 | 40 | 110 | 14 | 96 | 34 | 46
BRYP-1 | A | 15 | 82 | 25 | 82 | 31 | 82 | 22 | 82 | 37 | 82 | 10 | 82 | 27 | 47
BURBW-1 | A | 0 | 90 | 0 | 90 | 0 | 90 | 0 | 0 | 0 | 0 | 0 | 90 | 0 | 90
CARR-1 | A | 35 | 269 | 58 | 269 | 58 | 269 | 35 | 325 | 88 | 325 | 34 | 269 | 56 | 269
CARR-2 | A | 35 | 269 | 58 | 269 | 58 | 269 | 35 | 325 | 88 | 325 | 34 | 269 | 56 | 269
CDCL-1 | A | 30 | 231 | 46 | 231 | 46 | 231 | 34 | 231 | 45 | 231 | 29 | 172 | 72 | 135
CLAC-1 | A | 3 | 28 | 8 | 28 | 13 | 28 | 3 | 36 | 9 | 36 | 3 | 28 | 8 | 28
CLDCW-1 | A | 14 | 14 | 34 | 113 | 36 | 113 | 13 | 113 | 35 | 113 | 13 | 99 | 34 | 78
CLDNW-1 | A | 13 | 108 | 33 | 108 | 35 | 108 | 13 | 108 | 35 | 108 | 12 | 95 | 33 | 74
CLDSW-1 | A | 16 | 129 | 40 | 129 | 43 | 129 | 16 | 129 | 42 | 129 | 16 | 113 | 41 | 88
CNQPS-1 | A | 22 | 170 | 55 | 170 | 55 | 170 | 28 | 170 | 70 | 170 | 26 | 120 | 60 | 105
CNQPS-2 | A | 22 | 170 | 55 | 170 | 55 | 170 | 28 | 170 | 70 | 170 | 22 | 120 | 55 | 105
CNQPS-3 | A | 22 | 170 | 55 | 170 | 55 | 170 | 28 | 170 | 70 | 170 | 22 | 120 | 55 | 105
CNQPS-4 | A | 22 | 170 | 55 | 170 | 55 | 170 | 28 | 170 | 70 | 170 | 28 | 105 | 55 | 105
CORB-1 | A | 10 | 130 | 30 | 130 | 50 | 130 | 28 | 130 | 60 | 130 | 15 | 95 | 40 | 60
COSO-1 | A | 20 | 380 | 40 | 380 | 50 | 380 | 60 | 380 | 140 | 380 | 17 | 304 | 40 | 304
COTPS-1 | A | 29 | 277 | 50 | 277 | 62 | 277 | 35 | 60 | 63 | 277 | 30 | 122 | 60 | 122
COTPS-2 | A | 29 | 287 | 50 | 287 | 62 | 287 | 35 | 60 | 63 | 287 | 30 | 122 | 60 | 122
COTPS-3 | A | 29 | 287 | 50 | 287 | 62 | 287 | 35 | 60 | 63 | 287 | 30 | 122 | 60 | 122
COTPS-4 | A | 29 | 277 | 50 | 277 | 62 | 277 | 35 | 60 | 63 | 277 | 30 | 122 | 60 | 122
COWE1 | A | 7 | 30 | 17 | 30 | 17 | 30 | 7 | 30 | 17 | 30 | 7 | 30 | 17 | 30
COWE2 | A | 7 | 30 | 17 | 30 | 17 | 30 | 7 | 30 | 17 | 30 | 7 | 30 | 17 | 30
CRUA-1 | A | 10 | 110 | 25 | 110 | 37 | 110 | 12 | 110 | 30 | 110 | 10 | 84 | 25 | 48
CRUA-2 | A | 10 | 110 | 25 | 110 | 37 | 110 | 12 | 110 | 30 | 110 | 10 | 84 | 25 | 48
CRUA-3 | A | 7 | 30 | 15 | 30 | 21 | 30 | 9 | 30 | 24 | 30 | 5 | 25 | 13 | 15
CRUA-4 | A | 7 | 30 | 15 | 30 | 21 | 30 | 9 | 30 | 24 | 30 | 5 | 25 | 13 | 15
CRYRW-2 | A | 15 | 138 | 38 | 138 | 40 | 138 | 15 | 138 | 40 | 138 | 13 | 109 | 40 | 63
DAMC-1 | A | 64 | 380 | 136 | 380 | 156 | 380 | 80 | 380 | 180 | 380 | 60 | 293 | 190 | 128
DDGNO-1 | A | 9 | 108 | 25 | 108 | 26 | 108 | 10 | 108 | 26 | 108 | 9 | 97 | 25 | 81
DDGNO-2 | A | 8 | 90 | 20 | 90 | 22 | 90 | 8 | 90 | 21 | 90 | 8 | 81 | 21 | 68
DDGNO-3 | A | 9 | 102 | 24 | 102 | 25 | 102 | 9 | 102 | 25 | 102 | 9 | 92 | 24 | 77
DDGNO-4 | A | 9 | 102 | 24 | 102 | 25 | 102 | 9 | 102 | 25 | 102 | 9 | 92 | 24 | 77
DEEP-1 | A | 20 | 180 | 60 | 180 | 86 | 180 | 22 | 180 | 80 | 180 | 24 | 96 | 52 | 96
DIDCB5 | A | 40 | 330 | 104 | 330 | 125 | 330 | 55 | 330 | 140 | 330 | 40 | 185 | 105 | 185
DIDCB6 | A | 50 | 250 | 105 | 250 | 105 | 250 | 50 | 250 | 130 | 250 | 50 | 153 | 110 | 103
DINO-1 | A | 14 | 138 | 39 | 138 | 58 | 138 | 28 | 138 | 72 | 138 | 14 | 118 | 36 | 88
DINO-2 | A | 14 | 138 | 39 | 138 | 58 | 138 | 28 | 138 | 72 | 138 | 14 | 118 | 36 | 88
DINO-3 | A | 14 | 138 | 39 | 138 | 58 | 138 | 28 | 138 | 72 | 138 | 14 | 118 | 36 | 88
DINO-4 | A | 14 | 138 | 39 | 138 | 58 | 138 | 28 | 138 | 72 | 138 | 14 | 118 | 36 | 88
DINO-5 | A | 14 | 138 | 39 | 138 | 58 | 138 | 28 | 138 | 72 | 138 | 14 | 118 | 36 | 88
DINO-6 | A | 14 | 138 | 39 | 138 | 58 | 138 | 28 | 138 | 72 | 138 | 14 | 118 | 36 | 88
DRAXX-1 | A | 68 | 345 | 100 | 345 | 100 | 345 | 64 | 95 | 110 | 345 | 60 | 225 | 70 | 225
DRAXX-2 | A | 68 | 345 | 100 | 345 | 100 | 345 | 64 | 95 | 110 | 345 | 60 | 225 | 70 | 225
DRAXX-3 | A | 68 | 345 | 100 | 345 | 100 | 345 | 64 | 95 | 110 | 345 | 60 | 225 | 70 | 225
DRAXX-4 | A | 68 | 345 | 100 | 345 | 100 | 345 | 64 | 95 | 110 | 345 | 60 | 225 | 70 | 225
DRAXX-5 | A | 68 | 345 | 100 | 345 | 100 | 345 | 64 | 95 | 110 | 345 | 60 | 225 | 70 | 225
DRAXX-6 | A | 68 | 345 | 100 | 345 | 100 | 345 | 64 | 95 | 110 | 345 | 60 | 225 | 70 | 225
DRSLW-1 | A | 6 | 69 | 16 | 69 | 17 | 69 | 6 | 69 | 17 | 69 | 6 | 61 | 16 | 54
DUNGW-1 | A | 8 | 89 | 21 | 89 | 33 | 89 | 8 | 89 | 23 | 89 | 8 | 80 | 21 | 69
EAAO-1 | A | 18 | 182 | 48 | 182 | 52 | 182 | 19 | 182 | 50 | 182 | 18 | 164 | 48 | 134
EAAO-2 | A | 17 | 175 | 46 | 175 | 50 | 175 | 18 | 175 | 48 | 175 | 18 | 157 | 46 | 157
EECL-1 | A | 20 | 178 | 25 | 178 | 25 | 178 | 32 | 178 | 81 | 178 | 20 | 143 | 25 | 143
EGGPS-1 | A | 45 | 205 | 83 | 205 | 83 | 205 | 49 | 205 | 110 | 205 | 33 | 95 | 60 | 95
EGGPS-2 | A | 45 | 205 | 83 | 205 | 83 | 205 | 49 | 205 | 110 | 205 | 33 | 95 | 60 | 95
EGGPS-3 | A | 45 | 205 | 83 | 205 | 83 | 205 | 49 | 205 | 110 | 205 | 33 | 95 | 60 | 95
EGGPS-4 | A | 45 | 205 | 83 | 205 | 83 | 205 | 49 | 205 | 110 | 205 | 33 | 95 | 60 | 95
ERRO-1 | A | 1 | 21 | 1 | 21 | 1 | 21 | 2 | 21 | 5 | 21 | 1 | 17 | 1 | 17
ERRO-2 | A | 1 | 21 | 1 | 21 | 1 | 21 | 2 | 21 | 5 | 21 | 1 | 17 | 1 | 17
ERRO-3 | A | 1 | 21 | 1 | 21 | 1 | 21 | 2 | 21 | 5 | 21 | 1 | 17 | 1 | 17
FAARW-1 | A | 2 | 37 | 4 | 37 | 4 | 37 | 4 | 37 | 12 | 37 | 2 | 33 | 4 | 33
FAARW-2 | A | 2 | 37 | 4 | 37 | 4 | 37 | 4 | 37 | 12 | 37 | 2 | 33 | 4 | 33
FALGW-1 | A | 11 | 108 | 28 | 108 | 41 | 108 | 13 | 108 | 35 | 108 | 10 | 86 | 22 | 64
FASN-1 | A | 0 | 15 | 1 | 15 | 1 | 15 | 1 | 15 | 2 | 15 | 0 | 15 | 1 | 12
FASN2 | A | 0 | 15 | 1 | 15 | 1 | 15 | 1 | 15 | 2 | 15 | 0 | 15 | 1 | 12
FASN3 | A | 0 | 15 | 1 | 15 | 1 | 15 | 1 | 15 | 2 | 15 | 0 | 15 | 1 | 12
FAWN-1 | A | 10 | 52 | 25 | 52 | 40 | 52 | 13 | 52 | 32 | 52 | 11 | 37 | 27 | 27
FELL-1 | A | 9 | 63 | 21 | 63 | 22 | 63 | 10 | 63 | 24 | 63 | 9 | 63 | 22 | 63
FFES-1 | A | 10 | 35 | 27 | 35 | 30 | 35 | 9 | 35 | 22 | 35 | 4 | 27 | 6 | 27
FFES-2 | A | 10 | 35 | 27 | 35 | 30 | 35 | 9 | 35 | 22 | 35 | 4 | 27 | 6 | 27
FFES-3 | A | 10 | 35 | 27 | 35 | 30 | 35 | 9 | 35 | 22 | 35 | 4 | 27 | 6 | 27
FFES-4 | A | 10 | 35 | 27 | 35 | 30 | 35 | 9 | 35 | 22 | 35 | 4 | 27 | 6 | 27
FIDL-1 | A | 13 | 205 | 20 | 205 | 23 | 205 | 35 | 100 | 40 | 147 | 30 | 147 | 50 | 147
FIDL-2 | A | 13 | 205 | 20 | 205 | 23 | 205 | 35 | 100 | 40 | 147 | 30 | 147 | 50 | 147
FIDL-3 | A | 13 | 205 | 20 | 205 | 23 | 205 | 35 | 100 | 40 | 147 | 30 | 147 | 50 | 147
FIDL-4 | A | 13 | 205 | 20 | 205 | 23 | 205 | 35 | 100 | 40 | 147 | 30 | 147 | 50 | 147
FINL-1 | A | 0 | 14 | 1 | 14 | 1 | 14 | 1 | 14 | 2 | 14 | 0 | 14 | 1 | 11
FOYE-1 | A | 6 | 60 | 13 | 60 | 16 | 60 | 11 | 60 | 27 | 60 | 5 | 30 | 11 | 30
FOYE-2 | A | 6 | 60 | 13 | 60 | 16 | 60 | 11 | 60 | 27 | 60 | 5 | 30 | 11 | 30
GLNDO-1 | A | 6 | 80 | 12 | 45 | 17 | 45 | 12 | 45 | 25 | 45 | 8 | 65 | 18 | 45
GNFSW-1 | A | 11 | 100 | 30 | 100 | 30 | 100 | 12 | 100 | 31 | 100 | 12 | 70 | 30 | 70
GNFSW-2 | A | 7 | 64 | 18 | 64 | 18 | 64 | 8 | 64 | 18 | 64 | 6 | 49 | 15 | 49
GORDW-1 | A | 6 | 62 | 16 | 56 | 26 | 45 | 7 | 62 | 18 | 62 | 6 | 56 | 16 | 45
GRAI-6 | A | 24 | 320 | 58 | 320 | 58 | 320 | 35 | 320 | 88 | 320 | 28 | 270 | 60 | 230
GRAI-7 | A | 30 | 232 | 60 | 232 | 60 | 232 | 32 | 232 | 84 | 232 | 32 | 175 | 65 | 135
GRAI-8 | A | 26 | 232 | 58 | 232 | 58 | 232 | 32 | 232 | 84 | 232 | 32 | 175 | 65 | 135
GRIFW-1 | A | 8 | 94 | 22 | 94 | 23 | 94 | 8 | 94 | 22 | 94 | 8 | 85 | 22 | 72
GRIFW-2 | A | 8 | 94 | 22 | 94 | 23 | 94 | 8 | 94 | 22 | 94 | 8 | 85 | 22 | 72
GRMO-1 | A | 8 | 43 | 8 | 43 | 8 | 43 | 8 | 43 | 8 | 43 | 8 | 23 | 8 | 23
GYAR-1 | A | 17 | 176 | 42 | 176 | 66 | 176 | 24 | 176 | 60 | 176 | 17 | 176 | 42 | 176
GYMRO-15 | A | 6 | 145 | 15 | 145 | 15 | 145 | 6 | 145 | 15 | 145 | 6 | 44 | 15 | 44
GYMRO-17 | A | 6 | 145 | 15 | 145 | 15 | 145 | 6 | 145 | 15 | 145 | 6 | 44 | 15 | 44
GYMRO-26 | A | 6 | 145 | 15 | 145 | 15 | 145 | 6 | 145 | 15 | 145 | 6 | 44 | 15 | 44
GYMRO-28 | A | 6 | 145 | 15 | 145 | 15 | 145 | 6 | 145 | 15 | 145 | 6 | 44 | 15 | 44
HADHW-1 | A | 7 | 76 | 14 | 76 | 22 | 76 | 13 | 76 | 34 | 76 | 8 | 65 | 17 | 65
HMGTO-1 | A | 8 | 88 | 20 | 88 | 35 | 88 | 10 | 88 | 25 | 88 | 8 | 68 | 19 | 68
HMGTO-2 | A | 9 | 91 | 23 | 91 | 37 | 91 | 10 | 91 | 25 | 91 | 10 | 67 | 24 | 67
HOWAO-1 | A | 42 | 400 | 112 | 400 | 120 | 400 | 44 | 400 | 116 | 400 | 42 | 364 | 112 | 294
HOWAO-2 | A | 42 | 400 | 112 | 400 | 120 | 400 | 44 | 400 | 116 | 400 | 42 | 364 | 112 | 294
HOWAO-3 | A | 42 | 400 | 112 | 400 | 120 | 400 | 44 | 400 | 116 | 400 | 42 | 364 | 112 | 294
HRSTW-1 | A | 12 | 102 | 30 | 102 | 45 | 102 | 13 | 102 | 34 | 102 | 13 | 80 | 27 | 66
HUMR-1 | A | 60 | 533 | 150 | 533 | 200 | 533 | 80 | 533 | 200 | 533 | 62 | 419 | 155 | 251
INDQ-1 | A | 12 | 102 | 31 | 102 | 43 | 102 | 13 | 102 | 34 | 102 | 12 | 72 | 30 | 72
KEAD-1 | A | 38 | 415 | 90 | 415 | 90 | 415 | 55 | 415 | 138 | 415 | 38 | 355 | 90 | 285
KILBW-1 | A | 3 | 56 | 8 | 56 | 13 | 56 | 5 | 56 | 14 | 56 | 4 | 53 | 9 | 47
KILLPG-1 | A | 8 | 225 | 10 | 225 | 10 | 225 | 10 | 225 | 12 | 225 | 4 | 150 | 15 | 150
KILLPG-2 | A | 18 | 225 | 25 | 225 | 25 | 225 | 37 | 225 | 37 | 225 | 22 | 195 | 30 | 195
KILNS-1 | A | 30 | 290 | 72 | 290 | 84 | 290 | 42 | 290 | 114 | 290 | 18 | 104 | 45 | 104
KLYN-A-1 | A | 22 | 210 | 45 | 210 | 52 | 210 | 40 | 210 | 95 | 210 | 22 | 189 | 45 | 125
KPMRW-1 | A | 9 | 75 | 20 | 75 | 30 | 75 | 9 | 75 | 23 | 75 | 9 | 67 | 22 | 54
LAGA-1 | A | 55 | 500 | 123 | 500 | 140 | 500 | 52 | 500 | 130 | 500 | 53 | 475 | 130 | 475
LARYO-1 | A | 16 | 155 | 40 | 155 | 45 | 155 | 18 | 155 | 45 | 155 | 14 | 120 | 35 | 120
LARYO-2 | A | 16 | 158 | 40 | 158 | 45 | 158 | 18 | 158 | 45 | 158 | 14 | 120 | 35 | 120
LARYO-3 | A | 16 | 158 | 40 | 158 | 45 | 158 | 18 | 158 | 45 | 158 | 14 | 120 | 35 | 120
LARYO-4 | A | 16 | 158 | 40 | 158 | 45 | 158 | 18 | 158 | 45 | 158 | 14 | 120 | 35 | 120
LBAR-1G | A | 1 | 16 | 4 | 16 | 6 | 16 | 2 | 16 | 4 | 16 | 1 | 9 | 4 | 9
LBAR-1 | A | 39 | 360 | 88 | 360 | 88 | 360 | 55 | 360 | 145 | 360 | 41 | 270 | 90 | 270
LNCSO-1 | A | 12 | 130 | 30 | 130 | 32 | 130 | 12 | 130 | 32 | 130 | 10 | 100 | 26 | 100
LNCSO-2 | A | 13 | 140 | 34 | 140 | 36 | 140 | 14 | 140 | 36 | 140 | 12 | 125 | 32 | 125
LOAN-1 | A | 25 | 326 | 51 | 326 | 55 | 326 | 19 | 326 | 50 | 326 | 12 | 276 | 28 | 276
LOAN-2 | A | 25 | 326 | 51 | 326 | 55 | 326 | 19 | 326 | 50 | 326 | 12 | 276 | 28 | 276
LOAN-3 | A | 25 | 326 | 51 | 326 | 55 | 326 | 19 | 326 | 50 | 326 | 12 | 276 | 28 | 276
MEDP-1 | A | 30 | 380 | 76 | 330 | 76 | 330 | 48 | 380 | 105 | 380 | 31 | 330 | 79 | 290
MILWW-1 | A | 6 | 32 | 8 | 54 | 13 | 54 | 5 | 54 | 14 | 54 | 3 | 43 | 8 | 43
MKHLW-1 | A | 4 | 42 | 10 | 42 | 12 | 42 | 5 | 42 | 13 | 42 | 5 | 37 | 12 | 30
MRWD-1 | A | 43 | 448 | 100 | 448 | 112 | 448 | 67 | 448 | 160 | 448 | 36 | 328 | 93 | 328
NANT-1 | A | 0 | 15 | 0 | 15 | 0 | 15 | 0 | 15 | 1 | 15 | 0 | 15 | 0 | 15
PEHE-1 | A | 42 | 420 | 72 | 420 | 72 | 420 | 83 | 420 | 117 | 420 | 35 | 350 | 84 | 260
PEHE-2 | A | 16 | 490 | 40 | 265 | 42 | 490 | 0 | 0 | 0 | 0 | 0 | 490 | 0 | 490
PEMB-11 | A | 38 | 113 | 63 | 276 | 63 | 276 | 33 | 276 | 90 | 276 | 35 | 241 | 64 | 210
PEMB-21 | A | 38 | 113 | 63 | 276 | 63 | 276 | 33 | 276 | 90 | 276 | 35 | 241 | 64 | 210
PEMB-31 | A | 38 | 113 | 63 | 276 | 63 | 276 | 33 | 276 | 90 | 276 | 35 | 241 | 64 | 210
PEMB-41 | A | 38 | 113 | 63 | 276 | 63 | 276 | 33 | 276 | 90 | 276 | 35 | 241 | 64 | 210
PEMB-51 | A | 38 | 113 | 63 | 276 | 63 | 276 | 33 | 276 | 90 | 276 | 35 | 241 | 64 | 210
PETEM1 | A | 20 | 180 | 46 | 180 | 52 | 180 | 24 | 180 | 58 | 180 | 20 | 150 | 50 | 100
RATS-1 | A | 50 | 270 | 90 | 270 | 90 | 270 | 36 | 270 | 50 | 270 | 42 | 105 | 75 | 155
RATS-2 | A | 40 | 270 | 90 | 270 | 100 | 270 | 36 | 270 | 50 | 270 | 40 | 195 | 75 | 195
RATS-3 | A | 40 | 270 | 90 | 270 | 100 | 270 | 36 | 270 | 50 | 270 | 40 | 195 | 75 | 195
RATS-4 | A | 40 | 270 | 95 | 270 | 100 | 270 | 36 | 270 | 50 | 270 | 40 | 195 | 75 | 195
RMPNO-1 | A | 18 | 180 | 45 | 180 | 72 | 180 | 20 | 180 | 50 | 180 | 18 | 130 | 47 | 130
RMPNO-2 | A | 18 | 180 | 45 | 180 | 72 | 180 | 20 | 180 | 50 | 180 | 18 | 130 | 47 | 130
ROCK-1 | A | 36 | 400 | 50 | 400 | 54 | 400 | 60 | 400 | 160 | 400 | 33 | 220 | 53 | 220
RYHPS-1 | A | 30 | 305 | 48 | 305 | 66 | 305 | 42 | 305 | 51 | 305 | 30 | 130 | 42 | 68
SCCL-1 | A | 35 | 180 | 70 | 180 | 70 | 180 | 40 | 180 | 95 | 180 | 40 | 100 | 100 | 50
SCCL-2 | A | 35 | 180 | 70 | 180 | 70 | 180 | 40 | 180 | 95 | 180 | 40 | 100 | 100 | 50
SCCL-3 | A | 35 | 180 | 70 | 180 | 70 | 180 | 40 | 180 | 95 | 180 | 40 | 100 | 100 | 50
SEAB-1 | A | 44 | 254 | 125 | 254 | 150 | 254 | 55 | 254 | 150 | 254 | 75 | 164 | 176 | 38
SEAB-2 | A | 31 | 138 | 76 | 138 | 86 | 138 | 32 | 138 | 82 | 138 | 37 | 73 | 90 | 43
SEEL-1 | A | 23 | 170 | 38 | 170 | 38 | 170 | 24 | 170 | 70 | 170 | 19 | 135 | 38 | 100
SHBA-1 | A | 33 | 420 | 79 | 420 | 91 | 420 | 59 | 420 | 150 | 420 | 37 | 336 | 95 | 252
SHBA-2 | A | 32 | 319 | 70 | 319 | 76 | 319 | 35 | 319 | 93 | 319 | 32 | 270 | 70 | 217
SHOS-1 | A | 18 | 160 | 24 | 160 | 24 | 160 | 30 | 160 | 75 | 160 | 18 | 135 | 24 | 135
SHRSO-1 | A | 16 | 157 | 44 | 157 | 46 | 157 | 17 | 157 | 46 | 157 | 16 | 141 | 43 | 113
SHRSO-2 | A | 16 | 157 | 44 | 157 | 46 | 157 | 17 | 157 | 46 | 157 | 16 | 141 | 43 | 113
SIZB-1 | A | 38 | 283 | 45 | 283 | 45 | 283 | 45 | 283 | 45 | 283 | 40 | 283 | 46 | 283
SIZB-2 | A | 38 | 283 | 45 | 283 | 45 | 283 | 45 | 283 | 45 | 283 | 40 | 283 | 46 | 283
SLOY-1 | A | 0 | 38 | 1 | 38 | 1 | 38 | 1 | 38 | 2 | 38 | 0 | 38 | 1 | 30
SLOY-2 | A | 0 | 38 | 1 | 38 | 1 | 38 | 1 | 38 | 2 | 38 | 0 | 38 | 1 | 30
SLOY-3 | A | 0 | 38 | 1 | 38 | 1 | 38 | 1 | 38 | 2 | 38 | 0 | 38 | 1 | 30
SLOY-4 | A | 0 | 28 | 1 | 28 | 1 | 28 | 1 | 28 | 2 | 28 | 0 | 28 | 1 | 22
SPLN-1 | A | 40 | 380 | 100 | 380 | 110 | 380 | 50 | 380 | 120 | 380 | 30 | 380 | 90 | 300
STAY-1 | A | 35 | 265 | 62 | 265 | 62 | 265 | 35 | 265 | 89 | 265 | 34 | 192 | 63 | 192
STAY-2 | A | 35 | 265 | 62 | 265 | 62 | 265 | 35 | 265 | 89 | 265 | 34 | 192 | 63 | 192
STAY-3 | A | 35 | 265 | 62 | 265 | 62 | 265 | 35 | 265 | 89 | 265 | 34 | 192 | 63 | 192
STAY-4 | A | 35 | 265 | 62 | 265 | 62 | 265 | 35 | 265 | 89 | 265 | 34 | 192 | 63 | 192
STRNW-1 | A | 6 | 52 | 16 | 52 | 26 | 52 | 7 | 60 | 17 | 60 | 6 | 52 | 17 | 42
SUTB-1 | A | 36 | 380 | 104 | 380 | 148 | 380 | 52 | 380 | 132 | 380 | 47 | 250 | 107 | 250
SVRP-10 | A | 20 | 225 | 50 | 225 | 70 | 225 | 32 | 225 | 80 | 225 | 20 | 172 | 50 | 172
SVRP-20 | A | 20 | 225 | 50 | 225 | 70 | 225 | 32 | 225 | 80 | 225 | 20 | 172 | 50 | 172
USKM-13 | A | 6 | 49 | 15 | 49 | 17 | 49 | 8 | 49 | 19 | 49 | 7 | 36 | 8 | 36
USKM-14 | A | 6 | 49 | 15 | 49 | 17 | 49 | 8 | 49 | 19 | 49 | 7 | 36 | 8 | 36
USKM-15 | A | 6 | 49 | 15 | 49 | 17 | 49 | 8 | 49 | 19 | 49 | 7 | 36 | 8 | 36
WBUPS-1 | A | 30 | 113 | 48 | 153 | 48 | 153 | 32 | 113 | 50 | 113 | 40 | 153 | 65 | 113
WBUPS-2 | A | 30 | 133 | 48 | 173 | 48 | 173 | 32 | 133 | 50 | 133 | 40 | 173 | 65 | 133
WBUPS-3 | A | 30 | 133 | 48 | 173 | 48 | 173 | 32 | 133 | 50 | 133 | 40 | 173 | 65 | 133
WBUPS-4 | A | 30 | 113 | 48 | 153 | 48 | 153 | 32 | 113 | 50 | 113 | 40 | 153 | 65 | 113
WBURB-1 | A | 22 | 240 | 48 | 240 | 62 | 240 | 27 | 240 | 69 | 240 | 20 | 200 | 50 | 120
WBURB-2 | A | 25 | 255 | 52 | 255 | 62 | 255 | 26 | 255 | 67 | 255 | 22 | 215 | 52 | 135
WBURB-3 | A | 23 | 255 | 48 | 255 | 62 | 255 | 27 | 255 | 67 | 255 | 20 | 215 | 52 | 135
WDNSO-1 | A | 21 | 191 | 54 | 191 | 57 | 191 | 21 | 191 | 57 | 191 | 21 | 170 | 55 | 136
WDNSO-2 | A | 21 | 191 | 54 | 191 | 57 | 191 | 21 | 191 | 57 | 191 | 21 | 170 | 55 | 136
WHILW-1 | A | 31 | 322 | 84 | 322 | 90 | 322 | 33 | 322 | 90 | 322 | 32 | 255 | 86 | 210
WHILW-2 | A | 19 | 163 | 33 | 163 | 35 | 163 | 20 | 163 | 52 | 163 | 21 | 142 | 43 | 119
WLNYO-2 | A | 19 | 182 | 51 | 182 | 54 | 182 | 20 | 182 | 53 | 182 | 20 | 158 | 51 | 130
WLNYW-1 | A | 19 | 182 | 51 | 182 | 54 | 182 | 20 | 182 | 53 | 182 | 20 | 158 | 51 | 130
WTMSO-1 | A | 22 | 200 | 58 | 200 | 62 | 200 | 23 | 200 | 61 | 200 | 23 | 140 | 60 | 140

## Nov 2022
MW Response Capability by BMU
|  | Primary Response (Max MWhrs) | [5 empty] | Secondary Response (Max Mwhrs) |  |  |  | High Frequency Response (Max MWhrs)
UNIT | Mode | 0.2Hz | Genset Deload (MW) | 0.5Hz | Genset Deload (MW) | 0.8Hz | Genset Deload (MW) | 0.2/0.2Hz | Genset Deload (MW) | 0.5/0.5Hz | Genset Deload (MW) | 0.2Hz | Genset Deload (MW) | 0.5Hz | Genset Deload (MW)
ABTH7 | A | 40 | 250 | 72 | 250 | 72 | 250 | 48 | 250 | 120 | 250 | 38 | 185 | 55 | 185
ABTH8 | A | 40 | 250 | 72 | 250 | 72 | 250 | 48 | 250 | 120 | 250 | 38 | 185 | 55 | 185
ABTH9 | A | 30 | 240 | 80 | 240 | 80 | 240 | 40 | 240 | 120 | 240 | 38 | 125 | 52 | 125
ARCHW-1 | A | 10 | 92 | 25 | 92 | 25 | 92 | 12 | 92 | 30 | 92 | 11 | 73 | 24 | 56
BAGE-1 | A | 30 | 255 | 70 | 255 | 90 | 255 | 35 | 255 | 90 | 255 | 28 | 220 | 70 | 185
BAGE-2 | A | 3 | 17 | 8 | 17 | 12 | 17 | 4 | 17 | 9 | 17 | 2 | 17 | 5 | 17
BARKB2 | A | 33 | 210 | 82 | 210 | 108 | 210 | 39 | 210 | 97 | 210 | 31 | 120 | 84 | 120
BARK-1 | A | 22 | 140 | 55 | 140 | 72 | 140 | 26 | 140 | 65 | 140 | 21 | 80 | 54 | 80
BHLAW-1 | A | 7 | 98 | 16 | 98 | 19 | 98 | 10 | 98 | 26 | 98 | 8 | 87 | 18 | 78
BLLA-1 | A | 6 | 99 | 13 | 99 | 13 | 99 | 15 | 99 | 39 | 99 | 9 | 83 | 16 | 83
BRBEO-1 | A | 20 | 258 | 50 | 258 | 50 | 258 | 22 | 258 | 63 | 258 | 17 | 194 | 46 | 194
BRDUW-1 | A | 6 | 58 | 17 | 58 | 17 | 58 | 7 | 58 | 17 | 58 | 6 | 36 | 17 | 36
BRGG-1 | A | 16 | 110 | 32 | 110 | 48 | 110 | 16 | 110 | 40 | 110 | 14 | 96 | 34 | 46
BRYP-1 | A | 15 | 82 | 25 | 82 | 31 | 82 | 22 | 82 | 37 | 82 | 10 | 82 | 27 | 47
BURBW-1 | A | 0 | 90 | 0 | 90 | 0 | 90 | 0 | 0 | 0 | 0 | 0 | 90 | 0 | 90
CARR-1 | A | 35 | 269 | 58 | 269 | 58 | 269 | 35 | 325 | 88 | 325 | 34 | 269 | 56 | 269
CARR-2 | A | 35 | 269 | 58 | 269 | 58 | 269 | 35 | 325 | 88 | 325 | 34 | 269 | 56 | 269
CDCL-1 | A | 30 | 231 | 46 | 231 | 46 | 231 | 34 | 231 | 45 | 231 | 29 | 172 | 72 | 135
CLAC-1 | A | 3 | 28 | 8 | 28 | 13 | 28 | 3 | 36 | 9 | 36 | 3 | 28 | 8 | 28
CLDCW-1 | A | 14 | 14 | 34 | 113 | 36 | 113 | 13 | 113 | 35 | 113 | 13 | 99 | 34 | 78
CLDNW-1 | A | 13 | 108 | 33 | 108 | 35 | 108 | 13 | 108 | 35 | 108 | 12 | 95 | 33 | 74
CLDSW-1 | A | 16 | 129 | 40 | 129 | 43 | 129 | 16 | 129 | 42 | 129 | 16 | 113 | 41 | 88
CNQPS-1 | A | 22 | 170 | 55 | 170 | 55 | 170 | 28 | 170 | 70 | 170 | 26 | 120 | 60 | 105
CNQPS-2 | A | 22 | 170 | 55 | 170 | 55 | 170 | 28 | 170 | 70 | 170 | 22 | 120 | 55 | 105
CNQPS-3 | A | 22 | 170 | 55 | 170 | 55 | 170 | 28 | 170 | 70 | 170 | 22 | 120 | 55 | 105
CNQPS-4 | A | 22 | 170 | 55 | 170 | 55 | 170 | 28 | 170 | 70 | 170 | 28 | 105 | 55 | 105
CORB-1 | A | 10 | 130 | 30 | 130 | 50 | 130 | 28 | 130 | 60 | 130 | 15 | 95 | 40 | 60
COSO-1 | A | 20 | 380 | 40 | 380 | 50 | 380 | 60 | 380 | 140 | 380 | 17 | 304 | 40 | 304
COTPS-1 | A | 29 | 277 | 50 | 277 | 62 | 277 | 35 | 60 | 63 | 277 | 30 | 122 | 60 | 122
COTPS-2 | A | 29 | 287 | 50 | 287 | 62 | 287 | 35 | 60 | 63 | 287 | 30 | 122 | 60 | 122
COTPS-3 | A | 29 | 287 | 50 | 287 | 62 | 287 | 35 | 60 | 63 | 287 | 30 | 122 | 60 | 122
COTPS-4 | A | 29 | 277 | 50 | 277 | 62 | 277 | 35 | 60 | 63 | 277 | 30 | 122 | 60 | 122
COWE1 | A | 7 | 30 | 17 | 30 | 17 | 30 | 7 | 30 | 17 | 30 | 7 | 30 | 17 | 30
COWE2 | A | 7 | 30 | 17 | 30 | 17 | 30 | 7 | 30 | 17 | 30 | 7 | 30 | 17 | 30
CRUA-1 | A | 10 | 110 | 25 | 110 | 37 | 110 | 12 | 110 | 30 | 110 | 10 | 84 | 25 | 48
CRUA-2 | A | 10 | 110 | 25 | 110 | 37 | 110 | 12 | 110 | 30 | 110 | 10 | 84 | 25 | 48
CRUA-3 | A | 7 | 30 | 15 | 30 | 21 | 30 | 9 | 30 | 24 | 30 | 5 | 25 | 13 | 15
CRUA-4 | A | 7 | 30 | 15 | 30 | 21 | 30 | 9 | 30 | 24 | 30 | 5 | 25 | 13 | 15
CRYRW-2 | A | 15 | 138 | 38 | 138 | 40 | 138 | 15 | 138 | 40 | 138 | 13 | 109 | 40 | 63
DAMC-1 | A | 64 | 380 | 136 | 380 | 156 | 380 | 80 | 380 | 180 | 380 | 60 | 293 | 190 | 128
DDGNO-1 | A | 9 | 108 | 25 | 108 | 26 | 108 | 10 | 108 | 26 | 108 | 9 | 97 | 25 | 81
DDGNO-2 | A | 8 | 90 | 20 | 90 | 22 | 90 | 8 | 90 | 21 | 90 | 8 | 81 | 21 | 68
DDGNO-3 | A | 9 | 102 | 24 | 102 | 25 | 102 | 9 | 102 | 25 | 102 | 9 | 92 | 24 | 77
DDGNO-4 | A | 9 | 102 | 24 | 102 | 25 | 102 | 9 | 102 | 25 | 102 | 9 | 92 | 24 | 77
DEEP-1 | A | 20 | 180 | 60 | 180 | 86 | 180 | 22 | 180 | 80 | 180 | 24 | 96 | 52 | 96
DIDCB5 | A | 40 | 330 | 104 | 330 | 125 | 330 | 55 | 330 | 140 | 330 | 40 | 185 | 105 | 185
DIDCB6 | A | 50 | 250 | 105 | 250 | 105 | 250 | 50 | 250 | 130 | 250 | 50 | 153 | 110 | 103
DINO-1 | A | 14 | 138 | 39 | 138 | 58 | 138 | 28 | 138 | 72 | 138 | 14 | 118 | 36 | 88
DINO-2 | A | 14 | 138 | 39 | 138 | 58 | 138 | 28 | 138 | 72 | 138 | 14 | 118 | 36 | 88
DINO-3 | A | 14 | 138 | 39 | 138 | 58 | 138 | 28 | 138 | 72 | 138 | 14 | 118 | 36 | 88
DINO-4 | A | 14 | 138 | 39 | 138 | 58 | 138 | 28 | 138 | 72 | 138 | 14 | 118 | 36 | 88
DINO-5 | A | 14 | 138 | 39 | 138 | 58 | 138 | 28 | 138 | 72 | 138 | 14 | 118 | 36 | 88
DINO-6 | A | 14 | 138 | 39 | 138 | 58 | 138 | 28 | 138 | 72 | 138 | 14 | 118 | 36 | 88
DRAXX-1 | A | 68 | 345 | 100 | 345 | 100 | 345 | 64 | 95 | 110 | 345 | 60 | 225 | 70 | 225
DRAXX-2 | A | 68 | 345 | 100 | 345 | 100 | 345 | 64 | 95 | 110 | 345 | 60 | 225 | 70 | 225
DRAXX-3 | A | 68 | 345 | 100 | 345 | 100 | 345 | 64 | 95 | 110 | 345 | 60 | 225 | 70 | 225
DRAXX-4 | A | 68 | 345 | 100 | 345 | 100 | 345 | 64 | 95 | 110 | 345 | 60 | 225 | 70 | 225
DRAXX-5 | A | 68 | 345 | 100 | 345 | 100 | 345 | 64 | 95 | 110 | 345 | 60 | 225 | 70 | 225
DRAXX-6 | A | 68 | 345 | 100 | 345 | 100 | 345 | 64 | 95 | 110 | 345 | 60 | 225 | 70 | 225
DRSLW-1 | A | 6 | 69 | 16 | 69 | 17 | 69 | 6 | 69 | 17 | 69 | 6 | 61 | 16 | 54
DUNGW-1 | A | 8 | 89 | 21 | 89 | 33 | 89 | 8 | 89 | 23 | 89 | 8 | 80 | 21 | 69
EAAO-1 | A | 18 | 182 | 48 | 182 | 52 | 182 | 19 | 182 | 50 | 182 | 18 | 164 | 48 | 134
EAAO-2 | A | 17 | 175 | 46 | 175 | 50 | 175 | 18 | 175 | 48 | 175 | 18 | 157 | 46 | 157
EECL-1 | A | 20 | 178 | 25 | 178 | 25 | 178 | 32 | 178 | 81 | 178 | 20 | 143 | 25 | 143
EGGPS-1 | A | 45 | 205 | 83 | 205 | 83 | 205 | 49 | 205 | 110 | 205 | 33 | 95 | 60 | 95
EGGPS-2 | A | 45 | 205 | 83 | 205 | 83 | 205 | 49 | 205 | 110 | 205 | 33 | 95 | 60 | 95
EGGPS-3 | A | 45 | 205 | 83 | 205 | 83 | 205 | 49 | 205 | 110 | 205 | 33 | 95 | 60 | 95
EGGPS-4 | A | 45 | 205 | 83 | 205 | 83 | 205 | 49 | 205 | 110 | 205 | 33 | 95 | 60 | 95
ERRO-1 | A | 1 | 21 | 1 | 21 | 1 | 21 | 2 | 21 | 5 | 21 | 1 | 17 | 1 | 17
ERRO-2 | A | 1 | 21 | 1 | 21 | 1 | 21 | 2 | 21 | 5 | 21 | 1 | 17 | 1 | 17
ERRO-3 | A | 1 | 21 | 1 | 21 | 1 | 21 | 2 | 21 | 5 | 21 | 1 | 17 | 1 | 17
FAARW-1 | A | 2 | 37 | 4 | 37 | 4 | 37 | 4 | 37 | 12 | 37 | 2 | 33 | 4 | 33
FAARW-2 | A | 2 | 37 | 4 | 37 | 4 | 37 | 4 | 37 | 12 | 37 | 2 | 33 | 4 | 33
FALGW-1 | A | 11 | 108 | 28 | 108 | 41 | 108 | 13 | 108 | 35 | 108 | 10 | 86 | 22 | 64
FASN-1 | A | 0 | 15 | 1 | 15 | 1 | 15 | 1 | 15 | 2 | 15 | 0 | 15 | 1 | 12
FASN2 | A | 0 | 15 | 1 | 15 | 1 | 15 | 1 | 15 | 2 | 15 | 0 | 15 | 1 | 12
FASN3 | A | 0 | 15 | 1 | 15 | 1 | 15 | 1 | 15 | 2 | 15 | 0 | 15 | 1 | 12
FAWN-1 | A | 10 | 52 | 25 | 52 | 40 | 52 | 13 | 52 | 32 | 52 | 11 | 37 | 27 | 27
FELL-1 | A | 9 | 63 | 21 | 63 | 22 | 63 | 10 | 63 | 24 | 63 | 9 | 63 | 22 | 63
FFES-1 | A | 10 | 35 | 27 | 35 | 30 | 35 | 9 | 35 | 22 | 35 | 4 | 27 | 6 | 27
FFES-2 | A | 10 | 35 | 27 | 35 | 30 | 35 | 9 | 35 | 22 | 35 | 4 | 27 | 6 | 27
FFES-3 | A | 10 | 35 | 27 | 35 | 30 | 35 | 9 | 35 | 22 | 35 | 4 | 27 | 6 | 27
FFES-4 | A | 10 | 35 | 27 | 35 | 30 | 35 | 9 | 35 | 22 | 35 | 4 | 27 | 6 | 27
FIDL-1 | A | 13 | 205 | 20 | 205 | 23 | 205 | 35 | 100 | 40 | 147 | 30 | 147 | 50 | 147
FIDL-2 | A | 13 | 205 | 20 | 205 | 23 | 205 | 35 | 100 | 40 | 147 | 30 | 147 | 50 | 147
FIDL-3 | A | 13 | 205 | 20 | 205 | 23 | 205 | 35 | 100 | 40 | 147 | 30 | 147 | 50 | 147
FIDL-4 | A | 13 | 205 | 20 | 205 | 23 | 205 | 35 | 100 | 40 | 147 | 30 | 147 | 50 | 147
FINL-1 | A | 0 | 14 | 1 | 14 | 1 | 14 | 1 | 14 | 2 | 14 | 0 | 14 | 1 | 11
FOYE-1 | A | 6 | 60 | 13 | 60 | 16 | 60 | 11 | 60 | 27 | 60 | 5 | 30 | 11 | 30
FOYE-2 | A | 6 | 60 | 13 | 60 | 16 | 60 | 11 | 60 | 27 | 60 | 5 | 30 | 11 | 30
GLNDO-1 | A | 6 | 80 | 12 | 45 | 17 | 45 | 12 | 45 | 25 | 45 | 8 | 65 | 18 | 45
GNFSW-1 | A | 11 | 100 | 30 | 100 | 30 | 100 | 12 | 100 | 31 | 100 | 12 | 70 | 30 | 70
GNFSW-2 | A | 7 | 64 | 18 | 64 | 18 | 64 | 8 | 64 | 18 | 64 | 6 | 49 | 15 | 49
GORDW-1 | A | 6 | 62 | 16 | 56 | 26 | 45 | 7 | 62 | 18 | 62 | 6 | 56 | 16 | 45
GRAI-6 | A | 24 | 320 | 58 | 320 | 58 | 320 | 35 | 320 | 88 | 320 | 28 | 270 | 60 | 230
GRAI-7 | A | 30 | 232 | 60 | 232 | 60 | 232 | 32 | 232 | 84 | 232 | 32 | 175 | 65 | 135
GRAI-8 | A | 26 | 232 | 58 | 232 | 58 | 232 | 32 | 232 | 84 | 232 | 32 | 175 | 65 | 135
GRIFW-1 | A | 8 | 94 | 22 | 94 | 23 | 94 | 8 | 94 | 22 | 94 | 8 | 85 | 22 | 72
GRIFW-2 | A | 8 | 94 | 22 | 94 | 23 | 94 | 8 | 94 | 22 | 94 | 8 | 85 | 22 | 72
GRMO-1 | A | 8 | 43 | 8 | 43 | 8 | 43 | 8 | 43 | 8 | 43 | 8 | 23 | 8 | 23
GYAR-1 | A | 17 | 176 | 42 | 176 | 66 | 176 | 24 | 176 | 60 | 176 | 17 | 176 | 42 | 176
GYMRO-15 | A | 6 | 145 | 15 | 145 | 15 | 145 | 6 | 145 | 15 | 145 | 6 | 44 | 15 | 44
GYMRO-17 | A | 6 | 145 | 15 | 145 | 15 | 145 | 6 | 145 | 15 | 145 | 6 | 44 | 15 | 44
GYMRO-26 | A | 6 | 145 | 15 | 145 | 15 | 145 | 6 | 145 | 15 | 145 | 6 | 44 | 15 | 44
GYMRO-28 | A | 6 | 145 | 15 | 145 | 15 | 145 | 6 | 145 | 15 | 145 | 6 | 44 | 15 | 44
HADHW-1 | A | 7 | 76 | 14 | 76 | 22 | 76 | 13 | 76 | 34 | 76 | 8 | 65 | 17 | 65
HMGTO-1 | A | 8 | 88 | 20 | 88 | 35 | 88 | 10 | 88 | 25 | 88 | 8 | 68 | 19 | 68
HMGTO-2 | A | 9 | 91 | 23 | 91 | 37 | 91 | 10 | 91 | 25 | 91 | 10 | 67 | 24 | 67
HOWAO-1 | A | 42 | 400 | 112 | 400 | 120 | 400 | 44 | 400 | 116 | 400 | 42 | 364 | 112 | 294
HOWAO-2 | A | 42 | 400 | 112 | 400 | 120 | 400 | 44 | 400 | 116 | 400 | 42 | 364 | 112 | 294
HOWAO-3 | A | 42 | 400 | 112 | 400 | 120 | 400 | 44 | 400 | 116 | 400 | 42 | 364 | 112 | 294
HRSTW-1 | A | 12 | 102 | 30 | 102 | 45 | 102 | 13 | 102 | 34 | 102 | 13 | 80 | 27 | 66
HUMR-1 | A | 60 | 533 | 150 | 533 | 200 | 533 | 80 | 533 | 200 | 533 | 62 | 419 | 155 | 251
INDQ-1 | A | 12 | 102 | 31 | 102 | 43 | 102 | 13 | 102 | 34 | 102 | 12 | 72 | 30 | 72
KEAD-1 | A | 38 | 415 | 90 | 415 | 90 | 415 | 55 | 415 | 138 | 415 | 38 | 355 | 90 | 285
KILBW-1 | A | 3 | 56 | 8 | 56 | 13 | 56 | 5 | 56 | 14 | 56 | 4 | 53 | 9 | 47
KILLPG-1 | A | 8 | 225 | 10 | 225 | 10 | 225 | 10 | 225 | 12 | 225 | 4 | 150 | 15 | 150
KILLPG-2 | A | 18 | 225 | 25 | 225 | 25 | 225 | 37 | 225 | 37 | 225 | 22 | 195 | 30 | 195
KILNS-1 | A | 30 | 290 | 72 | 290 | 84 | 290 | 42 | 290 | 114 | 290 | 18 | 104 | 45 | 104
KLYN-A-1 | A | 22 | 210 | 45 | 210 | 52 | 210 | 40 | 210 | 95 | 210 | 22 | 189 | 45 | 125
KPMRW-1 | A | 9 | 75 | 20 | 75 | 30 | 75 | 9 | 75 | 23 | 75 | 9 | 67 | 22 | 54
LAGA-1 | A | 55 | 500 | 123 | 500 | 140 | 500 | 52 | 500 | 130 | 500 | 53 | 475 | 130 | 475
LARYO-1 | A | 16 | 155 | 40 | 155 | 45 | 155 | 18 | 155 | 45 | 155 | 14 | 120 | 35 | 120
LARYO-2 | A | 16 | 158 | 40 | 158 | 45 | 158 | 18 | 158 | 45 | 158 | 14 | 120 | 35 | 120
LARYO-3 | A | 16 | 158 | 40 | 158 | 45 | 158 | 18 | 158 | 45 | 158 | 14 | 120 | 35 | 120
LARYO-4 | A | 16 | 158 | 40 | 158 | 45 | 158 | 18 | 158 | 45 | 158 | 14 | 120 | 35 | 120
LBAR-1G | A | 1 | 16 | 4 | 16 | 6 | 16 | 2 | 16 | 4 | 16 | 1 | 9 | 4 | 9
LBAR-1 | A | 39 | 360 | 88 | 360 | 88 | 360 | 55 | 360 | 145 | 360 | 41 | 270 | 90 | 270
LNCSO-1 | A | 12 | 130 | 30 | 130 | 32 | 130 | 12 | 130 | 32 | 130 | 10 | 100 | 26 | 100
LNCSO-2 | A | 13 | 140 | 34 | 140 | 36 | 140 | 14 | 140 | 36 | 140 | 12 | 125 | 32 | 125
LOAN-1 | A | 25 | 326 | 51 | 326 | 55 | 326 | 19 | 326 | 50 | 326 | 12 | 276 | 28 | 276
LOAN-2 | A | 25 | 326 | 51 | 326 | 55 | 326 | 19 | 326 | 50 | 326 | 12 | 276 | 28 | 276
LOAN-3 | A | 25 | 326 | 51 | 326 | 55 | 326 | 19 | 326 | 50 | 326 | 12 | 276 | 28 | 276
MEDP-1 | A | 30 | 380 | 76 | 330 | 76 | 330 | 48 | 380 | 105 | 380 | 31 | 330 | 79 | 290
MILWW-1 | A | 6 | 32 | 8 | 54 | 13 | 54 | 5 | 54 | 14 | 54 | 3 | 43 | 8 | 43
MKHLW-1 | A | 4 | 42 | 10 | 42 | 12 | 42 | 5 | 42 | 13 | 42 | 5 | 37 | 12 | 30
MRWD-1 | A | 43 | 448 | 100 | 448 | 112 | 448 | 67 | 448 | 160 | 448 | 36 | 328 | 93 | 328
NANT-1 | A | 0 | 15 | 0 | 15 | 0 | 15 | 0 | 15 | 1 | 15 | 0 | 15 | 0 | 15
PEHE-1 | A | 42 | 420 | 72 | 420 | 72 | 420 | 83 | 420 | 117 | 420 | 35 | 350 | 84 | 260
PEHE-2 | A | 16 | 490 | 40 | 265 | 42 | 490 | 0 | 0 | 0 | 0 | 0 | 490 | 0 | 490
PEMB-11 | A | 38 | 113 | 63 | 276 | 63 | 276 | 33 | 276 | 90 | 276 | 35 | 241 | 64 | 210
PEMB-21 | A | 38 | 113 | 63 | 276 | 63 | 276 | 33 | 276 | 90 | 276 | 35 | 241 | 64 | 210
PEMB-31 | A | 38 | 113 | 63 | 276 | 63 | 276 | 33 | 276 | 90 | 276 | 35 | 241 | 64 | 210
PEMB-41 | A | 38 | 113 | 63 | 276 | 63 | 276 | 33 | 276 | 90 | 276 | 35 | 241 | 64 | 210
PEMB-51 | A | 38 | 113 | 63 | 276 | 63 | 276 | 33 | 276 | 90 | 276 | 35 | 241 | 64 | 210
PETEM1 | A | 20 | 180 | 46 | 180 | 52 | 180 | 24 | 180 | 58 | 180 | 20 | 150 | 50 | 100
RATS-1 | A | 50 | 270 | 90 | 270 | 90 | 270 | 36 | 270 | 50 | 270 | 42 | 105 | 75 | 155
RATS-2 | A | 40 | 270 | 90 | 270 | 100 | 270 | 36 | 270 | 50 | 270 | 40 | 195 | 75 | 195
RATS-3 | A | 40 | 270 | 90 | 270 | 100 | 270 | 36 | 270 | 50 | 270 | 40 | 195 | 75 | 195
RATS-4 | A | 40 | 270 | 95 | 270 | 100 | 270 | 36 | 270 | 50 | 270 | 40 | 195 | 75 | 195
RMPNO-1 | A | 18 | 180 | 45 | 180 | 72 | 180 | 20 | 180 | 50 | 180 | 18 | 130 | 47 | 130
RMPNO-2 | A | 18 | 180 | 45 | 180 | 72 | 180 | 20 | 180 | 50 | 180 | 18 | 130 | 47 | 130
ROCK-1 | A | 36 | 400 | 50 | 400 | 54 | 400 | 60 | 400 | 160 | 400 | 33 | 220 | 53 | 220
RYHPS-1 | A | 30 | 305 | 48 | 305 | 66 | 305 | 42 | 305 | 51 | 305 | 30 | 130 | 42 | 68
SCCL-1 | A | 35 | 180 | 70 | 180 | 70 | 180 | 40 | 180 | 95 | 180 | 40 | 100 | 100 | 50
SCCL-2 | A | 35 | 180 | 70 | 180 | 70 | 180 | 40 | 180 | 95 | 180 | 40 | 100 | 100 | 50
SCCL-3 | A | 35 | 180 | 70 | 180 | 70 | 180 | 40 | 180 | 95 | 180 | 40 | 100 | 100 | 50
SEAB-1 | A | 44 | 254 | 125 | 254 | 150 | 254 | 55 | 254 | 150 | 254 | 75 | 164 | 176 | 38
SEAB-2 | A | 31 | 138 | 76 | 138 | 86 | 138 | 32 | 138 | 82 | 138 | 37 | 73 | 90 | 43
SEEL-1 | A | 23 | 170 | 38 | 170 | 38 | 170 | 24 | 170 | 70 | 170 | 19 | 135 | 38 | 100
SHBA-1 | A | 33 | 420 | 79 | 420 | 91 | 420 | 59 | 420 | 150 | 420 | 37 | 336 | 95 | 252
SHBA-2 | A | 32 | 319 | 70 | 319 | 76 | 319 | 35 | 319 | 93 | 319 | 32 | 270 | 70 | 217
SHOS-1 | A | 18 | 160 | 24 | 160 | 24 | 160 | 30 | 160 | 75 | 160 | 18 | 135 | 24 | 135
SHRSO-1 | A | 16 | 157 | 44 | 157 | 46 | 157 | 17 | 157 | 46 | 157 | 16 | 141 | 43 | 113
SHRSO-2 | A | 16 | 157 | 44 | 157 | 46 | 157 | 17 | 157 | 46 | 157 | 16 | 141 | 43 | 113
SIZB-1 | A | 38 | 283 | 45 | 283 | 45 | 283 | 45 | 283 | 45 | 283 | 40 | 283 | 46 | 283
SIZB-2 | A | 38 | 283 | 45 | 283 | 45 | 283 | 45 | 283 | 45 | 283 | 40 | 283 | 46 | 283
SLOY-1 | A | 0 | 38 | 1 | 38 | 1 | 38 | 1 | 38 | 2 | 38 | 0 | 38 | 1 | 30
SLOY-2 | A | 0 | 38 | 1 | 38 | 1 | 38 | 1 | 38 | 2 | 38 | 0 | 38 | 1 | 30
SLOY-3 | A | 0 | 38 | 1 | 38 | 1 | 38 | 1 | 38 | 2 | 38 | 0 | 38 | 1 | 30
SLOY-4 | A | 0 | 28 | 1 | 28 | 1 | 28 | 1 | 28 | 2 | 28 | 0 | 28 | 1 | 22
SPLN-1 | A | 40 | 380 | 100 | 380 | 110 | 380 | 50 | 380 | 120 | 380 | 30 | 380 | 90 | 300
STAY-1 | A | 35 | 265 | 62 | 265 | 62 | 265 | 35 | 265 | 89 | 265 | 34 | 192 | 63 | 192
STAY-2 | A | 35 | 265 | 62 | 265 | 62 | 265 | 35 | 265 | 89 | 265 | 34 | 192 | 63 | 192
STAY-3 | A | 35 | 265 | 62 | 265 | 62 | 265 | 35 | 265 | 89 | 265 | 34 | 192 | 63 | 192
STAY-4 | A | 35 | 265 | 62 | 265 | 62 | 265 | 35 | 265 | 89 | 265 | 34 | 192 | 63 | 192
STRNW-1 | A | 6 | 52 | 16 | 52 | 26 | 52 | 7 | 60 | 17 | 60 | 6 | 52 | 17 | 42
SUTB-1 | A | 36 | 380 | 104 | 380 | 148 | 380 | 52 | 380 | 132 | 380 | 47 | 250 | 107 | 250
SVRP-10 | A | 20 | 225 | 50 | 225 | 70 | 225 | 32 | 225 | 80 | 225 | 20 | 172 | 50 | 172
SVRP-20 | A | 20 | 225 | 50 | 225 | 70 | 225 | 32 | 225 | 80 | 225 | 20 | 172 | 50 | 172
USKM-13 | A | 6 | 49 | 15 | 49 | 17 | 49 | 8 | 49 | 19 | 49 | 7 | 36 | 8 | 36
USKM-14 | A | 6 | 49 | 15 | 49 | 17 | 49 | 8 | 49 | 19 | 49 | 7 | 36 | 8 | 36
USKM-15 | A | 6 | 49 | 15 | 49 | 17 | 49 | 8 | 49 | 19 | 49 | 7 | 36 | 8 | 36
WBUPS-1 | A | 30 | 113 | 48 | 153 | 48 | 153 | 32 | 113 | 50 | 113 | 40 | 153 | 65 | 113
WBUPS-2 | A | 30 | 133 | 48 | 173 | 48 | 173 | 32 | 133 | 50 | 133 | 40 | 173 | 65 | 133
WBUPS-3 | A | 30 | 133 | 48 | 173 | 48 | 173 | 32 | 133 | 50 | 133 | 40 | 173 | 65 | 133
WBUPS-4 | A | 30 | 113 | 48 | 153 | 48 | 153 | 32 | 113 | 50 | 113 | 40 | 153 | 65 | 113
WBURB-1 | A | 22 | 240 | 48 | 240 | 62 | 240 | 27 | 240 | 69 | 240 | 20 | 200 | 50 | 120
WBURB-2 | A | 25 | 255 | 52 | 255 | 62 | 255 | 26 | 255 | 67 | 255 | 22 | 215 | 52 | 135
WBURB-3 | A | 23 | 255 | 48 | 255 | 62 | 255 | 27 | 255 | 67 | 255 | 20 | 215 | 52 | 135
WDNSO-1 | A | 21 | 191 | 54 | 191 | 57 | 191 | 21 | 191 | 57 | 191 | 21 | 170 | 55 | 136
WDNSO-2 | A | 21 | 191 | 54 | 191 | 57 | 191 | 21 | 191 | 57 | 191 | 21 | 170 | 55 | 136
WHILW-1 | A | 31 | 322 | 84 | 322 | 90 | 322 | 33 | 322 | 90 | 322 | 32 | 255 | 86 | 210
WHILW-2 | A | 19 | 163 | 33 | 163 | 35 | 163 | 20 | 163 | 52 | 163 | 21 | 142 | 43 | 119
WLNYO-2 | A | 19 | 182 | 51 | 182 | 54 | 182 | 20 | 182 | 53 | 182 | 20 | 158 | 51 | 130
WLNYW-1 | A | 19 | 182 | 51 | 182 | 54 | 182 | 20 | 182 | 53 | 182 | 20 | 158 | 51 | 130
WTMSO-1 | A | 22 | 200 | 58 | 200 | 62 | 200 | 23 | 200 | 61 | 200 | 23 | 140 | 60 | 140

## Oct 2022
MW Response Capability by BMU
|  | Primary Response (Max MWhrs) | [5 empty] | Secondary Response (Max Mwhrs) |  |  |  | High Frequency Response (Max MWhrs)
UNIT | Mode | 0.2Hz | Genset Deload (MW) | 0.5Hz | Genset Deload (MW) | 0.8Hz | Genset Deload (MW) | 0.2/0.2Hz | Genset Deload (MW) | 0.5/0.5Hz | Genset Deload (MW) | 0.2Hz | Genset Deload (MW) | 0.5Hz | Genset Deload (MW)
ABTH7 | A | 40 | 250 | 72 | 250 | 72 | 250 | 48 | 250 | 120 | 250 | 38 | 185 | 55 | 185
ABTH8 | A | 40 | 250 | 72 | 250 | 72 | 250 | 48 | 250 | 120 | 250 | 38 | 185 | 55 | 185
ABTH9 | A | 30 | 240 | 80 | 240 | 80 | 240 | 40 | 240 | 120 | 240 | 38 | 125 | 52 | 125
ARCHW-1 | A | 10 | 92 | 25 | 92 | 25 | 92 | 12 | 92 | 30 | 92 | 11 | 73 | 24 | 56
BAGE-1 | A | 30 | 255 | 70 | 255 | 90 | 255 | 35 | 255 | 90 | 255 | 28 | 220 | 70 | 185
BAGE-2 | A | 3 | 17 | 8 | 17 | 12 | 17 | 4 | 17 | 9 | 17 | 2 | 17 | 5 | 17
BARKB2 | A | 33 | 210 | 82 | 210 | 108 | 210 | 39 | 210 | 97 | 210 | 31 | 120 | 84 | 120
BARK-1 | A | 22 | 140 | 55 | 140 | 72 | 140 | 26 | 140 | 65 | 140 | 21 | 80 | 54 | 80
BHLAW-1 | A | 7 | 98 | 16 | 98 | 19 | 98 | 10 | 98 | 26 | 98 | 8 | 87 | 18 | 78
BLLA-1 | A | 6 | 99 | 13 | 99 | 13 | 99 | 15 | 99 | 39 | 99 | 9 | 83 | 16 | 83
BRBEO-1 | A | 20 | 258 | 50 | 258 | 50 | 258 | 22 | 258 | 63 | 258 | 17 | 194 | 46 | 194
BRDUW-1 | A | 6 | 58 | 17 | 58 | 17 | 58 | 7 | 58 | 17 | 58 | 6 | 36 | 17 | 36
BRGG-1 | A | 16 | 110 | 32 | 110 | 48 | 110 | 16 | 110 | 40 | 110 | 14 | 96 | 34 | 46
BRYP-1 | A | 15 | 82 | 25 | 82 | 31 | 82 | 22 | 82 | 37 | 82 | 10 | 82 | 27 | 47
BURBW-1 | A | 0 | 90 | 0 | 90 | 0 | 90 | 0 | 0 | 0 | 0 | 0 | 90 | 0 | 90
CARR-1 | A | 35 | 269 | 58 | 269 | 58 | 269 | 35 | 325 | 88 | 325 | 34 | 269 | 56 | 269
CARR-2 | A | 35 | 269 | 58 | 269 | 58 | 269 | 35 | 325 | 88 | 325 | 34 | 269 | 56 | 269
CDCL-1 | A | 30 | 231 | 46 | 231 | 46 | 231 | 34 | 231 | 45 | 231 | 29 | 172 | 72 | 135
CLAC-1 | A | 3 | 28 | 8 | 28 | 13 | 28 | 3 | 36 | 9 | 36 | 3 | 28 | 8 | 28
CLDCW-1 | A | 14 | 14 | 34 | 113 | 36 | 113 | 13 | 113 | 35 | 113 | 13 | 99 | 34 | 78
CLDNW-1 | A | 13 | 108 | 33 | 108 | 35 | 108 | 13 | 108 | 35 | 108 | 12 | 95 | 33 | 74
CLDSW-1 | A | 16 | 129 | 40 | 129 | 43 | 129 | 16 | 129 | 42 | 129 | 16 | 113 | 41 | 88
CNQPS-1 | A | 22 | 170 | 55 | 170 | 55 | 170 | 28 | 170 | 70 | 170 | 26 | 120 | 60 | 105
CNQPS-2 | A | 22 | 170 | 55 | 170 | 55 | 170 | 28 | 170 | 70 | 170 | 22 | 120 | 55 | 105
CNQPS-3 | A | 22 | 170 | 55 | 170 | 55 | 170 | 28 | 170 | 70 | 170 | 22 | 120 | 55 | 105
CNQPS-4 | A | 22 | 170 | 55 | 170 | 55 | 170 | 28 | 170 | 70 | 170 | 28 | 105 | 55 | 105
CORB-1 | A | 10 | 130 | 30 | 130 | 50 | 130 | 28 | 130 | 60 | 130 | 15 | 95 | 40 | 60
COSO-1 | A | 20 | 380 | 40 | 380 | 50 | 380 | 60 | 380 | 140 | 380 | 17 | 304 | 40 | 304
COTPS-1 | A | 29 | 277 | 50 | 277 | 62 | 277 | 35 | 60 | 63 | 277 | 30 | 122 | 60 | 122
COTPS-2 | A | 29 | 287 | 50 | 287 | 62 | 287 | 35 | 60 | 63 | 287 | 30 | 122 | 60 | 122
COTPS-3 | A | 29 | 287 | 50 | 287 | 62 | 287 | 35 | 60 | 63 | 287 | 30 | 122 | 60 | 122
COTPS-4 | A | 29 | 277 | 50 | 277 | 62 | 277 | 35 | 60 | 63 | 277 | 30 | 122 | 60 | 122
COWE1 | A | 7 | 30 | 17 | 30 | 17 | 30 | 7 | 30 | 17 | 30 | 7 | 30 | 17 | 30
COWE2 | A | 7 | 30 | 17 | 30 | 17 | 30 | 7 | 30 | 17 | 30 | 7 | 30 | 17 | 30
CRUA-1 | A | 10 | 110 | 25 | 110 | 37 | 110 | 12 | 110 | 30 | 110 | 10 | 84 | 25 | 48
CRUA-2 | A | 10 | 110 | 25 | 110 | 37 | 110 | 12 | 110 | 30 | 110 | 10 | 84 | 25 | 48
CRUA-3 | A | 7 | 30 | 15 | 30 | 21 | 30 | 9 | 30 | 24 | 30 | 5 | 25 | 13 | 15
CRUA-4 | A | 7 | 30 | 15 | 30 | 21 | 30 | 9 | 30 | 24 | 30 | 5 | 25 | 13 | 15
CRYRW-2 | A | 15 | 138 | 38 | 138 | 40 | 138 | 15 | 138 | 40 | 138 | 13 | 109 | 40 | 63
DAMC-1 | A | 64 | 380 | 136 | 380 | 156 | 380 | 80 | 380 | 180 | 380 | 60 | 293 | 190 | 128
DDGNO-1 | A | 9 | 108 | 25 | 108 | 26 | 108 | 10 | 108 | 26 | 108 | 9 | 97 | 25 | 81
DDGNO-2 | A | 8 | 90 | 20 | 90 | 22 | 90 | 8 | 90 | 21 | 90 | 8 | 81 | 21 | 68
DDGNO-3 | A | 9 | 102 | 24 | 102 | 25 | 102 | 9 | 102 | 25 | 102 | 9 | 92 | 24 | 77
DDGNO-4 | A | 9 | 102 | 24 | 102 | 25 | 102 | 9 | 102 | 25 | 102 | 9 | 92 | 24 | 77
DEEP-1 | A | 20 | 180 | 60 | 180 | 86 | 180 | 22 | 180 | 80 | 180 | 24 | 96 | 52 | 96
DIDCB5 | A | 40 | 330 | 104 | 330 | 125 | 330 | 55 | 330 | 140 | 330 | 40 | 185 | 105 | 185
DIDCB6 | A | 50 | 250 | 105 | 250 | 105 | 250 | 50 | 250 | 130 | 250 | 50 | 153 | 110 | 103
DINO-1 | A | 14 | 138 | 39 | 138 | 58 | 138 | 28 | 138 | 72 | 138 | 14 | 118 | 36 | 88
DINO-2 | A | 14 | 138 | 39 | 138 | 58 | 138 | 28 | 138 | 72 | 138 | 14 | 118 | 36 | 88
DINO-3 | A | 14 | 138 | 39 | 138 | 58 | 138 | 28 | 138 | 72 | 138 | 14 | 118 | 36 | 88
DINO-4 | A | 14 | 138 | 39 | 138 | 58 | 138 | 28 | 138 | 72 | 138 | 14 | 118 | 36 | 88
DINO-5 | A | 14 | 138 | 39 | 138 | 58 | 138 | 28 | 138 | 72 | 138 | 14 | 118 | 36 | 88
DINO-6 | A | 14 | 138 | 39 | 138 | 58 | 138 | 28 | 138 | 72 | 138 | 14 | 118 | 36 | 88
DRAXX-1 | A | 68 | 345 | 100 | 345 | 100 | 345 | 64 | 95 | 110 | 345 | 60 | 225 | 70 | 225
DRAXX-2 | A | 68 | 345 | 100 | 345 | 100 | 345 | 64 | 95 | 110 | 345 | 60 | 225 | 70 | 225
DRAXX-3 | A | 68 | 345 | 100 | 345 | 100 | 345 | 64 | 95 | 110 | 345 | 60 | 225 | 70 | 225
DRAXX-4 | A | 68 | 345 | 100 | 345 | 100 | 345 | 64 | 95 | 110 | 345 | 60 | 225 | 70 | 225
DRAXX-5 | A | 68 | 345 | 100 | 345 | 100 | 345 | 64 | 95 | 110 | 345 | 60 | 225 | 70 | 225
DRAXX-6 | A | 68 | 345 | 100 | 345 | 100 | 345 | 64 | 95 | 110 | 345 | 60 | 225 | 70 | 225
DRSLW-1 | A | 6 | 69 | 16 | 69 | 17 | 69 | 6 | 69 | 17 | 69 | 6 | 61 | 16 | 54
DUNGW-1 | A | 8 | 89 | 21 | 89 | 33 | 89 | 8 | 89 | 23 | 89 | 8 | 80 | 21 | 69
EAAO-1 | A | 18 | 182 | 48 | 182 | 52 | 182 | 19 | 182 | 50 | 182 | 18 | 164 | 48 | 134
EAAO-2 | A | 17 | 175 | 46 | 175 | 50 | 175 | 18 | 175 | 48 | 175 | 18 | 157 | 46 | 157
EECL-1 | A | 20 | 178 | 25 | 178 | 25 | 178 | 32 | 178 | 81 | 178 | 20 | 143 | 25 | 143
EGGPS-1 | A | 45 | 205 | 83 | 205 | 83 | 205 | 49 | 205 | 110 | 205 | 33 | 95 | 60 | 95
EGGPS-2 | A | 45 | 205 | 83 | 205 | 83 | 205 | 49 | 205 | 110 | 205 | 33 | 95 | 60 | 95
EGGPS-3 | A | 45 | 205 | 83 | 205 | 83 | 205 | 49 | 205 | 110 | 205 | 33 | 95 | 60 | 95
EGGPS-4 | A | 45 | 205 | 83 | 205 | 83 | 205 | 49 | 205 | 110 | 205 | 33 | 95 | 60 | 95
ERRO-1 | A | 1 | 21 | 1 | 21 | 1 | 21 | 2 | 21 | 5 | 21 | 1 | 17 | 1 | 17
ERRO-2 | A | 1 | 21 | 1 | 21 | 1 | 21 | 2 | 21 | 5 | 21 | 1 | 17 | 1 | 17
ERRO-3 | A | 1 | 21 | 1 | 21 | 1 | 21 | 2 | 21 | 5 | 21 | 1 | 17 | 1 | 17
FAARW-1 | A | 2 | 37 | 4 | 37 | 4 | 37 | 4 | 37 | 12 | 37 | 2 | 33 | 4 | 33
FAARW-2 | A | 2 | 37 | 4 | 37 | 4 | 37 | 4 | 37 | 12 | 37 | 2 | 33 | 4 | 33
FALGW-1 | A | 11 | 108 | 28 | 108 | 41 | 108 | 13 | 108 | 35 | 108 | 10 | 86 | 22 | 64
FASN-1 | A | 0 | 15 | 1 | 15 | 1 | 15 | 1 | 15 | 2 | 15 | 0 | 15 | 1 | 12
FASN2 | A | 0 | 15 | 1 | 15 | 1 | 15 | 1 | 15 | 2 | 15 | 0 | 15 | 1 | 12
FASN3 | A | 0 | 15 | 1 | 15 | 1 | 15 | 1 | 15 | 2 | 15 | 0 | 15 | 1 | 12
FAWN-1 | A | 10 | 52 | 25 | 52 | 40 | 52 | 13 | 52 | 32 | 52 | 11 | 37 | 27 | 27
FELL-1 | A | 9 | 63 | 21 | 63 | 22 | 63 | 10 | 63 | 24 | 63 | 9 | 63 | 22 | 63
FFES-1 | A | 10 | 35 | 27 | 35 | 30 | 35 | 9 | 35 | 22 | 35 | 4 | 27 | 6 | 27
FFES-2 | A | 10 | 35 | 27 | 35 | 30 | 35 | 9 | 35 | 22 | 35 | 4 | 27 | 6 | 27
FFES-3 | A | 10 | 35 | 27 | 35 | 30 | 35 | 9 | 35 | 22 | 35 | 4 | 27 | 6 | 27
FFES-4 | A | 10 | 35 | 27 | 35 | 30 | 35 | 9 | 35 | 22 | 35 | 4 | 27 | 6 | 27
FIDL-1 | A | 13 | 205 | 20 | 205 | 23 | 205 | 35 | 100 | 40 | 147 | 30 | 147 | 50 | 147
FIDL-2 | A | 13 | 205 | 20 | 205 | 23 | 205 | 35 | 100 | 40 | 147 | 30 | 147 | 50 | 147
FIDL-3 | A | 13 | 205 | 20 | 205 | 23 | 205 | 35 | 100 | 40 | 147 | 30 | 147 | 50 | 147
FIDL-4 | A | 13 | 205 | 20 | 205 | 23 | 205 | 35 | 100 | 40 | 147 | 30 | 147 | 50 | 147
FINL-1 | A | 0 | 14 | 1 | 14 | 1 | 14 | 1 | 14 | 2 | 14 | 0 | 14 | 1 | 11
FOYE-1 | A | 6 | 60 | 13 | 60 | 16 | 60 | 11 | 60 | 27 | 60 | 5 | 30 | 11 | 30
FOYE-2 | A | 6 | 60 | 13 | 60 | 16 | 60 | 11 | 60 | 27 | 60 | 5 | 30 | 11 | 30
GLNDO-1 | A | 6 | 80 | 12 | 45 | 17 | 45 | 12 | 45 | 25 | 45 | 8 | 65 | 18 | 45
GNFSW-1 | A | 11 | 100 | 30 | 100 | 30 | 100 | 12 | 100 | 31 | 100 | 12 | 70 | 30 | 70
GNFSW-2 | A | 7 | 64 | 18 | 64 | 18 | 64 | 8 | 64 | 18 | 64 | 6 | 49 | 15 | 49
GORDW-1 | A | 6 | 62 | 16 | 56 | 26 | 45 | 7 | 62 | 18 | 62 | 6 | 56 | 16 | 45
GRAI-6 | A | 24 | 320 | 58 | 320 | 58 | 320 | 35 | 320 | 88 | 320 | 28 | 270 | 60 | 230
GRAI-7 | A | 30 | 232 | 60 | 232 | 60 | 232 | 32 | 232 | 84 | 232 | 32 | 175 | 65 | 135
GRAI-8 | A | 26 | 232 | 58 | 232 | 58 | 232 | 32 | 232 | 84 | 232 | 32 | 175 | 65 | 135
GRIFW-1 | A | 8 | 94 | 22 | 94 | 23 | 94 | 8 | 94 | 22 | 94 | 8 | 85 | 22 | 72
GRIFW-2 | A | 8 | 94 | 22 | 94 | 23 | 94 | 8 | 94 | 22 | 94 | 8 | 85 | 22 | 72
GRMO-1 | A | 8 | 43 | 8 | 43 | 8 | 43 | 8 | 43 | 8 | 43 | 8 | 23 | 8 | 23
GYAR-1 | A | 17 | 176 | 42 | 176 | 66 | 176 | 24 | 176 | 60 | 176 | 17 | 176 | 42 | 176
GYMRO-15 | A | 6 | 145 | 15 | 145 | 15 | 145 | 6 | 145 | 15 | 145 | 6 | 44 | 15 | 44
GYMRO-17 | A | 6 | 145 | 15 | 145 | 15 | 145 | 6 | 145 | 15 | 145 | 6 | 44 | 15 | 44
GYMRO-26 | A | 6 | 145 | 15 | 145 | 15 | 145 | 6 | 145 | 15 | 145 | 6 | 44 | 15 | 44
GYMRO-28 | A | 6 | 145 | 15 | 145 | 15 | 145 | 6 | 145 | 15 | 145 | 6 | 44 | 15 | 44
HADHW-1 | A | 7 | 76 | 14 | 76 | 22 | 76 | 13 | 76 | 34 | 76 | 8 | 65 | 17 | 65
HMGTO-1 | A | 8 | 88 | 20 | 88 | 35 | 88 | 10 | 88 | 25 | 88 | 8 | 68 | 19 | 68
HMGTO-2 | A | 9 | 91 | 23 | 91 | 37 | 91 | 10 | 91 | 25 | 91 | 10 | 67 | 24 | 67
HOWAO-1 | A | 42 | 400 | 112 | 400 | 120 | 400 | 44 | 400 | 116 | 400 | 42 | 364 | 112 | 294
HOWAO-2 | A | 42 | 400 | 112 | 400 | 120 | 400 | 44 | 400 | 116 | 400 | 42 | 364 | 112 | 294
HOWAO-3 | A | 42 | 400 | 112 | 400 | 120 | 400 | 44 | 400 | 116 | 400 | 42 | 364 | 112 | 294
HRSTW-1 | A | 12 | 102 | 30 | 102 | 45 | 102 | 13 | 102 | 34 | 102 | 13 | 80 | 27 | 66
HUMR-1 | A | 60 | 533 | 150 | 533 | 200 | 533 | 80 | 533 | 200 | 533 | 62 | 419 | 155 | 251
INDQ-1 | A | 12 | 102 | 31 | 102 | 43 | 102 | 13 | 102 | 34 | 102 | 12 | 72 | 30 | 72
KEAD-1 | A | 38 | 415 | 90 | 415 | 90 | 415 | 55 | 415 | 138 | 415 | 38 | 355 | 90 | 285
KILBW-1 | A | 3 | 56 | 8 | 56 | 13 | 56 | 5 | 56 | 14 | 56 | 4 | 53 | 9 | 47
KILLPG-1 | A | 8 | 225 | 10 | 225 | 10 | 225 | 10 | 225 | 12 | 225 | 4 | 150 | 15 | 150
KILLPG-2 | A | 18 | 225 | 25 | 225 | 25 | 225 | 37 | 225 | 37 | 225 | 22 | 195 | 30 | 195
KILNS-1 | A | 30 | 290 | 72 | 290 | 84 | 290 | 42 | 290 | 114 | 290 | 18 | 104 | 45 | 104
KLYN-A-1 | A | 22 | 210 | 45 | 210 | 52 | 210 | 40 | 210 | 95 | 210 | 22 | 189 | 45 | 125
KPMRW-1 | A | 9 | 75 | 20 | 75 | 30 | 75 | 9 | 75 | 23 | 75 | 9 | 67 | 22 | 54
LAGA-1 | A | 55 | 500 | 123 | 500 | 140 | 500 | 52 | 500 | 130 | 500 | 53 | 475 | 130 | 475
LARYO-1 | A | 16 | 155 | 40 | 155 | 45 | 155 | 18 | 155 | 45 | 155 | 14 | 120 | 35 | 120
LARYO-2 | A | 16 | 158 | 40 | 158 | 45 | 158 | 18 | 158 | 45 | 158 | 14 | 120 | 35 | 120
LARYO-3 | A | 16 | 158 | 40 | 158 | 45 | 158 | 18 | 158 | 45 | 158 | 14 | 120 | 35 | 120
LARYO-4 | A | 16 | 158 | 40 | 158 | 45 | 158 | 18 | 158 | 45 | 158 | 14 | 120 | 35 | 120
LBAR-1G | A | 1 | 16 | 4 | 16 | 6 | 16 | 2 | 16 | 4 | 16 | 1 | 9 | 4 | 9
LBAR-1 | A | 39 | 360 | 88 | 360 | 88 | 360 | 55 | 360 | 145 | 360 | 41 | 270 | 90 | 270
LNCSO-1 | A | 12 | 130 | 30 | 130 | 32 | 130 | 12 | 130 | 32 | 130 | 10 | 100 | 26 | 100
LNCSO-2 | A | 13 | 140 | 34 | 140 | 36 | 140 | 14 | 140 | 36 | 140 | 12 | 125 | 32 | 125
LOAN-1 | A | 25 | 326 | 51 | 326 | 55 | 326 | 19 | 326 | 50 | 326 | 12 | 276 | 28 | 276
LOAN-2 | A | 25 | 326 | 51 | 326 | 55 | 326 | 19 | 326 | 50 | 326 | 12 | 276 | 28 | 276
LOAN-3 | A | 25 | 326 | 51 | 326 | 55 | 326 | 19 | 326 | 50 | 326 | 12 | 276 | 28 | 276
MEDP-1 | A | 30 | 380 | 76 | 330 | 76 | 330 | 48 | 380 | 105 | 380 | 31 | 330 | 79 | 290
MILWW-1 | A | 6 | 32 | 8 | 54 | 13 | 54 | 5 | 54 | 14 | 54 | 3 | 43 | 8 | 43
MKHLW-1 | A | 4 | 42 | 10 | 42 | 12 | 42 | 5 | 42 | 13 | 42 | 5 | 37 | 12 | 30
MRWD-1 | A | 43 | 448 | 100 | 448 | 112 | 448 | 67 | 448 | 160 | 448 | 36 | 328 | 93 | 328
NANT-1 | A | 0 | 15 | 0 | 15 | 0 | 15 | 0 | 15 | 1 | 15 | 0 | 15 | 0 | 15
PEHE-1 | A | 42 | 420 | 72 | 420 | 72 | 420 | 83 | 420 | 117 | 420 | 35 | 350 | 84 | 260
PEHE-2 | A | 16 | 490 | 40 | 265 | 42 | 490 | 0 | 0 | 0 | 0 | 0 | 490 | 0 | 490
PEMB-11 | A | 38 | 113 | 63 | 276 | 63 | 276 | 33 | 276 | 90 | 276 | 35 | 241 | 64 | 210
PEMB-21 | A | 38 | 113 | 63 | 276 | 63 | 276 | 33 | 276 | 90 | 276 | 35 | 241 | 64 | 210
PEMB-31 | A | 38 | 113 | 63 | 276 | 63 | 276 | 33 | 276 | 90 | 276 | 35 | 241 | 64 | 210
PEMB-41 | A | 38 | 113 | 63 | 276 | 63 | 276 | 33 | 276 | 90 | 276 | 35 | 241 | 64 | 210
PEMB-51 | A | 38 | 113 | 63 | 276 | 63 | 276 | 33 | 276 | 90 | 276 | 35 | 241 | 64 | 210
PETEM1 | A | 20 | 180 | 46 | 180 | 52 | 180 | 24 | 180 | 58 | 180 | 20 | 150 | 50 | 100
RATS-1 | A | 50 | 270 | 90 | 270 | 90 | 270 | 36 | 270 | 50 | 270 | 42 | 105 | 75 | 155
RATS-2 | A | 40 | 270 | 90 | 270 | 100 | 270 | 36 | 270 | 50 | 270 | 40 | 195 | 75 | 195
RATS-3 | A | 40 | 270 | 90 | 270 | 100 | 270 | 36 | 270 | 50 | 270 | 40 | 195 | 75 | 195
RATS-4 | A | 40 | 270 | 95 | 270 | 100 | 270 | 36 | 270 | 50 | 270 | 40 | 195 | 75 | 195
RMPNO-1 | A | 18 | 180 | 45 | 180 | 72 | 180 | 20 | 180 | 50 | 180 | 18 | 130 | 47 | 130
RMPNO-2 | A | 18 | 180 | 45 | 180 | 72 | 180 | 20 | 180 | 50 | 180 | 18 | 130 | 47 | 130
ROCK-1 | A | 36 | 400 | 50 | 400 | 54 | 400 | 60 | 400 | 160 | 400 | 33 | 220 | 53 | 220
RYHPS-1 | A | 30 | 305 | 48 | 305 | 66 | 305 | 42 | 305 | 51 | 305 | 30 | 130 | 42 | 68
SCCL-1 | A | 35 | 180 | 70 | 180 | 70 | 180 | 40 | 180 | 95 | 180 | 40 | 100 | 100 | 50
SCCL-2 | A | 35 | 180 | 70 | 180 | 70 | 180 | 40 | 180 | 95 | 180 | 40 | 100 | 100 | 50
SCCL-3 | A | 35 | 180 | 70 | 180 | 70 | 180 | 40 | 180 | 95 | 180 | 40 | 100 | 100 | 50
SEAB-1 | A | 44 | 254 | 125 | 254 | 150 | 254 | 55 | 254 | 150 | 254 | 75 | 164 | 176 | 38
SEAB-2 | A | 31 | 138 | 76 | 138 | 86 | 138 | 32 | 138 | 82 | 138 | 37 | 73 | 90 | 43
SEEL-1 | A | 23 | 170 | 38 | 170 | 38 | 170 | 24 | 170 | 70 | 170 | 19 | 135 | 38 | 100
SHBA-1 | A | 33 | 420 | 79 | 420 | 91 | 420 | 59 | 420 | 150 | 420 | 37 | 336 | 95 | 252
SHBA-2 | A | 32 | 319 | 70 | 319 | 76 | 319 | 35 | 319 | 93 | 319 | 32 | 270 | 70 | 217
SHOS-1 | A | 18 | 160 | 24 | 160 | 24 | 160 | 30 | 160 | 75 | 160 | 18 | 135 | 24 | 135
SHRSO-1 | A | 16 | 157 | 44 | 157 | 46 | 157 | 17 | 157 | 46 | 157 | 16 | 141 | 43 | 113
SHRSO-2 | A | 16 | 157 | 44 | 157 | 46 | 157 | 17 | 157 | 46 | 157 | 16 | 141 | 43 | 113
SIZB-1 | A | 38 | 283 | 45 | 283 | 45 | 283 | 45 | 283 | 45 | 283 | 40 | 283 | 46 | 283
SIZB-2 | A | 38 | 283 | 45 | 283 | 45 | 283 | 45 | 283 | 45 | 283 | 40 | 283 | 46 | 283
SLOY-1 | A | 0 | 38 | 1 | 38 | 1 | 38 | 1 | 38 | 2 | 38 | 0 | 38 | 1 | 30
SLOY-2 | A | 0 | 38 | 1 | 38 | 1 | 38 | 1 | 38 | 2 | 38 | 0 | 38 | 1 | 30
SLOY-3 | A | 0 | 38 | 1 | 38 | 1 | 38 | 1 | 38 | 2 | 38 | 0 | 38 | 1 | 30
SLOY-4 | A | 0 | 28 | 1 | 28 | 1 | 28 | 1 | 28 | 2 | 28 | 0 | 28 | 1 | 22
SPLN-1 | A | 40 | 380 | 100 | 380 | 110 | 380 | 50 | 380 | 120 | 380 | 30 | 380 | 90 | 300
STAY-1 | A | 35 | 265 | 62 | 265 | 62 | 265 | 35 | 265 | 89 | 265 | 34 | 192 | 63 | 192
STAY-2 | A | 35 | 265 | 62 | 265 | 62 | 265 | 35 | 265 | 89 | 265 | 34 | 192 | 63 | 192
STAY-3 | A | 35 | 265 | 62 | 265 | 62 | 265 | 35 | 265 | 89 | 265 | 34 | 192 | 63 | 192
STAY-4 | A | 35 | 265 | 62 | 265 | 62 | 265 | 35 | 265 | 89 | 265 | 34 | 192 | 63 | 192
STRNW-1 | A | 6 | 52 | 16 | 52 | 26 | 52 | 7 | 60 | 17 | 60 | 6 | 52 | 17 | 42
SUTB-1 | A | 36 | 380 | 104 | 380 | 148 | 380 | 52 | 380 | 132 | 380 | 47 | 250 | 107 | 250
SVRP-10 | A | 20 | 225 | 50 | 225 | 70 | 225 | 32 | 225 | 80 | 225 | 20 | 172 | 50 | 172
SVRP-20 | A | 20 | 225 | 50 | 225 | 70 | 225 | 32 | 225 | 80 | 225 | 20 | 172 | 50 | 172
USKM-13 | A | 6 | 49 | 15 | 49 | 17 | 49 | 8 | 49 | 19 | 49 | 7 | 36 | 8 | 36
USKM-14 | A | 6 | 49 | 15 | 49 | 17 | 49 | 8 | 49 | 19 | 49 | 7 | 36 | 8 | 36
USKM-15 | A | 6 | 49 | 15 | 49 | 17 | 49 | 8 | 49 | 19 | 49 | 7 | 36 | 8 | 36
WBUPS-1 | A | 30 | 113 | 48 | 153 | 48 | 153 | 32 | 113 | 50 | 113 | 40 | 153 | 65 | 113
WBUPS-2 | A | 30 | 133 | 48 | 173 | 48 | 173 | 32 | 133 | 50 | 133 | 40 | 173 | 65 | 133
WBUPS-3 | A | 30 | 133 | 48 | 173 | 48 | 173 | 32 | 133 | 50 | 133 | 40 | 173 | 65 | 133
WBUPS-4 | A | 30 | 113 | 48 | 153 | 48 | 153 | 32 | 113 | 50 | 113 | 40 | 153 | 65 | 113
WBURB-1 | A | 22 | 240 | 48 | 240 | 62 | 240 | 27 | 240 | 69 | 240 | 20 | 200 | 50 | 120
WBURB-2 | A | 25 | 255 | 52 | 255 | 62 | 255 | 26 | 255 | 67 | 255 | 22 | 215 | 52 | 135
WBURB-3 | A | 23 | 255 | 48 | 255 | 62 | 255 | 27 | 255 | 67 | 255 | 20 | 215 | 52 | 135
WDNSO-1 | A | 21 | 191 | 54 | 191 | 57 | 191 | 21 | 191 | 57 | 191 | 21 | 170 | 55 | 136
WDNSO-2 | A | 21 | 191 | 54 | 191 | 57 | 191 | 21 | 191 | 57 | 191 | 21 | 170 | 55 | 136
WHILW-1 | A | 31 | 322 | 84 | 322 | 90 | 322 | 33 | 322 | 90 | 322 | 32 | 255 | 86 | 210
WHILW-2 | A | 19 | 163 | 33 | 163 | 35 | 163 | 20 | 163 | 52 | 163 | 21 | 142 | 43 | 119
WLNYO-2 | A | 19 | 182 | 51 | 182 | 54 | 182 | 20 | 182 | 53 | 182 | 20 | 158 | 51 | 130
WLNYW-1 | A | 19 | 182 | 51 | 182 | 54 | 182 | 20 | 182 | 53 | 182 | 20 | 158 | 51 | 130
WTMSO-1 | A | 22 | 200 | 58 | 200 | 62 | 200 | 23 | 200 | 61 | 200 | 23 | 140 | 60 | 140

## Sep 2022
MW Response Capability by BMU
|  | Primary Response (Max MWhrs) | [5 empty] | Secondary Response (Max Mwhrs) |  |  |  | High Frequency Response (Max MWhrs)
UNIT | Mode | 0.2Hz | Genset Deload (MW) | 0.5Hz | Genset Deload (MW) | 0.8Hz | Genset Deload (MW) | 0.2/0.2Hz | Genset Deload (MW) | 0.5/0.5Hz | Genset Deload (MW) | 0.2Hz | Genset Deload (MW) | 0.5Hz | Genset Deload (MW)
ABTH7 | A | 40 | 250 | 72 | 250 | 72 | 250 | 48 | 250 | 120 | 250 | 38 | 185 | 55 | 185
ABTH8 | A | 40 | 250 | 72 | 250 | 72 | 250 | 48 | 250 | 120 | 250 | 38 | 185 | 55 | 185
ABTH9 | A | 30 | 240 | 80 | 240 | 80 | 240 | 40 | 240 | 120 | 240 | 38 | 125 | 52 | 125
ARCHW-1 | A | 10 | 92 | 25 | 92 | 25 | 92 | 12 | 92 | 30 | 92 | 11 | 73 | 24 | 56
BAGE-1 | A | 30 | 255 | 70 | 255 | 90 | 255 | 35 | 255 | 90 | 255 | 28 | 220 | 70 | 185
BAGE-2 | A | 3 | 17 | 8 | 17 | 12 | 17 | 4 | 17 | 9 | 17 | 2 | 17 | 5 | 17
BARKB2 | A | 33 | 210 | 82 | 210 | 108 | 210 | 39 | 210 | 97 | 210 | 31 | 120 | 84 | 120
BARK-1 | A | 22 | 140 | 55 | 140 | 72 | 140 | 26 | 140 | 65 | 140 | 21 | 80 | 54 | 80
BHLAW-1 | A | 7 | 98 | 16 | 98 | 19 | 98 | 10 | 98 | 26 | 98 | 8 | 87 | 18 | 78
BLLA-1 | A | 6 | 99 | 13 | 99 | 13 | 99 | 15 | 99 | 39 | 99 | 9 | 83 | 16 | 83
BRBEO-1 | A | 20 | 258 | 50 | 258 | 50 | 258 | 22 | 258 | 63 | 258 | 17 | 194 | 46 | 194
BRDUW-1 | A | 6 | 58 | 17 | 58 | 17 | 58 | 7 | 58 | 17 | 58 | 6 | 36 | 17 | 36
BRGG-1 | A | 16 | 110 | 32 | 110 | 48 | 110 | 16 | 110 | 40 | 110 | 14 | 96 | 34 | 46
BRYP-1 | A | 15 | 82 | 25 | 82 | 31 | 82 | 22 | 82 | 37 | 82 | 10 | 82 | 27 | 47
BURBW-1 | A | 0 | 90 | 0 | 90 | 0 | 90 | 0 | 0 | 0 | 0 | 0 | 90 | 0 | 90
CARR-1 | A | 35 | 269 | 58 | 269 | 58 | 269 | 35 | 325 | 88 | 325 | 34 | 269 | 56 | 269
CARR-2 | A | 35 | 269 | 58 | 269 | 58 | 269 | 35 | 325 | 88 | 325 | 34 | 269 | 56 | 269
CDCL-1 | A | 30 | 231 | 46 | 231 | 46 | 231 | 34 | 231 | 45 | 231 | 29 | 172 | 72 | 135
CLAC-1 | A | 3 | 28 | 8 | 28 | 13 | 28 | 3 | 36 | 9 | 36 | 3 | 28 | 8 | 28
CLDCW-1 | A | 14 | 14 | 34 | 113 | 36 | 113 | 13 | 113 | 35 | 113 | 13 | 99 | 34 | 78
CLDNW-1 | A | 13 | 108 | 33 | 108 | 35 | 108 | 13 | 108 | 35 | 108 | 12 | 95 | 33 | 74
CLDSW-1 | A | 16 | 129 | 40 | 129 | 43 | 129 | 16 | 129 | 42 | 129 | 16 | 113 | 41 | 88
CNQPS-1 | A | 22 | 170 | 55 | 170 | 55 | 170 | 28 | 170 | 70 | 170 | 26 | 120 | 60 | 105
CNQPS-2 | A | 22 | 170 | 55 | 170 | 55 | 170 | 28 | 170 | 70 | 170 | 22 | 120 | 55 | 105
CNQPS-3 | A | 22 | 170 | 55 | 170 | 55 | 170 | 28 | 170 | 70 | 170 | 22 | 120 | 55 | 105
CNQPS-4 | A | 22 | 170 | 55 | 170 | 55 | 170 | 28 | 170 | 70 | 170 | 28 | 105 | 55 | 105
CORB-1 | A | 10 | 130 | 30 | 130 | 50 | 130 | 28 | 130 | 60 | 130 | 15 | 95 | 40 | 60
COSO-1 | A | 20 | 380 | 40 | 380 | 50 | 380 | 60 | 380 | 140 | 380 | 17 | 304 | 40 | 304
COTPS-1 | A | 29 | 277 | 50 | 277 | 62 | 277 | 35 | 60 | 63 | 277 | 30 | 122 | 60 | 122
COTPS-2 | A | 29 | 287 | 50 | 287 | 62 | 287 | 35 | 60 | 63 | 287 | 30 | 122 | 60 | 122
COTPS-3 | A | 29 | 287 | 50 | 287 | 62 | 287 | 35 | 60 | 63 | 287 | 30 | 122 | 60 | 122
COTPS-4 | A | 29 | 277 | 50 | 277 | 62 | 277 | 35 | 60 | 63 | 277 | 30 | 122 | 60 | 122
COWE1 | A | 7 | 30 | 17 | 30 | 17 | 30 | 7 | 30 | 17 | 30 | 7 | 30 | 17 | 30
COWE2 | A | 7 | 30 | 17 | 30 | 17 | 30 | 7 | 30 | 17 | 30 | 7 | 30 | 17 | 30
CRUA-1 | A | 10 | 110 | 25 | 110 | 37 | 110 | 12 | 110 | 30 | 110 | 10 | 84 | 25 | 48
CRUA-2 | A | 10 | 110 | 25 | 110 | 37 | 110 | 12 | 110 | 30 | 110 | 10 | 84 | 25 | 48
CRUA-3 | A | 7 | 30 | 15 | 30 | 21 | 30 | 9 | 30 | 24 | 30 | 5 | 25 | 13 | 15
CRUA-4 | A | 7 | 30 | 15 | 30 | 21 | 30 | 9 | 30 | 24 | 30 | 5 | 25 | 13 | 15
CRYRW-2 | A | 15 | 138 | 38 | 138 | 40 | 138 | 15 | 138 | 40 | 138 | 13 | 109 | 40 | 63
DAMC-1 | A | 64 | 380 | 136 | 380 | 156 | 380 | 80 | 380 | 180 | 380 | 60 | 293 | 190 | 128
DDGNO-1 | A | 9 | 108 | 25 | 108 | 26 | 108 | 10 | 108 | 26 | 108 | 9 | 97 | 25 | 81
DDGNO-2 | A | 8 | 90 | 20 | 90 | 22 | 90 | 8 | 90 | 21 | 90 | 8 | 81 | 21 | 68
DDGNO-3 | A | 9 | 102 | 24 | 102 | 25 | 102 | 9 | 102 | 25 | 102 | 9 | 92 | 24 | 77
DDGNO-4 | A | 9 | 102 | 24 | 102 | 25 | 102 | 9 | 102 | 25 | 102 | 9 | 92 | 24 | 77
DEEP-1 | A | 20 | 180 | 60 | 180 | 86 | 180 | 22 | 180 | 80 | 180 | 24 | 96 | 52 | 96
DIDCB5 | A | 40 | 330 | 104 | 330 | 125 | 330 | 55 | 330 | 140 | 330 | 40 | 185 | 105 | 185
DIDCB6 | A | 50 | 250 | 105 | 250 | 105 | 250 | 50 | 250 | 130 | 250 | 50 | 153 | 110 | 103
DINO-1 | A | 14 | 138 | 39 | 138 | 58 | 138 | 28 | 138 | 72 | 138 | 14 | 118 | 36 | 88
DINO-2 | A | 14 | 138 | 39 | 138 | 58 | 138 | 28 | 138 | 72 | 138 | 14 | 118 | 36 | 88
DINO-3 | A | 14 | 138 | 39 | 138 | 58 | 138 | 28 | 138 | 72 | 138 | 14 | 118 | 36 | 88
DINO-4 | A | 14 | 138 | 39 | 138 | 58 | 138 | 28 | 138 | 72 | 138 | 14 | 118 | 36 | 88
DINO-5 | A | 14 | 138 | 39 | 138 | 58 | 138 | 28 | 138 | 72 | 138 | 14 | 118 | 36 | 88
DINO-6 | A | 14 | 138 | 39 | 138 | 58 | 138 | 28 | 138 | 72 | 138 | 14 | 118 | 36 | 88
DRAXX-1 | A | 68 | 345 | 100 | 345 | 100 | 345 | 64 | 95 | 110 | 345 | 60 | 225 | 70 | 225
DRAXX-2 | A | 68 | 345 | 100 | 345 | 100 | 345 | 64 | 95 | 110 | 345 | 60 | 225 | 70 | 225
DRAXX-3 | A | 68 | 345 | 100 | 345 | 100 | 345 | 64 | 95 | 110 | 345 | 60 | 225 | 70 | 225
DRAXX-4 | A | 68 | 345 | 100 | 345 | 100 | 345 | 64 | 95 | 110 | 345 | 60 | 225 | 70 | 225
DRAXX-5 | A | 68 | 345 | 100 | 345 | 100 | 345 | 64 | 95 | 110 | 345 | 60 | 225 | 70 | 225
DRAXX-6 | A | 68 | 345 | 100 | 345 | 100 | 345 | 64 | 95 | 110 | 345 | 60 | 225 | 70 | 225
DRSLW-1 | A | 6 | 69 | 16 | 69 | 17 | 69 | 6 | 69 | 17 | 69 | 6 | 61 | 16 | 54
DUNGW-1 | A | 8 | 89 | 21 | 89 | 33 | 89 | 8 | 89 | 23 | 89 | 8 | 80 | 21 | 69
EAAO-1 | A | 18 | 182 | 48 | 182 | 52 | 182 | 19 | 182 | 50 | 182 | 18 | 164 | 48 | 134
EAAO-2 | A | 17 | 175 | 46 | 175 | 50 | 175 | 18 | 175 | 48 | 175 | 18 | 157 | 46 | 157
EECL-1 | A | 20 | 178 | 25 | 178 | 25 | 178 | 32 | 178 | 81 | 178 | 20 | 143 | 25 | 143
EGGPS-1 | A | 45 | 205 | 83 | 205 | 83 | 205 | 49 | 205 | 110 | 205 | 33 | 95 | 60 | 95
EGGPS-2 | A | 45 | 205 | 83 | 205 | 83 | 205 | 49 | 205 | 110 | 205 | 33 | 95 | 60 | 95
EGGPS-3 | A | 45 | 205 | 83 | 205 | 83 | 205 | 49 | 205 | 110 | 205 | 33 | 95 | 60 | 95
EGGPS-4 | A | 45 | 205 | 83 | 205 | 83 | 205 | 49 | 205 | 110 | 205 | 33 | 95 | 60 | 95
ERRO-1 | A | 1 | 21 | 1 | 21 | 1 | 21 | 2 | 21 | 5 | 21 | 1 | 17 | 1 | 17
ERRO-2 | A | 1 | 21 | 1 | 21 | 1 | 21 | 2 | 21 | 5 | 21 | 1 | 17 | 1 | 17
ERRO-3 | A | 1 | 21 | 1 | 21 | 1 | 21 | 2 | 21 | 5 | 21 | 1 | 17 | 1 | 17
FAARW-1 | A | 2 | 37 | 4 | 37 | 4 | 37 | 4 | 37 | 12 | 37 | 2 | 33 | 4 | 33
FAARW-2 | A | 2 | 37 | 4 | 37 | 4 | 37 | 4 | 37 | 12 | 37 | 2 | 33 | 4 | 33
FALGW-1 | A | 11 | 108 | 28 | 108 | 41 | 108 | 13 | 108 | 35 | 108 | 10 | 86 | 22 | 64
FASN-1 | A | 0 | 15 | 1 | 15 | 1 | 15 | 1 | 15 | 2 | 15 | 0 | 15 | 1 | 12
FASN2 | A | 0 | 15 | 1 | 15 | 1 | 15 | 1 | 15 | 2 | 15 | 0 | 15 | 1 | 12
FASN3 | A | 0 | 15 | 1 | 15 | 1 | 15 | 1 | 15 | 2 | 15 | 0 | 15 | 1 | 12
FAWN-1 | A | 10 | 52 | 25 | 52 | 40 | 52 | 13 | 52 | 32 | 52 | 11 | 37 | 27 | 27
FELL-1 | A | 9 | 63 | 21 | 63 | 22 | 63 | 10 | 63 | 24 | 63 | 9 | 63 | 22 | 63
FFES-1 | A | 10 | 35 | 27 | 35 | 30 | 35 | 9 | 35 | 22 | 35 | 4 | 27 | 6 | 27
FFES-2 | A | 10 | 35 | 27 | 35 | 30 | 35 | 9 | 35 | 22 | 35 | 4 | 27 | 6 | 27
FFES-3 | A | 10 | 35 | 27 | 35 | 30 | 35 | 9 | 35 | 22 | 35 | 4 | 27 | 6 | 27
FFES-4 | A | 10 | 35 | 27 | 35 | 30 | 35 | 9 | 35 | 22 | 35 | 4 | 27 | 6 | 27
FIDL-1 | A | 13 | 205 | 20 | 205 | 23 | 205 | 35 | 100 | 40 | 147 | 30 | 147 | 50 | 147
FIDL-2 | A | 13 | 205 | 20 | 205 | 23 | 205 | 35 | 100 | 40 | 147 | 30 | 147 | 50 | 147
FIDL-3 | A | 13 | 205 | 20 | 205 | 23 | 205 | 35 | 100 | 40 | 147 | 30 | 147 | 50 | 147
FIDL-4 | A | 13 | 205 | 20 | 205 | 23 | 205 | 35 | 100 | 40 | 147 | 30 | 147 | 50 | 147
FINL-1 | A | 0 | 14 | 1 | 14 | 1 | 14 | 1 | 14 | 2 | 14 | 0 | 14 | 1 | 11
FOYE-1 | A | 6 | 60 | 13 | 60 | 16 | 60 | 11 | 60 | 27 | 60 | 5 | 30 | 11 | 30
FOYE-2 | A | 6 | 60 | 13 | 60 | 16 | 60 | 11 | 60 | 27 | 60 | 5 | 30 | 11 | 30
GLNDO-1 | A | 6 | 80 | 12 | 45 | 17 | 45 | 12 | 45 | 25 | 45 | 8 | 65 | 18 | 45
GNFSW-1 | A | 11 | 100 | 30 | 100 | 30 | 100 | 12 | 100 | 31 | 100 | 12 | 70 | 30 | 70
GNFSW-2 | A | 7 | 64 | 18 | 64 | 18 | 64 | 8 | 64 | 18 | 64 | 6 | 49 | 15 | 49
GORDW-1 | A | 6 | 62 | 16 | 56 | 26 | 45 | 7 | 62 | 18 | 62 | 6 | 56 | 16 | 45
GRAI-6 | A | 24 | 320 | 58 | 320 | 58 | 320 | 35 | 320 | 88 | 320 | 28 | 270 | 60 | 230
GRAI-7 | A | 30 | 232 | 60 | 232 | 60 | 232 | 32 | 232 | 84 | 232 | 32 | 175 | 65 | 135
GRAI-8 | A | 26 | 232 | 58 | 232 | 58 | 232 | 32 | 232 | 84 | 232 | 32 | 175 | 65 | 135
GRIFW-1 | A | 8 | 94 | 22 | 94 | 23 | 94 | 8 | 94 | 22 | 94 | 8 | 85 | 22 | 72
GRIFW-2 | A | 8 | 94 | 22 | 94 | 23 | 94 | 8 | 94 | 22 | 94 | 8 | 85 | 22 | 72
GRMO-1 | A | 8 | 43 | 8 | 43 | 8 | 43 | 8 | 43 | 8 | 43 | 8 | 23 | 8 | 23
GYAR-1 | A | 17 | 176 | 42 | 176 | 66 | 176 | 24 | 176 | 60 | 176 | 17 | 176 | 42 | 176
GYMRO-15 | A | 6 | 145 | 15 | 145 | 15 | 145 | 6 | 145 | 15 | 145 | 6 | 44 | 15 | 44
GYMRO-17 | A | 6 | 145 | 15 | 145 | 15 | 145 | 6 | 145 | 15 | 145 | 6 | 44 | 15 | 44
GYMRO-26 | A | 6 | 145 | 15 | 145 | 15 | 145 | 6 | 145 | 15 | 145 | 6 | 44 | 15 | 44
GYMRO-28 | A | 6 | 145 | 15 | 145 | 15 | 145 | 6 | 145 | 15 | 145 | 6 | 44 | 15 | 44
HADHW-1 | A | 7 | 76 | 14 | 76 | 22 | 76 | 13 | 76 | 34 | 76 | 8 | 65 | 17 | 65
HMGTO-1 | A | 8 | 88 | 20 | 88 | 35 | 88 | 10 | 88 | 25 | 88 | 8 | 68 | 19 | 68
HMGTO-2 | A | 9 | 91 | 23 | 91 | 37 | 91 | 10 | 91 | 25 | 91 | 10 | 67 | 24 | 67
HOWAO-1 | A | 42 | 400 | 112 | 400 | 120 | 400 | 44 | 400 | 116 | 400 | 42 | 364 | 112 | 294
HOWAO-2 | A | 42 | 400 | 112 | 400 | 120 | 400 | 44 | 400 | 116 | 400 | 42 | 364 | 112 | 294
HOWAO-3 | A | 42 | 400 | 112 | 400 | 120 | 400 | 44 | 400 | 116 | 400 | 42 | 364 | 112 | 294
HRSTW-1 | A | 12 | 102 | 30 | 102 | 45 | 102 | 13 | 102 | 34 | 102 | 13 | 80 | 27 | 66
HUMR-1 | A | 60 | 533 | 150 | 533 | 200 | 533 | 80 | 533 | 200 | 533 | 62 | 419 | 155 | 251
INDQ-1 | A | 12 | 102 | 31 | 102 | 43 | 102 | 13 | 102 | 34 | 102 | 12 | 72 | 30 | 72
KEAD-1 | A | 38 | 415 | 90 | 415 | 90 | 415 | 55 | 415 | 138 | 415 | 38 | 355 | 90 | 285
KILBW-1 | A | 3 | 56 | 8 | 56 | 13 | 56 | 5 | 56 | 14 | 56 | 4 | 53 | 9 | 47
KILLPG-1 | A | 8 | 225 | 10 | 225 | 10 | 225 | 10 | 225 | 12 | 225 | 4 | 150 | 15 | 150
KILLPG-2 | A | 18 | 225 | 25 | 225 | 25 | 225 | 37 | 225 | 37 | 225 | 22 | 195 | 30 | 195
KILNS-1 | A | 30 | 290 | 72 | 290 | 84 | 290 | 42 | 290 | 114 | 290 | 18 | 104 | 45 | 104
KLYN-A-1 | A | 22 | 210 | 45 | 210 | 52 | 210 | 40 | 210 | 95 | 210 | 22 | 189 | 45 | 125
KPMRW-1 | A | 9 | 75 | 20 | 75 | 30 | 75 | 9 | 75 | 23 | 75 | 9 | 67 | 22 | 54
LAGA-1 | A | 55 | 500 | 123 | 500 | 140 | 500 | 52 | 500 | 130 | 500 | 53 | 475 | 130 | 475
LARYO-1 | A | 16 | 155 | 40 | 155 | 45 | 155 | 18 | 155 | 45 | 155 | 14 | 120 | 35 | 120
LARYO-2 | A | 16 | 158 | 40 | 158 | 45 | 158 | 18 | 158 | 45 | 158 | 14 | 120 | 35 | 120
LARYO-3 | A | 16 | 158 | 40 | 158 | 45 | 158 | 18 | 158 | 45 | 158 | 14 | 120 | 35 | 120
LARYO-4 | A | 16 | 158 | 40 | 158 | 45 | 158 | 18 | 158 | 45 | 158 | 14 | 120 | 35 | 120
LBAR-1G | A | 1 | 16 | 4 | 16 | 6 | 16 | 2 | 16 | 4 | 16 | 1 | 9 | 4 | 9
LBAR-1 | A | 39 | 360 | 88 | 360 | 88 | 360 | 55 | 360 | 145 | 360 | 41 | 270 | 90 | 270
LNCSO-1 | A | 12 | 130 | 30 | 130 | 32 | 130 | 12 | 130 | 32 | 130 | 10 | 100 | 26 | 100
LNCSO-2 | A | 13 | 140 | 34 | 140 | 36 | 140 | 14 | 140 | 36 | 140 | 12 | 125 | 32 | 125
LOAN-1 | A | 25 | 326 | 51 | 326 | 55 | 326 | 19 | 326 | 50 | 326 | 12 | 276 | 28 | 276
LOAN-2 | A | 25 | 326 | 51 | 326 | 55 | 326 | 19 | 326 | 50 | 326 | 12 | 276 | 28 | 276
LOAN-3 | A | 25 | 326 | 51 | 326 | 55 | 326 | 19 | 326 | 50 | 326 | 12 | 276 | 28 | 276
MEDP-1 | A | 30 | 380 | 76 | 330 | 76 | 330 | 48 | 380 | 105 | 380 | 31 | 330 | 79 | 290
MILWW-1 | A | 6 | 32 | 8 | 54 | 13 | 54 | 5 | 54 | 14 | 54 | 3 | 43 | 8 | 43
MKHLW-1 | A | 4 | 42 | 10 | 42 | 12 | 42 | 5 | 42 | 13 | 42 | 5 | 37 | 12 | 30
MRWD-1 | A | 43 | 448 | 100 | 448 | 112 | 448 | 67 | 448 | 160 | 448 | 36 | 328 | 93 | 328
NANT-1 | A | 0 | 15 | 0 | 15 | 0 | 15 | 0 | 15 | 1 | 15 | 0 | 15 | 0 | 15
PEHE-1 | A | 42 | 420 | 72 | 420 | 72 | 420 | 83 | 420 | 117 | 420 | 35 | 350 | 84 | 260
PEHE-2 | A | 16 | 490 | 40 | 265 | 42 | 490 | 0 | 0 | 0 | 0 | 0 | 490 | 0 | 490
PEMB-11 | A | 38 | 113 | 63 | 276 | 63 | 276 | 33 | 276 | 90 | 276 | 35 | 241 | 64 | 210
PEMB-21 | A | 38 | 113 | 63 | 276 | 63 | 276 | 33 | 276 | 90 | 276 | 35 | 241 | 64 | 210
PEMB-31 | A | 38 | 113 | 63 | 276 | 63 | 276 | 33 | 276 | 90 | 276 | 35 | 241 | 64 | 210
PEMB-41 | A | 38 | 113 | 63 | 276 | 63 | 276 | 33 | 276 | 90 | 276 | 35 | 241 | 64 | 210
PEMB-51 | A | 38 | 113 | 63 | 276 | 63 | 276 | 33 | 276 | 90 | 276 | 35 | 241 | 64 | 210
PETEM1 | A | 20 | 180 | 46 | 180 | 52 | 180 | 24 | 180 | 58 | 180 | 20 | 150 | 50 | 100
RATS-1 | A | 50 | 270 | 90 | 270 | 90 | 270 | 36 | 270 | 50 | 270 | 42 | 105 | 75 | 155
RATS-2 | A | 40 | 270 | 90 | 270 | 100 | 270 | 36 | 270 | 50 | 270 | 40 | 195 | 75 | 195
RATS-3 | A | 40 | 270 | 90 | 270 | 100 | 270 | 36 | 270 | 50 | 270 | 40 | 195 | 75 | 195
RATS-4 | A | 40 | 270 | 95 | 270 | 100 | 270 | 36 | 270 | 50 | 270 | 40 | 195 | 75 | 195
RMPNO-1 | A | 18 | 180 | 45 | 180 | 72 | 180 | 20 | 180 | 50 | 180 | 18 | 130 | 47 | 130
RMPNO-2 | A | 18 | 180 | 45 | 180 | 72 | 180 | 20 | 180 | 50 | 180 | 18 | 130 | 47 | 130
ROCK-1 | A | 36 | 400 | 50 | 400 | 54 | 400 | 60 | 400 | 160 | 400 | 33 | 220 | 53 | 220
RYHPS-1 | A | 30 | 305 | 48 | 305 | 66 | 305 | 42 | 305 | 51 | 305 | 30 | 130 | 42 | 68
SCCL-1 | A | 35 | 180 | 70 | 180 | 70 | 180 | 40 | 180 | 95 | 180 | 40 | 100 | 100 | 50
SCCL-2 | A | 35 | 180 | 70 | 180 | 70 | 180 | 40 | 180 | 95 | 180 | 40 | 100 | 100 | 50
SCCL-3 | A | 35 | 180 | 70 | 180 | 70 | 180 | 40 | 180 | 95 | 180 | 40 | 100 | 100 | 50
SEAB-1 | A | 44 | 254 | 125 | 254 | 150 | 254 | 55 | 254 | 150 | 254 | 75 | 164 | 176 | 38
SEAB-2 | A | 31 | 138 | 76 | 138 | 86 | 138 | 32 | 138 | 82 | 138 | 37 | 73 | 90 | 43
SEEL-1 | A | 23 | 170 | 38 | 170 | 38 | 170 | 24 | 170 | 70 | 170 | 19 | 135 | 38 | 100
SHBA-1 | A | 33 | 420 | 79 | 420 | 91 | 420 | 59 | 420 | 150 | 420 | 37 | 336 | 95 | 252
SHBA-2 | A | 32 | 319 | 70 | 319 | 76 | 319 | 35 | 319 | 93 | 319 | 32 | 270 | 70 | 217
SHOS-1 | A | 18 | 160 | 24 | 160 | 24 | 160 | 30 | 160 | 75 | 160 | 18 | 135 | 24 | 135
SHRSO-1 | A | 16 | 157 | 44 | 157 | 46 | 157 | 17 | 157 | 46 | 157 | 16 | 141 | 43 | 113
SHRSO-2 | A | 16 | 157 | 44 | 157 | 46 | 157 | 17 | 157 | 46 | 157 | 16 | 141 | 43 | 113
SIZB-1 | A | 38 | 283 | 45 | 283 | 45 | 283 | 45 | 283 | 45 | 283 | 40 | 283 | 46 | 283
SIZB-2 | A | 38 | 283 | 45 | 283 | 45 | 283 | 45 | 283 | 45 | 283 | 40 | 283 | 46 | 283
SLOY-1 | A | 0 | 38 | 1 | 38 | 1 | 38 | 1 | 38 | 2 | 38 | 0 | 38 | 1 | 30
SLOY-2 | A | 0 | 38 | 1 | 38 | 1 | 38 | 1 | 38 | 2 | 38 | 0 | 38 | 1 | 30
SLOY-3 | A | 0 | 38 | 1 | 38 | 1 | 38 | 1 | 38 | 2 | 38 | 0 | 38 | 1 | 30
SLOY-4 | A | 0 | 28 | 1 | 28 | 1 | 28 | 1 | 28 | 2 | 28 | 0 | 28 | 1 | 22
SPLN-1 | A | 40 | 380 | 100 | 380 | 110 | 380 | 50 | 380 | 120 | 380 | 30 | 380 | 90 | 300
STAY-1 | A | 35 | 265 | 62 | 265 | 62 | 265 | 35 | 265 | 89 | 265 | 34 | 192 | 63 | 192
STAY-2 | A | 35 | 265 | 62 | 265 | 62 | 265 | 35 | 265 | 89 | 265 | 34 | 192 | 63 | 192
STAY-3 | A | 35 | 265 | 62 | 265 | 62 | 265 | 35 | 265 | 89 | 265 | 34 | 192 | 63 | 192
STAY-4 | A | 35 | 265 | 62 | 265 | 62 | 265 | 35 | 265 | 89 | 265 | 34 | 192 | 63 | 192
STRNW-1 | A | 6 | 52 | 16 | 52 | 26 | 52 | 7 | 60 | 17 | 60 | 6 | 52 | 17 | 42
SUTB-1 | A | 36 | 380 | 104 | 380 | 148 | 380 | 52 | 380 | 132 | 380 | 47 | 250 | 107 | 250
SVRP-10 | A | 20 | 225 | 50 | 225 | 70 | 225 | 32 | 225 | 80 | 225 | 20 | 172 | 50 | 172
SVRP-20 | A | 20 | 225 | 50 | 225 | 70 | 225 | 32 | 225 | 80 | 225 | 20 | 172 | 50 | 172
USKM-13 | A | 6 | 49 | 15 | 49 | 17 | 49 | 8 | 49 | 19 | 49 | 7 | 36 | 8 | 36
USKM-14 | A | 6 | 49 | 15 | 49 | 17 | 49 | 8 | 49 | 19 | 49 | 7 | 36 | 8 | 36
USKM-15 | A | 6 | 49 | 15 | 49 | 17 | 49 | 8 | 49 | 19 | 49 | 7 | 36 | 8 | 36
WBUPS-1 | A | 30 | 113 | 48 | 153 | 48 | 153 | 32 | 113 | 50 | 113 | 40 | 153 | 65 | 113
WBUPS-2 | A | 30 | 133 | 48 | 173 | 48 | 173 | 32 | 133 | 50 | 133 | 40 | 173 | 65 | 133
WBUPS-3 | A | 30 | 133 | 48 | 173 | 48 | 173 | 32 | 133 | 50 | 133 | 40 | 173 | 65 | 133
WBUPS-4 | A | 30 | 113 | 48 | 153 | 48 | 153 | 32 | 113 | 50 | 113 | 40 | 153 | 65 | 113
WBURB-1 | A | 22 | 240 | 48 | 240 | 62 | 240 | 27 | 240 | 69 | 240 | 20 | 200 | 50 | 120
WBURB-2 | A | 25 | 255 | 52 | 255 | 62 | 255 | 26 | 255 | 67 | 255 | 22 | 215 | 52 | 135
WBURB-3 | A | 23 | 255 | 48 | 255 | 62 | 255 | 27 | 255 | 67 | 255 | 20 | 215 | 52 | 135
WDNSO-1 | A | 21 | 191 | 54 | 191 | 57 | 191 | 21 | 191 | 57 | 191 | 21 | 170 | 55 | 136
WDNSO-2 | A | 21 | 191 | 54 | 191 | 57 | 191 | 21 | 191 | 57 | 191 | 21 | 170 | 55 | 136
WHILW-1 | A | 31 | 322 | 84 | 322 | 90 | 322 | 33 | 322 | 90 | 322 | 32 | 255 | 86 | 210
WHILW-2 | A | 19 | 163 | 33 | 163 | 35 | 163 | 20 | 163 | 52 | 163 | 21 | 142 | 43 | 119
WLNYO-2 | A | 19 | 182 | 51 | 182 | 54 | 182 | 20 | 182 | 53 | 182 | 20 | 158 | 51 | 130
WLNYW-1 | A | 19 | 182 | 51 | 182 | 54 | 182 | 20 | 182 | 53 | 182 | 20 | 158 | 51 | 130
WTMSO-1 | A | 22 | 200 | 58 | 200 | 62 | 200 | 23 | 200 | 61 | 200 | 23 | 140 | 60 | 140

## Aug 2022
MW Response Capability by BMU
|  | Primary Response (Max MWhrs) | [5 empty] | Secondary Response (Max Mwhrs) |  |  |  | High Frequency Response (Max MWhrs)
UNIT | Mode | 0.2Hz | Genset Deload (MW) | 0.5Hz | Genset Deload (MW) | 0.8Hz | Genset Deload (MW) | 0.2/0.2Hz | Genset Deload (MW) | 0.5/0.5Hz | Genset Deload (MW) | 0.2Hz | Genset Deload (MW) | 0.5Hz | Genset Deload (MW)
ABTH7 | A | 40 | 250 | 72 | 250 | 72 | 250 | 48 | 250 | 120 | 250 | 38 | 185 | 55 | 185
ABTH8 | A | 40 | 250 | 72 | 250 | 72 | 250 | 48 | 250 | 120 | 250 | 38 | 185 | 55 | 185
ABTH9 | A | 30 | 240 | 80 | 240 | 80 | 240 | 40 | 240 | 120 | 240 | 38 | 125 | 52 | 125
ARCHW-1 | A | 10 | 92 | 25 | 92 | 25 | 92 | 12 | 92 | 30 | 92 | 11 | 73 | 24 | 56
BAGE-1 | A | 30 | 255 | 70 | 255 | 90 | 255 | 35 | 255 | 90 | 255 | 28 | 220 | 70 | 185
BAGE-2 | A | 3 | 17 | 8 | 17 | 12 | 17 | 4 | 17 | 9 | 17 | 2 | 17 | 5 | 17
BARKB2 | A | 33 | 210 | 82 | 210 | 108 | 210 | 39 | 210 | 97 | 210 | 31 | 120 | 84 | 120
BARK-1 | A | 22 | 140 | 55 | 140 | 72 | 140 | 26 | 140 | 65 | 140 | 21 | 80 | 54 | 80
BHLAW-1 | A | 7 | 98 | 16 | 98 | 19 | 98 | 10 | 98 | 26 | 98 | 8 | 87 | 18 | 78
BLLA-1 | A | 6 | 99 | 13 | 99 | 13 | 99 | 15 | 99 | 39 | 99 | 9 | 83 | 16 | 83
BRBEO-1 | A | 20 | 258 | 50 | 258 | 50 | 258 | 22 | 258 | 63 | 258 | 17 | 194 | 46 | 194
BRDUW-1 | A | 6 | 58 | 17 | 58 | 17 | 58 | 7 | 58 | 17 | 58 | 6 | 36 | 17 | 36
BRGG-1 | A | 16 | 110 | 32 | 110 | 48 | 110 | 16 | 110 | 40 | 110 | 14 | 96 | 34 | 46
BRYP-1 | A | 15 | 82 | 25 | 82 | 31 | 82 | 22 | 82 | 37 | 82 | 10 | 82 | 27 | 47
BURBW-1 | A | 0 | 90 | 0 | 90 | 0 | 90 | 0 | 0 | 0 | 0 | 0 | 90 | 0 | 90
CARR-1 | A | 35 | 269 | 58 | 269 | 58 | 269 | 35 | 325 | 88 | 325 | 34 | 269 | 56 | 269
CARR-2 | A | 35 | 269 | 58 | 269 | 58 | 269 | 35 | 325 | 88 | 325 | 34 | 269 | 56 | 269
CDCL-1 | A | 30 | 231 | 46 | 231 | 46 | 231 | 34 | 231 | 45 | 231 | 29 | 172 | 72 | 135
CLAC-1 | A | 3 | 28 | 8 | 28 | 13 | 28 | 3 | 36 | 9 | 36 | 3 | 28 | 8 | 28
CLDCW-1 | A | 14 | 14 | 34 | 113 | 36 | 113 | 13 | 113 | 35 | 113 | 13 | 99 | 34 | 78
CLDNW-1 | A | 13 | 108 | 33 | 108 | 35 | 108 | 13 | 108 | 35 | 108 | 12 | 95 | 33 | 74
CLDSW-1 | A | 16 | 129 | 40 | 129 | 43 | 129 | 16 | 129 | 42 | 129 | 16 | 113 | 41 | 88
CNQPS-1 | A | 22 | 170 | 55 | 170 | 55 | 170 | 28 | 170 | 70 | 170 | 26 | 120 | 60 | 105
CNQPS-2 | A | 22 | 170 | 55 | 170 | 55 | 170 | 28 | 170 | 70 | 170 | 22 | 120 | 55 | 105
CNQPS-3 | A | 22 | 170 | 55 | 170 | 55 | 170 | 28 | 170 | 70 | 170 | 22 | 120 | 55 | 105
CNQPS-4 | A | 22 | 170 | 55 | 170 | 55 | 170 | 28 | 170 | 70 | 170 | 28 | 105 | 55 | 105
CORB-1 | A | 10 | 130 | 30 | 130 | 50 | 130 | 28 | 130 | 60 | 130 | 15 | 95 | 40 | 60
COSO-1 | A | 20 | 380 | 40 | 380 | 50 | 380 | 60 | 380 | 140 | 380 | 17 | 304 | 40 | 304
COTPS-1 | A | 29 | 277 | 50 | 277 | 62 | 277 | 35 | 60 | 63 | 277 | 30 | 122 | 60 | 122
COTPS-2 | A | 29 | 287 | 50 | 287 | 62 | 287 | 35 | 60 | 63 | 287 | 30 | 122 | 60 | 122
COTPS-3 | A | 29 | 287 | 50 | 287 | 62 | 287 | 35 | 60 | 63 | 287 | 30 | 122 | 60 | 122
COTPS-4 | A | 29 | 277 | 50 | 277 | 62 | 277 | 35 | 60 | 63 | 277 | 30 | 122 | 60 | 122
COWE1 | A | 7 | 30 | 17 | 30 | 17 | 30 | 7 | 30 | 17 | 30 | 7 | 30 | 17 | 30
COWE2 | A | 7 | 30 | 17 | 30 | 17 | 30 | 7 | 30 | 17 | 30 | 7 | 30 | 17 | 30
CRUA-1 | A | 10 | 110 | 25 | 110 | 37 | 110 | 12 | 110 | 30 | 110 | 10 | 84 | 25 | 48
CRUA-2 | A | 10 | 110 | 25 | 110 | 37 | 110 | 12 | 110 | 30 | 110 | 10 | 84 | 25 | 48
CRUA-3 | A | 7 | 30 | 15 | 30 | 21 | 30 | 9 | 30 | 24 | 30 | 5 | 25 | 13 | 15
CRUA-4 | A | 7 | 30 | 15 | 30 | 21 | 30 | 9 | 30 | 24 | 30 | 5 | 25 | 13 | 15
CRYRW-2 | A | 15 | 138 | 38 | 138 | 40 | 138 | 15 | 138 | 40 | 138 | 13 | 109 | 40 | 63
DAMC-1 | A | 64 | 380 | 136 | 380 | 156 | 380 | 80 | 380 | 180 | 380 | 60 | 293 | 190 | 128
DDGNO-1 | A | 9 | 108 | 25 | 108 | 26 | 108 | 10 | 108 | 26 | 108 | 9 | 97 | 25 | 81
DDGNO-2 | A | 8 | 90 | 20 | 90 | 22 | 90 | 8 | 90 | 21 | 90 | 8 | 81 | 21 | 68
DDGNO-3 | A | 9 | 102 | 24 | 102 | 25 | 102 | 9 | 102 | 25 | 102 | 9 | 92 | 24 | 77
DDGNO-4 | A | 9 | 102 | 24 | 102 | 25 | 102 | 9 | 102 | 25 | 102 | 9 | 92 | 24 | 77
DEEP-1 | A | 20 | 180 | 60 | 180 | 86 | 180 | 22 | 180 | 80 | 180 | 24 | 96 | 52 | 96
DIDCB5 | A | 40 | 330 | 104 | 330 | 125 | 330 | 55 | 330 | 140 | 330 | 40 | 185 | 105 | 185
DIDCB6 | A | 50 | 250 | 105 | 250 | 105 | 250 | 50 | 250 | 130 | 250 | 50 | 153 | 110 | 103
DINO-1 | A | 14 | 138 | 39 | 138 | 58 | 138 | 28 | 138 | 72 | 138 | 14 | 118 | 36 | 88
DINO-2 | A | 14 | 138 | 39 | 138 | 58 | 138 | 28 | 138 | 72 | 138 | 14 | 118 | 36 | 88
DINO-3 | A | 14 | 138 | 39 | 138 | 58 | 138 | 28 | 138 | 72 | 138 | 14 | 118 | 36 | 88
DINO-4 | A | 14 | 138 | 39 | 138 | 58 | 138 | 28 | 138 | 72 | 138 | 14 | 118 | 36 | 88
DINO-5 | A | 14 | 138 | 39 | 138 | 58 | 138 | 28 | 138 | 72 | 138 | 14 | 118 | 36 | 88
DINO-6 | A | 14 | 138 | 39 | 138 | 58 | 138 | 28 | 138 | 72 | 138 | 14 | 118 | 36 | 88
DRAXX-1 | A | 68 | 345 | 100 | 345 | 100 | 345 | 64 | 95 | 110 | 345 | 60 | 225 | 70 | 225
DRAXX-2 | A | 68 | 345 | 100 | 345 | 100 | 345 | 64 | 95 | 110 | 345 | 60 | 225 | 70 | 225
DRAXX-3 | A | 68 | 345 | 100 | 345 | 100 | 345 | 64 | 95 | 110 | 345 | 60 | 225 | 70 | 225
DRAXX-4 | A | 68 | 345 | 100 | 345 | 100 | 345 | 64 | 95 | 110 | 345 | 60 | 225 | 70 | 225
DRAXX-5 | A | 68 | 345 | 100 | 345 | 100 | 345 | 64 | 95 | 110 | 345 | 60 | 225 | 70 | 225
DRAXX-6 | A | 68 | 345 | 100 | 345 | 100 | 345 | 64 | 95 | 110 | 345 | 60 | 225 | 70 | 225
DRSLW-1 | A | 6 | 69 | 16 | 69 | 17 | 69 | 6 | 69 | 17 | 69 | 6 | 61 | 16 | 54
DUNGW-1 | A | 8 | 89 | 21 | 89 | 33 | 89 | 8 | 89 | 23 | 89 | 8 | 80 | 21 | 69
EAAO-1 | A | 18 | 182 | 48 | 182 | 52 | 182 | 19 | 182 | 50 | 182 | 18 | 164 | 48 | 134
EAAO-2 | A | 17 | 175 | 46 | 175 | 50 | 175 | 18 | 175 | 48 | 175 | 18 | 157 | 46 | 157
EECL-1 | A | 20 | 178 | 25 | 178 | 25 | 178 | 32 | 178 | 81 | 178 | 20 | 143 | 25 | 143
EGGPS-1 | A | 45 | 205 | 83 | 205 | 83 | 205 | 49 | 205 | 110 | 205 | 33 | 95 | 60 | 95
EGGPS-2 | A | 45 | 205 | 83 | 205 | 83 | 205 | 49 | 205 | 110 | 205 | 33 | 95 | 60 | 95
EGGPS-3 | A | 45 | 205 | 83 | 205 | 83 | 205 | 49 | 205 | 110 | 205 | 33 | 95 | 60 | 95
EGGPS-4 | A | 45 | 205 | 83 | 205 | 83 | 205 | 49 | 205 | 110 | 205 | 33 | 95 | 60 | 95
ERRO-1 | A | 1 | 21 | 1 | 21 | 1 | 21 | 2 | 21 | 5 | 21 | 1 | 17 | 1 | 17
ERRO-2 | A | 1 | 21 | 1 | 21 | 1 | 21 | 2 | 21 | 5 | 21 | 1 | 17 | 1 | 17
ERRO-3 | A | 1 | 21 | 1 | 21 | 1 | 21 | 2 | 21 | 5 | 21 | 1 | 17 | 1 | 17
FAARW-1 | A | 2 | 37 | 4 | 37 | 4 | 37 | 4 | 37 | 12 | 37 | 2 | 33 | 4 | 33
FAARW-2 | A | 2 | 37 | 4 | 37 | 4 | 37 | 4 | 37 | 12 | 37 | 2 | 33 | 4 | 33
FALGW-1 | A | 11 | 108 | 28 | 108 | 41 | 108 | 13 | 108 | 35 | 108 | 10 | 86 | 22 | 64
FASN-1 | A | 0 | 15 | 1 | 15 | 1 | 15 | 1 | 15 | 2 | 15 | 0 | 15 | 1 | 12
FASN2 | A | 0 | 15 | 1 | 15 | 1 | 15 | 1 | 15 | 2 | 15 | 0 | 15 | 1 | 12
FASN3 | A | 0 | 15 | 1 | 15 | 1 | 15 | 1 | 15 | 2 | 15 | 0 | 15 | 1 | 12
FAWN-1 | A | 10 | 52 | 25 | 52 | 40 | 52 | 13 | 52 | 32 | 52 | 11 | 37 | 27 | 27
FELL-1 | A | 9 | 63 | 21 | 63 | 22 | 63 | 10 | 63 | 24 | 63 | 9 | 63 | 22 | 63
FFES-1 | A | 10 | 35 | 27 | 35 | 30 | 35 | 9 | 35 | 22 | 35 | 4 | 27 | 6 | 27
FFES-2 | A | 10 | 35 | 27 | 35 | 30 | 35 | 9 | 35 | 22 | 35 | 4 | 27 | 6 | 27
FFES-3 | A | 10 | 35 | 27 | 35 | 30 | 35 | 9 | 35 | 22 | 35 | 4 | 27 | 6 | 27
FFES-4 | A | 10 | 35 | 27 | 35 | 30 | 35 | 9 | 35 | 22 | 35 | 4 | 27 | 6 | 27
FIDL-1 | A | 13 | 205 | 20 | 205 | 23 | 205 | 35 | 100 | 40 | 147 | 30 | 147 | 50 | 147
FIDL-2 | A | 13 | 205 | 20 | 205 | 23 | 205 | 35 | 100 | 40 | 147 | 30 | 147 | 50 | 147
FIDL-3 | A | 13 | 205 | 20 | 205 | 23 | 205 | 35 | 100 | 40 | 147 | 30 | 147 | 50 | 147
FIDL-4 | A | 13 | 205 | 20 | 205 | 23 | 205 | 35 | 100 | 40 | 147 | 30 | 147 | 50 | 147
FINL-1 | A | 0 | 14 | 1 | 14 | 1 | 14 | 1 | 14 | 2 | 14 | 0 | 14 | 1 | 11
FOYE-1 | A | 6 | 60 | 13 | 60 | 16 | 60 | 11 | 60 | 27 | 60 | 5 | 30 | 11 | 30
FOYE-2 | A | 6 | 60 | 13 | 60 | 16 | 60 | 11 | 60 | 27 | 60 | 5 | 30 | 11 | 30
GLNDO-1 | A | 6 | 80 | 12 | 45 | 17 | 45 | 12 | 45 | 25 | 45 | 8 | 65 | 18 | 45
GNFSW-1 | A | 11 | 100 | 30 | 100 | 30 | 100 | 12 | 100 | 31 | 100 | 12 | 70 | 30 | 70
GNFSW-2 | A | 7 | 64 | 18 | 64 | 18 | 64 | 8 | 64 | 18 | 64 | 6 | 49 | 15 | 49
GORDW-1 | A | 6 | 62 | 16 | 56 | 26 | 45 | 7 | 62 | 18 | 62 | 6 | 56 | 16 | 45
GRAI-6 | A | 24 | 320 | 58 | 320 | 58 | 320 | 35 | 320 | 88 | 320 | 28 | 270 | 60 | 230
GRAI-7 | A | 30 | 232 | 60 | 232 | 60 | 232 | 32 | 232 | 84 | 232 | 32 | 175 | 65 | 135
GRAI-8 | A | 26 | 232 | 58 | 232 | 58 | 232 | 32 | 232 | 84 | 232 | 32 | 175 | 65 | 135
GRIFW-1 | A | 8 | 94 | 22 | 94 | 23 | 94 | 8 | 94 | 22 | 94 | 8 | 85 | 22 | 72
GRIFW-2 | A | 8 | 94 | 22 | 94 | 23 | 94 | 8 | 94 | 22 | 94 | 8 | 85 | 22 | 72
GRMO-1 | A | 8 | 43 | 8 | 43 | 8 | 43 | 8 | 43 | 8 | 43 | 8 | 23 | 8 | 23
GYAR-1 | A | 17 | 176 | 42 | 176 | 66 | 176 | 24 | 176 | 60 | 176 | 17 | 176 | 42 | 176
GYMRO-15 | A | 6 | 145 | 15 | 145 | 15 | 145 | 6 | 145 | 15 | 145 | 6 | 44 | 15 | 44
GYMRO-17 | A | 6 | 145 | 15 | 145 | 15 | 145 | 6 | 145 | 15 | 145 | 6 | 44 | 15 | 44
GYMRO-26 | A | 6 | 145 | 15 | 145 | 15 | 145 | 6 | 145 | 15 | 145 | 6 | 44 | 15 | 44
GYMRO-28 | A | 6 | 145 | 15 | 145 | 15 | 145 | 6 | 145 | 15 | 145 | 6 | 44 | 15 | 44
HADHW-1 | A | 7 | 76 | 14 | 76 | 22 | 76 | 13 | 76 | 34 | 76 | 8 | 65 | 17 | 65
HMGTO-1 | A | 8 | 88 | 20 | 88 | 35 | 88 | 10 | 88 | 25 | 88 | 8 | 68 | 19 | 68
HMGTO-2 | A | 9 | 91 | 23 | 91 | 37 | 91 | 10 | 91 | 25 | 91 | 10 | 67 | 24 | 67
HOWAO-1 | A | 42 | 400 | 112 | 400 | 120 | 400 | 44 | 400 | 116 | 400 | 42 | 364 | 112 | 294
HOWAO-2 | A | 42 | 400 | 112 | 400 | 120 | 400 | 44 | 400 | 116 | 400 | 42 | 364 | 112 | 294
HOWAO-3 | A | 42 | 400 | 112 | 400 | 120 | 400 | 44 | 400 | 116 | 400 | 42 | 364 | 112 | 294
HRSTW-1 | A | 12 | 102 | 30 | 102 | 45 | 102 | 13 | 102 | 34 | 102 | 13 | 80 | 27 | 66
HUMR-1 | A | 60 | 533 | 150 | 533 | 200 | 533 | 80 | 533 | 200 | 533 | 62 | 419 | 155 | 251
INDQ-1 | A | 12 | 102 | 31 | 102 | 43 | 102 | 13 | 102 | 34 | 102 | 12 | 72 | 30 | 72
KEAD-1 | A | 38 | 415 | 90 | 415 | 90 | 415 | 55 | 415 | 138 | 415 | 38 | 355 | 90 | 285
KILBW-1 | A | 3 | 56 | 8 | 56 | 13 | 56 | 5 | 56 | 14 | 56 | 4 | 53 | 9 | 47
KILLPG-1 | A | 8 | 225 | 10 | 225 | 10 | 225 | 10 | 225 | 12 | 225 | 4 | 150 | 15 | 150
KILLPG-2 | A | 18 | 225 | 25 | 225 | 25 | 225 | 37 | 225 | 37 | 225 | 22 | 195 | 30 | 195
KILNS-1 | A | 30 | 290 | 72 | 290 | 84 | 290 | 42 | 290 | 114 | 290 | 18 | 104 | 45 | 104
KLYN-A-1 | A | 22 | 210 | 45 | 210 | 52 | 210 | 40 | 210 | 95 | 210 | 22 | 189 | 45 | 125
KPMRW-1 | A | 9 | 75 | 20 | 75 | 30 | 75 | 9 | 75 | 23 | 75 | 9 | 67 | 22 | 54
LAGA-1 | A | 55 | 500 | 123 | 500 | 140 | 500 | 52 | 500 | 130 | 500 | 53 | 475 | 130 | 475
LARYO-1 | A | 16 | 155 | 40 | 155 | 45 | 155 | 18 | 155 | 45 | 155 | 14 | 120 | 35 | 120
LARYO-2 | A | 16 | 158 | 40 | 158 | 45 | 158 | 18 | 158 | 45 | 158 | 14 | 120 | 35 | 120
LARYO-3 | A | 16 | 158 | 40 | 158 | 45 | 158 | 18 | 158 | 45 | 158 | 14 | 120 | 35 | 120
LARYO-4 | A | 16 | 158 | 40 | 158 | 45 | 158 | 18 | 158 | 45 | 158 | 14 | 120 | 35 | 120
LBAR-1G | A | 1 | 16 | 4 | 16 | 6 | 16 | 2 | 16 | 4 | 16 | 1 | 9 | 4 | 9
LBAR-1 | A | 39 | 360 | 88 | 360 | 88 | 360 | 55 | 360 | 145 | 360 | 41 | 270 | 90 | 270
LNCSO-1 | A | 12 | 130 | 30 | 130 | 32 | 130 | 12 | 130 | 32 | 130 | 10 | 100 | 26 | 100
LNCSO-2 | A | 13 | 140 | 34 | 140 | 36 | 140 | 14 | 140 | 36 | 140 | 12 | 125 | 32 | 125
LOAN-1 | A | 25 | 326 | 51 | 326 | 55 | 326 | 19 | 326 | 50 | 326 | 12 | 276 | 28 | 276
LOAN-2 | A | 25 | 326 | 51 | 326 | 55 | 326 | 19 | 326 | 50 | 326 | 12 | 276 | 28 | 276
LOAN-3 | A | 25 | 326 | 51 | 326 | 55 | 326 | 19 | 326 | 50 | 326 | 12 | 276 | 28 | 276
MEDP-1 | A | 30 | 380 | 76 | 330 | 76 | 330 | 48 | 380 | 105 | 380 | 31 | 330 | 79 | 290
MILWW-1 | A | 6 | 32 | 8 | 54 | 13 | 54 | 5 | 54 | 14 | 54 | 3 | 43 | 8 | 43
MKHLW-1 | A | 4 | 42 | 10 | 42 | 12 | 42 | 5 | 42 | 13 | 42 | 5 | 37 | 12 | 30
MRWD-1 | A | 43 | 448 | 100 | 448 | 112 | 448 | 67 | 448 | 160 | 448 | 36 | 328 | 93 | 328
NANT-1 | A | 0 | 15 | 0 | 15 | 0 | 15 | 0 | 15 | 1 | 15 | 0 | 15 | 0 | 15
PEHE-1 | A | 42 | 420 | 72 | 420 | 72 | 420 | 83 | 420 | 117 | 420 | 35 | 350 | 84 | 260
PEHE-2 | A | 16 | 490 | 40 | 265 | 42 | 490 | 0 | 0 | 0 | 0 | 0 | 490 | 0 | 490
PEMB-11 | A | 38 | 113 | 63 | 276 | 63 | 276 | 33 | 276 | 90 | 276 | 35 | 241 | 64 | 210
PEMB-21 | A | 38 | 113 | 63 | 276 | 63 | 276 | 33 | 276 | 90 | 276 | 35 | 241 | 64 | 210
PEMB-31 | A | 38 | 113 | 63 | 276 | 63 | 276 | 33 | 276 | 90 | 276 | 35 | 241 | 64 | 210
PEMB-41 | A | 38 | 113 | 63 | 276 | 63 | 276 | 33 | 276 | 90 | 276 | 35 | 241 | 64 | 210
PEMB-51 | A | 38 | 113 | 63 | 276 | 63 | 276 | 33 | 276 | 90 | 276 | 35 | 241 | 64 | 210
PETEM1 | A | 20 | 180 | 46 | 180 | 52 | 180 | 24 | 180 | 58 | 180 | 20 | 150 | 50 | 100
RATS-1 | A | 50 | 270 | 90 | 270 | 90 | 270 | 36 | 270 | 50 | 270 | 42 | 105 | 75 | 155
RATS-2 | A | 40 | 270 | 90 | 270 | 100 | 270 | 36 | 270 | 50 | 270 | 40 | 195 | 75 | 195
RATS-3 | A | 40 | 270 | 90 | 270 | 100 | 270 | 36 | 270 | 50 | 270 | 40 | 195 | 75 | 195
RATS-4 | A | 40 | 270 | 95 | 270 | 100 | 270 | 36 | 270 | 50 | 270 | 40 | 195 | 75 | 195
RMPNO-1 | A | 18 | 180 | 45 | 180 | 72 | 180 | 20 | 180 | 50 | 180 | 18 | 130 | 47 | 130
RMPNO-2 | A | 18 | 180 | 45 | 180 | 72 | 180 | 20 | 180 | 50 | 180 | 18 | 130 | 47 | 130
ROCK-1 | A | 36 | 400 | 50 | 400 | 54 | 400 | 60 | 400 | 160 | 400 | 33 | 220 | 53 | 220
RYHPS-1 | A | 30 | 305 | 48 | 305 | 66 | 305 | 42 | 305 | 51 | 305 | 30 | 130 | 42 | 68
SCCL-1 | A | 35 | 180 | 70 | 180 | 70 | 180 | 40 | 180 | 95 | 180 | 40 | 100 | 100 | 50
SCCL-2 | A | 35 | 180 | 70 | 180 | 70 | 180 | 40 | 180 | 95 | 180 | 40 | 100 | 100 | 50
SCCL-3 | A | 35 | 180 | 70 | 180 | 70 | 180 | 40 | 180 | 95 | 180 | 40 | 100 | 100 | 50
SEAB-1 | A | 44 | 254 | 125 | 254 | 150 | 254 | 55 | 254 | 150 | 254 | 75 | 164 | 176 | 38
SEAB-2 | A | 31 | 138 | 76 | 138 | 86 | 138 | 32 | 138 | 82 | 138 | 37 | 73 | 90 | 43
SEEL-1 | A | 23 | 170 | 38 | 170 | 38 | 170 | 24 | 170 | 70 | 170 | 19 | 135 | 38 | 100
SHBA-1 | A | 33 | 420 | 79 | 420 | 91 | 420 | 59 | 420 | 150 | 420 | 37 | 336 | 95 | 252
SHBA-2 | A | 32 | 319 | 70 | 319 | 76 | 319 | 35 | 319 | 93 | 319 | 32 | 270 | 70 | 217
SHOS-1 | A | 18 | 160 | 24 | 160 | 24 | 160 | 30 | 160 | 75 | 160 | 18 | 135 | 24 | 135
SHRSO-1 | A | 16 | 157 | 44 | 157 | 46 | 157 | 17 | 157 | 46 | 157 | 16 | 141 | 43 | 113
SHRSO-2 | A | 16 | 157 | 44 | 157 | 46 | 157 | 17 | 157 | 46 | 157 | 16 | 141 | 43 | 113
SIZB-1 | A | 38 | 283 | 45 | 283 | 45 | 283 | 45 | 283 | 45 | 283 | 40 | 283 | 46 | 283
SIZB-2 | A | 38 | 283 | 45 | 283 | 45 | 283 | 45 | 283 | 45 | 283 | 40 | 283 | 46 | 283
SLOY-1 | A | 0 | 38 | 1 | 38 | 1 | 38 | 1 | 38 | 2 | 38 | 0 | 38 | 1 | 30
SLOY-2 | A | 0 | 38 | 1 | 38 | 1 | 38 | 1 | 38 | 2 | 38 | 0 | 38 | 1 | 30
SLOY-3 | A | 0 | 38 | 1 | 38 | 1 | 38 | 1 | 38 | 2 | 38 | 0 | 38 | 1 | 30
SLOY-4 | A | 0 | 28 | 1 | 28 | 1 | 28 | 1 | 28 | 2 | 28 | 0 | 28 | 1 | 22
SPLN-1 | A | 40 | 380 | 100 | 380 | 110 | 380 | 50 | 380 | 120 | 380 | 30 | 380 | 90 | 300
STAY-1 | A | 35 | 265 | 62 | 265 | 62 | 265 | 35 | 265 | 89 | 265 | 34 | 192 | 63 | 192
STAY-2 | A | 35 | 265 | 62 | 265 | 62 | 265 | 35 | 265 | 89 | 265 | 34 | 192 | 63 | 192
STAY-3 | A | 35 | 265 | 62 | 265 | 62 | 265 | 35 | 265 | 89 | 265 | 34 | 192 | 63 | 192
STAY-4 | A | 35 | 265 | 62 | 265 | 62 | 265 | 35 | 265 | 89 | 265 | 34 | 192 | 63 | 192
STRNW-1 | A | 6 | 52 | 16 | 52 | 26 | 52 | 7 | 60 | 17 | 60 | 6 | 52 | 17 | 42
SUTB-1 | A | 36 | 380 | 104 | 380 | 148 | 380 | 52 | 380 | 132 | 380 | 47 | 250 | 107 | 250
SVRP-10 | A | 20 | 225 | 50 | 225 | 70 | 225 | 32 | 225 | 80 | 225 | 20 | 172 | 50 | 172
SVRP-20 | A | 20 | 225 | 50 | 225 | 70 | 225 | 32 | 225 | 80 | 225 | 20 | 172 | 50 | 172
USKM-13 | A | 6 | 49 | 15 | 49 | 17 | 49 | 8 | 49 | 19 | 49 | 7 | 36 | 8 | 36
USKM-14 | A | 6 | 49 | 15 | 49 | 17 | 49 | 8 | 49 | 19 | 49 | 7 | 36 | 8 | 36
USKM-15 | A | 6 | 49 | 15 | 49 | 17 | 49 | 8 | 49 | 19 | 49 | 7 | 36 | 8 | 36
WBUPS-1 | A | 30 | 113 | 48 | 153 | 48 | 153 | 32 | 113 | 50 | 113 | 40 | 153 | 65 | 113
WBUPS-2 | A | 30 | 133 | 48 | 173 | 48 | 173 | 32 | 133 | 50 | 133 | 40 | 173 | 65 | 133
WBUPS-3 | A | 30 | 133 | 48 | 173 | 48 | 173 | 32 | 133 | 50 | 133 | 40 | 173 | 65 | 133
WBUPS-4 | A | 30 | 113 | 48 | 153 | 48 | 153 | 32 | 113 | 50 | 113 | 40 | 153 | 65 | 113
WBURB-1 | A | 22 | 240 | 48 | 240 | 62 | 240 | 27 | 240 | 69 | 240 | 20 | 200 | 50 | 120
WBURB-2 | A | 25 | 255 | 52 | 255 | 62 | 255 | 26 | 255 | 67 | 255 | 22 | 215 | 52 | 135
WBURB-3 | A | 23 | 255 | 48 | 255 | 62 | 255 | 27 | 255 | 67 | 255 | 20 | 215 | 52 | 135
WDNSO-1 | A | 21 | 191 | 54 | 191 | 57 | 191 | 21 | 191 | 57 | 191 | 21 | 170 | 55 | 136
WDNSO-2 | A | 21 | 191 | 54 | 191 | 57 | 191 | 21 | 191 | 57 | 191 | 21 | 170 | 55 | 136
WHILW-1 | A | 31 | 322 | 84 | 322 | 90 | 322 | 33 | 322 | 90 | 322 | 32 | 255 | 86 | 210
WHILW-2 | A | 19 | 163 | 33 | 163 | 35 | 163 | 20 | 163 | 52 | 163 | 21 | 142 | 43 | 119
WLNYO-2 | A | 19 | 182 | 51 | 182 | 54 | 182 | 20 | 182 | 53 | 182 | 20 | 158 | 51 | 130
WLNYW-1 | A | 19 | 182 | 51 | 182 | 54 | 182 | 20 | 182 | 53 | 182 | 20 | 158 | 51 | 130
WTMSO-1 | A | 22 | 200 | 58 | 200 | 62 | 200 | 23 | 200 | 61 | 200 | 23 | 140 | 60 | 140

## Jul 2022
MW Response Capability by BMU
|  | Primary Response (Max MWhrs) | [5 empty] | Secondary Response (Max Mwhrs) |  |  |  | High Frequency Response (Max MWhrs)
UNIT | Mode | 0.2Hz | Genset Deload (MW) | 0.5Hz | Genset Deload (MW) | 0.8Hz | Genset Deload (MW) | 0.2/0.2Hz | Genset Deload (MW) | 0.5/0.5Hz | Genset Deload (MW) | 0.2Hz | Genset Deload (MW) | 0.5Hz | Genset Deload (MW)
ABTH7 | A | 40 | 250 | 72 | 250 | 72 | 250 | 48 | 250 | 120 | 250 | 38 | 185 | 55 | 185
ABTH8 | A | 40 | 250 | 72 | 250 | 72 | 250 | 48 | 250 | 120 | 250 | 38 | 185 | 55 | 185
ABTH9 | A | 30 | 240 | 80 | 240 | 80 | 240 | 40 | 240 | 120 | 240 | 38 | 125 | 52 | 125
ARCHW-1 | A | 10 | 92 | 25 | 92 | 25 | 92 | 12 | 92 | 30 | 92 | 11 | 73 | 24 | 56
BAGE-1 | A | 30 | 255 | 70 | 255 | 90 | 255 | 35 | 255 | 90 | 255 | 28 | 220 | 70 | 185
BAGE-2 | A | 3 | 17 | 8 | 17 | 12 | 17 | 4 | 17 | 9 | 17 | 2 | 17 | 5 | 17
BARKB2 | A | 33 | 210 | 82 | 210 | 108 | 210 | 39 | 210 | 97 | 210 | 31 | 120 | 84 | 120
BARK-1 | A | 22 | 140 | 55 | 140 | 72 | 140 | 26 | 140 | 65 | 140 | 21 | 80 | 54 | 80
BHLAW-1 | A | 7 | 98 | 16 | 98 | 19 | 98 | 10 | 98 | 26 | 98 | 8 | 87 | 18 | 78
BLLA-1 | A | 6 | 99 | 13 | 99 | 13 | 99 | 15 | 99 | 39 | 99 | 9 | 83 | 16 | 83
BRBEO-1 | A | 20 | 258 | 50 | 258 | 50 | 258 | 22 | 258 | 63 | 258 | 17 | 194 | 46 | 194
BRDUW-1 | A | 6 | 58 | 17 | 58 | 17 | 58 | 7 | 58 | 17 | 58 | 6 | 36 | 17 | 36
BRGG-1 | A | 16 | 110 | 32 | 110 | 48 | 110 | 16 | 110 | 40 | 110 | 14 | 96 | 34 | 46
BRYP-1 | A | 15 | 82 | 25 | 82 | 31 | 82 | 22 | 82 | 37 | 82 | 10 | 82 | 27 | 47
BURBW-1 | A | 0 | 90 | 0 | 90 | 0 | 90 | 0 | 0 | 0 | 0 | 0 | 90 | 0 | 90
CARR-1 | A | 35 | 269 | 58 | 269 | 58 | 269 | 35 | 325 | 88 | 325 | 34 | 269 | 56 | 269
CARR-2 | A | 35 | 269 | 58 | 269 | 58 | 269 | 35 | 325 | 88 | 325 | 34 | 269 | 56 | 269
CDCL-1 | A | 30 | 231 | 46 | 231 | 46 | 231 | 34 | 231 | 45 | 231 | 29 | 172 | 72 | 135
CLAC-1 | A | 3 | 28 | 8 | 28 | 13 | 28 | 3 | 36 | 9 | 36 | 3 | 28 | 8 | 28
CLDCW-1 | A | 14 | 14 | 34 | 113 | 36 | 113 | 13 | 113 | 35 | 113 | 13 | 99 | 34 | 78
CLDNW-1 | A | 13 | 108 | 33 | 108 | 35 | 108 | 13 | 108 | 35 | 108 | 12 | 95 | 33 | 74
CLDSW-1 | A | 16 | 129 | 40 | 129 | 43 | 129 | 16 | 129 | 42 | 129 | 16 | 113 | 41 | 88
CNQPS-1 | A | 22 | 170 | 55 | 170 | 55 | 170 | 28 | 170 | 70 | 170 | 26 | 120 | 60 | 105
CNQPS-2 | A | 22 | 170 | 55 | 170 | 55 | 170 | 28 | 170 | 70 | 170 | 22 | 120 | 55 | 105
CNQPS-3 | A | 22 | 170 | 55 | 170 | 55 | 170 | 28 | 170 | 70 | 170 | 22 | 120 | 55 | 105
CNQPS-4 | A | 22 | 170 | 55 | 170 | 55 | 170 | 28 | 170 | 70 | 170 | 28 | 105 | 55 | 105
CORB-1 | A | 10 | 130 | 30 | 130 | 50 | 130 | 28 | 130 | 60 | 130 | 15 | 95 | 40 | 60
COSO-1 | A | 20 | 380 | 40 | 380 | 50 | 380 | 60 | 380 | 140 | 380 | 17 | 304 | 40 | 304
COTPS-1 | A | 29 | 277 | 50 | 277 | 62 | 277 | 35 | 60 | 63 | 277 | 30 | 122 | 60 | 122
COTPS-2 | A | 29 | 287 | 50 | 287 | 62 | 287 | 35 | 60 | 63 | 287 | 30 | 122 | 60 | 122
COTPS-3 | A | 29 | 287 | 50 | 287 | 62 | 287 | 35 | 60 | 63 | 287 | 30 | 122 | 60 | 122
COTPS-4 | A | 29 | 277 | 50 | 277 | 62 | 277 | 35 | 60 | 63 | 277 | 30 | 122 | 60 | 122
COWE1 | A | 7 | 30 | 17 | 30 | 17 | 30 | 7 | 30 | 17 | 30 | 7 | 30 | 17 | 30
COWE2 | A | 7 | 30 | 17 | 30 | 17 | 30 | 7 | 30 | 17 | 30 | 7 | 30 | 17 | 30
CRUA-1 | A | 10 | 110 | 25 | 110 | 37 | 110 | 12 | 110 | 30 | 110 | 10 | 84 | 25 | 48
CRUA-2 | A | 10 | 110 | 25 | 110 | 37 | 110 | 12 | 110 | 30 | 110 | 10 | 84 | 25 | 48
CRUA-3 | A | 7 | 30 | 15 | 30 | 21 | 30 | 9 | 30 | 24 | 30 | 5 | 25 | 13 | 15
CRUA-4 | A | 7 | 30 | 15 | 30 | 21 | 30 | 9 | 30 | 24 | 30 | 5 | 25 | 13 | 15
CRYRW-2 | A | 15 | 138 | 38 | 138 | 40 | 138 | 15 | 138 | 40 | 138 | 13 | 109 | 40 | 63
DAMC-1 | A | 64 | 380 | 136 | 380 | 156 | 380 | 80 | 380 | 180 | 380 | 60 | 293 | 190 | 128
DDGNO-1 | A | 9 | 108 | 25 | 108 | 26 | 108 | 10 | 108 | 26 | 108 | 9 | 97 | 25 | 81
DDGNO-2 | A | 8 | 90 | 20 | 90 | 22 | 90 | 8 | 90 | 21 | 90 | 8 | 81 | 21 | 68
DDGNO-3 | A | 9 | 102 | 24 | 102 | 25 | 102 | 9 | 102 | 25 | 102 | 9 | 92 | 24 | 77
DDGNO-4 | A | 9 | 102 | 24 | 102 | 25 | 102 | 9 | 102 | 25 | 102 | 9 | 92 | 24 | 77
DEEP-1 | A | 20 | 180 | 60 | 180 | 86 | 180 | 22 | 180 | 80 | 180 | 24 | 96 | 52 | 96
DIDCB5 | A | 40 | 330 | 104 | 330 | 125 | 330 | 55 | 330 | 140 | 330 | 40 | 185 | 105 | 185
DIDCB6 | A | 50 | 250 | 105 | 250 | 105 | 250 | 50 | 250 | 130 | 250 | 50 | 153 | 110 | 103
DINO-1 | A | 14 | 138 | 39 | 138 | 58 | 138 | 28 | 138 | 72 | 138 | 14 | 118 | 36 | 88
DINO-2 | A | 14 | 138 | 39 | 138 | 58 | 138 | 28 | 138 | 72 | 138 | 14 | 118 | 36 | 88
DINO-3 | A | 14 | 138 | 39 | 138 | 58 | 138 | 28 | 138 | 72 | 138 | 14 | 118 | 36 | 88
DINO-4 | A | 14 | 138 | 39 | 138 | 58 | 138 | 28 | 138 | 72 | 138 | 14 | 118 | 36 | 88
DINO-5 | A | 14 | 138 | 39 | 138 | 58 | 138 | 28 | 138 | 72 | 138 | 14 | 118 | 36 | 88
DINO-6 | A | 14 | 138 | 39 | 138 | 58 | 138 | 28 | 138 | 72 | 138 | 14 | 118 | 36 | 88
DRAXX-1 | A | 68 | 345 | 100 | 345 | 100 | 345 | 64 | 95 | 110 | 345 | 60 | 225 | 70 | 225
DRAXX-2 | A | 68 | 345 | 100 | 345 | 100 | 345 | 64 | 95 | 110 | 345 | 60 | 225 | 70 | 225
DRAXX-3 | A | 68 | 345 | 100 | 345 | 100 | 345 | 64 | 95 | 110 | 345 | 60 | 225 | 70 | 225
DRAXX-4 | A | 68 | 345 | 100 | 345 | 100 | 345 | 64 | 95 | 110 | 345 | 60 | 225 | 70 | 225
DRAXX-5 | A | 68 | 345 | 100 | 345 | 100 | 345 | 64 | 95 | 110 | 345 | 60 | 225 | 70 | 225
DRAXX-6 | A | 68 | 345 | 100 | 345 | 100 | 345 | 64 | 95 | 110 | 345 | 60 | 225 | 70 | 225
DRSLW-1 | A | 6 | 69 | 16 | 69 | 17 | 69 | 6 | 69 | 17 | 69 | 6 | 61 | 16 | 54
DUNGW-1 | A | 8 | 89 | 21 | 89 | 33 | 89 | 8 | 89 | 23 | 89 | 8 | 80 | 21 | 69
EAAO-1 | A | 18 | 182 | 48 | 182 | 52 | 182 | 19 | 182 | 50 | 182 | 18 | 164 | 48 | 134
EAAO-2 | A | 17 | 175 | 46 | 175 | 50 | 175 | 18 | 175 | 48 | 175 | 18 | 157 | 46 | 157
EECL-1 | A | 20 | 178 | 25 | 178 | 25 | 178 | 32 | 178 | 81 | 178 | 20 | 143 | 25 | 143
EGGPS-1 | A | 45 | 205 | 83 | 205 | 83 | 205 | 49 | 205 | 110 | 205 | 33 | 95 | 60 | 95
EGGPS-2 | A | 45 | 205 | 83 | 205 | 83 | 205 | 49 | 205 | 110 | 205 | 33 | 95 | 60 | 95
EGGPS-3 | A | 45 | 205 | 83 | 205 | 83 | 205 | 49 | 205 | 110 | 205 | 33 | 95 | 60 | 95
EGGPS-4 | A | 45 | 205 | 83 | 205 | 83 | 205 | 49 | 205 | 110 | 205 | 33 | 95 | 60 | 95
ERRO-1 | A | 1 | 21 | 1 | 21 | 1 | 21 | 2 | 21 | 5 | 21 | 1 | 17 | 1 | 17
ERRO-2 | A | 1 | 21 | 1 | 21 | 1 | 21 | 2 | 21 | 5 | 21 | 1 | 17 | 1 | 17
ERRO-3 | A | 1 | 21 | 1 | 21 | 1 | 21 | 2 | 21 | 5 | 21 | 1 | 17 | 1 | 17
FAARW-1 | A | 2 | 37 | 4 | 37 | 4 | 37 | 4 | 37 | 12 | 37 | 2 | 33 | 4 | 33
FAARW-2 | A | 2 | 37 | 4 | 37 | 4 | 37 | 4 | 37 | 12 | 37 | 2 | 33 | 4 | 33
FALGW-1 | A | 11 | 108 | 28 | 108 | 41 | 108 | 13 | 108 | 35 | 108 | 10 | 86 | 22 | 64
FASN-1 | A | 0 | 15 | 1 | 15 | 1 | 15 | 1 | 15 | 2 | 15 | 0 | 15 | 1 | 12
FASN2 | A | 0 | 15 | 1 | 15 | 1 | 15 | 1 | 15 | 2 | 15 | 0 | 15 | 1 | 12
FASN3 | A | 0 | 15 | 1 | 15 | 1 | 15 | 1 | 15 | 2 | 15 | 0 | 15 | 1 | 12
FAWN-1 | A | 10 | 52 | 25 | 52 | 40 | 52 | 13 | 52 | 32 | 52 | 11 | 37 | 27 | 27
FELL-1 | A | 9 | 63 | 21 | 63 | 22 | 63 | 10 | 63 | 24 | 63 | 9 | 63 | 22 | 63
FFES-1 | A | 10 | 35 | 27 | 35 | 30 | 35 | 9 | 35 | 22 | 35 | 4 | 27 | 6 | 27
FFES-2 | A | 10 | 35 | 27 | 35 | 30 | 35 | 9 | 35 | 22 | 35 | 4 | 27 | 6 | 27
FFES-3 | A | 10 | 35 | 27 | 35 | 30 | 35 | 9 | 35 | 22 | 35 | 4 | 27 | 6 | 27
FFES-4 | A | 10 | 35 | 27 | 35 | 30 | 35 | 9 | 35 | 22 | 35 | 4 | 27 | 6 | 27
FIDL-1 | A | 13 | 205 | 20 | 205 | 23 | 205 | 35 | 100 | 40 | 147 | 30 | 147 | 50 | 147
FIDL-2 | A | 13 | 205 | 20 | 205 | 23 | 205 | 35 | 100 | 40 | 147 | 30 | 147 | 50 | 147
FIDL-3 | A | 13 | 205 | 20 | 205 | 23 | 205 | 35 | 100 | 40 | 147 | 30 | 147 | 50 | 147
FIDL-4 | A | 13 | 205 | 20 | 205 | 23 | 205 | 35 | 100 | 40 | 147 | 30 | 147 | 50 | 147
FINL-1 | A | 0 | 14 | 1 | 14 | 1 | 14 | 1 | 14 | 2 | 14 | 0 | 14 | 1 | 11
FOYE-1 | A | 6 | 60 | 13 | 60 | 16 | 60 | 11 | 60 | 27 | 60 | 5 | 30 | 11 | 30
FOYE-2 | A | 6 | 60 | 13 | 60 | 16 | 60 | 11 | 60 | 27 | 60 | 5 | 30 | 11 | 30
GLNDO-1 | A | 6 | 80 | 12 | 45 | 17 | 45 | 12 | 45 | 25 | 45 | 8 | 65 | 18 | 45
GNFSW-1 | A | 11 | 100 | 30 | 100 | 30 | 100 | 12 | 100 | 31 | 100 | 12 | 70 | 30 | 70
GNFSW-2 | A | 7 | 64 | 18 | 64 | 18 | 64 | 8 | 64 | 18 | 64 | 6 | 49 | 15 | 49
GORDW-1 | A | 6 | 62 | 16 | 56 | 26 | 45 | 7 | 62 | 18 | 62 | 6 | 56 | 16 | 45
GRAI-6 | A | 24 | 320 | 58 | 320 | 58 | 320 | 35 | 320 | 88 | 320 | 28 | 270 | 60 | 230
GRAI-7 | A | 30 | 232 | 60 | 232 | 60 | 232 | 32 | 232 | 84 | 232 | 32 | 175 | 65 | 135
GRAI-8 | A | 26 | 232 | 58 | 232 | 58 | 232 | 32 | 232 | 84 | 232 | 32 | 175 | 65 | 135
GRIFW-1 | A | 8 | 94 | 22 | 94 | 23 | 94 | 8 | 94 | 22 | 94 | 8 | 85 | 22 | 72
GRIFW-2 | A | 8 | 94 | 22 | 94 | 23 | 94 | 8 | 94 | 22 | 94 | 8 | 85 | 22 | 72
GRMO-1 | A | 8 | 43 | 8 | 43 | 8 | 43 | 8 | 43 | 8 | 43 | 8 | 23 | 8 | 23
GYAR-1 | A | 17 | 176 | 42 | 176 | 66 | 176 | 24 | 176 | 60 | 176 | 17 | 176 | 42 | 176
GYMRO-15 | A | 6 | 145 | 15 | 145 | 15 | 145 | 6 | 145 | 15 | 145 | 6 | 44 | 15 | 44
GYMRO-17 | A | 6 | 145 | 15 | 145 | 15 | 145 | 6 | 145 | 15 | 145 | 6 | 44 | 15 | 44
GYMRO-26 | A | 6 | 145 | 15 | 145 | 15 | 145 | 6 | 145 | 15 | 145 | 6 | 44 | 15 | 44
GYMRO-28 | A | 6 | 145 | 15 | 145 | 15 | 145 | 6 | 145 | 15 | 145 | 6 | 44 | 15 | 44
HADHW-1 | A | 7 | 76 | 14 | 76 | 22 | 76 | 13 | 76 | 34 | 76 | 8 | 65 | 17 | 65
HMGTO-1 | A | 8 | 88 | 20 | 88 | 35 | 88 | 10 | 88 | 25 | 88 | 8 | 68 | 19 | 68
HMGTO-2 | A | 9 | 91 | 23 | 91 | 37 | 91 | 10 | 91 | 25 | 91 | 10 | 67 | 24 | 67
HOWAO-1 | A | 42 | 400 | 112 | 400 | 120 | 400 | 44 | 400 | 116 | 400 | 42 | 364 | 112 | 294
HOWAO-2 | A | 42 | 400 | 112 | 400 | 120 | 400 | 44 | 400 | 116 | 400 | 42 | 364 | 112 | 294
HOWAO-3 | A | 42 | 400 | 112 | 400 | 120 | 400 | 44 | 400 | 116 | 400 | 42 | 364 | 112 | 294
HRSTW-1 | A | 12 | 102 | 30 | 102 | 45 | 102 | 13 | 102 | 34 | 102 | 13 | 80 | 27 | 66
HUMR-1 | A | 60 | 533 | 150 | 533 | 200 | 533 | 80 | 533 | 200 | 533 | 62 | 419 | 155 | 251
INDQ-1 | A | 12 | 102 | 31 | 102 | 43 | 102 | 13 | 102 | 34 | 102 | 12 | 72 | 30 | 72
KEAD-1 | A | 38 | 415 | 90 | 415 | 90 | 415 | 55 | 415 | 138 | 415 | 38 | 355 | 90 | 285
KILBW-1 | A | 3 | 56 | 8 | 56 | 13 | 56 | 5 | 56 | 14 | 56 | 4 | 53 | 9 | 47
KILLPG-1 | A | 8 | 225 | 10 | 225 | 10 | 225 | 10 | 225 | 12 | 225 | 4 | 150 | 15 | 150
KILLPG-2 | A | 18 | 225 | 25 | 225 | 25 | 225 | 37 | 225 | 37 | 225 | 22 | 195 | 30 | 195
KILNS-1 | A | 30 | 290 | 72 | 290 | 84 | 290 | 42 | 290 | 114 | 290 | 18 | 104 | 45 | 104
KLYN-A-1 | A | 22 | 210 | 45 | 210 | 52 | 210 | 40 | 210 | 95 | 210 | 22 | 189 | 45 | 125
KPMRW-1 | A | 9 | 75 | 20 | 75 | 30 | 75 | 9 | 75 | 23 | 75 | 9 | 67 | 22 | 54
LAGA-1 | A | 55 | 500 | 123 | 500 | 140 | 500 | 52 | 500 | 130 | 500 | 53 | 475 | 130 | 475
LARYO-1 | A | 16 | 155 | 40 | 155 | 45 | 155 | 18 | 155 | 45 | 155 | 14 | 120 | 35 | 120
LARYO-2 | A | 16 | 158 | 40 | 158 | 45 | 158 | 18 | 158 | 45 | 158 | 14 | 120 | 35 | 120
LARYO-3 | A | 16 | 158 | 40 | 158 | 45 | 158 | 18 | 158 | 45 | 158 | 14 | 120 | 35 | 120
LARYO-4 | A | 16 | 158 | 40 | 158 | 45 | 158 | 18 | 158 | 45 | 158 | 14 | 120 | 35 | 120
LBAR-1G | A | 1 | 16 | 4 | 16 | 6 | 16 | 2 | 16 | 4 | 16 | 1 | 9 | 4 | 9
LBAR-1 | A | 39 | 360 | 88 | 360 | 88 | 360 | 55 | 360 | 145 | 360 | 41 | 270 | 90 | 270
LNCSO-1 | A | 12 | 130 | 30 | 130 | 32 | 130 | 12 | 130 | 32 | 130 | 10 | 100 | 26 | 100
LNCSO-2 | A | 13 | 140 | 34 | 140 | 36 | 140 | 14 | 140 | 36 | 140 | 12 | 125 | 32 | 125
LOAN-1 | A | 25 | 326 | 51 | 326 | 55 | 326 | 19 | 326 | 50 | 326 | 12 | 276 | 28 | 276
LOAN-2 | A | 25 | 326 | 51 | 326 | 55 | 326 | 19 | 326 | 50 | 326 | 12 | 276 | 28 | 276
LOAN-3 | A | 25 | 326 | 51 | 326 | 55 | 326 | 19 | 326 | 50 | 326 | 12 | 276 | 28 | 276
MEDP-1 | A | 30 | 380 | 76 | 330 | 76 | 330 | 48 | 380 | 105 | 380 | 31 | 330 | 79 | 290
MILWW-1 | A | 6 | 32 | 8 | 54 | 13 | 54 | 5 | 54 | 14 | 54 | 3 | 43 | 8 | 43
MKHLW-1 | A | 4 | 42 | 10 | 42 | 12 | 42 | 5 | 42 | 13 | 42 | 5 | 37 | 12 | 30
MRWD-1 | A | 43 | 448 | 100 | 448 | 112 | 448 | 67 | 448 | 160 | 448 | 36 | 328 | 93 | 328
NANT-1 | A | 0 | 15 | 0 | 15 | 0 | 15 | 0 | 15 | 1 | 15 | 0 | 15 | 0 | 15
PEHE-1 | A | 42 | 420 | 72 | 420 | 72 | 420 | 83 | 420 | 117 | 420 | 35 | 350 | 84 | 260
PEHE-2 | A | 16 | 490 | 40 | 265 | 42 | 490 | 0 | 0 | 0 | 0 | 0 | 490 | 0 | 490
PEMB-11 | A | 38 | 113 | 63 | 276 | 63 | 276 | 33 | 276 | 90 | 276 | 35 | 241 | 64 | 210
PEMB-21 | A | 38 | 113 | 63 | 276 | 63 | 276 | 33 | 276 | 90 | 276 | 35 | 241 | 64 | 210
PEMB-31 | A | 38 | 113 | 63 | 276 | 63 | 276 | 33 | 276 | 90 | 276 | 35 | 241 | 64 | 210
PEMB-41 | A | 38 | 113 | 63 | 276 | 63 | 276 | 33 | 276 | 90 | 276 | 35 | 241 | 64 | 210
PEMB-51 | A | 38 | 113 | 63 | 276 | 63 | 276 | 33 | 276 | 90 | 276 | 35 | 241 | 64 | 210
PETEM1 | A | 20 | 180 | 46 | 180 | 52 | 180 | 24 | 180 | 58 | 180 | 20 | 150 | 50 | 100
RATS-1 | A | 50 | 270 | 90 | 270 | 90 | 270 | 36 | 270 | 50 | 270 | 42 | 105 | 75 | 155
RATS-2 | A | 40 | 270 | 90 | 270 | 100 | 270 | 36 | 270 | 50 | 270 | 40 | 195 | 75 | 195
RATS-3 | A | 40 | 270 | 90 | 270 | 100 | 270 | 36 | 270 | 50 | 270 | 40 | 195 | 75 | 195
RATS-4 | A | 40 | 270 | 95 | 270 | 100 | 270 | 36 | 270 | 50 | 270 | 40 | 195 | 75 | 195
RMPNO-1 | A | 18 | 180 | 45 | 180 | 72 | 180 | 20 | 180 | 50 | 180 | 18 | 130 | 47 | 130
RMPNO-2 | A | 18 | 180 | 45 | 180 | 72 | 180 | 20 | 180 | 50 | 180 | 18 | 130 | 47 | 130
ROCK-1 | A | 36 | 400 | 50 | 400 | 54 | 400 | 60 | 400 | 160 | 400 | 33 | 220 | 53 | 220
RYHPS-1 | A | 30 | 305 | 48 | 305 | 66 | 305 | 42 | 305 | 51 | 305 | 30 | 130 | 42 | 68
SCCL-1 | A | 35 | 180 | 70 | 180 | 70 | 180 | 40 | 180 | 95 | 180 | 40 | 100 | 100 | 50
SCCL-2 | A | 35 | 180 | 70 | 180 | 70 | 180 | 40 | 180 | 95 | 180 | 40 | 100 | 100 | 50
SCCL-3 | A | 35 | 180 | 70 | 180 | 70 | 180 | 40 | 180 | 95 | 180 | 40 | 100 | 100 | 50
SEAB-1 | A | 44 | 254 | 125 | 254 | 150 | 254 | 55 | 254 | 150 | 254 | 75 | 164 | 176 | 38
SEAB-2 | A | 31 | 138 | 76 | 138 | 86 | 138 | 32 | 138 | 82 | 138 | 37 | 73 | 90 | 43
SEEL-1 | A | 23 | 170 | 38 | 170 | 38 | 170 | 24 | 170 | 70 | 170 | 19 | 135 | 38 | 100
SHBA-1 | A | 33 | 420 | 79 | 420 | 91 | 420 | 59 | 420 | 150 | 420 | 37 | 336 | 95 | 252
SHBA-2 | A | 32 | 319 | 70 | 319 | 76 | 319 | 35 | 319 | 93 | 319 | 32 | 270 | 70 | 217
SHOS-1 | A | 18 | 160 | 24 | 160 | 24 | 160 | 30 | 160 | 75 | 160 | 18 | 135 | 24 | 135
SHRSO-1 | A | 16 | 157 | 44 | 157 | 46 | 157 | 17 | 157 | 46 | 157 | 16 | 141 | 43 | 113
SHRSO-2 | A | 16 | 157 | 44 | 157 | 46 | 157 | 17 | 157 | 46 | 157 | 16 | 141 | 43 | 113
SIZB-1 | A | 38 | 283 | 45 | 283 | 45 | 283 | 45 | 283 | 45 | 283 | 40 | 283 | 46 | 283
SIZB-2 | A | 38 | 283 | 45 | 283 | 45 | 283 | 45 | 283 | 45 | 283 | 40 | 283 | 46 | 283
SLOY-1 | A | 0 | 38 | 1 | 38 | 1 | 38 | 1 | 38 | 2 | 38 | 0 | 38 | 1 | 30
SLOY-2 | A | 0 | 38 | 1 | 38 | 1 | 38 | 1 | 38 | 2 | 38 | 0 | 38 | 1 | 30
SLOY-3 | A | 0 | 38 | 1 | 38 | 1 | 38 | 1 | 38 | 2 | 38 | 0 | 38 | 1 | 30
SLOY-4 | A | 0 | 28 | 1 | 28 | 1 | 28 | 1 | 28 | 2 | 28 | 0 | 28 | 1 | 22
SPLN-1 | A | 40 | 380 | 100 | 380 | 110 | 380 | 50 | 380 | 120 | 380 | 30 | 380 | 90 | 300
STAY-1 | A | 35 | 265 | 62 | 265 | 62 | 265 | 35 | 265 | 89 | 265 | 34 | 192 | 63 | 192
STAY-2 | A | 35 | 265 | 62 | 265 | 62 | 265 | 35 | 265 | 89 | 265 | 34 | 192 | 63 | 192
STAY-3 | A | 35 | 265 | 62 | 265 | 62 | 265 | 35 | 265 | 89 | 265 | 34 | 192 | 63 | 192
STAY-4 | A | 35 | 265 | 62 | 265 | 62 | 265 | 35 | 265 | 89 | 265 | 34 | 192 | 63 | 192
STRNW-1 | A | 6 | 52 | 16 | 52 | 26 | 52 | 7 | 60 | 17 | 60 | 6 | 52 | 17 | 42
SUTB-1 | A | 36 | 380 | 104 | 380 | 148 | 380 | 52 | 380 | 132 | 380 | 47 | 250 | 107 | 250
SVRP-10 | A | 20 | 225 | 50 | 225 | 70 | 225 | 32 | 225 | 80 | 225 | 20 | 172 | 50 | 172
SVRP-20 | A | 20 | 225 | 50 | 225 | 70 | 225 | 32 | 225 | 80 | 225 | 20 | 172 | 50 | 172
USKM-13 | A | 6 | 49 | 15 | 49 | 17 | 49 | 8 | 49 | 19 | 49 | 7 | 36 | 8 | 36
USKM-14 | A | 6 | 49 | 15 | 49 | 17 | 49 | 8 | 49 | 19 | 49 | 7 | 36 | 8 | 36
USKM-15 | A | 6 | 49 | 15 | 49 | 17 | 49 | 8 | 49 | 19 | 49 | 7 | 36 | 8 | 36
WBUPS-1 | A | 30 | 113 | 48 | 153 | 48 | 153 | 32 | 113 | 50 | 113 | 40 | 153 | 65 | 113
WBUPS-2 | A | 30 | 133 | 48 | 173 | 48 | 173 | 32 | 133 | 50 | 133 | 40 | 173 | 65 | 133
WBUPS-3 | A | 30 | 133 | 48 | 173 | 48 | 173 | 32 | 133 | 50 | 133 | 40 | 173 | 65 | 133
WBUPS-4 | A | 30 | 113 | 48 | 153 | 48 | 153 | 32 | 113 | 50 | 113 | 40 | 153 | 65 | 113
WBURB-1 | A | 22 | 240 | 48 | 240 | 62 | 240 | 27 | 240 | 69 | 240 | 20 | 200 | 50 | 120
WBURB-2 | A | 25 | 255 | 52 | 255 | 62 | 255 | 26 | 255 | 67 | 255 | 22 | 215 | 52 | 135
WBURB-3 | A | 23 | 255 | 48 | 255 | 62 | 255 | 27 | 255 | 67 | 255 | 20 | 215 | 52 | 135
WDNSO-1 | A | 21 | 191 | 54 | 191 | 57 | 191 | 21 | 191 | 57 | 191 | 21 | 170 | 55 | 136
WDNSO-2 | A | 21 | 191 | 54 | 191 | 57 | 191 | 21 | 191 | 57 | 191 | 21 | 170 | 55 | 136
WHILW-1 | A | 31 | 322 | 84 | 322 | 90 | 322 | 33 | 322 | 90 | 322 | 32 | 255 | 86 | 210
WHILW-2 | A | 19 | 163 | 33 | 163 | 35 | 163 | 20 | 163 | 52 | 163 | 21 | 142 | 43 | 119
WLNYO-2 | A | 19 | 182 | 51 | 182 | 54 | 182 | 20 | 182 | 53 | 182 | 20 | 158 | 51 | 130
WLNYW-1 | A | 19 | 182 | 51 | 182 | 54 | 182 | 20 | 182 | 53 | 182 | 20 | 158 | 51 | 130
WTMSO-1 | A | 22 | 200 | 58 | 200 | 62 | 200 | 23 | 200 | 61 | 200 | 23 | 140 | 60 | 140

## Jun 2022
MW Response Capability by BMU
|  | Primary Response (Max MWhrs) | [5 empty] | Secondary Response (Max Mwhrs) |  |  |  | High Frequency Response (Max MWhrs)
UNIT | Mode | 0.2Hz | Genset Deload (MW) | 0.5Hz | Genset Deload (MW) | 0.8Hz | Genset Deload (MW) | 0.2/0.2Hz | Genset Deload (MW) | 0.5/0.5Hz | Genset Deload (MW) | 0.2Hz | Genset Deload (MW) | 0.5Hz | Genset Deload (MW)
ABTH7 | A | 40 | 250 | 72 | 250 | 72 | 250 | 48 | 250 | 120 | 250 | 38 | 185 | 55 | 185
ABTH8 | A | 40 | 250 | 72 | 250 | 72 | 250 | 48 | 250 | 120 | 250 | 38 | 185 | 55 | 185
ABTH9 | A | 30 | 240 | 80 | 240 | 80 | 240 | 40 | 240 | 120 | 240 | 38 | 125 | 52 | 125
ARCHW-1 | A | 10 | 92 | 25 | 92 | 25 | 92 | 12 | 92 | 30 | 92 | 11 | 73 | 24 | 56
BAGE-1 | A | 30 | 255 | 70 | 255 | 90 | 255 | 35 | 255 | 90 | 255 | 28 | 220 | 70 | 185
BAGE-2 | A | 3 | 17 | 8 | 17 | 12 | 17 | 4 | 17 | 9 | 17 | 2 | 17 | 5 | 17
BARKB2 | A | 33 | 210 | 82 | 210 | 108 | 210 | 39 | 210 | 97 | 210 | 31 | 120 | 84 | 120
BARK-1 | A | 22 | 140 | 55 | 140 | 72 | 140 | 26 | 140 | 65 | 140 | 21 | 80 | 54 | 80
BHLAW-1 | A | 7 | 98 | 16 | 98 | 19 | 98 | 10 | 98 | 26 | 98 | 8 | 87 | 18 | 78
BLLA-1 | A | 6 | 99 | 13 | 99 | 13 | 99 | 15 | 99 | 39 | 99 | 9 | 83 | 16 | 83
BRBEO-1 | A | 20 | 258 | 50 | 258 | 50 | 258 | 22 | 258 | 63 | 258 | 17 | 194 | 46 | 194
BRDUW-1 | A | 6 | 58 | 17 | 58 | 17 | 58 | 7 | 58 | 17 | 58 | 6 | 36 | 17 | 36
BRGG-1 | A | 16 | 110 | 32 | 110 | 48 | 110 | 16 | 110 | 40 | 110 | 14 | 96 | 34 | 46
BRYP-1 | A | 15 | 82 | 25 | 82 | 31 | 82 | 22 | 82 | 37 | 82 | 10 | 82 | 27 | 47
BURBW-1 | A | 0 | 90 | 0 | 90 | 0 | 90 | 0 | 0 | 0 | 0 | 0 | 90 | 0 | 90
CARR-1 | A | 35 | 269 | 58 | 269 | 58 | 269 | 35 | 325 | 88 | 325 | 34 | 269 | 56 | 269
CARR-2 | A | 35 | 269 | 58 | 269 | 58 | 269 | 35 | 325 | 88 | 325 | 34 | 269 | 56 | 269
CDCL-1 | A | 30 | 231 | 46 | 231 | 46 | 231 | 34 | 231 | 45 | 231 | 29 | 172 | 72 | 135
CLAC-1 | A | 3 | 28 | 8 | 28 | 13 | 28 | 3 | 36 | 9 | 36 | 3 | 28 | 8 | 28
CLDCW-1 | A | 14 | 14 | 34 | 113 | 36 | 113 | 13 | 113 | 35 | 113 | 13 | 99 | 34 | 78
CLDNW-1 | A | 13 | 108 | 33 | 108 | 35 | 108 | 13 | 108 | 35 | 108 | 12 | 95 | 33 | 74
CLDSW-1 | A | 16 | 129 | 40 | 129 | 43 | 129 | 16 | 129 | 42 | 129 | 16 | 113 | 41 | 88
CNQPS-1 | A | 22 | 170 | 55 | 170 | 55 | 170 | 28 | 170 | 70 | 170 | 26 | 120 | 60 | 105
CNQPS-2 | A | 22 | 170 | 55 | 170 | 55 | 170 | 28 | 170 | 70 | 170 | 22 | 120 | 55 | 105
CNQPS-3 | A | 22 | 170 | 55 | 170 | 55 | 170 | 28 | 170 | 70 | 170 | 22 | 120 | 55 | 105
CNQPS-4 | A | 22 | 170 | 55 | 170 | 55 | 170 | 28 | 170 | 70 | 170 | 28 | 105 | 55 | 105
CORB-1 | A | 10 | 130 | 30 | 130 | 50 | 130 | 28 | 130 | 60 | 130 | 15 | 95 | 40 | 60
COSO-1 | A | 20 | 380 | 40 | 380 | 50 | 380 | 60 | 380 | 140 | 380 | 17 | 304 | 40 | 304
COTPS-1 | A | 29 | 277 | 50 | 277 | 62 | 277 | 35 | 60 | 63 | 277 | 30 | 122 | 60 | 122
COTPS-2 | A | 29 | 287 | 50 | 287 | 62 | 287 | 35 | 60 | 63 | 287 | 30 | 122 | 60 | 122
COTPS-3 | A | 29 | 287 | 50 | 287 | 62 | 287 | 35 | 60 | 63 | 287 | 30 | 122 | 60 | 122
COTPS-4 | A | 29 | 277 | 50 | 277 | 62 | 277 | 35 | 60 | 63 | 277 | 30 | 122 | 60 | 122
COWE1 | A | 7 | 30 | 17 | 30 | 17 | 30 | 7 | 30 | 17 | 30 | 7 | 30 | 17 | 30
COWE2 | A | 7 | 30 | 17 | 30 | 17 | 30 | 7 | 30 | 17 | 30 | 7 | 30 | 17 | 30
CRUA-1 | A | 10 | 110 | 25 | 110 | 37 | 110 | 12 | 110 | 30 | 110 | 10 | 84 | 25 | 48
CRUA-2 | A | 10 | 110 | 25 | 110 | 37 | 110 | 12 | 110 | 30 | 110 | 10 | 84 | 25 | 48
CRUA-3 | A | 7 | 30 | 15 | 30 | 21 | 30 | 9 | 30 | 24 | 30 | 5 | 25 | 13 | 15
CRUA-4 | A | 7 | 30 | 15 | 30 | 21 | 30 | 9 | 30 | 24 | 30 | 5 | 25 | 13 | 15
CRYRW-2 | A | 15 | 138 | 38 | 138 | 40 | 138 | 15 | 138 | 40 | 138 | 13 | 109 | 40 | 63
DAMC-1 | A | 64 | 380 | 136 | 380 | 156 | 380 | 80 | 380 | 180 | 380 | 60 | 293 | 190 | 128
DDGNO-1 | A | 9 | 108 | 25 | 108 | 26 | 108 | 10 | 108 | 26 | 108 | 9 | 97 | 25 | 81
DDGNO-2 | A | 8 | 90 | 20 | 90 | 22 | 90 | 8 | 90 | 21 | 90 | 8 | 81 | 21 | 68
DDGNO-3 | A | 9 | 102 | 24 | 102 | 25 | 102 | 9 | 102 | 25 | 102 | 9 | 92 | 24 | 77
DDGNO-4 | A | 9 | 102 | 24 | 102 | 25 | 102 | 9 | 102 | 25 | 102 | 9 | 92 | 24 | 77
DEEP-1 | A | 20 | 180 | 60 | 180 | 86 | 180 | 22 | 180 | 80 | 180 | 24 | 96 | 52 | 96
DIDCB5 | A | 40 | 330 | 104 | 330 | 125 | 330 | 55 | 330 | 140 | 330 | 40 | 185 | 105 | 185
DIDCB6 | A | 50 | 250 | 105 | 250 | 105 | 250 | 50 | 250 | 130 | 250 | 50 | 153 | 110 | 103
DINO-1 | A | 14 | 138 | 39 | 138 | 58 | 138 | 28 | 138 | 72 | 138 | 14 | 118 | 36 | 88
DINO-2 | A | 14 | 138 | 39 | 138 | 58 | 138 | 28 | 138 | 72 | 138 | 14 | 118 | 36 | 88
DINO-3 | A | 14 | 138 | 39 | 138 | 58 | 138 | 28 | 138 | 72 | 138 | 14 | 118 | 36 | 88
DINO-4 | A | 14 | 138 | 39 | 138 | 58 | 138 | 28 | 138 | 72 | 138 | 14 | 118 | 36 | 88
DINO-5 | A | 14 | 138 | 39 | 138 | 58 | 138 | 28 | 138 | 72 | 138 | 14 | 118 | 36 | 88
DINO-6 | A | 14 | 138 | 39 | 138 | 58 | 138 | 28 | 138 | 72 | 138 | 14 | 118 | 36 | 88
DRAXX-1 | A | 68 | 345 | 100 | 345 | 100 | 345 | 64 | 95 | 110 | 345 | 60 | 225 | 70 | 225
DRAXX-2 | A | 68 | 345 | 100 | 345 | 100 | 345 | 64 | 95 | 110 | 345 | 60 | 225 | 70 | 225
DRAXX-3 | A | 68 | 345 | 100 | 345 | 100 | 345 | 64 | 95 | 110 | 345 | 60 | 225 | 70 | 225
DRAXX-4 | A | 68 | 345 | 100 | 345 | 100 | 345 | 64 | 95 | 110 | 345 | 60 | 225 | 70 | 225
DRAXX-5 | A | 68 | 345 | 100 | 345 | 100 | 345 | 64 | 95 | 110 | 345 | 60 | 225 | 70 | 225
DRAXX-6 | A | 68 | 345 | 100 | 345 | 100 | 345 | 64 | 95 | 110 | 345 | 60 | 225 | 70 | 225
DRSLW-1 | A | 6 | 69 | 16 | 69 | 17 | 69 | 6 | 69 | 17 | 69 | 6 | 61 | 16 | 54
DUNGW-1 | A | 8 | 89 | 21 | 89 | 33 | 89 | 8 | 89 | 23 | 89 | 8 | 80 | 21 | 69
EAAO-1 | A | 18 | 182 | 48 | 182 | 52 | 182 | 19 | 182 | 50 | 182 | 18 | 164 | 48 | 134
EAAO-2 | A | 17 | 175 | 46 | 175 | 50 | 175 | 18 | 175 | 48 | 175 | 18 | 157 | 46 | 157
EECL-1 | A | 20 | 178 | 25 | 178 | 25 | 178 | 32 | 178 | 81 | 178 | 20 | 143 | 25 | 143
EGGPS-1 | A | 45 | 205 | 83 | 205 | 83 | 205 | 49 | 205 | 110 | 205 | 33 | 95 | 60 | 95
EGGPS-2 | A | 45 | 205 | 83 | 205 | 83 | 205 | 49 | 205 | 110 | 205 | 33 | 95 | 60 | 95
EGGPS-3 | A | 45 | 205 | 83 | 205 | 83 | 205 | 49 | 205 | 110 | 205 | 33 | 95 | 60 | 95
EGGPS-4 | A | 45 | 205 | 83 | 205 | 83 | 205 | 49 | 205 | 110 | 205 | 33 | 95 | 60 | 95
ERRO-1 | A | 1 | 21 | 1 | 21 | 1 | 21 | 2 | 21 | 5 | 21 | 1 | 17 | 1 | 17
ERRO-2 | A | 1 | 21 | 1 | 21 | 1 | 21 | 2 | 21 | 5 | 21 | 1 | 17 | 1 | 17
ERRO-3 | A | 1 | 21 | 1 | 21 | 1 | 21 | 2 | 21 | 5 | 21 | 1 | 17 | 1 | 17
FAARW-1 | A | 2 | 37 | 4 | 37 | 4 | 37 | 4 | 37 | 12 | 37 | 2 | 33 | 4 | 33
FAARW-2 | A | 2 | 37 | 4 | 37 | 4 | 37 | 4 | 37 | 12 | 37 | 2 | 33 | 4 | 33
FALGW-1 | A | 11 | 108 | 28 | 108 | 41 | 108 | 13 | 108 | 35 | 108 | 10 | 86 | 22 | 64
FASN-1 | A | 0 | 15 | 1 | 15 | 1 | 15 | 1 | 15 | 2 | 15 | 0 | 15 | 1 | 12
FASN2 | A | 0 | 15 | 1 | 15 | 1 | 15 | 1 | 15 | 2 | 15 | 0 | 15 | 1 | 12
FASN3 | A | 0 | 15 | 1 | 15 | 1 | 15 | 1 | 15 | 2 | 15 | 0 | 15 | 1 | 12
FAWN-1 | A | 10 | 52 | 25 | 52 | 40 | 52 | 13 | 52 | 32 | 52 | 11 | 37 | 27 | 27
FELL-1 | A | 9 | 63 | 21 | 63 | 22 | 63 | 10 | 63 | 24 | 63 | 9 | 63 | 22 | 63
FFES-1 | A | 10 | 35 | 27 | 35 | 30 | 35 | 9 | 35 | 22 | 35 | 4 | 27 | 6 | 27
FFES-2 | A | 10 | 35 | 27 | 35 | 30 | 35 | 9 | 35 | 22 | 35 | 4 | 27 | 6 | 27
FFES-3 | A | 10 | 35 | 27 | 35 | 30 | 35 | 9 | 35 | 22 | 35 | 4 | 27 | 6 | 27
FFES-4 | A | 10 | 35 | 27 | 35 | 30 | 35 | 9 | 35 | 22 | 35 | 4 | 27 | 6 | 27
FIDL-1 | A | 13 | 205 | 20 | 205 | 23 | 205 | 35 | 100 | 40 | 147 | 30 | 147 | 50 | 147
FIDL-2 | A | 13 | 205 | 20 | 205 | 23 | 205 | 35 | 100 | 40 | 147 | 30 | 147 | 50 | 147
FIDL-3 | A | 13 | 205 | 20 | 205 | 23 | 205 | 35 | 100 | 40 | 147 | 30 | 147 | 50 | 147
FIDL-4 | A | 13 | 205 | 20 | 205 | 23 | 205 | 35 | 100 | 40 | 147 | 30 | 147 | 50 | 147
FINL-1 | A | 0 | 14 | 1 | 14 | 1 | 14 | 1 | 14 | 2 | 14 | 0 | 14 | 1 | 11
FOYE-1 | A | 6 | 60 | 13 | 60 | 16 | 60 | 11 | 60 | 27 | 60 | 5 | 30 | 11 | 30
FOYE-2 | A | 6 | 60 | 13 | 60 | 16 | 60 | 11 | 60 | 27 | 60 | 5 | 30 | 11 | 30
GLNDO-1 | A | 6 | 80 | 12 | 45 | 17 | 45 | 12 | 45 | 25 | 45 | 8 | 65 | 18 | 45
GNFSW-1 | A | 11 | 100 | 30 | 100 | 30 | 100 | 12 | 100 | 31 | 100 | 12 | 70 | 30 | 70
GNFSW-2 | A | 7 | 64 | 18 | 64 | 18 | 64 | 8 | 64 | 18 | 64 | 6 | 49 | 15 | 49
GORDW-1 | A | 6 | 62 | 16 | 56 | 26 | 45 | 7 | 62 | 18 | 62 | 6 | 56 | 16 | 45
GRAI-6 | A | 24 | 320 | 58 | 320 | 58 | 320 | 35 | 320 | 88 | 320 | 28 | 270 | 60 | 230
GRAI-7 | A | 30 | 232 | 60 | 232 | 60 | 232 | 32 | 232 | 84 | 232 | 32 | 175 | 65 | 135
GRAI-8 | A | 26 | 232 | 58 | 232 | 58 | 232 | 32 | 232 | 84 | 232 | 32 | 175 | 65 | 135
GRIFW-1 | A | 8 | 94 | 22 | 94 | 23 | 94 | 8 | 94 | 22 | 94 | 8 | 85 | 22 | 72
GRIFW-2 | A | 8 | 94 | 22 | 94 | 23 | 94 | 8 | 94 | 22 | 94 | 8 | 85 | 22 | 72
GRMO-1 | A | 8 | 43 | 8 | 43 | 8 | 43 | 8 | 43 | 8 | 43 | 8 | 23 | 8 | 23
GYAR-1 | A | 17 | 176 | 42 | 176 | 66 | 176 | 24 | 176 | 60 | 176 | 17 | 176 | 42 | 176
GYMRO-15 | A | 6 | 145 | 15 | 145 | 15 | 145 | 6 | 145 | 15 | 145 | 6 | 44 | 15 | 44
GYMRO-17 | A | 6 | 145 | 15 | 145 | 15 | 145 | 6 | 145 | 15 | 145 | 6 | 44 | 15 | 44
GYMRO-26 | A | 6 | 145 | 15 | 145 | 15 | 145 | 6 | 145 | 15 | 145 | 6 | 44 | 15 | 44
GYMRO-28 | A | 6 | 145 | 15 | 145 | 15 | 145 | 6 | 145 | 15 | 145 | 6 | 44 | 15 | 44
HADHW-1 | A | 7 | 76 | 14 | 76 | 22 | 76 | 13 | 76 | 34 | 76 | 8 | 65 | 17 | 65
HMGTO-1 | A | 8 | 88 | 20 | 88 | 35 | 88 | 10 | 88 | 25 | 88 | 8 | 68 | 19 | 68
HMGTO-2 | A | 9 | 91 | 23 | 91 | 37 | 91 | 10 | 91 | 25 | 91 | 10 | 67 | 24 | 67
HOWAO-1 | A | 42 | 400 | 112 | 400 | 120 | 400 | 44 | 400 | 116 | 400 | 42 | 364 | 112 | 294
HOWAO-2 | A | 42 | 400 | 112 | 400 | 120 | 400 | 44 | 400 | 116 | 400 | 42 | 364 | 112 | 294
HOWAO-3 | A | 42 | 400 | 112 | 400 | 120 | 400 | 44 | 400 | 116 | 400 | 42 | 364 | 112 | 294
HRSTW-1 | A | 12 | 102 | 30 | 102 | 45 | 102 | 13 | 102 | 34 | 102 | 13 | 80 | 27 | 66
HUMR-1 | A | 60 | 533 | 150 | 533 | 200 | 533 | 80 | 533 | 200 | 533 | 62 | 419 | 155 | 251
INDQ-1 | A | 12 | 102 | 31 | 102 | 43 | 102 | 13 | 102 | 34 | 102 | 12 | 72 | 30 | 72
KEAD-1 | A | 38 | 415 | 90 | 415 | 90 | 415 | 55 | 415 | 138 | 415 | 38 | 355 | 90 | 285
KILBW-1 | A | 3 | 56 | 8 | 56 | 13 | 56 | 5 | 56 | 14 | 56 | 4 | 53 | 9 | 47
KILLPG-1 | A | 8 | 225 | 10 | 225 | 10 | 225 | 10 | 225 | 12 | 225 | 4 | 150 | 15 | 150
KILLPG-2 | A | 18 | 225 | 25 | 225 | 25 | 225 | 37 | 225 | 37 | 225 | 22 | 195 | 30 | 195
KILNS-1 | A | 30 | 290 | 72 | 290 | 84 | 290 | 42 | 290 | 114 | 290 | 18 | 104 | 45 | 104
KLYN-A-1 | A | 22 | 210 | 45 | 210 | 52 | 210 | 40 | 210 | 95 | 210 | 22 | 189 | 45 | 125
KPMRW-1 | A | 9 | 75 | 20 | 75 | 30 | 75 | 9 | 75 | 23 | 75 | 9 | 67 | 22 | 54
LAGA-1 | A | 55 | 500 | 123 | 500 | 140 | 500 | 52 | 500 | 130 | 500 | 53 | 475 | 130 | 475
LARYO-1 | A | 16 | 155 | 40 | 155 | 45 | 155 | 18 | 155 | 45 | 155 | 14 | 120 | 35 | 120
LARYO-2 | A | 16 | 158 | 40 | 158 | 45 | 158 | 18 | 158 | 45 | 158 | 14 | 120 | 35 | 120
LARYO-3 | A | 16 | 158 | 40 | 158 | 45 | 158 | 18 | 158 | 45 | 158 | 14 | 120 | 35 | 120
LARYO-4 | A | 16 | 158 | 40 | 158 | 45 | 158 | 18 | 158 | 45 | 158 | 14 | 120 | 35 | 120
LBAR-1G | A | 1 | 16 | 4 | 16 | 6 | 16 | 2 | 16 | 4 | 16 | 1 | 9 | 4 | 9
LBAR-1 | A | 39 | 360 | 88 | 360 | 88 | 360 | 55 | 360 | 145 | 360 | 41 | 270 | 90 | 270
LNCSO-1 | A | 12 | 130 | 30 | 130 | 32 | 130 | 12 | 130 | 32 | 130 | 10 | 100 | 26 | 100
LNCSO-2 | A | 13 | 140 | 34 | 140 | 36 | 140 | 14 | 140 | 36 | 140 | 12 | 125 | 32 | 125
LOAN-1 | A | 25 | 326 | 51 | 326 | 55 | 326 | 19 | 326 | 50 | 326 | 12 | 276 | 28 | 276
LOAN-2 | A | 25 | 326 | 51 | 326 | 55 | 326 | 19 | 326 | 50 | 326 | 12 | 276 | 28 | 276
LOAN-3 | A | 25 | 326 | 51 | 326 | 55 | 326 | 19 | 326 | 50 | 326 | 12 | 276 | 28 | 276
MEDP-1 | A | 30 | 380 | 76 | 330 | 76 | 330 | 48 | 380 | 105 | 380 | 31 | 330 | 79 | 290
MILWW-1 | A | 6 | 32 | 8 | 54 | 13 | 54 | 5 | 54 | 14 | 54 | 3 | 43 | 8 | 43
MKHLW-1 | A | 4 | 42 | 10 | 42 | 12 | 42 | 5 | 42 | 13 | 42 | 5 | 37 | 12 | 30
MRWD-1 | A | 43 | 448 | 100 | 448 | 112 | 448 | 67 | 448 | 160 | 448 | 36 | 328 | 93 | 328
NANT-1 | A | 0 | 15 | 0 | 15 | 0 | 15 | 0 | 15 | 1 | 15 | 0 | 15 | 0 | 15
PEHE-1 | A | 42 | 420 | 72 | 420 | 72 | 420 | 83 | 420 | 117 | 420 | 35 | 350 | 84 | 260
PEHE-2 | A | 16 | 490 | 40 | 265 | 42 | 490 | 0 | 0 | 0 | 0 | 0 | 490 | 0 | 490
PEMB-11 | A | 38 | 113 | 63 | 276 | 63 | 276 | 33 | 276 | 90 | 276 | 35 | 241 | 64 | 210
PEMB-21 | A | 38 | 113 | 63 | 276 | 63 | 276 | 33 | 276 | 90 | 276 | 35 | 241 | 64 | 210
PEMB-31 | A | 38 | 113 | 63 | 276 | 63 | 276 | 33 | 276 | 90 | 276 | 35 | 241 | 64 | 210
PEMB-41 | A | 38 | 113 | 63 | 276 | 63 | 276 | 33 | 276 | 90 | 276 | 35 | 241 | 64 | 210
PEMB-51 | A | 38 | 113 | 63 | 276 | 63 | 276 | 33 | 276 | 90 | 276 | 35 | 241 | 64 | 210
PETEM1 | A | 20 | 180 | 46 | 180 | 52 | 180 | 24 | 180 | 58 | 180 | 20 | 150 | 50 | 100
RATS-1 | A | 50 | 270 | 90 | 270 | 90 | 270 | 36 | 270 | 50 | 270 | 42 | 105 | 75 | 155
RATS-2 | A | 40 | 270 | 90 | 270 | 100 | 270 | 36 | 270 | 50 | 270 | 40 | 195 | 75 | 195
RATS-3 | A | 40 | 270 | 90 | 270 | 100 | 270 | 36 | 270 | 50 | 270 | 40 | 195 | 75 | 195
RATS-4 | A | 40 | 270 | 95 | 270 | 100 | 270 | 36 | 270 | 50 | 270 | 40 | 195 | 75 | 195
RMPNO-1 | A | 18 | 180 | 45 | 180 | 72 | 180 | 20 | 180 | 50 | 180 | 18 | 130 | 47 | 130
RMPNO-2 | A | 18 | 180 | 45 | 180 | 72 | 180 | 20 | 180 | 50 | 180 | 18 | 130 | 47 | 130
ROCK-1 | A | 36 | 400 | 50 | 400 | 54 | 400 | 60 | 400 | 160 | 400 | 33 | 220 | 53 | 220
RYHPS-1 | A | 30 | 305 | 48 | 305 | 66 | 305 | 42 | 305 | 51 | 305 | 30 | 130 | 42 | 68
SCCL-1 | A | 35 | 180 | 70 | 180 | 70 | 180 | 40 | 180 | 95 | 180 | 40 | 100 | 100 | 50
SCCL-2 | A | 35 | 180 | 70 | 180 | 70 | 180 | 40 | 180 | 95 | 180 | 40 | 100 | 100 | 50
SCCL-3 | A | 35 | 180 | 70 | 180 | 70 | 180 | 40 | 180 | 95 | 180 | 40 | 100 | 100 | 50
SEAB-1 | A | 44 | 254 | 125 | 254 | 150 | 254 | 55 | 254 | 150 | 254 | 75 | 164 | 176 | 38
SEAB-2 | A | 31 | 138 | 76 | 138 | 86 | 138 | 32 | 138 | 82 | 138 | 37 | 73 | 90 | 43
SEEL-1 | A | 23 | 170 | 38 | 170 | 38 | 170 | 24 | 170 | 70 | 170 | 19 | 135 | 38 | 100
SHBA-1 | A | 33 | 420 | 79 | 420 | 91 | 420 | 59 | 420 | 150 | 420 | 37 | 336 | 95 | 252
SHBA-2 | A | 32 | 319 | 70 | 319 | 76 | 319 | 35 | 319 | 93 | 319 | 32 | 270 | 70 | 217
SHOS-1 | A | 18 | 160 | 24 | 160 | 24 | 160 | 30 | 160 | 75 | 160 | 18 | 135 | 24 | 135
SHRSO-1 | A | 16 | 157 | 44 | 157 | 46 | 157 | 17 | 157 | 46 | 157 | 16 | 141 | 43 | 113
SHRSO-2 | A | 16 | 157 | 44 | 157 | 46 | 157 | 17 | 157 | 46 | 157 | 16 | 141 | 43 | 113
SIZB-1 | A | 38 | 283 | 45 | 283 | 45 | 283 | 45 | 283 | 45 | 283 | 40 | 283 | 46 | 283
SIZB-2 | A | 38 | 283 | 45 | 283 | 45 | 283 | 45 | 283 | 45 | 283 | 40 | 283 | 46 | 283
SLOY-1 | A | 0 | 38 | 1 | 38 | 1 | 38 | 1 | 38 | 2 | 38 | 0 | 38 | 1 | 30
SLOY-2 | A | 0 | 38 | 1 | 38 | 1 | 38 | 1 | 38 | 2 | 38 | 0 | 38 | 1 | 30
SLOY-3 | A | 0 | 38 | 1 | 38 | 1 | 38 | 1 | 38 | 2 | 38 | 0 | 38 | 1 | 30
SLOY-4 | A | 0 | 28 | 1 | 28 | 1 | 28 | 1 | 28 | 2 | 28 | 0 | 28 | 1 | 22
SPLN-1 | A | 40 | 380 | 100 | 380 | 110 | 380 | 50 | 380 | 120 | 380 | 30 | 380 | 90 | 300
STAY-1 | A | 35 | 265 | 62 | 265 | 62 | 265 | 35 | 265 | 89 | 265 | 34 | 192 | 63 | 192
STAY-2 | A | 35 | 265 | 62 | 265 | 62 | 265 | 35 | 265 | 89 | 265 | 34 | 192 | 63 | 192
STAY-3 | A | 35 | 265 | 62 | 265 | 62 | 265 | 35 | 265 | 89 | 265 | 34 | 192 | 63 | 192
STAY-4 | A | 35 | 265 | 62 | 265 | 62 | 265 | 35 | 265 | 89 | 265 | 34 | 192 | 63 | 192
STRNW-1 | A | 6 | 52 | 16 | 52 | 26 | 52 | 7 | 60 | 17 | 60 | 6 | 52 | 17 | 42
SUTB-1 | A | 36 | 380 | 104 | 380 | 148 | 380 | 52 | 380 | 132 | 380 | 47 | 250 | 107 | 250
SVRP-10 | A | 20 | 225 | 50 | 225 | 70 | 225 | 32 | 225 | 80 | 225 | 20 | 172 | 50 | 172
SVRP-20 | A | 20 | 225 | 50 | 225 | 70 | 225 | 32 | 225 | 80 | 225 | 20 | 172 | 50 | 172
USKM-13 | A | 6 | 49 | 15 | 49 | 17 | 49 | 8 | 49 | 19 | 49 | 7 | 36 | 8 | 36
USKM-14 | A | 6 | 49 | 15 | 49 | 17 | 49 | 8 | 49 | 19 | 49 | 7 | 36 | 8 | 36
USKM-15 | A | 6 | 49 | 15 | 49 | 17 | 49 | 8 | 49 | 19 | 49 | 7 | 36 | 8 | 36
WBUPS-1 | A | 30 | 113 | 48 | 153 | 48 | 153 | 32 | 113 | 50 | 113 | 40 | 153 | 65 | 113
WBUPS-2 | A | 30 | 133 | 48 | 173 | 48 | 173 | 32 | 133 | 50 | 133 | 40 | 173 | 65 | 133
WBUPS-3 | A | 30 | 133 | 48 | 173 | 48 | 173 | 32 | 133 | 50 | 133 | 40 | 173 | 65 | 133
WBUPS-4 | A | 30 | 113 | 48 | 153 | 48 | 153 | 32 | 113 | 50 | 113 | 40 | 153 | 65 | 113
WBURB-1 | A | 22 | 240 | 48 | 240 | 62 | 240 | 27 | 240 | 69 | 240 | 20 | 200 | 50 | 120
WBURB-2 | A | 25 | 255 | 52 | 255 | 62 | 255 | 26 | 255 | 67 | 255 | 22 | 215 | 52 | 135
WBURB-3 | A | 23 | 255 | 48 | 255 | 62 | 255 | 27 | 255 | 67 | 255 | 20 | 215 | 52 | 135
WDNSO-1 | A | 21 | 191 | 54 | 191 | 57 | 191 | 21 | 191 | 57 | 191 | 21 | 170 | 55 | 136
WDNSO-2 | A | 21 | 191 | 54 | 191 | 57 | 191 | 21 | 191 | 57 | 191 | 21 | 170 | 55 | 136
WHILW-1 | A | 31 | 322 | 84 | 322 | 90 | 322 | 33 | 322 | 90 | 322 | 32 | 255 | 86 | 210
WHILW-2 | A | 19 | 163 | 33 | 163 | 35 | 163 | 20 | 163 | 52 | 163 | 21 | 142 | 43 | 119
WLNYO-2 | A | 19 | 182 | 51 | 182 | 54 | 182 | 20 | 182 | 53 | 182 | 20 | 158 | 51 | 130
WLNYW-1 | A | 19 | 182 | 51 | 182 | 54 | 182 | 20 | 182 | 53 | 182 | 20 | 158 | 51 | 130
WTMSO-1 | A | 22 | 200 | 58 | 200 | 62 | 200 | 23 | 200 | 61 | 200 | 23 | 140 | 60 | 140

## May 2022
MW Response Capability by BMU
|  | Primary Response (Max MWhrs) | [5 empty] | Secondary Response (Max Mwhrs) |  |  |  | High Frequency Response (Max MWhrs)
UNIT | Mode | 0.2Hz | Genset Deload (MW) | 0.5Hz | Genset Deload (MW) | 0.8Hz | Genset Deload (MW) | 0.2/0.2Hz | Genset Deload (MW) | 0.5/0.5Hz | Genset Deload (MW) | 0.2Hz | Genset Deload (MW) | 0.5Hz | Genset Deload (MW)
ABTH7 | A | 40 | 250 | 72 | 250 | 72 | 250 | 48 | 250 | 120 | 250 | 38 | 185 | 55 | 185
ABTH8 | A | 40 | 250 | 72 | 250 | 72 | 250 | 48 | 250 | 120 | 250 | 38 | 185 | 55 | 185
ABTH9 | A | 30 | 240 | 80 | 240 | 80 | 240 | 40 | 240 | 120 | 240 | 38 | 125 | 52 | 125
ARCHW-1 | A | 10 | 92 | 25 | 92 | 25 | 92 | 12 | 92 | 30 | 92 | 11 | 73 | 24 | 56
BAGE-1 | A | 30 | 255 | 70 | 255 | 90 | 255 | 35 | 255 | 90 | 255 | 28 | 220 | 70 | 185
BAGE-2 | A | 3 | 17 | 8 | 17 | 12 | 17 | 4 | 17 | 9 | 17 | 2 | 17 | 5 | 17
BARKB2 | A | 33 | 210 | 82 | 210 | 108 | 210 | 39 | 210 | 97 | 210 | 31 | 120 | 84 | 120
BARK-1 | A | 22 | 140 | 55 | 140 | 72 | 140 | 26 | 140 | 65 | 140 | 21 | 80 | 54 | 80
BHLAW-1 | A | 7 | 98 | 16 | 98 | 19 | 98 | 10 | 98 | 26 | 98 | 8 | 87 | 18 | 78
BLLA-1 | A | 6 | 99 | 13 | 99 | 13 | 99 | 15 | 99 | 39 | 99 | 9 | 83 | 16 | 83
BRBEO-1 | A | 20 | 258 | 50 | 258 | 50 | 258 | 22 | 258 | 63 | 258 | 17 | 194 | 46 | 194
BRDUW-1 | A | 6 | 58 | 17 | 58 | 17 | 58 | 7 | 58 | 17 | 58 | 6 | 36 | 17 | 36
BRGG-1 | A | 16 | 110 | 32 | 110 | 48 | 110 | 16 | 110 | 40 | 110 | 14 | 96 | 34 | 46
BRYP-1 | A | 15 | 82 | 25 | 82 | 31 | 82 | 22 | 82 | 37 | 82 | 10 | 82 | 27 | 47
BURBW-1 | A | 0 | 90 | 0 | 90 | 0 | 90 | 0 | 0 | 0 | 0 | 0 | 90 | 0 | 90
CARR-1 | A | 35 | 269 | 58 | 269 | 58 | 269 | 35 | 325 | 88 | 325 | 34 | 269 | 56 | 269
CARR-2 | A | 35 | 269 | 58 | 269 | 58 | 269 | 35 | 325 | 88 | 325 | 34 | 269 | 56 | 269
CDCL-1 | A | 30 | 231 | 46 | 231 | 46 | 231 | 34 | 231 | 45 | 231 | 29 | 172 | 72 | 135
CLAC-1 | A | 3 | 28 | 8 | 28 | 13 | 28 | 3 | 36 | 9 | 36 | 3 | 28 | 8 | 28
CLDCW-1 | A | 14 | 14 | 34 | 113 | 36 | 113 | 13 | 113 | 35 | 113 | 13 | 99 | 34 | 78
CLDNW-1 | A | 13 | 108 | 33 | 108 | 35 | 108 | 13 | 108 | 35 | 108 | 12 | 95 | 33 | 74
CLDSW-1 | A | 16 | 129 | 40 | 129 | 43 | 129 | 16 | 129 | 42 | 129 | 16 | 113 | 41 | 88
CNQPS-1 | A | 22 | 170 | 55 | 170 | 55 | 170 | 28 | 170 | 70 | 170 | 26 | 120 | 60 | 105
CNQPS-2 | A | 22 | 170 | 55 | 170 | 55 | 170 | 28 | 170 | 70 | 170 | 22 | 120 | 55 | 105
CNQPS-3 | A | 22 | 170 | 55 | 170 | 55 | 170 | 28 | 170 | 70 | 170 | 22 | 120 | 55 | 105
CNQPS-4 | A | 22 | 170 | 55 | 170 | 55 | 170 | 28 | 170 | 70 | 170 | 28 | 105 | 55 | 105
CORB-1 | A | 10 | 130 | 30 | 130 | 50 | 130 | 28 | 130 | 60 | 130 | 15 | 95 | 40 | 60
COSO-1 | A | 20 | 380 | 40 | 380 | 50 | 380 | 60 | 380 | 140 | 380 | 17 | 304 | 40 | 304
COTPS-1 | A | 29 | 277 | 50 | 277 | 62 | 277 | 35 | 60 | 63 | 277 | 30 | 122 | 60 | 122
COTPS-2 | A | 29 | 287 | 50 | 287 | 62 | 287 | 35 | 60 | 63 | 287 | 30 | 122 | 60 | 122
COTPS-3 | A | 29 | 287 | 50 | 287 | 62 | 287 | 35 | 60 | 63 | 287 | 30 | 122 | 60 | 122
COTPS-4 | A | 29 | 277 | 50 | 277 | 62 | 277 | 35 | 60 | 63 | 277 | 30 | 122 | 60 | 122
COWE1 | A | 7 | 30 | 17 | 30 | 17 | 30 | 7 | 30 | 17 | 30 | 7 | 30 | 17 | 30
COWE2 | A | 7 | 30 | 17 | 30 | 17 | 30 | 7 | 30 | 17 | 30 | 7 | 30 | 17 | 30
CRUA-1 | A | 10 | 110 | 25 | 110 | 37 | 110 | 12 | 110 | 30 | 110 | 10 | 84 | 25 | 48
CRUA-2 | A | 10 | 110 | 25 | 110 | 37 | 110 | 12 | 110 | 30 | 110 | 10 | 84 | 25 | 48
CRUA-3 | A | 7 | 30 | 15 | 30 | 21 | 30 | 9 | 30 | 24 | 30 | 5 | 25 | 13 | 15
CRUA-4 | A | 7 | 30 | 15 | 30 | 21 | 30 | 9 | 30 | 24 | 30 | 5 | 25 | 13 | 15
CRYRW-2 | A | 15 | 138 | 38 | 138 | 40 | 138 | 15 | 138 | 40 | 138 | 13 | 109 | 40 | 63
DAMC-1 | A | 64 | 380 | 136 | 380 | 156 | 380 | 80 | 380 | 180 | 380 | 60 | 293 | 190 | 128
DDGNO-1 | A | 9 | 108 | 25 | 108 | 26 | 108 | 10 | 108 | 26 | 108 | 9 | 97 | 25 | 81
DDGNO-2 | A | 8 | 90 | 20 | 90 | 22 | 90 | 8 | 90 | 21 | 90 | 8 | 81 | 21 | 68
DDGNO-3 | A | 9 | 102 | 24 | 102 | 25 | 102 | 9 | 102 | 25 | 102 | 9 | 92 | 24 | 77
DDGNO-4 | A | 9 | 102 | 24 | 102 | 25 | 102 | 9 | 102 | 25 | 102 | 9 | 92 | 24 | 77
DEEP-1 | A | 20 | 180 | 60 | 180 | 86 | 180 | 22 | 180 | 80 | 180 | 24 | 96 | 52 | 96
DIDCB5 | A | 40 | 330 | 104 | 330 | 125 | 330 | 55 | 330 | 140 | 330 | 40 | 185 | 105 | 185
DIDCB6 | A | 50 | 250 | 105 | 250 | 105 | 250 | 50 | 250 | 130 | 250 | 50 | 153 | 110 | 103
DINO-1 | A | 14 | 138 | 39 | 138 | 58 | 138 | 28 | 138 | 72 | 138 | 14 | 118 | 36 | 88
DINO-2 | A | 14 | 138 | 39 | 138 | 58 | 138 | 28 | 138 | 72 | 138 | 14 | 118 | 36 | 88
DINO-3 | A | 14 | 138 | 39 | 138 | 58 | 138 | 28 | 138 | 72 | 138 | 14 | 118 | 36 | 88
DINO-4 | A | 14 | 138 | 39 | 138 | 58 | 138 | 28 | 138 | 72 | 138 | 14 | 118 | 36 | 88
DINO-5 | A | 14 | 138 | 39 | 138 | 58 | 138 | 28 | 138 | 72 | 138 | 14 | 118 | 36 | 88
DINO-6 | A | 14 | 138 | 39 | 138 | 58 | 138 | 28 | 138 | 72 | 138 | 14 | 118 | 36 | 88
DRAXX-1 | A | 68 | 345 | 100 | 345 | 100 | 345 | 64 | 95 | 110 | 345 | 60 | 225 | 70 | 225
DRAXX-2 | A | 68 | 345 | 100 | 345 | 100 | 345 | 64 | 95 | 110 | 345 | 60 | 225 | 70 | 225
DRAXX-3 | A | 68 | 345 | 100 | 345 | 100 | 345 | 64 | 95 | 110 | 345 | 60 | 225 | 70 | 225
DRAXX-4 | A | 68 | 345 | 100 | 345 | 100 | 345 | 64 | 95 | 110 | 345 | 60 | 225 | 70 | 225
DRAXX-5 | A | 68 | 345 | 100 | 345 | 100 | 345 | 64 | 95 | 110 | 345 | 60 | 225 | 70 | 225
DRAXX-6 | A | 68 | 345 | 100 | 345 | 100 | 345 | 64 | 95 | 110 | 345 | 60 | 225 | 70 | 225
DRSLW-1 | A | 6 | 69 | 16 | 69 | 17 | 69 | 6 | 69 | 17 | 69 | 6 | 61 | 16 | 54
DUNGW-1 | A | 8 | 89 | 21 | 89 | 33 | 89 | 8 | 89 | 23 | 89 | 8 | 80 | 21 | 69
EAAO-1 | A | 18 | 182 | 48 | 182 | 52 | 182 | 19 | 182 | 50 | 182 | 18 | 164 | 48 | 134
EAAO-2 | A | 17 | 175 | 46 | 175 | 50 | 175 | 18 | 175 | 48 | 175 | 18 | 157 | 46 | 157
EECL-1 | A | 20 | 178 | 25 | 178 | 25 | 178 | 32 | 178 | 81 | 178 | 20 | 143 | 25 | 143
EGGPS-1 | A | 45 | 205 | 83 | 205 | 83 | 205 | 49 | 205 | 110 | 205 | 33 | 95 | 60 | 95
EGGPS-2 | A | 45 | 205 | 83 | 205 | 83 | 205 | 49 | 205 | 110 | 205 | 33 | 95 | 60 | 95
EGGPS-3 | A | 45 | 205 | 83 | 205 | 83 | 205 | 49 | 205 | 110 | 205 | 33 | 95 | 60 | 95
EGGPS-4 | A | 45 | 205 | 83 | 205 | 83 | 205 | 49 | 205 | 110 | 205 | 33 | 95 | 60 | 95
ERRO-1 | A | 1 | 21 | 1 | 21 | 1 | 21 | 2 | 21 | 5 | 21 | 1 | 17 | 1 | 17
ERRO-2 | A | 1 | 21 | 1 | 21 | 1 | 21 | 2 | 21 | 5 | 21 | 1 | 17 | 1 | 17
ERRO-3 | A | 1 | 21 | 1 | 21 | 1 | 21 | 2 | 21 | 5 | 21 | 1 | 17 | 1 | 17
FAARW-1 | A | 2 | 37 | 4 | 37 | 4 | 37 | 4 | 37 | 12 | 37 | 2 | 33 | 4 | 33
FAARW-2 | A | 2 | 37 | 4 | 37 | 4 | 37 | 4 | 37 | 12 | 37 | 2 | 33 | 4 | 33
FALGW-1 | A | 11 | 108 | 28 | 108 | 41 | 108 | 13 | 108 | 35 | 108 | 10 | 86 | 22 | 64
FASN-1 | A | 0 | 15 | 1 | 15 | 1 | 15 | 1 | 15 | 2 | 15 | 0 | 15 | 1 | 12
FASN2 | A | 0 | 15 | 1 | 15 | 1 | 15 | 1 | 15 | 2 | 15 | 0 | 15 | 1 | 12
FASN3 | A | 0 | 15 | 1 | 15 | 1 | 15 | 1 | 15 | 2 | 15 | 0 | 15 | 1 | 12
FAWN-1 | A | 10 | 52 | 25 | 52 | 40 | 52 | 13 | 52 | 32 | 52 | 11 | 37 | 27 | 27
FELL-1 | A | 9 | 63 | 21 | 63 | 22 | 63 | 10 | 63 | 24 | 63 | 9 | 63 | 22 | 63
FFES-1 | A | 10 | 35 | 27 | 35 | 30 | 35 | 9 | 35 | 22 | 35 | 4 | 27 | 6 | 27
FFES-2 | A | 10 | 35 | 27 | 35 | 30 | 35 | 9 | 35 | 22 | 35 | 4 | 27 | 6 | 27
FFES-3 | A | 10 | 35 | 27 | 35 | 30 | 35 | 9 | 35 | 22 | 35 | 4 | 27 | 6 | 27
FFES-4 | A | 10 | 35 | 27 | 35 | 30 | 35 | 9 | 35 | 22 | 35 | 4 | 27 | 6 | 27
FIDL-1 | A | 13 | 205 | 20 | 205 | 23 | 205 | 35 | 100 | 40 | 147 | 30 | 147 | 50 | 147
FIDL-2 | A | 13 | 205 | 20 | 205 | 23 | 205 | 35 | 100 | 40 | 147 | 30 | 147 | 50 | 147
FIDL-3 | A | 13 | 205 | 20 | 205 | 23 | 205 | 35 | 100 | 40 | 147 | 30 | 147 | 50 | 147
FIDL-4 | A | 13 | 205 | 20 | 205 | 23 | 205 | 35 | 100 | 40 | 147 | 30 | 147 | 50 | 147
FINL-1 | A | 0 | 14 | 1 | 14 | 1 | 14 | 1 | 14 | 2 | 14 | 0 | 14 | 1 | 11
FOYE-1 | A | 6 | 60 | 13 | 60 | 16 | 60 | 11 | 60 | 27 | 60 | 5 | 30 | 11 | 30
FOYE-2 | A | 6 | 60 | 13 | 60 | 16 | 60 | 11 | 60 | 27 | 60 | 5 | 30 | 11 | 30
GLNDO-1 | A | 6 | 80 | 12 | 45 | 17 | 45 | 12 | 45 | 25 | 45 | 8 | 65 | 18 | 45
GNFSW-1 | A | 11 | 100 | 30 | 100 | 30 | 100 | 12 | 100 | 31 | 100 | 12 | 70 | 30 | 70
GNFSW-2 | A | 7 | 64 | 18 | 64 | 18 | 64 | 8 | 64 | 18 | 64 | 6 | 49 | 15 | 49
GORDW-1 | A | 6 | 62 | 16 | 56 | 26 | 45 | 7 | 62 | 18 | 62 | 6 | 56 | 16 | 45
GRAI-6 | A | 24 | 320 | 58 | 320 | 58 | 320 | 35 | 320 | 88 | 320 | 28 | 270 | 60 | 230
GRAI-7 | A | 30 | 232 | 60 | 232 | 60 | 232 | 32 | 232 | 84 | 232 | 32 | 175 | 65 | 135
GRAI-8 | A | 26 | 232 | 58 | 232 | 58 | 232 | 32 | 232 | 84 | 232 | 32 | 175 | 65 | 135
GRIFW-1 | A | 8 | 94 | 22 | 94 | 23 | 94 | 8 | 94 | 22 | 94 | 8 | 85 | 22 | 72
GRIFW-2 | A | 8 | 94 | 22 | 94 | 23 | 94 | 8 | 94 | 22 | 94 | 8 | 85 | 22 | 72
GRMO-1 | A | 8 | 43 | 8 | 43 | 8 | 43 | 8 | 43 | 8 | 43 | 8 | 23 | 8 | 23
GYAR-1 | A | 17 | 176 | 42 | 176 | 66 | 176 | 24 | 176 | 60 | 176 | 17 | 176 | 42 | 176
GYMRO-15 | A | 6 | 145 | 15 | 145 | 15 | 145 | 6 | 145 | 15 | 145 | 6 | 44 | 15 | 44
GYMRO-17 | A | 6 | 145 | 15 | 145 | 15 | 145 | 6 | 145 | 15 | 145 | 6 | 44 | 15 | 44
GYMRO-26 | A | 6 | 145 | 15 | 145 | 15 | 145 | 6 | 145 | 15 | 145 | 6 | 44 | 15 | 44
GYMRO-28 | A | 6 | 145 | 15 | 145 | 15 | 145 | 6 | 145 | 15 | 145 | 6 | 44 | 15 | 44
HADHW-1 | A | 7 | 76 | 14 | 76 | 22 | 76 | 13 | 76 | 34 | 76 | 8 | 65 | 17 | 65
HMGTO-1 | A | 8 | 88 | 20 | 88 | 35 | 88 | 10 | 88 | 25 | 88 | 8 | 68 | 19 | 68
HMGTO-2 | A | 9 | 91 | 23 | 91 | 37 | 91 | 10 | 91 | 25 | 91 | 10 | 67 | 24 | 67
HOWAO-1 | A | 42 | 400 | 112 | 400 | 120 | 400 | 44 | 400 | 116 | 400 | 42 | 364 | 112 | 294
HOWAO-2 | A | 42 | 400 | 112 | 400 | 120 | 400 | 44 | 400 | 116 | 400 | 42 | 364 | 112 | 294
HOWAO-3 | A | 42 | 400 | 112 | 400 | 120 | 400 | 44 | 400 | 116 | 400 | 42 | 364 | 112 | 294
HRSTW-1 | A | 12 | 102 | 30 | 102 | 45 | 102 | 13 | 102 | 34 | 102 | 13 | 80 | 27 | 66
HUMR-1 | A | 60 | 533 | 150 | 533 | 200 | 533 | 80 | 533 | 200 | 533 | 62 | 419 | 155 | 251
INDQ-1 | A | 12 | 102 | 31 | 102 | 43 | 102 | 13 | 102 | 34 | 102 | 12 | 72 | 30 | 72
KEAD-1 | A | 38 | 415 | 90 | 415 | 90 | 415 | 55 | 415 | 138 | 415 | 38 | 355 | 90 | 285
KILBW-1 | A | 3 | 56 | 8 | 56 | 13 | 56 | 5 | 56 | 14 | 56 | 4 | 53 | 9 | 47
KILLPG-1 | A | 8 | 225 | 10 | 225 | 10 | 225 | 10 | 225 | 12 | 225 | 4 | 150 | 15 | 150
KILLPG-2 | A | 18 | 225 | 25 | 225 | 25 | 225 | 37 | 225 | 37 | 225 | 22 | 195 | 30 | 195
KILNS-1 | A | 30 | 290 | 72 | 290 | 84 | 290 | 42 | 290 | 114 | 290 | 18 | 104 | 45 | 104
KLYN-A-1 | A | 22 | 210 | 45 | 210 | 52 | 210 | 40 | 210 | 95 | 210 | 22 | 189 | 45 | 125
KPMRW-1 | A | 9 | 75 | 20 | 75 | 30 | 75 | 9 | 75 | 23 | 75 | 9 | 67 | 22 | 54
LAGA-1 | A | 55 | 500 | 123 | 500 | 140 | 500 | 52 | 500 | 130 | 500 | 53 | 475 | 130 | 475
LARYO-1 | A | 16 | 155 | 40 | 155 | 45 | 155 | 18 | 155 | 45 | 155 | 14 | 120 | 35 | 120
LARYO-2 | A | 16 | 158 | 40 | 158 | 45 | 158 | 18 | 158 | 45 | 158 | 14 | 120 | 35 | 120
LARYO-3 | A | 16 | 158 | 40 | 158 | 45 | 158 | 18 | 158 | 45 | 158 | 14 | 120 | 35 | 120
LARYO-4 | A | 16 | 158 | 40 | 158 | 45 | 158 | 18 | 158 | 45 | 158 | 14 | 120 | 35 | 120
LBAR-1G | A | 1 | 16 | 4 | 16 | 6 | 16 | 2 | 16 | 4 | 16 | 1 | 9 | 4 | 9
LBAR-1 | A | 39 | 360 | 88 | 360 | 88 | 360 | 55 | 360 | 145 | 360 | 41 | 270 | 90 | 270
LNCSO-1 | A | 12 | 130 | 30 | 130 | 32 | 130 | 12 | 130 | 32 | 130 | 10 | 100 | 26 | 100
LNCSO-2 | A | 13 | 140 | 34 | 140 | 36 | 140 | 14 | 140 | 36 | 140 | 12 | 125 | 32 | 125
LOAN-1 | A | 25 | 326 | 51 | 326 | 55 | 326 | 19 | 326 | 50 | 326 | 12 | 276 | 28 | 276
LOAN-2 | A | 25 | 326 | 51 | 326 | 55 | 326 | 19 | 326 | 50 | 326 | 12 | 276 | 28 | 276
LOAN-3 | A | 25 | 326 | 51 | 326 | 55 | 326 | 19 | 326 | 50 | 326 | 12 | 276 | 28 | 276
MEDP-1 | A | 30 | 380 | 76 | 330 | 76 | 330 | 48 | 380 | 105 | 380 | 31 | 330 | 79 | 290
MILWW-1 | A | 6 | 32 | 8 | 54 | 13 | 54 | 5 | 54 | 14 | 54 | 3 | 43 | 8 | 43
MKHLW-1 | A | 4 | 42 | 10 | 42 | 12 | 42 | 5 | 42 | 13 | 42 | 5 | 37 | 12 | 30
MRWD-1 | A | 43 | 448 | 100 | 448 | 112 | 448 | 67 | 448 | 160 | 448 | 36 | 328 | 93 | 328
NANT-1 | A | 0 | 15 | 0 | 15 | 0 | 15 | 0 | 15 | 1 | 15 | 0 | 15 | 0 | 15
PEHE-1 | A | 42 | 420 | 72 | 420 | 72 | 420 | 83 | 420 | 117 | 420 | 35 | 350 | 84 | 260
PEHE-2 | A | 16 | 490 | 40 | 265 | 42 | 490 | 0 | 0 | 0 | 0 | 0 | 490 | 0 | 490
PEMB-11 | A | 38 | 113 | 63 | 276 | 63 | 276 | 33 | 276 | 90 | 276 | 35 | 241 | 64 | 210
PEMB-21 | A | 38 | 113 | 63 | 276 | 63 | 276 | 33 | 276 | 90 | 276 | 35 | 241 | 64 | 210
PEMB-31 | A | 38 | 113 | 63 | 276 | 63 | 276 | 33 | 276 | 90 | 276 | 35 | 241 | 64 | 210
PEMB-41 | A | 38 | 113 | 63 | 276 | 63 | 276 | 33 | 276 | 90 | 276 | 35 | 241 | 64 | 210
PEMB-51 | A | 38 | 113 | 63 | 276 | 63 | 276 | 33 | 276 | 90 | 276 | 35 | 241 | 64 | 210
PETEM1 | A | 20 | 180 | 46 | 180 | 52 | 180 | 24 | 180 | 58 | 180 | 20 | 150 | 50 | 100
RATS-1 | A | 50 | 270 | 90 | 270 | 90 | 270 | 36 | 270 | 50 | 270 | 42 | 105 | 75 | 155
RATS-2 | A | 40 | 270 | 90 | 270 | 100 | 270 | 36 | 270 | 50 | 270 | 40 | 195 | 75 | 195
RATS-3 | A | 40 | 270 | 90 | 270 | 100 | 270 | 36 | 270 | 50 | 270 | 40 | 195 | 75 | 195
RATS-4 | A | 40 | 270 | 95 | 270 | 100 | 270 | 36 | 270 | 50 | 270 | 40 | 195 | 75 | 195
RMPNO-1 | A | 18 | 180 | 45 | 180 | 72 | 180 | 20 | 180 | 50 | 180 | 18 | 130 | 47 | 130
RMPNO-2 | A | 18 | 180 | 45 | 180 | 72 | 180 | 20 | 180 | 50 | 180 | 18 | 130 | 47 | 130
ROCK-1 | A | 36 | 400 | 50 | 400 | 54 | 400 | 60 | 400 | 160 | 400 | 33 | 220 | 53 | 220
RYHPS-1 | A | 30 | 305 | 48 | 305 | 66 | 305 | 42 | 305 | 51 | 305 | 30 | 130 | 42 | 68
SCCL-1 | A | 35 | 180 | 70 | 180 | 70 | 180 | 40 | 180 | 95 | 180 | 40 | 100 | 100 | 50
SCCL-2 | A | 35 | 180 | 70 | 180 | 70 | 180 | 40 | 180 | 95 | 180 | 40 | 100 | 100 | 50
SCCL-3 | A | 35 | 180 | 70 | 180 | 70 | 180 | 40 | 180 | 95 | 180 | 40 | 100 | 100 | 50
SEAB-1 | A | 44 | 254 | 125 | 254 | 150 | 254 | 55 | 254 | 150 | 254 | 75 | 164 | 176 | 38
SEAB-2 | A | 31 | 138 | 76 | 138 | 86 | 138 | 32 | 138 | 82 | 138 | 37 | 73 | 90 | 43
SHBA-1 | A | 33 | 420 | 79 | 420 | 91 | 420 | 59 | 420 | 150 | 420 | 37 | 336 | 95 | 252
SHBA-2 | A | 32 | 319 | 70 | 319 | 76 | 319 | 35 | 319 | 93 | 319 | 32 | 270 | 70 | 217
SHOS-1 | A | 18 | 160 | 24 | 160 | 24 | 160 | 30 | 160 | 75 | 160 | 18 | 135 | 24 | 135
SHRSO-1 | A | 16 | 157 | 44 | 157 | 46 | 157 | 17 | 157 | 46 | 157 | 16 | 141 | 43 | 113
SHRSO-2 | A | 16 | 157 | 44 | 157 | 46 | 157 | 17 | 157 | 46 | 157 | 16 | 141 | 43 | 113
SIZB-1 | A | 38 | 283 | 45 | 283 | 45 | 283 | 45 | 283 | 45 | 283 | 40 | 283 | 46 | 283
SIZB-2 | A | 38 | 283 | 45 | 283 | 45 | 283 | 45 | 283 | 45 | 283 | 40 | 283 | 46 | 283
SLOY-1 | A | 0 | 38 | 1 | 38 | 1 | 38 | 1 | 38 | 2 | 38 | 0 | 38 | 1 | 30
SLOY-2 | A | 0 | 38 | 1 | 38 | 1 | 38 | 1 | 38 | 2 | 38 | 0 | 38 | 1 | 30
SLOY-3 | A | 0 | 38 | 1 | 38 | 1 | 38 | 1 | 38 | 2 | 38 | 0 | 38 | 1 | 30
SLOY-4 | A | 0 | 28 | 1 | 28 | 1 | 28 | 1 | 28 | 2 | 28 | 0 | 28 | 1 | 22
SPLN-1 | A | 40 | 380 | 100 | 380 | 110 | 380 | 50 | 380 | 120 | 380 | 30 | 380 | 90 | 300
STAY-1 | A | 35 | 265 | 62 | 265 | 62 | 265 | 35 | 265 | 89 | 265 | 34 | 192 | 63 | 192
STAY-2 | A | 35 | 265 | 62 | 265 | 62 | 265 | 35 | 265 | 89 | 265 | 34 | 192 | 63 | 192
STAY-3 | A | 35 | 265 | 62 | 265 | 62 | 265 | 35 | 265 | 89 | 265 | 34 | 192 | 63 | 192
STAY-4 | A | 35 | 265 | 62 | 265 | 62 | 265 | 35 | 265 | 89 | 265 | 34 | 192 | 63 | 192
STRNW-1 | A | 6 | 52 | 16 | 52 | 26 | 52 | 7 | 60 | 17 | 60 | 6 | 52 | 17 | 42
SUTB-1 | A | 36 | 380 | 104 | 380 | 148 | 380 | 52 | 380 | 132 | 380 | 47 | 250 | 107 | 250
SVRP-10 | A | 20 | 225 | 50 | 225 | 70 | 225 | 32 | 225 | 80 | 225 | 20 | 172 | 50 | 172
SVRP-20 | A | 20 | 225 | 50 | 225 | 70 | 225 | 32 | 225 | 80 | 225 | 20 | 172 | 50 | 172
USKM-13 | A | 6 | 49 | 15 | 49 | 17 | 49 | 8 | 49 | 19 | 49 | 7 | 36 | 8 | 36
USKM-14 | A | 6 | 49 | 15 | 49 | 17 | 49 | 8 | 49 | 19 | 49 | 7 | 36 | 8 | 36
USKM-15 | A | 6 | 49 | 15 | 49 | 17 | 49 | 8 | 49 | 19 | 49 | 7 | 36 | 8 | 36
WBUPS-1 | A | 30 | 113 | 48 | 153 | 48 | 153 | 32 | 113 | 50 | 113 | 40 | 153 | 65 | 113
WBUPS-2 | A | 30 | 133 | 48 | 173 | 48 | 173 | 32 | 133 | 50 | 133 | 40 | 173 | 65 | 133
WBUPS-3 | A | 30 | 133 | 48 | 173 | 48 | 173 | 32 | 133 | 50 | 133 | 40 | 173 | 65 | 133
WBUPS-4 | A | 30 | 113 | 48 | 153 | 48 | 153 | 32 | 113 | 50 | 113 | 40 | 153 | 65 | 113
WBURB-1 | A | 22 | 240 | 48 | 240 | 62 | 240 | 27 | 240 | 69 | 240 | 20 | 200 | 50 | 120
WBURB-2 | A | 25 | 255 | 52 | 255 | 62 | 255 | 26 | 255 | 67 | 255 | 22 | 215 | 52 | 135
WBURB-3 | A | 23 | 255 | 48 | 255 | 62 | 255 | 27 | 255 | 67 | 255 | 20 | 215 | 52 | 135
WDNSO-1 | A | 21 | 191 | 54 | 191 | 57 | 191 | 21 | 191 | 57 | 191 | 21 | 170 | 55 | 136
WDNSO-2 | A | 21 | 191 | 54 | 191 | 57 | 191 | 21 | 191 | 57 | 191 | 21 | 170 | 55 | 136
WHILW-1 | A | 31 | 322 | 84 | 322 | 90 | 322 | 33 | 322 | 90 | 322 | 32 | 255 | 86 | 210
WHILW-2 | A | 19 | 163 | 33 | 163 | 35 | 163 | 20 | 163 | 52 | 163 | 21 | 142 | 43 | 119
WLNYO-2 | A | 19 | 182 | 51 | 182 | 54 | 182 | 20 | 182 | 53 | 182 | 20 | 158 | 51 | 130
WLNYW-1 | A | 19 | 182 | 51 | 182 | 54 | 182 | 20 | 182 | 53 | 182 | 20 | 158 | 51 | 130
WTMSO-1 | A | 22 | 200 | 58 | 200 | 62 | 200 | 23 | 200 | 61 | 200 | 23 | 140 | 60 | 140

## Apr 2022
MW Response Capability by BMU
|  | Primary Response (Max MWhrs) | [5 empty] | Secondary Response (Max Mwhrs) |  |  |  | High Frequency Response (Max MWhrs)
UNIT | Mode | 0.2Hz | Genset Deload (MW) | 0.5Hz | Genset Deload (MW) | 0.8Hz | Genset Deload (MW) | 0.2/0.2Hz | Genset Deload (MW) | 0.5/0.5Hz | Genset Deload (MW) | 0.2Hz | Genset Deload (MW) | 0.5Hz | Genset Deload (MW)
ABTH7 | A | 40 | 250 | 72 | 250 | 72 | 250 | 48 | 250 | 120 | 250 | 38 | 185 | 55 | 185
ABTH8 | A | 40 | 250 | 72 | 250 | 72 | 250 | 48 | 250 | 120 | 250 | 38 | 185 | 55 | 185
ABTH9 | A | 30 | 240 | 80 | 240 | 80 | 240 | 40 | 240 | 120 | 240 | 38 | 125 | 52 | 125
ARCHW-1 | A | 10 | 92 | 25 | 92 | 25 | 92 | 12 | 92 | 30 | 92 | 11 | 73 | 24 | 56
BAGE-1 | A | 30 | 255 | 70 | 255 | 90 | 255 | 35 | 255 | 90 | 255 | 28 | 220 | 70 | 185
BAGE-2 | A | 3 | 17 | 8 | 17 | 12 | 17 | 4 | 17 | 9 | 17 | 2 | 17 | 5 | 17
BARKB2 | A | 33 | 210 | 82 | 210 | 108 | 210 | 39 | 210 | 97 | 210 | 31 | 120 | 84 | 120
BARK-1 | A | 22 | 140 | 55 | 140 | 72 | 140 | 26 | 140 | 65 | 140 | 21 | 80 | 54 | 80
BHLAW-1 | A | 7 | 98 | 16 | 98 | 19 | 98 | 10 | 98 | 26 | 98 | 8 | 87 | 18 | 78
BLLA-1 | A | 6 | 99 | 13 | 99 | 13 | 99 | 15 | 99 | 39 | 99 | 9 | 83 | 16 | 83
BRBEO-1 | A | 20 | 258 | 50 | 258 | 50 | 258 | 22 | 258 | 63 | 258 | 17 | 194 | 46 | 194
BRDUW-1 | A | 6 | 58 | 17 | 58 | 17 | 58 | 7 | 58 | 17 | 58 | 6 | 36 | 17 | 36
BRGG-1 | A | 16 | 110 | 32 | 110 | 48 | 110 | 16 | 110 | 40 | 110 | 14 | 96 | 34 | 46
BRYP-1 | A | 15 | 82 | 25 | 82 | 31 | 82 | 22 | 82 | 37 | 82 | 10 | 82 | 27 | 47
BURBW-1 | A | 0 | 90 | 0 | 90 | 0 | 90 | 0 | 0 | 0 | 0 | 0 | 90 | 0 | 90
CARR-1 | A | 35 | 269 | 58 | 269 | 58 | 269 | 35 | 325 | 88 | 325 | 34 | 269 | 56 | 269
CARR-2 | A | 35 | 269 | 58 | 269 | 58 | 269 | 35 | 325 | 88 | 325 | 34 | 269 | 56 | 269
CDCL-1 | A | 30 | 231 | 46 | 231 | 46 | 231 | 34 | 231 | 45 | 231 | 29 | 172 | 72 | 135
CLAC-1 | A | 3 | 28 | 8 | 28 | 13 | 28 | 3 | 36 | 9 | 36 | 3 | 28 | 8 | 28
CLDCW-1 | A | 14 | 14 | 34 | 113 | 36 | 113 | 13 | 113 | 35 | 113 | 13 | 99 | 34 | 78
CLDNW-1 | A | 13 | 108 | 33 | 108 | 35 | 108 | 13 | 108 | 35 | 108 | 12 | 95 | 33 | 74
CLDSW-1 | A | 16 | 129 | 40 | 129 | 43 | 129 | 16 | 129 | 42 | 129 | 16 | 113 | 41 | 88
CNQPS-1 | A | 22 | 170 | 55 | 170 | 55 | 170 | 28 | 170 | 70 | 170 | 26 | 120 | 60 | 105
CNQPS-2 | A | 22 | 170 | 55 | 170 | 55 | 170 | 28 | 170 | 70 | 170 | 22 | 120 | 55 | 105
CNQPS-3 | A | 22 | 170 | 55 | 170 | 55 | 170 | 28 | 170 | 70 | 170 | 22 | 120 | 55 | 105
CNQPS-4 | A | 22 | 170 | 55 | 170 | 55 | 170 | 28 | 170 | 70 | 170 | 28 | 105 | 55 | 105
CORB-1 | A | 10 | 130 | 30 | 130 | 50 | 130 | 28 | 130 | 60 | 130 | 15 | 95 | 40 | 60
COSO-1 | A | 20 | 380 | 40 | 380 | 50 | 380 | 60 | 380 | 140 | 380 | 17 | 304 | 40 | 304
COTPS-1 | A | 29 | 277 | 50 | 277 | 62 | 277 | 35 | 60 | 63 | 277 | 30 | 122 | 60 | 122
COTPS-2 | A | 29 | 287 | 50 | 287 | 62 | 287 | 35 | 60 | 63 | 287 | 30 | 122 | 60 | 122
COTPS-3 | A | 29 | 287 | 50 | 287 | 62 | 287 | 35 | 60 | 63 | 287 | 30 | 122 | 60 | 122
COTPS-4 | A | 29 | 277 | 50 | 277 | 62 | 277 | 35 | 60 | 63 | 277 | 30 | 122 | 60 | 122
COWE1 | A | 7 | 30 | 17 | 30 | 17 | 30 | 7 | 30 | 17 | 30 | 7 | 30 | 17 | 30
COWE2 | A | 7 | 30 | 17 | 30 | 17 | 30 | 7 | 30 | 17 | 30 | 7 | 30 | 17 | 30
CRUA-1 | A | 10 | 110 | 25 | 110 | 37 | 110 | 12 | 110 | 30 | 110 | 10 | 84 | 25 | 48
CRUA-2 | A | 10 | 110 | 25 | 110 | 37 | 110 | 12 | 110 | 30 | 110 | 10 | 84 | 25 | 48
CRUA-3 | A | 7 | 30 | 15 | 30 | 21 | 30 | 9 | 30 | 24 | 30 | 5 | 25 | 13 | 15
CRUA-4 | A | 7 | 30 | 15 | 30 | 21 | 30 | 9 | 30 | 24 | 30 | 5 | 25 | 13 | 15
CRYRW-2 | A | 15 | 138 | 38 | 138 | 40 | 138 | 15 | 138 | 40 | 138 | 13 | 109 | 40 | 63
DAMC-1 | A | 64 | 380 | 136 | 380 | 156 | 380 | 80 | 380 | 180 | 380 | 60 | 293 | 190 | 128
DDGNO-1 | A | 9 | 108 | 25 | 108 | 26 | 108 | 10 | 108 | 26 | 108 | 9 | 97 | 25 | 81
DDGNO-2 | A | 8 | 90 | 20 | 90 | 22 | 90 | 8 | 90 | 21 | 90 | 8 | 81 | 21 | 68
DDGNO-3 | A | 9 | 102 | 24 | 102 | 25 | 102 | 9 | 102 | 25 | 102 | 9 | 92 | 24 | 77
DDGNO-4 | A | 9 | 102 | 24 | 102 | 25 | 102 | 9 | 102 | 25 | 102 | 9 | 92 | 24 | 77
DEEP-1 | A | 20 | 180 | 60 | 180 | 86 | 180 | 22 | 180 | 80 | 180 | 24 | 96 | 52 | 96
DIDCB5 | A | 40 | 330 | 104 | 330 | 125 | 330 | 55 | 330 | 140 | 330 | 40 | 185 | 105 | 185
DIDCB6 | A | 50 | 250 | 105 | 250 | 105 | 250 | 50 | 250 | 130 | 250 | 50 | 153 | 110 | 103
DINO-1 | A | 14 | 138 | 39 | 138 | 58 | 138 | 28 | 138 | 72 | 138 | 14 | 118 | 36 | 88
DINO-2 | A | 14 | 138 | 39 | 138 | 58 | 138 | 28 | 138 | 72 | 138 | 14 | 118 | 36 | 88
DINO-3 | A | 14 | 138 | 39 | 138 | 58 | 138 | 28 | 138 | 72 | 138 | 14 | 118 | 36 | 88
DINO-4 | A | 14 | 138 | 39 | 138 | 58 | 138 | 28 | 138 | 72 | 138 | 14 | 118 | 36 | 88
DINO-5 | A | 14 | 138 | 39 | 138 | 58 | 138 | 28 | 138 | 72 | 138 | 14 | 118 | 36 | 88
DINO-6 | A | 14 | 138 | 39 | 138 | 58 | 138 | 28 | 138 | 72 | 138 | 14 | 118 | 36 | 88
DRAXX-1 | A | 68 | 345 | 100 | 345 | 100 | 345 | 64 | 95 | 110 | 345 | 60 | 225 | 70 | 225
DRAXX-2 | A | 68 | 345 | 100 | 345 | 100 | 345 | 64 | 95 | 110 | 345 | 60 | 225 | 70 | 225
DRAXX-3 | A | 68 | 345 | 100 | 345 | 100 | 345 | 64 | 95 | 110 | 345 | 60 | 225 | 70 | 225
DRAXX-4 | A | 68 | 345 | 100 | 345 | 100 | 345 | 64 | 95 | 110 | 345 | 60 | 225 | 70 | 225
DRAXX-5 | A | 68 | 345 | 100 | 345 | 100 | 345 | 64 | 95 | 110 | 345 | 60 | 225 | 70 | 225
DRAXX-6 | A | 68 | 345 | 100 | 345 | 100 | 345 | 64 | 95 | 110 | 345 | 60 | 225 | 70 | 225
DRSLW-1 | A | 6 | 69 | 16 | 69 | 17 | 69 | 6 | 69 | 17 | 69 | 6 | 61 | 16 | 54
DUNGW-1 | A | 8 | 89 | 21 | 89 | 33 | 89 | 8 | 89 | 23 | 89 | 8 | 80 | 21 | 69
EAAO-1 | A | 18 | 182 | 48 | 182 | 52 | 182 | 19 | 182 | 50 | 182 | 18 | 164 | 48 | 134
EAAO-2 | A | 17 | 175 | 46 | 175 | 50 | 175 | 18 | 175 | 48 | 175 | 18 | 157 | 46 | 157
EECL-1 | A | 20 | 178 | 25 | 178 | 25 | 178 | 32 | 178 | 81 | 178 | 20 | 143 | 25 | 143
EGGPS-1 | A | 45 | 205 | 83 | 205 | 83 | 205 | 49 | 205 | 110 | 205 | 33 | 95 | 60 | 95
EGGPS-2 | A | 45 | 205 | 83 | 205 | 83 | 205 | 49 | 205 | 110 | 205 | 33 | 95 | 60 | 95
EGGPS-3 | A | 45 | 205 | 83 | 205 | 83 | 205 | 49 | 205 | 110 | 205 | 33 | 95 | 60 | 95
EGGPS-4 | A | 45 | 205 | 83 | 205 | 83 | 205 | 49 | 205 | 110 | 205 | 33 | 95 | 60 | 95
ERRO-1 | A | 1 | 21 | 1 | 21 | 1 | 21 | 2 | 21 | 5 | 21 | 1 | 17 | 1 | 17
ERRO-2 | A | 1 | 21 | 1 | 21 | 1 | 21 | 2 | 21 | 5 | 21 | 1 | 17 | 1 | 17
ERRO-3 | A | 1 | 21 | 1 | 21 | 1 | 21 | 2 | 21 | 5 | 21 | 1 | 17 | 1 | 17
FAARW-1 | A | 2 | 37 | 4 | 37 | 4 | 37 | 4 | 37 | 12 | 37 | 2 | 33 | 4 | 33
FAARW-2 | A | 2 | 37 | 4 | 37 | 4 | 37 | 4 | 37 | 12 | 37 | 2 | 33 | 4 | 33
FALGW-1 | A | 11 | 108 | 28 | 108 | 41 | 108 | 13 | 108 | 35 | 108 | 10 | 86 | 22 | 64
FASN-1 | A | 0 | 15 | 1 | 15 | 1 | 15 | 1 | 15 | 2 | 15 | 0 | 15 | 1 | 12
FASN2 | A | 0 | 15 | 1 | 15 | 1 | 15 | 1 | 15 | 2 | 15 | 0 | 15 | 1 | 12
FASN3 | A | 0 | 15 | 1 | 15 | 1 | 15 | 1 | 15 | 2 | 15 | 0 | 15 | 1 | 12
FAWN-1 | A | 10 | 52 | 25 | 52 | 40 | 52 | 13 | 52 | 32 | 52 | 11 | 37 | 27 | 27
FELL-1 | A | 9 | 63 | 21 | 63 | 22 | 63 | 10 | 63 | 24 | 63 | 9 | 63 | 22 | 63
FFES-1 | A | 10 | 35 | 27 | 35 | 30 | 35 | 9 | 35 | 22 | 35 | 4 | 27 | 6 | 27
FFES-2 | A | 10 | 35 | 27 | 35 | 30 | 35 | 9 | 35 | 22 | 35 | 4 | 27 | 6 | 27
FFES-3 | A | 10 | 35 | 27 | 35 | 30 | 35 | 9 | 35 | 22 | 35 | 4 | 27 | 6 | 27
FFES-4 | A | 10 | 35 | 27 | 35 | 30 | 35 | 9 | 35 | 22 | 35 | 4 | 27 | 6 | 27
FIDL-1 | A | 13 | 205 | 20 | 205 | 23 | 205 | 35 | 100 | 40 | 147 | 30 | 147 | 50 | 147
FIDL-2 | A | 13 | 205 | 20 | 205 | 23 | 205 | 35 | 100 | 40 | 147 | 30 | 147 | 50 | 147
FIDL-3 | A | 13 | 205 | 20 | 205 | 23 | 205 | 35 | 100 | 40 | 147 | 30 | 147 | 50 | 147
FIDL-4 | A | 13 | 205 | 20 | 205 | 23 | 205 | 35 | 100 | 40 | 147 | 30 | 147 | 50 | 147
FINL-1 | A | 0 | 14 | 1 | 14 | 1 | 14 | 1 | 14 | 2 | 14 | 0 | 14 | 1 | 11
FOYE-1 | A | 6 | 60 | 13 | 60 | 16 | 60 | 11 | 60 | 27 | 60 | 5 | 30 | 11 | 30
FOYE-2 | A | 6 | 60 | 13 | 60 | 16 | 60 | 11 | 60 | 27 | 60 | 5 | 30 | 11 | 30
GLNDO-1 | A | 6 | 80 | 12 | 45 | 17 | 45 | 12 | 45 | 25 | 45 | 8 | 65 | 18 | 45
GNFSW-1 | A | 11 | 100 | 30 | 100 | 30 | 100 | 12 | 100 | 31 | 100 | 12 | 70 | 30 | 70
GNFSW-2 | A | 7 | 64 | 18 | 64 | 18 | 64 | 8 | 64 | 18 | 64 | 6 | 49 | 15 | 49
GORDW-1 | A | 6 | 62 | 16 | 56 | 26 | 45 | 7 | 62 | 18 | 62 | 6 | 56 | 16 | 45
GRAI-6 | A | 24 | 320 | 58 | 320 | 58 | 320 | 35 | 320 | 88 | 320 | 28 | 270 | 60 | 230
GRAI-7 | A | 30 | 232 | 60 | 232 | 60 | 232 | 32 | 232 | 84 | 232 | 32 | 175 | 65 | 135
GRAI-8 | A | 26 | 232 | 58 | 232 | 58 | 232 | 32 | 232 | 84 | 232 | 32 | 175 | 65 | 135
GRIFW-1 | A | 8 | 94 | 22 | 94 | 23 | 94 | 8 | 94 | 22 | 94 | 8 | 85 | 22 | 72
GRIFW-2 | A | 8 | 94 | 22 | 94 | 23 | 94 | 8 | 94 | 22 | 94 | 8 | 85 | 22 | 72
GRMO-1 | A | 8 | 43 | 8 | 43 | 8 | 43 | 8 | 43 | 8 | 43 | 8 | 23 | 8 | 23
GYAR-1 | A | 17 | 176 | 42 | 176 | 66 | 176 | 24 | 176 | 60 | 176 | 17 | 176 | 42 | 176
GYMRO-15 | A | 6 | 145 | 15 | 145 | 15 | 145 | 6 | 145 | 15 | 145 | 6 | 44 | 15 | 44
GYMRO-17 | A | 6 | 145 | 15 | 145 | 15 | 145 | 6 | 145 | 15 | 145 | 6 | 44 | 15 | 44
GYMRO-26 | A | 6 | 145 | 15 | 145 | 15 | 145 | 6 | 145 | 15 | 145 | 6 | 44 | 15 | 44
GYMRO-28 | A | 6 | 145 | 15 | 145 | 15 | 145 | 6 | 145 | 15 | 145 | 6 | 44 | 15 | 44
HADHW-1 | A | 7 | 76 | 14 | 76 | 22 | 76 | 13 | 76 | 34 | 76 | 8 | 65 | 17 | 65
HMGTO-1 | A | 8 | 88 | 20 | 88 | 35 | 88 | 10 | 88 | 25 | 88 | 8 | 68 | 19 | 68
HMGTO-2 | A | 9 | 91 | 23 | 91 | 37 | 91 | 10 | 91 | 25 | 91 | 10 | 67 | 24 | 67
HOWAO-1 | A | 42 | 400 | 112 | 400 | 120 | 400 | 44 | 400 | 116 | 400 | 42 | 364 | 112 | 294
HOWAO-2 | A | 42 | 400 | 112 | 400 | 120 | 400 | 44 | 400 | 116 | 400 | 42 | 364 | 112 | 294
HOWAO-3 | A | 42 | 400 | 112 | 400 | 120 | 400 | 44 | 400 | 116 | 400 | 42 | 364 | 112 | 294
HRSTW-1 | A | 12 | 102 | 30 | 102 | 45 | 102 | 13 | 102 | 34 | 102 | 13 | 80 | 27 | 66
HUMR-1 | A | 60 | 533 | 150 | 533 | 200 | 533 | 80 | 533 | 200 | 533 | 62 | 419 | 155 | 251
INDQ-1 | A | 12 | 102 | 31 | 102 | 43 | 102 | 13 | 102 | 34 | 102 | 12 | 72 | 30 | 72
KEAD-1 | A | 38 | 415 | 90 | 415 | 90 | 415 | 55 | 415 | 138 | 415 | 38 | 355 | 90 | 285
KILBW-1 | A | 3 | 56 | 8 | 56 | 13 | 56 | 5 | 56 | 14 | 56 | 4 | 53 | 9 | 47
KILLPG-1 | A | 8 | 225 | 10 | 225 | 10 | 225 | 10 | 225 | 12 | 225 | 4 | 150 | 15 | 150
KILLPG-2 | A | 18 | 225 | 25 | 225 | 25 | 225 | 37 | 225 | 37 | 225 | 22 | 195 | 30 | 195
KILNS-1 | A | 30 | 290 | 72 | 290 | 84 | 290 | 42 | 290 | 114 | 290 | 18 | 104 | 45 | 104
KLYN-A-1 | A | 22 | 210 | 45 | 210 | 52 | 210 | 40 | 210 | 95 | 210 | 22 | 189 | 45 | 125
KPMRW-1 | A | 9 | 75 | 20 | 75 | 30 | 75 | 9 | 75 | 23 | 75 | 9 | 67 | 22 | 54
LAGA-1 | A | 55 | 500 | 123 | 500 | 140 | 500 | 52 | 500 | 130 | 500 | 53 | 475 | 130 | 475
LARYO-1 | A | 16 | 155 | 40 | 155 | 45 | 155 | 18 | 155 | 45 | 155 | 14 | 120 | 35 | 120
LARYO-2 | A | 16 | 158 | 40 | 158 | 45 | 158 | 18 | 158 | 45 | 158 | 14 | 120 | 35 | 120
LARYO-3 | A | 16 | 158 | 40 | 158 | 45 | 158 | 18 | 158 | 45 | 158 | 14 | 120 | 35 | 120
LARYO-4 | A | 16 | 158 | 40 | 158 | 45 | 158 | 18 | 158 | 45 | 158 | 14 | 120 | 35 | 120
LBAR-1G | A | 1 | 16 | 4 | 16 | 6 | 16 | 2 | 16 | 4 | 16 | 1 | 9 | 4 | 9
LBAR-1 | A | 39 | 360 | 88 | 360 | 88 | 360 | 55 | 360 | 145 | 360 | 41 | 270 | 90 | 270
LNCSO-1 | A | 12 | 130 | 30 | 130 | 32 | 130 | 12 | 130 | 32 | 130 | 10 | 100 | 26 | 100
LNCSO-2 | A | 13 | 140 | 34 | 140 | 36 | 140 | 14 | 140 | 36 | 140 | 12 | 125 | 32 | 125
LOAN-1 | A | 25 | 326 | 51 | 326 | 55 | 326 | 19 | 326 | 50 | 326 | 12 | 276 | 28 | 276
LOAN-2 | A | 25 | 326 | 51 | 326 | 55 | 326 | 19 | 326 | 50 | 326 | 12 | 276 | 28 | 276
LOAN-3 | A | 25 | 326 | 51 | 326 | 55 | 326 | 19 | 326 | 50 | 326 | 12 | 276 | 28 | 276
MEDP-1 | A | 30 | 380 | 76 | 330 | 76 | 330 | 48 | 380 | 105 | 380 | 31 | 330 | 79 | 290
MILWW-1 | A | 6 | 32 | 8 | 54 | 13 | 54 | 5 | 54 | 14 | 54 | 3 | 43 | 8 | 43
MKHLW-1 | A | 4 | 42 | 10 | 42 | 12 | 42 | 5 | 42 | 13 | 42 | 5 | 37 | 12 | 30
MRWD-1 | A | 43 | 448 | 100 | 448 | 112 | 448 | 67 | 448 | 160 | 448 | 36 | 328 | 93 | 328
NANT-1 | A | 0 | 15 | 0 | 15 | 0 | 15 | 0 | 15 | 1 | 15 | 0 | 15 | 0 | 15
PEHE-1 | A | 42 | 420 | 72 | 420 | 72 | 420 | 83 | 420 | 117 | 420 | 35 | 350 | 84 | 260
PEHE-2 | A | 16 | 490 | 40 | 265 | 42 | 490 | 0 | 0 | 0 | 0 | 0 | 490 | 0 | 490
PEMB-11 | A | 38 | 113 | 63 | 276 | 63 | 276 | 33 | 276 | 90 | 276 | 35 | 241 | 64 | 210
PEMB-21 | A | 38 | 113 | 63 | 276 | 63 | 276 | 33 | 276 | 90 | 276 | 35 | 241 | 64 | 210
PEMB-31 | A | 38 | 113 | 63 | 276 | 63 | 276 | 33 | 276 | 90 | 276 | 35 | 241 | 64 | 210
PEMB-41 | A | 38 | 113 | 63 | 276 | 63 | 276 | 33 | 276 | 90 | 276 | 35 | 241 | 64 | 210
PEMB-51 | A | 38 | 113 | 63 | 276 | 63 | 276 | 33 | 276 | 90 | 276 | 35 | 241 | 64 | 210
PETEM1 | A | 20 | 180 | 46 | 180 | 52 | 180 | 24 | 180 | 58 | 180 | 20 | 150 | 50 | 100
RATS-1 | A | 50 | 270 | 90 | 270 | 90 | 270 | 36 | 270 | 50 | 270 | 42 | 105 | 75 | 155
RATS-2 | A | 40 | 270 | 90 | 270 | 100 | 270 | 36 | 270 | 50 | 270 | 40 | 195 | 75 | 195
RATS-3 | A | 40 | 270 | 90 | 270 | 100 | 270 | 36 | 270 | 50 | 270 | 40 | 195 | 75 | 195
RATS-4 | A | 40 | 270 | 95 | 270 | 100 | 270 | 36 | 270 | 50 | 270 | 40 | 195 | 75 | 195
RMPNO-1 | A | 18 | 180 | 45 | 180 | 72 | 180 | 20 | 180 | 50 | 180 | 18 | 130 | 47 | 130
RMPNO-2 | A | 18 | 180 | 45 | 180 | 72 | 180 | 20 | 180 | 50 | 180 | 18 | 130 | 47 | 130
ROCK-1 | A | 36 | 400 | 50 | 400 | 54 | 400 | 60 | 400 | 160 | 400 | 33 | 220 | 53 | 220
RYHPS-1 | A | 30 | 305 | 48 | 305 | 66 | 305 | 42 | 305 | 51 | 305 | 30 | 130 | 42 | 68
SCCL-1 | A | 35 | 180 | 70 | 180 | 70 | 180 | 40 | 180 | 95 | 180 | 40 | 100 | 100 | 50
SCCL-2 | A | 35 | 180 | 70 | 180 | 70 | 180 | 40 | 180 | 95 | 180 | 40 | 100 | 100 | 50
SCCL-3 | A | 35 | 180 | 70 | 180 | 70 | 180 | 40 | 180 | 95 | 180 | 40 | 100 | 100 | 50
SEAB-1 | A | 44 | 254 | 125 | 254 | 150 | 254 | 55 | 254 | 150 | 254 | 75 | 164 | 176 | 38
SEAB-2 | A | 31 | 138 | 76 | 138 | 86 | 138 | 32 | 138 | 82 | 138 | 37 | 73 | 90 | 43
SHBA-1 | A | 33 | 420 | 79 | 420 | 91 | 420 | 59 | 420 | 150 | 420 | 37 | 336 | 95 | 252
SHBA-2 | A | 32 | 319 | 70 | 319 | 76 | 319 | 35 | 319 | 93 | 319 | 32 | 270 | 70 | 217
SHOS-1 | A | 18 | 160 | 24 | 160 | 24 | 160 | 30 | 160 | 75 | 160 | 18 | 135 | 24 | 135
SHRSO-1 | A | 16 | 157 | 44 | 157 | 46 | 157 | 17 | 157 | 46 | 157 | 16 | 141 | 43 | 113
SHRSO-2 | A | 16 | 157 | 44 | 157 | 46 | 157 | 17 | 157 | 46 | 157 | 16 | 141 | 43 | 113
SIZB-1 | A | 38 | 283 | 45 | 283 | 45 | 283 | 45 | 283 | 45 | 283 | 40 | 283 | 46 | 283
SIZB-2 | A | 38 | 283 | 45 | 283 | 45 | 283 | 45 | 283 | 45 | 283 | 40 | 283 | 46 | 283
SLOY-1 | A | 0 | 38 | 1 | 38 | 1 | 38 | 1 | 38 | 2 | 38 | 0 | 38 | 1 | 30
SLOY-2 | A | 0 | 38 | 1 | 38 | 1 | 38 | 1 | 38 | 2 | 38 | 0 | 38 | 1 | 30
SLOY-3 | A | 0 | 38 | 1 | 38 | 1 | 38 | 1 | 38 | 2 | 38 | 0 | 38 | 1 | 30
SLOY-4 | A | 0 | 28 | 1 | 28 | 1 | 28 | 1 | 28 | 2 | 28 | 0 | 28 | 1 | 22
SPLN-1 | A | 40 | 380 | 100 | 380 | 110 | 380 | 50 | 380 | 120 | 380 | 30 | 380 | 90 | 300
STAY-1 | A | 35 | 265 | 62 | 265 | 62 | 265 | 35 | 265 | 89 | 265 | 34 | 192 | 63 | 192
STAY-2 | A | 35 | 265 | 62 | 265 | 62 | 265 | 35 | 265 | 89 | 265 | 34 | 192 | 63 | 192
STAY-3 | A | 35 | 265 | 62 | 265 | 62 | 265 | 35 | 265 | 89 | 265 | 34 | 192 | 63 | 192
STAY-4 | A | 35 | 265 | 62 | 265 | 62 | 265 | 35 | 265 | 89 | 265 | 34 | 192 | 63 | 192
STRNW-1 | A | 6 | 52 | 16 | 52 | 26 | 52 | 7 | 60 | 17 | 60 | 6 | 52 | 17 | 42
SUTB-1 | A | 36 | 380 | 104 | 380 | 148 | 380 | 52 | 380 | 132 | 380 | 47 | 250 | 107 | 250
SVRP-10 | A | 20 | 225 | 50 | 225 | 70 | 225 | 32 | 225 | 80 | 225 | 20 | 172 | 50 | 172
SVRP-20 | A | 20 | 225 | 50 | 225 | 70 | 225 | 32 | 225 | 80 | 225 | 20 | 172 | 50 | 172
USKM-13 | A | 6 | 49 | 15 | 49 | 17 | 49 | 8 | 49 | 19 | 49 | 7 | 36 | 8 | 36
USKM-14 | A | 6 | 49 | 15 | 49 | 17 | 49 | 8 | 49 | 19 | 49 | 7 | 36 | 8 | 36
USKM-15 | A | 6 | 49 | 15 | 49 | 17 | 49 | 8 | 49 | 19 | 49 | 7 | 36 | 8 | 36
WBUPS-1 | A | 30 | 113 | 48 | 153 | 48 | 153 | 32 | 113 | 50 | 113 | 40 | 153 | 65 | 113
WBUPS-2 | A | 30 | 133 | 48 | 173 | 48 | 173 | 32 | 133 | 50 | 133 | 40 | 173 | 65 | 133
WBUPS-3 | A | 30 | 133 | 48 | 173 | 48 | 173 | 32 | 133 | 50 | 133 | 40 | 173 | 65 | 133
WBUPS-4 | A | 30 | 113 | 48 | 153 | 48 | 153 | 32 | 113 | 50 | 113 | 40 | 153 | 65 | 113
WBURB-1 | A | 22 | 240 | 48 | 240 | 62 | 240 | 27 | 240 | 69 | 240 | 20 | 200 | 50 | 120
WBURB-2 | A | 25 | 255 | 52 | 255 | 62 | 255 | 26 | 255 | 67 | 255 | 22 | 215 | 52 | 135
WBURB-3 | A | 23 | 255 | 48 | 255 | 62 | 255 | 27 | 255 | 67 | 255 | 20 | 215 | 52 | 135
WDNSO-1 | A | 21 | 191 | 54 | 191 | 57 | 191 | 21 | 191 | 57 | 191 | 21 | 170 | 55 | 136
WDNSO-2 | A | 21 | 191 | 54 | 191 | 57 | 191 | 21 | 191 | 57 | 191 | 21 | 170 | 55 | 136
WHILW-1 | A | 31 | 322 | 84 | 322 | 90 | 322 | 33 | 322 | 90 | 322 | 32 | 255 | 86 | 210
WHILW-2 | A | 19 | 163 | 33 | 163 | 35 | 163 | 20 | 163 | 52 | 163 | 21 | 142 | 43 | 119
WLNYO-2 | A | 19 | 182 | 51 | 182 | 54 | 182 | 20 | 182 | 53 | 182 | 20 | 158 | 51 | 130
WLNYW-1 | A | 19 | 182 | 51 | 182 | 54 | 182 | 20 | 182 | 53 | 182 | 20 | 158 | 51 | 130
WTMSO-1 | A | 22 | 200 | 58 | 200 | 62 | 200 | 23 | 200 | 61 | 200 | 23 | 140 | 60 | 140

## Mar 2022
MW Response Capability by BMU
|  | Primary Response (Max MWhrs) | [5 empty] | Secondary Response (Max Mwhrs) |  |  |  | High Frequency Response (Max MWhrs)
UNIT | Mode | 0.2Hz | Genset Deload (MW) | 0.5Hz | Genset Deload (MW) | 0.8Hz | Genset Deload (MW) | 0.2/0.2Hz | Genset Deload (MW) | 0.5/0.5Hz | Genset Deload (MW) | 0.2Hz | Genset Deload (MW) | 0.5Hz | Genset Deload (MW)
ABTH7 | A | 40 | 250 | 72 | 250 | 72 | 250 | 48 | 250 | 120 | 250 | 38 | 185 | 55 | 185
ABTH8 | A | 40 | 250 | 72 | 250 | 72 | 250 | 48 | 250 | 120 | 250 | 38 | 185 | 55 | 185
ABTH9 | A | 30 | 240 | 80 | 240 | 80 | 240 | 40 | 240 | 120 | 240 | 38 | 125 | 52 | 125
ARCHW-1 | A | 10 | 92 | 25 | 92 | 25 | 92 | 12 | 92 | 30 | 92 | 11 | 73 | 24 | 56
BAGE-1 | A | 30 | 255 | 70 | 255 | 90 | 255 | 35 | 255 | 90 | 255 | 28 | 220 | 70 | 185
BAGE-2 | A | 3 | 17 | 8 | 17 | 12 | 17 | 4 | 17 | 9 | 17 | 2 | 17 | 5 | 17
BARKB2 | A | 33 | 210 | 82 | 210 | 108 | 210 | 39 | 210 | 97 | 210 | 31 | 120 | 84 | 120
BARK-1 | A | 22 | 140 | 55 | 140 | 72 | 140 | 26 | 140 | 65 | 140 | 21 | 80 | 54 | 80
BHLAW-1 | A | 7 | 98 | 16 | 98 | 19 | 98 | 10 | 98 | 26 | 98 | 8 | 87 | 18 | 78
BLLA-1 | A | 6 | 99 | 13 | 99 | 13 | 99 | 15 | 99 | 39 | 99 | 9 | 83 | 16 | 83
BRBEO-1 | A | 20 | 258 | 50 | 258 | 50 | 258 | 22 | 258 | 63 | 258 | 17 | 194 | 46 | 194
BRDUW-1 | A | 6 | 58 | 17 | 58 | 17 | 58 | 7 | 58 | 17 | 58 | 6 | 36 | 17 | 36
BRGG-1 | A | 16 | 110 | 32 | 110 | 48 | 110 | 16 | 110 | 40 | 110 | 14 | 96 | 34 | 46
BRYP-1 | A | 15 | 82 | 25 | 82 | 31 | 82 | 22 | 82 | 37 | 82 | 10 | 82 | 27 | 47
BURBW-1 | A | 0 | 90 | 0 | 90 | 0 | 90 | 0 | 0 | 0 | 0 | 0 | 90 | 0 | 90
CARR-1 | A | 35 | 269 | 58 | 269 | 58 | 269 | 35 | 325 | 88 | 325 | 34 | 269 | 56 | 269
CARR-2 | A | 35 | 269 | 58 | 269 | 58 | 269 | 35 | 325 | 88 | 325 | 34 | 269 | 56 | 269
CDCL-1 | A | 30 | 231 | 46 | 231 | 46 | 231 | 34 | 231 | 45 | 231 | 29 | 172 | 72 | 135
CLAC-1 | A | 3 | 28 | 8 | 28 | 13 | 28 | 3 | 36 | 9 | 36 | 3 | 28 | 8 | 28
CLDCW-1 | A | 14 | 14 | 34 | 113 | 36 | 113 | 13 | 113 | 35 | 113 | 13 | 99 | 34 | 78
CLDNW-1 | A | 13 | 108 | 33 | 108 | 35 | 108 | 13 | 108 | 35 | 108 | 12 | 95 | 33 | 74
CLDSW-1 | A | 16 | 129 | 40 | 129 | 43 | 129 | 16 | 129 | 42 | 129 | 16 | 113 | 41 | 88
CNQPS-1 | A | 22 | 170 | 55 | 170 | 55 | 170 | 28 | 170 | 70 | 170 | 26 | 120 | 60 | 105
CNQPS-2 | A | 22 | 170 | 55 | 170 | 55 | 170 | 28 | 170 | 70 | 170 | 22 | 120 | 55 | 105
CNQPS-3 | A | 22 | 170 | 55 | 170 | 55 | 170 | 28 | 170 | 70 | 170 | 22 | 120 | 55 | 105
CNQPS-4 | A | 22 | 170 | 55 | 170 | 55 | 170 | 28 | 170 | 70 | 170 | 28 | 105 | 55 | 105
CORB-1 | A | 10 | 130 | 30 | 130 | 50 | 130 | 28 | 130 | 60 | 130 | 15 | 95 | 40 | 60
COSO-1 | A | 20 | 380 | 40 | 380 | 50 | 380 | 60 | 380 | 140 | 380 | 17 | 304 | 40 | 304
COTPS-1 | A | 29 | 277 | 50 | 277 | 62 | 277 | 35 | 60 | 63 | 277 | 30 | 122 | 60 | 122
COTPS-2 | A | 29 | 287 | 50 | 287 | 62 | 287 | 35 | 60 | 63 | 287 | 30 | 122 | 60 | 122
COTPS-3 | A | 29 | 287 | 50 | 287 | 62 | 287 | 35 | 60 | 63 | 287 | 30 | 122 | 60 | 122
COTPS-4 | A | 29 | 277 | 50 | 277 | 62 | 277 | 35 | 60 | 63 | 277 | 30 | 122 | 60 | 122
COWE1 | A | 7 | 30 | 17 | 30 | 17 | 30 | 7 | 30 | 17 | 30 | 7 | 30 | 17 | 30
COWE2 | A | 7 | 30 | 17 | 30 | 17 | 30 | 7 | 30 | 17 | 30 | 7 | 30 | 17 | 30
CRUA-1 | A | 10 | 110 | 25 | 110 | 37 | 110 | 12 | 110 | 30 | 110 | 10 | 84 | 25 | 48
CRUA-2 | A | 10 | 110 | 25 | 110 | 37 | 110 | 12 | 110 | 30 | 110 | 10 | 84 | 25 | 48
CRUA-3 | A | 7 | 30 | 15 | 30 | 21 | 30 | 9 | 30 | 24 | 30 | 5 | 25 | 13 | 15
CRUA-4 | A | 7 | 30 | 15 | 30 | 21 | 30 | 9 | 30 | 24 | 30 | 5 | 25 | 13 | 15
CRYRW-2 | A | 15 | 138 | 38 | 138 | 40 | 138 | 15 | 138 | 40 | 138 | 13 | 109 | 40 | 63
DAMC-1 | A | 64 | 380 | 136 | 380 | 156 | 380 | 80 | 380 | 180 | 380 | 60 | 293 | 190 | 128
DDGNO-1 | A | 9 | 108 | 25 | 108 | 26 | 108 | 10 | 108 | 26 | 108 | 9 | 97 | 25 | 81
DDGNO-2 | A | 8 | 90 | 20 | 90 | 22 | 90 | 8 | 90 | 21 | 90 | 8 | 81 | 21 | 68
DDGNO-3 | A | 9 | 102 | 24 | 102 | 25 | 102 | 9 | 102 | 25 | 102 | 9 | 92 | 24 | 77
DDGNO-4 | A | 9 | 102 | 24 | 102 | 25 | 102 | 9 | 102 | 25 | 102 | 9 | 92 | 24 | 77
DEEP-1 | A | 20 | 180 | 60 | 180 | 86 | 180 | 22 | 180 | 80 | 180 | 24 | 96 | 52 | 96
DIDCB5 | A | 40 | 330 | 104 | 330 | 125 | 330 | 55 | 330 | 140 | 330 | 40 | 185 | 105 | 185
DIDCB6 | A | 50 | 250 | 105 | 250 | 105 | 250 | 50 | 250 | 130 | 250 | 50 | 153 | 110 | 103
DINO-1 | A | 14 | 138 | 39 | 138 | 58 | 138 | 28 | 138 | 72 | 138 | 14 | 118 | 36 | 88
DINO-2 | A | 14 | 138 | 39 | 138 | 58 | 138 | 28 | 138 | 72 | 138 | 14 | 118 | 36 | 88
DINO-3 | A | 14 | 138 | 39 | 138 | 58 | 138 | 28 | 138 | 72 | 138 | 14 | 118 | 36 | 88
DINO-4 | A | 14 | 138 | 39 | 138 | 58 | 138 | 28 | 138 | 72 | 138 | 14 | 118 | 36 | 88
DINO-5 | A | 14 | 138 | 39 | 138 | 58 | 138 | 28 | 138 | 72 | 138 | 14 | 118 | 36 | 88
DINO-6 | A | 14 | 138 | 39 | 138 | 58 | 138 | 28 | 138 | 72 | 138 | 14 | 118 | 36 | 88
DRAXX-1 | A | 68 | 345 | 100 | 345 | 100 | 345 | 64 | 95 | 110 | 345 | 60 | 225 | 70 | 225
DRAXX-2 | A | 68 | 345 | 100 | 345 | 100 | 345 | 64 | 95 | 110 | 345 | 60 | 225 | 70 | 225
DRAXX-3 | A | 68 | 345 | 100 | 345 | 100 | 345 | 64 | 95 | 110 | 345 | 60 | 225 | 70 | 225
DRAXX-4 | A | 68 | 345 | 100 | 345 | 100 | 345 | 64 | 95 | 110 | 345 | 60 | 225 | 70 | 225
DRAXX-5 | A | 68 | 345 | 100 | 345 | 100 | 345 | 64 | 95 | 110 | 345 | 60 | 225 | 70 | 225
DRAXX-6 | A | 68 | 345 | 100 | 345 | 100 | 345 | 64 | 95 | 110 | 345 | 60 | 225 | 70 | 225
DRSLW-1 | A | 6 | 69 | 16 | 69 | 17 | 69 | 6 | 69 | 17 | 69 | 6 | 61 | 16 | 54
DUNGW-1 | A | 8 | 89 | 21 | 89 | 33 | 89 | 8 | 89 | 23 | 89 | 8 | 80 | 21 | 69
EAAO-1 | A | 18 | 182 | 48 | 182 | 52 | 182 | 19 | 182 | 50 | 182 | 18 | 164 | 48 | 134
EAAO-2 | A | 17 | 175 | 46 | 175 | 50 | 175 | 18 | 175 | 48 | 175 | 18 | 157 | 46 | 157
EECL-1 | A | 20 | 178 | 25 | 178 | 25 | 178 | 32 | 178 | 81 | 178 | 20 | 143 | 25 | 143
EGGPS-1 | A | 45 | 205 | 83 | 205 | 83 | 205 | 49 | 205 | 110 | 205 | 33 | 95 | 60 | 95
EGGPS-2 | A | 45 | 205 | 83 | 205 | 83 | 205 | 49 | 205 | 110 | 205 | 33 | 95 | 60 | 95
EGGPS-3 | A | 45 | 205 | 83 | 205 | 83 | 205 | 49 | 205 | 110 | 205 | 33 | 95 | 60 | 95
EGGPS-4 | A | 45 | 205 | 83 | 205 | 83 | 205 | 49 | 205 | 110 | 205 | 33 | 95 | 60 | 95
ERRO-1 | A | 1 | 21 | 1 | 21 | 1 | 21 | 2 | 21 | 5 | 21 | 1 | 17 | 1 | 17
ERRO-2 | A | 1 | 21 | 1 | 21 | 1 | 21 | 2 | 21 | 5 | 21 | 1 | 17 | 1 | 17
ERRO-3 | A | 1 | 21 | 1 | 21 | 1 | 21 | 2 | 21 | 5 | 21 | 1 | 17 | 1 | 17
FAARW-1 | A | 2 | 37 | 4 | 37 | 4 | 37 | 4 | 37 | 12 | 37 | 2 | 33 | 4 | 33
FAARW-2 | A | 2 | 37 | 4 | 37 | 4 | 37 | 4 | 37 | 12 | 37 | 2 | 33 | 4 | 33
FALGW-1 | A | 11 | 108 | 28 | 108 | 41 | 108 | 13 | 108 | 35 | 108 | 10 | 86 | 22 | 64
FASN-1 | A | 0 | 15 | 1 | 15 | 1 | 15 | 1 | 15 | 2 | 15 | 0 | 15 | 1 | 12
FASN2 | A | 0 | 15 | 1 | 15 | 1 | 15 | 1 | 15 | 2 | 15 | 0 | 15 | 1 | 12
FASN3 | A | 0 | 15 | 1 | 15 | 1 | 15 | 1 | 15 | 2 | 15 | 0 | 15 | 1 | 12
FAWN-1 | A | 10 | 52 | 25 | 52 | 40 | 52 | 13 | 52 | 32 | 52 | 11 | 37 | 27 | 27
FELL-1 | A | 9 | 63 | 21 | 63 | 22 | 63 | 10 | 63 | 24 | 63 | 9 | 63 | 22 | 63
FFES-1 | A | 10 | 35 | 27 | 35 | 30 | 35 | 9 | 35 | 22 | 35 | 4 | 27 | 6 | 27
FFES-2 | A | 10 | 35 | 27 | 35 | 30 | 35 | 9 | 35 | 22 | 35 | 4 | 27 | 6 | 27
FFES-3 | A | 10 | 35 | 27 | 35 | 30 | 35 | 9 | 35 | 22 | 35 | 4 | 27 | 6 | 27
FFES-4 | A | 10 | 35 | 27 | 35 | 30 | 35 | 9 | 35 | 22 | 35 | 4 | 27 | 6 | 27
FIDL-1 | A | 13 | 205 | 20 | 205 | 23 | 205 | 35 | 100 | 40 | 147 | 30 | 147 | 50 | 147
FIDL-2 | A | 13 | 205 | 20 | 205 | 23 | 205 | 35 | 100 | 40 | 147 | 30 | 147 | 50 | 147
FIDL-3 | A | 13 | 205 | 20 | 205 | 23 | 205 | 35 | 100 | 40 | 147 | 30 | 147 | 50 | 147
FIDL-4 | A | 13 | 205 | 20 | 205 | 23 | 205 | 35 | 100 | 40 | 147 | 30 | 147 | 50 | 147
FINL-1 | A | 0 | 14 | 1 | 14 | 1 | 14 | 1 | 14 | 2 | 14 | 0 | 14 | 1 | 11
FOYE-1 | A | 6 | 60 | 13 | 60 | 16 | 60 | 11 | 60 | 27 | 60 | 5 | 30 | 11 | 30
FOYE-2 | A | 6 | 60 | 13 | 60 | 16 | 60 | 11 | 60 | 27 | 60 | 5 | 30 | 11 | 30
GLNDO-1 | A | 6 | 80 | 12 | 45 | 17 | 45 | 12 | 45 | 25 | 45 | 8 | 65 | 18 | 45
GNFSW-1 | A | 11 | 100 | 30 | 100 | 30 | 100 | 12 | 100 | 31 | 100 | 12 | 70 | 30 | 70
GNFSW-2 | A | 7 | 64 | 18 | 64 | 18 | 64 | 8 | 64 | 18 | 64 | 6 | 49 | 15 | 49
GORDW-1 | A | 6 | 62 | 16 | 56 | 26 | 45 | 7 | 62 | 18 | 62 | 6 | 56 | 16 | 45
GRAI-6 | A | 24 | 320 | 58 | 320 | 58 | 320 | 35 | 320 | 88 | 320 | 28 | 270 | 60 | 230
GRAI-7 | A | 30 | 232 | 60 | 232 | 60 | 232 | 32 | 232 | 84 | 232 | 32 | 175 | 65 | 135
GRAI-8 | A | 26 | 232 | 58 | 232 | 58 | 232 | 32 | 232 | 84 | 232 | 32 | 175 | 65 | 135
GRIFW-1 | A | 8 | 94 | 22 | 94 | 23 | 94 | 8 | 94 | 22 | 94 | 8 | 85 | 22 | 72
GRIFW-2 | A | 8 | 94 | 22 | 94 | 23 | 94 | 8 | 94 | 22 | 94 | 8 | 85 | 22 | 72
GRMO-1 | A | 8 | 43 | 8 | 43 | 8 | 43 | 8 | 43 | 8 | 43 | 8 | 23 | 8 | 23
GYAR-1 | A | 17 | 176 | 42 | 176 | 66 | 176 | 24 | 176 | 60 | 176 | 17 | 176 | 42 | 176
GYMRO-15 | A | 6 | 145 | 15 | 145 | 15 | 145 | 6 | 145 | 15 | 145 | 6 | 44 | 15 | 44
GYMRO-17 | A | 6 | 145 | 15 | 145 | 15 | 145 | 6 | 145 | 15 | 145 | 6 | 44 | 15 | 44
GYMRO-26 | A | 6 | 145 | 15 | 145 | 15 | 145 | 6 | 145 | 15 | 145 | 6 | 44 | 15 | 44
GYMRO-28 | A | 6 | 145 | 15 | 145 | 15 | 145 | 6 | 145 | 15 | 145 | 6 | 44 | 15 | 44
HADHW-1 | A | 7 | 76 | 14 | 76 | 22 | 76 | 13 | 76 | 34 | 76 | 8 | 65 | 17 | 65
HMGTO-1 | A | 8 | 88 | 20 | 88 | 35 | 88 | 10 | 88 | 25 | 88 | 8 | 68 | 19 | 68
HMGTO-2 | A | 9 | 91 | 23 | 91 | 37 | 91 | 10 | 91 | 25 | 91 | 10 | 67 | 24 | 67
HOWAO-1 | A | 42 | 400 | 112 | 400 | 120 | 400 | 44 | 400 | 116 | 400 | 42 | 364 | 112 | 294
HOWAO-2 | A | 42 | 400 | 112 | 400 | 120 | 400 | 44 | 400 | 116 | 400 | 42 | 364 | 112 | 294
HOWAO-3 | A | 42 | 400 | 112 | 400 | 120 | 400 | 44 | 400 | 116 | 400 | 42 | 364 | 112 | 294
HRSTW-1 | A | 12 | 102 | 30 | 102 | 45 | 102 | 13 | 102 | 34 | 102 | 13 | 80 | 27 | 66
HUMR-1 | A | 60 | 533 | 150 | 533 | 200 | 533 | 80 | 533 | 200 | 533 | 62 | 419 | 155 | 251
INDQ-1 | A | 12 | 102 | 31 | 102 | 43 | 102 | 13 | 102 | 34 | 102 | 12 | 72 | 30 | 72
KEAD-1 | A | 38 | 415 | 90 | 415 | 90 | 415 | 55 | 415 | 138 | 415 | 38 | 355 | 90 | 285
KILBW-1 | A | 3 | 56 | 8 | 56 | 13 | 56 | 5 | 56 | 14 | 56 | 4 | 53 | 9 | 47
KILLPG-1 | A | 8 | 225 | 10 | 225 | 10 | 225 | 10 | 225 | 12 | 225 | 4 | 150 | 15 | 150
KILLPG-2 | A | 18 | 225 | 25 | 225 | 25 | 225 | 37 | 225 | 37 | 225 | 22 | 195 | 30 | 195
KILNS-1 | A | 30 | 290 | 72 | 290 | 84 | 290 | 42 | 290 | 114 | 290 | 18 | 104 | 45 | 104
KLYN-A-1 | A | 22 | 210 | 45 | 210 | 52 | 210 | 40 | 210 | 95 | 210 | 22 | 189 | 45 | 125
KPMRW-1 | A | 9 | 75 | 20 | 75 | 30 | 75 | 9 | 75 | 23 | 75 | 9 | 67 | 22 | 54
LAGA-1 | A | 55 | 500 | 123 | 500 | 140 | 500 | 52 | 500 | 130 | 500 | 53 | 475 | 130 | 475
LARYO-1 | A | 16 | 155 | 40 | 155 | 45 | 155 | 18 | 155 | 45 | 155 | 14 | 120 | 35 | 120
LARYO-2 | A | 16 | 158 | 40 | 158 | 45 | 158 | 18 | 158 | 45 | 158 | 14 | 120 | 35 | 120
LARYO-3 | A | 16 | 158 | 40 | 158 | 45 | 158 | 18 | 158 | 45 | 158 | 14 | 120 | 35 | 120
LARYO-4 | A | 16 | 158 | 40 | 158 | 45 | 158 | 18 | 158 | 45 | 158 | 14 | 120 | 35 | 120
LBAR-1G | A | 1 | 16 | 4 | 16 | 6 | 16 | 2 | 16 | 4 | 16 | 1 | 9 | 4 | 9
LBAR-1 | A | 39 | 360 | 88 | 360 | 88 | 360 | 55 | 360 | 145 | 360 | 41 | 270 | 90 | 270
LNCSO-1 | A | 12 | 130 | 30 | 130 | 32 | 130 | 12 | 130 | 32 | 130 | 10 | 100 | 26 | 100
LNCSO-2 | A | 13 | 140 | 34 | 140 | 36 | 140 | 14 | 140 | 36 | 140 | 12 | 125 | 32 | 125
LOAN-1 | A | 25 | 326 | 51 | 326 | 55 | 326 | 19 | 326 | 50 | 326 | 12 | 276 | 28 | 276
LOAN-2 | A | 25 | 326 | 51 | 326 | 55 | 326 | 19 | 326 | 50 | 326 | 12 | 276 | 28 | 276
LOAN-3 | A | 25 | 326 | 51 | 326 | 55 | 326 | 19 | 326 | 50 | 326 | 12 | 276 | 28 | 276
MEDP-1 | A | 30 | 380 | 76 | 330 | 76 | 330 | 48 | 380 | 105 | 380 | 31 | 330 | 79 | 290
MILWW-1 | A | 6 | 32 | 8 | 54 | 13 | 54 | 5 | 54 | 14 | 54 | 3 | 43 | 8 | 43
MKHLW-1 | A | 4 | 42 | 10 | 42 | 12 | 42 | 5 | 42 | 13 | 42 | 5 | 37 | 12 | 30
MRWD-1 | A | 43 | 448 | 100 | 448 | 112 | 448 | 67 | 448 | 160 | 448 | 36 | 328 | 93 | 328
NANT-1 | A | 0 | 15 | 0 | 15 | 0 | 15 | 0 | 15 | 1 | 15 | 0 | 15 | 0 | 15
PEHE-1 | A | 42 | 420 | 72 | 420 | 72 | 420 | 83 | 420 | 117 | 420 | 35 | 350 | 84 | 260
PEHE-2 | A | 16 | 490 | 40 | 265 | 42 | 490 | 0 | 0 | 0 | 0 | 0 | 490 | 0 | 490
PEMB-11 | A | 38 | 113 | 63 | 276 | 63 | 276 | 33 | 276 | 90 | 276 | 35 | 241 | 64 | 210
PEMB-21 | A | 38 | 113 | 63 | 276 | 63 | 276 | 33 | 276 | 90 | 276 | 35 | 241 | 64 | 210
PEMB-31 | A | 38 | 113 | 63 | 276 | 63 | 276 | 33 | 276 | 90 | 276 | 35 | 241 | 64 | 210
PEMB-41 | A | 38 | 113 | 63 | 276 | 63 | 276 | 33 | 276 | 90 | 276 | 35 | 241 | 64 | 210
PEMB-51 | A | 38 | 113 | 63 | 276 | 63 | 276 | 33 | 276 | 90 | 276 | 35 | 241 | 64 | 210
PETEM1 | A | 20 | 180 | 46 | 180 | 52 | 180 | 24 | 180 | 58 | 180 | 20 | 150 | 50 | 100
RATS-1 | A | 50 | 270 | 90 | 270 | 90 | 270 | 36 | 270 | 50 | 270 | 42 | 105 | 75 | 155
RATS-2 | A | 40 | 270 | 90 | 270 | 100 | 270 | 36 | 270 | 50 | 270 | 40 | 195 | 75 | 195
RATS-3 | A | 40 | 270 | 90 | 270 | 100 | 270 | 36 | 270 | 50 | 270 | 40 | 195 | 75 | 195
RATS-4 | A | 40 | 270 | 95 | 270 | 100 | 270 | 36 | 270 | 50 | 270 | 40 | 195 | 75 | 195
RMPNO-1 | A | 18 | 180 | 45 | 180 | 72 | 180 | 20 | 180 | 50 | 180 | 18 | 130 | 47 | 130
RMPNO-2 | A | 18 | 180 | 45 | 180 | 72 | 180 | 20 | 180 | 50 | 180 | 18 | 130 | 47 | 130
ROCK-1 | A | 36 | 400 | 50 | 400 | 54 | 400 | 60 | 400 | 160 | 400 | 33 | 220 | 53 | 220
RYHPS-1 | A | 30 | 305 | 48 | 305 | 66 | 305 | 42 | 305 | 51 | 305 | 30 | 130 | 42 | 68
SCCL-1 | A | 35 | 180 | 70 | 180 | 70 | 180 | 40 | 180 | 95 | 180 | 40 | 100 | 100 | 50
SCCL-2 | A | 35 | 180 | 70 | 180 | 70 | 180 | 40 | 180 | 95 | 180 | 40 | 100 | 100 | 50
SCCL-3 | A | 35 | 180 | 70 | 180 | 70 | 180 | 40 | 180 | 95 | 180 | 40 | 100 | 100 | 50
SEAB-1 | A | 44 | 254 | 125 | 254 | 150 | 254 | 55 | 254 | 150 | 254 | 75 | 164 | 176 | 38
SEAB-2 | A | 31 | 138 | 76 | 138 | 86 | 138 | 32 | 138 | 82 | 138 | 37 | 73 | 90 | 43
SHBA-1 | A | 33 | 420 | 79 | 420 | 91 | 420 | 59 | 420 | 150 | 420 | 37 | 336 | 95 | 252
SHBA-2 | A | 32 | 319 | 70 | 319 | 76 | 319 | 35 | 319 | 93 | 319 | 32 | 270 | 70 | 217
SHOS-1 | A | 18 | 160 | 24 | 160 | 24 | 160 | 30 | 160 | 75 | 160 | 18 | 135 | 24 | 135
SHRSO-1 | A | 16 | 157 | 44 | 157 | 46 | 157 | 17 | 157 | 46 | 157 | 16 | 141 | 43 | 113
SHRSO-2 | A | 16 | 157 | 44 | 157 | 46 | 157 | 17 | 157 | 46 | 157 | 16 | 141 | 43 | 113
SIZB-1 | A | 38 | 283 | 45 | 283 | 45 | 283 | 45 | 283 | 45 | 283 | 40 | 283 | 46 | 283
SIZB-2 | A | 38 | 283 | 45 | 283 | 45 | 283 | 45 | 283 | 45 | 283 | 40 | 283 | 46 | 283
SLOY-1 | A | 0 | 38 | 1 | 38 | 1 | 38 | 1 | 38 | 2 | 38 | 0 | 38 | 1 | 30
SLOY-2 | A | 0 | 38 | 1 | 38 | 1 | 38 | 1 | 38 | 2 | 38 | 0 | 38 | 1 | 30
SLOY-3 | A | 0 | 38 | 1 | 38 | 1 | 38 | 1 | 38 | 2 | 38 | 0 | 38 | 1 | 30
SLOY-4 | A | 0 | 28 | 1 | 28 | 1 | 28 | 1 | 28 | 2 | 28 | 0 | 28 | 1 | 22
SPLN-1 | A | 40 | 380 | 100 | 380 | 110 | 380 | 50 | 380 | 120 | 380 | 30 | 380 | 90 | 300
STAY-1 | A | 35 | 265 | 62 | 265 | 62 | 265 | 35 | 265 | 89 | 265 | 34 | 192 | 63 | 192
STAY-2 | A | 35 | 265 | 62 | 265 | 62 | 265 | 35 | 265 | 89 | 265 | 34 | 192 | 63 | 192
STAY-3 | A | 35 | 265 | 62 | 265 | 62 | 265 | 35 | 265 | 89 | 265 | 34 | 192 | 63 | 192
STAY-4 | A | 35 | 265 | 62 | 265 | 62 | 265 | 35 | 265 | 89 | 265 | 34 | 192 | 63 | 192
STRNW-1 | A | 6 | 52 | 16 | 52 | 26 | 52 | 7 | 60 | 17 | 60 | 6 | 52 | 17 | 42
SUTB-1 | A | 36 | 380 | 104 | 380 | 148 | 380 | 52 | 380 | 132 | 380 | 47 | 250 | 107 | 250
SVRP-10 | A | 20 | 225 | 50 | 225 | 70 | 225 | 32 | 225 | 80 | 225 | 20 | 172 | 50 | 172
SVRP-20 | A | 20 | 225 | 50 | 225 | 70 | 225 | 32 | 225 | 80 | 225 | 20 | 172 | 50 | 172
USKM-13 | A | 6 | 49 | 15 | 49 | 17 | 49 | 8 | 49 | 19 | 49 | 7 | 36 | 8 | 36
USKM-14 | A | 6 | 49 | 15 | 49 | 17 | 49 | 8 | 49 | 19 | 49 | 7 | 36 | 8 | 36
USKM-15 | A | 6 | 49 | 15 | 49 | 17 | 49 | 8 | 49 | 19 | 49 | 7 | 36 | 8 | 36
WBUPS-1 | A | 30 | 113 | 48 | 153 | 48 | 153 | 32 | 113 | 50 | 113 | 40 | 153 | 65 | 113
WBUPS-2 | A | 30 | 133 | 48 | 173 | 48 | 173 | 32 | 133 | 50 | 133 | 40 | 173 | 65 | 133
WBUPS-3 | A | 30 | 133 | 48 | 173 | 48 | 173 | 32 | 133 | 50 | 133 | 40 | 173 | 65 | 133
WBUPS-4 | A | 30 | 113 | 48 | 153 | 48 | 153 | 32 | 113 | 50 | 113 | 40 | 153 | 65 | 113
WBURB-1 | A | 22 | 240 | 48 | 240 | 62 | 240 | 27 | 240 | 69 | 240 | 20 | 200 | 50 | 120
WBURB-2 | A | 25 | 255 | 52 | 255 | 62 | 255 | 26 | 255 | 67 | 255 | 22 | 215 | 52 | 135
WBURB-3 | A | 23 | 255 | 48 | 255 | 62 | 255 | 27 | 255 | 67 | 255 | 20 | 215 | 52 | 135
WDNSO-1 | A | 21 | 191 | 54 | 191 | 57 | 191 | 21 | 191 | 57 | 191 | 21 | 170 | 55 | 136
WDNSO-2 | A | 21 | 191 | 54 | 191 | 57 | 191 | 21 | 191 | 57 | 191 | 21 | 170 | 55 | 136
WHILW-1 | A | 31 | 322 | 84 | 322 | 90 | 322 | 33 | 322 | 90 | 322 | 32 | 255 | 86 | 210
WHILW-2 | A | 19 | 163 | 33 | 163 | 35 | 163 | 20 | 163 | 52 | 163 | 21 | 142 | 43 | 119
WLNYO-2 | A | 19 | 182 | 51 | 182 | 54 | 182 | 20 | 182 | 53 | 182 | 20 | 158 | 51 | 130
WLNYW-1 | A | 19 | 182 | 51 | 182 | 54 | 182 | 20 | 182 | 53 | 182 | 20 | 158 | 51 | 130
WTMSO-1 | A | 22 | 200 | 58 | 200 | 62 | 200 | 23 | 200 | 61 | 200 | 23 | 140 | 60 | 140

## Feb 2022
MW Response Capability by BMU
|  | Primary Response (Max MWhrs) | [5 empty] | Secondary Response (Max Mwhrs) |  |  |  | High Frequency Response (Max MWhrs)
UNIT | Mode | 0.2Hz | Genset Deload (MW) | 0.5Hz | Genset Deload (MW) | 0.8Hz | Genset Deload (MW) | 0.2/0.2Hz | Genset Deload (MW) | 0.5/0.5Hz | Genset Deload (MW) | 0.2Hz | Genset Deload (MW) | 0.5Hz | Genset Deload (MW)
ABTH7 | A | 40 | 250 | 72 | 250 | 72 | 250 | 48 | 250 | 120 | 250 | 38 | 185 | 55 | 185
ABTH8 | A | 40 | 250 | 72 | 250 | 72 | 250 | 48 | 250 | 120 | 250 | 38 | 185 | 55 | 185
ABTH9 | A | 30 | 240 | 80 | 240 | 80 | 240 | 40 | 240 | 120 | 240 | 38 | 125 | 52 | 125
ARCHW-1 | A | 10 | 92 | 25 | 92 | 25 | 92 | 12 | 92 | 30 | 92 | 11 | 73 | 24 | 56
BAGE-1 | A | 30 | 255 | 70 | 255 | 90 | 255 | 35 | 255 | 90 | 255 | 28 | 220 | 70 | 185
BAGE-2 | A | 3 | 17 | 8 | 17 | 12 | 17 | 4 | 17 | 9 | 17 | 2 | 17 | 5 | 17
BARKB2 | A | 33 | 210 | 82 | 210 | 108 | 210 | 39 | 210 | 97 | 210 | 31 | 120 | 84 | 120
BARK-1 | A | 22 | 140 | 55 | 140 | 72 | 140 | 26 | 140 | 65 | 140 | 21 | 80 | 54 | 80
BHLAW-1 | A | 7 | 98 | 16 | 98 | 19 | 98 | 10 | 98 | 26 | 98 | 8 | 87 | 18 | 78
BLLA-1 | A | 6 | 99 | 13 | 99 | 13 | 99 | 15 | 99 | 39 | 99 | 9 | 83 | 16 | 83
BRBEO-1 | A | 20 | 258 | 50 | 258 | 50 | 258 | 22 | 258 | 63 | 258 | 17 | 194 | 46 | 194
BRDUW-1 | A | 6 | 58 | 17 | 58 | 17 | 58 | 7 | 58 | 17 | 58 | 6 | 36 | 17 | 36
BRGG-1 | A | 16 | 110 | 32 | 110 | 48 | 110 | 16 | 110 | 40 | 110 | 14 | 96 | 34 | 46
BRYP-1 | A | 15 | 82 | 25 | 82 | 31 | 82 | 22 | 82 | 37 | 82 | 10 | 82 | 27 | 47
BURBW-1 | A | 0 | 90 | 0 | 90 | 0 | 90 | 0 | 0 | 0 | 0 | 0 | 90 | 0 | 90
CARR-1 | A | 35 | 269 | 58 | 269 | 58 | 269 | 35 | 325 | 88 | 325 | 34 | 269 | 56 | 269
CARR-2 | A | 35 | 269 | 58 | 269 | 58 | 269 | 35 | 325 | 88 | 325 | 34 | 269 | 56 | 269
CDCL-1 | A | 30 | 231 | 46 | 231 | 46 | 231 | 34 | 231 | 45 | 231 | 29 | 172 | 72 | 135
CLAC-1 | A | 3 | 28 | 8 | 28 | 13 | 28 | 3 | 36 | 9 | 36 | 3 | 28 | 8 | 28
CLDCW-1 | A | 14 | 14 | 34 | 113 | 36 | 113 | 13 | 113 | 35 | 113 | 13 | 99 | 34 | 78
CLDNW-1 | A | 13 | 108 | 33 | 108 | 35 | 108 | 13 | 108 | 35 | 108 | 12 | 95 | 33 | 74
CLDSW-1 | A | 16 | 129 | 40 | 129 | 43 | 129 | 16 | 129 | 42 | 129 | 16 | 113 | 41 | 88
CNQPS-1 | A | 22 | 170 | 55 | 170 | 55 | 170 | 28 | 170 | 70 | 170 | 26 | 120 | 60 | 105
CNQPS-2 | A | 22 | 170 | 55 | 170 | 55 | 170 | 28 | 170 | 70 | 170 | 22 | 120 | 55 | 105
CNQPS-3 | A | 22 | 170 | 55 | 170 | 55 | 170 | 28 | 170 | 70 | 170 | 22 | 120 | 55 | 105
CNQPS-4 | A | 22 | 170 | 55 | 170 | 55 | 170 | 28 | 170 | 70 | 170 | 28 | 105 | 55 | 105
CORB-1 | A | 10 | 130 | 30 | 130 | 50 | 130 | 28 | 130 | 60 | 130 | 15 | 95 | 40 | 60
COSO-1 | A | 20 | 380 | 40 | 380 | 50 | 380 | 60 | 380 | 140 | 380 | 17 | 304 | 40 | 304
COTPS-1 | A | 29 | 277 | 50 | 277 | 62 | 277 | 35 | 60 | 63 | 277 | 30 | 122 | 60 | 122
COTPS-2 | A | 29 | 287 | 50 | 287 | 62 | 287 | 35 | 60 | 63 | 287 | 30 | 122 | 60 | 122
COTPS-3 | A | 29 | 287 | 50 | 287 | 62 | 287 | 35 | 60 | 63 | 287 | 30 | 122 | 60 | 122
COTPS-4 | A | 29 | 277 | 50 | 277 | 62 | 277 | 35 | 60 | 63 | 277 | 30 | 122 | 60 | 122
COWE1 | A | 7 | 30 | 17 | 30 | 17 | 30 | 7 | 30 | 17 | 30 | 7 | 30 | 17 | 30
COWE2 | A | 7 | 30 | 17 | 30 | 17 | 30 | 7 | 30 | 17 | 30 | 7 | 30 | 17 | 30
CRUA-1 | A | 10 | 110 | 25 | 110 | 37 | 110 | 12 | 110 | 30 | 110 | 10 | 84 | 25 | 48
CRUA-2 | A | 10 | 110 | 25 | 110 | 37 | 110 | 12 | 110 | 30 | 110 | 10 | 84 | 25 | 48
CRUA-3 | A | 7 | 30 | 15 | 30 | 21 | 30 | 9 | 30 | 24 | 30 | 5 | 25 | 13 | 15
CRUA-4 | A | 7 | 30 | 15 | 30 | 21 | 30 | 9 | 30 | 24 | 30 | 5 | 25 | 13 | 15
CRYRW-2 | A | 15 | 138 | 38 | 138 | 40 | 138 | 15 | 138 | 40 | 138 | 13 | 109 | 40 | 63
DAMC-1 | A | 64 | 380 | 136 | 380 | 156 | 380 | 80 | 380 | 180 | 380 | 60 | 293 | 190 | 128
DDGNO-1 | A | 9 | 108 | 25 | 108 | 26 | 108 | 10 | 108 | 26 | 108 | 9 | 97 | 25 | 81
DDGNO-2 | A | 8 | 90 | 20 | 90 | 22 | 90 | 8 | 90 | 21 | 90 | 8 | 81 | 21 | 68
DDGNO-3 | A | 9 | 102 | 24 | 102 | 25 | 102 | 9 | 102 | 25 | 102 | 9 | 92 | 24 | 77
DDGNO-4 | A | 9 | 102 | 24 | 102 | 25 | 102 | 9 | 102 | 25 | 102 | 9 | 92 | 24 | 77
DEEP-1 | A | 20 | 180 | 60 | 180 | 86 | 180 | 22 | 180 | 80 | 180 | 24 | 96 | 52 | 96
DIDCB5 | A | 40 | 330 | 104 | 330 | 125 | 330 | 55 | 330 | 140 | 330 | 40 | 185 | 105 | 185
DIDCB6 | A | 50 | 250 | 105 | 250 | 105 | 250 | 50 | 250 | 130 | 250 | 50 | 153 | 110 | 103
DINO-1 | A | 14 | 138 | 39 | 138 | 58 | 138 | 28 | 138 | 72 | 138 | 14 | 118 | 36 | 88
DINO-2 | A | 14 | 138 | 39 | 138 | 58 | 138 | 28 | 138 | 72 | 138 | 14 | 118 | 36 | 88
DINO-3 | A | 14 | 138 | 39 | 138 | 58 | 138 | 28 | 138 | 72 | 138 | 14 | 118 | 36 | 88
DINO-4 | A | 14 | 138 | 39 | 138 | 58 | 138 | 28 | 138 | 72 | 138 | 14 | 118 | 36 | 88
DINO-5 | A | 14 | 138 | 39 | 138 | 58 | 138 | 28 | 138 | 72 | 138 | 14 | 118 | 36 | 88
DINO-6 | A | 14 | 138 | 39 | 138 | 58 | 138 | 28 | 138 | 72 | 138 | 14 | 118 | 36 | 88
DRAXX-1 | A | 68 | 345 | 100 | 345 | 100 | 345 | 64 | 95 | 110 | 345 | 60 | 225 | 70 | 225
DRAXX-2 | A | 68 | 345 | 100 | 345 | 100 | 345 | 64 | 95 | 110 | 345 | 60 | 225 | 70 | 225
DRAXX-3 | A | 68 | 345 | 100 | 345 | 100 | 345 | 64 | 95 | 110 | 345 | 60 | 225 | 70 | 225
DRAXX-4 | A | 68 | 345 | 100 | 345 | 100 | 345 | 64 | 95 | 110 | 345 | 60 | 225 | 70 | 225
DRAXX-5 | A | 68 | 345 | 100 | 345 | 100 | 345 | 64 | 95 | 110 | 345 | 60 | 225 | 70 | 225
DRAXX-6 | A | 68 | 345 | 100 | 345 | 100 | 345 | 64 | 95 | 110 | 345 | 60 | 225 | 70 | 225
DRSLW-1 | A | 6 | 69 | 16 | 69 | 17 | 69 | 6 | 69 | 17 | 69 | 6 | 61 | 16 | 54
DUNGW-1 | A | 8 | 89 | 21 | 89 | 33 | 89 | 8 | 89 | 23 | 89 | 8 | 80 | 21 | 69
EECL-1 | A | 20 | 178 | 25 | 178 | 25 | 178 | 32 | 178 | 81 | 178 | 20 | 143 | 25 | 143
EGGPS-1 | A | 45 | 205 | 83 | 205 | 83 | 205 | 49 | 205 | 110 | 205 | 33 | 95 | 60 | 95
EGGPS-2 | A | 45 | 205 | 83 | 205 | 83 | 205 | 49 | 205 | 110 | 205 | 33 | 95 | 60 | 95
EGGPS-3 | A | 45 | 205 | 83 | 205 | 83 | 205 | 49 | 205 | 110 | 205 | 33 | 95 | 60 | 95
EGGPS-4 | A | 45 | 205 | 83 | 205 | 83 | 205 | 49 | 205 | 110 | 205 | 33 | 95 | 60 | 95
ERRO-1 | A | 1 | 21 | 1 | 21 | 1 | 21 | 2 | 21 | 5 | 21 | 1 | 17 | 1 | 17
ERRO-2 | A | 1 | 21 | 1 | 21 | 1 | 21 | 2 | 21 | 5 | 21 | 1 | 17 | 1 | 17
ERRO-3 | A | 1 | 21 | 1 | 21 | 1 | 21 | 2 | 21 | 5 | 21 | 1 | 17 | 1 | 17
FAARW-1 | A | 2 | 37 | 4 | 37 | 4 | 37 | 4 | 37 | 12 | 37 | 2 | 33 | 4 | 33
FAARW-2 | A | 2 | 37 | 4 | 37 | 4 | 37 | 4 | 37 | 12 | 37 | 2 | 33 | 4 | 33
FALGW-1 | A | 11 | 108 | 28 | 108 | 41 | 108 | 13 | 108 | 35 | 108 | 10 | 86 | 22 | 64
FASN-1 | A | 0 | 15 | 1 | 15 | 1 | 15 | 1 | 15 | 2 | 15 | 0 | 15 | 1 | 12
FASN2 | A | 0 | 15 | 1 | 15 | 1 | 15 | 1 | 15 | 2 | 15 | 0 | 15 | 1 | 12
FASN3 | A | 0 | 15 | 1 | 15 | 1 | 15 | 1 | 15 | 2 | 15 | 0 | 15 | 1 | 12
FAWN-1 | A | 10 | 52 | 25 | 52 | 40 | 52 | 13 | 52 | 32 | 52 | 11 | 37 | 27 | 27
FELL-1 | A | 9 | 63 | 21 | 63 | 22 | 63 | 10 | 63 | 24 | 63 | 9 | 63 | 22 | 63
FFES-1 | A | 10 | 35 | 27 | 35 | 30 | 35 | 9 | 35 | 22 | 35 | 4 | 27 | 6 | 27
FFES-2 | A | 10 | 35 | 27 | 35 | 30 | 35 | 9 | 35 | 22 | 35 | 4 | 27 | 6 | 27
FFES-3 | A | 10 | 35 | 27 | 35 | 30 | 35 | 9 | 35 | 22 | 35 | 4 | 27 | 6 | 27
FFES-4 | A | 10 | 35 | 27 | 35 | 30 | 35 | 9 | 35 | 22 | 35 | 4 | 27 | 6 | 27
FIDL-1 | A | 13 | 205 | 20 | 205 | 23 | 205 | 35 | 100 | 40 | 147 | 30 | 147 | 50 | 147
FIDL-2 | A | 13 | 205 | 20 | 205 | 23 | 205 | 35 | 100 | 40 | 147 | 30 | 147 | 50 | 147
FIDL-3 | A | 13 | 205 | 20 | 205 | 23 | 205 | 35 | 100 | 40 | 147 | 30 | 147 | 50 | 147
FIDL-4 | A | 13 | 205 | 20 | 205 | 23 | 205 | 35 | 100 | 40 | 147 | 30 | 147 | 50 | 147
FINL-1 | A | 0 | 14 | 1 | 14 | 1 | 14 | 1 | 14 | 2 | 14 | 0 | 14 | 1 | 11
FOYE-1 | A | 6 | 60 | 13 | 60 | 16 | 60 | 11 | 60 | 27 | 60 | 5 | 30 | 11 | 30
FOYE-2 | A | 6 | 60 | 13 | 60 | 16 | 60 | 11 | 60 | 27 | 60 | 5 | 30 | 11 | 30
GLNDO-1 | A | 6 | 80 | 12 | 45 | 17 | 45 | 12 | 45 | 25 | 45 | 8 | 65 | 18 | 45
GNFSW-1 | A | 11 | 100 | 30 | 100 | 30 | 100 | 12 | 100 | 31 | 100 | 12 | 70 | 30 | 70
GNFSW-2 | A | 7 | 64 | 18 | 64 | 18 | 64 | 8 | 64 | 18 | 64 | 6 | 49 | 15 | 49
GORDW-1 | A | 6 | 62 | 16 | 56 | 26 | 45 | 7 | 62 | 18 | 62 | 6 | 56 | 16 | 45
GRAI-6 | A | 24 | 320 | 58 | 320 | 58 | 320 | 35 | 320 | 88 | 320 | 28 | 270 | 60 | 230
GRAI-7 | A | 30 | 232 | 60 | 232 | 60 | 232 | 32 | 232 | 84 | 232 | 32 | 175 | 65 | 135
GRAI-8 | A | 26 | 232 | 58 | 232 | 58 | 232 | 32 | 232 | 84 | 232 | 32 | 175 | 65 | 135
GRIFW-1 | A | 8 | 94 | 22 | 94 | 23 | 94 | 8 | 94 | 22 | 94 | 8 | 85 | 22 | 72
GRIFW-2 | A | 8 | 94 | 22 | 94 | 23 | 94 | 8 | 94 | 22 | 94 | 8 | 85 | 22 | 72
GRMO-1 | A | 8 | 43 | 8 | 43 | 8 | 43 | 8 | 43 | 8 | 43 | 8 | 23 | 8 | 23
GYAR-1 | A | 17 | 176 | 42 | 176 | 66 | 176 | 24 | 176 | 60 | 176 | 17 | 176 | 42 | 176
GYMRO-15 | A | 6 | 145 | 15 | 145 | 15 | 145 | 6 | 145 | 15 | 145 | 6 | 44 | 15 | 44
GYMRO-17 | A | 6 | 145 | 15 | 145 | 15 | 145 | 6 | 145 | 15 | 145 | 6 | 44 | 15 | 44
GYMRO-26 | A | 6 | 145 | 15 | 145 | 15 | 145 | 6 | 145 | 15 | 145 | 6 | 44 | 15 | 44
GYMRO-28 | A | 6 | 145 | 15 | 145 | 15 | 145 | 6 | 145 | 15 | 145 | 6 | 44 | 15 | 44
HADHW-1 | A | 7 | 76 | 14 | 76 | 22 | 76 | 13 | 76 | 34 | 76 | 8 | 65 | 17 | 65
HMGTO-1 | A | 8 | 88 | 20 | 88 | 35 | 88 | 10 | 88 | 25 | 88 | 8 | 68 | 19 | 68
HMGTO-2 | A | 9 | 91 | 23 | 91 | 37 | 91 | 10 | 91 | 25 | 91 | 10 | 67 | 24 | 67
HRSTW-1 | A | 12 | 102 | 30 | 102 | 45 | 102 | 13 | 102 | 34 | 102 | 13 | 80 | 27 | 66
HUMR-1 | A | 60 | 533 | 150 | 533 | 200 | 533 | 80 | 533 | 200 | 533 | 62 | 419 | 155 | 251
INDQ-1 | A | 12 | 102 | 31 | 102 | 43 | 102 | 13 | 102 | 34 | 102 | 12 | 72 | 30 | 72
KEAD-1 | A | 38 | 415 | 90 | 415 | 90 | 415 | 55 | 415 | 138 | 415 | 38 | 355 | 90 | 285
KILBW-1 | A | 3 | 56 | 8 | 56 | 13 | 56 | 5 | 56 | 14 | 56 | 4 | 53 | 9 | 47
KILLPG-1 | A | 8 | 225 | 10 | 225 | 10 | 225 | 10 | 225 | 12 | 225 | 4 | 150 | 15 | 150
KILLPG-2 | A | 18 | 225 | 25 | 225 | 25 | 225 | 37 | 225 | 37 | 225 | 22 | 195 | 30 | 195
KILNS-1 | A | 30 | 290 | 72 | 290 | 84 | 290 | 42 | 290 | 114 | 290 | 18 | 104 | 45 | 104
KLYN-A-1 | A | 22 | 210 | 45 | 210 | 52 | 210 | 40 | 210 | 95 | 210 | 22 | 189 | 45 | 125
KPMRW-1 | A | 9 | 75 | 20 | 75 | 30 | 75 | 9 | 75 | 23 | 75 | 9 | 67 | 22 | 54
LAGA-1 | A | 55 | 500 | 123 | 500 | 140 | 500 | 52 | 500 | 130 | 500 | 53 | 475 | 130 | 475
LARYO-1 | A | 16 | 155 | 40 | 155 | 45 | 155 | 18 | 155 | 45 | 155 | 14 | 120 | 35 | 120
LARYO-2 | A | 16 | 158 | 40 | 158 | 45 | 158 | 18 | 158 | 45 | 158 | 14 | 120 | 35 | 120
LARYO-3 | A | 16 | 158 | 40 | 158 | 45 | 158 | 18 | 158 | 45 | 158 | 14 | 120 | 35 | 120
LARYO-4 | A | 16 | 158 | 40 | 158 | 45 | 158 | 18 | 158 | 45 | 158 | 14 | 120 | 35 | 120
LBAR-1G | A | 1 | 16 | 4 | 16 | 6 | 16 | 2 | 16 | 4 | 16 | 1 | 9 | 4 | 9
LBAR-1 | A | 39 | 360 | 88 | 360 | 88 | 360 | 55 | 360 | 145 | 360 | 41 | 270 | 90 | 270
LNCSO-1 | A | 12 | 130 | 30 | 130 | 32 | 130 | 12 | 130 | 32 | 130 | 10 | 100 | 26 | 100
LNCSO-2 | A | 13 | 140 | 34 | 140 | 36 | 140 | 14 | 140 | 36 | 140 | 12 | 125 | 32 | 125
LOAN-1 | A | 25 | 326 | 51 | 326 | 55 | 326 | 19 | 326 | 50 | 326 | 12 | 276 | 28 | 276
LOAN-2 | A | 25 | 326 | 51 | 326 | 55 | 326 | 19 | 326 | 50 | 326 | 12 | 276 | 28 | 276
LOAN-3 | A | 25 | 326 | 51 | 326 | 55 | 326 | 19 | 326 | 50 | 326 | 12 | 276 | 28 | 276
MEDP-1 | A | 30 | 380 | 76 | 330 | 76 | 330 | 48 | 380 | 105 | 380 | 31 | 330 | 79 | 290
MILWW-1 | A | 6 | 32 | 8 | 54 | 13 | 54 | 5 | 54 | 14 | 54 | 3 | 43 | 8 | 43
MKHLW-1 | A | 4 | 42 | 10 | 42 | 12 | 42 | 5 | 42 | 13 | 42 | 5 | 37 | 12 | 30
MRWD-1 | A | 43 | 448 | 100 | 448 | 112 | 448 | 67 | 448 | 160 | 448 | 36 | 328 | 93 | 328
NANT-1 | A | 0 | 15 | 0 | 15 | 0 | 15 | 0 | 15 | 1 | 15 | 0 | 15 | 0 | 15
PEHE-1 | A | 42 | 420 | 72 | 420 | 72 | 420 | 83 | 420 | 117 | 420 | 35 | 350 | 84 | 260
PEHE-2 | A | 16 | 490 | 40 | 265 | 42 | 490 | 0 | 0 | 0 | 0 | 0 | 490 | 0 | 490
PEMB-11 | A | 38 | 113 | 63 | 276 | 63 | 276 | 33 | 276 | 90 | 276 | 35 | 241 | 64 | 210
PEMB-21 | A | 38 | 113 | 63 | 276 | 63 | 276 | 33 | 276 | 90 | 276 | 35 | 241 | 64 | 210
PEMB-31 | A | 38 | 113 | 63 | 276 | 63 | 276 | 33 | 276 | 90 | 276 | 35 | 241 | 64 | 210
PEMB-41 | A | 38 | 113 | 63 | 276 | 63 | 276 | 33 | 276 | 90 | 276 | 35 | 241 | 64 | 210
PEMB-51 | A | 38 | 113 | 63 | 276 | 63 | 276 | 33 | 276 | 90 | 276 | 35 | 241 | 64 | 210
PETEM1 | A | 20 | 180 | 46 | 180 | 52 | 180 | 24 | 180 | 58 | 180 | 20 | 150 | 50 | 100
RATS-1 | A | 50 | 270 | 90 | 270 | 90 | 270 | 36 | 270 | 50 | 270 | 42 | 105 | 75 | 155
RATS-2 | A | 40 | 270 | 90 | 270 | 100 | 270 | 36 | 270 | 50 | 270 | 40 | 195 | 75 | 195
RATS-3 | A | 40 | 270 | 90 | 270 | 100 | 270 | 36 | 270 | 50 | 270 | 40 | 195 | 75 | 195
RATS-4 | A | 40 | 270 | 95 | 270 | 100 | 270 | 36 | 270 | 50 | 270 | 40 | 195 | 75 | 195
RMPNO-1 | A | 18 | 180 | 45 | 180 | 72 | 180 | 20 | 180 | 50 | 180 | 18 | 130 | 47 | 130
RMPNO-2 | A | 18 | 180 | 45 | 180 | 72 | 180 | 20 | 180 | 50 | 180 | 18 | 130 | 47 | 130
ROCK-1 | A | 36 | 400 | 50 | 400 | 54 | 400 | 60 | 400 | 160 | 400 | 33 | 220 | 53 | 220
RYHPS-1 | A | 30 | 305 | 48 | 305 | 66 | 305 | 42 | 305 | 51 | 305 | 30 | 130 | 42 | 68
SCCL-1 | A | 35 | 180 | 70 | 180 | 70 | 180 | 40 | 180 | 95 | 180 | 40 | 100 | 100 | 50
SCCL-2 | A | 35 | 180 | 70 | 180 | 70 | 180 | 40 | 180 | 95 | 180 | 40 | 100 | 100 | 50
SCCL-3 | A | 35 | 180 | 70 | 180 | 70 | 180 | 40 | 180 | 95 | 180 | 40 | 100 | 100 | 50
SEAB-1 | A | 44 | 254 | 125 | 254 | 150 | 254 | 55 | 254 | 150 | 254 | 75 | 164 | 176 | 38
SEAB-2 | A | 31 | 138 | 76 | 138 | 86 | 138 | 32 | 138 | 82 | 138 | 37 | 73 | 90 | 43
SHBA-1 | A | 33 | 420 | 79 | 420 | 91 | 420 | 59 | 420 | 150 | 420 | 37 | 336 | 95 | 252
SHBA-2 | A | 32 | 319 | 70 | 319 | 76 | 319 | 35 | 319 | 93 | 319 | 32 | 270 | 70 | 217
SHOS-1 | A | 18 | 160 | 24 | 160 | 24 | 160 | 30 | 160 | 75 | 160 | 18 | 135 | 24 | 135
SHRSO-1 | A | 16 | 157 | 44 | 157 | 46 | 157 | 17 | 157 | 46 | 157 | 16 | 141 | 43 | 113
SHRSO-2 | A | 16 | 157 | 44 | 157 | 46 | 157 | 17 | 157 | 46 | 157 | 16 | 141 | 43 | 113
SIZB-1 | A | 38 | 283 | 45 | 283 | 45 | 283 | 45 | 283 | 45 | 283 | 40 | 283 | 46 | 283
SIZB-2 | A | 38 | 283 | 45 | 283 | 45 | 283 | 45 | 283 | 45 | 283 | 40 | 283 | 46 | 283
SLOY-1 | A | 0 | 38 | 1 | 38 | 1 | 38 | 1 | 38 | 2 | 38 | 0 | 38 | 1 | 30
SLOY-2 | A | 0 | 38 | 1 | 38 | 1 | 38 | 1 | 38 | 2 | 38 | 0 | 38 | 1 | 30
SLOY-3 | A | 0 | 38 | 1 | 38 | 1 | 38 | 1 | 38 | 2 | 38 | 0 | 38 | 1 | 30
SLOY-4 | A | 0 | 28 | 1 | 28 | 1 | 28 | 1 | 28 | 2 | 28 | 0 | 28 | 1 | 22
SPLN-1 | A | 40 | 380 | 100 | 380 | 110 | 380 | 50 | 380 | 120 | 380 | 30 | 380 | 90 | 300
STAY-1 | A | 35 | 265 | 62 | 265 | 62 | 265 | 35 | 265 | 89 | 265 | 34 | 192 | 63 | 192
STAY-2 | A | 35 | 265 | 62 | 265 | 62 | 265 | 35 | 265 | 89 | 265 | 34 | 192 | 63 | 192
STAY-3 | A | 35 | 265 | 62 | 265 | 62 | 265 | 35 | 265 | 89 | 265 | 34 | 192 | 63 | 192
STAY-4 | A | 35 | 265 | 62 | 265 | 62 | 265 | 35 | 265 | 89 | 265 | 34 | 192 | 63 | 192
STRNW-1 | A | 6 | 52 | 16 | 52 | 26 | 52 | 7 | 60 | 17 | 60 | 6 | 52 | 17 | 42
SUTB-1 | A | 36 | 380 | 104 | 380 | 148 | 380 | 52 | 380 | 132 | 380 | 47 | 250 | 107 | 250
SVRP-10 | A | 20 | 225 | 50 | 225 | 70 | 225 | 32 | 225 | 80 | 225 | 20 | 172 | 50 | 172
SVRP-20 | A | 20 | 225 | 50 | 225 | 70 | 225 | 32 | 225 | 80 | 225 | 20 | 172 | 50 | 172
USKM-13 | A | 6 | 49 | 15 | 49 | 17 | 49 | 8 | 49 | 19 | 49 | 7 | 36 | 8 | 36
USKM-14 | A | 6 | 49 | 15 | 49 | 17 | 49 | 8 | 49 | 19 | 49 | 7 | 36 | 8 | 36
USKM-15 | A | 6 | 49 | 15 | 49 | 17 | 49 | 8 | 49 | 19 | 49 | 7 | 36 | 8 | 36
WBUPS-1 | A | 30 | 113 | 48 | 153 | 48 | 153 | 32 | 113 | 50 | 113 | 40 | 153 | 65 | 113
WBUPS-2 | A | 30 | 133 | 48 | 173 | 48 | 173 | 32 | 133 | 50 | 133 | 40 | 173 | 65 | 133
WBUPS-3 | A | 30 | 133 | 48 | 173 | 48 | 173 | 32 | 133 | 50 | 133 | 40 | 173 | 65 | 133
WBUPS-4 | A | 30 | 113 | 48 | 153 | 48 | 153 | 32 | 113 | 50 | 113 | 40 | 153 | 65 | 113
WBURB-1 | A | 22 | 240 | 48 | 240 | 62 | 240 | 27 | 240 | 69 | 240 | 20 | 200 | 50 | 120
WBURB-2 | A | 25 | 255 | 52 | 255 | 62 | 255 | 26 | 255 | 67 | 255 | 22 | 215 | 52 | 135
WBURB-3 | A | 23 | 255 | 48 | 255 | 62 | 255 | 27 | 255 | 67 | 255 | 20 | 215 | 52 | 135
WDNSO-1 | A | 21 | 191 | 54 | 191 | 57 | 191 | 21 | 191 | 57 | 191 | 21 | 170 | 55 | 136
WDNSO-2 | A | 21 | 191 | 54 | 191 | 57 | 191 | 21 | 191 | 57 | 191 | 21 | 170 | 55 | 136
WHILW-1 | A | 31 | 322 | 84 | 322 | 90 | 322 | 33 | 322 | 90 | 322 | 32 | 255 | 86 | 210
WHILW-2 | A | 19 | 163 | 33 | 163 | 35 | 163 | 20 | 163 | 52 | 163 | 21 | 142 | 43 | 119
WLNYO-2 | A | 19 | 182 | 51 | 182 | 54 | 182 | 20 | 182 | 53 | 182 | 20 | 158 | 51 | 130
WLNYW-1 | A | 19 | 182 | 51 | 182 | 54 | 182 | 20 | 182 | 53 | 182 | 20 | 158 | 51 | 130
WTMSO-1 | A | 22 | 200 | 58 | 200 | 62 | 200 | 23 | 200 | 61 | 200 | 23 | 140 | 60 | 140

## Jan 2022
MW Response Capability by BMU
|  | Primary Response (Max MWhrs) | [5 empty] | Secondary Response (Max Mwhrs) |  |  |  | High Frequency Response (Max MWhrs)
UNIT | Mode | 0.2Hz | Genset Deload (MW) | 0.5Hz | Genset Deload (MW) | 0.8Hz | Genset Deload (MW) | 0.2/0.2Hz | Genset Deload (MW) | 0.5/0.5Hz | Genset Deload (MW) | 0.2Hz | Genset Deload (MW) | 0.5Hz | Genset Deload (MW)
ABTH7 | A | 40 | 250 | 72 | 250 | 72 | 250 | 48 | 250 | 120 | 250 | 38 | 185 | 55 | 185
ABTH8 | A | 40 | 250 | 72 | 250 | 72 | 250 | 48 | 250 | 120 | 250 | 38 | 185 | 55 | 185
ABTH9 | A | 30 | 240 | 80 | 240 | 80 | 240 | 40 | 240 | 120 | 240 | 38 | 125 | 52 | 125
ARCHW-1 | A | 10 | 92 | 25 | 92 | 25 | 92 | 12 | 92 | 30 | 92 | 11 | 73 | 24 | 56
BAGE-1 | A | 30 | 255 | 70 | 255 | 90 | 255 | 35 | 255 | 90 | 255 | 28 | 220 | 70 | 185
BAGE-2 | A | 3 | 17 | 8 | 17 | 12 | 17 | 4 | 17 | 9 | 17 | 2 | 17 | 5 | 17
BARKB2 | A | 33 | 210 | 82 | 210 | 108 | 210 | 39 | 210 | 97 | 210 | 31 | 120 | 84 | 120
BARK-1 | A | 22 | 140 | 55 | 140 | 72 | 140 | 26 | 140 | 65 | 140 | 21 | 80 | 54 | 80
BHLAW-1 | A | 7 | 98 | 16 | 98 | 19 | 98 | 10 | 98 | 26 | 98 | 8 | 87 | 18 | 78
BLLA-1 | A | 6 | 99 | 13 | 99 | 13 | 99 | 15 | 99 | 39 | 99 | 9 | 83 | 16 | 83
BRBEO-1 | A | 20 | 258 | 50 | 258 | 50 | 258 | 22 | 258 | 63 | 258 | 17 | 194 | 46 | 194
BRDUW-1 | A | 6 | 58 | 17 | 58 | 17 | 58 | 7 | 58 | 17 | 58 | 6 | 36 | 17 | 36
BRGG-1 | A | 16 | 110 | 32 | 110 | 48 | 110 | 16 | 110 | 40 | 110 | 14 | 96 | 34 | 46
BRYP-1 | A | 15 | 82 | 25 | 82 | 31 | 82 | 22 | 82 | 37 | 82 | 10 | 82 | 27 | 47
BURBW-1 | A | 0 | 90 | 0 | 90 | 0 | 90 | 0 | 0 | 0 | 0 | 0 | 90 | 0 | 90
CARR-1 | A | 35 | 269 | 58 | 269 | 58 | 269 | 35 | 325 | 88 | 325 | 34 | 269 | 56 | 269
CARR-2 | A | 35 | 269 | 58 | 269 | 58 | 269 | 35 | 325 | 88 | 325 | 34 | 269 | 56 | 269
CDCL-1 | A | 30 | 231 | 46 | 231 | 46 | 231 | 34 | 231 | 45 | 231 | 29 | 172 | 72 | 135
CLAC-1 | A | 3 | 28 | 8 | 28 | 13 | 28 | 3 | 36 | 9 | 36 | 3 | 28 | 8 | 28
CLDCW-1 | A | 14 | 14 | 34 | 113 | 36 | 113 | 13 | 113 | 35 | 113 | 13 | 99 | 34 | 78
CLDNW-1 | A | 13 | 108 | 33 | 108 | 35 | 108 | 13 | 108 | 35 | 108 | 12 | 95 | 33 | 74
CLDSW-1 | A | 16 | 129 | 40 | 129 | 43 | 129 | 16 | 129 | 42 | 129 | 16 | 113 | 41 | 88
CNQPS-1 | A | 22 | 170 | 55 | 170 | 55 | 170 | 28 | 170 | 70 | 170 | 26 | 120 | 60 | 105
CNQPS-2 | A | 22 | 170 | 55 | 170 | 55 | 170 | 28 | 170 | 70 | 170 | 22 | 120 | 55 | 105
CNQPS-3 | A | 22 | 170 | 55 | 170 | 55 | 170 | 28 | 170 | 70 | 170 | 22 | 120 | 55 | 105
CNQPS-4 | A | 22 | 170 | 55 | 170 | 55 | 170 | 28 | 170 | 70 | 170 | 28 | 105 | 55 | 105
CORB-1 | A | 10 | 130 | 30 | 130 | 50 | 130 | 28 | 130 | 60 | 130 | 15 | 95 | 40 | 60
COSO-1 | A | 20 | 380 | 40 | 380 | 50 | 380 | 60 | 380 | 140 | 380 | 17 | 304 | 40 | 304
COTPS-1 | A | 29 | 277 | 50 | 277 | 62 | 277 | 35 | 60 | 63 | 277 | 30 | 122 | 60 | 122
COTPS-2 | A | 29 | 287 | 50 | 287 | 62 | 287 | 35 | 60 | 63 | 287 | 30 | 122 | 60 | 122
COTPS-3 | A | 29 | 287 | 50 | 287 | 62 | 287 | 35 | 60 | 63 | 287 | 30 | 122 | 60 | 122
COTPS-4 | A | 29 | 277 | 50 | 277 | 62 | 277 | 35 | 60 | 63 | 277 | 30 | 122 | 60 | 122
COWE1 | A | 7 | 30 | 17 | 30 | 17 | 30 | 7 | 30 | 17 | 30 | 7 | 30 | 17 | 30
COWE2 | A | 7 | 30 | 17 | 30 | 17 | 30 | 7 | 30 | 17 | 30 | 7 | 30 | 17 | 30
CRUA-1 | A | 10 | 110 | 25 | 110 | 37 | 110 | 12 | 110 | 30 | 110 | 10 | 84 | 25 | 48
CRUA-2 | A | 10 | 110 | 25 | 110 | 37 | 110 | 12 | 110 | 30 | 110 | 10 | 84 | 25 | 48
CRUA-3 | A | 7 | 30 | 15 | 30 | 21 | 30 | 9 | 30 | 24 | 30 | 5 | 25 | 13 | 15
CRUA-4 | A | 7 | 30 | 15 | 30 | 21 | 30 | 9 | 30 | 24 | 30 | 5 | 25 | 13 | 15
CRYRW-2 | A | 15 | 138 | 38 | 138 | 40 | 138 | 15 | 138 | 40 | 138 | 13 | 109 | 40 | 63
DAMC-1 | A | 64 | 380 | 136 | 380 | 156 | 380 | 80 | 380 | 180 | 380 | 60 | 293 | 190 | 128
DDGNO-1 | A | 9 | 108 | 25 | 108 | 26 | 108 | 10 | 108 | 26 | 108 | 9 | 97 | 25 | 81
DDGNO-2 | A | 8 | 90 | 20 | 90 | 22 | 90 | 8 | 90 | 21 | 90 | 8 | 81 | 21 | 68
DDGNO-3 | A | 9 | 102 | 24 | 102 | 25 | 102 | 9 | 102 | 25 | 102 | 9 | 92 | 24 | 77
DDGNO-4 | A | 9 | 102 | 24 | 102 | 25 | 102 | 9 | 102 | 25 | 102 | 9 | 92 | 24 | 77
DEEP-1 | A | 20 | 180 | 60 | 180 | 86 | 180 | 22 | 180 | 80 | 180 | 24 | 96 | 52 | 96
DIDCB5 | A | 40 | 330 | 104 | 330 | 125 | 330 | 55 | 330 | 140 | 330 | 40 | 185 | 105 | 185
DIDCB6 | A | 50 | 250 | 105 | 250 | 105 | 250 | 50 | 250 | 130 | 250 | 50 | 153 | 110 | 103
DINO-1 | A | 14 | 138 | 39 | 138 | 58 | 138 | 28 | 138 | 72 | 138 | 14 | 118 | 36 | 88
DINO-2 | A | 14 | 138 | 39 | 138 | 58 | 138 | 28 | 138 | 72 | 138 | 14 | 118 | 36 | 88
DINO-3 | A | 14 | 138 | 39 | 138 | 58 | 138 | 28 | 138 | 72 | 138 | 14 | 118 | 36 | 88
DINO-4 | A | 14 | 138 | 39 | 138 | 58 | 138 | 28 | 138 | 72 | 138 | 14 | 118 | 36 | 88
DINO-5 | A | 14 | 138 | 39 | 138 | 58 | 138 | 28 | 138 | 72 | 138 | 14 | 118 | 36 | 88
DINO-6 | A | 14 | 138 | 39 | 138 | 58 | 138 | 28 | 138 | 72 | 138 | 14 | 118 | 36 | 88
DRAXX-1 | A | 68 | 345 | 100 | 345 | 100 | 345 | 64 | 95 | 110 | 345 | 60 | 225 | 70 | 225
DRAXX-2 | A | 68 | 345 | 100 | 345 | 100 | 345 | 64 | 95 | 110 | 345 | 60 | 225 | 70 | 225
DRAXX-3 | A | 68 | 345 | 100 | 345 | 100 | 345 | 64 | 95 | 110 | 345 | 60 | 225 | 70 | 225
DRAXX-4 | A | 68 | 345 | 100 | 345 | 100 | 345 | 64 | 95 | 110 | 345 | 60 | 225 | 70 | 225
DRAXX-5 | A | 68 | 345 | 100 | 345 | 100 | 345 | 64 | 95 | 110 | 345 | 60 | 225 | 70 | 225
DRAXX-6 | A | 68 | 345 | 100 | 345 | 100 | 345 | 64 | 95 | 110 | 345 | 60 | 225 | 70 | 225
DRSLW-1 | A | 6 | 69 | 16 | 69 | 17 | 69 | 6 | 69 | 17 | 69 | 6 | 61 | 16 | 54
DUNGW-1 | A | 8 | 89 | 21 | 89 | 33 | 89 | 8 | 89 | 23 | 89 | 8 | 80 | 21 | 69
EECL-1 | A | 20 | 178 | 25 | 178 | 25 | 178 | 32 | 178 | 81 | 178 | 20 | 143 | 25 | 143
EGGPS-1 | A | 45 | 205 | 83 | 205 | 83 | 205 | 49 | 205 | 110 | 205 | 33 | 95 | 60 | 95
EGGPS-2 | A | 45 | 205 | 83 | 205 | 83 | 205 | 49 | 205 | 110 | 205 | 33 | 95 | 60 | 95
EGGPS-3 | A | 45 | 205 | 83 | 205 | 83 | 205 | 49 | 205 | 110 | 205 | 33 | 95 | 60 | 95
EGGPS-4 | A | 45 | 205 | 83 | 205 | 83 | 205 | 49 | 205 | 110 | 205 | 33 | 95 | 60 | 95
ERRO-1 | A | 1 | 21 | 1 | 21 | 1 | 21 | 2 | 21 | 5 | 21 | 1 | 17 | 1 | 17
ERRO-2 | A | 1 | 21 | 1 | 21 | 1 | 21 | 2 | 21 | 5 | 21 | 1 | 17 | 1 | 17
ERRO-3 | A | 1 | 21 | 1 | 21 | 1 | 21 | 2 | 21 | 5 | 21 | 1 | 17 | 1 | 17
FAARW-1 | A | 2 | 37 | 4 | 37 | 4 | 37 | 4 | 37 | 12 | 37 | 2 | 33 | 4 | 33
FAARW-2 | A | 2 | 37 | 4 | 37 | 4 | 37 | 4 | 37 | 12 | 37 | 2 | 33 | 4 | 33
FALGW-1 | A | 11 | 108 | 28 | 108 | 41 | 108 | 13 | 108 | 35 | 108 | 10 | 86 | 22 | 64
FASN-1 | A | 0 | 15 | 1 | 15 | 1 | 15 | 1 | 15 | 2 | 15 | 0 | 15 | 1 | 12
FASN2 | A | 0 | 15 | 1 | 15 | 1 | 15 | 1 | 15 | 2 | 15 | 0 | 15 | 1 | 12
FASN3 | A | 0 | 15 | 1 | 15 | 1 | 15 | 1 | 15 | 2 | 15 | 0 | 15 | 1 | 12
FAWN-1 | A | 10 | 52 | 25 | 52 | 40 | 52 | 13 | 52 | 32 | 52 | 11 | 37 | 27 | 27
FELL-1 | A | 9 | 63 | 21 | 63 | 22 | 63 | 10 | 63 | 24 | 63 | 9 | 63 | 22 | 63
FFES-1 | A | 10 | 35 | 27 | 35 | 30 | 35 | 9 | 35 | 22 | 35 | 4 | 27 | 6 | 27
FFES-2 | A | 10 | 35 | 27 | 35 | 30 | 35 | 9 | 35 | 22 | 35 | 4 | 27 | 6 | 27
FFES-3 | A | 10 | 35 | 27 | 35 | 30 | 35 | 9 | 35 | 22 | 35 | 4 | 27 | 6 | 27
FFES-4 | A | 10 | 35 | 27 | 35 | 30 | 35 | 9 | 35 | 22 | 35 | 4 | 27 | 6 | 27
FIDL-1 | A | 13 | 205 | 20 | 205 | 23 | 205 | 35 | 100 | 40 | 147 | 30 | 147 | 50 | 147
FIDL-2 | A | 13 | 205 | 20 | 205 | 23 | 205 | 35 | 100 | 40 | 147 | 30 | 147 | 50 | 147
FIDL-3 | A | 13 | 205 | 20 | 205 | 23 | 205 | 35 | 100 | 40 | 147 | 30 | 147 | 50 | 147
FIDL-4 | A | 13 | 205 | 20 | 205 | 23 | 205 | 35 | 100 | 40 | 147 | 30 | 147 | 50 | 147
FINL-1 | A | 0 | 14 | 1 | 14 | 1 | 14 | 1 | 14 | 2 | 14 | 0 | 14 | 1 | 11
FOYE-1 | A | 6 | 60 | 13 | 60 | 16 | 60 | 11 | 60 | 27 | 60 | 5 | 30 | 11 | 30
FOYE-2 | A | 6 | 60 | 13 | 60 | 16 | 60 | 11 | 60 | 27 | 60 | 5 | 30 | 11 | 30
GLNDO-1 | A | 6 | 80 | 12 | 45 | 17 | 45 | 12 | 45 | 25 | 45 | 8 | 65 | 18 | 45
GNFSW-1 | A | 11 | 100 | 30 | 100 | 30 | 100 | 12 | 100 | 31 | 100 | 12 | 70 | 30 | 70
GNFSW-2 | A | 7 | 64 | 18 | 64 | 18 | 64 | 8 | 64 | 18 | 64 | 6 | 49 | 15 | 49
GORDW-1 | A | 6 | 62 | 16 | 56 | 26 | 45 | 7 | 62 | 18 | 62 | 6 | 56 | 16 | 45
GRAI-6 | A | 24 | 320 | 58 | 320 | 58 | 320 | 35 | 320 | 88 | 320 | 28 | 270 | 60 | 230
GRAI-7 | A | 30 | 232 | 60 | 232 | 60 | 232 | 32 | 232 | 84 | 232 | 32 | 175 | 65 | 135
GRAI-8 | A | 26 | 232 | 58 | 232 | 58 | 232 | 32 | 232 | 84 | 232 | 32 | 175 | 65 | 135
GRIFW-1 | A | 8 | 94 | 22 | 94 | 23 | 94 | 8 | 94 | 22 | 94 | 8 | 85 | 22 | 72
GRIFW-2 | A | 8 | 94 | 22 | 94 | 23 | 94 | 8 | 94 | 22 | 94 | 8 | 85 | 22 | 72
GRMO-1 | A | 8 | 43 | 8 | 43 | 8 | 43 | 8 | 43 | 8 | 43 | 8 | 23 | 8 | 23
GYAR-1 | A | 17 | 176 | 42 | 176 | 66 | 176 | 24 | 176 | 60 | 176 | 17 | 176 | 42 | 176
GYMRO-15 | A | 6 | 145 | 15 | 145 | 15 | 145 | 6 | 145 | 15 | 145 | 6 | 44 | 15 | 44
GYMRO-17 | A | 6 | 145 | 15 | 145 | 15 | 145 | 6 | 145 | 15 | 145 | 6 | 44 | 15 | 44
GYMRO-26 | A | 6 | 145 | 15 | 145 | 15 | 145 | 6 | 145 | 15 | 145 | 6 | 44 | 15 | 44
GYMRO-28 | A | 6 | 145 | 15 | 145 | 15 | 145 | 6 | 145 | 15 | 145 | 6 | 44 | 15 | 44
HADHW-1 | A | 7 | 76 | 14 | 76 | 22 | 76 | 13 | 76 | 34 | 76 | 8 | 65 | 17 | 65
HMGTO-1 | A | 8 | 88 | 20 | 88 | 35 | 88 | 10 | 88 | 25 | 88 | 8 | 68 | 19 | 68
HMGTO-2 | A | 9 | 91 | 23 | 91 | 37 | 91 | 10 | 91 | 25 | 91 | 10 | 67 | 24 | 67
HRSTW-1 | A | 12 | 102 | 30 | 102 | 45 | 102 | 13 | 102 | 34 | 102 | 13 | 80 | 27 | 66
HUMR-1 | A | 60 | 533 | 150 | 533 | 200 | 533 | 80 | 533 | 200 | 533 | 62 | 419 | 155 | 251
INDQ-1 | A | 12 | 102 | 31 | 102 | 43 | 102 | 13 | 102 | 34 | 102 | 12 | 72 | 30 | 72
KEAD-1 | A | 38 | 415 | 90 | 415 | 90 | 415 | 55 | 415 | 138 | 415 | 38 | 355 | 90 | 285
KILBW-1 | A | 3 | 56 | 8 | 56 | 13 | 56 | 5 | 56 | 14 | 56 | 4 | 53 | 9 | 47
KILLPG-1 | A | 8 | 225 | 10 | 225 | 10 | 225 | 10 | 225 | 12 | 225 | 4 | 150 | 15 | 150
KILLPG-2 | A | 18 | 225 | 25 | 225 | 25 | 225 | 37 | 225 | 37 | 225 | 22 | 195 | 30 | 195
KILNS-1 | A | 30 | 290 | 72 | 290 | 84 | 290 | 42 | 290 | 114 | 290 | 18 | 104 | 45 | 104
KLYN-A-1 | A | 24 | 126 | 50 | 126 | 50 | 126 | 34 | 126 | 70 | 126 | 22 | 81 | 34 | 81
KPMRW-1 | A | 9 | 75 | 20 | 75 | 30 | 75 | 9 | 75 | 23 | 75 | 9 | 67 | 22 | 54
LAGA-1 | A | 55 | 500 | 123 | 500 | 140 | 500 | 52 | 500 | 130 | 500 | 53 | 475 | 130 | 475
LARYO-1 | A | 16 | 155 | 40 | 155 | 45 | 155 | 18 | 155 | 45 | 155 | 14 | 120 | 35 | 120
LARYO-2 | A | 16 | 158 | 40 | 158 | 45 | 158 | 18 | 158 | 45 | 158 | 14 | 120 | 35 | 120
LARYO-3 | A | 16 | 158 | 40 | 158 | 45 | 158 | 18 | 158 | 45 | 158 | 14 | 120 | 35 | 120
LARYO-4 | A | 16 | 158 | 40 | 158 | 45 | 158 | 18 | 158 | 45 | 158 | 14 | 120 | 35 | 120
LBAR-1G | A | 1 | 16 | 4 | 16 | 6 | 16 | 2 | 16 | 4 | 16 | 1 | 9 | 4 | 9
LBAR-1 | A | 39 | 360 | 88 | 360 | 88 | 360 | 55 | 360 | 145 | 360 | 41 | 270 | 90 | 270
LNCSO-1 | A | 12 | 130 | 30 | 130 | 32 | 130 | 12 | 130 | 32 | 130 | 10 | 100 | 26 | 100
LNCSO-2 | A | 13 | 140 | 34 | 140 | 36 | 140 | 14 | 140 | 36 | 140 | 12 | 125 | 32 | 125
LOAN-1 | A | 25 | 326 | 51 | 326 | 55 | 326 | 19 | 326 | 50 | 326 | 12 | 276 | 28 | 276
LOAN-2 | A | 25 | 326 | 51 | 326 | 55 | 326 | 19 | 326 | 50 | 326 | 12 | 276 | 28 | 276
LOAN-3 | A | 25 | 326 | 51 | 326 | 55 | 326 | 19 | 326 | 50 | 326 | 12 | 276 | 28 | 276
MEDP-1 | A | 30 | 380 | 76 | 330 | 76 | 330 | 48 | 380 | 105 | 380 | 31 | 330 | 79 | 290
MILWW-1 | A | 6 | 32 | 8 | 54 | 13 | 54 | 5 | 54 | 14 | 54 | 3 | 43 | 8 | 43
MKHLW-1 | A | 4 | 42 | 10 | 42 | 12 | 42 | 5 | 42 | 13 | 42 | 5 | 37 | 12 | 30
MRWD-1 | A | 43 | 448 | 100 | 448 | 112 | 448 | 67 | 448 | 160 | 448 | 36 | 328 | 93 | 328
NANT-1 | A | 0 | 15 | 0 | 15 | 0 | 15 | 0 | 15 | 1 | 15 | 0 | 15 | 0 | 15
PEHE-1 | A | 42 | 420 | 72 | 420 | 72 | 420 | 83 | 420 | 117 | 420 | 35 | 350 | 84 | 260
PEHE-2 | A | 16 | 490 | 40 | 265 | 42 | 490 | 0 | 0 | 0 | 0 | 0 | 490 | 0 | 490
PEMB-11 | A | 38 | 113 | 63 | 276 | 63 | 276 | 33 | 276 | 90 | 276 | 35 | 241 | 64 | 210
PEMB-21 | A | 38 | 113 | 63 | 276 | 63 | 276 | 33 | 276 | 90 | 276 | 35 | 241 | 64 | 210
PEMB-31 | A | 38 | 113 | 63 | 276 | 63 | 276 | 33 | 276 | 90 | 276 | 35 | 241 | 64 | 210
PEMB-41 | A | 38 | 113 | 63 | 276 | 63 | 276 | 33 | 276 | 90 | 276 | 35 | 241 | 64 | 210
PEMB-51 | A | 38 | 113 | 63 | 276 | 63 | 276 | 33 | 276 | 90 | 276 | 35 | 241 | 64 | 210
PETEM1 | A | 20 | 180 | 46 | 180 | 52 | 180 | 24 | 180 | 58 | 180 | 20 | 150 | 50 | 100
RATS-1 | A | 50 | 270 | 90 | 270 | 90 | 270 | 36 | 270 | 50 | 270 | 42 | 105 | 75 | 155
RATS-2 | A | 40 | 270 | 90 | 270 | 100 | 270 | 36 | 270 | 50 | 270 | 40 | 195 | 75 | 195
RATS-3 | A | 40 | 270 | 90 | 270 | 100 | 270 | 36 | 270 | 50 | 270 | 40 | 195 | 75 | 195
RATS-4 | A | 40 | 270 | 95 | 270 | 100 | 270 | 36 | 270 | 50 | 270 | 40 | 195 | 75 | 195
RMPNO-1 | A | 18 | 180 | 45 | 180 | 72 | 180 | 20 | 180 | 50 | 180 | 18 | 130 | 47 | 130
RMPNO-2 | A | 18 | 180 | 45 | 180 | 72 | 180 | 20 | 180 | 50 | 180 | 18 | 130 | 47 | 130
ROCK-1 | A | 36 | 400 | 50 | 400 | 54 | 400 | 60 | 400 | 160 | 400 | 33 | 220 | 53 | 220
RYHPS-1 | A | 30 | 305 | 48 | 305 | 66 | 305 | 42 | 305 | 51 | 305 | 30 | 130 | 42 | 68
SCCL-1 | A | 35 | 180 | 70 | 180 | 70 | 180 | 40 | 180 | 95 | 180 | 40 | 100 | 100 | 50
SCCL-2 | A | 35 | 180 | 70 | 180 | 70 | 180 | 40 | 180 | 95 | 180 | 40 | 100 | 100 | 50
SCCL-3 | A | 35 | 180 | 70 | 180 | 70 | 180 | 40 | 180 | 95 | 180 | 40 | 100 | 100 | 50
SEAB-1 | A | 44 | 254 | 125 | 254 | 150 | 254 | 55 | 254 | 150 | 254 | 75 | 164 | 176 | 38
SEAB-2 | A | 31 | 138 | 76 | 138 | 86 | 138 | 32 | 138 | 82 | 138 | 37 | 73 | 90 | 43
SHBA-1 | A | 33 | 420 | 79 | 420 | 91 | 420 | 59 | 420 | 150 | 420 | 37 | 336 | 95 | 252
SHBA-2 | A | 32 | 319 | 70 | 319 | 76 | 319 | 35 | 319 | 93 | 319 | 32 | 270 | 70 | 217
SHOS-1 | A | 18 | 160 | 24 | 160 | 24 | 160 | 30 | 160 | 75 | 160 | 18 | 135 | 24 | 135
SHRSO-1 | A | 16 | 157 | 44 | 157 | 46 | 157 | 17 | 157 | 46 | 157 | 16 | 141 | 43 | 113
SHRSO-2 | A | 16 | 157 | 44 | 157 | 46 | 157 | 17 | 157 | 46 | 157 | 16 | 141 | 43 | 113
SIZB-1 | A | 38 | 283 | 45 | 283 | 45 | 283 | 45 | 283 | 45 | 283 | 40 | 283 | 46 | 283
SIZB-2 | A | 38 | 283 | 45 | 283 | 45 | 283 | 45 | 283 | 45 | 283 | 40 | 283 | 46 | 283
SLOY-1 | A | 0 | 38 | 1 | 38 | 1 | 38 | 1 | 38 | 2 | 38 | 0 | 38 | 1 | 30
SLOY-2 | A | 0 | 38 | 1 | 38 | 1 | 38 | 1 | 38 | 2 | 38 | 0 | 38 | 1 | 30
SLOY-3 | A | 0 | 38 | 1 | 38 | 1 | 38 | 1 | 38 | 2 | 38 | 0 | 38 | 1 | 30
SLOY-4 | A | 0 | 28 | 1 | 28 | 1 | 28 | 1 | 28 | 2 | 28 | 0 | 28 | 1 | 22
SPLN-1 | A | 40 | 380 | 100 | 380 | 110 | 380 | 50 | 380 | 120 | 380 | 30 | 380 | 90 | 300
STAY-1 | A | 35 | 265 | 62 | 265 | 62 | 265 | 35 | 265 | 89 | 265 | 34 | 192 | 63 | 192
STAY-2 | A | 35 | 265 | 62 | 265 | 62 | 265 | 35 | 265 | 89 | 265 | 34 | 192 | 63 | 192
STAY-3 | A | 35 | 265 | 62 | 265 | 62 | 265 | 35 | 265 | 89 | 265 | 34 | 192 | 63 | 192
STAY-4 | A | 35 | 265 | 62 | 265 | 62 | 265 | 35 | 265 | 89 | 265 | 34 | 192 | 63 | 192
STRNW-1 | A | 6 | 52 | 16 | 52 | 26 | 52 | 7 | 60 | 17 | 60 | 6 | 52 | 17 | 42
SUTB-1 | A | 36 | 380 | 104 | 380 | 148 | 380 | 52 | 380 | 132 | 380 | 47 | 250 | 107 | 250
SVRP-10 | A | 20 | 225 | 50 | 225 | 70 | 225 | 32 | 225 | 80 | 225 | 20 | 172 | 50 | 172
SVRP-20 | A | 20 | 225 | 50 | 225 | 70 | 225 | 32 | 225 | 80 | 225 | 20 | 172 | 50 | 172
USKM-13 | A | 6 | 49 | 15 | 49 | 17 | 49 | 8 | 49 | 19 | 49 | 7 | 36 | 8 | 36
USKM-14 | A | 6 | 49 | 15 | 49 | 17 | 49 | 8 | 49 | 19 | 49 | 7 | 36 | 8 | 36
USKM-15 | A | 6 | 49 | 15 | 49 | 17 | 49 | 8 | 49 | 19 | 49 | 7 | 36 | 8 | 36
WBUPS-1 | A | 30 | 113 | 48 | 153 | 48 | 153 | 32 | 113 | 50 | 113 | 40 | 153 | 65 | 113
WBUPS-2 | A | 30 | 133 | 48 | 173 | 48 | 173 | 32 | 133 | 50 | 133 | 40 | 173 | 65 | 133
WBUPS-3 | A | 30 | 133 | 48 | 173 | 48 | 173 | 32 | 133 | 50 | 133 | 40 | 173 | 65 | 133
WBUPS-4 | A | 30 | 113 | 48 | 153 | 48 | 153 | 32 | 113 | 50 | 113 | 40 | 153 | 65 | 113
WBURB-1 | A | 22 | 240 | 48 | 240 | 62 | 240 | 27 | 240 | 69 | 240 | 20 | 200 | 50 | 120
WBURB-2 | A | 25 | 255 | 52 | 255 | 62 | 255 | 26 | 255 | 67 | 255 | 22 | 215 | 52 | 135
WBURB-3 | A | 23 | 255 | 48 | 255 | 62 | 255 | 27 | 255 | 67 | 255 | 20 | 215 | 52 | 135
WDNSO-1 | A | 21 | 191 | 54 | 191 | 57 | 191 | 21 | 191 | 57 | 191 | 21 | 170 | 55 | 136
WDNSO-2 | A | 21 | 191 | 54 | 191 | 57 | 191 | 21 | 191 | 57 | 191 | 21 | 170 | 55 | 136
WHILW-1 | A | 31 | 322 | 84 | 322 | 90 | 322 | 33 | 322 | 90 | 322 | 32 | 255 | 86 | 210
WHILW-2 | A | 19 | 163 | 33 | 163 | 35 | 163 | 20 | 163 | 52 | 163 | 21 | 142 | 43 | 119
WLNYO-2 | A | 19 | 182 | 51 | 182 | 54 | 182 | 20 | 182 | 53 | 182 | 20 | 158 | 51 | 130
WLNYW-1 | A | 19 | 182 | 51 | 182 | 54 | 182 | 20 | 182 | 53 | 182 | 20 | 158 | 51 | 130
WTMSO-1 | A | 22 | 200 | 58 | 200 | 62 | 200 | 23 | 200 | 61 | 200 | 23 | 140 | 60 | 140

## Dec 2021
MW Response Capability by BMU
|  | Primary Response (Max MWhrs) | [5 empty] | Secondary Response (Max Mwhrs) |  |  |  | High Frequency Response (Max MWhrs)
UNIT | Mode | 0.2Hz | Genset Deload (MW) | 0.5Hz | Genset Deload (MW) | 0.8Hz | Genset Deload (MW) | 0.2/0.2Hz | Genset Deload (MW) | 0.5/0.5Hz | Genset Deload (MW) | 0.2Hz | Genset Deload (MW) | 0.5Hz | Genset Deload (MW)
ABTH7 | A | 40 | 250 | 72 | 250 | 72 | 250 | 48 | 250 | 120 | 250 | 38 | 185 | 55 | 185
ABTH8 | A | 40 | 250 | 72 | 250 | 72 | 250 | 48 | 250 | 120 | 250 | 38 | 185 | 55 | 185
ABTH9 | A | 30 | 240 | 80 | 240 | 80 | 240 | 40 | 240 | 120 | 240 | 38 | 125 | 52 | 125
ARCHW-1 | A | 10 | 92 | 25 | 92 | 25 | 92 | 12 | 92 | 30 | 92 | 11 | 73 | 24 | 56
BAGE-1 | A | 30 | 255 | 70 | 255 | 90 | 255 | 35 | 255 | 90 | 255 | 28 | 220 | 70 | 185
BAGE-2 | A | 3 | 17 | 8 | 17 | 12 | 17 | 4 | 17 | 9 | 17 | 2 | 17 | 5 | 17
BARKB2 | A | 33 | 210 | 82 | 210 | 108 | 210 | 39 | 210 | 97 | 210 | 31 | 120 | 84 | 120
BARK-1 | A | 22 | 140 | 55 | 140 | 72 | 140 | 26 | 140 | 65 | 140 | 21 | 80 | 54 | 80
BHLAW-1 | A | 7 | 98 | 16 | 98 | 19 | 98 | 10 | 98 | 26 | 98 | 8 | 87 | 18 | 78
BLLA-1 | A | 6 | 99 | 13 | 99 | 13 | 99 | 15 | 99 | 39 | 99 | 9 | 83 | 16 | 83
BRBEO-1 | A | 20 | 254 | 50 | 254 | 50 | 254 | 22 | 254 | 63 | 254 | 17 | 194 | 46 | 194
BRDUW-1 | A | 6 | 58 | 17 | 58 | 17 | 58 | 7 | 58 | 17 | 58 | 6 | 36 | 17 | 36
BRGG-1 | A | 16 | 110 | 32 | 110 | 48 | 110 | 16 | 110 | 40 | 110 | 14 | 96 | 34 | 46
BRYP-1 | A | 15 | 82 | 25 | 82 | 31 | 82 | 22 | 82 | 37 | 82 | 10 | 82 | 27 | 47
BURBW-1 | A | 0 | 90 | 0 | 90 | 0 | 90 | 0 | 0 | 0 | 0 | 0 | 90 | 0 | 90
CARR-1 | A | 35 | 269 | 58 | 269 | 58 | 269 | 35 | 325 | 88 | 325 | 34 | 269 | 56 | 269
CARR-2 | A | 35 | 269 | 58 | 269 | 58 | 269 | 35 | 325 | 88 | 325 | 34 | 269 | 56 | 269
CDCL-1 | A | 30 | 231 | 46 | 231 | 46 | 231 | 34 | 231 | 45 | 231 | 29 | 172 | 72 | 135
CLAC-1 | A | 3 | 28 | 8 | 28 | 13 | 28 | 3 | 36 | 9 | 36 | 3 | 28 | 8 | 28
CLDCW-1 | A | 14 | 14 | 34 | 113 | 36 | 113 | 13 | 113 | 35 | 113 | 13 | 99 | 34 | 78
CLDNW-1 | A | 13 | 108 | 33 | 108 | 35 | 108 | 13 | 108 | 35 | 108 | 12 | 95 | 33 | 74
CLDSW-1 | A | 16 | 129 | 40 | 129 | 43 | 129 | 16 | 129 | 42 | 129 | 16 | 113 | 41 | 88
CNQPS-1 | A | 22 | 170 | 55 | 170 | 55 | 170 | 28 | 170 | 70 | 170 | 26 | 120 | 60 | 105
CNQPS-2 | A | 22 | 170 | 55 | 170 | 55 | 170 | 28 | 170 | 70 | 170 | 22 | 120 | 55 | 105
CNQPS-3 | A | 22 | 170 | 55 | 170 | 55 | 170 | 28 | 170 | 70 | 170 | 22 | 120 | 55 | 105
CNQPS-4 | A | 22 | 170 | 55 | 170 | 55 | 170 | 28 | 170 | 70 | 170 | 28 | 105 | 55 | 105
CORB-1 | A | 10 | 130 | 30 | 130 | 50 | 130 | 28 | 130 | 60 | 130 | 15 | 95 | 40 | 60
COSO-1 | A | 20 | 380 | 40 | 380 | 50 | 380 | 60 | 380 | 140 | 380 | 17 | 304 | 40 | 304
COTPS-1 | A | 29 | 277 | 50 | 277 | 62 | 277 | 35 | 60 | 63 | 277 | 30 | 122 | 60 | 122
COTPS-2 | A | 29 | 287 | 50 | 287 | 62 | 287 | 35 | 60 | 63 | 287 | 30 | 122 | 60 | 122
COTPS-3 | A | 29 | 287 | 50 | 287 | 62 | 287 | 35 | 60 | 63 | 287 | 30 | 122 | 60 | 122
COTPS-4 | A | 29 | 277 | 50 | 277 | 62 | 277 | 35 | 60 | 63 | 277 | 30 | 122 | 60 | 122
COWE1 | A | 7 | 30 | 17 | 30 | 17 | 30 | 7 | 30 | 17 | 30 | 7 | 30 | 17 | 30
COWE2 | A | 7 | 30 | 17 | 30 | 17 | 30 | 7 | 30 | 17 | 30 | 7 | 30 | 17 | 30
CRUA-1 | A | 10 | 110 | 25 | 110 | 37 | 110 | 12 | 110 | 30 | 110 | 10 | 84 | 25 | 48
CRUA-2 | A | 10 | 110 | 25 | 110 | 37 | 110 | 12 | 110 | 30 | 110 | 10 | 84 | 25 | 48
CRUA-3 | A | 7 | 30 | 15 | 30 | 21 | 30 | 9 | 30 | 24 | 30 | 5 | 25 | 13 | 15
CRUA-4 | A | 7 | 30 | 15 | 30 | 21 | 30 | 9 | 30 | 24 | 30 | 5 | 25 | 13 | 15
CRYRW-2 | A | 15 | 138 | 38 | 138 | 40 | 138 | 15 | 138 | 40 | 138 | 13 | 109 | 40 | 63
DAMC-1 | A | 64 | 380 | 136 | 380 | 156 | 380 | 80 | 380 | 180 | 380 | 60 | 293 | 190 | 128
DDGNO-1 | A | 9 | 108 | 25 | 108 | 26 | 108 | 10 | 108 | 26 | 108 | 9 | 97 | 25 | 81
DDGNO-2 | A | 8 | 90 | 20 | 90 | 22 | 90 | 8 | 90 | 21 | 90 | 8 | 81 | 21 | 68
DDGNO-3 | A | 9 | 102 | 24 | 102 | 25 | 102 | 9 | 102 | 25 | 102 | 9 | 92 | 24 | 77
DDGNO-4 | A | 9 | 102 | 24 | 102 | 25 | 102 | 9 | 102 | 25 | 102 | 9 | 92 | 24 | 77
DEEP-1 | A | 20 | 180 | 60 | 180 | 86 | 180 | 22 | 180 | 80 | 180 | 24 | 96 | 52 | 96
DIDCB5 | A | 40 | 330 | 104 | 330 | 125 | 330 | 55 | 330 | 140 | 330 | 40 | 185 | 105 | 185
DIDCB6 | A | 50 | 250 | 105 | 250 | 105 | 250 | 50 | 250 | 130 | 250 | 50 | 153 | 110 | 103
DINO-1 | A | 14 | 138 | 39 | 138 | 58 | 138 | 28 | 138 | 72 | 138 | 14 | 118 | 36 | 88
DINO-2 | A | 14 | 138 | 39 | 138 | 58 | 138 | 28 | 138 | 72 | 138 | 14 | 118 | 36 | 88
DINO-3 | A | 14 | 138 | 39 | 138 | 58 | 138 | 28 | 138 | 72 | 138 | 14 | 118 | 36 | 88
DINO-4 | A | 14 | 138 | 39 | 138 | 58 | 138 | 28 | 138 | 72 | 138 | 14 | 118 | 36 | 88
DINO-5 | A | 14 | 138 | 39 | 138 | 58 | 138 | 28 | 138 | 72 | 138 | 14 | 118 | 36 | 88
DINO-6 | A | 14 | 138 | 39 | 138 | 58 | 138 | 28 | 138 | 72 | 138 | 14 | 118 | 36 | 88
DRAXX-1 | A | 68 | 345 | 100 | 345 | 100 | 345 | 64 | 95 | 110 | 345 | 60 | 225 | 70 | 225
DRAXX-2 | A | 68 | 345 | 100 | 345 | 100 | 345 | 64 | 95 | 110 | 345 | 60 | 225 | 70 | 225
DRAXX-3 | A | 68 | 345 | 100 | 345 | 100 | 345 | 64 | 95 | 110 | 345 | 60 | 225 | 70 | 225
DRAXX-4 | A | 68 | 345 | 100 | 345 | 100 | 345 | 64 | 95 | 110 | 345 | 60 | 225 | 70 | 225
DRAXX-5 | A | 68 | 345 | 100 | 345 | 100 | 345 | 64 | 95 | 110 | 345 | 60 | 225 | 70 | 225
DRAXX-6 | A | 68 | 345 | 100 | 345 | 100 | 345 | 64 | 95 | 110 | 345 | 60 | 225 | 70 | 225
DRSLW-1 | A | 6 | 69 | 16 | 69 | 17 | 69 | 6 | 69 | 17 | 69 | 6 | 61 | 16 | 54
DUNGW-1 | A | 8 | 89 | 21 | 89 | 33 | 89 | 8 | 89 | 23 | 89 | 8 | 80 | 21 | 69
EECL-1 | A | 20 | 178 | 25 | 178 | 25 | 178 | 32 | 178 | 81 | 178 | 20 | 143 | 25 | 143
EGGPS-1 | A | 45 | 205 | 83 | 205 | 83 | 205 | 49 | 205 | 110 | 205 | 33 | 95 | 60 | 95
EGGPS-2 | A | 45 | 205 | 83 | 205 | 83 | 205 | 49 | 205 | 110 | 205 | 33 | 95 | 60 | 95
EGGPS-3 | A | 45 | 205 | 83 | 205 | 83 | 205 | 49 | 205 | 110 | 205 | 33 | 95 | 60 | 95
EGGPS-4 | A | 45 | 205 | 83 | 205 | 83 | 205 | 49 | 205 | 110 | 205 | 33 | 95 | 60 | 95
ERRO-1 | A | 1 | 21 | 1 | 21 | 1 | 21 | 2 | 21 | 5 | 21 | 1 | 17 | 1 | 17
ERRO-2 | A | 1 | 21 | 1 | 21 | 1 | 21 | 2 | 21 | 5 | 21 | 1 | 17 | 1 | 17
ERRO-3 | A | 1 | 21 | 1 | 21 | 1 | 21 | 2 | 21 | 5 | 21 | 1 | 17 | 1 | 17
FAARW-1 | A | 2 | 37 | 4 | 37 | 4 | 37 | 4 | 37 | 12 | 37 | 2 | 33 | 4 | 33
FAARW-2 | A | 2 | 37 | 4 | 37 | 4 | 37 | 4 | 37 | 12 | 37 | 2 | 33 | 4 | 33
FALGW-1 | A | 11 | 108 | 28 | 108 | 41 | 108 | 13 | 108 | 35 | 108 | 10 | 86 | 22 | 64
FASN-1 | A | 0 | 15 | 1 | 15 | 1 | 15 | 1 | 15 | 2 | 15 | 0 | 15 | 1 | 12
FASN2 | A | 0 | 15 | 1 | 15 | 1 | 15 | 1 | 15 | 2 | 15 | 0 | 15 | 1 | 12
FASN3 | A | 0 | 15 | 1 | 15 | 1 | 15 | 1 | 15 | 2 | 15 | 0 | 15 | 1 | 12
FAWN-1 | A | 10 | 52 | 25 | 52 | 40 | 52 | 13 | 52 | 32 | 52 | 11 | 37 | 27 | 27
FELL-1 | A | 9 | 63 | 21 | 63 | 22 | 63 | 10 | 63 | 24 | 63 | 9 | 63 | 22 | 63
FFES-1 | A | 10 | 35 | 27 | 35 | 30 | 35 | 9 | 35 | 22 | 35 | 4 | 27 | 6 | 27
FFES-2 | A | 10 | 35 | 27 | 35 | 30 | 35 | 9 | 35 | 22 | 35 | 4 | 27 | 6 | 27
FFES-3 | A | 10 | 35 | 27 | 35 | 30 | 35 | 9 | 35 | 22 | 35 | 4 | 27 | 6 | 27
FFES-4 | A | 10 | 35 | 27 | 35 | 30 | 35 | 9 | 35 | 22 | 35 | 4 | 27 | 6 | 27
FIDL-1 | A | 13 | 205 | 20 | 205 | 23 | 205 | 35 | 100 | 40 | 147 | 30 | 147 | 50 | 147
FIDL-2 | A | 13 | 205 | 20 | 205 | 23 | 205 | 35 | 100 | 40 | 147 | 30 | 147 | 50 | 147
FIDL-3 | A | 13 | 205 | 20 | 205 | 23 | 205 | 35 | 100 | 40 | 147 | 30 | 147 | 50 | 147
FIDL-4 | A | 13 | 205 | 20 | 205 | 23 | 205 | 35 | 100 | 40 | 147 | 30 | 147 | 50 | 147
FINL-1 | A | 0 | 14 | 1 | 14 | 1 | 14 | 1 | 14 | 2 | 14 | 0 | 14 | 1 | 11
FOYE-1 | A | 6 | 60 | 13 | 60 | 16 | 60 | 11 | 60 | 27 | 60 | 5 | 30 | 11 | 30
FOYE-2 | A | 6 | 60 | 13 | 60 | 16 | 60 | 11 | 60 | 27 | 60 | 5 | 30 | 11 | 30
GLNDO-1 | A | 6 | 80 | 12 | 45 | 17 | 45 | 12 | 45 | 25 | 45 | 8 | 65 | 18 | 45
GNFSW-1 | A | 11 | 100 | 30 | 100 | 30 | 100 | 12 | 100 | 31 | 100 | 12 | 70 | 30 | 70
GNFSW-2 | A | 7 | 64 | 18 | 64 | 18 | 64 | 8 | 64 | 18 | 64 | 6 | 49 | 15 | 49
GORDW-1 | A | 6 | 62 | 16 | 56 | 26 | 45 | 7 | 62 | 18 | 62 | 6 | 56 | 16 | 45
GRAI-6 | A | 24 | 320 | 58 | 320 | 58 | 320 | 35 | 320 | 88 | 320 | 28 | 270 | 60 | 230
GRAI-7 | A | 30 | 232 | 60 | 232 | 60 | 232 | 32 | 232 | 84 | 232 | 32 | 175 | 65 | 135
GRAI-8 | A | 26 | 232 | 58 | 232 | 58 | 232 | 32 | 232 | 84 | 232 | 32 | 175 | 65 | 135
GRIFW-1 | A | 8 | 94 | 22 | 94 | 23 | 94 | 8 | 94 | 22 | 94 | 8 | 85 | 22 | 72
GRIFW-2 | A | 8 | 94 | 22 | 94 | 23 | 94 | 8 | 94 | 22 | 94 | 8 | 85 | 22 | 72
GRMO-1 | A | 8 | 43 | 8 | 43 | 8 | 43 | 8 | 43 | 8 | 43 | 8 | 23 | 8 | 23
GYAR-1 | A | 17 | 176 | 42 | 176 | 66 | 176 | 24 | 176 | 60 | 176 | 17 | 176 | 42 | 176
GYMRO-15 | A | 6 | 145 | 15 | 145 | 15 | 145 | 6 | 145 | 15 | 145 | 6 | 44 | 15 | 44
GYMRO-17 | A | 6 | 145 | 15 | 145 | 15 | 145 | 6 | 145 | 15 | 145 | 6 | 44 | 15 | 44
GYMRO-26 | A | 6 | 145 | 15 | 145 | 15 | 145 | 6 | 145 | 15 | 145 | 6 | 44 | 15 | 44
GYMRO-28 | A | 6 | 145 | 15 | 145 | 15 | 145 | 6 | 145 | 15 | 145 | 6 | 44 | 15 | 44
HADHW-1 | A | 7 | 76 | 14 | 76 | 22 | 76 | 13 | 76 | 34 | 76 | 8 | 65 | 17 | 65
HMGTO-1 | A | 8 | 88 | 20 | 88 | 35 | 88 | 10 | 88 | 25 | 88 | 8 | 68 | 19 | 68
HMGTO-2 | A | 9 | 91 | 23 | 91 | 37 | 91 | 10 | 91 | 25 | 91 | 10 | 67 | 24 | 67
HRSTW-1 | A | 12 | 102 | 30 | 102 | 45 | 102 | 13 | 102 | 34 | 102 | 13 | 80 | 27 | 66
HUMR-1 | A | 60 | 533 | 150 | 533 | 200 | 533 | 80 | 533 | 200 | 533 | 62 | 419 | 155 | 251
INDQ-1 | A | 12 | 102 | 31 | 102 | 43 | 102 | 13 | 102 | 34 | 102 | 12 | 72 | 30 | 72
KEAD-1 | A | 38 | 415 | 90 | 415 | 90 | 415 | 55 | 415 | 138 | 415 | 38 | 355 | 90 | 285
KILBW-1 | A | 3 | 56 | 8 | 56 | 13 | 56 | 5 | 56 | 14 | 56 | 4 | 53 | 9 | 47
KILLPG-1 | A | 8 | 225 | 10 | 225 | 10 | 225 | 10 | 225 | 12 | 225 | 4 | 150 | 15 | 150
KILLPG-2 | A | 18 | 225 | 25 | 225 | 25 | 225 | 37 | 225 | 37 | 225 | 22 | 195 | 30 | 195
KILNS-1 | A | 30 | 290 | 72 | 290 | 84 | 290 | 42 | 290 | 114 | 290 | 18 | 104 | 45 | 104
KLYN-A-1 | A | 24 | 126 | 50 | 126 | 50 | 126 | 34 | 126 | 70 | 126 | 22 | 81 | 34 | 81
KPMRW-1 | A | 9 | 75 | 20 | 75 | 30 | 75 | 9 | 75 | 23 | 75 | 9 | 67 | 22 | 54
LAGA-1 | A | 55 | 500 | 123 | 500 | 140 | 500 | 52 | 500 | 130 | 500 | 53 | 475 | 130 | 475
LARYO-1 | A | 16 | 155 | 40 | 155 | 45 | 155 | 18 | 155 | 45 | 155 | 14 | 120 | 35 | 120
LARYO-2 | A | 16 | 158 | 40 | 158 | 45 | 158 | 18 | 158 | 45 | 158 | 14 | 120 | 35 | 120
LARYO-3 | A | 16 | 158 | 40 | 158 | 45 | 158 | 18 | 158 | 45 | 158 | 14 | 120 | 35 | 120
LARYO-4 | A | 16 | 158 | 40 | 158 | 45 | 158 | 18 | 158 | 45 | 158 | 14 | 120 | 35 | 120
LBAR-1G | A | 1 | 16 | 4 | 16 | 6 | 16 | 2 | 16 | 4 | 16 | 1 | 9 | 4 | 9
LBAR-1 | A | 39 | 360 | 88 | 360 | 88 | 360 | 55 | 360 | 145 | 360 | 41 | 270 | 90 | 270
LNCSO-1 | A | 12 | 130 | 30 | 130 | 32 | 130 | 12 | 130 | 32 | 130 | 10 | 100 | 26 | 100
LNCSO-2 | A | 13 | 140 | 34 | 140 | 36 | 140 | 14 | 140 | 36 | 140 | 12 | 125 | 32 | 125
LOAN-1 | A | 25 | 326 | 51 | 326 | 55 | 326 | 19 | 326 | 50 | 326 | 12 | 276 | 28 | 276
LOAN-2 | A | 25 | 326 | 51 | 326 | 55 | 326 | 19 | 326 | 50 | 326 | 12 | 276 | 28 | 276
LOAN-3 | A | 25 | 326 | 51 | 326 | 55 | 326 | 19 | 326 | 50 | 326 | 12 | 276 | 28 | 276
MEDP-1 | A | 30 | 380 | 76 | 330 | 76 | 330 | 48 | 380 | 105 | 380 | 31 | 330 | 79 | 290
MILWW-1 | A | 6 | 32 | 8 | 54 | 13 | 54 | 5 | 54 | 14 | 54 | 3 | 43 | 8 | 43
MKHLW-1 | A | 4 | 42 | 10 | 42 | 12 | 42 | 5 | 42 | 13 | 42 | 5 | 37 | 12 | 30
MRWD-1 | A | 43 | 448 | 100 | 448 | 112 | 448 | 67 | 448 | 160 | 448 | 36 | 328 | 93 | 328
NANT-1 | A | 0 | 15 | 0 | 15 | 0 | 15 | 0 | 15 | 1 | 15 | 0 | 15 | 0 | 15
PEMB-11 | A | 38 | 113 | 63 | 276 | 63 | 276 | 33 | 276 | 90 | 276 | 35 | 241 | 64 | 210
PEMB-21 | A | 38 | 113 | 63 | 276 | 63 | 276 | 33 | 276 | 90 | 276 | 35 | 241 | 64 | 210
PEMB-31 | A | 38 | 113 | 63 | 276 | 63 | 276 | 33 | 276 | 90 | 276 | 35 | 241 | 64 | 210
PEMB-41 | A | 38 | 113 | 63 | 276 | 63 | 276 | 33 | 276 | 90 | 276 | 35 | 241 | 64 | 210
PEMB-51 | A | 38 | 113 | 63 | 276 | 63 | 276 | 33 | 276 | 90 | 276 | 35 | 241 | 64 | 210
PETEM1 | A | 20 | 180 | 46 | 180 | 52 | 180 | 24 | 180 | 58 | 180 | 20 | 150 | 50 | 100
RATS-1 | A | 50 | 270 | 90 | 270 | 90 | 270 | 36 | 270 | 50 | 270 | 42 | 105 | 75 | 155
RATS-2 | A | 40 | 270 | 90 | 270 | 100 | 270 | 36 | 270 | 50 | 270 | 40 | 195 | 75 | 195
RATS-3 | A | 40 | 270 | 90 | 270 | 100 | 270 | 36 | 270 | 50 | 270 | 40 | 195 | 75 | 195
RATS-4 | A | 40 | 270 | 95 | 270 | 100 | 270 | 36 | 270 | 50 | 270 | 40 | 195 | 75 | 195
RMPNO-1 | A | 18 | 180 | 45 | 180 | 72 | 180 | 20 | 180 | 50 | 180 | 18 | 130 | 47 | 130
RMPNO-2 | A | 18 | 180 | 45 | 180 | 72 | 180 | 20 | 180 | 50 | 180 | 18 | 130 | 47 | 130
ROCK-1 | A | 36 | 400 | 50 | 400 | 54 | 400 | 60 | 400 | 160 | 400 | 33 | 220 | 53 | 220
RYHPS-1 | A | 30 | 305 | 48 | 305 | 66 | 305 | 42 | 305 | 51 | 305 | 30 | 130 | 42 | 68
SCCL-1 | A | 35 | 180 | 70 | 180 | 70 | 180 | 40 | 180 | 95 | 180 | 40 | 100 | 100 | 50
SCCL-2 | A | 35 | 180 | 70 | 180 | 70 | 180 | 40 | 180 | 95 | 180 | 40 | 100 | 100 | 50
SCCL-3 | A | 35 | 180 | 70 | 180 | 70 | 180 | 40 | 180 | 95 | 180 | 40 | 100 | 100 | 50
SEAB-1 | A | 44 | 254 | 125 | 254 | 150 | 254 | 55 | 254 | 150 | 254 | 75 | 164 | 176 | 38
SEAB-2 | A | 31 | 138 | 76 | 138 | 86 | 138 | 32 | 138 | 82 | 138 | 37 | 73 | 90 | 43
SHBA-1 | A | 33 | 420 | 79 | 420 | 91 | 420 | 59 | 420 | 150 | 420 | 37 | 336 | 95 | 252
SHBA-2 | A | 32 | 319 | 70 | 319 | 76 | 319 | 35 | 319 | 93 | 319 | 32 | 270 | 70 | 217
SHOS-1 | A | 18 | 160 | 24 | 160 | 24 | 160 | 30 | 160 | 75 | 160 | 18 | 135 | 24 | 135
SHRSO-1 | A | 16 | 157 | 44 | 157 | 46 | 157 | 17 | 157 | 46 | 157 | 16 | 141 | 43 | 113
SHRSO-2 | A | 16 | 157 | 44 | 157 | 46 | 157 | 17 | 157 | 46 | 157 | 16 | 141 | 43 | 113
SIZB-1 | A | 38 | 283 | 45 | 283 | 45 | 283 | 45 | 283 | 45 | 283 | 40 | 283 | 46 | 283
SIZB-2 | A | 38 | 283 | 45 | 283 | 45 | 283 | 45 | 283 | 45 | 283 | 40 | 283 | 46 | 283
SLOY-1 | A | 0 | 38 | 1 | 38 | 1 | 38 | 1 | 38 | 2 | 38 | 0 | 38 | 1 | 30
SLOY-2 | A | 0 | 38 | 1 | 38 | 1 | 38 | 1 | 38 | 2 | 38 | 0 | 38 | 1 | 30
SLOY-3 | A | 0 | 38 | 1 | 38 | 1 | 38 | 1 | 38 | 2 | 38 | 0 | 38 | 1 | 30
SLOY-4 | A | 0 | 28 | 1 | 28 | 1 | 28 | 1 | 28 | 2 | 28 | 0 | 28 | 1 | 22
SPLN-1 | A | 40 | 380 | 100 | 380 | 110 | 380 | 50 | 380 | 120 | 380 | 30 | 380 | 90 | 300
STAY-1 | A | 35 | 265 | 62 | 265 | 62 | 265 | 35 | 265 | 89 | 265 | 34 | 192 | 63 | 192
STAY-2 | A | 35 | 265 | 62 | 265 | 62 | 265 | 35 | 265 | 89 | 265 | 34 | 192 | 63 | 192
STAY-3 | A | 35 | 265 | 62 | 265 | 62 | 265 | 35 | 265 | 89 | 265 | 34 | 192 | 63 | 192
STAY-4 | A | 35 | 265 | 62 | 265 | 62 | 265 | 35 | 265 | 89 | 265 | 34 | 192 | 63 | 192
SUTB-1 | A | 36 | 380 | 104 | 380 | 148 | 380 | 52 | 380 | 132 | 380 | 47 | 250 | 107 | 250
SVRP-10 | A | 20 | 225 | 50 | 225 | 70 | 225 | 32 | 225 | 80 | 225 | 20 | 172 | 50 | 172
SVRP-20 | A | 20 | 225 | 50 | 225 | 70 | 225 | 32 | 225 | 80 | 225 | 20 | 172 | 50 | 172
USKM-13 | A | 6 | 49 | 15 | 49 | 17 | 49 | 8 | 49 | 19 | 49 | 7 | 36 | 8 | 36
USKM-14 | A | 6 | 49 | 15 | 49 | 17 | 49 | 8 | 49 | 19 | 49 | 7 | 36 | 8 | 36
USKM-15 | A | 6 | 49 | 15 | 49 | 17 | 49 | 8 | 49 | 19 | 49 | 7 | 36 | 8 | 36
WBUPS-1 | A | 30 | 113 | 48 | 153 | 48 | 153 | 32 | 113 | 50 | 113 | 40 | 153 | 65 | 113
WBUPS-2 | A | 30 | 133 | 48 | 173 | 48 | 173 | 32 | 133 | 50 | 133 | 40 | 173 | 65 | 133
WBUPS-3 | A | 30 | 133 | 48 | 173 | 48 | 173 | 32 | 133 | 50 | 133 | 40 | 173 | 65 | 133
WBUPS-4 | A | 30 | 113 | 48 | 153 | 48 | 153 | 32 | 113 | 50 | 113 | 40 | 153 | 65 | 113
WBURB-1 | A | 22 | 240 | 48 | 240 | 62 | 240 | 27 | 240 | 69 | 240 | 20 | 200 | 50 | 120
WBURB-2 | A | 25 | 255 | 52 | 255 | 62 | 255 | 26 | 255 | 67 | 255 | 22 | 215 | 52 | 135
WBURB-3 | A | 23 | 255 | 48 | 255 | 62 | 255 | 27 | 255 | 67 | 255 | 20 | 215 | 52 | 135
WDNSO-1 | A | 21 | 191 | 54 | 191 | 57 | 191 | 21 | 191 | 57 | 191 | 21 | 170 | 55 | 136
WDNSO-2 | A | 21 | 191 | 54 | 191 | 57 | 191 | 21 | 191 | 57 | 191 | 21 | 170 | 55 | 136
WHILW-1 | A | 31 | 322 | 84 | 322 | 90 | 322 | 33 | 322 | 90 | 322 | 32 | 255 | 86 | 210
WHILW-2 | A | 19 | 163 | 33 | 163 | 35 | 163 | 20 | 163 | 52 | 163 | 21 | 142 | 43 | 119
WLNYO-2 | A | 19 | 182 | 51 | 182 | 54 | 182 | 20 | 182 | 53 | 182 | 20 | 158 | 51 | 130
WLNYW-1 | A | 19 | 182 | 51 | 182 | 54 | 182 | 20 | 182 | 53 | 182 | 20 | 158 | 51 | 130
WTMSO-1 | A | 22 | 200 | 58 | 200 | 62 | 200 | 23 | 200 | 61 | 200 | 23 | 140 | 60 | 140

## Nov 2021
MW Response Capability by BMU
|  | Primary Response (Max MWhrs) | [5 empty] | Secondary Response (Max Mwhrs) |  |  |  | High Frequency Response (Max MWhrs)
UNIT | Mode | 0.2Hz | Genset Deload (MW) | 0.5Hz | Genset Deload (MW) | 0.8Hz | Genset Deload (MW) | 0.2/0.2Hz | Genset Deload (MW) | 0.5/0.5Hz | Genset Deload (MW) | 0.2Hz | Genset Deload (MW) | 0.5Hz | Genset Deload (MW)
ABTH7 | A | 40 | 250 | 72 | 250 | 72 | 250 | 48 | 250 | 120 | 250 | 38 | 185 | 55 | 185
ABTH8 | A | 40 | 250 | 72 | 250 | 72 | 250 | 48 | 250 | 120 | 250 | 38 | 185 | 55 | 185
ABTH9 | A | 30 | 240 | 80 | 240 | 80 | 240 | 40 | 240 | 120 | 240 | 38 | 125 | 52 | 125
ARCHW-1 | A | 10 | 92 | 25 | 92 | 25 | 92 | 12 | 92 | 30 | 92 | 11 | 73 | 24 | 56
BAGE-1 | A | 30 | 255 | 70 | 255 | 90 | 255 | 35 | 255 | 90 | 255 | 28 | 220 | 70 | 185
BAGE-2 | A | 3 | 17 | 8 | 17 | 12 | 17 | 4 | 17 | 9 | 17 | 2 | 17 | 5 | 17
BARKB2 | A | 33 | 210 | 82 | 210 | 108 | 210 | 39 | 210 | 97 | 210 | 31 | 120 | 84 | 120
BARK-1 | A | 22 | 140 | 55 | 140 | 72 | 140 | 26 | 140 | 65 | 140 | 21 | 80 | 54 | 80
BHLAW-1 | A | 7 | 98 | 16 | 98 | 19 | 98 | 10 | 98 | 26 | 98 | 8 | 87 | 18 | 78
BLLA-1 | A | 6 | 99 | 13 | 99 | 13 | 99 | 15 | 99 | 39 | 99 | 9 | 83 | 16 | 83
BRBEO-1 | A | 20 | 254 | 50 | 254 | 50 | 254 | 22 | 254 | 63 | 254 | 17 | 194 | 46 | 194
BRDUW-1 | A | 6 | 58 | 17 | 58 | 17 | 58 | 7 | 58 | 17 | 58 | 6 | 36 | 17 | 36
BRGG-1 | A | 16 | 110 | 32 | 110 | 48 | 110 | 16 | 110 | 40 | 110 | 14 | 96 | 34 | 46
BRYP-1 | A | 15 | 82 | 25 | 82 | 31 | 82 | 22 | 82 | 37 | 82 | 10 | 82 | 27 | 47
BURBW-1 | A | 0 | 90 | 0 | 90 | 0 | 90 | 0 | 0 | 0 | 0 | 0 | 90 | 0 | 90
CARR-1 | A | 35 | 269 | 58 | 269 | 58 | 269 | 35 | 325 | 88 | 325 | 34 | 269 | 56 | 269
CARR-2 | A | 35 | 269 | 58 | 269 | 58 | 269 | 35 | 325 | 88 | 325 | 34 | 269 | 56 | 269
CDCL-1 | A | 30 | 231 | 46 | 231 | 46 | 231 | 34 | 231 | 45 | 231 | 29 | 172 | 72 | 135
CLAC-1 | A | 3 | 28 | 8 | 28 | 13 | 28 | 3 | 36 | 9 | 36 | 3 | 28 | 8 | 28
CLDCW-1 | A | 14 | 14 | 34 | 113 | 36 | 113 | 13 | 113 | 35 | 113 | 13 | 99 | 34 | 78
CLDNW-1 | A | 13 | 108 | 33 | 108 | 35 | 108 | 13 | 108 | 35 | 108 | 12 | 95 | 33 | 74
CLDSW-1 | A | 16 | 129 | 40 | 129 | 43 | 129 | 16 | 129 | 42 | 129 | 16 | 113 | 41 | 88
CNQPS-1 | A | 22 | 170 | 55 | 170 | 55 | 170 | 28 | 170 | 70 | 170 | 26 | 120 | 60 | 105
CNQPS-2 | A | 22 | 170 | 55 | 170 | 55 | 170 | 28 | 170 | 70 | 170 | 22 | 120 | 55 | 105
CNQPS-3 | A | 22 | 170 | 55 | 170 | 55 | 170 | 28 | 170 | 70 | 170 | 22 | 120 | 55 | 105
CNQPS-4 | A | 22 | 170 | 55 | 170 | 55 | 170 | 28 | 170 | 70 | 170 | 28 | 105 | 55 | 105
CORB-1 | A | 10 | 130 | 30 | 130 | 50 | 130 | 28 | 130 | 60 | 130 | 15 | 95 | 40 | 60
COSO-1 | A | 20 | 380 | 40 | 380 | 50 | 380 | 60 | 380 | 140 | 380 | 17 | 304 | 40 | 304
COTPS-1 | A | 29 | 277 | 50 | 277 | 62 | 277 | 35 | 60 | 63 | 277 | 30 | 122 | 60 | 122
COTPS-2 | A | 29 | 287 | 50 | 287 | 62 | 287 | 35 | 60 | 63 | 287 | 30 | 122 | 60 | 122
COTPS-3 | A | 29 | 287 | 50 | 287 | 62 | 287 | 35 | 60 | 63 | 287 | 30 | 122 | 60 | 122
COTPS-4 | A | 29 | 277 | 50 | 277 | 62 | 277 | 35 | 60 | 63 | 277 | 30 | 122 | 60 | 122
COWE1 | A | 7 | 30 | 17 | 30 | 17 | 30 | 7 | 30 | 17 | 30 | 7 | 30 | 17 | 30
COWE2 | A | 7 | 30 | 17 | 30 | 17 | 30 | 7 | 30 | 17 | 30 | 7 | 30 | 17 | 30
CRUA-1 | A | 10 | 110 | 25 | 110 | 37 | 110 | 12 | 110 | 30 | 110 | 10 | 84 | 25 | 48
CRUA-2 | A | 10 | 110 | 25 | 110 | 37 | 110 | 12 | 110 | 30 | 110 | 10 | 84 | 25 | 48
CRUA-3 | A | 7 | 30 | 15 | 30 | 21 | 30 | 9 | 30 | 24 | 30 | 5 | 25 | 13 | 15
CRUA-4 | A | 7 | 30 | 15 | 30 | 21 | 30 | 9 | 30 | 24 | 30 | 5 | 25 | 13 | 15
CRYRW-2 | A | 15 | 138 | 38 | 138 | 40 | 138 | 15 | 138 | 40 | 138 | 13 | 109 | 40 | 63
DAMC-1 | A | 64 | 380 | 136 | 380 | 156 | 380 | 80 | 380 | 180 | 380 | 60 | 293 | 190 | 128
DDGNO-1 | A | 9 | 108 | 25 | 108 | 26 | 108 | 10 | 108 | 26 | 108 | 9 | 97 | 25 | 81
DDGNO-2 | A | 8 | 90 | 20 | 90 | 22 | 90 | 8 | 90 | 21 | 90 | 8 | 81 | 21 | 68
DDGNO-3 | A | 9 | 102 | 24 | 102 | 25 | 102 | 9 | 102 | 25 | 102 | 9 | 92 | 24 | 77
DDGNO-4 | A | 9 | 102 | 24 | 102 | 25 | 102 | 9 | 102 | 25 | 102 | 9 | 92 | 24 | 77
DEEP-1 | A | 20 | 180 | 60 | 180 | 86 | 180 | 22 | 180 | 80 | 180 | 24 | 96 | 52 | 96
DIDCB5 | A | 40 | 330 | 104 | 330 | 125 | 330 | 55 | 330 | 140 | 330 | 40 | 185 | 105 | 185
DIDCB6 | A | 50 | 250 | 105 | 250 | 105 | 250 | 50 | 250 | 130 | 250 | 50 | 153 | 110 | 103
DINO-1 | A | 14 | 138 | 39 | 138 | 58 | 138 | 28 | 138 | 72 | 138 | 14 | 118 | 36 | 88
DINO-2 | A | 14 | 138 | 39 | 138 | 58 | 138 | 28 | 138 | 72 | 138 | 14 | 118 | 36 | 88
DINO-3 | A | 14 | 138 | 39 | 138 | 58 | 138 | 28 | 138 | 72 | 138 | 14 | 118 | 36 | 88
DINO-4 | A | 14 | 138 | 39 | 138 | 58 | 138 | 28 | 138 | 72 | 138 | 14 | 118 | 36 | 88
DINO-5 | A | 14 | 138 | 39 | 138 | 58 | 138 | 28 | 138 | 72 | 138 | 14 | 118 | 36 | 88
DINO-6 | A | 14 | 138 | 39 | 138 | 58 | 138 | 28 | 138 | 72 | 138 | 14 | 118 | 36 | 88
DRAXX-1 | A | 68 | 345 | 100 | 345 | 100 | 345 | 64 | 95 | 110 | 345 | 60 | 225 | 70 | 225
DRAXX-2 | A | 68 | 345 | 100 | 345 | 100 | 345 | 64 | 95 | 110 | 345 | 60 | 225 | 70 | 225
DRAXX-3 | A | 68 | 345 | 100 | 345 | 100 | 345 | 64 | 95 | 110 | 345 | 60 | 225 | 70 | 225
DRAXX-4 | A | 68 | 345 | 100 | 345 | 100 | 345 | 64 | 95 | 110 | 345 | 60 | 225 | 70 | 225
DRAXX-5 | A | 68 | 345 | 100 | 345 | 100 | 345 | 64 | 95 | 110 | 345 | 60 | 225 | 70 | 225
DRAXX-6 | A | 68 | 345 | 100 | 345 | 100 | 345 | 64 | 95 | 110 | 345 | 60 | 225 | 70 | 225
DRSLW-1 | A | 6 | 69 | 16 | 69 | 17 | 69 | 6 | 69 | 17 | 69 | 6 | 61 | 16 | 54
DUNGW-1 | A | 8 | 89 | 21 | 89 | 33 | 89 | 8 | 89 | 23 | 89 | 8 | 80 | 21 | 69
EECL-1 | A | 20 | 178 | 25 | 178 | 25 | 178 | 32 | 178 | 81 | 178 | 20 | 143 | 25 | 143
EGGPS-1 | A | 45 | 205 | 83 | 205 | 83 | 205 | 49 | 205 | 110 | 205 | 33 | 95 | 60 | 95
EGGPS-2 | A | 45 | 205 | 83 | 205 | 83 | 205 | 49 | 205 | 110 | 205 | 33 | 95 | 60 | 95
EGGPS-3 | A | 45 | 205 | 83 | 205 | 83 | 205 | 49 | 205 | 110 | 205 | 33 | 95 | 60 | 95
EGGPS-4 | A | 45 | 205 | 83 | 205 | 83 | 205 | 49 | 205 | 110 | 205 | 33 | 95 | 60 | 95
ERRO-1 | A | 1 | 21 | 1 | 21 | 1 | 21 | 2 | 21 | 5 | 21 | 1 | 17 | 1 | 17
ERRO-2 | A | 1 | 21 | 1 | 21 | 1 | 21 | 2 | 21 | 5 | 21 | 1 | 17 | 1 | 17
ERRO-3 | A | 1 | 21 | 1 | 21 | 1 | 21 | 2 | 21 | 5 | 21 | 1 | 17 | 1 | 17
FAARW-1 | A | 2 | 37 | 4 | 37 | 4 | 37 | 4 | 37 | 12 | 37 | 2 | 33 | 4 | 33
FAARW-2 | A | 2 | 37 | 4 | 37 | 4 | 37 | 4 | 37 | 12 | 37 | 2 | 33 | 4 | 33
FALGW-1 | A | 11 | 108 | 28 | 108 | 41 | 108 | 13 | 108 | 35 | 108 | 10 | 86 | 22 | 64
FASN-1 | A | 0 | 15 | 1 | 15 | 1 | 15 | 1 | 15 | 2 | 15 | 0 | 15 | 1 | 12
FASN2 | A | 0 | 15 | 1 | 15 | 1 | 15 | 1 | 15 | 2 | 15 | 0 | 15 | 1 | 12
FASN3 | A | 0 | 15 | 1 | 15 | 1 | 15 | 1 | 15 | 2 | 15 | 0 | 15 | 1 | 12
FAWN-1 | A | 10 | 52 | 25 | 52 | 40 | 52 | 13 | 52 | 32 | 52 | 11 | 37 | 27 | 27
FELL-1 | A | 9 | 63 | 21 | 63 | 22 | 63 | 10 | 63 | 24 | 63 | 9 | 63 | 22 | 63
FFES-1 | A | 10 | 35 | 27 | 35 | 30 | 35 | 9 | 35 | 22 | 35 | 4 | 27 | 6 | 27
FFES-2 | A | 10 | 35 | 27 | 35 | 30 | 35 | 9 | 35 | 22 | 35 | 4 | 27 | 6 | 27
FFES-3 | A | 10 | 35 | 27 | 35 | 30 | 35 | 9 | 35 | 22 | 35 | 4 | 27 | 6 | 27
FFES-4 | A | 10 | 35 | 27 | 35 | 30 | 35 | 9 | 35 | 22 | 35 | 4 | 27 | 6 | 27
FIDL-1 | A | 13 | 205 | 20 | 205 | 23 | 205 | 35 | 100 | 40 | 147 | 30 | 147 | 50 | 147
FIDL-2 | A | 13 | 205 | 20 | 205 | 23 | 205 | 35 | 100 | 40 | 147 | 30 | 147 | 50 | 147
FIDL-3 | A | 13 | 205 | 20 | 205 | 23 | 205 | 35 | 100 | 40 | 147 | 30 | 147 | 50 | 147
FIDL-4 | A | 13 | 205 | 20 | 205 | 23 | 205 | 35 | 100 | 40 | 147 | 30 | 147 | 50 | 147
FINL-1 | A | 0 | 14 | 1 | 14 | 1 | 14 | 1 | 14 | 2 | 14 | 0 | 14 | 1 | 11
FOYE-1 | A | 6 | 60 | 13 | 60 | 16 | 60 | 11 | 60 | 27 | 60 | 5 | 30 | 11 | 30
FOYE-2 | A | 6 | 60 | 13 | 60 | 16 | 60 | 11 | 60 | 27 | 60 | 5 | 30 | 11 | 30
GLNDO-1 | A | 6 | 80 | 12 | 45 | 17 | 45 | 12 | 45 | 25 | 45 | 8 | 65 | 18 | 45
GNFSW-1 | A | 11 | 100 | 30 | 100 | 30 | 100 | 12 | 100 | 31 | 100 | 12 | 70 | 30 | 70
GNFSW-2 | A | 7 | 64 | 18 | 64 | 18 | 64 | 8 | 64 | 18 | 64 | 6 | 49 | 15 | 49
GORDW-1 | A | 6 | 62 | 16 | 56 | 26 | 45 | 7 | 62 | 18 | 62 | 6 | 56 | 16 | 45
GRAI-6 | A | 24 | 320 | 58 | 320 | 58 | 320 | 35 | 320 | 88 | 320 | 28 | 270 | 60 | 230
GRAI-7 | A | 30 | 232 | 60 | 232 | 60 | 232 | 32 | 232 | 84 | 232 | 32 | 175 | 65 | 135
GRAI-8 | A | 26 | 232 | 58 | 232 | 58 | 232 | 32 | 232 | 84 | 232 | 32 | 175 | 65 | 135
GRIFW-1 | A | 8 | 94 | 22 | 94 | 23 | 94 | 8 | 94 | 22 | 94 | 8 | 85 | 22 | 72
GRIFW-2 | A | 8 | 94 | 22 | 94 | 23 | 94 | 8 | 94 | 22 | 94 | 8 | 85 | 22 | 72
GRMO-1 | A | 8 | 43 | 8 | 43 | 8 | 43 | 8 | 43 | 8 | 43 | 8 | 23 | 8 | 23
GYAR-1 | A | 17 | 176 | 42 | 176 | 66 | 176 | 24 | 176 | 60 | 176 | 17 | 176 | 42 | 176
GYMRO-15 | A | 6 | 145 | 15 | 145 | 15 | 145 | 6 | 145 | 15 | 145 | 6 | 44 | 15 | 44
GYMRO-17 | A | 6 | 145 | 15 | 145 | 15 | 145 | 6 | 145 | 15 | 145 | 6 | 44 | 15 | 44
GYMRO-26 | A | 6 | 145 | 15 | 145 | 15 | 145 | 6 | 145 | 15 | 145 | 6 | 44 | 15 | 44
GYMRO-28 | A | 6 | 145 | 15 | 145 | 15 | 145 | 6 | 145 | 15 | 145 | 6 | 44 | 15 | 44
HADHW-1 | A | 7 | 76 | 14 | 76 | 22 | 76 | 13 | 76 | 34 | 76 | 8 | 65 | 17 | 65
HMGTO-1 | A | 8 | 88 | 20 | 88 | 35 | 88 | 10 | 88 | 25 | 88 | 8 | 68 | 19 | 68
HMGTO-2 | A | 9 | 91 | 23 | 91 | 37 | 91 | 10 | 91 | 25 | 91 | 10 | 67 | 24 | 67
HRSTW-1 | A | 12 | 102 | 30 | 102 | 45 | 102 | 13 | 102 | 34 | 102 | 13 | 80 | 27 | 66
HUMR-1 | A | 60 | 533 | 150 | 533 | 200 | 533 | 80 | 533 | 200 | 533 | 62 | 419 | 155 | 251
INDQ-1 | A | 12 | 102 | 31 | 102 | 43 | 102 | 13 | 102 | 34 | 102 | 12 | 72 | 30 | 72
KEAD-1 | A | 38 | 415 | 90 | 415 | 90 | 415 | 55 | 415 | 138 | 415 | 38 | 355 | 90 | 285
KILBW-1 | A | 3 | 56 | 8 | 56 | 13 | 56 | 5 | 56 | 14 | 56 | 4 | 53 | 9 | 47
KILLPG-1 | A | 8 | 225 | 10 | 225 | 10 | 225 | 10 | 225 | 12 | 225 | 4 | 150 | 15 | 150
KILLPG-2 | A | 18 | 225 | 25 | 225 | 25 | 225 | 37 | 225 | 37 | 225 | 22 | 195 | 30 | 195
KILNS-1 | A | 30 | 290 | 72 | 290 | 84 | 290 | 42 | 290 | 114 | 290 | 18 | 104 | 45 | 104
KLYN-A-1 | A | 24 | 126 | 50 | 126 | 50 | 126 | 34 | 126 | 70 | 126 | 22 | 81 | 34 | 81
KPMRW-1 | A | 9 | 75 | 20 | 75 | 30 | 75 | 9 | 75 | 23 | 75 | 9 | 67 | 22 | 54
LAGA-1 | A | 55 | 500 | 123 | 500 | 140 | 500 | 52 | 500 | 130 | 500 | 53 | 475 | 130 | 475
LARYO-1 | A | 16 | 155 | 40 | 155 | 45 | 155 | 18 | 155 | 45 | 155 | 14 | 120 | 35 | 120
LARYO-2 | A | 16 | 158 | 40 | 158 | 45 | 158 | 18 | 158 | 45 | 158 | 14 | 120 | 35 | 120
LARYO-3 | A | 16 | 158 | 40 | 158 | 45 | 158 | 18 | 158 | 45 | 158 | 14 | 120 | 35 | 120
LARYO-4 | A | 16 | 158 | 40 | 158 | 45 | 158 | 18 | 158 | 45 | 158 | 14 | 120 | 35 | 120
LBAR-1G | A | 1 | 16 | 4 | 16 | 6 | 16 | 2 | 16 | 4 | 16 | 1 | 9 | 4 | 9
LBAR-1 | A | 39 | 360 | 88 | 360 | 88 | 360 | 55 | 360 | 145 | 360 | 41 | 270 | 90 | 270
LNCSO-1 | A | 12 | 130 | 30 | 130 | 32 | 130 | 12 | 130 | 32 | 130 | 10 | 100 | 26 | 100
LNCSO-2 | A | 13 | 140 | 34 | 140 | 36 | 140 | 14 | 140 | 36 | 140 | 12 | 125 | 32 | 125
LOAN-1 | A | 25 | 326 | 51 | 326 | 55 | 326 | 19 | 326 | 50 | 326 | 12 | 276 | 28 | 276
LOAN-2 | A | 25 | 326 | 51 | 326 | 55 | 326 | 19 | 326 | 50 | 326 | 12 | 276 | 28 | 276
LOAN-3 | A | 25 | 326 | 51 | 326 | 55 | 326 | 19 | 326 | 50 | 326 | 12 | 276 | 28 | 276
MEDP-1 | A | 30 | 380 | 76 | 330 | 76 | 330 | 48 | 380 | 105 | 380 | 31 | 330 | 79 | 290
MILWW-1 | A | 6 | 32 | 8 | 54 | 13 | 54 | 5 | 54 | 14 | 54 | 3 | 43 | 8 | 43
MKHLW-1 | A | 4 | 42 | 10 | 42 | 12 | 42 | 5 | 42 | 13 | 42 | 5 | 37 | 12 | 30
MRWD-1 | A | 43 | 448 | 100 | 448 | 112 | 448 | 67 | 448 | 160 | 448 | 36 | 328 | 93 | 328
NANT-1 | A | 0 | 15 | 0 | 15 | 0 | 15 | 0 | 15 | 1 | 15 | 0 | 15 | 0 | 15
PEHE-1 | A | 42 | 420 | 72 | 420 | 72 | 420 | 83 | 420 | 117 | 420 | 35 | 350 | 84 | 260
PEHE-2 | A | 16 | 490 | 40 | 265 | 42 | 490 | 0 | 0 | 0 | 0 | 0 | 490 | 0 | 490
PEMB-11 | A | 38 | 113 | 63 | 276 | 63 | 276 | 33 | 276 | 90 | 276 | 35 | 241 | 64 | 210
PEMB-21 | A | 38 | 113 | 63 | 276 | 63 | 276 | 33 | 276 | 90 | 276 | 35 | 241 | 64 | 210
PEMB-31 | A | 38 | 113 | 63 | 276 | 63 | 276 | 33 | 276 | 90 | 276 | 35 | 241 | 64 | 210
PEMB-41 | A | 38 | 113 | 63 | 276 | 63 | 276 | 33 | 276 | 90 | 276 | 35 | 241 | 64 | 210
PEMB-51 | A | 38 | 113 | 63 | 276 | 63 | 276 | 33 | 276 | 90 | 276 | 35 | 241 | 64 | 210
PETEM1 | A | 20 | 180 | 46 | 180 | 52 | 180 | 24 | 180 | 58 | 180 | 20 | 150 | 50 | 100
RATS-1 | A | 50 | 270 | 90 | 270 | 90 | 270 | 36 | 270 | 50 | 270 | 42 | 105 | 75 | 155
RATS-2 | A | 40 | 270 | 90 | 270 | 100 | 270 | 36 | 270 | 50 | 270 | 40 | 195 | 75 | 195
RATS-3 | A | 40 | 270 | 90 | 270 | 100 | 270 | 36 | 270 | 50 | 270 | 40 | 195 | 75 | 195
RATS-4 | A | 40 | 270 | 95 | 270 | 100 | 270 | 36 | 270 | 50 | 270 | 40 | 195 | 75 | 195
RMPNO-1 | A | 18 | 180 | 45 | 180 | 72 | 180 | 20 | 180 | 50 | 180 | 18 | 130 | 47 | 130
RMPNO-2 | A | 18 | 180 | 45 | 180 | 72 | 180 | 20 | 180 | 50 | 180 | 18 | 130 | 47 | 130
ROCK-1 | A | 36 | 400 | 50 | 400 | 54 | 400 | 60 | 400 | 160 | 400 | 33 | 220 | 53 | 220
RYHPS-1 | A | 30 | 305 | 48 | 305 | 66 | 305 | 42 | 305 | 51 | 305 | 30 | 130 | 42 | 68
SCCL-1 | A | 35 | 180 | 70 | 180 | 70 | 180 | 40 | 180 | 95 | 180 | 40 | 100 | 100 | 50
SCCL-2 | A | 35 | 180 | 70 | 180 | 70 | 180 | 40 | 180 | 95 | 180 | 40 | 100 | 100 | 50
SCCL-3 | A | 35 | 180 | 70 | 180 | 70 | 180 | 40 | 180 | 95 | 180 | 40 | 100 | 100 | 50
SEAB-1 | A | 44 | 254 | 125 | 254 | 150 | 254 | 55 | 254 | 150 | 254 | 75 | 164 | 176 | 38
SEAB-2 | A | 31 | 138 | 76 | 138 | 86 | 138 | 32 | 138 | 82 | 138 | 37 | 73 | 90 | 43
SHBA-1 | A | 33 | 420 | 79 | 420 | 91 | 420 | 59 | 420 | 150 | 420 | 37 | 336 | 95 | 252
SHBA-2 | A | 32 | 319 | 70 | 319 | 76 | 319 | 35 | 319 | 93 | 319 | 32 | 270 | 70 | 217
SHOS-1 | A | 18 | 160 | 24 | 160 | 24 | 160 | 30 | 160 | 75 | 160 | 18 | 135 | 24 | 135
SHRSO-1 | A | 16 | 157 | 44 | 157 | 46 | 157 | 17 | 157 | 46 | 157 | 16 | 141 | 43 | 113
SHRSO-2 | A | 16 | 157 | 44 | 157 | 46 | 157 | 17 | 157 | 46 | 157 | 16 | 141 | 43 | 113
SIZB-1 | A | 38 | 283 | 45 | 283 | 45 | 283 | 45 | 283 | 45 | 283 | 40 | 283 | 46 | 283
SIZB-2 | A | 38 | 283 | 45 | 283 | 45 | 283 | 45 | 283 | 45 | 283 | 40 | 283 | 46 | 283
SLOY-1 | A | 0 | 38 | 1 | 38 | 1 | 38 | 1 | 38 | 2 | 38 | 0 | 38 | 1 | 30
SLOY-2 | A | 0 | 38 | 1 | 38 | 1 | 38 | 1 | 38 | 2 | 38 | 0 | 38 | 1 | 30
SLOY-3 | A | 0 | 38 | 1 | 38 | 1 | 38 | 1 | 38 | 2 | 38 | 0 | 38 | 1 | 30
SLOY-4 | A | 0 | 28 | 1 | 28 | 1 | 28 | 1 | 28 | 2 | 28 | 0 | 28 | 1 | 22
SPLN-1 | A | 40 | 380 | 100 | 380 | 110 | 380 | 50 | 380 | 120 | 380 | 30 | 380 | 90 | 300
STAY-1 | A | 35 | 265 | 62 | 265 | 62 | 265 | 35 | 265 | 89 | 265 | 34 | 192 | 63 | 192
STAY-2 | A | 35 | 265 | 62 | 265 | 62 | 265 | 35 | 265 | 89 | 265 | 34 | 192 | 63 | 192
STAY-3 | A | 35 | 265 | 62 | 265 | 62 | 265 | 35 | 265 | 89 | 265 | 34 | 192 | 63 | 192
STAY-4 | A | 35 | 265 | 62 | 265 | 62 | 265 | 35 | 265 | 89 | 265 | 34 | 192 | 63 | 192
STRNW-1 | A | 6 | 52 | 16 | 52 | 26 | 52 | 7 | 60 | 17 | 60 | 6 | 52 | 17 | 42
SUTB-1 | A | 36 | 380 | 104 | 380 | 148 | 380 | 52 | 380 | 132 | 380 | 47 | 250 | 107 | 250
SVRP-10 | A | 20 | 225 | 50 | 225 | 70 | 225 | 32 | 225 | 80 | 225 | 20 | 172 | 50 | 172
SVRP-20 | A | 20 | 225 | 50 | 225 | 70 | 225 | 32 | 225 | 80 | 225 | 20 | 172 | 50 | 172
USKM-13 | A | 6 | 49 | 15 | 49 | 17 | 49 | 8 | 49 | 19 | 49 | 7 | 36 | 8 | 36
USKM-14 | A | 6 | 49 | 15 | 49 | 17 | 49 | 8 | 49 | 19 | 49 | 7 | 36 | 8 | 36
USKM-15 | A | 6 | 49 | 15 | 49 | 17 | 49 | 8 | 49 | 19 | 49 | 7 | 36 | 8 | 36
WBUPS-1 | A | 30 | 113 | 48 | 153 | 48 | 153 | 32 | 113 | 50 | 113 | 40 | 153 | 65 | 113
WBUPS-2 | A | 30 | 133 | 48 | 173 | 48 | 173 | 32 | 133 | 50 | 133 | 40 | 173 | 65 | 133
WBUPS-3 | A | 30 | 133 | 48 | 173 | 48 | 173 | 32 | 133 | 50 | 133 | 40 | 173 | 65 | 133
WBUPS-4 | A | 30 | 113 | 48 | 153 | 48 | 153 | 32 | 113 | 50 | 113 | 40 | 153 | 65 | 113
WBURB-1 | A | 22 | 240 | 48 | 240 | 62 | 240 | 27 | 240 | 69 | 240 | 20 | 200 | 50 | 120
WBURB-2 | A | 25 | 255 | 52 | 255 | 62 | 255 | 26 | 255 | 67 | 255 | 22 | 215 | 52 | 135
WBURB-3 | A | 23 | 255 | 48 | 255 | 62 | 255 | 27 | 255 | 67 | 255 | 20 | 215 | 52 | 135
WDNSO-1 | A | 21 | 191 | 54 | 191 | 57 | 191 | 21 | 191 | 57 | 191 | 21 | 170 | 55 | 136
WDNSO-2 | A | 21 | 191 | 54 | 191 | 57 | 191 | 21 | 191 | 57 | 191 | 21 | 170 | 55 | 136
WHILW-1 | A | 31 | 322 | 84 | 322 | 90 | 322 | 33 | 322 | 90 | 322 | 32 | 255 | 86 | 210
WHILW-2 | A | 19 | 163 | 33 | 163 | 35 | 163 | 20 | 163 | 52 | 163 | 21 | 142 | 43 | 119
WLNYO-2 | A | 19 | 182 | 51 | 182 | 54 | 182 | 20 | 182 | 53 | 182 | 20 | 158 | 51 | 130
WLNYW-1 | A | 19 | 182 | 51 | 182 | 54 | 182 | 20 | 182 | 53 | 182 | 20 | 158 | 51 | 130
WTMSO-1 | A | 22 | 200 | 58 | 200 | 62 | 200 | 23 | 200 | 61 | 200 | 23 | 140 | 60 | 140

## Oct 2021
MW Response Capability by BMU
|  | Primary Response (Max MWhrs) | [5 empty] | Secondary Response (Max Mwhrs) |  |  |  | High Frequency Response (Max MWhrs)
UNIT | Mode | 0.2Hz | Genset Deload (MW) | 0.5Hz | Genset Deload (MW) | 0.8Hz | Genset Deload (MW) | 0.2/0.2Hz | Genset Deload (MW) | 0.5/0.5Hz | Genset Deload (MW) | 0.2Hz | Genset Deload (MW) | 0.5Hz | Genset Deload (MW)
ABTH7 | A | 40 | 250 | 72 | 250 | 72 | 250 | 48 | 250 | 120 | 250 | 38 | 185 | 55 | 185
ABTH8 | A | 40 | 250 | 72 | 250 | 72 | 250 | 48 | 250 | 120 | 250 | 38 | 185 | 55 | 185
ABTH9 | A | 30 | 240 | 80 | 240 | 80 | 240 | 40 | 240 | 120 | 240 | 38 | 125 | 52 | 125
ARCHW-1 | A | 10 | 92 | 25 | 92 | 25 | 92 | 12 | 92 | 30 | 92 | 11 | 73 | 24 | 56
BAGE-1 | A | 30 | 255 | 70 | 255 | 90 | 255 | 35 | 255 | 90 | 255 | 28 | 220 | 70 | 185
BAGE-2 | A | 3 | 17 | 8 | 17 | 12 | 17 | 4 | 17 | 9 | 17 | 2 | 17 | 5 | 17
BARKB2 | A | 33 | 210 | 82 | 210 | 108 | 210 | 39 | 210 | 97 | 210 | 31 | 120 | 84 | 120
BARK-1 | A | 22 | 140 | 55 | 140 | 72 | 140 | 26 | 140 | 65 | 140 | 21 | 80 | 54 | 80
BHLAW-1 | A | 7 | 98 | 16 | 98 | 19 | 98 | 10 | 98 | 26 | 98 | 8 | 87 | 18 | 78
BLLA-1 | A | 6 | 99 | 13 | 99 | 13 | 99 | 15 | 99 | 39 | 99 | 9 | 83 | 16 | 83
BRBEO-1 | A | 20 | 254 | 50 | 254 | 50 | 254 | 22 | 254 | 63 | 254 | 17 | 194 | 46 | 194
BRDUW-1 | A | 6 | 58 | 17 | 58 | 17 | 58 | 7 | 58 | 17 | 58 | 6 | 36 | 17 | 36
BRGG-1 | A | 16 | 110 | 32 | 110 | 48 | 110 | 16 | 110 | 40 | 110 | 14 | 96 | 34 | 46
BRYP-1 | A | 15 | 82 | 25 | 82 | 31 | 82 | 22 | 82 | 37 | 82 | 10 | 82 | 27 | 47
BURBW-1 | A | 0 | 90 | 0 | 90 | 0 | 90 | 0 | 0 | 0 | 0 | 0 | 90 | 0 | 90
CARR-1 | A | 35 | 269 | 58 | 269 | 58 | 269 | 35 | 325 | 88 | 325 | 34 | 269 | 56 | 269
CARR-2 | A | 35 | 269 | 58 | 269 | 58 | 269 | 35 | 325 | 88 | 325 | 34 | 269 | 56 | 269
CDCL-1 | A | 30 | 231 | 46 | 231 | 46 | 231 | 34 | 231 | 45 | 231 | 29 | 172 | 72 | 135
CLAC-1 | A | 3 | 28 | 8 | 28 | 13 | 28 | 3 | 36 | 9 | 36 | 3 | 28 | 8 | 28
CLDCW-1 | A | 14 | 14 | 34 | 113 | 36 | 113 | 13 | 113 | 35 | 113 | 13 | 99 | 34 | 78
CLDNW-1 | A | 13 | 108 | 33 | 108 | 35 | 108 | 13 | 108 | 35 | 108 | 12 | 95 | 33 | 74
CLDSW-1 | A | 16 | 129 | 40 | 129 | 43 | 129 | 16 | 129 | 42 | 129 | 16 | 113 | 41 | 88
CNQPS-1 | A | 22 | 170 | 55 | 170 | 55 | 170 | 28 | 170 | 70 | 170 | 26 | 120 | 60 | 105
CNQPS-2 | A | 22 | 170 | 55 | 170 | 55 | 170 | 28 | 170 | 70 | 170 | 22 | 120 | 55 | 105
CNQPS-3 | A | 22 | 170 | 55 | 170 | 55 | 170 | 28 | 170 | 70 | 170 | 22 | 120 | 55 | 105
CNQPS-4 | A | 22 | 170 | 55 | 170 | 55 | 170 | 28 | 170 | 70 | 170 | 28 | 105 | 55 | 105
CORB-1 | A | 10 | 130 | 30 | 130 | 50 | 130 | 28 | 130 | 60 | 130 | 15 | 95 | 40 | 60
COSO-1 | A | 20 | 380 | 40 | 380 | 50 | 380 | 60 | 380 | 140 | 380 | 17 | 304 | 40 | 304
COTPS-1 | A | 29 | 277 | 50 | 277 | 62 | 277 | 35 | 60 | 63 | 277 | 30 | 122 | 60 | 122
COTPS-2 | A | 29 | 287 | 50 | 287 | 62 | 287 | 35 | 60 | 63 | 287 | 30 | 122 | 60 | 122
COTPS-3 | A | 29 | 287 | 50 | 287 | 62 | 287 | 35 | 60 | 63 | 287 | 30 | 122 | 60 | 122
COTPS-4 | A | 29 | 277 | 50 | 277 | 62 | 277 | 35 | 60 | 63 | 277 | 30 | 122 | 60 | 122
COWE1 | A | 7 | 30 | 17 | 30 | 17 | 30 | 7 | 30 | 17 | 30 | 7 | 30 | 17 | 30
COWE2 | A | 7 | 30 | 17 | 30 | 17 | 30 | 7 | 30 | 17 | 30 | 7 | 30 | 17 | 30
CRUA-1 | A | 10 | 110 | 25 | 110 | 37 | 110 | 12 | 110 | 30 | 110 | 10 | 84 | 25 | 48
CRUA-2 | A | 10 | 110 | 25 | 110 | 37 | 110 | 12 | 110 | 30 | 110 | 10 | 84 | 25 | 48
CRUA-3 | A | 7 | 30 | 15 | 30 | 21 | 30 | 9 | 30 | 24 | 30 | 5 | 25 | 13 | 15
CRUA-4 | A | 7 | 30 | 15 | 30 | 21 | 30 | 9 | 30 | 24 | 30 | 5 | 25 | 13 | 15
CRYRW-2 | A | 15 | 138 | 38 | 138 | 40 | 138 | 15 | 138 | 40 | 138 | 13 | 109 | 40 | 63
DAMC-1 | A | 64 | 380 | 136 | 380 | 156 | 380 | 80 | 380 | 180 | 380 | 60 | 293 | 190 | 128
DDGNO-1 | A | 9 | 108 | 25 | 108 | 26 | 108 | 10 | 108 | 26 | 108 | 9 | 97 | 25 | 81
DDGNO-2 | A | 8 | 90 | 20 | 90 | 22 | 90 | 8 | 90 | 21 | 90 | 8 | 81 | 21 | 68
DDGNO-3 | A | 9 | 102 | 24 | 102 | 25 | 102 | 9 | 102 | 25 | 102 | 9 | 92 | 24 | 77
DDGNO-4 | A | 9 | 102 | 24 | 102 | 25 | 102 | 9 | 102 | 25 | 102 | 9 | 92 | 24 | 77
DEEP-1 | A | 20 | 180 | 60 | 180 | 86 | 180 | 22 | 180 | 80 | 180 | 24 | 96 | 52 | 96
DIDCB5 | A | 40 | 330 | 104 | 330 | 125 | 330 | 55 | 330 | 140 | 330 | 40 | 185 | 105 | 185
DIDCB6 | A | 50 | 250 | 105 | 250 | 105 | 250 | 50 | 250 | 130 | 250 | 50 | 153 | 110 | 103
DINO-1 | A | 14 | 138 | 39 | 138 | 58 | 138 | 28 | 138 | 72 | 138 | 14 | 118 | 36 | 88
DINO-2 | A | 14 | 138 | 39 | 138 | 58 | 138 | 28 | 138 | 72 | 138 | 14 | 118 | 36 | 88
DINO-3 | A | 14 | 138 | 39 | 138 | 58 | 138 | 28 | 138 | 72 | 138 | 14 | 118 | 36 | 88
DINO-4 | A | 14 | 138 | 39 | 138 | 58 | 138 | 28 | 138 | 72 | 138 | 14 | 118 | 36 | 88
DINO-5 | A | 14 | 138 | 39 | 138 | 58 | 138 | 28 | 138 | 72 | 138 | 14 | 118 | 36 | 88
DINO-6 | A | 14 | 138 | 39 | 138 | 58 | 138 | 28 | 138 | 72 | 138 | 14 | 118 | 36 | 88
DRAXX-1 | A | 68 | 345 | 100 | 345 | 100 | 345 | 64 | 95 | 110 | 345 | 60 | 225 | 70 | 225
DRAXX-2 | A | 68 | 345 | 100 | 345 | 100 | 345 | 64 | 95 | 110 | 345 | 60 | 225 | 70 | 225
DRAXX-3 | A | 68 | 345 | 100 | 345 | 100 | 345 | 64 | 95 | 110 | 345 | 60 | 225 | 70 | 225
DRAXX-4 | A | 68 | 345 | 100 | 345 | 100 | 345 | 64 | 95 | 110 | 345 | 60 | 225 | 70 | 225
DRAXX-5 | A | 68 | 345 | 100 | 345 | 100 | 345 | 64 | 95 | 110 | 345 | 60 | 225 | 70 | 225
DRAXX-6 | A | 68 | 345 | 100 | 345 | 100 | 345 | 64 | 95 | 110 | 345 | 60 | 225 | 70 | 225
DRSLW-1 | A | 6 | 69 | 16 | 69 | 17 | 69 | 6 | 69 | 17 | 69 | 6 | 61 | 16 | 54
DUNGW-1 | A | 8 | 89 | 21 | 89 | 33 | 89 | 8 | 89 | 23 | 89 | 8 | 80 | 21 | 69
EECL-1 | A | 20 | 178 | 25 | 178 | 25 | 178 | 32 | 178 | 81 | 178 | 20 | 143 | 25 | 143
EGGPS-1 | A | 45 | 205 | 83 | 205 | 83 | 205 | 49 | 205 | 110 | 205 | 33 | 95 | 60 | 95
EGGPS-2 | A | 45 | 205 | 83 | 205 | 83 | 205 | 49 | 205 | 110 | 205 | 33 | 95 | 60 | 95
EGGPS-3 | A | 45 | 205 | 83 | 205 | 83 | 205 | 49 | 205 | 110 | 205 | 33 | 95 | 60 | 95
EGGPS-4 | A | 45 | 205 | 83 | 205 | 83 | 205 | 49 | 205 | 110 | 205 | 33 | 95 | 60 | 95
ERRO-1 | A | 1 | 21 | 1 | 21 | 1 | 21 | 2 | 21 | 5 | 21 | 1 | 17 | 1 | 17
ERRO-2 | A | 1 | 21 | 1 | 21 | 1 | 21 | 2 | 21 | 5 | 21 | 1 | 17 | 1 | 17
ERRO-3 | A | 1 | 21 | 1 | 21 | 1 | 21 | 2 | 21 | 5 | 21 | 1 | 17 | 1 | 17
FAARW-1 | A | 2 | 37 | 4 | 37 | 4 | 37 | 4 | 37 | 12 | 37 | 2 | 33 | 4 | 33
FAARW-2 | A | 2 | 37 | 4 | 37 | 4 | 37 | 4 | 37 | 12 | 37 | 2 | 33 | 4 | 33
FALGW-1 | A | 11 | 108 | 28 | 108 | 41 | 108 | 13 | 108 | 35 | 108 | 10 | 86 | 22 | 64
FASN-1 | A | 0 | 15 | 1 | 15 | 1 | 15 | 1 | 15 | 2 | 15 | 0 | 15 | 1 | 12
FASN2 | A | 0 | 15 | 1 | 15 | 1 | 15 | 1 | 15 | 2 | 15 | 0 | 15 | 1 | 12
FASN3 | A | 0 | 15 | 1 | 15 | 1 | 15 | 1 | 15 | 2 | 15 | 0 | 15 | 1 | 12
FAWN-1 | A | 10 | 52 | 25 | 52 | 40 | 52 | 13 | 52 | 32 | 52 | 11 | 37 | 27 | 27
FELL-1 | A | 9 | 63 | 21 | 63 | 22 | 63 | 10 | 63 | 24 | 63 | 9 | 63 | 22 | 63
FFES-1 | A | 10 | 35 | 27 | 35 | 30 | 35 | 9 | 35 | 22 | 35 | 4 | 27 | 6 | 27
FFES-2 | A | 10 | 35 | 27 | 35 | 30 | 35 | 9 | 35 | 22 | 35 | 4 | 27 | 6 | 27
FFES-3 | A | 10 | 35 | 27 | 35 | 30 | 35 | 9 | 35 | 22 | 35 | 4 | 27 | 6 | 27
FFES-4 | A | 10 | 35 | 27 | 35 | 30 | 35 | 9 | 35 | 22 | 35 | 4 | 27 | 6 | 27
FIDL-1 | A | 13 | 205 | 20 | 205 | 23 | 205 | 35 | 100 | 40 | 147 | 30 | 147 | 50 | 147
FIDL-2 | A | 13 | 205 | 20 | 205 | 23 | 205 | 35 | 100 | 40 | 147 | 30 | 147 | 50 | 147
FIDL-3 | A | 13 | 205 | 20 | 205 | 23 | 205 | 35 | 100 | 40 | 147 | 30 | 147 | 50 | 147
FIDL-4 | A | 13 | 205 | 20 | 205 | 23 | 205 | 35 | 100 | 40 | 147 | 30 | 147 | 50 | 147
FINL-1 | A | 0 | 14 | 1 | 14 | 1 | 14 | 1 | 14 | 2 | 14 | 0 | 14 | 1 | 11
FOYE-1 | A | 6 | 60 | 13 | 60 | 16 | 60 | 11 | 60 | 27 | 60 | 5 | 30 | 11 | 30
FOYE-2 | A | 6 | 60 | 13 | 60 | 16 | 60 | 11 | 60 | 27 | 60 | 5 | 30 | 11 | 30
GLNDO-1 | A | 6 | 80 | 12 | 45 | 17 | 45 | 12 | 45 | 25 | 45 | 8 | 65 | 18 | 45
GNFSW-1 | A | 11 | 100 | 30 | 100 | 30 | 100 | 12 | 100 | 31 | 100 | 12 | 70 | 30 | 70
GNFSW-2 | A | 7 | 64 | 18 | 64 | 18 | 64 | 8 | 64 | 18 | 64 | 6 | 49 | 15 | 49
GORDW-1 | A | 6 | 62 | 16 | 56 | 26 | 45 | 7 | 62 | 18 | 62 | 6 | 56 | 16 | 45
GRAI-6 | A | 24 | 320 | 58 | 320 | 58 | 320 | 35 | 320 | 88 | 320 | 28 | 270 | 60 | 230
GRAI-7 | A | 30 | 232 | 60 | 232 | 60 | 232 | 32 | 232 | 84 | 232 | 32 | 175 | 65 | 135
GRAI-8 | A | 26 | 232 | 58 | 232 | 58 | 232 | 32 | 232 | 84 | 232 | 32 | 175 | 65 | 135
GRIFW-1 | A | 8 | 94 | 22 | 94 | 23 | 94 | 8 | 94 | 22 | 94 | 8 | 85 | 22 | 72
GRIFW-2 | A | 8 | 94 | 22 | 94 | 23 | 94 | 8 | 94 | 22 | 94 | 8 | 85 | 22 | 72
GRMO-1 | A | 8 | 43 | 8 | 43 | 8 | 43 | 8 | 43 | 8 | 43 | 8 | 23 | 8 | 23
GYAR-1 | A | 17 | 176 | 42 | 176 | 66 | 176 | 24 | 176 | 60 | 176 | 17 | 176 | 42 | 176
GYMRO-15 | A | 6 | 145 | 15 | 145 | 15 | 145 | 6 | 145 | 15 | 145 | 6 | 44 | 15 | 44
GYMRO-17 | A | 6 | 145 | 15 | 145 | 15 | 145 | 6 | 145 | 15 | 145 | 6 | 44 | 15 | 44
GYMRO-26 | A | 6 | 145 | 15 | 145 | 15 | 145 | 6 | 145 | 15 | 145 | 6 | 44 | 15 | 44
GYMRO-28 | A | 6 | 145 | 15 | 145 | 15 | 145 | 6 | 145 | 15 | 145 | 6 | 44 | 15 | 44
HADHW-1 | A | 7 | 76 | 14 | 76 | 22 | 76 | 13 | 76 | 34 | 76 | 8 | 65 | 17 | 65
HMGTO-1 | A | 8 | 88 | 20 | 88 | 35 | 88 | 10 | 88 | 25 | 88 | 8 | 68 | 19 | 68
HMGTO-2 | A | 9 | 91 | 23 | 91 | 37 | 91 | 10 | 91 | 25 | 91 | 10 | 67 | 24 | 67
HRSTW-1 | A | 12 | 102 | 30 | 102 | 45 | 102 | 13 | 102 | 34 | 102 | 13 | 80 | 27 | 66
HUMR-1 | A | 60 | 533 | 150 | 533 | 200 | 533 | 80 | 533 | 200 | 533 | 62 | 419 | 155 | 251
INDQ-1 | A | 12 | 102 | 31 | 102 | 43 | 102 | 13 | 102 | 34 | 102 | 12 | 72 | 30 | 72
KEAD-1 | A | 38 | 415 | 90 | 415 | 90 | 415 | 55 | 415 | 138 | 415 | 38 | 355 | 90 | 285
KILBW-1 | A | 3 | 56 | 8 | 56 | 13 | 56 | 5 | 56 | 14 | 56 | 4 | 53 | 9 | 47
KILLPG-1 | A | 8 | 225 | 10 | 225 | 10 | 225 | 10 | 225 | 12 | 225 | 4 | 150 | 15 | 150
KILLPG-2 | A | 18 | 225 | 25 | 225 | 25 | 225 | 37 | 225 | 37 | 225 | 22 | 195 | 30 | 195
KILNS-1 | A | 30 | 290 | 72 | 290 | 84 | 290 | 42 | 290 | 114 | 290 | 18 | 104 | 45 | 104
KLYN-A-1 | A | 24 | 126 | 50 | 126 | 50 | 126 | 34 | 126 | 70 | 126 | 22 | 81 | 34 | 81
KPMRW-1 | A | 9 | 75 | 20 | 75 | 30 | 75 | 9 | 75 | 23 | 75 | 9 | 67 | 22 | 54
LAGA-1 | A | 55 | 500 | 123 | 500 | 140 | 500 | 52 | 500 | 130 | 500 | 53 | 475 | 130 | 475
LARYO-1 | A | 16 | 155 | 40 | 155 | 45 | 155 | 18 | 155 | 45 | 155 | 14 | 120 | 35 | 120
LARYO-2 | A | 16 | 158 | 40 | 158 | 45 | 158 | 18 | 158 | 45 | 158 | 14 | 120 | 35 | 120
LARYO-3 | A | 16 | 158 | 40 | 158 | 45 | 158 | 18 | 158 | 45 | 158 | 14 | 120 | 35 | 120
LARYO-4 | A | 16 | 158 | 40 | 158 | 45 | 158 | 18 | 158 | 45 | 158 | 14 | 120 | 35 | 120
LBAR-1G | A | 1 | 16 | 4 | 16 | 6 | 16 | 2 | 16 | 4 | 16 | 1 | 9 | 4 | 9
LBAR-1 | A | 39 | 360 | 88 | 360 | 88 | 360 | 55 | 360 | 145 | 360 | 41 | 270 | 90 | 270
LNCSO-1 | A | 12 | 130 | 30 | 130 | 32 | 130 | 12 | 130 | 32 | 130 | 10 | 100 | 26 | 100
LNCSO-2 | A | 13 | 140 | 34 | 140 | 36 | 140 | 14 | 140 | 36 | 140 | 12 | 125 | 32 | 125
LOAN-1 | A | 25 | 326 | 51 | 326 | 55 | 326 | 19 | 326 | 50 | 326 | 12 | 276 | 28 | 276
LOAN-2 | A | 25 | 326 | 51 | 326 | 55 | 326 | 19 | 326 | 50 | 326 | 12 | 276 | 28 | 276
LOAN-3 | A | 25 | 326 | 51 | 326 | 55 | 326 | 19 | 326 | 50 | 326 | 12 | 276 | 28 | 276
MEDP-1 | A | 30 | 380 | 76 | 330 | 76 | 330 | 48 | 380 | 105 | 380 | 31 | 330 | 79 | 290
MILWW-1 | A | 6 | 32 | 8 | 54 | 13 | 54 | 5 | 54 | 14 | 54 | 3 | 43 | 8 | 43
MKHLW-1 | A | 4 | 42 | 10 | 42 | 12 | 42 | 5 | 42 | 13 | 42 | 5 | 37 | 12 | 30
MRWD-1 | A | 43 | 448 | 100 | 448 | 112 | 448 | 67 | 448 | 160 | 448 | 36 | 328 | 93 | 328
NANT-1 | A | 0 | 15 | 0 | 15 | 0 | 15 | 0 | 15 | 1 | 15 | 0 | 15 | 0 | 15
PEHE-1 | A | 42 | 420 | 72 | 420 | 72 | 420 | 83 | 420 | 117 | 420 | 35 | 350 | 84 | 260
PEHE-2 | A | 16 | 490 | 40 | 265 | 42 | 490 | 0 | 0 | 0 | 0 | 0 | 490 | 0 | 490
PEMB-11 | A | 38 | 113 | 63 | 276 | 63 | 276 | 33 | 276 | 90 | 276 | 35 | 241 | 64 | 210
PEMB-21 | A | 38 | 113 | 63 | 276 | 63 | 276 | 33 | 276 | 90 | 276 | 35 | 241 | 64 | 210
PEMB-31 | A | 38 | 113 | 63 | 276 | 63 | 276 | 33 | 276 | 90 | 276 | 35 | 241 | 64 | 210
PEMB-41 | A | 38 | 113 | 63 | 276 | 63 | 276 | 33 | 276 | 90 | 276 | 35 | 241 | 64 | 210
PEMB-51 | A | 38 | 113 | 63 | 276 | 63 | 276 | 33 | 276 | 90 | 276 | 35 | 241 | 64 | 210
PETEM1 | A | 20 | 180 | 46 | 180 | 52 | 180 | 24 | 180 | 58 | 180 | 20 | 150 | 50 | 100
RATS-1 | A | 50 | 270 | 90 | 270 | 90 | 270 | 36 | 270 | 50 | 270 | 42 | 105 | 75 | 155
RATS-2 | A | 40 | 270 | 90 | 270 | 100 | 270 | 36 | 270 | 50 | 270 | 40 | 195 | 75 | 195
RATS-3 | A | 40 | 270 | 90 | 270 | 100 | 270 | 36 | 270 | 50 | 270 | 40 | 195 | 75 | 195
RATS-4 | A | 40 | 270 | 95 | 270 | 100 | 270 | 36 | 270 | 50 | 270 | 40 | 195 | 75 | 195
RMPNO-1 | A | 18 | 180 | 45 | 180 | 72 | 180 | 20 | 180 | 50 | 180 | 18 | 130 | 47 | 130
RMPNO-2 | A | 18 | 180 | 45 | 180 | 72 | 180 | 20 | 180 | 50 | 180 | 18 | 130 | 47 | 130
ROCK-1 | A | 36 | 400 | 50 | 400 | 54 | 400 | 60 | 400 | 160 | 400 | 33 | 220 | 53 | 220
RYHPS-1 | A | 30 | 305 | 48 | 305 | 66 | 305 | 42 | 305 | 51 | 305 | 30 | 130 | 42 | 68
SCCL-1 | A | 35 | 180 | 70 | 180 | 70 | 180 | 40 | 180 | 95 | 180 | 40 | 100 | 100 | 50
SCCL-2 | A | 35 | 180 | 70 | 180 | 70 | 180 | 40 | 180 | 95 | 180 | 40 | 100 | 100 | 50
SCCL-3 | A | 35 | 180 | 70 | 180 | 70 | 180 | 40 | 180 | 95 | 180 | 40 | 100 | 100 | 50
SEAB-1 | A | 44 | 254 | 125 | 254 | 150 | 254 | 55 | 254 | 150 | 254 | 75 | 164 | 176 | 38
SEAB-2 | A | 31 | 138 | 76 | 138 | 86 | 138 | 32 | 138 | 82 | 138 | 37 | 73 | 90 | 43
SHBA-1 | A | 33 | 420 | 79 | 420 | 91 | 420 | 59 | 420 | 150 | 420 | 37 | 336 | 95 | 252
SHBA-2 | A | 32 | 319 | 70 | 319 | 76 | 319 | 35 | 319 | 93 | 319 | 32 | 270 | 70 | 217
SHOS-1 | A | 18 | 160 | 24 | 160 | 24 | 160 | 30 | 160 | 75 | 160 | 18 | 135 | 24 | 135
SHRSO-1 | A | 16 | 157 | 44 | 157 | 46 | 157 | 17 | 157 | 46 | 157 | 16 | 141 | 43 | 113
SHRSO-2 | A | 16 | 157 | 44 | 157 | 46 | 157 | 17 | 157 | 46 | 157 | 16 | 141 | 43 | 113
SIZB-1 | A | 38 | 283 | 45 | 283 | 45 | 283 | 45 | 283 | 45 | 283 | 40 | 283 | 46 | 283
SIZB-2 | A | 38 | 283 | 45 | 283 | 45 | 283 | 45 | 283 | 45 | 283 | 40 | 283 | 46 | 283
SLOY-1 | A | 0 | 38 | 1 | 38 | 1 | 38 | 1 | 38 | 2 | 38 | 0 | 38 | 1 | 30
SLOY-2 | A | 0 | 38 | 1 | 38 | 1 | 38 | 1 | 38 | 2 | 38 | 0 | 38 | 1 | 30
SLOY-3 | A | 0 | 38 | 1 | 38 | 1 | 38 | 1 | 38 | 2 | 38 | 0 | 38 | 1 | 30
SLOY-4 | A | 0 | 28 | 1 | 28 | 1 | 28 | 1 | 28 | 2 | 28 | 0 | 28 | 1 | 22
SPLN-1 | A | 40 | 380 | 100 | 380 | 110 | 380 | 50 | 380 | 120 | 380 | 30 | 380 | 90 | 300
STAY-1 | A | 35 | 265 | 62 | 265 | 62 | 265 | 35 | 265 | 89 | 265 | 34 | 192 | 63 | 192
STAY-2 | A | 35 | 265 | 62 | 265 | 62 | 265 | 35 | 265 | 89 | 265 | 34 | 192 | 63 | 192
STAY-3 | A | 35 | 265 | 62 | 265 | 62 | 265 | 35 | 265 | 89 | 265 | 34 | 192 | 63 | 192
STAY-4 | A | 35 | 265 | 62 | 265 | 62 | 265 | 35 | 265 | 89 | 265 | 34 | 192 | 63 | 192
STRNW-1 | A | 6 | 52 | 16 | 52 | 26 | 52 | 7 | 60 | 17 | 60 | 6 | 52 | 17 | 42
SUTB-1 | A | 36 | 380 | 104 | 380 | 148 | 380 | 52 | 380 | 132 | 380 | 47 | 250 | 107 | 250
SVRP-10 | A | 20 | 225 | 50 | 225 | 70 | 225 | 32 | 225 | 80 | 225 | 20 | 172 | 50 | 172
SVRP-20 | A | 20 | 225 | 50 | 225 | 70 | 225 | 32 | 225 | 80 | 225 | 20 | 172 | 50 | 172
USKM-13 | A | 6 | 49 | 15 | 49 | 17 | 49 | 8 | 49 | 19 | 49 | 7 | 36 | 8 | 36
USKM-14 | A | 6 | 49 | 15 | 49 | 17 | 49 | 8 | 49 | 19 | 49 | 7 | 36 | 8 | 36
USKM-15 | A | 6 | 49 | 15 | 49 | 17 | 49 | 8 | 49 | 19 | 49 | 7 | 36 | 8 | 36
WBUPS-1 | A | 30 | 113 | 48 | 153 | 48 | 153 | 32 | 113 | 50 | 113 | 40 | 153 | 65 | 113
WBUPS-2 | A | 30 | 133 | 48 | 173 | 48 | 173 | 32 | 133 | 50 | 133 | 40 | 173 | 65 | 133
WBUPS-3 | A | 30 | 133 | 48 | 173 | 48 | 173 | 32 | 133 | 50 | 133 | 40 | 173 | 65 | 133
WBUPS-4 | A | 30 | 113 | 48 | 153 | 48 | 153 | 32 | 113 | 50 | 113 | 40 | 153 | 65 | 113
WBURB-1 | A | 22 | 240 | 48 | 240 | 62 | 240 | 27 | 240 | 69 | 240 | 20 | 200 | 50 | 120
WBURB-2 | A | 25 | 255 | 52 | 255 | 62 | 255 | 26 | 255 | 67 | 255 | 22 | 215 | 52 | 135
WBURB-3 | A | 23 | 255 | 48 | 255 | 62 | 255 | 27 | 255 | 67 | 255 | 20 | 215 | 52 | 135
WDNSO-1 | A | 21 | 191 | 54 | 191 | 57 | 191 | 21 | 191 | 57 | 191 | 21 | 170 | 55 | 136
WDNSO-2 | A | 21 | 191 | 54 | 191 | 57 | 191 | 21 | 191 | 57 | 191 | 21 | 170 | 55 | 136
WHILW-1 | A | 31 | 322 | 84 | 322 | 90 | 322 | 33 | 322 | 90 | 322 | 32 | 255 | 86 | 210
WHILW-2 | A | 19 | 163 | 33 | 163 | 35 | 163 | 20 | 163 | 52 | 163 | 21 | 142 | 43 | 119
WLNYO-2 | A | 19 | 182 | 51 | 182 | 54 | 182 | 20 | 182 | 53 | 182 | 20 | 158 | 51 | 130
WLNYW-1 | A | 19 | 182 | 51 | 182 | 54 | 182 | 20 | 182 | 53 | 182 | 20 | 158 | 51 | 130
WTMSO-1 | A | 22 | 200 | 58 | 200 | 62 | 200 | 23 | 200 | 61 | 200 | 23 | 140 | 60 | 140

## Sep 2021
MW Response Capability by BMU
|  | Primary Response (Max MWhrs) | [5 empty] | Secondary Response (Max Mwhrs) |  |  |  | High Frequency Response (Max MWhrs)
UNIT | Mode | 0.2Hz | Genset Deload (MW) | 0.5Hz | Genset Deload (MW) | 0.8Hz | Genset Deload (MW) | 0.2/0.2Hz | Genset Deload (MW) | 0.5/0.5Hz | Genset Deload (MW) | 0.2Hz | Genset Deload (MW) | 0.5Hz | Genset Deload (MW)
ABTH7 | A | 40 | 250 | 72 | 250 | 72 | 250 | 48 | 250 | 120 | 250 | 38 | 185 | 55 | 185
ABTH8 | A | 40 | 250 | 72 | 250 | 72 | 250 | 48 | 250 | 120 | 250 | 38 | 185 | 55 | 185
ABTH9 | A | 30 | 240 | 80 | 240 | 80 | 240 | 40 | 240 | 120 | 240 | 38 | 125 | 52 | 125
ARCHW-1 | A | 10 | 92 | 25 | 92 | 25 | 92 | 12 | 92 | 30 | 92 | 11 | 73 | 24 | 56
BAGE-1 | A | 30 | 255 | 70 | 255 | 90 | 255 | 35 | 255 | 90 | 255 | 28 | 220 | 70 | 185
BAGE-2 | A | 3 | 17 | 8 | 17 | 12 | 17 | 4 | 17 | 9 | 17 | 2 | 17 | 5 | 17
BARKB2 | A | 33 | 210 | 82 | 210 | 108 | 210 | 39 | 210 | 97 | 210 | 31 | 120 | 84 | 120
BARK-1 | A | 22 | 140 | 55 | 140 | 72 | 140 | 26 | 140 | 65 | 140 | 21 | 80 | 54 | 80
BHLAW-1 | A | 7 | 98 | 16 | 98 | 19 | 98 | 10 | 98 | 26 | 98 | 8 | 87 | 18 | 78
BLLA-1 | A | 6 | 99 | 13 | 99 | 13 | 99 | 15 | 99 | 39 | 99 | 9 | 83 | 16 | 83
BRBEO-1 | A | 20 | 254 | 50 | 254 | 50 | 254 | 22 | 254 | 63 | 254 | 17 | 194 | 46 | 194
BRDUW-1 | A | 6 | 58 | 17 | 58 | 17 | 58 | 7 | 58 | 17 | 58 | 6 | 36 | 17 | 36
BRGG-1 | A | 16 | 110 | 32 | 110 | 48 | 110 | 16 | 110 | 40 | 110 | 14 | 96 | 34 | 46
BRYP-1 | A | 15 | 82 | 25 | 82 | 31 | 82 | 22 | 82 | 37 | 82 | 10 | 82 | 27 | 47
BURBW-1 | A | 0 | 90 | 0 | 90 | 0 | 90 | 0 | 0 | 0 | 0 | 0 | 90 | 0 | 90
CARR-1 | A | 35 | 269 | 58 | 269 | 58 | 269 | 35 | 325 | 88 | 325 | 34 | 269 | 56 | 269
CARR-2 | A | 35 | 269 | 58 | 269 | 58 | 269 | 35 | 325 | 88 | 325 | 34 | 269 | 56 | 269
CDCL-1 | A | 30 | 231 | 46 | 231 | 46 | 231 | 34 | 231 | 45 | 231 | 29 | 172 | 72 | 135
CLAC-1 | A | 3 | 28 | 8 | 28 | 13 | 28 | 3 | 36 | 9 | 36 | 3 | 28 | 8 | 28
CLDCW-1 | A | 14 | 14 | 34 | 113 | 36 | 113 | 13 | 113 | 35 | 113 | 13 | 99 | 34 | 78
CLDNW-1 | A | 13 | 108 | 33 | 108 | 35 | 108 | 13 | 108 | 35 | 108 | 12 | 95 | 33 | 74
CLDSW-1 | A | 16 | 129 | 40 | 129 | 43 | 129 | 16 | 129 | 42 | 129 | 16 | 113 | 41 | 88
CNQPS-1 | A | 22 | 170 | 55 | 170 | 55 | 170 | 28 | 170 | 70 | 170 | 26 | 120 | 60 | 105
CNQPS-2 | A | 22 | 170 | 55 | 170 | 55 | 170 | 28 | 170 | 70 | 170 | 22 | 120 | 55 | 105
CNQPS-3 | A | 22 | 170 | 55 | 170 | 55 | 170 | 28 | 170 | 70 | 170 | 22 | 120 | 55 | 105
CNQPS-4 | A | 22 | 170 | 55 | 170 | 55 | 170 | 28 | 170 | 70 | 170 | 28 | 105 | 55 | 105
CORB-1 | A | 10 | 130 | 30 | 130 | 50 | 130 | 28 | 130 | 60 | 130 | 15 | 95 | 40 | 60
COSO-1 | A | 20 | 380 | 40 | 380 | 50 | 380 | 60 | 380 | 140 | 380 | 17 | 304 | 40 | 304
COTPS-1 | A | 29 | 277 | 50 | 277 | 62 | 277 | 35 | 60 | 63 | 277 | 30 | 122 | 60 | 122
COTPS-2 | A | 29 | 287 | 50 | 287 | 62 | 287 | 35 | 60 | 63 | 287 | 30 | 122 | 60 | 122
COTPS-3 | A | 29 | 287 | 50 | 287 | 62 | 287 | 35 | 60 | 63 | 287 | 30 | 122 | 60 | 122
COTPS-4 | A | 29 | 277 | 50 | 277 | 62 | 277 | 35 | 60 | 63 | 277 | 30 | 122 | 60 | 122
COWE1 | A | 7 | 30 | 17 | 30 | 17 | 30 | 7 | 30 | 17 | 30 | 7 | 30 | 17 | 30
COWE2 | A | 7 | 30 | 17 | 30 | 17 | 30 | 7 | 30 | 17 | 30 | 7 | 30 | 17 | 30
CRUA-1 | A | 10 | 110 | 25 | 110 | 37 | 110 | 12 | 110 | 30 | 110 | 10 | 84 | 25 | 48
CRUA-2 | A | 10 | 110 | 25 | 110 | 37 | 110 | 12 | 110 | 30 | 110 | 10 | 84 | 25 | 48
CRUA-3 | A | 7 | 30 | 15 | 30 | 21 | 30 | 9 | 30 | 24 | 30 | 5 | 25 | 13 | 15
CRUA-4 | A | 7 | 30 | 15 | 30 | 21 | 30 | 9 | 30 | 24 | 30 | 5 | 25 | 13 | 15
CRYRW-2 | A | 15 | 138 | 38 | 138 | 40 | 138 | 15 | 138 | 40 | 138 | 13 | 109 | 40 | 63
DAMC-1 | A | 64 | 380 | 136 | 380 | 156 | 380 | 80 | 380 | 180 | 380 | 60 | 293 | 190 | 128
DDGNO-1 | A | 9 | 108 | 25 | 108 | 26 | 108 | 10 | 108 | 26 | 108 | 9 | 97 | 25 | 81
DDGNO-2 | A | 8 | 90 | 20 | 90 | 22 | 90 | 8 | 90 | 21 | 90 | 8 | 81 | 21 | 68
DDGNO-3 | A | 9 | 102 | 24 | 102 | 25 | 102 | 9 | 102 | 25 | 102 | 9 | 92 | 24 | 77
DDGNO-4 | A | 9 | 102 | 24 | 102 | 25 | 102 | 9 | 102 | 25 | 102 | 9 | 92 | 24 | 77
DEEP-1 | A | 20 | 180 | 60 | 180 | 86 | 180 | 22 | 180 | 80 | 180 | 24 | 96 | 52 | 96
DIDCB5 | A | 40 | 330 | 104 | 330 | 125 | 330 | 55 | 330 | 140 | 330 | 40 | 185 | 105 | 185
DIDCB6 | A | 50 | 250 | 105 | 250 | 105 | 250 | 50 | 250 | 130 | 250 | 50 | 153 | 110 | 103
DINO-1 | A | 14 | 138 | 39 | 138 | 58 | 138 | 28 | 138 | 72 | 138 | 14 | 118 | 36 | 88
DINO-2 | A | 14 | 138 | 39 | 138 | 58 | 138 | 28 | 138 | 72 | 138 | 14 | 118 | 36 | 88
DINO-3 | A | 14 | 138 | 39 | 138 | 58 | 138 | 28 | 138 | 72 | 138 | 14 | 118 | 36 | 88
DINO-4 | A | 14 | 138 | 39 | 138 | 58 | 138 | 28 | 138 | 72 | 138 | 14 | 118 | 36 | 88
DINO-5 | A | 14 | 138 | 39 | 138 | 58 | 138 | 28 | 138 | 72 | 138 | 14 | 118 | 36 | 88
DINO-6 | A | 14 | 138 | 39 | 138 | 58 | 138 | 28 | 138 | 72 | 138 | 14 | 118 | 36 | 88
DRAXX-1 | A | 68 | 345 | 100 | 345 | 100 | 345 | 64 | 95 | 110 | 345 | 60 | 225 | 70 | 225
DRAXX-2 | A | 68 | 345 | 100 | 345 | 100 | 345 | 64 | 95 | 110 | 345 | 60 | 225 | 70 | 225
DRAXX-3 | A | 68 | 345 | 100 | 345 | 100 | 345 | 64 | 95 | 110 | 345 | 60 | 225 | 70 | 225
DRAXX-4 | A | 68 | 345 | 100 | 345 | 100 | 345 | 64 | 95 | 110 | 345 | 60 | 225 | 70 | 225
DRAXX-5 | A | 68 | 345 | 100 | 345 | 100 | 345 | 64 | 95 | 110 | 345 | 60 | 225 | 70 | 225
DRAXX-6 | A | 68 | 345 | 100 | 345 | 100 | 345 | 64 | 95 | 110 | 345 | 60 | 225 | 70 | 225
DRSLW-1 | A | 6 | 69 | 16 | 69 | 17 | 69 | 6 | 69 | 17 | 69 | 6 | 61 | 16 | 54
DUNGW-1 | A | 8 | 89 | 21 | 89 | 33 | 89 | 8 | 89 | 23 | 89 | 8 | 80 | 21 | 69
EECL-1 | A | 20 | 178 | 25 | 178 | 25 | 178 | 32 | 178 | 81 | 178 | 20 | 143 | 25 | 143
EGGPS-1 | A | 45 | 205 | 83 | 205 | 83 | 205 | 49 | 205 | 110 | 205 | 33 | 95 | 60 | 95
EGGPS-2 | A | 45 | 205 | 83 | 205 | 83 | 205 | 49 | 205 | 110 | 205 | 33 | 95 | 60 | 95
EGGPS-3 | A | 45 | 205 | 83 | 205 | 83 | 205 | 49 | 205 | 110 | 205 | 33 | 95 | 60 | 95
EGGPS-4 | A | 45 | 205 | 83 | 205 | 83 | 205 | 49 | 205 | 110 | 205 | 33 | 95 | 60 | 95
ERRO-1 | A | 1 | 21 | 1 | 21 | 1 | 21 | 2 | 21 | 5 | 21 | 1 | 17 | 1 | 17
ERRO-2 | A | 1 | 21 | 1 | 21 | 1 | 21 | 2 | 21 | 5 | 21 | 1 | 17 | 1 | 17
ERRO-3 | A | 1 | 21 | 1 | 21 | 1 | 21 | 2 | 21 | 5 | 21 | 1 | 17 | 1 | 17
FAARW-1 | A | 2 | 37 | 4 | 37 | 4 | 37 | 4 | 37 | 12 | 37 | 2 | 33 | 4 | 33
FAARW-2 | A | 2 | 37 | 4 | 37 | 4 | 37 | 4 | 37 | 12 | 37 | 2 | 33 | 4 | 33
FALGW-1 | A | 11 | 108 | 28 | 108 | 41 | 108 | 13 | 108 | 35 | 108 | 10 | 86 | 22 | 64
FASN-1 | A | 0 | 15 | 1 | 15 | 1 | 15 | 1 | 15 | 2 | 15 | 0 | 15 | 1 | 12
FASN2 | A | 0 | 15 | 1 | 15 | 1 | 15 | 1 | 15 | 2 | 15 | 0 | 15 | 1 | 12
FASN3 | A | 0 | 15 | 1 | 15 | 1 | 15 | 1 | 15 | 2 | 15 | 0 | 15 | 1 | 12
FAWN-1 | A | 10 | 52 | 25 | 52 | 40 | 52 | 13 | 52 | 32 | 52 | 11 | 37 | 27 | 27
FELL-1 | A | 9 | 63 | 21 | 63 | 22 | 63 | 10 | 63 | 24 | 63 | 9 | 63 | 22 | 63
FFES-1 | A | 10 | 35 | 27 | 35 | 30 | 35 | 9 | 35 | 22 | 35 | 4 | 27 | 6 | 27
FFES-2 | A | 10 | 35 | 27 | 35 | 30 | 35 | 9 | 35 | 22 | 35 | 4 | 27 | 6 | 27
FFES-3 | A | 10 | 35 | 27 | 35 | 30 | 35 | 9 | 35 | 22 | 35 | 4 | 27 | 6 | 27
FFES-4 | A | 10 | 35 | 27 | 35 | 30 | 35 | 9 | 35 | 22 | 35 | 4 | 27 | 6 | 27
FIDL-1 | A | 13 | 205 | 20 | 205 | 23 | 205 | 35 | 100 | 40 | 147 | 30 | 147 | 50 | 147
FIDL-2 | A | 13 | 205 | 20 | 205 | 23 | 205 | 35 | 100 | 40 | 147 | 30 | 147 | 50 | 147
FIDL-3 | A | 13 | 205 | 20 | 205 | 23 | 205 | 35 | 100 | 40 | 147 | 30 | 147 | 50 | 147
FIDL-4 | A | 13 | 205 | 20 | 205 | 23 | 205 | 35 | 100 | 40 | 147 | 30 | 147 | 50 | 147
FINL-1 | A | 0 | 14 | 1 | 14 | 1 | 14 | 1 | 14 | 2 | 14 | 0 | 14 | 1 | 11
FOYE-1 | A | 6 | 60 | 13 | 60 | 16 | 60 | 11 | 60 | 27 | 60 | 5 | 30 | 11 | 30
FOYE-2 | A | 6 | 60 | 13 | 60 | 16 | 60 | 11 | 60 | 27 | 60 | 5 | 30 | 11 | 30
GLNDO-1 | A | 6 | 80 | 12 | 45 | 17 | 45 | 12 | 45 | 25 | 45 | 8 | 65 | 18 | 45
GNFSW-1 | A | 11 | 100 | 30 | 100 | 30 | 100 | 12 | 100 | 31 | 100 | 12 | 70 | 30 | 70
GNFSW-2 | A | 7 | 64 | 18 | 64 | 18 | 64 | 8 | 64 | 18 | 64 | 6 | 49 | 15 | 49
GORDW-1 | A | 6 | 62 | 16 | 56 | 26 | 45 | 7 | 62 | 18 | 62 | 6 | 56 | 16 | 45
GRAI-6 | A | 24 | 320 | 58 | 320 | 58 | 320 | 35 | 320 | 88 | 320 | 28 | 270 | 60 | 230
GRAI-7 | A | 30 | 232 | 60 | 232 | 60 | 232 | 32 | 232 | 84 | 232 | 32 | 175 | 65 | 135
GRAI-8 | A | 26 | 232 | 58 | 232 | 58 | 232 | 32 | 232 | 84 | 232 | 32 | 175 | 65 | 135
GRIFW-1 | A | 8 | 94 | 22 | 94 | 23 | 94 | 8 | 94 | 22 | 94 | 8 | 85 | 22 | 72
GRIFW-2 | A | 8 | 94 | 22 | 94 | 23 | 94 | 8 | 94 | 22 | 94 | 8 | 85 | 22 | 72
GRMO-1 | A | 8 | 43 | 8 | 43 | 8 | 43 | 8 | 43 | 8 | 43 | 8 | 23 | 8 | 23
GYAR-1 | A | 17 | 176 | 42 | 176 | 66 | 176 | 24 | 176 | 60 | 176 | 17 | 176 | 42 | 176
GYMRO-15 | A | 6 | 145 | 15 | 145 | 15 | 145 | 6 | 145 | 15 | 145 | 6 | 44 | 15 | 44
GYMRO-17 | A | 6 | 145 | 15 | 145 | 15 | 145 | 6 | 145 | 15 | 145 | 6 | 44 | 15 | 44
GYMRO-26 | A | 6 | 145 | 15 | 145 | 15 | 145 | 6 | 145 | 15 | 145 | 6 | 44 | 15 | 44
GYMRO-28 | A | 6 | 145 | 15 | 145 | 15 | 145 | 6 | 145 | 15 | 145 | 6 | 44 | 15 | 44
HADHW-1 | A | 7 | 76 | 14 | 76 | 22 | 76 | 13 | 76 | 34 | 76 | 8 | 65 | 17 | 65
HMGTO-1 | A | 8 | 88 | 20 | 88 | 35 | 88 | 10 | 88 | 25 | 88 | 8 | 68 | 19 | 68
HMGTO-2 | A | 9 | 91 | 23 | 91 | 37 | 91 | 10 | 91 | 25 | 91 | 10 | 67 | 24 | 67
HRSTW-1 | A | 12 | 102 | 30 | 102 | 45 | 102 | 13 | 102 | 34 | 102 | 13 | 80 | 27 | 66
HUMR-1 | A | 60 | 533 | 150 | 533 | 200 | 533 | 80 | 533 | 200 | 533 | 62 | 419 | 155 | 251
INDQ-1 | A | 12 | 102 | 31 | 102 | 43 | 102 | 13 | 102 | 34 | 102 | 12 | 72 | 30 | 72
KEAD-1 | A | 38 | 415 | 90 | 415 | 90 | 415 | 55 | 415 | 138 | 415 | 38 | 355 | 90 | 285
KILBW-1 | A | 3 | 56 | 8 | 56 | 13 | 56 | 5 | 56 | 14 | 56 | 4 | 53 | 9 | 47
KILLPG-1 | A | 8 | 225 | 10 | 225 | 10 | 225 | 10 | 225 | 12 | 225 | 4 | 150 | 15 | 150
KILLPG-2 | A | 18 | 225 | 25 | 225 | 25 | 225 | 37 | 225 | 37 | 225 | 22 | 195 | 30 | 195
KILNS-1 | A | 30 | 290 | 72 | 290 | 84 | 290 | 42 | 290 | 114 | 290 | 18 | 104 | 45 | 104
KLYN-A-1 | A | 24 | 126 | 50 | 126 | 50 | 126 | 34 | 126 | 70 | 126 | 22 | 81 | 34 | 81
KPMRW-1 | A | 9 | 75 | 20 | 75 | 30 | 75 | 9 | 75 | 23 | 75 | 9 | 67 | 22 | 54
LAGA-1 | A | 55 | 500 | 123 | 500 | 140 | 500 | 52 | 500 | 130 | 500 | 53 | 475 | 130 | 475
LARYO-1 | A | 16 | 155 | 40 | 155 | 45 | 155 | 18 | 155 | 45 | 155 | 14 | 120 | 35 | 120
LARYO-2 | A | 16 | 158 | 40 | 158 | 45 | 158 | 18 | 158 | 45 | 158 | 14 | 120 | 35 | 120
LARYO-3 | A | 16 | 158 | 40 | 158 | 45 | 158 | 18 | 158 | 45 | 158 | 14 | 120 | 35 | 120
LARYO-4 | A | 16 | 158 | 40 | 158 | 45 | 158 | 18 | 158 | 45 | 158 | 14 | 120 | 35 | 120
LBAR-1G | A | 1 | 16 | 4 | 16 | 6 | 16 | 2 | 16 | 4 | 16 | 1 | 9 | 4 | 9
LBAR-1 | A | 39 | 360 | 88 | 360 | 88 | 360 | 55 | 360 | 145 | 360 | 41 | 270 | 90 | 270
LNCSO-1 | A | 12 | 130 | 30 | 130 | 32 | 130 | 12 | 130 | 32 | 130 | 10 | 100 | 26 | 100
LNCSO-2 | A | 13 | 140 | 34 | 140 | 36 | 140 | 14 | 140 | 36 | 140 | 12 | 125 | 32 | 125
LOAN-1 | A | 25 | 326 | 51 | 326 | 55 | 326 | 19 | 326 | 50 | 326 | 12 | 276 | 28 | 276
LOAN-2 | A | 25 | 326 | 51 | 326 | 55 | 326 | 19 | 326 | 50 | 326 | 12 | 276 | 28 | 276
LOAN-3 | A | 25 | 326 | 51 | 326 | 55 | 326 | 19 | 326 | 50 | 326 | 12 | 276 | 28 | 276
MEDP-1 | A | 30 | 380 | 76 | 330 | 76 | 330 | 48 | 380 | 105 | 380 | 31 | 330 | 79 | 290
MILWW-1 | A | 6 | 32 | 8 | 54 | 13 | 54 | 5 | 54 | 14 | 54 | 3 | 43 | 8 | 43
MKHLW-1 | A | 4 | 42 | 10 | 42 | 12 | 42 | 5 | 42 | 13 | 42 | 5 | 37 | 12 | 30
MRWD-1 | A | 43 | 448 | 100 | 448 | 112 | 448 | 67 | 448 | 160 | 448 | 36 | 328 | 93 | 328
NANT-1 | A | 0 | 15 | 0 | 15 | 0 | 15 | 0 | 15 | 1 | 15 | 0 | 15 | 0 | 15
PEHE-1 | A | 42 | 420 | 72 | 420 | 72 | 420 | 83 | 420 | 117 | 420 | 35 | 350 | 84 | 260
PEHE-2 | A | 16 | 490 | 40 | 265 | 42 | 490 | 0 | 0 | 0 | 0 | 0 | 490 | 0 | 490
PEMB-11 | A | 38 | 113 | 63 | 276 | 63 | 276 | 33 | 276 | 90 | 276 | 35 | 241 | 64 | 210
PEMB-21 | A | 38 | 113 | 63 | 276 | 63 | 276 | 33 | 276 | 90 | 276 | 35 | 241 | 64 | 210
PEMB-31 | A | 38 | 113 | 63 | 276 | 63 | 276 | 33 | 276 | 90 | 276 | 35 | 241 | 64 | 210
PEMB-41 | A | 38 | 113 | 63 | 276 | 63 | 276 | 33 | 276 | 90 | 276 | 35 | 241 | 64 | 210
PEMB-51 | A | 38 | 113 | 63 | 276 | 63 | 276 | 33 | 276 | 90 | 276 | 35 | 241 | 64 | 210
PETEM1 | A | 20 | 180 | 46 | 180 | 52 | 180 | 24 | 180 | 58 | 180 | 20 | 150 | 50 | 100
RATS-1 | A | 50 | 270 | 90 | 270 | 90 | 270 | 36 | 270 | 50 | 270 | 42 | 105 | 75 | 155
RATS-2 | A | 40 | 270 | 90 | 270 | 100 | 270 | 36 | 270 | 50 | 270 | 40 | 195 | 75 | 195
RATS-3 | A | 40 | 270 | 90 | 270 | 100 | 270 | 36 | 270 | 50 | 270 | 40 | 195 | 75 | 195
RATS-4 | A | 40 | 270 | 95 | 270 | 100 | 270 | 36 | 270 | 50 | 270 | 40 | 195 | 75 | 195
RMPNO-1 | A | 18 | 180 | 45 | 180 | 72 | 180 | 20 | 180 | 50 | 180 | 18 | 130 | 47 | 130
RMPNO-2 | A | 18 | 180 | 45 | 180 | 72 | 180 | 20 | 180 | 50 | 180 | 18 | 130 | 47 | 130
ROCK-1 | A | 36 | 400 | 50 | 400 | 54 | 400 | 60 | 400 | 160 | 400 | 33 | 220 | 53 | 220
RYHPS-1 | A | 30 | 305 | 48 | 305 | 66 | 305 | 42 | 305 | 51 | 305 | 30 | 130 | 42 | 68
SCCL-1 | A | 35 | 180 | 70 | 180 | 70 | 180 | 40 | 180 | 95 | 180 | 40 | 100 | 100 | 50
SCCL-2 | A | 35 | 180 | 70 | 180 | 70 | 180 | 40 | 180 | 95 | 180 | 40 | 100 | 100 | 50
SCCL-3 | A | 35 | 180 | 70 | 180 | 70 | 180 | 40 | 180 | 95 | 180 | 40 | 100 | 100 | 50
SEAB-1 | A | 44 | 254 | 125 | 254 | 150 | 254 | 55 | 254 | 150 | 254 | 75 | 164 | 176 | 38
SEAB-2 | A | 31 | 138 | 76 | 138 | 86 | 138 | 32 | 138 | 82 | 138 | 37 | 73 | 90 | 43
SHBA-1 | A | 33 | 420 | 79 | 420 | 91 | 420 | 59 | 420 | 150 | 420 | 37 | 336 | 95 | 252
SHBA-2 | A | 32 | 319 | 70 | 319 | 76 | 319 | 35 | 319 | 93 | 319 | 32 | 270 | 70 | 217
SHOS-1 | A | 18 | 160 | 24 | 160 | 24 | 160 | 30 | 160 | 75 | 160 | 18 | 135 | 24 | 135
SHRSO-1 | A | 16 | 157 | 44 | 157 | 46 | 157 | 17 | 157 | 46 | 157 | 16 | 141 | 43 | 113
SHRSO-2 | A | 16 | 157 | 44 | 157 | 46 | 157 | 17 | 157 | 46 | 157 | 16 | 141 | 43 | 113
SIZB-1 | A | 38 | 283 | 45 | 283 | 45 | 283 | 45 | 283 | 45 | 283 | 40 | 283 | 46 | 283
SIZB-2 | A | 38 | 283 | 45 | 283 | 45 | 283 | 45 | 283 | 45 | 283 | 40 | 283 | 46 | 283
SLOY-1 | A | 0 | 38 | 1 | 38 | 1 | 38 | 1 | 38 | 2 | 38 | 0 | 38 | 1 | 30
SLOY-2 | A | 0 | 38 | 1 | 38 | 1 | 38 | 1 | 38 | 2 | 38 | 0 | 38 | 1 | 30
SLOY-3 | A | 0 | 38 | 1 | 38 | 1 | 38 | 1 | 38 | 2 | 38 | 0 | 38 | 1 | 30
SLOY-4 | A | 0 | 28 | 1 | 28 | 1 | 28 | 1 | 28 | 2 | 28 | 0 | 28 | 1 | 22
SPLN-1 | A | 40 | 380 | 100 | 380 | 110 | 380 | 50 | 380 | 120 | 380 | 30 | 380 | 90 | 300
STAY-1 | A | 35 | 265 | 62 | 265 | 62 | 265 | 35 | 265 | 89 | 265 | 34 | 192 | 63 | 192
STAY-2 | A | 35 | 265 | 62 | 265 | 62 | 265 | 35 | 265 | 89 | 265 | 34 | 192 | 63 | 192
STAY-3 | A | 35 | 265 | 62 | 265 | 62 | 265 | 35 | 265 | 89 | 265 | 34 | 192 | 63 | 192
STAY-4 | A | 35 | 265 | 62 | 265 | 62 | 265 | 35 | 265 | 89 | 265 | 34 | 192 | 63 | 192
STRNW-1 | A | 6 | 52 | 16 | 52 | 26 | 52 | 7 | 60 | 17 | 60 | 6 | 52 | 17 | 42
SUTB-1 | A | 36 | 380 | 104 | 380 | 148 | 380 | 52 | 380 | 132 | 380 | 47 | 250 | 107 | 250
SVRP-10 | A | 20 | 225 | 50 | 225 | 70 | 225 | 32 | 225 | 80 | 225 | 20 | 172 | 50 | 172
SVRP-20 | A | 20 | 225 | 50 | 225 | 70 | 225 | 32 | 225 | 80 | 225 | 20 | 172 | 50 | 172
USKM-13 | A | 6 | 49 | 15 | 49 | 17 | 49 | 8 | 49 | 19 | 49 | 7 | 36 | 8 | 36
USKM-14 | A | 6 | 49 | 15 | 49 | 17 | 49 | 8 | 49 | 19 | 49 | 7 | 36 | 8 | 36
USKM-15 | A | 6 | 49 | 15 | 49 | 17 | 49 | 8 | 49 | 19 | 49 | 7 | 36 | 8 | 36
WBUPS-1 | A | 30 | 113 | 48 | 153 | 48 | 153 | 32 | 113 | 50 | 113 | 40 | 153 | 65 | 113
WBUPS-2 | A | 30 | 133 | 48 | 173 | 48 | 173 | 32 | 133 | 50 | 133 | 40 | 173 | 65 | 133
WBUPS-3 | A | 30 | 133 | 48 | 173 | 48 | 173 | 32 | 133 | 50 | 133 | 40 | 173 | 65 | 133
WBUPS-4 | A | 30 | 113 | 48 | 153 | 48 | 153 | 32 | 113 | 50 | 113 | 40 | 153 | 65 | 113
WBURB-1 | A | 22 | 240 | 48 | 240 | 62 | 240 | 27 | 240 | 69 | 240 | 20 | 200 | 50 | 120
WBURB-2 | A | 25 | 255 | 52 | 255 | 62 | 255 | 26 | 255 | 67 | 255 | 22 | 215 | 52 | 135
WBURB-3 | A | 23 | 255 | 48 | 255 | 62 | 255 | 27 | 255 | 67 | 255 | 20 | 215 | 52 | 135
WDNSO-1 | A | 21 | 191 | 54 | 191 | 57 | 191 | 21 | 191 | 57 | 191 | 21 | 170 | 55 | 136
WDNSO-2 | A | 21 | 191 | 54 | 191 | 57 | 191 | 21 | 191 | 57 | 191 | 21 | 170 | 55 | 136
WHILW-1 | A | 31 | 322 | 84 | 322 | 90 | 322 | 33 | 322 | 90 | 322 | 32 | 255 | 86 | 210
WHILW-2 | A | 19 | 163 | 33 | 163 | 35 | 163 | 20 | 163 | 52 | 163 | 21 | 142 | 43 | 119
WLNYO-2 | A | 19 | 182 | 51 | 182 | 54 | 182 | 20 | 182 | 53 | 182 | 20 | 158 | 51 | 130
WLNYW-1 | A | 19 | 182 | 51 | 182 | 54 | 182 | 20 | 182 | 53 | 182 | 20 | 158 | 51 | 130
WTMSO-1 | A | 22 | 200 | 58 | 200 | 62 | 200 | 23 | 200 | 61 | 200 | 23 | 140 | 60 | 140

## Aug 2021
MW Response Capability by BMU
|  | Primary Response (Max MWhrs) | [5 empty] | Secondary Response (Max Mwhrs) |  |  |  | High Frequency Response (Max MWhrs)
UNIT | Mode | 0.2Hz | Genset Deload (MW) | 0.5Hz | Genset Deload (MW) | 0.8Hz | Genset Deload (MW) | 0.2/0.2Hz | Genset Deload (MW) | 0.5/0.5Hz | Genset Deload (MW) | 0.2Hz | Genset Deload (MW) | 0.5Hz | Genset Deload (MW)
ABTH7 | A | 40 | 250 | 72 | 250 | 72 | 250 | 48 | 250 | 120 | 250 | 38 | 185 | 55 | 185
ABTH8 | A | 40 | 250 | 72 | 250 | 72 | 250 | 48 | 250 | 120 | 250 | 38 | 185 | 55 | 185
ABTH9 | A | 30 | 240 | 80 | 240 | 80 | 240 | 40 | 240 | 120 | 240 | 38 | 125 | 52 | 125
ARCHW-1 | A | 10 | 92 | 25 | 92 | 25 | 92 | 12 | 92 | 30 | 92 | 11 | 73 | 24 | 56
BAGE-1 | A | 30 | 255 | 70 | 255 | 90 | 255 | 35 | 255 | 90 | 255 | 28 | 220 | 70 | 185
BAGE-2 | A | 3 | 17 | 8 | 17 | 12 | 17 | 4 | 17 | 9 | 17 | 2 | 17 | 5 | 17
BARKB2 | A | 33 | 210 | 82 | 210 | 108 | 210 | 39 | 210 | 97 | 210 | 31 | 120 | 84 | 120
BARK-1 | A | 22 | 140 | 55 | 140 | 72 | 140 | 26 | 140 | 65 | 140 | 21 | 80 | 54 | 80
BHLAW-1 | A | 7 | 98 | 16 | 98 | 19 | 98 | 10 | 98 | 26 | 98 | 8 | 87 | 18 | 78
BLLA-1 | A | 6 | 99 | 13 | 99 | 13 | 99 | 15 | 99 | 39 | 99 | 9 | 83 | 16 | 83
BRBEO-1 | A | 20 | 254 | 50 | 254 | 50 | 254 | 22 | 254 | 63 | 254 | 17 | 194 | 46 | 194
BRDUW-1 | A | 6 | 58 | 17 | 58 | 17 | 58 | 7 | 58 | 17 | 58 | 6 | 36 | 17 | 36
BRGG-1 | A | 16 | 110 | 32 | 110 | 48 | 110 | 16 | 110 | 40 | 110 | 14 | 96 | 34 | 46
BRYP-1 | A | 15 | 82 | 25 | 82 | 31 | 82 | 22 | 82 | 37 | 82 | 10 | 82 | 27 | 47
BURBW-1 | A | 0 | 90 | 0 | 90 | 0 | 90 | 0 | 0 | 0 | 0 | 0 | 90 | 0 | 90
CARR-1 | A | 35 | 269 | 58 | 269 | 58 | 269 | 35 | 325 | 88 | 325 | 34 | 269 | 56 | 269
CARR-2 | A | 35 | 269 | 58 | 269 | 58 | 269 | 35 | 325 | 88 | 325 | 34 | 269 | 56 | 269
CDCL-1 | A | 30 | 231 | 46 | 231 | 46 | 231 | 34 | 231 | 45 | 231 | 29 | 172 | 72 | 135
CLAC-1 | A | 3 | 28 | 8 | 28 | 13 | 28 | 3 | 36 | 9 | 36 | 3 | 28 | 8 | 28
CLDCW-1 | A | 14 | 14 | 34 | 113 | 36 | 113 | 13 | 113 | 35 | 113 | 13 | 99 | 34 | 78
CLDNW-1 | A | 13 | 108 | 33 | 108 | 35 | 108 | 13 | 108 | 35 | 108 | 12 | 95 | 33 | 74
CLDSW-1 | A | 16 | 129 | 40 | 129 | 43 | 129 | 16 | 129 | 42 | 129 | 16 | 113 | 41 | 88
CNQPS-1 | A | 22 | 170 | 55 | 170 | 55 | 170 | 28 | 170 | 70 | 170 | 26 | 120 | 60 | 105
CNQPS-2 | A | 22 | 170 | 55 | 170 | 55 | 170 | 28 | 170 | 70 | 170 | 22 | 120 | 55 | 105
CNQPS-3 | A | 22 | 170 | 55 | 170 | 55 | 170 | 28 | 170 | 70 | 170 | 22 | 120 | 55 | 105
CNQPS-4 | A | 22 | 170 | 55 | 170 | 55 | 170 | 28 | 170 | 70 | 170 | 28 | 105 | 55 | 105
CORB-1 | A | 10 | 130 | 30 | 130 | 50 | 130 | 28 | 130 | 60 | 130 | 15 | 95 | 40 | 60
COSO-1 | A | 20 | 380 | 40 | 380 | 50 | 380 | 60 | 380 | 140 | 380 | 17 | 304 | 40 | 304
COTPS-1 | A | 29 | 277 | 50 | 277 | 62 | 277 | 35 | 60 | 63 | 277 | 30 | 122 | 60 | 122
COTPS-2 | A | 29 | 287 | 50 | 287 | 62 | 287 | 35 | 60 | 63 | 287 | 30 | 122 | 60 | 122
COTPS-3 | A | 29 | 287 | 50 | 287 | 62 | 287 | 35 | 60 | 63 | 287 | 30 | 122 | 60 | 122
COTPS-4 | A | 29 | 277 | 50 | 277 | 62 | 277 | 35 | 60 | 63 | 277 | 30 | 122 | 60 | 122
COWE1 | A | 7 | 30 | 17 | 30 | 17 | 30 | 7 | 30 | 17 | 30 | 7 | 30 | 17 | 30
COWE2 | A | 7 | 30 | 17 | 30 | 17 | 30 | 7 | 30 | 17 | 30 | 7 | 30 | 17 | 30
CRUA-1 | A | 10 | 110 | 25 | 110 | 37 | 110 | 12 | 110 | 30 | 110 | 10 | 84 | 25 | 48
CRUA-2 | A | 10 | 110 | 25 | 110 | 37 | 110 | 12 | 110 | 30 | 110 | 10 | 84 | 25 | 48
CRUA-3 | A | 7 | 30 | 15 | 30 | 21 | 30 | 9 | 30 | 24 | 30 | 5 | 25 | 13 | 15
CRUA-4 | A | 7 | 30 | 15 | 30 | 21 | 30 | 9 | 30 | 24 | 30 | 5 | 25 | 13 | 15
CRYRW-2 | A | 15 | 138 | 38 | 138 | 40 | 138 | 15 | 138 | 40 | 138 | 13 | 109 | 40 | 63
DAMC-1 | A | 64 | 380 | 136 | 380 | 156 | 380 | 80 | 380 | 180 | 380 | 60 | 293 | 190 | 128
DDGNO-1 | A | 9 | 108 | 25 | 108 | 26 | 108 | 10 | 108 | 26 | 108 | 9 | 97 | 25 | 81
DDGNO-2 | A | 8 | 90 | 20 | 90 | 22 | 90 | 8 | 90 | 21 | 90 | 8 | 81 | 21 | 68
DDGNO-3 | A | 9 | 102 | 24 | 102 | 25 | 102 | 9 | 102 | 25 | 102 | 9 | 92 | 24 | 77
DDGNO-4 | A | 9 | 102 | 24 | 102 | 25 | 102 | 9 | 102 | 25 | 102 | 9 | 92 | 24 | 77
DEEP-1 | A | 20 | 180 | 60 | 180 | 86 | 180 | 22 | 180 | 80 | 180 | 24 | 96 | 52 | 96
DIDCB5 | A | 40 | 330 | 104 | 330 | 125 | 330 | 55 | 330 | 140 | 330 | 40 | 185 | 105 | 185
DIDCB6 | A | 50 | 250 | 105 | 250 | 105 | 250 | 50 | 250 | 130 | 250 | 50 | 153 | 110 | 103
DINO-1 | A | 14 | 138 | 39 | 138 | 58 | 138 | 28 | 138 | 72 | 138 | 14 | 118 | 36 | 88
DINO-2 | A | 14 | 138 | 39 | 138 | 58 | 138 | 28 | 138 | 72 | 138 | 14 | 118 | 36 | 88
DINO-3 | A | 14 | 138 | 39 | 138 | 58 | 138 | 28 | 138 | 72 | 138 | 14 | 118 | 36 | 88
DINO-4 | A | 14 | 138 | 39 | 138 | 58 | 138 | 28 | 138 | 72 | 138 | 14 | 118 | 36 | 88
DINO-5 | A | 14 | 138 | 39 | 138 | 58 | 138 | 28 | 138 | 72 | 138 | 14 | 118 | 36 | 88
DINO-6 | A | 14 | 138 | 39 | 138 | 58 | 138 | 28 | 138 | 72 | 138 | 14 | 118 | 36 | 88
DRAXX-1 | A | 68 | 345 | 100 | 345 | 100 | 345 | 64 | 95 | 110 | 345 | 60 | 225 | 70 | 225
DRAXX-2 | A | 68 | 345 | 100 | 345 | 100 | 345 | 64 | 95 | 110 | 345 | 60 | 225 | 70 | 225
DRAXX-3 | A | 68 | 345 | 100 | 345 | 100 | 345 | 64 | 95 | 110 | 345 | 60 | 225 | 70 | 225
DRAXX-4 | A | 68 | 345 | 100 | 345 | 100 | 345 | 64 | 95 | 110 | 345 | 60 | 225 | 70 | 225
DRAXX-5 | A | 68 | 345 | 100 | 345 | 100 | 345 | 64 | 95 | 110 | 345 | 60 | 225 | 70 | 225
DRAXX-6 | A | 68 | 345 | 100 | 345 | 100 | 345 | 64 | 95 | 110 | 345 | 60 | 225 | 70 | 225
DRSLW-1 | A | 6 | 69 | 16 | 69 | 17 | 69 | 6 | 69 | 17 | 69 | 6 | 61 | 16 | 54
DUNGW-1 | A | 8 | 89 | 21 | 89 | 33 | 89 | 8 | 89 | 23 | 89 | 8 | 80 | 21 | 69
EECL-1 | A | 20 | 178 | 25 | 178 | 25 | 178 | 32 | 178 | 81 | 178 | 20 | 143 | 25 | 143
EGGPS-1 | A | 45 | 205 | 83 | 205 | 83 | 205 | 49 | 205 | 110 | 205 | 33 | 95 | 60 | 95
EGGPS-2 | A | 45 | 205 | 83 | 205 | 83 | 205 | 49 | 205 | 110 | 205 | 33 | 95 | 60 | 95
EGGPS-3 | A | 45 | 205 | 83 | 205 | 83 | 205 | 49 | 205 | 110 | 205 | 33 | 95 | 60 | 95
EGGPS-4 | A | 45 | 205 | 83 | 205 | 83 | 205 | 49 | 205 | 110 | 205 | 33 | 95 | 60 | 95
ERRO-1 | A | 1 | 21 | 1 | 21 | 1 | 21 | 2 | 21 | 5 | 21 | 1 | 17 | 1 | 17
ERRO-2 | A | 1 | 21 | 1 | 21 | 1 | 21 | 2 | 21 | 5 | 21 | 1 | 17 | 1 | 17
ERRO-3 | A | 1 | 21 | 1 | 21 | 1 | 21 | 2 | 21 | 5 | 21 | 1 | 17 | 1 | 17
FAARW-1 | A | 2 | 37 | 4 | 37 | 4 | 37 | 4 | 37 | 12 | 37 | 2 | 33 | 4 | 33
FAARW-2 | A | 2 | 37 | 4 | 37 | 4 | 37 | 4 | 37 | 12 | 37 | 2 | 33 | 4 | 33
FALGW-1 | A | 11 | 108 | 28 | 108 | 41 | 108 | 13 | 108 | 35 | 108 | 10 | 86 | 22 | 64
FASN-1 | A | 0 | 15 | 1 | 15 | 1 | 15 | 1 | 15 | 2 | 15 | 0 | 15 | 1 | 12
FASN2 | A | 0 | 15 | 1 | 15 | 1 | 15 | 1 | 15 | 2 | 15 | 0 | 15 | 1 | 12
FASN3 | A | 0 | 15 | 1 | 15 | 1 | 15 | 1 | 15 | 2 | 15 | 0 | 15 | 1 | 12
FAWN-1 | A | 10 | 52 | 25 | 52 | 40 | 52 | 13 | 52 | 32 | 52 | 11 | 37 | 27 | 27
FELL-1 | A | 9 | 63 | 21 | 63 | 22 | 63 | 10 | 63 | 24 | 63 | 9 | 63 | 22 | 63
FFES-1 | A | 10 | 35 | 27 | 35 | 30 | 35 | 9 | 35 | 22 | 35 | 4 | 27 | 6 | 27
FFES-2 | A | 10 | 35 | 27 | 35 | 30 | 35 | 9 | 35 | 22 | 35 | 4 | 27 | 6 | 27
FFES-3 | A | 10 | 35 | 27 | 35 | 30 | 35 | 9 | 35 | 22 | 35 | 4 | 27 | 6 | 27
FFES-4 | A | 10 | 35 | 27 | 35 | 30 | 35 | 9 | 35 | 22 | 35 | 4 | 27 | 6 | 27
FIDL-1 | A | 13 | 205 | 20 | 205 | 23 | 205 | 35 | 100 | 40 | 147 | 30 | 147 | 50 | 147
FIDL-2 | A | 13 | 205 | 20 | 205 | 23 | 205 | 35 | 100 | 40 | 147 | 30 | 147 | 50 | 147
FIDL-3 | A | 13 | 205 | 20 | 205 | 23 | 205 | 35 | 100 | 40 | 147 | 30 | 147 | 50 | 147
FIDL-4 | A | 13 | 205 | 20 | 205 | 23 | 205 | 35 | 100 | 40 | 147 | 30 | 147 | 50 | 147
FINL-1 | A | 0 | 14 | 1 | 14 | 1 | 14 | 1 | 14 | 2 | 14 | 0 | 14 | 1 | 11
FOYE-1 | A | 6 | 60 | 13 | 60 | 16 | 60 | 11 | 60 | 27 | 60 | 5 | 30 | 11 | 30
FOYE-2 | A | 6 | 60 | 13 | 60 | 16 | 60 | 11 | 60 | 27 | 60 | 5 | 30 | 11 | 30
GLNDO-1 | A | 6 | 80 | 12 | 45 | 17 | 45 | 12 | 45 | 25 | 45 | 8 | 65 | 18 | 45
GNFSW-1 | A | 11 | 100 | 30 | 100 | 30 | 100 | 12 | 100 | 31 | 100 | 12 | 70 | 30 | 70
GNFSW-2 | A | 7 | 64 | 18 | 64 | 18 | 64 | 8 | 64 | 18 | 64 | 6 | 49 | 15 | 49
GORDW-1 | A | 6 | 62 | 16 | 56 | 26 | 45 | 7 | 62 | 18 | 62 | 6 | 56 | 16 | 45
GRAI-6 | A | 24 | 320 | 58 | 320 | 58 | 320 | 35 | 320 | 88 | 320 | 28 | 270 | 60 | 230
GRAI-7 | A | 30 | 232 | 60 | 232 | 60 | 232 | 32 | 232 | 84 | 232 | 32 | 175 | 65 | 135
GRAI-8 | A | 26 | 232 | 58 | 232 | 58 | 232 | 32 | 232 | 84 | 232 | 32 | 175 | 65 | 135
GRIFW-1 | A | 8 | 94 | 22 | 94 | 23 | 94 | 8 | 94 | 22 | 94 | 8 | 85 | 22 | 72
GRIFW-2 | A | 8 | 94 | 22 | 94 | 23 | 94 | 8 | 94 | 22 | 94 | 8 | 85 | 22 | 72
GRMO-1 | A | 8 | 43 | 8 | 43 | 8 | 43 | 8 | 43 | 8 | 43 | 8 | 23 | 8 | 23
GYAR-1 | A | 17 | 176 | 42 | 176 | 66 | 176 | 24 | 176 | 60 | 176 | 17 | 176 | 42 | 176
GYMRO-15 | A | 6 | 145 | 15 | 145 | 15 | 145 | 6 | 145 | 15 | 145 | 6 | 44 | 15 | 44
GYMRO-17 | A | 6 | 145 | 15 | 145 | 15 | 145 | 6 | 145 | 15 | 145 | 6 | 44 | 15 | 44
GYMRO-26 | A | 6 | 145 | 15 | 145 | 15 | 145 | 6 | 145 | 15 | 145 | 6 | 44 | 15 | 44
GYMRO-28 | A | 6 | 145 | 15 | 145 | 15 | 145 | 6 | 145 | 15 | 145 | 6 | 44 | 15 | 44
HADHW-1 | A | 7 | 76 | 14 | 76 | 22 | 76 | 13 | 76 | 34 | 76 | 8 | 65 | 17 | 65
HMGTO-1 | A | 8 | 88 | 20 | 88 | 35 | 88 | 10 | 88 | 25 | 88 | 8 | 68 | 19 | 68
HMGTO-2 | A | 9 | 91 | 23 | 91 | 37 | 91 | 10 | 91 | 25 | 91 | 10 | 67 | 24 | 67
HRSTW-1 | A | 12 | 102 | 30 | 102 | 45 | 102 | 13 | 102 | 34 | 102 | 13 | 80 | 27 | 66
HUMR-1 | A | 60 | 533 | 150 | 533 | 200 | 533 | 80 | 533 | 200 | 533 | 62 | 419 | 155 | 251
INDQ-1 | A | 12 | 102 | 31 | 102 | 43 | 102 | 13 | 102 | 34 | 102 | 12 | 72 | 30 | 72
KEAD-1 | A | 38 | 415 | 90 | 415 | 90 | 415 | 55 | 415 | 138 | 415 | 38 | 355 | 90 | 285
KILBW-1 | A | 3 | 56 | 8 | 56 | 13 | 56 | 5 | 56 | 14 | 56 | 4 | 53 | 9 | 47
KILLPG-1 | A | 8 | 225 | 10 | 225 | 10 | 225 | 10 | 225 | 12 | 225 | 4 | 150 | 15 | 150
KILLPG-2 | A | 18 | 225 | 25 | 225 | 25 | 225 | 37 | 225 | 37 | 225 | 22 | 195 | 30 | 195
KILNS-1 | A | 30 | 290 | 72 | 290 | 84 | 290 | 42 | 290 | 114 | 290 | 18 | 104 | 45 | 104
KLYN-A-1 | A | 24 | 126 | 50 | 126 | 50 | 126 | 34 | 126 | 70 | 126 | 22 | 81 | 34 | 81
KPMRW-1 | A | 9 | 75 | 20 | 75 | 30 | 75 | 9 | 75 | 23 | 75 | 9 | 67 | 22 | 54
LAGA-1 | A | 55 | 500 | 123 | 500 | 140 | 500 | 52 | 500 | 130 | 500 | 53 | 475 | 130 | 475
LARYO-1 | A | 16 | 155 | 40 | 155 | 45 | 155 | 18 | 155 | 45 | 155 | 14 | 120 | 35 | 120
LARYO-2 | A | 16 | 158 | 40 | 158 | 45 | 158 | 18 | 158 | 45 | 158 | 14 | 120 | 35 | 120
LARYO-3 | A | 16 | 158 | 40 | 158 | 45 | 158 | 18 | 158 | 45 | 158 | 14 | 120 | 35 | 120
LARYO-4 | A | 16 | 158 | 40 | 158 | 45 | 158 | 18 | 158 | 45 | 158 | 14 | 120 | 35 | 120
LBAR-1G | A | 1 | 16 | 4 | 16 | 6 | 16 | 2 | 16 | 4 | 16 | 1 | 9 | 4 | 9
LBAR-1 | A | 39 | 360 | 88 | 360 | 88 | 360 | 55 | 360 | 145 | 360 | 41 | 270 | 90 | 270
LNCSO-1 | A | 12 | 130 | 30 | 130 | 32 | 130 | 12 | 130 | 32 | 130 | 10 | 100 | 26 | 100
LNCSO-2 | A | 13 | 140 | 34 | 140 | 36 | 140 | 14 | 140 | 36 | 140 | 12 | 125 | 32 | 125
LOAN-1 | A | 25 | 326 | 51 | 326 | 55 | 326 | 19 | 326 | 50 | 326 | 12 | 276 | 28 | 276
LOAN-2 | A | 25 | 326 | 51 | 326 | 55 | 326 | 19 | 326 | 50 | 326 | 12 | 276 | 28 | 276
LOAN-3 | A | 25 | 326 | 51 | 326 | 55 | 326 | 19 | 326 | 50 | 326 | 12 | 276 | 28 | 276
MEDP-1 | A | 30 | 380 | 76 | 330 | 76 | 330 | 48 | 380 | 105 | 380 | 31 | 330 | 79 | 290
MILWW-1 | A | 6 | 32 | 8 | 54 | 13 | 54 | 5 | 54 | 14 | 54 | 3 | 43 | 8 | 43
MKHLW-1 | A | 4 | 42 | 10 | 42 | 12 | 42 | 5 | 42 | 13 | 42 | 5 | 37 | 12 | 30
MRWD-1 | A | 43 | 448 | 100 | 448 | 112 | 448 | 67 | 448 | 160 | 448 | 36 | 328 | 93 | 328
NANT-1 | A | 0 | 15 | 0 | 15 | 0 | 15 | 0 | 15 | 1 | 15 | 0 | 15 | 0 | 15
PEHE-1 | A | 42 | 420 | 72 | 420 | 72 | 420 | 83 | 420 | 117 | 420 | 35 | 350 | 84 | 260
PEHE-2 | A | 16 | 490 | 40 | 265 | 42 | 490 | 0 | 0 | 0 | 0 | 0 | 490 | 0 | 490
PEMB-11 | A | 38 | 113 | 63 | 276 | 63 | 276 | 33 | 276 | 90 | 276 | 35 | 241 | 64 | 210
PEMB-21 | A | 38 | 113 | 63 | 276 | 63 | 276 | 33 | 276 | 90 | 276 | 35 | 241 | 64 | 210
PEMB-31 | A | 38 | 113 | 63 | 276 | 63 | 276 | 33 | 276 | 90 | 276 | 35 | 241 | 64 | 210
PEMB-41 | A | 38 | 113 | 63 | 276 | 63 | 276 | 33 | 276 | 90 | 276 | 35 | 241 | 64 | 210
PEMB-51 | A | 38 | 113 | 63 | 276 | 63 | 276 | 33 | 276 | 90 | 276 | 35 | 241 | 64 | 210
PETEM1 | A | 20 | 180 | 46 | 180 | 52 | 180 | 24 | 180 | 58 | 180 | 20 | 150 | 50 | 100
RATS-1 | A | 50 | 270 | 90 | 270 | 90 | 270 | 36 | 270 | 50 | 270 | 42 | 105 | 75 | 155
RATS-2 | A | 40 | 270 | 90 | 270 | 100 | 270 | 36 | 270 | 50 | 270 | 40 | 195 | 75 | 195
RATS-3 | A | 40 | 270 | 90 | 270 | 100 | 270 | 36 | 270 | 50 | 270 | 40 | 195 | 75 | 195
RATS-4 | A | 40 | 270 | 95 | 270 | 100 | 270 | 36 | 270 | 50 | 270 | 40 | 195 | 75 | 195
RMPNO-1 | A | 18 | 180 | 45 | 180 | 72 | 180 | 20 | 180 | 50 | 180 | 18 | 130 | 47 | 130
RMPNO-2 | A | 18 | 180 | 45 | 180 | 72 | 180 | 20 | 180 | 50 | 180 | 18 | 130 | 47 | 130
ROCK-1 | A | 36 | 400 | 50 | 400 | 54 | 400 | 60 | 400 | 160 | 400 | 33 | 220 | 53 | 220
RYHPS-1 | A | 30 | 305 | 48 | 305 | 66 | 305 | 42 | 305 | 51 | 305 | 30 | 130 | 42 | 68
SCCL-1 | A | 35 | 180 | 70 | 180 | 70 | 180 | 40 | 180 | 95 | 180 | 40 | 100 | 100 | 50
SCCL-2 | A | 35 | 180 | 70 | 180 | 70 | 180 | 40 | 180 | 95 | 180 | 40 | 100 | 100 | 50
SCCL-3 | A | 35 | 180 | 70 | 180 | 70 | 180 | 40 | 180 | 95 | 180 | 40 | 100 | 100 | 50
SEAB-1 | A | 44 | 254 | 125 | 254 | 150 | 254 | 55 | 254 | 150 | 254 | 75 | 164 | 176 | 38
SEAB-2 | A | 31 | 138 | 76 | 138 | 86 | 138 | 32 | 138 | 82 | 138 | 37 | 73 | 90 | 43
SHBA-1 | A | 33 | 420 | 79 | 420 | 91 | 420 | 59 | 420 | 150 | 420 | 37 | 336 | 95 | 252
SHBA-2 | A | 32 | 319 | 70 | 319 | 76 | 319 | 35 | 319 | 93 | 319 | 32 | 270 | 70 | 217
SHOS-1 | A | 18 | 160 | 24 | 160 | 24 | 160 | 30 | 160 | 75 | 160 | 18 | 135 | 24 | 135
SHRSO-1 | A | 16 | 157 | 44 | 157 | 46 | 157 | 17 | 157 | 46 | 157 | 16 | 141 | 43 | 113
SHRSO-2 | A | 16 | 157 | 44 | 157 | 46 | 157 | 17 | 157 | 46 | 157 | 16 | 141 | 43 | 113
SIZB-1 | A | 38 | 283 | 45 | 283 | 45 | 283 | 45 | 283 | 45 | 283 | 40 | 283 | 46 | 283
SIZB-2 | A | 38 | 283 | 45 | 283 | 45 | 283 | 45 | 283 | 45 | 283 | 40 | 283 | 46 | 283
SLOY-1 | A | 0 | 38 | 1 | 38 | 1 | 38 | 1 | 38 | 2 | 38 | 0 | 38 | 1 | 30
SLOY-2 | A | 0 | 38 | 1 | 38 | 1 | 38 | 1 | 38 | 2 | 38 | 0 | 38 | 1 | 30
SLOY-3 | A | 0 | 38 | 1 | 38 | 1 | 38 | 1 | 38 | 2 | 38 | 0 | 38 | 1 | 30
SLOY-4 | A | 0 | 28 | 1 | 28 | 1 | 28 | 1 | 28 | 2 | 28 | 0 | 28 | 1 | 22
SPLN-1 | A | 40 | 380 | 100 | 380 | 110 | 380 | 50 | 380 | 120 | 380 | 30 | 380 | 90 | 300
STAY-1 | A | 35 | 265 | 62 | 265 | 62 | 265 | 35 | 265 | 89 | 265 | 34 | 192 | 63 | 192
STAY-2 | A | 35 | 265 | 62 | 265 | 62 | 265 | 35 | 265 | 89 | 265 | 34 | 192 | 63 | 192
STAY-3 | A | 35 | 265 | 62 | 265 | 62 | 265 | 35 | 265 | 89 | 265 | 34 | 192 | 63 | 192
STAY-4 | A | 35 | 265 | 62 | 265 | 62 | 265 | 35 | 265 | 89 | 265 | 34 | 192 | 63 | 192
STRNW-1 | A | 6 | 52 | 16 | 52 | 26 | 52 | 7 | 60 | 17 | 60 | 6 | 52 | 17 | 42
SUTB-1 | A | 36 | 380 | 104 | 380 | 148 | 380 | 52 | 380 | 132 | 380 | 47 | 250 | 107 | 250
SVRP-10 | A | 20 | 225 | 50 | 225 | 70 | 225 | 32 | 225 | 80 | 225 | 20 | 172 | 50 | 172
SVRP-20 | A | 20 | 225 | 50 | 225 | 70 | 225 | 32 | 225 | 80 | 225 | 20 | 172 | 50 | 172
USKM-13 | A | 6 | 49 | 15 | 49 | 17 | 49 | 8 | 49 | 19 | 49 | 7 | 36 | 8 | 36
USKM-14 | A | 6 | 49 | 15 | 49 | 17 | 49 | 8 | 49 | 19 | 49 | 7 | 36 | 8 | 36
USKM-15 | A | 6 | 49 | 15 | 49 | 17 | 49 | 8 | 49 | 19 | 49 | 7 | 36 | 8 | 36
WBUPS-1 | A | 30 | 113 | 48 | 153 | 48 | 153 | 32 | 113 | 50 | 113 | 40 | 153 | 65 | 113
WBUPS-2 | A | 30 | 133 | 48 | 173 | 48 | 173 | 32 | 133 | 50 | 133 | 40 | 173 | 65 | 133
WBUPS-3 | A | 30 | 133 | 48 | 173 | 48 | 173 | 32 | 133 | 50 | 133 | 40 | 173 | 65 | 133
WBUPS-4 | A | 30 | 113 | 48 | 153 | 48 | 153 | 32 | 113 | 50 | 113 | 40 | 153 | 65 | 113
WBURB-1 | A | 22 | 240 | 48 | 240 | 62 | 240 | 27 | 240 | 69 | 240 | 20 | 200 | 50 | 120
WBURB-2 | A | 25 | 255 | 52 | 255 | 62 | 255 | 26 | 255 | 67 | 255 | 22 | 215 | 52 | 135
WBURB-3 | A | 23 | 255 | 48 | 255 | 62 | 255 | 27 | 255 | 67 | 255 | 20 | 215 | 52 | 135
WDNSO-1 | A | 21 | 191 | 54 | 191 | 57 | 191 | 21 | 191 | 57 | 191 | 21 | 170 | 55 | 136
WDNSO-2 | A | 21 | 191 | 54 | 191 | 57 | 191 | 21 | 191 | 57 | 191 | 21 | 170 | 55 | 136
WHILW-1 | A | 31 | 322 | 84 | 322 | 90 | 322 | 33 | 322 | 90 | 322 | 32 | 255 | 86 | 210
WHILW-2 | A | 19 | 163 | 33 | 163 | 35 | 163 | 20 | 163 | 52 | 163 | 21 | 142 | 43 | 119
WLNYO-2 | A | 19 | 182 | 51 | 182 | 54 | 182 | 20 | 182 | 53 | 182 | 20 | 158 | 51 | 130
WLNYW-1 | A | 19 | 182 | 51 | 182 | 54 | 182 | 20 | 182 | 53 | 182 | 20 | 158 | 51 | 130
WTMSO-1 | A | 22 | 200 | 58 | 200 | 62 | 200 | 23 | 200 | 61 | 200 | 23 | 140 | 60 | 140

## Jul 2021
MW Response Capability by BMU
|  | Primary Response (Max MWhrs) | [5 empty] | Secondary Response (Max Mwhrs) |  |  |  | High Frequency Response (Max MWhrs)
UNIT | Mode | 0.2Hz | Genset Deload (MW) | 0.5Hz | Genset Deload (MW) | 0.8Hz | Genset Deload (MW) | 0.2/0.2Hz | Genset Deload (MW) | 0.5/0.5Hz | Genset Deload (MW) | 0.2Hz | Genset Deload (MW) | 0.5Hz | Genset Deload (MW)
ABTH7 | A | 40 | 250 | 72 | 250 | 72 | 250 | 48 | 250 | 120 | 250 | 38 | 185 | 55 | 185
ABTH8 | A | 40 | 250 | 72 | 250 | 72 | 250 | 48 | 250 | 120 | 250 | 38 | 185 | 55 | 185
ABTH9 | A | 30 | 240 | 80 | 240 | 80 | 240 | 40 | 240 | 120 | 240 | 38 | 125 | 52 | 125
ARCHW-1 | A | 10 | 92 | 25 | 92 | 25 | 92 | 12 | 92 | 30 | 92 | 11 | 73 | 24 | 56
BAGE-1 | A | 30 | 255 | 70 | 255 | 90 | 255 | 35 | 255 | 90 | 255 | 28 | 220 | 70 | 185
BAGE-2 | A | 3 | 17 | 8 | 17 | 12 | 17 | 4 | 17 | 9 | 17 | 2 | 17 | 5 | 17
BARKB2 | A | 33 | 210 | 82 | 210 | 108 | 210 | 39 | 210 | 97 | 210 | 31 | 120 | 84 | 120
BARK-1 | A | 22 | 140 | 55 | 140 | 72 | 140 | 26 | 140 | 65 | 140 | 21 | 80 | 54 | 80
BHLAW-1 | A | 7 | 98 | 16 | 98 | 19 | 98 | 10 | 98 | 26 | 98 | 8 | 87 | 18 | 78
BLLA-1 | A | 6 | 99 | 13 | 99 | 13 | 99 | 15 | 99 | 39 | 99 | 9 | 83 | 16 | 83
BRBEO-1 | A | 20 | 254 | 50 | 254 | 50 | 254 | 22 | 254 | 63 | 254 | 17 | 194 | 46 | 194
BRDUW-1 | A | 6 | 58 | 17 | 58 | 17 | 58 | 7 | 58 | 17 | 58 | 6 | 36 | 17 | 36
BRGG-1 | A | 16 | 110 | 32 | 110 | 48 | 110 | 16 | 110 | 40 | 110 | 14 | 96 | 34 | 46
BRYP-1 | A | 15 | 82 | 25 | 82 | 31 | 82 | 22 | 82 | 37 | 82 | 10 | 82 | 27 | 47
BURBW-1 | A | 0 | 90 | 0 | 90 | 0 | 90 | 0 | 0 | 0 | 0 | 0 | 90 | 0 | 90
CARR-1 | A | 35 | 269 | 58 | 269 | 58 | 269 | 35 | 325 | 88 | 325 | 34 | 269 | 56 | 269
CARR-2 | A | 35 | 269 | 58 | 269 | 58 | 269 | 35 | 325 | 88 | 325 | 34 | 269 | 56 | 269
CDCL-1 | A | 30 | 231 | 46 | 231 | 46 | 231 | 34 | 231 | 45 | 231 | 29 | 172 | 72 | 135
CLAC-1 | A | 3 | 28 | 8 | 28 | 13 | 28 | 3 | 36 | 9 | 36 | 3 | 28 | 8 | 28
CLDCW-1 | A | 14 | 14 | 34 | 113 | 36 | 113 | 13 | 113 | 35 | 113 | 13 | 99 | 34 | 78
CLDNW-1 | A | 13 | 108 | 33 | 108 | 35 | 108 | 13 | 108 | 35 | 108 | 12 | 95 | 33 | 74
CLDSW-1 | A | 16 | 129 | 40 | 129 | 43 | 129 | 16 | 129 | 42 | 129 | 16 | 113 | 41 | 88
CNQPS-1 | A | 22 | 170 | 55 | 170 | 55 | 170 | 28 | 170 | 70 | 170 | 26 | 120 | 60 | 105
CNQPS-2 | A | 22 | 170 | 55 | 170 | 55 | 170 | 28 | 170 | 70 | 170 | 22 | 120 | 55 | 105
CNQPS-3 | A | 22 | 170 | 55 | 170 | 55 | 170 | 28 | 170 | 70 | 170 | 22 | 120 | 55 | 105
CNQPS-4 | A | 22 | 170 | 55 | 170 | 55 | 170 | 28 | 170 | 70 | 170 | 28 | 105 | 55 | 105
CORB-1 | A | 10 | 130 | 30 | 130 | 50 | 130 | 28 | 130 | 60 | 130 | 15 | 95 | 40 | 60
COSO-1 | A | 20 | 380 | 40 | 380 | 50 | 380 | 60 | 380 | 140 | 380 | 17 | 304 | 40 | 304
COTPS-1 | A | 29 | 277 | 50 | 277 | 62 | 277 | 35 | 60 | 63 | 277 | 30 | 122 | 60 | 122
COTPS-2 | A | 29 | 287 | 50 | 287 | 62 | 287 | 35 | 60 | 63 | 287 | 30 | 122 | 60 | 122
COTPS-3 | A | 29 | 287 | 50 | 287 | 62 | 287 | 35 | 60 | 63 | 287 | 30 | 122 | 60 | 122
COTPS-4 | A | 29 | 277 | 50 | 277 | 62 | 277 | 35 | 60 | 63 | 277 | 30 | 122 | 60 | 122
COWE1 | A | 7 | 30 | 17 | 30 | 17 | 30 | 7 | 30 | 17 | 30 | 7 | 30 | 17 | 30
COWE2 | A | 7 | 30 | 17 | 30 | 17 | 30 | 7 | 30 | 17 | 30 | 7 | 30 | 17 | 30
CRUA-1 | A | 10 | 110 | 25 | 110 | 37 | 110 | 12 | 110 | 30 | 110 | 10 | 84 | 25 | 48
CRUA-2 | A | 10 | 110 | 25 | 110 | 37 | 110 | 12 | 110 | 30 | 110 | 10 | 84 | 25 | 48
CRUA-3 | A | 7 | 30 | 15 | 30 | 21 | 30 | 9 | 30 | 24 | 30 | 5 | 25 | 13 | 15
CRUA-4 | A | 7 | 30 | 15 | 30 | 21 | 30 | 9 | 30 | 24 | 30 | 5 | 25 | 13 | 15
CRYRW-2 | A | 15 | 138 | 38 | 138 | 40 | 138 | 15 | 138 | 40 | 138 | 13 | 109 | 40 | 63
DAMC-1 | A | 64 | 380 | 136 | 380 | 156 | 380 | 80 | 380 | 180 | 380 | 60 | 293 | 190 | 128
DDGNO-1 | A | 9 | 108 | 25 | 108 | 26 | 108 | 10 | 108 | 26 | 108 | 9 | 97 | 25 | 81
DDGNO-2 | A | 8 | 90 | 20 | 90 | 22 | 90 | 8 | 90 | 21 | 90 | 8 | 81 | 21 | 68
DDGNO-3 | A | 9 | 102 | 24 | 102 | 25 | 102 | 9 | 102 | 25 | 102 | 9 | 92 | 24 | 77
DDGNO-4 | A | 9 | 102 | 24 | 102 | 25 | 102 | 9 | 102 | 25 | 102 | 9 | 92 | 24 | 77
DEEP-1 | A | 20 | 180 | 60 | 180 | 86 | 180 | 22 | 180 | 80 | 180 | 24 | 96 | 52 | 96
DIDCB5 | A | 40 | 330 | 104 | 330 | 125 | 330 | 55 | 330 | 140 | 330 | 40 | 185 | 105 | 185
DIDCB6 | A | 50 | 250 | 105 | 250 | 105 | 250 | 50 | 250 | 130 | 250 | 50 | 153 | 110 | 103
DINO-1 | A | 14 | 138 | 39 | 138 | 58 | 138 | 28 | 138 | 72 | 138 | 14 | 118 | 36 | 88
DINO-2 | A | 14 | 138 | 39 | 138 | 58 | 138 | 28 | 138 | 72 | 138 | 14 | 118 | 36 | 88
DINO-3 | A | 14 | 138 | 39 | 138 | 58 | 138 | 28 | 138 | 72 | 138 | 14 | 118 | 36 | 88
DINO-4 | A | 14 | 138 | 39 | 138 | 58 | 138 | 28 | 138 | 72 | 138 | 14 | 118 | 36 | 88
DINO-5 | A | 14 | 138 | 39 | 138 | 58 | 138 | 28 | 138 | 72 | 138 | 14 | 118 | 36 | 88
DINO-6 | A | 14 | 138 | 39 | 138 | 58 | 138 | 28 | 138 | 72 | 138 | 14 | 118 | 36 | 88
DRAXX-1 | A | 68 | 345 | 100 | 345 | 100 | 345 | 64 | 95 | 110 | 345 | 60 | 225 | 70 | 225
DRAXX-2 | A | 68 | 345 | 100 | 345 | 100 | 345 | 64 | 95 | 110 | 345 | 60 | 225 | 70 | 225
DRAXX-3 | A | 68 | 345 | 100 | 345 | 100 | 345 | 64 | 95 | 110 | 345 | 60 | 225 | 70 | 225
DRAXX-4 | A | 68 | 345 | 100 | 345 | 100 | 345 | 64 | 95 | 110 | 345 | 60 | 225 | 70 | 225
DRAXX-5 | A | 68 | 345 | 100 | 345 | 100 | 345 | 64 | 95 | 110 | 345 | 60 | 225 | 70 | 225
DRAXX-6 | A | 68 | 345 | 100 | 345 | 100 | 345 | 64 | 95 | 110 | 345 | 60 | 225 | 70 | 225
DRSLW-1 | A | 6 | 69 | 16 | 69 | 17 | 69 | 6 | 69 | 17 | 69 | 6 | 61 | 16 | 54
DUNGW-1 | A | 8 | 89 | 21 | 89 | 33 | 89 | 8 | 89 | 23 | 89 | 8 | 80 | 21 | 69
EECL-1 | A | 20 | 178 | 25 | 178 | 25 | 178 | 32 | 178 | 81 | 178 | 20 | 143 | 25 | 143
EGGPS-1 | A | 45 | 205 | 83 | 205 | 83 | 205 | 49 | 205 | 110 | 205 | 33 | 95 | 60 | 95
EGGPS-2 | A | 45 | 205 | 83 | 205 | 83 | 205 | 49 | 205 | 110 | 205 | 33 | 95 | 60 | 95
EGGPS-3 | A | 45 | 205 | 83 | 205 | 83 | 205 | 49 | 205 | 110 | 205 | 33 | 95 | 60 | 95
EGGPS-4 | A | 45 | 205 | 83 | 205 | 83 | 205 | 49 | 205 | 110 | 205 | 33 | 95 | 60 | 95
ERRO-1 | A | 1 | 21 | 1 | 21 | 1 | 21 | 2 | 21 | 5 | 21 | 1 | 17 | 1 | 17
ERRO-2 | A | 1 | 21 | 1 | 21 | 1 | 21 | 2 | 21 | 5 | 21 | 1 | 17 | 1 | 17
ERRO-3 | A | 1 | 21 | 1 | 21 | 1 | 21 | 2 | 21 | 5 | 21 | 1 | 17 | 1 | 17
FAARW-1 | A | 2 | 37 | 4 | 37 | 4 | 37 | 4 | 37 | 12 | 37 | 2 | 33 | 4 | 33
FAARW-2 | A | 2 | 37 | 4 | 37 | 4 | 37 | 4 | 37 | 12 | 37 | 2 | 33 | 4 | 33
FALGW-1 | A | 11 | 108 | 28 | 108 | 41 | 108 | 13 | 108 | 35 | 108 | 10 | 86 | 22 | 64
FASN-1 | A | 0 | 15 | 1 | 15 | 1 | 15 | 1 | 15 | 2 | 15 | 0 | 15 | 1 | 12
FASN2 | A | 0 | 15 | 1 | 15 | 1 | 15 | 1 | 15 | 2 | 15 | 0 | 15 | 1 | 12
FASN3 | A | 0 | 15 | 1 | 15 | 1 | 15 | 1 | 15 | 2 | 15 | 0 | 15 | 1 | 12
FAWN-1 | A | 10 | 52 | 25 | 52 | 40 | 52 | 13 | 52 | 32 | 52 | 11 | 37 | 27 | 27
FELL-1 | A | 9 | 63 | 21 | 63 | 22 | 63 | 10 | 63 | 24 | 63 | 9 | 63 | 22 | 63
FFES-1 | A | 10 | 35 | 27 | 35 | 30 | 35 | 9 | 35 | 22 | 35 | 4 | 27 | 6 | 27
FFES-2 | A | 10 | 35 | 27 | 35 | 30 | 35 | 9 | 35 | 22 | 35 | 4 | 27 | 6 | 27
FFES-3 | A | 10 | 35 | 27 | 35 | 30 | 35 | 9 | 35 | 22 | 35 | 4 | 27 | 6 | 27
FFES-4 | A | 10 | 35 | 27 | 35 | 30 | 35 | 9 | 35 | 22 | 35 | 4 | 27 | 6 | 27
FIDL-1 | A | 13 | 205 | 20 | 205 | 23 | 205 | 35 | 100 | 40 | 147 | 30 | 147 | 50 | 147
FIDL-2 | A | 13 | 205 | 20 | 205 | 23 | 205 | 35 | 100 | 40 | 147 | 30 | 147 | 50 | 147
FIDL-3 | A | 13 | 205 | 20 | 205 | 23 | 205 | 35 | 100 | 40 | 147 | 30 | 147 | 50 | 147
FIDL-4 | A | 13 | 205 | 20 | 205 | 23 | 205 | 35 | 100 | 40 | 147 | 30 | 147 | 50 | 147
FINL-1 | A | 0 | 14 | 1 | 14 | 1 | 14 | 1 | 14 | 2 | 14 | 0 | 14 | 1 | 11
FOYE-1 | A | 6 | 60 | 13 | 60 | 16 | 60 | 11 | 60 | 27 | 60 | 5 | 30 | 11 | 30
FOYE-2 | A | 6 | 60 | 13 | 60 | 16 | 60 | 11 | 60 | 27 | 60 | 5 | 30 | 11 | 30
GLNDO-1 | A | 6 | 80 | 12 | 45 | 17 | 45 | 12 | 45 | 25 | 45 | 8 | 65 | 18 | 45
GNFSW-1 | A | 11 | 100 | 30 | 100 | 30 | 100 | 12 | 100 | 31 | 100 | 12 | 70 | 30 | 70
GNFSW-2 | A | 7 | 64 | 18 | 64 | 18 | 64 | 8 | 64 | 18 | 64 | 6 | 49 | 15 | 49
GORDW-1 | A | 6 | 62 | 16 | 56 | 26 | 45 | 7 | 62 | 18 | 62 | 6 | 56 | 16 | 45
GRAI-6 | A | 24 | 320 | 58 | 320 | 58 | 320 | 35 | 320 | 88 | 320 | 28 | 270 | 60 | 230
GRAI-7 | A | 30 | 232 | 60 | 232 | 60 | 232 | 32 | 232 | 84 | 232 | 32 | 175 | 65 | 135
GRAI-8 | A | 26 | 232 | 58 | 232 | 58 | 232 | 32 | 232 | 84 | 232 | 32 | 175 | 65 | 135
GRIFW-1 | A | 8 | 94 | 22 | 94 | 23 | 94 | 8 | 94 | 22 | 94 | 8 | 85 | 22 | 72
GRIFW-2 | A | 8 | 94 | 22 | 94 | 23 | 94 | 8 | 94 | 22 | 94 | 8 | 85 | 22 | 72
GRMO-1 | A | 8 | 43 | 8 | 43 | 8 | 43 | 8 | 43 | 8 | 43 | 8 | 23 | 8 | 23
GYAR-1 | A | 17 | 176 | 42 | 176 | 66 | 176 | 24 | 176 | 60 | 176 | 17 | 176 | 42 | 176
GYMRO-15 | A | 6 | 145 | 15 | 145 | 15 | 145 | 6 | 145 | 15 | 145 | 6 | 44 | 15 | 44
GYMRO-17 | A | 6 | 145 | 15 | 145 | 15 | 145 | 6 | 145 | 15 | 145 | 6 | 44 | 15 | 44
GYMRO-26 | A | 6 | 145 | 15 | 145 | 15 | 145 | 6 | 145 | 15 | 145 | 6 | 44 | 15 | 44
GYMRO-28 | A | 6 | 145 | 15 | 145 | 15 | 145 | 6 | 145 | 15 | 145 | 6 | 44 | 15 | 44
HADHW-1 | A | 7 | 76 | 14 | 76 | 22 | 76 | 13 | 76 | 34 | 76 | 8 | 65 | 17 | 65
HMGTO-1 | A | 8 | 88 | 20 | 88 | 35 | 88 | 10 | 88 | 25 | 88 | 8 | 68 | 19 | 68
HMGTO-2 | A | 9 | 91 | 23 | 91 | 37 | 91 | 10 | 91 | 25 | 91 | 10 | 67 | 24 | 67
HRSTW-1 | A | 12 | 102 | 30 | 102 | 45 | 102 | 13 | 102 | 34 | 102 | 13 | 80 | 27 | 66
HUMR-1 | A | 60 | 533 | 150 | 533 | 200 | 533 | 80 | 533 | 200 | 533 | 62 | 419 | 155 | 251
INDQ-1 | A | 12 | 102 | 31 | 102 | 43 | 102 | 13 | 102 | 34 | 102 | 12 | 72 | 30 | 72
KEAD-1 | A | 38 | 415 | 90 | 415 | 90 | 415 | 55 | 415 | 138 | 415 | 38 | 355 | 90 | 285
KILBW-1 | A | 3 | 56 | 8 | 56 | 13 | 56 | 5 | 56 | 14 | 56 | 4 | 53 | 9 | 47
KILLPG-1 | A | 8 | 225 | 10 | 225 | 10 | 225 | 10 | 225 | 12 | 225 | 4 | 150 | 15 | 150
KILLPG-2 | A | 18 | 225 | 25 | 225 | 25 | 225 | 37 | 225 | 37 | 225 | 22 | 195 | 30 | 195
KILNS-1 | A | 30 | 290 | 72 | 290 | 84 | 290 | 42 | 290 | 114 | 290 | 18 | 104 | 45 | 104
KLYN-A-1 | A | 24 | 126 | 50 | 126 | 50 | 126 | 34 | 126 | 70 | 126 | 22 | 81 | 34 | 81
KPMRW-1 | A | 9 | 75 | 20 | 75 | 30 | 75 | 9 | 75 | 23 | 75 | 9 | 67 | 22 | 54
LAGA-1 | A | 55 | 500 | 123 | 500 | 140 | 500 | 52 | 500 | 130 | 500 | 53 | 475 | 130 | 475
LARYO-1 | A | 16 | 155 | 40 | 155 | 45 | 155 | 18 | 155 | 45 | 155 | 14 | 120 | 35 | 120
LARYO-2 | A | 16 | 158 | 40 | 158 | 45 | 158 | 18 | 158 | 45 | 158 | 14 | 120 | 35 | 120
LARYO-3 | A | 16 | 158 | 40 | 158 | 45 | 158 | 18 | 158 | 45 | 158 | 14 | 120 | 35 | 120
LARYO-4 | A | 16 | 158 | 40 | 158 | 45 | 158 | 18 | 158 | 45 | 158 | 14 | 120 | 35 | 120
LBAR-1G | A | 1 | 16 | 4 | 16 | 6 | 16 | 2 | 16 | 4 | 16 | 1 | 9 | 4 | 9
LBAR-1 | A | 39 | 360 | 88 | 360 | 88 | 360 | 55 | 360 | 145 | 360 | 41 | 270 | 90 | 270
LNCSO-1 | A | 12 | 130 | 30 | 130 | 32 | 130 | 12 | 130 | 32 | 130 | 10 | 100 | 26 | 100
LNCSO-2 | A | 13 | 140 | 34 | 140 | 36 | 140 | 14 | 140 | 36 | 140 | 12 | 125 | 32 | 125
LOAN-1 | A | 25 | 326 | 51 | 326 | 55 | 326 | 19 | 326 | 50 | 326 | 12 | 276 | 28 | 276
LOAN-2 | A | 25 | 326 | 51 | 326 | 55 | 326 | 19 | 326 | 50 | 326 | 12 | 276 | 28 | 276
LOAN-3 | A | 25 | 326 | 51 | 326 | 55 | 326 | 19 | 326 | 50 | 326 | 12 | 276 | 28 | 276
MEDP-1 | A | 30 | 380 | 76 | 330 | 76 | 330 | 48 | 380 | 105 | 380 | 31 | 330 | 79 | 290
MILWW-1 | A | 6 | 32 | 8 | 54 | 13 | 54 | 5 | 54 | 14 | 54 | 3 | 43 | 8 | 43
MKHLW-1 | A | 4 | 42 | 10 | 42 | 12 | 42 | 5 | 42 | 13 | 42 | 5 | 37 | 12 | 30
MRWD-1 | A | 43 | 448 | 100 | 448 | 112 | 448 | 67 | 448 | 160 | 448 | 36 | 328 | 93 | 328
NANT-1 | A | 0 | 15 | 0 | 15 | 0 | 15 | 0 | 15 | 1 | 15 | 0 | 15 | 0 | 15
PEHE-1 | A | 42 | 420 | 72 | 420 | 72 | 420 | 83 | 420 | 117 | 420 | 35 | 350 | 84 | 260
PEHE-2 | A | 16 | 490 | 40 | 265 | 42 | 490 | 0 | 0 | 0 | 0 | 0 | 490 | 0 | 490
PEMB-11 | A | 38 | 113 | 63 | 276 | 63 | 276 | 33 | 276 | 90 | 276 | 35 | 241 | 64 | 210
PEMB-21 | A | 38 | 113 | 63 | 276 | 63 | 276 | 33 | 276 | 90 | 276 | 35 | 241 | 64 | 210
PEMB-31 | A | 38 | 113 | 63 | 276 | 63 | 276 | 33 | 276 | 90 | 276 | 35 | 241 | 64 | 210
PEMB-41 | A | 38 | 113 | 63 | 276 | 63 | 276 | 33 | 276 | 90 | 276 | 35 | 241 | 64 | 210
PEMB-51 | A | 38 | 113 | 63 | 276 | 63 | 276 | 33 | 276 | 90 | 276 | 35 | 241 | 64 | 210
PETEM1 | A | 20 | 180 | 46 | 180 | 52 | 180 | 24 | 180 | 58 | 180 | 20 | 150 | 50 | 100
RATS-1 | A | 50 | 270 | 90 | 270 | 90 | 270 | 36 | 270 | 50 | 270 | 42 | 105 | 75 | 155
RATS-2 | A | 40 | 270 | 90 | 270 | 100 | 270 | 36 | 270 | 50 | 270 | 40 | 195 | 75 | 195
RATS-3 | A | 40 | 270 | 90 | 270 | 100 | 270 | 36 | 270 | 50 | 270 | 40 | 195 | 75 | 195
RATS-4 | A | 40 | 270 | 95 | 270 | 100 | 270 | 36 | 270 | 50 | 270 | 40 | 195 | 75 | 195
RMPNO-1 | A | 18 | 180 | 45 | 180 | 72 | 180 | 20 | 180 | 50 | 180 | 18 | 130 | 47 | 130
RMPNO-2 | A | 18 | 180 | 45 | 180 | 72 | 180 | 20 | 180 | 50 | 180 | 18 | 130 | 47 | 130
ROCK-1 | A | 36 | 400 | 50 | 400 | 54 | 400 | 60 | 400 | 160 | 400 | 33 | 220 | 53 | 220
RYHPS-1 | A | 30 | 305 | 48 | 305 | 66 | 305 | 42 | 305 | 51 | 305 | 30 | 130 | 42 | 68
SCCL-1 | A | 35 | 180 | 70 | 180 | 70 | 180 | 40 | 180 | 95 | 180 | 40 | 100 | 100 | 50
SCCL-2 | A | 35 | 180 | 70 | 180 | 70 | 180 | 40 | 180 | 95 | 180 | 40 | 100 | 100 | 50
SCCL-3 | A | 35 | 180 | 70 | 180 | 70 | 180 | 40 | 180 | 95 | 180 | 40 | 100 | 100 | 50
SEAB-1 | A | 44 | 254 | 125 | 254 | 150 | 254 | 55 | 254 | 150 | 254 | 75 | 164 | 176 | 38
SEAB-2 | A | 31 | 138 | 76 | 138 | 86 | 138 | 32 | 138 | 82 | 138 | 37 | 73 | 90 | 43
SHBA-1 | A | 33 | 420 | 79 | 420 | 91 | 420 | 59 | 420 | 150 | 420 | 37 | 336 | 95 | 252
SHBA-2 | A | 32 | 319 | 70 | 319 | 76 | 319 | 35 | 319 | 93 | 319 | 32 | 270 | 70 | 217
SHOS-1 | A | 18 | 160 | 24 | 160 | 24 | 160 | 30 | 160 | 75 | 160 | 18 | 135 | 24 | 135
SHRSO-1 | A | 16 | 157 | 44 | 157 | 46 | 157 | 17 | 157 | 46 | 157 | 16 | 141 | 43 | 113
SHRSO-2 | A | 16 | 157 | 44 | 157 | 46 | 157 | 17 | 157 | 46 | 157 | 16 | 141 | 43 | 113
SIZB-1 | A | 38 | 283 | 45 | 283 | 45 | 283 | 45 | 283 | 45 | 283 | 40 | 283 | 46 | 283
SIZB-2 | A | 38 | 283 | 45 | 283 | 45 | 283 | 45 | 283 | 45 | 283 | 40 | 283 | 46 | 283
SLOY-1 | A | 0 | 38 | 1 | 38 | 1 | 38 | 1 | 38 | 2 | 38 | 0 | 38 | 1 | 30
SLOY-2 | A | 0 | 38 | 1 | 38 | 1 | 38 | 1 | 38 | 2 | 38 | 0 | 38 | 1 | 30
SLOY-3 | A | 0 | 38 | 1 | 38 | 1 | 38 | 1 | 38 | 2 | 38 | 0 | 38 | 1 | 30
SLOY-4 | A | 0 | 28 | 1 | 28 | 1 | 28 | 1 | 28 | 2 | 28 | 0 | 28 | 1 | 22
SPLN-1 | A | 40 | 380 | 100 | 380 | 110 | 380 | 50 | 380 | 120 | 380 | 30 | 380 | 90 | 300
STAY-1 | A | 35 | 265 | 62 | 265 | 62 | 265 | 35 | 265 | 89 | 265 | 34 | 192 | 63 | 192
STAY-2 | A | 35 | 265 | 62 | 265 | 62 | 265 | 35 | 265 | 89 | 265 | 34 | 192 | 63 | 192
STAY-3 | A | 35 | 265 | 62 | 265 | 62 | 265 | 35 | 265 | 89 | 265 | 34 | 192 | 63 | 192
STAY-4 | A | 35 | 265 | 62 | 265 | 62 | 265 | 35 | 265 | 89 | 265 | 34 | 192 | 63 | 192
STRNW-1 | A | 6 | 52 | 16 | 52 | 26 | 52 | 7 | 60 | 17 | 60 | 6 | 52 | 17 | 42
SUTB-1 | A | 36 | 380 | 104 | 380 | 148 | 380 | 52 | 380 | 132 | 380 | 47 | 250 | 107 | 250
SVRP-10 | A | 20 | 225 | 50 | 225 | 70 | 225 | 32 | 225 | 80 | 225 | 20 | 172 | 50 | 172
SVRP-20 | A | 20 | 225 | 50 | 225 | 70 | 225 | 32 | 225 | 80 | 225 | 20 | 172 | 50 | 172
USKM-13 | A | 6 | 49 | 15 | 49 | 17 | 49 | 8 | 49 | 19 | 49 | 7 | 36 | 8 | 36
USKM-14 | A | 6 | 49 | 15 | 49 | 17 | 49 | 8 | 49 | 19 | 49 | 7 | 36 | 8 | 36
USKM-15 | A | 6 | 49 | 15 | 49 | 17 | 49 | 8 | 49 | 19 | 49 | 7 | 36 | 8 | 36
WBUPS-1 | A | 30 | 113 | 48 | 153 | 48 | 153 | 32 | 113 | 50 | 113 | 40 | 153 | 65 | 113
WBUPS-2 | A | 30 | 133 | 48 | 173 | 48 | 173 | 32 | 133 | 50 | 133 | 40 | 173 | 65 | 133
WBUPS-3 | A | 30 | 133 | 48 | 173 | 48 | 173 | 32 | 133 | 50 | 133 | 40 | 173 | 65 | 133
WBUPS-4 | A | 30 | 113 | 48 | 153 | 48 | 153 | 32 | 113 | 50 | 113 | 40 | 153 | 65 | 113
WBURB-1 | A | 22 | 240 | 48 | 240 | 62 | 240 | 27 | 240 | 69 | 240 | 20 | 200 | 50 | 120
WBURB-2 | A | 25 | 255 | 52 | 255 | 62 | 255 | 26 | 255 | 67 | 255 | 22 | 215 | 52 | 135
WBURB-3 | A | 23 | 255 | 48 | 255 | 62 | 255 | 27 | 255 | 67 | 255 | 20 | 215 | 52 | 135
WDNSO-1 | A | 21 | 191 | 54 | 191 | 57 | 191 | 21 | 191 | 57 | 191 | 21 | 170 | 55 | 136
WDNSO-2 | A | 21 | 191 | 54 | 191 | 57 | 191 | 21 | 191 | 57 | 191 | 21 | 170 | 55 | 136
WHILW-1 | A | 31 | 322 | 84 | 322 | 90 | 322 | 33 | 322 | 90 | 322 | 32 | 255 | 86 | 210
WHILW-2 | A | 19 | 163 | 33 | 163 | 35 | 163 | 20 | 163 | 52 | 163 | 21 | 142 | 43 | 119
WLNYO-2 | A | 19 | 182 | 51 | 182 | 54 | 182 | 20 | 182 | 53 | 182 | 20 | 158 | 51 | 130
WLNYW-1 | A | 19 | 182 | 51 | 182 | 54 | 182 | 20 | 182 | 53 | 182 | 20 | 158 | 51 | 130
WTMSO-1 | A | 22 | 200 | 58 | 200 | 62 | 200 | 23 | 200 | 61 | 200 | 23 | 140 | 60 | 140

## Jun 2021
MW Response Capability by BMU
|  | Primary Response (Max MWhrs) | [5 empty] | Secondary Response (Max Mwhrs) |  |  |  | High Frequency Response (Max MWhrs)
UNIT | Mode | 0.2Hz | Genset Deload (MW) | 0.5Hz | Genset Deload (MW) | 0.8Hz | Genset Deload (MW) | 0.2/0.2Hz | Genset Deload (MW) | 0.5/0.5Hz | Genset Deload (MW) | 0.2Hz | Genset Deload (MW) | 0.5Hz | Genset Deload (MW)
ABTH7 | A | 40 | 250 | 72 | 250 | 72 | 250 | 48 | 250 | 120 | 250 | 38 | 185 | 55 | 185
ABTH8 | A | 40 | 250 | 72 | 250 | 72 | 250 | 48 | 250 | 120 | 250 | 38 | 185 | 55 | 185
ABTH9 | A | 30 | 240 | 80 | 240 | 80 | 240 | 40 | 240 | 120 | 240 | 38 | 125 | 52 | 125
ARCHW-1 | A | 10 | 92 | 25 | 92 | 25 | 92 | 12 | 92 | 30 | 92 | 11 | 73 | 24 | 56
BAGE-1 | A | 30 | 255 | 70 | 255 | 90 | 255 | 35 | 255 | 90 | 255 | 28 | 220 | 70 | 185
BAGE-2 | A | 3 | 17 | 8 | 17 | 12 | 17 | 4 | 17 | 9 | 17 | 2 | 17 | 5 | 17
BARKB2 | A | 33 | 210 | 82 | 210 | 108 | 210 | 39 | 210 | 97 | 210 | 31 | 120 | 84 | 120
BARK-1 | A | 22 | 140 | 55 | 140 | 72 | 140 | 26 | 140 | 65 | 140 | 21 | 80 | 54 | 80
BHLAW-1 | A | 7 | 98 | 16 | 98 | 19 | 98 | 10 | 98 | 26 | 98 | 8 | 87 | 18 | 78
BLLA-1 | A | 6 | 99 | 13 | 99 | 13 | 99 | 15 | 99 | 39 | 99 | 9 | 83 | 16 | 83
BRBEO-1 | A | 20 | 254 | 50 | 254 | 50 | 254 | 22 | 254 | 63 | 254 | 17 | 194 | 46 | 194
BRDUW-1 | A | 6 | 58 | 17 | 58 | 17 | 58 | 7 | 58 | 17 | 58 | 6 | 36 | 17 | 36
BRGG-1 | A | 16 | 110 | 32 | 110 | 48 | 110 | 16 | 110 | 40 | 110 | 14 | 96 | 34 | 46
BRYP-1 | A | 15 | 82 | 25 | 82 | 31 | 82 | 22 | 82 | 37 | 82 | 10 | 82 | 27 | 47
BURBW-1 | A | 0 | 90 | 0 | 90 | 0 | 90 | 0 | 0 | 0 | 0 | 0 | 90 | 0 | 90
CARR-1 | A | 35 | 269 | 58 | 269 | 58 | 269 | 35 | 325 | 88 | 325 | 34 | 269 | 56 | 269
CARR-2 | A | 35 | 269 | 58 | 269 | 58 | 269 | 35 | 325 | 88 | 325 | 34 | 269 | 56 | 269
CDCL-1 | A | 30 | 231 | 46 | 231 | 46 | 231 | 34 | 231 | 45 | 231 | 29 | 172 | 72 | 135
CLAC-1 | A | 3 | 28 | 8 | 28 | 13 | 28 | 3 | 36 | 9 | 36 | 3 | 28 | 8 | 28
CLDCW-1 | A | 14 | 14 | 34 | 113 | 36 | 113 | 13 | 113 | 35 | 113 | 13 | 99 | 34 | 78
CLDNW-1 | A | 13 | 108 | 33 | 108 | 35 | 108 | 13 | 108 | 35 | 108 | 12 | 95 | 33 | 74
CLDSW-1 | A | 16 | 129 | 40 | 129 | 43 | 129 | 16 | 129 | 42 | 129 | 16 | 113 | 41 | 88
CNQPS-1 | A | 22 | 170 | 55 | 170 | 55 | 170 | 28 | 170 | 70 | 170 | 26 | 120 | 60 | 105
CNQPS-2 | A | 22 | 170 | 55 | 170 | 55 | 170 | 28 | 170 | 70 | 170 | 22 | 120 | 55 | 105
CNQPS-3 | A | 22 | 170 | 55 | 170 | 55 | 170 | 28 | 170 | 70 | 170 | 22 | 120 | 55 | 105
CNQPS-4 | A | 22 | 170 | 55 | 170 | 55 | 170 | 28 | 170 | 70 | 170 | 28 | 105 | 55 | 105
CORB-1 | A | 10 | 130 | 30 | 130 | 50 | 130 | 28 | 130 | 60 | 130 | 15 | 95 | 40 | 60
COSO-1 | A | 20 | 380 | 40 | 380 | 50 | 380 | 60 | 380 | 140 | 380 | 17 | 304 | 40 | 304
COTPS-1 | A | 29 | 277 | 50 | 277 | 62 | 277 | 35 | 60 | 63 | 277 | 30 | 122 | 60 | 122
COTPS-2 | A | 29 | 287 | 50 | 287 | 62 | 287 | 35 | 60 | 63 | 287 | 30 | 122 | 60 | 122
COTPS-3 | A | 29 | 287 | 50 | 287 | 62 | 287 | 35 | 60 | 63 | 287 | 30 | 122 | 60 | 122
COTPS-4 | A | 29 | 277 | 50 | 277 | 62 | 277 | 35 | 60 | 63 | 277 | 30 | 122 | 60 | 122
COWE1 | A | 7 | 30 | 17 | 30 | 17 | 30 | 7 | 30 | 17 | 30 | 7 | 30 | 17 | 30
COWE2 | A | 7 | 30 | 17 | 30 | 17 | 30 | 7 | 30 | 17 | 30 | 7 | 30 | 17 | 30
CRUA-1 | A | 10 | 110 | 25 | 110 | 37 | 110 | 12 | 110 | 30 | 110 | 10 | 84 | 25 | 48
CRUA-2 | A | 10 | 110 | 25 | 110 | 37 | 110 | 12 | 110 | 30 | 110 | 10 | 84 | 25 | 48
CRUA-3 | A | 7 | 30 | 15 | 30 | 21 | 30 | 9 | 30 | 24 | 30 | 5 | 25 | 13 | 15
CRUA-4 | A | 7 | 30 | 15 | 30 | 21 | 30 | 9 | 30 | 24 | 30 | 5 | 25 | 13 | 15
CRYRW-2 | A | 15 | 138 | 38 | 138 | 40 | 138 | 15 | 138 | 40 | 138 | 13 | 109 | 40 | 63
DAMC-1 | A | 64 | 380 | 136 | 380 | 156 | 380 | 80 | 380 | 180 | 380 | 60 | 293 | 190 | 128
DDGNO-1 | A | 9 | 108 | 25 | 108 | 26 | 108 | 10 | 108 | 26 | 108 | 9 | 97 | 25 | 81
DDGNO-2 | A | 8 | 90 | 20 | 90 | 22 | 90 | 8 | 90 | 21 | 90 | 8 | 81 | 21 | 68
DDGNO-3 | A | 9 | 102 | 24 | 102 | 25 | 102 | 9 | 102 | 25 | 102 | 9 | 92 | 24 | 77
DDGNO-4 | A | 9 | 102 | 24 | 102 | 25 | 102 | 9 | 102 | 25 | 102 | 9 | 92 | 24 | 77
DEEP-1 | A | 20 | 180 | 60 | 180 | 86 | 180 | 22 | 180 | 80 | 180 | 24 | 96 | 52 | 96
DIDCB5 | A | 40 | 330 | 104 | 330 | 125 | 330 | 55 | 330 | 140 | 330 | 40 | 185 | 105 | 185
DIDCB6 | A | 50 | 250 | 105 | 250 | 105 | 250 | 50 | 250 | 130 | 250 | 50 | 153 | 110 | 103
DINO-1 | A | 14 | 138 | 39 | 138 | 58 | 138 | 28 | 138 | 72 | 138 | 14 | 118 | 36 | 88
DINO-2 | A | 14 | 138 | 39 | 138 | 58 | 138 | 28 | 138 | 72 | 138 | 14 | 118 | 36 | 88
DINO-3 | A | 14 | 138 | 39 | 138 | 58 | 138 | 28 | 138 | 72 | 138 | 14 | 118 | 36 | 88
DINO-4 | A | 14 | 138 | 39 | 138 | 58 | 138 | 28 | 138 | 72 | 138 | 14 | 118 | 36 | 88
DINO-5 | A | 14 | 138 | 39 | 138 | 58 | 138 | 28 | 138 | 72 | 138 | 14 | 118 | 36 | 88
DINO-6 | A | 14 | 138 | 39 | 138 | 58 | 138 | 28 | 138 | 72 | 138 | 14 | 118 | 36 | 88
DRAXX-1 | A | 68 | 345 | 100 | 345 | 100 | 345 | 64 | 95 | 110 | 345 | 60 | 225 | 70 | 225
DRAXX-2 | A | 68 | 345 | 100 | 345 | 100 | 345 | 64 | 95 | 110 | 345 | 60 | 225 | 70 | 225
DRAXX-3 | A | 68 | 345 | 100 | 345 | 100 | 345 | 64 | 95 | 110 | 345 | 60 | 225 | 70 | 225
DRAXX-4 | A | 68 | 345 | 100 | 345 | 100 | 345 | 64 | 95 | 110 | 345 | 60 | 225 | 70 | 225
DRAXX-5 | A | 68 | 345 | 100 | 345 | 100 | 345 | 64 | 95 | 110 | 345 | 60 | 225 | 70 | 225
DRAXX-6 | A | 68 | 345 | 100 | 345 | 100 | 345 | 64 | 95 | 110 | 345 | 60 | 225 | 70 | 225
DRSLW-1 | A | 6 | 69 | 16 | 69 | 17 | 69 | 6 | 69 | 17 | 69 | 6 | 61 | 16 | 54
DUNGW-1 | A | 8 | 89 | 21 | 89 | 33 | 89 | 8 | 89 | 23 | 89 | 8 | 80 | 21 | 69
EECL-1 | A | 20 | 178 | 25 | 178 | 25 | 178 | 32 | 178 | 81 | 178 | 20 | 143 | 25 | 143
EGGPS-1 | A | 45 | 205 | 83 | 205 | 83 | 205 | 49 | 205 | 110 | 205 | 33 | 95 | 60 | 95
EGGPS-2 | A | 45 | 205 | 83 | 205 | 83 | 205 | 49 | 205 | 110 | 205 | 33 | 95 | 60 | 95
EGGPS-3 | A | 45 | 205 | 83 | 205 | 83 | 205 | 49 | 205 | 110 | 205 | 33 | 95 | 60 | 95
EGGPS-4 | A | 45 | 205 | 83 | 205 | 83 | 205 | 49 | 205 | 110 | 205 | 33 | 95 | 60 | 95
ERRO-1 | A | 1 | 21 | 1 | 21 | 1 | 21 | 2 | 21 | 5 | 21 | 1 | 17 | 1 | 17
ERRO-2 | A | 1 | 21 | 1 | 21 | 1 | 21 | 2 | 21 | 5 | 21 | 1 | 17 | 1 | 17
ERRO-3 | A | 1 | 21 | 1 | 21 | 1 | 21 | 2 | 21 | 5 | 21 | 1 | 17 | 1 | 17
FAARW-1 | A | 2 | 37 | 4 | 37 | 4 | 37 | 4 | 37 | 12 | 37 | 2 | 33 | 4 | 33
FAARW-2 | A | 2 | 37 | 4 | 37 | 4 | 37 | 4 | 37 | 12 | 37 | 2 | 33 | 4 | 33
FALGW-1 | A | 11 | 108 | 28 | 108 | 41 | 108 | 13 | 108 | 35 | 108 | 10 | 86 | 22 | 64
FASN-1 | A | 0 | 15 | 1 | 15 | 1 | 15 | 1 | 15 | 2 | 15 | 0 | 15 | 1 | 12
FASN2 | A | 0 | 15 | 1 | 15 | 1 | 15 | 1 | 15 | 2 | 15 | 0 | 15 | 1 | 12
FASN3 | A | 0 | 15 | 1 | 15 | 1 | 15 | 1 | 15 | 2 | 15 | 0 | 15 | 1 | 12
FAWN-1 | A | 10 | 52 | 25 | 52 | 40 | 52 | 13 | 52 | 32 | 52 | 11 | 37 | 27 | 27
FELL-1 | A | 9 | 63 | 21 | 63 | 22 | 63 | 10 | 63 | 24 | 63 | 9 | 63 | 22 | 63
FFES-1 | A | 10 | 35 | 27 | 35 | 30 | 35 | 9 | 35 | 22 | 35 | 4 | 27 | 6 | 27
FFES-2 | A | 10 | 35 | 27 | 35 | 30 | 35 | 9 | 35 | 22 | 35 | 4 | 27 | 6 | 27
FFES-3 | A | 10 | 35 | 27 | 35 | 30 | 35 | 9 | 35 | 22 | 35 | 4 | 27 | 6 | 27
FFES-4 | A | 10 | 35 | 27 | 35 | 30 | 35 | 9 | 35 | 22 | 35 | 4 | 27 | 6 | 27
FIDL-1 | A | 13 | 205 | 20 | 205 | 23 | 205 | 35 | 100 | 40 | 147 | 30 | 147 | 50 | 147
FIDL-2 | A | 13 | 205 | 20 | 205 | 23 | 205 | 35 | 100 | 40 | 147 | 30 | 147 | 50 | 147
FIDL-3 | A | 13 | 205 | 20 | 205 | 23 | 205 | 35 | 100 | 40 | 147 | 30 | 147 | 50 | 147
FIDL-4 | A | 13 | 205 | 20 | 205 | 23 | 205 | 35 | 100 | 40 | 147 | 30 | 147 | 50 | 147
FINL-1 | A | 0 | 14 | 1 | 14 | 1 | 14 | 1 | 14 | 2 | 14 | 0 | 14 | 1 | 11
FOYE-1 | A | 6 | 60 | 13 | 60 | 16 | 60 | 11 | 60 | 27 | 60 | 5 | 30 | 11 | 30
FOYE-2 | A | 6 | 60 | 13 | 60 | 16 | 60 | 11 | 60 | 27 | 60 | 5 | 30 | 11 | 30
GLNDO-1 | A | 6 | 80 | 12 | 45 | 17 | 45 | 12 | 45 | 25 | 45 | 8 | 65 | 18 | 45
GNFSW-1 | A | 11 | 100 | 30 | 100 | 30 | 100 | 12 | 100 | 31 | 100 | 12 | 70 | 30 | 70
GNFSW-2 | A | 7 | 64 | 18 | 64 | 18 | 64 | 8 | 64 | 18 | 64 | 6 | 49 | 15 | 49
GORDW-1 | A | 6 | 62 | 16 | 56 | 26 | 45 | 7 | 62 | 18 | 62 | 6 | 56 | 16 | 45
GRAI-6 | A | 24 | 320 | 58 | 320 | 58 | 320 | 35 | 320 | 88 | 320 | 28 | 270 | 60 | 230
GRAI-7 | A | 30 | 232 | 60 | 232 | 60 | 232 | 32 | 232 | 84 | 232 | 32 | 175 | 65 | 135
GRAI-8 | A | 26 | 232 | 58 | 232 | 58 | 232 | 32 | 232 | 84 | 232 | 32 | 175 | 65 | 135
GRIFW-1 | A | 8 | 94 | 22 | 94 | 23 | 94 | 8 | 94 | 22 | 94 | 8 | 85 | 22 | 72
GRIFW-2 | A | 8 | 94 | 22 | 94 | 23 | 94 | 8 | 94 | 22 | 94 | 8 | 85 | 22 | 72
GRMO-1 | A | 8 | 43 | 8 | 43 | 8 | 43 | 8 | 43 | 8 | 43 | 8 | 23 | 8 | 23
GYAR-1 | A | 17 | 176 | 42 | 176 | 66 | 176 | 24 | 176 | 60 | 176 | 17 | 176 | 42 | 176
GYMRO-15 | A | 6 | 145 | 15 | 145 | 15 | 145 | 6 | 145 | 15 | 145 | 6 | 44 | 15 | 44
GYMRO-17 | A | 6 | 145 | 15 | 145 | 15 | 145 | 6 | 145 | 15 | 145 | 6 | 44 | 15 | 44
GYMRO-26 | A | 6 | 145 | 15 | 145 | 15 | 145 | 6 | 145 | 15 | 145 | 6 | 44 | 15 | 44
GYMRO-28 | A | 6 | 145 | 15 | 145 | 15 | 145 | 6 | 145 | 15 | 145 | 6 | 44 | 15 | 44
HADHW-1 | A | 7 | 76 | 14 | 76 | 22 | 76 | 13 | 76 | 34 | 76 | 8 | 65 | 17 | 65
HMGTO-1 | A | 8 | 88 | 20 | 88 | 35 | 88 | 10 | 88 | 25 | 88 | 8 | 68 | 19 | 68
HMGTO-2 | A | 9 | 91 | 23 | 91 | 37 | 91 | 10 | 91 | 25 | 91 | 10 | 67 | 24 | 67
HRSTW-1 | A | 12 | 102 | 30 | 102 | 45 | 102 | 13 | 102 | 34 | 102 | 13 | 80 | 27 | 66
HUMR-1 | A | 60 | 533 | 150 | 533 | 200 | 533 | 80 | 533 | 200 | 533 | 62 | 419 | 155 | 251
INDQ-1 | A | 12 | 102 | 31 | 102 | 43 | 102 | 13 | 102 | 34 | 102 | 12 | 72 | 30 | 72
KEAD-1 | A | 38 | 415 | 90 | 415 | 90 | 415 | 55 | 415 | 138 | 415 | 38 | 355 | 90 | 285
KILBW-1 | A | 3 | 56 | 8 | 56 | 13 | 56 | 5 | 56 | 14 | 56 | 4 | 53 | 9 | 47
KILLPG-1 | A | 8 | 225 | 10 | 225 | 10 | 225 | 10 | 225 | 12 | 225 | 4 | 150 | 15 | 150
KILLPG-2 | A | 18 | 225 | 25 | 225 | 25 | 225 | 37 | 225 | 37 | 225 | 22 | 195 | 30 | 195
KILNS-1 | A | 30 | 290 | 72 | 290 | 84 | 290 | 42 | 290 | 114 | 290 | 18 | 104 | 45 | 104
KLYN-A-1 | A | 24 | 126 | 50 | 126 | 50 | 126 | 34 | 126 | 70 | 126 | 22 | 81 | 34 | 81
KPMRW-1 | A | 9 | 75 | 20 | 75 | 30 | 75 | 9 | 75 | 23 | 75 | 9 | 67 | 22 | 54
LAGA-1 | A | 55 | 500 | 123 | 500 | 140 | 500 | 52 | 500 | 130 | 500 | 53 | 475 | 130 | 475
LARYO-1 | A | 16 | 155 | 40 | 155 | 45 | 155 | 18 | 155 | 45 | 155 | 14 | 120 | 35 | 120
LARYO-2 | A | 16 | 158 | 40 | 158 | 45 | 158 | 18 | 158 | 45 | 158 | 14 | 120 | 35 | 120
LARYO-3 | A | 16 | 158 | 40 | 158 | 45 | 158 | 18 | 158 | 45 | 158 | 14 | 120 | 35 | 120
LARYO-4 | A | 16 | 158 | 40 | 158 | 45 | 158 | 18 | 158 | 45 | 158 | 14 | 120 | 35 | 120
LBAR-1G | A | 1 | 16 | 4 | 16 | 6 | 16 | 2 | 16 | 4 | 16 | 1 | 9 | 4 | 9
LBAR-1 | A | 39 | 360 | 88 | 360 | 88 | 360 | 55 | 360 | 145 | 360 | 41 | 270 | 90 | 270
LNCSO-1 | A | 12 | 130 | 30 | 130 | 32 | 130 | 12 | 130 | 32 | 130 | 10 | 100 | 26 | 100
LNCSO-2 | A | 13 | 140 | 34 | 140 | 36 | 140 | 14 | 140 | 36 | 140 | 12 | 125 | 32 | 125
LOAN-1 | A | 25 | 326 | 51 | 326 | 55 | 326 | 19 | 326 | 50 | 326 | 12 | 276 | 28 | 276
LOAN-2 | A | 25 | 326 | 51 | 326 | 55 | 326 | 19 | 326 | 50 | 326 | 12 | 276 | 28 | 276
LOAN-3 | A | 25 | 326 | 51 | 326 | 55 | 326 | 19 | 326 | 50 | 326 | 12 | 276 | 28 | 276
MEDP-1 | A | 30 | 380 | 76 | 330 | 76 | 330 | 48 | 380 | 105 | 380 | 31 | 330 | 79 | 290
MILWW-1 | A | 6 | 32 | 8 | 54 | 13 | 54 | 5 | 54 | 14 | 54 | 3 | 43 | 8 | 43
MKHLW-1 | A | 4 | 42 | 10 | 42 | 12 | 42 | 5 | 42 | 13 | 42 | 5 | 37 | 12 | 30
MRWD-1 | A | 43 | 448 | 100 | 448 | 112 | 448 | 67 | 448 | 160 | 448 | 36 | 328 | 93 | 328
NANT-1 | A | 0 | 15 | 0 | 15 | 0 | 15 | 0 | 15 | 1 | 15 | 0 | 15 | 0 | 15
PEHE-1 | A | 42 | 420 | 72 | 420 | 72 | 420 | 83 | 420 | 117 | 420 | 35 | 350 | 84 | 260
PEHE-2 | A | 16 | 490 | 40 | 265 | 42 | 490 | 0 | 0 | 0 | 0 | 0 | 490 | 0 | 490
PEMB-11 | A | 38 | 113 | 63 | 276 | 63 | 276 | 33 | 276 | 90 | 276 | 35 | 241 | 64 | 210
PEMB-21 | A | 38 | 113 | 63 | 276 | 63 | 276 | 33 | 276 | 90 | 276 | 35 | 241 | 64 | 210
PEMB-31 | A | 38 | 113 | 63 | 276 | 63 | 276 | 33 | 276 | 90 | 276 | 35 | 241 | 64 | 210
PEMB-41 | A | 38 | 113 | 63 | 276 | 63 | 276 | 33 | 276 | 90 | 276 | 35 | 241 | 64 | 210
PEMB-51 | A | 38 | 113 | 63 | 276 | 63 | 276 | 33 | 276 | 90 | 276 | 35 | 241 | 64 | 210
PETEM1 | A | 20 | 180 | 46 | 180 | 52 | 180 | 24 | 180 | 58 | 180 | 20 | 150 | 50 | 100
RATS-1 | A | 50 | 270 | 90 | 270 | 90 | 270 | 36 | 270 | 50 | 270 | 42 | 105 | 75 | 155
RATS-2 | A | 40 | 270 | 90 | 270 | 100 | 270 | 36 | 270 | 50 | 270 | 40 | 195 | 75 | 195
RATS-3 | A | 40 | 270 | 90 | 270 | 100 | 270 | 36 | 270 | 50 | 270 | 40 | 195 | 75 | 195
RATS-4 | A | 40 | 270 | 95 | 270 | 100 | 270 | 36 | 270 | 50 | 270 | 40 | 195 | 75 | 195
RMPNO-1 | A | 18 | 180 | 45 | 180 | 72 | 180 | 20 | 180 | 50 | 180 | 18 | 130 | 47 | 130
RMPNO-2 | A | 18 | 180 | 45 | 180 | 72 | 180 | 20 | 180 | 50 | 180 | 18 | 130 | 47 | 130
ROCK-1 | A | 36 | 400 | 50 | 400 | 54 | 400 | 60 | 400 | 160 | 400 | 33 | 220 | 53 | 220
RYHPS-1 | A | 30 | 305 | 48 | 305 | 66 | 305 | 42 | 305 | 51 | 305 | 30 | 130 | 42 | 68
SCCL-1 | A | 35 | 180 | 70 | 180 | 70 | 180 | 40 | 180 | 95 | 180 | 40 | 100 | 100 | 50
SCCL-2 | A | 35 | 180 | 70 | 180 | 70 | 180 | 40 | 180 | 95 | 180 | 40 | 100 | 100 | 50
SCCL-3 | A | 35 | 180 | 70 | 180 | 70 | 180 | 40 | 180 | 95 | 180 | 40 | 100 | 100 | 50
SEAB-1 | A | 44 | 254 | 125 | 254 | 150 | 254 | 55 | 254 | 150 | 254 | 75 | 164 | 176 | 38
SEAB-2 | A | 31 | 138 | 76 | 138 | 86 | 138 | 32 | 138 | 82 | 138 | 37 | 73 | 90 | 43
SHBA-1 | A | 33 | 420 | 79 | 420 | 91 | 420 | 59 | 420 | 150 | 420 | 37 | 336 | 95 | 252
SHBA-2 | A | 32 | 319 | 70 | 319 | 76 | 319 | 35 | 319 | 93 | 319 | 32 | 270 | 70 | 217
SHOS-1 | A | 18 | 160 | 24 | 160 | 24 | 160 | 30 | 160 | 75 | 160 | 18 | 135 | 24 | 135
SHRSO-1 | A | 16 | 157 | 44 | 157 | 46 | 157 | 17 | 157 | 46 | 157 | 16 | 141 | 43 | 113
SHRSO-2 | A | 16 | 157 | 44 | 157 | 46 | 157 | 17 | 157 | 46 | 157 | 16 | 141 | 43 | 113
SIZB-1 | A | 38 | 283 | 45 | 283 | 45 | 283 | 45 | 283 | 45 | 283 | 40 | 283 | 46 | 283
SIZB-2 | A | 38 | 283 | 45 | 283 | 45 | 283 | 45 | 283 | 45 | 283 | 40 | 283 | 46 | 283
SLOY-1 | A | 0 | 38 | 1 | 38 | 1 | 38 | 1 | 38 | 2 | 38 | 0 | 38 | 1 | 30
SLOY-2 | A | 0 | 38 | 1 | 38 | 1 | 38 | 1 | 38 | 2 | 38 | 0 | 38 | 1 | 30
SLOY-3 | A | 0 | 38 | 1 | 38 | 1 | 38 | 1 | 38 | 2 | 38 | 0 | 38 | 1 | 30
SLOY-4 | A | 0 | 28 | 1 | 28 | 1 | 28 | 1 | 28 | 2 | 28 | 0 | 28 | 1 | 22
SPLN-1 | A | 40 | 380 | 100 | 380 | 110 | 380 | 50 | 380 | 120 | 380 | 30 | 380 | 90 | 300
STAY-1 | A | 35 | 265 | 62 | 265 | 62 | 265 | 35 | 265 | 89 | 265 | 34 | 192 | 63 | 192
STAY-2 | A | 35 | 265 | 62 | 265 | 62 | 265 | 35 | 265 | 89 | 265 | 34 | 192 | 63 | 192
STAY-3 | A | 35 | 265 | 62 | 265 | 62 | 265 | 35 | 265 | 89 | 265 | 34 | 192 | 63 | 192
STAY-4 | A | 35 | 265 | 62 | 265 | 62 | 265 | 35 | 265 | 89 | 265 | 34 | 192 | 63 | 192
STRNW-1 | A | 6 | 52 | 16 | 52 | 26 | 52 | 7 | 60 | 17 | 60 | 6 | 52 | 17 | 42
SUTB-1 | A | 36 | 380 | 104 | 380 | 148 | 380 | 52 | 380 | 132 | 380 | 47 | 250 | 107 | 250
SVRP-10 | A | 20 | 225 | 50 | 225 | 70 | 225 | 32 | 225 | 80 | 225 | 20 | 172 | 50 | 172
SVRP-20 | A | 20 | 225 | 50 | 225 | 70 | 225 | 32 | 225 | 80 | 225 | 20 | 172 | 50 | 172
USKM-13 | A | 6 | 49 | 15 | 49 | 17 | 49 | 8 | 49 | 19 | 49 | 7 | 36 | 8 | 36
USKM-14 | A | 6 | 49 | 15 | 49 | 17 | 49 | 8 | 49 | 19 | 49 | 7 | 36 | 8 | 36
USKM-15 | A | 6 | 49 | 15 | 49 | 17 | 49 | 8 | 49 | 19 | 49 | 7 | 36 | 8 | 36
WBUPS-1 | A | 30 | 113 | 48 | 153 | 48 | 153 | 32 | 113 | 50 | 113 | 40 | 153 | 65 | 113
WBUPS-2 | A | 30 | 133 | 48 | 173 | 48 | 173 | 32 | 133 | 50 | 133 | 40 | 173 | 65 | 133
WBUPS-3 | A | 30 | 133 | 48 | 173 | 48 | 173 | 32 | 133 | 50 | 133 | 40 | 173 | 65 | 133
WBUPS-4 | A | 30 | 113 | 48 | 153 | 48 | 153 | 32 | 113 | 50 | 113 | 40 | 153 | 65 | 113
WBURB-1 | A | 22 | 240 | 48 | 240 | 62 | 240 | 27 | 240 | 69 | 240 | 20 | 200 | 50 | 120
WBURB-2 | A | 25 | 255 | 52 | 255 | 62 | 255 | 26 | 255 | 67 | 255 | 22 | 215 | 52 | 135
WBURB-3 | A | 23 | 255 | 48 | 255 | 62 | 255 | 27 | 255 | 67 | 255 | 20 | 215 | 52 | 135
WDNSO-1 | A | 21 | 191 | 54 | 191 | 57 | 191 | 21 | 191 | 57 | 191 | 21 | 170 | 55 | 136
WDNSO-2 | A | 21 | 191 | 54 | 191 | 57 | 191 | 21 | 191 | 57 | 191 | 21 | 170 | 55 | 136
WHILW-1 | A | 31 | 322 | 84 | 322 | 90 | 322 | 33 | 322 | 90 | 322 | 32 | 255 | 86 | 210
WHILW-2 | A | 19 | 163 | 33 | 163 | 35 | 163 | 20 | 163 | 52 | 163 | 21 | 142 | 43 | 119
WLNYO-2 | A | 19 | 182 | 51 | 182 | 54 | 182 | 20 | 182 | 53 | 182 | 20 | 158 | 51 | 130
WLNYW-1 | A | 19 | 182 | 51 | 182 | 54 | 182 | 20 | 182 | 53 | 182 | 20 | 158 | 51 | 130
WTMSO-1 | A | 22 | 200 | 58 | 200 | 62 | 200 | 23 | 200 | 61 | 200 | 23 | 140 | 60 | 140

## May 2021
MW Response Capability by BMU
|  | Primary Response (Max MWhrs) | [5 empty] | Secondary Response (Max Mwhrs) |  |  |  | High Frequency Response (Max MWhrs)
UNIT | Mode | 0.2Hz | Genset Deload (MW) | 0.5Hz | Genset Deload (MW) | 0.8Hz | Genset Deload (MW) | 0.2/0.2Hz | Genset Deload (MW) | 0.5/0.5Hz | Genset Deload (MW) | 0.2Hz | Genset Deload (MW) | 0.5Hz | Genset Deload (MW)
ABTH7 | A | 40 | 250 | 72 | 250 | 72 | 250 | 48 | 250 | 120 | 250 | 38 | 185 | 55 | 185
ABTH8 | A | 40 | 250 | 72 | 250 | 72 | 250 | 48 | 250 | 120 | 250 | 38 | 185 | 55 | 185
ABTH9 | A | 30 | 240 | 80 | 240 | 80 | 240 | 40 | 240 | 120 | 240 | 38 | 125 | 52 | 125
ARCHW-1 | A | 10 | 92 | 25 | 92 | 25 | 92 | 12 | 92 | 30 | 92 | 11 | 73 | 24 | 56
BAGE-1 | A | 30 | 255 | 70 | 255 | 90 | 255 | 35 | 255 | 90 | 255 | 28 | 220 | 70 | 185
BAGE-2 | A | 3 | 17 | 8 | 17 | 12 | 17 | 4 | 17 | 9 | 17 | 2 | 17 | 5 | 17
BARKB2 | A | 33 | 210 | 82 | 210 | 108 | 210 | 39 | 210 | 97 | 210 | 31 | 120 | 84 | 120
BARK-1 | A | 22 | 140 | 55 | 140 | 72 | 140 | 26 | 140 | 65 | 140 | 21 | 80 | 54 | 80
BHLAW-1 | A | 7 | 98 | 16 | 98 | 19 | 98 | 10 | 98 | 26 | 98 | 8 | 87 | 18 | 78
BLLA-1 | A | 6 | 99 | 13 | 99 | 13 | 99 | 15 | 99 | 39 | 99 | 9 | 83 | 16 | 83
BRBEO-1 | A | 20 | 254 | 50 | 254 | 50 | 254 | 22 | 254 | 63 | 254 | 17 | 194 | 46 | 194
BRDUW-1 | A | 6 | 58 | 17 | 58 | 17 | 58 | 7 | 58 | 17 | 58 | 6 | 36 | 17 | 36
BRGG-1 | A | 16 | 110 | 32 | 110 | 48 | 110 | 16 | 110 | 40 | 110 | 14 | 96 | 34 | 46
BRYP-1 | A | 15 | 82 | 25 | 82 | 31 | 82 | 22 | 82 | 37 | 82 | 10 | 82 | 27 | 47
BURBW-1 | A | 0 | 90 | 0 | 90 | 0 | 90 | 0 | 0 | 0 | 0 | 0 | 90 | 0 | 90
CARR-1 | A | 35 | 269 | 58 | 269 | 58 | 269 | 35 | 325 | 88 | 325 | 34 | 269 | 56 | 269
CARR-2 | A | 35 | 269 | 58 | 269 | 58 | 269 | 35 | 325 | 88 | 325 | 34 | 269 | 56 | 269
CDCL-1 | A | 30 | 231 | 46 | 231 | 46 | 231 | 34 | 231 | 45 | 231 | 29 | 172 | 72 | 135
CLAC-1 | A | 3 | 28 | 8 | 28 | 13 | 28 | 3 | 36 | 9 | 36 | 3 | 28 | 8 | 28
CLDCW-1 | A | 14 | 14 | 34 | 113 | 36 | 113 | 13 | 113 | 35 | 113 | 13 | 99 | 34 | 78
CLDNW-1 | A | 13 | 108 | 33 | 108 | 35 | 108 | 13 | 108 | 35 | 108 | 12 | 95 | 33 | 74
CLDSW-1 | A | 16 | 129 | 40 | 129 | 43 | 129 | 16 | 129 | 42 | 129 | 16 | 113 | 41 | 88
CNQPS-1 | A | 22 | 170 | 55 | 170 | 55 | 170 | 28 | 170 | 70 | 170 | 26 | 120 | 60 | 105
CNQPS-2 | A | 22 | 170 | 55 | 170 | 55 | 170 | 28 | 170 | 70 | 170 | 22 | 120 | 55 | 105
CNQPS-3 | A | 22 | 170 | 55 | 170 | 55 | 170 | 28 | 170 | 70 | 170 | 22 | 120 | 55 | 105
CNQPS-4 | A | 22 | 170 | 55 | 170 | 55 | 170 | 28 | 170 | 70 | 170 | 28 | 105 | 55 | 105
CORB-1 | A | 10 | 130 | 30 | 130 | 50 | 130 | 28 | 130 | 60 | 130 | 15 | 95 | 40 | 60
COSO-1 | A | 20 | 380 | 40 | 380 | 50 | 380 | 60 | 380 | 140 | 380 | 17 | 304 | 40 | 304
COTPS-1 | A | 29 | 277 | 50 | 277 | 62 | 277 | 35 | 60 | 63 | 277 | 30 | 122 | 60 | 122
COTPS-2 | A | 29 | 287 | 50 | 287 | 62 | 287 | 35 | 60 | 63 | 287 | 30 | 122 | 60 | 122
COTPS-3 | A | 29 | 287 | 50 | 287 | 62 | 287 | 35 | 60 | 63 | 287 | 30 | 122 | 60 | 122
COTPS-4 | A | 29 | 277 | 50 | 277 | 62 | 277 | 35 | 60 | 63 | 277 | 30 | 122 | 60 | 122
COWE1 | A | 7 | 30 | 17 | 30 | 17 | 30 | 7 | 30 | 17 | 30 | 7 | 30 | 17 | 30
COWE2 | A | 7 | 30 | 17 | 30 | 17 | 30 | 7 | 30 | 17 | 30 | 7 | 30 | 17 | 30
CRUA-1 | A | 10 | 110 | 25 | 110 | 37 | 110 | 12 | 110 | 30 | 110 | 10 | 84 | 25 | 48
CRUA-2 | A | 10 | 110 | 25 | 110 | 37 | 110 | 12 | 110 | 30 | 110 | 10 | 84 | 25 | 48
CRUA-3 | A | 7 | 30 | 15 | 30 | 21 | 30 | 9 | 30 | 24 | 30 | 5 | 25 | 13 | 15
CRUA-4 | A | 7 | 30 | 15 | 30 | 21 | 30 | 9 | 30 | 24 | 30 | 5 | 25 | 13 | 15
CRYRW-2 | A | 15 | 138 | 38 | 138 | 40 | 138 | 15 | 138 | 40 | 138 | 13 | 109 | 40 | 63
DAMC-1 | A | 64 | 380 | 136 | 380 | 156 | 380 | 80 | 380 | 180 | 380 | 60 | 293 | 190 | 128
DDGNO-1 | A | 9 | 108 | 25 | 108 | 26 | 108 | 10 | 108 | 26 | 108 | 9 | 97 | 25 | 81
DDGNO-2 | A | 8 | 90 | 20 | 90 | 22 | 90 | 8 | 90 | 21 | 90 | 8 | 81 | 21 | 68
DDGNO-3 | A | 9 | 102 | 24 | 102 | 25 | 102 | 9 | 102 | 25 | 102 | 9 | 92 | 24 | 77
DDGNO-4 | A | 9 | 102 | 24 | 102 | 25 | 102 | 9 | 102 | 25 | 102 | 9 | 92 | 24 | 77
DEEP-1 | A | 20 | 180 | 60 | 180 | 86 | 180 | 22 | 180 | 80 | 180 | 24 | 96 | 52 | 96
DIDCB5 | A | 40 | 330 | 104 | 330 | 125 | 330 | 55 | 330 | 140 | 330 | 40 | 185 | 105 | 185
DIDCB6 | A | 50 | 250 | 105 | 250 | 105 | 250 | 50 | 250 | 130 | 250 | 50 | 153 | 110 | 103
DINO-1 | A | 14 | 138 | 39 | 138 | 58 | 138 | 28 | 138 | 72 | 138 | 14 | 118 | 36 | 88
DINO-2 | A | 14 | 138 | 39 | 138 | 58 | 138 | 28 | 138 | 72 | 138 | 14 | 118 | 36 | 88
DINO-3 | A | 14 | 138 | 39 | 138 | 58 | 138 | 28 | 138 | 72 | 138 | 14 | 118 | 36 | 88
DINO-4 | A | 14 | 138 | 39 | 138 | 58 | 138 | 28 | 138 | 72 | 138 | 14 | 118 | 36 | 88
DINO-5 | A | 14 | 138 | 39 | 138 | 58 | 138 | 28 | 138 | 72 | 138 | 14 | 118 | 36 | 88
DINO-6 | A | 14 | 138 | 39 | 138 | 58 | 138 | 28 | 138 | 72 | 138 | 14 | 118 | 36 | 88
DRAXX-1 | A | 68 | 345 | 100 | 345 | 100 | 345 | 64 | 95 | 110 | 345 | 60 | 225 | 70 | 225
DRAXX-2 | A | 68 | 345 | 100 | 345 | 100 | 345 | 64 | 95 | 110 | 345 | 60 | 225 | 70 | 225
DRAXX-3 | A | 68 | 345 | 100 | 345 | 100 | 345 | 64 | 95 | 110 | 345 | 60 | 225 | 70 | 225
DRAXX-4 | A | 68 | 345 | 100 | 345 | 100 | 345 | 64 | 95 | 110 | 345 | 60 | 225 | 70 | 225
DRAXX-5 | A | 68 | 345 | 100 | 345 | 100 | 345 | 64 | 95 | 110 | 345 | 60 | 225 | 70 | 225
DRAXX-6 | A | 68 | 345 | 100 | 345 | 100 | 345 | 64 | 95 | 110 | 345 | 60 | 225 | 70 | 225
DRSLW-1 | A | 6 | 69 | 16 | 69 | 17 | 69 | 6 | 69 | 17 | 69 | 6 | 61 | 16 | 54
DUNGW-1 | A | 8 | 89 | 21 | 89 | 33 | 89 | 8 | 89 | 23 | 89 | 8 | 80 | 21 | 69
EECL-1 | A | 20 | 178 | 25 | 178 | 25 | 178 | 32 | 178 | 81 | 178 | 20 | 143 | 25 | 143
EGGPS-1 | A | 45 | 205 | 83 | 205 | 83 | 205 | 49 | 205 | 110 | 205 | 33 | 95 | 60 | 95
EGGPS-2 | A | 45 | 205 | 83 | 205 | 83 | 205 | 49 | 205 | 110 | 205 | 33 | 95 | 60 | 95
EGGPS-3 | A | 45 | 205 | 83 | 205 | 83 | 205 | 49 | 205 | 110 | 205 | 33 | 95 | 60 | 95
EGGPS-4 | A | 45 | 205 | 83 | 205 | 83 | 205 | 49 | 205 | 110 | 205 | 33 | 95 | 60 | 95
ERRO-1 | A | 1 | 21 | 1 | 21 | 1 | 21 | 2 | 21 | 5 | 21 | 1 | 17 | 1 | 17
ERRO-2 | A | 1 | 21 | 1 | 21 | 1 | 21 | 2 | 21 | 5 | 21 | 1 | 17 | 1 | 17
ERRO-3 | A | 1 | 21 | 1 | 21 | 1 | 21 | 2 | 21 | 5 | 21 | 1 | 17 | 1 | 17
FAARW-1 | A | 2 | 37 | 4 | 37 | 4 | 37 | 4 | 37 | 12 | 37 | 2 | 33 | 4 | 33
FAARW-2 | A | 2 | 37 | 4 | 37 | 4 | 37 | 4 | 37 | 12 | 37 | 2 | 33 | 4 | 33
FALGW-1 | A | 11 | 108 | 28 | 108 | 41 | 108 | 13 | 108 | 35 | 108 | 10 | 86 | 22 | 64
FASN-1 | A | 0 | 15 | 1 | 15 | 1 | 15 | 1 | 15 | 2 | 15 | 0 | 15 | 1 | 12
FASN2 | A | 0 | 15 | 1 | 15 | 1 | 15 | 1 | 15 | 2 | 15 | 0 | 15 | 1 | 12
FASN3 | A | 0 | 15 | 1 | 15 | 1 | 15 | 1 | 15 | 2 | 15 | 0 | 15 | 1 | 12
FAWN-1 | A | 10 | 52 | 25 | 52 | 40 | 52 | 13 | 52 | 32 | 52 | 11 | 37 | 27 | 27
FELL-1 | A | 9 | 63 | 21 | 63 | 22 | 63 | 10 | 63 | 24 | 63 | 9 | 63 | 22 | 63
FFES-1 | A | 10 | 35 | 27 | 35 | 30 | 35 | 9 | 35 | 22 | 35 | 4 | 27 | 6 | 27
FFES-2 | A | 10 | 35 | 27 | 35 | 30 | 35 | 9 | 35 | 22 | 35 | 4 | 27 | 6 | 27
FFES-3 | A | 10 | 35 | 27 | 35 | 30 | 35 | 9 | 35 | 22 | 35 | 4 | 27 | 6 | 27
FFES-4 | A | 10 | 35 | 27 | 35 | 30 | 35 | 9 | 35 | 22 | 35 | 4 | 27 | 6 | 27
FIDL-1 | A | 13 | 205 | 20 | 205 | 23 | 205 | 35 | 100 | 40 | 147 | 30 | 147 | 50 | 147
FIDL-2 | A | 13 | 205 | 20 | 205 | 23 | 205 | 35 | 100 | 40 | 147 | 30 | 147 | 50 | 147
FIDL-3 | A | 13 | 205 | 20 | 205 | 23 | 205 | 35 | 100 | 40 | 147 | 30 | 147 | 50 | 147
FIDL-4 | A | 13 | 205 | 20 | 205 | 23 | 205 | 35 | 100 | 40 | 147 | 30 | 147 | 50 | 147
FINL-1 | A | 0 | 14 | 1 | 14 | 1 | 14 | 1 | 14 | 2 | 14 | 0 | 14 | 1 | 11
FOYE-1 | A | 6 | 60 | 13 | 60 | 16 | 60 | 11 | 60 | 27 | 60 | 5 | 30 | 11 | 30
FOYE-2 | A | 6 | 60 | 13 | 60 | 16 | 60 | 11 | 60 | 27 | 60 | 5 | 30 | 11 | 30
GLNDO-1 | A | 6 | 80 | 12 | 45 | 17 | 45 | 12 | 45 | 25 | 45 | 8 | 65 | 18 | 45
GNFSW-1 | A | 11 | 100 | 30 | 100 | 30 | 100 | 12 | 100 | 31 | 100 | 12 | 70 | 30 | 70
GNFSW-2 | A | 7 | 64 | 18 | 64 | 18 | 64 | 8 | 64 | 18 | 64 | 6 | 49 | 15 | 49
GORDW-1 | A | 6 | 62 | 16 | 56 | 26 | 45 | 7 | 62 | 18 | 62 | 6 | 56 | 16 | 45
GRAI-6 | A | 24 | 320 | 58 | 320 | 58 | 320 | 35 | 320 | 88 | 320 | 28 | 270 | 60 | 230
GRAI-7 | A | 30 | 232 | 60 | 232 | 60 | 232 | 32 | 232 | 84 | 232 | 32 | 175 | 65 | 135
GRAI-8 | A | 26 | 232 | 58 | 232 | 58 | 232 | 32 | 232 | 84 | 232 | 32 | 175 | 65 | 135
GRIFW-1 | A | 8 | 94 | 22 | 94 | 23 | 94 | 8 | 94 | 22 | 94 | 8 | 85 | 22 | 72
GRIFW-2 | A | 8 | 94 | 22 | 94 | 23 | 94 | 8 | 94 | 22 | 94 | 8 | 85 | 22 | 72
GRMO-1 | A | 8 | 43 | 8 | 43 | 8 | 43 | 8 | 43 | 8 | 43 | 8 | 23 | 8 | 23
GYAR-1 | A | 17 | 176 | 42 | 176 | 66 | 176 | 24 | 176 | 60 | 176 | 17 | 176 | 42 | 176
GYMRO-15 | A | 6 | 145 | 15 | 145 | 15 | 145 | 6 | 145 | 15 | 145 | 6 | 44 | 15 | 44
GYMRO-17 | A | 6 | 145 | 15 | 145 | 15 | 145 | 6 | 145 | 15 | 145 | 6 | 44 | 15 | 44
GYMRO-26 | A | 6 | 145 | 15 | 145 | 15 | 145 | 6 | 145 | 15 | 145 | 6 | 44 | 15 | 44
GYMRO-28 | A | 6 | 145 | 15 | 145 | 15 | 145 | 6 | 145 | 15 | 145 | 6 | 44 | 15 | 44
HADHW-1 | A | 7 | 76 | 14 | 76 | 22 | 76 | 13 | 76 | 34 | 76 | 8 | 65 | 17 | 65
HMGTO-1 | A | 8 | 88 | 20 | 88 | 35 | 88 | 10 | 88 | 25 | 88 | 8 | 68 | 19 | 68
HMGTO-2 | A | 9 | 91 | 23 | 91 | 37 | 91 | 10 | 91 | 25 | 91 | 10 | 67 | 24 | 67
HRSTW-1 | A | 12 | 102 | 30 | 102 | 45 | 102 | 13 | 102 | 34 | 102 | 13 | 80 | 27 | 66
HUMR-1 | A | 60 | 533 | 150 | 533 | 200 | 533 | 80 | 533 | 200 | 533 | 62 | 419 | 155 | 251
INDQ-1 | A | 12 | 102 | 31 | 102 | 43 | 102 | 13 | 102 | 34 | 102 | 12 | 72 | 30 | 72
KEAD-1 | A | 38 | 415 | 90 | 415 | 90 | 415 | 55 | 415 | 138 | 415 | 38 | 355 | 90 | 285
KILBW-1 | A | 3 | 56 | 8 | 56 | 13 | 56 | 5 | 56 | 14 | 56 | 4 | 53 | 9 | 47
KILLPG-1 | A | 8 | 225 | 10 | 225 | 10 | 225 | 10 | 225 | 12 | 225 | 4 | 150 | 15 | 150
KILLPG-2 | A | 18 | 225 | 25 | 225 | 25 | 225 | 37 | 225 | 37 | 225 | 22 | 195 | 30 | 195
KILNS-1 | A | 30 | 290 | 72 | 290 | 84 | 290 | 42 | 290 | 114 | 290 | 18 | 104 | 45 | 104
KLYN-A-1 | A | 24 | 126 | 50 | 126 | 50 | 126 | 34 | 126 | 70 | 126 | 22 | 81 | 34 | 81
KPMRW-1 | A | 9 | 75 | 20 | 75 | 30 | 75 | 9 | 75 | 23 | 75 | 9 | 67 | 22 | 54
LAGA-1 | A | 55 | 500 | 123 | 500 | 140 | 500 | 52 | 500 | 130 | 500 | 53 | 475 | 130 | 475
LARYO-1 | A | 16 | 155 | 40 | 155 | 45 | 155 | 18 | 155 | 45 | 155 | 14 | 120 | 35 | 120
LARYO-2 | A | 16 | 158 | 40 | 158 | 45 | 158 | 18 | 158 | 45 | 158 | 14 | 120 | 35 | 120
LARYO-3 | A | 16 | 158 | 40 | 158 | 45 | 158 | 18 | 158 | 45 | 158 | 14 | 120 | 35 | 120
LARYO-4 | A | 16 | 158 | 40 | 158 | 45 | 158 | 18 | 158 | 45 | 158 | 14 | 120 | 35 | 120
LBAR-1G | A | 1 | 16 | 4 | 16 | 6 | 16 | 2 | 16 | 4 | 16 | 1 | 9 | 4 | 9
LBAR-1 | A | 39 | 360 | 88 | 360 | 88 | 360 | 55 | 360 | 145 | 360 | 41 | 270 | 90 | 270
LNCSO-1 | A | 12 | 130 | 30 | 130 | 32 | 130 | 12 | 130 | 32 | 130 | 10 | 100 | 26 | 100
LNCSO-2 | A | 13 | 140 | 34 | 140 | 36 | 140 | 14 | 140 | 36 | 140 | 12 | 125 | 32 | 125
LOAN-1 | A | 25 | 326 | 51 | 326 | 55 | 326 | 19 | 326 | 50 | 326 | 12 | 276 | 28 | 276
LOAN-2 | A | 25 | 326 | 51 | 326 | 55 | 326 | 19 | 326 | 50 | 326 | 12 | 276 | 28 | 276
LOAN-3 | A | 25 | 326 | 51 | 326 | 55 | 326 | 19 | 326 | 50 | 326 | 12 | 276 | 28 | 276
MEDP-1 | A | 30 | 380 | 76 | 330 | 76 | 330 | 48 | 380 | 105 | 380 | 31 | 330 | 79 | 290
MILWW-1 | A | 6 | 32 | 8 | 54 | 13 | 54 | 5 | 54 | 14 | 54 | 3 | 43 | 8 | 43
MKHLW-1 | A | 4 | 42 | 10 | 42 | 12 | 42 | 5 | 42 | 13 | 42 | 5 | 37 | 12 | 30
MRWD-1 | A | 43 | 448 | 100 | 448 | 112 | 448 | 67 | 448 | 160 | 448 | 36 | 328 | 93 | 328
NANT-1 | A | 0 | 15 | 0 | 15 | 0 | 15 | 0 | 15 | 1 | 15 | 0 | 15 | 0 | 15
PEHE-1 | A | 42 | 420 | 72 | 420 | 72 | 420 | 83 | 420 | 117 | 420 | 35 | 350 | 84 | 260
PEHE-2 | A | 16 | 490 | 40 | 265 | 42 | 490 | 0 | 0 | 0 | 0 | 0 | 490 | 0 | 490
PEMB-11 | A | 38 | 113 | 63 | 276 | 63 | 276 | 33 | 276 | 90 | 276 | 35 | 241 | 64 | 210
PEMB-21 | A | 38 | 113 | 63 | 276 | 63 | 276 | 33 | 276 | 90 | 276 | 35 | 241 | 64 | 210
PEMB-31 | A | 38 | 113 | 63 | 276 | 63 | 276 | 33 | 276 | 90 | 276 | 35 | 241 | 64 | 210
PEMB-41 | A | 38 | 113 | 63 | 276 | 63 | 276 | 33 | 276 | 90 | 276 | 35 | 241 | 64 | 210
PEMB-51 | A | 38 | 113 | 63 | 276 | 63 | 276 | 33 | 276 | 90 | 276 | 35 | 241 | 64 | 210
PETEM1 | A | 20 | 180 | 46 | 180 | 52 | 180 | 24 | 180 | 58 | 180 | 20 | 150 | 50 | 100
RATS-1 | A | 50 | 270 | 90 | 270 | 90 | 270 | 36 | 270 | 50 | 270 | 42 | 105 | 75 | 155
RATS-2 | A | 40 | 270 | 90 | 270 | 100 | 270 | 36 | 270 | 50 | 270 | 40 | 195 | 75 | 195
RATS-3 | A | 40 | 270 | 90 | 270 | 100 | 270 | 36 | 270 | 50 | 270 | 40 | 195 | 75 | 195
RATS-4 | A | 40 | 270 | 95 | 270 | 100 | 270 | 36 | 270 | 50 | 270 | 40 | 195 | 75 | 195
RMPNO-1 | A | 18 | 180 | 45 | 180 | 72 | 180 | 20 | 180 | 50 | 180 | 18 | 130 | 47 | 130
RMPNO-2 | A | 18 | 180 | 45 | 180 | 72 | 180 | 20 | 180 | 50 | 180 | 18 | 130 | 47 | 130
ROCK-1 | A | 36 | 400 | 50 | 400 | 54 | 400 | 60 | 400 | 160 | 400 | 33 | 220 | 53 | 220
RYHPS-1 | A | 30 | 305 | 48 | 305 | 66 | 305 | 42 | 305 | 51 | 305 | 30 | 130 | 42 | 68
SCCL-1 | A | 35 | 180 | 70 | 180 | 70 | 180 | 40 | 180 | 95 | 180 | 40 | 100 | 100 | 50
SCCL-2 | A | 35 | 180 | 70 | 180 | 70 | 180 | 40 | 180 | 95 | 180 | 40 | 100 | 100 | 50
SCCL-3 | A | 35 | 180 | 70 | 180 | 70 | 180 | 40 | 180 | 95 | 180 | 40 | 100 | 100 | 50
SEAB-1 | A | 44 | 254 | 125 | 254 | 150 | 254 | 55 | 254 | 150 | 254 | 75 | 164 | 176 | 38
SEAB-2 | A | 31 | 138 | 76 | 138 | 86 | 138 | 32 | 138 | 82 | 138 | 37 | 73 | 90 | 43
SHBA-1 | A | 33 | 420 | 79 | 420 | 91 | 420 | 59 | 420 | 150 | 420 | 37 | 336 | 95 | 252
SHBA-2 | A | 32 | 319 | 70 | 319 | 76 | 319 | 35 | 319 | 93 | 319 | 32 | 270 | 70 | 217
SHOS-1 | A | 18 | 160 | 24 | 160 | 24 | 160 | 30 | 160 | 75 | 160 | 18 | 135 | 24 | 135
SHRSO-1 | A | 16 | 157 | 44 | 157 | 46 | 157 | 17 | 157 | 46 | 157 | 16 | 141 | 43 | 113
SHRSO-2 | A | 16 | 157 | 44 | 157 | 46 | 157 | 17 | 157 | 46 | 157 | 16 | 141 | 43 | 113
SIZB-1 | A | 38 | 283 | 45 | 283 | 45 | 283 | 45 | 283 | 45 | 283 | 40 | 283 | 46 | 283
SIZB-2 | A | 38 | 283 | 45 | 283 | 45 | 283 | 45 | 283 | 45 | 283 | 40 | 283 | 46 | 283
SLOY-1 | A | 0 | 38 | 1 | 38 | 1 | 38 | 1 | 38 | 2 | 38 | 0 | 38 | 1 | 30
SLOY-2 | A | 0 | 38 | 1 | 38 | 1 | 38 | 1 | 38 | 2 | 38 | 0 | 38 | 1 | 30
SLOY-3 | A | 0 | 38 | 1 | 38 | 1 | 38 | 1 | 38 | 2 | 38 | 0 | 38 | 1 | 30
SLOY-4 | A | 0 | 28 | 1 | 28 | 1 | 28 | 1 | 28 | 2 | 28 | 0 | 28 | 1 | 22
SPLN-1 | A | 40 | 380 | 100 | 380 | 110 | 380 | 50 | 380 | 120 | 380 | 30 | 380 | 90 | 300
STAY-1 | A | 35 | 265 | 62 | 265 | 62 | 265 | 35 | 265 | 89 | 265 | 34 | 192 | 63 | 192
STAY-2 | A | 35 | 265 | 62 | 265 | 62 | 265 | 35 | 265 | 89 | 265 | 34 | 192 | 63 | 192
STAY-3 | A | 35 | 265 | 62 | 265 | 62 | 265 | 35 | 265 | 89 | 265 | 34 | 192 | 63 | 192
STAY-4 | A | 35 | 265 | 62 | 265 | 62 | 265 | 35 | 265 | 89 | 265 | 34 | 192 | 63 | 192
STRNW-1 | A | 6 | 52 | 16 | 52 | 26 | 52 | 7 | 60 | 17 | 60 | 6 | 52 | 17 | 42
SUTB-1 | A | 36 | 380 | 104 | 380 | 148 | 380 | 52 | 380 | 132 | 380 | 47 | 250 | 107 | 250
SVRP-10 | A | 20 | 225 | 50 | 225 | 70 | 225 | 32 | 225 | 80 | 225 | 20 | 172 | 50 | 172
SVRP-20 | A | 20 | 225 | 50 | 225 | 70 | 225 | 32 | 225 | 80 | 225 | 20 | 172 | 50 | 172
USKM-13 | A | 6 | 49 | 15 | 49 | 17 | 49 | 8 | 49 | 19 | 49 | 7 | 36 | 8 | 36
USKM-14 | A | 6 | 49 | 15 | 49 | 17 | 49 | 8 | 49 | 19 | 49 | 7 | 36 | 8 | 36
USKM-15 | A | 6 | 49 | 15 | 49 | 17 | 49 | 8 | 49 | 19 | 49 | 7 | 36 | 8 | 36
WBUPS-1 | A | 30 | 113 | 48 | 153 | 48 | 153 | 32 | 113 | 50 | 113 | 40 | 153 | 65 | 113
WBUPS-2 | A | 30 | 133 | 48 | 173 | 48 | 173 | 32 | 133 | 50 | 133 | 40 | 173 | 65 | 133
WBUPS-3 | A | 30 | 133 | 48 | 173 | 48 | 173 | 32 | 133 | 50 | 133 | 40 | 173 | 65 | 133
WBUPS-4 | A | 30 | 113 | 48 | 153 | 48 | 153 | 32 | 113 | 50 | 113 | 40 | 153 | 65 | 113
WBURB-1 | A | 22 | 240 | 48 | 240 | 62 | 240 | 27 | 240 | 69 | 240 | 20 | 200 | 50 | 120
WBURB-2 | A | 25 | 255 | 52 | 255 | 62 | 255 | 26 | 255 | 67 | 255 | 22 | 215 | 52 | 135
WBURB-3 | A | 23 | 255 | 48 | 255 | 62 | 255 | 27 | 255 | 67 | 255 | 20 | 215 | 52 | 135
WDNSO-1 | A | 21 | 191 | 54 | 191 | 57 | 191 | 21 | 191 | 57 | 191 | 21 | 170 | 55 | 136
WDNSO-2 | A | 21 | 191 | 54 | 191 | 57 | 191 | 21 | 191 | 57 | 191 | 21 | 170 | 55 | 136
WHILW-1 | A | 31 | 322 | 84 | 322 | 90 | 322 | 33 | 322 | 90 | 322 | 32 | 255 | 86 | 210
WHILW-2 | A | 19 | 163 | 33 | 163 | 35 | 163 | 20 | 163 | 52 | 163 | 21 | 142 | 43 | 119
WLNYO-2 | A | 19 | 182 | 51 | 182 | 54 | 182 | 20 | 182 | 53 | 182 | 20 | 158 | 51 | 130
WLNYW-1 | A | 19 | 182 | 51 | 182 | 54 | 182 | 20 | 182 | 53 | 182 | 20 | 158 | 51 | 130
WTMSO-1 | A | 22 | 200 | 58 | 200 | 62 | 200 | 23 | 200 | 61 | 200 | 23 | 140 | 60 | 140

## Apr 2021
MW Response Capability by BMU
|  | Primary Response (Max MWhrs) | [5 empty] | Secondary Response (Max Mwhrs) |  |  |  | High Frequency Response (Max MWhrs)
UNIT | Mode | 0.2Hz | Genset Deload (MW) | 0.5Hz | Genset Deload (MW) | 0.8Hz | Genset Deload (MW) | 0.2/0.2Hz | Genset Deload (MW) | 0.5/0.5Hz | Genset Deload (MW) | 0.2Hz | Genset Deload (MW) | 0.5Hz | Genset Deload (MW)
ABTH7 | A | 40 | 250 | 72 | 250 | 72 | 250 | 48 | 250 | 120 | 250 | 38 | 185 | 55 | 185
ABTH8 | A | 40 | 250 | 72 | 250 | 72 | 250 | 48 | 250 | 120 | 250 | 38 | 185 | 55 | 185
ABTH9 | A | 30 | 240 | 80 | 240 | 80 | 240 | 40 | 240 | 120 | 240 | 38 | 125 | 52 | 125
ARCHW-1 | A | 10 | 92 | 25 | 92 | 25 | 92 | 12 | 92 | 30 | 92 | 11 | 73 | 24 | 56
BAGE-1 | A | 30 | 255 | 70 | 255 | 90 | 255 | 35 | 255 | 90 | 255 | 28 | 220 | 70 | 185
BAGE-2 | A | 3 | 17 | 8 | 17 | 12 | 17 | 4 | 17 | 9 | 17 | 2 | 17 | 5 | 17
BARKB2 | A | 33 | 210 | 82 | 210 | 108 | 210 | 39 | 210 | 97 | 210 | 31 | 120 | 84 | 120
BARK-1 | A | 22 | 140 | 55 | 140 | 72 | 140 | 26 | 140 | 65 | 140 | 21 | 80 | 54 | 80
BHLAW-1 | A | 7 | 98 | 16 | 98 | 19 | 98 | 10 | 98 | 26 | 98 | 8 | 87 | 18 | 78
BLLA-1 | A | 6 | 99 | 13 | 99 | 13 | 99 | 15 | 99 | 39 | 99 | 9 | 83 | 16 | 83
BRBEO-1 | A | 20 | 254 | 50 | 254 | 50 | 254 | 22 | 254 | 63 | 254 | 17 | 194 | 46 | 194
BRDUW-1 | A | 6 | 58 | 17 | 58 | 17 | 58 | 7 | 58 | 17 | 58 | 6 | 36 | 17 | 36
BRGG-1 | A | 16 | 110 | 32 | 110 | 48 | 110 | 16 | 110 | 40 | 110 | 14 | 96 | 34 | 46
BRYP-1 | A | 15 | 82 | 25 | 82 | 31 | 82 | 22 | 82 | 37 | 82 | 10 | 82 | 27 | 47
BURBW-1 | A | 0 | 90 | 0 | 90 | 0 | 90 | 0 | 0 | 0 | 0 | 0 | 90 | 0 | 90
CARR-1 | A | 35 | 269 | 58 | 269 | 58 | 269 | 35 | 325 | 88 | 325 | 34 | 269 | 56 | 269
CARR-2 | A | 35 | 269 | 58 | 269 | 58 | 269 | 35 | 325 | 88 | 325 | 34 | 269 | 56 | 269
CDCL-1 | A | 30 | 231 | 46 | 231 | 46 | 231 | 34 | 231 | 45 | 231 | 29 | 172 | 72 | 135
CLAC-1 | A | 3 | 28 | 8 | 28 | 13 | 28 | 3 | 36 | 9 | 36 | 3 | 28 | 8 | 28
CLDCW-1 | A | 14 | 14 | 34 | 113 | 36 | 113 | 13 | 113 | 35 | 113 | 13 | 99 | 34 | 78
CLDNW-1 | A | 13 | 108 | 33 | 108 | 35 | 108 | 13 | 108 | 35 | 108 | 12 | 95 | 33 | 74
CLDSW-1 | A | 16 | 129 | 40 | 129 | 43 | 129 | 16 | 129 | 42 | 129 | 16 | 113 | 41 | 88
CNQPS-1 | A | 22 | 170 | 55 | 170 | 55 | 170 | 28 | 170 | 70 | 170 | 26 | 120 | 60 | 105
CNQPS-2 | A | 22 | 170 | 55 | 170 | 55 | 170 | 28 | 170 | 70 | 170 | 22 | 120 | 55 | 105
CNQPS-3 | A | 22 | 170 | 55 | 170 | 55 | 170 | 28 | 170 | 70 | 170 | 22 | 120 | 55 | 105
CNQPS-4 | A | 22 | 170 | 55 | 170 | 55 | 170 | 28 | 170 | 70 | 170 | 28 | 105 | 55 | 105
CORB-1 | A | 10 | 130 | 30 | 130 | 50 | 130 | 28 | 130 | 60 | 130 | 15 | 95 | 40 | 60
COSO-1 | A | 20 | 380 | 40 | 380 | 50 | 380 | 60 | 380 | 140 | 380 | 17 | 304 | 40 | 304
COTPS-1 | A | 29 | 277 | 50 | 277 | 62 | 277 | 35 | 60 | 63 | 277 | 30 | 122 | 60 | 122
COTPS-2 | A | 29 | 287 | 50 | 287 | 62 | 287 | 35 | 60 | 63 | 287 | 30 | 122 | 60 | 122
COTPS-3 | A | 29 | 287 | 50 | 287 | 62 | 287 | 35 | 60 | 63 | 287 | 30 | 122 | 60 | 122
COTPS-4 | A | 29 | 277 | 50 | 277 | 62 | 277 | 35 | 60 | 63 | 277 | 30 | 122 | 60 | 122
COWE1 | A | 7 | 30 | 17 | 30 | 17 | 30 | 7 | 30 | 17 | 30 | 7 | 30 | 17 | 30
COWE2 | A | 7 | 30 | 17 | 30 | 17 | 30 | 7 | 30 | 17 | 30 | 7 | 30 | 17 | 30
CRUA-1 | A | 10 | 110 | 25 | 110 | 37 | 110 | 12 | 110 | 30 | 110 | 10 | 84 | 25 | 48
CRUA-2 | A | 10 | 110 | 25 | 110 | 37 | 110 | 12 | 110 | 30 | 110 | 10 | 84 | 25 | 48
CRUA-3 | A | 7 | 30 | 15 | 30 | 21 | 30 | 9 | 30 | 24 | 30 | 5 | 25 | 13 | 15
CRUA-4 | A | 7 | 30 | 15 | 30 | 21 | 30 | 9 | 30 | 24 | 30 | 5 | 25 | 13 | 15
CRYRW-2 | A | 15 | 138 | 38 | 138 | 40 | 138 | 15 | 138 | 40 | 138 | 13 | 109 | 40 | 63
DAMC-1 | A | 64 | 380 | 136 | 380 | 156 | 380 | 80 | 380 | 180 | 380 | 60 | 293 | 190 | 128
DDGNO-1 | A | 9 | 108 | 25 | 108 | 26 | 108 | 10 | 108 | 26 | 108 | 9 | 97 | 25 | 81
DDGNO-2 | A | 8 | 90 | 20 | 90 | 22 | 90 | 8 | 90 | 21 | 90 | 8 | 81 | 21 | 68
DDGNO-3 | A | 9 | 102 | 24 | 102 | 25 | 102 | 9 | 102 | 25 | 102 | 9 | 92 | 24 | 77
DDGNO-4 | A | 9 | 102 | 24 | 102 | 25 | 102 | 9 | 102 | 25 | 102 | 9 | 92 | 24 | 77
DEEP-1 | A | 20 | 180 | 60 | 180 | 86 | 180 | 22 | 180 | 80 | 180 | 24 | 96 | 52 | 96
DIDCB5 | A | 40 | 330 | 104 | 330 | 125 | 330 | 55 | 330 | 140 | 330 | 40 | 185 | 105 | 185
DIDCB6 | A | 50 | 250 | 105 | 250 | 105 | 250 | 50 | 250 | 130 | 250 | 50 | 153 | 110 | 103
DINO-1 | A | 14 | 138 | 39 | 138 | 58 | 138 | 28 | 138 | 72 | 138 | 14 | 118 | 36 | 88
DINO-2 | A | 14 | 138 | 39 | 138 | 58 | 138 | 28 | 138 | 72 | 138 | 14 | 118 | 36 | 88
DINO-3 | A | 14 | 138 | 39 | 138 | 58 | 138 | 28 | 138 | 72 | 138 | 14 | 118 | 36 | 88
DINO-4 | A | 14 | 138 | 39 | 138 | 58 | 138 | 28 | 138 | 72 | 138 | 14 | 118 | 36 | 88
DINO-5 | A | 14 | 138 | 39 | 138 | 58 | 138 | 28 | 138 | 72 | 138 | 14 | 118 | 36 | 88
DINO-6 | A | 14 | 138 | 39 | 138 | 58 | 138 | 28 | 138 | 72 | 138 | 14 | 118 | 36 | 88
DRAXX-1 | A | 68 | 345 | 100 | 345 | 100 | 345 | 64 | 95 | 110 | 345 | 60 | 225 | 70 | 225
DRAXX-2 | A | 68 | 345 | 100 | 345 | 100 | 345 | 64 | 95 | 110 | 345 | 60 | 225 | 70 | 225
DRAXX-3 | A | 68 | 345 | 100 | 345 | 100 | 345 | 64 | 95 | 110 | 345 | 60 | 225 | 70 | 225
DRAXX-4 | A | 68 | 345 | 100 | 345 | 100 | 345 | 64 | 95 | 110 | 345 | 60 | 225 | 70 | 225
DRAXX-5 | A | 68 | 345 | 100 | 345 | 100 | 345 | 64 | 95 | 110 | 345 | 60 | 225 | 70 | 225
DRAXX-6 | A | 68 | 345 | 100 | 345 | 100 | 345 | 64 | 95 | 110 | 345 | 60 | 225 | 70 | 225
DRSLW-1 | A | 6 | 69 | 16 | 69 | 17 | 69 | 6 | 69 | 17 | 69 | 6 | 61 | 16 | 54
DUNGW-1 | A | 8 | 89 | 21 | 89 | 33 | 89 | 8 | 89 | 23 | 89 | 8 | 80 | 21 | 69
EECL-1 | A | 20 | 178 | 25 | 178 | 25 | 178 | 32 | 178 | 81 | 178 | 20 | 143 | 25 | 143
EGGPS-1 | A | 45 | 205 | 83 | 205 | 83 | 205 | 49 | 205 | 110 | 205 | 33 | 95 | 60 | 95
EGGPS-2 | A | 45 | 205 | 83 | 205 | 83 | 205 | 49 | 205 | 110 | 205 | 33 | 95 | 60 | 95
EGGPS-3 | A | 45 | 205 | 83 | 205 | 83 | 205 | 49 | 205 | 110 | 205 | 33 | 95 | 60 | 95
EGGPS-4 | A | 45 | 205 | 83 | 205 | 83 | 205 | 49 | 205 | 110 | 205 | 33 | 95 | 60 | 95
ERRO-1 | A | 1 | 21 | 1 | 21 | 1 | 21 | 2 | 21 | 5 | 21 | 1 | 17 | 1 | 17
ERRO-2 | A | 1 | 21 | 1 | 21 | 1 | 21 | 2 | 21 | 5 | 21 | 1 | 17 | 1 | 17
ERRO-3 | A | 1 | 21 | 1 | 21 | 1 | 21 | 2 | 21 | 5 | 21 | 1 | 17 | 1 | 17
FAARW-1 | A | 2 | 37 | 4 | 37 | 4 | 37 | 4 | 37 | 12 | 37 | 2 | 33 | 4 | 33
FAARW-2 | A | 2 | 37 | 4 | 37 | 4 | 37 | 4 | 37 | 12 | 37 | 2 | 33 | 4 | 33
FALGW-1 | A | 11 | 108 | 28 | 108 | 41 | 108 | 13 | 108 | 35 | 108 | 10 | 86 | 22 | 64
FASN-1 | A | 0 | 15 | 1 | 15 | 1 | 15 | 1 | 15 | 2 | 15 | 0 | 15 | 1 | 12
FASN2 | A | 0 | 15 | 1 | 15 | 1 | 15 | 1 | 15 | 2 | 15 | 0 | 15 | 1 | 12
FASN3 | A | 0 | 15 | 1 | 15 | 1 | 15 | 1 | 15 | 2 | 15 | 0 | 15 | 1 | 12
FAWN-1 | A | 10 | 52 | 25 | 52 | 40 | 52 | 13 | 52 | 32 | 52 | 11 | 37 | 27 | 27
FELL-1 | A | 9 | 63 | 21 | 63 | 22 | 63 | 10 | 63 | 24 | 63 | 9 | 63 | 22 | 63
FFES-1 | A | 10 | 35 | 27 | 35 | 30 | 35 | 9 | 35 | 22 | 35 | 4 | 27 | 6 | 27
FFES-2 | A | 10 | 35 | 27 | 35 | 30 | 35 | 9 | 35 | 22 | 35 | 4 | 27 | 6 | 27
FFES-3 | A | 10 | 35 | 27 | 35 | 30 | 35 | 9 | 35 | 22 | 35 | 4 | 27 | 6 | 27
FFES-4 | A | 10 | 35 | 27 | 35 | 30 | 35 | 9 | 35 | 22 | 35 | 4 | 27 | 6 | 27
FIDL-1 | A | 13 | 205 | 20 | 205 | 23 | 205 | 35 | 100 | 40 | 147 | 30 | 147 | 50 | 147
FIDL-2 | A | 13 | 205 | 20 | 205 | 23 | 205 | 35 | 100 | 40 | 147 | 30 | 147 | 50 | 147
FIDL-3 | A | 13 | 205 | 20 | 205 | 23 | 205 | 35 | 100 | 40 | 147 | 30 | 147 | 50 | 147
FIDL-4 | A | 13 | 205 | 20 | 205 | 23 | 205 | 35 | 100 | 40 | 147 | 30 | 147 | 50 | 147
FINL-1 | A | 0 | 14 | 1 | 14 | 1 | 14 | 1 | 14 | 2 | 14 | 0 | 14 | 1 | 11
FOYE-1 | A | 6 | 60 | 13 | 60 | 16 | 60 | 11 | 60 | 27 | 60 | 5 | 30 | 11 | 30
FOYE-2 | A | 6 | 60 | 13 | 60 | 16 | 60 | 11 | 60 | 27 | 60 | 5 | 30 | 11 | 30
GLNDO-1 | A | 6 | 80 | 12 | 45 | 17 | 45 | 12 | 45 | 25 | 45 | 8 | 65 | 18 | 45
GNFSW-1 | A | 11 | 100 | 30 | 100 | 30 | 100 | 12 | 100 | 31 | 100 | 12 | 70 | 30 | 70
GNFSW-2 | A | 7 | 64 | 18 | 64 | 18 | 64 | 8 | 64 | 18 | 64 | 6 | 49 | 15 | 49
GORDW-1 | A | 6 | 62 | 16 | 56 | 26 | 45 | 7 | 62 | 18 | 62 | 6 | 56 | 16 | 45
GRAI-6 | A | 24 | 320 | 58 | 320 | 58 | 320 | 35 | 320 | 88 | 320 | 28 | 270 | 60 | 230
GRAI-7 | A | 30 | 232 | 60 | 232 | 60 | 232 | 32 | 232 | 84 | 232 | 32 | 175 | 65 | 135
GRAI-8 | A | 26 | 232 | 58 | 232 | 58 | 232 | 32 | 232 | 84 | 232 | 32 | 175 | 65 | 135
GRIFW-1 | A | 8 | 94 | 22 | 94 | 23 | 94 | 8 | 94 | 22 | 94 | 8 | 85 | 22 | 72
GRIFW-2 | A | 8 | 94 | 22 | 94 | 23 | 94 | 8 | 94 | 22 | 94 | 8 | 85 | 22 | 72
GRMO-1 | A | 8 | 43 | 8 | 43 | 8 | 43 | 8 | 43 | 8 | 43 | 8 | 23 | 8 | 23
GYAR-1 | A | 17 | 176 | 42 | 176 | 66 | 176 | 24 | 176 | 60 | 176 | 17 | 176 | 42 | 176
GYMRO-15 | A | 6 | 145 | 15 | 145 | 15 | 145 | 6 | 145 | 15 | 145 | 6 | 44 | 15 | 44
GYMRO-17 | A | 6 | 145 | 15 | 145 | 15 | 145 | 6 | 145 | 15 | 145 | 6 | 44 | 15 | 44
GYMRO-26 | A | 6 | 145 | 15 | 145 | 15 | 145 | 6 | 145 | 15 | 145 | 6 | 44 | 15 | 44
GYMRO-28 | A | 6 | 145 | 15 | 145 | 15 | 145 | 6 | 145 | 15 | 145 | 6 | 44 | 15 | 44
HADHW-1 | A | 7 | 76 | 14 | 76 | 22 | 76 | 13 | 76 | 34 | 76 | 8 | 65 | 17 | 65
HMGTO-1 | A | 8 | 88 | 20 | 88 | 35 | 88 | 10 | 88 | 25 | 88 | 8 | 68 | 19 | 68
HMGTO-2 | A | 9 | 91 | 23 | 91 | 37 | 91 | 10 | 91 | 25 | 91 | 10 | 67 | 24 | 67
HRSTW-1 | A | 12 | 102 | 30 | 102 | 45 | 102 | 13 | 102 | 34 | 102 | 13 | 80 | 27 | 66
HUMR-1 | A | 60 | 533 | 150 | 533 | 200 | 533 | 80 | 533 | 200 | 533 | 62 | 419 | 155 | 251
INDQ-1 | A | 12 | 102 | 31 | 102 | 43 | 102 | 13 | 102 | 34 | 102 | 12 | 72 | 30 | 72
KEAD-1 | A | 38 | 415 | 90 | 415 | 90 | 415 | 55 | 415 | 138 | 415 | 38 | 355 | 90 | 285
KILBW-1 | A | 3 | 56 | 8 | 56 | 13 | 56 | 5 | 56 | 14 | 56 | 4 | 53 | 9 | 47
KILLPG-1 | A | 8 | 225 | 10 | 225 | 10 | 225 | 10 | 225 | 12 | 225 | 4 | 150 | 15 | 150
KILLPG-2 | A | 18 | 225 | 25 | 225 | 25 | 225 | 37 | 225 | 37 | 225 | 22 | 195 | 30 | 195
KILNS-1 | A | 30 | 290 | 72 | 290 | 84 | 290 | 42 | 290 | 114 | 290 | 18 | 104 | 45 | 104
KLYN-A-1 | A | 24 | 126 | 50 | 126 | 50 | 126 | 34 | 126 | 70 | 126 | 22 | 81 | 34 | 81
KPMRW-1 | A | 9 | 75 | 20 | 75 | 30 | 75 | 9 | 75 | 23 | 75 | 9 | 67 | 22 | 54
LAGA-1 | A | 55 | 500 | 123 | 500 | 140 | 500 | 52 | 500 | 130 | 500 | 53 | 475 | 130 | 475
LARYO-1 | A | 16 | 155 | 40 | 155 | 45 | 155 | 18 | 155 | 45 | 155 | 14 | 120 | 35 | 120
LARYO-2 | A | 16 | 158 | 40 | 158 | 45 | 158 | 18 | 158 | 45 | 158 | 14 | 120 | 35 | 120
LARYO-3 | A | 16 | 158 | 40 | 158 | 45 | 158 | 18 | 158 | 45 | 158 | 14 | 120 | 35 | 120
LARYO-4 | A | 16 | 158 | 40 | 158 | 45 | 158 | 18 | 158 | 45 | 158 | 14 | 120 | 35 | 120
LBAR-1G | A | 1 | 16 | 4 | 16 | 6 | 16 | 2 | 16 | 4 | 16 | 1 | 9 | 4 | 9
LBAR-1 | A | 39 | 360 | 88 | 360 | 88 | 360 | 55 | 360 | 145 | 360 | 41 | 270 | 90 | 270
LNCSO-1 | A | 12 | 130 | 30 | 130 | 32 | 130 | 12 | 130 | 32 | 130 | 10 | 100 | 26 | 100
LNCSO-2 | A | 13 | 140 | 34 | 140 | 36 | 140 | 14 | 140 | 36 | 140 | 12 | 125 | 32 | 125
LOAN-1 | A | 25 | 326 | 51 | 326 | 55 | 326 | 19 | 326 | 50 | 326 | 12 | 276 | 28 | 276
LOAN-2 | A | 25 | 326 | 51 | 326 | 55 | 326 | 19 | 326 | 50 | 326 | 12 | 276 | 28 | 276
LOAN-3 | A | 25 | 326 | 51 | 326 | 55 | 326 | 19 | 326 | 50 | 326 | 12 | 276 | 28 | 276
MEDP-1 | A | 30 | 380 | 76 | 330 | 76 | 330 | 48 | 380 | 105 | 380 | 31 | 330 | 79 | 290
MILWW-1 | A | 6 | 32 | 8 | 54 | 13 | 54 | 5 | 54 | 14 | 54 | 3 | 43 | 8 | 43
MKHLW-1 | A | 4 | 42 | 10 | 42 | 12 | 42 | 5 | 42 | 13 | 42 | 5 | 37 | 12 | 30
MRWD-1 | A | 43 | 448 | 100 | 448 | 112 | 448 | 67 | 448 | 160 | 448 | 36 | 328 | 93 | 328
NANT-1 | A | 0 | 15 | 0 | 15 | 0 | 15 | 0 | 15 | 1 | 15 | 0 | 15 | 0 | 15
PEHE-1 | A | 42 | 420 | 72 | 420 | 72 | 420 | 83 | 420 | 117 | 420 | 35 | 350 | 84 | 260
PEHE-2 | A | 16 | 490 | 40 | 265 | 42 | 490 | 0 | 0 | 0 | 0 | 0 | 490 | 0 | 490
PEMB-11 | A | 38 | 113 | 63 | 276 | 63 | 276 | 33 | 276 | 90 | 276 | 35 | 241 | 64 | 210
PEMB-21 | A | 38 | 113 | 63 | 276 | 63 | 276 | 33 | 276 | 90 | 276 | 35 | 241 | 64 | 210
PEMB-31 | A | 38 | 113 | 63 | 276 | 63 | 276 | 33 | 276 | 90 | 276 | 35 | 241 | 64 | 210
PEMB-41 | A | 38 | 113 | 63 | 276 | 63 | 276 | 33 | 276 | 90 | 276 | 35 | 241 | 64 | 210
PEMB-51 | A | 38 | 113 | 63 | 276 | 63 | 276 | 33 | 276 | 90 | 276 | 35 | 241 | 64 | 210
PETEM1 | A | 20 | 180 | 46 | 180 | 52 | 180 | 24 | 180 | 58 | 180 | 20 | 150 | 50 | 100
RATS-1 | A | 50 | 270 | 90 | 270 | 90 | 270 | 36 | 270 | 50 | 270 | 42 | 105 | 75 | 155
RATS-2 | A | 40 | 270 | 90 | 270 | 100 | 270 | 36 | 270 | 50 | 270 | 40 | 195 | 75 | 195
RATS-3 | A | 40 | 270 | 90 | 270 | 100 | 270 | 36 | 270 | 50 | 270 | 40 | 195 | 75 | 195
RATS-4 | A | 40 | 270 | 95 | 270 | 100 | 270 | 36 | 270 | 50 | 270 | 40 | 195 | 75 | 195
RMPNO-1 | A | 18 | 180 | 45 | 180 | 72 | 180 | 20 | 180 | 50 | 180 | 18 | 130 | 47 | 130
RMPNO-2 | A | 18 | 180 | 45 | 180 | 72 | 180 | 20 | 180 | 50 | 180 | 18 | 130 | 47 | 130
ROCK-1 | A | 36 | 400 | 50 | 400 | 54 | 400 | 60 | 400 | 160 | 400 | 33 | 220 | 53 | 220
RYHPS-1 | A | 30 | 305 | 48 | 305 | 66 | 305 | 42 | 305 | 51 | 305 | 30 | 130 | 42 | 68
SCCL-1 | A | 35 | 180 | 70 | 180 | 70 | 180 | 40 | 180 | 95 | 180 | 40 | 100 | 100 | 50
SCCL-2 | A | 35 | 180 | 70 | 180 | 70 | 180 | 40 | 180 | 95 | 180 | 40 | 100 | 100 | 50
SCCL-3 | A | 35 | 180 | 70 | 180 | 70 | 180 | 40 | 180 | 95 | 180 | 40 | 100 | 100 | 50
SEAB-1 | A | 44 | 254 | 125 | 254 | 150 | 254 | 55 | 254 | 150 | 254 | 75 | 164 | 176 | 38
SEAB-2 | A | 31 | 138 | 76 | 138 | 86 | 138 | 32 | 138 | 82 | 138 | 37 | 73 | 90 | 43
SHBA-1 | A | 33 | 420 | 79 | 420 | 91 | 420 | 59 | 420 | 150 | 420 | 37 | 336 | 95 | 252
SHBA-2 | A | 32 | 319 | 70 | 319 | 76 | 319 | 35 | 319 | 93 | 319 | 32 | 270 | 70 | 217
SHOS-1 | A | 18 | 160 | 24 | 160 | 24 | 160 | 30 | 160 | 75 | 160 | 18 | 135 | 24 | 135
SHRSO-1 | A | 16 | 157 | 44 | 157 | 46 | 157 | 17 | 157 | 46 | 157 | 16 | 141 | 43 | 113
SHRSO-2 | A | 16 | 157 | 44 | 157 | 46 | 157 | 17 | 157 | 46 | 157 | 16 | 141 | 43 | 113
SIZB-1 | A | 38 | 283 | 45 | 283 | 45 | 283 | 45 | 283 | 45 | 283 | 40 | 283 | 46 | 283
SIZB-2 | A | 38 | 283 | 45 | 283 | 45 | 283 | 45 | 283 | 45 | 283 | 40 | 283 | 46 | 283
SLOY-1 | A | 0 | 38 | 1 | 38 | 1 | 38 | 1 | 38 | 2 | 38 | 0 | 38 | 1 | 30
SLOY-2 | A | 0 | 38 | 1 | 38 | 1 | 38 | 1 | 38 | 2 | 38 | 0 | 38 | 1 | 30
SLOY-3 | A | 0 | 38 | 1 | 38 | 1 | 38 | 1 | 38 | 2 | 38 | 0 | 38 | 1 | 30
SLOY-4 | A | 0 | 28 | 1 | 28 | 1 | 28 | 1 | 28 | 2 | 28 | 0 | 28 | 1 | 22
SPLN-1 | A | 40 | 380 | 100 | 380 | 110 | 380 | 50 | 380 | 120 | 380 | 30 | 380 | 90 | 300
STAY-1 | A | 35 | 265 | 62 | 265 | 62 | 265 | 35 | 265 | 89 | 265 | 34 | 192 | 63 | 192
STAY-2 | A | 35 | 265 | 62 | 265 | 62 | 265 | 35 | 265 | 89 | 265 | 34 | 192 | 63 | 192
STAY-3 | A | 35 | 265 | 62 | 265 | 62 | 265 | 35 | 265 | 89 | 265 | 34 | 192 | 63 | 192
STAY-4 | A | 35 | 265 | 62 | 265 | 62 | 265 | 35 | 265 | 89 | 265 | 34 | 192 | 63 | 192
STRNW-1 | A | 6 | 52 | 16 | 52 | 26 | 52 | 7 | 60 | 17 | 60 | 6 | 52 | 17 | 42
SUTB-1 | A | 36 | 380 | 104 | 380 | 148 | 380 | 52 | 380 | 132 | 380 | 47 | 250 | 107 | 250
SVRP-10 | A | 20 | 225 | 50 | 225 | 70 | 225 | 32 | 225 | 80 | 225 | 20 | 172 | 50 | 172
SVRP-20 | A | 20 | 225 | 50 | 225 | 70 | 225 | 32 | 225 | 80 | 225 | 20 | 172 | 50 | 172
USKM-13 | A | 6 | 49 | 15 | 49 | 17 | 49 | 8 | 49 | 19 | 49 | 7 | 36 | 8 | 36
USKM-14 | A | 6 | 49 | 15 | 49 | 17 | 49 | 8 | 49 | 19 | 49 | 7 | 36 | 8 | 36
USKM-15 | A | 6 | 49 | 15 | 49 | 17 | 49 | 8 | 49 | 19 | 49 | 7 | 36 | 8 | 36
WBUPS-1 | A | 30 | 113 | 48 | 153 | 48 | 153 | 32 | 113 | 50 | 113 | 40 | 153 | 65 | 113
WBUPS-2 | A | 30 | 133 | 48 | 173 | 48 | 173 | 32 | 133 | 50 | 133 | 40 | 173 | 65 | 133
WBUPS-3 | A | 30 | 133 | 48 | 173 | 48 | 173 | 32 | 133 | 50 | 133 | 40 | 173 | 65 | 133
WBUPS-4 | A | 30 | 113 | 48 | 153 | 48 | 153 | 32 | 113 | 50 | 113 | 40 | 153 | 65 | 113
WBURB-1 | A | 22 | 240 | 48 | 240 | 62 | 240 | 27 | 240 | 69 | 240 | 20 | 200 | 50 | 120
WBURB-2 | A | 25 | 255 | 52 | 255 | 62 | 255 | 26 | 255 | 67 | 255 | 22 | 215 | 52 | 135
WBURB-3 | A | 23 | 255 | 48 | 255 | 62 | 255 | 27 | 255 | 67 | 255 | 20 | 215 | 52 | 135
WDNSO-1 | A | 21 | 191 | 54 | 191 | 57 | 191 | 21 | 191 | 57 | 191 | 21 | 170 | 55 | 136
WDNSO-2 | A | 21 | 191 | 54 | 191 | 57 | 191 | 21 | 191 | 57 | 191 | 21 | 170 | 55 | 136
WHILW-1 | A | 31 | 322 | 84 | 322 | 90 | 322 | 33 | 322 | 90 | 322 | 32 | 255 | 86 | 210
WHILW-2 | A | 19 | 163 | 33 | 163 | 35 | 163 | 20 | 163 | 52 | 163 | 21 | 142 | 43 | 119
WLNYO-2 | A | 19 | 182 | 51 | 182 | 54 | 182 | 20 | 182 | 53 | 182 | 20 | 158 | 51 | 130
WLNYW-1 | A | 19 | 182 | 51 | 182 | 54 | 182 | 20 | 182 | 53 | 182 | 20 | 158 | 51 | 130
WTMSO-1 | A | 22 | 200 | 58 | 200 | 62 | 200 | 23 | 200 | 61 | 200 | 23 | 140 | 60 | 140

## Mar 2021
MW Response Capability by BMU
|  | Primary Response (Max MWhrs) | [5 empty] | Secondary Response (Max Mwhrs) |  |  |  | High Frequency Response (Max MWhrs)
UNIT | Mode | 0.2Hz | Genset Deload (MW) | 0.5Hz | Genset Deload (MW) | 0.8Hz | Genset Deload (MW) | 0.2/0.2Hz | Genset Deload (MW) | 0.5/0.5Hz | Genset Deload (MW) | 0.2Hz | Genset Deload (MW) | 0.5Hz | Genset Deload (MW)
ABTH7 | A | 40 | 250 | 72 | 250 | 72 | 250 | 48 | 250 | 120 | 250 | 38 | 185 | 55 | 185
ABTH8 | A | 40 | 250 | 72 | 250 | 72 | 250 | 48 | 250 | 120 | 250 | 38 | 185 | 55 | 185
ABTH9 | A | 30 | 240 | 80 | 240 | 80 | 240 | 40 | 240 | 120 | 240 | 38 | 125 | 52 | 125
ARCHW-1 | A | 10 | 92 | 25 | 92 | 25 | 92 | 12 | 92 | 30 | 92 | 11 | 73 | 24 | 56
BAGE-1 | A | 30 | 255 | 70 | 255 | 90 | 255 | 35 | 255 | 90 | 255 | 28 | 220 | 70 | 185
BAGE-2 | A | 3 | 17 | 8 | 17 | 12 | 17 | 4 | 17 | 9 | 17 | 2 | 17 | 5 | 17
BARKB2 | A | 33 | 210 | 82 | 210 | 108 | 210 | 39 | 210 | 97 | 210 | 31 | 120 | 84 | 120
BARK-1 | A | 22 | 140 | 55 | 140 | 72 | 140 | 26 | 140 | 65 | 140 | 21 | 80 | 54 | 80
BHLAW-1 | A | 7 | 98 | 16 | 98 | 19 | 98 | 10 | 98 | 26 | 98 | 8 | 87 | 18 | 78
BLLA-1 | A | 6 | 99 | 13 | 99 | 13 | 99 | 15 | 99 | 39 | 99 | 9 | 83 | 16 | 83
BRBEO-1 | A | 20 | 254 | 50 | 254 | 50 | 254 | 22 | 254 | 63 | 254 | 17 | 194 | 46 | 194
BRDUW-1 | A | 6 | 58 | 17 | 58 | 17 | 58 | 7 | 58 | 17 | 58 | 6 | 36 | 17 | 36
BRGG-1 | A | 16 | 110 | 32 | 110 | 48 | 110 | 16 | 110 | 40 | 110 | 14 | 96 | 34 | 46
BRYP-1 | A | 15 | 82 | 25 | 82 | 31 | 82 | 22 | 82 | 37 | 82 | 10 | 82 | 27 | 47
BURBW-1 | A | 0 | 90 | 0 | 90 | 0 | 90 | 0 | 0 | 0 | 0 | 0 | 90 | 0 | 90
CARR-1 | A | 35 | 269 | 58 | 269 | 58 | 269 | 35 | 325 | 88 | 325 | 34 | 269 | 56 | 269
CARR-2 | A | 35 | 269 | 58 | 269 | 58 | 269 | 35 | 325 | 88 | 325 | 34 | 269 | 56 | 269
CDCL-1 | A | 30 | 231 | 46 | 231 | 46 | 231 | 34 | 231 | 45 | 231 | 29 | 172 | 72 | 135
CLAC-1 | A | 3 | 28 | 8 | 28 | 13 | 28 | 3 | 36 | 9 | 36 | 3 | 28 | 8 | 28
CLDCW-1 | A | 14 | 14 | 34 | 113 | 36 | 113 | 13 | 113 | 35 | 113 | 13 | 99 | 34 | 78
CLDNW-1 | A | 13 | 108 | 33 | 108 | 35 | 108 | 13 | 108 | 35 | 108 | 12 | 95 | 33 | 74
CLDSW-1 | A | 16 | 129 | 40 | 129 | 43 | 129 | 16 | 129 | 42 | 129 | 16 | 113 | 41 | 88
CNQPS-1 | A | 22 | 170 | 55 | 170 | 55 | 170 | 28 | 170 | 70 | 170 | 26 | 120 | 60 | 105
CNQPS-2 | A | 22 | 170 | 55 | 170 | 55 | 170 | 28 | 170 | 70 | 170 | 22 | 120 | 55 | 105
CNQPS-3 | A | 22 | 170 | 55 | 170 | 55 | 170 | 28 | 170 | 70 | 170 | 22 | 120 | 55 | 105
CNQPS-4 | A | 22 | 170 | 55 | 170 | 55 | 170 | 28 | 170 | 70 | 170 | 28 | 105 | 55 | 105
CORB-1 | A | 10 | 130 | 30 | 130 | 50 | 130 | 28 | 130 | 60 | 130 | 15 | 95 | 40 | 60
COSO-1 | A | 20 | 380 | 40 | 380 | 50 | 380 | 60 | 380 | 140 | 380 | 17 | 304 | 40 | 304
COTPS-1 | A | 29 | 277 | 50 | 277 | 62 | 277 | 35 | 60 | 63 | 277 | 30 | 122 | 60 | 122
COTPS-2 | A | 29 | 287 | 50 | 287 | 62 | 287 | 35 | 60 | 63 | 287 | 30 | 122 | 60 | 122
COTPS-3 | A | 29 | 287 | 50 | 287 | 62 | 287 | 35 | 60 | 63 | 287 | 30 | 122 | 60 | 122
COTPS-4 | A | 29 | 277 | 50 | 277 | 62 | 277 | 35 | 60 | 63 | 277 | 30 | 122 | 60 | 122
COWE1 | A | 7 | 30 | 17 | 30 | 17 | 30 | 7 | 30 | 17 | 30 | 7 | 30 | 17 | 30
COWE2 | A | 7 | 30 | 17 | 30 | 17 | 30 | 7 | 30 | 17 | 30 | 7 | 30 | 17 | 30
CRUA-1 | A | 10 | 110 | 25 | 110 | 37 | 110 | 12 | 110 | 30 | 110 | 10 | 84 | 25 | 48
CRUA-2 | A | 10 | 110 | 25 | 110 | 37 | 110 | 12 | 110 | 30 | 110 | 10 | 84 | 25 | 48
CRUA-3 | A | 7 | 30 | 15 | 30 | 21 | 30 | 9 | 30 | 24 | 30 | 5 | 25 | 13 | 15
CRUA-4 | A | 7 | 30 | 15 | 30 | 21 | 30 | 9 | 30 | 24 | 30 | 5 | 25 | 13 | 15
CRYRW-2 | A | 15 | 138 | 38 | 138 | 40 | 138 | 15 | 138 | 40 | 138 | 13 | 109 | 40 | 63
DAMC-1 | A | 64 | 380 | 136 | 380 | 156 | 380 | 80 | 380 | 180 | 380 | 60 | 293 | 190 | 128
DDGNO-1 | A | 9 | 108 | 25 | 108 | 26 | 108 | 10 | 108 | 26 | 108 | 9 | 97 | 25 | 81
DDGNO-2 | A | 8 | 90 | 20 | 90 | 22 | 90 | 8 | 90 | 21 | 90 | 8 | 81 | 21 | 68
DDGNO-3 | A | 9 | 102 | 24 | 102 | 25 | 102 | 9 | 102 | 25 | 102 | 9 | 92 | 24 | 77
DDGNO-4 | A | 9 | 102 | 24 | 102 | 25 | 102 | 9 | 102 | 25 | 102 | 9 | 92 | 24 | 77
DEEP-1 | A | 20 | 180 | 60 | 180 | 86 | 180 | 22 | 180 | 80 | 180 | 24 | 96 | 52 | 96
DIDCB5 | A | 40 | 330 | 104 | 330 | 125 | 330 | 55 | 330 | 140 | 330 | 40 | 185 | 105 | 185
DIDCB6 | A | 50 | 250 | 105 | 250 | 105 | 250 | 50 | 250 | 130 | 250 | 50 | 153 | 110 | 103
DINO-1 | A | 14 | 138 | 39 | 138 | 58 | 138 | 28 | 138 | 72 | 138 | 14 | 118 | 36 | 88
DINO-2 | A | 14 | 138 | 39 | 138 | 58 | 138 | 28 | 138 | 72 | 138 | 14 | 118 | 36 | 88
DINO-3 | A | 14 | 138 | 39 | 138 | 58 | 138 | 28 | 138 | 72 | 138 | 14 | 118 | 36 | 88
DINO-4 | A | 14 | 138 | 39 | 138 | 58 | 138 | 28 | 138 | 72 | 138 | 14 | 118 | 36 | 88
DINO-5 | A | 14 | 138 | 39 | 138 | 58 | 138 | 28 | 138 | 72 | 138 | 14 | 118 | 36 | 88
DINO-6 | A | 14 | 138 | 39 | 138 | 58 | 138 | 28 | 138 | 72 | 138 | 14 | 118 | 36 | 88
DRAXX-1 | A | 68 | 345 | 100 | 345 | 100 | 345 | 64 | 95 | 110 | 345 | 60 | 225 | 70 | 225
DRAXX-2 | A | 68 | 345 | 100 | 345 | 100 | 345 | 64 | 95 | 110 | 345 | 60 | 225 | 70 | 225
DRAXX-3 | A | 68 | 345 | 100 | 345 | 100 | 345 | 64 | 95 | 110 | 345 | 60 | 225 | 70 | 225
DRAXX-4 | A | 68 | 345 | 100 | 345 | 100 | 345 | 64 | 95 | 110 | 345 | 60 | 225 | 70 | 225
DRAXX-5 | A | 68 | 345 | 100 | 345 | 100 | 345 | 64 | 95 | 110 | 345 | 60 | 225 | 70 | 225
DRAXX-6 | A | 68 | 345 | 100 | 345 | 100 | 345 | 64 | 95 | 110 | 345 | 60 | 225 | 70 | 225
DRSLW-1 | A | 6 | 69 | 16 | 69 | 17 | 69 | 6 | 69 | 17 | 69 | 6 | 61 | 16 | 54
DUNGW-1 | A | 8 | 89 | 21 | 89 | 33 | 89 | 8 | 89 | 23 | 89 | 8 | 80 | 21 | 69
EECL-1 | A | 20 | 178 | 25 | 178 | 25 | 178 | 32 | 178 | 81 | 178 | 20 | 143 | 25 | 143
EGGPS-1 | A | 45 | 205 | 83 | 205 | 83 | 205 | 49 | 205 | 110 | 205 | 33 | 95 | 60 | 95
EGGPS-2 | A | 45 | 205 | 83 | 205 | 83 | 205 | 49 | 205 | 110 | 205 | 33 | 95 | 60 | 95
EGGPS-3 | A | 45 | 205 | 83 | 205 | 83 | 205 | 49 | 205 | 110 | 205 | 33 | 95 | 60 | 95
EGGPS-4 | A | 45 | 205 | 83 | 205 | 83 | 205 | 49 | 205 | 110 | 205 | 33 | 95 | 60 | 95
ERRO-1 | A | 1 | 21 | 1 | 21 | 1 | 21 | 2 | 21 | 5 | 21 | 1 | 17 | 1 | 17
ERRO-2 | A | 1 | 21 | 1 | 21 | 1 | 21 | 2 | 21 | 5 | 21 | 1 | 17 | 1 | 17
ERRO-3 | A | 1 | 21 | 1 | 21 | 1 | 21 | 2 | 21 | 5 | 21 | 1 | 17 | 1 | 17
FAARW-1 | A | 2 | 37 | 4 | 37 | 4 | 37 | 4 | 37 | 12 | 37 | 2 | 33 | 4 | 33
FAARW-2 | A | 2 | 37 | 4 | 37 | 4 | 37 | 4 | 37 | 12 | 37 | 2 | 33 | 4 | 33
FALGW-1 | A | 11 | 108 | 28 | 108 | 41 | 108 | 13 | 108 | 35 | 108 | 10 | 86 | 22 | 64
FASN-1 | A | 0 | 15 | 1 | 15 | 1 | 15 | 1 | 15 | 2 | 15 | 0 | 15 | 1 | 12
FASN2 | A | 0 | 15 | 1 | 15 | 1 | 15 | 1 | 15 | 2 | 15 | 0 | 15 | 1 | 12
FASN3 | A | 0 | 15 | 1 | 15 | 1 | 15 | 1 | 15 | 2 | 15 | 0 | 15 | 1 | 12
FAWN-1 | A | 10 | 52 | 25 | 52 | 40 | 52 | 13 | 52 | 32 | 52 | 11 | 37 | 27 | 27
FELL-1 | A | 9 | 63 | 21 | 63 | 22 | 63 | 10 | 63 | 24 | 63 | 9 | 63 | 22 | 63
FFES-1 | A | 10 | 35 | 27 | 35 | 30 | 35 | 9 | 35 | 22 | 35 | 4 | 27 | 6 | 27
FFES-2 | A | 10 | 35 | 27 | 35 | 30 | 35 | 9 | 35 | 22 | 35 | 4 | 27 | 6 | 27
FFES-3 | A | 10 | 35 | 27 | 35 | 30 | 35 | 9 | 35 | 22 | 35 | 4 | 27 | 6 | 27
FFES-4 | A | 10 | 35 | 27 | 35 | 30 | 35 | 9 | 35 | 22 | 35 | 4 | 27 | 6 | 27
FIDL-1 | A | 13 | 205 | 20 | 205 | 23 | 205 | 35 | 100 | 40 | 147 | 30 | 147 | 50 | 147
FIDL-2 | A | 13 | 205 | 20 | 205 | 23 | 205 | 35 | 100 | 40 | 147 | 30 | 147 | 50 | 147
FIDL-3 | A | 13 | 205 | 20 | 205 | 23 | 205 | 35 | 100 | 40 | 147 | 30 | 147 | 50 | 147
FIDL-4 | A | 13 | 205 | 20 | 205 | 23 | 205 | 35 | 100 | 40 | 147 | 30 | 147 | 50 | 147
FINL-1 | A | 0 | 14 | 1 | 14 | 1 | 14 | 1 | 14 | 2 | 14 | 0 | 14 | 1 | 11
FOYE-1 | A | 6 | 60 | 13 | 60 | 16 | 60 | 11 | 60 | 27 | 60 | 5 | 30 | 11 | 30
FOYE-2 | A | 6 | 60 | 13 | 60 | 16 | 60 | 11 | 60 | 27 | 60 | 5 | 30 | 11 | 30
GLNDO-1 | A | 6 | 80 | 12 | 45 | 17 | 45 | 12 | 45 | 25 | 45 | 8 | 65 | 18 | 45
GNFSW-1 | A | 11 | 100 | 30 | 100 | 30 | 100 | 12 | 100 | 31 | 100 | 12 | 70 | 30 | 70
GNFSW-2 | A | 7 | 64 | 18 | 64 | 18 | 64 | 8 | 64 | 18 | 64 | 6 | 49 | 15 | 49
GORDW-1 | A | 6 | 62 | 16 | 56 | 26 | 45 | 7 | 62 | 18 | 62 | 6 | 56 | 16 | 45
GRAI-6 | A | 24 | 320 | 58 | 320 | 58 | 320 | 35 | 320 | 88 | 320 | 28 | 270 | 60 | 230
GRAI-7 | A | 30 | 232 | 60 | 232 | 60 | 232 | 32 | 232 | 84 | 232 | 32 | 175 | 65 | 135
GRAI-8 | A | 26 | 232 | 58 | 232 | 58 | 232 | 32 | 232 | 84 | 232 | 32 | 175 | 65 | 135
GRIFW-1 | A | 8 | 94 | 22 | 94 | 23 | 94 | 8 | 94 | 22 | 94 | 8 | 85 | 22 | 72
GRIFW-2 | A | 8 | 94 | 22 | 94 | 23 | 94 | 8 | 94 | 22 | 94 | 8 | 85 | 22 | 72
GRMO-1 | A | 8 | 43 | 8 | 43 | 8 | 43 | 8 | 43 | 8 | 43 | 8 | 23 | 8 | 23
GYAR-1 | A | 17 | 176 | 42 | 176 | 66 | 176 | 24 | 176 | 60 | 176 | 17 | 176 | 42 | 176
GYMRO-15 | A | 6 | 145 | 15 | 145 | 15 | 145 | 6 | 145 | 15 | 145 | 6 | 44 | 15 | 44
GYMRO-17 | A | 6 | 145 | 15 | 145 | 15 | 145 | 6 | 145 | 15 | 145 | 6 | 44 | 15 | 44
GYMRO-26 | A | 6 | 145 | 15 | 145 | 15 | 145 | 6 | 145 | 15 | 145 | 6 | 44 | 15 | 44
GYMRO-28 | A | 6 | 145 | 15 | 145 | 15 | 145 | 6 | 145 | 15 | 145 | 6 | 44 | 15 | 44
HADHW-1 | A | 7 | 76 | 14 | 76 | 22 | 76 | 13 | 76 | 34 | 76 | 8 | 65 | 17 | 65
HMGTO-1 | A | 8 | 88 | 20 | 88 | 35 | 88 | 10 | 88 | 25 | 88 | 8 | 68 | 19 | 68
HMGTO-2 | A | 9 | 91 | 23 | 91 | 37 | 91 | 10 | 91 | 25 | 91 | 10 | 67 | 24 | 67
HRSTW-1 | A | 12 | 102 | 30 | 102 | 45 | 102 | 13 | 102 | 34 | 102 | 13 | 80 | 27 | 66
HUMR-1 | A | 60 | 533 | 150 | 533 | 200 | 533 | 80 | 533 | 200 | 533 | 62 | 419 | 155 | 251
INDQ-1 | A | 12 | 102 | 31 | 102 | 43 | 102 | 13 | 102 | 34 | 102 | 12 | 72 | 30 | 72
KEAD-1 | A | 38 | 415 | 90 | 415 | 90 | 415 | 55 | 415 | 138 | 415 | 38 | 355 | 90 | 285
KILBW-1 | A | 3 | 56 | 8 | 56 | 13 | 56 | 5 | 56 | 14 | 56 | 4 | 53 | 9 | 47
KILLPG-1 | A | 8 | 225 | 10 | 225 | 10 | 225 | 10 | 225 | 12 | 225 | 4 | 150 | 15 | 150
KILLPG-2 | A | 18 | 225 | 25 | 225 | 25 | 225 | 37 | 225 | 37 | 225 | 22 | 195 | 30 | 195
KILNS-1 | A | 30 | 290 | 72 | 290 | 84 | 290 | 42 | 290 | 114 | 290 | 18 | 104 | 45 | 104
KLYN-A-1 | A | 24 | 126 | 50 | 126 | 50 | 126 | 34 | 126 | 70 | 126 | 22 | 81 | 34 | 81
KPMRW-1 | A | 9 | 75 | 20 | 75 | 30 | 75 | 9 | 75 | 23 | 75 | 9 | 67 | 22 | 54
LAGA-1 | A | 55 | 500 | 123 | 500 | 140 | 500 | 52 | 500 | 130 | 500 | 53 | 475 | 130 | 475
LARYO-1 | A | 16 | 155 | 40 | 155 | 45 | 155 | 18 | 155 | 45 | 155 | 14 | 120 | 35 | 120
LARYO-2 | A | 16 | 158 | 40 | 158 | 45 | 158 | 18 | 158 | 45 | 158 | 14 | 120 | 35 | 120
LARYO-3 | A | 16 | 158 | 40 | 158 | 45 | 158 | 18 | 158 | 45 | 158 | 14 | 120 | 35 | 120
LARYO-4 | A | 16 | 158 | 40 | 158 | 45 | 158 | 18 | 158 | 45 | 158 | 14 | 120 | 35 | 120
LBAR-1G | A | 1 | 16 | 4 | 16 | 6 | 16 | 2 | 16 | 4 | 16 | 1 | 9 | 4 | 9
LBAR-1 | A | 39 | 360 | 88 | 360 | 88 | 360 | 55 | 360 | 145 | 360 | 41 | 270 | 90 | 270
LNCSO-1 | A | 12 | 130 | 30 | 130 | 32 | 130 | 12 | 130 | 32 | 130 | 10 | 100 | 26 | 100
LNCSO-2 | A | 13 | 140 | 34 | 140 | 36 | 140 | 14 | 140 | 36 | 140 | 12 | 125 | 32 | 125
LOAN-1 | A | 25 | 326 | 51 | 326 | 55 | 326 | 19 | 326 | 50 | 326 | 12 | 276 | 28 | 276
LOAN-2 | A | 25 | 326 | 51 | 326 | 55 | 326 | 19 | 326 | 50 | 326 | 12 | 276 | 28 | 276
LOAN-3 | A | 25 | 326 | 51 | 326 | 55 | 326 | 19 | 326 | 50 | 326 | 12 | 276 | 28 | 276
MEDP-1 | A | 30 | 380 | 76 | 330 | 76 | 330 | 48 | 380 | 105 | 380 | 31 | 330 | 79 | 290
MILWW-1 | A | 6 | 32 | 8 | 54 | 13 | 54 | 5 | 54 | 14 | 54 | 3 | 43 | 8 | 43
MKHLW-1 | A | 4 | 42 | 10 | 42 | 12 | 42 | 5 | 42 | 13 | 42 | 5 | 37 | 12 | 30
MRWD-1 | A | 43 | 448 | 100 | 448 | 112 | 448 | 67 | 448 | 160 | 448 | 36 | 328 | 93 | 328
NANT-1 | A | 0 | 15 | 0 | 15 | 0 | 15 | 0 | 15 | 1 | 15 | 0 | 15 | 0 | 15
PEHE-1 | A | 42 | 420 | 72 | 420 | 72 | 420 | 83 | 420 | 117 | 420 | 35 | 350 | 84 | 260
PEHE-2 | A | 16 | 490 | 40 | 265 | 42 | 490 | 0 | 0 | 0 | 0 | 0 | 490 | 0 | 490
PEMB-11 | A | 38 | 113 | 63 | 276 | 63 | 276 | 33 | 276 | 90 | 276 | 35 | 241 | 64 | 210
PEMB-21 | A | 38 | 113 | 63 | 276 | 63 | 276 | 33 | 276 | 90 | 276 | 35 | 241 | 64 | 210
PEMB-31 | A | 38 | 113 | 63 | 276 | 63 | 276 | 33 | 276 | 90 | 276 | 35 | 241 | 64 | 210
PEMB-41 | A | 38 | 113 | 63 | 276 | 63 | 276 | 33 | 276 | 90 | 276 | 35 | 241 | 64 | 210
PEMB-51 | A | 38 | 113 | 63 | 276 | 63 | 276 | 33 | 276 | 90 | 276 | 35 | 241 | 64 | 210
PETEM1 | A | 20 | 180 | 46 | 180 | 52 | 180 | 24 | 180 | 58 | 180 | 20 | 150 | 50 | 100
RATS-1 | A | 50 | 270 | 90 | 270 | 90 | 270 | 36 | 270 | 50 | 270 | 42 | 105 | 75 | 155
RATS-2 | A | 40 | 270 | 90 | 270 | 100 | 270 | 36 | 270 | 50 | 270 | 40 | 195 | 75 | 195
RATS-3 | A | 40 | 270 | 90 | 270 | 100 | 270 | 36 | 270 | 50 | 270 | 40 | 195 | 75 | 195
RATS-4 | A | 40 | 270 | 95 | 270 | 100 | 270 | 36 | 270 | 50 | 270 | 40 | 195 | 75 | 195
RMPNO-1 | A | 18 | 180 | 45 | 180 | 72 | 180 | 20 | 180 | 50 | 180 | 18 | 130 | 47 | 130
RMPNO-2 | A | 18 | 180 | 45 | 180 | 72 | 180 | 20 | 180 | 50 | 180 | 18 | 130 | 47 | 130
ROCK-1 | A | 36 | 400 | 50 | 400 | 54 | 400 | 60 | 400 | 160 | 400 | 33 | 220 | 53 | 220
RYHPS-1 | A | 30 | 305 | 48 | 305 | 66 | 305 | 42 | 305 | 51 | 305 | 30 | 130 | 42 | 68
SCCL-1 | A | 35 | 180 | 70 | 180 | 70 | 180 | 40 | 180 | 95 | 180 | 40 | 100 | 100 | 50
SCCL-2 | A | 35 | 180 | 70 | 180 | 70 | 180 | 40 | 180 | 95 | 180 | 40 | 100 | 100 | 50
SCCL-3 | A | 35 | 180 | 70 | 180 | 70 | 180 | 40 | 180 | 95 | 180 | 40 | 100 | 100 | 50
SEAB-1 | A | 44 | 254 | 125 | 254 | 150 | 254 | 55 | 254 | 150 | 254 | 75 | 164 | 176 | 38
SEAB-2 | A | 31 | 138 | 76 | 138 | 86 | 138 | 32 | 138 | 82 | 138 | 37 | 73 | 90 | 43
SHBA-1 | A | 33 | 420 | 79 | 420 | 91 | 420 | 59 | 420 | 150 | 420 | 37 | 336 | 95 | 252
SHBA-2 | A | 32 | 319 | 70 | 319 | 76 | 319 | 35 | 319 | 93 | 319 | 32 | 270 | 70 | 217
SHOS-1 | A | 18 | 160 | 24 | 160 | 24 | 160 | 30 | 160 | 75 | 160 | 18 | 135 | 24 | 135
SHRSO-1 | A | 16 | 157 | 44 | 157 | 46 | 157 | 17 | 157 | 46 | 157 | 16 | 141 | 43 | 113
SHRSO-2 | A | 16 | 157 | 44 | 157 | 46 | 157 | 17 | 157 | 46 | 157 | 16 | 141 | 43 | 113
SIZB-1 | A | 38 | 283 | 45 | 283 | 45 | 283 | 45 | 283 | 45 | 283 | 40 | 283 | 46 | 283
SIZB-2 | A | 38 | 283 | 45 | 283 | 45 | 283 | 45 | 283 | 45 | 283 | 40 | 283 | 46 | 283
SLOY-1 | A | 0 | 38 | 1 | 38 | 1 | 38 | 1 | 38 | 2 | 38 | 0 | 38 | 1 | 30
SLOY-2 | A | 0 | 38 | 1 | 38 | 1 | 38 | 1 | 38 | 2 | 38 | 0 | 38 | 1 | 30
SLOY-3 | A | 0 | 38 | 1 | 38 | 1 | 38 | 1 | 38 | 2 | 38 | 0 | 38 | 1 | 30
SLOY-4 | A | 0 | 28 | 1 | 28 | 1 | 28 | 1 | 28 | 2 | 28 | 0 | 28 | 1 | 22
SPLN-1 | A | 40 | 380 | 100 | 380 | 110 | 380 | 50 | 380 | 120 | 380 | 30 | 380 | 90 | 300
STAY-1 | A | 35 | 265 | 62 | 265 | 62 | 265 | 35 | 265 | 89 | 265 | 34 | 192 | 63 | 192
STAY-2 | A | 35 | 265 | 62 | 265 | 62 | 265 | 35 | 265 | 89 | 265 | 34 | 192 | 63 | 192
STAY-3 | A | 35 | 265 | 62 | 265 | 62 | 265 | 35 | 265 | 89 | 265 | 34 | 192 | 63 | 192
STAY-4 | A | 35 | 265 | 62 | 265 | 62 | 265 | 35 | 265 | 89 | 265 | 34 | 192 | 63 | 192
STRNW-1 | A | 6 | 52 | 16 | 52 | 26 | 52 | 7 | 60 | 17 | 60 | 6 | 52 | 17 | 42
SUTB-1 | A | 36 | 380 | 104 | 380 | 148 | 380 | 52 | 380 | 132 | 380 | 47 | 250 | 107 | 250
SVRP-10 | A | 20 | 225 | 50 | 225 | 70 | 225 | 32 | 225 | 80 | 225 | 20 | 172 | 50 | 172
SVRP-20 | A | 20 | 225 | 50 | 225 | 70 | 225 | 32 | 225 | 80 | 225 | 20 | 172 | 50 | 172
USKM-13 | A | 6 | 49 | 15 | 49 | 17 | 49 | 8 | 49 | 19 | 49 | 7 | 36 | 8 | 36
USKM-14 | A | 6 | 49 | 15 | 49 | 17 | 49 | 8 | 49 | 19 | 49 | 7 | 36 | 8 | 36
USKM-15 | A | 6 | 49 | 15 | 49 | 17 | 49 | 8 | 49 | 19 | 49 | 7 | 36 | 8 | 36
WBUPS-1 | A | 30 | 113 | 48 | 153 | 48 | 153 | 32 | 113 | 50 | 113 | 40 | 153 | 65 | 113
WBUPS-2 | A | 30 | 133 | 48 | 173 | 48 | 173 | 32 | 133 | 50 | 133 | 40 | 173 | 65 | 133
WBUPS-3 | A | 30 | 133 | 48 | 173 | 48 | 173 | 32 | 133 | 50 | 133 | 40 | 173 | 65 | 133
WBUPS-4 | A | 30 | 113 | 48 | 153 | 48 | 153 | 32 | 113 | 50 | 113 | 40 | 153 | 65 | 113
WBURB-1 | A | 22 | 240 | 48 | 240 | 62 | 240 | 27 | 240 | 69 | 240 | 20 | 200 | 50 | 120
WBURB-2 | A | 25 | 255 | 52 | 255 | 62 | 255 | 26 | 255 | 67 | 255 | 22 | 215 | 52 | 135
WBURB-3 | A | 23 | 255 | 48 | 255 | 62 | 255 | 27 | 255 | 67 | 255 | 20 | 215 | 52 | 135
WDNSO-1 | A | 21 | 191 | 54 | 191 | 57 | 191 | 21 | 191 | 57 | 191 | 21 | 170 | 55 | 136
WDNSO-2 | A | 21 | 191 | 54 | 191 | 57 | 191 | 21 | 191 | 57 | 191 | 21 | 170 | 55 | 136
WHILW-1 | A | 31 | 322 | 84 | 322 | 90 | 322 | 33 | 322 | 90 | 322 | 32 | 255 | 86 | 210
WHILW-2 | A | 19 | 163 | 33 | 163 | 35 | 163 | 20 | 163 | 52 | 163 | 21 | 142 | 43 | 119
WLNYO-2 | A | 19 | 182 | 51 | 182 | 54 | 182 | 20 | 182 | 53 | 182 | 20 | 158 | 51 | 130
WLNYW-1 | A | 19 | 182 | 51 | 182 | 54 | 182 | 20 | 182 | 53 | 182 | 20 | 158 | 51 | 130
WTMSO-1 | A | 22 | 200 | 58 | 200 | 62 | 200 | 23 | 200 | 61 | 200 | 23 | 140 | 60 | 140

## Feb 2021
MW Response Capability by BMU
|  | Primary Response (Max MWhrs) | [5 empty] | Secondary Response (Max Mwhrs) |  |  |  | High Frequency Response (Max MWhrs)
UNIT | Mode | 0.2Hz | Genset Deload (MW) | 0.5Hz | Genset Deload (MW) | 0.8Hz | Genset Deload (MW) | 0.2/0.2Hz | Genset Deload (MW) | 0.5/0.5Hz | Genset Deload (MW) | 0.2Hz | Genset Deload (MW) | 0.5Hz | Genset Deload (MW)
ABTH7 | A | 40 | 250 | 72 | 250 | 72 | 250 | 48 | 250 | 120 | 250 | 38 | 185 | 55 | 185
ABTH8 | A | 40 | 250 | 72 | 250 | 72 | 250 | 48 | 250 | 120 | 250 | 38 | 185 | 55 | 185
ABTH9 | A | 30 | 240 | 80 | 240 | 80 | 240 | 40 | 240 | 120 | 240 | 38 | 125 | 52 | 125
ARCHW-1 | A | 10 | 92 | 25 | 92 | 25 | 92 | 12 | 92 | 30 | 92 | 11 | 73 | 24 | 56
BAGE-1 | A | 30 | 255 | 70 | 255 | 90 | 255 | 35 | 255 | 90 | 255 | 28 | 220 | 70 | 185
BAGE-2 | A | 3 | 17 | 8 | 17 | 12 | 17 | 4 | 17 | 9 | 17 | 2 | 17 | 5 | 17
BARKB2 | A | 33 | 210 | 82 | 210 | 108 | 210 | 39 | 210 | 97 | 210 | 31 | 120 | 84 | 120
BARK-1 | A | 22 | 140 | 55 | 140 | 72 | 140 | 26 | 140 | 65 | 140 | 21 | 80 | 54 | 80
BHLAW-1 | A | 7 | 98 | 16 | 98 | 19 | 98 | 10 | 98 | 26 | 98 | 8 | 87 | 18 | 78
BLLA-1 | A | 6 | 99 | 13 | 99 | 13 | 99 | 15 | 99 | 39 | 99 | 9 | 83 | 16 | 83
BRBEO-1 | A | 20 | 254 | 50 | 254 | 50 | 254 | 22 | 254 | 63 | 254 | 17 | 194 | 46 | 194
BRDUW-1 | A | 6 | 58 | 17 | 58 | 17 | 58 | 7 | 58 | 17 | 58 | 6 | 36 | 17 | 36
BRGG-1 | A | 16 | 110 | 32 | 110 | 48 | 110 | 16 | 110 | 40 | 110 | 14 | 96 | 34 | 46
BRYP-1 | A | 15 | 82 | 25 | 82 | 31 | 82 | 22 | 82 | 37 | 82 | 10 | 82 | 27 | 47
BURBW-1 | A | 0 | 90 | 0 | 90 | 0 | 90 | 0 | 0 | 0 | 0 | 0 | 90 | 0 | 90
CARR-1 | A | 35 | 269 | 58 | 269 | 58 | 269 | 35 | 325 | 88 | 325 | 34 | 269 | 56 | 269
CARR-2 | A | 35 | 269 | 58 | 269 | 58 | 269 | 35 | 325 | 88 | 325 | 34 | 269 | 56 | 269
CDCL-1 | A | 30 | 231 | 46 | 231 | 46 | 231 | 34 | 231 | 45 | 231 | 29 | 172 | 72 | 135
CLAC-1 | A | 3 | 28 | 8 | 28 | 13 | 28 | 3 | 36 | 9 | 36 | 3 | 28 | 8 | 28
CLDCW-1 | A | 14 | 14 | 34 | 113 | 36 | 113 | 13 | 113 | 35 | 113 | 13 | 99 | 34 | 78
CLDNW-1 | A | 13 | 108 | 33 | 108 | 35 | 108 | 13 | 108 | 35 | 108 | 12 | 95 | 33 | 74
CLDSW-1 | A | 16 | 129 | 40 | 129 | 43 | 129 | 16 | 129 | 42 | 129 | 16 | 113 | 41 | 88
CNQPS-1 | A | 22 | 170 | 55 | 170 | 55 | 170 | 28 | 170 | 70 | 170 | 26 | 120 | 60 | 105
CNQPS-2 | A | 22 | 170 | 55 | 170 | 55 | 170 | 28 | 170 | 70 | 170 | 22 | 120 | 55 | 105
CNQPS-3 | A | 22 | 170 | 55 | 170 | 55 | 170 | 28 | 170 | 70 | 170 | 22 | 120 | 55 | 105
CNQPS-4 | A | 22 | 170 | 55 | 170 | 55 | 170 | 28 | 170 | 70 | 170 | 28 | 105 | 55 | 105
CORB-1 | A | 10 | 130 | 30 | 130 | 50 | 130 | 28 | 130 | 60 | 130 | 15 | 95 | 40 | 60
COSO-1 | A | 20 | 380 | 40 | 380 | 50 | 380 | 60 | 380 | 140 | 380 | 17 | 304 | 40 | 304
COTPS-1 | A | 29 | 277 | 50 | 277 | 62 | 277 | 35 | 60 | 63 | 277 | 30 | 122 | 60 | 122
COTPS-2 | A | 29 | 287 | 50 | 287 | 62 | 287 | 35 | 60 | 63 | 287 | 30 | 122 | 60 | 122
COTPS-3 | A | 29 | 287 | 50 | 287 | 62 | 287 | 35 | 60 | 63 | 287 | 30 | 122 | 60 | 122
COTPS-4 | A | 29 | 277 | 50 | 277 | 62 | 277 | 35 | 60 | 63 | 277 | 30 | 122 | 60 | 122
COWE1 | A | 7 | 30 | 17 | 30 | 17 | 30 | 7 | 30 | 17 | 30 | 7 | 30 | 17 | 30
COWE2 | A | 7 | 30 | 17 | 30 | 17 | 30 | 7 | 30 | 17 | 30 | 7 | 30 | 17 | 30
CRUA-1 | A | 10 | 110 | 25 | 110 | 37 | 110 | 12 | 110 | 30 | 110 | 10 | 84 | 25 | 48
CRUA-2 | A | 10 | 110 | 25 | 110 | 37 | 110 | 12 | 110 | 30 | 110 | 10 | 84 | 25 | 48
CRUA-3 | A | 7 | 30 | 15 | 30 | 21 | 30 | 9 | 30 | 24 | 30 | 5 | 25 | 13 | 15
CRUA-4 | A | 7 | 30 | 15 | 30 | 21 | 30 | 9 | 30 | 24 | 30 | 5 | 25 | 13 | 15
CRYRW-2 | A | 15 | 138 | 38 | 138 | 40 | 138 | 15 | 138 | 40 | 138 | 13 | 109 | 40 | 63
DAMC-1 | A | 64 | 380 | 136 | 380 | 156 | 380 | 80 | 380 | 180 | 380 | 60 | 293 | 190 | 128
DDGNO-1 | A | 9 | 108 | 25 | 108 | 26 | 108 | 10 | 108 | 26 | 108 | 9 | 97 | 25 | 81
DDGNO-2 | A | 8 | 90 | 20 | 90 | 22 | 90 | 8 | 90 | 21 | 90 | 8 | 81 | 21 | 68
DDGNO-3 | A | 9 | 102 | 24 | 102 | 25 | 102 | 9 | 102 | 25 | 102 | 9 | 92 | 24 | 77
DDGNO-4 | A | 9 | 102 | 24 | 102 | 25 | 102 | 9 | 102 | 25 | 102 | 9 | 92 | 24 | 77
DEEP-1 | A | 20 | 180 | 60 | 180 | 86 | 180 | 22 | 180 | 80 | 180 | 24 | 96 | 52 | 96
DIDCB5 | A | 40 | 330 | 104 | 330 | 125 | 330 | 55 | 330 | 140 | 330 | 40 | 185 | 105 | 185
DIDCB6 | A | 50 | 250 | 105 | 250 | 105 | 250 | 50 | 250 | 130 | 250 | 50 | 153 | 110 | 103
DINO-1 | A | 14 | 138 | 39 | 138 | 58 | 138 | 28 | 138 | 72 | 138 | 14 | 118 | 36 | 88
DINO-2 | A | 14 | 138 | 39 | 138 | 58 | 138 | 28 | 138 | 72 | 138 | 14 | 118 | 36 | 88
DINO-3 | A | 14 | 138 | 39 | 138 | 58 | 138 | 28 | 138 | 72 | 138 | 14 | 118 | 36 | 88
DINO-4 | A | 14 | 138 | 39 | 138 | 58 | 138 | 28 | 138 | 72 | 138 | 14 | 118 | 36 | 88
DINO-5 | A | 14 | 138 | 39 | 138 | 58 | 138 | 28 | 138 | 72 | 138 | 14 | 118 | 36 | 88
DINO-6 | A | 14 | 138 | 39 | 138 | 58 | 138 | 28 | 138 | 72 | 138 | 14 | 118 | 36 | 88
DRAXX-1 | A | 68 | 345 | 100 | 345 | 100 | 345 | 64 | 95 | 110 | 345 | 60 | 225 | 70 | 225
DRAXX-2 | A | 68 | 345 | 100 | 345 | 100 | 345 | 64 | 95 | 110 | 345 | 60 | 225 | 70 | 225
DRAXX-3 | A | 68 | 345 | 100 | 345 | 100 | 345 | 64 | 95 | 110 | 345 | 60 | 225 | 70 | 225
DRAXX-4 | A | 68 | 345 | 100 | 345 | 100 | 345 | 64 | 95 | 110 | 345 | 60 | 225 | 70 | 225
DRAXX-5 | A | 68 | 345 | 100 | 345 | 100 | 345 | 64 | 95 | 110 | 345 | 60 | 225 | 70 | 225
DRAXX-6 | A | 68 | 345 | 100 | 345 | 100 | 345 | 64 | 95 | 110 | 345 | 60 | 225 | 70 | 225
DRSLW-1 | A | 6 | 69 | 16 | 69 | 17 | 69 | 6 | 69 | 17 | 69 | 6 | 61 | 16 | 54
DUNGW-1 | A | 8 | 89 | 21 | 89 | 33 | 89 | 8 | 89 | 23 | 89 | 8 | 80 | 21 | 69
EECL-1 | A | 20 | 178 | 25 | 178 | 25 | 178 | 32 | 178 | 81 | 178 | 20 | 143 | 25 | 143
EGGPS-1 | A | 45 | 205 | 83 | 205 | 83 | 205 | 49 | 205 | 110 | 205 | 33 | 95 | 60 | 95
EGGPS-2 | A | 45 | 205 | 83 | 205 | 83 | 205 | 49 | 205 | 110 | 205 | 33 | 95 | 60 | 95
EGGPS-3 | A | 45 | 205 | 83 | 205 | 83 | 205 | 49 | 205 | 110 | 205 | 33 | 95 | 60 | 95
EGGPS-4 | A | 45 | 205 | 83 | 205 | 83 | 205 | 49 | 205 | 110 | 205 | 33 | 95 | 60 | 95
ERRO-1 | A | 1 | 21 | 1 | 21 | 1 | 21 | 2 | 21 | 5 | 21 | 1 | 17 | 1 | 17
ERRO-2 | A | 1 | 21 | 1 | 21 | 1 | 21 | 2 | 21 | 5 | 21 | 1 | 17 | 1 | 17
ERRO-3 | A | 1 | 21 | 1 | 21 | 1 | 21 | 2 | 21 | 5 | 21 | 1 | 17 | 1 | 17
FAARW-1 | A | 2 | 37 | 4 | 37 | 4 | 37 | 4 | 37 | 12 | 37 | 2 | 33 | 4 | 33
FAARW-2 | A | 2 | 37 | 4 | 37 | 4 | 37 | 4 | 37 | 12 | 37 | 2 | 33 | 4 | 33
FALGW-1 | A | 11 | 108 | 28 | 108 | 41 | 108 | 13 | 108 | 35 | 108 | 10 | 86 | 22 | 64
FASN-1 | A | 0 | 15 | 1 | 15 | 1 | 15 | 1 | 15 | 2 | 15 | 0 | 15 | 1 | 12
FASN2 | A | 0 | 15 | 1 | 15 | 1 | 15 | 1 | 15 | 2 | 15 | 0 | 15 | 1 | 12
FASN3 | A | 0 | 15 | 1 | 15 | 1 | 15 | 1 | 15 | 2 | 15 | 0 | 15 | 1 | 12
FAWN-1 | A | 10 | 52 | 25 | 52 | 40 | 52 | 13 | 52 | 32 | 52 | 11 | 37 | 27 | 27
FELL-1 | A | 9 | 63 | 21 | 63 | 22 | 63 | 10 | 63 | 24 | 63 | 9 | 63 | 22 | 63
FFES-1 | A | 10 | 35 | 27 | 35 | 30 | 35 | 9 | 35 | 22 | 35 | 4 | 27 | 6 | 27
FFES-2 | A | 10 | 35 | 27 | 35 | 30 | 35 | 9 | 35 | 22 | 35 | 4 | 27 | 6 | 27
FFES-3 | A | 10 | 35 | 27 | 35 | 30 | 35 | 9 | 35 | 22 | 35 | 4 | 27 | 6 | 27
FFES-4 | A | 10 | 35 | 27 | 35 | 30 | 35 | 9 | 35 | 22 | 35 | 4 | 27 | 6 | 27
FIDL-1 | A | 13 | 205 | 20 | 205 | 23 | 205 | 35 | 100 | 40 | 147 | 30 | 147 | 50 | 147
FIDL-2 | A | 13 | 205 | 20 | 205 | 23 | 205 | 35 | 100 | 40 | 147 | 30 | 147 | 50 | 147
FIDL-3 | A | 13 | 205 | 20 | 205 | 23 | 205 | 35 | 100 | 40 | 147 | 30 | 147 | 50 | 147
FIDL-4 | A | 13 | 205 | 20 | 205 | 23 | 205 | 35 | 100 | 40 | 147 | 30 | 147 | 50 | 147
FINL-1 | A | 0 | 14 | 1 | 14 | 1 | 14 | 1 | 14 | 2 | 14 | 0 | 14 | 1 | 11
FOYE-1 | A | 6 | 60 | 13 | 60 | 16 | 60 | 11 | 60 | 27 | 60 | 5 | 30 | 11 | 30
FOYE-2 | A | 6 | 60 | 13 | 60 | 16 | 60 | 11 | 60 | 27 | 60 | 5 | 30 | 11 | 30
GLNDO-1 | A | 6 | 80 | 12 | 45 | 17 | 45 | 12 | 45 | 25 | 45 | 8 | 65 | 18 | 45
GNFSW-1 | A | 11 | 100 | 30 | 100 | 30 | 100 | 12 | 100 | 31 | 100 | 12 | 70 | 30 | 70
GNFSW-2 | A | 7 | 64 | 18 | 64 | 18 | 64 | 8 | 64 | 18 | 64 | 6 | 49 | 15 | 49
GORDW-1 | A | 6 | 62 | 16 | 56 | 26 | 45 | 7 | 62 | 18 | 62 | 6 | 56 | 16 | 45
GRAI-6 | A | 24 | 320 | 58 | 320 | 58 | 320 | 35 | 320 | 88 | 320 | 28 | 270 | 60 | 230
GRAI-7 | A | 30 | 232 | 60 | 232 | 60 | 232 | 32 | 232 | 84 | 232 | 32 | 175 | 65 | 135
GRAI-8 | A | 26 | 232 | 58 | 232 | 58 | 232 | 32 | 232 | 84 | 232 | 32 | 175 | 65 | 135
GRIFW-1 | A | 8 | 94 | 22 | 94 | 23 | 94 | 8 | 94 | 22 | 94 | 8 | 85 | 22 | 72
GRIFW-2 | A | 8 | 94 | 22 | 94 | 23 | 94 | 8 | 94 | 22 | 94 | 8 | 85 | 22 | 72
GRMO-1 | A | 8 | 43 | 8 | 43 | 8 | 43 | 8 | 43 | 8 | 43 | 8 | 23 | 8 | 23
GYAR-1 | A | 17 | 176 | 42 | 176 | 66 | 176 | 24 | 176 | 60 | 176 | 17 | 176 | 42 | 176
GYMRO-15 | A | 6 | 145 | 15 | 145 | 15 | 145 | 6 | 145 | 15 | 145 | 6 | 44 | 15 | 44
GYMRO-17 | A | 6 | 145 | 15 | 145 | 15 | 145 | 6 | 145 | 15 | 145 | 6 | 44 | 15 | 44
GYMRO-26 | A | 6 | 145 | 15 | 145 | 15 | 145 | 6 | 145 | 15 | 145 | 6 | 44 | 15 | 44
GYMRO-28 | A | 6 | 145 | 15 | 145 | 15 | 145 | 6 | 145 | 15 | 145 | 6 | 44 | 15 | 44
HADHW-1 | A | 7 | 76 | 14 | 76 | 22 | 76 | 13 | 76 | 34 | 76 | 8 | 65 | 17 | 65
HMGTO-1 | A | 8 | 88 | 20 | 88 | 35 | 88 | 10 | 88 | 25 | 88 | 8 | 68 | 19 | 68
HMGTO-2 | A | 9 | 91 | 23 | 91 | 37 | 91 | 10 | 91 | 25 | 91 | 10 | 67 | 24 | 67
HRSTW-1 | A | 12 | 102 | 30 | 102 | 45 | 102 | 13 | 102 | 34 | 102 | 13 | 80 | 27 | 66
HUMR-1 | A | 60 | 533 | 150 | 533 | 200 | 533 | 80 | 533 | 200 | 533 | 62 | 419 | 155 | 251
INDQ-1 | A | 12 | 102 | 31 | 102 | 43 | 102 | 13 | 102 | 34 | 102 | 12 | 72 | 30 | 72
KEAD-1 | A | 38 | 415 | 90 | 415 | 90 | 415 | 55 | 415 | 138 | 415 | 38 | 355 | 90 | 285
KILBW-1 | A | 3 | 56 | 8 | 56 | 13 | 56 | 5 | 56 | 14 | 56 | 4 | 53 | 9 | 47
KILLPG-1 | A | 8 | 225 | 10 | 225 | 10 | 225 | 10 | 225 | 12 | 225 | 4 | 150 | 15 | 150
KILLPG-2 | A | 18 | 225 | 25 | 225 | 25 | 225 | 37 | 225 | 37 | 225 | 22 | 195 | 30 | 195
KILNS-1 | A | 30 | 290 | 72 | 290 | 84 | 290 | 42 | 290 | 114 | 290 | 18 | 104 | 45 | 104
KLYN-A-1 | A | 24 | 126 | 50 | 126 | 50 | 126 | 34 | 126 | 70 | 126 | 22 | 81 | 34 | 81
KPMRW-1 | A | 9 | 75 | 20 | 75 | 30 | 75 | 9 | 75 | 23 | 75 | 9 | 67 | 22 | 54
LAGA-1 | A | 55 | 500 | 123 | 500 | 140 | 500 | 52 | 500 | 130 | 500 | 53 | 475 | 130 | 475
LARYO-1 | A | 16 | 155 | 40 | 155 | 45 | 155 | 18 | 155 | 45 | 155 | 14 | 120 | 35 | 120
LARYO-2 | A | 16 | 158 | 40 | 158 | 45 | 158 | 18 | 158 | 45 | 158 | 14 | 120 | 35 | 120
LARYO-3 | A | 16 | 158 | 40 | 158 | 45 | 158 | 18 | 158 | 45 | 158 | 14 | 120 | 35 | 120
LARYO-4 | A | 16 | 158 | 40 | 158 | 45 | 158 | 18 | 158 | 45 | 158 | 14 | 120 | 35 | 120
LBAR-1G | A | 1 | 16 | 4 | 16 | 6 | 16 | 2 | 16 | 4 | 16 | 1 | 9 | 4 | 9
LBAR-1 | A | 39 | 360 | 88 | 360 | 88 | 360 | 55 | 360 | 145 | 360 | 41 | 270 | 90 | 270
LNCSO-1 | A | 12 | 130 | 30 | 130 | 32 | 130 | 12 | 130 | 32 | 130 | 10 | 100 | 26 | 100
LNCSO-2 | A | 13 | 140 | 34 | 140 | 36 | 140 | 14 | 140 | 36 | 140 | 12 | 125 | 32 | 125
LOAN-1 | A | 25 | 326 | 51 | 326 | 55 | 326 | 19 | 326 | 50 | 326 | 12 | 276 | 28 | 276
LOAN-2 | A | 25 | 326 | 51 | 326 | 55 | 326 | 19 | 326 | 50 | 326 | 12 | 276 | 28 | 276
LOAN-3 | A | 25 | 326 | 51 | 326 | 55 | 326 | 19 | 326 | 50 | 326 | 12 | 276 | 28 | 276
MEDP-1 | A | 30 | 380 | 76 | 330 | 76 | 330 | 48 | 380 | 105 | 380 | 31 | 330 | 79 | 290
MILWW-1 | A | 6 | 32 | 8 | 54 | 13 | 54 | 5 | 54 | 14 | 54 | 3 | 43 | 8 | 43
MKHLW-1 | A | 4 | 42 | 10 | 42 | 12 | 42 | 5 | 42 | 13 | 42 | 5 | 37 | 12 | 30
MRWD-1 | A | 43 | 448 | 100 | 448 | 112 | 448 | 67 | 448 | 160 | 448 | 36 | 328 | 93 | 328
NANT-1 | A | 0 | 15 | 0 | 15 | 0 | 15 | 0 | 15 | 1 | 15 | 0 | 15 | 0 | 15
PEHE-1 | A | 42 | 420 | 72 | 420 | 72 | 420 | 83 | 420 | 117 | 420 | 35 | 350 | 84 | 260
PEHE-2 | A | 16 | 490 | 40 | 265 | 42 | 490 | 0 | 0 | 0 | 0 | 0 | 490 | 0 | 490
PEMB-11 | A | 38 | 113 | 63 | 276 | 63 | 276 | 33 | 276 | 90 | 276 | 35 | 241 | 64 | 210
PEMB-21 | A | 38 | 113 | 63 | 276 | 63 | 276 | 33 | 276 | 90 | 276 | 35 | 241 | 64 | 210
PEMB-31 | A | 38 | 113 | 63 | 276 | 63 | 276 | 33 | 276 | 90 | 276 | 35 | 241 | 64 | 210
PEMB-41 | A | 38 | 113 | 63 | 276 | 63 | 276 | 33 | 276 | 90 | 276 | 35 | 241 | 64 | 210
PEMB-51 | A | 38 | 113 | 63 | 276 | 63 | 276 | 33 | 276 | 90 | 276 | 35 | 241 | 64 | 210
PETEM1 | A | 20 | 180 | 46 | 180 | 52 | 180 | 24 | 180 | 58 | 180 | 20 | 150 | 50 | 100
RATS-1 | A | 50 | 270 | 90 | 270 | 90 | 270 | 36 | 270 | 50 | 270 | 42 | 105 | 75 | 155
RATS-2 | A | 40 | 270 | 90 | 270 | 100 | 270 | 36 | 270 | 50 | 270 | 40 | 195 | 75 | 195
RATS-3 | A | 40 | 270 | 90 | 270 | 100 | 270 | 36 | 270 | 50 | 270 | 40 | 195 | 75 | 195
RATS-4 | A | 40 | 270 | 95 | 270 | 100 | 270 | 36 | 270 | 50 | 270 | 40 | 195 | 75 | 195
RMPNO-1 | A | 18 | 180 | 45 | 180 | 72 | 180 | 20 | 180 | 50 | 180 | 18 | 130 | 47 | 130
RMPNO-2 | A | 18 | 180 | 45 | 180 | 72 | 180 | 20 | 180 | 50 | 180 | 18 | 130 | 47 | 130
ROCK-1 | A | 36 | 400 | 50 | 400 | 54 | 400 | 60 | 400 | 160 | 400 | 33 | 220 | 53 | 220
RYHPS-1 | A | 30 | 305 | 48 | 305 | 66 | 305 | 42 | 305 | 51 | 305 | 30 | 130 | 42 | 68
SCCL-1 | A | 35 | 180 | 70 | 180 | 70 | 180 | 40 | 180 | 95 | 180 | 40 | 100 | 100 | 50
SCCL-2 | A | 35 | 180 | 70 | 180 | 70 | 180 | 40 | 180 | 95 | 180 | 40 | 100 | 100 | 50
SCCL-3 | A | 35 | 180 | 70 | 180 | 70 | 180 | 40 | 180 | 95 | 180 | 40 | 100 | 100 | 50
SEAB-1 | A | 44 | 254 | 125 | 254 | 150 | 254 | 55 | 254 | 150 | 254 | 75 | 164 | 176 | 38
SEAB-2 | A | 31 | 138 | 76 | 138 | 86 | 138 | 32 | 138 | 82 | 138 | 37 | 73 | 90 | 43
SHBA-1 | A | 33 | 420 | 79 | 420 | 91 | 420 | 59 | 420 | 150 | 420 | 37 | 336 | 95 | 252
SHBA-2 | A | 32 | 319 | 70 | 319 | 76 | 319 | 35 | 319 | 93 | 319 | 32 | 270 | 70 | 217
SHOS-1 | A | 18 | 160 | 24 | 160 | 24 | 160 | 30 | 160 | 75 | 160 | 18 | 135 | 24 | 135
SHRSO-1 | A | 16 | 157 | 44 | 157 | 46 | 157 | 17 | 157 | 46 | 157 | 16 | 141 | 43 | 113
SHRSO-2 | A | 16 | 157 | 44 | 157 | 46 | 157 | 17 | 157 | 46 | 157 | 16 | 141 | 43 | 113
SIZB-1 | A | 38 | 283 | 45 | 283 | 45 | 283 | 45 | 283 | 45 | 283 | 40 | 283 | 46 | 283
SIZB-2 | A | 38 | 283 | 45 | 283 | 45 | 283 | 45 | 283 | 45 | 283 | 40 | 283 | 46 | 283
SLOY-1 | A | 0 | 38 | 1 | 38 | 1 | 38 | 1 | 38 | 2 | 38 | 0 | 38 | 1 | 30
SLOY-2 | A | 0 | 38 | 1 | 38 | 1 | 38 | 1 | 38 | 2 | 38 | 0 | 38 | 1 | 30
SLOY-3 | A | 0 | 38 | 1 | 38 | 1 | 38 | 1 | 38 | 2 | 38 | 0 | 38 | 1 | 30
SLOY-4 | A | 0 | 28 | 1 | 28 | 1 | 28 | 1 | 28 | 2 | 28 | 0 | 28 | 1 | 22
SPLN-1 | A | 40 | 380 | 100 | 380 | 110 | 380 | 50 | 380 | 120 | 380 | 30 | 380 | 90 | 300
STAY-1 | A | 35 | 265 | 62 | 265 | 62 | 265 | 35 | 265 | 89 | 265 | 34 | 192 | 63 | 192
STAY-2 | A | 35 | 265 | 62 | 265 | 62 | 265 | 35 | 265 | 89 | 265 | 34 | 192 | 63 | 192
STAY-3 | A | 35 | 265 | 62 | 265 | 62 | 265 | 35 | 265 | 89 | 265 | 34 | 192 | 63 | 192
STAY-4 | A | 35 | 265 | 62 | 265 | 62 | 265 | 35 | 265 | 89 | 265 | 34 | 192 | 63 | 192
STRNW-1 | A | 6 | 52 | 16 | 52 | 26 | 52 | 7 | 60 | 17 | 60 | 6 | 52 | 17 | 42
SUTB-1 | A | 36 | 380 | 104 | 380 | 148 | 380 | 52 | 380 | 132 | 380 | 47 | 250 | 107 | 250
SVRP-10 | A | 20 | 225 | 50 | 225 | 70 | 225 | 32 | 225 | 80 | 225 | 20 | 172 | 50 | 172
SVRP-20 | A | 20 | 225 | 50 | 225 | 70 | 225 | 32 | 225 | 80 | 225 | 20 | 172 | 50 | 172
USKM-13 | A | 6 | 49 | 15 | 49 | 17 | 49 | 8 | 49 | 19 | 49 | 7 | 36 | 8 | 36
USKM-14 | A | 6 | 49 | 15 | 49 | 17 | 49 | 8 | 49 | 19 | 49 | 7 | 36 | 8 | 36
USKM-15 | A | 6 | 49 | 15 | 49 | 17 | 49 | 8 | 49 | 19 | 49 | 7 | 36 | 8 | 36
WBUPS-1 | A | 30 | 113 | 48 | 153 | 48 | 153 | 32 | 113 | 50 | 113 | 40 | 153 | 65 | 113
WBUPS-2 | A | 30 | 133 | 48 | 173 | 48 | 173 | 32 | 133 | 50 | 133 | 40 | 173 | 65 | 133
WBUPS-3 | A | 30 | 133 | 48 | 173 | 48 | 173 | 32 | 133 | 50 | 133 | 40 | 173 | 65 | 133
WBUPS-4 | A | 30 | 113 | 48 | 153 | 48 | 153 | 32 | 113 | 50 | 113 | 40 | 153 | 65 | 113
WBURB-1 | A | 22 | 240 | 48 | 240 | 62 | 240 | 27 | 240 | 69 | 240 | 20 | 200 | 50 | 120
WBURB-2 | A | 25 | 255 | 52 | 255 | 62 | 255 | 26 | 255 | 67 | 255 | 22 | 215 | 52 | 135
WBURB-3 | A | 23 | 255 | 48 | 255 | 62 | 255 | 27 | 255 | 67 | 255 | 20 | 215 | 52 | 135
WDNSO-1 | A | 21 | 191 | 54 | 191 | 57 | 191 | 21 | 191 | 57 | 191 | 21 | 170 | 55 | 136
WDNSO-2 | A | 21 | 191 | 54 | 191 | 57 | 191 | 21 | 191 | 57 | 191 | 21 | 170 | 55 | 136
WHILW-1 | A | 31 | 322 | 84 | 322 | 90 | 322 | 33 | 322 | 90 | 322 | 32 | 255 | 86 | 210
WHILW-2 | A | 19 | 163 | 33 | 163 | 35 | 163 | 20 | 163 | 52 | 163 | 21 | 142 | 43 | 119
WLNYO-2 | A | 19 | 182 | 51 | 182 | 54 | 182 | 20 | 182 | 53 | 182 | 20 | 158 | 51 | 130
WLNYW-1 | A | 19 | 182 | 51 | 182 | 54 | 182 | 20 | 182 | 53 | 182 | 20 | 158 | 51 | 130
WTMSO-1 | A | 22 | 200 | 58 | 200 | 62 | 200 | 23 | 200 | 61 | 200 | 23 | 140 | 60 | 140

## Jan 2021
MW Response Capability by BMU
|  | Primary Response (Max MWhrs) | [5 empty] | Secondary Response (Max Mwhrs) |  |  |  | High Frequency Response (Max MWhrs)
UNIT | Mode | 0.2Hz | Genset Deload (MW) | 0.5Hz | Genset Deload (MW) | 0.8Hz | Genset Deload (MW) | 0.2/0.2Hz | Genset Deload (MW) | 0.5/0.5Hz | Genset Deload (MW) | 0.2Hz | Genset Deload (MW) | 0.5Hz | Genset Deload (MW)
ABTH7 | A | 40 | 250 | 72 | 250 | 72 | 250 | 48 | 250 | 120 | 250 | 38 | 185 | 55 | 185
ABTH8 | A | 40 | 250 | 72 | 250 | 72 | 250 | 48 | 250 | 120 | 250 | 38 | 185 | 55 | 185
ABTH9 | A | 30 | 240 | 80 | 240 | 80 | 240 | 40 | 240 | 120 | 240 | 38 | 125 | 52 | 125
ARCHW-1 | A | 10 | 92 | 25 | 92 | 25 | 92 | 12 | 92 | 30 | 92 | 11 | 73 | 24 | 56
BAGE-1 | A | 30 | 255 | 70 | 255 | 90 | 255 | 35 | 255 | 90 | 255 | 28 | 220 | 70 | 185
BAGE-2 | A | 3 | 17 | 8 | 17 | 12 | 17 | 4 | 17 | 9 | 17 | 2 | 17 | 5 | 17
BARKB2 | A | 33 | 210 | 82 | 210 | 108 | 210 | 39 | 210 | 97 | 210 | 31 | 120 | 84 | 120
BARK-1 | A | 22 | 140 | 55 | 140 | 72 | 140 | 26 | 140 | 65 | 140 | 21 | 80 | 54 | 80
BHLAW-1 | A | 7 | 98 | 16 | 98 | 19 | 98 | 10 | 98 | 26 | 98 | 8 | 87 | 18 | 78
BLLA-1 | A | 6 | 99 | 13 | 99 | 13 | 99 | 15 | 99 | 39 | 99 | 9 | 83 | 16 | 83
BRBEO-1 | A | 20 | 254 | 50 | 254 | 50 | 254 | 22 | 254 | 63 | 254 | 17 | 194 | 46 | 194
BRDUW-1 | A | 6 | 58 | 17 | 58 | 17 | 58 | 7 | 58 | 17 | 58 | 6 | 36 | 17 | 36
BRGG-1 | A | 16 | 110 | 32 | 110 | 48 | 110 | 16 | 110 | 40 | 110 | 14 | 96 | 34 | 46
BRYP-1 | A | 15 | 82 | 25 | 82 | 31 | 82 | 22 | 82 | 37 | 82 | 10 | 82 | 27 | 47
BURBW-1 | A | 0 | 90 | 0 | 90 | 0 | 90 | 0 | 0 | 0 | 0 | 0 | 90 | 0 | 90
CARR-1 | A | 35 | 269 | 58 | 269 | 58 | 269 | 35 | 325 | 88 | 325 | 34 | 269 | 56 | 269
CARR-2 | A | 35 | 269 | 58 | 269 | 58 | 269 | 35 | 325 | 88 | 325 | 34 | 269 | 56 | 269
CDCL-1 | A | 30 | 231 | 46 | 231 | 46 | 231 | 34 | 231 | 45 | 231 | 29 | 172 | 72 | 135
CLAC-1 | A | 3 | 28 | 8 | 28 | 13 | 28 | 3 | 36 | 9 | 36 | 3 | 28 | 8 | 28
CLDCW-1 | A | 14 | 14 | 34 | 113 | 36 | 113 | 13 | 113 | 35 | 113 | 13 | 99 | 34 | 78
CLDNW-1 | A | 13 | 108 | 33 | 108 | 35 | 108 | 13 | 108 | 35 | 108 | 12 | 95 | 33 | 74
CLDSW-1 | A | 16 | 129 | 40 | 129 | 43 | 129 | 16 | 129 | 42 | 129 | 16 | 113 | 41 | 88
CNQPS-1 | A | 22 | 170 | 55 | 170 | 55 | 170 | 28 | 170 | 70 | 170 | 26 | 120 | 60 | 105
CNQPS-2 | A | 22 | 170 | 55 | 170 | 55 | 170 | 28 | 170 | 70 | 170 | 22 | 120 | 55 | 105
CNQPS-3 | A | 22 | 170 | 55 | 170 | 55 | 170 | 28 | 170 | 70 | 170 | 22 | 120 | 55 | 105
CNQPS-4 | A | 22 | 170 | 55 | 170 | 55 | 170 | 28 | 170 | 70 | 170 | 28 | 105 | 55 | 105
CORB-1 | A | 10 | 130 | 30 | 130 | 50 | 130 | 28 | 130 | 60 | 130 | 15 | 95 | 40 | 60
COSO-1 | A | 20 | 380 | 40 | 380 | 50 | 380 | 60 | 380 | 140 | 380 | 17 | 304 | 40 | 304
COTPS-1 | A | 29 | 277 | 50 | 277 | 62 | 277 | 35 | 60 | 63 | 277 | 30 | 122 | 60 | 122
COTPS-2 | A | 29 | 287 | 50 | 287 | 62 | 287 | 35 | 60 | 63 | 287 | 30 | 122 | 60 | 122
COTPS-3 | A | 29 | 287 | 50 | 287 | 62 | 287 | 35 | 60 | 63 | 287 | 30 | 122 | 60 | 122
COTPS-4 | A | 29 | 277 | 50 | 277 | 62 | 277 | 35 | 60 | 63 | 277 | 30 | 122 | 60 | 122
COWE1 | A | 7 | 30 | 17 | 30 | 17 | 30 | 7 | 30 | 17 | 30 | 7 | 30 | 17 | 30
COWE2 | A | 7 | 30 | 17 | 30 | 17 | 30 | 7 | 30 | 17 | 30 | 7 | 30 | 17 | 30
CRUA-1 | A | 10 | 110 | 25 | 110 | 37 | 110 | 12 | 110 | 30 | 110 | 10 | 84 | 25 | 48
CRUA-2 | A | 10 | 110 | 25 | 110 | 37 | 110 | 12 | 110 | 30 | 110 | 10 | 84 | 25 | 48
CRUA-3 | A | 7 | 30 | 15 | 30 | 21 | 30 | 9 | 30 | 24 | 30 | 5 | 25 | 13 | 15
CRUA-4 | A | 7 | 30 | 15 | 30 | 21 | 30 | 9 | 30 | 24 | 30 | 5 | 25 | 13 | 15
CRYRW-2 | A | 15 | 138 | 38 | 138 | 40 | 138 | 15 | 138 | 40 | 138 | 13 | 109 | 40 | 63
DAMC-1 | A | 64 | 380 | 136 | 380 | 156 | 380 | 80 | 380 | 180 | 380 | 60 | 293 | 190 | 128
DDGNO-1 | A | 9 | 108 | 25 | 108 | 26 | 108 | 10 | 108 | 26 | 108 | 9 | 97 | 25 | 81
DDGNO-2 | A | 8 | 90 | 20 | 90 | 22 | 90 | 8 | 90 | 21 | 90 | 8 | 81 | 21 | 68
DDGNO-3 | A | 9 | 102 | 24 | 102 | 25 | 102 | 9 | 102 | 25 | 102 | 9 | 92 | 24 | 77
DDGNO-4 | A | 9 | 102 | 24 | 102 | 25 | 102 | 9 | 102 | 25 | 102 | 9 | 92 | 24 | 77
DEEP-1 | A | 20 | 180 | 60 | 180 | 86 | 180 | 22 | 180 | 80 | 180 | 24 | 96 | 52 | 96
DIDCB5 | A | 40 | 330 | 104 | 330 | 125 | 330 | 55 | 330 | 140 | 330 | 40 | 185 | 105 | 185
DIDCB6 | A | 50 | 250 | 105 | 250 | 105 | 250 | 50 | 250 | 130 | 250 | 50 | 153 | 110 | 103
DINO-1 | A | 14 | 138 | 39 | 138 | 58 | 138 | 28 | 138 | 72 | 138 | 14 | 118 | 36 | 88
DINO-2 | A | 14 | 138 | 39 | 138 | 58 | 138 | 28 | 138 | 72 | 138 | 14 | 118 | 36 | 88
DINO-3 | A | 14 | 138 | 39 | 138 | 58 | 138 | 28 | 138 | 72 | 138 | 14 | 118 | 36 | 88
DINO-4 | A | 14 | 138 | 39 | 138 | 58 | 138 | 28 | 138 | 72 | 138 | 14 | 118 | 36 | 88
DINO-5 | A | 14 | 138 | 39 | 138 | 58 | 138 | 28 | 138 | 72 | 138 | 14 | 118 | 36 | 88
DINO-6 | A | 14 | 138 | 39 | 138 | 58 | 138 | 28 | 138 | 72 | 138 | 14 | 118 | 36 | 88
DRAXX-1 | A | 68 | 345 | 100 | 345 | 100 | 345 | 64 | 95 | 110 | 345 | 60 | 225 | 70 | 225
DRAXX-2 | A | 68 | 345 | 100 | 345 | 100 | 345 | 64 | 95 | 110 | 345 | 60 | 225 | 70 | 225
DRAXX-3 | A | 68 | 345 | 100 | 345 | 100 | 345 | 64 | 95 | 110 | 345 | 60 | 225 | 70 | 225
DRAXX-4 | A | 68 | 345 | 100 | 345 | 100 | 345 | 64 | 95 | 110 | 345 | 60 | 225 | 70 | 225
DRAXX-5 | A | 68 | 345 | 100 | 345 | 100 | 345 | 64 | 95 | 110 | 345 | 60 | 225 | 70 | 225
DRAXX-6 | A | 68 | 345 | 100 | 345 | 100 | 345 | 64 | 95 | 110 | 345 | 60 | 225 | 70 | 225
DRSLW-1 | A | 6 | 69 | 16 | 69 | 17 | 69 | 6 | 69 | 17 | 69 | 6 | 61 | 16 | 54
DUNGW-1 | A | 8 | 89 | 21 | 89 | 33 | 89 | 8 | 89 | 23 | 89 | 8 | 80 | 21 | 69
EECL-1 | A | 20 | 178 | 25 | 178 | 25 | 178 | 32 | 178 | 81 | 178 | 20 | 143 | 25 | 143
EGGPS-1 | A | 45 | 205 | 83 | 205 | 83 | 205 | 49 | 205 | 110 | 205 | 33 | 95 | 60 | 95
EGGPS-2 | A | 45 | 205 | 83 | 205 | 83 | 205 | 49 | 205 | 110 | 205 | 33 | 95 | 60 | 95
EGGPS-3 | A | 45 | 205 | 83 | 205 | 83 | 205 | 49 | 205 | 110 | 205 | 33 | 95 | 60 | 95
EGGPS-4 | A | 45 | 205 | 83 | 205 | 83 | 205 | 49 | 205 | 110 | 205 | 33 | 95 | 60 | 95
ERRO-1 | A | 1 | 21 | 1 | 21 | 1 | 21 | 2 | 21 | 5 | 21 | 1 | 17 | 1 | 17
ERRO-2 | A | 1 | 21 | 1 | 21 | 1 | 21 | 2 | 21 | 5 | 21 | 1 | 17 | 1 | 17
ERRO-3 | A | 1 | 21 | 1 | 21 | 1 | 21 | 2 | 21 | 5 | 21 | 1 | 17 | 1 | 17
FAARW-1 | A | 2 | 37 | 4 | 37 | 4 | 37 | 4 | 37 | 12 | 37 | 2 | 33 | 4 | 33
FAARW-2 | A | 2 | 37 | 4 | 37 | 4 | 37 | 4 | 37 | 12 | 37 | 2 | 33 | 4 | 33
FALGW-1 | A | 11 | 108 | 28 | 108 | 41 | 108 | 13 | 108 | 35 | 108 | 10 | 86 | 22 | 64
FASN-1 | A | 0 | 15 | 1 | 15 | 1 | 15 | 1 | 15 | 2 | 15 | 0 | 15 | 1 | 12
FASN2 | A | 0 | 15 | 1 | 15 | 1 | 15 | 1 | 15 | 2 | 15 | 0 | 15 | 1 | 12
FASN3 | A | 0 | 15 | 1 | 15 | 1 | 15 | 1 | 15 | 2 | 15 | 0 | 15 | 1 | 12
FAWN-1 | A | 10 | 52 | 25 | 52 | 40 | 52 | 13 | 52 | 32 | 52 | 11 | 37 | 27 | 27
FELL-1 | A | 9 | 63 | 21 | 63 | 22 | 63 | 10 | 63 | 24 | 63 | 9 | 63 | 22 | 63
FFES-1 | A | 10 | 35 | 27 | 35 | 30 | 35 | 9 | 35 | 22 | 35 | 4 | 27 | 6 | 27
FFES-2 | A | 10 | 35 | 27 | 35 | 30 | 35 | 9 | 35 | 22 | 35 | 4 | 27 | 6 | 27
FFES-3 | A | 10 | 35 | 27 | 35 | 30 | 35 | 9 | 35 | 22 | 35 | 4 | 27 | 6 | 27
FFES-4 | A | 10 | 35 | 27 | 35 | 30 | 35 | 9 | 35 | 22 | 35 | 4 | 27 | 6 | 27
FIDL-1 | A | 13 | 205 | 20 | 205 | 23 | 205 | 35 | 100 | 40 | 147 | 30 | 147 | 50 | 147
FIDL-2 | A | 13 | 205 | 20 | 205 | 23 | 205 | 35 | 100 | 40 | 147 | 30 | 147 | 50 | 147
FIDL-3 | A | 13 | 205 | 20 | 205 | 23 | 205 | 35 | 100 | 40 | 147 | 30 | 147 | 50 | 147
FIDL-4 | A | 13 | 205 | 20 | 205 | 23 | 205 | 35 | 100 | 40 | 147 | 30 | 147 | 50 | 147
FINL-1 | A | 0 | 14 | 1 | 14 | 1 | 14 | 1 | 14 | 2 | 14 | 0 | 14 | 1 | 11
FOYE-1 | A | 6 | 60 | 13 | 60 | 16 | 60 | 11 | 60 | 27 | 60 | 5 | 30 | 11 | 30
FOYE-2 | A | 6 | 60 | 13 | 60 | 16 | 60 | 11 | 60 | 27 | 60 | 5 | 30 | 11 | 30
GLNDO-1 | A | 6 | 80 | 12 | 45 | 17 | 45 | 12 | 45 | 25 | 45 | 8 | 65 | 18 | 45
GNFSW-1 | A | 11 | 100 | 30 | 100 | 30 | 100 | 12 | 100 | 31 | 100 | 12 | 70 | 30 | 70
GNFSW-2 | A | 7 | 64 | 18 | 64 | 18 | 64 | 8 | 64 | 18 | 64 | 6 | 49 | 15 | 49
GORDW-1 | A | 6 | 62 | 16 | 56 | 26 | 45 | 7 | 62 | 18 | 62 | 6 | 56 | 16 | 45
GRAI-6 | A | 24 | 320 | 58 | 320 | 58 | 320 | 35 | 320 | 88 | 320 | 28 | 270 | 60 | 230
GRAI-7 | A | 30 | 232 | 60 | 232 | 60 | 232 | 32 | 232 | 84 | 232 | 32 | 175 | 65 | 135
GRAI-8 | A | 26 | 232 | 58 | 232 | 58 | 232 | 32 | 232 | 84 | 232 | 32 | 175 | 65 | 135
GRIFW-1 | A | 8 | 94 | 22 | 94 | 23 | 94 | 8 | 94 | 22 | 94 | 8 | 85 | 22 | 72
GRIFW-2 | A | 8 | 94 | 22 | 94 | 23 | 94 | 8 | 94 | 22 | 94 | 8 | 85 | 22 | 72
GRMO-1 | A | 8 | 43 | 8 | 43 | 8 | 43 | 8 | 43 | 8 | 43 | 8 | 23 | 8 | 23
GYAR-1 | A | 17 | 176 | 42 | 176 | 66 | 176 | 24 | 176 | 60 | 176 | 17 | 176 | 42 | 176
GYMRO-15 | A | 6 | 145 | 15 | 145 | 15 | 145 | 6 | 145 | 15 | 145 | 6 | 44 | 15 | 44
GYMRO-17 | A | 6 | 145 | 15 | 145 | 15 | 145 | 6 | 145 | 15 | 145 | 6 | 44 | 15 | 44
GYMRO-26 | A | 6 | 145 | 15 | 145 | 15 | 145 | 6 | 145 | 15 | 145 | 6 | 44 | 15 | 44
GYMRO-28 | A | 6 | 145 | 15 | 145 | 15 | 145 | 6 | 145 | 15 | 145 | 6 | 44 | 15 | 44
HADHW-1 | A | 7 | 76 | 14 | 76 | 22 | 76 | 13 | 76 | 34 | 76 | 8 | 65 | 17 | 65
HMGTO-1 | A | 8 | 88 | 20 | 88 | 35 | 88 | 10 | 88 | 25 | 88 | 8 | 68 | 19 | 68
HMGTO-2 | A | 9 | 91 | 23 | 91 | 37 | 91 | 10 | 91 | 25 | 91 | 10 | 67 | 24 | 67
HRSTW-1 | A | 12 | 102 | 30 | 102 | 45 | 102 | 13 | 102 | 34 | 102 | 13 | 80 | 27 | 66
HUMR-1 | A | 60 | 533 | 150 | 533 | 200 | 533 | 80 | 533 | 200 | 533 | 62 | 419 | 155 | 251
INDQ-1 | A | 12 | 102 | 31 | 102 | 43 | 102 | 13 | 102 | 34 | 102 | 12 | 72 | 30 | 72
KEAD-1 | A | 38 | 415 | 90 | 415 | 90 | 415 | 55 | 415 | 138 | 415 | 38 | 355 | 90 | 285
KILBW-1 | A | 3 | 56 | 8 | 56 | 13 | 56 | 5 | 56 | 14 | 56 | 4 | 53 | 9 | 47
KILLPG-1 | A | 8 | 225 | 10 | 225 | 10 | 225 | 10 | 225 | 12 | 225 | 4 | 150 | 15 | 150
KILLPG-2 | A | 18 | 225 | 25 | 225 | 25 | 225 | 37 | 225 | 37 | 225 | 22 | 195 | 30 | 195
KILNS-1 | A | 30 | 290 | 72 | 290 | 84 | 290 | 42 | 290 | 114 | 290 | 18 | 104 | 45 | 104
KLYN-A-1 | A | 24 | 126 | 50 | 126 | 50 | 126 | 34 | 126 | 70 | 126 | 22 | 81 | 34 | 81
KPMRW-1 | A | 9 | 75 | 20 | 75 | 30 | 75 | 9 | 75 | 23 | 75 | 9 | 67 | 22 | 54
LAGA-1 | A | 55 | 500 | 123 | 500 | 140 | 500 | 52 | 500 | 130 | 500 | 53 | 475 | 130 | 475
LARYO-1 | A | 16 | 155 | 40 | 155 | 45 | 155 | 18 | 155 | 45 | 155 | 14 | 120 | 35 | 120
LARYO-2 | A | 16 | 158 | 40 | 158 | 45 | 158 | 18 | 158 | 45 | 158 | 14 | 120 | 35 | 120
LARYO-3 | A | 16 | 158 | 40 | 158 | 45 | 158 | 18 | 158 | 45 | 158 | 14 | 120 | 35 | 120
LARYO-4 | A | 16 | 158 | 40 | 158 | 45 | 158 | 18 | 158 | 45 | 158 | 14 | 120 | 35 | 120
LBAR-1G | A | 1 | 16 | 4 | 16 | 6 | 16 | 2 | 16 | 4 | 16 | 1 | 9 | 4 | 9
LBAR-1 | A | 39 | 360 | 88 | 360 | 88 | 360 | 55 | 360 | 145 | 360 | 41 | 270 | 90 | 270
LNCSO-1 | A | 12 | 130 | 30 | 130 | 32 | 130 | 12 | 130 | 32 | 130 | 10 | 100 | 26 | 100
LNCSO-2 | A | 13 | 140 | 34 | 140 | 36 | 140 | 14 | 140 | 36 | 140 | 12 | 125 | 32 | 125
LOAN-1 | A | 25 | 326 | 51 | 326 | 55 | 326 | 19 | 326 | 50 | 326 | 12 | 276 | 28 | 276
LOAN-2 | A | 25 | 326 | 51 | 326 | 55 | 326 | 19 | 326 | 50 | 326 | 12 | 276 | 28 | 276
LOAN-3 | A | 25 | 326 | 51 | 326 | 55 | 326 | 19 | 326 | 50 | 326 | 12 | 276 | 28 | 276
MEDP-1 | A | 30 | 380 | 76 | 330 | 76 | 330 | 48 | 380 | 105 | 380 | 31 | 330 | 79 | 290
MILWW-1 | A | 6 | 32 | 8 | 54 | 13 | 54 | 5 | 54 | 14 | 54 | 3 | 43 | 8 | 43
MKHLW-1 | A | 4 | 42 | 10 | 42 | 12 | 42 | 5 | 42 | 13 | 42 | 5 | 37 | 12 | 30
MRWD-1 | A | 43 | 448 | 100 | 448 | 112 | 448 | 67 | 448 | 160 | 448 | 36 | 328 | 93 | 328
NANT-1 | A | 0 | 15 | 0 | 15 | 0 | 15 | 0 | 15 | 1 | 15 | 0 | 15 | 0 | 15
PEHE-1 | A | 42 | 420 | 72 | 420 | 72 | 420 | 83 | 420 | 117 | 420 | 35 | 350 | 84 | 260
PEHE-2 | A | 16 | 490 | 40 | 265 | 42 | 490 | 0 | 0 | 0 | 0 | 0 | 490 | 0 | 490
PEMB-11 | A | 38 | 113 | 63 | 276 | 63 | 276 | 33 | 276 | 90 | 276 | 35 | 241 | 64 | 210
PEMB-21 | A | 38 | 113 | 63 | 276 | 63 | 276 | 33 | 276 | 90 | 276 | 35 | 241 | 64 | 210
PEMB-31 | A | 38 | 113 | 63 | 276 | 63 | 276 | 33 | 276 | 90 | 276 | 35 | 241 | 64 | 210
PEMB-41 | A | 38 | 113 | 63 | 276 | 63 | 276 | 33 | 276 | 90 | 276 | 35 | 241 | 64 | 210
PEMB-51 | A | 38 | 113 | 63 | 276 | 63 | 276 | 33 | 276 | 90 | 276 | 35 | 241 | 64 | 210
PETEM1 | A | 20 | 180 | 46 | 180 | 52 | 180 | 24 | 180 | 58 | 180 | 20 | 150 | 50 | 100
RATS-1 | A | 50 | 270 | 90 | 270 | 90 | 270 | 36 | 270 | 50 | 270 | 42 | 105 | 75 | 155
RATS-2 | A | 40 | 270 | 90 | 270 | 100 | 270 | 36 | 270 | 50 | 270 | 40 | 195 | 75 | 195
RATS-3 | A | 40 | 270 | 90 | 270 | 100 | 270 | 36 | 270 | 50 | 270 | 40 | 195 | 75 | 195
RATS-4 | A | 40 | 270 | 95 | 270 | 100 | 270 | 36 | 270 | 50 | 270 | 40 | 195 | 75 | 195
RMPNO-1 | A | 18 | 180 | 45 | 180 | 72 | 180 | 20 | 180 | 50 | 180 | 18 | 130 | 47 | 130
RMPNO-2 | A | 18 | 180 | 45 | 180 | 72 | 180 | 20 | 180 | 50 | 180 | 18 | 130 | 47 | 130
ROCK-1 | A | 36 | 400 | 50 | 400 | 54 | 400 | 60 | 400 | 160 | 400 | 33 | 220 | 53 | 220
RYHPS-1 | A | 30 | 305 | 48 | 305 | 66 | 305 | 42 | 305 | 51 | 305 | 30 | 130 | 42 | 68
SCCL-1 | A | 35 | 180 | 70 | 180 | 70 | 180 | 40 | 180 | 95 | 180 | 40 | 100 | 100 | 50
SCCL-2 | A | 35 | 180 | 70 | 180 | 70 | 180 | 40 | 180 | 95 | 180 | 40 | 100 | 100 | 50
SCCL-3 | A | 35 | 180 | 70 | 180 | 70 | 180 | 40 | 180 | 95 | 180 | 40 | 100 | 100 | 50
SEAB-1 | A | 44 | 254 | 125 | 254 | 150 | 254 | 55 | 254 | 150 | 254 | 75 | 164 | 176 | 38
SEAB-2 | A | 31 | 138 | 76 | 138 | 86 | 138 | 32 | 138 | 82 | 138 | 37 | 73 | 90 | 43
SHBA-1 | A | 33 | 420 | 79 | 420 | 91 | 420 | 59 | 420 | 150 | 420 | 37 | 336 | 95 | 252
SHBA-2 | A | 32 | 319 | 70 | 319 | 76 | 319 | 35 | 319 | 93 | 319 | 32 | 270 | 70 | 217
SHOS-1 | A | 18 | 160 | 24 | 160 | 24 | 160 | 30 | 160 | 75 | 160 | 18 | 135 | 24 | 135
SHRSO-1 | A | 16 | 157 | 44 | 157 | 46 | 157 | 17 | 157 | 46 | 157 | 16 | 141 | 43 | 113
SHRSO-2 | A | 16 | 157 | 44 | 157 | 46 | 157 | 17 | 157 | 46 | 157 | 16 | 141 | 43 | 113
SIZB-1 | A | 38 | 283 | 45 | 283 | 45 | 283 | 45 | 283 | 45 | 283 | 40 | 283 | 46 | 283
SIZB-2 | A | 38 | 283 | 45 | 283 | 45 | 283 | 45 | 283 | 45 | 283 | 40 | 283 | 46 | 283
SLOY-1 | A | 0 | 38 | 1 | 38 | 1 | 38 | 1 | 38 | 2 | 38 | 0 | 38 | 1 | 30
SLOY-2 | A | 0 | 38 | 1 | 38 | 1 | 38 | 1 | 38 | 2 | 38 | 0 | 38 | 1 | 30
SLOY-3 | A | 0 | 38 | 1 | 38 | 1 | 38 | 1 | 38 | 2 | 38 | 0 | 38 | 1 | 30
SLOY-4 | A | 0 | 28 | 1 | 28 | 1 | 28 | 1 | 28 | 2 | 28 | 0 | 28 | 1 | 22
SPLN-1 | A | 40 | 380 | 100 | 380 | 110 | 380 | 50 | 380 | 120 | 380 | 30 | 380 | 90 | 300
STAY-1 | A | 35 | 265 | 62 | 265 | 62 | 265 | 35 | 265 | 89 | 265 | 34 | 192 | 63 | 192
STAY-2 | A | 35 | 265 | 62 | 265 | 62 | 265 | 35 | 265 | 89 | 265 | 34 | 192 | 63 | 192
STAY-3 | A | 35 | 265 | 62 | 265 | 62 | 265 | 35 | 265 | 89 | 265 | 34 | 192 | 63 | 192
STAY-4 | A | 35 | 265 | 62 | 265 | 62 | 265 | 35 | 265 | 89 | 265 | 34 | 192 | 63 | 192
STRNW-1 | A | 6 | 52 | 16 | 52 | 26 | 52 | 7 | 60 | 17 | 60 | 6 | 52 | 17 | 42
SUTB-1 | A | 36 | 380 | 104 | 380 | 148 | 380 | 52 | 380 | 132 | 380 | 47 | 250 | 107 | 250
SVRP-10 | A | 20 | 225 | 50 | 225 | 70 | 225 | 32 | 225 | 80 | 225 | 20 | 172 | 50 | 172
SVRP-20 | A | 20 | 225 | 50 | 225 | 70 | 225 | 32 | 225 | 80 | 225 | 20 | 172 | 50 | 172
USKM-13 | A | 6 | 49 | 15 | 49 | 17 | 49 | 8 | 49 | 19 | 49 | 7 | 36 | 8 | 36
USKM-14 | A | 6 | 49 | 15 | 49 | 17 | 49 | 8 | 49 | 19 | 49 | 7 | 36 | 8 | 36
USKM-15 | A | 6 | 49 | 15 | 49 | 17 | 49 | 8 | 49 | 19 | 49 | 7 | 36 | 8 | 36
WBUPS-1 | A | 30 | 113 | 48 | 153 | 48 | 153 | 32 | 113 | 50 | 113 | 40 | 153 | 65 | 113
WBUPS-2 | A | 30 | 133 | 48 | 173 | 48 | 173 | 32 | 133 | 50 | 133 | 40 | 173 | 65 | 133
WBUPS-3 | A | 30 | 133 | 48 | 173 | 48 | 173 | 32 | 133 | 50 | 133 | 40 | 173 | 65 | 133
WBUPS-4 | A | 30 | 113 | 48 | 153 | 48 | 153 | 32 | 113 | 50 | 113 | 40 | 153 | 65 | 113
WBURB-1 | A | 22 | 240 | 48 | 240 | 62 | 240 | 27 | 240 | 69 | 240 | 20 | 200 | 50 | 120
WBURB-2 | A | 25 | 255 | 52 | 255 | 62 | 255 | 26 | 255 | 67 | 255 | 22 | 215 | 52 | 135
WBURB-3 | A | 23 | 255 | 48 | 255 | 62 | 255 | 27 | 255 | 67 | 255 | 20 | 215 | 52 | 135
WDNSO-1 | A | 21 | 191 | 54 | 191 | 57 | 191 | 21 | 191 | 57 | 191 | 21 | 170 | 55 | 136
WDNSO-2 | A | 21 | 191 | 54 | 191 | 57 | 191 | 21 | 191 | 57 | 191 | 21 | 170 | 55 | 136
WHILW-1 | A | 31 | 322 | 84 | 322 | 90 | 322 | 33 | 322 | 90 | 322 | 32 | 255 | 86 | 210
WHILW-2 | A | 19 | 163 | 33 | 163 | 35 | 163 | 20 | 163 | 52 | 163 | 21 | 142 | 43 | 119
WLNYO-2 | A | 19 | 182 | 51 | 182 | 54 | 182 | 20 | 182 | 53 | 182 | 20 | 158 | 51 | 130
WLNYW-1 | A | 19 | 182 | 51 | 182 | 54 | 182 | 20 | 182 | 53 | 182 | 20 | 158 | 51 | 130
WTMSO-1 | A | 22 | 200 | 58 | 200 | 62 | 200 | 23 | 200 | 61 | 200 | 23 | 140 | 60 | 140

## Dec 2020
MW Response Capability by BMU
|  | Primary Response (Max MWhrs) | [5 empty] | Secondary Response (Max Mwhrs) |  |  |  | High Frequency Response (Max MWhrs)
UNIT | Mode | 0.2Hz | Genset Deload (MW) | 0.5Hz | Genset Deload (MW) | 0.8Hz | Genset Deload (MW) | 0.2/0.2Hz | Genset Deload (MW) | 0.5/0.5Hz | Genset Deload (MW) | 0.2Hz | Genset Deload (MW) | 0.5Hz | Genset Deload (MW)
ABTH7 | A | 40 | 250 | 72 | 250 | 72 | 250 | 48 | 250 | 120 | 250 | 38 | 185 | 55 | 185
ABTH8 | A | 40 | 250 | 72 | 250 | 72 | 250 | 48 | 250 | 120 | 250 | 38 | 185 | 55 | 185
ABTH9 | A | 30 | 240 | 80 | 240 | 80 | 240 | 40 | 240 | 120 | 240 | 38 | 125 | 52 | 125
ARCHW-1 | A | 10 | 92 | 25 | 92 | 25 | 92 | 12 | 92 | 30 | 92 | 11 | 73 | 24 | 56
BAGE-1 | A | 30 | 255 | 70 | 255 | 90 | 255 | 35 | 255 | 90 | 255 | 28 | 220 | 70 | 185
BAGE-2 | A | 3 | 17 | 8 | 17 | 12 | 17 | 4 | 17 | 9 | 17 | 2 | 17 | 5 | 17
BARKB2 | A | 33 | 210 | 82 | 210 | 108 | 210 | 39 | 210 | 97 | 210 | 31 | 120 | 84 | 120
BARK-1 | A | 22 | 140 | 55 | 140 | 72 | 140 | 26 | 140 | 65 | 140 | 21 | 80 | 54 | 80
BHLAW-1 | A | 7 | 98 | 16 | 98 | 19 | 98 | 10 | 98 | 26 | 98 | 8 | 87 | 18 | 78
BLLA-1 | A | 6 | 99 | 13 | 99 | 13 | 99 | 15 | 99 | 39 | 99 | 9 | 83 | 16 | 83
BRBEO-1 | A | 20 | 254 | 50 | 254 | 50 | 254 | 22 | 254 | 63 | 254 | 17 | 194 | 46 | 194
BRDUW-1 | A | 6 | 58 | 17 | 58 | 17 | 58 | 7 | 58 | 17 | 58 | 6 | 36 | 17 | 36
BRGG-1 | A | 16 | 110 | 32 | 110 | 48 | 110 | 16 | 110 | 40 | 110 | 14 | 96 | 34 | 46
BRYP-1 | A | 15 | 82 | 25 | 82 | 31 | 82 | 22 | 82 | 37 | 82 | 10 | 82 | 27 | 47
BURBW-1 | A | 0 | 90 | 0 | 90 | 0 | 90 | 0 | 0 | 0 | 0 | 0 | 90 | 0 | 90
CARR-1 | A | 35 | 269 | 58 | 269 | 58 | 269 | 35 | 325 | 88 | 325 | 34 | 269 | 56 | 269
CARR-2 | A | 35 | 269 | 58 | 269 | 58 | 269 | 35 | 325 | 88 | 325 | 34 | 269 | 56 | 269
CDCL-1 | A | 30 | 231 | 46 | 231 | 46 | 231 | 34 | 231 | 45 | 231 | 29 | 172 | 72 | 135
CLAC-1 | A | 3 | 28 | 8 | 28 | 13 | 28 | 3 | 36 | 9 | 36 | 3 | 28 | 8 | 28
CLDCW-1 | A | 14 | 14 | 34 | 113 | 36 | 113 | 13 | 113 | 35 | 113 | 13 | 99 | 34 | 78
CLDNW-1 | A | 13 | 108 | 33 | 108 | 35 | 108 | 13 | 108 | 35 | 108 | 12 | 95 | 33 | 74
CLDSW-1 | A | 16 | 129 | 40 | 129 | 43 | 129 | 16 | 129 | 42 | 129 | 16 | 113 | 41 | 88
CNQPS-1 | A | 22 | 170 | 55 | 170 | 55 | 170 | 28 | 170 | 70 | 170 | 26 | 120 | 60 | 105
CNQPS-2 | A | 22 | 170 | 55 | 170 | 55 | 170 | 28 | 170 | 70 | 170 | 22 | 120 | 55 | 105
CNQPS-3 | A | 22 | 170 | 55 | 170 | 55 | 170 | 28 | 170 | 70 | 170 | 22 | 120 | 55 | 105
CNQPS-4 | A | 22 | 170 | 55 | 170 | 55 | 170 | 28 | 170 | 70 | 170 | 28 | 105 | 55 | 105
CORB-1 | A | 10 | 130 | 30 | 130 | 50 | 130 | 28 | 130 | 60 | 130 | 15 | 95 | 40 | 60
COSO-1 | A | 20 | 380 | 40 | 380 | 50 | 380 | 60 | 380 | 140 | 380 | 17 | 304 | 40 | 304
COTPS-1 | A | 29 | 277 | 50 | 277 | 62 | 277 | 35 | 60 | 63 | 277 | 30 | 122 | 60 | 122
COTPS-2 | A | 29 | 287 | 50 | 287 | 62 | 287 | 35 | 60 | 63 | 287 | 30 | 122 | 60 | 122
COTPS-3 | A | 29 | 287 | 50 | 287 | 62 | 287 | 35 | 60 | 63 | 287 | 30 | 122 | 60 | 122
COTPS-4 | A | 29 | 277 | 50 | 277 | 62 | 277 | 35 | 60 | 63 | 277 | 30 | 122 | 60 | 122
COWE1 | A | 7 | 30 | 17 | 30 | 17 | 30 | 7 | 30 | 17 | 30 | 7 | 30 | 17 | 30
COWE2 | A | 7 | 30 | 17 | 30 | 17 | 30 | 7 | 30 | 17 | 30 | 7 | 30 | 17 | 30
CRUA-1 | A | 10 | 110 | 25 | 110 | 37 | 110 | 12 | 110 | 30 | 110 | 10 | 84 | 25 | 48
CRUA-2 | A | 10 | 110 | 25 | 110 | 37 | 110 | 12 | 110 | 30 | 110 | 10 | 84 | 25 | 48
CRUA-3 | A | 7 | 30 | 15 | 30 | 21 | 30 | 9 | 30 | 24 | 30 | 5 | 25 | 13 | 15
CRUA-4 | A | 7 | 30 | 15 | 30 | 21 | 30 | 9 | 30 | 24 | 30 | 5 | 25 | 13 | 15
CRYRW-2 | A | 15 | 138 | 38 | 138 | 40 | 138 | 15 | 138 | 40 | 138 | 13 | 109 | 40 | 63
DAMC-1 | A | 64 | 380 | 136 | 380 | 156 | 380 | 80 | 380 | 180 | 380 | 60 | 293 | 190 | 128
DDGNO-1 | A | 9 | 108 | 25 | 108 | 26 | 108 | 10 | 108 | 26 | 108 | 9 | 97 | 25 | 81
DDGNO-2 | A | 8 | 90 | 20 | 90 | 22 | 90 | 8 | 90 | 21 | 90 | 8 | 81 | 21 | 68
DDGNO-3 | A | 9 | 102 | 24 | 102 | 25 | 102 | 9 | 102 | 25 | 102 | 9 | 92 | 24 | 77
DDGNO-4 | A | 9 | 102 | 24 | 102 | 25 | 102 | 9 | 102 | 25 | 102 | 9 | 92 | 24 | 77
DEEP-1 | A | 20 | 180 | 60 | 180 | 86 | 180 | 22 | 180 | 80 | 180 | 24 | 96 | 52 | 96
DIDCB5 | A | 40 | 330 | 104 | 330 | 125 | 330 | 55 | 330 | 140 | 330 | 40 | 185 | 105 | 185
DIDCB6 | A | 50 | 250 | 105 | 250 | 105 | 250 | 50 | 250 | 130 | 250 | 50 | 153 | 110 | 103
DINO-1 | A | 14 | 138 | 39 | 138 | 58 | 138 | 28 | 138 | 72 | 138 | 14 | 118 | 36 | 88
DINO-2 | A | 14 | 138 | 39 | 138 | 58 | 138 | 28 | 138 | 72 | 138 | 14 | 118 | 36 | 88
DINO-3 | A | 14 | 138 | 39 | 138 | 58 | 138 | 28 | 138 | 72 | 138 | 14 | 118 | 36 | 88
DINO-4 | A | 14 | 138 | 39 | 138 | 58 | 138 | 28 | 138 | 72 | 138 | 14 | 118 | 36 | 88
DINO-5 | A | 14 | 138 | 39 | 138 | 58 | 138 | 28 | 138 | 72 | 138 | 14 | 118 | 36 | 88
DINO-6 | A | 14 | 138 | 39 | 138 | 58 | 138 | 28 | 138 | 72 | 138 | 14 | 118 | 36 | 88
DRAXX-1 | A | 68 | 345 | 100 | 345 | 100 | 345 | 64 | 95 | 110 | 345 | 60 | 225 | 70 | 225
DRAXX-2 | A | 68 | 345 | 100 | 345 | 100 | 345 | 64 | 95 | 110 | 345 | 60 | 225 | 70 | 225
DRAXX-3 | A | 68 | 345 | 100 | 345 | 100 | 345 | 64 | 95 | 110 | 345 | 60 | 225 | 70 | 225
DRAXX-4 | A | 68 | 345 | 100 | 345 | 100 | 345 | 64 | 95 | 110 | 345 | 60 | 225 | 70 | 225
DRAXX-5 | A | 68 | 345 | 100 | 345 | 100 | 345 | 64 | 95 | 110 | 345 | 60 | 225 | 70 | 225
DRAXX-6 | A | 68 | 345 | 100 | 345 | 100 | 345 | 64 | 95 | 110 | 345 | 60 | 225 | 70 | 225
DRSLW-1 | A | 6 | 69 | 16 | 69 | 17 | 69 | 6 | 69 | 17 | 69 | 6 | 61 | 16 | 54
DUNGW-1 | A | 8 | 89 | 21 | 89 | 33 | 89 | 8 | 89 | 23 | 89 | 8 | 80 | 21 | 69
EECL-1 | A | 20 | 178 | 25 | 178 | 25 | 178 | 32 | 178 | 81 | 178 | 20 | 143 | 25 | 143
EGGPS-1 | A | 45 | 205 | 83 | 205 | 83 | 205 | 49 | 205 | 110 | 205 | 33 | 95 | 60 | 95
EGGPS-2 | A | 45 | 205 | 83 | 205 | 83 | 205 | 49 | 205 | 110 | 205 | 33 | 95 | 60 | 95
EGGPS-3 | A | 45 | 205 | 83 | 205 | 83 | 205 | 49 | 205 | 110 | 205 | 33 | 95 | 60 | 95
EGGPS-4 | A | 45 | 205 | 83 | 205 | 83 | 205 | 49 | 205 | 110 | 205 | 33 | 95 | 60 | 95
ERRO-1 | A | 1 | 21 | 1 | 21 | 1 | 21 | 2 | 21 | 5 | 21 | 1 | 17 | 1 | 17
ERRO-2 | A | 1 | 21 | 1 | 21 | 1 | 21 | 2 | 21 | 5 | 21 | 1 | 17 | 1 | 17
ERRO-3 | A | 1 | 21 | 1 | 21 | 1 | 21 | 2 | 21 | 5 | 21 | 1 | 17 | 1 | 17
FAARW-1 | A | 2 | 37 | 4 | 37 | 4 | 37 | 4 | 37 | 12 | 37 | 2 | 33 | 4 | 33
FAARW-2 | A | 2 | 37 | 4 | 37 | 4 | 37 | 4 | 37 | 12 | 37 | 2 | 33 | 4 | 33
FALGW-1 | A | 11 | 108 | 28 | 108 | 41 | 108 | 13 | 108 | 35 | 108 | 10 | 86 | 22 | 64
FASN-1 | A | 0 | 15 | 1 | 15 | 1 | 15 | 1 | 15 | 2 | 15 | 0 | 15 | 1 | 12
FASN2 | A | 0 | 15 | 1 | 15 | 1 | 15 | 1 | 15 | 2 | 15 | 0 | 15 | 1 | 12
FASN3 | A | 0 | 15 | 1 | 15 | 1 | 15 | 1 | 15 | 2 | 15 | 0 | 15 | 1 | 12
FAWN-1 | A | 10 | 52 | 25 | 52 | 40 | 52 | 13 | 52 | 32 | 52 | 11 | 37 | 27 | 27
FELL-1 | A | 9 | 63 | 21 | 63 | 22 | 63 | 10 | 63 | 24 | 63 | 9 | 63 | 22 | 63
FFES-1 | A | 10 | 35 | 27 | 35 | 30 | 35 | 9 | 35 | 22 | 35 | 4 | 27 | 6 | 27
FFES-2 | A | 10 | 35 | 27 | 35 | 30 | 35 | 9 | 35 | 22 | 35 | 4 | 27 | 6 | 27
FFES-3 | A | 10 | 35 | 27 | 35 | 30 | 35 | 9 | 35 | 22 | 35 | 4 | 27 | 6 | 27
FFES-4 | A | 10 | 35 | 27 | 35 | 30 | 35 | 9 | 35 | 22 | 35 | 4 | 27 | 6 | 27
FIDL-1 | A | 13 | 205 | 20 | 205 | 23 | 205 | 35 | 100 | 40 | 147 | 30 | 147 | 50 | 147
FIDL-2 | A | 13 | 205 | 20 | 205 | 23 | 205 | 35 | 100 | 40 | 147 | 30 | 147 | 50 | 147
FIDL-3 | A | 13 | 205 | 20 | 205 | 23 | 205 | 35 | 100 | 40 | 147 | 30 | 147 | 50 | 147
FIDL-4 | A | 13 | 205 | 20 | 205 | 23 | 205 | 35 | 100 | 40 | 147 | 30 | 147 | 50 | 147
FINL-1 | A | 0 | 14 | 1 | 14 | 1 | 14 | 1 | 14 | 2 | 14 | 0 | 14 | 1 | 11
FOYE-1 | A | 6 | 60 | 13 | 60 | 16 | 60 | 11 | 60 | 27 | 60 | 5 | 30 | 11 | 30
FOYE-2 | A | 6 | 60 | 13 | 60 | 16 | 60 | 11 | 60 | 27 | 60 | 5 | 30 | 11 | 30
GLNDO-1 | A | 6 | 80 | 12 | 45 | 17 | 45 | 12 | 45 | 25 | 45 | 8 | 65 | 18 | 45
GNFSW-1 | A | 11 | 100 | 30 | 100 | 30 | 100 | 12 | 100 | 31 | 100 | 12 | 70 | 30 | 70
GNFSW-2 | A | 7 | 64 | 18 | 64 | 18 | 64 | 8 | 64 | 18 | 64 | 6 | 49 | 15 | 49
GORDW-1 | A | 6 | 62 | 16 | 56 | 26 | 45 | 7 | 62 | 18 | 62 | 6 | 56 | 16 | 45
GRAI-6 | A | 24 | 320 | 58 | 320 | 58 | 320 | 35 | 320 | 88 | 320 | 28 | 270 | 60 | 230
GRAI-7 | A | 30 | 232 | 60 | 232 | 60 | 232 | 32 | 232 | 84 | 232 | 32 | 175 | 65 | 135
GRAI-8 | A | 26 | 232 | 58 | 232 | 58 | 232 | 32 | 232 | 84 | 232 | 32 | 175 | 65 | 135
GRIFW-1 | A | 8 | 94 | 22 | 94 | 23 | 94 | 8 | 94 | 22 | 94 | 8 | 85 | 22 | 72
GRIFW-2 | A | 8 | 94 | 22 | 94 | 23 | 94 | 8 | 94 | 22 | 94 | 8 | 85 | 22 | 72
GRMO-1 | A | 8 | 43 | 8 | 43 | 8 | 43 | 8 | 43 | 8 | 43 | 8 | 23 | 8 | 23
GYAR-1 | A | 17 | 176 | 42 | 176 | 66 | 176 | 24 | 176 | 60 | 176 | 17 | 176 | 42 | 176
GYMRO-15 | A | 6 | 145 | 15 | 145 | 15 | 145 | 6 | 145 | 15 | 145 | 6 | 44 | 15 | 44
GYMRO-17 | A | 6 | 145 | 15 | 145 | 15 | 145 | 6 | 145 | 15 | 145 | 6 | 44 | 15 | 44
GYMRO-26 | A | 6 | 145 | 15 | 145 | 15 | 145 | 6 | 145 | 15 | 145 | 6 | 44 | 15 | 44
GYMRO-28 | A | 6 | 145 | 15 | 145 | 15 | 145 | 6 | 145 | 15 | 145 | 6 | 44 | 15 | 44
HADHW-1 | A | 7 | 76 | 14 | 76 | 22 | 76 | 13 | 76 | 34 | 76 | 8 | 65 | 17 | 65
HMGTO-1 | A | 8 | 88 | 20 | 88 | 35 | 88 | 10 | 88 | 25 | 88 | 8 | 68 | 19 | 68
HMGTO-2 | A | 9 | 91 | 23 | 91 | 37 | 91 | 10 | 91 | 25 | 91 | 10 | 67 | 24 | 67
HRSTW-1 | A | 12 | 102 | 30 | 102 | 45 | 102 | 13 | 102 | 34 | 102 | 13 | 80 | 27 | 66
HUMR-1 | A | 60 | 533 | 150 | 533 | 200 | 533 | 80 | 533 | 200 | 533 | 62 | 419 | 155 | 251
INDQ-1 | A | 12 | 102 | 31 | 102 | 43 | 102 | 13 | 102 | 34 | 102 | 12 | 72 | 30 | 72
KEAD-1 | A | 38 | 415 | 90 | 415 | 90 | 415 | 55 | 415 | 138 | 415 | 38 | 355 | 90 | 285
KILBW-1 | A | 3 | 56 | 8 | 56 | 13 | 56 | 5 | 56 | 14 | 56 | 4 | 53 | 9 | 47
KILLPG-1 | A | 8 | 225 | 10 | 225 | 10 | 225 | 10 | 225 | 12 | 225 | 4 | 150 | 15 | 150
KILLPG-2 | A | 18 | 225 | 25 | 225 | 25 | 225 | 37 | 225 | 37 | 225 | 22 | 195 | 30 | 195
KILNS-1 | A | 30 | 290 | 72 | 290 | 84 | 290 | 42 | 290 | 114 | 290 | 18 | 104 | 45 | 104
KLYN-A-1 | A | 24 | 126 | 50 | 126 | 50 | 126 | 34 | 126 | 70 | 126 | 22 | 81 | 34 | 81
KPMRW-1 | A | 9 | 75 | 20 | 75 | 30 | 75 | 9 | 75 | 23 | 75 | 9 | 67 | 22 | 54
LAGA-1 | A | 55 | 500 | 123 | 500 | 140 | 500 | 52 | 500 | 130 | 500 | 53 | 475 | 130 | 475
LARYO-1 | A | 16 | 155 | 40 | 155 | 45 | 155 | 18 | 155 | 45 | 155 | 14 | 120 | 35 | 120
LARYO-2 | A | 16 | 158 | 40 | 158 | 45 | 158 | 18 | 158 | 45 | 158 | 14 | 120 | 35 | 120
LARYO-3 | A | 16 | 158 | 40 | 158 | 45 | 158 | 18 | 158 | 45 | 158 | 14 | 120 | 35 | 120
LARYO-4 | A | 16 | 158 | 40 | 158 | 45 | 158 | 18 | 158 | 45 | 158 | 14 | 120 | 35 | 120
LBAR-1G | A | 1 | 16 | 4 | 16 | 6 | 16 | 2 | 16 | 4 | 16 | 1 | 9 | 4 | 9
LBAR-1 | A | 39 | 360 | 88 | 360 | 88 | 360 | 55 | 360 | 145 | 360 | 41 | 270 | 90 | 270
LNCSO-1 | A | 12 | 130 | 30 | 130 | 32 | 130 | 12 | 130 | 32 | 130 | 10 | 100 | 26 | 100
LNCSO-2 | A | 13 | 140 | 34 | 140 | 36 | 140 | 14 | 140 | 36 | 140 | 12 | 125 | 32 | 125
LOAN-1 | A | 25 | 326 | 51 | 326 | 55 | 326 | 19 | 326 | 50 | 326 | 12 | 276 | 28 | 276
LOAN-2 | A | 25 | 326 | 51 | 326 | 55 | 326 | 19 | 326 | 50 | 326 | 12 | 276 | 28 | 276
LOAN-3 | A | 25 | 326 | 51 | 326 | 55 | 326 | 19 | 326 | 50 | 326 | 12 | 276 | 28 | 276
MEDP-1 | A | 30 | 380 | 76 | 330 | 76 | 330 | 48 | 380 | 105 | 380 | 31 | 330 | 79 | 290
MILWW-1 | A | 6 | 32 | 8 | 54 | 13 | 54 | 5 | 54 | 14 | 54 | 3 | 43 | 8 | 43
MKHLW-1 | A | 4 | 42 | 10 | 42 | 12 | 42 | 5 | 42 | 13 | 42 | 5 | 37 | 12 | 30
MRWD-1 | A | 43 | 448 | 100 | 448 | 112 | 448 | 67 | 448 | 160 | 448 | 36 | 328 | 93 | 328
NANT-1 | A | 0 | 15 | 0 | 15 | 0 | 15 | 0 | 15 | 1 | 15 | 0 | 15 | 0 | 15
PEHE-1 | A | 42 | 420 | 72 | 420 | 72 | 420 | 83 | 420 | 117 | 420 | 35 | 350 | 84 | 260
PEHE-2 | A | 16 | 490 | 40 | 265 | 42 | 490 | 0 | 0 | 0 | 0 | 0 | 490 | 0 | 490
PEMB-11 | A | 38 | 113 | 63 | 276 | 63 | 276 | 33 | 276 | 90 | 276 | 35 | 241 | 64 | 210
PEMB-21 | A | 38 | 113 | 63 | 276 | 63 | 276 | 33 | 276 | 90 | 276 | 35 | 241 | 64 | 210
PEMB-31 | A | 38 | 113 | 63 | 276 | 63 | 276 | 33 | 276 | 90 | 276 | 35 | 241 | 64 | 210
PEMB-41 | A | 38 | 113 | 63 | 276 | 63 | 276 | 33 | 276 | 90 | 276 | 35 | 241 | 64 | 210
PEMB-51 | A | 38 | 113 | 63 | 276 | 63 | 276 | 33 | 276 | 90 | 276 | 35 | 241 | 64 | 210
PETEM1 | A | 20 | 180 | 46 | 180 | 52 | 180 | 24 | 180 | 58 | 180 | 20 | 150 | 50 | 100
RATS-1 | A | 50 | 270 | 90 | 270 | 90 | 270 | 36 | 270 | 50 | 270 | 42 | 105 | 75 | 155
RATS-2 | A | 40 | 270 | 90 | 270 | 100 | 270 | 36 | 270 | 50 | 270 | 40 | 195 | 75 | 195
RATS-3 | A | 40 | 270 | 90 | 270 | 100 | 270 | 36 | 270 | 50 | 270 | 40 | 195 | 75 | 195
RATS-4 | A | 40 | 270 | 95 | 270 | 100 | 270 | 36 | 270 | 50 | 270 | 40 | 195 | 75 | 195
RMPNO-1 | A | 18 | 180 | 45 | 180 | 72 | 180 | 20 | 180 | 50 | 180 | 18 | 130 | 47 | 130
RMPNO-2 | A | 18 | 180 | 45 | 180 | 72 | 180 | 20 | 180 | 50 | 180 | 18 | 130 | 47 | 130
ROCK-1 | A | 36 | 400 | 50 | 400 | 54 | 400 | 60 | 400 | 160 | 400 | 33 | 220 | 53 | 220
RYHPS-1 | A | 30 | 305 | 48 | 305 | 66 | 305 | 42 | 305 | 51 | 305 | 30 | 130 | 42 | 68
SCCL-1 | A | 35 | 180 | 70 | 180 | 70 | 180 | 40 | 180 | 95 | 180 | 40 | 100 | 100 | 50
SCCL-2 | A | 35 | 180 | 70 | 180 | 70 | 180 | 40 | 180 | 95 | 180 | 40 | 100 | 100 | 50
SCCL-3 | A | 35 | 180 | 70 | 180 | 70 | 180 | 40 | 180 | 95 | 180 | 40 | 100 | 100 | 50
SEAB-1 | A | 44 | 254 | 125 | 254 | 150 | 254 | 55 | 254 | 150 | 254 | 75 | 164 | 176 | 38
SEAB-2 | A | 31 | 138 | 76 | 138 | 86 | 138 | 32 | 138 | 82 | 138 | 37 | 73 | 90 | 43
SHBA-1 | A | 33 | 420 | 79 | 420 | 91 | 420 | 59 | 420 | 150 | 420 | 37 | 336 | 95 | 252
SHBA-2 | A | 32 | 319 | 70 | 319 | 76 | 319 | 35 | 319 | 93 | 319 | 32 | 270 | 70 | 217
SHOS-1 | A | 18 | 160 | 24 | 160 | 24 | 160 | 30 | 160 | 75 | 160 | 18 | 135 | 24 | 135
SHRSO-1 | A | 16 | 157 | 44 | 157 | 46 | 157 | 17 | 157 | 46 | 157 | 16 | 141 | 43 | 113
SHRSO-2 | A | 16 | 157 | 44 | 157 | 46 | 157 | 17 | 157 | 46 | 157 | 16 | 141 | 43 | 113
SIZB-1 | A | 38 | 283 | 45 | 283 | 45 | 283 | 45 | 283 | 45 | 283 | 40 | 283 | 46 | 283
SIZB-2 | A | 38 | 283 | 45 | 283 | 45 | 283 | 45 | 283 | 45 | 283 | 40 | 283 | 46 | 283
SLOY-1 | A | 0 | 38 | 1 | 38 | 1 | 38 | 1 | 38 | 2 | 38 | 0 | 38 | 1 | 30
SLOY-2 | A | 0 | 38 | 1 | 38 | 1 | 38 | 1 | 38 | 2 | 38 | 0 | 38 | 1 | 30
SLOY-3 | A | 0 | 38 | 1 | 38 | 1 | 38 | 1 | 38 | 2 | 38 | 0 | 38 | 1 | 30
SLOY-4 | A | 0 | 28 | 1 | 28 | 1 | 28 | 1 | 28 | 2 | 28 | 0 | 28 | 1 | 22
SPLN-1 | A | 40 | 380 | 100 | 380 | 110 | 380 | 50 | 380 | 120 | 380 | 30 | 380 | 90 | 300
STAY-1 | A | 35 | 265 | 62 | 265 | 62 | 265 | 35 | 265 | 89 | 265 | 34 | 192 | 63 | 192
STAY-2 | A | 35 | 265 | 62 | 265 | 62 | 265 | 35 | 265 | 89 | 265 | 34 | 192 | 63 | 192
STAY-3 | A | 35 | 265 | 62 | 265 | 62 | 265 | 35 | 265 | 89 | 265 | 34 | 192 | 63 | 192
STAY-4 | A | 35 | 265 | 62 | 265 | 62 | 265 | 35 | 265 | 89 | 265 | 34 | 192 | 63 | 192
STRNW-1 | A | 6 | 52 | 16 | 52 | 26 | 52 | 7 | 60 | 17 | 60 | 6 | 52 | 17 | 42
SUTB-1 | A | 36 | 380 | 104 | 380 | 148 | 380 | 52 | 380 | 132 | 380 | 47 | 250 | 107 | 250
SVRP-10 | A | 20 | 225 | 50 | 225 | 70 | 225 | 32 | 225 | 80 | 225 | 20 | 172 | 50 | 172
SVRP-20 | A | 20 | 225 | 50 | 225 | 70 | 225 | 32 | 225 | 80 | 225 | 20 | 172 | 50 | 172
USKM-13 | A | 6 | 49 | 15 | 49 | 17 | 49 | 8 | 49 | 19 | 49 | 7 | 36 | 8 | 36
USKM-14 | A | 6 | 49 | 15 | 49 | 17 | 49 | 8 | 49 | 19 | 49 | 7 | 36 | 8 | 36
USKM-15 | A | 6 | 49 | 15 | 49 | 17 | 49 | 8 | 49 | 19 | 49 | 7 | 36 | 8 | 36
WBUPS-1 | A | 30 | 113 | 48 | 153 | 48 | 153 | 32 | 113 | 50 | 113 | 40 | 153 | 65 | 113
WBUPS-2 | A | 30 | 133 | 48 | 173 | 48 | 173 | 32 | 133 | 50 | 133 | 40 | 173 | 65 | 133
WBUPS-3 | A | 30 | 133 | 48 | 173 | 48 | 173 | 32 | 133 | 50 | 133 | 40 | 173 | 65 | 133
WBUPS-4 | A | 30 | 113 | 48 | 153 | 48 | 153 | 32 | 113 | 50 | 113 | 40 | 153 | 65 | 113
WBURB-1 | A | 22 | 240 | 48 | 240 | 62 | 240 | 27 | 240 | 69 | 240 | 20 | 200 | 50 | 120
WBURB-2 | A | 25 | 255 | 52 | 255 | 62 | 255 | 26 | 255 | 67 | 255 | 22 | 215 | 52 | 135
WBURB-3 | A | 23 | 255 | 48 | 255 | 62 | 255 | 27 | 255 | 67 | 255 | 20 | 215 | 52 | 135
WDNSO-1 | A | 21 | 191 | 54 | 191 | 57 | 191 | 21 | 191 | 57 | 191 | 21 | 170 | 55 | 136
WDNSO-2 | A | 21 | 191 | 54 | 191 | 57 | 191 | 21 | 191 | 57 | 191 | 21 | 170 | 55 | 136
WHILW-1 | A | 31 | 322 | 84 | 322 | 90 | 322 | 33 | 322 | 90 | 322 | 32 | 255 | 86 | 210
WHILW-2 | A | 19 | 163 | 33 | 163 | 35 | 163 | 20 | 163 | 52 | 163 | 21 | 142 | 43 | 119
WLNYO-2 | A | 19 | 182 | 51 | 182 | 54 | 182 | 20 | 182 | 53 | 182 | 20 | 158 | 51 | 130
WLNYW-1 | A | 19 | 182 | 51 | 182 | 54 | 182 | 20 | 182 | 53 | 182 | 20 | 158 | 51 | 130
WTMSO-1 | A | 22 | 200 | 58 | 200 | 62 | 200 | 23 | 200 | 61 | 200 | 23 | 140 | 60 | 140

## Nov 2020
MW Response Capability by BMU
|  | Primary Response (Max MWhrs) | [5 empty] | Secondary Response (Max Mwhrs) |  |  |  | High Frequency Response (Max MWhrs)
UNIT | Mode | 0.2Hz | Genset Deload (MW) | 0.5Hz | Genset Deload (MW) | 0.8Hz | Genset Deload (MW) | 0.2/0.2Hz | Genset Deload (MW) | 0.5/0.5Hz | Genset Deload (MW) | 0.2Hz | Genset Deload (MW) | 0.5Hz | Genset Deload (MW)
ABTH7 | A | 40 | 250 | 72 | 250 | 72 | 250 | 48 | 250 | 120 | 250 | 38 | 185 | 55 | 185
ABTH8 | A | 40 | 250 | 72 | 250 | 72 | 250 | 48 | 250 | 120 | 250 | 38 | 185 | 55 | 185
ABTH9 | A | 30 | 240 | 80 | 240 | 80 | 240 | 40 | 240 | 120 | 240 | 38 | 125 | 52 | 125
ARCHW-1 | A | 10 | 92 | 25 | 92 | 25 | 92 | 12 | 92 | 30 | 92 | 11 | 73 | 24 | 56
BAGE-1 | A | 30 | 255 | 70 | 255 | 90 | 255 | 35 | 255 | 90 | 255 | 28 | 220 | 70 | 185
BAGE-2 | A | 3 | 17 | 8 | 17 | 12 | 17 | 4 | 17 | 9 | 17 | 2 | 17 | 5 | 17
BARKB2 | A | 33 | 210 | 82 | 210 | 108 | 210 | 39 | 210 | 97 | 210 | 31 | 120 | 84 | 120
BARK-1 | A | 22 | 140 | 55 | 140 | 72 | 140 | 26 | 140 | 65 | 140 | 21 | 80 | 54 | 80
BHLAW-1 | A | 7 | 98 | 16 | 98 | 19 | 98 | 10 | 98 | 26 | 98 | 8 | 87 | 18 | 78
BLLA-1 | A | 6 | 99 | 13 | 99 | 13 | 99 | 15 | 99 | 39 | 99 | 9 | 83 | 16 | 83
BRBEO-1 | A | 20 | 254 | 50 | 254 | 50 | 254 | 22 | 254 | 63 | 254 | 17 | 194 | 46 | 194
BRDUW-1 | A | 6 | 58 | 17 | 58 | 17 | 58 | 7 | 58 | 17 | 58 | 6 | 36 | 17 | 36
BRGG-1 | A | 16 | 110 | 32 | 110 | 48 | 110 | 16 | 110 | 40 | 110 | 14 | 96 | 34 | 46
BRYP-1 | A | 15 | 82 | 25 | 82 | 31 | 82 | 22 | 82 | 37 | 82 | 10 | 82 | 27 | 47
BURBW-1 | A | 0 | 90 | 0 | 90 | 0 | 90 | 0 | 0 | 0 | 0 | 0 | 90 | 0 | 90
CARR-1 | A | 35 | 269 | 58 | 269 | 58 | 269 | 35 | 325 | 88 | 325 | 34 | 269 | 56 | 269
CARR-2 | A | 35 | 269 | 58 | 269 | 58 | 269 | 35 | 325 | 88 | 325 | 34 | 269 | 56 | 269
CDCL-1 | A | 30 | 231 | 46 | 231 | 46 | 231 | 34 | 231 | 45 | 231 | 29 | 172 | 72 | 135
CLAC-1 | A | 3 | 28 | 8 | 28 | 13 | 28 | 3 | 36 | 9 | 36 | 3 | 28 | 8 | 28
CLDCW-1 | A | 14 | 14 | 34 | 113 | 36 | 113 | 13 | 113 | 35 | 113 | 13 | 99 | 34 | 78
CLDNW-1 | A | 13 | 108 | 33 | 108 | 35 | 108 | 13 | 108 | 35 | 108 | 12 | 95 | 33 | 74
CLDSW-1 | A | 16 | 129 | 40 | 129 | 43 | 129 | 16 | 129 | 42 | 129 | 16 | 113 | 41 | 88
CNQPS-1 | A | 22 | 170 | 55 | 170 | 55 | 170 | 28 | 170 | 70 | 170 | 26 | 120 | 60 | 105
CNQPS-2 | A | 22 | 170 | 55 | 170 | 55 | 170 | 28 | 170 | 70 | 170 | 22 | 120 | 55 | 105
CNQPS-3 | A | 22 | 170 | 55 | 170 | 55 | 170 | 28 | 170 | 70 | 170 | 22 | 120 | 55 | 105
CNQPS-4 | A | 22 | 170 | 55 | 170 | 55 | 170 | 28 | 170 | 70 | 170 | 28 | 105 | 55 | 105
CORB-1 | A | 10 | 130 | 30 | 130 | 50 | 130 | 28 | 130 | 60 | 130 | 15 | 95 | 40 | 60
COSO-1 | A | 20 | 380 | 40 | 380 | 50 | 380 | 60 | 380 | 140 | 380 | 17 | 304 | 40 | 304
COTPS-1 | A | 29 | 277 | 50 | 277 | 62 | 277 | 35 | 60 | 63 | 277 | 30 | 122 | 60 | 122
COTPS-2 | A | 29 | 287 | 50 | 287 | 62 | 287 | 35 | 60 | 63 | 287 | 30 | 122 | 60 | 122
COTPS-3 | A | 29 | 287 | 50 | 287 | 62 | 287 | 35 | 60 | 63 | 287 | 30 | 122 | 60 | 122
COTPS-4 | A | 29 | 277 | 50 | 277 | 62 | 277 | 35 | 60 | 63 | 277 | 30 | 122 | 60 | 122
COWE1 | A | 7 | 30 | 17 | 30 | 17 | 30 | 7 | 30 | 17 | 30 | 7 | 30 | 17 | 30
COWE2 | A | 7 | 30 | 17 | 30 | 17 | 30 | 7 | 30 | 17 | 30 | 7 | 30 | 17 | 30
CRUA-1 | A | 10 | 110 | 25 | 110 | 37 | 110 | 12 | 110 | 30 | 110 | 10 | 84 | 25 | 48
CRUA-2 | A | 10 | 110 | 25 | 110 | 37 | 110 | 12 | 110 | 30 | 110 | 10 | 84 | 25 | 48
CRUA-3 | A | 7 | 30 | 15 | 30 | 21 | 30 | 9 | 30 | 24 | 30 | 5 | 25 | 13 | 15
CRUA-4 | A | 7 | 30 | 15 | 30 | 21 | 30 | 9 | 30 | 24 | 30 | 5 | 25 | 13 | 15
CRYRW-2 | A | 15 | 138 | 38 | 138 | 40 | 138 | 15 | 138 | 40 | 138 | 13 | 109 | 40 | 63
DAMC-1 | A | 64 | 380 | 136 | 380 | 156 | 380 | 80 | 380 | 180 | 380 | 60 | 293 | 190 | 128
DDGNO-1 | A | 9 | 108 | 25 | 108 | 26 | 108 | 10 | 108 | 26 | 108 | 9 | 97 | 25 | 81
DDGNO-2 | A | 8 | 90 | 20 | 90 | 22 | 90 | 8 | 90 | 21 | 90 | 8 | 81 | 21 | 68
DDGNO-3 | A | 9 | 102 | 24 | 102 | 25 | 102 | 9 | 102 | 25 | 102 | 9 | 92 | 24 | 77
DEEP-1 | A | 20 | 180 | 60 | 180 | 86 | 180 | 22 | 180 | 80 | 180 | 24 | 96 | 52 | 96
DIDCB5 | A | 40 | 330 | 104 | 330 | 125 | 330 | 55 | 330 | 140 | 330 | 40 | 185 | 105 | 185
DIDCB6 | A | 50 | 250 | 105 | 250 | 105 | 250 | 50 | 250 | 130 | 250 | 50 | 153 | 110 | 103
DINO-1 | A | 14 | 138 | 39 | 138 | 58 | 138 | 28 | 138 | 72 | 138 | 14 | 118 | 36 | 88
DINO-2 | A | 14 | 138 | 39 | 138 | 58 | 138 | 28 | 138 | 72 | 138 | 14 | 118 | 36 | 88
DINO-3 | A | 14 | 138 | 39 | 138 | 58 | 138 | 28 | 138 | 72 | 138 | 14 | 118 | 36 | 88
DINO-4 | A | 14 | 138 | 39 | 138 | 58 | 138 | 28 | 138 | 72 | 138 | 14 | 118 | 36 | 88
DINO-5 | A | 14 | 138 | 39 | 138 | 58 | 138 | 28 | 138 | 72 | 138 | 14 | 118 | 36 | 88
DINO-6 | A | 14 | 138 | 39 | 138 | 58 | 138 | 28 | 138 | 72 | 138 | 14 | 118 | 36 | 88
DRAXX-1 | A | 68 | 345 | 100 | 345 | 100 | 345 | 64 | 95 | 110 | 345 | 60 | 225 | 70 | 225
DRAXX-2 | A | 68 | 345 | 100 | 345 | 100 | 345 | 64 | 95 | 110 | 345 | 60 | 225 | 70 | 225
DRAXX-3 | A | 68 | 345 | 100 | 345 | 100 | 345 | 64 | 95 | 110 | 345 | 60 | 225 | 70 | 225
DRAXX-4 | A | 68 | 345 | 100 | 345 | 100 | 345 | 64 | 95 | 110 | 345 | 60 | 225 | 70 | 225
DRAXX-5 | A | 68 | 345 | 100 | 345 | 100 | 345 | 64 | 95 | 110 | 345 | 60 | 225 | 70 | 225
DRAXX-6 | A | 68 | 345 | 100 | 345 | 100 | 345 | 64 | 95 | 110 | 345 | 60 | 225 | 70 | 225
DRSLW-1 | A | 6 | 69 | 16 | 69 | 17 | 69 | 6 | 69 | 17 | 69 | 6 | 61 | 16 | 54
DUNGW-1 | A | 8 | 89 | 21 | 89 | 33 | 89 | 8 | 89 | 23 | 89 | 8 | 80 | 21 | 69
EECL-1 | A | 20 | 178 | 25 | 178 | 25 | 178 | 32 | 178 | 81 | 178 | 20 | 143 | 25 | 143
EGGPS-1 | A | 45 | 205 | 83 | 205 | 83 | 205 | 49 | 205 | 110 | 205 | 33 | 95 | 60 | 95
EGGPS-2 | A | 45 | 205 | 83 | 205 | 83 | 205 | 49 | 205 | 110 | 205 | 33 | 95 | 60 | 95
EGGPS-3 | A | 45 | 205 | 83 | 205 | 83 | 205 | 49 | 205 | 110 | 205 | 33 | 95 | 60 | 95
EGGPS-4 | A | 45 | 205 | 83 | 205 | 83 | 205 | 49 | 205 | 110 | 205 | 33 | 95 | 60 | 95
ERRO-1 | A | 1 | 21 | 1 | 21 | 1 | 21 | 2 | 21 | 5 | 21 | 1 | 17 | 1 | 17
ERRO-2 | A | 1 | 21 | 1 | 21 | 1 | 21 | 2 | 21 | 5 | 21 | 1 | 17 | 1 | 17
ERRO-3 | A | 1 | 21 | 1 | 21 | 1 | 21 | 2 | 21 | 5 | 21 | 1 | 17 | 1 | 17
FAARW-1 | A | 2 | 37 | 4 | 37 | 4 | 37 | 4 | 37 | 12 | 37 | 2 | 33 | 4 | 33
FAARW-2 | A | 2 | 37 | 4 | 37 | 4 | 37 | 4 | 37 | 12 | 37 | 2 | 33 | 4 | 33
FALGW-1 | A | 11 | 108 | 28 | 108 | 41 | 108 | 13 | 108 | 35 | 108 | 10 | 86 | 22 | 64
FASN-1 | A | 0 | 15 | 1 | 15 | 1 | 15 | 1 | 15 | 2 | 15 | 0 | 15 | 1 | 12
FASN2 | A | 0 | 15 | 1 | 15 | 1 | 15 | 1 | 15 | 2 | 15 | 0 | 15 | 1 | 12
FASN3 | A | 0 | 15 | 1 | 15 | 1 | 15 | 1 | 15 | 2 | 15 | 0 | 15 | 1 | 12
FAWN-1 | A | 10 | 52 | 25 | 52 | 40 | 52 | 13 | 52 | 32 | 52 | 11 | 37 | 27 | 27
FELL-1 | A | 9 | 63 | 21 | 63 | 22 | 63 | 10 | 63 | 24 | 63 | 9 | 63 | 22 | 63
FFES-1 | A | 10 | 35 | 27 | 35 | 30 | 35 | 9 | 35 | 22 | 35 | 4 | 27 | 6 | 27
FFES-2 | A | 10 | 35 | 27 | 35 | 30 | 35 | 9 | 35 | 22 | 35 | 4 | 27 | 6 | 27
FFES-3 | A | 10 | 35 | 27 | 35 | 30 | 35 | 9 | 35 | 22 | 35 | 4 | 27 | 6 | 27
FFES-4 | A | 10 | 35 | 27 | 35 | 30 | 35 | 9 | 35 | 22 | 35 | 4 | 27 | 6 | 27
FIDL-1 | A | 13 | 205 | 20 | 205 | 23 | 205 | 35 | 100 | 40 | 147 | 30 | 147 | 50 | 147
FIDL-2 | A | 13 | 205 | 20 | 205 | 23 | 205 | 35 | 100 | 40 | 147 | 30 | 147 | 50 | 147
FIDL-3 | A | 13 | 205 | 20 | 205 | 23 | 205 | 35 | 100 | 40 | 147 | 30 | 147 | 50 | 147
FIDL-4 | A | 13 | 205 | 20 | 205 | 23 | 205 | 35 | 100 | 40 | 147 | 30 | 147 | 50 | 147
FINL-1 | A | 0 | 14 | 1 | 14 | 1 | 14 | 1 | 14 | 2 | 14 | 0 | 14 | 1 | 11
FOYE-1 | A | 6 | 60 | 13 | 60 | 16 | 60 | 11 | 60 | 27 | 60 | 5 | 30 | 11 | 30
FOYE-2 | A | 6 | 60 | 13 | 60 | 16 | 60 | 11 | 60 | 27 | 60 | 5 | 30 | 11 | 30
GLNDO-1 | A | 6 | 80 | 12 | 45 | 17 | 45 | 12 | 45 | 25 | 45 | 8 | 65 | 18 | 45
GNFSW-1 | A | 11 | 100 | 30 | 100 | 30 | 100 | 12 | 100 | 31 | 100 | 12 | 70 | 30 | 70
GNFSW-2 | A | 7 | 64 | 18 | 64 | 18 | 64 | 8 | 64 | 18 | 64 | 6 | 49 | 15 | 49
GORDW-1 | A | 6 | 62 | 16 | 56 | 26 | 45 | 7 | 62 | 18 | 62 | 6 | 56 | 16 | 45
GRAI-6 | A | 24 | 320 | 58 | 320 | 58 | 320 | 35 | 320 | 88 | 320 | 28 | 270 | 60 | 230
GRAI-7 | A | 30 | 232 | 60 | 232 | 60 | 232 | 32 | 232 | 84 | 232 | 32 | 175 | 65 | 135
GRAI-8 | A | 26 | 232 | 58 | 232 | 58 | 232 | 32 | 232 | 84 | 232 | 32 | 175 | 65 | 135
GRIFW-1 | A | 8 | 94 | 22 | 94 | 23 | 94 | 8 | 94 | 22 | 94 | 8 | 85 | 22 | 72
GRIFW-2 | A | 8 | 94 | 22 | 94 | 23 | 94 | 8 | 94 | 22 | 94 | 8 | 85 | 22 | 72
GRMO-1 | A | 8 | 43 | 8 | 43 | 8 | 43 | 8 | 43 | 8 | 43 | 8 | 23 | 8 | 23
GYAR-1 | A | 17 | 176 | 42 | 176 | 66 | 176 | 24 | 176 | 60 | 176 | 17 | 176 | 42 | 176
GYMRO-15 | A | 6 | 145 | 15 | 145 | 15 | 145 | 6 | 145 | 15 | 145 | 6 | 44 | 15 | 44
GYMRO-17 | A | 6 | 145 | 15 | 145 | 15 | 145 | 6 | 145 | 15 | 145 | 6 | 44 | 15 | 44
GYMRO-26 | A | 6 | 145 | 15 | 145 | 15 | 145 | 6 | 145 | 15 | 145 | 6 | 44 | 15 | 44
GYMRO-28 | A | 6 | 145 | 15 | 145 | 15 | 145 | 6 | 145 | 15 | 145 | 6 | 44 | 15 | 44
HADHW-1 | A | 7 | 76 | 14 | 76 | 22 | 76 | 13 | 76 | 34 | 76 | 8 | 65 | 17 | 65
HMGTO-1 | A | 8 | 88 | 20 | 88 | 35 | 88 | 10 | 88 | 25 | 88 | 8 | 68 | 19 | 68
HMGTO-2 | A | 9 | 91 | 23 | 91 | 37 | 91 | 10 | 91 | 25 | 91 | 10 | 67 | 24 | 67
HRSTW-1 | A | 12 | 102 | 30 | 102 | 45 | 102 | 13 | 102 | 34 | 102 | 13 | 80 | 27 | 66
HUMR-1 | A | 60 | 533 | 150 | 533 | 200 | 533 | 80 | 533 | 200 | 533 | 62 | 419 | 155 | 251
INDQ-1 | A | 12 | 102 | 31 | 102 | 43 | 102 | 13 | 102 | 34 | 102 | 12 | 72 | 30 | 72
KEAD-1 | A | 38 | 415 | 90 | 415 | 90 | 415 | 55 | 415 | 138 | 415 | 38 | 355 | 90 | 285
KILBW-1 | A | 3 | 56 | 8 | 56 | 13 | 56 | 5 | 56 | 14 | 56 | 4 | 53 | 9 | 47
KILLPG-1 | A | 8 | 225 | 10 | 225 | 10 | 225 | 10 | 225 | 12 | 225 | 4 | 150 | 15 | 150
KILLPG-2 | A | 18 | 225 | 25 | 225 | 25 | 225 | 37 | 225 | 37 | 225 | 22 | 195 | 30 | 195
KILNS-1 | A | 30 | 290 | 72 | 290 | 84 | 290 | 42 | 290 | 114 | 290 | 18 | 104 | 45 | 104
KLYN-A-1 | A | 24 | 126 | 50 | 126 | 50 | 126 | 34 | 126 | 70 | 126 | 22 | 81 | 34 | 81
KPMRW-1 | A | 9 | 75 | 20 | 75 | 30 | 75 | 9 | 75 | 23 | 75 | 9 | 67 | 22 | 54
LAGA-1 | A | 55 | 500 | 123 | 500 | 140 | 500 | 52 | 500 | 130 | 500 | 53 | 475 | 130 | 475
LARYO-1 | A | 16 | 155 | 40 | 155 | 45 | 155 | 18 | 155 | 45 | 155 | 14 | 120 | 35 | 120
LARYO-2 | A | 16 | 158 | 40 | 158 | 45 | 158 | 18 | 158 | 45 | 158 | 14 | 120 | 35 | 120
LARYO-3 | A | 16 | 158 | 40 | 158 | 45 | 158 | 18 | 158 | 45 | 158 | 14 | 120 | 35 | 120
LARYO-4 | A | 16 | 158 | 40 | 158 | 45 | 158 | 18 | 158 | 45 | 158 | 14 | 120 | 35 | 120
LBAR-1G | A | 1 | 16 | 4 | 16 | 6 | 16 | 2 | 16 | 4 | 16 | 1 | 9 | 4 | 9
LBAR-1 | A | 39 | 360 | 88 | 360 | 88 | 360 | 55 | 360 | 145 | 360 | 41 | 270 | 90 | 270
LNCSO-1 | A | 12 | 130 | 30 | 130 | 32 | 130 | 12 | 130 | 32 | 130 | 10 | 100 | 26 | 100
LNCSO-2 | A | 13 | 140 | 34 | 140 | 36 | 140 | 14 | 140 | 36 | 140 | 12 | 125 | 32 | 125
LOAN-1 | A | 25 | 326 | 51 | 326 | 55 | 326 | 19 | 326 | 50 | 326 | 12 | 276 | 28 | 276
LOAN-2 | A | 25 | 326 | 51 | 326 | 55 | 326 | 19 | 326 | 50 | 326 | 12 | 276 | 28 | 276
LOAN-3 | A | 25 | 326 | 51 | 326 | 55 | 326 | 19 | 326 | 50 | 326 | 12 | 276 | 28 | 276
MEDP-1 | A | 30 | 380 | 76 | 330 | 76 | 330 | 48 | 380 | 105 | 380 | 31 | 330 | 79 | 290
MILWW-1 | A | 6 | 32 | 8 | 54 | 13 | 54 | 5 | 54 | 14 | 54 | 3 | 43 | 8 | 43
MKHLW-1 | A | 4 | 42 | 10 | 42 | 12 | 42 | 5 | 42 | 13 | 42 | 5 | 37 | 12 | 30
MRWD-1 | A | 43 | 448 | 100 | 448 | 112 | 448 | 67 | 448 | 160 | 448 | 36 | 328 | 93 | 328
NANT-1 | A | 0 | 15 | 0 | 15 | 0 | 15 | 0 | 15 | 1 | 15 | 0 | 15 | 0 | 15
PEHE-1 | A | 42 | 420 | 72 | 420 | 72 | 420 | 83 | 420 | 117 | 420 | 35 | 350 | 84 | 260
PEHE-2 | A | 16 | 490 | 40 | 265 | 42 | 490 | 0 | 0 | 0 | 0 | 0 | 490 | 0 | 490
PEMB-11 | A | 38 | 113 | 63 | 276 | 63 | 276 | 33 | 276 | 90 | 276 | 35 | 241 | 64 | 210
PEMB-21 | A | 38 | 113 | 63 | 276 | 63 | 276 | 33 | 276 | 90 | 276 | 35 | 241 | 64 | 210
PEMB-31 | A | 38 | 113 | 63 | 276 | 63 | 276 | 33 | 276 | 90 | 276 | 35 | 241 | 64 | 210
PEMB-41 | A | 38 | 113 | 63 | 276 | 63 | 276 | 33 | 276 | 90 | 276 | 35 | 241 | 64 | 210
PEMB-51 | A | 38 | 113 | 63 | 276 | 63 | 276 | 33 | 276 | 90 | 276 | 35 | 241 | 64 | 210
PETEM1 | A | 20 | 180 | 46 | 180 | 52 | 180 | 24 | 180 | 58 | 180 | 20 | 150 | 50 | 100
RATS-1 | A | 50 | 270 | 90 | 270 | 90 | 270 | 36 | 270 | 50 | 270 | 42 | 105 | 75 | 155
RATS-2 | A | 40 | 270 | 90 | 270 | 100 | 270 | 36 | 270 | 50 | 270 | 40 | 195 | 75 | 195
RATS-3 | A | 40 | 270 | 90 | 270 | 100 | 270 | 36 | 270 | 50 | 270 | 40 | 195 | 75 | 195
RATS-4 | A | 40 | 270 | 95 | 270 | 100 | 270 | 36 | 270 | 50 | 270 | 40 | 195 | 75 | 195
RMPNO-1 | A | 18 | 180 | 45 | 180 | 72 | 180 | 20 | 180 | 50 | 180 | 18 | 130 | 47 | 130
RMPNO-2 | A | 18 | 180 | 45 | 180 | 72 | 180 | 20 | 180 | 50 | 180 | 18 | 130 | 47 | 130
ROCK-1 | A | 36 | 400 | 50 | 400 | 54 | 400 | 60 | 400 | 160 | 400 | 33 | 220 | 53 | 220
RYHPS-1 | A | 30 | 305 | 48 | 305 | 66 | 305 | 42 | 305 | 51 | 305 | 30 | 130 | 42 | 68
SCCL-1 | A | 35 | 180 | 70 | 180 | 70 | 180 | 40 | 180 | 95 | 180 | 40 | 100 | 100 | 50
SCCL-2 | A | 35 | 180 | 70 | 180 | 70 | 180 | 40 | 180 | 95 | 180 | 40 | 100 | 100 | 50
SCCL-3 | A | 35 | 180 | 70 | 180 | 70 | 180 | 40 | 180 | 95 | 180 | 40 | 100 | 100 | 50
SEAB-1 | A | 44 | 254 | 125 | 254 | 150 | 254 | 55 | 254 | 150 | 254 | 75 | 164 | 176 | 38
SEAB-2 | A | 31 | 138 | 76 | 138 | 86 | 138 | 32 | 138 | 82 | 138 | 37 | 73 | 90 | 43
SHBA-1 | A | 33 | 420 | 79 | 420 | 91 | 420 | 59 | 420 | 150 | 420 | 37 | 336 | 95 | 252
SHBA-2 | A | 32 | 319 | 70 | 319 | 76 | 319 | 35 | 319 | 93 | 319 | 32 | 270 | 70 | 217
SHOS-1 | A | 18 | 160 | 24 | 160 | 24 | 160 | 30 | 160 | 75 | 160 | 18 | 135 | 24 | 135
SHRSO-1 | A | 16 | 157 | 44 | 157 | 46 | 157 | 17 | 157 | 46 | 157 | 16 | 141 | 43 | 113
SHRSO-2 | A | 16 | 157 | 44 | 157 | 46 | 157 | 17 | 157 | 46 | 157 | 16 | 141 | 43 | 113
SIZB-1 | A | 38 | 283 | 45 | 283 | 45 | 283 | 45 | 283 | 45 | 283 | 40 | 283 | 46 | 283
SIZB-2 | A | 38 | 283 | 45 | 283 | 45 | 283 | 45 | 283 | 45 | 283 | 40 | 283 | 46 | 283
SLOY-1 | A | 0 | 38 | 1 | 38 | 1 | 38 | 1 | 38 | 2 | 38 | 0 | 38 | 1 | 30
SLOY-2 | A | 0 | 38 | 1 | 38 | 1 | 38 | 1 | 38 | 2 | 38 | 0 | 38 | 1 | 30
SLOY-3 | A | 0 | 38 | 1 | 38 | 1 | 38 | 1 | 38 | 2 | 38 | 0 | 38 | 1 | 30
SLOY-4 | A | 0 | 28 | 1 | 28 | 1 | 28 | 1 | 28 | 2 | 28 | 0 | 28 | 1 | 22
SPLN-1 | A | 40 | 380 | 100 | 380 | 110 | 380 | 50 | 380 | 120 | 380 | 30 | 380 | 90 | 300
STAY-1 | A | 35 | 265 | 62 | 265 | 62 | 265 | 35 | 265 | 89 | 265 | 34 | 192 | 63 | 192
STAY-2 | A | 35 | 265 | 62 | 265 | 62 | 265 | 35 | 265 | 89 | 265 | 34 | 192 | 63 | 192
STAY-3 | A | 35 | 265 | 62 | 265 | 62 | 265 | 35 | 265 | 89 | 265 | 34 | 192 | 63 | 192
STAY-4 | A | 35 | 265 | 62 | 265 | 62 | 265 | 35 | 265 | 89 | 265 | 34 | 192 | 63 | 192
STRNW-1 | A | 6 | 52 | 16 | 52 | 26 | 52 | 7 | 60 | 17 | 60 | 6 | 52 | 17 | 42
SUTB-1 | A | 36 | 380 | 104 | 380 | 148 | 380 | 52 | 380 | 132 | 380 | 47 | 250 | 107 | 250
SVRP-10 | A | 20 | 225 | 50 | 225 | 70 | 225 | 32 | 225 | 80 | 225 | 20 | 172 | 50 | 172
SVRP-20 | A | 20 | 225 | 50 | 225 | 70 | 225 | 32 | 225 | 80 | 225 | 20 | 172 | 50 | 172
USKM-13 | A | 6 | 49 | 15 | 49 | 17 | 49 | 8 | 49 | 19 | 49 | 7 | 36 | 8 | 36
USKM-14 | A | 6 | 49 | 15 | 49 | 17 | 49 | 8 | 49 | 19 | 49 | 7 | 36 | 8 | 36
USKM-15 | A | 6 | 49 | 15 | 49 | 17 | 49 | 8 | 49 | 19 | 49 | 7 | 36 | 8 | 36
WBUPS-1 | A | 30 | 113 | 48 | 153 | 48 | 153 | 32 | 113 | 50 | 113 | 40 | 153 | 65 | 113
WBUPS-2 | A | 30 | 133 | 48 | 173 | 48 | 173 | 32 | 133 | 50 | 133 | 40 | 173 | 65 | 133
WBUPS-3 | A | 30 | 133 | 48 | 173 | 48 | 173 | 32 | 133 | 50 | 133 | 40 | 173 | 65 | 133
WBUPS-4 | A | 30 | 113 | 48 | 153 | 48 | 153 | 32 | 113 | 50 | 113 | 40 | 153 | 65 | 113
WBURB-1 | A | 22 | 240 | 48 | 240 | 62 | 240 | 27 | 240 | 69 | 240 | 20 | 200 | 50 | 120
WBURB-2 | A | 25 | 255 | 52 | 255 | 62 | 255 | 26 | 255 | 67 | 255 | 22 | 215 | 52 | 135
WBURB-3 | A | 23 | 255 | 48 | 255 | 62 | 255 | 27 | 255 | 67 | 255 | 20 | 215 | 52 | 135
WDNSO-1 | A | 21 | 191 | 54 | 191 | 57 | 191 | 21 | 191 | 57 | 191 | 21 | 170 | 55 | 136
WDNSO-2 | A | 21 | 191 | 54 | 191 | 57 | 191 | 21 | 191 | 57 | 191 | 21 | 170 | 55 | 136
WHILW-1 | A | 31 | 322 | 84 | 322 | 90 | 322 | 33 | 322 | 90 | 322 | 32 | 255 | 86 | 210
WHILW-2 | A | 19 | 163 | 33 | 163 | 35 | 163 | 20 | 163 | 52 | 163 | 21 | 142 | 43 | 119
WLNYO-2 | A | 19 | 182 | 51 | 182 | 54 | 182 | 20 | 182 | 53 | 182 | 20 | 158 | 51 | 130
WLNYW-1 | A | 19 | 182 | 51 | 182 | 54 | 182 | 20 | 182 | 53 | 182 | 20 | 158 | 51 | 130
WTMSO-1 | A | 22 | 200 | 58 | 200 | 62 | 200 | 23 | 200 | 61 | 200 | 23 | 140 | 60 | 140

## Oct 2020
MW Response Capability by BMU
|  | Primary Response (Max MWhrs) | [5 empty] | Secondary Response (Max Mwhrs) |  |  |  | High Frequency Response (Max MWhrs)
UNIT | Mode | 0.2Hz | Genset Deload (MW) | 0.5Hz | Genset Deload (MW) | 0.8Hz | Genset Deload (MW) | 0.2/0.2Hz | Genset Deload (MW) | 0.5/0.5Hz | Genset Deload (MW) | 0.2Hz | Genset Deload (MW) | 0.5Hz | Genset Deload (MW)
ABTH7 | A | 40 | 250 | 72 | 250 | 72 | 250 | 48 | 250 | 120 | 250 | 38 | 185 | 55 | 185
ABTH8 | A | 40 | 250 | 72 | 250 | 72 | 250 | 48 | 250 | 120 | 250 | 38 | 185 | 55 | 185
ABTH9 | A | 30 | 240 | 80 | 240 | 80 | 240 | 40 | 240 | 120 | 240 | 38 | 125 | 52 | 125
ARCHW-1 | A | 10 | 92 | 25 | 92 | 25 | 92 | 12 | 92 | 30 | 92 | 11 | 73 | 24 | 56
BAGE-1 | A | 30 | 255 | 70 | 255 | 90 | 255 | 35 | 255 | 90 | 255 | 28 | 220 | 70 | 185
BAGE-2 | A | 3 | 17 | 8 | 17 | 12 | 17 | 4 | 17 | 9 | 17 | 2 | 17 | 5 | 17
BARKB2 | A | 33 | 210 | 82 | 210 | 108 | 210 | 39 | 210 | 97 | 210 | 31 | 120 | 84 | 120
BARK-1 | A | 22 | 140 | 55 | 140 | 72 | 140 | 26 | 140 | 65 | 140 | 21 | 80 | 54 | 80
BHLAW-1 | A | 7 | 98 | 16 | 98 | 19 | 98 | 10 | 98 | 26 | 98 | 8 | 87 | 18 | 78
BLLA-1 | A | 6 | 99 | 13 | 99 | 13 | 99 | 15 | 99 | 39 | 99 | 9 | 83 | 16 | 83
BRBEO-1 | A | 20 | 254 | 50 | 254 | 50 | 254 | 22 | 254 | 63 | 254 | 17 | 194 | 46 | 194
BRDUW-1 | A | 6 | 58 | 17 | 58 | 17 | 58 | 7 | 58 | 17 | 58 | 6 | 36 | 17 | 36
BRGG-1 | A | 16 | 110 | 32 | 110 | 48 | 110 | 16 | 110 | 40 | 110 | 14 | 96 | 34 | 46
BRYP-1 | A | 15 | 82 | 25 | 82 | 31 | 82 | 22 | 82 | 37 | 82 | 10 | 82 | 27 | 47
BURBW-1 | A | 0 | 90 | 0 | 90 | 0 | 90 | 0 | 0 | 0 | 0 | 0 | 90 | 0 | 90
CARR-1 | A | 35 | 269 | 58 | 269 | 58 | 269 | 35 | 325 | 88 | 325 | 34 | 269 | 56 | 269
CARR-2 | A | 35 | 269 | 58 | 269 | 58 | 269 | 35 | 325 | 88 | 325 | 34 | 269 | 56 | 269
CDCL-1 | A | 30 | 231 | 46 | 231 | 46 | 231 | 34 | 231 | 45 | 231 | 29 | 172 | 72 | 135
CLAC-1 | A | 3 | 28 | 8 | 28 | 13 | 28 | 3 | 36 | 9 | 36 | 3 | 28 | 8 | 28
CLDCW-1 | A | 14 | 14 | 34 | 113 | 36 | 113 | 13 | 113 | 35 | 113 | 13 | 99 | 34 | 78
CLDNW-1 | A | 13 | 108 | 33 | 108 | 35 | 108 | 13 | 108 | 35 | 108 | 12 | 95 | 33 | 74
CLDSW-1 | A | 16 | 129 | 40 | 129 | 43 | 129 | 16 | 129 | 42 | 129 | 16 | 113 | 41 | 88
CNQPS-1 | A | 22 | 170 | 55 | 170 | 55 | 170 | 28 | 170 | 70 | 170 | 26 | 120 | 60 | 105
CNQPS-2 | A | 22 | 170 | 55 | 170 | 55 | 170 | 28 | 170 | 70 | 170 | 22 | 120 | 55 | 105
CNQPS-3 | A | 22 | 170 | 55 | 170 | 55 | 170 | 28 | 170 | 70 | 170 | 22 | 120 | 55 | 105
CNQPS-4 | A | 22 | 170 | 55 | 170 | 55 | 170 | 28 | 170 | 70 | 170 | 28 | 105 | 55 | 105
CORB-1 | A | 10 | 130 | 30 | 130 | 50 | 130 | 28 | 130 | 60 | 130 | 15 | 95 | 40 | 60
COSO-1 | A | 20 | 380 | 40 | 380 | 50 | 380 | 60 | 380 | 140 | 380 | 17 | 304 | 40 | 304
COTPS-1 | A | 29 | 277 | 50 | 277 | 62 | 277 | 35 | 60 | 63 | 277 | 30 | 122 | 60 | 122
COTPS-2 | A | 29 | 287 | 50 | 287 | 62 | 287 | 35 | 60 | 63 | 287 | 30 | 122 | 60 | 122
COTPS-3 | A | 29 | 287 | 50 | 287 | 62 | 287 | 35 | 60 | 63 | 287 | 30 | 122 | 60 | 122
COTPS-4 | A | 29 | 277 | 50 | 277 | 62 | 277 | 35 | 60 | 63 | 277 | 30 | 122 | 60 | 122
COWE1 | A | 7 | 30 | 17 | 30 | 17 | 30 | 7 | 30 | 17 | 30 | 7 | 30 | 17 | 30
COWE2 | A | 7 | 30 | 17 | 30 | 17 | 30 | 7 | 30 | 17 | 30 | 7 | 30 | 17 | 30
CRUA-1 | A | 10 | 110 | 25 | 110 | 37 | 110 | 12 | 110 | 30 | 110 | 10 | 84 | 25 | 48
CRUA-2 | A | 10 | 110 | 25 | 110 | 37 | 110 | 12 | 110 | 30 | 110 | 10 | 84 | 25 | 48
CRUA-3 | A | 7 | 30 | 15 | 30 | 21 | 30 | 9 | 30 | 24 | 30 | 5 | 25 | 13 | 15
CRUA-4 | A | 7 | 30 | 15 | 30 | 21 | 30 | 9 | 30 | 24 | 30 | 5 | 25 | 13 | 15
CRYRW-2 | A | 15 | 138 | 38 | 138 | 40 | 138 | 15 | 138 | 40 | 138 | 13 | 109 | 40 | 63
DAMC-1 | A | 64 | 380 | 136 | 380 | 156 | 380 | 80 | 380 | 180 | 380 | 60 | 293 | 190 | 128
DDGNO-1 | A | 9 | 108 | 25 | 108 | 26 | 108 | 10 | 108 | 26 | 108 | 9 | 97 | 25 | 81
DDGNO-2 | A | 8 | 90 | 20 | 90 | 22 | 90 | 8 | 90 | 21 | 90 | 8 | 81 | 21 | 68
DDGNO-3 | A | 9 | 102 | 24 | 102 | 25 | 102 | 9 | 102 | 25 | 102 | 9 | 92 | 24 | 77
DEEP-1 | A | 20 | 180 | 60 | 180 | 86 | 180 | 22 | 180 | 80 | 180 | 24 | 96 | 52 | 96
DIDCB5 | A | 40 | 330 | 104 | 330 | 125 | 330 | 55 | 330 | 140 | 330 | 40 | 185 | 105 | 185
DIDCB6 | A | 50 | 250 | 105 | 250 | 105 | 250 | 50 | 250 | 130 | 250 | 50 | 153 | 110 | 103
DINO-1 | A | 14 | 138 | 39 | 138 | 58 | 138 | 28 | 138 | 72 | 138 | 14 | 118 | 36 | 88
DINO-2 | A | 14 | 138 | 39 | 138 | 58 | 138 | 28 | 138 | 72 | 138 | 14 | 118 | 36 | 88
DINO-3 | A | 14 | 138 | 39 | 138 | 58 | 138 | 28 | 138 | 72 | 138 | 14 | 118 | 36 | 88
DINO-4 | A | 14 | 138 | 39 | 138 | 58 | 138 | 28 | 138 | 72 | 138 | 14 | 118 | 36 | 88
DINO-5 | A | 14 | 138 | 39 | 138 | 58 | 138 | 28 | 138 | 72 | 138 | 14 | 118 | 36 | 88
DINO-6 | A | 14 | 138 | 39 | 138 | 58 | 138 | 28 | 138 | 72 | 138 | 14 | 118 | 36 | 88
DRAXX-1 | A | 68 | 345 | 100 | 345 | 100 | 345 | 64 | 95 | 110 | 345 | 60 | 225 | 70 | 225
DRAXX-2 | A | 68 | 345 | 100 | 345 | 100 | 345 | 64 | 95 | 110 | 345 | 60 | 225 | 70 | 225
DRAXX-3 | A | 68 | 345 | 100 | 345 | 100 | 345 | 64 | 95 | 110 | 345 | 60 | 225 | 70 | 225
DRAXX-4 | A | 68 | 345 | 100 | 345 | 100 | 345 | 64 | 95 | 110 | 345 | 60 | 225 | 70 | 225
DRAXX-5 | A | 68 | 345 | 100 | 345 | 100 | 345 | 64 | 95 | 110 | 345 | 60 | 225 | 70 | 225
DRAXX-6 | A | 68 | 345 | 100 | 345 | 100 | 345 | 64 | 95 | 110 | 345 | 60 | 225 | 70 | 225
DRSLW-1 | A | 6 | 69 | 16 | 69 | 17 | 69 | 6 | 69 | 17 | 69 | 6 | 61 | 16 | 54
DUNGW-1 | A | 8 | 89 | 21 | 89 | 33 | 89 | 8 | 89 | 23 | 89 | 8 | 80 | 21 | 69
EECL-1 | A | 20 | 178 | 25 | 178 | 25 | 178 | 32 | 178 | 81 | 178 | 20 | 143 | 25 | 143
EGGPS-1 | A | 45 | 205 | 83 | 205 | 83 | 205 | 49 | 205 | 110 | 205 | 33 | 95 | 60 | 95
EGGPS-2 | A | 45 | 205 | 83 | 205 | 83 | 205 | 49 | 205 | 110 | 205 | 33 | 95 | 60 | 95
EGGPS-3 | A | 45 | 205 | 83 | 205 | 83 | 205 | 49 | 205 | 110 | 205 | 33 | 95 | 60 | 95
EGGPS-4 | A | 45 | 205 | 83 | 205 | 83 | 205 | 49 | 205 | 110 | 205 | 33 | 95 | 60 | 95
ERRO-1 | A | 1 | 21 | 1 | 21 | 1 | 21 | 2 | 21 | 5 | 21 | 1 | 17 | 1 | 17
ERRO-2 | A | 1 | 21 | 1 | 21 | 1 | 21 | 2 | 21 | 5 | 21 | 1 | 17 | 1 | 17
ERRO-3 | A | 1 | 21 | 1 | 21 | 1 | 21 | 2 | 21 | 5 | 21 | 1 | 17 | 1 | 17
FAARW-1 | A | 2 | 37 | 4 | 37 | 4 | 37 | 4 | 37 | 12 | 37 | 2 | 33 | 4 | 33
FAARW-2 | A | 2 | 37 | 4 | 37 | 4 | 37 | 4 | 37 | 12 | 37 | 2 | 33 | 4 | 33
FALGW-1 | A | 11 | 108 | 28 | 108 | 41 | 108 | 13 | 108 | 35 | 108 | 10 | 86 | 22 | 64
FASN-1 | A | 0 | 15 | 1 | 15 | 1 | 15 | 1 | 15 | 2 | 15 | 0 | 15 | 1 | 12
FASN2 | A | 0 | 15 | 1 | 15 | 1 | 15 | 1 | 15 | 2 | 15 | 0 | 15 | 1 | 12
FASN3 | A | 0 | 15 | 1 | 15 | 1 | 15 | 1 | 15 | 2 | 15 | 0 | 15 | 1 | 12
FAWN-1 | A | 10 | 52 | 25 | 52 | 40 | 52 | 13 | 52 | 32 | 52 | 11 | 37 | 27 | 27
FELL-1 | A | 9 | 63 | 21 | 63 | 22 | 63 | 10 | 63 | 24 | 63 | 9 | 63 | 22 | 63
FFES-1 | A | 10 | 35 | 27 | 35 | 30 | 35 | 9 | 35 | 22 | 35 | 4 | 27 | 6 | 27
FFES-2 | A | 10 | 35 | 27 | 35 | 30 | 35 | 9 | 35 | 22 | 35 | 4 | 27 | 6 | 27
FFES-3 | A | 10 | 35 | 27 | 35 | 30 | 35 | 9 | 35 | 22 | 35 | 4 | 27 | 6 | 27
FFES-4 | A | 10 | 35 | 27 | 35 | 30 | 35 | 9 | 35 | 22 | 35 | 4 | 27 | 6 | 27
FIDL-1 | A | 13 | 205 | 20 | 205 | 23 | 205 | 35 | 100 | 40 | 147 | 30 | 147 | 50 | 147
FIDL-2 | A | 13 | 205 | 20 | 205 | 23 | 205 | 35 | 100 | 40 | 147 | 30 | 147 | 50 | 147
FIDL-3 | A | 13 | 205 | 20 | 205 | 23 | 205 | 35 | 100 | 40 | 147 | 30 | 147 | 50 | 147
FIDL-4 | A | 13 | 205 | 20 | 205 | 23 | 205 | 35 | 100 | 40 | 147 | 30 | 147 | 50 | 147
FINL-1 | A | 0 | 14 | 1 | 14 | 1 | 14 | 1 | 14 | 2 | 14 | 0 | 14 | 1 | 11
FOYE-1 | A | 6 | 60 | 13 | 60 | 16 | 60 | 11 | 60 | 27 | 60 | 5 | 30 | 11 | 30
FOYE-2 | A | 6 | 60 | 13 | 60 | 16 | 60 | 11 | 60 | 27 | 60 | 5 | 30 | 11 | 30
GLNDO-1 | A | 6 | 80 | 12 | 45 | 17 | 45 | 12 | 45 | 25 | 45 | 8 | 65 | 18 | 45
GNFSW-1 | A | 11 | 100 | 30 | 100 | 30 | 100 | 12 | 100 | 31 | 100 | 12 | 70 | 30 | 70
GNFSW-2 | A | 7 | 64 | 18 | 64 | 18 | 64 | 8 | 64 | 18 | 64 | 6 | 49 | 15 | 49
GORDW-1 | A | 6 | 62 | 16 | 56 | 26 | 45 | 7 | 62 | 18 | 62 | 6 | 56 | 16 | 45
GRAI-6 | A | 24 | 320 | 58 | 320 | 58 | 320 | 35 | 320 | 88 | 320 | 28 | 270 | 60 | 230
GRAI-7 | A | 30 | 232 | 60 | 232 | 60 | 232 | 32 | 232 | 84 | 232 | 32 | 175 | 65 | 135
GRAI-8 | A | 26 | 232 | 58 | 232 | 58 | 232 | 32 | 232 | 84 | 232 | 32 | 175 | 65 | 135
GRIFW-1 | A | 8 | 94 | 22 | 94 | 23 | 94 | 8 | 94 | 22 | 94 | 8 | 85 | 22 | 72
GRIFW-2 | A | 8 | 94 | 22 | 94 | 23 | 94 | 8 | 94 | 22 | 94 | 8 | 85 | 22 | 72
GRMO-1 | A | 8 | 43 | 8 | 43 | 8 | 43 | 8 | 43 | 8 | 43 | 8 | 23 | 8 | 23
GYAR-1 | A | 17 | 176 | 42 | 176 | 66 | 176 | 24 | 176 | 60 | 176 | 17 | 176 | 42 | 176
GYMRO-15 | A | 6 | 145 | 15 | 145 | 15 | 145 | 6 | 145 | 15 | 145 | 6 | 44 | 15 | 44
GYMRO-17 | A | 6 | 145 | 15 | 145 | 15 | 145 | 6 | 145 | 15 | 145 | 6 | 44 | 15 | 44
GYMRO-26 | A | 6 | 145 | 15 | 145 | 15 | 145 | 6 | 145 | 15 | 145 | 6 | 44 | 15 | 44
GYMRO-28 | A | 6 | 145 | 15 | 145 | 15 | 145 | 6 | 145 | 15 | 145 | 6 | 44 | 15 | 44
HADHW-1 | A | 7 | 76 | 14 | 76 | 22 | 76 | 13 | 76 | 34 | 76 | 8 | 65 | 17 | 65
HMGTO-1 | A | 8 | 88 | 20 | 88 | 35 | 88 | 10 | 88 | 25 | 88 | 8 | 68 | 19 | 68
HMGTO-2 | A | 9 | 91 | 23 | 91 | 37 | 91 | 10 | 91 | 25 | 91 | 10 | 67 | 24 | 67
HRSTW-1 | A | 12 | 102 | 30 | 102 | 45 | 102 | 13 | 102 | 34 | 102 | 13 | 80 | 27 | 66
HUMR-1 | A | 60 | 533 | 150 | 533 | 200 | 533 | 80 | 533 | 200 | 533 | 62 | 419 | 155 | 251
INDQ-1 | A | 12 | 102 | 31 | 102 | 43 | 102 | 13 | 102 | 34 | 102 | 12 | 72 | 30 | 72
KEAD-1 | A | 38 | 415 | 90 | 415 | 90 | 415 | 55 | 415 | 138 | 415 | 38 | 355 | 90 | 285
KILBW-1 | A | 3 | 56 | 8 | 56 | 13 | 56 | 5 | 56 | 14 | 56 | 4 | 53 | 9 | 47
KILLPG-1 | A | 8 | 225 | 10 | 225 | 10 | 225 | 10 | 225 | 12 | 225 | 4 | 150 | 15 | 150
KILLPG-2 | A | 18 | 225 | 25 | 225 | 25 | 225 | 37 | 225 | 37 | 225 | 22 | 195 | 30 | 195
KILNS-1 | A | 30 | 290 | 72 | 290 | 84 | 290 | 42 | 290 | 114 | 290 | 18 | 104 | 45 | 104
KLYN-A-1 | A | 24 | 126 | 50 | 126 | 50 | 126 | 34 | 126 | 70 | 126 | 22 | 81 | 34 | 81
KPMRW-1 | A | 9 | 75 | 20 | 75 | 30 | 75 | 9 | 75 | 23 | 75 | 9 | 67 | 22 | 54
LAGA-1 | A | 55 | 500 | 123 | 500 | 140 | 500 | 52 | 500 | 130 | 500 | 53 | 475 | 130 | 475
LARYO-1 | A | 16 | 155 | 40 | 155 | 45 | 155 | 18 | 155 | 45 | 155 | 14 | 120 | 35 | 120
LARYO-2 | A | 16 | 158 | 40 | 158 | 45 | 158 | 18 | 158 | 45 | 158 | 14 | 120 | 35 | 120
LARYO-3 | A | 16 | 158 | 40 | 158 | 45 | 158 | 18 | 158 | 45 | 158 | 14 | 120 | 35 | 120
LARYO-4 | A | 16 | 158 | 40 | 158 | 45 | 158 | 18 | 158 | 45 | 158 | 14 | 120 | 35 | 120
LBAR-1G | A | 1 | 16 | 4 | 16 | 6 | 16 | 2 | 16 | 4 | 16 | 1 | 9 | 4 | 9
LBAR-1 | A | 39 | 360 | 88 | 360 | 88 | 360 | 55 | 360 | 145 | 360 | 41 | 270 | 90 | 270
LNCSO-1 | A | 12 | 130 | 30 | 130 | 32 | 130 | 12 | 130 | 32 | 130 | 10 | 100 | 26 | 100
LNCSO-2 | A | 13 | 140 | 34 | 140 | 36 | 140 | 14 | 140 | 36 | 140 | 12 | 125 | 32 | 125
LOAN-1 | A | 25 | 326 | 51 | 326 | 55 | 326 | 19 | 326 | 50 | 326 | 12 | 276 | 28 | 276
LOAN-2 | A | 25 | 326 | 51 | 326 | 55 | 326 | 19 | 326 | 50 | 326 | 12 | 276 | 28 | 276
LOAN-3 | A | 25 | 326 | 51 | 326 | 55 | 326 | 19 | 326 | 50 | 326 | 12 | 276 | 28 | 276
MEDP-1 | A | 30 | 380 | 76 | 330 | 76 | 330 | 48 | 380 | 105 | 380 | 31 | 330 | 79 | 290
MILWW-1 | A | 6 | 32 | 8 | 54 | 13 | 54 | 5 | 54 | 14 | 54 | 3 | 43 | 8 | 43
MKHLW-1 | A | 4 | 42 | 10 | 42 | 12 | 42 | 5 | 42 | 13 | 42 | 5 | 37 | 12 | 30
MRWD-1 | A | 43 | 448 | 100 | 448 | 112 | 448 | 67 | 448 | 160 | 448 | 36 | 328 | 93 | 328
NANT-1 | A | 0 | 15 | 0 | 15 | 0 | 15 | 0 | 15 | 1 | 15 | 0 | 15 | 0 | 15
PEHE-1 | A | 42 | 420 | 72 | 420 | 72 | 420 | 83 | 420 | 117 | 420 | 35 | 350 | 84 | 260
PEHE-2 | A | 16 | 490 | 40 | 265 | 42 | 490 | 0 | 0 | 0 | 0 | 0 | 490 | 0 | 490
PEMB-11 | A | 38 | 113 | 63 | 276 | 63 | 276 | 33 | 276 | 90 | 276 | 35 | 241 | 64 | 210
PEMB-21 | A | 38 | 113 | 63 | 276 | 63 | 276 | 33 | 276 | 90 | 276 | 35 | 241 | 64 | 210
PEMB-31 | A | 38 | 113 | 63 | 276 | 63 | 276 | 33 | 276 | 90 | 276 | 35 | 241 | 64 | 210
PEMB-41 | A | 38 | 113 | 63 | 276 | 63 | 276 | 33 | 276 | 90 | 276 | 35 | 241 | 64 | 210
PEMB-51 | A | 38 | 113 | 63 | 276 | 63 | 276 | 33 | 276 | 90 | 276 | 35 | 241 | 64 | 210
PETEM1 | A | 20 | 180 | 46 | 180 | 52 | 180 | 24 | 180 | 58 | 180 | 20 | 150 | 50 | 100
RATS-1 | A | 50 | 270 | 90 | 270 | 90 | 270 | 36 | 270 | 50 | 270 | 42 | 105 | 75 | 155
RATS-2 | A | 40 | 270 | 90 | 270 | 100 | 270 | 36 | 270 | 50 | 270 | 40 | 195 | 75 | 195
RATS-3 | A | 40 | 270 | 90 | 270 | 100 | 270 | 36 | 270 | 50 | 270 | 40 | 195 | 75 | 195
RATS-4 | A | 40 | 270 | 95 | 270 | 100 | 270 | 36 | 270 | 50 | 270 | 40 | 195 | 75 | 195
RMPNO-1 | A | 18 | 180 | 45 | 180 | 72 | 180 | 20 | 180 | 50 | 180 | 18 | 130 | 47 | 130
RMPNO-2 | A | 18 | 180 | 45 | 180 | 72 | 180 | 20 | 180 | 50 | 180 | 18 | 130 | 47 | 130
ROCK-1 | A | 36 | 400 | 50 | 400 | 54 | 400 | 60 | 400 | 160 | 400 | 33 | 220 | 53 | 220
RYHPS-1 | A | 30 | 305 | 48 | 305 | 66 | 305 | 42 | 305 | 51 | 305 | 30 | 130 | 42 | 68
SCCL-1 | A | 35 | 180 | 70 | 180 | 70 | 180 | 40 | 180 | 95 | 180 | 40 | 100 | 100 | 50
SCCL-2 | A | 35 | 180 | 70 | 180 | 70 | 180 | 40 | 180 | 95 | 180 | 40 | 100 | 100 | 50
SCCL-3 | A | 35 | 180 | 70 | 180 | 70 | 180 | 40 | 180 | 95 | 180 | 40 | 100 | 100 | 50
SEAB-1 | A | 44 | 254 | 125 | 254 | 150 | 254 | 55 | 254 | 150 | 254 | 75 | 164 | 176 | 38
SEAB-2 | A | 31 | 138 | 76 | 138 | 86 | 138 | 32 | 138 | 82 | 138 | 37 | 73 | 90 | 43
SHBA-1 | A | 33 | 420 | 79 | 420 | 91 | 420 | 59 | 420 | 150 | 420 | 37 | 336 | 95 | 252
SHBA-2 | A | 32 | 319 | 70 | 319 | 76 | 319 | 35 | 319 | 93 | 319 | 32 | 270 | 70 | 217
SHOS-1 | A | 18 | 160 | 24 | 160 | 24 | 160 | 30 | 160 | 75 | 160 | 18 | 135 | 24 | 135
SHRSO-1 | A | 16 | 157 | 44 | 157 | 46 | 157 | 17 | 157 | 46 | 157 | 16 | 141 | 43 | 113
SHRSO-2 | A | 16 | 157 | 44 | 157 | 46 | 157 | 17 | 157 | 46 | 157 | 16 | 141 | 43 | 113
SIZB-1 | A | 38 | 283 | 45 | 283 | 45 | 283 | 45 | 283 | 45 | 283 | 40 | 283 | 46 | 283
SIZB-2 | A | 38 | 283 | 45 | 283 | 45 | 283 | 45 | 283 | 45 | 283 | 40 | 283 | 46 | 283
SLOY-1 | A | 0 | 38 | 1 | 38 | 1 | 38 | 1 | 38 | 2 | 38 | 0 | 38 | 1 | 30
SLOY-2 | A | 0 | 38 | 1 | 38 | 1 | 38 | 1 | 38 | 2 | 38 | 0 | 38 | 1 | 30
SLOY-3 | A | 0 | 38 | 1 | 38 | 1 | 38 | 1 | 38 | 2 | 38 | 0 | 38 | 1 | 30
SLOY-4 | A | 0 | 28 | 1 | 28 | 1 | 28 | 1 | 28 | 2 | 28 | 0 | 28 | 1 | 22
SPLN-1 | A | 40 | 380 | 100 | 380 | 110 | 380 | 50 | 380 | 120 | 380 | 30 | 380 | 90 | 300
STAY-1 | A | 35 | 265 | 62 | 265 | 62 | 265 | 35 | 265 | 89 | 265 | 34 | 192 | 63 | 192
STAY-2 | A | 35 | 265 | 62 | 265 | 62 | 265 | 35 | 265 | 89 | 265 | 34 | 192 | 63 | 192
STAY-3 | A | 35 | 265 | 62 | 265 | 62 | 265 | 35 | 265 | 89 | 265 | 34 | 192 | 63 | 192
STAY-4 | A | 35 | 265 | 62 | 265 | 62 | 265 | 35 | 265 | 89 | 265 | 34 | 192 | 63 | 192
STRNW-1 | A | 6 | 52 | 16 | 52 | 26 | 52 | 7 | 60 | 17 | 60 | 6 | 52 | 17 | 42
SUTB-1 | A | 36 | 380 | 104 | 380 | 148 | 380 | 52 | 380 | 132 | 380 | 47 | 250 | 107 | 250
SVRP-10 | A | 20 | 225 | 50 | 225 | 70 | 225 | 32 | 225 | 80 | 225 | 20 | 172 | 50 | 172
SVRP-20 | A | 20 | 225 | 50 | 225 | 70 | 225 | 32 | 225 | 80 | 225 | 20 | 172 | 50 | 172
USKM-13 | A | 6 | 49 | 15 | 49 | 17 | 49 | 8 | 49 | 19 | 49 | 7 | 36 | 8 | 36
USKM-14 | A | 6 | 49 | 15 | 49 | 17 | 49 | 8 | 49 | 19 | 49 | 7 | 36 | 8 | 36
USKM-15 | A | 6 | 49 | 15 | 49 | 17 | 49 | 8 | 49 | 19 | 49 | 7 | 36 | 8 | 36
WBUPS-1 | A | 30 | 113 | 48 | 153 | 48 | 153 | 32 | 113 | 50 | 113 | 40 | 153 | 65 | 113
WBUPS-2 | A | 30 | 133 | 48 | 173 | 48 | 173 | 32 | 133 | 50 | 133 | 40 | 173 | 65 | 133
WBUPS-3 | A | 30 | 133 | 48 | 173 | 48 | 173 | 32 | 133 | 50 | 133 | 40 | 173 | 65 | 133
WBUPS-4 | A | 30 | 113 | 48 | 153 | 48 | 153 | 32 | 113 | 50 | 113 | 40 | 153 | 65 | 113
WBURB-1 | A | 22 | 240 | 48 | 240 | 62 | 240 | 27 | 240 | 69 | 240 | 20 | 200 | 50 | 120
WBURB-2 | A | 25 | 255 | 52 | 255 | 62 | 255 | 26 | 255 | 67 | 255 | 22 | 215 | 52 | 135
WBURB-3 | A | 23 | 255 | 48 | 255 | 62 | 255 | 27 | 255 | 67 | 255 | 20 | 215 | 52 | 135
WDNSO-1 | A | 21 | 191 | 54 | 191 | 57 | 191 | 21 | 191 | 57 | 191 | 21 | 170 | 55 | 136
WDNSO-2 | A | 21 | 191 | 54 | 191 | 57 | 191 | 21 | 191 | 57 | 191 | 21 | 170 | 55 | 136
WHILW-1 | A | 31 | 322 | 84 | 322 | 90 | 322 | 33 | 322 | 90 | 322 | 32 | 255 | 86 | 210
WHILW-2 | A | 19 | 163 | 33 | 163 | 35 | 163 | 20 | 163 | 52 | 163 | 21 | 142 | 43 | 119
WLNYO-2 | A | 19 | 182 | 51 | 182 | 54 | 182 | 20 | 182 | 53 | 182 | 20 | 158 | 51 | 130
WLNYW-1 | A | 19 | 182 | 51 | 182 | 54 | 182 | 20 | 182 | 53 | 182 | 20 | 158 | 51 | 130
WTMSO-1 | A | 22 | 200 | 58 | 200 | 62 | 200 | 23 | 200 | 61 | 200 | 23 | 140 | 60 | 140

## Sep 2020
MW Response Capability by BMU
|  | Primary Response (Max MWhrs) | [5 empty] | Secondary Response (Max Mwhrs) |  |  |  | High Frequency Response (Max MWhrs)
UNIT | Mode | 0.2Hz | Genset Deload (MW) | 0.5Hz | Genset Deload (MW) | 0.8Hz | Genset Deload (MW) | 0.2/0.2Hz | Genset Deload (MW) | 0.5/0.5Hz | Genset Deload (MW) | 0.2Hz | Genset Deload (MW) | 0.5Hz | Genset Deload (MW)
ABTH7 | A | 40 | 250 | 72 | 250 | 72 | 250 | 48 | 250 | 120 | 250 | 38 | 185 | 55 | 185
ABTH8 | A | 40 | 250 | 72 | 250 | 72 | 250 | 48 | 250 | 120 | 250 | 38 | 185 | 55 | 185
ABTH9 | A | 30 | 240 | 80 | 240 | 80 | 240 | 40 | 240 | 120 | 240 | 38 | 125 | 52 | 125
ARCHW-1 | A | 10 | 92 | 25 | 92 | 25 | 92 | 12 | 92 | 30 | 92 | 11 | 73 | 24 | 56
BAGE-1 | A | 30 | 255 | 70 | 255 | 90 | 255 | 35 | 255 | 90 | 255 | 28 | 220 | 70 | 185
BAGE-2 | A | 3 | 17 | 8 | 17 | 12 | 17 | 4 | 17 | 9 | 17 | 2 | 17 | 5 | 17
BARKB2 | A | 33 | 210 | 82 | 210 | 108 | 210 | 39 | 210 | 97 | 210 | 31 | 120 | 84 | 120
BARK-1 | A | 22 | 140 | 55 | 140 | 72 | 140 | 26 | 140 | 65 | 140 | 21 | 80 | 54 | 80
BHLAW-1 | A | 7 | 98 | 16 | 98 | 19 | 98 | 10 | 98 | 26 | 98 | 8 | 87 | 18 | 78
BLLA-1 | A | 6 | 99 | 13 | 99 | 13 | 99 | 15 | 99 | 39 | 99 | 9 | 83 | 16 | 83
BRBEO-1 | A | 20 | 254 | 50 | 254 | 50 | 254 | 22 | 254 | 63 | 254 | 17 | 194 | 46 | 194
BRDUW-1 | A | 6 | 58 | 17 | 58 | 17 | 58 | 7 | 58 | 17 | 58 | 6 | 36 | 17 | 36
BRGG-1 | A | 16 | 110 | 32 | 110 | 48 | 110 | 16 | 110 | 40 | 110 | 14 | 96 | 34 | 46
BRYP-1 | A | 15 | 82 | 25 | 82 | 31 | 82 | 22 | 82 | 37 | 82 | 10 | 82 | 27 | 47
BURBW-1 | A | 0 | 90 | 0 | 90 | 0 | 90 | 0 | 0 | 0 | 0 | 0 | 90 | 0 | 90
CARR-1 | A | 35 | 269 | 58 | 269 | 58 | 269 | 35 | 325 | 88 | 325 | 34 | 269 | 56 | 269
CARR-2 | A | 35 | 269 | 58 | 269 | 58 | 269 | 35 | 325 | 88 | 325 | 34 | 269 | 56 | 269
CDCL-1 | A | 30 | 231 | 46 | 231 | 46 | 231 | 34 | 231 | 45 | 231 | 29 | 172 | 72 | 135
CLAC-1 | A | 3 | 28 | 8 | 28 | 13 | 28 | 3 | 36 | 9 | 36 | 3 | 28 | 8 | 28
CLDCW-1 | A | 14 | 14 | 34 | 113 | 36 | 113 | 13 | 113 | 35 | 113 | 13 | 99 | 34 | 78
CLDNW-1 | A | 13 | 108 | 33 | 108 | 35 | 108 | 13 | 108 | 35 | 108 | 12 | 95 | 33 | 74
CLDSW-1 | A | 16 | 129 | 40 | 129 | 43 | 129 | 16 | 129 | 42 | 129 | 16 | 113 | 41 | 88
CNQPS-1 | A | 22 | 170 | 55 | 170 | 55 | 170 | 28 | 170 | 70 | 170 | 26 | 120 | 60 | 105
CNQPS-2 | A | 22 | 170 | 55 | 170 | 55 | 170 | 28 | 170 | 70 | 170 | 22 | 120 | 55 | 105
CNQPS-3 | A | 22 | 170 | 55 | 170 | 55 | 170 | 28 | 170 | 70 | 170 | 22 | 120 | 55 | 105
CNQPS-4 | A | 22 | 170 | 55 | 170 | 55 | 170 | 28 | 170 | 70 | 170 | 28 | 105 | 55 | 105
CORB-1 | A | 10 | 130 | 30 | 130 | 50 | 130 | 28 | 130 | 60 | 130 | 15 | 95 | 40 | 60
COSO-1 | A | 20 | 380 | 40 | 380 | 50 | 380 | 60 | 380 | 140 | 380 | 17 | 304 | 40 | 304
COTPS-1 | A | 29 | 277 | 50 | 277 | 62 | 277 | 35 | 60 | 63 | 277 | 30 | 122 | 60 | 122
COTPS-2 | A | 29 | 287 | 50 | 287 | 62 | 287 | 35 | 60 | 63 | 287 | 30 | 122 | 60 | 122
COTPS-3 | A | 29 | 287 | 50 | 287 | 62 | 287 | 35 | 60 | 63 | 287 | 30 | 122 | 60 | 122
COTPS-4 | A | 29 | 277 | 50 | 277 | 62 | 277 | 35 | 60 | 63 | 277 | 30 | 122 | 60 | 122
COWE1 | A | 7 | 30 | 17 | 30 | 17 | 30 | 7 | 30 | 17 | 30 | 7 | 30 | 17 | 30
COWE2 | A | 7 | 30 | 17 | 30 | 17 | 30 | 7 | 30 | 17 | 30 | 7 | 30 | 17 | 30
CRUA-1 | A | 10 | 110 | 25 | 110 | 37 | 110 | 12 | 110 | 30 | 110 | 10 | 84 | 25 | 48
CRUA-2 | A | 10 | 110 | 25 | 110 | 37 | 110 | 12 | 110 | 30 | 110 | 10 | 84 | 25 | 48
CRUA-3 | A | 7 | 30 | 15 | 30 | 21 | 30 | 9 | 30 | 24 | 30 | 5 | 25 | 13 | 15
CRUA-4 | A | 7 | 30 | 15 | 30 | 21 | 30 | 9 | 30 | 24 | 30 | 5 | 25 | 13 | 15
CRYRW-2 | A | 15 | 138 | 38 | 138 | 40 | 138 | 15 | 138 | 40 | 138 | 13 | 109 | 40 | 63
DAMC-1 | A | 64 | 380 | 136 | 380 | 156 | 380 | 80 | 380 | 180 | 380 | 60 | 293 | 190 | 128
DEEP-1 | A | 20 | 180 | 60 | 180 | 86 | 180 | 22 | 180 | 80 | 180 | 24 | 96 | 52 | 96
DIDCB5 | A | 40 | 330 | 104 | 330 | 125 | 330 | 55 | 330 | 140 | 330 | 40 | 185 | 105 | 185
DIDCB6 | A | 50 | 250 | 105 | 250 | 105 | 250 | 50 | 250 | 130 | 250 | 50 | 153 | 110 | 103
DINO-1 | A | 14 | 138 | 39 | 138 | 58 | 138 | 28 | 138 | 72 | 138 | 14 | 118 | 36 | 88
DINO-2 | A | 14 | 138 | 39 | 138 | 58 | 138 | 28 | 138 | 72 | 138 | 14 | 118 | 36 | 88
DINO-3 | A | 14 | 138 | 39 | 138 | 58 | 138 | 28 | 138 | 72 | 138 | 14 | 118 | 36 | 88
DINO-4 | A | 14 | 138 | 39 | 138 | 58 | 138 | 28 | 138 | 72 | 138 | 14 | 118 | 36 | 88
DINO-5 | A | 14 | 138 | 39 | 138 | 58 | 138 | 28 | 138 | 72 | 138 | 14 | 118 | 36 | 88
DINO-6 | A | 14 | 138 | 39 | 138 | 58 | 138 | 28 | 138 | 72 | 138 | 14 | 118 | 36 | 88
DRAXX-1 | A | 68 | 345 | 100 | 345 | 100 | 345 | 64 | 95 | 110 | 345 | 60 | 225 | 70 | 225
DRAXX-2 | A | 68 | 345 | 100 | 345 | 100 | 345 | 64 | 95 | 110 | 345 | 60 | 225 | 70 | 225
DRAXX-3 | A | 68 | 345 | 100 | 345 | 100 | 345 | 64 | 95 | 110 | 345 | 60 | 225 | 70 | 225
DRAXX-4 | A | 68 | 345 | 100 | 345 | 100 | 345 | 64 | 95 | 110 | 345 | 60 | 225 | 70 | 225
DRAXX-5 | A | 68 | 345 | 100 | 345 | 100 | 345 | 64 | 95 | 110 | 345 | 60 | 225 | 70 | 225
DRAXX-6 | A | 68 | 345 | 100 | 345 | 100 | 345 | 64 | 95 | 110 | 345 | 60 | 225 | 70 | 225
DRSLW-1 | A | 6 | 69 | 16 | 69 | 17 | 69 | 6 | 69 | 17 | 69 | 6 | 61 | 16 | 54
DUNGW-1 | A | 8 | 89 | 21 | 89 | 33 | 89 | 8 | 89 | 23 | 89 | 8 | 80 | 21 | 69
EECL-1 | A | 20 | 178 | 25 | 178 | 25 | 178 | 32 | 178 | 81 | 178 | 20 | 143 | 25 | 143
EGGPS-1 | A | 45 | 205 | 83 | 205 | 83 | 205 | 49 | 205 | 110 | 205 | 33 | 95 | 60 | 95
EGGPS-2 | A | 45 | 205 | 83 | 205 | 83 | 205 | 49 | 205 | 110 | 205 | 33 | 95 | 60 | 95
EGGPS-3 | A | 45 | 205 | 83 | 205 | 83 | 205 | 49 | 205 | 110 | 205 | 33 | 95 | 60 | 95
EGGPS-4 | A | 45 | 205 | 83 | 205 | 83 | 205 | 49 | 205 | 110 | 205 | 33 | 95 | 60 | 95
ERRO-1 | A | 1 | 21 | 1 | 21 | 1 | 21 | 2 | 21 | 5 | 21 | 1 | 17 | 1 | 17
ERRO-2 | A | 1 | 21 | 1 | 21 | 1 | 21 | 2 | 21 | 5 | 21 | 1 | 17 | 1 | 17
ERRO-3 | A | 1 | 21 | 1 | 21 | 1 | 21 | 2 | 21 | 5 | 21 | 1 | 17 | 1 | 17
FAARW-1 | A | 2 | 37 | 4 | 37 | 4 | 37 | 4 | 37 | 12 | 37 | 2 | 33 | 4 | 33
FAARW-2 | A | 2 | 37 | 4 | 37 | 4 | 37 | 4 | 37 | 12 | 37 | 2 | 33 | 4 | 33
FALGW-1 | A | 11 | 108 | 28 | 108 | 41 | 108 | 13 | 108 | 35 | 108 | 10 | 86 | 22 | 64
FASN-1 | A | 0 | 15 | 1 | 15 | 1 | 15 | 1 | 15 | 2 | 15 | 0 | 15 | 1 | 12
FASN2 | A | 0 | 15 | 1 | 15 | 1 | 15 | 1 | 15 | 2 | 15 | 0 | 15 | 1 | 12
FASN3 | A | 0 | 15 | 1 | 15 | 1 | 15 | 1 | 15 | 2 | 15 | 0 | 15 | 1 | 12
FAWN-1 | A | 10 | 52 | 25 | 52 | 40 | 52 | 13 | 52 | 32 | 52 | 11 | 37 | 27 | 27
FELL-1 | A | 9 | 63 | 21 | 63 | 22 | 63 | 10 | 63 | 24 | 63 | 9 | 63 | 22 | 63
FFES-1 | A | 10 | 35 | 27 | 35 | 30 | 35 | 9 | 35 | 22 | 35 | 4 | 27 | 6 | 27
FFES-2 | A | 10 | 35 | 27 | 35 | 30 | 35 | 9 | 35 | 22 | 35 | 4 | 27 | 6 | 27
FFES-3 | A | 10 | 35 | 27 | 35 | 30 | 35 | 9 | 35 | 22 | 35 | 4 | 27 | 6 | 27
FFES-4 | A | 10 | 35 | 27 | 35 | 30 | 35 | 9 | 35 | 22 | 35 | 4 | 27 | 6 | 27
FIDL-1 | A | 13 | 205 | 20 | 205 | 23 | 205 | 35 | 100 | 40 | 147 | 30 | 147 | 50 | 147
FIDL-2 | A | 13 | 205 | 20 | 205 | 23 | 205 | 35 | 100 | 40 | 147 | 30 | 147 | 50 | 147
FIDL-3 | A | 13 | 205 | 20 | 205 | 23 | 205 | 35 | 100 | 40 | 147 | 30 | 147 | 50 | 147
FIDL-4 | A | 13 | 205 | 20 | 205 | 23 | 205 | 35 | 100 | 40 | 147 | 30 | 147 | 50 | 147
FINL-1 | A | 0 | 14 | 1 | 14 | 1 | 14 | 1 | 14 | 2 | 14 | 0 | 14 | 1 | 11
FOYE-1 | A | 6 | 60 | 13 | 60 | 16 | 60 | 11 | 60 | 27 | 60 | 5 | 30 | 11 | 30
FOYE-2 | A | 6 | 60 | 13 | 60 | 16 | 60 | 11 | 60 | 27 | 60 | 5 | 30 | 11 | 30
GLNDO-1 | A | 6 | 80 | 12 | 45 | 17 | 45 | 12 | 45 | 25 | 45 | 8 | 65 | 18 | 45
GNFSW-1 | A | 11 | 100 | 30 | 100 | 30 | 100 | 12 | 100 | 31 | 100 | 12 | 70 | 30 | 70
GNFSW-2 | A | 7 | 64 | 18 | 64 | 18 | 64 | 8 | 64 | 18 | 64 | 6 | 49 | 15 | 49
GORDW-1 | A | 6 | 62 | 16 | 56 | 26 | 45 | 7 | 62 | 18 | 62 | 6 | 56 | 16 | 45
GRAI-6 | A | 24 | 320 | 58 | 320 | 58 | 320 | 35 | 320 | 88 | 320 | 28 | 270 | 60 | 230
GRAI-7 | A | 30 | 232 | 60 | 232 | 60 | 232 | 32 | 232 | 84 | 232 | 32 | 175 | 65 | 135
GRAI-8 | A | 26 | 232 | 58 | 232 | 58 | 232 | 32 | 232 | 84 | 232 | 32 | 175 | 65 | 135
GRIFW-1 | A | 8 | 94 | 22 | 94 | 23 | 94 | 8 | 94 | 22 | 94 | 8 | 85 | 22 | 72
GRIFW-2 | A | 8 | 94 | 22 | 94 | 23 | 94 | 8 | 94 | 22 | 94 | 8 | 85 | 22 | 72
GRMO-1 | A | 8 | 43 | 8 | 43 | 8 | 43 | 8 | 43 | 8 | 43 | 8 | 23 | 8 | 23
GYAR-1 | A | 17 | 176 | 42 | 176 | 66 | 176 | 24 | 176 | 60 | 176 | 17 | 176 | 42 | 176
GYMRO-15 | A | 6 | 145 | 15 | 145 | 15 | 145 | 6 | 145 | 15 | 145 | 6 | 44 | 15 | 44
GYMRO-17 | A | 6 | 145 | 15 | 145 | 15 | 145 | 6 | 145 | 15 | 145 | 6 | 44 | 15 | 44
GYMRO-26 | A | 6 | 145 | 15 | 145 | 15 | 145 | 6 | 145 | 15 | 145 | 6 | 44 | 15 | 44
GYMRO-28 | A | 6 | 145 | 15 | 145 | 15 | 145 | 6 | 145 | 15 | 145 | 6 | 44 | 15 | 44
HADHW-1 | A | 7 | 76 | 14 | 76 | 22 | 76 | 13 | 76 | 34 | 76 | 8 | 65 | 17 | 65
HMGTO-1 | A | 8 | 88 | 20 | 88 | 35 | 88 | 10 | 88 | 25 | 88 | 8 | 68 | 19 | 68
HMGTO-2 | A | 9 | 91 | 23 | 91 | 37 | 91 | 10 | 91 | 25 | 91 | 10 | 67 | 24 | 67
HRSTW-1 | A | 12 | 102 | 30 | 102 | 45 | 102 | 13 | 102 | 34 | 102 | 13 | 80 | 27 | 66
HUMR-1 | A | 60 | 533 | 150 | 533 | 200 | 533 | 80 | 533 | 200 | 533 | 62 | 419 | 155 | 251
INDQ-1 | A | 12 | 102 | 31 | 102 | 43 | 102 | 13 | 102 | 34 | 102 | 12 | 72 | 30 | 72
KEAD-1 | A | 38 | 415 | 90 | 415 | 90 | 415 | 55 | 415 | 138 | 415 | 38 | 355 | 90 | 285
KILBW-1 | A | 3 | 56 | 8 | 56 | 13 | 56 | 5 | 56 | 14 | 56 | 4 | 53 | 9 | 47
KILLPG-1 | A | 8 | 225 | 10 | 225 | 10 | 225 | 10 | 225 | 12 | 225 | 4 | 150 | 15 | 150
KILLPG-2 | A | 18 | 225 | 25 | 225 | 25 | 225 | 37 | 225 | 37 | 225 | 22 | 195 | 30 | 195
KILNS-1 | A | 30 | 290 | 72 | 290 | 84 | 290 | 42 | 290 | 114 | 290 | 18 | 104 | 45 | 104
KLYN-A-1 | A | 24 | 126 | 50 | 126 | 50 | 126 | 34 | 126 | 70 | 126 | 22 | 81 | 34 | 81
KPMRW-1 | A | 9 | 75 | 20 | 75 | 30 | 75 | 9 | 75 | 23 | 75 | 9 | 67 | 22 | 54
LAGA-1 | A | 55 | 500 | 123 | 500 | 140 | 500 | 52 | 500 | 130 | 500 | 53 | 475 | 130 | 475
LARYO-1 | A | 16 | 155 | 40 | 155 | 45 | 155 | 18 | 155 | 45 | 155 | 14 | 120 | 35 | 120
LARYO-2 | A | 16 | 158 | 40 | 158 | 45 | 158 | 18 | 158 | 45 | 158 | 14 | 120 | 35 | 120
LARYO-3 | A | 16 | 158 | 40 | 158 | 45 | 158 | 18 | 158 | 45 | 158 | 14 | 120 | 35 | 120
LARYO-4 | A | 16 | 158 | 40 | 158 | 45 | 158 | 18 | 158 | 45 | 158 | 14 | 120 | 35 | 120
LBAR-1G | A | 1 | 16 | 4 | 16 | 6 | 16 | 2 | 16 | 4 | 16 | 1 | 9 | 4 | 9
LBAR-1 | A | 39 | 360 | 88 | 360 | 88 | 360 | 55 | 360 | 145 | 360 | 41 | 270 | 90 | 270
LNCSO-1 | A | 12 | 130 | 30 | 130 | 32 | 130 | 12 | 130 | 32 | 130 | 10 | 100 | 26 | 100
LNCSO-2 | A | 13 | 140 | 34 | 140 | 36 | 140 | 14 | 140 | 36 | 140 | 12 | 125 | 32 | 125
LOAN-1 | A | 25 | 326 | 51 | 326 | 55 | 326 | 19 | 326 | 50 | 326 | 12 | 276 | 28 | 276
LOAN-2 | A | 25 | 326 | 51 | 326 | 55 | 326 | 19 | 326 | 50 | 326 | 12 | 276 | 28 | 276
LOAN-3 | A | 25 | 326 | 51 | 326 | 55 | 326 | 19 | 326 | 50 | 326 | 12 | 276 | 28 | 276
MEDP-1 | A | 30 | 380 | 76 | 330 | 76 | 330 | 48 | 380 | 105 | 380 | 31 | 330 | 79 | 290
MILWW-1 | A | 6 | 32 | 8 | 54 | 13 | 54 | 5 | 54 | 14 | 54 | 3 | 43 | 8 | 43
MKHLW-1 | A | 4 | 42 | 10 | 42 | 12 | 42 | 5 | 42 | 13 | 42 | 5 | 37 | 12 | 30
MRWD-1 | A | 43 | 448 | 100 | 448 | 112 | 448 | 67 | 448 | 160 | 448 | 36 | 328 | 93 | 328
NANT-1 | A | 0 | 15 | 0 | 15 | 0 | 15 | 0 | 15 | 1 | 15 | 0 | 15 | 0 | 15
PEHE-1 | A | 42 | 420 | 72 | 420 | 72 | 420 | 83 | 420 | 117 | 420 | 35 | 350 | 84 | 260
PEHE-2 | A | 16 | 490 | 40 | 265 | 42 | 490 | 0 | 0 | 0 | 0 | 0 | 490 | 0 | 490
PEMB-11 | A | 38 | 113 | 63 | 276 | 63 | 276 | 33 | 276 | 90 | 276 | 35 | 241 | 64 | 210
PEMB-21 | A | 38 | 113 | 63 | 276 | 63 | 276 | 33 | 276 | 90 | 276 | 35 | 241 | 64 | 210
PEMB-31 | A | 38 | 113 | 63 | 276 | 63 | 276 | 33 | 276 | 90 | 276 | 35 | 241 | 64 | 210
PEMB-41 | A | 38 | 113 | 63 | 276 | 63 | 276 | 33 | 276 | 90 | 276 | 35 | 241 | 64 | 210
PEMB-51 | A | 38 | 113 | 63 | 276 | 63 | 276 | 33 | 276 | 90 | 276 | 35 | 241 | 64 | 210
PETEM1 | A | 20 | 180 | 46 | 180 | 52 | 180 | 24 | 180 | 58 | 180 | 20 | 150 | 50 | 100
RATS-1 | A | 50 | 270 | 90 | 270 | 90 | 270 | 36 | 270 | 50 | 270 | 42 | 105 | 75 | 155
RATS-2 | A | 40 | 270 | 90 | 270 | 100 | 270 | 36 | 270 | 50 | 270 | 40 | 195 | 75 | 195
RATS-3 | A | 40 | 270 | 90 | 270 | 100 | 270 | 36 | 270 | 50 | 270 | 40 | 195 | 75 | 195
RATS-4 | A | 40 | 270 | 95 | 270 | 100 | 270 | 36 | 270 | 50 | 270 | 40 | 195 | 75 | 195
RMPNO-1 | A | 18 | 180 | 45 | 180 | 72 | 180 | 20 | 180 | 50 | 180 | 18 | 130 | 47 | 130
RMPNO-2 | A | 18 | 180 | 45 | 180 | 72 | 180 | 20 | 180 | 50 | 180 | 18 | 130 | 47 | 130
ROCK-1 | A | 36 | 400 | 50 | 400 | 54 | 400 | 60 | 400 | 160 | 400 | 33 | 220 | 53 | 220
RYHPS-1 | A | 30 | 305 | 48 | 305 | 66 | 305 | 42 | 305 | 51 | 305 | 30 | 130 | 42 | 68
SCCL-1 | A | 35 | 180 | 70 | 180 | 70 | 180 | 40 | 180 | 95 | 180 | 40 | 100 | 100 | 50
SCCL-2 | A | 35 | 180 | 70 | 180 | 70 | 180 | 40 | 180 | 95 | 180 | 40 | 100 | 100 | 50
SCCL-3 | A | 35 | 180 | 70 | 180 | 70 | 180 | 40 | 180 | 95 | 180 | 40 | 100 | 100 | 50
SEAB-1 | A | 44 | 254 | 125 | 254 | 150 | 254 | 55 | 254 | 150 | 254 | 75 | 164 | 176 | 38
SEAB-2 | A | 31 | 138 | 76 | 138 | 86 | 138 | 32 | 138 | 82 | 138 | 37 | 73 | 90 | 43
SHBA-1 | A | 33 | 420 | 79 | 420 | 91 | 420 | 59 | 420 | 150 | 420 | 37 | 336 | 95 | 252
SHBA-2 | A | 32 | 319 | 70 | 319 | 76 | 319 | 35 | 319 | 93 | 319 | 32 | 270 | 70 | 217
SHOS-1 | A | 18 | 160 | 24 | 160 | 24 | 160 | 30 | 160 | 75 | 160 | 18 | 135 | 24 | 135
SHRSO-1 | A | 16 | 157 | 44 | 157 | 46 | 157 | 17 | 157 | 46 | 157 | 16 | 141 | 43 | 113
SHRSO-2 | A | 16 | 157 | 44 | 157 | 46 | 157 | 17 | 157 | 46 | 157 | 16 | 141 | 43 | 113
SIZB-1 | A | 38 | 283 | 45 | 283 | 45 | 283 | 45 | 283 | 45 | 283 | 40 | 283 | 46 | 283
SIZB-2 | A | 38 | 283 | 45 | 283 | 45 | 283 | 45 | 283 | 45 | 283 | 40 | 283 | 46 | 283
SLOY-1 | A | 0 | 38 | 1 | 38 | 1 | 38 | 1 | 38 | 2 | 38 | 0 | 38 | 1 | 30
SLOY-2 | A | 0 | 38 | 1 | 38 | 1 | 38 | 1 | 38 | 2 | 38 | 0 | 38 | 1 | 30
SLOY-3 | A | 0 | 38 | 1 | 38 | 1 | 38 | 1 | 38 | 2 | 38 | 0 | 38 | 1 | 30
SLOY-4 | A | 0 | 28 | 1 | 28 | 1 | 28 | 1 | 28 | 2 | 28 | 0 | 28 | 1 | 22
SPLN-1 | A | 40 | 380 | 100 | 380 | 110 | 380 | 50 | 380 | 120 | 380 | 30 | 380 | 90 | 300
STAY-1 | A | 35 | 265 | 62 | 265 | 62 | 265 | 35 | 265 | 89 | 265 | 34 | 192 | 63 | 192
STAY-2 | A | 35 | 265 | 62 | 265 | 62 | 265 | 35 | 265 | 89 | 265 | 34 | 192 | 63 | 192
STAY-3 | A | 35 | 265 | 62 | 265 | 62 | 265 | 35 | 265 | 89 | 265 | 34 | 192 | 63 | 192
STAY-4 | A | 35 | 265 | 62 | 265 | 62 | 265 | 35 | 265 | 89 | 265 | 34 | 192 | 63 | 192
STRNW-1 | A | 6 | 52 | 16 | 52 | 26 | 52 | 7 | 60 | 17 | 60 | 6 | 52 | 17 | 42
SUTB-1 | A | 36 | 380 | 104 | 380 | 148 | 380 | 52 | 380 | 132 | 380 | 47 | 250 | 107 | 250
SVRP-10 | A | 20 | 225 | 50 | 225 | 70 | 225 | 32 | 225 | 80 | 225 | 20 | 172 | 50 | 172
SVRP-20 | A | 20 | 225 | 50 | 225 | 70 | 225 | 32 | 225 | 80 | 225 | 20 | 172 | 50 | 172
USKM-13 | A | 6 | 49 | 15 | 49 | 17 | 49 | 8 | 49 | 19 | 49 | 7 | 36 | 8 | 36
USKM-14 | A | 6 | 49 | 15 | 49 | 17 | 49 | 8 | 49 | 19 | 49 | 7 | 36 | 8 | 36
USKM-15 | A | 6 | 49 | 15 | 49 | 17 | 49 | 8 | 49 | 19 | 49 | 7 | 36 | 8 | 36
WBUPS-1 | A | 30 | 113 | 48 | 153 | 48 | 153 | 32 | 113 | 50 | 113 | 40 | 153 | 65 | 113
WBUPS-2 | A | 30 | 133 | 48 | 173 | 48 | 173 | 32 | 133 | 50 | 133 | 40 | 173 | 65 | 133
WBUPS-3 | A | 30 | 133 | 48 | 173 | 48 | 173 | 32 | 133 | 50 | 133 | 40 | 173 | 65 | 133
WBUPS-4 | A | 30 | 113 | 48 | 153 | 48 | 153 | 32 | 113 | 50 | 113 | 40 | 153 | 65 | 113
WBURB-1 | A | 22 | 240 | 48 | 240 | 62 | 240 | 27 | 240 | 69 | 240 | 20 | 200 | 50 | 120
WBURB-2 | A | 25 | 255 | 52 | 255 | 62 | 255 | 26 | 255 | 67 | 255 | 22 | 215 | 52 | 135
WBURB-3 | A | 23 | 255 | 48 | 255 | 62 | 255 | 27 | 255 | 67 | 255 | 20 | 215 | 52 | 135
WDNSO-1 | A | 21 | 191 | 54 | 191 | 57 | 191 | 21 | 191 | 57 | 191 | 21 | 170 | 55 | 136
WDNSO-2 | A | 21 | 191 | 54 | 191 | 57 | 191 | 21 | 191 | 57 | 191 | 21 | 170 | 55 | 136
WHILW-1 | A | 31 | 322 | 84 | 322 | 90 | 322 | 33 | 322 | 90 | 322 | 32 | 255 | 86 | 210
WHILW-2 | A | 19 | 163 | 33 | 163 | 35 | 163 | 20 | 163 | 52 | 163 | 21 | 142 | 43 | 119
WLNYO-2 | A | 19 | 182 | 51 | 182 | 54 | 182 | 20 | 182 | 53 | 182 | 20 | 158 | 51 | 130
WLNYW-1 | A | 19 | 182 | 51 | 182 | 54 | 182 | 20 | 182 | 53 | 182 | 20 | 158 | 51 | 130
WTMSO-1 | A | 22 | 200 | 58 | 200 | 62 | 200 | 23 | 200 | 61 | 200 | 23 | 140 | 60 | 140

## Aug 2020
MW Response Capability by BMU
|  | Primary Response (Max MWhrs) | [5 empty] | Secondary Response (Max Mwhrs) |  |  |  | High Frequency Response (Max MWhrs)
UNIT | Mode | 0.2Hz | Genset Deload (MW) | 0.5Hz | Genset Deload (MW) | 0.8Hz | Genset Deload (MW) | 0.2/0.2Hz | Genset Deload (MW) | 0.5/0.5Hz | Genset Deload (MW) | 0.2Hz | Genset Deload (MW) | 0.5Hz | Genset Deload (MW)
ABTH7 | A | 40 | 250 | 72 | 250 | 72 | 250 | 48 | 250 | 120 | 250 | 38 | 185 | 55 | 185
ABTH8 | A | 40 | 250 | 72 | 250 | 72 | 250 | 48 | 250 | 120 | 250 | 38 | 185 | 55 | 185
ABTH9 | A | 30 | 240 | 80 | 240 | 80 | 240 | 40 | 240 | 120 | 240 | 38 | 125 | 52 | 125
ARCHW-1 | A | 10 | 92 | 25 | 92 | 25 | 92 | 12 | 92 | 30 | 92 | 11 | 73 | 24 | 56
BAGE-1 | A | 30 | 255 | 70 | 255 | 90 | 255 | 35 | 255 | 90 | 255 | 28 | 220 | 70 | 185
BAGE-2 | A | 3 | 17 | 8 | 17 | 12 | 17 | 4 | 17 | 9 | 17 | 2 | 17 | 5 | 17
BARKB2 | A | 33 | 210 | 82 | 210 | 108 | 210 | 39 | 210 | 97 | 210 | 31 | 120 | 84 | 120
BARK-1 | A | 22 | 140 | 55 | 140 | 72 | 140 | 26 | 140 | 65 | 140 | 21 | 80 | 54 | 80
BHLAW-1 | A | 7 | 98 | 16 | 98 | 19 | 98 | 10 | 98 | 26 | 98 | 8 | 87 | 18 | 78
BLLA-1 | A | 6 | 99 | 13 | 99 | 13 | 99 | 15 | 99 | 39 | 99 | 9 | 83 | 16 | 83
BRBEO-1 | A | 20 | 254 | 50 | 254 | 50 | 254 | 22 | 254 | 63 | 254 | 17 | 194 | 46 | 194
BRDUW-1 | A | 6 | 58 | 17 | 58 | 17 | 58 | 7 | 58 | 17 | 58 | 6 | 36 | 17 | 36
BRGG-1 | A | 16 | 110 | 32 | 110 | 48 | 110 | 16 | 110 | 40 | 110 | 14 | 96 | 34 | 46
BRYP-1 | A | 15 | 82 | 25 | 82 | 31 | 82 | 22 | 82 | 37 | 82 | 10 | 82 | 27 | 47
BURBW-1 | A | 0 | 90 | 0 | 90 | 0 | 90 | 0 | 0 | 0 | 0 | 0 | 90 | 0 | 90
CARR-1 | A | 35 | 269 | 58 | 269 | 58 | 269 | 35 | 325 | 88 | 325 | 34 | 269 | 56 | 269
CARR-2 | A | 35 | 269 | 58 | 269 | 58 | 269 | 35 | 325 | 88 | 325 | 34 | 269 | 56 | 269
CDCL-1 | A | 30 | 231 | 46 | 231 | 46 | 231 | 34 | 231 | 45 | 231 | 29 | 172 | 72 | 135
CLAC-1 | A | 3 | 28 | 8 | 28 | 13 | 28 | 3 | 36 | 9 | 36 | 3 | 28 | 8 | 28
CLDCW-1 | A | 14 | 14 | 34 | 113 | 36 | 113 | 13 | 113 | 35 | 113 | 13 | 99 | 34 | 78
CLDNW-1 | A | 13 | 108 | 33 | 108 | 35 | 108 | 13 | 108 | 35 | 108 | 12 | 95 | 33 | 74
CLDSW-1 | A | 16 | 129 | 40 | 129 | 43 | 129 | 16 | 129 | 42 | 129 | 16 | 113 | 41 | 88
CNQPS-1 | A | 22 | 170 | 55 | 170 | 55 | 170 | 28 | 170 | 70 | 170 | 26 | 120 | 60 | 105
CNQPS-2 | A | 22 | 170 | 55 | 170 | 55 | 170 | 28 | 170 | 70 | 170 | 22 | 120 | 55 | 105
CNQPS-3 | A | 22 | 170 | 55 | 170 | 55 | 170 | 28 | 170 | 70 | 170 | 22 | 120 | 55 | 105
CNQPS-4 | A | 22 | 170 | 55 | 170 | 55 | 170 | 28 | 170 | 70 | 170 | 28 | 105 | 55 | 105
CORB-1 | A | 10 | 130 | 30 | 130 | 50 | 130 | 28 | 130 | 60 | 130 | 15 | 95 | 40 | 60
COSO-1 | A | 20 | 380 | 40 | 380 | 50 | 380 | 60 | 380 | 140 | 380 | 17 | 304 | 40 | 304
COTPS-1 | A | 29 | 277 | 50 | 277 | 62 | 277 | 35 | 60 | 63 | 277 | 30 | 122 | 60 | 122
COTPS-2 | A | 29 | 287 | 50 | 287 | 62 | 287 | 35 | 60 | 63 | 287 | 30 | 122 | 60 | 122
COTPS-3 | A | 29 | 287 | 50 | 287 | 62 | 287 | 35 | 60 | 63 | 287 | 30 | 122 | 60 | 122
COTPS-4 | A | 29 | 277 | 50 | 277 | 62 | 277 | 35 | 60 | 63 | 277 | 30 | 122 | 60 | 122
COWE1 | A | 7 | 30 | 17 | 30 | 17 | 30 | 7 | 30 | 17 | 30 | 7 | 30 | 17 | 30
COWE2 | A | 7 | 30 | 17 | 30 | 17 | 30 | 7 | 30 | 17 | 30 | 7 | 30 | 17 | 30
CRUA-1 | A | 10 | 110 | 25 | 110 | 37 | 110 | 12 | 110 | 30 | 110 | 10 | 84 | 25 | 48
CRUA-2 | A | 10 | 110 | 25 | 110 | 37 | 110 | 12 | 110 | 30 | 110 | 10 | 84 | 25 | 48
CRUA-3 | A | 7 | 30 | 15 | 30 | 21 | 30 | 9 | 30 | 24 | 30 | 5 | 25 | 13 | 15
CRUA-4 | A | 7 | 30 | 15 | 30 | 21 | 30 | 9 | 30 | 24 | 30 | 5 | 25 | 13 | 15
CRYRW-2 | A | 15 | 138 | 38 | 138 | 40 | 138 | 15 | 138 | 40 | 138 | 13 | 109 | 40 | 63
DAMC-1 | A | 64 | 380 | 136 | 380 | 156 | 380 | 80 | 380 | 180 | 380 | 60 | 293 | 190 | 128
DEEP-1 | A | 20 | 180 | 60 | 180 | 86 | 180 | 22 | 180 | 80 | 180 | 24 | 96 | 52 | 96
DIDCB5 | A | 40 | 330 | 104 | 330 | 125 | 330 | 55 | 330 | 140 | 330 | 40 | 185 | 105 | 185
DIDCB6 | A | 50 | 250 | 105 | 250 | 105 | 250 | 50 | 250 | 130 | 250 | 50 | 153 | 110 | 103
DINO-1 | A | 14 | 138 | 39 | 138 | 58 | 138 | 28 | 138 | 72 | 138 | 14 | 118 | 36 | 88
DINO-2 | A | 14 | 138 | 39 | 138 | 58 | 138 | 28 | 138 | 72 | 138 | 14 | 118 | 36 | 88
DINO-3 | A | 14 | 138 | 39 | 138 | 58 | 138 | 28 | 138 | 72 | 138 | 14 | 118 | 36 | 88
DINO-4 | A | 14 | 138 | 39 | 138 | 58 | 138 | 28 | 138 | 72 | 138 | 14 | 118 | 36 | 88
DINO-5 | A | 14 | 138 | 39 | 138 | 58 | 138 | 28 | 138 | 72 | 138 | 14 | 118 | 36 | 88
DINO-6 | A | 14 | 138 | 39 | 138 | 58 | 138 | 28 | 138 | 72 | 138 | 14 | 118 | 36 | 88
DRAXX-1 | A | 68 | 345 | 100 | 345 | 100 | 345 | 64 | 95 | 110 | 345 | 60 | 225 | 70 | 225
DRAXX-2 | A | 68 | 345 | 100 | 345 | 100 | 345 | 64 | 95 | 110 | 345 | 60 | 225 | 70 | 225
DRAXX-3 | A | 68 | 345 | 100 | 345 | 100 | 345 | 64 | 95 | 110 | 345 | 60 | 225 | 70 | 225
DRAXX-4 | A | 68 | 345 | 100 | 345 | 100 | 345 | 64 | 95 | 110 | 345 | 60 | 225 | 70 | 225
DRAXX-5 | A | 68 | 345 | 100 | 345 | 100 | 345 | 64 | 95 | 110 | 345 | 60 | 225 | 70 | 225
DRAXX-6 | A | 68 | 345 | 100 | 345 | 100 | 345 | 64 | 95 | 110 | 345 | 60 | 225 | 70 | 225
DRSLW-1 | A | 6 | 69 | 16 | 69 | 17 | 69 | 6 | 69 | 17 | 69 | 6 | 61 | 16 | 54
DUNGW-1 | A | 8 | 89 | 21 | 89 | 33 | 89 | 8 | 89 | 23 | 89 | 8 | 80 | 21 | 69
EECL-1 | A | 20 | 178 | 25 | 178 | 25 | 178 | 32 | 178 | 81 | 178 | 20 | 143 | 25 | 143
EGGPS-1 | A | 45 | 205 | 83 | 205 | 83 | 205 | 49 | 205 | 110 | 205 | 33 | 95 | 60 | 95
EGGPS-2 | A | 45 | 205 | 83 | 205 | 83 | 205 | 49 | 205 | 110 | 205 | 33 | 95 | 60 | 95
EGGPS-3 | A | 45 | 205 | 83 | 205 | 83 | 205 | 49 | 205 | 110 | 205 | 33 | 95 | 60 | 95
EGGPS-4 | A | 45 | 205 | 83 | 205 | 83 | 205 | 49 | 205 | 110 | 205 | 33 | 95 | 60 | 95
ERRO-1 | A | 1 | 21 | 1 | 21 | 1 | 21 | 2 | 21 | 5 | 21 | 1 | 17 | 1 | 17
ERRO-2 | A | 1 | 21 | 1 | 21 | 1 | 21 | 2 | 21 | 5 | 21 | 1 | 17 | 1 | 17
ERRO-3 | A | 1 | 21 | 1 | 21 | 1 | 21 | 2 | 21 | 5 | 21 | 1 | 17 | 1 | 17
FAARW-1 | A | 2 | 37 | 4 | 37 | 4 | 37 | 4 | 37 | 12 | 37 | 2 | 33 | 4 | 33
FAARW-2 | A | 2 | 37 | 4 | 37 | 4 | 37 | 4 | 37 | 12 | 37 | 2 | 33 | 4 | 33
FALGW-1 | A | 11 | 108 | 28 | 108 | 41 | 108 | 13 | 108 | 35 | 108 | 10 | 86 | 22 | 64
FASN-1 | A | 0 | 15 | 1 | 15 | 1 | 15 | 1 | 15 | 2 | 15 | 0 | 15 | 1 | 12
FASN2 | A | 0 | 15 | 1 | 15 | 1 | 15 | 1 | 15 | 2 | 15 | 0 | 15 | 1 | 12
FASN3 | A | 0 | 15 | 1 | 15 | 1 | 15 | 1 | 15 | 2 | 15 | 0 | 15 | 1 | 12
FAWN-1 | A | 10 | 52 | 25 | 52 | 40 | 52 | 13 | 52 | 32 | 52 | 11 | 37 | 27 | 27
FELL-1 | A | 9 | 63 | 21 | 63 | 22 | 63 | 10 | 63 | 24 | 63 | 9 | 63 | 22 | 63
FFES-1 | A | 10 | 35 | 27 | 35 | 30 | 35 | 9 | 35 | 22 | 35 | 4 | 27 | 6 | 27
FFES-2 | A | 10 | 35 | 27 | 35 | 30 | 35 | 9 | 35 | 22 | 35 | 4 | 27 | 6 | 27
FFES-3 | A | 10 | 35 | 27 | 35 | 30 | 35 | 9 | 35 | 22 | 35 | 4 | 27 | 6 | 27
FFES-4 | A | 10 | 35 | 27 | 35 | 30 | 35 | 9 | 35 | 22 | 35 | 4 | 27 | 6 | 27
FIDL-1 | A | 13 | 205 | 20 | 205 | 23 | 205 | 35 | 100 | 40 | 147 | 30 | 147 | 50 | 147
FIDL-2 | A | 13 | 205 | 20 | 205 | 23 | 205 | 35 | 100 | 40 | 147 | 30 | 147 | 50 | 147
FIDL-3 | A | 13 | 205 | 20 | 205 | 23 | 205 | 35 | 100 | 40 | 147 | 30 | 147 | 50 | 147
FIDL-4 | A | 13 | 205 | 20 | 205 | 23 | 205 | 35 | 100 | 40 | 147 | 30 | 147 | 50 | 147
FINL-1 | A | 0 | 14 | 1 | 14 | 1 | 14 | 1 | 14 | 2 | 14 | 0 | 14 | 1 | 11
FOYE-1 | A | 6 | 60 | 13 | 60 | 16 | 60 | 11 | 60 | 27 | 60 | 5 | 30 | 11 | 30
FOYE-2 | A | 6 | 60 | 13 | 60 | 16 | 60 | 11 | 60 | 27 | 60 | 5 | 30 | 11 | 30
GLNDO-1 | A | 6 | 80 | 12 | 45 | 17 | 45 | 12 | 45 | 25 | 45 | 8 | 65 | 18 | 45
GNFSW-1 | A | 11 | 100 | 30 | 100 | 30 | 100 | 12 | 100 | 31 | 100 | 12 | 70 | 30 | 70
GNFSW-2 | A | 7 | 64 | 18 | 64 | 18 | 64 | 8 | 64 | 18 | 64 | 6 | 49 | 15 | 49
GORDW-1 | A | 6 | 62 | 16 | 56 | 26 | 45 | 7 | 62 | 18 | 62 | 6 | 56 | 16 | 45
GRAI-6 | A | 24 | 320 | 58 | 320 | 58 | 320 | 35 | 320 | 88 | 320 | 28 | 270 | 60 | 230
GRAI-7 | A | 30 | 232 | 60 | 232 | 60 | 232 | 32 | 232 | 84 | 232 | 32 | 175 | 65 | 135
GRAI-8 | A | 26 | 232 | 58 | 232 | 58 | 232 | 32 | 232 | 84 | 232 | 32 | 175 | 65 | 135
GRIFW-1 | A | 8 | 94 | 22 | 94 | 23 | 94 | 8 | 94 | 22 | 94 | 8 | 85 | 22 | 72
GRIFW-2 | A | 8 | 94 | 22 | 94 | 23 | 94 | 8 | 94 | 22 | 94 | 8 | 85 | 22 | 72
GRMO-1 | A | 8 | 43 | 8 | 43 | 8 | 43 | 8 | 43 | 8 | 43 | 8 | 23 | 8 | 23
GYAR-1 | A | 17 | 176 | 42 | 176 | 66 | 176 | 24 | 176 | 60 | 176 | 17 | 176 | 42 | 176
GYMRO-15 | A | 6 | 145 | 15 | 145 | 15 | 145 | 6 | 145 | 15 | 145 | 6 | 44 | 15 | 44
GYMRO-17 | A | 6 | 145 | 15 | 145 | 15 | 145 | 6 | 145 | 15 | 145 | 6 | 44 | 15 | 44
GYMRO-26 | A | 6 | 145 | 15 | 145 | 15 | 145 | 6 | 145 | 15 | 145 | 6 | 44 | 15 | 44
GYMRO-28 | A | 6 | 145 | 15 | 145 | 15 | 145 | 6 | 145 | 15 | 145 | 6 | 44 | 15 | 44
HADHW-1 | A | 7 | 76 | 14 | 76 | 22 | 76 | 13 | 76 | 34 | 76 | 8 | 65 | 17 | 65
HRSTW-1 | A | 12 | 102 | 30 | 102 | 45 | 102 | 13 | 102 | 34 | 102 | 13 | 80 | 27 | 66
HUMR-1 | A | 60 | 533 | 150 | 533 | 200 | 533 | 80 | 533 | 200 | 533 | 62 | 419 | 155 | 251
INDQ-1 | A | 12 | 102 | 31 | 102 | 43 | 102 | 13 | 102 | 34 | 102 | 12 | 72 | 30 | 72
KEAD-1 | A | 38 | 415 | 90 | 415 | 90 | 415 | 55 | 415 | 138 | 415 | 38 | 355 | 90 | 285
KILBW-1 | A | 3 | 56 | 8 | 56 | 13 | 56 | 5 | 56 | 14 | 56 | 4 | 53 | 9 | 47
KILLPG-1 | A | 8 | 225 | 10 | 225 | 10 | 225 | 10 | 225 | 12 | 225 | 4 | 150 | 15 | 150
KILLPG-2 | A | 18 | 225 | 25 | 225 | 25 | 225 | 37 | 225 | 37 | 225 | 22 | 195 | 30 | 195
KILNS-1 | A | 30 | 290 | 72 | 290 | 84 | 290 | 42 | 290 | 114 | 290 | 18 | 104 | 45 | 104
KLYN-A-1 | A | 24 | 126 | 50 | 126 | 50 | 126 | 34 | 126 | 70 | 126 | 22 | 81 | 34 | 81
KPMRW-1 | A | 9 | 75 | 20 | 75 | 30 | 75 | 9 | 75 | 23 | 75 | 9 | 67 | 22 | 54
LAGA-1 | A | 55 | 500 | 123 | 500 | 140 | 500 | 52 | 500 | 130 | 500 | 53 | 475 | 130 | 475
LARYO-1 | A | 16 | 155 | 40 | 155 | 45 | 155 | 18 | 155 | 45 | 155 | 14 | 120 | 35 | 120
LARYO-2 | A | 16 | 158 | 40 | 158 | 45 | 158 | 18 | 158 | 45 | 158 | 14 | 120 | 35 | 120
LARYO-3 | A | 16 | 158 | 40 | 158 | 45 | 158 | 18 | 158 | 45 | 158 | 14 | 120 | 35 | 120
LARYO-4 | A | 16 | 158 | 40 | 158 | 45 | 158 | 18 | 158 | 45 | 158 | 14 | 120 | 35 | 120
LBAR-1G | A | 1 | 16 | 4 | 16 | 6 | 16 | 2 | 16 | 4 | 16 | 1 | 9 | 4 | 9
LBAR-1 | A | 39 | 360 | 88 | 360 | 88 | 360 | 55 | 360 | 145 | 360 | 41 | 270 | 90 | 270
LNCSO-1 | A | 12 | 130 | 30 | 130 | 32 | 130 | 12 | 130 | 32 | 130 | 10 | 100 | 26 | 100
LNCSO-2 | A | 13 | 140 | 34 | 140 | 36 | 140 | 14 | 140 | 36 | 140 | 12 | 125 | 32 | 125
LOAN-1 | A | 25 | 326 | 51 | 326 | 55 | 326 | 19 | 326 | 50 | 326 | 12 | 276 | 28 | 276
LOAN-2 | A | 25 | 326 | 51 | 326 | 55 | 326 | 19 | 326 | 50 | 326 | 12 | 276 | 28 | 276
LOAN-3 | A | 25 | 326 | 51 | 326 | 55 | 326 | 19 | 326 | 50 | 326 | 12 | 276 | 28 | 276
MEDP-1 | A | 30 | 380 | 76 | 330 | 76 | 330 | 48 | 380 | 105 | 380 | 31 | 330 | 79 | 290
MILWW-1 | A | 6 | 32 | 8 | 54 | 13 | 54 | 5 | 54 | 14 | 54 | 3 | 43 | 8 | 43
MKHLW-1 | A | 4 | 42 | 10 | 42 | 12 | 42 | 5 | 42 | 13 | 42 | 5 | 37 | 12 | 30
MRWD-1 | A | 43 | 448 | 100 | 448 | 112 | 448 | 67 | 448 | 160 | 448 | 36 | 328 | 93 | 328
NANT-1 | A | 0 | 15 | 0 | 15 | 0 | 15 | 0 | 15 | 1 | 15 | 0 | 15 | 0 | 15
PEHE-1 | A | 42 | 420 | 72 | 420 | 72 | 420 | 83 | 420 | 117 | 420 | 35 | 350 | 84 | 260
PEHE-2 | A | 16 | 490 | 40 | 265 | 42 | 490 | 0 | 0 | 0 | 0 | 0 | 490 | 0 | 490
PEMB-11 | A | 38 | 113 | 63 | 276 | 63 | 276 | 33 | 276 | 90 | 276 | 35 | 241 | 64 | 210
PEMB-21 | A | 38 | 113 | 63 | 276 | 63 | 276 | 33 | 276 | 90 | 276 | 35 | 241 | 64 | 210
PEMB-31 | A | 38 | 113 | 63 | 276 | 63 | 276 | 33 | 276 | 90 | 276 | 35 | 241 | 64 | 210
PEMB-41 | A | 38 | 113 | 63 | 276 | 63 | 276 | 33 | 276 | 90 | 276 | 35 | 241 | 64 | 210
PEMB-51 | A | 38 | 113 | 63 | 276 | 63 | 276 | 33 | 276 | 90 | 276 | 35 | 241 | 64 | 210
PETEM1 | A | 20 | 180 | 46 | 180 | 52 | 180 | 24 | 180 | 58 | 180 | 20 | 150 | 50 | 100
RATS-1 | A | 50 | 270 | 90 | 270 | 90 | 270 | 36 | 270 | 50 | 270 | 42 | 105 | 75 | 155
RATS-2 | A | 40 | 270 | 90 | 270 | 100 | 270 | 36 | 270 | 50 | 270 | 40 | 195 | 75 | 195
RATS-3 | A | 40 | 270 | 90 | 270 | 100 | 270 | 36 | 270 | 50 | 270 | 40 | 195 | 75 | 195
RATS-4 | A | 40 | 270 | 95 | 270 | 100 | 270 | 36 | 270 | 50 | 270 | 40 | 195 | 75 | 195
RMPNO-1 | A | 18 | 180 | 45 | 180 | 72 | 180 | 20 | 180 | 50 | 180 | 18 | 130 | 47 | 130
RMPNO-2 | A | 18 | 180 | 45 | 180 | 72 | 180 | 20 | 180 | 50 | 180 | 18 | 130 | 47 | 130
ROCK-1 | A | 36 | 400 | 50 | 400 | 54 | 400 | 60 | 400 | 160 | 400 | 33 | 220 | 53 | 220
RYHPS-1 | A | 30 | 305 | 48 | 305 | 66 | 305 | 42 | 305 | 51 | 305 | 30 | 130 | 42 | 68
SCCL-1 | A | 35 | 180 | 70 | 180 | 70 | 180 | 40 | 180 | 95 | 180 | 40 | 100 | 100 | 50
SCCL-2 | A | 35 | 180 | 70 | 180 | 70 | 180 | 40 | 180 | 95 | 180 | 40 | 100 | 100 | 50
SCCL-3 | A | 35 | 180 | 70 | 180 | 70 | 180 | 40 | 180 | 95 | 180 | 40 | 100 | 100 | 50
SEAB-1 | A | 44 | 254 | 125 | 254 | 150 | 254 | 55 | 254 | 150 | 254 | 75 | 164 | 176 | 38
SEAB-2 | A | 31 | 138 | 76 | 138 | 86 | 138 | 32 | 138 | 82 | 138 | 37 | 73 | 90 | 43
SHBA-1 | A | 33 | 420 | 79 | 420 | 91 | 420 | 59 | 420 | 150 | 420 | 37 | 336 | 95 | 252
SHBA-2 | A | 32 | 319 | 70 | 319 | 76 | 319 | 35 | 319 | 93 | 319 | 32 | 270 | 70 | 217
SHOS-1 | A | 18 | 160 | 24 | 160 | 24 | 160 | 30 | 160 | 75 | 160 | 18 | 135 | 24 | 135
SHRSO-1 | A | 16 | 157 | 44 | 157 | 46 | 157 | 17 | 157 | 46 | 157 | 16 | 141 | 43 | 113
SHRSO-2 | A | 16 | 157 | 44 | 157 | 46 | 157 | 17 | 157 | 46 | 157 | 16 | 141 | 43 | 113
SIZB-1 | A | 38 | 283 | 45 | 283 | 45 | 283 | 45 | 283 | 45 | 283 | 40 | 283 | 46 | 283
SIZB-2 | A | 38 | 283 | 45 | 283 | 45 | 283 | 45 | 283 | 45 | 283 | 40 | 283 | 46 | 283
SLOY-1 | A | 0 | 38 | 1 | 38 | 1 | 38 | 1 | 38 | 2 | 38 | 0 | 38 | 1 | 30
SLOY-2 | A | 0 | 38 | 1 | 38 | 1 | 38 | 1 | 38 | 2 | 38 | 0 | 38 | 1 | 30
SLOY-3 | A | 0 | 38 | 1 | 38 | 1 | 38 | 1 | 38 | 2 | 38 | 0 | 38 | 1 | 30
SLOY-4 | A | 0 | 28 | 1 | 28 | 1 | 28 | 1 | 28 | 2 | 28 | 0 | 28 | 1 | 22
SPLN-1 | A | 40 | 380 | 100 | 380 | 110 | 380 | 50 | 380 | 120 | 380 | 30 | 380 | 90 | 300
STAY-1 | A | 35 | 265 | 62 | 265 | 62 | 265 | 35 | 265 | 89 | 265 | 34 | 192 | 63 | 192
STAY-2 | A | 35 | 265 | 62 | 265 | 62 | 265 | 35 | 265 | 89 | 265 | 34 | 192 | 63 | 192
STAY-3 | A | 35 | 265 | 62 | 265 | 62 | 265 | 35 | 265 | 89 | 265 | 34 | 192 | 63 | 192
STAY-4 | A | 35 | 265 | 62 | 265 | 62 | 265 | 35 | 265 | 89 | 265 | 34 | 192 | 63 | 192
STRNW-1 | A | 6 | 52 | 16 | 52 | 26 | 52 | 7 | 60 | 17 | 60 | 6 | 52 | 17 | 42
SUTB-1 | A | 36 | 380 | 104 | 380 | 148 | 380 | 52 | 380 | 132 | 380 | 47 | 250 | 107 | 250
SVRP-10 | A | 20 | 225 | 50 | 225 | 70 | 225 | 32 | 225 | 80 | 225 | 20 | 172 | 50 | 172
SVRP-20 | A | 20 | 225 | 50 | 225 | 70 | 225 | 32 | 225 | 80 | 225 | 20 | 172 | 50 | 172
USKM-13 | A | 6 | 49 | 15 | 49 | 17 | 49 | 8 | 49 | 19 | 49 | 7 | 36 | 8 | 36
USKM-14 | A | 6 | 49 | 15 | 49 | 17 | 49 | 8 | 49 | 19 | 49 | 7 | 36 | 8 | 36
USKM-15 | A | 6 | 49 | 15 | 49 | 17 | 49 | 8 | 49 | 19 | 49 | 7 | 36 | 8 | 36
WBUPS-1 | A | 30 | 113 | 48 | 153 | 48 | 153 | 32 | 113 | 50 | 113 | 40 | 153 | 65 | 113
WBUPS-2 | A | 30 | 133 | 48 | 173 | 48 | 173 | 32 | 133 | 50 | 133 | 40 | 173 | 65 | 133
WBUPS-3 | A | 30 | 133 | 48 | 173 | 48 | 173 | 32 | 133 | 50 | 133 | 40 | 173 | 65 | 133
WBUPS-4 | A | 30 | 113 | 48 | 153 | 48 | 153 | 32 | 113 | 50 | 113 | 40 | 153 | 65 | 113
WBURB-1 | A | 22 | 240 | 48 | 240 | 62 | 240 | 27 | 240 | 69 | 240 | 20 | 200 | 50 | 120
WBURB-2 | A | 25 | 255 | 52 | 255 | 62 | 255 | 26 | 255 | 67 | 255 | 22 | 215 | 52 | 135
WBURB-3 | A | 23 | 255 | 48 | 255 | 62 | 255 | 27 | 255 | 67 | 255 | 20 | 215 | 52 | 135
WDNSO-1 | A | 21 | 191 | 54 | 191 | 57 | 191 | 21 | 191 | 57 | 191 | 21 | 170 | 55 | 136
WDNSO-2 | A | 21 | 191 | 54 | 191 | 57 | 191 | 21 | 191 | 57 | 191 | 21 | 170 | 55 | 136
WHILW-1 | A | 31 | 322 | 84 | 322 | 90 | 322 | 33 | 322 | 90 | 322 | 32 | 255 | 86 | 210
WHILW-2 | A | 19 | 163 | 33 | 163 | 35 | 163 | 20 | 163 | 52 | 163 | 21 | 142 | 43 | 119
WLNYO-2 | A | 19 | 182 | 51 | 182 | 54 | 182 | 20 | 182 | 53 | 182 | 20 | 158 | 51 | 130
WLNYW-1 | A | 19 | 182 | 51 | 182 | 54 | 182 | 20 | 182 | 53 | 182 | 20 | 158 | 51 | 130
WTMSO-1 | A | 22 | 200 | 58 | 200 | 62 | 200 | 23 | 200 | 61 | 200 | 23 | 140 | 60 | 140

## Jul 2020
MW Response Capability by BMU
|  | Primary Response (Max MWhrs) | [5 empty] | Secondary Response (Max Mwhrs) |  |  |  | High Frequency Response (Max MWhrs)
UNIT | Mode | 0.2Hz | Genset Deload (MW) | 0.5Hz | Genset Deload (MW) | 0.8Hz | Genset Deload (MW) | 0.2/0.2Hz | Genset Deload (MW) | 0.5/0.5Hz | Genset Deload (MW) | 0.2Hz | Genset Deload (MW) | 0.5Hz | Genset Deload (MW)
ABTH7 | A | 40 | 250 | 72 | 250 | 72 | 250 | 48 | 250 | 120 | 250 | 38 | 185 | 55 | 185
ABTH8 | A | 40 | 250 | 72 | 250 | 72 | 250 | 48 | 250 | 120 | 250 | 38 | 185 | 55 | 185
ABTH9 | A | 30 | 240 | 80 | 240 | 80 | 240 | 40 | 240 | 120 | 240 | 38 | 125 | 52 | 125
ARCHW-1 | A | 10 | 92 | 25 | 92 | 25 | 92 | 12 | 92 | 30 | 92 | 11 | 73 | 24 | 56
BAGE-1 | A | 30 | 255 | 70 | 255 | 90 | 255 | 35 | 255 | 90 | 255 | 28 | 220 | 70 | 185
BAGE-2 | A | 3 | 17 | 8 | 17 | 12 | 17 | 4 | 17 | 9 | 17 | 2 | 17 | 5 | 17
BARKB2 | A | 33 | 210 | 82 | 210 | 108 | 210 | 39 | 210 | 97 | 210 | 31 | 120 | 84 | 120
BARK-1 | A | 22 | 140 | 55 | 140 | 72 | 140 | 26 | 140 | 65 | 140 | 21 | 80 | 54 | 80
BHLAW-1 | A | 7 | 98 | 16 | 98 | 19 | 98 | 10 | 98 | 26 | 98 | 8 | 87 | 18 | 78
BLLA-1 | A | 6 | 99 | 13 | 99 | 13 | 99 | 15 | 99 | 39 | 99 | 9 | 83 | 16 | 83
BRBEO-1 | A | 20 | 254 | 50 | 254 | 50 | 254 | 22 | 254 | 63 | 254 | 17 | 194 | 46 | 194
BRDUW-1 | A | 6 | 58 | 17 | 58 | 17 | 58 | 7 | 58 | 17 | 58 | 6 | 36 | 17 | 36
BRGG-1 | A | 16 | 110 | 32 | 110 | 48 | 110 | 16 | 110 | 40 | 110 | 14 | 96 | 34 | 46
BRYP-1 | A | 15 | 82 | 25 | 82 | 31 | 82 | 22 | 82 | 37 | 82 | 10 | 82 | 27 | 47
BURBW-1 | A | 0 | 90 | 0 | 90 | 0 | 90 | 0 | 0 | 0 | 0 | 0 | 90 | 0 | 90
CARR-1 | A | 35 | 269 | 58 | 269 | 58 | 269 | 35 | 325 | 88 | 325 | 34 | 269 | 56 | 269
CARR-2 | A | 35 | 269 | 58 | 269 | 58 | 269 | 35 | 325 | 88 | 325 | 34 | 269 | 56 | 269
CDCL-1 | A | 30 | 231 | 46 | 231 | 46 | 231 | 34 | 231 | 45 | 231 | 29 | 172 | 72 | 135
CLAC-1 | A | 3 | 28 | 8 | 28 | 13 | 28 | 3 | 36 | 9 | 36 | 3 | 28 | 8 | 28
CLDCW-1 | A | 14 | 14 | 34 | 113 | 36 | 113 | 13 | 113 | 35 | 113 | 13 | 99 | 34 | 78
CLDNW-1 | A | 13 | 108 | 33 | 108 | 35 | 108 | 13 | 108 | 35 | 108 | 12 | 95 | 33 | 74
CLDSW-1 | A | 16 | 129 | 40 | 129 | 43 | 129 | 16 | 129 | 42 | 129 | 16 | 113 | 41 | 88
CNQPS-1 | A | 22 | 170 | 55 | 170 | 55 | 170 | 28 | 170 | 70 | 170 | 26 | 120 | 60 | 105
CNQPS-2 | A | 22 | 170 | 55 | 170 | 55 | 170 | 28 | 170 | 70 | 170 | 22 | 120 | 55 | 105
CNQPS-3 | A | 22 | 170 | 55 | 170 | 55 | 170 | 28 | 170 | 70 | 170 | 22 | 120 | 55 | 105
CNQPS-4 | A | 22 | 170 | 55 | 170 | 55 | 170 | 28 | 170 | 70 | 170 | 28 | 105 | 55 | 105
CORB-1 | A | 10 | 130 | 30 | 130 | 50 | 130 | 28 | 130 | 60 | 130 | 15 | 95 | 40 | 60
COSO-1 | A | 20 | 380 | 40 | 380 | 50 | 380 | 60 | 380 | 140 | 380 | 17 | 304 | 40 | 304
COTPS-1 | A | 29 | 277 | 50 | 277 | 62 | 277 | 35 | 60 | 63 | 277 | 30 | 122 | 60 | 122
COTPS-2 | A | 29 | 287 | 50 | 287 | 62 | 287 | 35 | 60 | 63 | 287 | 30 | 122 | 60 | 122
COTPS-3 | A | 29 | 287 | 50 | 287 | 62 | 287 | 35 | 60 | 63 | 287 | 30 | 122 | 60 | 122
COTPS-4 | A | 29 | 277 | 50 | 277 | 62 | 277 | 35 | 60 | 63 | 277 | 30 | 122 | 60 | 122
COWE1 | A | 7 | 30 | 17 | 30 | 17 | 30 | 7 | 30 | 17 | 30 | 7 | 30 | 17 | 30
COWE2 | A | 7 | 30 | 17 | 30 | 17 | 30 | 7 | 30 | 17 | 30 | 7 | 30 | 17 | 30
CRUA-1 | A | 10 | 110 | 25 | 110 | 37 | 110 | 12 | 110 | 30 | 110 | 10 | 84 | 25 | 48
CRUA-2 | A | 10 | 110 | 25 | 110 | 37 | 110 | 12 | 110 | 30 | 110 | 10 | 84 | 25 | 48
CRUA-3 | A | 7 | 30 | 15 | 30 | 21 | 30 | 9 | 30 | 24 | 30 | 5 | 25 | 13 | 15
CRUA-4 | A | 7 | 30 | 15 | 30 | 21 | 30 | 9 | 30 | 24 | 30 | 5 | 25 | 13 | 15
CRYRW-2 | A | 15 | 138 | 38 | 138 | 40 | 138 | 15 | 138 | 40 | 138 | 13 | 109 | 40 | 63
DAMC-1 | A | 64 | 380 | 136 | 380 | 156 | 380 | 80 | 380 | 180 | 380 | 60 | 293 | 190 | 128
DEEP-1 | A | 20 | 180 | 60 | 180 | 86 | 180 | 22 | 180 | 80 | 180 | 24 | 96 | 52 | 96
DIDCB5 | A | 40 | 330 | 104 | 330 | 125 | 330 | 55 | 330 | 140 | 330 | 40 | 185 | 105 | 185
DIDCB6 | A | 50 | 250 | 105 | 250 | 105 | 250 | 50 | 250 | 130 | 250 | 50 | 153 | 110 | 103
DINO-1 | A | 14 | 138 | 39 | 138 | 58 | 138 | 28 | 138 | 72 | 138 | 14 | 118 | 36 | 88
DINO-2 | A | 14 | 138 | 39 | 138 | 58 | 138 | 28 | 138 | 72 | 138 | 14 | 118 | 36 | 88
DINO-3 | A | 14 | 138 | 39 | 138 | 58 | 138 | 28 | 138 | 72 | 138 | 14 | 118 | 36 | 88
DINO-4 | A | 14 | 138 | 39 | 138 | 58 | 138 | 28 | 138 | 72 | 138 | 14 | 118 | 36 | 88
DINO-5 | A | 14 | 138 | 39 | 138 | 58 | 138 | 28 | 138 | 72 | 138 | 14 | 118 | 36 | 88
DINO-6 | A | 14 | 138 | 39 | 138 | 58 | 138 | 28 | 138 | 72 | 138 | 14 | 118 | 36 | 88
DRAXX-1 | A | 68 | 345 | 100 | 345 | 100 | 345 | 64 | 95 | 110 | 345 | 60 | 225 | 70 | 225
DRAXX-2 | A | 68 | 345 | 100 | 345 | 100 | 345 | 64 | 95 | 110 | 345 | 60 | 225 | 70 | 225
DRAXX-3 | A | 68 | 345 | 100 | 345 | 100 | 345 | 64 | 95 | 110 | 345 | 60 | 225 | 70 | 225
DRAXX-4 | A | 68 | 345 | 100 | 345 | 100 | 345 | 64 | 95 | 110 | 345 | 60 | 225 | 70 | 225
DRAXX-5 | A | 68 | 345 | 100 | 345 | 100 | 345 | 64 | 95 | 110 | 345 | 60 | 225 | 70 | 225
DRAXX-6 | A | 68 | 345 | 100 | 345 | 100 | 345 | 64 | 95 | 110 | 345 | 60 | 225 | 70 | 225
DRSLW-1 | A | 6 | 69 | 16 | 69 | 17 | 69 | 6 | 69 | 17 | 69 | 6 | 61 | 16 | 54
DUNGW-1 | A | 8 | 89 | 21 | 89 | 33 | 89 | 8 | 89 | 23 | 89 | 8 | 80 | 21 | 69
EECL-1 | A | 20 | 178 | 25 | 178 | 25 | 178 | 32 | 178 | 81 | 178 | 20 | 143 | 25 | 143
EGGPS-1 | A | 45 | 205 | 83 | 205 | 83 | 205 | 49 | 205 | 110 | 205 | 33 | 95 | 60 | 95
EGGPS-2 | A | 45 | 205 | 83 | 205 | 83 | 205 | 49 | 205 | 110 | 205 | 33 | 95 | 60 | 95
EGGPS-3 | A | 45 | 205 | 83 | 205 | 83 | 205 | 49 | 205 | 110 | 205 | 33 | 95 | 60 | 95
EGGPS-4 | A | 45 | 205 | 83 | 205 | 83 | 205 | 49 | 205 | 110 | 205 | 33 | 95 | 60 | 95
ERRO-1 | A | 1 | 21 | 1 | 21 | 1 | 21 | 2 | 21 | 5 | 21 | 1 | 17 | 1 | 17
ERRO-2 | A | 1 | 21 | 1 | 21 | 1 | 21 | 2 | 21 | 5 | 21 | 1 | 17 | 1 | 17
ERRO-3 | A | 1 | 21 | 1 | 21 | 1 | 21 | 2 | 21 | 5 | 21 | 1 | 17 | 1 | 17
FAARW-1 | A | 2 | 37 | 4 | 37 | 4 | 37 | 4 | 37 | 12 | 37 | 2 | 33 | 4 | 33
FAARW-2 | A | 2 | 37 | 4 | 37 | 4 | 37 | 4 | 37 | 12 | 37 | 2 | 33 | 4 | 33
FALGW-1 | A | 11 | 108 | 28 | 108 | 41 | 108 | 13 | 108 | 35 | 108 | 10 | 86 | 22 | 64
FASN-1 | A | 0 | 15 | 1 | 15 | 1 | 15 | 1 | 15 | 2 | 15 | 0 | 15 | 1 | 12
FASN2 | A | 0 | 15 | 1 | 15 | 1 | 15 | 1 | 15 | 2 | 15 | 0 | 15 | 1 | 12
FASN3 | A | 0 | 15 | 1 | 15 | 1 | 15 | 1 | 15 | 2 | 15 | 0 | 15 | 1 | 12
FAWN-1 | A | 10 | 52 | 25 | 52 | 40 | 52 | 13 | 52 | 32 | 52 | 11 | 37 | 27 | 27
FELL-1 | A | 9 | 63 | 21 | 63 | 22 | 63 | 10 | 63 | 24 | 63 | 9 | 63 | 22 | 63
FFES-1 | A | 10 | 35 | 27 | 35 | 30 | 35 | 9 | 35 | 22 | 35 | 4 | 27 | 6 | 27
FFES-2 | A | 10 | 35 | 27 | 35 | 30 | 35 | 9 | 35 | 22 | 35 | 4 | 27 | 6 | 27
FFES-3 | A | 10 | 35 | 27 | 35 | 30 | 35 | 9 | 35 | 22 | 35 | 4 | 27 | 6 | 27
FFES-4 | A | 10 | 35 | 27 | 35 | 30 | 35 | 9 | 35 | 22 | 35 | 4 | 27 | 6 | 27
FIDL-1 | A | 13 | 205 | 20 | 205 | 23 | 205 | 35 | 100 | 40 | 147 | 30 | 147 | 50 | 147
FIDL-2 | A | 13 | 205 | 20 | 205 | 23 | 205 | 35 | 100 | 40 | 147 | 30 | 147 | 50 | 147
FIDL-3 | A | 13 | 205 | 20 | 205 | 23 | 205 | 35 | 100 | 40 | 147 | 30 | 147 | 50 | 147
FIDL-4 | A | 13 | 205 | 20 | 205 | 23 | 205 | 35 | 100 | 40 | 147 | 30 | 147 | 50 | 147
FINL-1 | A | 0 | 14 | 1 | 14 | 1 | 14 | 1 | 14 | 2 | 14 | 0 | 14 | 1 | 11
FOYE-1 | A | 6 | 60 | 13 | 60 | 16 | 60 | 11 | 60 | 27 | 60 | 5 | 30 | 11 | 30
FOYE-2 | A | 6 | 60 | 13 | 60 | 16 | 60 | 11 | 60 | 27 | 60 | 5 | 30 | 11 | 30
GLNDO-1 | A | 6 | 80 | 12 | 45 | 17 | 45 | 12 | 45 | 25 | 45 | 8 | 65 | 18 | 45
GNFSW-1 | A | 11 | 100 | 30 | 100 | 30 | 100 | 12 | 100 | 31 | 100 | 12 | 70 | 30 | 70
GNFSW-2 | A | 7 | 64 | 18 | 64 | 18 | 64 | 8 | 64 | 18 | 64 | 6 | 49 | 15 | 49
GORDW-1 | A | 6 | 62 | 16 | 56 | 26 | 45 | 7 | 62 | 18 | 62 | 6 | 56 | 16 | 45
GRAI-6 | A | 24 | 320 | 58 | 320 | 58 | 320 | 35 | 320 | 88 | 320 | 28 | 270 | 60 | 230
GRAI-7 | A | 30 | 232 | 60 | 232 | 60 | 232 | 32 | 232 | 84 | 232 | 32 | 175 | 65 | 135
GRAI-8 | A | 26 | 232 | 58 | 232 | 58 | 232 | 32 | 232 | 84 | 232 | 32 | 175 | 65 | 135
GRIFW-1 | A | 8 | 94 | 22 | 94 | 23 | 94 | 8 | 94 | 22 | 94 | 8 | 85 | 22 | 72
GRIFW-2 | A | 8 | 94 | 22 | 94 | 23 | 94 | 8 | 94 | 22 | 94 | 8 | 85 | 22 | 72
GRMO-1 | A | 8 | 43 | 8 | 43 | 8 | 43 | 8 | 43 | 8 | 43 | 8 | 23 | 8 | 23
GYAR-1 | A | 17 | 176 | 42 | 176 | 66 | 176 | 24 | 176 | 60 | 176 | 17 | 176 | 42 | 176
GYMRO-15 | A | 6 | 145 | 15 | 145 | 15 | 145 | 6 | 145 | 15 | 145 | 6 | 44 | 15 | 44
GYMRO-17 | A | 6 | 145 | 15 | 145 | 15 | 145 | 6 | 145 | 15 | 145 | 6 | 44 | 15 | 44
GYMRO-26 | A | 6 | 145 | 15 | 145 | 15 | 145 | 6 | 145 | 15 | 145 | 6 | 44 | 15 | 44
GYMRO-28 | A | 6 | 145 | 15 | 145 | 15 | 145 | 6 | 145 | 15 | 145 | 6 | 44 | 15 | 44
HADHW-1 | A | 7 | 76 | 14 | 76 | 22 | 76 | 13 | 76 | 34 | 76 | 8 | 65 | 17 | 65
HRSTW-1 | A | 12 | 102 | 30 | 102 | 45 | 102 | 13 | 102 | 34 | 102 | 13 | 80 | 27 | 66
HUMR-1 | A | 60 | 533 | 150 | 533 | 200 | 533 | 80 | 533 | 200 | 533 | 62 | 419 | 155 | 251
INDQ-1 | A | 12 | 102 | 31 | 102 | 43 | 102 | 13 | 102 | 34 | 102 | 12 | 72 | 30 | 72
KEAD-1 | A | 38 | 415 | 90 | 415 | 90 | 415 | 55 | 415 | 138 | 415 | 38 | 355 | 90 | 285
KILBW-1 | A | 3 | 56 | 8 | 56 | 13 | 56 | 5 | 56 | 14 | 56 | 4 | 53 | 9 | 47
KILLPG-1 | A | 8 | 225 | 10 | 225 | 10 | 225 | 10 | 225 | 12 | 225 | 4 | 150 | 15 | 150
KILLPG-2 | A | 18 | 225 | 25 | 225 | 25 | 225 | 37 | 225 | 37 | 225 | 22 | 195 | 30 | 195
KILNS-1 | A | 30 | 290 | 72 | 290 | 84 | 290 | 42 | 290 | 114 | 290 | 18 | 104 | 45 | 104
KLYN-A-1 | A | 24 | 126 | 50 | 126 | 50 | 126 | 34 | 126 | 70 | 126 | 22 | 81 | 34 | 81
KPMRW-1 | A | 9 | 75 | 20 | 75 | 30 | 75 | 9 | 75 | 23 | 75 | 9 | 67 | 22 | 54
LAGA-1 | A | 55 | 500 | 123 | 500 | 140 | 500 | 52 | 500 | 130 | 500 | 53 | 475 | 130 | 475
LARYO-1 | A | 16 | 155 | 40 | 155 | 45 | 155 | 18 | 155 | 45 | 155 | 14 | 120 | 35 | 120
LARYO-2 | A | 16 | 158 | 40 | 158 | 45 | 158 | 18 | 158 | 45 | 158 | 14 | 120 | 35 | 120
LARYO-3 | A | 16 | 158 | 40 | 158 | 45 | 158 | 18 | 158 | 45 | 158 | 14 | 120 | 35 | 120
LARYO-4 | A | 16 | 158 | 40 | 158 | 45 | 158 | 18 | 158 | 45 | 158 | 14 | 120 | 35 | 120
LBAR-1G | A | 1 | 16 | 4 | 16 | 6 | 16 | 2 | 16 | 4 | 16 | 1 | 9 | 4 | 9
LBAR-1 | A | 39 | 360 | 88 | 360 | 88 | 360 | 55 | 360 | 145 | 360 | 41 | 270 | 90 | 270
LNCSO-1 | A | 12 | 130 | 30 | 130 | 32 | 130 | 12 | 130 | 32 | 130 | 10 | 100 | 26 | 100
LNCSO-2 | A | 13 | 140 | 34 | 140 | 36 | 140 | 14 | 140 | 36 | 140 | 12 | 125 | 32 | 125
LOAN-1 | A | 25 | 326 | 51 | 326 | 55 | 326 | 19 | 326 | 50 | 326 | 12 | 276 | 28 | 276
LOAN-2 | A | 25 | 326 | 51 | 326 | 55 | 326 | 19 | 326 | 50 | 326 | 12 | 276 | 28 | 276
LOAN-3 | A | 25 | 326 | 51 | 326 | 55 | 326 | 19 | 326 | 50 | 326 | 12 | 276 | 28 | 276
MEDP-1 | A | 30 | 380 | 76 | 330 | 76 | 330 | 48 | 380 | 105 | 380 | 31 | 330 | 79 | 290
MILWW-1 | A | 6 | 32 | 8 | 54 | 13 | 54 | 5 | 54 | 14 | 54 | 3 | 43 | 8 | 43
MKHLW-1 | A | 4 | 42 | 10 | 42 | 12 | 42 | 5 | 42 | 13 | 42 | 5 | 37 | 12 | 30
MRWD-1 | A | 43 | 448 | 100 | 448 | 112 | 448 | 67 | 448 | 160 | 448 | 36 | 328 | 93 | 328
NANT-1 | A | 0 | 15 | 0 | 15 | 0 | 15 | 0 | 15 | 1 | 15 | 0 | 15 | 0 | 15
PEHE-1 | A | 42 | 420 | 72 | 420 | 72 | 420 | 83 | 420 | 117 | 420 | 35 | 350 | 84 | 260
PEHE-2 | A | 16 | 490 | 40 | 265 | 42 | 490 | 0 | 0 | 0 | 0 | 0 | 490 | 0 | 490
PEMB-11 | A | 38 | 113 | 63 | 276 | 63 | 276 | 33 | 276 | 90 | 276 | 35 | 241 | 64 | 210
PEMB-21 | A | 38 | 113 | 63 | 276 | 63 | 276 | 33 | 276 | 90 | 276 | 35 | 241 | 64 | 210
PEMB-31 | A | 38 | 113 | 63 | 276 | 63 | 276 | 33 | 276 | 90 | 276 | 35 | 241 | 64 | 210
PEMB-41 | A | 38 | 113 | 63 | 276 | 63 | 276 | 33 | 276 | 90 | 276 | 35 | 241 | 64 | 210
PEMB-51 | A | 38 | 113 | 63 | 276 | 63 | 276 | 33 | 276 | 90 | 276 | 35 | 241 | 64 | 210
PETEM1 | A | 20 | 180 | 46 | 180 | 52 | 180 | 24 | 180 | 58 | 180 | 20 | 150 | 50 | 100
RATS-1 | A | 50 | 270 | 90 | 270 | 90 | 270 | 36 | 270 | 50 | 270 | 42 | 105 | 75 | 155
RATS-2 | A | 40 | 270 | 90 | 270 | 100 | 270 | 36 | 270 | 50 | 270 | 40 | 195 | 75 | 195
RATS-3 | A | 40 | 270 | 90 | 270 | 100 | 270 | 36 | 270 | 50 | 270 | 40 | 195 | 75 | 195
RATS-4 | A | 40 | 270 | 95 | 270 | 100 | 270 | 36 | 270 | 50 | 270 | 40 | 195 | 75 | 195
RMPNO-1 | A | 18 | 180 | 45 | 180 | 72 | 180 | 20 | 180 | 50 | 180 | 18 | 130 | 47 | 130
RMPNO-2 | A | 18 | 180 | 45 | 180 | 72 | 180 | 20 | 180 | 50 | 180 | 18 | 130 | 47 | 130
ROCK-1 | A | 36 | 400 | 50 | 400 | 54 | 400 | 60 | 400 | 160 | 400 | 33 | 220 | 53 | 220
RYHPS-1 | A | 30 | 305 | 48 | 305 | 66 | 305 | 42 | 305 | 51 | 305 | 30 | 130 | 42 | 68
SCCL-1 | A | 35 | 180 | 70 | 180 | 70 | 180 | 40 | 180 | 95 | 180 | 40 | 100 | 100 | 50
SCCL-2 | A | 35 | 180 | 70 | 180 | 70 | 180 | 40 | 180 | 95 | 180 | 40 | 100 | 100 | 50
SCCL-3 | A | 35 | 180 | 70 | 180 | 70 | 180 | 40 | 180 | 95 | 180 | 40 | 100 | 100 | 50
SEAB-1 | A | 44 | 254 | 125 | 254 | 150 | 254 | 55 | 254 | 150 | 254 | 75 | 164 | 176 | 38
SEAB-2 | A | 31 | 138 | 76 | 138 | 86 | 138 | 32 | 138 | 82 | 138 | 37 | 73 | 90 | 43
SHBA-1 | A | 33 | 420 | 79 | 420 | 91 | 420 | 59 | 420 | 150 | 420 | 37 | 336 | 95 | 252
SHBA-2 | A | 32 | 319 | 70 | 319 | 76 | 319 | 35 | 319 | 93 | 319 | 32 | 270 | 70 | 217
SHOS-1 | A | 18 | 160 | 24 | 160 | 24 | 160 | 30 | 160 | 75 | 160 | 18 | 135 | 24 | 135
SHRSO-1 | A | 16 | 157 | 44 | 157 | 46 | 157 | 17 | 157 | 46 | 157 | 16 | 141 | 43 | 113
SHRSO-2 | A | 16 | 157 | 44 | 157 | 46 | 157 | 17 | 157 | 46 | 157 | 16 | 141 | 43 | 113
SIZB-1 | A | 38 | 283 | 45 | 283 | 45 | 283 | 45 | 283 | 45 | 283 | 40 | 283 | 46 | 283
SIZB-2 | A | 38 | 283 | 45 | 283 | 45 | 283 | 45 | 283 | 45 | 283 | 40 | 283 | 46 | 283
SLOY-1 | A | 0 | 38 | 1 | 38 | 1 | 38 | 1 | 38 | 2 | 38 | 0 | 38 | 1 | 30
SLOY-2 | A | 0 | 38 | 1 | 38 | 1 | 38 | 1 | 38 | 2 | 38 | 0 | 38 | 1 | 30
SLOY-3 | A | 0 | 38 | 1 | 38 | 1 | 38 | 1 | 38 | 2 | 38 | 0 | 38 | 1 | 30
SLOY-4 | A | 0 | 28 | 1 | 28 | 1 | 28 | 1 | 28 | 2 | 28 | 0 | 28 | 1 | 22
SPLN-1 | A | 40 | 380 | 100 | 380 | 110 | 380 | 50 | 380 | 120 | 380 | 30 | 380 | 90 | 300
STAY-1 | A | 35 | 265 | 62 | 265 | 62 | 265 | 35 | 265 | 89 | 265 | 34 | 192 | 63 | 192
STAY-2 | A | 35 | 265 | 62 | 265 | 62 | 265 | 35 | 265 | 89 | 265 | 34 | 192 | 63 | 192
STAY-3 | A | 35 | 265 | 62 | 265 | 62 | 265 | 35 | 265 | 89 | 265 | 34 | 192 | 63 | 192
STAY-4 | A | 35 | 265 | 62 | 265 | 62 | 265 | 35 | 265 | 89 | 265 | 34 | 192 | 63 | 192
STRNW-1 | A | 6 | 52 | 16 | 52 | 26 | 52 | 7 | 60 | 17 | 60 | 6 | 52 | 17 | 42
SUTB-1 | A | 36 | 380 | 104 | 380 | 148 | 380 | 52 | 380 | 132 | 380 | 47 | 250 | 107 | 250
SVRP-10 | A | 20 | 225 | 50 | 225 | 70 | 225 | 32 | 225 | 80 | 225 | 20 | 172 | 50 | 172
SVRP-20 | A | 20 | 225 | 50 | 225 | 70 | 225 | 32 | 225 | 80 | 225 | 20 | 172 | 50 | 172
USKM-13 | A | 6 | 49 | 15 | 49 | 17 | 49 | 8 | 49 | 19 | 49 | 7 | 36 | 8 | 36
USKM-14 | A | 6 | 49 | 15 | 49 | 17 | 49 | 8 | 49 | 19 | 49 | 7 | 36 | 8 | 36
USKM-15 | A | 6 | 49 | 15 | 49 | 17 | 49 | 8 | 49 | 19 | 49 | 7 | 36 | 8 | 36
WBUPS-1 | A | 30 | 113 | 48 | 153 | 48 | 153 | 32 | 113 | 50 | 113 | 40 | 153 | 65 | 113
WBUPS-2 | A | 30 | 133 | 48 | 173 | 48 | 173 | 32 | 133 | 50 | 133 | 40 | 173 | 65 | 133
WBUPS-3 | A | 30 | 133 | 48 | 173 | 48 | 173 | 32 | 133 | 50 | 133 | 40 | 173 | 65 | 133
WBUPS-4 | A | 30 | 113 | 48 | 153 | 48 | 153 | 32 | 113 | 50 | 113 | 40 | 153 | 65 | 113
WBURB-1 | A | 22 | 240 | 48 | 240 | 62 | 240 | 27 | 240 | 69 | 240 | 20 | 200 | 50 | 120
WBURB-2 | A | 25 | 255 | 52 | 255 | 62 | 255 | 26 | 255 | 67 | 255 | 22 | 215 | 52 | 135
WBURB-3 | A | 23 | 255 | 48 | 255 | 62 | 255 | 27 | 255 | 67 | 255 | 20 | 215 | 52 | 135
WDNSO-1 | A | 21 | 191 | 54 | 191 | 57 | 191 | 21 | 191 | 57 | 191 | 21 | 170 | 55 | 136
WDNSO-2 | A | 21 | 191 | 54 | 191 | 57 | 191 | 21 | 191 | 57 | 191 | 21 | 170 | 55 | 136
WHILW-1 | A | 31 | 322 | 84 | 322 | 90 | 322 | 33 | 322 | 90 | 322 | 32 | 255 | 86 | 210
WHILW-2 | A | 19 | 163 | 33 | 163 | 35 | 163 | 20 | 163 | 52 | 163 | 21 | 142 | 43 | 119
WLNYO-2 | A | 19 | 182 | 51 | 182 | 54 | 182 | 20 | 182 | 53 | 182 | 20 | 158 | 51 | 130
WLNYW-1 | A | 19 | 182 | 51 | 182 | 54 | 182 | 20 | 182 | 53 | 182 | 20 | 158 | 51 | 130
WTMSO-1 | A | 22 | 200 | 58 | 200 | 62 | 200 | 23 | 200 | 61 | 200 | 23 | 140 | 60 | 140

## Jun 2020
MW Response Capability by BMU
|  | Primary Response (Max MWhrs) | [5 empty] | Secondary Response (Max Mwhrs) |  |  |  | High Frequency Response (Max MWhrs)
UNIT | Mode | 0.2Hz | Genset Deload (MW) | 0.5Hz | Genset Deload (MW) | 0.8Hz | Genset Deload (MW) | 0.2/0.2Hz | Genset Deload (MW) | 0.5/0.5Hz | Genset Deload (MW) | 0.2Hz | Genset Deload (MW) | 0.5Hz | Genset Deload (MW)
ABTH7 | A | 40 | 250 | 72 | 250 | 72 | 250 | 48 | 250 | 120 | 250 | 38 | 185 | 55 | 185
ABTH8 | A | 40 | 250 | 72 | 250 | 72 | 250 | 48 | 250 | 120 | 250 | 38 | 185 | 55 | 185
ABTH9 | A | 30 | 240 | 80 | 240 | 80 | 240 | 40 | 240 | 120 | 240 | 38 | 125 | 52 | 125
ARCHW-1 | A | 10 | 92 | 25 | 92 | 25 | 92 | 12 | 92 | 30 | 92 | 11 | 73 | 24 | 56
BAGE-1 | A | 30 | 255 | 70 | 255 | 90 | 255 | 35 | 255 | 90 | 255 | 28 | 220 | 70 | 185
BAGE-2 | A | 3 | 17 | 8 | 17 | 12 | 17 | 4 | 17 | 9 | 17 | 2 | 17 | 5 | 17
BARKB2 | A | 33 | 210 | 82 | 210 | 108 | 210 | 39 | 210 | 97 | 210 | 31 | 120 | 84 | 120
BARK-1 | A | 22 | 140 | 55 | 140 | 72 | 140 | 26 | 140 | 65 | 140 | 21 | 80 | 54 | 80
BHLAW-1 | A | 7 | 98 | 16 | 98 | 19 | 98 | 10 | 98 | 26 | 98 | 8 | 87 | 18 | 78
BLLA-1 | A | 6 | 99 | 13 | 99 | 13 | 99 | 15 | 99 | 39 | 99 | 9 | 83 | 16 | 83
BRBEO-1 | A | 20 | 254 | 50 | 254 | 50 | 254 | 22 | 254 | 63 | 254 | 17 | 194 | 46 | 194
BRDUW-1 | A | 6 | 58 | 17 | 58 | 17 | 58 | 7 | 58 | 17 | 58 | 6 | 36 | 17 | 36
BRGG-1 | A | 16 | 110 | 32 | 110 | 48 | 110 | 16 | 110 | 40 | 110 | 14 | 96 | 34 | 46
BRYP-1 | A | 15 | 82 | 25 | 82 | 31 | 82 | 22 | 82 | 37 | 82 | 10 | 82 | 27 | 47
BURBW-1 | A | 0 | 90 | 0 | 90 | 0 | 90 | 0 | 0 | 0 | 0 | 0 | 90 | 0 | 90
CARR-1 | A | 35 | 269 | 58 | 269 | 58 | 269 | 35 | 325 | 88 | 325 | 34 | 269 | 56 | 269
CARR-2 | A | 35 | 269 | 58 | 269 | 58 | 269 | 35 | 325 | 88 | 325 | 34 | 269 | 56 | 269
CDCL-1 | A | 30 | 231 | 46 | 231 | 46 | 231 | 34 | 231 | 45 | 231 | 29 | 172 | 72 | 135
CLAC-1 | A | 3 | 28 | 8 | 28 | 13 | 28 | 3 | 36 | 9 | 36 | 3 | 28 | 8 | 28
CLDCW-1 | A | 14 | 14 | 34 | 113 | 36 | 113 | 13 | 113 | 35 | 113 | 13 | 99 | 34 | 78
CLDNW-1 | A | 13 | 108 | 33 | 108 | 35 | 108 | 13 | 108 | 35 | 108 | 12 | 95 | 33 | 74
CLDSW-1 | A | 16 | 129 | 40 | 129 | 43 | 129 | 16 | 129 | 42 | 129 | 16 | 113 | 41 | 88
CNQPS-1 | A | 22 | 170 | 55 | 170 | 55 | 170 | 28 | 170 | 70 | 170 | 26 | 120 | 60 | 105
CNQPS-2 | A | 22 | 170 | 55 | 170 | 55 | 170 | 28 | 170 | 70 | 170 | 22 | 120 | 55 | 105
CNQPS-3 | A | 22 | 170 | 55 | 170 | 55 | 170 | 28 | 170 | 70 | 170 | 22 | 120 | 55 | 105
CNQPS-4 | A | 22 | 170 | 55 | 170 | 55 | 170 | 28 | 170 | 70 | 170 | 28 | 105 | 55 | 105
CORB-1 | A | 10 | 130 | 30 | 130 | 50 | 130 | 28 | 130 | 60 | 130 | 15 | 95 | 40 | 60
COSO-1 | A | 20 | 380 | 40 | 380 | 50 | 380 | 60 | 380 | 140 | 380 | 17 | 304 | 40 | 304
COTPS-1 | A | 29 | 277 | 50 | 277 | 62 | 277 | 35 | 60 | 63 | 277 | 30 | 122 | 60 | 122
COTPS-2 | A | 29 | 287 | 50 | 287 | 62 | 287 | 35 | 60 | 63 | 287 | 30 | 122 | 60 | 122
COTPS-3 | A | 29 | 287 | 50 | 287 | 62 | 287 | 35 | 60 | 63 | 287 | 30 | 122 | 60 | 122
COTPS-4 | A | 29 | 277 | 50 | 277 | 62 | 277 | 35 | 60 | 63 | 277 | 30 | 122 | 60 | 122
COWE1 | A | 7 | 30 | 17 | 30 | 17 | 30 | 7 | 30 | 17 | 30 | 7 | 30 | 17 | 30
COWE2 | A | 7 | 30 | 17 | 30 | 17 | 30 | 7 | 30 | 17 | 30 | 7 | 30 | 17 | 30
CRUA-1 | A | 10 | 110 | 25 | 110 | 37 | 110 | 12 | 110 | 30 | 110 | 10 | 84 | 25 | 48
CRUA-2 | A | 10 | 110 | 25 | 110 | 37 | 110 | 12 | 110 | 30 | 110 | 10 | 84 | 25 | 48
CRUA-3 | A | 7 | 30 | 15 | 30 | 21 | 30 | 9 | 30 | 24 | 30 | 5 | 25 | 13 | 15
CRUA-4 | A | 7 | 30 | 15 | 30 | 21 | 30 | 9 | 30 | 24 | 30 | 5 | 25 | 13 | 15
CRYRW-2 | A | 15 | 138 | 38 | 138 | 40 | 138 | 15 | 138 | 40 | 138 | 13 | 109 | 40 | 63
DAMC-1 | A | 64 | 380 | 136 | 380 | 156 | 380 | 80 | 380 | 180 | 380 | 60 | 293 | 190 | 128
DEEP-1 | A | 20 | 180 | 60 | 180 | 86 | 180 | 22 | 180 | 80 | 180 | 24 | 96 | 52 | 96
DIDCB5 | A | 40 | 330 | 104 | 330 | 125 | 330 | 55 | 330 | 140 | 330 | 40 | 185 | 105 | 185
DIDCB6 | A | 50 | 250 | 105 | 250 | 105 | 250 | 50 | 250 | 130 | 250 | 50 | 153 | 110 | 103
DINO-1 | A | 14 | 138 | 39 | 138 | 58 | 138 | 28 | 138 | 72 | 138 | 14 | 118 | 36 | 88
DINO-2 | A | 14 | 138 | 39 | 138 | 58 | 138 | 28 | 138 | 72 | 138 | 14 | 118 | 36 | 88
DINO-3 | A | 14 | 138 | 39 | 138 | 58 | 138 | 28 | 138 | 72 | 138 | 14 | 118 | 36 | 88
DINO-4 | A | 14 | 138 | 39 | 138 | 58 | 138 | 28 | 138 | 72 | 138 | 14 | 118 | 36 | 88
DINO-5 | A | 14 | 138 | 39 | 138 | 58 | 138 | 28 | 138 | 72 | 138 | 14 | 118 | 36 | 88
DINO-6 | A | 14 | 138 | 39 | 138 | 58 | 138 | 28 | 138 | 72 | 138 | 14 | 118 | 36 | 88
DRAXX-1 | A | 68 | 345 | 100 | 345 | 100 | 345 | 64 | 95 | 110 | 345 | 60 | 225 | 70 | 225
DRAXX-2 | A | 68 | 345 | 100 | 345 | 100 | 345 | 64 | 95 | 110 | 345 | 60 | 225 | 70 | 225
DRAXX-3 | A | 68 | 345 | 100 | 345 | 100 | 345 | 64 | 95 | 110 | 345 | 60 | 225 | 70 | 225
DRAXX-4 | A | 68 | 345 | 100 | 345 | 100 | 345 | 64 | 95 | 110 | 345 | 60 | 225 | 70 | 225
DRAXX-5 | A | 68 | 345 | 100 | 345 | 100 | 345 | 64 | 95 | 110 | 345 | 60 | 225 | 70 | 225
DRAXX-6 | A | 68 | 345 | 100 | 345 | 100 | 345 | 64 | 95 | 110 | 345 | 60 | 225 | 70 | 225
DRSLW-1 | A | 6 | 69 | 16 | 69 | 17 | 69 | 6 | 69 | 17 | 69 | 6 | 61 | 16 | 54
DUNGW-1 | A | 8 | 89 | 21 | 89 | 33 | 89 | 8 | 89 | 23 | 89 | 8 | 80 | 21 | 69
EECL-1 | A | 20 | 178 | 25 | 178 | 25 | 178 | 32 | 178 | 81 | 178 | 20 | 143 | 25 | 143
EGGPS-1 | A | 45 | 205 | 83 | 205 | 83 | 205 | 49 | 205 | 110 | 205 | 33 | 95 | 60 | 95
EGGPS-2 | A | 45 | 205 | 83 | 205 | 83 | 205 | 49 | 205 | 110 | 205 | 33 | 95 | 60 | 95
EGGPS-3 | A | 45 | 205 | 83 | 205 | 83 | 205 | 49 | 205 | 110 | 205 | 33 | 95 | 60 | 95
EGGPS-4 | A | 45 | 205 | 83 | 205 | 83 | 205 | 49 | 205 | 110 | 205 | 33 | 95 | 60 | 95
ERRO-1 | A | 1 | 21 | 1 | 21 | 1 | 21 | 2 | 21 | 5 | 21 | 1 | 17 | 1 | 17
ERRO-2 | A | 1 | 21 | 1 | 21 | 1 | 21 | 2 | 21 | 5 | 21 | 1 | 17 | 1 | 17
ERRO-3 | A | 1 | 21 | 1 | 21 | 1 | 21 | 2 | 21 | 5 | 21 | 1 | 17 | 1 | 17
FAARW-1 | A | 2 | 37 | 4 | 37 | 4 | 37 | 4 | 37 | 12 | 37 | 2 | 33 | 4 | 33
FAARW-2 | A | 2 | 37 | 4 | 37 | 4 | 37 | 4 | 37 | 12 | 37 | 2 | 33 | 4 | 33
FALGW-1 | A | 11 | 108 | 28 | 108 | 41 | 108 | 13 | 108 | 35 | 108 | 10 | 86 | 22 | 64
FASN-1 | A | 0 | 15 | 1 | 15 | 1 | 15 | 1 | 15 | 2 | 15 | 0 | 15 | 1 | 12
FASN2 | A | 0 | 15 | 1 | 15 | 1 | 15 | 1 | 15 | 2 | 15 | 0 | 15 | 1 | 12
FASN3 | A | 0 | 15 | 1 | 15 | 1 | 15 | 1 | 15 | 2 | 15 | 0 | 15 | 1 | 12
FAWN-1 | A | 10 | 52 | 25 | 52 | 40 | 52 | 13 | 52 | 32 | 52 | 11 | 37 | 27 | 27
FELL-1 | A | 9 | 63 | 21 | 63 | 22 | 63 | 10 | 63 | 24 | 63 | 9 | 63 | 22 | 63
FFES-1 | A | 10 | 35 | 27 | 35 | 30 | 35 | 9 | 35 | 22 | 35 | 4 | 27 | 6 | 27
FFES-2 | A | 10 | 35 | 27 | 35 | 30 | 35 | 9 | 35 | 22 | 35 | 4 | 27 | 6 | 27
FFES-3 | A | 10 | 35 | 27 | 35 | 30 | 35 | 9 | 35 | 22 | 35 | 4 | 27 | 6 | 27
FFES-4 | A | 10 | 35 | 27 | 35 | 30 | 35 | 9 | 35 | 22 | 35 | 4 | 27 | 6 | 27
FIDL-1 | A | 13 | 205 | 20 | 205 | 23 | 205 | 35 | 100 | 40 | 147 | 30 | 147 | 50 | 147
FIDL-2 | A | 13 | 205 | 20 | 205 | 23 | 205 | 35 | 100 | 40 | 147 | 30 | 147 | 50 | 147
FIDL-3 | A | 13 | 205 | 20 | 205 | 23 | 205 | 35 | 100 | 40 | 147 | 30 | 147 | 50 | 147
FIDL-4 | A | 13 | 205 | 20 | 205 | 23 | 205 | 35 | 100 | 40 | 147 | 30 | 147 | 50 | 147
FINL-1 | A | 0 | 14 | 1 | 14 | 1 | 14 | 1 | 14 | 2 | 14 | 0 | 14 | 1 | 11
FOYE-1 | A | 6 | 60 | 13 | 60 | 16 | 60 | 11 | 60 | 27 | 60 | 5 | 30 | 11 | 30
FOYE-2 | A | 6 | 60 | 13 | 60 | 16 | 60 | 11 | 60 | 27 | 60 | 5 | 30 | 11 | 30
GLNDO-1 | A | 6 | 80 | 12 | 45 | 17 | 45 | 12 | 45 | 25 | 45 | 8 | 65 | 18 | 45
GNFSW-1 | A | 11 | 100 | 30 | 100 | 30 | 100 | 12 | 100 | 31 | 100 | 12 | 70 | 30 | 70
GNFSW-2 | A | 7 | 64 | 18 | 64 | 18 | 64 | 8 | 64 | 18 | 64 | 6 | 49 | 15 | 49
GORDW-1 | A | 6 | 62 | 16 | 56 | 26 | 45 | 7 | 62 | 18 | 62 | 6 | 56 | 16 | 45
GRAI-6 | A | 24 | 320 | 58 | 320 | 58 | 320 | 35 | 320 | 88 | 320 | 28 | 270 | 60 | 230
GRAI-7 | A | 30 | 232 | 60 | 232 | 60 | 232 | 32 | 232 | 84 | 232 | 32 | 175 | 65 | 135
GRAI-8 | A | 26 | 232 | 58 | 232 | 58 | 232 | 32 | 232 | 84 | 232 | 32 | 175 | 65 | 135
GRIFW-1 | A | 8 | 94 | 22 | 94 | 23 | 94 | 8 | 94 | 22 | 94 | 8 | 85 | 22 | 72
GRIFW-2 | A | 8 | 94 | 22 | 94 | 23 | 94 | 8 | 94 | 22 | 94 | 8 | 85 | 22 | 72
GRMO-1 | A | 8 | 43 | 8 | 43 | 8 | 43 | 8 | 43 | 8 | 43 | 8 | 23 | 8 | 23
GYAR-1 | A | 17 | 176 | 42 | 176 | 66 | 176 | 24 | 176 | 60 | 176 | 17 | 176 | 42 | 176
GYMRO-15 | A | 6 | 145 | 15 | 145 | 15 | 145 | 6 | 145 | 15 | 145 | 6 | 44 | 15 | 44
GYMRO-17 | A | 6 | 145 | 15 | 145 | 15 | 145 | 6 | 145 | 15 | 145 | 6 | 44 | 15 | 44
GYMRO-26 | A | 6 | 145 | 15 | 145 | 15 | 145 | 6 | 145 | 15 | 145 | 6 | 44 | 15 | 44
GYMRO-28 | A | 6 | 145 | 15 | 145 | 15 | 145 | 6 | 145 | 15 | 145 | 6 | 44 | 15 | 44
HADHW-1 | A | 7 | 76 | 14 | 76 | 22 | 76 | 13 | 76 | 34 | 76 | 8 | 65 | 17 | 65
HRSTW-1 | A | 12 | 102 | 30 | 102 | 45 | 102 | 13 | 102 | 34 | 102 | 13 | 80 | 27 | 66
HUMR-1 | A | 60 | 533 | 150 | 533 | 200 | 533 | 80 | 533 | 200 | 533 | 62 | 419 | 155 | 251
INDQ-1 | A | 12 | 102 | 31 | 102 | 43 | 102 | 13 | 102 | 34 | 102 | 12 | 72 | 30 | 72
KEAD-1 | A | 38 | 415 | 90 | 415 | 90 | 415 | 55 | 415 | 138 | 415 | 38 | 355 | 90 | 285
KILBW-1 | A | 3 | 56 | 8 | 56 | 13 | 56 | 5 | 56 | 14 | 56 | 4 | 53 | 9 | 47
KILLPG-1 | A | 8 | 225 | 10 | 225 | 10 | 225 | 10 | 225 | 12 | 225 | 4 | 150 | 15 | 150
KILLPG-2 | A | 18 | 225 | 25 | 225 | 25 | 225 | 37 | 225 | 37 | 225 | 22 | 195 | 30 | 195
KILNS-1 | A | 30 | 290 | 72 | 290 | 84 | 290 | 42 | 290 | 114 | 290 | 18 | 104 | 45 | 104
KLYN-A-1 | A | 24 | 126 | 50 | 126 | 50 | 126 | 34 | 126 | 70 | 126 | 22 | 81 | 34 | 81
LAGA-1 | A | 55 | 500 | 123 | 500 | 140 | 500 | 52 | 500 | 130 | 500 | 53 | 475 | 130 | 475
LARYO-1 | A | 16 | 155 | 40 | 155 | 45 | 155 | 18 | 155 | 45 | 155 | 14 | 120 | 35 | 120
LARYO-2 | A | 16 | 158 | 40 | 158 | 45 | 158 | 18 | 158 | 45 | 158 | 14 | 120 | 35 | 120
LARYO-3 | A | 16 | 158 | 40 | 158 | 45 | 158 | 18 | 158 | 45 | 158 | 14 | 120 | 35 | 120
LARYO-4 | A | 16 | 158 | 40 | 158 | 45 | 158 | 18 | 158 | 45 | 158 | 14 | 120 | 35 | 120
LBAR-1G | A | 1 | 16 | 4 | 16 | 6 | 16 | 2 | 16 | 4 | 16 | 1 | 9 | 4 | 9
LBAR-1 | A | 39 | 360 | 88 | 360 | 88 | 360 | 55 | 360 | 145 | 360 | 41 | 270 | 90 | 270
LNCSO-1 | A | 12 | 130 | 30 | 130 | 32 | 130 | 12 | 130 | 32 | 130 | 10 | 100 | 26 | 100
LNCSO-2 | A | 13 | 140 | 34 | 140 | 36 | 140 | 14 | 140 | 36 | 140 | 12 | 125 | 32 | 125
LOAN-1 | A | 25 | 326 | 51 | 326 | 55 | 326 | 19 | 326 | 50 | 326 | 12 | 276 | 28 | 276
LOAN-2 | A | 25 | 326 | 51 | 326 | 55 | 326 | 19 | 326 | 50 | 326 | 12 | 276 | 28 | 276
LOAN-3 | A | 25 | 326 | 51 | 326 | 55 | 326 | 19 | 326 | 50 | 326 | 12 | 276 | 28 | 276
MEDP-1 | A | 30 | 380 | 76 | 330 | 76 | 330 | 48 | 380 | 105 | 380 | 31 | 330 | 79 | 290
MILWW-1 | A | 6 | 32 | 8 | 54 | 13 | 54 | 5 | 54 | 14 | 54 | 3 | 43 | 8 | 43
MKHLW-1 | A | 4 | 42 | 10 | 42 | 12 | 42 | 5 | 42 | 13 | 42 | 5 | 37 | 12 | 30
MRWD-1 | A | 43 | 448 | 100 | 448 | 112 | 448 | 67 | 448 | 160 | 448 | 36 | 328 | 93 | 328
NANT-1 | A | 0 | 15 | 0 | 15 | 0 | 15 | 0 | 15 | 1 | 15 | 0 | 15 | 0 | 15
PEHE-1 | A | 42 | 420 | 72 | 420 | 72 | 420 | 83 | 420 | 117 | 420 | 35 | 350 | 84 | 260
PEHE-2 | A | 16 | 490 | 40 | 265 | 42 | 490 | 0 | 0 | 0 | 0 | 0 | 490 | 0 | 490
PEMB-11 | A | 38 | 113 | 63 | 276 | 63 | 276 | 33 | 276 | 90 | 276 | 35 | 241 | 64 | 210
PEMB-21 | A | 38 | 113 | 63 | 276 | 63 | 276 | 33 | 276 | 90 | 276 | 35 | 241 | 64 | 210
PEMB-31 | A | 38 | 113 | 63 | 276 | 63 | 276 | 33 | 276 | 90 | 276 | 35 | 241 | 64 | 210
PEMB-41 | A | 38 | 113 | 63 | 276 | 63 | 276 | 33 | 276 | 90 | 276 | 35 | 241 | 64 | 210
PEMB-51 | A | 38 | 113 | 63 | 276 | 63 | 276 | 33 | 276 | 90 | 276 | 35 | 241 | 64 | 210
PETEM1 | A | 20 | 180 | 46 | 180 | 52 | 180 | 24 | 180 | 58 | 180 | 20 | 150 | 50 | 100
RATS-1 | A | 50 | 270 | 90 | 270 | 90 | 270 | 36 | 270 | 50 | 270 | 42 | 105 | 75 | 155
RATS-2 | A | 40 | 270 | 90 | 270 | 100 | 270 | 36 | 270 | 50 | 270 | 40 | 195 | 75 | 195
RATS-3 | A | 40 | 270 | 90 | 270 | 100 | 270 | 36 | 270 | 50 | 270 | 40 | 195 | 75 | 195
RATS-4 | A | 40 | 270 | 95 | 270 | 100 | 270 | 36 | 270 | 50 | 270 | 40 | 195 | 75 | 195
RMPNO-1 | A | 18 | 180 | 45 | 180 | 72 | 180 | 20 | 180 | 50 | 180 | 18 | 130 | 47 | 130
RMPNO-2 | A | 18 | 180 | 45 | 180 | 72 | 180 | 20 | 180 | 50 | 180 | 18 | 130 | 47 | 130
ROCK-1 | A | 36 | 400 | 50 | 400 | 54 | 400 | 60 | 400 | 160 | 400 | 33 | 220 | 53 | 220
RYHPS-1 | A | 30 | 305 | 48 | 305 | 66 | 305 | 42 | 305 | 51 | 305 | 30 | 130 | 42 | 68
SCCL-1 | A | 35 | 180 | 70 | 180 | 70 | 180 | 40 | 180 | 95 | 180 | 40 | 100 | 100 | 50
SCCL-2 | A | 35 | 180 | 70 | 180 | 70 | 180 | 40 | 180 | 95 | 180 | 40 | 100 | 100 | 50
SCCL-3 | A | 35 | 180 | 70 | 180 | 70 | 180 | 40 | 180 | 95 | 180 | 40 | 100 | 100 | 50
SEAB-1 | A | 44 | 254 | 125 | 254 | 150 | 254 | 55 | 254 | 150 | 254 | 75 | 164 | 176 | 38
SEAB-2 | A | 31 | 138 | 76 | 138 | 86 | 138 | 32 | 138 | 82 | 138 | 37 | 73 | 90 | 43
SHBA-1 | A | 33 | 420 | 79 | 420 | 91 | 420 | 59 | 420 | 150 | 420 | 37 | 336 | 95 | 252
SHBA-2 | A | 32 | 319 | 70 | 319 | 76 | 319 | 35 | 319 | 93 | 319 | 32 | 270 | 70 | 217
SHOS-1 | A | 18 | 160 | 24 | 160 | 24 | 160 | 30 | 160 | 75 | 160 | 18 | 135 | 24 | 135
SHRSO-1 | A | 16 | 157 | 44 | 157 | 46 | 157 | 17 | 157 | 46 | 157 | 16 | 141 | 43 | 113
SHRSO-2 | A | 16 | 157 | 44 | 157 | 46 | 157 | 17 | 157 | 46 | 157 | 16 | 141 | 43 | 113
SIZB-1 | A | 38 | 283 | 45 | 283 | 45 | 283 | 45 | 283 | 45 | 283 | 40 | 283 | 46 | 283
SIZB-2 | A | 38 | 283 | 45 | 283 | 45 | 283 | 45 | 283 | 45 | 283 | 40 | 283 | 46 | 283
SLOY-1 | A | 0 | 38 | 1 | 38 | 1 | 38 | 1 | 38 | 2 | 38 | 0 | 38 | 1 | 30
SLOY-2 | A | 0 | 38 | 1 | 38 | 1 | 38 | 1 | 38 | 2 | 38 | 0 | 38 | 1 | 30
SLOY-3 | A | 0 | 38 | 1 | 38 | 1 | 38 | 1 | 38 | 2 | 38 | 0 | 38 | 1 | 30
SLOY-4 | A | 0 | 28 | 1 | 28 | 1 | 28 | 1 | 28 | 2 | 28 | 0 | 28 | 1 | 22
SPLN-1 | A | 40 | 380 | 100 | 380 | 110 | 380 | 50 | 380 | 120 | 380 | 30 | 380 | 90 | 300
STAY-1 | A | 35 | 265 | 62 | 265 | 62 | 265 | 35 | 265 | 89 | 265 | 34 | 192 | 63 | 192
STAY-2 | A | 35 | 265 | 62 | 265 | 62 | 265 | 35 | 265 | 89 | 265 | 34 | 192 | 63 | 192
STAY-3 | A | 35 | 265 | 62 | 265 | 62 | 265 | 35 | 265 | 89 | 265 | 34 | 192 | 63 | 192
STAY-4 | A | 35 | 265 | 62 | 265 | 62 | 265 | 35 | 265 | 89 | 265 | 34 | 192 | 63 | 192
STRNW-1 | A | 6 | 52 | 16 | 52 | 26 | 52 | 7 | 60 | 17 | 60 | 6 | 52 | 17 | 42
SUTB-1 | A | 36 | 380 | 104 | 380 | 148 | 380 | 52 | 380 | 132 | 380 | 47 | 250 | 107 | 250
SVRP-10 | A | 20 | 225 | 50 | 225 | 70 | 225 | 32 | 225 | 80 | 225 | 20 | 172 | 50 | 172
SVRP-20 | A | 20 | 225 | 50 | 225 | 70 | 225 | 32 | 225 | 80 | 225 | 20 | 172 | 50 | 172
USKM-13 | A | 6 | 49 | 15 | 49 | 17 | 49 | 8 | 49 | 19 | 49 | 7 | 36 | 8 | 36
USKM-14 | A | 6 | 49 | 15 | 49 | 17 | 49 | 8 | 49 | 19 | 49 | 7 | 36 | 8 | 36
USKM-15 | A | 6 | 49 | 15 | 49 | 17 | 49 | 8 | 49 | 19 | 49 | 7 | 36 | 8 | 36
WBUPS-1 | A | 30 | 113 | 48 | 153 | 48 | 153 | 32 | 113 | 50 | 113 | 40 | 153 | 65 | 113
WBUPS-2 | A | 30 | 133 | 48 | 173 | 48 | 173 | 32 | 133 | 50 | 133 | 40 | 173 | 65 | 133
WBUPS-3 | A | 30 | 133 | 48 | 173 | 48 | 173 | 32 | 133 | 50 | 133 | 40 | 173 | 65 | 133
WBUPS-4 | A | 30 | 113 | 48 | 153 | 48 | 153 | 32 | 113 | 50 | 113 | 40 | 153 | 65 | 113
WBURB-1 | A | 22 | 240 | 48 | 240 | 62 | 240 | 27 | 240 | 69 | 240 | 20 | 200 | 50 | 120
WBURB-2 | A | 25 | 255 | 52 | 255 | 62 | 255 | 26 | 255 | 67 | 255 | 22 | 215 | 52 | 135
WBURB-3 | A | 23 | 255 | 48 | 255 | 62 | 255 | 27 | 255 | 67 | 255 | 20 | 215 | 52 | 135
WDNSO-1 | A | 21 | 191 | 54 | 191 | 57 | 191 | 21 | 191 | 57 | 191 | 21 | 170 | 55 | 136
WDNSO-2 | A | 21 | 191 | 54 | 191 | 57 | 191 | 21 | 191 | 57 | 191 | 21 | 170 | 55 | 136
WHILW-1 | A | 31 | 322 | 84 | 322 | 90 | 322 | 33 | 322 | 90 | 322 | 32 | 255 | 86 | 210
WHILW-2 | A | 19 | 163 | 33 | 163 | 35 | 163 | 20 | 163 | 52 | 163 | 21 | 142 | 43 | 119
WLNYO-2 | A | 19 | 182 | 51 | 182 | 54 | 182 | 20 | 182 | 53 | 182 | 20 | 158 | 51 | 130
WLNYW-1 | A | 19 | 182 | 51 | 182 | 54 | 182 | 20 | 182 | 53 | 182 | 20 | 158 | 51 | 130
WTMSO-1 | A | 22 | 200 | 58 | 200 | 62 | 200 | 23 | 200 | 61 | 200 | 23 | 140 | 60 | 140

## May 2020
MW Response Capability by BMU
|  | Primary Response (Max MWhrs) | [5 empty] | Secondary Response (Max Mwhrs) |  |  |  | High Frequency Response (Max MWhrs)
UNIT | Mode | 0.2Hz | Genset Deload (MW) | 0.5Hz | Genset Deload (MW) | 0.8Hz | Genset Deload (MW) | 0.2/0.2Hz | Genset Deload (MW) | 0.5/0.5Hz | Genset Deload (MW) | 0.2Hz | Genset Deload (MW) | 0.5Hz | Genset Deload (MW)
ABTH7 | A | 40 | 250 | 72 | 250 | 72 | 250 | 48 | 250 | 120 | 250 | 38 | 185 | 55 | 185
ABTH8 | A | 40 | 250 | 72 | 250 | 72 | 250 | 48 | 250 | 120 | 250 | 38 | 185 | 55 | 185
ABTH9 | A | 30 | 240 | 80 | 240 | 80 | 240 | 40 | 240 | 120 | 240 | 38 | 125 | 52 | 125
ARCHW-1 | A | 10 | 92 | 25 | 92 | 25 | 92 | 12 | 92 | 30 | 92 | 11 | 73 | 24 | 56
BAGE-1 | A | 30 | 255 | 70 | 255 | 90 | 255 | 35 | 255 | 90 | 255 | 28 | 220 | 70 | 185
BAGE-2 | A | 3 | 17 | 8 | 17 | 12 | 17 | 4 | 17 | 9 | 17 | 2 | 17 | 5 | 17
BARKB2 | A | 33 | 210 | 82 | 210 | 108 | 210 | 39 | 210 | 97 | 210 | 31 | 120 | 84 | 120
BARK-1 | A | 22 | 140 | 55 | 140 | 72 | 140 | 26 | 140 | 65 | 140 | 21 | 80 | 54 | 80
BHLAW-1 | A | 7 | 98 | 16 | 98 | 19 | 98 | 10 | 98 | 26 | 98 | 8 | 87 | 18 | 78
BLLA-1 | A | 6 | 99 | 13 | 99 | 13 | 99 | 15 | 99 | 39 | 99 | 9 | 83 | 16 | 83
BRBEO-1 | A | 20 | 254 | 50 | 254 | 50 | 254 | 22 | 254 | 63 | 254 | 17 | 194 | 46 | 194
BRDUW-1 | A | 6 | 58 | 17 | 58 | 17 | 58 | 7 | 58 | 17 | 58 | 6 | 36 | 17 | 36
BRGG-1 | A | 16 | 110 | 32 | 110 | 48 | 110 | 16 | 110 | 40 | 110 | 14 | 96 | 34 | 46
BRYP-1 | A | 15 | 82 | 25 | 82 | 31 | 82 | 22 | 82 | 37 | 82 | 10 | 82 | 27 | 47
BURBW-1 | A | 0 | 90 | 0 | 90 | 0 | 90 | 0 | 0 | 0 | 0 | 0 | 90 | 0 | 90
CARR-1 | A | 35 | 269 | 58 | 269 | 58 | 269 | 35 | 325 | 88 | 325 | 34 | 269 | 56 | 269
CARR-2 | A | 35 | 269 | 58 | 269 | 58 | 269 | 35 | 325 | 88 | 325 | 34 | 269 | 56 | 269
CDCL-1 | A | 30 | 231 | 46 | 231 | 46 | 231 | 34 | 231 | 45 | 231 | 29 | 172 | 72 | 135
CLAC-1 | A | 3 | 28 | 8 | 28 | 13 | 28 | 3 | 36 | 9 | 36 | 3 | 28 | 8 | 28
CLDCW-1 | A | 14 | 14 | 34 | 113 | 36 | 113 | 13 | 113 | 35 | 113 | 13 | 99 | 34 | 78
CLDNW-1 | A | 13 | 108 | 33 | 108 | 35 | 108 | 13 | 108 | 35 | 108 | 12 | 95 | 33 | 74
CLDSW-1 | A | 16 | 129 | 40 | 129 | 43 | 129 | 16 | 129 | 42 | 129 | 16 | 113 | 41 | 88
CNQPS-1 | A | 22 | 170 | 55 | 170 | 55 | 170 | 28 | 170 | 70 | 170 | 26 | 120 | 60 | 105
CNQPS-2 | A | 22 | 170 | 55 | 170 | 55 | 170 | 28 | 170 | 70 | 170 | 22 | 120 | 55 | 105
CNQPS-3 | A | 22 | 170 | 55 | 170 | 55 | 170 | 28 | 170 | 70 | 170 | 22 | 120 | 55 | 105
CNQPS-4 | A | 22 | 170 | 55 | 170 | 55 | 170 | 28 | 170 | 70 | 170 | 28 | 105 | 55 | 105
CORB-1 | A | 10 | 130 | 30 | 130 | 50 | 130 | 28 | 130 | 60 | 130 | 15 | 95 | 40 | 60
COSO-1 | A | 20 | 380 | 40 | 380 | 50 | 380 | 60 | 380 | 140 | 380 | 17 | 304 | 40 | 304
COTPS-1 | A | 29 | 277 | 50 | 277 | 62 | 277 | 35 | 60 | 63 | 277 | 30 | 122 | 60 | 122
COTPS-2 | A | 29 | 287 | 50 | 287 | 62 | 287 | 35 | 60 | 63 | 287 | 30 | 122 | 60 | 122
COTPS-3 | A | 29 | 287 | 50 | 287 | 62 | 287 | 35 | 60 | 63 | 287 | 30 | 122 | 60 | 122
COTPS-4 | A | 29 | 277 | 50 | 277 | 62 | 277 | 35 | 60 | 63 | 277 | 30 | 122 | 60 | 122
COWE1 | A | 7 | 30 | 17 | 30 | 17 | 30 | 7 | 30 | 17 | 30 | 7 | 30 | 17 | 30
COWE2 | A | 7 | 30 | 17 | 30 | 17 | 30 | 7 | 30 | 17 | 30 | 7 | 30 | 17 | 30
CRUA-1 | A | 10 | 110 | 25 | 110 | 37 | 110 | 12 | 110 | 30 | 110 | 10 | 84 | 25 | 48
CRUA-2 | A | 10 | 110 | 25 | 110 | 37 | 110 | 12 | 110 | 30 | 110 | 10 | 84 | 25 | 48
CRUA-3 | A | 7 | 30 | 15 | 30 | 21 | 30 | 9 | 30 | 24 | 30 | 5 | 25 | 13 | 15
CRUA-4 | A | 7 | 30 | 15 | 30 | 21 | 30 | 9 | 30 | 24 | 30 | 5 | 25 | 13 | 15
CRYRW-2 | A | 15 | 138 | 38 | 138 | 40 | 138 | 15 | 138 | 40 | 138 | 13 | 109 | 40 | 63
DAMC-1 | A | 64 | 380 | 136 | 380 | 156 | 380 | 80 | 380 | 180 | 380 | 60 | 293 | 190 | 128
DEEP-1 | A | 20 | 180 | 60 | 180 | 86 | 180 | 22 | 180 | 80 | 180 | 24 | 96 | 52 | 96
DIDCB5 | A | 40 | 330 | 104 | 330 | 125 | 330 | 55 | 330 | 140 | 330 | 40 | 185 | 105 | 185
DIDCB6 | A | 50 | 250 | 105 | 250 | 105 | 250 | 50 | 250 | 130 | 250 | 50 | 153 | 110 | 103
DINO-1 | A | 14 | 138 | 39 | 138 | 58 | 138 | 28 | 138 | 72 | 138 | 14 | 118 | 36 | 88
DINO-2 | A | 14 | 138 | 39 | 138 | 58 | 138 | 28 | 138 | 72 | 138 | 14 | 118 | 36 | 88
DINO-3 | A | 14 | 138 | 39 | 138 | 58 | 138 | 28 | 138 | 72 | 138 | 14 | 118 | 36 | 88
DINO-4 | A | 14 | 138 | 39 | 138 | 58 | 138 | 28 | 138 | 72 | 138 | 14 | 118 | 36 | 88
DINO-5 | A | 14 | 138 | 39 | 138 | 58 | 138 | 28 | 138 | 72 | 138 | 14 | 118 | 36 | 88
DINO-6 | A | 14 | 138 | 39 | 138 | 58 | 138 | 28 | 138 | 72 | 138 | 14 | 118 | 36 | 88
DRAXX-1 | A | 68 | 345 | 100 | 345 | 100 | 345 | 64 | 95 | 110 | 345 | 60 | 225 | 70 | 225
DRAXX-2 | A | 68 | 345 | 100 | 345 | 100 | 345 | 64 | 95 | 110 | 345 | 60 | 225 | 70 | 225
DRAXX-3 | A | 68 | 345 | 100 | 345 | 100 | 345 | 64 | 95 | 110 | 345 | 60 | 225 | 70 | 225
DRAXX-4 | A | 68 | 345 | 100 | 345 | 100 | 345 | 64 | 95 | 110 | 345 | 60 | 225 | 70 | 225
DRAXX-5 | A | 68 | 345 | 100 | 345 | 100 | 345 | 64 | 95 | 110 | 345 | 60 | 225 | 70 | 225
DRAXX-6 | A | 68 | 345 | 100 | 345 | 100 | 345 | 64 | 95 | 110 | 345 | 60 | 225 | 70 | 225
DRSLW-1 | A | 6 | 69 | 16 | 69 | 17 | 69 | 6 | 69 | 17 | 69 | 6 | 61 | 16 | 54
DUNGW-1 | A | 8 | 89 | 21 | 89 | 33 | 89 | 8 | 89 | 23 | 89 | 8 | 80 | 21 | 69
EECL-1 | A | 20 | 178 | 25 | 178 | 25 | 178 | 32 | 178 | 81 | 178 | 20 | 143 | 25 | 143
EGGPS-1 | A | 45 | 205 | 83 | 205 | 83 | 205 | 49 | 205 | 110 | 205 | 33 | 95 | 60 | 95
EGGPS-2 | A | 45 | 205 | 83 | 205 | 83 | 205 | 49 | 205 | 110 | 205 | 33 | 95 | 60 | 95
EGGPS-3 | A | 45 | 205 | 83 | 205 | 83 | 205 | 49 | 205 | 110 | 205 | 33 | 95 | 60 | 95
EGGPS-4 | A | 45 | 205 | 83 | 205 | 83 | 205 | 49 | 205 | 110 | 205 | 33 | 95 | 60 | 95
ERRO-1 | A | 1 | 21 | 1 | 21 | 1 | 21 | 2 | 21 | 5 | 21 | 1 | 17 | 1 | 17
ERRO-2 | A | 1 | 21 | 1 | 21 | 1 | 21 | 2 | 21 | 5 | 21 | 1 | 17 | 1 | 17
ERRO-3 | A | 1 | 21 | 1 | 21 | 1 | 21 | 2 | 21 | 5 | 21 | 1 | 17 | 1 | 17
FAARW-1 | A | 2 | 37 | 4 | 37 | 4 | 37 | 4 | 37 | 12 | 37 | 2 | 33 | 4 | 33
FAARW-2 | A | 2 | 37 | 4 | 37 | 4 | 37 | 4 | 37 | 12 | 37 | 2 | 33 | 4 | 33
FALGW-1 | A | 11 | 108 | 28 | 108 | 41 | 108 | 13 | 108 | 35 | 108 | 10 | 86 | 22 | 64
FASN-1 | A | 0 | 15 | 1 | 15 | 1 | 15 | 1 | 15 | 2 | 15 | 0 | 15 | 1 | 12
FASN2 | A | 0 | 15 | 1 | 15 | 1 | 15 | 1 | 15 | 2 | 15 | 0 | 15 | 1 | 12
FASN3 | A | 0 | 15 | 1 | 15 | 1 | 15 | 1 | 15 | 2 | 15 | 0 | 15 | 1 | 12
FAWN-1 | A | 10 | 52 | 25 | 52 | 40 | 52 | 13 | 52 | 32 | 52 | 11 | 37 | 27 | 27
FELL-1 | A | 9 | 63 | 21 | 63 | 22 | 63 | 10 | 63 | 24 | 63 | 9 | 63 | 22 | 63
FFES-1 | A | 10 | 35 | 27 | 35 | 30 | 35 | 9 | 35 | 22 | 35 | 4 | 27 | 6 | 27
FFES-2 | A | 10 | 35 | 27 | 35 | 30 | 35 | 9 | 35 | 22 | 35 | 4 | 27 | 6 | 27
FFES-3 | A | 10 | 35 | 27 | 35 | 30 | 35 | 9 | 35 | 22 | 35 | 4 | 27 | 6 | 27
FFES-4 | A | 10 | 35 | 27 | 35 | 30 | 35 | 9 | 35 | 22 | 35 | 4 | 27 | 6 | 27
FIDL-1 | A | 13 | 205 | 20 | 205 | 23 | 205 | 35 | 100 | 40 | 147 | 30 | 147 | 50 | 147
FIDL-2 | A | 13 | 205 | 20 | 205 | 23 | 205 | 35 | 100 | 40 | 147 | 30 | 147 | 50 | 147
FIDL-3 | A | 13 | 205 | 20 | 205 | 23 | 205 | 35 | 100 | 40 | 147 | 30 | 147 | 50 | 147
FIDL-4 | A | 13 | 205 | 20 | 205 | 23 | 205 | 35 | 100 | 40 | 147 | 30 | 147 | 50 | 147
FINL-1 | A | 0 | 14 | 1 | 14 | 1 | 14 | 1 | 14 | 2 | 14 | 0 | 14 | 1 | 11
FOYE-1 | A | 6 | 60 | 13 | 60 | 16 | 60 | 11 | 60 | 27 | 60 | 5 | 30 | 11 | 30
FOYE-2 | A | 6 | 60 | 13 | 60 | 16 | 60 | 11 | 60 | 27 | 60 | 5 | 30 | 11 | 30
GLNDO-1 | A | 6 | 80 | 12 | 45 | 17 | 45 | 12 | 45 | 25 | 45 | 8 | 65 | 18 | 45
GNFSW-1 | A | 11 | 100 | 30 | 100 | 30 | 100 | 12 | 100 | 31 | 100 | 12 | 70 | 30 | 70
GNFSW-2 | A | 7 | 64 | 18 | 64 | 18 | 64 | 8 | 64 | 18 | 64 | 6 | 49 | 15 | 49
GORDW-1 | A | 6 | 62 | 16 | 56 | 26 | 45 | 7 | 62 | 18 | 62 | 6 | 56 | 16 | 45
GRAI-6 | A | 24 | 320 | 58 | 320 | 58 | 320 | 35 | 320 | 88 | 320 | 28 | 270 | 60 | 230
GRAI-7 | A | 30 | 232 | 60 | 232 | 60 | 232 | 32 | 232 | 84 | 232 | 32 | 175 | 65 | 135
GRAI-8 | A | 26 | 232 | 58 | 232 | 58 | 232 | 32 | 232 | 84 | 232 | 32 | 175 | 65 | 135
GRIFW-1 | A | 8 | 94 | 22 | 94 | 23 | 94 | 8 | 94 | 22 | 94 | 8 | 85 | 22 | 72
GRIFW-2 | A | 8 | 94 | 22 | 94 | 23 | 94 | 8 | 94 | 22 | 94 | 8 | 85 | 22 | 72
GRMO-1 | A | 8 | 43 | 8 | 43 | 8 | 43 | 8 | 43 | 8 | 43 | 8 | 23 | 8 | 23
GYAR-1 | A | 17 | 176 | 42 | 176 | 66 | 176 | 24 | 176 | 60 | 176 | 17 | 176 | 42 | 176
GYMRO-15 | A | 6 | 145 | 15 | 145 | 15 | 145 | 6 | 145 | 15 | 145 | 6 | 44 | 15 | 44
GYMRO-17 | A | 6 | 145 | 15 | 145 | 15 | 145 | 6 | 145 | 15 | 145 | 6 | 44 | 15 | 44
GYMRO-26 | A | 6 | 145 | 15 | 145 | 15 | 145 | 6 | 145 | 15 | 145 | 6 | 44 | 15 | 44
GYMRO-28 | A | 6 | 145 | 15 | 145 | 15 | 145 | 6 | 145 | 15 | 145 | 6 | 44 | 15 | 44
HADHW-1 | A | 7 | 76 | 14 | 76 | 22 | 76 | 13 | 76 | 34 | 76 | 8 | 65 | 17 | 65
HRSTW-1 | A | 12 | 102 | 30 | 102 | 45 | 102 | 13 | 102 | 34 | 102 | 13 | 80 | 27 | 66
HUMR-1 | A | 60 | 533 | 150 | 533 | 200 | 533 | 80 | 533 | 200 | 533 | 62 | 419 | 155 | 251
INDQ-1 | A | 12 | 102 | 31 | 102 | 43 | 102 | 13 | 102 | 34 | 102 | 12 | 72 | 30 | 72
KEAD-1 | A | 38 | 415 | 90 | 415 | 90 | 415 | 55 | 415 | 138 | 415 | 38 | 355 | 90 | 285
KILBW-1 | A | 3 | 56 | 8 | 56 | 13 | 56 | 5 | 56 | 14 | 56 | 4 | 53 | 9 | 47
KILLPG-1 | A | 8 | 225 | 10 | 225 | 10 | 225 | 10 | 225 | 12 | 225 | 4 | 150 | 15 | 150
KILLPG-2 | A | 18 | 225 | 25 | 225 | 25 | 225 | 37 | 225 | 37 | 225 | 22 | 195 | 30 | 195
KILNS-1 | A | 30 | 290 | 72 | 290 | 84 | 290 | 42 | 290 | 114 | 290 | 18 | 104 | 45 | 104
KLYN-A-1 | A | 24 | 126 | 50 | 126 | 50 | 126 | 34 | 126 | 70 | 126 | 22 | 81 | 34 | 81
LAGA-1 | A | 55 | 500 | 123 | 500 | 140 | 500 | 52 | 500 | 130 | 500 | 53 | 475 | 130 | 475
LARYO-1 | A | 16 | 155 | 40 | 155 | 45 | 155 | 18 | 155 | 45 | 155 | 14 | 120 | 35 | 120
LARYO-2 | A | 16 | 158 | 40 | 158 | 45 | 158 | 18 | 158 | 45 | 158 | 14 | 120 | 35 | 120
LARYO-3 | A | 16 | 158 | 40 | 158 | 45 | 158 | 18 | 158 | 45 | 158 | 14 | 120 | 35 | 120
LARYO-4 | A | 16 | 158 | 40 | 158 | 45 | 158 | 18 | 158 | 45 | 158 | 14 | 120 | 35 | 120
LBAR-1G | A | 1 | 16 | 4 | 16 | 6 | 16 | 2 | 16 | 4 | 16 | 1 | 9 | 4 | 9
LBAR-1 | A | 39 | 360 | 88 | 360 | 88 | 360 | 55 | 360 | 145 | 360 | 41 | 270 | 90 | 270
LNCSO-1 | A | 12 | 130 | 30 | 130 | 32 | 130 | 12 | 130 | 32 | 130 | 10 | 100 | 26 | 100
LNCSO-2 | A | 13 | 140 | 34 | 140 | 36 | 140 | 14 | 140 | 36 | 140 | 12 | 125 | 32 | 125
LOAN-1 | A | 25 | 326 | 51 | 326 | 55 | 326 | 19 | 326 | 50 | 326 | 12 | 276 | 28 | 276
LOAN-2 | A | 25 | 326 | 51 | 326 | 55 | 326 | 19 | 326 | 50 | 326 | 12 | 276 | 28 | 276
LOAN-3 | A | 25 | 326 | 51 | 326 | 55 | 326 | 19 | 326 | 50 | 326 | 12 | 276 | 28 | 276
MEDP-1 | A | 30 | 380 | 76 | 330 | 76 | 330 | 48 | 380 | 105 | 380 | 31 | 330 | 79 | 290
MILWW-1 | A | 6 | 32 | 8 | 54 | 13 | 54 | 5 | 54 | 14 | 54 | 3 | 43 | 8 | 43
MKHLW-1 | A | 4 | 42 | 10 | 42 | 12 | 42 | 5 | 42 | 13 | 42 | 5 | 37 | 12 | 30
MRWD-1 | A | 43 | 448 | 100 | 448 | 112 | 448 | 67 | 448 | 160 | 448 | 36 | 328 | 93 | 328
NANT-1 | A | 0 | 15 | 0 | 15 | 0 | 15 | 0 | 15 | 1 | 15 | 0 | 15 | 0 | 15
PEHE-1 | A | 42 | 420 | 72 | 420 | 72 | 420 | 83 | 420 | 117 | 420 | 35 | 350 | 84 | 260
PEHE-2 | A | 16 | 490 | 40 | 265 | 42 | 490 | 0 | 0 | 0 | 0 | 0 | 490 | 0 | 490
PEMB-11 | A | 38 | 113 | 63 | 276 | 63 | 276 | 33 | 276 | 90 | 276 | 35 | 241 | 64 | 210
PEMB-21 | A | 38 | 113 | 63 | 276 | 63 | 276 | 33 | 276 | 90 | 276 | 35 | 241 | 64 | 210
PEMB-31 | A | 38 | 113 | 63 | 276 | 63 | 276 | 33 | 276 | 90 | 276 | 35 | 241 | 64 | 210
PEMB-41 | A | 38 | 113 | 63 | 276 | 63 | 276 | 33 | 276 | 90 | 276 | 35 | 241 | 64 | 210
PEMB-51 | A | 38 | 113 | 63 | 276 | 63 | 276 | 33 | 276 | 90 | 276 | 35 | 241 | 64 | 210
PETEM1 | A | 20 | 180 | 46 | 180 | 52 | 180 | 24 | 180 | 58 | 180 | 20 | 150 | 50 | 100
RATS-1 | A | 50 | 270 | 90 | 270 | 90 | 270 | 36 | 270 | 50 | 270 | 42 | 105 | 75 | 155
RATS-2 | A | 40 | 270 | 90 | 270 | 100 | 270 | 36 | 270 | 50 | 270 | 40 | 195 | 75 | 195
RATS-3 | A | 40 | 270 | 90 | 270 | 100 | 270 | 36 | 270 | 50 | 270 | 40 | 195 | 75 | 195
RATS-4 | A | 40 | 270 | 95 | 270 | 100 | 270 | 36 | 270 | 50 | 270 | 40 | 195 | 75 | 195
RMPNO-1 | A | 18 | 180 | 45 | 180 | 72 | 180 | 20 | 180 | 50 | 180 | 18 | 130 | 47 | 130
RMPNO-2 | A | 18 | 180 | 45 | 180 | 72 | 180 | 20 | 180 | 50 | 180 | 18 | 130 | 47 | 130
ROCK-1 | A | 36 | 400 | 50 | 400 | 54 | 400 | 60 | 400 | 160 | 400 | 33 | 220 | 53 | 220
RYHPS-1 | A | 30 | 305 | 48 | 305 | 66 | 305 | 42 | 305 | 51 | 305 | 30 | 130 | 42 | 68
SCCL-1 | A | 35 | 180 | 70 | 180 | 70 | 180 | 40 | 180 | 95 | 180 | 40 | 100 | 100 | 50
SCCL-2 | A | 35 | 180 | 70 | 180 | 70 | 180 | 40 | 180 | 95 | 180 | 40 | 100 | 100 | 50
SCCL-3 | A | 35 | 180 | 70 | 180 | 70 | 180 | 40 | 180 | 95 | 180 | 40 | 100 | 100 | 50
SEAB-1 | A | 44 | 254 | 125 | 254 | 150 | 254 | 55 | 254 | 150 | 254 | 75 | 164 | 176 | 38
SEAB-2 | A | 31 | 138 | 76 | 138 | 86 | 138 | 32 | 138 | 82 | 138 | 37 | 73 | 90 | 43
SHBA-1 | A | 33 | 420 | 79 | 420 | 91 | 420 | 59 | 420 | 150 | 420 | 37 | 336 | 95 | 252
SHBA-2 | A | 32 | 319 | 70 | 319 | 76 | 319 | 35 | 319 | 93 | 319 | 32 | 270 | 70 | 217
SHOS-1 | A | 18 | 160 | 24 | 160 | 24 | 160 | 30 | 160 | 75 | 160 | 18 | 135 | 24 | 135
SHRSO-1 | A | 16 | 157 | 44 | 157 | 46 | 157 | 17 | 157 | 46 | 157 | 16 | 141 | 43 | 113
SHRSO-2 | A | 16 | 157 | 44 | 157 | 46 | 157 | 17 | 157 | 46 | 157 | 16 | 141 | 43 | 113
SIZB-1 | A | 38 | 283 | 45 | 283 | 45 | 283 | 45 | 283 | 45 | 283 | 40 | 283 | 46 | 283
SIZB-2 | A | 38 | 283 | 45 | 283 | 45 | 283 | 45 | 283 | 45 | 283 | 40 | 283 | 46 | 283
SLOY-1 | A | 0 | 38 | 1 | 38 | 1 | 38 | 1 | 38 | 2 | 38 | 0 | 38 | 1 | 30
SLOY-2 | A | 0 | 38 | 1 | 38 | 1 | 38 | 1 | 38 | 2 | 38 | 0 | 38 | 1 | 30
SLOY-3 | A | 0 | 38 | 1 | 38 | 1 | 38 | 1 | 38 | 2 | 38 | 0 | 38 | 1 | 30
SLOY-4 | A | 0 | 28 | 1 | 28 | 1 | 28 | 1 | 28 | 2 | 28 | 0 | 28 | 1 | 22
SPLN-1 | A | 40 | 380 | 100 | 380 | 110 | 380 | 50 | 380 | 120 | 380 | 30 | 380 | 90 | 300
STAY-1 | A | 35 | 265 | 62 | 265 | 62 | 265 | 35 | 265 | 89 | 265 | 34 | 192 | 63 | 192
STAY-2 | A | 35 | 265 | 62 | 265 | 62 | 265 | 35 | 265 | 89 | 265 | 34 | 192 | 63 | 192
STAY-3 | A | 35 | 265 | 62 | 265 | 62 | 265 | 35 | 265 | 89 | 265 | 34 | 192 | 63 | 192
STAY-4 | A | 35 | 265 | 62 | 265 | 62 | 265 | 35 | 265 | 89 | 265 | 34 | 192 | 63 | 192
STRNW-1 | A | 6 | 52 | 16 | 52 | 26 | 52 | 7 | 60 | 17 | 60 | 6 | 52 | 17 | 42
SUTB-1 | A | 36 | 380 | 104 | 380 | 148 | 380 | 52 | 380 | 132 | 380 | 47 | 250 | 107 | 250
SVRP-10 | A | 20 | 225 | 50 | 225 | 70 | 225 | 32 | 225 | 80 | 225 | 20 | 172 | 50 | 172
SVRP-20 | A | 20 | 225 | 50 | 225 | 70 | 225 | 32 | 225 | 80 | 225 | 20 | 172 | 50 | 172
USKM-13 | A | 6 | 49 | 15 | 49 | 17 | 49 | 8 | 49 | 19 | 49 | 7 | 36 | 8 | 36
USKM-14 | A | 6 | 49 | 15 | 49 | 17 | 49 | 8 | 49 | 19 | 49 | 7 | 36 | 8 | 36
USKM-15 | A | 6 | 49 | 15 | 49 | 17 | 49 | 8 | 49 | 19 | 49 | 7 | 36 | 8 | 36
WBUPS-1 | A | 30 | 113 | 48 | 153 | 48 | 153 | 32 | 113 | 50 | 113 | 40 | 153 | 65 | 113
WBUPS-2 | A | 30 | 133 | 48 | 173 | 48 | 173 | 32 | 133 | 50 | 133 | 40 | 173 | 65 | 133
WBUPS-3 | A | 30 | 133 | 48 | 173 | 48 | 173 | 32 | 133 | 50 | 133 | 40 | 173 | 65 | 133
WBUPS-4 | A | 30 | 113 | 48 | 153 | 48 | 153 | 32 | 113 | 50 | 113 | 40 | 153 | 65 | 113
WBURB-1 | A | 22 | 240 | 48 | 240 | 62 | 240 | 27 | 240 | 69 | 240 | 20 | 200 | 50 | 120
WBURB-2 | A | 25 | 255 | 52 | 255 | 62 | 255 | 26 | 255 | 67 | 255 | 22 | 215 | 52 | 135
WBURB-3 | A | 23 | 255 | 48 | 255 | 62 | 255 | 27 | 255 | 67 | 255 | 20 | 215 | 52 | 135
WDNSO-1 | A | 21 | 191 | 54 | 191 | 57 | 191 | 21 | 191 | 57 | 191 | 21 | 170 | 55 | 136
WDNSO-2 | A | 21 | 191 | 54 | 191 | 57 | 191 | 21 | 191 | 57 | 191 | 21 | 170 | 55 | 136
WHILW-1 | A | 31 | 322 | 84 | 322 | 90 | 322 | 33 | 322 | 90 | 322 | 32 | 255 | 86 | 210
WHILW-2 | A | 19 | 163 | 33 | 163 | 35 | 163 | 20 | 163 | 52 | 163 | 21 | 142 | 43 | 119
WLNYO-2 | A | 19 | 182 | 51 | 182 | 54 | 182 | 20 | 182 | 53 | 182 | 20 | 158 | 51 | 130
WLNYW-1 | A | 19 | 182 | 51 | 182 | 54 | 182 | 20 | 182 | 53 | 182 | 20 | 158 | 51 | 130
WTMSO-1 | A | 22 | 200 | 58 | 200 | 62 | 200 | 23 | 200 | 61 | 200 | 23 | 140 | 60 | 140

## Apr 2020
MW Response Capability by BMU
|  | Primary Response (Max MWhrs) | [5 empty] | Secondary Response (Max Mwhrs) |  |  |  | High Frequency Response (Max MWhrs)
UNIT | Mode | 0.2Hz | Genset Deload (MW) | 0.5Hz | Genset Deload (MW) | 0.8Hz | Genset Deload (MW) | 0.2/0.2Hz | Genset Deload (MW) | 0.5/0.5Hz | Genset Deload (MW) | 0.2Hz | Genset Deload (MW) | 0.5Hz | Genset Deload (MW)
ABTH7 | A | 40 | 250 | 72 | 250 | 72 | 250 | 48 | 250 | 120 | 250 | 38 | 185 | 55 | 185
ABTH8 | A | 40 | 250 | 72 | 250 | 72 | 250 | 48 | 250 | 120 | 250 | 38 | 185 | 55 | 185
ABTH9 | A | 30 | 240 | 80 | 240 | 80 | 240 | 40 | 240 | 120 | 240 | 38 | 125 | 52 | 125
ARCHW-1 | A | 10 | 92 | 25 | 92 | 25 | 92 | 12 | 92 | 30 | 92 | 11 | 73 | 24 | 56
BAGE-1 | A | 30 | 255 | 70 | 255 | 90 | 255 | 35 | 255 | 90 | 255 | 28 | 220 | 70 | 185
BAGE-2 | A | 3 | 17 | 8 | 17 | 12 | 17 | 4 | 17 | 9 | 17 | 2 | 17 | 5 | 17
BARKB2 | A | 33 | 210 | 82 | 210 | 108 | 210 | 39 | 210 | 97 | 210 | 31 | 120 | 84 | 120
BARK-1 | A | 22 | 140 | 55 | 140 | 72 | 140 | 26 | 140 | 65 | 140 | 21 | 80 | 54 | 80
BHLAW-1 | A | 7 | 98 | 16 | 98 | 19 | 98 | 10 | 98 | 26 | 98 | 8 | 87 | 18 | 78
BLLA-1 | A | 6 | 99 | 13 | 99 | 13 | 99 | 15 | 99 | 39 | 99 | 9 | 83 | 16 | 83
BRBEO-1 | A | 20 | 254 | 50 | 254 | 50 | 254 | 22 | 254 | 63 | 254 | 17 | 194 | 46 | 194
BRDUW-1 | A | 6 | 58 | 17 | 58 | 17 | 58 | 7 | 58 | 17 | 58 | 6 | 36 | 17 | 36
BRGG-1 | A | 16 | 110 | 32 | 110 | 48 | 110 | 16 | 110 | 40 | 110 | 14 | 96 | 34 | 46
BRYP-1 | A | 15 | 82 | 25 | 82 | 31 | 82 | 22 | 82 | 37 | 82 | 10 | 82 | 27 | 47
BURBW-1 | A | 0 | 90 | 0 | 90 | 0 | 90 | 0 | 0 | 0 | 0 | 0 | 90 | 0 | 90
CARR-1 | A | 35 | 269 | 58 | 269 | 58 | 269 | 35 | 325 | 88 | 325 | 34 | 269 | 56 | 269
CARR-2 | A | 35 | 269 | 58 | 269 | 58 | 269 | 35 | 325 | 88 | 325 | 34 | 269 | 56 | 269
CDCL-1 | A | 30 | 231 | 46 | 231 | 46 | 231 | 34 | 231 | 45 | 231 | 29 | 172 | 72 | 135
CLAC-1 | A | 3 | 28 | 8 | 28 | 13 | 28 | 3 | 36 | 9 | 36 | 3 | 28 | 8 | 28
CLDCW-1 | A | 14 | 14 | 34 | 113 | 36 | 113 | 13 | 113 | 35 | 113 | 13 | 99 | 34 | 78
CLDNW-1 | A | 13 | 108 | 33 | 108 | 35 | 108 | 13 | 108 | 35 | 108 | 12 | 95 | 33 | 74
CLDSW-1 | A | 16 | 129 | 40 | 129 | 43 | 129 | 16 | 129 | 42 | 129 | 16 | 113 | 41 | 88
CNQPS-1 | A | 22 | 170 | 55 | 170 | 55 | 170 | 28 | 170 | 70 | 170 | 26 | 120 | 60 | 105
CNQPS-2 | A | 22 | 170 | 55 | 170 | 55 | 170 | 28 | 170 | 70 | 170 | 22 | 120 | 55 | 105
CNQPS-3 | A | 22 | 170 | 55 | 170 | 55 | 170 | 28 | 170 | 70 | 170 | 22 | 120 | 55 | 105
CNQPS-4 | A | 22 | 170 | 55 | 170 | 55 | 170 | 28 | 170 | 70 | 170 | 28 | 105 | 55 | 105
CORB-1 | A | 10 | 130 | 30 | 130 | 50 | 130 | 28 | 130 | 60 | 130 | 15 | 95 | 40 | 60
COSO-1 | A | 20 | 380 | 40 | 380 | 50 | 380 | 60 | 380 | 140 | 380 | 17 | 304 | 40 | 304
COTPS-1 | A | 29 | 277 | 50 | 277 | 62 | 277 | 35 | 60 | 63 | 277 | 30 | 122 | 60 | 122
COTPS-2 | A | 29 | 287 | 50 | 287 | 62 | 287 | 35 | 60 | 63 | 287 | 30 | 122 | 60 | 122
COTPS-3 | A | 29 | 287 | 50 | 287 | 62 | 287 | 35 | 60 | 63 | 287 | 30 | 122 | 60 | 122
COTPS-4 | A | 29 | 277 | 50 | 277 | 62 | 277 | 35 | 60 | 63 | 277 | 30 | 122 | 60 | 122
COWE1 | A | 7 | 30 | 17 | 30 | 17 | 30 | 7 | 30 | 17 | 30 | 7 | 30 | 17 | 30
COWE2 | A | 7 | 30 | 17 | 30 | 17 | 30 | 7 | 30 | 17 | 30 | 7 | 30 | 17 | 30
CRUA-1 | A | 10 | 110 | 25 | 110 | 37 | 110 | 12 | 110 | 30 | 110 | 10 | 84 | 25 | 48
CRUA-2 | A | 10 | 110 | 25 | 110 | 37 | 110 | 12 | 110 | 30 | 110 | 10 | 84 | 25 | 48
CRUA-3 | A | 7 | 30 | 15 | 30 | 21 | 30 | 9 | 30 | 24 | 30 | 5 | 25 | 13 | 15
CRUA-4 | A | 7 | 30 | 15 | 30 | 21 | 30 | 9 | 30 | 24 | 30 | 5 | 25 | 13 | 15
CRYRW-2 | A | 15 | 138 | 38 | 138 | 40 | 138 | 15 | 138 | 40 | 138 | 13 | 109 | 40 | 63
DAMC-1 | A | 64 | 380 | 136 | 380 | 156 | 380 | 80 | 380 | 180 | 380 | 60 | 293 | 190 | 128
DEEP-1 | A | 20 | 180 | 60 | 180 | 86 | 180 | 22 | 180 | 80 | 180 | 24 | 96 | 52 | 96
DIDCB5 | A | 40 | 330 | 104 | 330 | 125 | 330 | 55 | 330 | 140 | 330 | 40 | 185 | 105 | 185
DIDCB6 | A | 50 | 250 | 105 | 250 | 105 | 250 | 50 | 250 | 130 | 250 | 50 | 153 | 110 | 103
DINO-1 | A | 14 | 138 | 39 | 138 | 58 | 138 | 28 | 138 | 72 | 138 | 14 | 118 | 36 | 88
DINO-2 | A | 14 | 138 | 39 | 138 | 58 | 138 | 28 | 138 | 72 | 138 | 14 | 118 | 36 | 88
DINO-3 | A | 14 | 138 | 39 | 138 | 58 | 138 | 28 | 138 | 72 | 138 | 14 | 118 | 36 | 88
DINO-4 | A | 14 | 138 | 39 | 138 | 58 | 138 | 28 | 138 | 72 | 138 | 14 | 118 | 36 | 88
DINO-5 | A | 14 | 138 | 39 | 138 | 58 | 138 | 28 | 138 | 72 | 138 | 14 | 118 | 36 | 88
DINO-6 | A | 14 | 138 | 39 | 138 | 58 | 138 | 28 | 138 | 72 | 138 | 14 | 118 | 36 | 88
DRAXX-1 | A | 68 | 345 | 100 | 345 | 100 | 345 | 64 | 95 | 110 | 345 | 60 | 225 | 70 | 225
DRAXX-2 | A | 68 | 345 | 100 | 345 | 100 | 345 | 64 | 95 | 110 | 345 | 60 | 225 | 70 | 225
DRAXX-3 | A | 68 | 345 | 100 | 345 | 100 | 345 | 64 | 95 | 110 | 345 | 60 | 225 | 70 | 225
DRAXX-4 | A | 68 | 345 | 100 | 345 | 100 | 345 | 64 | 95 | 110 | 345 | 60 | 225 | 70 | 225
DRAXX-5 | A | 68 | 345 | 100 | 345 | 100 | 345 | 64 | 95 | 110 | 345 | 60 | 225 | 70 | 225
DRAXX-6 | A | 68 | 345 | 100 | 345 | 100 | 345 | 64 | 95 | 110 | 345 | 60 | 225 | 70 | 225
DRSLW-1 | A | 6 | 69 | 16 | 69 | 17 | 69 | 6 | 69 | 17 | 69 | 6 | 61 | 16 | 54
DUNGW-1 | A | 8 | 89 | 21 | 89 | 33 | 89 | 8 | 89 | 23 | 89 | 8 | 80 | 21 | 69
EECL-1 | A | 20 | 178 | 25 | 178 | 25 | 178 | 32 | 178 | 81 | 178 | 20 | 143 | 25 | 143
EGGPS-1 | A | 45 | 205 | 83 | 205 | 83 | 205 | 49 | 205 | 110 | 205 | 33 | 95 | 60 | 95
EGGPS-2 | A | 45 | 205 | 83 | 205 | 83 | 205 | 49 | 205 | 110 | 205 | 33 | 95 | 60 | 95
EGGPS-3 | A | 45 | 205 | 83 | 205 | 83 | 205 | 49 | 205 | 110 | 205 | 33 | 95 | 60 | 95
EGGPS-4 | A | 45 | 205 | 83 | 205 | 83 | 205 | 49 | 205 | 110 | 205 | 33 | 95 | 60 | 95
ERRO-1 | A | 1 | 21 | 1 | 21 | 1 | 21 | 2 | 21 | 5 | 21 | 1 | 17 | 1 | 17
ERRO-2 | A | 1 | 21 | 1 | 21 | 1 | 21 | 2 | 21 | 5 | 21 | 1 | 17 | 1 | 17
ERRO-3 | A | 1 | 21 | 1 | 21 | 1 | 21 | 2 | 21 | 5 | 21 | 1 | 17 | 1 | 17
FAARW-1 | A | 2 | 37 | 4 | 37 | 4 | 37 | 4 | 37 | 12 | 37 | 2 | 33 | 4 | 33
FAARW-2 | A | 2 | 37 | 4 | 37 | 4 | 37 | 4 | 37 | 12 | 37 | 2 | 33 | 4 | 33
FALGW-1 | A | 11 | 108 | 28 | 108 | 41 | 108 | 13 | 108 | 35 | 108 | 10 | 86 | 22 | 64
FASN-1 | A | 0 | 15 | 1 | 15 | 1 | 15 | 1 | 15 | 2 | 15 | 0 | 15 | 1 | 12
FASN2 | A | 0 | 15 | 1 | 15 | 1 | 15 | 1 | 15 | 2 | 15 | 0 | 15 | 1 | 12
FASN3 | A | 0 | 15 | 1 | 15 | 1 | 15 | 1 | 15 | 2 | 15 | 0 | 15 | 1 | 12
FAWN-1 | A | 10 | 52 | 25 | 52 | 40 | 52 | 13 | 52 | 32 | 52 | 11 | 37 | 27 | 27
FELL-1 | A | 9 | 63 | 21 | 63 | 22 | 63 | 10 | 63 | 24 | 63 | 9 | 63 | 22 | 63
FFES-1 | A | 10 | 35 | 27 | 35 | 30 | 35 | 9 | 35 | 22 | 35 | 4 | 27 | 6 | 27
FFES-2 | A | 10 | 35 | 27 | 35 | 30 | 35 | 9 | 35 | 22 | 35 | 4 | 27 | 6 | 27
FFES-3 | A | 10 | 35 | 27 | 35 | 30 | 35 | 9 | 35 | 22 | 35 | 4 | 27 | 6 | 27
FFES-4 | A | 10 | 35 | 27 | 35 | 30 | 35 | 9 | 35 | 22 | 35 | 4 | 27 | 6 | 27
FIDL-1 | A | 13 | 205 | 20 | 205 | 23 | 205 | 35 | 100 | 40 | 147 | 30 | 147 | 50 | 147
FIDL-2 | A | 13 | 205 | 20 | 205 | 23 | 205 | 35 | 100 | 40 | 147 | 30 | 147 | 50 | 147
FIDL-3 | A | 13 | 205 | 20 | 205 | 23 | 205 | 35 | 100 | 40 | 147 | 30 | 147 | 50 | 147
FIDL-4 | A | 13 | 205 | 20 | 205 | 23 | 205 | 35 | 100 | 40 | 147 | 30 | 147 | 50 | 147
FINL-1 | A | 0 | 14 | 1 | 14 | 1 | 14 | 1 | 14 | 2 | 14 | 0 | 14 | 1 | 11
FOYE-1 | A | 6 | 60 | 13 | 60 | 16 | 60 | 11 | 60 | 27 | 60 | 5 | 30 | 11 | 30
FOYE-2 | A | 6 | 60 | 13 | 60 | 16 | 60 | 11 | 60 | 27 | 60 | 5 | 30 | 11 | 30
GLNDO-1 | A | 6 | 80 | 12 | 45 | 17 | 45 | 12 | 45 | 25 | 45 | 8 | 65 | 18 | 45
GNFSW-1 | A | 11 | 100 | 30 | 100 | 30 | 100 | 12 | 100 | 31 | 100 | 12 | 70 | 30 | 70
GNFSW-2 | A | 7 | 64 | 18 | 64 | 18 | 64 | 8 | 64 | 18 | 64 | 6 | 49 | 15 | 49
GORDW-1 | A | 6 | 62 | 16 | 56 | 26 | 45 | 7 | 62 | 18 | 62 | 6 | 56 | 16 | 45
GRAI-6 | A | 24 | 320 | 58 | 320 | 58 | 320 | 35 | 320 | 88 | 320 | 28 | 270 | 60 | 230
GRAI-7 | A | 30 | 232 | 60 | 232 | 60 | 232 | 32 | 232 | 84 | 232 | 32 | 175 | 65 | 135
GRAI-8 | A | 26 | 232 | 58 | 232 | 58 | 232 | 32 | 232 | 84 | 232 | 32 | 175 | 65 | 135
GRIFW-1 | A | 8 | 94 | 22 | 94 | 23 | 94 | 8 | 94 | 22 | 94 | 8 | 85 | 22 | 72
GRIFW-2 | A | 8 | 94 | 22 | 94 | 23 | 94 | 8 | 94 | 22 | 94 | 8 | 85 | 22 | 72
GRMO-1 | A | 8 | 43 | 8 | 43 | 8 | 43 | 8 | 43 | 8 | 43 | 8 | 23 | 8 | 23
GYAR-1 | A | 17 | 176 | 42 | 176 | 66 | 176 | 24 | 176 | 60 | 176 | 17 | 176 | 42 | 176
GYMRO-15 | A | 6 | 145 | 15 | 145 | 15 | 145 | 6 | 145 | 15 | 145 | 6 | 44 | 15 | 44
GYMRO-17 | A | 6 | 145 | 15 | 145 | 15 | 145 | 6 | 145 | 15 | 145 | 6 | 44 | 15 | 44
GYMRO-26 | A | 6 | 145 | 15 | 145 | 15 | 145 | 6 | 145 | 15 | 145 | 6 | 44 | 15 | 44
GYMRO-28 | A | 6 | 145 | 15 | 145 | 15 | 145 | 6 | 145 | 15 | 145 | 6 | 44 | 15 | 44
HADHW-1 | A | 7 | 76 | 14 | 76 | 22 | 76 | 13 | 76 | 34 | 76 | 8 | 65 | 17 | 65
HRSTW-1 | A | 12 | 102 | 30 | 102 | 45 | 102 | 13 | 102 | 34 | 102 | 13 | 80 | 27 | 66
HUMR-1 | A | 60 | 533 | 150 | 533 | 200 | 533 | 80 | 533 | 200 | 533 | 62 | 419 | 155 | 251
INDQ-1 | A | 12 | 102 | 31 | 102 | 43 | 102 | 13 | 102 | 34 | 102 | 12 | 72 | 30 | 72
KEAD-1 | A | 38 | 415 | 90 | 415 | 90 | 415 | 55 | 415 | 138 | 415 | 38 | 355 | 90 | 285
KILBW-1 | A | 3 | 56 | 8 | 56 | 13 | 56 | 5 | 56 | 14 | 56 | 4 | 53 | 9 | 47
KILLPG-1 | A | 8 | 225 | 10 | 225 | 10 | 225 | 10 | 225 | 12 | 225 | 4 | 150 | 15 | 150
KILLPG-2 | A | 18 | 225 | 25 | 225 | 25 | 225 | 37 | 225 | 37 | 225 | 22 | 195 | 30 | 195
KILNS-1 | A | 30 | 290 | 72 | 290 | 84 | 290 | 42 | 290 | 114 | 290 | 18 | 104 | 45 | 104
KLYN-A-1 | A | 24 | 126 | 50 | 126 | 50 | 126 | 34 | 126 | 70 | 126 | 22 | 81 | 34 | 81
LAGA-1 | A | 55 | 500 | 123 | 500 | 140 | 500 | 52 | 500 | 130 | 500 | 53 | 475 | 130 | 475
LARYO-1 | A | 16 | 155 | 40 | 155 | 45 | 155 | 18 | 155 | 45 | 155 | 14 | 120 | 35 | 120
LARYO-2 | A | 16 | 158 | 40 | 158 | 45 | 158 | 18 | 158 | 45 | 158 | 14 | 120 | 35 | 120
LARYO-3 | A | 16 | 158 | 40 | 158 | 45 | 158 | 18 | 158 | 45 | 158 | 14 | 120 | 35 | 120
LARYO-4 | A | 16 | 158 | 40 | 158 | 45 | 158 | 18 | 158 | 45 | 158 | 14 | 120 | 35 | 120
LBAR-1G | A | 1 | 16 | 4 | 16 | 6 | 16 | 2 | 16 | 4 | 16 | 1 | 9 | 4 | 9
LBAR-1 | A | 39 | 360 | 88 | 360 | 88 | 360 | 55 | 360 | 145 | 360 | 41 | 270 | 90 | 270
LNCSO-1 | A | 12 | 130 | 30 | 130 | 32 | 130 | 12 | 130 | 32 | 130 | 10 | 100 | 26 | 100
LNCSO-2 | A | 13 | 140 | 34 | 140 | 36 | 140 | 14 | 140 | 36 | 140 | 12 | 125 | 32 | 125
LOAN-1 | A | 25 | 326 | 51 | 326 | 55 | 326 | 19 | 326 | 50 | 326 | 12 | 276 | 28 | 276
LOAN-2 | A | 25 | 326 | 51 | 326 | 55 | 326 | 19 | 326 | 50 | 326 | 12 | 276 | 28 | 276
LOAN-3 | A | 25 | 326 | 51 | 326 | 55 | 326 | 19 | 326 | 50 | 326 | 12 | 276 | 28 | 276
MEDP-1 | A | 30 | 380 | 76 | 330 | 76 | 330 | 48 | 380 | 105 | 380 | 31 | 330 | 79 | 290
MILWW-1 | A | 6 | 32 | 8 | 54 | 13 | 54 | 5 | 54 | 14 | 54 | 3 | 43 | 8 | 43
MKHLW-1 | A | 4 | 42 | 10 | 42 | 12 | 42 | 5 | 42 | 13 | 42 | 5 | 37 | 12 | 30
MRWD-1 | A | 43 | 448 | 100 | 448 | 112 | 448 | 67 | 448 | 160 | 448 | 36 | 328 | 93 | 328
NANT-1 | A | 0 | 15 | 0 | 15 | 0 | 15 | 0 | 15 | 1 | 15 | 0 | 15 | 0 | 15
PEHE-1 | A | 42 | 420 | 72 | 420 | 72 | 420 | 83 | 420 | 117 | 420 | 35 | 350 | 84 | 260
PEHE-2 | A | 16 | 490 | 40 | 265 | 42 | 490 | 0 | 0 | 0 | 0 | 0 | 490 | 0 | 490
PEMB-11 | A | 38 | 113 | 63 | 276 | 63 | 276 | 33 | 276 | 90 | 276 | 35 | 241 | 64 | 210
PEMB-21 | A | 38 | 113 | 63 | 276 | 63 | 276 | 33 | 276 | 90 | 276 | 35 | 241 | 64 | 210
PEMB-31 | A | 38 | 113 | 63 | 276 | 63 | 276 | 33 | 276 | 90 | 276 | 35 | 241 | 64 | 210
PEMB-41 | A | 38 | 113 | 63 | 276 | 63 | 276 | 33 | 276 | 90 | 276 | 35 | 241 | 64 | 210
PEMB-51 | A | 38 | 113 | 63 | 276 | 63 | 276 | 33 | 276 | 90 | 276 | 35 | 241 | 64 | 210
PETEM1 | A | 20 | 180 | 46 | 180 | 52 | 180 | 24 | 180 | 58 | 180 | 20 | 150 | 50 | 100
RATS-1 | A | 50 | 270 | 90 | 270 | 90 | 270 | 36 | 270 | 50 | 270 | 42 | 105 | 75 | 155
RATS-2 | A | 40 | 270 | 90 | 270 | 100 | 270 | 36 | 270 | 50 | 270 | 40 | 195 | 75 | 195
RATS-3 | A | 40 | 270 | 90 | 270 | 100 | 270 | 36 | 270 | 50 | 270 | 40 | 195 | 75 | 195
RATS-4 | A | 40 | 270 | 95 | 270 | 100 | 270 | 36 | 270 | 50 | 270 | 40 | 195 | 75 | 195
RMPNO-1 | A | 18 | 180 | 45 | 180 | 72 | 180 | 20 | 180 | 50 | 180 | 18 | 130 | 47 | 130
RMPNO-2 | A | 18 | 180 | 45 | 180 | 72 | 180 | 20 | 180 | 50 | 180 | 18 | 130 | 47 | 130
ROCK-1 | A | 36 | 400 | 50 | 400 | 54 | 400 | 60 | 400 | 160 | 400 | 33 | 220 | 53 | 220
RYHPS-1 | A | 30 | 305 | 48 | 305 | 66 | 305 | 42 | 305 | 51 | 305 | 30 | 130 | 42 | 68
SCCL-1 | A | 35 | 180 | 70 | 180 | 70 | 180 | 40 | 180 | 95 | 180 | 40 | 100 | 100 | 50
SCCL-2 | A | 35 | 180 | 70 | 180 | 70 | 180 | 40 | 180 | 95 | 180 | 40 | 100 | 100 | 50
SCCL-3 | A | 35 | 180 | 70 | 180 | 70 | 180 | 40 | 180 | 95 | 180 | 40 | 100 | 100 | 50
SEAB-1 | A | 44 | 254 | 125 | 254 | 150 | 254 | 55 | 254 | 150 | 254 | 75 | 164 | 176 | 38
SEAB-2 | A | 31 | 138 | 76 | 138 | 86 | 138 | 32 | 138 | 82 | 138 | 37 | 73 | 90 | 43
SHBA-1 | A | 33 | 420 | 79 | 420 | 91 | 420 | 59 | 420 | 150 | 420 | 37 | 336 | 95 | 252
SHBA-2 | A | 32 | 319 | 70 | 319 | 76 | 319 | 35 | 319 | 93 | 319 | 32 | 270 | 70 | 217
SHOS-1 | A | 18 | 160 | 24 | 160 | 24 | 160 | 30 | 160 | 75 | 160 | 18 | 135 | 24 | 135
SHRSO-1 | A | 16 | 157 | 44 | 157 | 46 | 157 | 17 | 157 | 46 | 157 | 16 | 141 | 43 | 113
SHRSO-2 | A | 16 | 157 | 44 | 157 | 46 | 157 | 17 | 157 | 46 | 157 | 16 | 141 | 43 | 113
SIZB-1 | A | 38 | 283 | 45 | 283 | 45 | 283 | 45 | 283 | 45 | 283 | 40 | 283 | 46 | 283
SIZB-2 | A | 38 | 283 | 45 | 283 | 45 | 283 | 45 | 283 | 45 | 283 | 40 | 283 | 46 | 283
SLOY-1 | A | 0 | 38 | 1 | 38 | 1 | 38 | 1 | 38 | 2 | 38 | 0 | 38 | 1 | 30
SLOY-2 | A | 0 | 38 | 1 | 38 | 1 | 38 | 1 | 38 | 2 | 38 | 0 | 38 | 1 | 30
SLOY-3 | A | 0 | 38 | 1 | 38 | 1 | 38 | 1 | 38 | 2 | 38 | 0 | 38 | 1 | 30
SLOY-4 | A | 0 | 28 | 1 | 28 | 1 | 28 | 1 | 28 | 2 | 28 | 0 | 28 | 1 | 22
SPLN-1 | A | 40 | 380 | 100 | 380 | 110 | 380 | 50 | 380 | 120 | 380 | 30 | 380 | 90 | 300
STAY-1 | A | 35 | 265 | 62 | 265 | 62 | 265 | 35 | 265 | 89 | 265 | 34 | 192 | 63 | 192
STAY-2 | A | 35 | 265 | 62 | 265 | 62 | 265 | 35 | 265 | 89 | 265 | 34 | 192 | 63 | 192
STAY-3 | A | 35 | 265 | 62 | 265 | 62 | 265 | 35 | 265 | 89 | 265 | 34 | 192 | 63 | 192
STAY-4 | A | 35 | 265 | 62 | 265 | 62 | 265 | 35 | 265 | 89 | 265 | 34 | 192 | 63 | 192
STRNW-1 | A | 6 | 52 | 16 | 52 | 26 | 52 | 7 | 60 | 17 | 60 | 6 | 52 | 17 | 42
SUTB-1 | A | 36 | 380 | 104 | 380 | 148 | 380 | 52 | 380 | 132 | 380 | 47 | 250 | 107 | 250
SVRP-10 | A | 20 | 225 | 50 | 225 | 70 | 225 | 32 | 225 | 80 | 225 | 20 | 172 | 50 | 172
SVRP-20 | A | 20 | 225 | 50 | 225 | 70 | 225 | 32 | 225 | 80 | 225 | 20 | 172 | 50 | 172
USKM-13 | A | 6 | 49 | 15 | 49 | 17 | 49 | 8 | 49 | 19 | 49 | 7 | 36 | 8 | 36
USKM-14 | A | 6 | 49 | 15 | 49 | 17 | 49 | 8 | 49 | 19 | 49 | 7 | 36 | 8 | 36
USKM-15 | A | 6 | 49 | 15 | 49 | 17 | 49 | 8 | 49 | 19 | 49 | 7 | 36 | 8 | 36
WBUPS-1 | A | 30 | 113 | 48 | 153 | 48 | 153 | 32 | 113 | 50 | 113 | 40 | 153 | 65 | 113
WBUPS-2 | A | 30 | 133 | 48 | 173 | 48 | 173 | 32 | 133 | 50 | 133 | 40 | 173 | 65 | 133
WBUPS-3 | A | 30 | 133 | 48 | 173 | 48 | 173 | 32 | 133 | 50 | 133 | 40 | 173 | 65 | 133
WBUPS-4 | A | 30 | 113 | 48 | 153 | 48 | 153 | 32 | 113 | 50 | 113 | 40 | 153 | 65 | 113
WBURB-1 | A | 22 | 240 | 48 | 240 | 62 | 240 | 27 | 240 | 69 | 240 | 20 | 200 | 50 | 120
WBURB-2 | A | 25 | 255 | 52 | 255 | 62 | 255 | 26 | 255 | 67 | 255 | 22 | 215 | 52 | 135
WBURB-3 | A | 23 | 255 | 48 | 255 | 62 | 255 | 27 | 255 | 67 | 255 | 20 | 215 | 52 | 135
WDNSO-1 | A | 21 | 191 | 54 | 191 | 57 | 191 | 21 | 191 | 57 | 191 | 21 | 170 | 55 | 136
WDNSO-2 | A | 21 | 191 | 54 | 191 | 57 | 191 | 21 | 191 | 57 | 191 | 21 | 170 | 55 | 136
WHILW-1 | A | 31 | 322 | 84 | 322 | 90 | 322 | 33 | 322 | 90 | 322 | 32 | 255 | 86 | 210
WHILW-2 | A | 19 | 163 | 33 | 163 | 35 | 163 | 20 | 163 | 52 | 163 | 21 | 142 | 43 | 119
WLNYO-2 | A | 19 | 182 | 51 | 182 | 54 | 182 | 20 | 182 | 53 | 182 | 20 | 158 | 51 | 130
WLNYW-1 | A | 19 | 182 | 51 | 182 | 54 | 182 | 20 | 182 | 53 | 182 | 20 | 158 | 51 | 130
WTMSO-1 | A | 22 | 200 | 58 | 200 | 62 | 200 | 23 | 200 | 61 | 200 | 23 | 140 | 60 | 140

## Mar 2020
MW Response Capability by BMU
|  | Primary Response (Max MWhrs) | [5 empty] | Secondary Response (Max Mwhrs) |  |  |  | High Frequency Response (Max MWhrs)
UNIT | Mode | 0.2Hz | Genset Deload (MW) | 0.5Hz | Genset Deload (MW) | 0.8Hz | Genset Deload (MW) | 0.2/0.2Hz | Genset Deload (MW) | 0.5/0.5Hz | Genset Deload (MW) | 0.2Hz | Genset Deload (MW) | 0.5Hz | Genset Deload (MW)
ABTH7 | A | 40 | 250 | 72 | 250 | 72 | 250 | 48 | 250 | 120 | 250 | 38 | 185 | 55 | 185
ABTH8 | A | 40 | 250 | 72 | 250 | 72 | 250 | 48 | 250 | 120 | 250 | 38 | 185 | 55 | 185
ABTH9 | A | 30 | 240 | 80 | 240 | 80 | 240 | 40 | 240 | 120 | 240 | 38 | 125 | 52 | 125
ARCHW-1 | A | 10 | 92 | 25 | 92 | 25 | 92 | 12 | 92 | 30 | 92 | 11 | 73 | 24 | 56
BAGE-1 | A | 30 | 255 | 70 | 255 | 90 | 255 | 35 | 255 | 90 | 255 | 28 | 220 | 70 | 185
BAGE-2 | A | 3 | 17 | 8 | 17 | 12 | 17 | 4 | 17 | 9 | 17 | 2 | 17 | 5 | 17
BARKB2 | A | 33 | 210 | 82 | 210 | 108 | 210 | 39 | 210 | 97 | 210 | 31 | 120 | 84 | 120
BARK-1 | A | 22 | 140 | 55 | 140 | 72 | 140 | 26 | 140 | 65 | 140 | 21 | 80 | 54 | 80
BHLAW-1 | A | 7 | 98 | 16 | 98 | 19 | 98 | 10 | 98 | 26 | 98 | 8 | 87 | 18 | 78
BLLA-1 | A | 6 | 99 | 13 | 99 | 13 | 99 | 15 | 99 | 39 | 99 | 9 | 83 | 16 | 83
BRBEO-1 | A | 20 | 254 | 50 | 254 | 50 | 254 | 22 | 254 | 63 | 254 | 17 | 194 | 46 | 194
BRDUW-1 | A | 6 | 58 | 17 | 58 | 17 | 58 | 7 | 58 | 17 | 58 | 6 | 36 | 17 | 36
BRGG-1 | A | 16 | 110 | 32 | 110 | 48 | 110 | 16 | 110 | 40 | 110 | 14 | 96 | 34 | 46
BRYP-1 | A | 15 | 82 | 25 | 82 | 31 | 82 | 22 | 82 | 37 | 82 | 10 | 82 | 27 | 47
BURBW-1 | A | 0 | 90 | 0 | 90 | 0 | 90 | 0 | 0 | 0 | 0 | 0 | 90 | 0 | 90
CARR-1 | A | 35 | 269 | 58 | 269 | 58 | 269 | 35 | 325 | 88 | 325 | 34 | 269 | 56 | 269
CARR-2 | A | 35 | 269 | 58 | 269 | 58 | 269 | 35 | 325 | 88 | 325 | 34 | 269 | 56 | 269
CDCL-1 | A | 30 | 231 | 46 | 231 | 46 | 231 | 34 | 231 | 45 | 231 | 29 | 172 | 72 | 135
CLAC-1 | A | 3 | 28 | 8 | 28 | 13 | 28 | 3 | 36 | 9 | 36 | 3 | 28 | 8 | 28
CLDCW-1 | A | 14 | 14 | 34 | 113 | 36 | 113 | 13 | 113 | 35 | 113 | 13 | 99 | 34 | 78
CLDNW-1 | A | 13 | 108 | 33 | 108 | 35 | 108 | 13 | 108 | 35 | 108 | 12 | 95 | 33 | 74
CLDSW-1 | A | 16 | 129 | 40 | 129 | 43 | 129 | 16 | 129 | 42 | 129 | 16 | 113 | 41 | 88
CNQPS-1 | A | 22 | 170 | 55 | 170 | 55 | 170 | 28 | 170 | 70 | 170 | 26 | 120 | 60 | 105
CNQPS-2 | A | 22 | 170 | 55 | 170 | 55 | 170 | 28 | 170 | 70 | 170 | 22 | 120 | 55 | 105
CNQPS-3 | A | 22 | 170 | 55 | 170 | 55 | 170 | 28 | 170 | 70 | 170 | 22 | 120 | 55 | 105
CNQPS-4 | A | 22 | 170 | 55 | 170 | 55 | 170 | 28 | 170 | 70 | 170 | 28 | 105 | 55 | 105
CORB-1 | A | 10 | 130 | 30 | 130 | 50 | 130 | 28 | 130 | 60 | 130 | 15 | 95 | 40 | 60
COSO-1 | A | 20 | 380 | 40 | 380 | 50 | 380 | 60 | 380 | 140 | 380 | 17 | 304 | 40 | 304
COTPS-1 | A | 29 | 277 | 50 | 277 | 62 | 277 | 35 | 60 | 63 | 277 | 30 | 122 | 60 | 122
COTPS-2 | A | 29 | 287 | 50 | 287 | 62 | 287 | 35 | 60 | 63 | 287 | 30 | 122 | 60 | 122
COTPS-3 | A | 29 | 287 | 50 | 287 | 62 | 287 | 35 | 60 | 63 | 287 | 30 | 122 | 60 | 122
COTPS-4 | A | 29 | 277 | 50 | 277 | 62 | 277 | 35 | 60 | 63 | 277 | 30 | 122 | 60 | 122
COWE1 | A | 7 | 30 | 17 | 30 | 17 | 30 | 7 | 30 | 17 | 30 | 7 | 30 | 17 | 30
COWE2 | A | 7 | 30 | 17 | 30 | 17 | 30 | 7 | 30 | 17 | 30 | 7 | 30 | 17 | 30
CRUA-1 | A | 10 | 110 | 25 | 110 | 37 | 110 | 12 | 110 | 30 | 110 | 10 | 84 | 25 | 48
CRUA-2 | A | 10 | 110 | 25 | 110 | 37 | 110 | 12 | 110 | 30 | 110 | 10 | 84 | 25 | 48
CRUA-3 | A | 7 | 30 | 15 | 30 | 21 | 30 | 9 | 30 | 24 | 30 | 5 | 25 | 13 | 15
CRUA-4 | A | 7 | 30 | 15 | 30 | 21 | 30 | 9 | 30 | 24 | 30 | 5 | 25 | 13 | 15
CRYRW-2 | A | 15 | 138 | 38 | 138 | 40 | 138 | 15 | 138 | 40 | 138 | 13 | 109 | 40 | 63
DAMC-1 | A | 64 | 380 | 136 | 380 | 156 | 380 | 80 | 380 | 180 | 380 | 60 | 293 | 190 | 128
DEEP-1 | A | 20 | 180 | 60 | 180 | 86 | 180 | 22 | 180 | 80 | 180 | 24 | 96 | 52 | 96
DIDCB5 | A | 40 | 330 | 104 | 330 | 125 | 330 | 55 | 330 | 140 | 330 | 40 | 185 | 105 | 185
DIDCB6 | A | 50 | 250 | 105 | 250 | 105 | 250 | 50 | 250 | 130 | 250 | 50 | 153 | 110 | 103
DINO-1 | A | 14 | 138 | 39 | 138 | 58 | 138 | 28 | 138 | 72 | 138 | 14 | 118 | 36 | 88
DINO-2 | A | 14 | 138 | 39 | 138 | 58 | 138 | 28 | 138 | 72 | 138 | 14 | 118 | 36 | 88
DINO-3 | A | 14 | 138 | 39 | 138 | 58 | 138 | 28 | 138 | 72 | 138 | 14 | 118 | 36 | 88
DINO-4 | A | 14 | 138 | 39 | 138 | 58 | 138 | 28 | 138 | 72 | 138 | 14 | 118 | 36 | 88
DINO-5 | A | 14 | 138 | 39 | 138 | 58 | 138 | 28 | 138 | 72 | 138 | 14 | 118 | 36 | 88
DINO-6 | A | 14 | 138 | 39 | 138 | 58 | 138 | 28 | 138 | 72 | 138 | 14 | 118 | 36 | 88
DRAXX-1 | A | 68 | 345 | 100 | 345 | 100 | 345 | 64 | 95 | 110 | 345 | 60 | 225 | 70 | 225
DRAXX-2 | A | 68 | 345 | 100 | 345 | 100 | 345 | 64 | 95 | 110 | 345 | 60 | 225 | 70 | 225
DRAXX-3 | A | 68 | 345 | 100 | 345 | 100 | 345 | 64 | 95 | 110 | 345 | 60 | 225 | 70 | 225
DRAXX-4 | A | 68 | 345 | 100 | 345 | 100 | 345 | 64 | 95 | 110 | 345 | 60 | 225 | 70 | 225
DRAXX-5 | A | 68 | 345 | 100 | 345 | 100 | 345 | 64 | 95 | 110 | 345 | 60 | 225 | 70 | 225
DRAXX-6 | A | 68 | 345 | 100 | 345 | 100 | 345 | 64 | 95 | 110 | 345 | 60 | 225 | 70 | 225
DRSLW-1 | A | 6 | 69 | 16 | 69 | 17 | 69 | 6 | 69 | 17 | 69 | 6 | 61 | 16 | 54
EECL-1 | A | 20 | 178 | 25 | 178 | 25 | 178 | 32 | 178 | 81 | 178 | 20 | 143 | 25 | 143
EGGPS-1 | A | 45 | 205 | 83 | 205 | 83 | 205 | 49 | 205 | 110 | 205 | 33 | 95 | 60 | 95
EGGPS-2 | A | 45 | 205 | 83 | 205 | 83 | 205 | 49 | 205 | 110 | 205 | 33 | 95 | 60 | 95
EGGPS-3 | A | 45 | 205 | 83 | 205 | 83 | 205 | 49 | 205 | 110 | 205 | 33 | 95 | 60 | 95
EGGPS-4 | A | 45 | 205 | 83 | 205 | 83 | 205 | 49 | 205 | 110 | 205 | 33 | 95 | 60 | 95
ERRO-1 | A | 1 | 21 | 1 | 21 | 1 | 21 | 2 | 21 | 5 | 21 | 1 | 17 | 1 | 17
ERRO-2 | A | 1 | 21 | 1 | 21 | 1 | 21 | 2 | 21 | 5 | 21 | 1 | 17 | 1 | 17
ERRO-3 | A | 1 | 21 | 1 | 21 | 1 | 21 | 2 | 21 | 5 | 21 | 1 | 17 | 1 | 17
FAARW-1 | A | 2 | 37 | 4 | 37 | 4 | 37 | 4 | 37 | 12 | 37 | 2 | 33 | 4 | 33
FAARW-2 | A | 2 | 37 | 4 | 37 | 4 | 37 | 4 | 37 | 12 | 37 | 2 | 33 | 4 | 33
FALGW-1 | A | 11 | 108 | 28 | 108 | 41 | 108 | 13 | 108 | 35 | 108 | 10 | 86 | 22 | 64
FASN-1 | A | 0 | 15 | 1 | 15 | 1 | 15 | 1 | 15 | 2 | 15 | 0 | 15 | 1 | 12
FASN2 | A | 0 | 15 | 1 | 15 | 1 | 15 | 1 | 15 | 2 | 15 | 0 | 15 | 1 | 12
FASN3 | A | 0 | 15 | 1 | 15 | 1 | 15 | 1 | 15 | 2 | 15 | 0 | 15 | 1 | 12
FAWN-1 | A | 10 | 52 | 25 | 52 | 40 | 52 | 13 | 52 | 32 | 52 | 11 | 37 | 27 | 27
FELL-1 | A | 9 | 63 | 21 | 63 | 22 | 63 | 10 | 63 | 24 | 63 | 9 | 63 | 22 | 63
FFES-1 | A | 10 | 35 | 27 | 35 | 30 | 35 | 9 | 35 | 22 | 35 | 4 | 27 | 6 | 27
FFES-2 | A | 10 | 35 | 27 | 35 | 30 | 35 | 9 | 35 | 22 | 35 | 4 | 27 | 6 | 27
FFES-3 | A | 10 | 35 | 27 | 35 | 30 | 35 | 9 | 35 | 22 | 35 | 4 | 27 | 6 | 27
FFES-4 | A | 10 | 35 | 27 | 35 | 30 | 35 | 9 | 35 | 22 | 35 | 4 | 27 | 6 | 27
FIDL-1 | A | 13 | 205 | 20 | 205 | 23 | 205 | 35 | 100 | 40 | 147 | 30 | 147 | 50 | 147
FIDL-2 | A | 13 | 205 | 20 | 205 | 23 | 205 | 35 | 100 | 40 | 147 | 30 | 147 | 50 | 147
FIDL-3 | A | 13 | 205 | 20 | 205 | 23 | 205 | 35 | 100 | 40 | 147 | 30 | 147 | 50 | 147
FIDL-4 | A | 13 | 205 | 20 | 205 | 23 | 205 | 35 | 100 | 40 | 147 | 30 | 147 | 50 | 147
FINL-1 | A | 0 | 14 | 1 | 14 | 1 | 14 | 1 | 14 | 2 | 14 | 0 | 14 | 1 | 11
FOYE-1 | A | 6 | 60 | 13 | 60 | 16 | 60 | 11 | 60 | 27 | 60 | 5 | 30 | 11 | 30
FOYE-2 | A | 6 | 60 | 13 | 60 | 16 | 60 | 11 | 60 | 27 | 60 | 5 | 30 | 11 | 30
GLNDO-1 | A | 6 | 80 | 12 | 45 | 17 | 45 | 12 | 45 | 25 | 45 | 8 | 65 | 18 | 45
GNFSW-1 | A | 11 | 100 | 30 | 100 | 30 | 100 | 12 | 100 | 31 | 100 | 12 | 70 | 30 | 70
GNFSW-2 | A | 7 | 64 | 18 | 64 | 18 | 64 | 8 | 64 | 18 | 64 | 6 | 49 | 15 | 49
GORDW-1 | A | 6 | 62 | 16 | 56 | 26 | 45 | 7 | 62 | 18 | 62 | 6 | 56 | 16 | 45
GRAI-6 | A | 24 | 320 | 58 | 320 | 58 | 320 | 35 | 320 | 88 | 320 | 28 | 270 | 60 | 230
GRAI-7 | A | 30 | 232 | 60 | 232 | 60 | 232 | 32 | 232 | 84 | 232 | 32 | 175 | 65 | 135
GRAI-8 | A | 26 | 232 | 58 | 232 | 58 | 232 | 32 | 232 | 84 | 232 | 32 | 175 | 65 | 135
GRIFW-1 | A | 8 | 94 | 22 | 94 | 23 | 94 | 8 | 94 | 22 | 94 | 8 | 85 | 22 | 72
GRIFW-2 | A | 8 | 94 | 22 | 94 | 23 | 94 | 8 | 94 | 22 | 94 | 8 | 85 | 22 | 72
GRMO-1 | A | 8 | 43 | 8 | 43 | 8 | 43 | 8 | 43 | 8 | 43 | 8 | 23 | 8 | 23
GYAR-1 | A | 17 | 176 | 42 | 176 | 66 | 176 | 24 | 176 | 60 | 176 | 17 | 176 | 42 | 176
GYMRO-15 | A | 6 | 145 | 15 | 145 | 15 | 145 | 6 | 145 | 15 | 145 | 6 | 44 | 15 | 44
GYMRO-17 | A | 6 | 145 | 15 | 145 | 15 | 145 | 6 | 145 | 15 | 145 | 6 | 44 | 15 | 44
GYMRO-26 | A | 6 | 145 | 15 | 145 | 15 | 145 | 6 | 145 | 15 | 145 | 6 | 44 | 15 | 44
GYMRO-28 | A | 6 | 145 | 15 | 145 | 15 | 145 | 6 | 145 | 15 | 145 | 6 | 44 | 15 | 44
HADHW-1 | A | 7 | 76 | 14 | 76 | 22 | 76 | 13 | 76 | 34 | 76 | 8 | 65 | 17 | 65
HRSTW-1 | A | 12 | 102 | 30 | 102 | 45 | 102 | 13 | 102 | 34 | 102 | 13 | 80 | 27 | 66
HUMR-1 | A | 60 | 533 | 150 | 533 | 200 | 533 | 80 | 533 | 200 | 533 | 62 | 419 | 155 | 251
INDQ-1 | A | 12 | 102 | 31 | 102 | 43 | 102 | 13 | 102 | 34 | 102 | 12 | 72 | 30 | 72
KEAD-1 | A | 38 | 415 | 90 | 415 | 90 | 415 | 55 | 415 | 138 | 415 | 38 | 355 | 90 | 285
KILBW-1 | A | 3 | 56 | 8 | 56 | 13 | 56 | 5 | 56 | 14 | 56 | 4 | 53 | 9 | 47
KILLPG-1 | A | 8 | 225 | 10 | 225 | 10 | 225 | 10 | 225 | 12 | 225 | 4 | 150 | 15 | 150
KILLPG-2 | A | 18 | 225 | 25 | 225 | 25 | 225 | 37 | 225 | 37 | 225 | 22 | 195 | 30 | 195
KILNS-1 | A | 30 | 290 | 72 | 290 | 84 | 290 | 42 | 290 | 114 | 290 | 18 | 104 | 45 | 104
KLYN-A-1 | A | 24 | 126 | 50 | 126 | 50 | 126 | 34 | 126 | 70 | 126 | 22 | 81 | 34 | 81
LAGA-1 | A | 55 | 500 | 123 | 500 | 140 | 500 | 52 | 500 | 130 | 500 | 53 | 475 | 130 | 475
LARYO-1 | A | 16 | 155 | 40 | 155 | 45 | 155 | 18 | 155 | 45 | 155 | 14 | 120 | 35 | 120
LARYO-2 | A | 16 | 158 | 40 | 158 | 45 | 158 | 18 | 158 | 45 | 158 | 14 | 120 | 35 | 120
LARYO-3 | A | 16 | 158 | 40 | 158 | 45 | 158 | 18 | 158 | 45 | 158 | 14 | 120 | 35 | 120
LARYO-4 | A | 16 | 158 | 40 | 158 | 45 | 158 | 18 | 158 | 45 | 158 | 14 | 120 | 35 | 120
LBAR-1G | A | 1 | 16 | 4 | 16 | 6 | 16 | 2 | 16 | 4 | 16 | 1 | 9 | 4 | 9
LBAR-1 | A | 39 | 360 | 88 | 360 | 88 | 360 | 55 | 360 | 145 | 360 | 41 | 270 | 90 | 270
LNCSO-1 | A | 12 | 130 | 30 | 130 | 32 | 130 | 12 | 130 | 32 | 130 | 10 | 100 | 26 | 100
LNCSO-2 | A | 13 | 140 | 34 | 140 | 36 | 140 | 14 | 140 | 36 | 140 | 12 | 125 | 32 | 125
LOAN-1 | A | 25 | 326 | 51 | 326 | 55 | 326 | 19 | 326 | 50 | 326 | 12 | 276 | 28 | 276
LOAN-2 | A | 25 | 326 | 51 | 326 | 55 | 326 | 19 | 326 | 50 | 326 | 12 | 276 | 28 | 276
LOAN-3 | A | 25 | 326 | 51 | 326 | 55 | 326 | 19 | 326 | 50 | 326 | 12 | 276 | 28 | 276
MEDP-1 | A | 30 | 380 | 76 | 330 | 76 | 330 | 48 | 380 | 105 | 380 | 31 | 330 | 79 | 290
MILWW-1 | A | 6 | 32 | 8 | 54 | 13 | 54 | 5 | 54 | 14 | 54 | 3 | 43 | 8 | 43
MKHLW-1 | A | 4 | 42 | 10 | 42 | 12 | 42 | 5 | 42 | 13 | 42 | 5 | 37 | 12 | 30
MRWD-1 | A | 43 | 448 | 100 | 448 | 112 | 448 | 67 | 448 | 160 | 448 | 36 | 328 | 93 | 328
NANT-1 | A | 0 | 15 | 0 | 15 | 0 | 15 | 0 | 15 | 1 | 15 | 0 | 15 | 0 | 15
PEHE-1 | A | 42 | 420 | 72 | 420 | 72 | 420 | 83 | 420 | 117 | 420 | 35 | 350 | 84 | 260
PEHE-2 | A | 16 | 490 | 40 | 265 | 42 | 490 | 0 | 0 | 0 | 0 | 0 | 490 | 0 | 490
PEMB-11 | A | 38 | 113 | 63 | 276 | 63 | 276 | 33 | 276 | 90 | 276 | 35 | 241 | 64 | 210
PEMB-21 | A | 38 | 113 | 63 | 276 | 63 | 276 | 33 | 276 | 90 | 276 | 35 | 241 | 64 | 210
PEMB-31 | A | 38 | 113 | 63 | 276 | 63 | 276 | 33 | 276 | 90 | 276 | 35 | 241 | 64 | 210
PEMB-41 | A | 38 | 113 | 63 | 276 | 63 | 276 | 33 | 276 | 90 | 276 | 35 | 241 | 64 | 210
PEMB-51 | A | 38 | 113 | 63 | 276 | 63 | 276 | 33 | 276 | 90 | 276 | 35 | 241 | 64 | 210
PETEM1 | A | 20 | 180 | 46 | 180 | 52 | 180 | 24 | 180 | 58 | 180 | 20 | 150 | 50 | 100
RATS-1 | A | 50 | 270 | 90 | 270 | 90 | 270 | 36 | 270 | 50 | 270 | 42 | 105 | 75 | 155
RATS-2 | A | 40 | 270 | 90 | 270 | 100 | 270 | 36 | 270 | 50 | 270 | 40 | 195 | 75 | 195
RATS-3 | A | 40 | 270 | 90 | 270 | 100 | 270 | 36 | 270 | 50 | 270 | 40 | 195 | 75 | 195
RATS-4 | A | 40 | 270 | 95 | 270 | 100 | 270 | 36 | 270 | 50 | 270 | 40 | 195 | 75 | 195
RMPNO-1 | A | 18 | 180 | 45 | 180 | 72 | 180 | 20 | 180 | 50 | 180 | 18 | 130 | 47 | 130
RMPNO-2 | A | 18 | 180 | 45 | 180 | 72 | 180 | 20 | 180 | 50 | 180 | 18 | 130 | 47 | 130
ROCK-1 | A | 36 | 400 | 50 | 400 | 54 | 400 | 60 | 400 | 160 | 400 | 33 | 220 | 53 | 220
RYHPS-1 | A | 30 | 305 | 48 | 305 | 66 | 305 | 42 | 305 | 51 | 305 | 30 | 130 | 42 | 68
SCCL-1 | A | 35 | 180 | 70 | 180 | 70 | 180 | 40 | 180 | 95 | 180 | 40 | 100 | 100 | 50
SCCL-2 | A | 35 | 180 | 70 | 180 | 70 | 180 | 40 | 180 | 95 | 180 | 40 | 100 | 100 | 50
SCCL-3 | A | 35 | 180 | 70 | 180 | 70 | 180 | 40 | 180 | 95 | 180 | 40 | 100 | 100 | 50
SEAB-1 | A | 44 | 254 | 125 | 254 | 150 | 254 | 55 | 254 | 150 | 254 | 75 | 164 | 176 | 38
SEAB-2 | A | 31 | 138 | 76 | 138 | 86 | 138 | 32 | 138 | 82 | 138 | 37 | 73 | 90 | 43
SHBA-1 | A | 33 | 420 | 79 | 420 | 91 | 420 | 59 | 420 | 150 | 420 | 37 | 336 | 95 | 252
SHBA-2 | A | 32 | 319 | 70 | 319 | 76 | 319 | 35 | 319 | 93 | 319 | 32 | 270 | 70 | 217
SHOS-1 | A | 18 | 160 | 24 | 160 | 24 | 160 | 30 | 160 | 75 | 160 | 18 | 135 | 24 | 135
SHRSO-1 | A | 16 | 157 | 44 | 157 | 46 | 157 | 17 | 157 | 46 | 157 | 16 | 141 | 43 | 113
SHRSO-2 | A | 16 | 157 | 44 | 157 | 46 | 157 | 17 | 157 | 46 | 157 | 16 | 141 | 43 | 113
SIZB-1 | A | 38 | 283 | 45 | 283 | 45 | 283 | 45 | 283 | 45 | 283 | 40 | 283 | 46 | 283
SIZB-2 | A | 38 | 283 | 45 | 283 | 45 | 283 | 45 | 283 | 45 | 283 | 40 | 283 | 46 | 283
SLOY-1 | A | 0 | 38 | 1 | 38 | 1 | 38 | 1 | 38 | 2 | 38 | 0 | 38 | 1 | 30
SLOY-2 | A | 0 | 38 | 1 | 38 | 1 | 38 | 1 | 38 | 2 | 38 | 0 | 38 | 1 | 30
SLOY-3 | A | 0 | 38 | 1 | 38 | 1 | 38 | 1 | 38 | 2 | 38 | 0 | 38 | 1 | 30
SLOY-4 | A | 0 | 28 | 1 | 28 | 1 | 28 | 1 | 28 | 2 | 28 | 0 | 28 | 1 | 22
SPLN-1 | A | 40 | 380 | 100 | 380 | 110 | 380 | 50 | 380 | 120 | 380 | 30 | 380 | 90 | 300
STAY-1 | A | 35 | 265 | 62 | 265 | 62 | 265 | 35 | 265 | 89 | 265 | 34 | 192 | 63 | 192
STAY-2 | A | 35 | 265 | 62 | 265 | 62 | 265 | 35 | 265 | 89 | 265 | 34 | 192 | 63 | 192
STAY-3 | A | 35 | 265 | 62 | 265 | 62 | 265 | 35 | 265 | 89 | 265 | 34 | 192 | 63 | 192
STAY-4 | A | 35 | 265 | 62 | 265 | 62 | 265 | 35 | 265 | 89 | 265 | 34 | 192 | 63 | 192
STRNW-1 | A | 6 | 52 | 16 | 52 | 26 | 52 | 7 | 60 | 17 | 60 | 6 | 52 | 17 | 42
SUTB-1 | A | 36 | 380 | 104 | 380 | 148 | 380 | 52 | 380 | 132 | 380 | 47 | 250 | 107 | 250
SVRP-10 | A | 20 | 225 | 50 | 225 | 70 | 225 | 32 | 225 | 80 | 225 | 20 | 172 | 50 | 172
SVRP-20 | A | 20 | 225 | 50 | 225 | 70 | 225 | 32 | 225 | 80 | 225 | 20 | 172 | 50 | 172
USKM-13 | A | 6 | 49 | 15 | 49 | 17 | 49 | 8 | 49 | 19 | 49 | 7 | 36 | 8 | 36
USKM-14 | A | 6 | 49 | 15 | 49 | 17 | 49 | 8 | 49 | 19 | 49 | 7 | 36 | 8 | 36
USKM-15 | A | 6 | 49 | 15 | 49 | 17 | 49 | 8 | 49 | 19 | 49 | 7 | 36 | 8 | 36
WBUPS-1 | A | 30 | 113 | 48 | 153 | 48 | 153 | 32 | 113 | 50 | 113 | 40 | 153 | 65 | 113
WBUPS-2 | A | 30 | 133 | 48 | 173 | 48 | 173 | 32 | 133 | 50 | 133 | 40 | 173 | 65 | 133
WBUPS-3 | A | 30 | 133 | 48 | 173 | 48 | 173 | 32 | 133 | 50 | 133 | 40 | 173 | 65 | 133
WBUPS-4 | A | 30 | 113 | 48 | 153 | 48 | 153 | 32 | 113 | 50 | 113 | 40 | 153 | 65 | 113
WBURB-1 | A | 22 | 240 | 48 | 240 | 62 | 240 | 27 | 240 | 69 | 240 | 20 | 200 | 50 | 120
WBURB-2 | A | 25 | 255 | 52 | 255 | 62 | 255 | 26 | 255 | 67 | 255 | 22 | 215 | 52 | 135
WBURB-3 | A | 23 | 255 | 48 | 255 | 62 | 255 | 27 | 255 | 67 | 255 | 20 | 215 | 52 | 135
WDNSO-1 | A | 21 | 191 | 54 | 191 | 57 | 191 | 21 | 191 | 57 | 191 | 21 | 170 | 55 | 136
WDNSO-2 | A | 21 | 191 | 54 | 191 | 57 | 191 | 21 | 191 | 57 | 191 | 21 | 170 | 55 | 136
WHILW-1 | A | 31 | 322 | 84 | 322 | 90 | 322 | 33 | 322 | 90 | 322 | 32 | 255 | 86 | 210
WHILW-2 | A | 19 | 163 | 33 | 163 | 35 | 163 | 20 | 163 | 52 | 163 | 21 | 142 | 43 | 119
WLNYO-2 | A | 19 | 182 | 51 | 182 | 54 | 182 | 20 | 182 | 53 | 182 | 20 | 158 | 51 | 130
WLNYW-1 | A | 19 | 182 | 51 | 182 | 54 | 182 | 20 | 182 | 53 | 182 | 20 | 158 | 51 | 130
WTMSO-1 | A | 22 | 200 | 58 | 200 | 62 | 200 | 23 | 200 | 61 | 200 | 23 | 140 | 60 | 140

## Feb 2020
MW Response Capability by BMU
|  | Primary Response (Max MWhrs) | [5 empty] | Secondary Response (Max Mwhrs) |  |  |  | High Frequency Response (Max MWhrs)
UNIT | Mode | 0.2Hz | Genset Deload (MW) | 0.5Hz | Genset Deload (MW) | 0.8Hz | Genset Deload (MW) | 0.2/0.2Hz | Genset Deload (MW) | 0.5/0.5Hz | Genset Deload (MW) | 0.2Hz | Genset Deload (MW) | 0.5Hz | Genset Deload (MW)
ABTH7 | A | 40 | 250 | 72 | 250 | 72 | 250 | 48 | 250 | 120 | 250 | 38 | 185 | 55 | 185
ABTH8 | A | 40 | 250 | 72 | 250 | 72 | 250 | 48 | 250 | 120 | 250 | 38 | 185 | 55 | 185
ABTH9 | A | 30 | 240 | 80 | 240 | 80 | 240 | 40 | 240 | 120 | 240 | 38 | 125 | 52 | 125
ARCHW-1 | A | 10 | 92 | 25 | 92 | 25 | 92 | 12 | 92 | 30 | 92 | 11 | 73 | 24 | 56
BAGE-1 | A | 30 | 255 | 70 | 255 | 90 | 255 | 35 | 255 | 90 | 255 | 28 | 220 | 70 | 185
BAGE-2 | A | 3 | 17 | 8 | 17 | 12 | 17 | 4 | 17 | 9 | 17 | 2 | 17 | 5 | 17
BARKB2 | A | 33 | 210 | 82 | 210 | 108 | 210 | 39 | 210 | 97 | 210 | 31 | 120 | 84 | 120
BARK-1 | A | 22 | 140 | 55 | 140 | 72 | 140 | 26 | 140 | 65 | 140 | 21 | 80 | 54 | 80
BHLAW-1 | A | 7 | 98 | 16 | 98 | 19 | 98 | 10 | 98 | 26 | 98 | 8 | 87 | 18 | 78
BLLA-1 | A | 6 | 99 | 13 | 99 | 13 | 99 | 15 | 99 | 39 | 99 | 9 | 83 | 16 | 83
BRBEO-1 | A | 20 | 254 | 50 | 254 | 50 | 254 | 22 | 254 | 63 | 254 | 17 | 194 | 46 | 254
BRDUW-1 | A | 6 | 58 | 17 | 58 | 17 | 58 | 7 | 58 | 17 | 58 | 6 | 36 | 17 | 36
BRGG-1 | A | 16 | 110 | 32 | 110 | 48 | 110 | 16 | 110 | 40 | 110 | 14 | 96 | 34 | 46
BRYP-1 | A | 15 | 82 | 25 | 82 | 31 | 82 | 22 | 82 | 37 | 82 | 10 | 82 | 27 | 47
BURBW-1 | A | 0 | 90 | 0 | 90 | 0 | 90 | 0 | 0 | 0 | 0 | 0 | 90 | 0 | 90
CARR-1 | A | 35 | 269 | 58 | 269 | 58 | 269 | 35 | 325 | 88 | 325 | 34 | 269 | 56 | 269
CARR-2 | A | 35 | 269 | 58 | 269 | 58 | 269 | 35 | 325 | 88 | 325 | 34 | 269 | 56 | 269
CDCL-1 | A | 30 | 231 | 46 | 231 | 46 | 231 | 34 | 231 | 45 | 231 | 29 | 172 | 72 | 135
CLAC-1 | A | 3 | 28 | 8 | 28 | 13 | 28 | 3 | 36 | 9 | 36 | 3 | 28 | 8 | 28
CLDCW-1 | A | 14 | 14 | 34 | 113 | 36 | 113 | 13 | 113 | 35 | 113 | 13 | 99 | 34 | 78
CLDNW-1 | A | 13 | 108 | 33 | 108 | 35 | 108 | 13 | 108 | 35 | 108 | 12 | 95 | 33 | 74
CLDSW-1 | A | 16 | 129 | 40 | 129 | 43 | 129 | 16 | 129 | 42 | 129 | 16 | 113 | 41 | 88
CNQPS-1 | A | 22 | 170 | 55 | 170 | 55 | 170 | 28 | 170 | 70 | 170 | 26 | 120 | 60 | 105
CNQPS-2 | A | 22 | 170 | 55 | 170 | 55 | 170 | 28 | 170 | 70 | 170 | 22 | 120 | 55 | 105
CNQPS-3 | A | 22 | 170 | 55 | 170 | 55 | 170 | 28 | 170 | 70 | 170 | 22 | 120 | 55 | 105
CNQPS-4 | A | 22 | 170 | 55 | 170 | 55 | 170 | 28 | 170 | 70 | 170 | 28 | 105 | 55 | 105
CORB-1 | A | 10 | 130 | 30 | 130 | 50 | 130 | 28 | 130 | 60 | 130 | 15 | 95 | 40 | 60
COSO-1 | A | 20 | 380 | 40 | 380 | 50 | 380 | 60 | 380 | 140 | 380 | 17 | 304 | 40 | 304
COTPS-1 | A | 29 | 277 | 50 | 277 | 62 | 277 | 35 | 60 | 63 | 277 | 30 | 122 | 60 | 122
COTPS-2 | A | 29 | 287 | 50 | 287 | 62 | 287 | 35 | 60 | 63 | 287 | 30 | 122 | 60 | 122
COTPS-3 | A | 29 | 287 | 50 | 287 | 62 | 287 | 35 | 60 | 63 | 287 | 30 | 122 | 60 | 122
COTPS-4 | A | 29 | 277 | 50 | 277 | 62 | 277 | 35 | 60 | 63 | 277 | 30 | 122 | 60 | 122
COWE1 | A | 7 | 30 | 17 | 30 | 17 | 30 | 7 | 30 | 17 | 30 | 7 | 30 | 17 | 30
COWE2 | A | 7 | 30 | 17 | 30 | 17 | 30 | 7 | 30 | 17 | 30 | 7 | 30 | 17 | 30
CRUA-1 | A | 10 | 110 | 25 | 110 | 37 | 110 | 12 | 110 | 30 | 110 | 10 | 84 | 25 | 48
CRUA-2 | A | 10 | 110 | 25 | 110 | 37 | 110 | 12 | 110 | 30 | 110 | 10 | 84 | 25 | 48
CRUA-3 | A | 7 | 30 | 15 | 30 | 21 | 30 | 9 | 30 | 24 | 30 | 5 | 25 | 13 | 15
CRUA-4 | A | 7 | 30 | 15 | 30 | 21 | 30 | 9 | 30 | 24 | 30 | 5 | 25 | 13 | 15
CRYRW-2 | A | 15 | 138 | 38 | 138 | 40 | 138 | 15 | 138 | 40 | 138 | 13 | 109 | 40 | 63
DAMC-1 | A | 64 | 380 | 136 | 380 | 156 | 380 | 80 | 380 | 180 | 380 | 60 | 293 | 190 | 128
DEEP-1 | A | 20 | 180 | 60 | 180 | 86 | 180 | 22 | 180 | 80 | 180 | 24 | 96 | 52 | 96
DIDCB5 | A | 40 | 330 | 104 | 330 | 125 | 330 | 55 | 330 | 140 | 330 | 40 | 185 | 105 | 185
DIDCB6 | A | 50 | 250 | 105 | 250 | 105 | 250 | 50 | 250 | 130 | 250 | 50 | 153 | 110 | 103
DINO-1 | A | 14 | 138 | 39 | 138 | 58 | 138 | 28 | 138 | 72 | 138 | 14 | 118 | 36 | 88
DINO-2 | A | 14 | 138 | 39 | 138 | 58 | 138 | 28 | 138 | 72 | 138 | 14 | 118 | 36 | 88
DINO-3 | A | 14 | 138 | 39 | 138 | 58 | 138 | 28 | 138 | 72 | 138 | 14 | 118 | 36 | 88
DINO-4 | A | 14 | 138 | 39 | 138 | 58 | 138 | 28 | 138 | 72 | 138 | 14 | 118 | 36 | 88
DINO-5 | A | 14 | 138 | 39 | 138 | 58 | 138 | 28 | 138 | 72 | 138 | 14 | 118 | 36 | 88
DINO-6 | A | 14 | 138 | 39 | 138 | 58 | 138 | 28 | 138 | 72 | 138 | 14 | 118 | 36 | 88
DRAXX-1 | A | 68 | 345 | 100 | 345 | 100 | 345 | 64 | 95 | 110 | 345 | 60 | 225 | 70 | 225
DRAXX-2 | A | 68 | 345 | 100 | 345 | 100 | 345 | 64 | 95 | 110 | 345 | 60 | 225 | 70 | 225
DRAXX-3 | A | 68 | 345 | 100 | 345 | 100 | 345 | 64 | 95 | 110 | 345 | 60 | 225 | 70 | 225
DRAXX-4 | A | 68 | 345 | 100 | 345 | 100 | 345 | 64 | 95 | 110 | 345 | 60 | 225 | 70 | 225
DRAXX-5 | A | 68 | 345 | 100 | 345 | 100 | 345 | 64 | 95 | 110 | 345 | 60 | 225 | 70 | 225
DRAXX-6 | A | 68 | 345 | 100 | 345 | 100 | 345 | 64 | 95 | 110 | 345 | 60 | 225 | 70 | 225
DRSLW-1 | A | 6 | 69 | 16 | 69 | 17 | 69 | 6 | 69 | 17 | 69 | 6 | 61 | 16 | 54
EECL-1 | A | 20 | 178 | 25 | 178 | 25 | 178 | 32 | 178 | 81 | 178 | 20 | 143 | 25 | 143
EGGPS-1 | A | 45 | 205 | 83 | 205 | 83 | 205 | 49 | 205 | 110 | 205 | 33 | 95 | 60 | 95
EGGPS-2 | A | 45 | 205 | 83 | 205 | 83 | 205 | 49 | 205 | 110 | 205 | 33 | 95 | 60 | 95
EGGPS-3 | A | 45 | 205 | 83 | 205 | 83 | 205 | 49 | 205 | 110 | 205 | 33 | 95 | 60 | 95
EGGPS-4 | A | 45 | 205 | 83 | 205 | 83 | 205 | 49 | 205 | 110 | 205 | 33 | 95 | 60 | 95
ERRO-1 | A | 1 | 21 | 1 | 21 | 1 | 21 | 2 | 21 | 5 | 21 | 1 | 17 | 1 | 17
ERRO-2 | A | 1 | 21 | 1 | 21 | 1 | 21 | 2 | 21 | 5 | 21 | 1 | 17 | 1 | 17
ERRO-3 | A | 1 | 21 | 1 | 21 | 1 | 21 | 2 | 21 | 5 | 21 | 1 | 17 | 1 | 17
FAARW-1 | A | 2 | 37 | 4 | 37 | 4 | 37 | 4 | 37 | 12 | 37 | 2 | 33 | 4 | 33
FAARW-2 | A | 2 | 37 | 4 | 37 | 4 | 37 | 4 | 37 | 12 | 37 | 2 | 33 | 4 | 33
FALGW-1 | A | 11 | 108 | 28 | 108 | 41 | 108 | 13 | 108 | 35 | 108 | 10 | 86 | 22 | 64
FASN-1 | A | 0 | 15 | 1 | 15 | 1 | 15 | 1 | 15 | 2 | 15 | 0 | 15 | 1 | 12
FASN2 | A | 0 | 15 | 1 | 15 | 1 | 15 | 1 | 15 | 2 | 15 | 0 | 15 | 1 | 12
FASN3 | A | 0 | 15 | 1 | 15 | 1 | 15 | 1 | 15 | 2 | 15 | 0 | 15 | 1 | 12
FAWN-1 | A | 10 | 52 | 25 | 52 | 40 | 52 | 13 | 52 | 32 | 52 | 11 | 37 | 27 | 27
FELL-1 | A | 9 | 63 | 21 | 63 | 22 | 63 | 10 | 63 | 24 | 63 | 9 | 63 | 22 | 63
FFES-1 | A | 10 | 35 | 27 | 35 | 30 | 35 | 9 | 35 | 22 | 35 | 4 | 27 | 6 | 27
FFES-2 | A | 10 | 35 | 27 | 35 | 30 | 35 | 9 | 35 | 22 | 35 | 4 | 27 | 6 | 27
FFES-3 | A | 10 | 35 | 27 | 35 | 30 | 35 | 9 | 35 | 22 | 35 | 4 | 27 | 6 | 27
FFES-4 | A | 10 | 35 | 27 | 35 | 30 | 35 | 9 | 35 | 22 | 35 | 4 | 27 | 6 | 27
FIDL-1 | A | 13 | 205 | 20 | 205 | 23 | 205 | 35 | 100 | 40 | 147 | 30 | 147 | 50 | 147
FIDL-2 | A | 13 | 205 | 20 | 205 | 23 | 205 | 35 | 100 | 40 | 147 | 30 | 147 | 50 | 147
FIDL-3 | A | 13 | 205 | 20 | 205 | 23 | 205 | 35 | 100 | 40 | 147 | 30 | 147 | 50 | 147
FIDL-4 | A | 13 | 205 | 20 | 205 | 23 | 205 | 35 | 100 | 40 | 147 | 30 | 147 | 50 | 147
FINL-1 | A | 0 | 14 | 1 | 14 | 1 | 14 | 1 | 14 | 2 | 14 | 0 | 14 | 1 | 11
FOYE-1 | A | 6 | 60 | 13 | 60 | 16 | 60 | 11 | 60 | 27 | 60 | 5 | 30 | 11 | 30
FOYE-2 | A | 6 | 60 | 13 | 60 | 16 | 60 | 11 | 60 | 27 | 60 | 5 | 30 | 11 | 30
GLNDO-1 | A | 6 | 80 | 12 | 45 | 17 | 45 | 12 | 45 | 25 | 45 | 8 | 65 | 18 | 45
GNFSW-1 | A | 11 | 100 | 30 | 100 | 30 | 100 | 12 | 100 | 31 | 100 | 12 | 70 | 30 | 70
GNFSW-2 | A | 7 | 64 | 18 | 64 | 18 | 64 | 8 | 64 | 18 | 64 | 6 | 49 | 15 | 49
GORDW-1 | A | 6 | 62 | 16 | 56 | 26 | 45 | 7 | 62 | 18 | 62 | 6 | 56 | 16 | 45
GRAI-6 | A | 24 | 320 | 58 | 320 | 58 | 320 | 35 | 320 | 88 | 320 | 28 | 270 | 60 | 230
GRAI-7 | A | 30 | 232 | 60 | 232 | 60 | 232 | 32 | 232 | 84 | 232 | 32 | 175 | 65 | 135
GRAI-8 | A | 26 | 232 | 58 | 232 | 58 | 232 | 32 | 232 | 84 | 232 | 32 | 175 | 65 | 135
GRIFW-1 | A | 8 | 94 | 22 | 94 | 23 | 94 | 8 | 94 | 22 | 94 | 8 | 85 | 22 | 72
GRIFW-2 | A | 8 | 94 | 22 | 94 | 23 | 94 | 8 | 94 | 22 | 94 | 8 | 85 | 22 | 72
GRMO-1 | A | 8 | 43 | 8 | 43 | 8 | 43 | 8 | 43 | 8 | 43 | 8 | 23 | 8 | 23
GYAR-1 | A | 17 | 176 | 42 | 176 | 66 | 176 | 24 | 176 | 60 | 176 | 17 | 176 | 42 | 176
GYMRO-15 | A | 6 | 145 | 15 | 145 | 15 | 145 | 6 | 145 | 15 | 145 | 6 | 44 | 15 | 44
GYMRO-17 | A | 6 | 145 | 15 | 145 | 15 | 145 | 6 | 145 | 15 | 145 | 6 | 44 | 15 | 44
GYMRO-26 | A | 6 | 145 | 15 | 145 | 15 | 145 | 6 | 145 | 15 | 145 | 6 | 44 | 15 | 44
GYMRO-28 | A | 6 | 145 | 15 | 145 | 15 | 145 | 6 | 145 | 15 | 145 | 6 | 44 | 15 | 44
HADHW-1 | A | 7 | 76 | 14 | 76 | 22 | 76 | 13 | 76 | 34 | 76 | 8 | 65 | 17 | 65
HRSTW-1 | A | 12 | 102 | 30 | 102 | 45 | 102 | 13 | 102 | 34 | 102 | 13 | 80 | 27 | 66
HUMR-1 | A | 60 | 533 | 150 | 533 | 200 | 533 | 80 | 533 | 200 | 533 | 62 | 419 | 155 | 251
INDQ-1 | A | 12 | 102 | 31 | 102 | 43 | 102 | 13 | 102 | 34 | 102 | 12 | 72 | 30 | 72
KEAD-1 | A | 38 | 415 | 90 | 415 | 90 | 415 | 55 | 415 | 138 | 415 | 38 | 355 | 90 | 285
KILBW-1 | A | 3 | 56 | 8 | 56 | 13 | 56 | 5 | 56 | 14 | 56 | 4 | 53 | 9 | 47
KILLPG-1 | A | 8 | 225 | 10 | 225 | 10 | 225 | 10 | 225 | 12 | 225 | 4 | 150 | 15 | 150
KILLPG-2 | A | 18 | 225 | 25 | 225 | 25 | 225 | 37 | 225 | 37 | 225 | 22 | 195 | 30 | 195
KILNS-1 | A | 30 | 290 | 72 | 290 | 84 | 290 | 42 | 290 | 114 | 290 | 18 | 104 | 45 | 104
KLYN-A-1 | A | 24 | 126 | 50 | 126 | 50 | 126 | 34 | 126 | 70 | 126 | 22 | 81 | 34 | 81
LAGA-1 | A | 55 | 500 | 123 | 500 | 140 | 500 | 52 | 500 | 130 | 500 | 53 | 475 | 130 | 475
LARYO-1 | A | 16 | 155 | 40 | 155 | 45 | 155 | 18 | 155 | 45 | 155 | 14 | 120 | 35 | 120
LARYO-2 | A | 16 | 158 | 40 | 158 | 45 | 158 | 18 | 158 | 45 | 158 | 14 | 120 | 35 | 120
LARYO-3 | A | 16 | 158 | 40 | 158 | 45 | 158 | 18 | 158 | 45 | 158 | 14 | 120 | 35 | 120
LARYO-4 | A | 16 | 158 | 40 | 158 | 45 | 158 | 18 | 158 | 45 | 158 | 14 | 120 | 35 | 120
LBAR-1G | A | 1 | 16 | 4 | 16 | 6 | 16 | 2 | 16 | 4 | 16 | 1 | 9 | 4 | 9
LBAR-1 | A | 39 | 360 | 88 | 360 | 88 | 360 | 55 | 360 | 145 | 360 | 41 | 270 | 90 | 270
LNCSO-1 | A | 12 | 130 | 30 | 130 | 32 | 130 | 12 | 130 | 32 | 130 | 10 | 100 | 26 | 100
LNCSO-2 | A | 13 | 140 | 34 | 140 | 36 | 140 | 14 | 140 | 36 | 140 | 12 | 125 | 32 | 125
LOAN-1 | A | 25 | 326 | 51 | 326 | 55 | 326 | 19 | 326 | 50 | 326 | 12 | 276 | 28 | 276
LOAN-2 | A | 25 | 326 | 51 | 326 | 55 | 326 | 19 | 326 | 50 | 326 | 12 | 276 | 28 | 276
LOAN-3 | A | 25 | 326 | 51 | 326 | 55 | 326 | 19 | 326 | 50 | 326 | 12 | 276 | 28 | 276
MEDP-1 | A | 30 | 380 | 76 | 330 | 76 | 330 | 48 | 380 | 105 | 380 | 31 | 330 | 79 | 290
MILWW-1 | A | 6 | 32 | 8 | 54 | 13 | 54 | 5 | 54 | 14 | 54 | 3 | 43 | 8 | 43
MKHLW-1 | A | 4 | 42 | 10 | 42 | 12 | 42 | 5 | 42 | 13 | 42 | 5 | 37 | 12 | 30
MRWD-1 | A | 43 | 448 | 100 | 448 | 112 | 448 | 67 | 448 | 160 | 448 | 36 | 328 | 93 | 328
NANT-1 | A | 0 | 15 | 0 | 15 | 0 | 15 | 0 | 15 | 1 | 15 | 0 | 15 | 0 | 15
PEHE-1 | A | 42 | 420 | 72 | 420 | 72 | 420 | 83 | 420 | 117 | 420 | 35 | 350 | 84 | 260
PEHE-2 | A | 16 | 490 | 40 | 265 | 42 | 490 | 0 | 0 | 0 | 0 | 0 | 490 | 0 | 490
PEMB-11 | A | 38 | 113 | 63 | 276 | 63 | 276 | 33 | 276 | 90 | 276 | 35 | 241 | 64 | 210
PEMB-21 | A | 38 | 113 | 63 | 276 | 63 | 276 | 33 | 276 | 90 | 276 | 35 | 241 | 64 | 210
PEMB-31 | A | 38 | 113 | 63 | 276 | 63 | 276 | 33 | 276 | 90 | 276 | 35 | 241 | 64 | 210
PEMB-41 | A | 38 | 113 | 63 | 276 | 63 | 276 | 33 | 276 | 90 | 276 | 35 | 241 | 64 | 210
PEMB-51 | A | 38 | 113 | 63 | 276 | 63 | 276 | 33 | 276 | 90 | 276 | 35 | 241 | 64 | 210
PETEM1 | A | 20 | 180 | 46 | 180 | 52 | 180 | 24 | 180 | 58 | 180 | 20 | 150 | 50 | 100
RATS-1 | A | 50 | 270 | 90 | 270 | 90 | 270 | 36 | 270 | 50 | 270 | 42 | 105 | 75 | 155
RATS-2 | A | 40 | 270 | 90 | 270 | 100 | 270 | 36 | 270 | 50 | 270 | 40 | 195 | 75 | 195
RATS-3 | A | 40 | 270 | 90 | 270 | 100 | 270 | 36 | 270 | 50 | 270 | 40 | 195 | 75 | 195
RATS-4 | A | 40 | 270 | 95 | 270 | 100 | 270 | 36 | 270 | 50 | 270 | 40 | 195 | 75 | 195
RMPNO-1 | A | 18 | 180 | 45 | 180 | 72 | 180 | 20 | 180 | 50 | 180 | 18 | 130 | 47 | 130
RMPNO-2 | A | 18 | 180 | 45 | 180 | 72 | 180 | 20 | 180 | 50 | 180 | 18 | 130 | 47 | 130
ROCK-1 | A | 36 | 400 | 50 | 400 | 54 | 400 | 60 | 400 | 160 | 400 | 33 | 220 | 53 | 220
RYHPS-1 | A | 30 | 305 | 48 | 305 | 66 | 305 | 42 | 305 | 51 | 305 | 30 | 130 | 42 | 68
SCCL-1 | A | 35 | 180 | 70 | 180 | 70 | 180 | 40 | 180 | 95 | 180 | 40 | 100 | 100 | 50
SCCL-2 | A | 35 | 180 | 70 | 180 | 70 | 180 | 40 | 180 | 95 | 180 | 40 | 100 | 100 | 50
SCCL-3 | A | 35 | 180 | 70 | 180 | 70 | 180 | 40 | 180 | 95 | 180 | 40 | 100 | 100 | 50
SEAB-1 | A | 44 | 254 | 125 | 254 | 150 | 254 | 55 | 254 | 150 | 254 | 75 | 164 | 176 | 38
SEAB-2 | A | 31 | 138 | 76 | 138 | 86 | 138 | 32 | 138 | 82 | 138 | 37 | 73 | 90 | 43
SHBA-1 | A | 33 | 420 | 79 | 420 | 91 | 420 | 59 | 420 | 150 | 420 | 37 | 336 | 95 | 252
SHBA-2 | A | 32 | 319 | 70 | 319 | 76 | 319 | 35 | 319 | 93 | 319 | 32 | 270 | 70 | 217
SHOS-1 | A | 18 | 160 | 24 | 160 | 24 | 160 | 30 | 160 | 75 | 160 | 18 | 135 | 24 | 135
SHRSO-1 | A | 16 | 157 | 44 | 157 | 46 | 157 | 17 | 157 | 46 | 157 | 16 | 141 | 43 | 113
SHRSO-2 | A | 16 | 157 | 44 | 157 | 46 | 157 | 17 | 157 | 46 | 157 | 16 | 141 | 43 | 113
SIZB-1 | A | 38 | 283 | 45 | 283 | 45 | 283 | 45 | 283 | 45 | 283 | 40 | 283 | 46 | 283
SIZB-2 | A | 38 | 283 | 45 | 283 | 45 | 283 | 45 | 283 | 45 | 283 | 40 | 283 | 46 | 283
SLOY-1 | A | 0 | 38 | 1 | 38 | 1 | 38 | 1 | 38 | 2 | 38 | 0 | 38 | 1 | 30
SLOY-2 | A | 0 | 38 | 1 | 38 | 1 | 38 | 1 | 38 | 2 | 38 | 0 | 38 | 1 | 30
SLOY-3 | A | 0 | 38 | 1 | 38 | 1 | 38 | 1 | 38 | 2 | 38 | 0 | 38 | 1 | 30
SLOY-4 | A | 0 | 28 | 1 | 28 | 1 | 28 | 1 | 28 | 2 | 28 | 0 | 28 | 1 | 22
SPLN-1 | A | 40 | 380 | 100 | 380 | 110 | 380 | 50 | 380 | 120 | 380 | 30 | 380 | 90 | 300
STAY-1 | A | 35 | 265 | 62 | 265 | 62 | 265 | 35 | 265 | 89 | 265 | 34 | 192 | 63 | 192
STAY-2 | A | 35 | 265 | 62 | 265 | 62 | 265 | 35 | 265 | 89 | 265 | 34 | 192 | 63 | 192
STAY-3 | A | 35 | 265 | 62 | 265 | 62 | 265 | 35 | 265 | 89 | 265 | 34 | 192 | 63 | 192
STAY-4 | A | 35 | 265 | 62 | 265 | 62 | 265 | 35 | 265 | 89 | 265 | 34 | 192 | 63 | 192
STRNW-1 | A | 6 | 52 | 16 | 52 | 26 | 52 | 7 | 60 | 17 | 60 | 6 | 52 | 17 | 42
SUTB-1 | A | 36 | 380 | 104 | 380 | 148 | 380 | 52 | 380 | 132 | 380 | 47 | 250 | 107 | 250
SVRP-10 | A | 20 | 225 | 50 | 225 | 70 | 225 | 32 | 225 | 80 | 225 | 20 | 172 | 50 | 172
SVRP-20 | A | 20 | 225 | 50 | 225 | 70 | 225 | 32 | 225 | 80 | 225 | 20 | 172 | 50 | 172
USKM-13 | A | 6 | 49 | 15 | 49 | 17 | 49 | 8 | 49 | 19 | 49 | 7 | 36 | 8 | 36
USKM-14 | A | 6 | 49 | 15 | 49 | 17 | 49 | 8 | 49 | 19 | 49 | 7 | 36 | 8 | 36
USKM-15 | A | 6 | 49 | 15 | 49 | 17 | 49 | 8 | 49 | 19 | 49 | 7 | 36 | 8 | 36
WBUPS-1 | A | 30 | 113 | 48 | 153 | 48 | 153 | 32 | 113 | 50 | 113 | 40 | 153 | 65 | 113
WBUPS-2 | A | 30 | 133 | 48 | 173 | 48 | 173 | 32 | 133 | 50 | 133 | 40 | 173 | 65 | 133
WBUPS-3 | A | 30 | 133 | 48 | 173 | 48 | 173 | 32 | 133 | 50 | 133 | 40 | 173 | 65 | 133
WBUPS-4 | A | 30 | 113 | 48 | 153 | 48 | 153 | 32 | 113 | 50 | 113 | 40 | 153 | 65 | 113
WBURB-1 | A | 22 | 240 | 48 | 240 | 62 | 240 | 27 | 240 | 69 | 240 | 20 | 200 | 50 | 120
WBURB-2 | A | 25 | 255 | 52 | 255 | 62 | 255 | 26 | 255 | 67 | 255 | 22 | 215 | 52 | 135
WBURB-3 | A | 23 | 255 | 48 | 255 | 62 | 255 | 27 | 255 | 67 | 255 | 20 | 215 | 52 | 135
WDNSO-1 | A | 21 | 191 | 54 | 191 | 57 | 191 | 21 | 191 | 57 | 191 | 21 | 170 | 55 | 136
WDNSO-2 | A | 21 | 191 | 54 | 191 | 57 | 191 | 21 | 191 | 57 | 191 | 21 | 170 | 55 | 136
WHILW-1 | A | 31 | 322 | 84 | 322 | 90 | 322 | 33 | 322 | 90 | 322 | 32 | 255 | 86 | 210
WHILW-2 | A | 19 | 163 | 33 | 163 | 35 | 163 | 20 | 163 | 52 | 163 | 21 | 142 | 43 | 119
WLNYO-2 | A | 19 | 182 | 51 | 182 | 54 | 182 | 20 | 182 | 53 | 182 | 20 | 158 | 51 | 130
WLNYW-1 | A | 19 | 182 | 51 | 182 | 54 | 182 | 20 | 182 | 53 | 182 | 20 | 158 | 51 | 130
WTMSO-1 | A | 22 | 200 | 58 | 200 | 62 | 200 | 23 | 200 | 61 | 200 | 23 | 140 | 60 | 140

## Jan 2020
MW Response Capability by BMU
|  | Primary Response (Max MWhrs) | [5 empty] | Secondary Response (Max Mwhrs) |  |  |  | High Frequency Response (Max MWhrs)
UNIT | Mode | 0.2Hz | Genset Deload (MW) | 0.5Hz | Genset Deload (MW) | 0.8Hz | Genset Deload (MW) | 0.2/0.2Hz | Genset Deload (MW) | 0.5/0.5Hz | Genset Deload (MW) | 0.2Hz | Genset Deload (MW) | 0.5Hz | Genset Deload (MW)
ABTH7 | A | 40 | 250 | 72 | 250 | 72 | 250 | 48 | 250 | 120 | 250 | 38 | 185 | 55 | 185
ABTH8 | A | 40 | 250 | 72 | 250 | 72 | 250 | 48 | 250 | 120 | 250 | 38 | 185 | 55 | 185
ABTH9 | A | 30 | 240 | 80 | 240 | 80 | 240 | 40 | 240 | 120 | 240 | 38 | 125 | 52 | 125
ARCHW-1 | A | 10 | 92 | 25 | 92 | 25 | 92 | 12 | 92 | 30 | 92 | 11 | 73 | 24 | 56
BAGE-1 | A | 30 | 255 | 70 | 255 | 90 | 255 | 35 | 255 | 90 | 255 | 28 | 220 | 70 | 185
BAGE-2 | A | 3 | 17 | 8 | 17 | 12 | 17 | 4 | 17 | 9 | 17 | 2 | 17 | 5 | 17
BARKB2 | A | 33 | 210 | 82 | 210 | 108 | 210 | 39 | 210 | 97 | 210 | 31 | 120 | 84 | 120
BARK-1 | A | 22 | 140 | 55 | 140 | 72 | 140 | 26 | 140 | 65 | 140 | 21 | 80 | 54 | 80
BHLAW-1 | A | 7 | 98 | 16 | 98 | 19 | 98 | 10 | 98 | 26 | 98 | 8 | 87 | 18 | 78
BLLA-1 | A | 6 | 99 | 13 | 99 | 13 | 99 | 15 | 99 | 39 | 99 | 9 | 83 | 16 | 83
BRBEO-1 | A | 20 | 254 | 50 | 254 | 50 | 254 | 22 | 254 | 63 | 254 | 17 | 194 | 46 | 254
BRDUW-1 | A | 6 | 58 | 17 | 58 | 17 | 58 | 7 | 58 | 17 | 58 | 6 | 36 | 17 | 36
BRGG-1 | A | 16 | 110 | 32 | 110 | 48 | 110 | 16 | 110 | 40 | 110 | 14 | 96 | 34 | 46
BRYP-1 | A | 15 | 82 | 25 | 82 | 31 | 82 | 22 | 82 | 37 | 82 | 10 | 82 | 27 | 47
BURBW-1 | A | 0 | 90 | 0 | 90 | 0 | 90 | 0 | 0 | 0 | 0 | 0 | 90 | 0 | 90
CARR-1 | A | 35 | 269 | 58 | 269 | 58 | 269 | 35 | 325 | 88 | 325 | 34 | 269 | 56 | 269
CARR-2 | A | 35 | 269 | 58 | 269 | 58 | 269 | 35 | 325 | 88 | 325 | 34 | 269 | 56 | 269
CDCL-1 | A | 30 | 231 | 46 | 231 | 46 | 231 | 34 | 231 | 45 | 231 | 29 | 172 | 72 | 135
CLAC-1 | A | 3 | 28 | 8 | 28 | 13 | 28 | 3 | 36 | 9 | 36 | 3 | 28 | 8 | 28
CLDCW-1 | A | 14 | 14 | 34 | 113 | 36 | 113 | 13 | 113 | 35 | 113 | 13 | 99 | 34 | 78
CLDNW-1 | A | 13 | 108 | 33 | 108 | 35 | 108 | 13 | 108 | 35 | 108 | 12 | 95 | 33 | 74
CLDSW-1 | A | 16 | 129 | 40 | 129 | 43 | 129 | 16 | 129 | 42 | 129 | 16 | 113 | 41 | 88
CNQPS-1 | A | 22 | 170 | 55 | 170 | 55 | 170 | 28 | 170 | 70 | 170 | 26 | 120 | 60 | 105
CNQPS-2 | A | 22 | 170 | 55 | 170 | 55 | 170 | 28 | 170 | 70 | 170 | 22 | 120 | 55 | 105
CNQPS-3 | A | 22 | 170 | 55 | 170 | 55 | 170 | 28 | 170 | 70 | 170 | 22 | 120 | 55 | 105
CNQPS-4 | A | 22 | 170 | 55 | 170 | 55 | 170 | 28 | 170 | 70 | 170 | 28 | 105 | 55 | 105
CORB-1 | A | 10 | 130 | 30 | 130 | 50 | 130 | 28 | 130 | 60 | 130 | 15 | 95 | 40 | 60
COSO-1 | A | 20 | 380 | 40 | 380 | 50 | 380 | 60 | 380 | 140 | 380 | 17 | 304 | 40 | 304
COTPS-1 | A | 29 | 277 | 50 | 277 | 62 | 277 | 35 | 60 | 63 | 277 | 30 | 122 | 60 | 122
COTPS-2 | A | 29 | 287 | 50 | 287 | 62 | 287 | 35 | 60 | 63 | 287 | 30 | 122 | 60 | 122
COTPS-3 | A | 29 | 287 | 50 | 287 | 62 | 287 | 35 | 60 | 63 | 287 | 30 | 122 | 60 | 122
COTPS-4 | A | 29 | 277 | 50 | 277 | 62 | 277 | 35 | 60 | 63 | 277 | 30 | 122 | 60 | 122
COWE1 | A | 7 | 30 | 17 | 30 | 17 | 30 | 7 | 30 | 17 | 30 | 7 | 30 | 17 | 30
COWE2 | A | 7 | 30 | 17 | 30 | 17 | 30 | 7 | 30 | 17 | 30 | 7 | 30 | 17 | 30
CRUA-1 | A | 10 | 110 | 25 | 110 | 37 | 110 | 12 | 110 | 30 | 110 | 10 | 84 | 25 | 48
CRUA-2 | A | 10 | 110 | 25 | 110 | 37 | 110 | 12 | 110 | 30 | 110 | 10 | 84 | 25 | 48
CRUA-3 | A | 7 | 30 | 15 | 30 | 21 | 30 | 9 | 30 | 24 | 30 | 5 | 25 | 13 | 15
CRUA-4 | A | 7 | 30 | 15 | 30 | 21 | 30 | 9 | 30 | 24 | 30 | 5 | 25 | 13 | 15
CRYRW-2 | A | 15 | 138 | 38 | 138 | 40 | 138 | 15 | 138 | 40 | 138 | 13 | 109 | 40 | 63
DAMC-1 | A | 64 | 380 | 136 | 380 | 156 | 380 | 80 | 380 | 180 | 380 | 60 | 293 | 190 | 128
DEEP-1 | A | 20 | 180 | 60 | 180 | 86 | 180 | 22 | 180 | 80 | 180 | 24 | 96 | 52 | 96
DIDCB5 | A | 40 | 330 | 104 | 330 | 125 | 330 | 55 | 330 | 140 | 330 | 40 | 185 | 105 | 185
DIDCB6 | A | 50 | 250 | 105 | 250 | 105 | 250 | 50 | 250 | 130 | 250 | 50 | 153 | 110 | 103
DINO-1 | A | 14 | 138 | 39 | 138 | 58 | 138 | 28 | 138 | 72 | 138 | 14 | 118 | 36 | 88
DINO-2 | A | 14 | 138 | 39 | 138 | 58 | 138 | 28 | 138 | 72 | 138 | 14 | 118 | 36 | 88
DINO-3 | A | 14 | 138 | 39 | 138 | 58 | 138 | 28 | 138 | 72 | 138 | 14 | 118 | 36 | 88
DINO-4 | A | 14 | 138 | 39 | 138 | 58 | 138 | 28 | 138 | 72 | 138 | 14 | 118 | 36 | 88
DINO-5 | A | 14 | 138 | 39 | 138 | 58 | 138 | 28 | 138 | 72 | 138 | 14 | 118 | 36 | 88
DINO-6 | A | 14 | 138 | 39 | 138 | 58 | 138 | 28 | 138 | 72 | 138 | 14 | 118 | 36 | 88
DRAXX-1 | A | 68 | 345 | 100 | 345 | 100 | 345 | 64 | 95 | 110 | 345 | 60 | 225 | 70 | 225
DRAXX-2 | A | 68 | 345 | 100 | 345 | 100 | 345 | 64 | 95 | 110 | 345 | 60 | 225 | 70 | 225
DRAXX-3 | A | 68 | 345 | 100 | 345 | 100 | 345 | 64 | 95 | 110 | 345 | 60 | 225 | 70 | 225
DRAXX-4 | A | 68 | 345 | 100 | 345 | 100 | 345 | 64 | 95 | 110 | 345 | 60 | 225 | 70 | 225
DRAXX-5 | A | 68 | 345 | 100 | 345 | 100 | 345 | 64 | 95 | 110 | 345 | 60 | 225 | 70 | 225
DRAXX-6 | A | 68 | 345 | 100 | 345 | 100 | 345 | 64 | 95 | 110 | 345 | 60 | 225 | 70 | 225
DRSLW-1 | A | 6 | 69 | 16 | 69 | 17 | 69 | 6 | 69 | 17 | 69 | 6 | 61 | 16 | 54
EECL-1 | A | 20 | 178 | 25 | 178 | 25 | 178 | 32 | 178 | 81 | 178 | 20 | 143 | 25 | 143
EGGPS-1 | A | 45 | 205 | 83 | 205 | 83 | 205 | 49 | 205 | 110 | 205 | 33 | 95 | 60 | 95
EGGPS-2 | A | 45 | 205 | 83 | 205 | 83 | 205 | 49 | 205 | 110 | 205 | 33 | 95 | 60 | 95
EGGPS-3 | A | 45 | 205 | 83 | 205 | 83 | 205 | 49 | 205 | 110 | 205 | 33 | 95 | 60 | 95
EGGPS-4 | A | 45 | 205 | 83 | 205 | 83 | 205 | 49 | 205 | 110 | 205 | 33 | 95 | 60 | 95
ERRO-1 | A | 1 | 21 | 1 | 21 | 1 | 21 | 2 | 21 | 5 | 21 | 1 | 17 | 1 | 17
ERRO-2 | A | 1 | 21 | 1 | 21 | 1 | 21 | 2 | 21 | 5 | 21 | 1 | 17 | 1 | 17
ERRO-3 | A | 1 | 21 | 1 | 21 | 1 | 21 | 2 | 21 | 5 | 21 | 1 | 17 | 1 | 17
FAARW-1 | A | 2 | 37 | 4 | 37 | 4 | 37 | 4 | 37 | 12 | 37 | 2 | 33 | 4 | 33
FAARW-2 | A | 2 | 37 | 4 | 37 | 4 | 37 | 4 | 37 | 12 | 37 | 2 | 33 | 4 | 33
FALGW-1 | A | 11 | 108 | 28 | 108 | 41 | 108 | 13 | 108 | 35 | 108 | 10 | 86 | 22 | 64
FASN-1 | A | 0 | 15 | 1 | 15 | 1 | 15 | 1 | 15 | 2 | 15 | 0 | 15 | 1 | 12
FASN2 | A | 0 | 15 | 1 | 15 | 1 | 15 | 1 | 15 | 2 | 15 | 0 | 15 | 1 | 12
FASN3 | A | 0 | 15 | 1 | 15 | 1 | 15 | 1 | 15 | 2 | 15 | 0 | 15 | 1 | 12
FAWN-1 | A | 10 | 52 | 25 | 52 | 40 | 52 | 13 | 52 | 32 | 52 | 11 | 37 | 27 | 27
FELL-1 | A | 9 | 63 | 21 | 63 | 22 | 63 | 10 | 63 | 24 | 63 | 9 | 63 | 22 | 63
FFES-1 | A | 10 | 35 | 27 | 35 | 30 | 35 | 9 | 35 | 22 | 35 | 4 | 27 | 6 | 27
FFES-2 | A | 10 | 35 | 27 | 35 | 30 | 35 | 9 | 35 | 22 | 35 | 4 | 27 | 6 | 27
FFES-3 | A | 10 | 35 | 27 | 35 | 30 | 35 | 9 | 35 | 22 | 35 | 4 | 27 | 6 | 27
FFES-4 | A | 10 | 35 | 27 | 35 | 30 | 35 | 9 | 35 | 22 | 35 | 4 | 27 | 6 | 27
FIDL-1 | A | 13 | 205 | 20 | 205 | 23 | 205 | 35 | 100 | 40 | 147 | 30 | 147 | 50 | 147
FIDL-2 | A | 13 | 205 | 20 | 205 | 23 | 205 | 35 | 100 | 40 | 147 | 30 | 147 | 50 | 147
FIDL-3 | A | 13 | 205 | 20 | 205 | 23 | 205 | 35 | 100 | 40 | 147 | 30 | 147 | 50 | 147
FIDL-4 | A | 13 | 205 | 20 | 205 | 23 | 205 | 35 | 100 | 40 | 147 | 30 | 147 | 50 | 147
FINL-1 | A | 0 | 14 | 1 | 14 | 1 | 14 | 1 | 14 | 2 | 14 | 0 | 14 | 1 | 11
FOYE-1 | A | 6 | 60 | 13 | 60 | 16 | 60 | 11 | 60 | 27 | 60 | 5 | 30 | 11 | 30
FOYE-2 | A | 6 | 60 | 13 | 60 | 16 | 60 | 11 | 60 | 27 | 60 | 5 | 30 | 11 | 30
GLNDO-1 | A | 6 | 80 | 12 | 45 | 17 | 45 | 12 | 45 | 25 | 45 | 8 | 65 | 18 | 45
GNFSW-1 | A | 11 | 100 | 30 | 100 | 30 | 100 | 12 | 100 | 31 | 100 | 12 | 70 | 30 | 70
GNFSW-2 | A | 7 | 64 | 18 | 64 | 18 | 64 | 8 | 64 | 18 | 64 | 6 | 49 | 15 | 49
GORDW-1 | A | 6 | 62 | 16 | 56 | 26 | 45 | 7 | 62 | 18 | 62 | 6 | 56 | 16 | 45
GRAI-6 | A | 24 | 320 | 58 | 320 | 58 | 320 | 35 | 320 | 88 | 320 | 28 | 270 | 60 | 230
GRAI-7 | A | 30 | 232 | 60 | 232 | 60 | 232 | 32 | 232 | 84 | 232 | 32 | 175 | 65 | 135
GRAI-8 | A | 26 | 232 | 58 | 232 | 58 | 232 | 32 | 232 | 84 | 232 | 32 | 175 | 65 | 135
GRIFW-1 | A | 8 | 94 | 22 | 94 | 23 | 94 | 8 | 94 | 22 | 94 | 8 | 85 | 22 | 72
GRIFW-2 | A | 8 | 94 | 22 | 94 | 23 | 94 | 8 | 94 | 22 | 94 | 8 | 85 | 22 | 72
GRMO-1 | A | 8 | 43 | 8 | 43 | 8 | 43 | 8 | 43 | 8 | 43 | 8 | 23 | 8 | 23
GYAR-1 | A | 17 | 176 | 42 | 176 | 66 | 176 | 24 | 176 | 60 | 176 | 17 | 176 | 42 | 176
GYMRO-15 | A | 6 | 145 | 15 | 145 | 15 | 145 | 6 | 145 | 15 | 145 | 6 | 44 | 15 | 44
GYMRO-17 | A | 6 | 145 | 15 | 145 | 15 | 145 | 6 | 145 | 15 | 145 | 6 | 44 | 15 | 44
GYMRO-26 | A | 6 | 145 | 15 | 145 | 15 | 145 | 6 | 145 | 15 | 145 | 6 | 44 | 15 | 44
GYMRO-28 | A | 6 | 145 | 15 | 145 | 15 | 145 | 6 | 145 | 15 | 145 | 6 | 44 | 15 | 44
HADHW-1 | A | 7 | 76 | 14 | 76 | 22 | 76 | 13 | 76 | 34 | 76 | 8 | 65 | 17 | 65
HRSTW-1 | A | 12 | 102 | 30 | 102 | 45 | 102 | 13 | 102 | 34 | 102 | 13 | 80 | 27 | 66
HUMR-1 | A | 60 | 533 | 150 | 533 | 200 | 533 | 80 | 533 | 200 | 533 | 62 | 419 | 155 | 251
INDQ-1 | A | 12 | 102 | 31 | 102 | 43 | 102 | 13 | 102 | 34 | 102 | 12 | 72 | 30 | 72
KEAD-1 | A | 38 | 415 | 90 | 415 | 90 | 415 | 55 | 415 | 138 | 415 | 38 | 355 | 90 | 285
KILBW-1 | A | 3 | 56 | 8 | 56 | 13 | 56 | 5 | 56 | 14 | 56 | 4 | 53 | 9 | 47
KILLPG-1 | A | 8 | 225 | 10 | 225 | 10 | 225 | 10 | 225 | 12 | 225 | 4 | 150 | 15 | 150
KILLPG-2 | A | 18 | 225 | 25 | 225 | 25 | 225 | 37 | 225 | 37 | 225 | 22 | 195 | 30 | 195
KILNS-1 | A | 30 | 290 | 72 | 290 | 84 | 290 | 42 | 290 | 114 | 290 | 18 | 104 | 45 | 104
KLYN-A-1 | A | 24 | 126 | 50 | 126 | 50 | 126 | 34 | 126 | 70 | 126 | 22 | 81 | 34 | 81
LAGA-1 | A | 55 | 500 | 123 | 500 | 140 | 500 | 52 | 500 | 130 | 500 | 53 | 475 | 130 | 475
LARYO-1 | A | 16 | 155 | 40 | 155 | 45 | 155 | 18 | 155 | 45 | 155 | 14 | 120 | 35 | 120
LARYO-2 | A | 16 | 158 | 40 | 158 | 45 | 158 | 18 | 158 | 45 | 158 | 14 | 120 | 35 | 120
LARYO-3 | A | 16 | 158 | 40 | 158 | 45 | 158 | 18 | 158 | 45 | 158 | 14 | 120 | 35 | 120
LARYO-4 | A | 16 | 158 | 40 | 158 | 45 | 158 | 18 | 158 | 45 | 158 | 14 | 120 | 35 | 120
LBAR-1G | A | 1 | 16 | 4 | 16 | 6 | 16 | 2 | 16 | 4 | 16 | 1 | 9 | 4 | 9
LBAR-1 | A | 39 | 360 | 88 | 360 | 88 | 360 | 55 | 360 | 145 | 360 | 41 | 270 | 90 | 270
LNCSO-1 | A | 12 | 130 | 30 | 130 | 32 | 130 | 12 | 130 | 32 | 130 | 10 | 100 | 26 | 100
LNCSO-2 | A | 13 | 140 | 34 | 140 | 36 | 140 | 14 | 140 | 36 | 140 | 12 | 125 | 32 | 125
LOAN-1 | A | 25 | 326 | 51 | 326 | 55 | 326 | 19 | 326 | 50 | 326 | 12 | 276 | 28 | 276
LOAN-2 | A | 25 | 326 | 51 | 326 | 55 | 326 | 19 | 326 | 50 | 326 | 12 | 276 | 28 | 276
LOAN-3 | A | 25 | 326 | 51 | 326 | 55 | 326 | 19 | 326 | 50 | 326 | 12 | 276 | 28 | 276
MEDP-1 | A | 30 | 380 | 76 | 330 | 76 | 330 | 48 | 380 | 105 | 380 | 31 | 330 | 79 | 290
MILWW-1 | A | 6 | 32 | 8 | 54 | 13 | 54 | 5 | 54 | 14 | 54 | 3 | 43 | 8 | 43
MKHLW-1 | A | 4 | 42 | 10 | 42 | 12 | 42 | 5 | 42 | 13 | 42 | 5 | 37 | 12 | 30
MRWD-1 | A | 43 | 448 | 100 | 448 | 112 | 448 | 67 | 448 | 160 | 448 | 36 | 328 | 93 | 328
NANT-1 | A | 0 | 15 | 0 | 15 | 0 | 15 | 0 | 15 | 1 | 15 | 0 | 15 | 0 | 15
PEHE-1 | A | 42 | 420 | 72 | 420 | 72 | 420 | 83 | 420 | 117 | 420 | 35 | 350 | 84 | 260
PEHE-2 | A | 16 | 490 | 40 | 265 | 42 | 490 | 0 | 0 | 0 | 0 | 0 | 490 | 0 | 490
PEMB-11 | A | 38 | 113 | 63 | 276 | 63 | 276 | 33 | 276 | 90 | 276 | 35 | 241 | 64 | 210
PEMB-21 | A | 38 | 113 | 63 | 276 | 63 | 276 | 33 | 276 | 90 | 276 | 35 | 241 | 64 | 210
PEMB-31 | A | 38 | 113 | 63 | 276 | 63 | 276 | 33 | 276 | 90 | 276 | 35 | 241 | 64 | 210
PEMB-41 | A | 38 | 113 | 63 | 276 | 63 | 276 | 33 | 276 | 90 | 276 | 35 | 241 | 64 | 210
PEMB-51 | A | 38 | 113 | 63 | 276 | 63 | 276 | 33 | 276 | 90 | 276 | 35 | 241 | 64 | 210
PETEM1 | A | 20 | 180 | 46 | 180 | 52 | 180 | 24 | 180 | 58 | 180 | 20 | 150 | 50 | 100
RATS-1 | A | 50 | 270 | 90 | 270 | 90 | 270 | 36 | 270 | 50 | 270 | 42 | 105 | 75 | 155
RATS-2 | A | 40 | 270 | 90 | 270 | 100 | 270 | 36 | 270 | 50 | 270 | 40 | 195 | 75 | 195
RATS-3 | A | 40 | 270 | 90 | 270 | 100 | 270 | 36 | 270 | 50 | 270 | 40 | 195 | 75 | 195
RATS-4 | A | 40 | 270 | 95 | 270 | 100 | 270 | 36 | 270 | 50 | 270 | 40 | 195 | 75 | 195
RMPNO-1 | A | 18 | 180 | 45 | 180 | 72 | 180 | 20 | 180 | 50 | 180 | 18 | 130 | 47 | 130
RMPNO-2 | A | 18 | 180 | 45 | 180 | 72 | 180 | 20 | 180 | 50 | 180 | 18 | 130 | 47 | 130
ROCK-1 | A | 36 | 400 | 50 | 400 | 54 | 400 | 60 | 400 | 160 | 400 | 33 | 220 | 53 | 220
RYHPS-1 | A | 30 | 305 | 48 | 305 | 66 | 305 | 42 | 305 | 51 | 305 | 30 | 130 | 42 | 68
SCCL-1 | A | 35 | 180 | 70 | 180 | 70 | 180 | 40 | 180 | 95 | 180 | 40 | 100 | 100 | 50
SCCL-2 | A | 35 | 180 | 70 | 180 | 70 | 180 | 40 | 180 | 95 | 180 | 40 | 100 | 100 | 50
SCCL-3 | A | 35 | 180 | 70 | 180 | 70 | 180 | 40 | 180 | 95 | 180 | 40 | 100 | 100 | 50
SEAB-1 | A | 44 | 254 | 125 | 254 | 150 | 254 | 55 | 254 | 150 | 254 | 75 | 164 | 176 | 38
SEAB-2 | A | 31 | 138 | 76 | 138 | 86 | 138 | 32 | 138 | 82 | 138 | 37 | 73 | 90 | 43
SHBA-1 | A | 33 | 420 | 79 | 420 | 91 | 420 | 59 | 420 | 150 | 420 | 37 | 336 | 95 | 252
SHBA-2 | A | 32 | 319 | 70 | 319 | 76 | 319 | 35 | 319 | 93 | 319 | 32 | 270 | 70 | 217
SHOS-1 | A | 18 | 160 | 24 | 160 | 24 | 160 | 30 | 160 | 75 | 160 | 18 | 135 | 24 | 135
SHRSO-1 | A | 16 | 157 | 44 | 157 | 46 | 157 | 17 | 157 | 46 | 157 | 16 | 141 | 43 | 113
SHRSO-2 | A | 16 | 157 | 44 | 157 | 46 | 157 | 17 | 157 | 46 | 157 | 16 | 141 | 43 | 113
SIZB-1 | A | 38 | 283 | 45 | 283 | 45 | 283 | 45 | 283 | 45 | 283 | 40 | 283 | 46 | 283
SIZB-2 | A | 38 | 283 | 45 | 283 | 45 | 283 | 45 | 283 | 45 | 283 | 40 | 283 | 46 | 283
SLOY-1 | A | 0 | 38 | 1 | 38 | 1 | 38 | 1 | 38 | 2 | 38 | 0 | 38 | 1 | 30
SLOY-2 | A | 0 | 38 | 1 | 38 | 1 | 38 | 1 | 38 | 2 | 38 | 0 | 38 | 1 | 30
SLOY-3 | A | 0 | 38 | 1 | 38 | 1 | 38 | 1 | 38 | 2 | 38 | 0 | 38 | 1 | 30
SLOY-4 | A | 0 | 28 | 1 | 28 | 1 | 28 | 1 | 28 | 2 | 28 | 0 | 28 | 1 | 22
SPLN-1 | A | 40 | 380 | 100 | 380 | 110 | 380 | 50 | 380 | 120 | 380 | 30 | 380 | 90 | 300
STAY-1 | A | 35 | 265 | 62 | 265 | 62 | 265 | 35 | 265 | 89 | 265 | 34 | 192 | 63 | 192
STAY-2 | A | 35 | 265 | 62 | 265 | 62 | 265 | 35 | 265 | 89 | 265 | 34 | 192 | 63 | 192
STAY-3 | A | 35 | 265 | 62 | 265 | 62 | 265 | 35 | 265 | 89 | 265 | 34 | 192 | 63 | 192
STAY-4 | A | 35 | 265 | 62 | 265 | 62 | 265 | 35 | 265 | 89 | 265 | 34 | 192 | 63 | 192
STRNW-1 | A | 6 | 52 | 16 | 52 | 26 | 52 | 7 | 60 | 17 | 60 | 6 | 52 | 17 | 42
SUTB-1 | A | 36 | 380 | 104 | 380 | 148 | 380 | 52 | 380 | 132 | 380 | 47 | 250 | 107 | 250
SVRP-10 | A | 20 | 225 | 50 | 225 | 70 | 225 | 32 | 225 | 80 | 225 | 20 | 172 | 50 | 172
SVRP-20 | A | 20 | 225 | 50 | 225 | 70 | 225 | 32 | 225 | 80 | 225 | 20 | 172 | 50 | 172
USKM-13 | A | 6 | 49 | 15 | 49 | 17 | 49 | 8 | 49 | 19 | 49 | 7 | 36 | 8 | 36
USKM-14 | A | 6 | 49 | 15 | 49 | 17 | 49 | 8 | 49 | 19 | 49 | 7 | 36 | 8 | 36
USKM-15 | A | 6 | 49 | 15 | 49 | 17 | 49 | 8 | 49 | 19 | 49 | 7 | 36 | 8 | 36
WBUPS-1 | A | 30 | 113 | 48 | 153 | 48 | 153 | 32 | 113 | 50 | 113 | 40 | 153 | 65 | 113
WBUPS-2 | A | 30 | 133 | 48 | 173 | 48 | 173 | 32 | 133 | 50 | 133 | 40 | 173 | 65 | 133
WBUPS-3 | A | 30 | 133 | 48 | 173 | 48 | 173 | 32 | 133 | 50 | 133 | 40 | 173 | 65 | 133
WBUPS-4 | A | 30 | 113 | 48 | 153 | 48 | 153 | 32 | 113 | 50 | 113 | 40 | 153 | 65 | 113
WBURB-1 | A | 22 | 240 | 48 | 240 | 62 | 240 | 27 | 240 | 69 | 240 | 20 | 200 | 50 | 120
WBURB-2 | A | 25 | 255 | 52 | 255 | 62 | 255 | 26 | 255 | 67 | 255 | 22 | 215 | 52 | 135
WBURB-3 | A | 23 | 255 | 48 | 255 | 62 | 255 | 27 | 255 | 67 | 255 | 20 | 215 | 52 | 135
WDNSO-1 | A | 21 | 191 | 54 | 191 | 57 | 191 | 21 | 191 | 57 | 191 | 21 | 170 | 55 | 136
WDNSO-2 | A | 21 | 191 | 54 | 191 | 57 | 191 | 21 | 191 | 57 | 191 | 21 | 170 | 55 | 136
WHILW-1 | A | 31 | 322 | 84 | 322 | 90 | 322 | 33 | 322 | 90 | 322 | 32 | 255 | 86 | 210
WHILW-2 | A | 19 | 163 | 33 | 163 | 35 | 163 | 20 | 163 | 52 | 163 | 21 | 142 | 43 | 119
WLNYO-2 | A | 19 | 182 | 51 | 182 | 54 | 182 | 20 | 182 | 53 | 182 | 20 | 158 | 51 | 130
WLNYW-1 | A | 19 | 182 | 51 | 182 | 54 | 182 | 20 | 182 | 53 | 182 | 20 | 158 | 51 | 130
WTMSO-1 | A | 22 | 200 | 58 | 200 | 62 | 200 | 23 | 200 | 61 | 200 | 23 | 140 | 60 | 140

## Dec 2019
MW Response Capability by BMU
|  | Primary Response (Max MWhrs) | [5 empty] | Secondary Response (Max Mwhrs) |  |  |  | High Frequency Response (Max MWhrs)
UNIT | Mode | 0.2Hz | Genset Deload (MW) | 0.5Hz | Genset Deload (MW) | 0.8Hz | Genset Deload (MW) | 0.2/0.2Hz | Genset Deload (MW) | 0.5/0.5Hz | Genset Deload (MW) | 0.2Hz | Genset Deload (MW) | 0.5Hz | Genset Deload (MW)
ABTH7 | A | 40 | 250 | 72 | 250 | 72 | 250 | 48 | 250 | 120 | 250 | 38 | 185 | 55 | 185
ABTH8 | A | 40 | 250 | 72 | 250 | 72 | 250 | 48 | 250 | 120 | 250 | 38 | 185 | 55 | 185
ABTH9 | A | 30 | 240 | 80 | 240 | 80 | 240 | 40 | 240 | 120 | 240 | 38 | 125 | 52 | 125
ARCHW-1 | A | 10 | 92 | 25 | 92 | 25 | 92 | 12 | 92 | 30 | 92 | 11 | 73 | 24 | 56
BAGE-1 | A | 30 | 255 | 70 | 255 | 90 | 255 | 35 | 255 | 90 | 255 | 28 | 220 | 70 | 185
BAGE-2 | A | 3 | 17 | 8 | 17 | 12 | 17 | 4 | 17 | 9 | 17 | 2 | 17 | 5 | 17
BARKB2 | A | 33 | 210 | 82 | 210 | 108 | 210 | 39 | 210 | 97 | 210 | 31 | 120 | 84 | 120
BARK-1 | A | 22 | 140 | 55 | 140 | 72 | 140 | 26 | 140 | 65 | 140 | 21 | 80 | 54 | 80
BHLAW-1 | A | 7 | 98 | 16 | 98 | 19 | 98 | 10 | 98 | 26 | 98 | 8 | 87 | 18 | 78
BLLA-1 | A | 6 | 99 | 13 | 99 | 13 | 99 | 15 | 99 | 39 | 99 | 9 | 83 | 16 | 83
BRBEO-1 | A | 20 | 254 | 50 | 254 | 50 | 254 | 22 | 254 | 63 | 254 | 17 | 194 | 46 | 254
BRDUW-1 | A | 6 | 58 | 17 | 58 | 17 | 58 | 7 | 58 | 17 | 58 | 6 | 36 | 17 | 36
BRGG-1 | A | 16 | 110 | 32 | 110 | 48 | 110 | 16 | 110 | 40 | 110 | 14 | 96 | 34 | 46
BRYP-1 | A | 15 | 82 | 25 | 82 | 31 | 82 | 22 | 82 | 37 | 82 | 10 | 82 | 27 | 47
BURBW-1 | A | 0 | 90 | 0 | 90 | 0 | 90 | 0 | 0 | 0 | 0 | 0 | 90 | 0 | 90
CARR-1 | A | 35 | 269 | 58 | 269 | 58 | 269 | 35 | 325 | 88 | 325 | 34 | 325 | 56 | 269
CARR-2 | A | 35 | 269 | 58 | 269 | 58 | 269 | 35 | 325 | 88 | 325 | 34 | 269 | 56 | 269
CDCL-1 | A | 30 | 231 | 46 | 231 | 46 | 231 | 34 | 231 | 45 | 231 | 29 | 172 | 72 | 135
CLAC-1 | A | 3 | 28 | 8 | 28 | 13 | 28 | 3 | 36 | 9 | 36 | 3 | 28 | 8 | 28
CLDCW-1 | A | 14 | 14 | 34 | 113 | 36 | 113 | 13 | 113 | 35 | 113 | 13 | 99 | 34 | 78
CLDNW-1 | A | 13 | 108 | 33 | 108 | 35 | 108 | 13 | 108 | 35 | 108 | 12 | 95 | 33 | 74
CLDSW-1 | A | 16 | 129 | 40 | 129 | 43 | 129 | 16 | 129 | 42 | 129 | 16 | 113 | 41 | 88
CNQPS-1 | A | 22 | 170 | 55 | 170 | 55 | 170 | 28 | 170 | 70 | 170 | 26 | 120 | 60 | 105
CNQPS-2 | A | 22 | 170 | 55 | 170 | 55 | 170 | 28 | 170 | 70 | 170 | 22 | 120 | 55 | 105
CNQPS-3 | A | 22 | 170 | 55 | 170 | 55 | 170 | 28 | 170 | 70 | 170 | 22 | 120 | 55 | 105
CNQPS-4 | A | 22 | 170 | 55 | 170 | 55 | 170 | 28 | 170 | 70 | 170 | 28 | 105 | 55 | 105
CORB-1 | A | 10 | 130 | 30 | 130 | 50 | 130 | 28 | 130 | 60 | 130 | 15 | 95 | 40 | 60
COSO-1 | A | 20 | 380 | 40 | 380 | 50 | 380 | 60 | 380 | 140 | 380 | 17 | 304 | 40 | 304
COTPS-1 | A | 29 | 277 | 50 | 277 | 62 | 277 | 35 | 60 | 63 | 277 | 30 | 122 | 60 | 122
COTPS-2 | A | 29 | 287 | 50 | 287 | 62 | 287 | 35 | 60 | 63 | 287 | 30 | 122 | 60 | 122
COTPS-3 | A | 29 | 287 | 50 | 287 | 62 | 287 | 35 | 60 | 63 | 287 | 30 | 122 | 60 | 122
COTPS-4 | A | 29 | 277 | 50 | 277 | 62 | 277 | 35 | 60 | 63 | 277 | 30 | 122 | 60 | 122
COWE1 | A | 7 | 30 | 17 | 30 | 17 | 30 | 7 | 30 | 17 | 30 | 7 | 30 | 17 | 30
COWE2 | A | 7 | 30 | 17 | 30 | 17 | 30 | 7 | 30 | 17 | 30 | 7 | 30 | 17 | 30
CRUA-1 | A | 10 | 110 | 25 | 110 | 37 | 110 | 12 | 110 | 30 | 110 | 10 | 84 | 25 | 48
CRUA-2 | A | 10 | 110 | 25 | 110 | 37 | 110 | 12 | 110 | 30 | 110 | 10 | 84 | 25 | 48
CRUA-3 | A | 7 | 30 | 15 | 30 | 21 | 30 | 9 | 30 | 24 | 30 | 5 | 25 | 13 | 15
CRUA-4 | A | 7 | 30 | 15 | 30 | 21 | 30 | 9 | 30 | 24 | 30 | 5 | 25 | 13 | 15
CRYRW-2 | A | 15 | 138 | 38 | 138 | 40 | 138 | 15 | 138 | 40 | 138 | 13 | 109 | 40 | 63
DAMC-1 | A | 64 | 380 | 136 | 380 | 156 | 380 | 80 | 380 | 180 | 380 | 60 | 293 | 190 | 128
DEEP-1 | A | 20 | 180 | 60 | 180 | 86 | 180 | 22 | 180 | 80 | 180 | 24 | 96 | 52 | 96
DIDCB5 | A | 40 | 330 | 104 | 330 | 125 | 330 | 55 | 330 | 140 | 330 | 40 | 185 | 105 | 185
DIDCB6 | A | 50 | 250 | 105 | 250 | 105 | 250 | 50 | 250 | 130 | 250 | 50 | 153 | 110 | 103
DINO-1 | A | 14 | 138 | 39 | 138 | 58 | 138 | 28 | 138 | 72 | 138 | 14 | 118 | 36 | 88
DINO-2 | A | 14 | 138 | 39 | 138 | 58 | 138 | 28 | 138 | 72 | 138 | 14 | 118 | 36 | 88
DINO-3 | A | 14 | 138 | 39 | 138 | 58 | 138 | 28 | 138 | 72 | 138 | 14 | 118 | 36 | 88
DINO-4 | A | 14 | 138 | 39 | 138 | 58 | 138 | 28 | 138 | 72 | 138 | 14 | 118 | 36 | 88
DINO-5 | A | 14 | 138 | 39 | 138 | 58 | 138 | 28 | 138 | 72 | 138 | 14 | 118 | 36 | 88
DINO-6 | A | 14 | 138 | 39 | 138 | 58 | 138 | 28 | 138 | 72 | 138 | 14 | 118 | 36 | 88
DRAXX-1 | A | 68 | 345 | 100 | 345 | 100 | 345 | 64 | 95 | 110 | 345 | 60 | 225 | 70 | 225
DRAXX-2 | A | 68 | 345 | 100 | 345 | 100 | 345 | 64 | 95 | 110 | 345 | 60 | 225 | 70 | 225
DRAXX-3 | A | 68 | 345 | 100 | 345 | 100 | 345 | 64 | 95 | 110 | 345 | 60 | 225 | 70 | 225
DRAXX-4 | A | 68 | 345 | 100 | 345 | 100 | 345 | 64 | 95 | 110 | 345 | 60 | 225 | 70 | 225
DRAXX-5 | A | 68 | 345 | 100 | 345 | 100 | 345 | 64 | 95 | 110 | 345 | 60 | 225 | 70 | 225
DRAXX-6 | A | 68 | 345 | 100 | 345 | 100 | 345 | 64 | 95 | 110 | 345 | 60 | 225 | 70 | 225
DRSLW-1 | A | 6 | 69 | 16 | 69 | 17 | 69 | 6 | 69 | 17 | 69 | 6 | 61 | 16 | 54
EECL-1 | A | 20 | 178 | 25 | 178 | 25 | 178 | 32 | 178 | 81 | 178 | 20 | 143 | 25 | 143
EGGPS-1 | A | 45 | 205 | 83 | 205 | 83 | 205 | 49 | 205 | 110 | 205 | 33 | 95 | 60 | 95
EGGPS-2 | A | 45 | 205 | 83 | 205 | 83 | 205 | 49 | 205 | 110 | 205 | 33 | 95 | 60 | 95
EGGPS-3 | A | 45 | 205 | 83 | 205 | 83 | 205 | 49 | 205 | 110 | 205 | 33 | 95 | 60 | 95
EGGPS-4 | A | 45 | 205 | 83 | 205 | 83 | 205 | 49 | 205 | 110 | 205 | 33 | 95 | 60 | 95
ERRO-1 | A | 1 | 21 | 1 | 21 | 1 | 21 | 2 | 21 | 5 | 21 | 1 | 17 | 1 | 17
ERRO-2 | A | 1 | 21 | 1 | 21 | 1 | 21 | 2 | 21 | 5 | 21 | 1 | 17 | 1 | 17
ERRO-3 | A | 1 | 21 | 1 | 21 | 1 | 21 | 2 | 21 | 5 | 21 | 1 | 17 | 1 | 17
FAARW-1 | A | 2 | 37 | 4 | 37 | 4 | 37 | 4 | 37 | 12 | 37 | 2 | 33 | 4 | 33
FAARW-2 | A | 2 | 37 | 4 | 37 | 4 | 37 | 4 | 37 | 12 | 37 | 2 | 33 | 4 | 33
FALGW-1 | A | 11 | 108 | 28 | 108 | 41 | 108 | 13 | 108 | 35 | 108 | 10 | 86 | 22 | 64
FASN-1 | A | 0 | 15 | 1 | 15 | 1 | 15 | 1 | 15 | 2 | 15 | 0 | 15 | 1 | 12
FASN2 | A | 0 | 15 | 1 | 15 | 1 | 15 | 1 | 15 | 2 | 15 | 0 | 15 | 1 | 12
FASN3 | A | 0 | 15 | 1 | 15 | 1 | 15 | 1 | 15 | 2 | 15 | 0 | 15 | 1 | 12
FAWN-1 | A | 10 | 52 | 25 | 52 | 40 | 52 | 13 | 52 | 32 | 52 | 11 | 37 | 27 | 27
FELL-1 | A | 9 | 63 | 21 | 63 | 22 | 63 | 10 | 63 | 24 | 63 | 9 | 63 | 22 | 63
FFES-1 | A | 10 | 35 | 27 | 35 | 30 | 35 | 9 | 35 | 22 | 35 | 4 | 27 | 6 | 27
FFES-2 | A | 10 | 35 | 27 | 35 | 30 | 35 | 9 | 35 | 22 | 35 | 4 | 27 | 6 | 27
FFES-3 | A | 10 | 35 | 27 | 35 | 30 | 35 | 9 | 35 | 22 | 35 | 4 | 27 | 6 | 27
FFES-4 | A | 10 | 35 | 27 | 35 | 30 | 35 | 9 | 35 | 22 | 35 | 4 | 27 | 6 | 27
FIDL-1 | A | 13 | 205 | 20 | 205 | 23 | 205 | 35 | 100 | 40 | 147 | 30 | 147 | 50 | 147
FIDL-2 | A | 13 | 205 | 20 | 205 | 23 | 205 | 35 | 100 | 40 | 147 | 30 | 147 | 50 | 147
FIDL-3 | A | 13 | 205 | 20 | 205 | 23 | 205 | 35 | 100 | 40 | 147 | 30 | 147 | 50 | 147
FIDL-4 | A | 13 | 205 | 20 | 205 | 23 | 205 | 35 | 100 | 40 | 147 | 30 | 147 | 50 | 147
FINL-1 | A | 0 | 14 | 1 | 14 | 1 | 14 | 1 | 14 | 2 | 14 | 0 | 14 | 1 | 11
FOYE-1 | A | 6 | 60 | 13 | 60 | 16 | 60 | 11 | 60 | 27 | 60 | 5 | 30 | 11 | 30
FOYE-2 | A | 6 | 60 | 13 | 60 | 16 | 60 | 11 | 60 | 27 | 60 | 5 | 30 | 11 | 30
GLNDO-1 | A | 6 | 80 | 12 | 45 | 17 | 45 | 12 | 45 | 25 | 45 | 8 | 65 | 18 | 45
GNFSW-1 | A | 11 | 100 | 30 | 100 | 30 | 100 | 12 | 100 | 31 | 100 | 12 | 70 | 30 | 70
GNFSW-2 | A | 7 | 64 | 18 | 64 | 18 | 64 | 8 | 64 | 18 | 64 | 6 | 49 | 15 | 49
GORDW-1 | A | 6 | 62 | 16 | 56 | 26 | 45 | 7 | 62 | 18 | 62 | 6 | 56 | 16 | 45
GRAI-6 | A | 24 | 320 | 58 | 320 | 58 | 320 | 35 | 320 | 88 | 320 | 28 | 270 | 60 | 230
GRAI-7 | A | 30 | 232 | 60 | 232 | 60 | 232 | 32 | 232 | 84 | 232 | 32 | 175 | 65 | 135
GRAI-8 | A | 26 | 232 | 58 | 232 | 58 | 232 | 32 | 232 | 84 | 232 | 32 | 175 | 65 | 135
GRIFW-1 | A | 8 | 94 | 22 | 94 | 23 | 94 | 8 | 94 | 22 | 94 | 8 | 85 | 22 | 72
GRIFW-2 | A | 8 | 94 | 22 | 94 | 23 | 94 | 8 | 94 | 22 | 94 | 8 | 85 | 22 | 72
GRMO-1 | A | 8 | 43 | 8 | 43 | 8 | 43 | 8 | 43 | 8 | 43 | 8 | 23 | 8 | 23
GYAR-1 | A | 17 | 176 | 42 | 176 | 66 | 176 | 24 | 176 | 60 | 176 | 17 | 176 | 42 | 176
GYMRO-15 | A | 6 | 145 | 15 | 145 | 15 | 145 | 6 | 145 | 15 | 145 | 6 | 44 | 15 | 44
GYMRO-17 | A | 6 | 145 | 15 | 145 | 15 | 145 | 6 | 145 | 15 | 145 | 6 | 44 | 15 | 44
GYMRO-26 | A | 6 | 145 | 15 | 145 | 15 | 145 | 6 | 145 | 15 | 145 | 6 | 44 | 15 | 44
GYMRO-28 | A | 6 | 145 | 15 | 145 | 15 | 145 | 6 | 145 | 15 | 145 | 6 | 44 | 15 | 44
HADHW-1 | A | 7 | 76 | 14 | 76 | 22 | 76 | 13 | 76 | 34 | 76 | 8 | 65 | 17 | 65
HRSTW-1 | A | 12 | 102 | 30 | 102 | 45 | 102 | 13 | 102 | 34 | 102 | 13 | 80 | 27 | 66
HUMR-1 | A | 60 | 533 | 150 | 533 | 200 | 533 | 80 | 533 | 200 | 533 | 62 | 419 | 155 | 251
INDQ-1 | A | 12 | 102 | 31 | 102 | 43 | 102 | 13 | 102 | 34 | 102 | 12 | 72 | 30 | 72
KEAD-1 | A | 38 | 415 | 90 | 415 | 90 | 415 | 55 | 415 | 138 | 415 | 38 | 355 | 90 | 285
KILBW-1 | A | 3 | 56 | 8 | 56 | 13 | 56 | 5 | 56 | 14 | 56 | 4 | 53 | 9 | 47
KILLPG-1 | A | 8 | 225 | 10 | 225 | 10 | 225 | 10 | 225 | 12 | 225 | 4 | 150 | 15 | 150
KILLPG-2 | A | 18 | 225 | 25 | 225 | 25 | 225 | 37 | 225 | 37 | 225 | 22 | 195 | 30 | 195
KILNS-1 | A | 30 | 290 | 72 | 290 | 84 | 290 | 42 | 290 | 114 | 290 | 18 | 104 | 45 | 104
KLYN-A-1 | A | 24 | 126 | 50 | 126 | 50 | 126 | 34 | 126 | 70 | 126 | 22 | 81 | 34 | 81
LAGA-1 | A | 55 | 500 | 123 | 500 | 140 | 500 | 52 | 500 | 130 | 500 | 53 | 475 | 130 | 475
LARYO-1 | A | 16 | 155 | 40 | 155 | 45 | 155 | 18 | 155 | 45 | 155 | 14 | 120 | 35 | 120
LARYO-2 | A | 16 | 158 | 40 | 158 | 45 | 158 | 18 | 158 | 45 | 158 | 14 | 120 | 35 | 120
LARYO-3 | A | 16 | 158 | 40 | 158 | 45 | 158 | 18 | 158 | 45 | 158 | 14 | 120 | 35 | 120
LARYO-4 | A | 16 | 158 | 40 | 158 | 45 | 158 | 18 | 158 | 45 | 158 | 14 | 120 | 35 | 120
LBAR-1G | A | 1 | 16 | 4 | 16 | 6 | 16 | 2 | 16 | 4 | 16 | 1 | 9 | 4 | 9
LBAR-1 | A | 39 | 360 | 88 | 360 | 88 | 360 | 55 | 360 | 145 | 360 | 41 | 270 | 90 | 270
LNCSO-1 | A | 12 | 130 | 30 | 130 | 32 | 130 | 12 | 130 | 32 | 130 | 10 | 100 | 26 | 100
LNCSO-2 | A | 13 | 140 | 34 | 140 | 36 | 140 | 14 | 140 | 36 | 140 | 12 | 125 | 32 | 125
LOAN-1 | A | 25 | 326 | 51 | 326 | 55 | 326 | 19 | 326 | 50 | 326 | 12 | 276 | 28 | 276
LOAN-2 | A | 25 | 326 | 51 | 326 | 55 | 326 | 19 | 326 | 50 | 326 | 12 | 276 | 28 | 276
LOAN-3 | A | 25 | 326 | 51 | 326 | 55 | 326 | 19 | 326 | 50 | 326 | 12 | 276 | 28 | 276
MEDP-1 | A | 30 | 380 | 76 | 330 | 76 | 330 | 48 | 380 | 105 | 380 | 31 | 330 | 79 | 290
MILWW-1 | A | 6 | 32 | 8 | 54 | 13 | 54 | 5 | 54 | 14 | 54 | 3 | 43 | 8 | 43
MKHLW-1 | A | 4 | 42 | 10 | 42 | 12 | 42 | 5 | 42 | 13 | 42 | 5 | 37 | 12 | 30
MRWD-1 | A | 43 | 448 | 100 | 448 | 112 | 448 | 67 | 448 | 160 | 448 | 36 | 328 | 93 | 328
NANT-1 | A | 0 | 15 | 0 | 15 | 0 | 15 | 0 | 15 | 1 | 15 | 0 | 15 | 0 | 15
PEHE-1 | A | 42 | 420 | 72 | 420 | 72 | 420 | 83 | 420 | 117 | 420 | 35 | 350 | 84 | 260
PEHE-2 | A | 16 | 490 | 40 | 265 | 42 | 490 | 0 | 0 | 0 | 0 | 0 | 490 | 0 | 490
PEMB-11 | A | 38 | 113 | 63 | 276 | 63 | 276 | 33 | 276 | 90 | 276 | 35 | 241 | 64 | 210
PEMB-21 | A | 38 | 113 | 63 | 276 | 63 | 276 | 33 | 276 | 90 | 276 | 35 | 241 | 64 | 210
PEMB-31 | A | 38 | 113 | 63 | 276 | 63 | 276 | 33 | 276 | 90 | 276 | 35 | 241 | 64 | 210
PEMB-41 | A | 38 | 113 | 63 | 276 | 63 | 276 | 33 | 276 | 90 | 276 | 35 | 241 | 64 | 210
PEMB-51 | A | 38 | 113 | 63 | 276 | 63 | 276 | 33 | 276 | 90 | 276 | 35 | 241 | 64 | 210
PETEM1 | A | 20 | 180 | 46 | 180 | 52 | 180 | 24 | 180 | 58 | 180 | 20 | 150 | 50 | 100
RATS-1 | A | 50 | 270 | 90 | 270 | 90 | 270 | 36 | 270 | 50 | 270 | 42 | 105 | 75 | 155
RATS-2 | A | 40 | 270 | 90 | 270 | 100 | 270 | 36 | 270 | 50 | 270 | 40 | 195 | 75 | 195
RATS-3 | A | 40 | 270 | 90 | 270 | 100 | 270 | 36 | 270 | 50 | 270 | 40 | 195 | 75 | 195
RATS-4 | A | 40 | 270 | 95 | 270 | 100 | 270 | 36 | 270 | 50 | 270 | 40 | 195 | 75 | 195
RMPNO-1 | A | 18 | 180 | 45 | 180 | 72 | 180 | 20 | 180 | 50 | 180 | 18 | 130 | 47 | 130
RMPNO-2 | A | 18 | 180 | 45 | 180 | 72 | 180 | 20 | 180 | 50 | 180 | 18 | 130 | 47 | 130
ROCK-1 | A | 36 | 400 | 50 | 400 | 54 | 400 | 60 | 400 | 160 | 400 | 33 | 220 | 53 | 220
RYHPS-1 | A | 30 | 305 | 48 | 305 | 66 | 305 | 42 | 305 | 51 | 305 | 30 | 130 | 42 | 68
SCCL-1 | A | 35 | 180 | 70 | 180 | 70 | 180 | 40 | 180 | 95 | 180 | 40 | 100 | 100 | 50
SCCL-2 | A | 35 | 180 | 70 | 180 | 70 | 180 | 40 | 180 | 95 | 180 | 40 | 100 | 100 | 50
SCCL-3 | A | 35 | 180 | 70 | 180 | 70 | 180 | 40 | 180 | 95 | 180 | 40 | 100 | 100 | 50
SEAB-1 | A | 44 | 254 | 125 | 254 | 150 | 254 | 55 | 254 | 150 | 254 | 75 | 164 | 176 | 38
SEAB-2 | A | 31 | 138 | 76 | 138 | 86 | 138 | 32 | 138 | 82 | 138 | 37 | 73 | 90 | 43
SHBA-1 | A | 33 | 420 | 79 | 420 | 91 | 420 | 59 | 420 | 150 | 420 | 37 | 336 | 95 | 252
SHBA-2 | A | 32 | 319 | 70 | 319 | 76 | 319 | 35 | 319 | 93 | 319 | 32 | 270 | 70 | 217
SHOS-1 | A | 18 | 160 | 24 | 160 | 24 | 160 | 30 | 160 | 75 | 160 | 18 | 135 | 24 | 135
SHRSO-1 | A | 16 | 157 | 44 | 157 | 46 | 157 | 17 | 157 | 46 | 157 | 16 | 141 | 43 | 113
SHRSO-2 | A | 16 | 157 | 44 | 157 | 46 | 157 | 17 | 157 | 46 | 157 | 16 | 141 | 43 | 113
SIZB-1 | A | 38 | 283 | 45 | 283 | 45 | 283 | 45 | 283 | 45 | 283 | 40 | 283 | 46 | 283
SIZB-2 | A | 38 | 283 | 45 | 283 | 45 | 283 | 45 | 283 | 45 | 283 | 40 | 283 | 46 | 283
SLOY-1 | A | 0 | 38 | 1 | 38 | 1 | 38 | 1 | 38 | 2 | 38 | 0 | 38 | 1 | 30
SLOY-2 | A | 0 | 38 | 1 | 38 | 1 | 38 | 1 | 38 | 2 | 38 | 0 | 38 | 1 | 30
SLOY-3 | A | 0 | 38 | 1 | 38 | 1 | 38 | 1 | 38 | 2 | 38 | 0 | 38 | 1 | 30
SLOY-4 | A | 0 | 28 | 1 | 28 | 1 | 28 | 1 | 28 | 2 | 28 | 0 | 28 | 1 | 22
SPLN-1 | A | 40 | 380 | 100 | 380 | 110 | 380 | 50 | 380 | 120 | 380 | 30 | 380 | 90 | 300
STAY-1 | A | 35 | 265 | 62 | 265 | 62 | 265 | 35 | 265 | 89 | 265 | 34 | 192 | 63 | 192
STAY-2 | A | 35 | 265 | 62 | 265 | 62 | 265 | 35 | 265 | 89 | 265 | 34 | 192 | 63 | 192
STAY-3 | A | 35 | 265 | 62 | 265 | 62 | 265 | 35 | 265 | 89 | 265 | 34 | 192 | 63 | 192
STAY-4 | A | 35 | 265 | 62 | 265 | 62 | 265 | 35 | 265 | 89 | 265 | 34 | 192 | 63 | 192
STRNW-1 | A | 6 | 52 | 16 | 52 | 26 | 52 | 7 | 60 | 17 | 60 | 6 | 52 | 17 | 42
SUTB-1 | A | 36 | 380 | 104 | 380 | 148 | 380 | 52 | 380 | 132 | 380 | 47 | 250 | 107 | 250
SVRP-10 | A | 20 | 225 | 50 | 225 | 70 | 225 | 32 | 225 | 80 | 225 | 20 | 172 | 50 | 172
SVRP-20 | A | 20 | 225 | 50 | 225 | 70 | 225 | 32 | 225 | 80 | 225 | 20 | 172 | 50 | 172
USKM-13 | A | 6 | 49 | 15 | 49 | 17 | 49 | 8 | 49 | 19 | 49 | 7 | 36 | 8 | 36
USKM-14 | A | 6 | 49 | 15 | 49 | 17 | 49 | 8 | 49 | 19 | 49 | 7 | 36 | 8 | 36
USKM-15 | A | 6 | 49 | 15 | 49 | 17 | 49 | 8 | 49 | 19 | 49 | 7 | 36 | 8 | 36
WBUPS-1 | A | 30 | 113 | 48 | 153 | 48 | 153 | 32 | 113 | 50 | 113 | 40 | 153 | 65 | 113
WBUPS-2 | A | 30 | 133 | 48 | 173 | 48 | 173 | 32 | 133 | 50 | 133 | 40 | 173 | 65 | 133
WBUPS-3 | A | 30 | 133 | 48 | 173 | 48 | 173 | 32 | 133 | 50 | 133 | 40 | 173 | 65 | 133
WBUPS-4 | A | 30 | 113 | 48 | 153 | 48 | 153 | 32 | 113 | 50 | 113 | 40 | 153 | 65 | 113
WBURB-1 | A | 22 | 240 | 48 | 240 | 62 | 240 | 27 | 240 | 69 | 240 | 20 | 200 | 50 | 120
WBURB-2 | A | 25 | 255 | 52 | 255 | 62 | 255 | 26 | 255 | 67 | 255 | 22 | 215 | 52 | 135
WBURB-3 | A | 23 | 255 | 48 | 255 | 62 | 255 | 27 | 255 | 67 | 255 | 20 | 215 | 52 | 135
WDNSO-1 | A | 21 | 191 | 54 | 191 | 57 | 191 | 21 | 191 | 57 | 191 | 21 | 170 | 55 | 136
WDNSO-2 | A | 21 | 191 | 54 | 191 | 57 | 191 | 21 | 191 | 57 | 191 | 21 | 170 | 55 | 136
WHILW-1 | A | 31 | 322 | 84 | 322 | 90 | 322 | 33 | 322 | 90 | 322 | 32 | 255 | 86 | 210
WHILW-2 | A | 19 | 163 | 33 | 163 | 35 | 163 | 20 | 163 | 52 | 163 | 21 | 142 | 43 | 119
WLNYO-2 | A | 19 | 182 | 51 | 182 | 54 | 182 | 20 | 182 | 53 | 182 | 20 | 158 | 51 | 130
WLNYW-1 | A | 19 | 182 | 51 | 182 | 54 | 182 | 20 | 182 | 53 | 182 | 20 | 158 | 51 | 130
WTMSO-1 | A | 22 | 200 | 58 | 200 | 62 | 200 | 23 | 200 | 61 | 200 | 23 | 140 | 60 | 140

## Nov 2019
MW Response Capability by BMU
|  | Primary Response (Max MWhrs) | [5 empty] | Secondary Response (Max Mwhrs) |  |  |  | High Frequency Response (Max MWhrs)
UNIT | Mode | 0.2Hz | Genset Deload (MW) | 0.5Hz | Genset Deload (MW) | 0.8Hz | Genset Deload (MW) | 0.2/0.2Hz | Genset Deload (MW) | 0.5/0.5Hz | Genset Deload (MW) | 0.2Hz | Genset Deload (MW) | 0.5Hz | Genset Deload (MW)
ABTH7 | A | 40 | 250 | 72 | 250 | 72 | 250 | 48 | 250 | 120 | 250 | 38 | 185 | 55 | 185
ABTH8 | A | 40 | 250 | 72 | 250 | 72 | 250 | 48 | 250 | 120 | 250 | 38 | 185 | 55 | 185
ABTH9 | A | 30 | 240 | 80 | 240 | 80 | 240 | 40 | 240 | 120 | 240 | 38 | 125 | 52 | 125
ARCHW-1 | A | 10 | 92 | 25 | 92 | 25 | 92 | 12 | 92 | 30 | 92 | 11 | 73 | 24 | 56
BAGE-1 | A | 30 | 255 | 70 | 255 | 90 | 255 | 35 | 255 | 90 | 255 | 28 | 220 | 70 | 185
BAGE-2 | A | 3 | 17 | 8 | 17 | 12 | 17 | 4 | 17 | 9 | 17 | 2 | 17 | 5 | 17
BARKB2 | A | 33 | 210 | 82 | 210 | 108 | 210 | 39 | 210 | 97 | 210 | 31 | 120 | 84 | 120
BARK-1 | A | 22 | 140 | 55 | 140 | 72 | 140 | 26 | 140 | 65 | 140 | 21 | 80 | 54 | 80
BHLAW-1 | A | 7 | 98 | 16 | 98 | 19 | 98 | 10 | 98 | 26 | 98 | 8 | 87 | 18 | 78
BLLA-1 | A | 6 | 99 | 13 | 99 | 13 | 99 | 15 | 99 | 39 | 99 | 9 | 83 | 16 | 83
BRBEO-1 | A | 20 | 254 | 50 | 254 | 50 | 254 | 22 | 254 | 63 | 254 | 17 | 194 | 46 | 254
BRDUW-1 | A | 6 | 58 | 17 | 58 | 17 | 58 | 7 | 58 | 17 | 58 | 6 | 36 | 17 | 36
BRGG-1 | A | 16 | 110 | 32 | 110 | 48 | 110 | 16 | 110 | 40 | 110 | 14 | 96 | 34 | 46
BRYP-1 | A | 15 | 82 | 25 | 82 | 31 | 82 | 22 | 82 | 37 | 82 | 10 | 82 | 27 | 47
BURBW-1 | A | 0 | 90 | 0 | 90 | 0 | 90 | 0 | 0 | 0 | 0 | 0 | 90 | 0 | 90
CARR-1 | A | 35 | 235 | 58 | 235 | 58 | 235 | 35 | 235 | 88 | 235 | 34 | 179 | 56 | 179
CARR-2 | A | 35 | 235 | 58 | 235 | 58 | 235 | 35 | 235 | 88 | 235 | 34 | 179 | 56 | 179
CDCL-1 | A | 30 | 231 | 46 | 231 | 46 | 231 | 34 | 231 | 45 | 231 | 29 | 172 | 72 | 135
CLAC-1 | A | 3 | 28 | 8 | 28 | 13 | 28 | 3 | 36 | 9 | 36 | 3 | 28 | 8 | 28
CLDCW-1 | A | 14 | 14 | 34 | 113 | 36 | 113 | 13 | 113 | 35 | 113 | 13 | 99 | 34 | 78
CLDNW-1 | A | 13 | 108 | 33 | 108 | 35 | 108 | 13 | 108 | 35 | 108 | 12 | 95 | 33 | 74
CLDSW-1 | A | 16 | 129 | 40 | 129 | 43 | 129 | 16 | 129 | 42 | 129 | 16 | 113 | 41 | 88
CNQPS-1 | A | 22 | 170 | 55 | 170 | 55 | 170 | 28 | 170 | 70 | 170 | 26 | 120 | 60 | 105
CNQPS-2 | A | 22 | 170 | 55 | 170 | 55 | 170 | 28 | 170 | 70 | 170 | 22 | 120 | 55 | 105
CNQPS-3 | A | 22 | 170 | 55 | 170 | 55 | 170 | 28 | 170 | 70 | 170 | 22 | 120 | 55 | 105
CNQPS-4 | A | 22 | 170 | 55 | 170 | 55 | 170 | 28 | 170 | 70 | 170 | 28 | 105 | 55 | 105
CORB-1 | A | 10 | 130 | 30 | 130 | 50 | 130 | 28 | 130 | 60 | 130 | 15 | 95 | 40 | 60
COSO-1 | A | 20 | 380 | 40 | 380 | 50 | 380 | 60 | 380 | 140 | 380 | 17 | 304 | 40 | 304
COTPS-1 | A | 29 | 277 | 50 | 277 | 62 | 277 | 35 | 60 | 63 | 277 | 30 | 122 | 60 | 122
COTPS-2 | A | 29 | 287 | 50 | 287 | 62 | 287 | 35 | 60 | 63 | 287 | 30 | 122 | 60 | 122
COTPS-3 | A | 29 | 287 | 50 | 287 | 62 | 287 | 35 | 60 | 63 | 287 | 30 | 122 | 60 | 122
COTPS-4 | A | 29 | 277 | 50 | 277 | 62 | 277 | 35 | 60 | 63 | 277 | 30 | 122 | 60 | 122
COWE1 | A | 7 | 30 | 17 | 30 | 17 | 30 | 7 | 30 | 17 | 30 | 7 | 30 | 17 | 30
COWE2 | A | 7 | 30 | 17 | 30 | 17 | 30 | 7 | 30 | 17 | 30 | 7 | 30 | 17 | 30
CRUA-1 | A | 10 | 110 | 25 | 110 | 37 | 110 | 12 | 110 | 30 | 110 | 10 | 84 | 25 | 48
CRUA-2 | A | 10 | 110 | 25 | 110 | 37 | 110 | 12 | 110 | 30 | 110 | 10 | 84 | 25 | 48
CRUA-3 | A | 7 | 30 | 15 | 30 | 21 | 30 | 9 | 30 | 24 | 30 | 5 | 25 | 13 | 15
CRUA-4 | A | 7 | 30 | 15 | 30 | 21 | 30 | 9 | 30 | 24 | 30 | 5 | 25 | 13 | 15
CRYRW-2 | A | 15 | 138 | 38 | 138 | 40 | 138 | 15 | 138 | 40 | 138 | 13 | 109 | 40 | 63
DAMC-1 | A | 64 | 380 | 136 | 380 | 156 | 380 | 80 | 380 | 180 | 380 | 60 | 293 | 190 | 128
DEEP-1 | A | 20 | 180 | 60 | 180 | 86 | 180 | 22 | 180 | 80 | 180 | 24 | 96 | 52 | 96
DIDCB5 | A | 40 | 330 | 104 | 330 | 125 | 330 | 55 | 330 | 140 | 330 | 40 | 185 | 105 | 185
DIDCB6 | A | 50 | 250 | 105 | 250 | 105 | 250 | 50 | 250 | 130 | 250 | 50 | 153 | 110 | 103
DINO-1 | A | 14 | 138 | 39 | 138 | 58 | 138 | 28 | 138 | 72 | 138 | 14 | 118 | 36 | 88
DINO-2 | A | 14 | 138 | 39 | 138 | 58 | 138 | 28 | 138 | 72 | 138 | 14 | 118 | 36 | 88
DINO-3 | A | 14 | 138 | 39 | 138 | 58 | 138 | 28 | 138 | 72 | 138 | 14 | 118 | 36 | 88
DINO-4 | A | 14 | 138 | 39 | 138 | 58 | 138 | 28 | 138 | 72 | 138 | 14 | 118 | 36 | 88
DINO-5 | A | 14 | 138 | 39 | 138 | 58 | 138 | 28 | 138 | 72 | 138 | 14 | 118 | 36 | 88
DINO-6 | A | 14 | 138 | 39 | 138 | 58 | 138 | 28 | 138 | 72 | 138 | 14 | 118 | 36 | 88
DRAXX-1 | A | 68 | 345 | 100 | 345 | 100 | 345 | 64 | 95 | 110 | 345 | 60 | 225 | 70 | 225
DRAXX-2 | A | 68 | 345 | 100 | 345 | 100 | 345 | 64 | 95 | 110 | 345 | 60 | 225 | 70 | 225
DRAXX-3 | A | 68 | 345 | 100 | 345 | 100 | 345 | 64 | 95 | 110 | 345 | 60 | 225 | 70 | 225
DRAXX-4 | A | 68 | 345 | 100 | 345 | 100 | 345 | 64 | 95 | 110 | 345 | 60 | 225 | 70 | 225
DRAXX-5 | A | 68 | 345 | 100 | 345 | 100 | 345 | 64 | 95 | 110 | 345 | 60 | 225 | 70 | 225
DRAXX-6 | A | 68 | 345 | 100 | 345 | 100 | 345 | 64 | 95 | 110 | 345 | 60 | 225 | 70 | 225
DRSLW-1 | A | 6 | 69 | 16 | 69 | 17 | 69 | 6 | 69 | 17 | 69 | 6 | 61 | 16 | 54
EECL-1 | A | 20 | 178 | 25 | 178 | 25 | 178 | 32 | 178 | 81 | 178 | 20 | 143 | 25 | 143
EGGPS-1 | A | 45 | 205 | 83 | 205 | 83 | 205 | 49 | 205 | 110 | 205 | 33 | 95 | 60 | 95
EGGPS-2 | A | 45 | 205 | 83 | 205 | 83 | 205 | 49 | 205 | 110 | 205 | 33 | 95 | 60 | 95
EGGPS-3 | A | 45 | 205 | 83 | 205 | 83 | 205 | 49 | 205 | 110 | 205 | 33 | 95 | 60 | 95
EGGPS-4 | A | 45 | 205 | 83 | 205 | 83 | 205 | 49 | 205 | 110 | 205 | 33 | 95 | 60 | 95
ERRO-1 | A | 1 | 21 | 1 | 21 | 1 | 21 | 2 | 21 | 5 | 21 | 1 | 17 | 1 | 17
ERRO-2 | A | 1 | 21 | 1 | 21 | 1 | 21 | 2 | 21 | 5 | 21 | 1 | 17 | 1 | 17
ERRO-3 | A | 1 | 21 | 1 | 21 | 1 | 21 | 2 | 21 | 5 | 21 | 1 | 17 | 1 | 17
FAARW-1 | A | 2 | 37 | 4 | 37 | 4 | 37 | 4 | 37 | 12 | 37 | 2 | 33 | 4 | 33
FAARW-2 | A | 2 | 37 | 4 | 37 | 4 | 37 | 4 | 37 | 12 | 37 | 2 | 33 | 4 | 33
FALGW-1 | A | 11 | 108 | 28 | 108 | 41 | 108 | 13 | 108 | 35 | 108 | 10 | 86 | 22 | 64
FASN-1 | A | 0 | 15 | 1 | 15 | 1 | 15 | 1 | 15 | 2 | 15 | 0 | 15 | 1 | 12
FASN2 | A | 0 | 15 | 1 | 15 | 1 | 15 | 1 | 15 | 2 | 15 | 0 | 15 | 1 | 12
FASN3 | A | 0 | 15 | 1 | 15 | 1 | 15 | 1 | 15 | 2 | 15 | 0 | 15 | 1 | 12
FAWN-1 | A | 10 | 52 | 25 | 52 | 40 | 52 | 13 | 52 | 32 | 52 | 11 | 37 | 27 | 27
FELL-1 | A | 9 | 63 | 21 | 63 | 22 | 63 | 10 | 63 | 24 | 63 | 9 | 63 | 22 | 63
FFES-1 | A | 10 | 35 | 27 | 35 | 30 | 35 | 9 | 35 | 22 | 35 | 4 | 27 | 6 | 27
FFES-2 | A | 10 | 35 | 27 | 35 | 30 | 35 | 9 | 35 | 22 | 35 | 4 | 27 | 6 | 27
FFES-3 | A | 10 | 35 | 27 | 35 | 30 | 35 | 9 | 35 | 22 | 35 | 4 | 27 | 6 | 27
FFES-4 | A | 10 | 35 | 27 | 35 | 30 | 35 | 9 | 35 | 22 | 35 | 4 | 27 | 6 | 27
FIDL-1 | A | 13 | 205 | 20 | 205 | 23 | 205 | 35 | 100 | 40 | 147 | 30 | 147 | 50 | 147
FIDL-2 | A | 13 | 205 | 20 | 205 | 23 | 205 | 35 | 100 | 40 | 147 | 30 | 147 | 50 | 147
FIDL-3 | A | 13 | 205 | 20 | 205 | 23 | 205 | 35 | 100 | 40 | 147 | 30 | 147 | 50 | 147
FIDL-4 | A | 13 | 205 | 20 | 205 | 23 | 205 | 35 | 100 | 40 | 147 | 30 | 147 | 50 | 147
FINL-1 | A | 0 | 14 | 1 | 14 | 1 | 14 | 1 | 14 | 2 | 14 | 0 | 14 | 1 | 11
FOYE-1 | A | 6 | 60 | 13 | 60 | 16 | 60 | 11 | 60 | 27 | 60 | 5 | 30 | 11 | 30
FOYE-2 | A | 6 | 60 | 13 | 60 | 16 | 60 | 11 | 60 | 27 | 60 | 5 | 30 | 11 | 30
GLNDO-1 | A | 6 | 80 | 12 | 45 | 17 | 45 | 12 | 45 | 25 | 45 | 8 | 65 | 18 | 45
GNFSW-1 | A | 11 | 100 | 30 | 100 | 30 | 100 | 12 | 100 | 31 | 100 | 12 | 70 | 30 | 70
GNFSW-2 | A | 7 | 64 | 18 | 64 | 18 | 64 | 8 | 64 | 18 | 64 | 6 | 49 | 15 | 49
GORDW-1 | A | 6 | 62 | 16 | 56 | 26 | 45 | 7 | 62 | 18 | 62 | 6 | 56 | 16 | 45
GRAI-6 | A | 24 | 320 | 58 | 320 | 58 | 320 | 35 | 320 | 88 | 320 | 28 | 270 | 60 | 230
GRAI-7 | A | 30 | 232 | 60 | 232 | 60 | 232 | 32 | 232 | 84 | 232 | 32 | 175 | 65 | 135
GRAI-8 | A | 26 | 232 | 58 | 232 | 58 | 232 | 32 | 232 | 84 | 232 | 32 | 175 | 65 | 135
GRIFW-1 | A | 8 | 94 | 22 | 94 | 23 | 94 | 8 | 94 | 22 | 94 | 8 | 85 | 22 | 72
GRIFW-2 | A | 8 | 94 | 22 | 94 | 23 | 94 | 8 | 94 | 22 | 94 | 8 | 85 | 22 | 72
GRMO-1 | A | 8 | 43 | 8 | 43 | 8 | 43 | 8 | 43 | 8 | 43 | 8 | 23 | 8 | 23
GYAR-1 | A | 17 | 176 | 42 | 176 | 66 | 176 | 24 | 176 | 60 | 176 | 17 | 176 | 42 | 176
GYMRO-15 | A | 6 | 145 | 15 | 145 | 15 | 145 | 6 | 145 | 15 | 145 | 6 | 44 | 15 | 44
GYMRO-17 | A | 6 | 145 | 15 | 145 | 15 | 145 | 6 | 145 | 15 | 145 | 6 | 44 | 15 | 44
GYMRO-26 | A | 6 | 145 | 15 | 145 | 15 | 145 | 6 | 145 | 15 | 145 | 6 | 44 | 15 | 44
GYMRO-28 | A | 6 | 145 | 15 | 145 | 15 | 145 | 6 | 145 | 15 | 145 | 6 | 44 | 15 | 44
HADHW-1 | A | 7 | 76 | 14 | 76 | 22 | 76 | 13 | 76 | 34 | 76 | 8 | 65 | 17 | 65
HRSTW-1 | A | 12 | 102 | 30 | 102 | 45 | 102 | 13 | 102 | 34 | 102 | 13 | 80 | 27 | 66
HUMR-1 | A | 60 | 533 | 150 | 533 | 200 | 533 | 80 | 533 | 200 | 533 | 62 | 419 | 155 | 251
INDQ-1 | A | 12 | 102 | 31 | 102 | 43 | 102 | 13 | 102 | 34 | 102 | 12 | 72 | 30 | 72
KEAD-1 | A | 38 | 415 | 90 | 415 | 90 | 415 | 55 | 415 | 138 | 415 | 38 | 355 | 90 | 285
KILBW-1 | A | 3 | 56 | 8 | 56 | 13 | 56 | 5 | 56 | 14 | 56 | 4 | 53 | 9 | 47
KILLPG-1 | A | 8 | 225 | 10 | 225 | 10 | 225 | 10 | 225 | 12 | 225 | 4 | 150 | 15 | 150
KILLPG-2 | A | 18 | 225 | 25 | 225 | 25 | 225 | 37 | 225 | 37 | 225 | 22 | 195 | 30 | 195
KILNS-1 | A | 30 | 290 | 72 | 290 | 84 | 290 | 42 | 290 | 114 | 290 | 18 | 104 | 45 | 104
KLYN-A-1 | A | 24 | 126 | 50 | 126 | 50 | 126 | 34 | 126 | 70 | 126 | 22 | 81 | 34 | 81
LAGA-1 | A | 55 | 500 | 123 | 500 | 140 | 500 | 52 | 500 | 130 | 500 | 53 | 475 | 130 | 475
LARYO-1 | A | 16 | 155 | 40 | 155 | 45 | 155 | 18 | 155 | 45 | 155 | 14 | 120 | 35 | 120
LARYO-2 | A | 16 | 158 | 40 | 158 | 45 | 158 | 18 | 158 | 45 | 158 | 14 | 120 | 35 | 120
LARYO-3 | A | 16 | 158 | 40 | 158 | 45 | 158 | 18 | 158 | 45 | 158 | 14 | 120 | 35 | 120
LARYO-4 | A | 16 | 158 | 40 | 158 | 45 | 158 | 18 | 158 | 45 | 158 | 14 | 120 | 35 | 120
LBAR-1G | A | 1 | 16 | 4 | 16 | 6 | 16 | 2 | 16 | 4 | 16 | 1 | 9 | 4 | 9
LBAR-1 | A | 39 | 360 | 88 | 360 | 88 | 360 | 55 | 360 | 145 | 360 | 41 | 270 | 90 | 270
LNCSO-1 | A | 12 | 130 | 30 | 130 | 32 | 130 | 12 | 130 | 32 | 130 | 10 | 100 | 26 | 100
LNCSO-2 | A | 13 | 140 | 34 | 140 | 36 | 140 | 14 | 140 | 36 | 140 | 12 | 125 | 32 | 125
LOAN-1 | A | 25 | 326 | 51 | 326 | 55 | 326 | 19 | 326 | 50 | 326 | 12 | 276 | 28 | 276
LOAN-2 | A | 25 | 326 | 51 | 326 | 55 | 326 | 19 | 326 | 50 | 326 | 12 | 276 | 28 | 276
LOAN-3 | A | 25 | 326 | 51 | 326 | 55 | 326 | 19 | 326 | 50 | 326 | 12 | 276 | 28 | 276
MEDP-1 | A | 30 | 380 | 76 | 330 | 76 | 330 | 48 | 380 | 105 | 380 | 31 | 330 | 79 | 290
MILWW-1 | A | 6 | 32 | 8 | 54 | 13 | 54 | 5 | 54 | 14 | 54 | 3 | 43 | 8 | 43
MKHLW-1 | A | 4 | 42 | 10 | 42 | 12 | 42 | 5 | 42 | 13 | 42 | 5 | 37 | 12 | 30
MRWD-1 | A | 43 | 448 | 100 | 448 | 112 | 448 | 67 | 448 | 160 | 448 | 36 | 328 | 93 | 328
NANT-1 | A | 0 | 15 | 0 | 15 | 0 | 15 | 0 | 15 | 1 | 15 | 0 | 15 | 0 | 15
PEHE-1 | A | 42 | 420 | 72 | 420 | 72 | 420 | 83 | 420 | 117 | 420 | 35 | 350 | 84 | 260
PEHE-2 | A | 16 | 490 | 40 | 265 | 42 | 490 | 0 | 0 | 0 | 0 | 0 | 490 | 0 | 490
PEMB-11 | A | 38 | 113 | 63 | 276 | 63 | 276 | 33 | 276 | 90 | 276 | 35 | 241 | 64 | 210
PEMB-21 | A | 38 | 113 | 63 | 276 | 63 | 276 | 33 | 276 | 90 | 276 | 35 | 241 | 64 | 210
PEMB-31 | A | 38 | 113 | 63 | 276 | 63 | 276 | 33 | 276 | 90 | 276 | 35 | 241 | 64 | 210
PEMB-41 | A | 38 | 113 | 63 | 276 | 63 | 276 | 33 | 276 | 90 | 276 | 35 | 241 | 64 | 210
PEMB-51 | A | 38 | 113 | 63 | 276 | 63 | 276 | 33 | 276 | 90 | 276 | 35 | 241 | 64 | 210
PETEM1 | A | 20 | 180 | 46 | 180 | 52 | 180 | 24 | 180 | 58 | 180 | 20 | 150 | 50 | 100
RATS-1 | A | 50 | 270 | 90 | 270 | 90 | 270 | 36 | 270 | 50 | 270 | 42 | 105 | 75 | 155
RATS-2 | A | 40 | 270 | 90 | 270 | 100 | 270 | 36 | 270 | 50 | 270 | 40 | 195 | 75 | 195
RATS-3 | A | 40 | 270 | 90 | 270 | 100 | 270 | 36 | 270 | 50 | 270 | 40 | 195 | 75 | 195
RATS-4 | A | 40 | 270 | 95 | 270 | 100 | 270 | 36 | 270 | 50 | 270 | 40 | 195 | 75 | 195
RMPNO-1 | A | 18 | 180 | 45 | 180 | 72 | 180 | 20 | 180 | 50 | 180 | 18 | 130 | 47 | 130
RMPNO-2 | A | 18 | 180 | 45 | 180 | 72 | 180 | 20 | 180 | 50 | 180 | 18 | 130 | 47 | 130
ROCK-1 | A | 36 | 400 | 50 | 400 | 54 | 400 | 60 | 400 | 160 | 400 | 33 | 220 | 53 | 220
RYHPS-1 | A | 30 | 305 | 48 | 305 | 66 | 305 | 42 | 305 | 51 | 305 | 30 | 130 | 42 | 68
SCCL-1 | A | 35 | 180 | 70 | 180 | 70 | 180 | 40 | 180 | 95 | 180 | 40 | 100 | 100 | 50
SCCL-2 | A | 35 | 180 | 70 | 180 | 70 | 180 | 40 | 180 | 95 | 180 | 40 | 100 | 100 | 50
SCCL-3 | A | 35 | 180 | 70 | 180 | 70 | 180 | 40 | 180 | 95 | 180 | 40 | 100 | 100 | 50
SEAB-1 | A | 44 | 254 | 125 | 254 | 150 | 254 | 55 | 254 | 150 | 254 | 75 | 164 | 176 | 38
SEAB-2 | A | 31 | 138 | 76 | 138 | 86 | 138 | 32 | 138 | 82 | 138 | 37 | 73 | 90 | 43
SHBA-1 | A | 33 | 420 | 79 | 420 | 91 | 420 | 59 | 420 | 150 | 420 | 37 | 336 | 95 | 252
SHBA-2 | A | 32 | 319 | 70 | 319 | 76 | 319 | 35 | 319 | 93 | 319 | 32 | 270 | 70 | 217
SHOS-1 | A | 18 | 160 | 24 | 160 | 24 | 160 | 30 | 160 | 75 | 160 | 18 | 135 | 24 | 135
SHRSO-1 | A | 16 | 157 | 44 | 157 | 46 | 157 | 17 | 157 | 46 | 157 | 16 | 141 | 43 | 113
SHRSO-2 | A | 16 | 157 | 44 | 157 | 46 | 157 | 17 | 157 | 46 | 157 | 16 | 141 | 43 | 113
SIZB-1 | A | 38 | 283 | 45 | 283 | 45 | 283 | 45 | 283 | 45 | 283 | 40 | 283 | 46 | 283
SIZB-2 | A | 38 | 283 | 45 | 283 | 45 | 283 | 45 | 283 | 45 | 283 | 40 | 283 | 46 | 283
SLOY-1 | A | 0 | 38 | 1 | 38 | 1 | 38 | 1 | 38 | 2 | 38 | 0 | 38 | 1 | 30
SLOY-2 | A | 0 | 38 | 1 | 38 | 1 | 38 | 1 | 38 | 2 | 38 | 0 | 38 | 1 | 30
SLOY-3 | A | 0 | 38 | 1 | 38 | 1 | 38 | 1 | 38 | 2 | 38 | 0 | 38 | 1 | 30
SLOY-4 | A | 0 | 28 | 1 | 28 | 1 | 28 | 1 | 28 | 2 | 28 | 0 | 28 | 1 | 22
SPLN-1 | A | 40 | 380 | 100 | 380 | 110 | 380 | 50 | 380 | 120 | 380 | 30 | 380 | 90 | 300
STAY-1 | A | 35 | 265 | 62 | 265 | 62 | 265 | 35 | 265 | 89 | 265 | 34 | 192 | 63 | 192
STAY-2 | A | 35 | 265 | 62 | 265 | 62 | 265 | 35 | 265 | 89 | 265 | 34 | 192 | 63 | 192
STAY-3 | A | 35 | 265 | 62 | 265 | 62 | 265 | 35 | 265 | 89 | 265 | 34 | 192 | 63 | 192
STAY-4 | A | 35 | 265 | 62 | 265 | 62 | 265 | 35 | 265 | 89 | 265 | 34 | 192 | 63 | 192
STRNW-1 | A | 6 | 52 | 16 | 52 | 26 | 52 | 7 | 60 | 17 | 60 | 6 | 52 | 17 | 42
SUTB-1 | A | 36 | 380 | 104 | 380 | 148 | 380 | 52 | 380 | 132 | 380 | 47 | 250 | 107 | 250
SVRP-10 | A | 20 | 225 | 50 | 225 | 70 | 225 | 32 | 225 | 80 | 225 | 20 | 172 | 50 | 172
SVRP-20 | A | 20 | 225 | 50 | 225 | 70 | 225 | 32 | 225 | 80 | 225 | 20 | 172 | 50 | 172
USKM-13 | A | 6 | 49 | 15 | 49 | 17 | 49 | 8 | 49 | 19 | 49 | 7 | 36 | 8 | 36
USKM-14 | A | 6 | 49 | 15 | 49 | 17 | 49 | 8 | 49 | 19 | 49 | 7 | 36 | 8 | 36
USKM-15 | A | 6 | 49 | 15 | 49 | 17 | 49 | 8 | 49 | 19 | 49 | 7 | 36 | 8 | 36
WBUPS-1 | A | 30 | 113 | 48 | 153 | 48 | 153 | 32 | 113 | 50 | 113 | 40 | 153 | 65 | 113
WBUPS-2 | A | 30 | 133 | 48 | 173 | 48 | 173 | 32 | 133 | 50 | 133 | 40 | 173 | 65 | 133
WBUPS-3 | A | 30 | 133 | 48 | 173 | 48 | 173 | 32 | 133 | 50 | 133 | 40 | 173 | 65 | 133
WBUPS-4 | A | 30 | 113 | 48 | 153 | 48 | 153 | 32 | 113 | 50 | 113 | 40 | 153 | 65 | 113
WBURB-1 | A | 22 | 240 | 48 | 240 | 62 | 240 | 27 | 240 | 69 | 240 | 20 | 200 | 50 | 120
WBURB-2 | A | 25 | 255 | 52 | 255 | 62 | 255 | 26 | 255 | 67 | 255 | 22 | 215 | 52 | 135
WBURB-3 | A | 23 | 255 | 48 | 255 | 62 | 255 | 27 | 255 | 67 | 255 | 20 | 215 | 52 | 135
WDNSO-1 | A | 21 | 191 | 54 | 191 | 57 | 191 | 21 | 191 | 57 | 191 | 21 | 170 | 55 | 136
WDNSO-2 | A | 21 | 191 | 54 | 191 | 57 | 191 | 21 | 191 | 57 | 191 | 21 | 170 | 55 | 136
WHILW-1 | A | 31 | 322 | 84 | 322 | 90 | 322 | 33 | 322 | 90 | 322 | 32 | 255 | 86 | 210
WHILW-2 | A | 19 | 163 | 33 | 163 | 35 | 163 | 20 | 163 | 52 | 163 | 21 | 142 | 43 | 119
WLNYO-2 | A | 19 | 182 | 51 | 182 | 54 | 182 | 20 | 182 | 53 | 182 | 20 | 158 | 51 | 130
WLNYW-1 | A | 19 | 182 | 51 | 182 | 54 | 182 | 20 | 182 | 53 | 182 | 20 | 158 | 51 | 130
WTMSO-1 | A | 22 | 200 | 58 | 200 | 62 | 200 | 23 | 200 | 61 | 200 | 23 | 140 | 60 | 140

## Oct 2019
MW Response Capability by BMU
|  | Primary Response (Max MWhrs) | [5 empty] | Secondary Response (Max Mwhrs) |  |  |  | High Frequency Response (Max MWhrs)
UNIT | Mode | 0.2Hz | Genset Deload (MW) | 0.5Hz | Genset Deload (MW) | 0.8Hz | Genset Deload (MW) | 0.2/0.2Hz | Genset Deload (MW) | 0.5/0.5Hz | Genset Deload (MW) | 0.2Hz | Genset Deload (MW) | 0.5Hz | Genset Deload (MW)
ABTH7 | A | 40 | 250 | 72 | 250 | 72 | 250 | 48 | 250 | 120 | 250 | 38 | 185 | 55 | 185
ABTH8 | A | 40 | 250 | 72 | 250 | 72 | 250 | 48 | 250 | 120 | 250 | 38 | 185 | 55 | 185
ABTH9 | A | 30 | 240 | 80 | 240 | 80 | 240 | 40 | 240 | 120 | 240 | 38 | 125 | 52 | 125
ARCHW-1 | A | 10 | 92 | 25 | 92 | 25 | 92 | 12 | 92 | 30 | 92 | 11 | 73 | 24 | 56
BAGE-1 | A | 30 | 255 | 70 | 255 | 90 | 255 | 35 | 255 | 90 | 255 | 28 | 220 | 70 | 185
BAGE-2 | A | 3 | 17 | 8 | 17 | 12 | 17 | 4 | 17 | 9 | 17 | 2 | 17 | 5 | 17
BARKB2 | A | 33 | 210 | 82 | 210 | 108 | 210 | 39 | 210 | 97 | 210 | 31 | 120 | 84 | 120
BARK-1 | A | 22 | 140 | 55 | 140 | 72 | 140 | 26 | 140 | 65 | 140 | 21 | 80 | 54 | 80
BHLAW-1 | A | 7 | 98 | 16 | 98 | 19 | 98 | 10 | 98 | 26 | 98 | 8 | 87 | 18 | 78
BLLA-1 | A | 6 | 99 | 13 | 99 | 13 | 99 | 15 | 99 | 39 | 99 | 9 | 83 | 16 | 83
BRBEO-1 | A | 20 | 254 | 50 | 254 | 50 | 254 | 22 | 254 | 63 | 254 | 17 | 194 | 46 | 254
BRDUW-1 | A | 6 | 58 | 17 | 58 | 17 | 58 | 7 | 58 | 17 | 58 | 6 | 36 | 17 | 36
BRGG-1 | A | 16 | 110 | 32 | 110 | 48 | 110 | 16 | 110 | 40 | 110 | 14 | 96 | 34 | 46
BRYP-1 | A | 15 | 82 | 25 | 82 | 31 | 82 | 22 | 82 | 37 | 82 | 10 | 82 | 27 | 47
BURBW-1 | A | 0 | 90 | 0 | 90 | 0 | 90 | 0 | 0 | 0 | 0 | 0 | 90 | 0 | 90
CARR-1 | A | 35 | 235 | 58 | 235 | 58 | 235 | 35 | 235 | 88 | 235 | 34 | 179 | 56 | 179
CARR-2 | A | 35 | 235 | 58 | 235 | 58 | 235 | 35 | 235 | 88 | 235 | 34 | 179 | 56 | 179
CDCL-1 | A | 30 | 231 | 46 | 231 | 46 | 231 | 34 | 231 | 45 | 231 | 29 | 172 | 72 | 135
CLAC-1 | A | 3 | 28 | 8 | 28 | 13 | 28 | 3 | 36 | 9 | 36 | 3 | 28 | 8 | 28
CLDCW-1 | A | 14 | 14 | 34 | 113 | 36 | 113 | 13 | 113 | 35 | 113 | 13 | 99 | 34 | 78
CLDNW-1 | A | 13 | 108 | 33 | 108 | 35 | 108 | 13 | 108 | 35 | 108 | 12 | 95 | 33 | 74
CLDSW-1 | A | 16 | 129 | 40 | 129 | 43 | 129 | 16 | 129 | 42 | 129 | 16 | 113 | 41 | 88
CNQPS-1 | A | 22 | 170 | 55 | 170 | 55 | 170 | 28 | 170 | 70 | 170 | 26 | 120 | 60 | 105
CNQPS-2 | A | 22 | 170 | 55 | 170 | 55 | 170 | 28 | 170 | 70 | 170 | 22 | 120 | 55 | 105
CNQPS-3 | A | 22 | 170 | 55 | 170 | 55 | 170 | 28 | 170 | 70 | 170 | 22 | 120 | 55 | 105
CNQPS-4 | A | 22 | 170 | 55 | 170 | 55 | 170 | 28 | 170 | 70 | 170 | 28 | 105 | 55 | 105
CORB-1 | A | 10 | 130 | 30 | 130 | 50 | 130 | 28 | 130 | 60 | 130 | 15 | 95 | 40 | 60
COSO-1 | A | 20 | 380 | 40 | 380 | 50 | 380 | 60 | 380 | 140 | 380 | 17 | 304 | 40 | 304
COTPS-1 | A | 29 | 277 | 50 | 277 | 62 | 277 | 35 | 60 | 63 | 277 | 30 | 122 | 60 | 122
COTPS-2 | A | 29 | 287 | 50 | 287 | 62 | 287 | 35 | 60 | 63 | 287 | 30 | 122 | 60 | 122
COTPS-3 | A | 29 | 287 | 50 | 287 | 62 | 287 | 35 | 60 | 63 | 287 | 30 | 122 | 60 | 122
COTPS-4 | A | 29 | 277 | 50 | 277 | 62 | 277 | 35 | 60 | 63 | 277 | 30 | 122 | 60 | 122
COWE1 | A | 7 | 30 | 17 | 30 | 17 | 30 | 7 | 30 | 17 | 30 | 7 | 30 | 17 | 30
COWE2 | A | 7 | 30 | 17 | 30 | 17 | 30 | 7 | 30 | 17 | 30 | 7 | 30 | 17 | 30
CRUA-1 | A | 10 | 110 | 25 | 110 | 37 | 110 | 12 | 110 | 30 | 110 | 10 | 84 | 25 | 48
CRUA-2 | A | 10 | 110 | 25 | 110 | 37 | 110 | 12 | 110 | 30 | 110 | 10 | 84 | 25 | 48
CRUA-3 | A | 7 | 30 | 15 | 30 | 21 | 30 | 9 | 30 | 24 | 30 | 5 | 25 | 13 | 15
CRUA-4 | A | 7 | 30 | 15 | 30 | 21 | 30 | 9 | 30 | 24 | 30 | 5 | 25 | 13 | 15
CRYRW-2 | A | 15 | 138 | 38 | 138 | 40 | 138 | 15 | 138 | 40 | 138 | 13 | 109 | 40 | 63
DAMC-1 | A | 64 | 380 | 136 | 380 | 156 | 380 | 80 | 380 | 180 | 380 | 60 | 293 | 190 | 128
DEEP-1 | A | 20 | 180 | 60 | 180 | 86 | 180 | 22 | 180 | 80 | 180 | 24 | 96 | 52 | 96
DIDCB5 | A | 40 | 330 | 104 | 330 | 125 | 330 | 55 | 330 | 140 | 330 | 40 | 185 | 105 | 185
DIDCB6 | A | 50 | 250 | 105 | 250 | 105 | 250 | 50 | 250 | 130 | 250 | 50 | 153 | 110 | 103
DINO-1 | A | 14 | 138 | 39 | 138 | 58 | 138 | 28 | 138 | 72 | 138 | 14 | 118 | 36 | 88
DINO-2 | A | 14 | 138 | 39 | 138 | 58 | 138 | 28 | 138 | 72 | 138 | 14 | 118 | 36 | 88
DINO-3 | A | 14 | 138 | 39 | 138 | 58 | 138 | 28 | 138 | 72 | 138 | 14 | 118 | 36 | 88
DINO-4 | A | 14 | 138 | 39 | 138 | 58 | 138 | 28 | 138 | 72 | 138 | 14 | 118 | 36 | 88
DINO-5 | A | 14 | 138 | 39 | 138 | 58 | 138 | 28 | 138 | 72 | 138 | 14 | 118 | 36 | 88
DINO-6 | A | 14 | 138 | 39 | 138 | 58 | 138 | 28 | 138 | 72 | 138 | 14 | 118 | 36 | 88
DRAXX-1 | A | 68 | 345 | 100 | 345 | 100 | 345 | 64 | 95 | 110 | 345 | 60 | 225 | 70 | 225
DRAXX-2 | A | 68 | 345 | 100 | 345 | 100 | 345 | 64 | 95 | 110 | 345 | 60 | 225 | 70 | 225
DRAXX-3 | A | 68 | 345 | 100 | 345 | 100 | 345 | 64 | 95 | 110 | 345 | 60 | 225 | 70 | 225
DRAXX-4 | A | 68 | 345 | 100 | 345 | 100 | 345 | 64 | 95 | 110 | 345 | 60 | 225 | 70 | 225
DRAXX-5 | A | 68 | 345 | 100 | 345 | 100 | 345 | 64 | 95 | 110 | 345 | 60 | 225 | 70 | 225
DRAXX-6 | A | 68 | 345 | 100 | 345 | 100 | 345 | 64 | 95 | 110 | 345 | 60 | 225 | 70 | 225
DRSLW-1 | A | 6 | 69 | 16 | 69 | 17 | 69 | 6 | 69 | 17 | 69 | 6 | 61 | 16 | 54
EECL-1 | A | 20 | 178 | 25 | 178 | 25 | 178 | 32 | 178 | 81 | 178 | 20 | 143 | 25 | 143
EGGPS-1 | A | 45 | 205 | 83 | 205 | 83 | 205 | 49 | 205 | 110 | 205 | 33 | 95 | 60 | 95
EGGPS-2 | A | 45 | 205 | 83 | 205 | 83 | 205 | 49 | 205 | 110 | 205 | 33 | 95 | 60 | 95
EGGPS-3 | A | 45 | 205 | 83 | 205 | 83 | 205 | 49 | 205 | 110 | 205 | 33 | 95 | 60 | 95
EGGPS-4 | A | 45 | 205 | 83 | 205 | 83 | 205 | 49 | 205 | 110 | 205 | 33 | 95 | 60 | 95
ERRO-1 | A | 1 | 21 | 1 | 21 | 1 | 21 | 2 | 21 | 5 | 21 | 1 | 17 | 1 | 17
ERRO-2 | A | 1 | 21 | 1 | 21 | 1 | 21 | 2 | 21 | 5 | 21 | 1 | 17 | 1 | 17
ERRO-3 | A | 1 | 21 | 1 | 21 | 1 | 21 | 2 | 21 | 5 | 21 | 1 | 17 | 1 | 17
FAARW-1 | A | 2 | 37 | 4 | 37 | 4 | 37 | 4 | 37 | 12 | 37 | 2 | 33 | 4 | 33
FAARW-2 | A | 2 | 37 | 4 | 37 | 4 | 37 | 4 | 37 | 12 | 37 | 2 | 33 | 4 | 33
FALGW-1 | A | 11 | 108 | 28 | 108 | 41 | 108 | 13 | 108 | 35 | 108 | 10 | 86 | 22 | 64
FASN-1 | A | 0 | 15 | 1 | 15 | 1 | 15 | 1 | 15 | 2 | 15 | 0 | 15 | 1 | 12
FASN2 | A | 0 | 15 | 1 | 15 | 1 | 15 | 1 | 15 | 2 | 15 | 0 | 15 | 1 | 12
FASN3 | A | 0 | 15 | 1 | 15 | 1 | 15 | 1 | 15 | 2 | 15 | 0 | 15 | 1 | 12
FAWN-1 | A | 10 | 52 | 25 | 52 | 40 | 52 | 13 | 52 | 32 | 52 | 11 | 37 | 27 | 27
FELL-1 | A | 9 | 63 | 21 | 63 | 22 | 63 | 10 | 63 | 24 | 63 | 9 | 63 | 22 | 63
FFES-1 | A | 10 | 35 | 27 | 35 | 30 | 35 | 9 | 35 | 22 | 35 | 4 | 27 | 6 | 27
FFES-2 | A | 10 | 35 | 27 | 35 | 30 | 35 | 9 | 35 | 22 | 35 | 4 | 27 | 6 | 27
FFES-3 | A | 10 | 35 | 27 | 35 | 30 | 35 | 9 | 35 | 22 | 35 | 4 | 27 | 6 | 27
FFES-4 | A | 10 | 35 | 27 | 35 | 30 | 35 | 9 | 35 | 22 | 35 | 4 | 27 | 6 | 27
FIDL-1 | A | 13 | 205 | 20 | 205 | 23 | 205 | 35 | 100 | 40 | 147 | 30 | 147 | 50 | 147
FIDL-2 | A | 13 | 205 | 20 | 205 | 23 | 205 | 35 | 100 | 40 | 147 | 30 | 147 | 50 | 147
FIDL-3 | A | 13 | 205 | 20 | 205 | 23 | 205 | 35 | 100 | 40 | 147 | 30 | 147 | 50 | 147
FIDL-4 | A | 13 | 205 | 20 | 205 | 23 | 205 | 35 | 100 | 40 | 147 | 30 | 147 | 50 | 147
FINL-1 | A | 0 | 14 | 1 | 14 | 1 | 14 | 1 | 14 | 2 | 14 | 0 | 14 | 1 | 11
FOYE-1 | A | 6 | 60 | 13 | 60 | 16 | 60 | 11 | 60 | 27 | 60 | 5 | 30 | 11 | 30
FOYE-2 | A | 6 | 60 | 13 | 60 | 16 | 60 | 11 | 60 | 27 | 60 | 5 | 30 | 11 | 30
GLNDO-1 | A | 6 | 80 | 12 | 45 | 17 | 45 | 12 | 45 | 25 | 45 | 8 | 65 | 18 | 45
GNFSW-1 | A | 11 | 100 | 30 | 100 | 30 | 100 | 12 | 100 | 31 | 100 | 12 | 70 | 30 | 70
GNFSW-2 | A | 7 | 64 | 18 | 64 | 18 | 64 | 8 | 64 | 18 | 64 | 6 | 49 | 15 | 49
GORDW-1 | A | 6 | 62 | 16 | 56 | 26 | 45 | 7 | 62 | 18 | 62 | 6 | 56 | 16 | 45
GRAI-6 | A | 24 | 320 | 58 | 320 | 58 | 320 | 35 | 320 | 88 | 320 | 28 | 270 | 60 | 230
GRAI-7 | A | 30 | 232 | 60 | 232 | 60 | 232 | 32 | 232 | 84 | 232 | 32 | 175 | 65 | 135
GRAI-8 | A | 26 | 232 | 58 | 232 | 58 | 232 | 32 | 232 | 84 | 232 | 32 | 175 | 65 | 135
GRIFW-1 | A | 8 | 94 | 22 | 94 | 23 | 94 | 8 | 94 | 22 | 94 | 8 | 85 | 22 | 72
GRIFW-2 | A | 8 | 94 | 22 | 94 | 23 | 94 | 8 | 94 | 22 | 94 | 8 | 85 | 22 | 72
GRMO-1 | A | 8 | 43 | 8 | 43 | 8 | 43 | 8 | 43 | 8 | 43 | 8 | 23 | 8 | 23
GYAR-1 | A | 17 | 176 | 42 | 176 | 66 | 176 | 24 | 176 | 60 | 176 | 17 | 176 | 42 | 176
GYMRO-15 | A | 6 | 145 | 15 | 145 | 15 | 145 | 6 | 145 | 15 | 145 | 6 | 44 | 15 | 44
GYMRO-17 | A | 6 | 145 | 15 | 145 | 15 | 145 | 6 | 145 | 15 | 145 | 6 | 44 | 15 | 44
GYMRO-26 | A | 6 | 145 | 15 | 145 | 15 | 145 | 6 | 145 | 15 | 145 | 6 | 44 | 15 | 44
GYMRO-28 | A | 6 | 145 | 15 | 145 | 15 | 145 | 6 | 145 | 15 | 145 | 6 | 44 | 15 | 44
HADHW-1 | A | 7 | 76 | 14 | 76 | 22 | 76 | 13 | 76 | 34 | 76 | 8 | 65 | 17 | 65
HRSTW-1 | A | 12 | 102 | 30 | 102 | 45 | 102 | 13 | 102 | 34 | 102 | 13 | 80 | 27 | 66
HUMR-1 | A | 60 | 533 | 150 | 533 | 200 | 533 | 80 | 533 | 200 | 533 | 62 | 419 | 155 | 251
INDQ-1 | A | 12 | 102 | 31 | 102 | 43 | 102 | 13 | 102 | 34 | 102 | 12 | 72 | 30 | 72
KEAD-1 | A | 38 | 415 | 90 | 415 | 90 | 415 | 55 | 415 | 138 | 415 | 38 | 355 | 90 | 285
KILBW-1 | A | 3 | 56 | 8 | 56 | 13 | 56 | 5 | 56 | 14 | 56 | 4 | 53 | 9 | 47
KILLPG-1 | A | 8 | 225 | 10 | 225 | 10 | 225 | 10 | 225 | 12 | 225 | 4 | 150 | 15 | 150
KILLPG-2 | A | 18 | 225 | 25 | 225 | 25 | 225 | 37 | 225 | 37 | 225 | 22 | 195 | 30 | 195
KILNS-1 | A | 30 | 290 | 72 | 290 | 84 | 290 | 42 | 290 | 114 | 290 | 18 | 104 | 45 | 104
KLYN-A-1 | A | 24 | 126 | 50 | 126 | 50 | 126 | 34 | 126 | 70 | 126 | 22 | 81 | 34 | 81
LAGA-1 | A | 55 | 500 | 123 | 500 | 140 | 500 | 52 | 500 | 130 | 500 | 53 | 475 | 130 | 475
LARYO-1 | A | 16 | 155 | 40 | 155 | 45 | 155 | 18 | 155 | 45 | 155 | 14 | 120 | 35 | 120
LARYO-2 | A | 16 | 158 | 40 | 158 | 45 | 158 | 18 | 158 | 45 | 158 | 14 | 120 | 35 | 120
LARYO-3 | A | 16 | 158 | 40 | 158 | 45 | 158 | 18 | 158 | 45 | 158 | 14 | 120 | 35 | 120
LARYO-4 | A | 16 | 158 | 40 | 158 | 45 | 158 | 18 | 158 | 45 | 158 | 14 | 120 | 35 | 120
LBAR-1G | A | 1 | 16 | 4 | 16 | 6 | 16 | 2 | 16 | 4 | 16 | 1 | 9 | 4 | 9
LBAR-1 | A | 39 | 360 | 88 | 360 | 88 | 360 | 55 | 360 | 145 | 360 | 41 | 270 | 90 | 270
LNCSO-1 | A | 12 | 130 | 30 | 130 | 32 | 130 | 12 | 130 | 32 | 130 | 10 | 100 | 26 | 100
LNCSO-2 | A | 13 | 140 | 34 | 140 | 36 | 140 | 14 | 140 | 36 | 140 | 12 | 125 | 32 | 125
LOAN-1 | A | 25 | 326 | 51 | 326 | 55 | 326 | 19 | 326 | 50 | 326 | 12 | 276 | 28 | 276
LOAN-2 | A | 25 | 326 | 51 | 326 | 55 | 326 | 19 | 326 | 50 | 326 | 12 | 276 | 28 | 276
LOAN-3 | A | 25 | 326 | 51 | 326 | 55 | 326 | 19 | 326 | 50 | 326 | 12 | 276 | 28 | 276
MEDP-1 | A | 30 | 380 | 76 | 330 | 76 | 330 | 48 | 380 | 105 | 380 | 31 | 330 | 79 | 290
MILWW-1 | A | 6 | 32 | 8 | 54 | 13 | 54 | 5 | 54 | 14 | 54 | 3 | 43 | 8 | 43
MKHLW-1 | A | 4 | 42 | 10 | 42 | 12 | 42 | 5 | 42 | 13 | 42 | 5 | 37 | 12 | 30
MRWD-1 | A | 43 | 448 | 100 | 448 | 112 | 448 | 67 | 448 | 160 | 448 | 36 | 328 | 93 | 328
NANT-1 | A | 0 | 15 | 0 | 15 | 0 | 15 | 0 | 15 | 1 | 15 | 0 | 15 | 0 | 15
PEHE-1 | A | 42 | 420 | 72 | 420 | 72 | 420 | 83 | 420 | 117 | 420 | 35 | 350 | 84 | 260
PEHE-2 | A | 16 | 490 | 40 | 265 | 42 | 490 | 0 | 0 | 0 | 0 | 0 | 490 | 0 | 490
PEMB-11 | A | 38 | 113 | 63 | 276 | 63 | 276 | 33 | 276 | 90 | 276 | 35 | 241 | 64 | 210
PEMB-21 | A | 38 | 113 | 63 | 276 | 63 | 276 | 33 | 276 | 90 | 276 | 35 | 241 | 64 | 210
PEMB-31 | A | 38 | 113 | 63 | 276 | 63 | 276 | 33 | 276 | 90 | 276 | 35 | 241 | 64 | 210
PEMB-41 | A | 38 | 113 | 63 | 276 | 63 | 276 | 33 | 276 | 90 | 276 | 35 | 241 | 64 | 210
PEMB-51 | A | 38 | 113 | 63 | 276 | 63 | 276 | 33 | 276 | 90 | 276 | 35 | 241 | 64 | 210
PETEM1 | A | 20 | 180 | 46 | 180 | 52 | 180 | 24 | 180 | 58 | 180 | 20 | 150 | 50 | 100
RATS-1 | A | 50 | 270 | 90 | 270 | 90 | 270 | 36 | 270 | 50 | 270 | 42 | 105 | 75 | 155
RATS-2 | A | 40 | 270 | 90 | 270 | 100 | 270 | 36 | 270 | 50 | 270 | 40 | 195 | 75 | 195
RATS-3 | A | 40 | 270 | 90 | 270 | 100 | 270 | 36 | 270 | 50 | 270 | 40 | 195 | 75 | 195
RATS-4 | A | 40 | 270 | 95 | 270 | 100 | 270 | 36 | 270 | 50 | 270 | 40 | 195 | 75 | 195
RMPNO-1 | A | 18 | 180 | 45 | 180 | 72 | 180 | 20 | 180 | 50 | 180 | 18 | 130 | 47 | 130
RMPNO-2 | A | 18 | 180 | 45 | 180 | 72 | 180 | 20 | 180 | 50 | 180 | 18 | 130 | 47 | 130
ROCK-1 | A | 36 | 400 | 50 | 400 | 54 | 400 | 60 | 400 | 160 | 400 | 33 | 220 | 53 | 220
RYHPS-1 | A | 30 | 305 | 48 | 305 | 66 | 305 | 42 | 305 | 51 | 305 | 30 | 130 | 42 | 68
SCCL-1 | A | 35 | 180 | 70 | 180 | 70 | 180 | 40 | 180 | 95 | 180 | 40 | 100 | 100 | 50
SCCL-2 | A | 35 | 180 | 70 | 180 | 70 | 180 | 40 | 180 | 95 | 180 | 40 | 100 | 100 | 50
SCCL-3 | A | 35 | 180 | 70 | 180 | 70 | 180 | 40 | 180 | 95 | 180 | 40 | 100 | 100 | 50
SEAB-1 | A | 44 | 254 | 125 | 254 | 150 | 254 | 55 | 254 | 150 | 254 | 75 | 164 | 176 | 38
SEAB-2 | A | 31 | 138 | 76 | 138 | 86 | 138 | 32 | 138 | 82 | 138 | 37 | 73 | 90 | 43
SHBA-1 | A | 33 | 420 | 79 | 420 | 91 | 420 | 59 | 420 | 150 | 420 | 37 | 336 | 95 | 252
SHBA-2 | A | 32 | 319 | 70 | 319 | 76 | 319 | 35 | 319 | 93 | 319 | 32 | 270 | 70 | 217
SHOS-1 | A | 18 | 160 | 24 | 160 | 24 | 160 | 30 | 160 | 75 | 160 | 18 | 135 | 24 | 135
SHRSO-1 | A | 16 | 157 | 44 | 157 | 46 | 157 | 17 | 157 | 46 | 157 | 16 | 141 | 43 | 113
SHRSO-2 | A | 16 | 157 | 44 | 157 | 46 | 157 | 17 | 157 | 46 | 157 | 16 | 141 | 43 | 113
SIZB-1 | A | 38 | 283 | 45 | 283 | 45 | 283 | 45 | 283 | 45 | 283 | 40 | 283 | 46 | 283
SIZB-2 | A | 38 | 283 | 45 | 283 | 45 | 283 | 45 | 283 | 45 | 283 | 40 | 283 | 46 | 283
SLOY-1 | A | 0 | 38 | 1 | 38 | 1 | 38 | 1 | 38 | 2 | 38 | 0 | 38 | 1 | 30
SLOY-2 | A | 0 | 38 | 1 | 38 | 1 | 38 | 1 | 38 | 2 | 38 | 0 | 38 | 1 | 30
SLOY-3 | A | 0 | 38 | 1 | 38 | 1 | 38 | 1 | 38 | 2 | 38 | 0 | 38 | 1 | 30
SLOY-4 | A | 0 | 28 | 1 | 28 | 1 | 28 | 1 | 28 | 2 | 28 | 0 | 28 | 1 | 22
SPLN-1 | A | 40 | 380 | 100 | 380 | 110 | 380 | 50 | 380 | 120 | 380 | 30 | 380 | 90 | 300
STAY-1 | A | 35 | 265 | 62 | 265 | 62 | 265 | 35 | 265 | 89 | 265 | 34 | 192 | 63 | 192
STAY-2 | A | 35 | 265 | 62 | 265 | 62 | 265 | 35 | 265 | 89 | 265 | 34 | 192 | 63 | 192
STAY-3 | A | 35 | 265 | 62 | 265 | 62 | 265 | 35 | 265 | 89 | 265 | 34 | 192 | 63 | 192
STAY-4 | A | 35 | 265 | 62 | 265 | 62 | 265 | 35 | 265 | 89 | 265 | 34 | 192 | 63 | 192
STRNW-1 | A | 6 | 52 | 16 | 52 | 26 | 52 | 7 | 60 | 17 | 60 | 6 | 52 | 17 | 42
SUTB-1 | A | 36 | 380 | 104 | 380 | 148 | 380 | 52 | 380 | 132 | 380 | 47 | 250 | 107 | 250
SVRP-10 | A | 20 | 225 | 50 | 225 | 70 | 225 | 32 | 225 | 80 | 225 | 20 | 172 | 50 | 172
SVRP-20 | A | 20 | 225 | 50 | 225 | 70 | 225 | 32 | 225 | 80 | 225 | 20 | 172 | 50 | 172
USKM-13 | A | 6 | 49 | 15 | 49 | 17 | 49 | 8 | 49 | 19 | 49 | 7 | 36 | 8 | 36
USKM-14 | A | 6 | 49 | 15 | 49 | 17 | 49 | 8 | 49 | 19 | 49 | 7 | 36 | 8 | 36
USKM-15 | A | 6 | 49 | 15 | 49 | 17 | 49 | 8 | 49 | 19 | 49 | 7 | 36 | 8 | 36
WBUPS-1 | A | 30 | 113 | 48 | 153 | 48 | 153 | 32 | 113 | 50 | 113 | 40 | 153 | 65 | 113
WBUPS-2 | A | 30 | 133 | 48 | 173 | 48 | 173 | 32 | 133 | 50 | 133 | 40 | 173 | 65 | 133
WBUPS-3 | A | 30 | 133 | 48 | 173 | 48 | 173 | 32 | 133 | 50 | 133 | 40 | 173 | 65 | 133
WBUPS-4 | A | 30 | 113 | 48 | 153 | 48 | 153 | 32 | 113 | 50 | 113 | 40 | 153 | 65 | 113
WBURB-1 | A | 22 | 240 | 48 | 240 | 62 | 240 | 27 | 240 | 69 | 240 | 20 | 200 | 50 | 120
WBURB-2 | A | 25 | 255 | 52 | 255 | 62 | 255 | 26 | 255 | 67 | 255 | 22 | 215 | 52 | 135
WBURB-3 | A | 23 | 255 | 48 | 255 | 62 | 255 | 27 | 255 | 67 | 255 | 20 | 215 | 52 | 135
WDNSO-1 | A | 21 | 191 | 54 | 191 | 57 | 191 | 21 | 191 | 57 | 191 | 21 | 170 | 55 | 136
WDNSO-2 | A | 21 | 191 | 54 | 191 | 57 | 191 | 21 | 191 | 57 | 191 | 21 | 170 | 55 | 136
WHILW-1 | A | 31 | 322 | 84 | 322 | 90 | 322 | 33 | 322 | 90 | 322 | 32 | 255 | 86 | 210
WHILW-2 | A | 19 | 163 | 33 | 163 | 35 | 163 | 20 | 163 | 52 | 163 | 21 | 142 | 43 | 119
WLNYO-2 | A | 19 | 182 | 51 | 182 | 54 | 182 | 20 | 182 | 53 | 182 | 20 | 158 | 51 | 130
WLNYW-1 | A | 19 | 182 | 51 | 182 | 54 | 182 | 20 | 182 | 53 | 182 | 20 | 158 | 51 | 130
WTMSO-1 | A | 22 | 200 | 58 | 200 | 62 | 200 | 23 | 200 | 61 | 200 | 23 | 140 | 60 | 140

## Sep 2019
MW Response Capability by BMU
|  | Primary Response (Max MWhrs) | [5 empty] | Secondary Response (Max Mwhrs) |  |  |  | High Frequency Response (Max MWhrs)
UNIT | Mode | 0.2Hz | Genset Deload (MW) | 0.5Hz | Genset Deload (MW) | 0.8Hz | Genset Deload (MW) | 0.2/0.2Hz | Genset Deload (MW) | 0.5/0.5Hz | Genset Deload (MW) | 0.2Hz | Genset Deload (MW) | 0.5Hz | Genset Deload (MW)
ABTH7 | A | 40 | 250 | 72 | 250 | 72 | 250 | 48 | 250 | 120 | 250 | 38 | 185 | 55 | 185
ABTH8 | A | 40 | 250 | 72 | 250 | 72 | 250 | 48 | 250 | 120 | 250 | 38 | 185 | 55 | 185
ABTH9 | A | 30 | 240 | 80 | 240 | 80 | 240 | 40 | 240 | 120 | 240 | 38 | 125 | 52 | 125
ARCHW-1 | A | 10 | 92 | 25 | 92 | 25 | 92 | 12 | 92 | 30 | 92 | 11 | 73 | 24 | 56
BAGE-1 | A | 30 | 255 | 70 | 255 | 90 | 255 | 35 | 255 | 90 | 255 | 28 | 220 | 70 | 185
BAGE-2 | A | 3 | 17 | 8 | 17 | 12 | 17 | 4 | 17 | 9 | 17 | 2 | 17 | 5 | 17
BARKB2 | A | 33 | 210 | 82 | 210 | 108 | 210 | 39 | 210 | 97 | 210 | 31 | 120 | 84 | 120
BARK-1 | A | 22 | 140 | 55 | 140 | 72 | 140 | 26 | 140 | 65 | 140 | 21 | 80 | 54 | 80
BHLAW-1 | A | 7 | 98 | 16 | 98 | 19 | 98 | 10 | 98 | 26 | 98 | 8 | 87 | 18 | 78
BLLA-1 | A | 6 | 99 | 13 | 99 | 13 | 99 | 15 | 99 | 39 | 99 | 9 | 83 | 16 | 83
BRBEO-1 | A | 20 | 254 | 50 | 254 | 50 | 254 | 22 | 254 | 63 | 254 | 17 | 194 | 46 | 254
BRDUW-1 | A | 6 | 58 | 17 | 58 | 17 | 58 | 7 | 58 | 17 | 58 | 6 | 36 | 17 | 36
BRGG-1 | A | 16 | 110 | 32 | 110 | 48 | 110 | 16 | 110 | 40 | 110 | 14 | 96 | 34 | 46
BRYP-1 | A | 15 | 82 | 25 | 82 | 31 | 82 | 22 | 82 | 37 | 82 | 10 | 82 | 27 | 47
BURBW-1 | A | 0 | 90 | 0 | 90 | 0 | 90 | 0 | 0 | 0 | 0 | 0 | 90 | 0 | 90
CARR-1 | A | 35 | 235 | 58 | 235 | 58 | 235 | 35 | 235 | 88 | 235 | 34 | 179 | 56 | 179
CARR-2 | A | 35 | 235 | 58 | 235 | 58 | 235 | 35 | 235 | 88 | 235 | 34 | 179 | 56 | 179
CDCL-1 | A | 30 | 231 | 46 | 231 | 46 | 231 | 34 | 231 | 45 | 231 | 29 | 172 | 72 | 135
CLAC-1 | A | 3 | 28 | 8 | 28 | 13 | 28 | 3 | 36 | 9 | 36 | 3 | 28 | 8 | 28
CLDCW-1 | A | 14 | 14 | 34 | 113 | 36 | 113 | 13 | 113 | 35 | 113 | 13 | 99 | 34 | 78
CLDNW-1 | A | 13 | 108 | 33 | 108 | 35 | 108 | 13 | 108 | 35 | 108 | 12 | 95 | 33 | 74
CLDSW-1 | A | 16 | 129 | 40 | 129 | 43 | 129 | 16 | 129 | 42 | 129 | 16 | 113 | 41 | 88
CNQPS-1 | A | 22 | 170 | 55 | 170 | 55 | 170 | 28 | 170 | 70 | 170 | 26 | 120 | 60 | 105
CNQPS-2 | A | 22 | 170 | 55 | 170 | 55 | 170 | 28 | 170 | 70 | 170 | 22 | 120 | 55 | 105
CNQPS-3 | A | 22 | 170 | 55 | 170 | 55 | 170 | 28 | 170 | 70 | 170 | 22 | 120 | 55 | 105
CNQPS-4 | A | 22 | 170 | 55 | 170 | 55 | 170 | 28 | 170 | 70 | 170 | 28 | 105 | 55 | 105
CORB-1 | A | 10 | 130 | 30 | 130 | 50 | 130 | 28 | 130 | 60 | 130 | 15 | 95 | 40 | 60
COSO-1 | A | 20 | 380 | 40 | 380 | 50 | 380 | 60 | 380 | 140 | 380 | 17 | 304 | 40 | 304
COTPS-1 | A | 29 | 277 | 50 | 277 | 62 | 277 | 35 | 60 | 63 | 277 | 30 | 122 | 60 | 122
COTPS-2 | A | 29 | 287 | 50 | 287 | 62 | 287 | 35 | 60 | 63 | 287 | 30 | 122 | 60 | 122
COTPS-3 | A | 29 | 287 | 50 | 287 | 62 | 287 | 35 | 60 | 63 | 287 | 30 | 122 | 60 | 122
COTPS-4 | A | 29 | 277 | 50 | 277 | 62 | 277 | 35 | 60 | 63 | 277 | 30 | 122 | 60 | 122
COWE1 | A | 7 | 30 | 17 | 30 | 17 | 30 | 7 | 30 | 17 | 30 | 7 | 30 | 17 | 30
COWE2 | A | 7 | 30 | 17 | 30 | 17 | 30 | 7 | 30 | 17 | 30 | 7 | 30 | 17 | 30
CRUA-1 | A | 10 | 110 | 25 | 110 | 37 | 110 | 12 | 110 | 30 | 110 | 10 | 84 | 25 | 48
CRUA-2 | A | 10 | 110 | 25 | 110 | 37 | 110 | 12 | 110 | 30 | 110 | 10 | 84 | 25 | 48
CRUA-3 | A | 7 | 30 | 15 | 30 | 21 | 30 | 9 | 30 | 24 | 30 | 5 | 25 | 13 | 15
CRUA-4 | A | 7 | 30 | 15 | 30 | 21 | 30 | 9 | 30 | 24 | 30 | 5 | 25 | 13 | 15
CRYRW-2 | A | 15 | 138 | 38 | 138 | 40 | 138 | 15 | 138 | 40 | 138 | 13 | 109 | 40 | 63
DAMC-1 | A | 64 | 380 | 136 | 380 | 156 | 380 | 80 | 380 | 180 | 380 | 60 | 293 | 190 | 128
DEEP-1 | A | 20 | 180 | 60 | 180 | 86 | 180 | 22 | 180 | 80 | 180 | 24 | 96 | 52 | 96
DIDCB5 | A | 40 | 330 | 104 | 330 | 125 | 330 | 55 | 330 | 140 | 330 | 40 | 185 | 105 | 185
DIDCB6 | A | 50 | 250 | 105 | 250 | 105 | 250 | 50 | 250 | 130 | 250 | 50 | 153 | 110 | 103
DINO-1 | A | 14 | 138 | 39 | 138 | 58 | 138 | 28 | 138 | 72 | 138 | 14 | 118 | 36 | 88
DINO-2 | A | 14 | 138 | 39 | 138 | 58 | 138 | 28 | 138 | 72 | 138 | 14 | 118 | 36 | 88
DINO-3 | A | 14 | 138 | 39 | 138 | 58 | 138 | 28 | 138 | 72 | 138 | 14 | 118 | 36 | 88
DINO-4 | A | 14 | 138 | 39 | 138 | 58 | 138 | 28 | 138 | 72 | 138 | 14 | 118 | 36 | 88
DINO-5 | A | 14 | 138 | 39 | 138 | 58 | 138 | 28 | 138 | 72 | 138 | 14 | 118 | 36 | 88
DINO-6 | A | 14 | 138 | 39 | 138 | 58 | 138 | 28 | 138 | 72 | 138 | 14 | 118 | 36 | 88
DRAXX-1 | A | 68 | 345 | 100 | 345 | 100 | 345 | 64 | 95 | 110 | 345 | 60 | 225 | 70 | 225
DRAXX-2 | A | 68 | 345 | 100 | 345 | 100 | 345 | 64 | 95 | 110 | 345 | 60 | 225 | 70 | 225
DRAXX-3 | A | 68 | 345 | 100 | 345 | 100 | 345 | 64 | 95 | 110 | 345 | 60 | 225 | 70 | 225
DRAXX-4 | A | 68 | 345 | 100 | 345 | 100 | 345 | 64 | 95 | 110 | 345 | 60 | 225 | 70 | 225
DRAXX-5 | A | 68 | 345 | 100 | 345 | 100 | 345 | 64 | 95 | 110 | 345 | 60 | 225 | 70 | 225
DRAXX-6 | A | 68 | 345 | 100 | 345 | 100 | 345 | 64 | 95 | 110 | 345 | 60 | 225 | 70 | 225
DRSLW-1 | A | 6 | 69 | 16 | 69 | 17 | 69 | 6 | 69 | 17 | 69 | 6 | 61 | 16 | 54
EECL-1 | A | 20 | 178 | 25 | 178 | 25 | 178 | 32 | 178 | 81 | 178 | 20 | 143 | 25 | 143
EGGPS-1 | A | 45 | 205 | 83 | 205 | 83 | 205 | 49 | 205 | 110 | 205 | 33 | 95 | 60 | 95
EGGPS-2 | A | 45 | 205 | 83 | 205 | 83 | 205 | 49 | 205 | 110 | 205 | 33 | 95 | 60 | 95
EGGPS-3 | A | 45 | 205 | 83 | 205 | 83 | 205 | 49 | 205 | 110 | 205 | 33 | 95 | 60 | 95
EGGPS-4 | A | 45 | 205 | 83 | 205 | 83 | 205 | 49 | 205 | 110 | 205 | 33 | 95 | 60 | 95
ERRO-1 | A | 1 | 21 | 1 | 21 | 1 | 21 | 2 | 21 | 5 | 21 | 1 | 17 | 1 | 17
ERRO-2 | A | 1 | 21 | 1 | 21 | 1 | 21 | 2 | 21 | 5 | 21 | 1 | 17 | 1 | 17
ERRO-3 | A | 1 | 21 | 1 | 21 | 1 | 21 | 2 | 21 | 5 | 21 | 1 | 17 | 1 | 17
FAARW-1 | A | 2 | 37 | 4 | 37 | 4 | 37 | 4 | 37 | 12 | 37 | 2 | 33 | 4 | 33
FAARW-2 | A | 2 | 37 | 4 | 37 | 4 | 37 | 4 | 37 | 12 | 37 | 2 | 33 | 4 | 33
FALGW-1 | A | 11 | 108 | 28 | 108 | 41 | 108 | 13 | 108 | 35 | 108 | 10 | 86 | 22 | 64
FASN-1 | A | 0 | 15 | 1 | 15 | 1 | 15 | 1 | 15 | 2 | 15 | 0 | 15 | 1 | 12
FASN2 | A | 0 | 15 | 1 | 15 | 1 | 15 | 1 | 15 | 2 | 15 | 0 | 15 | 1 | 12
FASN3 | A | 0 | 15 | 1 | 15 | 1 | 15 | 1 | 15 | 2 | 15 | 0 | 15 | 1 | 12
FAWN-1 | A | 10 | 52 | 25 | 52 | 40 | 52 | 13 | 52 | 32 | 52 | 11 | 37 | 27 | 27
FELL-1 | A | 9 | 63 | 21 | 63 | 22 | 63 | 10 | 63 | 24 | 63 | 9 | 63 | 22 | 63
FFES-1 | A | 10 | 35 | 27 | 35 | 30 | 35 | 9 | 35 | 22 | 35 | 4 | 27 | 6 | 27
FFES-2 | A | 10 | 35 | 27 | 35 | 30 | 35 | 9 | 35 | 22 | 35 | 4 | 27 | 6 | 27
FFES-3 | A | 10 | 35 | 27 | 35 | 30 | 35 | 9 | 35 | 22 | 35 | 4 | 27 | 6 | 27
FFES-4 | A | 10 | 35 | 27 | 35 | 30 | 35 | 9 | 35 | 22 | 35 | 4 | 27 | 6 | 27
FIDL-1 | A | 13 | 205 | 20 | 205 | 23 | 205 | 35 | 100 | 40 | 147 | 30 | 147 | 50 | 147
FIDL-2 | A | 13 | 205 | 20 | 205 | 23 | 205 | 35 | 100 | 40 | 147 | 30 | 147 | 50 | 147
FIDL-3 | A | 13 | 205 | 20 | 205 | 23 | 205 | 35 | 100 | 40 | 147 | 30 | 147 | 50 | 147
FIDL-4 | A | 13 | 205 | 20 | 205 | 23 | 205 | 35 | 100 | 40 | 147 | 30 | 147 | 50 | 147
FINL-1 | A | 0 | 14 | 1 | 14 | 1 | 14 | 1 | 14 | 2 | 14 | 0 | 14 | 1 | 11
FOYE-1 | A | 6 | 60 | 13 | 60 | 16 | 60 | 11 | 60 | 27 | 60 | 5 | 30 | 11 | 30
FOYE-2 | A | 6 | 60 | 13 | 60 | 16 | 60 | 11 | 60 | 27 | 60 | 5 | 30 | 11 | 30
GLNDO-1 | A | 6 | 80 | 12 | 45 | 17 | 45 | 12 | 45 | 25 | 45 | 8 | 65 | 18 | 45
GNFSW-1 | A | 11 | 100 | 30 | 100 | 30 | 100 | 12 | 100 | 31 | 100 | 12 | 70 | 30 | 70
GNFSW-2 | A | 7 | 64 | 18 | 64 | 18 | 64 | 8 | 64 | 18 | 64 | 6 | 49 | 15 | 49
GORDW-1 | A | 6 | 62 | 16 | 56 | 26 | 45 | 7 | 62 | 18 | 62 | 6 | 56 | 16 | 45
GRAI-6 | A | 24 | 320 | 58 | 320 | 58 | 320 | 35 | 320 | 88 | 320 | 28 | 270 | 60 | 230
GRAI-7 | A | 30 | 232 | 60 | 232 | 60 | 232 | 32 | 232 | 84 | 232 | 32 | 175 | 65 | 135
GRAI-8 | A | 26 | 232 | 58 | 232 | 58 | 232 | 32 | 232 | 84 | 232 | 32 | 175 | 65 | 135
GRIFW-1 | A | 8 | 94 | 22 | 94 | 23 | 94 | 8 | 94 | 22 | 94 | 8 | 85 | 22 | 72
GRIFW-2 | A | 8 | 94 | 22 | 94 | 23 | 94 | 8 | 94 | 22 | 94 | 8 | 85 | 22 | 72
GRMO-1 | A | 8 | 43 | 8 | 43 | 8 | 43 | 8 | 43 | 8 | 43 | 8 | 23 | 8 | 23
GYAR-1 | A | 17 | 176 | 42 | 176 | 66 | 176 | 24 | 176 | 60 | 176 | 17 | 176 | 42 | 176
GYMRO-15 | A | 6 | 145 | 15 | 145 | 15 | 145 | 6 | 145 | 15 | 145 | 6 | 44 | 15 | 44
GYMRO-17 | A | 6 | 145 | 15 | 145 | 15 | 145 | 6 | 145 | 15 | 145 | 6 | 44 | 15 | 44
GYMRO-26 | A | 6 | 145 | 15 | 145 | 15 | 145 | 6 | 145 | 15 | 145 | 6 | 44 | 15 | 44
GYMRO-28 | A | 6 | 145 | 15 | 145 | 15 | 145 | 6 | 145 | 15 | 145 | 6 | 44 | 15 | 44
HADHW-1 | A | 7 | 76 | 14 | 76 | 22 | 76 | 13 | 76 | 34 | 76 | 8 | 65 | 17 | 65
HRSTW-1 | A | 12 | 102 | 30 | 102 | 45 | 102 | 13 | 102 | 34 | 102 | 13 | 80 | 27 | 66
HUMR-1 | A | 60 | 533 | 150 | 533 | 200 | 533 | 80 | 533 | 200 | 533 | 62 | 419 | 155 | 251
INDQ-1 | A | 12 | 102 | 31 | 102 | 43 | 102 | 13 | 102 | 34 | 102 | 12 | 72 | 30 | 72
KEAD-1 | A | 38 | 415 | 90 | 415 | 90 | 415 | 55 | 415 | 138 | 415 | 38 | 355 | 90 | 285
KILBW-1 | A | 3 | 56 | 8 | 56 | 13 | 56 | 5 | 56 | 14 | 56 | 4 | 53 | 9 | 47
KILLPG-1 | A | 8 | 225 | 10 | 225 | 10 | 225 | 10 | 225 | 12 | 225 | 4 | 150 | 15 | 150
KILLPG-2 | A | 18 | 225 | 25 | 225 | 25 | 225 | 37 | 225 | 37 | 225 | 22 | 195 | 30 | 195
KILNS-1 | A | 30 | 290 | 72 | 290 | 84 | 290 | 42 | 290 | 114 | 290 | 18 | 104 | 45 | 104
KLYN-A-1 | A | 24 | 126 | 50 | 126 | 50 | 126 | 34 | 126 | 70 | 126 | 22 | 81 | 34 | 81
LAGA-1 | A | 55 | 500 | 123 | 500 | 140 | 500 | 52 | 500 | 130 | 500 | 53 | 475 | 130 | 475
LARYO-1 | A | 16 | 155 | 40 | 155 | 45 | 155 | 18 | 155 | 45 | 155 | 14 | 120 | 35 | 120
LARYO-2 | A | 16 | 158 | 40 | 158 | 45 | 158 | 18 | 158 | 45 | 158 | 14 | 120 | 35 | 120
LARYO-3 | A | 16 | 158 | 40 | 158 | 45 | 158 | 18 | 158 | 45 | 158 | 14 | 120 | 35 | 120
LARYO-4 | A | 16 | 158 | 40 | 158 | 45 | 158 | 18 | 158 | 45 | 158 | 14 | 120 | 35 | 120
LBAR-1G | A | 1 | 16 | 4 | 16 | 6 | 16 | 2 | 16 | 4 | 16 | 1 | 9 | 4 | 9
LBAR-1 | A | 39 | 360 | 88 | 360 | 88 | 360 | 55 | 360 | 145 | 360 | 41 | 270 | 90 | 270
LNCSO-1 | A | 12 | 130 | 30 | 130 | 32 | 130 | 12 | 130 | 32 | 130 | 10 | 100 | 26 | 100
LNCSO-2 | A | 13 | 140 | 34 | 140 | 36 | 140 | 14 | 140 | 36 | 140 | 12 | 125 | 32 | 125
LOAN-1 | A | 25 | 326 | 51 | 326 | 55 | 326 | 19 | 326 | 50 | 326 | 12 | 276 | 28 | 276
LOAN-2 | A | 25 | 326 | 51 | 326 | 55 | 326 | 19 | 326 | 50 | 326 | 12 | 276 | 28 | 276
LOAN-3 | A | 25 | 326 | 51 | 326 | 55 | 326 | 19 | 326 | 50 | 326 | 12 | 276 | 28 | 276
MEDP-1 | A | 30 | 380 | 76 | 330 | 76 | 330 | 48 | 380 | 105 | 380 | 31 | 330 | 79 | 290
MILWW-1 | A | 6 | 32 | 8 | 54 | 13 | 54 | 5 | 54 | 14 | 54 | 3 | 43 | 8 | 43
MKHLW-1 | A | 4 | 42 | 10 | 42 | 12 | 42 | 5 | 42 | 13 | 42 | 5 | 37 | 12 | 30
MRWD-1 | A | 43 | 448 | 100 | 448 | 112 | 448 | 67 | 448 | 160 | 448 | 36 | 328 | 93 | 328
NANT-1 | A | 0 | 15 | 0 | 15 | 0 | 15 | 0 | 15 | 1 | 15 | 0 | 15 | 0 | 15
PEHE-1 | A | 42 | 420 | 72 | 420 | 72 | 420 | 83 | 420 | 117 | 420 | 35 | 350 | 84 | 260
PEHE-2 | A | 16 | 490 | 40 | 265 | 42 | 490 | 0 | 0 | 0 | 0 | 0 | 490 | 0 | 490
PEMB-11 | A | 38 | 113 | 63 | 276 | 63 | 276 | 33 | 276 | 90 | 276 | 35 | 241 | 64 | 210
PEMB-21 | A | 38 | 113 | 63 | 276 | 63 | 276 | 33 | 276 | 90 | 276 | 35 | 241 | 64 | 210
PEMB-31 | A | 38 | 113 | 63 | 276 | 63 | 276 | 33 | 276 | 90 | 276 | 35 | 241 | 64 | 210
PEMB-41 | A | 38 | 113 | 63 | 276 | 63 | 276 | 33 | 276 | 90 | 276 | 35 | 241 | 64 | 210
PEMB-51 | A | 38 | 113 | 63 | 276 | 63 | 276 | 33 | 276 | 90 | 276 | 35 | 241 | 64 | 210
PETEM1 | A | 20 | 180 | 46 | 180 | 52 | 180 | 24 | 180 | 58 | 180 | 20 | 150 | 50 | 100
RATS-1 | A | 50 | 270 | 90 | 270 | 90 | 270 | 36 | 270 | 50 | 270 | 42 | 105 | 75 | 155
RATS-2 | A | 40 | 270 | 90 | 270 | 100 | 270 | 36 | 270 | 50 | 270 | 40 | 195 | 75 | 195
RATS-3 | A | 40 | 270 | 90 | 270 | 100 | 270 | 36 | 270 | 50 | 270 | 40 | 195 | 75 | 195
RATS-4 | A | 40 | 270 | 95 | 270 | 100 | 270 | 36 | 270 | 50 | 270 | 40 | 195 | 75 | 195
RMPNO-1 | A | 18 | 180 | 45 | 180 | 72 | 180 | 20 | 180 | 50 | 180 | 18 | 130 | 47 | 130
RMPNO-2 | A | 18 | 180 | 45 | 180 | 72 | 180 | 20 | 180 | 50 | 180 | 18 | 130 | 47 | 130
ROCK-1 | A | 36 | 400 | 50 | 400 | 54 | 400 | 60 | 400 | 160 | 400 | 33 | 220 | 53 | 220
RYHPS-1 | A | 30 | 305 | 48 | 305 | 66 | 305 | 42 | 305 | 51 | 305 | 30 | 130 | 42 | 68
SCCL-1 | A | 35 | 180 | 70 | 180 | 70 | 180 | 40 | 180 | 95 | 180 | 40 | 100 | 100 | 50
SCCL-2 | A | 35 | 180 | 70 | 180 | 70 | 180 | 40 | 180 | 95 | 180 | 40 | 100 | 100 | 50
SCCL-3 | A | 35 | 180 | 70 | 180 | 70 | 180 | 40 | 180 | 95 | 180 | 40 | 100 | 100 | 50
SEAB-1 | A | 44 | 254 | 125 | 254 | 150 | 254 | 55 | 254 | 150 | 254 | 75 | 164 | 176 | 38
SEAB-2 | A | 31 | 138 | 76 | 138 | 86 | 138 | 32 | 138 | 82 | 138 | 37 | 73 | 90 | 43
SHBA-1 | A | 33 | 420 | 79 | 420 | 91 | 420 | 59 | 420 | 150 | 420 | 37 | 336 | 95 | 252
SHBA-2 | A | 32 | 319 | 70 | 319 | 76 | 319 | 35 | 319 | 93 | 319 | 32 | 270 | 70 | 217
SHOS-1 | A | 18 | 160 | 24 | 160 | 24 | 160 | 30 | 160 | 75 | 160 | 18 | 135 | 24 | 135
SHRSO-1 | A | 16 | 157 | 44 | 157 | 46 | 157 | 17 | 157 | 46 | 157 | 16 | 141 | 43 | 113
SHRSO-2 | A | 16 | 157 | 44 | 157 | 46 | 157 | 17 | 157 | 46 | 157 | 16 | 141 | 43 | 113
SIZB-1 | A | 38 | 283 | 45 | 283 | 45 | 283 | 45 | 283 | 45 | 283 | 40 | 283 | 46 | 283
SIZB-2 | A | 38 | 283 | 45 | 283 | 45 | 283 | 45 | 283 | 45 | 283 | 40 | 283 | 46 | 283
SLOY-1 | A | 0 | 38 | 1 | 38 | 1 | 38 | 1 | 38 | 2 | 38 | 0 | 38 | 1 | 30
SLOY-2 | A | 0 | 38 | 1 | 38 | 1 | 38 | 1 | 38 | 2 | 38 | 0 | 38 | 1 | 30
SLOY-3 | A | 0 | 38 | 1 | 38 | 1 | 38 | 1 | 38 | 2 | 38 | 0 | 38 | 1 | 30
SLOY-4 | A | 0 | 28 | 1 | 28 | 1 | 28 | 1 | 28 | 2 | 28 | 0 | 28 | 1 | 22
SPLN-1 | A | 40 | 380 | 100 | 380 | 110 | 380 | 50 | 380 | 120 | 380 | 30 | 380 | 90 | 300
STAY-1 | A | 35 | 265 | 62 | 265 | 62 | 265 | 35 | 265 | 89 | 265 | 34 | 192 | 63 | 192
STAY-2 | A | 35 | 265 | 62 | 265 | 62 | 265 | 35 | 265 | 89 | 265 | 34 | 192 | 63 | 192
STAY-3 | A | 35 | 265 | 62 | 265 | 62 | 265 | 35 | 265 | 89 | 265 | 34 | 192 | 63 | 192
STAY-4 | A | 35 | 265 | 62 | 265 | 62 | 265 | 35 | 265 | 89 | 265 | 34 | 192 | 63 | 192
STRNW-1 | A | 6 | 52 | 16 | 52 | 26 | 52 | 7 | 60 | 17 | 60 | 6 | 52 | 17 | 42
SUTB-1 | A | 36 | 380 | 104 | 380 | 148 | 380 | 52 | 380 | 132 | 380 | 47 | 250 | 107 | 250
SVRP-10 | A | 20 | 225 | 50 | 225 | 70 | 225 | 32 | 225 | 80 | 225 | 20 | 172 | 50 | 172
SVRP-20 | A | 20 | 225 | 50 | 225 | 70 | 225 | 32 | 225 | 80 | 225 | 20 | 172 | 50 | 172
USKM-13 | A | 6 | 49 | 15 | 49 | 17 | 49 | 8 | 49 | 19 | 49 | 7 | 36 | 8 | 36
USKM-14 | A | 6 | 49 | 15 | 49 | 17 | 49 | 8 | 49 | 19 | 49 | 7 | 36 | 8 | 36
USKM-15 | A | 6 | 49 | 15 | 49 | 17 | 49 | 8 | 49 | 19 | 49 | 7 | 36 | 8 | 36
WBUPS-1 | A | 30 | 113 | 48 | 153 | 48 | 153 | 32 | 113 | 50 | 113 | 40 | 153 | 65 | 113
WBUPS-2 | A | 30 | 133 | 48 | 173 | 48 | 173 | 32 | 133 | 50 | 133 | 40 | 173 | 65 | 133
WBUPS-3 | A | 30 | 133 | 48 | 173 | 48 | 173 | 32 | 133 | 50 | 133 | 40 | 173 | 65 | 133
WBUPS-4 | A | 30 | 113 | 48 | 153 | 48 | 153 | 32 | 113 | 50 | 113 | 40 | 153 | 65 | 113
WBURB-1 | A | 22 | 240 | 48 | 240 | 62 | 240 | 27 | 240 | 69 | 240 | 20 | 200 | 50 | 120
WBURB-2 | A | 25 | 255 | 52 | 255 | 62 | 255 | 26 | 255 | 67 | 255 | 22 | 215 | 52 | 135
WBURB-3 | A | 23 | 255 | 48 | 255 | 62 | 255 | 27 | 255 | 67 | 255 | 20 | 215 | 52 | 135
WDNSO-1 | A | 21 | 191 | 54 | 191 | 57 | 191 | 21 | 191 | 57 | 191 | 21 | 170 | 55 | 136
WDNSO-2 | A | 21 | 191 | 54 | 191 | 57 | 191 | 21 | 191 | 57 | 191 | 21 | 170 | 55 | 136
WHILW-1 | A | 31 | 322 | 84 | 322 | 90 | 322 | 33 | 322 | 90 | 322 | 32 | 255 | 86 | 210
WHILW-2 | A | 19 | 163 | 33 | 163 | 35 | 163 | 20 | 163 | 52 | 163 | 21 | 142 | 43 | 119
WLNYO-2 | A | 19 | 182 | 51 | 182 | 54 | 182 | 20 | 182 | 53 | 182 | 20 | 158 | 51 | 130
WLNYW-1 | A | 19 | 182 | 51 | 182 | 54 | 182 | 20 | 182 | 53 | 182 | 20 | 158 | 51 | 130
WTMSO-1 | A | 22 | 200 | 58 | 200 | 62 | 200 | 23 | 200 | 61 | 200 | 23 | 140 | 60 | 140

## Aug 2019
MW Response Capability by BMU
|  | Primary Response (Max MWhrs) | [5 empty] | Secondary Response (Max Mwhrs) |  |  |  | High Frequency Response (Max MWhrs)
UNIT | Mode | 0.2Hz | Genset Deload (MW) | 0.5Hz | Genset Deload (MW) | 0.8Hz | Genset Deload (MW) | 0.2/0.2Hz | Genset Deload (MW) | 0.5/0.5Hz | Genset Deload (MW) | 0.2Hz | Genset Deload (MW) | 0.5Hz | Genset Deload (MW)
ABTH7 | A | 40 | 250 | 72 | 250 | 72 | 250 | 48 | 250 | 120 | 250 | 38 | 185 | 55 | 185
ABTH8 | A | 40 | 250 | 72 | 250 | 72 | 250 | 48 | 250 | 120 | 250 | 38 | 185 | 55 | 185
ABTH9 | A | 30 | 240 | 80 | 240 | 80 | 240 | 40 | 240 | 120 | 240 | 38 | 125 | 52 | 125
ARCHW-1 | A | 10 | 92 | 25 | 92 | 25 | 92 | 12 | 92 | 30 | 92 | 11 | 73 | 24 | 56
BAGE-1 | A | 30 | 255 | 70 | 255 | 90 | 255 | 35 | 255 | 90 | 255 | 28 | 220 | 70 | 185
BAGE-2 | A | 3 | 17 | 8 | 17 | 12 | 17 | 4 | 17 | 9 | 17 | 2 | 17 | 5 | 17
BARKB2 | A | 33 | 210 | 82 | 210 | 108 | 210 | 39 | 210 | 97 | 210 | 31 | 120 | 84 | 120
BARK-1 | A | 22 | 140 | 55 | 140 | 72 | 140 | 26 | 140 | 65 | 140 | 21 | 80 | 54 | 80
BHLAW-1 | A | 7 | 98 | 16 | 98 | 19 | 98 | 10 | 98 | 26 | 98 | 8 | 87 | 18 | 78
BLLA-1 | A | 6 | 99 | 13 | 99 | 13 | 99 | 15 | 99 | 39 | 99 | 9 | 83 | 16 | 83
BRBEO-1 | A | 20 | 254 | 50 | 254 | 50 | 254 | 22 | 254 | 63 | 254 | 17 | 194 | 46 | 254
BRDUW-1 | A | 6 | 58 | 17 | 58 | 17 | 58 | 7 | 58 | 17 | 58 | 6 | 36 | 17 | 36
BRGG-1 | A | 16 | 110 | 32 | 110 | 48 | 110 | 16 | 110 | 40 | 110 | 14 | 96 | 34 | 46
BRYP-1 | A | 15 | 82 | 25 | 82 | 31 | 82 | 22 | 82 | 37 | 82 | 10 | 82 | 27 | 47
BURBW-1 | A | 0 | 90 | 0 | 90 | 0 | 90 | 0 | 0 | 0 | 0 | 0 | 90 | 0 | 90
CARR-1 | A | 35 | 235 | 58 | 235 | 58 | 235 | 35 | 235 | 88 | 235 | 34 | 179 | 56 | 179
CARR-2 | A | 35 | 235 | 58 | 235 | 58 | 235 | 35 | 235 | 88 | 235 | 34 | 179 | 56 | 179
CDCL-1 | A | 30 | 231 | 46 | 231 | 46 | 231 | 34 | 231 | 45 | 231 | 29 | 172 | 72 | 135
CLAC-1 | A | 3 | 28 | 8 | 28 | 13 | 28 | 3 | 36 | 9 | 36 | 3 | 28 | 8 | 28
CLDCW-1 | A | 14 | 14 | 34 | 113 | 36 | 113 | 13 | 113 | 35 | 113 | 13 | 99 | 34 | 78
CLDNW-1 | A | 13 | 108 | 33 | 108 | 35 | 108 | 13 | 108 | 35 | 108 | 12 | 95 | 33 | 74
CLDSW-1 | A | 16 | 129 | 40 | 129 | 43 | 129 | 16 | 129 | 42 | 129 | 16 | 113 | 41 | 88
CNQPS-1 | A | 22 | 170 | 55 | 170 | 55 | 170 | 28 | 170 | 70 | 170 | 26 | 120 | 60 | 105
CNQPS-2 | A | 22 | 170 | 55 | 170 | 55 | 170 | 28 | 170 | 70 | 170 | 22 | 120 | 55 | 105
CNQPS-3 | A | 22 | 170 | 55 | 170 | 55 | 170 | 28 | 170 | 70 | 170 | 22 | 120 | 55 | 105
CNQPS-4 | A | 22 | 170 | 55 | 170 | 55 | 170 | 28 | 170 | 70 | 170 | 28 | 105 | 55 | 105
CORB-1 | A | 10 | 130 | 30 | 130 | 50 | 130 | 28 | 130 | 60 | 130 | 15 | 95 | 40 | 60
COSO-1 | A | 20 | 380 | 40 | 380 | 50 | 380 | 60 | 380 | 140 | 380 | 17 | 304 | 40 | 304
COTPS-1 | A | 29 | 277 | 50 | 277 | 62 | 277 | 35 | 60 | 63 | 277 | 30 | 122 | 60 | 122
COTPS-2 | A | 29 | 287 | 50 | 287 | 62 | 287 | 35 | 60 | 63 | 287 | 30 | 122 | 60 | 122
COTPS-3 | A | 29 | 287 | 50 | 287 | 62 | 287 | 35 | 60 | 63 | 287 | 30 | 122 | 60 | 122
COTPS-4 | A | 29 | 277 | 50 | 277 | 62 | 277 | 35 | 60 | 63 | 277 | 30 | 122 | 60 | 122
COWE1 | A | 7 | 30 | 17 | 30 | 17 | 30 | 7 | 30 | 17 | 30 | 7 | 30 | 17 | 30
COWE2 | A | 7 | 30 | 17 | 30 | 17 | 30 | 7 | 30 | 17 | 30 | 7 | 30 | 17 | 30
CRUA-1 | A | 10 | 110 | 25 | 110 | 37 | 110 | 12 | 110 | 30 | 110 | 10 | 84 | 25 | 48
CRUA-2 | A | 10 | 110 | 25 | 110 | 37 | 110 | 12 | 110 | 30 | 110 | 10 | 84 | 25 | 48
CRUA-3 | A | 7 | 30 | 15 | 30 | 21 | 30 | 9 | 30 | 24 | 30 | 5 | 25 | 13 | 15
CRUA-4 | A | 7 | 30 | 15 | 30 | 21 | 30 | 9 | 30 | 24 | 30 | 5 | 25 | 13 | 15
CRYRW-2 | A | 15 | 138 | 38 | 138 | 40 | 138 | 15 | 138 | 40 | 138 | 13 | 109 | 40 | 63
DAMC-1 | A | 64 | 380 | 136 | 380 | 156 | 380 | 80 | 380 | 180 | 380 | 60 | 293 | 190 | 128
DEEP-1 | A | 20 | 180 | 60 | 180 | 86 | 180 | 22 | 180 | 80 | 180 | 24 | 96 | 52 | 96
DIDCB5 | A | 40 | 330 | 104 | 330 | 125 | 330 | 55 | 330 | 140 | 330 | 40 | 185 | 105 | 185
DIDCB6 | A | 50 | 250 | 105 | 250 | 105 | 250 | 50 | 250 | 130 | 250 | 50 | 153 | 110 | 103
DINO-1 | A | 14 | 138 | 39 | 138 | 58 | 138 | 28 | 138 | 72 | 138 | 14 | 118 | 36 | 88
DINO-2 | A | 14 | 138 | 39 | 138 | 58 | 138 | 28 | 138 | 72 | 138 | 14 | 118 | 36 | 88
DINO-3 | A | 14 | 138 | 39 | 138 | 58 | 138 | 28 | 138 | 72 | 138 | 14 | 118 | 36 | 88
DINO-4 | A | 14 | 138 | 39 | 138 | 58 | 138 | 28 | 138 | 72 | 138 | 14 | 118 | 36 | 88
DINO-5 | A | 14 | 138 | 39 | 138 | 58 | 138 | 28 | 138 | 72 | 138 | 14 | 118 | 36 | 88
DINO-6 | A | 14 | 138 | 39 | 138 | 58 | 138 | 28 | 138 | 72 | 138 | 14 | 118 | 36 | 88
DRAXX-1 | A | 68 | 345 | 100 | 345 | 100 | 345 | 64 | 95 | 110 | 345 | 60 | 225 | 70 | 225
DRAXX-2 | A | 68 | 345 | 100 | 345 | 100 | 345 | 64 | 95 | 110 | 345 | 60 | 225 | 70 | 225
DRAXX-3 | A | 68 | 345 | 100 | 345 | 100 | 345 | 64 | 95 | 110 | 345 | 60 | 225 | 70 | 225
DRAXX-4 | A | 68 | 345 | 100 | 345 | 100 | 345 | 64 | 95 | 110 | 345 | 60 | 225 | 70 | 225
DRAXX-5 | A | 68 | 345 | 100 | 345 | 100 | 345 | 64 | 95 | 110 | 345 | 60 | 225 | 70 | 225
DRAXX-6 | A | 68 | 345 | 100 | 345 | 100 | 345 | 64 | 95 | 110 | 345 | 60 | 225 | 70 | 225
DRSLW-1 | A | 6 | 69 | 16 | 69 | 17 | 69 | 6 | 69 | 17 | 69 | 6 | 61 | 16 | 54
EECL-1 | A | 20 | 178 | 25 | 178 | 25 | 178 | 32 | 178 | 81 | 178 | 20 | 143 | 25 | 143
EGGPS-1 | A | 45 | 205 | 83 | 205 | 83 | 205 | 49 | 205 | 110 | 205 | 33 | 95 | 60 | 95
EGGPS-2 | A | 45 | 205 | 83 | 205 | 83 | 205 | 49 | 205 | 110 | 205 | 33 | 95 | 60 | 95
EGGPS-3 | A | 45 | 205 | 83 | 205 | 83 | 205 | 49 | 205 | 110 | 205 | 33 | 95 | 60 | 95
EGGPS-4 | A | 45 | 205 | 83 | 205 | 83 | 205 | 49 | 205 | 110 | 205 | 33 | 95 | 60 | 95
ERRO-1 | A | 1 | 21 | 1 | 21 | 1 | 21 | 2 | 21 | 5 | 21 | 1 | 17 | 1 | 17
ERRO-2 | A | 1 | 21 | 1 | 21 | 1 | 21 | 2 | 21 | 5 | 21 | 1 | 17 | 1 | 17
ERRO-3 | A | 1 | 21 | 1 | 21 | 1 | 21 | 2 | 21 | 5 | 21 | 1 | 17 | 1 | 17
FAARW-1 | A | 2 | 37 | 4 | 37 | 4 | 37 | 4 | 37 | 12 | 37 | 2 | 33 | 4 | 33
FAARW-2 | A | 2 | 37 | 4 | 37 | 4 | 37 | 4 | 37 | 12 | 37 | 2 | 33 | 4 | 33
FALGW-1 | A | 11 | 108 | 28 | 108 | 41 | 108 | 13 | 108 | 35 | 108 | 10 | 86 | 22 | 64
FASN-1 | A | 0 | 15 | 1 | 15 | 1 | 15 | 1 | 15 | 2 | 15 | 0 | 15 | 1 | 12
FASN2 | A | 0 | 15 | 1 | 15 | 1 | 15 | 1 | 15 | 2 | 15 | 0 | 15 | 1 | 12
FASN3 | A | 0 | 15 | 1 | 15 | 1 | 15 | 1 | 15 | 2 | 15 | 0 | 15 | 1 | 12
FAWN-1 | A | 10 | 52 | 25 | 52 | 40 | 52 | 13 | 52 | 32 | 52 | 11 | 37 | 27 | 27
FELL-1 | A | 9 | 63 | 21 | 63 | 22 | 63 | 10 | 63 | 24 | 63 | 9 | 63 | 22 | 63
FFES-1 | A | 10 | 35 | 27 | 35 | 30 | 35 | 9 | 35 | 22 | 35 | 4 | 27 | 6 | 27
FFES-2 | A | 10 | 35 | 27 | 35 | 30 | 35 | 9 | 35 | 22 | 35 | 4 | 27 | 6 | 27
FFES-3 | A | 10 | 35 | 27 | 35 | 30 | 35 | 9 | 35 | 22 | 35 | 4 | 27 | 6 | 27
FFES-4 | A | 10 | 35 | 27 | 35 | 30 | 35 | 9 | 35 | 22 | 35 | 4 | 27 | 6 | 27
FIDL-1 | A | 13 | 205 | 20 | 205 | 23 | 205 | 35 | 100 | 40 | 147 | 30 | 147 | 50 | 147
FIDL-2 | A | 13 | 205 | 20 | 205 | 23 | 205 | 35 | 100 | 40 | 147 | 30 | 147 | 50 | 147
FIDL-3 | A | 13 | 205 | 20 | 205 | 23 | 205 | 35 | 100 | 40 | 147 | 30 | 147 | 50 | 147
FIDL-4 | A | 13 | 205 | 20 | 205 | 23 | 205 | 35 | 100 | 40 | 147 | 30 | 147 | 50 | 147
FINL-1 | A | 0 | 14 | 1 | 14 | 1 | 14 | 1 | 14 | 2 | 14 | 0 | 14 | 1 | 11
FOYE-1 | A | 6 | 60 | 13 | 60 | 16 | 60 | 11 | 60 | 27 | 60 | 5 | 30 | 11 | 30
FOYE-2 | A | 6 | 60 | 13 | 60 | 16 | 60 | 11 | 60 | 27 | 60 | 5 | 30 | 11 | 30
GLNDO-1 | A | 6 | 80 | 12 | 45 | 17 | 45 | 12 | 45 | 25 | 45 | 8 | 65 | 18 | 45
GNFSW-1 | A | 11 | 100 | 30 | 100 | 30 | 100 | 12 | 100 | 31 | 100 | 12 | 70 | 30 | 70
GNFSW-2 | A | 7 | 64 | 18 | 64 | 18 | 64 | 8 | 64 | 18 | 64 | 6 | 49 | 15 | 49
GORDW-1 | A | 6 | 62 | 16 | 56 | 26 | 45 | 7 | 62 | 18 | 62 | 6 | 56 | 16 | 45
GRAI-6 | A | 24 | 320 | 58 | 320 | 58 | 320 | 35 | 320 | 88 | 320 | 28 | 270 | 60 | 230
GRAI-7 | A | 30 | 232 | 60 | 232 | 60 | 232 | 32 | 232 | 84 | 232 | 32 | 175 | 65 | 135
GRAI-8 | A | 26 | 232 | 58 | 232 | 58 | 232 | 32 | 232 | 84 | 232 | 32 | 175 | 65 | 135
GRIFW-1 | A | 8 | 94 | 22 | 94 | 23 | 94 | 8 | 94 | 22 | 94 | 8 | 85 | 22 | 72
GRIFW-2 | A | 8 | 94 | 22 | 94 | 23 | 94 | 8 | 94 | 22 | 94 | 8 | 85 | 22 | 72
GRMO-1 | A | 8 | 43 | 8 | 43 | 8 | 43 | 8 | 43 | 8 | 43 | 8 | 23 | 8 | 23
GYAR-1 | A | 17 | 176 | 42 | 176 | 66 | 176 | 24 | 176 | 60 | 176 | 17 | 176 | 42 | 176
GYMRO-15 | A | 6 | 145 | 15 | 145 | 15 | 145 | 6 | 145 | 15 | 145 | 6 | 44 | 15 | 44
GYMRO-17 | A | 6 | 145 | 15 | 145 | 15 | 145 | 6 | 145 | 15 | 145 | 6 | 44 | 15 | 44
GYMRO-26 | A | 6 | 145 | 15 | 145 | 15 | 145 | 6 | 145 | 15 | 145 | 6 | 44 | 15 | 44
GYMRO-28 | A | 6 | 145 | 15 | 145 | 15 | 145 | 6 | 145 | 15 | 145 | 6 | 44 | 15 | 44
HADHW-1 | A | 7 | 76 | 14 | 76 | 22 | 76 | 13 | 76 | 34 | 76 | 8 | 65 | 17 | 65
HRSTW-1 | A | 12 | 102 | 30 | 102 | 45 | 102 | 13 | 102 | 34 | 102 | 13 | 80 | 27 | 66
HUMR-1 | A | 60 | 533 | 150 | 533 | 200 | 533 | 80 | 533 | 200 | 533 | 62 | 419 | 155 | 251
INDQ-1 | A | 12 | 102 | 31 | 102 | 43 | 102 | 13 | 102 | 34 | 102 | 12 | 72 | 30 | 72
KEAD-1 | A | 38 | 415 | 90 | 415 | 90 | 415 | 55 | 415 | 138 | 415 | 38 | 355 | 90 | 285
KILBW-1 | A | 3 | 56 | 8 | 56 | 13 | 56 | 5 | 56 | 14 | 56 | 4 | 53 | 9 | 47
KILLPG-1 | A | 8 | 225 | 10 | 225 | 10 | 225 | 10 | 225 | 12 | 225 | 4 | 150 | 15 | 150
KILLPG-2 | A | 18 | 225 | 25 | 225 | 25 | 225 | 37 | 225 | 37 | 225 | 22 | 195 | 30 | 195
KILNS-1 | A | 30 | 290 | 72 | 290 | 84 | 290 | 42 | 290 | 114 | 290 | 18 | 104 | 45 | 104
KLYN-A-1 | A | 24 | 126 | 50 | 126 | 50 | 126 | 34 | 126 | 70 | 126 | 22 | 81 | 34 | 81
LAGA-1 | A | 55 | 500 | 123 | 500 | 140 | 500 | 52 | 500 | 130 | 500 | 53 | 475 | 130 | 475
LARYO-1 | A | 16 | 155 | 40 | 155 | 45 | 155 | 18 | 155 | 45 | 155 | 14 | 120 | 35 | 120
LARYO-2 | A | 16 | 158 | 40 | 158 | 45 | 158 | 18 | 158 | 45 | 158 | 14 | 120 | 35 | 120
LARYO-3 | A | 16 | 158 | 40 | 158 | 45 | 158 | 18 | 158 | 45 | 158 | 14 | 120 | 35 | 120
LARYO-4 | A | 16 | 158 | 40 | 158 | 45 | 158 | 18 | 158 | 45 | 158 | 14 | 120 | 35 | 120
LBAR-1G | A | 1 | 16 | 4 | 16 | 6 | 16 | 2 | 16 | 4 | 16 | 1 | 9 | 4 | 9
LBAR-1 | A | 39 | 360 | 88 | 360 | 88 | 360 | 55 | 360 | 145 | 360 | 41 | 270 | 90 | 270
LNCSO-1 | A | 12 | 130 | 30 | 130 | 32 | 130 | 12 | 130 | 32 | 130 | 10 | 100 | 26 | 100
LNCSO-2 | A | 13 | 140 | 34 | 140 | 36 | 140 | 14 | 140 | 36 | 140 | 12 | 125 | 32 | 125
LOAN-1 | A | 25 | 326 | 51 | 326 | 55 | 326 | 19 | 326 | 50 | 326 | 12 | 276 | 28 | 276
LOAN-2 | A | 25 | 326 | 51 | 326 | 55 | 326 | 19 | 326 | 50 | 326 | 12 | 276 | 28 | 276
LOAN-3 | A | 25 | 326 | 51 | 326 | 55 | 326 | 19 | 326 | 50 | 326 | 12 | 276 | 28 | 276
MEDP-1 | A | 30 | 380 | 76 | 330 | 76 | 330 | 48 | 380 | 105 | 380 | 31 | 330 | 79 | 290
MILWW-1 | A | 6 | 32 | 8 | 54 | 13 | 54 | 5 | 54 | 14 | 54 | 3 | 43 | 8 | 43
MKHLW-1 | A | 4 | 42 | 10 | 42 | 12 | 42 | 5 | 42 | 13 | 42 | 5 | 37 | 12 | 30
MRWD-1 | A | 43 | 448 | 100 | 448 | 112 | 448 | 67 | 448 | 160 | 448 | 36 | 328 | 93 | 328
NANT-1 | A | 0 | 15 | 0 | 15 | 0 | 15 | 0 | 15 | 1 | 15 | 0 | 15 | 0 | 15
PEHE-1 | A | 42 | 420 | 72 | 420 | 72 | 420 | 83 | 420 | 117 | 420 | 35 | 350 | 84 | 260
PEHE-2 | A | 16 | 490 | 40 | 265 | 42 | 490 | 0 | 0 | 0 | 0 | 0 | 490 | 0 | 490
PEMB-11 | A | 38 | 113 | 63 | 276 | 63 | 276 | 33 | 276 | 90 | 276 | 35 | 241 | 64 | 210
PEMB-21 | A | 38 | 113 | 63 | 276 | 63 | 276 | 33 | 276 | 90 | 276 | 35 | 241 | 64 | 210
PEMB-31 | A | 38 | 113 | 63 | 276 | 63 | 276 | 33 | 276 | 90 | 276 | 35 | 241 | 64 | 210
PEMB-41 | A | 38 | 113 | 63 | 276 | 63 | 276 | 33 | 276 | 90 | 276 | 35 | 241 | 64 | 210
PEMB-51 | A | 38 | 113 | 63 | 276 | 63 | 276 | 33 | 276 | 90 | 276 | 35 | 241 | 64 | 210
PETEM1 | A | 20 | 180 | 46 | 180 | 52 | 180 | 24 | 180 | 58 | 180 | 20 | 150 | 50 | 100
RATS-1 | A | 50 | 270 | 90 | 270 | 90 | 270 | 36 | 270 | 50 | 270 | 42 | 105 | 75 | 155
RATS-2 | A | 40 | 270 | 90 | 270 | 100 | 270 | 36 | 270 | 50 | 270 | 40 | 195 | 75 | 195
RATS-3 | A | 40 | 270 | 90 | 270 | 100 | 270 | 36 | 270 | 50 | 270 | 40 | 195 | 75 | 195
RATS-4 | A | 40 | 270 | 95 | 270 | 100 | 270 | 36 | 270 | 50 | 270 | 40 | 195 | 75 | 195
RMPNO-1 | A | 18 | 180 | 45 | 180 | 72 | 180 | 20 | 180 | 50 | 180 | 18 | 130 | 47 | 130
RMPNO-2 | A | 18 | 180 | 45 | 180 | 72 | 180 | 20 | 180 | 50 | 180 | 18 | 130 | 47 | 130
ROCK-1 | A | 36 | 400 | 50 | 400 | 54 | 400 | 60 | 400 | 160 | 400 | 33 | 220 | 53 | 220
RYHPS-1 | A | 30 | 305 | 48 | 305 | 66 | 305 | 42 | 305 | 51 | 305 | 30 | 130 | 42 | 68
SCCL-1 | A | 35 | 180 | 70 | 180 | 70 | 180 | 40 | 180 | 95 | 180 | 40 | 100 | 100 | 50
SCCL-2 | A | 35 | 180 | 70 | 180 | 70 | 180 | 40 | 180 | 95 | 180 | 40 | 100 | 100 | 50
SCCL-3 | A | 35 | 180 | 70 | 180 | 70 | 180 | 40 | 180 | 95 | 180 | 40 | 100 | 100 | 50
SEAB-1 | A | 44 | 254 | 125 | 254 | 150 | 254 | 55 | 254 | 150 | 254 | 75 | 164 | 176 | 38
SEAB-2 | A | 31 | 138 | 76 | 138 | 86 | 138 | 32 | 138 | 82 | 138 | 37 | 73 | 90 | 43
SHBA-1 | A | 41 | 255 | 104 | 255 | 115 | 255 | 44 | 255 | 120 | 255 | 39 | 195 | 115 | 40
SHBA-2 | A | 32 | 319 | 70 | 319 | 76 | 319 | 35 | 319 | 93 | 319 | 32 | 270 | 70 | 217
SHOS-1 | A | 18 | 160 | 24 | 160 | 24 | 160 | 30 | 160 | 75 | 160 | 18 | 135 | 24 | 135
SHRSO-1 | A | 16 | 157 | 44 | 157 | 46 | 157 | 17 | 157 | 46 | 157 | 16 | 141 | 43 | 113
SHRSO-2 | A | 16 | 157 | 44 | 157 | 46 | 157 | 17 | 157 | 46 | 157 | 16 | 141 | 43 | 113
SIZB-1 | A | 38 | 283 | 45 | 283 | 45 | 283 | 45 | 283 | 45 | 283 | 40 | 283 | 46 | 283
SIZB-2 | A | 38 | 283 | 45 | 283 | 45 | 283 | 45 | 283 | 45 | 283 | 40 | 283 | 46 | 283
SLOY-1 | A | 0 | 38 | 1 | 38 | 1 | 38 | 1 | 38 | 2 | 38 | 0 | 38 | 1 | 30
SLOY-2 | A | 0 | 38 | 1 | 38 | 1 | 38 | 1 | 38 | 2 | 38 | 0 | 38 | 1 | 30
SLOY-3 | A | 0 | 38 | 1 | 38 | 1 | 38 | 1 | 38 | 2 | 38 | 0 | 38 | 1 | 30
SLOY-4 | A | 0 | 28 | 1 | 28 | 1 | 28 | 1 | 28 | 2 | 28 | 0 | 28 | 1 | 22
SPLN-1 | A | 40 | 380 | 100 | 380 | 110 | 380 | 50 | 380 | 120 | 380 | 30 | 380 | 90 | 300
STAY-1 | A | 35 | 265 | 62 | 265 | 62 | 265 | 35 | 265 | 89 | 265 | 34 | 192 | 63 | 192
STAY-2 | A | 35 | 265 | 62 | 265 | 62 | 265 | 35 | 265 | 89 | 265 | 34 | 192 | 63 | 192
STAY-3 | A | 35 | 265 | 62 | 265 | 62 | 265 | 35 | 265 | 89 | 265 | 34 | 192 | 63 | 192
STAY-4 | A | 35 | 265 | 62 | 265 | 62 | 265 | 35 | 265 | 89 | 265 | 34 | 192 | 63 | 192
STRNW-1 | A | 6 | 52 | 16 | 52 | 26 | 52 | 7 | 60 | 17 | 60 | 6 | 52 | 17 | 42
SUTB-1 | A | 36 | 380 | 104 | 380 | 148 | 380 | 52 | 380 | 132 | 380 | 47 | 250 | 107 | 250
SVRP-10 | A | 20 | 225 | 50 | 225 | 70 | 225 | 32 | 225 | 80 | 225 | 20 | 172 | 50 | 172
SVRP-20 | A | 20 | 225 | 50 | 225 | 70 | 225 | 32 | 225 | 80 | 225 | 20 | 172 | 50 | 172
USKM-13 | A | 6 | 49 | 15 | 49 | 17 | 49 | 8 | 49 | 19 | 49 | 7 | 36 | 8 | 36
USKM-14 | A | 6 | 49 | 15 | 49 | 17 | 49 | 8 | 49 | 19 | 49 | 7 | 36 | 8 | 36
USKM-15 | A | 6 | 49 | 15 | 49 | 17 | 49 | 8 | 49 | 19 | 49 | 7 | 36 | 8 | 36
WBUPS-1 | A | 30 | 113 | 48 | 153 | 48 | 153 | 32 | 113 | 50 | 113 | 40 | 153 | 65 | 113
WBUPS-2 | A | 30 | 133 | 48 | 173 | 48 | 173 | 32 | 133 | 50 | 133 | 40 | 173 | 65 | 133
WBUPS-3 | A | 30 | 133 | 48 | 173 | 48 | 173 | 32 | 133 | 50 | 133 | 40 | 173 | 65 | 133
WBUPS-4 | A | 30 | 113 | 48 | 153 | 48 | 153 | 32 | 113 | 50 | 113 | 40 | 153 | 65 | 113
WBURB-1 | A | 22 | 240 | 48 | 240 | 62 | 240 | 27 | 240 | 69 | 240 | 20 | 200 | 50 | 120
WBURB-2 | A | 25 | 255 | 52 | 255 | 62 | 255 | 26 | 255 | 67 | 255 | 22 | 215 | 52 | 135
WBURB-3 | A | 23 | 255 | 48 | 255 | 62 | 255 | 27 | 255 | 67 | 255 | 20 | 215 | 52 | 135
WDNSO-1 | A | 21 | 191 | 54 | 191 | 57 | 191 | 21 | 191 | 57 | 191 | 21 | 170 | 55 | 136
WDNSO-2 | A | 21 | 191 | 54 | 191 | 57 | 191 | 21 | 191 | 57 | 191 | 21 | 170 | 55 | 136
WHILW-1 | A | 31 | 322 | 84 | 322 | 90 | 322 | 33 | 322 | 90 | 322 | 32 | 255 | 86 | 210
WHILW-2 | A | 19 | 163 | 33 | 163 | 35 | 163 | 20 | 163 | 52 | 163 | 21 | 142 | 43 | 119
WLNYO-2 | A | 19 | 182 | 51 | 182 | 54 | 182 | 20 | 182 | 53 | 182 | 20 | 158 | 51 | 130
WLNYW-1 | A | 19 | 182 | 51 | 182 | 54 | 182 | 20 | 182 | 53 | 182 | 20 | 158 | 51 | 130
WTMSO-1 | A | 22 | 200 | 58 | 200 | 62 | 200 | 23 | 200 | 61 | 200 | 23 | 140 | 60 | 140

## Jul 2019
MW Response Capability by BMU
|  | Primary Response (Max MWhrs) | [5 empty] | Secondary Response (Max Mwhrs) |  |  |  | High Frequency Response (Max MWhrs)
UNIT | Mode | 0.2Hz | Genset Deload (MW) | 0.5Hz | Genset Deload (MW) | 0.8Hz | Genset Deload (MW) | 0.2/0.2Hz | Genset Deload (MW) | 0.5/0.5Hz | Genset Deload (MW) | 0.2Hz | Genset Deload (MW) | 0.5Hz | Genset Deload (MW)
ABTH7 | A | 40 | 250 | 72 | 250 | 72 | 250 | 48 | 250 | 120 | 250 | 38 | 185 | 55 | 185
ABTH8 | A | 40 | 250 | 72 | 250 | 72 | 250 | 48 | 250 | 120 | 250 | 38 | 185 | 55 | 185
ABTH9 | A | 30 | 240 | 80 | 240 | 80 | 240 | 40 | 240 | 120 | 240 | 38 | 125 | 52 | 125
ARCHW-1 | A | 10 | 92 | 25 | 92 | 25 | 92 | 12 | 92 | 30 | 92 | 11 | 73 | 24 | 56
BAGE-1 | A | 30 | 255 | 70 | 255 | 90 | 255 | 35 | 255 | 90 | 255 | 28 | 220 | 70 | 185
BAGE-2 | A | 3 | 17 | 8 | 17 | 12 | 17 | 4 | 17 | 9 | 17 | 2 | 17 | 5 | 17
BARKB2 | A | 33 | 210 | 82 | 210 | 108 | 210 | 39 | 210 | 97 | 210 | 31 | 120 | 84 | 120
BARK-1 | A | 22 | 140 | 55 | 140 | 72 | 140 | 26 | 140 | 65 | 140 | 21 | 80 | 54 | 80
BHLAW-1 | A | 7 | 98 | 16 | 98 | 19 | 98 | 10 | 98 | 26 | 98 | 8 | 87 | 18 | 78
BLLA-1 | A | 6 | 99 | 13 | 99 | 13 | 99 | 15 | 99 | 39 | 99 | 9 | 83 | 16 | 83
BRBEO-1 | A | 20 | 254 | 50 | 254 | 50 | 254 | 22 | 254 | 63 | 254 | 17 | 194 | 46 | 254
BRDUW-1 | A | 6 | 58 | 17 | 58 | 17 | 58 | 7 | 58 | 17 | 58 | 6 | 36 | 17 | 36
BRGG-1 | A | 16 | 110 | 32 | 110 | 48 | 110 | 16 | 110 | 40 | 110 | 14 | 96 | 34 | 46
BRYP-1 | A | 15 | 82 | 25 | 82 | 31 | 82 | 22 | 82 | 37 | 82 | 10 | 82 | 27 | 47
BURBW-1 | A | 0 | 90 | 0 | 90 | 0 | 90 | 0 | 0 | 0 | 0 | 0 | 90 | 0 | 90
CARR-1 | A | 35 | 235 | 58 | 235 | 58 | 235 | 35 | 235 | 88 | 235 | 34 | 179 | 56 | 179
CARR-2 | A | 35 | 235 | 58 | 235 | 58 | 235 | 35 | 235 | 88 | 235 | 34 | 179 | 56 | 179
CDCL-1 | A | 30 | 231 | 46 | 231 | 46 | 231 | 34 | 231 | 45 | 231 | 29 | 172 | 72 | 135
CLAC-1 | A | 3 | 28 | 8 | 28 | 13 | 28 | 3 | 36 | 9 | 36 | 3 | 28 | 8 | 28
CLDCW-1 | A | 14 | 14 | 34 | 113 | 36 | 113 | 13 | 113 | 35 | 113 | 13 | 99 | 34 | 78
CLDNW-1 | A | 13 | 108 | 33 | 108 | 35 | 108 | 13 | 108 | 35 | 108 | 12 | 95 | 33 | 74
CLDSW-1 | A | 16 | 129 | 40 | 129 | 43 | 129 | 16 | 129 | 42 | 129 | 16 | 113 | 41 | 88
CNQPS-1 | A | 22 | 170 | 55 | 170 | 55 | 170 | 28 | 170 | 70 | 170 | 26 | 120 | 60 | 105
CNQPS-2 | A | 22 | 170 | 55 | 170 | 55 | 170 | 28 | 170 | 70 | 170 | 22 | 120 | 55 | 105
CNQPS-3 | A | 22 | 170 | 55 | 170 | 55 | 170 | 28 | 170 | 70 | 170 | 22 | 120 | 55 | 105
CNQPS-4 | A | 22 | 170 | 55 | 170 | 55 | 170 | 28 | 170 | 70 | 170 | 28 | 105 | 55 | 105
CORB-1 | A | 10 | 130 | 30 | 130 | 50 | 130 | 28 | 130 | 60 | 130 | 15 | 95 | 40 | 60
COSO-1 | A | 20 | 380 | 40 | 380 | 50 | 380 | 60 | 380 | 140 | 380 | 17 | 304 | 40 | 304
COTPS-1 | A | 29 | 277 | 50 | 277 | 62 | 277 | 35 | 60 | 63 | 277 | 30 | 122 | 60 | 122
COTPS-2 | A | 29 | 287 | 50 | 287 | 62 | 287 | 35 | 60 | 63 | 287 | 30 | 122 | 60 | 122
COTPS-3 | A | 29 | 287 | 50 | 287 | 62 | 287 | 35 | 60 | 63 | 287 | 30 | 122 | 60 | 122
COTPS-4 | A | 29 | 277 | 50 | 277 | 62 | 277 | 35 | 60 | 63 | 277 | 30 | 122 | 60 | 122
COWE1 | A | 7 | 30 | 17 | 30 | 17 | 30 | 7 | 30 | 17 | 30 | 7 | 30 | 17 | 30
COWE2 | A | 7 | 30 | 17 | 30 | 17 | 30 | 7 | 30 | 17 | 30 | 7 | 30 | 17 | 30
CRUA-1 | A | 10 | 110 | 25 | 110 | 37 | 110 | 12 | 110 | 30 | 110 | 10 | 84 | 25 | 48
CRUA-2 | A | 10 | 110 | 25 | 110 | 37 | 110 | 12 | 110 | 30 | 110 | 10 | 84 | 25 | 48
CRUA-3 | A | 7 | 30 | 15 | 30 | 21 | 30 | 9 | 30 | 24 | 30 | 5 | 25 | 13 | 15
CRUA-4 | A | 7 | 30 | 15 | 30 | 21 | 30 | 9 | 30 | 24 | 30 | 5 | 25 | 13 | 15
CRYRW-2 | A | 15 | 138 | 38 | 138 | 40 | 138 | 15 | 138 | 40 | 138 | 13 | 109 | 40 | 63
DAMC-1 | A | 64 | 380 | 136 | 380 | 156 | 380 | 80 | 380 | 180 | 380 | 60 | 293 | 190 | 128
DEEP-1 | A | 20 | 180 | 60 | 180 | 86 | 180 | 22 | 180 | 80 | 180 | 24 | 96 | 52 | 96
DIDCB5 | A | 40 | 330 | 104 | 330 | 125 | 330 | 55 | 330 | 140 | 330 | 40 | 185 | 105 | 185
DIDCB6 | A | 50 | 250 | 105 | 250 | 105 | 250 | 50 | 250 | 130 | 250 | 50 | 153 | 110 | 103
DINO-1 | A | 14 | 138 | 39 | 138 | 58 | 138 | 28 | 138 | 72 | 138 | 14 | 118 | 36 | 88
DINO-2 | A | 14 | 138 | 39 | 138 | 58 | 138 | 28 | 138 | 72 | 138 | 14 | 118 | 36 | 88
DINO-3 | A | 14 | 138 | 39 | 138 | 58 | 138 | 28 | 138 | 72 | 138 | 14 | 118 | 36 | 88
DINO-4 | A | 14 | 138 | 39 | 138 | 58 | 138 | 28 | 138 | 72 | 138 | 14 | 118 | 36 | 88
DINO-5 | A | 14 | 138 | 39 | 138 | 58 | 138 | 28 | 138 | 72 | 138 | 14 | 118 | 36 | 88
DINO-6 | A | 14 | 138 | 39 | 138 | 58 | 138 | 28 | 138 | 72 | 138 | 14 | 118 | 36 | 88
DRAXX-1 | A | 68 | 345 | 100 | 345 | 100 | 345 | 64 | 95 | 110 | 345 | 60 | 225 | 70 | 225
DRAXX-2 | A | 68 | 345 | 100 | 345 | 100 | 345 | 64 | 95 | 110 | 345 | 60 | 225 | 70 | 225
DRAXX-3 | A | 68 | 345 | 100 | 345 | 100 | 345 | 64 | 95 | 110 | 345 | 60 | 225 | 70 | 225
DRAXX-4 | A | 68 | 345 | 100 | 345 | 100 | 345 | 64 | 95 | 110 | 345 | 60 | 225 | 70 | 225
DRAXX-5 | A | 68 | 345 | 100 | 345 | 100 | 345 | 64 | 95 | 110 | 345 | 60 | 225 | 70 | 225
DRAXX-6 | A | 68 | 345 | 100 | 345 | 100 | 345 | 64 | 95 | 110 | 345 | 60 | 225 | 70 | 225
DRSLW-1 | A | 6 | 69 | 16 | 69 | 17 | 69 | 6 | 69 | 17 | 69 | 6 | 61 | 16 | 54
EECL-1 | A | 20 | 178 | 25 | 178 | 25 | 178 | 32 | 178 | 81 | 178 | 20 | 143 | 25 | 143
EGGPS-1 | A | 45 | 205 | 83 | 205 | 83 | 205 | 49 | 205 | 110 | 205 | 33 | 95 | 60 | 95
EGGPS-2 | A | 45 | 205 | 83 | 205 | 83 | 205 | 49 | 205 | 110 | 205 | 33 | 95 | 60 | 95
EGGPS-3 | A | 45 | 205 | 83 | 205 | 83 | 205 | 49 | 205 | 110 | 205 | 33 | 95 | 60 | 95
EGGPS-4 | A | 45 | 205 | 83 | 205 | 83 | 205 | 49 | 205 | 110 | 205 | 33 | 95 | 60 | 95
ERRO-1 | A | 1 | 21 | 1 | 21 | 1 | 21 | 2 | 21 | 5 | 21 | 1 | 17 | 1 | 17
ERRO-2 | A | 1 | 21 | 1 | 21 | 1 | 21 | 2 | 21 | 5 | 21 | 1 | 17 | 1 | 17
ERRO-3 | A | 1 | 21 | 1 | 21 | 1 | 21 | 2 | 21 | 5 | 21 | 1 | 17 | 1 | 17
FAARW-1 | A | 2 | 37 | 4 | 37 | 4 | 37 | 4 | 37 | 12 | 37 | 2 | 33 | 4 | 33
FAARW-2 | A | 2 | 37 | 4 | 37 | 4 | 37 | 4 | 37 | 12 | 37 | 2 | 33 | 4 | 33
FALGW-1 | A | 11 | 108 | 28 | 108 | 41 | 108 | 13 | 108 | 35 | 108 | 10 | 86 | 22 | 64
FASN-1 | A | 0 | 15 | 1 | 15 | 1 | 15 | 1 | 15 | 2 | 15 | 0 | 15 | 1 | 12
FASN2 | A | 0 | 15 | 1 | 15 | 1 | 15 | 1 | 15 | 2 | 15 | 0 | 15 | 1 | 12
FASN3 | A | 0 | 15 | 1 | 15 | 1 | 15 | 1 | 15 | 2 | 15 | 0 | 15 | 1 | 12
FAWN-1 | A | 10 | 52 | 25 | 52 | 40 | 52 | 13 | 52 | 32 | 52 | 11 | 37 | 27 | 27
FELL-1 | A | 9 | 63 | 21 | 63 | 22 | 63 | 10 | 63 | 24 | 63 | 9 | 63 | 22 | 63
FFES-1 | A | 10 | 35 | 27 | 35 | 30 | 35 | 9 | 35 | 22 | 35 | 4 | 27 | 6 | 27
FFES-2 | A | 10 | 35 | 27 | 35 | 30 | 35 | 9 | 35 | 22 | 35 | 4 | 27 | 6 | 27
FFES-3 | A | 10 | 35 | 27 | 35 | 30 | 35 | 9 | 35 | 22 | 35 | 4 | 27 | 6 | 27
FFES-4 | A | 10 | 35 | 27 | 35 | 30 | 35 | 9 | 35 | 22 | 35 | 4 | 27 | 6 | 27
FIDL-1 | A | 13 | 205 | 20 | 205 | 23 | 205 | 35 | 100 | 40 | 147 | 30 | 147 | 50 | 147
FIDL-2 | A | 13 | 205 | 20 | 205 | 23 | 205 | 35 | 100 | 40 | 147 | 30 | 147 | 50 | 147
FIDL-3 | A | 13 | 205 | 20 | 205 | 23 | 205 | 35 | 100 | 40 | 147 | 30 | 147 | 50 | 147
FIDL-4 | A | 13 | 205 | 20 | 205 | 23 | 205 | 35 | 100 | 40 | 147 | 30 | 147 | 50 | 147
FINL-1 | A | 0 | 14 | 1 | 14 | 1 | 14 | 1 | 14 | 2 | 14 | 0 | 14 | 1 | 11
FOYE-1 | A | 6 | 60 | 13 | 60 | 16 | 60 | 11 | 60 | 27 | 60 | 5 | 30 | 11 | 30
FOYE-2 | A | 6 | 60 | 13 | 60 | 16 | 60 | 11 | 60 | 27 | 60 | 5 | 30 | 11 | 30
GLNDO-1 | A | 6 | 80 | 12 | 45 | 17 | 45 | 12 | 45 | 25 | 45 | 8 | 65 | 18 | 45
GNFSW-1 | A | 11 | 100 | 30 | 100 | 30 | 100 | 12 | 100 | 31 | 100 | 12 | 70 | 30 | 70
GNFSW-2 | A | 7 | 64 | 18 | 64 | 18 | 64 | 8 | 64 | 18 | 64 | 6 | 49 | 15 | 49
GORDW-1 | A | 6 | 62 | 16 | 56 | 26 | 45 | 7 | 62 | 18 | 62 | 6 | 56 | 16 | 45
GRAI-6 | A | 24 | 320 | 58 | 320 | 58 | 320 | 35 | 320 | 88 | 320 | 28 | 270 | 60 | 230
GRAI-7 | A | 30 | 232 | 60 | 232 | 60 | 232 | 32 | 232 | 84 | 232 | 32 | 175 | 65 | 135
GRAI-8 | A | 26 | 232 | 58 | 232 | 58 | 232 | 32 | 232 | 84 | 232 | 32 | 175 | 65 | 135
GRIFW-1 | A | 8 | 94 | 22 | 94 | 23 | 94 | 8 | 94 | 22 | 94 | 8 | 85 | 22 | 72
GRIFW-2 | A | 8 | 94 | 22 | 94 | 23 | 94 | 8 | 94 | 22 | 94 | 8 | 85 | 22 | 72
GRMO-1 | A | 8 | 43 | 8 | 43 | 8 | 43 | 8 | 43 | 8 | 43 | 8 | 23 | 8 | 23
GYAR-1 | A | 17 | 176 | 42 | 176 | 66 | 176 | 24 | 176 | 60 | 176 | 17 | 176 | 42 | 176
GYMRO-15 | A | 6 | 145 | 15 | 145 | 15 | 145 | 6 | 145 | 15 | 145 | 6 | 44 | 15 | 44
GYMRO-17 | A | 6 | 145 | 15 | 145 | 15 | 145 | 6 | 145 | 15 | 145 | 6 | 44 | 15 | 44
GYMRO-26 | A | 6 | 145 | 15 | 145 | 15 | 145 | 6 | 145 | 15 | 145 | 6 | 44 | 15 | 44
GYMRO-28 | A | 6 | 145 | 15 | 145 | 15 | 145 | 6 | 145 | 15 | 145 | 6 | 44 | 15 | 44
HADHW-1 | A | 7 | 76 | 14 | 76 | 22 | 76 | 13 | 76 | 34 | 76 | 8 | 65 | 17 | 65
HRSTW-1 | A | 12 | 102 | 30 | 102 | 45 | 102 | 13 | 102 | 34 | 102 | 13 | 80 | 27 | 66
HUMR-1 | A | 60 | 533 | 150 | 533 | 200 | 533 | 80 | 533 | 200 | 533 | 62 | 419 | 155 | 251
INDQ-1 | A | 12 | 102 | 31 | 102 | 43 | 102 | 13 | 102 | 34 | 102 | 12 | 72 | 30 | 72
KEAD-1 | A | 38 | 415 | 90 | 415 | 90 | 415 | 55 | 415 | 138 | 415 | 38 | 355 | 90 | 285
KILBW-1 | A | 3 | 56 | 8 | 56 | 13 | 56 | 5 | 56 | 14 | 56 | 4 | 53 | 9 | 47
KILLPG-1 | A | 8 | 225 | 10 | 225 | 10 | 225 | 10 | 225 | 12 | 225 | 4 | 150 | 15 | 150
KILLPG-2 | A | 18 | 225 | 25 | 225 | 25 | 225 | 37 | 225 | 37 | 225 | 22 | 195 | 30 | 195
KILNS-1 | A | 30 | 290 | 72 | 290 | 84 | 290 | 42 | 290 | 114 | 290 | 18 | 104 | 45 | 104
KLYN-A-1 | A | 24 | 126 | 50 | 126 | 50 | 126 | 34 | 126 | 70 | 126 | 22 | 81 | 34 | 81
LAGA-1 | A | 55 | 500 | 123 | 500 | 140 | 500 | 52 | 500 | 130 | 500 | 53 | 475 | 130 | 475
LARYO-1 | A | 16 | 155 | 40 | 155 | 45 | 155 | 18 | 155 | 45 | 155 | 14 | 120 | 35 | 120
LARYO-2 | A | 16 | 158 | 40 | 158 | 45 | 158 | 18 | 158 | 45 | 158 | 14 | 120 | 35 | 120
LARYO-3 | A | 16 | 158 | 40 | 158 | 45 | 158 | 18 | 158 | 45 | 158 | 14 | 120 | 35 | 120
LARYO-4 | A | 16 | 158 | 40 | 158 | 45 | 158 | 18 | 158 | 45 | 158 | 14 | 120 | 35 | 120
LBAR-1G | A | 1 | 16 | 4 | 16 | 6 | 16 | 2 | 16 | 4 | 16 | 1 | 9 | 4 | 9
LBAR-1 | A | 39 | 360 | 88 | 360 | 88 | 360 | 55 | 360 | 145 | 360 | 41 | 270 | 90 | 270
LNCSO-1 | A | 12 | 130 | 30 | 130 | 32 | 130 | 12 | 130 | 32 | 130 | 10 | 100 | 26 | 100
LNCSO-2 | A | 13 | 140 | 34 | 140 | 36 | 140 | 14 | 140 | 36 | 140 | 12 | 125 | 32 | 125
LOAN-1 | A | 25 | 326 | 51 | 326 | 55 | 326 | 19 | 326 | 50 | 326 | 12 | 276 | 28 | 276
LOAN-2 | A | 25 | 326 | 51 | 326 | 55 | 326 | 19 | 326 | 50 | 326 | 12 | 276 | 28 | 276
LOAN-3 | A | 25 | 326 | 51 | 326 | 55 | 326 | 19 | 326 | 50 | 326 | 12 | 276 | 28 | 276
MEDP-1 | A | 30 | 380 | 76 | 330 | 76 | 330 | 48 | 380 | 105 | 380 | 31 | 330 | 79 | 290
MILWW-1 | A | 6 | 32 | 8 | 54 | 13 | 54 | 5 | 54 | 14 | 54 | 3 | 43 | 8 | 43
MKHLW-1 | A | 4 | 42 | 10 | 42 | 12 | 42 | 5 | 42 | 13 | 42 | 5 | 37 | 12 | 30
MRWD-1 | A | 43 | 448 | 100 | 448 | 112 | 448 | 67 | 448 | 160 | 448 | 36 | 328 | 93 | 328
NANT-1 | A | 0 | 15 | 0 | 15 | 0 | 15 | 0 | 15 | 1 | 15 | 0 | 15 | 0 | 15
PEHE-1 | A | 42 | 420 | 72 | 420 | 72 | 420 | 83 | 420 | 117 | 420 | 35 | 350 | 84 | 260
PEHE-2 | A | 16 | 490 | 40 | 265 | 42 | 490 | 0 | 0 | 0 | 0 | 0 | 490 | 0 | 490
PEMB-11 | A | 38 | 113 | 63 | 276 | 63 | 276 | 33 | 276 | 90 | 276 | 35 | 241 | 64 | 210
PEMB-21 | A | 38 | 113 | 63 | 276 | 63 | 276 | 33 | 276 | 90 | 276 | 35 | 241 | 64 | 210
PEMB-31 | A | 38 | 113 | 63 | 276 | 63 | 276 | 33 | 276 | 90 | 276 | 35 | 241 | 64 | 210
PEMB-41 | A | 38 | 113 | 63 | 276 | 63 | 276 | 33 | 276 | 90 | 276 | 35 | 241 | 64 | 210
PEMB-51 | A | 38 | 113 | 63 | 276 | 63 | 276 | 33 | 276 | 90 | 276 | 35 | 241 | 64 | 210
PETEM1 | A | 20 | 180 | 46 | 180 | 52 | 180 | 24 | 180 | 58 | 180 | 20 | 150 | 50 | 100
RATS-1 | A | 50 | 270 | 90 | 270 | 90 | 270 | 36 | 270 | 50 | 270 | 42 | 105 | 75 | 155
RATS-2 | A | 40 | 270 | 90 | 270 | 100 | 270 | 36 | 270 | 50 | 270 | 40 | 195 | 75 | 195
RATS-3 | A | 40 | 270 | 90 | 270 | 100 | 270 | 36 | 270 | 50 | 270 | 40 | 195 | 75 | 195
RATS-4 | A | 40 | 270 | 95 | 270 | 100 | 270 | 36 | 270 | 50 | 270 | 40 | 195 | 75 | 195
RMPNO-1 | A | 18 | 180 | 45 | 180 | 72 | 180 | 20 | 180 | 50 | 180 | 18 | 130 | 47 | 130
RMPNO-2 | A | 18 | 180 | 45 | 180 | 72 | 180 | 20 | 180 | 50 | 180 | 18 | 130 | 47 | 130
ROCK-1 | A | 36 | 400 | 50 | 400 | 54 | 400 | 60 | 400 | 160 | 400 | 33 | 220 | 53 | 220
RYHPS-1 | A | 30 | 305 | 48 | 305 | 66 | 305 | 42 | 305 | 51 | 305 | 30 | 130 | 42 | 68
SCCL-1 | A | 35 | 180 | 70 | 180 | 70 | 180 | 40 | 180 | 95 | 180 | 40 | 100 | 100 | 50
SCCL-2 | A | 35 | 180 | 70 | 180 | 70 | 180 | 40 | 180 | 95 | 180 | 40 | 100 | 100 | 50
SCCL-3 | A | 35 | 180 | 70 | 180 | 70 | 180 | 40 | 180 | 95 | 180 | 40 | 100 | 100 | 50
SEAB-1 | A | 44 | 254 | 125 | 254 | 150 | 254 | 55 | 254 | 150 | 254 | 75 | 164 | 176 | 38
SEAB-2 | A | 31 | 138 | 76 | 138 | 86 | 138 | 32 | 138 | 82 | 138 | 37 | 73 | 90 | 43
SHBA-1 | A | 41 | 255 | 104 | 255 | 115 | 255 | 44 | 255 | 120 | 255 | 39 | 195 | 115 | 40
SHBA-2 | A | 32 | 319 | 70 | 319 | 76 | 319 | 35 | 319 | 93 | 319 | 32 | 270 | 70 | 217
SHOS-1 | A | 18 | 160 | 24 | 160 | 24 | 160 | 30 | 160 | 75 | 160 | 18 | 135 | 24 | 135
SHRSO-1 | A | 16 | 157 | 44 | 157 | 46 | 157 | 17 | 157 | 46 | 157 | 16 | 141 | 43 | 113
SHRSO-2 | A | 16 | 157 | 44 | 157 | 46 | 157 | 17 | 157 | 46 | 157 | 16 | 141 | 43 | 113
SIZB-1 | A | 38 | 283 | 45 | 283 | 45 | 283 | 45 | 283 | 45 | 283 | 40 | 283 | 46 | 283
SIZB-2 | A | 38 | 283 | 45 | 283 | 45 | 283 | 45 | 283 | 45 | 283 | 40 | 283 | 46 | 283
SLOY-1 | A | 0 | 38 | 1 | 38 | 1 | 38 | 1 | 38 | 2 | 38 | 0 | 38 | 1 | 30
SLOY-2 | A | 0 | 38 | 1 | 38 | 1 | 38 | 1 | 38 | 2 | 38 | 0 | 38 | 1 | 30
SLOY-3 | A | 0 | 38 | 1 | 38 | 1 | 38 | 1 | 38 | 2 | 38 | 0 | 38 | 1 | 30
SLOY-4 | A | 0 | 28 | 1 | 28 | 1 | 28 | 1 | 28 | 2 | 28 | 0 | 28 | 1 | 22
SPLN-1 | A | 40 | 380 | 100 | 380 | 110 | 380 | 50 | 380 | 120 | 380 | 30 | 380 | 90 | 300
STAY-1 | A | 35 | 265 | 62 | 265 | 62 | 265 | 35 | 265 | 89 | 265 | 34 | 192 | 63 | 192
STAY-2 | A | 35 | 265 | 62 | 265 | 62 | 265 | 35 | 265 | 89 | 265 | 34 | 192 | 63 | 192
STAY-3 | A | 35 | 265 | 62 | 265 | 62 | 265 | 35 | 265 | 89 | 265 | 34 | 192 | 63 | 192
STAY-4 | A | 35 | 265 | 62 | 265 | 62 | 265 | 35 | 265 | 89 | 265 | 34 | 192 | 63 | 192
STRNW-1 | A | 6 | 52 | 16 | 52 | 26 | 52 | 7 | 60 | 17 | 60 | 6 | 52 | 17 | 42
SUTB-1 | A | 36 | 380 | 104 | 380 | 148 | 380 | 52 | 380 | 132 | 380 | 47 | 250 | 107 | 250
SVRP-10 | A | 20 | 225 | 50 | 225 | 70 | 225 | 32 | 225 | 80 | 225 | 20 | 172 | 50 | 172
SVRP-20 | A | 20 | 225 | 50 | 225 | 70 | 225 | 32 | 225 | 80 | 225 | 20 | 172 | 50 | 172
USKM-13 | A | 6 | 49 | 15 | 49 | 17 | 49 | 8 | 49 | 19 | 49 | 7 | 36 | 8 | 36
USKM-14 | A | 6 | 49 | 15 | 49 | 17 | 49 | 8 | 49 | 19 | 49 | 7 | 36 | 8 | 36
USKM-15 | A | 6 | 49 | 15 | 49 | 17 | 49 | 8 | 49 | 19 | 49 | 7 | 36 | 8 | 36
WBUPS-1 | A | 30 | 113 | 48 | 153 | 48 | 153 | 32 | 113 | 50 | 113 | 40 | 153 | 65 | 113
WBUPS-2 | A | 30 | 133 | 48 | 173 | 48 | 173 | 32 | 133 | 50 | 133 | 40 | 173 | 65 | 133
WBUPS-3 | A | 30 | 133 | 48 | 173 | 48 | 173 | 32 | 133 | 50 | 133 | 40 | 173 | 65 | 133
WBUPS-4 | A | 30 | 113 | 48 | 153 | 48 | 153 | 32 | 113 | 50 | 113 | 40 | 153 | 65 | 113
WBURB-1 | A | 22 | 240 | 48 | 240 | 62 | 240 | 27 | 240 | 69 | 240 | 20 | 200 | 50 | 120
WBURB-2 | A | 25 | 255 | 52 | 255 | 62 | 255 | 26 | 255 | 67 | 255 | 22 | 215 | 52 | 135
WBURB-3 | A | 23 | 255 | 48 | 255 | 62 | 255 | 27 | 255 | 67 | 255 | 20 | 215 | 52 | 135
WDNSO-1 | A | 21 | 191 | 54 | 191 | 57 | 191 | 21 | 191 | 57 | 191 | 21 | 170 | 55 | 136
WDNSO-2 | A | 21 | 191 | 54 | 191 | 57 | 191 | 21 | 191 | 57 | 191 | 21 | 170 | 55 | 136
WHILW-1 | A | 31 | 322 | 84 | 322 | 90 | 322 | 33 | 322 | 90 | 322 | 32 | 255 | 86 | 210
WHILW-2 | A | 19 | 163 | 33 | 163 | 35 | 163 | 20 | 163 | 52 | 163 | 21 | 142 | 43 | 119
WLNYO-2 | A | 19 | 182 | 51 | 182 | 54 | 182 | 20 | 182 | 53 | 182 | 20 | 158 | 51 | 130
WLNYW-1 | A | 19 | 182 | 51 | 182 | 54 | 182 | 20 | 182 | 53 | 182 | 20 | 158 | 51 | 130
WTMSO-1 | A | 22 | 200 | 58 | 200 | 62 | 200 | 23 | 200 | 61 | 200 | 23 | 140 | 60 | 140

## Jun 2019
MW Response Capability by BMU
|  | Primary Response (Max MWhrs) | [5 empty] | Secondary Response (Max Mwhrs) |  |  |  | High Frequency Response (Max MWhrs)
UNIT | Mode | 0.2Hz | Genset Deload (MW) | 0.5Hz | Genset Deload (MW) | 0.8Hz | Genset Deload (MW) | 0.2/0.2Hz | Genset Deload (MW) | 0.5/0.5Hz | Genset Deload (MW) | 0.2Hz | Genset Deload (MW) | 0.5Hz | Genset Deload (MW)
ABTH7 | A | 40 | 250 | 72 | 250 | 72 | 250 | 48 | 250 | 120 | 250 | 38 | 185 | 55 | 185
ABTH8 | A | 40 | 250 | 72 | 250 | 72 | 250 | 48 | 250 | 120 | 250 | 38 | 185 | 55 | 185
ABTH9 | A | 30 | 240 | 80 | 240 | 80 | 240 | 40 | 240 | 120 | 240 | 38 | 125 | 52 | 125
ARCHW-1 | A | 10 | 92 | 25 | 92 | 25 | 92 | 12 | 92 | 30 | 92 | 11 | 73 | 24 | 56
BAGE-1 | A | 30 | 255 | 70 | 255 | 90 | 255 | 35 | 255 | 90 | 255 | 28 | 220 | 70 | 185
BAGE-2 | A | 3 | 17 | 8 | 17 | 12 | 17 | 4 | 17 | 9 | 17 | 2 | 17 | 5 | 17
BARKB2 | A | 33 | 210 | 82 | 210 | 108 | 210 | 39 | 210 | 97 | 210 | 31 | 120 | 84 | 120
BARK-1 | A | 22 | 140 | 55 | 140 | 72 | 140 | 26 | 140 | 65 | 140 | 21 | 80 | 54 | 80
BHLAW-1 | A | 7 | 98 | 16 | 98 | 19 | 98 | 10 | 98 | 26 | 98 | 8 | 87 | 18 | 78
BLLA-1 | A | 6 | 99 | 13 | 99 | 13 | 99 | 15 | 99 | 39 | 99 | 9 | 83 | 16 | 83
BRBEO-1 | A | 20 | 254 | 50 | 254 | 50 | 254 | 22 | 254 | 63 | 254 | 17 | 194 | 46 | 254
BRDUW-1 | A | 6 | 58 | 17 | 58 | 17 | 58 | 7 | 58 | 17 | 58 | 6 | 36 | 17 | 36
BRGG-1 | A | 16 | 110 | 32 | 110 | 48 | 110 | 16 | 110 | 40 | 110 | 14 | 96 | 34 | 46
BRYP-1 | A | 15 | 82 | 25 | 82 | 31 | 82 | 22 | 82 | 37 | 82 | 10 | 82 | 27 | 47
BURBW-1 | A | 0 | 90 | 0 | 90 | 0 | 90 | 0 | 0 | 0 | 0 | 0 | 90 | 0 | 90
CARR-1 | A | 35 | 235 | 58 | 235 | 58 | 235 | 35 | 235 | 88 | 235 | 34 | 179 | 56 | 179
CARR-2 | A | 35 | 235 | 58 | 235 | 58 | 235 | 35 | 235 | 88 | 235 | 34 | 179 | 56 | 179
CDCL-1 | A | 30 | 231 | 46 | 231 | 46 | 231 | 34 | 231 | 45 | 231 | 29 | 172 | 72 | 135
CLAC-1 | A | 3 | 28 | 8 | 28 | 13 | 28 | 3 | 36 | 9 | 36 | 3 | 28 | 8 | 28
CLDCW-1 | A | 14 | 14 | 34 | 113 | 36 | 113 | 13 | 113 | 35 | 113 | 13 | 99 | 34 | 78
CLDNW-1 | A | 13 | 108 | 33 | 108 | 35 | 108 | 13 | 108 | 35 | 108 | 12 | 95 | 33 | 74
CLDSW-1 | A | 16 | 129 | 40 | 129 | 43 | 129 | 16 | 129 | 42 | 129 | 16 | 113 | 41 | 88
CNQPS-1 | A | 22 | 170 | 55 | 170 | 55 | 170 | 28 | 170 | 70 | 170 | 26 | 120 | 60 | 105
CNQPS-2 | A | 22 | 170 | 55 | 170 | 55 | 170 | 28 | 170 | 70 | 170 | 22 | 120 | 55 | 105
CNQPS-3 | A | 22 | 170 | 55 | 170 | 55 | 170 | 28 | 170 | 70 | 170 | 22 | 120 | 55 | 105
CNQPS-4 | A | 22 | 170 | 55 | 170 | 55 | 170 | 28 | 170 | 70 | 170 | 28 | 105 | 55 | 105
CORB-1 | A | 10 | 130 | 30 | 130 | 50 | 130 | 28 | 130 | 60 | 130 | 15 | 95 | 40 | 60
COSO-1 | A | 20 | 380 | 40 | 380 | 50 | 380 | 60 | 380 | 140 | 380 | 17 | 304 | 40 | 304
COTPS-1 | A | 29 | 277 | 50 | 277 | 62 | 277 | 35 | 60 | 63 | 277 | 30 | 122 | 60 | 122
COTPS-2 | A | 29 | 287 | 50 | 287 | 62 | 287 | 35 | 60 | 63 | 287 | 30 | 122 | 60 | 122
COTPS-3 | A | 29 | 287 | 50 | 287 | 62 | 287 | 35 | 60 | 63 | 287 | 30 | 122 | 60 | 122
COTPS-4 | A | 29 | 277 | 50 | 277 | 62 | 277 | 35 | 60 | 63 | 277 | 30 | 122 | 60 | 122
COWE1 | A | 7 | 30 | 17 | 30 | 17 | 30 | 7 | 30 | 17 | 30 | 7 | 30 | 17 | 30
COWE2 | A | 7 | 30 | 17 | 30 | 17 | 30 | 7 | 30 | 17 | 30 | 7 | 30 | 17 | 30
CRUA-1 | A | 10 | 110 | 25 | 110 | 37 | 110 | 12 | 110 | 30 | 110 | 10 | 84 | 25 | 48
CRUA-2 | A | 10 | 110 | 25 | 110 | 37 | 110 | 12 | 110 | 30 | 110 | 10 | 84 | 25 | 48
CRUA-3 | A | 7 | 30 | 15 | 30 | 21 | 30 | 9 | 30 | 24 | 30 | 5 | 25 | 13 | 15
CRUA-4 | A | 7 | 30 | 15 | 30 | 21 | 30 | 9 | 30 | 24 | 30 | 5 | 25 | 13 | 15
CRYRW-2 | A | 15 | 138 | 38 | 138 | 40 | 138 | 15 | 138 | 40 | 138 | 13 | 109 | 40 | 63
DAMC-1 | A | 64 | 380 | 136 | 380 | 156 | 380 | 80 | 380 | 180 | 380 | 60 | 293 | 190 | 128
DEEP-1 | A | 20 | 180 | 60 | 180 | 86 | 180 | 22 | 180 | 80 | 180 | 24 | 96 | 52 | 96
DIDCB5 | A | 40 | 330 | 104 | 330 | 125 | 330 | 55 | 330 | 140 | 330 | 40 | 185 | 105 | 185
DIDCB6 | A | 50 | 250 | 105 | 250 | 105 | 250 | 50 | 250 | 130 | 250 | 50 | 153 | 110 | 103
DINO-1 | A | 14 | 138 | 39 | 138 | 58 | 138 | 28 | 138 | 72 | 138 | 14 | 118 | 36 | 88
DINO-2 | A | 14 | 138 | 39 | 138 | 58 | 138 | 28 | 138 | 72 | 138 | 14 | 118 | 36 | 88
DINO-3 | A | 14 | 138 | 39 | 138 | 58 | 138 | 28 | 138 | 72 | 138 | 14 | 118 | 36 | 88
DINO-4 | A | 14 | 138 | 39 | 138 | 58 | 138 | 28 | 138 | 72 | 138 | 14 | 118 | 36 | 88
DINO-5 | A | 14 | 138 | 39 | 138 | 58 | 138 | 28 | 138 | 72 | 138 | 14 | 118 | 36 | 88
DINO-6 | A | 14 | 138 | 39 | 138 | 58 | 138 | 28 | 138 | 72 | 138 | 14 | 118 | 36 | 88
DRAXX-1 | A | 68 | 345 | 100 | 345 | 100 | 345 | 64 | 95 | 110 | 345 | 60 | 225 | 70 | 225
DRAXX-2 | A | 68 | 345 | 100 | 345 | 100 | 345 | 64 | 95 | 110 | 345 | 60 | 225 | 70 | 225
DRAXX-3 | A | 68 | 345 | 100 | 345 | 100 | 345 | 64 | 95 | 110 | 345 | 60 | 225 | 70 | 225
DRAXX-4 | A | 68 | 345 | 100 | 345 | 100 | 345 | 64 | 95 | 110 | 345 | 60 | 225 | 70 | 225
DRAXX-5 | A | 68 | 345 | 100 | 345 | 100 | 345 | 64 | 95 | 110 | 345 | 60 | 225 | 70 | 225
DRAXX-6 | A | 68 | 345 | 100 | 345 | 100 | 345 | 64 | 95 | 110 | 345 | 60 | 225 | 70 | 225
DRSLW-1 | A | 6 | 69 | 16 | 69 | 17 | 69 | 6 | 69 | 17 | 69 | 6 | 61 | 16 | 54
EECL-1 | A | 20 | 178 | 25 | 178 | 25 | 178 | 32 | 178 | 81 | 178 | 20 | 143 | 25 | 143
EGGPS-1 | A | 45 | 205 | 83 | 205 | 83 | 205 | 49 | 205 | 110 | 205 | 33 | 95 | 60 | 95
EGGPS-2 | A | 45 | 205 | 83 | 205 | 83 | 205 | 49 | 205 | 110 | 205 | 33 | 95 | 60 | 95
EGGPS-3 | A | 45 | 205 | 83 | 205 | 83 | 205 | 49 | 205 | 110 | 205 | 33 | 95 | 60 | 95
EGGPS-4 | A | 45 | 205 | 83 | 205 | 83 | 205 | 49 | 205 | 110 | 205 | 33 | 95 | 60 | 95
ERRO-1 | A | 1 | 21 | 1 | 21 | 1 | 21 | 2 | 21 | 5 | 21 | 1 | 17 | 1 | 17
ERRO-2 | A | 1 | 21 | 1 | 21 | 1 | 21 | 2 | 21 | 5 | 21 | 1 | 17 | 1 | 17
ERRO-3 | A | 1 | 21 | 1 | 21 | 1 | 21 | 2 | 21 | 5 | 21 | 1 | 17 | 1 | 17
FAARW-1 | A | 2 | 37 | 4 | 37 | 4 | 37 | 4 | 37 | 12 | 37 | 2 | 33 | 4 | 33
FAARW-2 | A | 2 | 37 | 4 | 37 | 4 | 37 | 4 | 37 | 12 | 37 | 2 | 33 | 4 | 33
FALGW-1 | A | 11 | 108 | 28 | 108 | 41 | 108 | 13 | 108 | 35 | 108 | 10 | 86 | 22 | 64
FASN-1 | A | 0 | 15 | 1 | 15 | 1 | 15 | 1 | 15 | 2 | 15 | 0 | 15 | 1 | 12
FASN2 | A | 0 | 15 | 1 | 15 | 1 | 15 | 1 | 15 | 2 | 15 | 0 | 15 | 1 | 12
FASN3 | A | 0 | 15 | 1 | 15 | 1 | 15 | 1 | 15 | 2 | 15 | 0 | 15 | 1 | 12
FAWN-1 | A | 10 | 52 | 25 | 52 | 40 | 52 | 13 | 52 | 32 | 52 | 11 | 37 | 27 | 27
FELL-1 | A | 9 | 63 | 21 | 63 | 22 | 63 | 10 | 63 | 24 | 63 | 9 | 63 | 22 | 63
FFES-1 | A | 10 | 35 | 27 | 35 | 30 | 35 | 9 | 35 | 22 | 35 | 4 | 27 | 6 | 27
FFES-2 | A | 10 | 35 | 27 | 35 | 30 | 35 | 9 | 35 | 22 | 35 | 4 | 27 | 6 | 27
FFES-3 | A | 10 | 35 | 27 | 35 | 30 | 35 | 9 | 35 | 22 | 35 | 4 | 27 | 6 | 27
FFES-4 | A | 10 | 35 | 27 | 35 | 30 | 35 | 9 | 35 | 22 | 35 | 4 | 27 | 6 | 27
FIDL-1 | A | 13 | 205 | 20 | 205 | 23 | 205 | 35 | 100 | 40 | 147 | 30 | 147 | 50 | 147
FIDL-2 | A | 13 | 205 | 20 | 205 | 23 | 205 | 35 | 100 | 40 | 147 | 30 | 147 | 50 | 147
FIDL-3 | A | 13 | 205 | 20 | 205 | 23 | 205 | 35 | 100 | 40 | 147 | 30 | 147 | 50 | 147
FIDL-4 | A | 13 | 205 | 20 | 205 | 23 | 205 | 35 | 100 | 40 | 147 | 30 | 147 | 50 | 147
FINL-1 | A | 0 | 14 | 1 | 14 | 1 | 14 | 1 | 14 | 2 | 14 | 0 | 14 | 1 | 11
FOYE-1 | A | 6 | 60 | 13 | 60 | 16 | 60 | 11 | 60 | 27 | 60 | 5 | 30 | 11 | 30
FOYE-2 | A | 6 | 60 | 13 | 60 | 16 | 60 | 11 | 60 | 27 | 60 | 5 | 30 | 11 | 30
GLNDO-1 | A | 6 | 80 | 12 | 45 | 17 | 45 | 12 | 45 | 25 | 45 | 8 | 65 | 18 | 45
GNFSW-1 | A | 11 | 100 | 30 | 100 | 30 | 100 | 12 | 100 | 31 | 100 | 12 | 70 | 30 | 70
GNFSW-2 | A | 7 | 64 | 18 | 64 | 18 | 64 | 8 | 64 | 18 | 64 | 6 | 49 | 15 | 49
GORDW-1 | A | 6 | 62 | 16 | 56 | 26 | 45 | 7 | 62 | 18 | 62 | 6 | 56 | 16 | 45
GRAI-6 | A | 24 | 320 | 58 | 320 | 58 | 320 | 35 | 320 | 88 | 320 | 28 | 270 | 60 | 230
GRAI-7 | A | 30 | 232 | 60 | 232 | 60 | 232 | 32 | 232 | 84 | 232 | 32 | 175 | 65 | 135
GRAI-8 | A | 26 | 232 | 58 | 232 | 58 | 232 | 32 | 232 | 84 | 232 | 32 | 175 | 65 | 135
GRIFW-1 | A | 8 | 94 | 22 | 94 | 23 | 94 | 8 | 94 | 22 | 94 | 8 | 85 | 22 | 72
GRIFW-2 | A | 8 | 94 | 22 | 94 | 23 | 94 | 8 | 94 | 22 | 94 | 8 | 85 | 22 | 72
GRMO-1 | A | 8 | 43 | 8 | 43 | 8 | 43 | 8 | 43 | 8 | 43 | 8 | 23 | 8 | 23
GYAR-1 | A | 17 | 176 | 42 | 176 | 66 | 176 | 24 | 176 | 60 | 176 | 17 | 176 | 42 | 176
GYMRO-15 | A | 6 | 145 | 15 | 145 | 15 | 145 | 6 | 145 | 15 | 145 | 6 | 44 | 15 | 44
GYMRO-17 | A | 6 | 145 | 15 | 145 | 15 | 145 | 6 | 145 | 15 | 145 | 6 | 44 | 15 | 44
GYMRO-26 | A | 6 | 145 | 15 | 145 | 15 | 145 | 6 | 145 | 15 | 145 | 6 | 44 | 15 | 44
GYMRO-28 | A | 6 | 145 | 15 | 145 | 15 | 145 | 6 | 145 | 15 | 145 | 6 | 44 | 15 | 44
HADHW-1 | A | 7 | 76 | 14 | 76 | 22 | 76 | 13 | 76 | 34 | 76 | 8 | 65 | 17 | 65
HRSTW-1 | A | 12 | 102 | 30 | 102 | 45 | 102 | 13 | 102 | 34 | 102 | 13 | 80 | 27 | 66
HUMR-1 | A | 60 | 533 | 150 | 533 | 200 | 533 | 80 | 533 | 200 | 533 | 62 | 419 | 155 | 251
INDQ-1 | A | 12 | 102 | 31 | 102 | 43 | 102 | 13 | 102 | 34 | 102 | 12 | 72 | 30 | 72
KEAD-1 | A | 38 | 415 | 90 | 415 | 90 | 415 | 55 | 415 | 138 | 415 | 38 | 355 | 90 | 285
KILBW-1 | A | 3 | 56 | 8 | 56 | 13 | 56 | 5 | 56 | 14 | 56 | 4 | 53 | 9 | 47
KILLPG-1 | A | 8 | 225 | 10 | 225 | 10 | 225 | 10 | 225 | 12 | 225 | 4 | 150 | 15 | 150
KILLPG-2 | A | 18 | 225 | 25 | 225 | 25 | 225 | 37 | 225 | 37 | 225 | 22 | 195 | 30 | 195
KILNS-1 | A | 30 | 290 | 72 | 290 | 84 | 290 | 42 | 290 | 114 | 290 | 18 | 104 | 45 | 104
KLYN-A-1 | A | 24 | 126 | 50 | 126 | 50 | 126 | 34 | 126 | 70 | 126 | 22 | 81 | 34 | 81
LAGA-1 | A | 55 | 500 | 123 | 500 | 140 | 500 | 52 | 500 | 130 | 500 | 53 | 475 | 130 | 475
LARYO-1 | A | 16 | 155 | 40 | 155 | 45 | 155 | 18 | 155 | 45 | 155 | 14 | 120 | 35 | 120
LARYO-2 | A | 16 | 158 | 40 | 158 | 45 | 158 | 18 | 158 | 45 | 158 | 14 | 120 | 35 | 120
LARYO-3 | A | 16 | 158 | 40 | 158 | 45 | 158 | 18 | 158 | 45 | 158 | 14 | 120 | 35 | 120
LARYO-4 | A | 16 | 158 | 40 | 158 | 45 | 158 | 18 | 158 | 45 | 158 | 14 | 120 | 35 | 120
LBAR-1G | A | 1 | 16 | 4 | 16 | 6 | 16 | 2 | 16 | 4 | 16 | 1 | 9 | 4 | 9
LBAR-1 | A | 39 | 360 | 88 | 360 | 88 | 360 | 55 | 360 | 145 | 360 | 41 | 270 | 90 | 270
LNCSO-1 | A | 12 | 130 | 30 | 130 | 32 | 130 | 12 | 130 | 32 | 130 | 10 | 100 | 26 | 100
LNCSO-2 | A | 13 | 140 | 34 | 140 | 36 | 140 | 14 | 140 | 36 | 140 | 12 | 125 | 32 | 125
LOAN-1 | A | 25 | 326 | 51 | 326 | 55 | 326 | 19 | 326 | 50 | 326 | 12 | 276 | 28 | 276
LOAN-2 | A | 25 | 326 | 51 | 326 | 55 | 326 | 19 | 326 | 50 | 326 | 12 | 276 | 28 | 276
LOAN-3 | A | 25 | 326 | 51 | 326 | 55 | 326 | 19 | 326 | 50 | 326 | 12 | 276 | 28 | 276
MEDP-1 | A | 30 | 380 | 76 | 330 | 76 | 330 | 48 | 380 | 105 | 380 | 31 | 330 | 79 | 290
MILWW-1 | A | 6 | 32 | 8 | 54 | 13 | 54 | 5 | 54 | 14 | 54 | 3 | 43 | 8 | 43
MKHLW-1 | A | 4 | 42 | 10 | 42 | 12 | 42 | 5 | 42 | 13 | 42 | 5 | 37 | 12 | 30
MRWD-1 | A | 43 | 448 | 100 | 448 | 112 | 448 | 67 | 448 | 160 | 448 | 36 | 328 | 93 | 328
NANT-1 | A | 0 | 15 | 0 | 15 | 0 | 15 | 0 | 15 | 1 | 15 | 0 | 15 | 0 | 15
PEHE-1 | A | 42 | 420 | 72 | 420 | 72 | 420 | 83 | 420 | 117 | 420 | 35 | 350 | 84 | 260
PEHE-2 | A | 16 | 490 | 40 | 265 | 42 | 490 | 0 | 0 | 0 | 0 | 0 | 490 | 0 | 490
PEMB-11 | A | 38 | 113 | 63 | 276 | 63 | 276 | 33 | 276 | 90 | 276 | 35 | 241 | 64 | 210
PEMB-21 | A | 38 | 113 | 63 | 276 | 63 | 276 | 33 | 276 | 90 | 276 | 35 | 241 | 64 | 210
PEMB-31 | A | 38 | 113 | 63 | 276 | 63 | 276 | 33 | 276 | 90 | 276 | 35 | 241 | 64 | 210
PEMB-41 | A | 38 | 113 | 63 | 276 | 63 | 276 | 33 | 276 | 90 | 276 | 35 | 241 | 64 | 210
PEMB-51 | A | 38 | 113 | 63 | 276 | 63 | 276 | 33 | 276 | 90 | 276 | 35 | 241 | 64 | 210
PETEM1 | A | 20 | 180 | 46 | 180 | 52 | 180 | 24 | 180 | 58 | 180 | 20 | 150 | 50 | 100
RATS-1 | A | 50 | 270 | 90 | 270 | 90 | 270 | 36 | 270 | 50 | 270 | 42 | 105 | 75 | 155
RATS-2 | A | 40 | 270 | 90 | 270 | 100 | 270 | 36 | 270 | 50 | 270 | 40 | 195 | 75 | 195
RATS-3 | A | 40 | 270 | 90 | 270 | 100 | 270 | 36 | 270 | 50 | 270 | 40 | 195 | 75 | 195
RATS-4 | A | 40 | 270 | 95 | 270 | 100 | 270 | 36 | 270 | 50 | 270 | 40 | 195 | 75 | 195
RMPNO-1 | A | 18 | 180 | 45 | 180 | 72 | 180 | 20 | 180 | 50 | 180 | 18 | 130 | 47 | 130
RMPNO-2 | A | 18 | 180 | 45 | 180 | 72 | 180 | 20 | 180 | 50 | 180 | 18 | 130 | 47 | 130
ROCK-1 | A | 36 | 400 | 50 | 400 | 54 | 400 | 60 | 400 | 160 | 400 | 33 | 220 | 53 | 220
RYHPS-1 | A | 30 | 305 | 48 | 305 | 66 | 305 | 42 | 305 | 51 | 305 | 30 | 130 | 42 | 68
SCCL-1 | A | 35 | 180 | 70 | 180 | 70 | 180 | 40 | 180 | 95 | 180 | 40 | 100 | 100 | 50
SCCL-2 | A | 35 | 180 | 70 | 180 | 70 | 180 | 40 | 180 | 95 | 180 | 40 | 100 | 100 | 50
SCCL-3 | A | 35 | 180 | 70 | 180 | 70 | 180 | 40 | 180 | 95 | 180 | 40 | 100 | 100 | 50
SEAB-1 | A | 44 | 254 | 125 | 254 | 150 | 254 | 55 | 254 | 150 | 254 | 75 | 164 | 176 | 38
SEAB-2 | A | 31 | 138 | 76 | 138 | 86 | 138 | 32 | 138 | 82 | 138 | 37 | 73 | 90 | 43
SHBA-1 | A | 41 | 255 | 104 | 255 | 115 | 255 | 44 | 255 | 120 | 255 | 39 | 195 | 115 | 40
SHBA-2 | A | 32 | 319 | 70 | 319 | 76 | 319 | 35 | 319 | 93 | 319 | 32 | 270 | 70 | 217
SHOS-1 | A | 18 | 160 | 24 | 160 | 24 | 160 | 30 | 160 | 75 | 160 | 18 | 135 | 24 | 135
SHRSO-1 | A | 16 | 157 | 44 | 157 | 46 | 157 | 17 | 157 | 46 | 157 | 16 | 141 | 43 | 113
SHRSO-2 | A | 16 | 157 | 44 | 157 | 46 | 157 | 17 | 157 | 46 | 157 | 16 | 141 | 43 | 113
SIZB-1 | A | 38 | 283 | 45 | 283 | 45 | 283 | 45 | 283 | 45 | 283 | 40 | 283 | 46 | 283
SIZB-2 | A | 38 | 283 | 45 | 283 | 45 | 283 | 45 | 283 | 45 | 283 | 40 | 283 | 46 | 283
SLOY-1 | A | 0 | 38 | 1 | 38 | 1 | 38 | 1 | 38 | 2 | 38 | 0 | 38 | 1 | 30
SLOY-2 | A | 0 | 38 | 1 | 38 | 1 | 38 | 1 | 38 | 2 | 38 | 0 | 38 | 1 | 30
SLOY-3 | A | 0 | 38 | 1 | 38 | 1 | 38 | 1 | 38 | 2 | 38 | 0 | 38 | 1 | 30
SLOY-4 | A | 0 | 28 | 1 | 28 | 1 | 28 | 1 | 28 | 2 | 28 | 0 | 28 | 1 | 22
SPLN-1 | A | 40 | 380 | 100 | 380 | 110 | 380 | 50 | 380 | 120 | 380 | 30 | 380 | 90 | 300
STAY-1 | A | 35 | 265 | 62 | 265 | 62 | 265 | 35 | 265 | 89 | 265 | 34 | 192 | 63 | 192
STAY-2 | A | 35 | 265 | 62 | 265 | 62 | 265 | 35 | 265 | 89 | 265 | 34 | 192 | 63 | 192
STAY-3 | A | 35 | 265 | 62 | 265 | 62 | 265 | 35 | 265 | 89 | 265 | 34 | 192 | 63 | 192
STAY-4 | A | 35 | 265 | 62 | 265 | 62 | 265 | 35 | 265 | 89 | 265 | 34 | 192 | 63 | 192
STRNW-1 | A | 6 | 52 | 16 | 52 | 26 | 52 | 7 | 60 | 17 | 60 | 6 | 52 | 17 | 42
SUTB-1 | A | 36 | 380 | 104 | 380 | 148 | 380 | 52 | 380 | 132 | 380 | 47 | 250 | 107 | 250
SVRP-10 | A | 20 | 225 | 50 | 225 | 70 | 225 | 32 | 225 | 80 | 225 | 20 | 172 | 50 | 172
SVRP-20 | A | 20 | 225 | 50 | 225 | 70 | 225 | 32 | 225 | 80 | 225 | 20 | 172 | 50 | 172
USKM-13 | A | 6 | 49 | 15 | 49 | 17 | 49 | 8 | 49 | 19 | 49 | 7 | 36 | 8 | 36
USKM-14 | A | 6 | 49 | 15 | 49 | 17 | 49 | 8 | 49 | 19 | 49 | 7 | 36 | 8 | 36
USKM-15 | A | 6 | 49 | 15 | 49 | 17 | 49 | 8 | 49 | 19 | 49 | 7 | 36 | 8 | 36
WBUPS-1 | A | 30 | 113 | 48 | 153 | 48 | 153 | 32 | 113 | 50 | 113 | 40 | 153 | 65 | 113
WBUPS-2 | A | 30 | 133 | 48 | 173 | 48 | 173 | 32 | 133 | 50 | 133 | 40 | 173 | 65 | 133
WBUPS-3 | A | 30 | 133 | 48 | 173 | 48 | 173 | 32 | 133 | 50 | 133 | 40 | 173 | 65 | 133
WBUPS-4 | A | 30 | 113 | 48 | 153 | 48 | 153 | 32 | 113 | 50 | 113 | 40 | 153 | 65 | 113
WBURB-1 | A | 22 | 240 | 48 | 240 | 62 | 240 | 27 | 240 | 69 | 240 | 20 | 200 | 50 | 120
WBURB-2 | A | 25 | 255 | 52 | 255 | 62 | 255 | 26 | 255 | 67 | 255 | 22 | 215 | 52 | 135
WBURB-3 | A | 23 | 255 | 48 | 255 | 62 | 255 | 27 | 255 | 67 | 255 | 20 | 215 | 52 | 135
WDNSO-1 | A | 21 | 191 | 54 | 191 | 57 | 191 | 21 | 191 | 57 | 191 | 21 | 170 | 55 | 136
WDNSO-2 | A | 21 | 191 | 54 | 191 | 57 | 191 | 21 | 191 | 57 | 191 | 21 | 170 | 55 | 136
WHILW-1 | A | 31 | 322 | 84 | 322 | 90 | 322 | 33 | 322 | 90 | 322 | 32 | 255 | 86 | 210
WHILW-2 | A | 19 | 163 | 33 | 163 | 35 | 163 | 20 | 163 | 52 | 163 | 21 | 142 | 43 | 119
WLNYO-2 | A | 19 | 182 | 51 | 182 | 54 | 182 | 20 | 182 | 53 | 182 | 20 | 158 | 51 | 130
WLNYW-1 | A | 19 | 182 | 51 | 182 | 54 | 182 | 20 | 182 | 53 | 182 | 20 | 158 | 51 | 130
WTMSO-1 | A | 22 | 200 | 58 | 200 | 62 | 200 | 23 | 200 | 61 | 200 | 23 | 140 | 60 | 140

## May 2019
MW Response Capability by BMU
|  | Primary Response (Max MWhrs) | [5 empty] | Secondary Response (Max Mwhrs) |  |  |  | High Frequency Response (Max MWhrs)
UNIT | Mode | 0.2Hz | Genset Deload (MW) | 0.5Hz | Genset Deload (MW) | 0.8Hz | Genset Deload (MW) | 0.2/0.2Hz | Genset Deload (MW) | 0.5/0.5Hz | Genset Deload (MW) | 0.2Hz | Genset Deload (MW) | 0.5Hz | Genset Deload (MW)
ABTH7 | A | 40 | 250 | 72 | 250 | 72 | 250 | 48 | 250 | 120 | 250 | 38 | 185 | 55 | 185
ABTH8 | A | 40 | 250 | 72 | 250 | 72 | 250 | 48 | 250 | 120 | 250 | 38 | 185 | 55 | 185
ABTH9 | A | 30 | 240 | 80 | 240 | 80 | 240 | 40 | 240 | 120 | 240 | 38 | 125 | 52 | 125
ARCHW-1 | A | 10 | 92 | 25 | 92 | 25 | 92 | 12 | 92 | 30 | 92 | 11 | 73 | 24 | 56
BAGE-1 | A | 30 | 255 | 70 | 255 | 90 | 255 | 35 | 255 | 90 | 255 | 28 | 220 | 70 | 185
BAGE-2 | A | 3 | 17 | 8 | 17 | 12 | 17 | 4 | 17 | 9 | 17 | 2 | 17 | 5 | 17
BARKB2 | A | 33 | 210 | 82 | 210 | 108 | 210 | 39 | 210 | 97 | 210 | 31 | 120 | 84 | 120
BARK-1 | A | 22 | 140 | 55 | 140 | 72 | 140 | 26 | 140 | 65 | 140 | 21 | 80 | 54 | 80
BHLAW-1 | A | 7 | 98 | 16 | 98 | 19 | 98 | 10 | 98 | 26 | 98 | 8 | 87 | 18 | 78
BLLA-1 | A | 6 | 99 | 13 | 99 | 13 | 99 | 15 | 99 | 39 | 99 | 9 | 83 | 16 | 83
BRBEO-1 | A | 20 | 254 | 50 | 254 | 50 | 254 | 22 | 254 | 63 | 254 | 17 | 194 | 46 | 254
BRDUW-1 | A | 6 | 58 | 17 | 58 | 17 | 58 | 7 | 58 | 17 | 58 | 6 | 36 | 17 | 36
BRGG-1 | A | 16 | 110 | 32 | 110 | 48 | 110 | 16 | 110 | 40 | 110 | 14 | 96 | 34 | 46
BRYP-1 | A | 15 | 82 | 25 | 82 | 31 | 82 | 22 | 82 | 37 | 82 | 10 | 82 | 27 | 47
BURBW-1 | A | 0 | 90 | 0 | 90 | 0 | 90 | 0 | 0 | 0 | 0 | 0 | 90 | 0 | 90
CARR-1 | A | 35 | 235 | 58 | 235 | 58 | 235 | 35 | 235 | 88 | 235 | 34 | 179 | 56 | 179
CARR-2 | A | 35 | 235 | 58 | 235 | 58 | 235 | 35 | 235 | 88 | 235 | 34 | 179 | 56 | 179
CDCL-1 | A | 30 | 231 | 46 | 231 | 46 | 231 | 34 | 231 | 45 | 231 | 29 | 172 | 72 | 135
CLAC-1 | A | 3 | 28 | 8 | 28 | 13 | 28 | 3 | 36 | 9 | 36 | 3 | 28 | 8 | 28
CLDCW-1 | A | 14 | 14 | 34 | 113 | 36 | 113 | 13 | 113 | 35 | 113 | 13 | 99 | 34 | 78
CLDNW-1 | A | 13 | 108 | 33 | 108 | 35 | 108 | 13 | 108 | 35 | 108 | 12 | 95 | 33 | 74
CLDSW-1 | A | 16 | 129 | 40 | 129 | 43 | 129 | 16 | 129 | 42 | 129 | 16 | 113 | 41 | 88
CNQPS-1 | A | 22 | 170 | 55 | 170 | 55 | 170 | 28 | 170 | 70 | 170 | 26 | 120 | 60 | 105
CNQPS-2 | A | 22 | 170 | 55 | 170 | 55 | 170 | 28 | 170 | 70 | 170 | 22 | 120 | 55 | 105
CNQPS-3 | A | 22 | 170 | 55 | 170 | 55 | 170 | 28 | 170 | 70 | 170 | 22 | 120 | 55 | 105
CNQPS-4 | A | 22 | 170 | 55 | 170 | 55 | 170 | 28 | 170 | 70 | 170 | 28 | 105 | 55 | 105
CORB-1 | A | 10 | 130 | 30 | 130 | 50 | 130 | 28 | 130 | 60 | 130 | 15 | 95 | 40 | 60
COSO-1 | A | 20 | 380 | 40 | 380 | 50 | 380 | 60 | 380 | 140 | 380 | 17 | 304 | 40 | 304
COTPS-1 | A | 29 | 277 | 50 | 277 | 62 | 277 | 35 | 60 | 63 | 277 | 30 | 122 | 60 | 122
COTPS-2 | A | 29 | 287 | 50 | 287 | 62 | 287 | 35 | 60 | 63 | 287 | 30 | 122 | 60 | 122
COTPS-3 | A | 29 | 287 | 50 | 287 | 62 | 287 | 35 | 60 | 63 | 287 | 30 | 122 | 60 | 122
COTPS-4 | A | 29 | 277 | 50 | 277 | 62 | 277 | 35 | 60 | 63 | 277 | 30 | 122 | 60 | 122
COWE1 | A | 7 | 30 | 17 | 30 | 17 | 30 | 7 | 30 | 17 | 30 | 7 | 30 | 17 | 30
COWE2 | A | 7 | 30 | 17 | 30 | 17 | 30 | 7 | 30 | 17 | 30 | 7 | 30 | 17 | 30
CRUA-1 | A | 10 | 110 | 25 | 110 | 37 | 110 | 12 | 110 | 30 | 110 | 10 | 84 | 25 | 48
CRUA-2 | A | 10 | 110 | 25 | 110 | 37 | 110 | 12 | 110 | 30 | 110 | 10 | 84 | 25 | 48
CRUA-3 | A | 7 | 30 | 15 | 30 | 21 | 30 | 9 | 30 | 24 | 30 | 5 | 25 | 13 | 15
CRUA-4 | A | 7 | 30 | 15 | 30 | 21 | 30 | 9 | 30 | 24 | 30 | 5 | 25 | 13 | 15
CRYRW-2 | A | 15 | 138 | 38 | 138 | 40 | 138 | 15 | 138 | 40 | 138 | 13 | 109 | 40 | 63
DAMC-1 | A | 64 | 380 | 136 | 380 | 156 | 380 | 80 | 380 | 180 | 380 | 60 | 293 | 190 | 128
DEEP-1 | A | 20 | 180 | 60 | 180 | 86 | 180 | 22 | 180 | 80 | 180 | 24 | 96 | 52 | 96
DIDCB5 | A | 40 | 330 | 104 | 330 | 125 | 330 | 55 | 330 | 140 | 330 | 40 | 185 | 105 | 185
DIDCB6 | A | 50 | 250 | 105 | 250 | 105 | 250 | 50 | 250 | 130 | 250 | 50 | 153 | 110 | 103
DINO-1 | A | 14 | 138 | 39 | 138 | 58 | 138 | 28 | 138 | 72 | 138 | 14 | 118 | 36 | 88
DINO-2 | A | 14 | 138 | 39 | 138 | 58 | 138 | 28 | 138 | 72 | 138 | 14 | 118 | 36 | 88
DINO-3 | A | 14 | 138 | 39 | 138 | 58 | 138 | 28 | 138 | 72 | 138 | 14 | 118 | 36 | 88
DINO-4 | A | 14 | 138 | 39 | 138 | 58 | 138 | 28 | 138 | 72 | 138 | 14 | 118 | 36 | 88
DINO-5 | A | 14 | 138 | 39 | 138 | 58 | 138 | 28 | 138 | 72 | 138 | 14 | 118 | 36 | 88
DINO-6 | A | 14 | 138 | 39 | 138 | 58 | 138 | 28 | 138 | 72 | 138 | 14 | 118 | 36 | 88
DRAXX-1 | A | 68 | 345 | 100 | 345 | 100 | 345 | 64 | 95 | 110 | 345 | 60 | 225 | 70 | 225
DRAXX-2 | A | 68 | 345 | 100 | 345 | 100 | 345 | 64 | 95 | 110 | 345 | 60 | 225 | 70 | 225
DRAXX-3 | A | 68 | 345 | 100 | 345 | 100 | 345 | 64 | 95 | 110 | 345 | 60 | 225 | 70 | 225
DRAXX-4 | A | 68 | 345 | 100 | 345 | 100 | 345 | 64 | 95 | 110 | 345 | 60 | 225 | 70 | 225
DRAXX-5 | A | 68 | 345 | 100 | 345 | 100 | 345 | 64 | 95 | 110 | 345 | 60 | 225 | 70 | 225
DRAXX-6 | A | 68 | 345 | 100 | 345 | 100 | 345 | 64 | 95 | 110 | 345 | 60 | 225 | 70 | 225
DRSLW-1 | A | 6 | 69 | 16 | 69 | 17 | 69 | 6 | 69 | 17 | 69 | 6 | 61 | 16 | 54
EECL-1 | A | 20 | 178 | 25 | 178 | 25 | 178 | 32 | 178 | 81 | 178 | 20 | 143 | 25 | 143
EGGPS-1 | A | 45 | 205 | 83 | 205 | 83 | 205 | 49 | 205 | 110 | 205 | 33 | 95 | 60 | 95
EGGPS-2 | A | 45 | 205 | 83 | 205 | 83 | 205 | 49 | 205 | 110 | 205 | 33 | 95 | 60 | 95
EGGPS-3 | A | 45 | 205 | 83 | 205 | 83 | 205 | 49 | 205 | 110 | 205 | 33 | 95 | 60 | 95
EGGPS-4 | A | 45 | 205 | 83 | 205 | 83 | 205 | 49 | 205 | 110 | 205 | 33 | 95 | 60 | 95
ERRO-1 | A | 1 | 21 | 1 | 21 | 1 | 21 | 2 | 21 | 5 | 21 | 1 | 17 | 1 | 17
ERRO-2 | A | 1 | 21 | 1 | 21 | 1 | 21 | 2 | 21 | 5 | 21 | 1 | 17 | 1 | 17
ERRO-3 | A | 1 | 21 | 1 | 21 | 1 | 21 | 2 | 21 | 5 | 21 | 1 | 17 | 1 | 17
FAARW-1 | A | 2 | 37 | 4 | 37 | 4 | 37 | 4 | 37 | 12 | 37 | 2 | 33 | 4 | 33
FAARW-2 | A | 2 | 37 | 4 | 37 | 4 | 37 | 4 | 37 | 12 | 37 | 2 | 33 | 4 | 33
FALGW-1 | A | 11 | 108 | 28 | 108 | 41 | 108 | 13 | 108 | 35 | 108 | 10 | 86 | 22 | 64
FASN-1 | A | 0 | 15 | 1 | 15 | 1 | 15 | 1 | 15 | 2 | 15 | 0 | 15 | 1 | 12
FASN2 | A | 0 | 15 | 1 | 15 | 1 | 15 | 1 | 15 | 2 | 15 | 0 | 15 | 1 | 12
FASN3 | A | 0 | 15 | 1 | 15 | 1 | 15 | 1 | 15 | 2 | 15 | 0 | 15 | 1 | 12
FAWN-1 | A | 10 | 52 | 25 | 52 | 40 | 52 | 13 | 52 | 32 | 52 | 11 | 37 | 27 | 27
FELL-1 | A | 9 | 63 | 21 | 63 | 22 | 63 | 10 | 63 | 24 | 63 | 9 | 63 | 22 | 63
FFES-1 | A | 10 | 35 | 27 | 35 | 30 | 35 | 9 | 35 | 22 | 35 | 4 | 27 | 6 | 27
FFES-2 | A | 10 | 35 | 27 | 35 | 30 | 35 | 9 | 35 | 22 | 35 | 4 | 27 | 6 | 27
FFES-3 | A | 10 | 35 | 27 | 35 | 30 | 35 | 9 | 35 | 22 | 35 | 4 | 27 | 6 | 27
FFES-4 | A | 10 | 35 | 27 | 35 | 30 | 35 | 9 | 35 | 22 | 35 | 4 | 27 | 6 | 27
FIDL-1 | A | 13 | 205 | 20 | 205 | 23 | 205 | 35 | 100 | 40 | 147 | 30 | 147 | 50 | 147
FIDL-2 | A | 13 | 205 | 20 | 205 | 23 | 205 | 35 | 100 | 40 | 147 | 30 | 147 | 50 | 147
FIDL-3 | A | 13 | 205 | 20 | 205 | 23 | 205 | 35 | 100 | 40 | 147 | 30 | 147 | 50 | 147
FIDL-4 | A | 13 | 205 | 20 | 205 | 23 | 205 | 35 | 100 | 40 | 147 | 30 | 147 | 50 | 147
FINL-1 | A | 0 | 14 | 1 | 14 | 1 | 14 | 1 | 14 | 2 | 14 | 0 | 14 | 1 | 11
FOYE-1 | A | 6 | 60 | 13 | 60 | 16 | 60 | 11 | 60 | 27 | 60 | 5 | 30 | 11 | 30
FOYE-2 | A | 6 | 60 | 13 | 60 | 16 | 60 | 11 | 60 | 27 | 60 | 5 | 30 | 11 | 30
GLNDO-1 | A | 6 | 80 | 12 | 45 | 17 | 45 | 12 | 45 | 25 | 45 | 8 | 65 | 18 | 45
GNFSW-1 | A | 11 | 100 | 30 | 100 | 30 | 100 | 12 | 100 | 31 | 100 | 12 | 70 | 30 | 70
GNFSW-2 | A | 7 | 64 | 18 | 64 | 18 | 64 | 8 | 64 | 18 | 64 | 6 | 49 | 15 | 49
GORDW-1 | A | 6 | 62 | 16 | 56 | 26 | 45 | 7 | 62 | 18 | 62 | 6 | 56 | 16 | 45
GRAI-6 | A | 24 | 320 | 58 | 320 | 58 | 320 | 35 | 320 | 88 | 320 | 28 | 270 | 60 | 230
GRAI-7 | A | 30 | 232 | 60 | 232 | 60 | 232 | 32 | 232 | 84 | 232 | 32 | 175 | 65 | 135
GRAI-8 | A | 26 | 232 | 58 | 232 | 58 | 232 | 32 | 232 | 84 | 232 | 32 | 175 | 65 | 135
GRIFW-1 | A | 8 | 94 | 22 | 94 | 23 | 94 | 8 | 94 | 22 | 94 | 8 | 85 | 22 | 72
GRIFW-2 | A | 8 | 94 | 22 | 94 | 23 | 94 | 8 | 94 | 22 | 94 | 8 | 85 | 22 | 72
GRMO-1 | A | 8 | 43 | 8 | 43 | 8 | 43 | 8 | 43 | 8 | 43 | 8 | 23 | 8 | 23
GYAR-1 | A | 17 | 176 | 42 | 176 | 66 | 176 | 24 | 176 | 60 | 176 | 17 | 176 | 42 | 176
GYMRO-15 | A | 6 | 145 | 15 | 145 | 15 | 145 | 6 | 145 | 15 | 145 | 6 | 44 | 15 | 44
GYMRO-17 | A | 6 | 145 | 15 | 145 | 15 | 145 | 6 | 145 | 15 | 145 | 6 | 44 | 15 | 44
GYMRO-26 | A | 6 | 145 | 15 | 145 | 15 | 145 | 6 | 145 | 15 | 145 | 6 | 44 | 15 | 44
GYMRO-28 | A | 6 | 145 | 15 | 145 | 15 | 145 | 6 | 145 | 15 | 145 | 6 | 44 | 15 | 44
HADHW-1 | A | 7 | 76 | 14 | 76 | 22 | 76 | 13 | 76 | 34 | 76 | 8 | 65 | 17 | 65
HRSTW-1 | A | 12 | 102 | 30 | 102 | 45 | 102 | 13 | 102 | 34 | 102 | 13 | 80 | 27 | 66
HUMR-1 | A | 60 | 533 | 150 | 533 | 200 | 533 | 80 | 533 | 200 | 533 | 62 | 419 | 155 | 251
INDQ-1 | A | 12 | 102 | 31 | 102 | 43 | 102 | 13 | 102 | 34 | 102 | 12 | 72 | 30 | 72
KEAD-1 | A | 38 | 415 | 90 | 415 | 90 | 415 | 55 | 415 | 138 | 415 | 38 | 355 | 90 | 285
KILBW-1 | A | 3 | 56 | 8 | 56 | 13 | 56 | 5 | 56 | 14 | 56 | 4 | 53 | 9 | 47
KILLPG-1 | A | 8 | 225 | 10 | 225 | 10 | 225 | 10 | 225 | 12 | 225 | 4 | 150 | 15 | 150
KILLPG-2 | A | 18 | 225 | 25 | 225 | 25 | 225 | 37 | 225 | 37 | 225 | 22 | 195 | 30 | 195
KILNS-1 | A | 30 | 290 | 72 | 290 | 84 | 290 | 42 | 290 | 114 | 290 | 18 | 104 | 45 | 104
KLYN-A-1 | A | 24 | 126 | 50 | 126 | 50 | 126 | 34 | 126 | 70 | 126 | 22 | 81 | 34 | 81
LAGA-1 | A | 55 | 500 | 123 | 500 | 140 | 500 | 52 | 500 | 130 | 500 | 53 | 475 | 130 | 475
LARYO-1 | A | 16 | 155 | 40 | 155 | 45 | 155 | 18 | 155 | 45 | 155 | 14 | 120 | 35 | 120
LARYO-2 | A | 16 | 158 | 40 | 158 | 45 | 158 | 18 | 158 | 45 | 158 | 14 | 120 | 35 | 120
LARYO-3 | A | 16 | 158 | 40 | 158 | 45 | 158 | 18 | 158 | 45 | 158 | 14 | 120 | 35 | 120
LARYO-4 | A | 16 | 158 | 40 | 158 | 45 | 158 | 18 | 158 | 45 | 158 | 14 | 120 | 35 | 120
LBAR-1G | A | 1 | 16 | 4 | 16 | 6 | 16 | 2 | 16 | 4 | 16 | 1 | 9 | 4 | 9
LBAR-1 | A | 39 | 360 | 88 | 360 | 88 | 360 | 55 | 360 | 145 | 360 | 41 | 270 | 90 | 270
LNCSO-1 | A | 12 | 130 | 30 | 130 | 32 | 130 | 12 | 130 | 32 | 130 | 10 | 100 | 26 | 100
LNCSO-2 | A | 13 | 140 | 34 | 140 | 36 | 140 | 14 | 140 | 36 | 140 | 12 | 125 | 32 | 125
LOAN-1 | A | 25 | 326 | 51 | 326 | 55 | 326 | 19 | 326 | 50 | 326 | 12 | 276 | 28 | 276
LOAN-2 | A | 25 | 326 | 51 | 326 | 55 | 326 | 19 | 326 | 50 | 326 | 12 | 276 | 28 | 276
LOAN-3 | A | 25 | 326 | 51 | 326 | 55 | 326 | 19 | 326 | 50 | 326 | 12 | 276 | 28 | 276
MEDP-1 | A | 30 | 380 | 76 | 330 | 76 | 330 | 48 | 380 | 105 | 380 | 31 | 330 | 79 | 290
MILWW-1 | A | 6 | 32 | 8 | 54 | 13 | 54 | 5 | 54 | 14 | 54 | 3 | 43 | 8 | 43
MKHLW-1 | A | 4 | 42 | 10 | 42 | 12 | 42 | 5 | 42 | 13 | 42 | 5 | 37 | 12 | 30
MRWD-1 | A | 43 | 448 | 100 | 448 | 112 | 448 | 67 | 448 | 160 | 448 | 36 | 328 | 93 | 328
NANT-1 | A | 0 | 15 | 0 | 15 | 0 | 15 | 0 | 15 | 1 | 15 | 0 | 15 | 0 | 15
PEHE-1 | A | 42 | 420 | 72 | 420 | 72 | 420 | 83 | 420 | 117 | 420 | 35 | 350 | 84 | 260
PEHE-2 | A | 16 | 490 | 40 | 265 | 42 | 490 | 0 | 0 | 0 | 0 | 0 | 490 | 0 | 490
PEMB-11 | A | 38 | 113 | 63 | 276 | 63 | 276 | 33 | 276 | 90 | 276 | 35 | 241 | 64 | 210
PEMB-21 | A | 38 | 113 | 63 | 276 | 63 | 276 | 33 | 276 | 90 | 276 | 35 | 241 | 64 | 210
PEMB-31 | A | 38 | 113 | 63 | 276 | 63 | 276 | 33 | 276 | 90 | 276 | 35 | 241 | 64 | 210
PEMB-41 | A | 38 | 113 | 63 | 276 | 63 | 276 | 33 | 276 | 90 | 276 | 35 | 241 | 64 | 210
PEMB-51 | A | 38 | 113 | 63 | 276 | 63 | 276 | 33 | 276 | 90 | 276 | 35 | 241 | 64 | 210
PETEM1 | A | 20 | 180 | 46 | 180 | 52 | 180 | 24 | 180 | 58 | 180 | 20 | 150 | 50 | 100
RATS-1 | A | 50 | 270 | 90 | 270 | 90 | 270 | 36 | 270 | 50 | 270 | 42 | 105 | 75 | 155
RATS-2 | A | 40 | 270 | 90 | 270 | 100 | 270 | 36 | 270 | 50 | 270 | 40 | 195 | 75 | 195
RATS-3 | A | 40 | 270 | 90 | 270 | 100 | 270 | 36 | 270 | 50 | 270 | 40 | 195 | 75 | 195
RATS-4 | A | 40 | 270 | 95 | 270 | 100 | 270 | 36 | 270 | 50 | 270 | 40 | 195 | 75 | 195
ROCK-1 | A | 36 | 400 | 50 | 400 | 54 | 400 | 60 | 400 | 160 | 400 | 33 | 220 | 53 | 220
RYHPS-1 | A | 30 | 305 | 48 | 305 | 66 | 305 | 42 | 305 | 51 | 305 | 30 | 130 | 42 | 68
SCCL-1 | A | 35 | 180 | 70 | 180 | 70 | 180 | 40 | 180 | 95 | 180 | 40 | 100 | 100 | 50
SCCL-2 | A | 35 | 180 | 70 | 180 | 70 | 180 | 40 | 180 | 95 | 180 | 40 | 100 | 100 | 50
SCCL-3 | A | 35 | 180 | 70 | 180 | 70 | 180 | 40 | 180 | 95 | 180 | 40 | 100 | 100 | 50
SEAB-1 | A | 44 | 254 | 125 | 254 | 150 | 254 | 55 | 254 | 150 | 254 | 75 | 164 | 176 | 38
SEAB-2 | A | 31 | 138 | 76 | 138 | 86 | 138 | 32 | 138 | 82 | 138 | 37 | 73 | 90 | 43
SHBA-1 | A | 41 | 255 | 104 | 255 | 115 | 255 | 44 | 255 | 120 | 255 | 39 | 195 | 115 | 40
SHBA-2 | A | 32 | 319 | 70 | 319 | 76 | 319 | 35 | 319 | 93 | 319 | 32 | 270 | 70 | 217
SHOS-1 | A | 18 | 160 | 24 | 160 | 24 | 160 | 30 | 160 | 75 | 160 | 18 | 135 | 24 | 135
SHRSO-1 | A | 16 | 157 | 44 | 157 | 46 | 157 | 17 | 157 | 46 | 157 | 16 | 141 | 43 | 113
SHRSO-2 | A | 16 | 157 | 44 | 157 | 46 | 157 | 17 | 157 | 46 | 157 | 16 | 141 | 43 | 113
SIZB-1 | A | 38 | 283 | 45 | 283 | 45 | 283 | 45 | 283 | 45 | 283 | 40 | 283 | 46 | 283
SIZB-2 | A | 38 | 283 | 45 | 283 | 45 | 283 | 45 | 283 | 45 | 283 | 40 | 283 | 46 | 283
SLOY-1 | A | 0 | 38 | 1 | 38 | 1 | 38 | 1 | 38 | 2 | 38 | 0 | 38 | 1 | 30
SLOY-2 | A | 0 | 38 | 1 | 38 | 1 | 38 | 1 | 38 | 2 | 38 | 0 | 38 | 1 | 30
SLOY-3 | A | 0 | 38 | 1 | 38 | 1 | 38 | 1 | 38 | 2 | 38 | 0 | 38 | 1 | 30
SLOY-4 | A | 0 | 28 | 1 | 28 | 1 | 28 | 1 | 28 | 2 | 28 | 0 | 28 | 1 | 22
SPLN-1 | A | 40 | 380 | 100 | 380 | 110 | 380 | 50 | 380 | 120 | 380 | 30 | 380 | 90 | 300
STAY-1 | A | 35 | 265 | 62 | 265 | 62 | 265 | 35 | 265 | 89 | 265 | 34 | 192 | 63 | 192
STAY-2 | A | 35 | 265 | 62 | 265 | 62 | 265 | 35 | 265 | 89 | 265 | 34 | 192 | 63 | 192
STAY-3 | A | 35 | 265 | 62 | 265 | 62 | 265 | 35 | 265 | 89 | 265 | 34 | 192 | 63 | 192
STAY-4 | A | 35 | 265 | 62 | 265 | 62 | 265 | 35 | 265 | 89 | 265 | 34 | 192 | 63 | 192
STRNW-1 | A | 6 | 52 | 16 | 52 | 26 | 52 | 7 | 60 | 17 | 60 | 6 | 52 | 17 | 42
SUTB-1 | A | 36 | 380 | 104 | 380 | 148 | 380 | 52 | 380 | 132 | 380 | 47 | 250 | 107 | 250
SVRP-10 | A | 20 | 225 | 50 | 225 | 70 | 225 | 32 | 225 | 80 | 225 | 20 | 172 | 50 | 172
SVRP-20 | A | 20 | 225 | 50 | 225 | 70 | 225 | 32 | 225 | 80 | 225 | 20 | 172 | 50 | 172
USKM-13 | A | 6 | 49 | 15 | 49 | 17 | 49 | 8 | 49 | 19 | 49 | 7 | 36 | 8 | 36
USKM-14 | A | 6 | 49 | 15 | 49 | 17 | 49 | 8 | 49 | 19 | 49 | 7 | 36 | 8 | 36
USKM-15 | A | 6 | 49 | 15 | 49 | 17 | 49 | 8 | 49 | 19 | 49 | 7 | 36 | 8 | 36
WBUPS-1 | A | 30 | 113 | 48 | 153 | 48 | 153 | 32 | 113 | 50 | 113 | 40 | 153 | 65 | 113
WBUPS-2 | A | 30 | 133 | 48 | 173 | 48 | 173 | 32 | 133 | 50 | 133 | 40 | 173 | 65 | 133
WBUPS-3 | A | 30 | 133 | 48 | 173 | 48 | 173 | 32 | 133 | 50 | 133 | 40 | 173 | 65 | 133
WBUPS-4 | A | 30 | 113 | 48 | 153 | 48 | 153 | 32 | 113 | 50 | 113 | 40 | 153 | 65 | 113
WBURB-1 | A | 22 | 240 | 48 | 240 | 62 | 240 | 27 | 240 | 69 | 240 | 20 | 200 | 50 | 120
WBURB-2 | A | 25 | 255 | 52 | 255 | 62 | 255 | 26 | 255 | 67 | 255 | 22 | 215 | 52 | 135
WBURB-3 | A | 23 | 255 | 48 | 255 | 62 | 255 | 27 | 255 | 67 | 255 | 20 | 215 | 52 | 135
WDNSO-1 | A | 21 | 191 | 54 | 191 | 57 | 191 | 21 | 191 | 57 | 191 | 21 | 170 | 55 | 136
WDNSO-2 | A | 21 | 191 | 54 | 191 | 57 | 191 | 21 | 191 | 57 | 191 | 21 | 170 | 55 | 136
WHILW-1 | A | 31 | 322 | 84 | 322 | 90 | 322 | 33 | 322 | 90 | 322 | 32 | 255 | 86 | 210
WHILW-2 | A | 19 | 163 | 33 | 163 | 35 | 163 | 20 | 163 | 52 | 163 | 21 | 142 | 43 | 119
WLNYO-2 | A | 19 | 182 | 51 | 182 | 54 | 182 | 20 | 182 | 53 | 182 | 20 | 158 | 51 | 130
WLNYW-1 | A | 19 | 182 | 51 | 182 | 54 | 182 | 20 | 182 | 53 | 182 | 20 | 158 | 51 | 130
WTMSO-1 | A | 22 | 200 | 58 | 200 | 62 | 200 | 23 | 200 | 61 | 200 | 23 | 140 | 60 | 140

## Apr 2019
MW Response Capability by BMU
|  | Primary Response (Max MWhrs) | [5 empty] | Secondary Response (Max Mwhrs) |  |  |  | High Frequency Response (Max MWhrs)
UNIT | Mode | 0.2Hz | Genset Deload (MW) | 0.5Hz | Genset Deload (MW) | 0.8Hz | Genset Deload (MW) | 0.2/0.2Hz | Genset Deload (MW) | 0.5/0.5Hz | Genset Deload (MW) | 0.2Hz | Genset Deload (MW) | 0.5Hz | Genset Deload (MW)
ABTH7 | A | 40 | 250 | 72 | 250 | 72 | 250 | 48 | 250 | 120 | 250 | 38 | 185 | 55 | 185
ABTH8 | A | 40 | 250 | 72 | 250 | 72 | 250 | 48 | 250 | 120 | 250 | 38 | 185 | 55 | 185
ABTH9 | A | 30 | 240 | 80 | 240 | 80 | 240 | 40 | 240 | 120 | 240 | 38 | 125 | 52 | 125
ARCHW-1 | A | 10 | 92 | 25 | 92 | 25 | 92 | 12 | 92 | 30 | 92 | 11 | 73 | 24 | 56
BAGE-1 | A | 30 | 255 | 70 | 255 | 90 | 255 | 35 | 255 | 90 | 255 | 28 | 220 | 70 | 185
BAGE-2 | A | 3 | 17 | 8 | 17 | 12 | 17 | 4 | 17 | 9 | 17 | 2 | 17 | 5 | 17
BARKB2 | A | 33 | 210 | 82 | 210 | 108 | 210 | 39 | 210 | 97 | 210 | 31 | 120 | 84 | 120
BARK-1 | A | 22 | 140 | 55 | 140 | 72 | 140 | 26 | 140 | 65 | 140 | 21 | 80 | 54 | 80
BHLAW-1 | A | 7 | 98 | 16 | 98 | 19 | 98 | 10 | 98 | 26 | 98 | 8 | 87 | 18 | 78
BLLA-1 | A | 6 | 99 | 13 | 99 | 13 | 99 | 15 | 99 | 39 | 99 | 9 | 83 | 16 | 83
BRBEO-1 | A | 20 | 254 | 50 | 254 | 50 | 254 | 22 | 254 | 63 | 254 | 17 | 194 | 46 | 254
BRDUW-1 | A | 6 | 58 | 17 | 58 | 17 | 58 | 7 | 58 | 17 | 58 | 6 | 36 | 17 | 36
BRGG-1 | A | 16 | 110 | 32 | 110 | 48 | 110 | 16 | 110 | 40 | 110 | 14 | 96 | 34 | 46
BRYP-1 | A | 15 | 82 | 25 | 82 | 31 | 82 | 22 | 82 | 37 | 82 | 10 | 82 | 27 | 47
BURBW-1 | A | 0 | 90 | 0 | 90 | 0 | 90 | 0 | 0 | 0 | 0 | 0 | 90 | 0 | 90
CARR-1 | A | 35 | 235 | 58 | 235 | 58 | 235 | 35 | 235 | 88 | 235 | 34 | 179 | 56 | 179
CARR-2 | A | 35 | 235 | 58 | 235 | 58 | 235 | 35 | 235 | 88 | 235 | 34 | 179 | 56 | 179
CDCL-1 | A | 30 | 231 | 46 | 231 | 46 | 231 | 34 | 231 | 45 | 231 | 29 | 172 | 72 | 135
CLAC-1 | A | 3 | 28 | 8 | 28 | 13 | 28 | 3 | 36 | 9 | 36 | 3 | 28 | 8 | 28
CLDCW-1 | A | 14 | 14 | 34 | 113 | 36 | 113 | 13 | 113 | 35 | 113 | 13 | 99 | 34 | 78
CLDNW-1 | A | 13 | 108 | 33 | 108 | 35 | 108 | 13 | 108 | 35 | 108 | 12 | 95 | 33 | 74
CLDSW-1 | A | 16 | 129 | 40 | 129 | 43 | 129 | 16 | 129 | 42 | 129 | 16 | 113 | 41 | 88
CNQPS-1 | A | 22 | 170 | 55 | 170 | 55 | 170 | 28 | 170 | 70 | 170 | 26 | 120 | 60 | 105
CNQPS-2 | A | 22 | 170 | 55 | 170 | 55 | 170 | 28 | 170 | 70 | 170 | 22 | 120 | 55 | 105
CNQPS-3 | A | 22 | 170 | 55 | 170 | 55 | 170 | 28 | 170 | 70 | 170 | 22 | 120 | 55 | 105
CNQPS-4 | A | 22 | 170 | 55 | 170 | 55 | 170 | 28 | 170 | 70 | 170 | 28 | 105 | 55 | 105
CORB-1 | A | 10 | 130 | 30 | 130 | 50 | 130 | 28 | 130 | 60 | 130 | 15 | 95 | 40 | 60
COSO-1 | A | 20 | 380 | 40 | 380 | 50 | 380 | 60 | 380 | 140 | 380 | 17 | 304 | 40 | 304
COTPS-1 | A | 29 | 277 | 50 | 277 | 62 | 277 | 35 | 60 | 63 | 277 | 30 | 122 | 60 | 122
COTPS-2 | A | 29 | 287 | 50 | 287 | 62 | 287 | 35 | 60 | 63 | 287 | 30 | 122 | 60 | 122
COTPS-3 | A | 29 | 287 | 50 | 287 | 62 | 287 | 35 | 60 | 63 | 287 | 30 | 122 | 60 | 122
COTPS-4 | A | 29 | 277 | 50 | 277 | 62 | 277 | 35 | 60 | 63 | 277 | 30 | 122 | 60 | 122
COWE1 | A | 7 | 30 | 17 | 30 | 17 | 30 | 7 | 30 | 17 | 30 | 7 | 30 | 17 | 30
COWE2 | A | 7 | 30 | 17 | 30 | 17 | 30 | 7 | 30 | 17 | 30 | 7 | 30 | 17 | 30
CRUA-1 | A | 10 | 110 | 25 | 110 | 37 | 110 | 12 | 110 | 30 | 110 | 10 | 84 | 25 | 48
CRUA-2 | A | 10 | 110 | 25 | 110 | 37 | 110 | 12 | 110 | 30 | 110 | 10 | 84 | 25 | 48
CRUA-3 | A | 7 | 30 | 15 | 30 | 21 | 30 | 9 | 30 | 24 | 30 | 5 | 25 | 13 | 15
CRUA-4 | A | 7 | 30 | 15 | 30 | 21 | 30 | 9 | 30 | 24 | 30 | 5 | 25 | 13 | 15
CRYRW-2 | A | 15 | 138 | 38 | 138 | 40 | 138 | 15 | 138 | 40 | 138 | 13 | 109 | 40 | 63
DAMC-1 | A | 64 | 380 | 136 | 380 | 156 | 380 | 80 | 380 | 180 | 380 | 60 | 293 | 190 | 128
DEEP-1 | A | 20 | 180 | 60 | 180 | 86 | 180 | 22 | 180 | 80 | 180 | 24 | 96 | 52 | 96
DIDCB5 | A | 40 | 330 | 104 | 330 | 125 | 330 | 55 | 330 | 140 | 330 | 40 | 185 | 105 | 185
DIDCB6 | A | 50 | 250 | 105 | 250 | 105 | 250 | 50 | 250 | 130 | 250 | 50 | 153 | 110 | 103
DINO-1 | A | 14 | 138 | 39 | 138 | 58 | 138 | 28 | 138 | 72 | 138 | 14 | 118 | 36 | 88
DINO-2 | A | 14 | 138 | 39 | 138 | 58 | 138 | 28 | 138 | 72 | 138 | 14 | 118 | 36 | 88
DINO-3 | A | 14 | 138 | 39 | 138 | 58 | 138 | 28 | 138 | 72 | 138 | 14 | 118 | 36 | 88
DINO-4 | A | 14 | 138 | 39 | 138 | 58 | 138 | 28 | 138 | 72 | 138 | 14 | 118 | 36 | 88
DINO-5 | A | 14 | 138 | 39 | 138 | 58 | 138 | 28 | 138 | 72 | 138 | 14 | 118 | 36 | 88
DINO-6 | A | 14 | 138 | 39 | 138 | 58 | 138 | 28 | 138 | 72 | 138 | 14 | 118 | 36 | 88
DRAXX-1 | A | 68 | 345 | 100 | 345 | 100 | 345 | 64 | 95 | 110 | 345 | 60 | 225 | 70 | 225
DRAXX-2 | A | 68 | 345 | 100 | 345 | 100 | 345 | 64 | 95 | 110 | 345 | 60 | 225 | 70 | 225
DRAXX-3 | A | 68 | 345 | 100 | 345 | 100 | 345 | 64 | 95 | 110 | 345 | 60 | 225 | 70 | 225
DRAXX-4 | A | 68 | 345 | 100 | 345 | 100 | 345 | 64 | 95 | 110 | 345 | 60 | 225 | 70 | 225
DRAXX-5 | A | 68 | 345 | 100 | 345 | 100 | 345 | 64 | 95 | 110 | 345 | 60 | 225 | 70 | 225
DRAXX-6 | A | 68 | 345 | 100 | 345 | 100 | 345 | 64 | 95 | 110 | 345 | 60 | 225 | 70 | 225
DRSLW-1 | A | 6 | 69 | 16 | 69 | 17 | 69 | 6 | 69 | 17 | 69 | 6 | 61 | 16 | 54
EECL-1 | A | 20 | 178 | 25 | 178 | 25 | 178 | 32 | 178 | 81 | 178 | 20 | 143 | 25 | 143
EGGPS-1 | A | 45 | 205 | 83 | 205 | 83 | 205 | 49 | 205 | 110 | 205 | 33 | 95 | 60 | 95
EGGPS-2 | A | 45 | 205 | 83 | 205 | 83 | 205 | 49 | 205 | 110 | 205 | 33 | 95 | 60 | 95
EGGPS-3 | A | 45 | 205 | 83 | 205 | 83 | 205 | 49 | 205 | 110 | 205 | 33 | 95 | 60 | 95
EGGPS-4 | A | 45 | 205 | 83 | 205 | 83 | 205 | 49 | 205 | 110 | 205 | 33 | 95 | 60 | 95
ERRO-1 | A | 1 | 21 | 1 | 21 | 1 | 21 | 2 | 21 | 5 | 21 | 1 | 17 | 1 | 17
ERRO-2 | A | 1 | 21 | 1 | 21 | 1 | 21 | 2 | 21 | 5 | 21 | 1 | 17 | 1 | 17
ERRO-3 | A | 1 | 21 | 1 | 21 | 1 | 21 | 2 | 21 | 5 | 21 | 1 | 17 | 1 | 17
FAARW-1 | A | 2 | 37 | 4 | 37 | 4 | 37 | 4 | 37 | 12 | 37 | 2 | 33 | 4 | 33
FAARW-2 | A | 2 | 37 | 4 | 37 | 4 | 37 | 4 | 37 | 12 | 37 | 2 | 33 | 4 | 33
FALGW-1 | A | 11 | 108 | 28 | 108 | 41 | 108 | 13 | 108 | 35 | 108 | 10 | 86 | 22 | 64
FASN-1 | A | 0 | 15 | 1 | 15 | 1 | 15 | 1 | 15 | 2 | 15 | 0 | 15 | 1 | 12
FASN2 | A | 0 | 15 | 1 | 15 | 1 | 15 | 1 | 15 | 2 | 15 | 0 | 15 | 1 | 12
FASN3 | A | 0 | 15 | 1 | 15 | 1 | 15 | 1 | 15 | 2 | 15 | 0 | 15 | 1 | 12
FAWN-1 | A | 10 | 52 | 25 | 52 | 40 | 52 | 13 | 52 | 32 | 52 | 11 | 37 | 27 | 27
FELL-1 | A | 9 | 63 | 21 | 63 | 22 | 63 | 10 | 63 | 24 | 63 | 9 | 63 | 22 | 63
FFES-1 | A | 10 | 35 | 27 | 35 | 30 | 35 | 9 | 35 | 22 | 35 | 4 | 27 | 6 | 27
FFES-2 | A | 10 | 35 | 27 | 35 | 30 | 35 | 9 | 35 | 22 | 35 | 4 | 27 | 6 | 27
FFES-3 | A | 10 | 35 | 27 | 35 | 30 | 35 | 9 | 35 | 22 | 35 | 4 | 27 | 6 | 27
FFES-4 | A | 10 | 35 | 27 | 35 | 30 | 35 | 9 | 35 | 22 | 35 | 4 | 27 | 6 | 27
FIDL-1 | A | 13 | 205 | 20 | 205 | 23 | 205 | 35 | 100 | 40 | 147 | 30 | 147 | 50 | 147
FIDL-2 | A | 13 | 205 | 20 | 205 | 23 | 205 | 35 | 100 | 40 | 147 | 30 | 147 | 50 | 147
FIDL-3 | A | 13 | 205 | 20 | 205 | 23 | 205 | 35 | 100 | 40 | 147 | 30 | 147 | 50 | 147
FIDL-4 | A | 13 | 205 | 20 | 205 | 23 | 205 | 35 | 100 | 40 | 147 | 30 | 147 | 50 | 147
FINL-1 | A | 0 | 14 | 1 | 14 | 1 | 14 | 1 | 14 | 2 | 14 | 0 | 14 | 1 | 11
FOYE-1 | A | 6 | 60 | 13 | 60 | 16 | 60 | 11 | 60 | 27 | 60 | 5 | 30 | 11 | 30
FOYE-2 | A | 6 | 60 | 13 | 60 | 16 | 60 | 11 | 60 | 27 | 60 | 5 | 30 | 11 | 30
GLNDO-1 | A | 6 | 80 | 12 | 45 | 17 | 45 | 12 | 45 | 25 | 45 | 8 | 65 | 18 | 45
GNFSW-1 | A | 11 | 100 | 30 | 100 | 30 | 100 | 12 | 100 | 31 | 100 | 12 | 70 | 30 | 70
GNFSW-2 | A | 7 | 64 | 18 | 64 | 18 | 64 | 8 | 64 | 18 | 64 | 6 | 49 | 15 | 49
GORDW-1 | A | 6 | 62 | 16 | 56 | 26 | 45 | 7 | 62 | 18 | 62 | 6 | 56 | 16 | 45
GRAI-6 | A | 24 | 320 | 58 | 320 | 58 | 320 | 35 | 320 | 88 | 320 | 28 | 270 | 60 | 230
GRAI-7 | A | 30 | 232 | 60 | 232 | 60 | 232 | 32 | 232 | 84 | 232 | 32 | 175 | 65 | 135
GRAI-8 | A | 26 | 232 | 58 | 232 | 58 | 232 | 32 | 232 | 84 | 232 | 32 | 175 | 65 | 135
GRIFW-1 | A | 8 | 94 | 22 | 94 | 23 | 94 | 8 | 94 | 22 | 94 | 8 | 85 | 22 | 72
GRIFW-2 | A | 8 | 94 | 22 | 94 | 23 | 94 | 8 | 94 | 22 | 94 | 8 | 85 | 22 | 72
GRMO-1 | A | 8 | 43 | 8 | 43 | 8 | 43 | 8 | 43 | 8 | 43 | 8 | 23 | 8 | 23
GYAR-1 | A | 17 | 176 | 42 | 176 | 66 | 176 | 24 | 176 | 60 | 176 | 17 | 176 | 42 | 176
GYMRO-15 | A | 6 | 145 | 15 | 145 | 15 | 145 | 6 | 145 | 15 | 145 | 6 | 44 | 15 | 44
GYMRO-17 | A | 6 | 145 | 15 | 145 | 15 | 145 | 6 | 145 | 15 | 145 | 6 | 44 | 15 | 44
GYMRO-26 | A | 6 | 145 | 15 | 145 | 15 | 145 | 6 | 145 | 15 | 145 | 6 | 44 | 15 | 44
GYMRO-28 | A | 6 | 145 | 15 | 145 | 15 | 145 | 6 | 145 | 15 | 145 | 6 | 44 | 15 | 44
HADHW-1 | A | 7 | 76 | 14 | 76 | 22 | 76 | 13 | 76 | 34 | 76 | 8 | 65 | 17 | 65
HRSTW-1 | A | 12 | 102 | 30 | 102 | 45 | 102 | 13 | 102 | 34 | 102 | 13 | 80 | 27 | 66
HUMR-1 | A | 60 | 533 | 150 | 533 | 200 | 533 | 80 | 533 | 200 | 533 | 62 | 419 | 155 | 251
INDQ-1 | A | 12 | 102 | 31 | 102 | 43 | 102 | 13 | 102 | 34 | 102 | 12 | 72 | 30 | 72
KEAD-1 | A | 38 | 415 | 90 | 415 | 90 | 415 | 55 | 415 | 138 | 415 | 38 | 355 | 90 | 285
KILBW-1 | A | 3 | 56 | 8 | 56 | 13 | 56 | 5 | 56 | 14 | 56 | 4 | 53 | 9 | 47
KILLPG-1 | A | 8 | 225 | 10 | 225 | 10 | 225 | 10 | 225 | 12 | 225 | 4 | 150 | 15 | 150
KILLPG-2 | A | 18 | 225 | 25 | 225 | 25 | 225 | 37 | 225 | 37 | 225 | 22 | 195 | 30 | 195
KILNS-1 | A | 30 | 290 | 72 | 290 | 84 | 290 | 42 | 290 | 114 | 290 | 18 | 104 | 45 | 104
KLYN-A-1 | A | 24 | 126 | 50 | 126 | 50 | 126 | 34 | 126 | 70 | 126 | 22 | 81 | 34 | 81
LAGA-1 | A | 55 | 500 | 123 | 500 | 140 | 500 | 52 | 500 | 130 | 500 | 53 | 475 | 130 | 475
LARYO-1 | A | 16 | 155 | 40 | 155 | 45 | 155 | 18 | 155 | 45 | 155 | 14 | 120 | 35 | 120
LARYO-2 | A | 16 | 158 | 40 | 158 | 45 | 158 | 18 | 158 | 45 | 158 | 14 | 120 | 35 | 120
LARYO-3 | A | 16 | 158 | 40 | 158 | 45 | 158 | 18 | 158 | 45 | 158 | 14 | 120 | 35 | 120
LARYO-4 | A | 16 | 158 | 40 | 158 | 45 | 158 | 18 | 158 | 45 | 158 | 14 | 120 | 35 | 120
LBAR-1G | A | 1 | 16 | 4 | 16 | 6 | 16 | 2 | 16 | 4 | 16 | 1 | 9 | 4 | 9
LBAR-1 | A | 39 | 360 | 88 | 360 | 88 | 360 | 55 | 360 | 145 | 360 | 41 | 270 | 90 | 270
LNCSO-1 | A | 12 | 130 | 30 | 130 | 32 | 130 | 12 | 130 | 32 | 130 | 10 | 100 | 26 | 100
LNCSO-2 | A | 13 | 140 | 34 | 140 | 36 | 140 | 14 | 140 | 36 | 140 | 12 | 125 | 32 | 125
LOAN-1 | A | 25 | 326 | 51 | 326 | 55 | 326 | 19 | 326 | 50 | 326 | 12 | 276 | 28 | 276
LOAN-2 | A | 25 | 326 | 51 | 326 | 55 | 326 | 19 | 326 | 50 | 326 | 12 | 276 | 28 | 276
LOAN-3 | A | 25 | 326 | 51 | 326 | 55 | 326 | 19 | 326 | 50 | 326 | 12 | 276 | 28 | 276
MEDP-1 | A | 30 | 380 | 76 | 330 | 76 | 330 | 48 | 380 | 105 | 380 | 31 | 330 | 79 | 290
MILWW-1 | A | 6 | 32 | 8 | 54 | 13 | 54 | 5 | 54 | 14 | 54 | 3 | 43 | 8 | 43
MKHLW-1 | A | 4 | 42 | 10 | 42 | 12 | 42 | 5 | 42 | 13 | 42 | 5 | 37 | 12 | 30
MRWD-1 | A | 43 | 448 | 100 | 448 | 112 | 448 | 67 | 448 | 160 | 448 | 36 | 328 | 93 | 328
NANT-1 | A | 0 | 15 | 0 | 15 | 0 | 15 | 0 | 15 | 1 | 15 | 0 | 15 | 0 | 15
PEHE-1 | A | 42 | 420 | 72 | 420 | 72 | 420 | 83 | 420 | 117 | 420 | 35 | 350 | 84 | 260
PEHE-2 | A | 16 | 490 | 40 | 265 | 42 | 490 | 0 | 0 | 0 | 0 | 0 | 490 | 0 | 490
PEMB-11 | A | 38 | 113 | 63 | 276 | 63 | 276 | 33 | 276 | 90 | 276 | 35 | 241 | 64 | 210
PEMB-21 | A | 38 | 113 | 63 | 276 | 63 | 276 | 33 | 276 | 90 | 276 | 35 | 241 | 64 | 210
PEMB-31 | A | 38 | 113 | 63 | 276 | 63 | 276 | 33 | 276 | 90 | 276 | 35 | 241 | 64 | 210
PEMB-41 | A | 38 | 113 | 63 | 276 | 63 | 276 | 33 | 276 | 90 | 276 | 35 | 241 | 64 | 210
PEMB-51 | A | 38 | 113 | 63 | 276 | 63 | 276 | 33 | 276 | 90 | 276 | 35 | 241 | 64 | 210
PETEM1 | A | 20 | 180 | 46 | 180 | 52 | 180 | 24 | 180 | 58 | 180 | 20 | 150 | 50 | 100
RATS-1 | A | 50 | 270 | 90 | 270 | 90 | 270 | 36 | 270 | 50 | 270 | 42 | 105 | 75 | 155
RATS-2 | A | 40 | 270 | 90 | 270 | 100 | 270 | 36 | 270 | 50 | 270 | 40 | 195 | 75 | 195
RATS-3 | A | 40 | 270 | 90 | 270 | 100 | 270 | 36 | 270 | 50 | 270 | 40 | 195 | 75 | 195
RATS-4 | A | 40 | 270 | 95 | 270 | 100 | 270 | 36 | 270 | 50 | 270 | 40 | 195 | 75 | 195
ROCK-1 | A | 36 | 400 | 50 | 400 | 54 | 400 | 60 | 400 | 160 | 400 | 33 | 220 | 53 | 220
RYHPS-1 | A | 30 | 305 | 48 | 305 | 66 | 305 | 42 | 305 | 51 | 305 | 30 | 130 | 42 | 68
SCCL-1 | A | 35 | 180 | 70 | 180 | 70 | 180 | 40 | 180 | 95 | 180 | 40 | 100 | 100 | 50
SCCL-2 | A | 35 | 180 | 70 | 180 | 70 | 180 | 40 | 180 | 95 | 180 | 40 | 100 | 100 | 50
SCCL-3 | A | 35 | 180 | 70 | 180 | 70 | 180 | 40 | 180 | 95 | 180 | 40 | 100 | 100 | 50
SEAB-1 | A | 44 | 254 | 125 | 254 | 150 | 254 | 55 | 254 | 150 | 254 | 75 | 164 | 176 | 38
SEAB-2 | A | 31 | 138 | 76 | 138 | 86 | 138 | 32 | 138 | 82 | 138 | 37 | 73 | 90 | 43
SHBA-1 | A | 41 | 255 | 104 | 255 | 115 | 255 | 44 | 255 | 120 | 255 | 39 | 195 | 115 | 40
SHBA-2 | A | 32 | 319 | 70 | 319 | 76 | 319 | 35 | 319 | 93 | 319 | 32 | 270 | 70 | 217
SHOS-1 | A | 18 | 160 | 24 | 160 | 24 | 160 | 30 | 160 | 75 | 160 | 18 | 135 | 24 | 135
SHRSO-1 | A | 16 | 157 | 44 | 157 | 46 | 157 | 17 | 157 | 46 | 157 | 16 | 141 | 43 | 113
SHRSO-2 | A | 16 | 157 | 44 | 157 | 46 | 157 | 17 | 157 | 46 | 157 | 16 | 141 | 43 | 113
SIZB-1 | A | 38 | 283 | 45 | 283 | 45 | 283 | 45 | 283 | 45 | 283 | 40 | 283 | 46 | 283
SIZB-2 | A | 38 | 283 | 45 | 283 | 45 | 283 | 45 | 283 | 45 | 283 | 40 | 283 | 46 | 283
SLOY-1 | A | 0 | 38 | 1 | 38 | 1 | 38 | 1 | 38 | 2 | 38 | 0 | 38 | 1 | 30
SLOY-2 | A | 0 | 38 | 1 | 38 | 1 | 38 | 1 | 38 | 2 | 38 | 0 | 38 | 1 | 30
SLOY-3 | A | 0 | 38 | 1 | 38 | 1 | 38 | 1 | 38 | 2 | 38 | 0 | 38 | 1 | 30
SLOY-4 | A | 0 | 28 | 1 | 28 | 1 | 28 | 1 | 28 | 2 | 28 | 0 | 28 | 1 | 22
SPLN-1 | A | 40 | 380 | 100 | 380 | 110 | 380 | 50 | 380 | 120 | 380 | 30 | 380 | 90 | 300
STAY-1 | A | 35 | 265 | 62 | 265 | 62 | 265 | 35 | 265 | 89 | 265 | 34 | 192 | 63 | 192
STAY-2 | A | 35 | 265 | 62 | 265 | 62 | 265 | 35 | 265 | 89 | 265 | 34 | 192 | 63 | 192
STAY-3 | A | 35 | 265 | 62 | 265 | 62 | 265 | 35 | 265 | 89 | 265 | 34 | 192 | 63 | 192
STAY-4 | A | 35 | 265 | 62 | 265 | 62 | 265 | 35 | 265 | 89 | 265 | 34 | 192 | 63 | 192
STRNW-1 | A | 6 | 52 | 16 | 52 | 26 | 52 | 7 | 60 | 17 | 60 | 6 | 52 | 17 | 42
SUTB-1 | A | 36 | 380 | 104 | 380 | 148 | 380 | 52 | 380 | 132 | 380 | 47 | 250 | 107 | 250
SVRP-10 | A | 20 | 225 | 50 | 225 | 70 | 225 | 32 | 225 | 80 | 225 | 20 | 172 | 50 | 172
SVRP-20 | A | 20 | 225 | 50 | 225 | 70 | 225 | 32 | 225 | 80 | 225 | 20 | 172 | 50 | 172
USKM-13 | A | 6 | 49 | 15 | 49 | 17 | 49 | 8 | 49 | 19 | 49 | 7 | 36 | 8 | 36
USKM-14 | A | 6 | 49 | 15 | 49 | 17 | 49 | 8 | 49 | 19 | 49 | 7 | 36 | 8 | 36
USKM-15 | A | 6 | 49 | 15 | 49 | 17 | 49 | 8 | 49 | 19 | 49 | 7 | 36 | 8 | 36
WBUPS-1 | A | 30 | 113 | 48 | 153 | 48 | 153 | 32 | 113 | 50 | 113 | 40 | 153 | 65 | 113
WBUPS-2 | A | 30 | 133 | 48 | 173 | 48 | 173 | 32 | 133 | 50 | 133 | 40 | 173 | 65 | 133
WBUPS-3 | A | 30 | 133 | 48 | 173 | 48 | 173 | 32 | 133 | 50 | 133 | 40 | 173 | 65 | 133
WBUPS-4 | A | 30 | 113 | 48 | 153 | 48 | 153 | 32 | 113 | 50 | 113 | 40 | 153 | 65 | 113
WBURB-1 | A | 22 | 240 | 48 | 240 | 62 | 240 | 27 | 240 | 69 | 240 | 20 | 200 | 50 | 120
WBURB-2 | A | 25 | 255 | 52 | 255 | 62 | 255 | 26 | 255 | 67 | 255 | 22 | 215 | 52 | 135
WBURB-3 | A | 23 | 255 | 48 | 255 | 62 | 255 | 27 | 255 | 67 | 255 | 20 | 215 | 52 | 135
WDNSO-1 | A | 21 | 191 | 54 | 191 | 57 | 191 | 21 | 191 | 57 | 191 | 21 | 170 | 55 | 136
WDNSO-2 | A | 21 | 191 | 54 | 191 | 57 | 191 | 21 | 191 | 57 | 191 | 21 | 170 | 55 | 136
WHILW-1 | A | 31 | 322 | 84 | 322 | 90 | 322 | 33 | 322 | 90 | 322 | 32 | 255 | 86 | 210
WHILW-2 | A | 19 | 163 | 33 | 163 | 35 | 163 | 20 | 163 | 52 | 163 | 21 | 142 | 43 | 119
WLNYO-2 | A | 19 | 182 | 51 | 182 | 54 | 182 | 20 | 182 | 53 | 182 | 20 | 158 | 51 | 130
WLNYW-1 | A | 19 | 182 | 51 | 182 | 54 | 182 | 20 | 182 | 53 | 182 | 20 | 158 | 51 | 130
WTMSO-1 | A | 22 | 200 | 58 | 200 | 62 | 200 | 23 | 200 | 61 | 200 | 23 | 140 | 60 | 140

## Mar 2019
MW Response Capability by BMU
|  | Primary Response (Max MWhrs) | [5 empty] | Secondary Response (Max Mwhrs) |  |  |  | High Frequency Response (Max MWhrs)
UNIT | Mode | 0.2Hz | Genset Deload (MW) | 0.5Hz | Genset Deload (MW) | 0.8Hz | Genset Deload (MW) | 0.2/0.2Hz | Genset Deload (MW) | 0.5/0.5Hz | Genset Deload (MW) | 0.2Hz | Genset Deload (MW) | 0.5Hz | Genset Deload (MW)
ABTH7 | A | 40 | 250 | 72 | 250 | 72 | 250 | 48 | 250 | 120 | 250 | 38 | 185 | 55 | 185
ABTH8 | A | 40 | 250 | 72 | 250 | 72 | 250 | 48 | 250 | 120 | 250 | 38 | 185 | 55 | 185
ABTH9 | A | 30 | 240 | 80 | 240 | 80 | 240 | 40 | 240 | 120 | 240 | 38 | 125 | 52 | 125
ARCHW-1 | A | 10 | 92 | 25 | 92 | 25 | 92 | 12 | 92 | 30 | 92 | 11 | 73 | 24 | 56
BAGE-1 | A | 30 | 255 | 70 | 255 | 90 | 255 | 35 | 255 | 90 | 255 | 28 | 220 | 70 | 185
BAGE-2 | A | 3 | 17 | 8 | 17 | 12 | 17 | 4 | 17 | 9 | 17 | 2 | 17 | 5 | 17
BARKB2 | A | 33 | 210 | 82 | 210 | 108 | 210 | 39 | 210 | 97 | 210 | 31 | 120 | 84 | 120
BARK-1 | A | 22 | 140 | 55 | 140 | 72 | 140 | 26 | 140 | 65 | 140 | 21 | 80 | 54 | 80
BHLAW-1 | A | 7 | 98 | 16 | 98 | 19 | 98 | 10 | 98 | 26 | 98 | 8 | 87 | 18 | 78
BLLA-1 | A | 6 | 99 | 13 | 99 | 13 | 99 | 15 | 99 | 39 | 99 | 9 | 83 | 16 | 83
BRBEO-1 | A | 20 | 254 | 50 | 254 | 50 | 254 | 22 | 254 | 63 | 254 | 17 | 194 | 46 | 254
BRDUW-1 | A | 6 | 58 | 17 | 58 | 17 | 58 | 7 | 58 | 17 | 58 | 6 | 36 | 17 | 36
BRGG-1 | A | 16 | 110 | 32 | 110 | 48 | 110 | 16 | 110 | 40 | 110 | 14 | 96 | 34 | 46
BRYP-1 | A | 15 | 82 | 25 | 82 | 31 | 82 | 22 | 82 | 37 | 82 | 10 | 82 | 27 | 47
BURBW-1 | A | 0 | 90 | 0 | 90 | 0 | 90 | 0 | 0 | 0 | 0 | 0 | 90 | 0 | 90
CARR-1 | A | 35 | 235 | 58 | 235 | 58 | 235 | 35 | 235 | 88 | 235 | 34 | 179 | 56 | 179
CARR-2 | A | 35 | 235 | 58 | 235 | 58 | 235 | 35 | 235 | 88 | 235 | 34 | 179 | 56 | 179
CDCL-1 | A | 30 | 231 | 46 | 231 | 46 | 231 | 34 | 231 | 45 | 231 | 29 | 172 | 72 | 135
CLAC-1 | A | 3 | 28 | 8 | 28 | 13 | 28 | 3 | 36 | 9 | 36 | 3 | 28 | 8 | 28
CLDCW-1 | A | 14 | 14 | 34 | 113 | 36 | 113 | 13 | 113 | 35 | 113 | 13 | 99 | 34 | 78
CLDNW-1 | A | 13 | 108 | 33 | 108 | 35 | 108 | 13 | 108 | 35 | 108 | 12 | 95 | 33 | 74
CLDSW-1 | A | 16 | 129 | 40 | 129 | 43 | 129 | 16 | 129 | 42 | 129 | 16 | 113 | 41 | 88
CNQPS-1 | A | 22 | 170 | 55 | 170 | 55 | 170 | 28 | 170 | 70 | 170 | 26 | 120 | 60 | 105
CNQPS-2 | A | 22 | 170 | 55 | 170 | 55 | 170 | 28 | 170 | 70 | 170 | 22 | 120 | 55 | 105
CNQPS-3 | A | 22 | 170 | 55 | 170 | 55 | 170 | 28 | 170 | 70 | 170 | 22 | 120 | 55 | 105
CNQPS-4 | A | 22 | 170 | 55 | 170 | 55 | 170 | 28 | 170 | 70 | 170 | 28 | 105 | 55 | 105
CORB-1 | A | 10 | 130 | 30 | 130 | 50 | 130 | 28 | 130 | 60 | 130 | 15 | 95 | 40 | 60
COSO-1 | A | 20 | 380 | 40 | 380 | 50 | 380 | 60 | 380 | 140 | 380 | 17 | 304 | 40 | 304
COTPS-1 | A | 29 | 277 | 50 | 277 | 62 | 277 | 35 | 60 | 63 | 277 | 30 | 122 | 60 | 122
COTPS-2 | A | 29 | 287 | 50 | 287 | 62 | 287 | 35 | 60 | 63 | 287 | 30 | 122 | 60 | 122
COTPS-3 | A | 29 | 287 | 50 | 287 | 62 | 287 | 35 | 60 | 63 | 287 | 30 | 122 | 60 | 122
COTPS-4 | A | 29 | 277 | 50 | 277 | 62 | 277 | 35 | 60 | 63 | 277 | 30 | 122 | 60 | 122
COWE1 | A | 7 | 30 | 17 | 30 | 17 | 30 | 7 | 30 | 17 | 30 | 7 | 30 | 17 | 30
COWE2 | A | 7 | 30 | 17 | 30 | 17 | 30 | 7 | 30 | 17 | 30 | 7 | 30 | 17 | 30
CRUA-1 | A | 10 | 110 | 25 | 110 | 37 | 110 | 12 | 110 | 30 | 110 | 10 | 84 | 25 | 48
CRUA-2 | A | 10 | 110 | 25 | 110 | 37 | 110 | 12 | 110 | 30 | 110 | 10 | 84 | 25 | 48
CRUA-3 | A | 7 | 30 | 15 | 30 | 21 | 30 | 9 | 30 | 24 | 30 | 5 | 25 | 13 | 15
CRUA-4 | A | 7 | 30 | 15 | 30 | 21 | 30 | 9 | 30 | 24 | 30 | 5 | 25 | 13 | 15
CRYRW-2 | A | 15 | 138 | 38 | 138 | 40 | 138 | 15 | 138 | 40 | 138 | 13 | 109 | 40 | 63
DAMC-1 | A | 64 | 380 | 136 | 380 | 156 | 380 | 80 | 380 | 180 | 380 | 60 | 293 | 190 | 128
DEEP-1 | A | 20 | 180 | 60 | 180 | 86 | 180 | 22 | 180 | 80 | 180 | 24 | 96 | 52 | 96
DIDCB5 | A | 40 | 330 | 104 | 330 | 125 | 330 | 55 | 330 | 140 | 330 | 40 | 185 | 105 | 185
DIDCB6 | A | 50 | 250 | 105 | 250 | 105 | 250 | 50 | 250 | 130 | 250 | 50 | 153 | 110 | 103
DINO-1 | A | 14 | 138 | 39 | 138 | 58 | 138 | 28 | 138 | 72 | 138 | 14 | 118 | 36 | 88
DINO-2 | A | 14 | 138 | 39 | 138 | 58 | 138 | 28 | 138 | 72 | 138 | 14 | 118 | 36 | 88
DINO-3 | A | 14 | 138 | 39 | 138 | 58 | 138 | 28 | 138 | 72 | 138 | 14 | 118 | 36 | 88
DINO-4 | A | 14 | 138 | 39 | 138 | 58 | 138 | 28 | 138 | 72 | 138 | 14 | 118 | 36 | 88
DINO-5 | A | 14 | 138 | 39 | 138 | 58 | 138 | 28 | 138 | 72 | 138 | 14 | 118 | 36 | 88
DINO-6 | A | 14 | 138 | 39 | 138 | 58 | 138 | 28 | 138 | 72 | 138 | 14 | 118 | 36 | 88
DRAXX-1 | A | 68 | 345 | 100 | 345 | 100 | 345 | 64 | 95 | 110 | 345 | 60 | 225 | 70 | 225
DRAXX-2 | A | 68 | 345 | 100 | 345 | 100 | 345 | 64 | 95 | 110 | 345 | 60 | 225 | 70 | 225
DRAXX-3 | A | 68 | 345 | 100 | 345 | 100 | 345 | 64 | 95 | 110 | 345 | 60 | 225 | 70 | 225
DRAXX-4 | A | 68 | 345 | 100 | 345 | 100 | 345 | 64 | 95 | 110 | 345 | 60 | 225 | 70 | 225
DRAXX-5 | A | 68 | 345 | 100 | 345 | 100 | 345 | 64 | 95 | 110 | 345 | 60 | 225 | 70 | 225
DRAXX-6 | A | 68 | 345 | 100 | 345 | 100 | 345 | 64 | 95 | 110 | 345 | 60 | 225 | 70 | 225
DRSLW-1 | A | 6 | 69 | 16 | 69 | 17 | 69 | 6 | 69 | 17 | 69 | 6 | 61 | 16 | 54
EECL-1 | A | 20 | 178 | 25 | 178 | 25 | 178 | 32 | 178 | 81 | 178 | 20 | 143 | 25 | 143
EGGPS-1 | A | 45 | 205 | 83 | 205 | 83 | 205 | 49 | 205 | 110 | 205 | 33 | 95 | 60 | 95
EGGPS-2 | A | 45 | 205 | 83 | 205 | 83 | 205 | 49 | 205 | 110 | 205 | 33 | 95 | 60 | 95
EGGPS-3 | A | 45 | 205 | 83 | 205 | 83 | 205 | 49 | 205 | 110 | 205 | 33 | 95 | 60 | 95
EGGPS-4 | A | 45 | 205 | 83 | 205 | 83 | 205 | 49 | 205 | 110 | 205 | 33 | 95 | 60 | 95
ERRO-1 | A | 1 | 21 | 1 | 21 | 1 | 21 | 2 | 21 | 5 | 21 | 1 | 17 | 1 | 17
ERRO-2 | A | 1 | 21 | 1 | 21 | 1 | 21 | 2 | 21 | 5 | 21 | 1 | 17 | 1 | 17
ERRO-3 | A | 1 | 21 | 1 | 21 | 1 | 21 | 2 | 21 | 5 | 21 | 1 | 17 | 1 | 17
FAARW-1 | A | 2 | 37 | 4 | 37 | 4 | 37 | 4 | 37 | 12 | 37 | 2 | 33 | 4 | 33
FAARW-2 | A | 2 | 37 | 4 | 37 | 4 | 37 | 4 | 37 | 12 | 37 | 2 | 33 | 4 | 33
FALGW-1 | A | 11 | 108 | 28 | 108 | 41 | 108 | 13 | 108 | 35 | 108 | 10 | 86 | 22 | 64
FASN-1 | A | 0 | 15 | 1 | 15 | 1 | 15 | 1 | 15 | 2 | 15 | 0 | 15 | 1 | 12
FASN2 | A | 0 | 15 | 1 | 15 | 1 | 15 | 1 | 15 | 2 | 15 | 0 | 15 | 1 | 12
FASN3 | A | 0 | 15 | 1 | 15 | 1 | 15 | 1 | 15 | 2 | 15 | 0 | 15 | 1 | 12
FAWN-1 | A | 10 | 52 | 25 | 52 | 40 | 52 | 13 | 52 | 32 | 52 | 11 | 37 | 27 | 27
FELL-1 | A | 9 | 63 | 21 | 63 | 22 | 63 | 10 | 63 | 24 | 63 | 9 | 63 | 22 | 63
FFES-1 | A | 10 | 35 | 27 | 35 | 30 | 35 | 9 | 35 | 22 | 35 | 4 | 27 | 6 | 27
FFES-2 | A | 10 | 35 | 27 | 35 | 30 | 35 | 9 | 35 | 22 | 35 | 4 | 27 | 6 | 27
FFES-3 | A | 10 | 35 | 27 | 35 | 30 | 35 | 9 | 35 | 22 | 35 | 4 | 27 | 6 | 27
FFES-4 | A | 10 | 35 | 27 | 35 | 30 | 35 | 9 | 35 | 22 | 35 | 4 | 27 | 6 | 27
FIDL-1 | A | 13 | 205 | 20 | 205 | 23 | 205 | 35 | 100 | 40 | 147 | 30 | 147 | 50 | 147
FIDL-2 | A | 13 | 205 | 20 | 205 | 23 | 205 | 35 | 100 | 40 | 147 | 30 | 147 | 50 | 147
FIDL-3 | A | 13 | 205 | 20 | 205 | 23 | 205 | 35 | 100 | 40 | 147 | 30 | 147 | 50 | 147
FIDL-4 | A | 13 | 205 | 20 | 205 | 23 | 205 | 35 | 100 | 40 | 147 | 30 | 147 | 50 | 147
FINL-1 | A | 0 | 14 | 1 | 14 | 1 | 14 | 1 | 14 | 2 | 14 | 0 | 14 | 1 | 11
FOYE-1 | A | 6 | 60 | 13 | 60 | 16 | 60 | 11 | 60 | 27 | 60 | 5 | 30 | 11 | 30
FOYE-2 | A | 6 | 60 | 13 | 60 | 16 | 60 | 11 | 60 | 27 | 60 | 5 | 30 | 11 | 30
GLNDO-1 | A | 6 | 80 | 12 | 45 | 17 | 45 | 12 | 45 | 25 | 45 | 8 | 65 | 18 | 45
GNFSW-1 | A | 11 | 100 | 30 | 100 | 30 | 100 | 12 | 100 | 31 | 100 | 12 | 70 | 30 | 70
GNFSW-2 | A | 7 | 64 | 18 | 64 | 18 | 64 | 8 | 64 | 18 | 64 | 6 | 49 | 15 | 49
GORDW-1 | A | 6 | 62 | 16 | 56 | 26 | 45 | 7 | 62 | 18 | 62 | 6 | 56 | 16 | 45
GRAI-6 | A | 24 | 320 | 58 | 320 | 58 | 320 | 35 | 320 | 88 | 320 | 28 | 270 | 60 | 230
GRAI-7 | A | 30 | 232 | 60 | 232 | 60 | 232 | 32 | 232 | 84 | 232 | 32 | 175 | 65 | 135
GRAI-8 | A | 26 | 232 | 58 | 232 | 58 | 232 | 32 | 232 | 84 | 232 | 32 | 175 | 65 | 135
GRIFW-1 | A | 8 | 94 | 22 | 94 | 23 | 94 | 8 | 94 | 22 | 94 | 8 | 85 | 22 | 72
GRIFW-2 | A | 8 | 94 | 22 | 94 | 23 | 94 | 8 | 94 | 22 | 94 | 8 | 85 | 22 | 72
GRMO-1 | A | 8 | 43 | 8 | 43 | 8 | 43 | 8 | 43 | 8 | 43 | 8 | 23 | 8 | 23
GYAR-1 | A | 17 | 176 | 42 | 176 | 66 | 176 | 24 | 176 | 60 | 176 | 17 | 176 | 42 | 176
GYMRO-15 | A | 6 | 145 | 15 | 145 | 15 | 145 | 6 | 145 | 15 | 145 | 6 | 44 | 15 | 44
GYMRO-17 | A | 6 | 145 | 15 | 145 | 15 | 145 | 6 | 145 | 15 | 145 | 6 | 44 | 15 | 44
GYMRO-26 | A | 6 | 145 | 15 | 145 | 15 | 145 | 6 | 145 | 15 | 145 | 6 | 44 | 15 | 44
GYMRO-28 | A | 6 | 145 | 15 | 145 | 15 | 145 | 6 | 145 | 15 | 145 | 6 | 44 | 15 | 44
HADHW-1 | A | 7 | 76 | 14 | 76 | 22 | 76 | 13 | 76 | 34 | 76 | 8 | 65 | 17 | 65
HRSTW-1 | A | 12 | 102 | 30 | 102 | 45 | 102 | 13 | 102 | 34 | 102 | 13 | 80 | 27 | 66
HUMR-1 | A | 60 | 533 | 150 | 533 | 200 | 533 | 80 | 533 | 200 | 533 | 62 | 419 | 155 | 251
INDQ-1 | A | 12 | 102 | 31 | 102 | 43 | 102 | 13 | 102 | 34 | 102 | 12 | 72 | 30 | 72
KEAD-1 | A | 38 | 415 | 90 | 415 | 90 | 415 | 55 | 415 | 138 | 415 | 38 | 355 | 90 | 285
KILBW-1 | A | 3 | 56 | 8 | 56 | 13 | 56 | 5 | 56 | 14 | 56 | 4 | 53 | 9 | 47
KILLPG-1 | A | 8 | 225 | 10 | 225 | 10 | 225 | 10 | 225 | 12 | 225 | 4 | 150 | 15 | 150
KILLPG-2 | A | 18 | 225 | 25 | 225 | 25 | 225 | 37 | 225 | 37 | 225 | 22 | 195 | 30 | 195
KILNS-1 | A | 30 | 290 | 72 | 290 | 84 | 290 | 42 | 290 | 114 | 290 | 18 | 104 | 45 | 104
KLYN-A-1 | A | 24 | 126 | 50 | 126 | 50 | 126 | 34 | 126 | 70 | 126 | 22 | 81 | 34 | 81
LAGA-1 | A | 55 | 500 | 123 | 500 | 140 | 500 | 52 | 500 | 130 | 500 | 53 | 475 | 130 | 475
LARYO-1 | A | 16 | 155 | 40 | 155 | 45 | 155 | 18 | 155 | 45 | 155 | 14 | 120 | 35 | 120
LARYO-2 | A | 16 | 158 | 40 | 158 | 45 | 158 | 18 | 158 | 45 | 158 | 14 | 120 | 35 | 120
LARYO-3 | A | 16 | 158 | 40 | 158 | 45 | 158 | 18 | 158 | 45 | 158 | 14 | 120 | 35 | 120
LARYO-4 | A | 16 | 158 | 40 | 158 | 45 | 158 | 18 | 158 | 45 | 158 | 14 | 120 | 35 | 120
LBAR-1G | A | 1 | 16 | 4 | 16 | 6 | 16 | 2 | 16 | 4 | 16 | 1 | 9 | 4 | 9
LBAR-1 | A | 39 | 360 | 88 | 360 | 88 | 360 | 55 | 360 | 145 | 360 | 41 | 270 | 90 | 270
LNCSO-1 | A | 12 | 130 | 30 | 130 | 32 | 130 | 12 | 130 | 32 | 130 | 10 | 100 | 26 | 100
LNCSO-2 | A | 13 | 140 | 34 | 140 | 36 | 140 | 14 | 140 | 36 | 140 | 12 | 125 | 32 | 125
LOAN-1 | A | 25 | 326 | 51 | 326 | 55 | 326 | 19 | 326 | 50 | 326 | 12 | 276 | 28 | 276
LOAN-2 | A | 25 | 326 | 51 | 326 | 55 | 326 | 19 | 326 | 50 | 326 | 12 | 276 | 28 | 276
LOAN-3 | A | 25 | 326 | 51 | 326 | 55 | 326 | 19 | 326 | 50 | 326 | 12 | 276 | 28 | 276
MEDP-1 | A | 30 | 380 | 76 | 330 | 76 | 330 | 48 | 380 | 105 | 380 | 31 | 330 | 79 | 290
MILWW-1 | A | 6 | 32 | 8 | 54 | 13 | 54 | 5 | 54 | 14 | 54 | 3 | 43 | 8 | 43
MKHLW-1 | A | 4 | 42 | 10 | 42 | 12 | 42 | 5 | 42 | 13 | 42 | 5 | 37 | 12 | 30
MRWD-1 | A | 43 | 448 | 100 | 448 | 112 | 448 | 67 | 448 | 160 | 448 | 36 | 328 | 93 | 328
NANT-1 | A | 0 | 15 | 0 | 15 | 0 | 15 | 0 | 15 | 1 | 15 | 0 | 15 | 0 | 15
PEHE-1 | A | 42 | 420 | 72 | 420 | 72 | 420 | 83 | 420 | 117 | 420 | 35 | 350 | 84 | 260
PEHE-2 | A | 16 | 490 | 40 | 265 | 42 | 490 | 0 | 0 | 0 | 0 | 0 | 490 | 0 | 490
PEMB-11 | A | 38 | 113 | 63 | 276 | 63 | 276 | 33 | 276 | 90 | 276 | 35 | 241 | 64 | 210
PEMB-21 | A | 38 | 113 | 63 | 276 | 63 | 276 | 33 | 276 | 90 | 276 | 35 | 241 | 64 | 210
PEMB-31 | A | 38 | 113 | 63 | 276 | 63 | 276 | 33 | 276 | 90 | 276 | 35 | 241 | 64 | 210
PEMB-41 | A | 38 | 113 | 63 | 276 | 63 | 276 | 33 | 276 | 90 | 276 | 35 | 241 | 64 | 210
PEMB-51 | A | 38 | 113 | 63 | 276 | 63 | 276 | 33 | 276 | 90 | 276 | 35 | 241 | 64 | 210
PETEM1 | A | 20 | 180 | 46 | 180 | 52 | 180 | 24 | 180 | 58 | 180 | 20 | 150 | 50 | 100
RATS-1 | A | 50 | 270 | 90 | 270 | 90 | 270 | 36 | 270 | 50 | 270 | 42 | 105 | 75 | 155
RATS-2 | A | 40 | 270 | 90 | 270 | 100 | 270 | 36 | 270 | 50 | 270 | 40 | 195 | 75 | 195
RATS-3 | A | 40 | 270 | 90 | 270 | 100 | 270 | 36 | 270 | 50 | 270 | 40 | 195 | 75 | 195
RATS-4 | A | 40 | 270 | 95 | 270 | 100 | 270 | 36 | 270 | 50 | 270 | 40 | 195 | 75 | 195
ROCK-1 | A | 36 | 400 | 50 | 400 | 54 | 400 | 60 | 400 | 160 | 400 | 33 | 220 | 53 | 220
RYHPS-1 | A | 30 | 305 | 48 | 305 | 66 | 305 | 42 | 305 | 51 | 305 | 30 | 130 | 42 | 68
SCCL-1 | A | 35 | 180 | 70 | 180 | 70 | 180 | 40 | 180 | 95 | 180 | 40 | 100 | 100 | 50
SCCL-2 | A | 35 | 180 | 70 | 180 | 70 | 180 | 40 | 180 | 95 | 180 | 40 | 100 | 100 | 50
SCCL-3 | A | 35 | 180 | 70 | 180 | 70 | 180 | 40 | 180 | 95 | 180 | 40 | 100 | 100 | 50
SEAB-1 | A | 44 | 254 | 125 | 254 | 150 | 254 | 55 | 254 | 150 | 254 | 75 | 164 | 176 | 38
SEAB-2 | A | 31 | 138 | 76 | 138 | 86 | 138 | 32 | 138 | 82 | 138 | 37 | 73 | 90 | 43
SHBA-1 | A | 41 | 255 | 104 | 255 | 115 | 255 | 44 | 255 | 120 | 255 | 39 | 195 | 115 | 40
SHBA-2 | A | 32 | 319 | 70 | 319 | 76 | 319 | 35 | 319 | 93 | 319 | 32 | 270 | 70 | 217
SHOS-1 | A | 18 | 160 | 24 | 160 | 24 | 160 | 30 | 160 | 75 | 160 | 18 | 135 | 24 | 135
SHRSO-1 | A | 16 | 157 | 44 | 157 | 46 | 157 | 17 | 157 | 46 | 157 | 16 | 141 | 43 | 113
SHRSO-2 | A | 16 | 157 | 44 | 157 | 46 | 157 | 17 | 157 | 46 | 157 | 16 | 141 | 43 | 113
SIZB-1 | A | 38 | 283 | 45 | 283 | 45 | 283 | 45 | 283 | 45 | 283 | 40 | 283 | 46 | 283
SIZB-2 | A | 38 | 283 | 45 | 283 | 45 | 283 | 45 | 283 | 45 | 283 | 40 | 283 | 46 | 283
SLOY-1 | A | 0 | 38 | 1 | 38 | 1 | 38 | 1 | 38 | 2 | 38 | 0 | 38 | 1 | 30
SLOY-2 | A | 0 | 38 | 1 | 38 | 1 | 38 | 1 | 38 | 2 | 38 | 0 | 38 | 1 | 30
SLOY-3 | A | 0 | 38 | 1 | 38 | 1 | 38 | 1 | 38 | 2 | 38 | 0 | 38 | 1 | 30
SLOY-4 | A | 0 | 28 | 1 | 28 | 1 | 28 | 1 | 28 | 2 | 28 | 0 | 28 | 1 | 22
SPLN-1 | A | 40 | 380 | 100 | 380 | 110 | 380 | 50 | 380 | 120 | 380 | 30 | 380 | 90 | 300
STAY-1 | A | 35 | 265 | 62 | 265 | 62 | 265 | 35 | 265 | 89 | 265 | 34 | 192 | 63 | 192
STAY-2 | A | 35 | 265 | 62 | 265 | 62 | 265 | 35 | 265 | 89 | 265 | 34 | 192 | 63 | 192
STAY-3 | A | 35 | 265 | 62 | 265 | 62 | 265 | 35 | 265 | 89 | 265 | 34 | 192 | 63 | 192
STAY-4 | A | 35 | 265 | 62 | 265 | 62 | 265 | 35 | 265 | 89 | 265 | 34 | 192 | 63 | 192
STRNW-1 | A | 6 | 52 | 16 | 52 | 26 | 52 | 7 | 60 | 17 | 60 | 6 | 52 | 17 | 42
SUTB-1 | A | 36 | 380 | 104 | 380 | 148 | 380 | 52 | 380 | 132 | 380 | 47 | 250 | 107 | 250
SVRP-10 | A | 20 | 225 | 50 | 225 | 70 | 225 | 32 | 225 | 80 | 225 | 20 | 172 | 50 | 172
SVRP-20 | A | 20 | 225 | 50 | 225 | 70 | 225 | 32 | 225 | 80 | 225 | 20 | 172 | 50 | 172
USKM-13 | A | 6 | 49 | 15 | 49 | 17 | 49 | 8 | 49 | 19 | 49 | 7 | 36 | 8 | 36
USKM-14 | A | 6 | 49 | 15 | 49 | 17 | 49 | 8 | 49 | 19 | 49 | 7 | 36 | 8 | 36
USKM-15 | A | 6 | 49 | 15 | 49 | 17 | 49 | 8 | 49 | 19 | 49 | 7 | 36 | 8 | 36
WBUPS-1 | A | 30 | 113 | 48 | 153 | 48 | 153 | 32 | 113 | 50 | 113 | 40 | 153 | 65 | 113
WBUPS-2 | A | 30 | 133 | 48 | 173 | 48 | 173 | 32 | 133 | 50 | 133 | 40 | 173 | 65 | 133
WBUPS-3 | A | 30 | 133 | 48 | 173 | 48 | 173 | 32 | 133 | 50 | 133 | 40 | 173 | 65 | 133
WBUPS-4 | A | 30 | 113 | 48 | 153 | 48 | 153 | 32 | 113 | 50 | 113 | 40 | 153 | 65 | 113
WBURB-1 | A | 22 | 240 | 48 | 240 | 62 | 240 | 27 | 240 | 69 | 240 | 20 | 200 | 50 | 120
WBURB-2 | A | 25 | 255 | 52 | 255 | 62 | 255 | 26 | 255 | 67 | 255 | 22 | 215 | 52 | 135
WBURB-3 | A | 23 | 255 | 48 | 255 | 62 | 255 | 27 | 255 | 67 | 255 | 20 | 215 | 52 | 135
WDNSO-1 | A | 21 | 191 | 54 | 191 | 57 | 191 | 21 | 191 | 57 | 191 | 21 | 170 | 55 | 136
WDNSO-2 | A | 21 | 191 | 54 | 191 | 57 | 191 | 21 | 191 | 57 | 191 | 21 | 170 | 55 | 136
WHILW-1 | A | 31 | 322 | 84 | 322 | 90 | 322 | 33 | 322 | 90 | 322 | 32 | 255 | 86 | 210
WHILW-2 | A | 19 | 163 | 33 | 163 | 35 | 163 | 20 | 163 | 52 | 163 | 21 | 142 | 43 | 119
WLNYO-2 | A | 19 | 182 | 51 | 182 | 54 | 182 | 20 | 182 | 53 | 182 | 20 | 158 | 51 | 130
WLNYW-1 | A | 19 | 182 | 51 | 182 | 54 | 182 | 20 | 182 | 53 | 182 | 20 | 158 | 51 | 130
WTMSO-1 | A | 22 | 200 | 58 | 200 | 62 | 200 | 23 | 200 | 61 | 200 | 23 | 140 | 60 | 140

## Feb 2019
MW Response Capability by BMU
|  | Primary Response (Max MWhrs) | [5 empty] | Secondary Response (Max Mwhrs) |  |  |  | High Frequency Response (Max MWhrs)
UNIT | Mode | 0.2Hz | Genset Deload (MW) | 0.5Hz | Genset Deload (MW) | 0.8Hz | Genset Deload (MW) | 0.2/0.2Hz | Genset Deload (MW) | 0.5/0.5Hz | Genset Deload (MW) | 0.2Hz | Genset Deload (MW) | 0.5Hz | Genset Deload (MW)
ABTH7 | A | 40 | 250 | 72 | 250 | 72 | 250 | 48 | 250 | 120 | 250 | 38 | 185 | 55 | 185
ABTH8 | A | 40 | 250 | 72 | 250 | 72 | 250 | 48 | 250 | 120 | 250 | 38 | 185 | 55 | 185
ABTH9 | A | 30 | 240 | 80 | 240 | 80 | 240 | 40 | 240 | 120 | 240 | 38 | 125 | 52 | 125
ARCHW-1 | A | 10 | 92 | 25 | 92 | 25 | 92 | 12 | 92 | 30 | 92 | 11 | 73 | 24 | 56
BAGE-1 | A | 30 | 255 | 70 | 255 | 90 | 255 | 35 | 255 | 90 | 255 | 28 | 220 | 70 | 185
BAGE-2 | A | 3 | 17 | 8 | 17 | 12 | 17 | 4 | 17 | 9 | 17 | 2 | 17 | 5 | 17
BARKB2 | A | 33 | 210 | 82 | 210 | 108 | 210 | 39 | 210 | 97 | 210 | 31 | 120 | 84 | 120
BARK-1 | A | 22 | 140 | 55 | 140 | 72 | 140 | 26 | 140 | 65 | 140 | 21 | 80 | 54 | 80
BHLAW-1 | A | 7 | 98 | 16 | 98 | 19 | 98 | 10 | 98 | 26 | 98 | 8 | 87 | 18 | 78
BLLA-1 | A | 6 | 99 | 13 | 99 | 13 | 99 | 15 | 99 | 39 | 99 | 9 | 83 | 16 | 83
BRBEO-1 | A | 31 | 254 | 77 | 254 | 77 | 254 | 31 | 254 | 77 | 254 | 15 | 76 | 37 | 76
BRDUW-1 | A | 6 | 58 | 17 | 58 | 17 | 58 | 7 | 58 | 17 | 58 | 6 | 36 | 17 | 36
BRGG-1 | A | 16 | 110 | 32 | 110 | 48 | 110 | 16 | 110 | 40 | 110 | 14 | 96 | 34 | 46
BRYP-1 | A | 15 | 82 | 25 | 82 | 31 | 82 | 22 | 82 | 37 | 82 | 10 | 82 | 27 | 47
BURBW-1 | A | 0 | 90 | 0 | 90 | 0 | 90 | 0 | 0 | 0 | 0 | 0 | 90 | 0 | 90
CARR-1 | A | 35 | 235 | 58 | 235 | 58 | 235 | 35 | 235 | 88 | 235 | 34 | 179 | 56 | 179
CARR-2 | A | 35 | 235 | 58 | 235 | 58 | 235 | 35 | 235 | 88 | 235 | 34 | 179 | 56 | 179
CDCL-1 | A | 30 | 231 | 46 | 231 | 46 | 231 | 34 | 231 | 45 | 231 | 29 | 172 | 72 | 135
CLAC-1 | A | 3 | 28 | 8 | 28 | 13 | 28 | 3 | 36 | 9 | 36 | 3 | 28 | 8 | 28
CLDCW-1 | A | 14 | 14 | 34 | 113 | 36 | 113 | 13 | 113 | 35 | 113 | 13 | 99 | 34 | 78
CLDNW-1 | A | 13 | 108 | 33 | 108 | 35 | 108 | 13 | 108 | 35 | 108 | 12 | 95 | 33 | 74
CLDSW-1 | A | 16 | 129 | 40 | 129 | 43 | 129 | 16 | 129 | 42 | 129 | 16 | 113 | 41 | 88
CNQPS-1 | A | 22 | 170 | 55 | 170 | 55 | 170 | 28 | 170 | 70 | 170 | 26 | 120 | 60 | 105
CNQPS-2 | A | 22 | 170 | 55 | 170 | 55 | 170 | 28 | 170 | 70 | 170 | 22 | 120 | 55 | 105
CNQPS-3 | A | 22 | 170 | 55 | 170 | 55 | 170 | 28 | 170 | 70 | 170 | 22 | 120 | 55 | 105
CNQPS-4 | A | 22 | 170 | 55 | 170 | 55 | 170 | 28 | 170 | 70 | 170 | 28 | 105 | 55 | 105
CORB-1 | A | 10 | 130 | 30 | 130 | 50 | 130 | 28 | 130 | 60 | 130 | 15 | 95 | 40 | 60
COSO-1 | A | 20 | 380 | 40 | 380 | 50 | 380 | 60 | 380 | 140 | 380 | 17 | 304 | 40 | 304
COTPS-1 | A | 29 | 277 | 50 | 277 | 62 | 277 | 35 | 60 | 63 | 277 | 30 | 122 | 60 | 122
COTPS-2 | A | 29 | 287 | 50 | 287 | 62 | 287 | 35 | 60 | 63 | 287 | 30 | 122 | 60 | 122
COTPS-3 | A | 29 | 287 | 50 | 287 | 62 | 287 | 35 | 60 | 63 | 287 | 30 | 122 | 60 | 122
COTPS-4 | A | 29 | 277 | 50 | 277 | 62 | 277 | 35 | 60 | 63 | 277 | 30 | 122 | 60 | 122
COWE1 | A | 7 | 30 | 17 | 30 | 17 | 30 | 7 | 30 | 17 | 30 | 7 | 30 | 17 | 30
COWE2 | A | 7 | 30 | 17 | 30 | 17 | 30 | 7 | 30 | 17 | 30 | 7 | 30 | 17 | 30
CRUA-1 | A | 10 | 110 | 25 | 110 | 37 | 110 | 12 | 110 | 30 | 110 | 10 | 84 | 25 | 48
CRUA-2 | A | 10 | 110 | 25 | 110 | 37 | 110 | 12 | 110 | 30 | 110 | 10 | 84 | 25 | 48
CRUA-3 | A | 7 | 30 | 15 | 30 | 21 | 30 | 9 | 30 | 24 | 30 | 5 | 25 | 13 | 15
CRUA-4 | A | 7 | 30 | 15 | 30 | 21 | 30 | 9 | 30 | 24 | 30 | 5 | 25 | 13 | 15
CRYRW-2 | A | 15 | 138 | 38 | 138 | 40 | 138 | 15 | 138 | 40 | 138 | 13 | 109 | 40 | 63
DAMC-1 | A | 64 | 380 | 136 | 380 | 156 | 380 | 80 | 380 | 180 | 380 | 60 | 293 | 190 | 128
DEEP-1 | A | 20 | 180 | 60 | 180 | 86 | 180 | 22 | 180 | 80 | 180 | 24 | 96 | 52 | 96
DIDCB5 | A | 40 | 330 | 104 | 330 | 125 | 330 | 55 | 330 | 140 | 330 | 40 | 185 | 105 | 185
DIDCB6 | A | 50 | 250 | 105 | 250 | 105 | 250 | 50 | 250 | 130 | 250 | 50 | 153 | 110 | 103
DINO-1 | A | 14 | 138 | 39 | 138 | 58 | 138 | 28 | 138 | 72 | 138 | 14 | 118 | 36 | 88
DINO-2 | A | 14 | 138 | 39 | 138 | 58 | 138 | 28 | 138 | 72 | 138 | 14 | 118 | 36 | 88
DINO-3 | A | 14 | 138 | 39 | 138 | 58 | 138 | 28 | 138 | 72 | 138 | 14 | 118 | 36 | 88
DINO-4 | A | 14 | 138 | 39 | 138 | 58 | 138 | 28 | 138 | 72 | 138 | 14 | 118 | 36 | 88
DINO-5 | A | 14 | 138 | 39 | 138 | 58 | 138 | 28 | 138 | 72 | 138 | 14 | 118 | 36 | 88
DINO-6 | A | 14 | 138 | 39 | 138 | 58 | 138 | 28 | 138 | 72 | 138 | 14 | 118 | 36 | 88
DRAXX-1 | A | 68 | 345 | 100 | 345 | 100 | 345 | 64 | 95 | 110 | 345 | 60 | 225 | 70 | 225
DRAXX-2 | A | 68 | 345 | 100 | 345 | 100 | 345 | 64 | 95 | 110 | 345 | 60 | 225 | 70 | 225
DRAXX-3 | A | 68 | 345 | 100 | 345 | 100 | 345 | 64 | 95 | 110 | 345 | 60 | 225 | 70 | 225
DRAXX-4 | A | 68 | 345 | 100 | 345 | 100 | 345 | 64 | 95 | 110 | 345 | 60 | 225 | 70 | 225
DRAXX-5 | A | 68 | 345 | 100 | 345 | 100 | 345 | 64 | 95 | 110 | 345 | 60 | 225 | 70 | 225
DRAXX-6 | A | 68 | 345 | 100 | 345 | 100 | 345 | 64 | 95 | 110 | 345 | 60 | 225 | 70 | 225
DRSLW-1 | A | 6 | 69 | 16 | 69 | 17 | 69 | 6 | 69 | 17 | 69 | 6 | 61 | 16 | 54
EECL-1 | A | 20 | 178 | 25 | 178 | 25 | 178 | 32 | 178 | 81 | 178 | 20 | 143 | 25 | 143
EGGPS-1 | A | 45 | 205 | 83 | 205 | 83 | 205 | 49 | 205 | 110 | 205 | 33 | 95 | 60 | 95
EGGPS-2 | A | 45 | 205 | 83 | 205 | 83 | 205 | 49 | 205 | 110 | 205 | 33 | 95 | 60 | 95
EGGPS-3 | A | 45 | 205 | 83 | 205 | 83 | 205 | 49 | 205 | 110 | 205 | 33 | 95 | 60 | 95
EGGPS-4 | A | 45 | 205 | 83 | 205 | 83 | 205 | 49 | 205 | 110 | 205 | 33 | 95 | 60 | 95
ERRO-1 | A | 1 | 21 | 1 | 21 | 1 | 21 | 2 | 21 | 5 | 21 | 1 | 17 | 1 | 17
ERRO-2 | A | 1 | 21 | 1 | 21 | 1 | 21 | 2 | 21 | 5 | 21 | 1 | 17 | 1 | 17
ERRO-3 | A | 1 | 21 | 1 | 21 | 1 | 21 | 2 | 21 | 5 | 21 | 1 | 17 | 1 | 17
FAARW-1 | A | 2 | 37 | 4 | 37 | 4 | 37 | 4 | 37 | 12 | 37 | 2 | 33 | 4 | 33
FAARW-2 | A | 2 | 37 | 4 | 37 | 4 | 37 | 4 | 37 | 12 | 37 | 2 | 33 | 4 | 33
FALGW-1 | A | 11 | 108 | 28 | 108 | 41 | 108 | 13 | 108 | 35 | 108 | 10 | 86 | 22 | 64
FASN-1 | A | 0 | 15 | 1 | 15 | 1 | 15 | 1 | 15 | 2 | 15 | 0 | 15 | 1 | 12
FASN2 | A | 0 | 15 | 1 | 15 | 1 | 15 | 1 | 15 | 2 | 15 | 0 | 15 | 1 | 12
FASN3 | A | 0 | 15 | 1 | 15 | 1 | 15 | 1 | 15 | 2 | 15 | 0 | 15 | 1 | 12
FAWN-1 | A | 10 | 52 | 25 | 52 | 40 | 52 | 13 | 52 | 32 | 52 | 11 | 37 | 27 | 27
FELL-1 | A | 9 | 63 | 21 | 63 | 22 | 63 | 10 | 63 | 24 | 63 | 9 | 63 | 22 | 63
FFES-1 | A | 10 | 35 | 27 | 35 | 30 | 35 | 9 | 35 | 22 | 35 | 4 | 27 | 6 | 27
FFES-2 | A | 10 | 35 | 27 | 35 | 30 | 35 | 9 | 35 | 22 | 35 | 4 | 27 | 6 | 27
FFES-3 | A | 10 | 35 | 27 | 35 | 30 | 35 | 9 | 35 | 22 | 35 | 4 | 27 | 6 | 27
FFES-4 | A | 10 | 35 | 27 | 35 | 30 | 35 | 9 | 35 | 22 | 35 | 4 | 27 | 6 | 27
FIDL-1 | A | 13 | 205 | 20 | 205 | 23 | 205 | 35 | 100 | 40 | 147 | 30 | 147 | 50 | 147
FIDL-2 | A | 13 | 205 | 20 | 205 | 23 | 205 | 35 | 100 | 40 | 147 | 30 | 147 | 50 | 147
FIDL-3 | A | 13 | 205 | 20 | 205 | 23 | 205 | 35 | 100 | 40 | 147 | 30 | 147 | 50 | 147
FIDL-4 | A | 13 | 205 | 20 | 205 | 23 | 205 | 35 | 100 | 40 | 147 | 30 | 147 | 50 | 147
FINL-1 | A | 0 | 14 | 1 | 14 | 1 | 14 | 1 | 14 | 2 | 14 | 0 | 14 | 1 | 11
FOYE-1 | A | 6 | 60 | 13 | 60 | 16 | 60 | 11 | 60 | 27 | 60 | 5 | 30 | 11 | 30
FOYE-2 | A | 6 | 60 | 13 | 60 | 16 | 60 | 11 | 60 | 27 | 60 | 5 | 30 | 11 | 30
GLNDO-1 | A | 6 | 80 | 12 | 45 | 17 | 45 | 12 | 45 | 25 | 45 | 8 | 65 | 18 | 45
GNFSW-1 | A | 11 | 100 | 30 | 100 | 30 | 100 | 12 | 100 | 31 | 100 | 12 | 70 | 30 | 70
GNFSW-2 | A | 7 | 64 | 18 | 64 | 18 | 64 | 8 | 64 | 18 | 64 | 6 | 49 | 15 | 49
GORDW-1 | A | 6 | 62 | 16 | 56 | 26 | 45 | 7 | 62 | 18 | 62 | 6 | 56 | 16 | 45
GRAI-6 | A | 24 | 320 | 58 | 320 | 58 | 320 | 35 | 320 | 88 | 320 | 28 | 270 | 60 | 230
GRAI-7 | A | 30 | 232 | 60 | 232 | 60 | 232 | 32 | 232 | 84 | 232 | 32 | 175 | 65 | 135
GRAI-8 | A | 26 | 232 | 58 | 232 | 58 | 232 | 32 | 232 | 84 | 232 | 32 | 175 | 65 | 135
GRIFW-1 | A | 8 | 94 | 22 | 94 | 23 | 94 | 8 | 94 | 22 | 94 | 8 | 85 | 22 | 72
GRIFW-2 | A | 8 | 94 | 22 | 94 | 23 | 94 | 8 | 94 | 22 | 94 | 8 | 85 | 22 | 72
GRMO-1 | A | 8 | 43 | 8 | 43 | 8 | 43 | 8 | 43 | 8 | 43 | 8 | 23 | 8 | 23
GYAR-1 | A | 17 | 176 | 42 | 176 | 66 | 176 | 24 | 176 | 60 | 176 | 17 | 176 | 42 | 176
GYMRO-15 | A | 6 | 145 | 15 | 145 | 15 | 145 | 6 | 145 | 15 | 145 | 6 | 44 | 15 | 44
GYMRO-17 | A | 6 | 145 | 15 | 145 | 15 | 145 | 6 | 145 | 15 | 145 | 6 | 44 | 15 | 44
GYMRO-26 | A | 6 | 145 | 15 | 145 | 15 | 145 | 6 | 145 | 15 | 145 | 6 | 44 | 15 | 44
GYMRO-28 | A | 6 | 145 | 15 | 145 | 15 | 145 | 6 | 145 | 15 | 145 | 6 | 44 | 15 | 44
HADHW-1 | A | 7 | 76 | 14 | 76 | 22 | 76 | 13 | 76 | 34 | 76 | 8 | 65 | 17 | 65
HRSTW-1 | A | 12 | 102 | 30 | 102 | 45 | 102 | 13 | 102 | 34 | 102 | 13 | 80 | 27 | 66
HUMR-1 | A | 60 | 533 | 150 | 533 | 200 | 533 | 80 | 533 | 200 | 533 | 62 | 419 | 155 | 251
INDQ-1 | A | 12 | 102 | 31 | 102 | 43 | 102 | 13 | 102 | 34 | 102 | 12 | 72 | 30 | 72
KEAD-1 | A | 38 | 415 | 90 | 415 | 90 | 415 | 55 | 415 | 138 | 415 | 38 | 355 | 90 | 285
KILBW-1 | A | 3 | 56 | 8 | 56 | 13 | 56 | 5 | 56 | 14 | 56 | 4 | 53 | 9 | 47
KILLPG-1 | A | 8 | 225 | 10 | 225 | 10 | 225 | 10 | 225 | 12 | 225 | 4 | 150 | 15 | 150
KILLPG-2 | A | 18 | 225 | 25 | 225 | 25 | 225 | 37 | 225 | 37 | 225 | 22 | 195 | 30 | 195
KILNS-1 | A | 30 | 290 | 72 | 290 | 84 | 290 | 42 | 290 | 114 | 290 | 18 | 104 | 45 | 104
KLYN-A-1 | A | 24 | 126 | 50 | 126 | 50 | 126 | 34 | 126 | 70 | 126 | 22 | 81 | 34 | 81
LAGA-1 | A | 55 | 500 | 123 | 500 | 140 | 500 | 52 | 500 | 130 | 500 | 53 | 475 | 130 | 475
LARYO-1 | A | 16 | 155 | 40 | 155 | 45 | 155 | 18 | 155 | 45 | 155 | 14 | 120 | 35 | 120
LARYO-2 | A | 16 | 158 | 40 | 158 | 45 | 158 | 18 | 158 | 45 | 158 | 14 | 120 | 35 | 120
LARYO-3 | A | 16 | 158 | 40 | 158 | 45 | 158 | 18 | 158 | 45 | 158 | 14 | 120 | 35 | 120
LARYO-4 | A | 16 | 158 | 40 | 158 | 45 | 158 | 18 | 158 | 45 | 158 | 14 | 120 | 35 | 120
LBAR-1G | A | 1 | 16 | 4 | 16 | 6 | 16 | 2 | 16 | 4 | 16 | 1 | 9 | 4 | 9
LBAR-1 | A | 39 | 360 | 88 | 360 | 88 | 360 | 55 | 360 | 145 | 360 | 41 | 270 | 90 | 270
LNCSO-1 | A | 12 | 130 | 30 | 130 | 32 | 130 | 12 | 130 | 32 | 130 | 10 | 100 | 26 | 100
LNCSO-2 | A | 13 | 140 | 34 | 140 | 36 | 140 | 14 | 140 | 36 | 140 | 12 | 125 | 32 | 125
LOAN-1 | A | 25 | 326 | 51 | 326 | 55 | 326 | 19 | 326 | 50 | 326 | 12 | 276 | 28 | 276
LOAN-2 | A | 25 | 326 | 51 | 326 | 55 | 326 | 19 | 326 | 50 | 326 | 12 | 276 | 28 | 276
LOAN-3 | A | 25 | 326 | 51 | 326 | 55 | 326 | 19 | 326 | 50 | 326 | 12 | 276 | 28 | 276
MEDP-1 | A | 30 | 380 | 76 | 330 | 76 | 330 | 48 | 380 | 105 | 380 | 31 | 330 | 79 | 290
MILWW-1 | A | 6 | 32 | 8 | 54 | 13 | 54 | 5 | 54 | 14 | 54 | 3 | 43 | 8 | 43
MKHLW-1 | A | 4 | 42 | 10 | 42 | 12 | 42 | 5 | 42 | 13 | 42 | 5 | 37 | 12 | 30
MRWD-1 | A | 43 | 448 | 100 | 448 | 112 | 448 | 67 | 448 | 160 | 448 | 36 | 328 | 93 | 328
NANT-1 | A | 0 | 15 | 0 | 15 | 0 | 15 | 0 | 15 | 1 | 15 | 0 | 15 | 0 | 15
PEHE-1 | A | 42 | 420 | 72 | 420 | 72 | 420 | 83 | 420 | 117 | 420 | 35 | 350 | 84 | 260
PEHE-2 | A | 16 | 490 | 40 | 265 | 42 | 490 | 0 | 0 | 0 | 0 | 0 | 490 | 0 | 490
PEMB-11 | A | 38 | 113 | 63 | 276 | 63 | 276 | 33 | 276 | 90 | 276 | 35 | 241 | 64 | 210
PEMB-21 | A | 38 | 113 | 63 | 276 | 63 | 276 | 33 | 276 | 90 | 276 | 35 | 241 | 64 | 210
PEMB-31 | A | 38 | 113 | 63 | 276 | 63 | 276 | 33 | 276 | 90 | 276 | 35 | 241 | 64 | 210
PEMB-41 | A | 38 | 113 | 63 | 276 | 63 | 276 | 33 | 276 | 90 | 276 | 35 | 241 | 64 | 210
PEMB-51 | A | 38 | 113 | 63 | 276 | 63 | 276 | 33 | 276 | 90 | 276 | 35 | 241 | 64 | 210
PETEM1 | A | 20 | 180 | 46 | 180 | 52 | 180 | 24 | 180 | 58 | 180 | 20 | 150 | 50 | 100
RATS-1 | A | 50 | 270 | 90 | 270 | 90 | 270 | 36 | 270 | 50 | 270 | 42 | 105 | 75 | 155
RATS-2 | A | 40 | 270 | 90 | 270 | 100 | 270 | 36 | 270 | 50 | 270 | 40 | 195 | 75 | 195
RATS-3 | A | 40 | 270 | 90 | 270 | 100 | 270 | 36 | 270 | 50 | 270 | 40 | 195 | 75 | 195
RATS-4 | A | 40 | 270 | 95 | 270 | 100 | 270 | 36 | 270 | 50 | 270 | 40 | 195 | 75 | 195
ROCK-1 | A | 36 | 400 | 50 | 400 | 54 | 400 | 60 | 400 | 160 | 400 | 33 | 220 | 53 | 220
RYHPS-1 | A | 30 | 305 | 48 | 305 | 66 | 305 | 42 | 305 | 51 | 305 | 30 | 130 | 42 | 68
SCCL-1 | A | 35 | 180 | 70 | 180 | 70 | 180 | 40 | 180 | 95 | 180 | 40 | 100 | 100 | 50
SCCL-2 | A | 35 | 180 | 70 | 180 | 70 | 180 | 40 | 180 | 95 | 180 | 40 | 100 | 100 | 50
SCCL-3 | A | 35 | 180 | 70 | 180 | 70 | 180 | 40 | 180 | 95 | 180 | 40 | 100 | 100 | 50
SEAB-1 | A | 44 | 254 | 125 | 254 | 150 | 254 | 55 | 254 | 150 | 254 | 75 | 164 | 176 | 38
SEAB-2 | A | 31 | 138 | 76 | 138 | 86 | 138 | 32 | 138 | 82 | 138 | 37 | 73 | 90 | 43
SHBA-1 | A | 41 | 255 | 104 | 255 | 115 | 255 | 44 | 255 | 120 | 255 | 39 | 195 | 115 | 40
SHBA-2 | A | 32 | 319 | 70 | 319 | 76 | 319 | 35 | 319 | 93 | 319 | 32 | 270 | 70 | 217
SHOS-1 | A | 18 | 160 | 24 | 160 | 24 | 160 | 30 | 160 | 75 | 160 | 18 | 135 | 24 | 135
SHRSO-1 | A | 16 | 157 | 44 | 157 | 46 | 157 | 17 | 157 | 46 | 157 | 16 | 141 | 43 | 113
SHRSO-2 | A | 16 | 157 | 44 | 157 | 46 | 157 | 17 | 157 | 46 | 157 | 16 | 141 | 43 | 113
SIZB-1 | A | 38 | 283 | 45 | 283 | 45 | 283 | 45 | 283 | 45 | 283 | 40 | 283 | 46 | 283
SIZB-2 | A | 38 | 283 | 45 | 283 | 45 | 283 | 45 | 283 | 45 | 283 | 40 | 283 | 46 | 283
SLOY-1 | A | 0 | 38 | 1 | 38 | 1 | 38 | 1 | 38 | 2 | 38 | 0 | 38 | 1 | 30
SLOY-2 | A | 0 | 38 | 1 | 38 | 1 | 38 | 1 | 38 | 2 | 38 | 0 | 38 | 1 | 30
SLOY-3 | A | 0 | 38 | 1 | 38 | 1 | 38 | 1 | 38 | 2 | 38 | 0 | 38 | 1 | 30
SLOY-4 | A | 0 | 28 | 1 | 28 | 1 | 28 | 1 | 28 | 2 | 28 | 0 | 28 | 1 | 22
SPLN-1 | A | 40 | 380 | 100 | 380 | 110 | 380 | 50 | 380 | 120 | 380 | 30 | 380 | 90 | 300
STAY-1 | A | 35 | 265 | 62 | 265 | 62 | 265 | 35 | 265 | 89 | 265 | 34 | 192 | 63 | 192
STAY-2 | A | 35 | 265 | 62 | 265 | 62 | 265 | 35 | 265 | 89 | 265 | 34 | 192 | 63 | 192
STAY-3 | A | 35 | 265 | 62 | 265 | 62 | 265 | 35 | 265 | 89 | 265 | 34 | 192 | 63 | 192
STAY-4 | A | 35 | 265 | 62 | 265 | 62 | 265 | 35 | 265 | 89 | 265 | 34 | 192 | 63 | 192
STRNW-1 | A | 6 | 52 | 16 | 52 | 26 | 52 | 7 | 60 | 17 | 60 | 6 | 52 | 17 | 42
SUTB-1 | A | 36 | 380 | 104 | 380 | 148 | 380 | 52 | 380 | 132 | 380 | 47 | 250 | 107 | 250
SVRP-10 | A | 20 | 225 | 50 | 225 | 70 | 225 | 32 | 225 | 80 | 225 | 20 | 172 | 50 | 172
SVRP-20 | A | 20 | 225 | 50 | 225 | 70 | 225 | 32 | 225 | 80 | 225 | 20 | 172 | 50 | 172
USKM-13 | A | 6 | 49 | 15 | 49 | 17 | 49 | 8 | 49 | 19 | 49 | 7 | 36 | 8 | 36
USKM-14 | A | 6 | 49 | 15 | 49 | 17 | 49 | 8 | 49 | 19 | 49 | 7 | 36 | 8 | 36
USKM-15 | A | 6 | 49 | 15 | 49 | 17 | 49 | 8 | 49 | 19 | 49 | 7 | 36 | 8 | 36
WBUPS-1 | A | 30 | 113 | 48 | 153 | 48 | 153 | 32 | 113 | 50 | 113 | 40 | 153 | 65 | 113
WBUPS-2 | A | 30 | 133 | 48 | 173 | 48 | 173 | 32 | 133 | 50 | 133 | 40 | 173 | 65 | 133
WBUPS-3 | A | 30 | 133 | 48 | 173 | 48 | 173 | 32 | 133 | 50 | 133 | 40 | 173 | 65 | 133
WBUPS-4 | A | 30 | 113 | 48 | 153 | 48 | 153 | 32 | 113 | 50 | 113 | 40 | 153 | 65 | 113
WBURB-1 | A | 22 | 240 | 48 | 240 | 62 | 240 | 27 | 240 | 69 | 240 | 20 | 200 | 50 | 120
WBURB-2 | A | 25 | 255 | 52 | 255 | 62 | 255 | 26 | 255 | 67 | 255 | 22 | 215 | 52 | 135
WBURB-3 | A | 23 | 255 | 48 | 255 | 62 | 255 | 27 | 255 | 67 | 255 | 20 | 215 | 52 | 135
WDNSO-1 | A | 21 | 191 | 54 | 191 | 57 | 191 | 21 | 191 | 57 | 191 | 21 | 170 | 55 | 136
WDNSO-2 | A | 21 | 191 | 54 | 191 | 57 | 191 | 21 | 191 | 57 | 191 | 21 | 170 | 55 | 136
WHILW-1 | A | 31 | 322 | 84 | 322 | 90 | 322 | 33 | 322 | 90 | 322 | 32 | 255 | 86 | 210
WHILW-2 | A | 19 | 163 | 33 | 163 | 35 | 163 | 20 | 163 | 52 | 163 | 21 | 142 | 43 | 119
WLNYO-2 | A | 19 | 182 | 51 | 182 | 54 | 182 | 20 | 182 | 53 | 182 | 20 | 158 | 51 | 130
WLNYW-1 | A | 19 | 182 | 51 | 182 | 54 | 182 | 20 | 182 | 53 | 182 | 20 | 158 | 51 | 130
WTMSO-1 | A | 22 | 200 | 58 | 200 | 62 | 200 | 23 | 200 | 61 | 200 | 23 | 140 | 60 | 140

## Jan 2019
MW Response Capability by BMU
|  | Primary Response (Max MWhrs) | [5 empty] | Secondary Response (Max Mwhrs) |  |  |  | High Frequency Response (Max MWhrs)
UNIT | Mode | 0.2Hz | Genset Deload (MW) | 0.5Hz | Genset Deload (MW) | 0.8Hz | Genset Deload (MW) | 0.2/0.2Hz | Genset Deload (MW) | 0.5/0.5Hz | Genset Deload (MW) | 0.2Hz | Genset Deload (MW) | 0.5Hz | Genset Deload (MW)
ABTH7 | A | 40 | 250 | 72 | 250 | 72 | 250 | 48 | 250 | 120 | 250 | 38 | 185 | 55 | 185
ABTH8 | A | 40 | 250 | 72 | 250 | 72 | 250 | 48 | 250 | 120 | 250 | 38 | 185 | 55 | 185
ABTH9 | A | 30 | 240 | 80 | 240 | 80 | 240 | 40 | 240 | 120 | 240 | 38 | 125 | 52 | 125
ARCHW-1 | A | 10 | 92 | 25 | 92 | 25 | 92 | 12 | 92 | 30 | 92 | 11 | 73 | 24 | 56
BAGE-1 | A | 30 | 255 | 70 | 255 | 90 | 255 | 35 | 255 | 90 | 255 | 28 | 220 | 70 | 185
BAGE-2 | A | 3 | 17 | 8 | 17 | 12 | 17 | 4 | 17 | 9 | 17 | 2 | 17 | 5 | 17
BARKB2 | A | 33 | 210 | 82 | 210 | 108 | 210 | 39 | 210 | 97 | 210 | 31 | 120 | 84 | 120
BARK-1 | A | 22 | 140 | 55 | 140 | 72 | 140 | 26 | 140 | 65 | 140 | 21 | 80 | 54 | 80
BHLAW-1 | A | 7 | 98 | 16 | 98 | 19 | 98 | 10 | 98 | 26 | 98 | 8 | 87 | 18 | 78
BLLA-1 | A | 6 | 99 | 13 | 99 | 13 | 99 | 15 | 99 | 39 | 99 | 9 | 83 | 16 | 83
BRBEO-1 | A | 31 | 254 | 77 | 254 | 77 | 254 | 31 | 254 | 77 | 254 | 15 | 76 | 37 | 76
BRDUW-1 | A | 6 | 58 | 17 | 58 | 17 | 58 | 7 | 58 | 17 | 58 | 6 | 36 | 17 | 36
BRGG-1 | A | 16 | 110 | 32 | 110 | 48 | 110 | 16 | 110 | 40 | 110 | 14 | 96 | 34 | 46
BRYP-1 | A | 15 | 82 | 25 | 82 | 31 | 82 | 22 | 82 | 37 | 82 | 10 | 82 | 27 | 47
BURBW-1 | A | 0 | 90 | 0 | 90 | 0 | 90 | 0 | 0 | 0 | 0 | 0 | 90 | 0 | 90
CARR-1 | A | 35 | 235 | 58 | 235 | 58 | 235 | 35 | 235 | 88 | 235 | 34 | 179 | 56 | 179
CARR-2 | A | 35 | 235 | 58 | 235 | 58 | 235 | 35 | 235 | 88 | 235 | 34 | 179 | 56 | 179
CDCL-1 | A | 30 | 231 | 46 | 231 | 46 | 231 | 34 | 231 | 45 | 231 | 29 | 172 | 72 | 135
CLAC-1 | A | 3 | 28 | 8 | 28 | 13 | 28 | 3 | 36 | 9 | 36 | 3 | 28 | 8 | 28
CLDCW-1 | A | 14 | 14 | 34 | 113 | 36 | 113 | 13 | 113 | 35 | 113 | 13 | 99 | 34 | 78
CLDNW-1 | A | 13 | 108 | 33 | 108 | 35 | 108 | 13 | 108 | 35 | 108 | 12 | 95 | 33 | 74
CLDSW-1 | A | 16 | 129 | 40 | 129 | 43 | 129 | 16 | 129 | 42 | 129 | 16 | 113 | 41 | 88
CNQPS-1 | A | 22 | 170 | 55 | 170 | 55 | 170 | 28 | 170 | 70 | 170 | 26 | 120 | 60 | 105
CNQPS-2 | A | 22 | 170 | 55 | 170 | 55 | 170 | 28 | 170 | 70 | 170 | 22 | 120 | 55 | 105
CNQPS-3 | A | 22 | 170 | 55 | 170 | 55 | 170 | 28 | 170 | 70 | 170 | 22 | 120 | 55 | 105
CNQPS-4 | A | 22 | 170 | 55 | 170 | 55 | 170 | 28 | 170 | 70 | 170 | 28 | 105 | 55 | 105
CORB-1 | A | 10 | 130 | 30 | 130 | 50 | 130 | 28 | 130 | 60 | 130 | 15 | 95 | 40 | 60
COSO-1 | A | 20 | 380 | 40 | 380 | 50 | 380 | 60 | 380 | 140 | 380 | 17 | 304 | 40 | 304
COTPS-1 | A | 29 | 277 | 50 | 277 | 62 | 277 | 35 | 60 | 63 | 277 | 30 | 122 | 60 | 122
COTPS-2 | A | 29 | 287 | 50 | 287 | 62 | 287 | 35 | 60 | 63 | 287 | 30 | 122 | 60 | 122
COTPS-3 | A | 29 | 287 | 50 | 287 | 62 | 287 | 35 | 60 | 63 | 287 | 30 | 122 | 60 | 122
COTPS-4 | A | 29 | 277 | 50 | 277 | 62 | 277 | 35 | 60 | 63 | 277 | 30 | 122 | 60 | 122
COWE1 | A | 7 | 30 | 17 | 30 | 17 | 30 | 7 | 30 | 17 | 30 | 7 | 30 | 17 | 30
COWE2 | A | 7 | 30 | 17 | 30 | 17 | 30 | 7 | 30 | 17 | 30 | 7 | 30 | 17 | 30
CRUA-1 | A | 10 | 110 | 25 | 110 | 37 | 110 | 12 | 110 | 30 | 110 | 10 | 84 | 25 | 48
CRUA-2 | A | 10 | 110 | 25 | 110 | 37 | 110 | 12 | 110 | 30 | 110 | 10 | 84 | 25 | 48
CRUA-3 | A | 7 | 30 | 15 | 30 | 21 | 30 | 9 | 30 | 24 | 30 | 5 | 25 | 13 | 15
CRUA-4 | A | 7 | 30 | 15 | 30 | 21 | 30 | 9 | 30 | 24 | 30 | 5 | 25 | 13 | 15
CRYRW-2 | A | 15 | 138 | 38 | 138 | 40 | 138 | 15 | 138 | 40 | 138 | 13 | 109 | 40 | 63
DAMC-1 | A | 64 | 380 | 136 | 380 | 156 | 380 | 80 | 380 | 180 | 380 | 60 | 293 | 190 | 128
DEEP-1 | A | 20 | 180 | 60 | 180 | 86 | 180 | 22 | 180 | 80 | 180 | 24 | 96 | 52 | 96
DIDCB5 | A | 40 | 330 | 104 | 330 | 125 | 330 | 55 | 330 | 140 | 330 | 40 | 185 | 105 | 185
DIDCB6 | A | 50 | 250 | 105 | 250 | 105 | 250 | 50 | 250 | 130 | 250 | 50 | 153 | 110 | 103
DINO-1 | A | 14 | 138 | 39 | 138 | 58 | 138 | 28 | 138 | 72 | 138 | 14 | 118 | 36 | 88
DINO-2 | A | 14 | 138 | 39 | 138 | 58 | 138 | 28 | 138 | 72 | 138 | 14 | 118 | 36 | 88
DINO-3 | A | 14 | 138 | 39 | 138 | 58 | 138 | 28 | 138 | 72 | 138 | 14 | 118 | 36 | 88
DINO-4 | A | 14 | 138 | 39 | 138 | 58 | 138 | 28 | 138 | 72 | 138 | 14 | 118 | 36 | 88
DINO-5 | A | 14 | 138 | 39 | 138 | 58 | 138 | 28 | 138 | 72 | 138 | 14 | 118 | 36 | 88
DINO-6 | A | 14 | 138 | 39 | 138 | 58 | 138 | 28 | 138 | 72 | 138 | 14 | 118 | 36 | 88
DRAXX-1 | A | 68 | 345 | 100 | 345 | 100 | 345 | 64 | 95 | 110 | 345 | 60 | 225 | 70 | 225
DRAXX-2 | A | 68 | 345 | 100 | 345 | 100 | 345 | 64 | 95 | 110 | 345 | 60 | 225 | 70 | 225
DRAXX-3 | A | 68 | 345 | 100 | 345 | 100 | 345 | 64 | 95 | 110 | 345 | 60 | 225 | 70 | 225
DRAXX-4 | A | 68 | 345 | 100 | 345 | 100 | 345 | 64 | 95 | 110 | 345 | 60 | 225 | 70 | 225
DRAXX-5 | A | 68 | 345 | 100 | 345 | 100 | 345 | 64 | 95 | 110 | 345 | 60 | 225 | 70 | 225
DRAXX-6 | A | 68 | 345 | 100 | 345 | 100 | 345 | 64 | 95 | 110 | 345 | 60 | 225 | 70 | 225
DRSLW-1 | A | 6 | 69 | 16 | 69 | 17 | 69 | 6 | 69 | 17 | 69 | 6 | 61 | 16 | 54
EECL-1 | A | 20 | 178 | 25 | 178 | 25 | 178 | 32 | 178 | 81 | 178 | 20 | 143 | 25 | 143
EGGPS-1 | A | 45 | 205 | 83 | 205 | 83 | 205 | 49 | 205 | 110 | 205 | 33 | 95 | 60 | 95
EGGPS-2 | A | 45 | 205 | 83 | 205 | 83 | 205 | 49 | 205 | 110 | 205 | 33 | 95 | 60 | 95
EGGPS-3 | A | 45 | 205 | 83 | 205 | 83 | 205 | 49 | 205 | 110 | 205 | 33 | 95 | 60 | 95
EGGPS-4 | A | 45 | 205 | 83 | 205 | 83 | 205 | 49 | 205 | 110 | 205 | 33 | 95 | 60 | 95
ERRO-1 | A | 1 | 21 | 1 | 21 | 1 | 21 | 2 | 21 | 5 | 21 | 1 | 17 | 1 | 17
ERRO-2 | A | 1 | 21 | 1 | 21 | 1 | 21 | 2 | 21 | 5 | 21 | 1 | 17 | 1 | 17
ERRO-3 | A | 1 | 21 | 1 | 21 | 1 | 21 | 2 | 21 | 5 | 21 | 1 | 17 | 1 | 17
FAARW-1 | A | 2 | 37 | 4 | 37 | 4 | 37 | 4 | 37 | 12 | 37 | 2 | 33 | 4 | 33
FAARW-2 | A | 2 | 37 | 4 | 37 | 4 | 37 | 4 | 37 | 12 | 37 | 2 | 33 | 4 | 33
FALGW-1 | A | 11 | 108 | 28 | 108 | 41 | 108 | 13 | 108 | 35 | 108 | 10 | 86 | 22 | 64
FASN-1 | A | 0 | 15 | 1 | 15 | 1 | 15 | 1 | 15 | 2 | 15 | 0 | 15 | 1 | 12
FASN2 | A | 0 | 15 | 1 | 15 | 1 | 15 | 1 | 15 | 2 | 15 | 0 | 15 | 1 | 12
FASN3 | A | 0 | 15 | 1 | 15 | 1 | 15 | 1 | 15 | 2 | 15 | 0 | 15 | 1 | 12
FAWN-1 | A | 10 | 52 | 25 | 52 | 40 | 52 | 13 | 52 | 32 | 52 | 11 | 37 | 27 | 27
FELL-1 | A | 9 | 63 | 21 | 63 | 22 | 63 | 10 | 63 | 24 | 63 | 9 | 63 | 22 | 63
FFES-1 | A | 10 | 35 | 27 | 35 | 30 | 35 | 9 | 35 | 22 | 35 | 4 | 27 | 6 | 27
FFES-2 | A | 10 | 35 | 27 | 35 | 30 | 35 | 9 | 35 | 22 | 35 | 4 | 27 | 6 | 27
FFES-3 | A | 10 | 35 | 27 | 35 | 30 | 35 | 9 | 35 | 22 | 35 | 4 | 27 | 6 | 27
FFES-4 | A | 10 | 35 | 27 | 35 | 30 | 35 | 9 | 35 | 22 | 35 | 4 | 27 | 6 | 27
FIDL-1 | A | 13 | 205 | 20 | 205 | 23 | 205 | 35 | 100 | 40 | 147 | 30 | 147 | 50 | 147
FIDL-2 | A | 13 | 205 | 20 | 205 | 23 | 205 | 35 | 100 | 40 | 147 | 30 | 147 | 50 | 147
FIDL-3 | A | 13 | 205 | 20 | 205 | 23 | 205 | 35 | 100 | 40 | 147 | 30 | 147 | 50 | 147
FIDL-4 | A | 13 | 205 | 20 | 205 | 23 | 205 | 35 | 100 | 40 | 147 | 30 | 147 | 50 | 147
FINL-1 | A | 0 | 14 | 1 | 14 | 1 | 14 | 1 | 14 | 2 | 14 | 0 | 14 | 1 | 11
FOYE-1 | A | 6 | 60 | 13 | 60 | 16 | 60 | 11 | 60 | 27 | 60 | 5 | 30 | 11 | 30
FOYE-2 | A | 6 | 60 | 13 | 60 | 16 | 60 | 11 | 60 | 27 | 60 | 5 | 30 | 11 | 30
GLNDO-1 | A | 6 | 80 | 12 | 45 | 17 | 45 | 12 | 45 | 25 | 45 | 8 | 65 | 18 | 45
GNFSW-1 | A | 11 | 100 | 30 | 100 | 30 | 100 | 12 | 100 | 31 | 100 | 12 | 70 | 30 | 70
GNFSW-2 | A | 7 | 64 | 18 | 64 | 18 | 64 | 8 | 64 | 18 | 64 | 6 | 49 | 15 | 49
GORDW-1 | A | 6 | 62 | 16 | 56 | 26 | 45 | 7 | 62 | 18 | 62 | 6 | 56 | 16 | 45
GRAI-6 | A | 24 | 320 | 58 | 320 | 58 | 320 | 35 | 320 | 88 | 320 | 28 | 270 | 60 | 230
GRAI-7 | A | 30 | 232 | 60 | 232 | 60 | 232 | 32 | 232 | 84 | 232 | 32 | 175 | 65 | 135
GRAI-8 | A | 26 | 232 | 58 | 232 | 58 | 232 | 32 | 232 | 84 | 232 | 32 | 175 | 65 | 135
GRIFW-1 | A | 8 | 94 | 22 | 94 | 23 | 94 | 8 | 94 | 22 | 94 | 8 | 85 | 22 | 72
GRIFW-2 | A | 8 | 94 | 22 | 94 | 23 | 94 | 8 | 94 | 22 | 94 | 8 | 85 | 22 | 72
GRMO-1 | A | 8 | 43 | 8 | 43 | 8 | 43 | 8 | 43 | 8 | 43 | 8 | 23 | 8 | 23
GYAR-1 | A | 17 | 176 | 42 | 176 | 66 | 176 | 24 | 176 | 60 | 176 | 17 | 176 | 42 | 176
GYMRO-15 | A | 6 | 145 | 15 | 145 | 15 | 145 | 6 | 145 | 15 | 145 | 6 | 44 | 15 | 44
GYMRO-17 | A | 6 | 145 | 15 | 145 | 15 | 145 | 6 | 145 | 15 | 145 | 6 | 44 | 15 | 44
GYMRO-26 | A | 6 | 145 | 15 | 145 | 15 | 145 | 6 | 145 | 15 | 145 | 6 | 44 | 15 | 44
GYMRO-28 | A | 6 | 145 | 15 | 145 | 15 | 145 | 6 | 145 | 15 | 145 | 6 | 44 | 15 | 44
HADHW-1 | A | 7 | 76 | 14 | 76 | 22 | 76 | 13 | 76 | 34 | 76 | 8 | 65 | 17 | 65
HRSTW-1 | A | 12 | 102 | 30 | 102 | 45 | 102 | 13 | 102 | 34 | 102 | 13 | 80 | 27 | 66
HUMR-1 | A | 60 | 533 | 150 | 533 | 200 | 533 | 80 | 533 | 200 | 533 | 62 | 419 | 155 | 251
INDQ-1 | A | 12 | 102 | 31 | 102 | 43 | 102 | 13 | 102 | 34 | 102 | 12 | 72 | 30 | 72
KEAD-1 | A | 38 | 415 | 90 | 415 | 90 | 415 | 55 | 415 | 138 | 415 | 38 | 355 | 90 | 285
KILBW-1 | A | 3 | 56 | 8 | 56 | 13 | 56 | 5 | 56 | 14 | 56 | 4 | 53 | 9 | 47
KILLPG-1 | A | 8 | 225 | 10 | 225 | 10 | 225 | 10 | 225 | 12 | 225 | 4 | 150 | 15 | 150
KILLPG-2 | A | 18 | 225 | 25 | 225 | 25 | 225 | 37 | 225 | 37 | 225 | 22 | 195 | 30 | 195
KILNS-1 | A | 30 | 290 | 72 | 290 | 84 | 290 | 42 | 290 | 114 | 290 | 18 | 104 | 45 | 104
KLYN-A-1 | A | 24 | 126 | 50 | 126 | 50 | 126 | 34 | 126 | 70 | 126 | 22 | 81 | 34 | 81
LAGA-1 | A | 55 | 500 | 123 | 500 | 140 | 500 | 52 | 500 | 130 | 500 | 53 | 475 | 130 | 475
LARYO-1 | A | 16 | 155 | 40 | 155 | 45 | 155 | 18 | 155 | 45 | 155 | 14 | 120 | 35 | 120
LARYO-2 | A | 16 | 158 | 40 | 158 | 45 | 158 | 18 | 158 | 45 | 158 | 14 | 120 | 35 | 120
LARYO-3 | A | 16 | 158 | 40 | 158 | 45 | 158 | 18 | 158 | 45 | 158 | 14 | 120 | 35 | 120
LARYO-4 | A | 16 | 158 | 40 | 158 | 45 | 158 | 18 | 158 | 45 | 158 | 14 | 120 | 35 | 120
LBAR-1G | A | 1 | 16 | 4 | 16 | 6 | 16 | 2 | 16 | 4 | 16 | 1 | 9 | 4 | 9
LBAR-1 | A | 39 | 360 | 88 | 360 | 88 | 360 | 55 | 360 | 145 | 360 | 41 | 270 | 90 | 270
LNCSO-1 | A | 12 | 130 | 30 | 130 | 32 | 130 | 12 | 130 | 32 | 130 | 10 | 100 | 26 | 100
LNCSO-2 | A | 13 | 140 | 34 | 140 | 36 | 140 | 14 | 140 | 36 | 140 | 12 | 125 | 32 | 125
LOAN-1 | A | 25 | 326 | 51 | 326 | 55 | 326 | 19 | 326 | 50 | 326 | 12 | 276 | 28 | 276
LOAN-2 | A | 25 | 326 | 51 | 326 | 55 | 326 | 19 | 326 | 50 | 326 | 12 | 276 | 28 | 276
LOAN-3 | A | 25 | 326 | 51 | 326 | 55 | 326 | 19 | 326 | 50 | 326 | 12 | 276 | 28 | 276
MEDP-1 | A | 30 | 380 | 76 | 330 | 76 | 330 | 48 | 380 | 105 | 380 | 31 | 330 | 79 | 290
MILWW-1 | A | 6 | 32 | 8 | 54 | 13 | 54 | 5 | 54 | 14 | 54 | 3 | 43 | 8 | 43
MKHLW-1 | A | 4 | 42 | 10 | 42 | 12 | 42 | 5 | 42 | 13 | 42 | 5 | 37 | 12 | 30
MRWD-1 | A | 43 | 448 | 100 | 448 | 112 | 448 | 67 | 448 | 160 | 448 | 36 | 328 | 93 | 328
NANT-1 | A | 0 | 15 | 0 | 15 | 0 | 15 | 0 | 15 | 1 | 15 | 0 | 15 | 0 | 15
PEHE-1 | A | 42 | 420 | 72 | 420 | 72 | 420 | 83 | 420 | 117 | 420 | 35 | 350 | 84 | 260
PEHE-2 | A | 16 | 490 | 40 | 265 | 42 | 490 | 0 | 0 | 0 | 0 | 0 | 490 | 0 | 490
PEMB-11 | A | 38 | 113 | 63 | 276 | 63 | 276 | 33 | 276 | 90 | 276 | 35 | 241 | 64 | 210
PEMB-21 | A | 38 | 113 | 63 | 276 | 63 | 276 | 33 | 276 | 90 | 276 | 35 | 241 | 64 | 210
PEMB-31 | A | 38 | 113 | 63 | 276 | 63 | 276 | 33 | 276 | 90 | 276 | 35 | 241 | 64 | 210
PEMB-41 | A | 38 | 113 | 63 | 276 | 63 | 276 | 33 | 276 | 90 | 276 | 35 | 241 | 64 | 210
PEMB-51 | A | 38 | 113 | 63 | 276 | 63 | 276 | 33 | 276 | 90 | 276 | 35 | 241 | 64 | 210
PETEM1 | A | 20 | 180 | 46 | 180 | 52 | 180 | 24 | 180 | 58 | 180 | 20 | 150 | 50 | 100
RATS-1 | A | 50 | 270 | 90 | 270 | 90 | 270 | 36 | 270 | 50 | 270 | 42 | 105 | 75 | 155
RATS-2 | A | 40 | 270 | 90 | 270 | 100 | 270 | 36 | 270 | 50 | 270 | 40 | 195 | 75 | 195
RATS-3 | A | 40 | 270 | 90 | 270 | 100 | 270 | 36 | 270 | 50 | 270 | 40 | 195 | 75 | 195
RATS-4 | A | 40 | 270 | 95 | 270 | 100 | 270 | 36 | 270 | 50 | 270 | 40 | 195 | 75 | 195
ROCK-1 | A | 36 | 400 | 50 | 400 | 54 | 400 | 60 | 400 | 160 | 400 | 33 | 220 | 53 | 220
RYHPS-1 | A | 30 | 305 | 48 | 305 | 66 | 305 | 42 | 305 | 51 | 305 | 30 | 130 | 42 | 68
SCCL-1 | A | 35 | 180 | 70 | 180 | 70 | 180 | 40 | 180 | 95 | 180 | 40 | 100 | 100 | 50
SCCL-2 | A | 35 | 180 | 70 | 180 | 70 | 180 | 40 | 180 | 95 | 180 | 40 | 100 | 100 | 50
SCCL-3 | A | 35 | 180 | 70 | 180 | 70 | 180 | 40 | 180 | 95 | 180 | 40 | 100 | 100 | 50
SEAB-1 | A | 44 | 254 | 125 | 254 | 150 | 254 | 55 | 254 | 150 | 254 | 75 | 164 | 176 | 38
SEAB-2 | A | 31 | 138 | 76 | 138 | 86 | 138 | 32 | 138 | 82 | 138 | 37 | 73 | 90 | 43
SHBA-1 | A | 41 | 255 | 104 | 255 | 115 | 255 | 44 | 255 | 120 | 255 | 39 | 195 | 115 | 40
SHBA-2 | A | 32 | 319 | 70 | 319 | 76 | 319 | 35 | 319 | 93 | 319 | 32 | 270 | 70 | 217
SHOS-1 | A | 18 | 160 | 24 | 160 | 24 | 160 | 30 | 160 | 75 | 160 | 18 | 135 | 24 | 135
SHRSO-1 | A | 16 | 157 | 44 | 157 | 46 | 157 | 17 | 157 | 46 | 157 | 16 | 141 | 43 | 113
SHRSO-2 | A | 16 | 157 | 44 | 157 | 46 | 157 | 17 | 157 | 46 | 157 | 16 | 141 | 43 | 113
SIZB-1 | A | 38 | 283 | 45 | 283 | 45 | 283 | 45 | 283 | 45 | 283 | 40 | 283 | 46 | 283
SIZB-2 | A | 38 | 283 | 45 | 283 | 45 | 283 | 45 | 283 | 45 | 283 | 40 | 283 | 46 | 283
SLOY-1 | A | 0 | 38 | 1 | 38 | 1 | 38 | 1 | 38 | 2 | 38 | 0 | 38 | 1 | 30
SLOY-2 | A | 0 | 38 | 1 | 38 | 1 | 38 | 1 | 38 | 2 | 38 | 0 | 38 | 1 | 30
SLOY-3 | A | 0 | 38 | 1 | 38 | 1 | 38 | 1 | 38 | 2 | 38 | 0 | 38 | 1 | 30
SLOY-4 | A | 0 | 28 | 1 | 28 | 1 | 28 | 1 | 28 | 2 | 28 | 0 | 28 | 1 | 22
SPLN-1 | A | 40 | 380 | 100 | 380 | 110 | 380 | 50 | 380 | 120 | 380 | 30 | 380 | 90 | 300
STAY-1 | A | 35 | 265 | 62 | 265 | 62 | 265 | 35 | 265 | 89 | 265 | 34 | 192 | 63 | 192
STAY-2 | A | 35 | 265 | 62 | 265 | 62 | 265 | 35 | 265 | 89 | 265 | 34 | 192 | 63 | 192
STAY-3 | A | 35 | 265 | 62 | 265 | 62 | 265 | 35 | 265 | 89 | 265 | 34 | 192 | 63 | 192
STAY-4 | A | 35 | 265 | 62 | 265 | 62 | 265 | 35 | 265 | 89 | 265 | 34 | 192 | 63 | 192
STRNW-1 | A | 6 | 52 | 16 | 52 | 26 | 52 | 7 | 60 | 17 | 60 | 6 | 52 | 17 | 42
SUTB-1 | A | 36 | 380 | 104 | 380 | 148 | 380 | 52 | 380 | 132 | 380 | 47 | 250 | 107 | 250
SVRP-10 | A | 20 | 225 | 50 | 225 | 70 | 225 | 32 | 225 | 80 | 225 | 20 | 172 | 50 | 172
SVRP-20 | A | 20 | 225 | 50 | 225 | 70 | 225 | 32 | 225 | 80 | 225 | 20 | 172 | 50 | 172
USKM-13 | A | 6 | 49 | 15 | 49 | 17 | 49 | 8 | 49 | 19 | 49 | 7 | 36 | 8 | 36
USKM-14 | A | 6 | 49 | 15 | 49 | 17 | 49 | 8 | 49 | 19 | 49 | 7 | 36 | 8 | 36
USKM-15 | A | 6 | 49 | 15 | 49 | 17 | 49 | 8 | 49 | 19 | 49 | 7 | 36 | 8 | 36
WBUPS-1 | A | 30 | 113 | 48 | 153 | 48 | 153 | 32 | 113 | 50 | 113 | 40 | 153 | 65 | 113
WBUPS-2 | A | 30 | 133 | 48 | 173 | 48 | 173 | 32 | 133 | 50 | 133 | 40 | 173 | 65 | 133
WBUPS-3 | A | 30 | 133 | 48 | 173 | 48 | 173 | 32 | 133 | 50 | 133 | 40 | 173 | 65 | 133
WBUPS-4 | A | 30 | 113 | 48 | 153 | 48 | 153 | 32 | 113 | 50 | 113 | 40 | 153 | 65 | 113
WBURB-1 | A | 22 | 240 | 48 | 240 | 62 | 240 | 27 | 240 | 69 | 240 | 20 | 200 | 50 | 120
WBURB-2 | A | 25 | 255 | 52 | 255 | 62 | 255 | 26 | 255 | 67 | 255 | 22 | 215 | 52 | 135
WBURB-3 | A | 23 | 255 | 48 | 255 | 62 | 255 | 27 | 255 | 67 | 255 | 20 | 215 | 52 | 135
WDNSO-1 | A | 21 | 191 | 54 | 191 | 57 | 191 | 21 | 191 | 57 | 191 | 21 | 170 | 55 | 136
WDNSO-2 | A | 21 | 191 | 54 | 191 | 57 | 191 | 21 | 191 | 57 | 191 | 21 | 170 | 55 | 136
WHILW-1 | A | 31 | 322 | 84 | 322 | 90 | 322 | 33 | 322 | 90 | 322 | 32 | 255 | 86 | 210
WHILW-2 | A | 19 | 163 | 33 | 163 | 35 | 163 | 20 | 163 | 52 | 163 | 21 | 142 | 43 | 119
WLNYO-2 | A | 19 | 182 | 51 | 182 | 54 | 182 | 20 | 182 | 53 | 182 | 20 | 158 | 51 | 130
WLNYW-1 | A | 19 | 182 | 51 | 182 | 54 | 182 | 20 | 182 | 53 | 182 | 20 | 158 | 51 | 130
WTMSO-1 | A | 22 | 200 | 58 | 200 | 62 | 200 | 23 | 200 | 61 | 200 | 23 | 140 | 60 | 140

## Dec 2018
MW Response Capability by BMU
|  | Primary Response (Max MWhrs) | [5 empty] | Secondary Response (Max Mwhrs) |  |  |  | High Frequency Response (Max MWhrs)
UNIT | Mode | 0.2Hz | Genset Deload (MW) | 0.5Hz | Genset Deload (MW) | 0.8Hz | Genset Deload (MW) | 0.2/0.2Hz | Genset Deload (MW) | 0.5/0.5Hz | Genset Deload (MW) | 0.2Hz | Genset Deload (MW) | 0.5Hz | Genset Deload (MW)
ABTH7 | A | 40 | 250 | 72 | 250 | 72 | 250 | 48 | 250 | 120 | 250 | 38 | 185 | 55 | 185
ABTH8 | A | 40 | 250 | 72 | 250 | 72 | 250 | 48 | 250 | 120 | 250 | 38 | 185 | 55 | 185
ABTH9 | A | 30 | 240 | 80 | 240 | 80 | 240 | 40 | 240 | 120 | 240 | 38 | 125 | 52 | 125
ARCHW-1 | A | 10 | 92 | 25 | 92 | 25 | 92 | 12 | 92 | 30 | 92 | 11 | 73 | 24 | 56
BAGE-1 | A | 30 | 255 | 70 | 255 | 90 | 255 | 35 | 255 | 90 | 255 | 28 | 220 | 70 | 185
BAGE-2 | A | 3 | 17 | 8 | 17 | 12 | 17 | 4 | 17 | 9 | 17 | 2 | 17 | 5 | 17
BARKB2 | A | 33 | 210 | 82 | 210 | 108 | 210 | 39 | 210 | 97 | 210 | 31 | 120 | 84 | 120
BARK-1 | A | 22 | 140 | 55 | 140 | 72 | 140 | 26 | 140 | 65 | 140 | 21 | 80 | 54 | 80
BHLAW-1 | A | 7 | 98 | 16 | 98 | 19 | 98 | 10 | 98 | 26 | 98 | 8 | 87 | 18 | 78
BLLA-1 | A | 6 | 99 | 13 | 99 | 13 | 99 | 15 | 99 | 39 | 99 | 9 | 83 | 16 | 83
BRBEO-1 | A | 31 | 254 | 77 | 254 | 77 | 254 | 31 | 254 | 77 | 254 | 15 | 76 | 37 | 76
BRDUW-1 | A | 6 | 58 | 17 | 58 | 17 | 58 | 7 | 58 | 17 | 58 | 6 | 36 | 17 | 36
BRGG-1 | A | 16 | 110 | 32 | 110 | 48 | 110 | 16 | 110 | 40 | 110 | 14 | 96 | 34 | 46
BRYP-1 | A | 15 | 82 | 25 | 82 | 31 | 82 | 22 | 82 | 37 | 82 | 10 | 82 | 27 | 47
BURBW-1 | A | 0 | 90 | 0 | 90 | 0 | 90 | 0 | 0 | 0 | 0 | 0 | 90 | 0 | 90
CARR-1 | A | 35 | 235 | 58 | 235 | 58 | 235 | 35 | 235 | 88 | 235 | 34 | 179 | 56 | 179
CARR-2 | A | 35 | 235 | 58 | 235 | 58 | 235 | 35 | 235 | 88 | 235 | 34 | 179 | 56 | 179
CDCL-1 | A | 30 | 231 | 46 | 231 | 46 | 231 | 34 | 231 | 45 | 231 | 29 | 172 | 72 | 135
CLAC-1 | A | 3 | 28 | 8 | 28 | 13 | 28 | 3 | 36 | 9 | 36 | 3 | 28 | 8 | 28
CLDCW-1 | A | 14 | 14 | 34 | 113 | 36 | 113 | 13 | 113 | 35 | 113 | 13 | 99 | 34 | 78
CLDNW-1 | A | 13 | 108 | 33 | 108 | 35 | 108 | 13 | 108 | 35 | 108 | 12 | 95 | 33 | 74
CLDSW-1 | A | 16 | 129 | 40 | 129 | 43 | 129 | 16 | 129 | 42 | 129 | 16 | 113 | 41 | 88
CNQPS-1 | A | 22 | 170 | 55 | 170 | 55 | 170 | 28 | 170 | 70 | 170 | 26 | 120 | 60 | 105
CNQPS-2 | A | 22 | 170 | 55 | 170 | 55 | 170 | 28 | 170 | 70 | 170 | 22 | 120 | 55 | 105
CNQPS-3 | A | 22 | 170 | 55 | 170 | 55 | 170 | 28 | 170 | 70 | 170 | 22 | 120 | 55 | 105
CNQPS-4 | A | 22 | 170 | 55 | 170 | 55 | 170 | 28 | 170 | 70 | 170 | 28 | 105 | 55 | 105
CORB-1 | A | 10 | 130 | 30 | 130 | 50 | 130 | 28 | 130 | 60 | 130 | 15 | 95 | 40 | 60
COSO-1 | A | 20 | 380 | 40 | 380 | 50 | 380 | 60 | 380 | 140 | 380 | 17 | 304 | 40 | 304
COTPS-1 | A | 29 | 277 | 50 | 277 | 62 | 277 | 35 | 60 | 63 | 277 | 30 | 122 | 60 | 122
COTPS-2 | A | 29 | 287 | 50 | 287 | 62 | 287 | 35 | 60 | 63 | 287 | 30 | 122 | 60 | 122
COTPS-3 | A | 29 | 287 | 50 | 287 | 62 | 287 | 35 | 60 | 63 | 287 | 30 | 122 | 60 | 122
COTPS-4 | A | 29 | 277 | 50 | 277 | 62 | 277 | 35 | 60 | 63 | 277 | 30 | 122 | 60 | 122
COWE1 | A | 7 | 30 | 17 | 30 | 17 | 30 | 7 | 30 | 17 | 30 | 7 | 30 | 17 | 30
COWE2 | A | 7 | 30 | 17 | 30 | 17 | 30 | 7 | 30 | 17 | 30 | 7 | 30 | 17 | 30
CRUA-1 | A | 10 | 110 | 25 | 110 | 37 | 110 | 12 | 110 | 30 | 110 | 10 | 84 | 25 | 48
CRUA-2 | A | 10 | 110 | 25 | 110 | 37 | 110 | 12 | 110 | 30 | 110 | 10 | 84 | 25 | 48
CRUA-3 | A | 7 | 30 | 15 | 30 | 21 | 30 | 9 | 30 | 24 | 30 | 5 | 25 | 13 | 15
CRUA-4 | A | 7 | 30 | 15 | 30 | 21 | 30 | 9 | 30 | 24 | 30 | 5 | 25 | 13 | 15
CRYRW-2 | A | 15 | 138 | 38 | 138 | 40 | 138 | 15 | 138 | 40 | 138 | 13 | 109 | 40 | 63
DAMC-1 | A | 64 | 380 | 136 | 380 | 156 | 380 | 80 | 380 | 180 | 380 | 60 | 293 | 190 | 128
DEEP-1 | A | 20 | 180 | 60 | 180 | 86 | 180 | 22 | 180 | 80 | 180 | 24 | 96 | 52 | 96
DIDCB5 | A | 40 | 330 | 104 | 330 | 125 | 330 | 55 | 330 | 140 | 330 | 40 | 185 | 105 | 185
DIDCB6 | A | 50 | 250 | 105 | 250 | 105 | 250 | 50 | 250 | 130 | 250 | 50 | 153 | 110 | 103
DINO-1 | A | 14 | 138 | 39 | 138 | 58 | 138 | 28 | 138 | 72 | 138 | 14 | 118 | 36 | 88
DINO-2 | A | 14 | 138 | 39 | 138 | 58 | 138 | 28 | 138 | 72 | 138 | 14 | 118 | 36 | 88
DINO-3 | A | 14 | 138 | 39 | 138 | 58 | 138 | 28 | 138 | 72 | 138 | 14 | 118 | 36 | 88
DINO-4 | A | 14 | 138 | 39 | 138 | 58 | 138 | 28 | 138 | 72 | 138 | 14 | 118 | 36 | 88
DINO-5 | A | 14 | 138 | 39 | 138 | 58 | 138 | 28 | 138 | 72 | 138 | 14 | 118 | 36 | 88
DINO-6 | A | 14 | 138 | 39 | 138 | 58 | 138 | 28 | 138 | 72 | 138 | 14 | 118 | 36 | 88
DRAXX-1 | A | 68 | 345 | 100 | 345 | 100 | 345 | 64 | 95 | 110 | 345 | 60 | 225 | 70 | 225
DRAXX-2 | A | 68 | 345 | 100 | 345 | 100 | 345 | 64 | 95 | 110 | 345 | 60 | 225 | 70 | 225
DRAXX-3 | A | 68 | 345 | 100 | 345 | 100 | 345 | 64 | 95 | 110 | 345 | 60 | 225 | 70 | 225
DRAXX-4 | A | 68 | 345 | 100 | 345 | 100 | 345 | 64 | 95 | 110 | 345 | 60 | 225 | 70 | 225
DRAXX-5 | A | 68 | 345 | 100 | 345 | 100 | 345 | 64 | 95 | 110 | 345 | 60 | 225 | 70 | 225
DRAXX-6 | A | 68 | 345 | 100 | 345 | 100 | 345 | 64 | 95 | 110 | 345 | 60 | 225 | 70 | 225
DRSLW-1 | A | 6 | 69 | 16 | 69 | 17 | 69 | 6 | 69 | 17 | 69 | 6 | 61 | 16 | 54
EECL-1 | A | 20 | 178 | 25 | 178 | 25 | 178 | 32 | 178 | 81 | 178 | 20 | 143 | 25 | 143
EGGPS-1 | A | 45 | 205 | 83 | 205 | 83 | 205 | 49 | 205 | 110 | 205 | 33 | 95 | 60 | 95
EGGPS-2 | A | 45 | 205 | 83 | 205 | 83 | 205 | 49 | 205 | 110 | 205 | 33 | 95 | 60 | 95
EGGPS-3 | A | 45 | 205 | 83 | 205 | 83 | 205 | 49 | 205 | 110 | 205 | 33 | 95 | 60 | 95
EGGPS-4 | A | 45 | 205 | 83 | 205 | 83 | 205 | 49 | 205 | 110 | 205 | 33 | 95 | 60 | 95
ERRO-1 | A | 1 | 21 | 1 | 21 | 1 | 21 | 2 | 21 | 5 | 21 | 1 | 17 | 1 | 17
ERRO-2 | A | 1 | 21 | 1 | 21 | 1 | 21 | 2 | 21 | 5 | 21 | 1 | 17 | 1 | 17
ERRO-3 | A | 1 | 21 | 1 | 21 | 1 | 21 | 2 | 21 | 5 | 21 | 1 | 17 | 1 | 17
FAARW-1 | A | 2 | 37 | 4 | 37 | 4 | 37 | 4 | 37 | 12 | 37 | 2 | 33 | 4 | 33
FAARW-2 | A | 2 | 37 | 4 | 37 | 4 | 37 | 4 | 37 | 12 | 37 | 2 | 33 | 4 | 33
FALGW-1 | A | 11 | 108 | 28 | 108 | 41 | 108 | 13 | 108 | 35 | 108 | 10 | 86 | 22 | 64
FASN-1 | A | 0 | 15 | 1 | 15 | 1 | 15 | 1 | 15 | 2 | 15 | 0 | 15 | 1 | 12
FASN2 | A | 0 | 15 | 1 | 15 | 1 | 15 | 1 | 15 | 2 | 15 | 0 | 15 | 1 | 12
FASN3 | A | 0 | 15 | 1 | 15 | 1 | 15 | 1 | 15 | 2 | 15 | 0 | 15 | 1 | 12
FAWN-1 | A | 10 | 52 | 25 | 52 | 40 | 52 | 13 | 52 | 32 | 52 | 11 | 37 | 27 | 27
FELL-1 | A | 9 | 63 | 21 | 63 | 22 | 63 | 10 | 63 | 24 | 63 | 9 | 63 | 22 | 63
FFES-1 | A | 10 | 35 | 27 | 35 | 30 | 35 | 9 | 35 | 22 | 35 | 4 | 27 | 6 | 27
FFES-2 | A | 10 | 35 | 27 | 35 | 30 | 35 | 9 | 35 | 22 | 35 | 4 | 27 | 6 | 27
FFES-3 | A | 10 | 35 | 27 | 35 | 30 | 35 | 9 | 35 | 22 | 35 | 4 | 27 | 6 | 27
FFES-4 | A | 10 | 35 | 27 | 35 | 30 | 35 | 9 | 35 | 22 | 35 | 4 | 27 | 6 | 27
FIDL-1 | A | 13 | 205 | 20 | 205 | 23 | 205 | 35 | 100 | 40 | 147 | 30 | 147 | 50 | 147
FIDL-2 | A | 13 | 205 | 20 | 205 | 23 | 205 | 35 | 100 | 40 | 147 | 30 | 147 | 50 | 147
FIDL-3 | A | 13 | 205 | 20 | 205 | 23 | 205 | 35 | 100 | 40 | 147 | 30 | 147 | 50 | 147
FIDL-4 | A | 13 | 205 | 20 | 205 | 23 | 205 | 35 | 100 | 40 | 147 | 30 | 147 | 50 | 147
FINL-1 | A | 0 | 14 | 1 | 14 | 1 | 14 | 1 | 14 | 2 | 14 | 0 | 14 | 1 | 11
FOYE-1 | A | 6 | 60 | 13 | 60 | 16 | 60 | 11 | 60 | 27 | 60 | 5 | 30 | 11 | 30
FOYE-2 | A | 6 | 60 | 13 | 60 | 16 | 60 | 11 | 60 | 27 | 60 | 5 | 30 | 11 | 30
GLNDO-1 | A | 6 | 80 | 12 | 45 | 17 | 45 | 12 | 45 | 25 | 45 | 8 | 65 | 18 | 45
GNFSW-1 | A | 11 | 100 | 30 | 100 | 30 | 100 | 12 | 100 | 31 | 100 | 12 | 70 | 30 | 70
GNFSW-2 | A | 7 | 64 | 18 | 64 | 18 | 64 | 8 | 64 | 18 | 64 | 6 | 49 | 15 | 49
GORDW-1 | A | 6 | 62 | 16 | 56 | 26 | 45 | 7 | 62 | 18 | 62 | 6 | 56 | 16 | 45
GRAI-6 | A | 24 | 320 | 58 | 320 | 58 | 320 | 35 | 320 | 88 | 320 | 28 | 270 | 60 | 230
GRAI-7 | A | 30 | 232 | 60 | 232 | 60 | 232 | 32 | 232 | 84 | 232 | 32 | 175 | 65 | 135
GRAI-8 | A | 26 | 232 | 58 | 232 | 58 | 232 | 32 | 232 | 84 | 232 | 32 | 175 | 65 | 135
GRIFW-1 | A | 8 | 94 | 22 | 94 | 23 | 94 | 8 | 94 | 22 | 94 | 8 | 85 | 22 | 72
GRIFW-2 | A | 8 | 94 | 22 | 94 | 23 | 94 | 8 | 94 | 22 | 94 | 8 | 85 | 22 | 72
GRMO-1 | A | 8 | 43 | 8 | 43 | 8 | 43 | 8 | 43 | 8 | 43 | 8 | 23 | 8 | 23
GYAR-1 | A | 17 | 176 | 42 | 176 | 66 | 176 | 24 | 176 | 60 | 176 | 17 | 176 | 42 | 176
GYMRO-15 | A | 6 | 145 | 15 | 145 | 15 | 145 | 6 | 145 | 15 | 145 | 6 | 44 | 15 | 44
GYMRO-17 | A | 6 | 145 | 15 | 145 | 15 | 145 | 6 | 145 | 15 | 145 | 6 | 44 | 15 | 44
GYMRO-26 | A | 6 | 145 | 15 | 145 | 15 | 145 | 6 | 145 | 15 | 145 | 6 | 44 | 15 | 44
GYMRO-28 | A | 6 | 145 | 15 | 145 | 15 | 145 | 6 | 145 | 15 | 145 | 6 | 44 | 15 | 44
HADHW-1 | A | 7 | 76 | 14 | 76 | 22 | 76 | 13 | 76 | 34 | 76 | 8 | 65 | 17 | 65
HRSTW-1 | A | 12 | 102 | 30 | 102 | 45 | 102 | 13 | 102 | 34 | 102 | 13 | 80 | 27 | 66
HUMR-1 | A | 60 | 533 | 150 | 533 | 200 | 533 | 80 | 533 | 200 | 533 | 62 | 419 | 155 | 251
INDQ-1 | A | 12 | 102 | 31 | 102 | 43 | 102 | 13 | 102 | 34 | 102 | 12 | 72 | 30 | 72
KEAD-1 | A | 38 | 415 | 90 | 415 | 90 | 415 | 55 | 415 | 138 | 415 | 38 | 355 | 90 | 285
KILBW-1 | A | 3 | 56 | 8 | 56 | 13 | 56 | 5 | 56 | 14 | 56 | 4 | 53 | 9 | 47
KILLPG-1 | A | 8 | 225 | 10 | 225 | 10 | 225 | 10 | 225 | 12 | 225 | 4 | 150 | 15 | 150
KILLPG-2 | A | 18 | 225 | 25 | 225 | 25 | 225 | 37 | 225 | 37 | 225 | 22 | 195 | 30 | 195
KILNS-1 | A | 30 | 290 | 72 | 290 | 84 | 290 | 42 | 290 | 114 | 290 | 18 | 104 | 45 | 104
KLYN-A-1 | A | 24 | 126 | 50 | 126 | 50 | 126 | 34 | 126 | 70 | 126 | 22 | 81 | 34 | 81
LAGA-1 | A | 55 | 500 | 123 | 500 | 140 | 500 | 52 | 500 | 130 | 500 | 53 | 475 | 130 | 475
LARYO-1 | A | 16 | 155 | 40 | 155 | 45 | 155 | 18 | 155 | 45 | 155 | 14 | 120 | 35 | 120
LARYO-2 | A | 16 | 158 | 40 | 158 | 45 | 158 | 18 | 158 | 45 | 158 | 14 | 120 | 35 | 120
LARYO-3 | A | 16 | 158 | 40 | 158 | 45 | 158 | 18 | 158 | 45 | 158 | 14 | 120 | 35 | 120
LARYO-4 | A | 16 | 158 | 40 | 158 | 45 | 158 | 18 | 158 | 45 | 158 | 14 | 120 | 35 | 120
LBAR-1G | A | 1 | 16 | 4 | 16 | 6 | 16 | 2 | 16 | 4 | 16 | 1 | 9 | 4 | 9
LBAR-1 | A | 39 | 360 | 88 | 360 | 88 | 360 | 55 | 360 | 145 | 360 | 41 | 270 | 90 | 270
LNCSO-1 | A | 12 | 130 | 30 | 130 | 32 | 130 | 12 | 130 | 32 | 130 | 10 | 100 | 26 | 100
LNCSO-2 | A | 13 | 140 | 34 | 140 | 36 | 140 | 14 | 140 | 36 | 140 | 12 | 125 | 32 | 125
LOAN-1 | A | 25 | 326 | 51 | 326 | 55 | 326 | 19 | 326 | 50 | 326 | 12 | 276 | 28 | 276
LOAN-2 | A | 25 | 326 | 51 | 326 | 55 | 326 | 19 | 326 | 50 | 326 | 12 | 276 | 28 | 276
LOAN-3 | A | 25 | 326 | 51 | 326 | 55 | 326 | 19 | 326 | 50 | 326 | 12 | 276 | 28 | 276
MEDP-1 | A | 30 | 380 | 76 | 330 | 76 | 330 | 48 | 380 | 105 | 380 | 31 | 330 | 79 | 290
MILWW-1 | A | 6 | 32 | 8 | 54 | 13 | 54 | 5 | 54 | 14 | 54 | 3 | 43 | 8 | 43
MKHLW-1 | A | 4 | 42 | 10 | 42 | 12 | 42 | 5 | 42 | 13 | 42 | 5 | 37 | 12 | 30
MRWD-1 | A | 43 | 448 | 100 | 448 | 112 | 448 | 67 | 448 | 160 | 448 | 36 | 328 | 93 | 328
NANT-1 | A | 0 | 15 | 0 | 15 | 0 | 15 | 0 | 15 | 1 | 15 | 0 | 15 | 0 | 15
PEHE-1 | A | 42 | 420 | 72 | 420 | 72 | 420 | 83 | 420 | 117 | 420 | 35 | 350 | 84 | 260
PEHE-2 | A | 16 | 490 | 40 | 265 | 42 | 490 | 0 | 0 | 0 | 0 | 0 | 490 | 0 | 490
PEMB-11 | A | 38 | 113 | 63 | 276 | 63 | 276 | 33 | 276 | 90 | 276 | 35 | 241 | 64 | 210
PEMB-21 | A | 38 | 113 | 63 | 276 | 63 | 276 | 33 | 276 | 90 | 276 | 35 | 241 | 64 | 210
PEMB-31 | A | 38 | 113 | 63 | 276 | 63 | 276 | 33 | 276 | 90 | 276 | 35 | 241 | 64 | 210
PEMB-41 | A | 38 | 113 | 63 | 276 | 63 | 276 | 33 | 276 | 90 | 276 | 35 | 241 | 64 | 210
PEMB-51 | A | 38 | 113 | 63 | 276 | 63 | 276 | 33 | 276 | 90 | 276 | 35 | 241 | 64 | 210
PETEM1 | A | 20 | 180 | 46 | 180 | 52 | 180 | 24 | 180 | 58 | 180 | 20 | 150 | 50 | 100
RATS-1 | A | 50 | 270 | 90 | 270 | 90 | 270 | 36 | 270 | 50 | 270 | 42 | 105 | 75 | 155
RATS-2 | A | 40 | 270 | 90 | 270 | 100 | 270 | 36 | 270 | 50 | 270 | 40 | 195 | 75 | 195
RATS-3 | A | 40 | 270 | 90 | 270 | 100 | 270 | 36 | 270 | 50 | 270 | 40 | 195 | 75 | 195
RATS-4 | A | 40 | 270 | 95 | 270 | 100 | 270 | 36 | 270 | 50 | 270 | 40 | 195 | 75 | 195
ROCK-1 | A | 36 | 400 | 50 | 400 | 54 | 400 | 60 | 400 | 160 | 400 | 33 | 220 | 53 | 220
RYHPS-1 | A | 30 | 305 | 48 | 305 | 66 | 305 | 42 | 305 | 51 | 305 | 30 | 130 | 42 | 68
SCCL-1 | A | 35 | 180 | 70 | 180 | 70 | 180 | 40 | 180 | 95 | 180 | 40 | 100 | 100 | 50
SCCL-2 | A | 35 | 180 | 70 | 180 | 70 | 180 | 40 | 180 | 95 | 180 | 40 | 100 | 100 | 50
SCCL-3 | A | 35 | 180 | 70 | 180 | 70 | 180 | 40 | 180 | 95 | 180 | 40 | 100 | 100 | 50
SEAB-1 | A | 44 | 254 | 125 | 254 | 150 | 254 | 55 | 254 | 150 | 254 | 75 | 164 | 176 | 38
SEAB-2 | A | 31 | 138 | 76 | 138 | 86 | 138 | 32 | 138 | 82 | 138 | 37 | 73 | 90 | 43
SHBA-1 | A | 41 | 255 | 104 | 255 | 115 | 255 | 44 | 255 | 120 | 255 | 39 | 195 | 115 | 40
SHBA-2 | A | 32 | 319 | 70 | 319 | 76 | 319 | 35 | 319 | 93 | 319 | 32 | 270 | 70 | 217
SHOS-1 | A | 18 | 160 | 24 | 160 | 24 | 160 | 30 | 160 | 75 | 160 | 18 | 135 | 24 | 135
SHRSO-1 | A | 16 | 157 | 44 | 157 | 46 | 157 | 17 | 157 | 46 | 157 | 16 | 141 | 43 | 113
SHRSO-2 | A | 16 | 157 | 44 | 157 | 46 | 157 | 17 | 157 | 46 | 157 | 16 | 141 | 43 | 113
SIZB-1 | A | 38 | 283 | 45 | 283 | 45 | 283 | 45 | 283 | 45 | 283 | 40 | 283 | 46 | 283
SIZB-2 | A | 38 | 283 | 45 | 283 | 45 | 283 | 45 | 283 | 45 | 283 | 40 | 283 | 46 | 283
SLOY-1 | A | 0 | 38 | 1 | 38 | 1 | 38 | 1 | 38 | 2 | 38 | 0 | 38 | 1 | 30
SLOY-2 | A | 0 | 38 | 1 | 38 | 1 | 38 | 1 | 38 | 2 | 38 | 0 | 38 | 1 | 30
SLOY-3 | A | 0 | 38 | 1 | 38 | 1 | 38 | 1 | 38 | 2 | 38 | 0 | 38 | 1 | 30
SLOY-4 | A | 0 | 28 | 1 | 28 | 1 | 28 | 1 | 28 | 2 | 28 | 0 | 28 | 1 | 22
SPLN-1 | A | 40 | 380 | 100 | 380 | 110 | 380 | 50 | 380 | 120 | 380 | 30 | 380 | 90 | 300
STAY-1 | A | 35 | 265 | 62 | 265 | 62 | 265 | 35 | 265 | 89 | 265 | 34 | 192 | 63 | 192
STAY-2 | A | 35 | 265 | 62 | 265 | 62 | 265 | 35 | 265 | 89 | 265 | 34 | 192 | 63 | 192
STAY-3 | A | 35 | 265 | 62 | 265 | 62 | 265 | 35 | 265 | 89 | 265 | 34 | 192 | 63 | 192
STAY-4 | A | 35 | 265 | 62 | 265 | 62 | 265 | 35 | 265 | 89 | 265 | 34 | 192 | 63 | 192
STRNW-1 | A | 6 | 52 | 16 | 52 | 26 | 52 | 7 | 60 | 17 | 60 | 6 | 52 | 17 | 42
SUTB-1 | A | 36 | 380 | 104 | 380 | 148 | 380 | 52 | 380 | 132 | 380 | 47 | 250 | 107 | 250
SVRP-10 | A | 20 | 225 | 50 | 225 | 70 | 225 | 32 | 225 | 80 | 225 | 20 | 172 | 50 | 172
SVRP-20 | A | 20 | 225 | 50 | 225 | 70 | 225 | 32 | 225 | 80 | 225 | 20 | 172 | 50 | 172
USKM-13 | A | 6 | 49 | 15 | 49 | 17 | 49 | 8 | 49 | 19 | 49 | 7 | 36 | 8 | 36
USKM-14 | A | 6 | 49 | 15 | 49 | 17 | 49 | 8 | 49 | 19 | 49 | 7 | 36 | 8 | 36
USKM-15 | A | 6 | 49 | 15 | 49 | 17 | 49 | 8 | 49 | 19 | 49 | 7 | 36 | 8 | 36
WBUPS-1 | A | 30 | 113 | 48 | 153 | 48 | 153 | 32 | 113 | 50 | 113 | 40 | 153 | 65 | 113
WBUPS-2 | A | 30 | 133 | 48 | 173 | 48 | 173 | 32 | 133 | 50 | 133 | 40 | 173 | 65 | 133
WBUPS-3 | A | 30 | 133 | 48 | 173 | 48 | 173 | 32 | 133 | 50 | 133 | 40 | 173 | 65 | 133
WBUPS-4 | A | 30 | 113 | 48 | 153 | 48 | 153 | 32 | 113 | 50 | 113 | 40 | 153 | 65 | 113
WBURB-1 | A | 22 | 240 | 48 | 240 | 62 | 240 | 27 | 240 | 69 | 240 | 20 | 200 | 50 | 120
WBURB-2 | A | 25 | 255 | 52 | 255 | 62 | 255 | 26 | 255 | 67 | 255 | 22 | 215 | 52 | 135
WBURB-3 | A | 23 | 255 | 48 | 255 | 62 | 255 | 27 | 255 | 67 | 255 | 20 | 215 | 52 | 135
WDNSO-1 | A | 21 | 191 | 54 | 191 | 57 | 191 | 21 | 191 | 57 | 191 | 21 | 170 | 55 | 136
WDNSO-2 | A | 21 | 191 | 54 | 191 | 57 | 191 | 21 | 191 | 57 | 191 | 21 | 170 | 55 | 136
WHILW-1 | A | 31 | 322 | 84 | 322 | 90 | 322 | 33 | 322 | 90 | 322 | 32 | 255 | 86 | 210
WHILW-2 | A | 19 | 163 | 33 | 163 | 35 | 163 | 20 | 163 | 52 | 163 | 21 | 142 | 43 | 119
WLNYO-2 | A | 19 | 182 | 51 | 182 | 54 | 182 | 20 | 182 | 53 | 182 | 20 | 158 | 51 | 130
WLNYW-1 | A | 19 | 182 | 51 | 182 | 54 | 182 | 20 | 182 | 53 | 182 | 20 | 158 | 51 | 130
WTMSO-1 | A | 22 | 200 | 58 | 200 | 62 | 200 | 23 | 200 | 61 | 200 | 23 | 140 | 60 | 140

## Nov 2018
MW Response Capability by BMU
|  | Primary Response (Max MWhrs) | [5 empty] | Secondary Response (Max Mwhrs) |  |  |  | High Frequency Response (Max MWhrs)
UNIT | Mode | 0.2Hz | Genset Deload (MW) | 0.5Hz | Genset Deload (MW) | 0.8Hz | Genset Deload (MW) | 0.2/0.2Hz | Genset Deload (MW) | 0.5/0.5Hz | Genset Deload (MW) | 0.2Hz | Genset Deload (MW) | 0.5Hz | Genset Deload (MW)
ABTH7 | A | 40 | 250 | 72 | 250 | 72 | 250 | 48 | 250 | 120 | 250 | 38 | 185 | 55 | 185
ABTH8 | A | 40 | 250 | 72 | 250 | 72 | 250 | 48 | 250 | 120 | 250 | 38 | 185 | 55 | 185
ABTH9 | A | 30 | 240 | 80 | 240 | 80 | 240 | 40 | 240 | 120 | 240 | 38 | 125 | 52 | 125
ARCHW-1 | A | 10 | 92 | 25 | 92 | 25 | 92 | 12 | 92 | 30 | 92 | 11 | 73 | 24 | 56
BAGE-1 | A | 30 | 255 | 70 | 255 | 90 | 255 | 35 | 255 | 90 | 255 | 28 | 220 | 70 | 185
BAGE-2 | A | 3 | 17 | 8 | 17 | 12 | 17 | 4 | 17 | 9 | 17 | 2 | 17 | 5 | 17
BARKB2 | A | 33 | 210 | 82 | 210 | 108 | 210 | 39 | 210 | 97 | 210 | 31 | 120 | 84 | 120
BARK-1 | A | 22 | 140 | 55 | 140 | 72 | 140 | 26 | 140 | 65 | 140 | 21 | 80 | 54 | 80
BHLAW-1 | A | 7 | 98 | 16 | 98 | 19 | 98 | 10 | 98 | 26 | 98 | 8 | 87 | 18 | 78
BLLA-1 | A | 6 | 99 | 13 | 99 | 13 | 99 | 15 | 99 | 39 | 99 | 9 | 83 | 16 | 83
BRBEO-1 | A | 31 | 254 | 77 | 254 | 77 | 254 | 31 | 254 | 77 | 254 | 15 | 76 | 37 | 76
BRDUW-1 | A | 6 | 58 | 17 | 58 | 17 | 58 | 7 | 58 | 17 | 58 | 6 | 36 | 17 | 36
BRGG-1 | A | 16 | 110 | 32 | 110 | 48 | 110 | 16 | 110 | 40 | 110 | 14 | 96 | 34 | 46
BRYP-1 | A | 15 | 82 | 25 | 82 | 31 | 82 | 22 | 82 | 37 | 82 | 10 | 82 | 27 | 47
BURBW-1 | A | 0 | 90 | 0 | 90 | 0 | 90 | 0 | 0 | 0 | 0 | 0 | 90 | 0 | 90
CARR-1 | A | 35 | 235 | 58 | 235 | 58 | 235 | 35 | 235 | 88 | 235 | 34 | 179 | 56 | 179
CARR-2 | A | 35 | 235 | 58 | 235 | 58 | 235 | 35 | 235 | 88 | 235 | 34 | 179 | 56 | 179
CDCL-1 | A | 30 | 231 | 46 | 231 | 46 | 231 | 34 | 231 | 45 | 231 | 29 | 172 | 72 | 135
CLAC-1 | A | 3 | 28 | 8 | 28 | 13 | 28 | 3 | 36 | 9 | 36 | 3 | 28 | 8 | 28
CLDCW-1 | A | 14 | 14 | 34 | 113 | 36 | 113 | 13 | 113 | 35 | 113 | 13 | 99 | 34 | 78
CLDNW-1 | A | 13 | 108 | 33 | 108 | 35 | 108 | 13 | 108 | 35 | 108 | 12 | 95 | 33 | 74
CLDSW-1 | A | 16 | 129 | 40 | 129 | 43 | 129 | 16 | 129 | 42 | 129 | 16 | 113 | 41 | 88
CNQPS-1 | A | 22 | 170 | 55 | 170 | 55 | 170 | 28 | 170 | 70 | 170 | 26 | 120 | 60 | 105
CNQPS-2 | A | 22 | 170 | 55 | 170 | 55 | 170 | 28 | 170 | 70 | 170 | 22 | 120 | 55 | 105
CNQPS-3 | A | 22 | 170 | 55 | 170 | 55 | 170 | 28 | 170 | 70 | 170 | 22 | 120 | 55 | 105
CNQPS-4 | A | 22 | 170 | 55 | 170 | 55 | 170 | 28 | 170 | 70 | 170 | 28 | 105 | 55 | 105
CORB-1 | A | 10 | 130 | 30 | 130 | 50 | 130 | 28 | 130 | 60 | 130 | 15 | 95 | 40 | 60
COSO-1 | A | 20 | 380 | 40 | 380 | 50 | 380 | 60 | 380 | 140 | 380 | 17 | 304 | 40 | 304
COTPS-1 | A | 29 | 277 | 50 | 277 | 62 | 277 | 35 | 60 | 63 | 277 | 30 | 122 | 60 | 122
COTPS-2 | A | 29 | 287 | 50 | 287 | 62 | 287 | 35 | 60 | 63 | 287 | 30 | 122 | 60 | 122
COTPS-3 | A | 29 | 287 | 50 | 287 | 62 | 287 | 35 | 60 | 63 | 287 | 30 | 122 | 60 | 122
COTPS-4 | A | 29 | 277 | 50 | 277 | 62 | 277 | 35 | 60 | 63 | 277 | 30 | 122 | 60 | 122
COWE1 | A | 7 | 30 | 17 | 30 | 17 | 30 | 7 | 30 | 17 | 30 | 7 | 30 | 17 | 30
COWE2 | A | 7 | 30 | 17 | 30 | 17 | 30 | 7 | 30 | 17 | 30 | 7 | 30 | 17 | 30
CRUA-1 | A | 10 | 110 | 25 | 110 | 37 | 110 | 12 | 110 | 30 | 110 | 10 | 84 | 25 | 48
CRUA-2 | A | 10 | 110 | 25 | 110 | 37 | 110 | 12 | 110 | 30 | 110 | 10 | 84 | 25 | 48
CRUA-3 | A | 7 | 30 | 15 | 30 | 21 | 30 | 9 | 30 | 24 | 30 | 5 | 25 | 13 | 15
CRUA-4 | A | 7 | 30 | 15 | 30 | 21 | 30 | 9 | 30 | 24 | 30 | 5 | 25 | 13 | 15
CRYRW-2 | A | 15 | 138 | 38 | 138 | 40 | 138 | 15 | 138 | 40 | 138 | 13 | 109 | 40 | 63
DAMC-1 | A | 64 | 380 | 136 | 380 | 156 | 380 | 80 | 380 | 180 | 380 | 60 | 293 | 190 | 128
DEEP-1 | A | 20 | 180 | 60 | 180 | 86 | 180 | 22 | 180 | 80 | 180 | 24 | 96 | 52 | 96
DIDCB5 | A | 40 | 330 | 104 | 330 | 125 | 330 | 55 | 330 | 140 | 330 | 40 | 185 | 105 | 185
DIDCB6 | A | 50 | 250 | 105 | 250 | 105 | 250 | 50 | 250 | 130 | 250 | 50 | 153 | 110 | 103
DINO-1 | A | 14 | 138 | 39 | 138 | 58 | 138 | 28 | 138 | 72 | 138 | 14 | 118 | 36 | 88
DINO-2 | A | 14 | 138 | 39 | 138 | 58 | 138 | 28 | 138 | 72 | 138 | 14 | 118 | 36 | 88
DINO-3 | A | 14 | 138 | 39 | 138 | 58 | 138 | 28 | 138 | 72 | 138 | 14 | 118 | 36 | 88
DINO-4 | A | 14 | 138 | 39 | 138 | 58 | 138 | 28 | 138 | 72 | 138 | 14 | 118 | 36 | 88
DINO-5 | A | 14 | 138 | 39 | 138 | 58 | 138 | 28 | 138 | 72 | 138 | 14 | 118 | 36 | 88
DINO-6 | A | 14 | 138 | 39 | 138 | 58 | 138 | 28 | 138 | 72 | 138 | 14 | 118 | 36 | 88
DRAXX-1 | A | 68 | 345 | 100 | 345 | 100 | 345 | 64 | 95 | 110 | 345 | 60 | 225 | 70 | 225
DRAXX-2 | A | 68 | 345 | 100 | 345 | 100 | 345 | 64 | 95 | 110 | 345 | 60 | 225 | 70 | 225
DRAXX-3 | A | 68 | 345 | 100 | 345 | 100 | 345 | 64 | 95 | 110 | 345 | 60 | 225 | 70 | 225
DRAXX-4 | A | 68 | 345 | 100 | 345 | 100 | 345 | 64 | 95 | 110 | 345 | 60 | 225 | 70 | 225
DRAXX-5 | A | 68 | 345 | 100 | 345 | 100 | 345 | 64 | 95 | 110 | 345 | 60 | 225 | 70 | 225
DRAXX-6 | A | 68 | 345 | 100 | 345 | 100 | 345 | 64 | 95 | 110 | 345 | 60 | 225 | 70 | 225
DRSLW-1 | A | 6 | 69 | 16 | 69 | 17 | 69 | 6 | 69 | 17 | 69 | 6 | 61 | 16 | 54
EECL-1 | A | 20 | 178 | 25 | 178 | 25 | 178 | 32 | 178 | 81 | 178 | 20 | 143 | 25 | 143
EGGPS-1 | A | 45 | 205 | 83 | 205 | 83 | 205 | 49 | 205 | 110 | 205 | 33 | 95 | 60 | 95
EGGPS-2 | A | 45 | 205 | 83 | 205 | 83 | 205 | 49 | 205 | 110 | 205 | 33 | 95 | 60 | 95
EGGPS-3 | A | 45 | 205 | 83 | 205 | 83 | 205 | 49 | 205 | 110 | 205 | 33 | 95 | 60 | 95
EGGPS-4 | A | 45 | 205 | 83 | 205 | 83 | 205 | 49 | 205 | 110 | 205 | 33 | 95 | 60 | 95
ERRO-1 | A | 1 | 21 | 1 | 21 | 1 | 21 | 2 | 21 | 5 | 21 | 1 | 17 | 1 | 17
ERRO-2 | A | 1 | 21 | 1 | 21 | 1 | 21 | 2 | 21 | 5 | 21 | 1 | 17 | 1 | 17
ERRO-3 | A | 1 | 21 | 1 | 21 | 1 | 21 | 2 | 21 | 5 | 21 | 1 | 17 | 1 | 17
FAARW-1 | A | 2 | 37 | 4 | 37 | 4 | 37 | 4 | 37 | 12 | 37 | 2 | 33 | 4 | 33
FAARW-2 | A | 2 | 37 | 4 | 37 | 4 | 37 | 4 | 37 | 12 | 37 | 2 | 33 | 4 | 33
FALGW-1 | A | 11 | 108 | 28 | 108 | 41 | 108 | 13 | 108 | 35 | 108 | 10 | 86 | 22 | 64
FASN-1 | A | 0 | 15 | 1 | 15 | 1 | 15 | 1 | 15 | 2 | 15 | 0 | 15 | 1 | 12
FASN2 | A | 0 | 15 | 1 | 15 | 1 | 15 | 1 | 15 | 2 | 15 | 0 | 15 | 1 | 12
FASN3 | A | 0 | 15 | 1 | 15 | 1 | 15 | 1 | 15 | 2 | 15 | 0 | 15 | 1 | 12
FAWN-1 | A | 10 | 52 | 25 | 52 | 40 | 52 | 13 | 52 | 32 | 52 | 11 | 37 | 27 | 27
FELL-1 | A | 9 | 63 | 21 | 63 | 22 | 63 | 10 | 63 | 24 | 63 | 9 | 63 | 22 | 63
FFES-1 | A | 10 | 35 | 27 | 35 | 30 | 35 | 9 | 35 | 22 | 35 | 4 | 27 | 6 | 27
FFES-2 | A | 10 | 35 | 27 | 35 | 30 | 35 | 9 | 35 | 22 | 35 | 4 | 27 | 6 | 27
FFES-3 | A | 10 | 35 | 27 | 35 | 30 | 35 | 9 | 35 | 22 | 35 | 4 | 27 | 6 | 27
FFES-4 | A | 10 | 35 | 27 | 35 | 30 | 35 | 9 | 35 | 22 | 35 | 4 | 27 | 6 | 27
FIDL-1 | A | 13 | 205 | 20 | 205 | 23 | 205 | 35 | 100 | 40 | 147 | 30 | 147 | 50 | 147
FIDL-2 | A | 13 | 205 | 20 | 205 | 23 | 205 | 35 | 100 | 40 | 147 | 30 | 147 | 50 | 147
FIDL-3 | A | 13 | 205 | 20 | 205 | 23 | 205 | 35 | 100 | 40 | 147 | 30 | 147 | 50 | 147
FIDL-4 | A | 13 | 205 | 20 | 205 | 23 | 205 | 35 | 100 | 40 | 147 | 30 | 147 | 50 | 147
FINL-1 | A | 0 | 14 | 1 | 14 | 1 | 14 | 1 | 14 | 2 | 14 | 0 | 14 | 1 | 11
FOYE-1 | A | 6 | 60 | 13 | 60 | 16 | 60 | 11 | 60 | 27 | 60 | 5 | 30 | 11 | 30
FOYE-2 | A | 6 | 60 | 13 | 60 | 16 | 60 | 11 | 60 | 27 | 60 | 5 | 30 | 11 | 30
GLNDO-1 | A | 6 | 80 | 12 | 45 | 17 | 45 | 12 | 45 | 25 | 45 | 8 | 65 | 18 | 45
GNFSW-1 | A | 11 | 100 | 30 | 100 | 30 | 100 | 12 | 100 | 31 | 100 | 12 | 70 | 30 | 70
GNFSW-2 | A | 7 | 64 | 18 | 64 | 18 | 64 | 8 | 64 | 18 | 64 | 6 | 49 | 15 | 49
GORDW-1 | A | 6 | 62 | 16 | 56 | 26 | 45 | 7 | 62 | 18 | 62 | 6 | 56 | 16 | 45
GRAI-6 | A | 24 | 320 | 58 | 320 | 58 | 320 | 35 | 320 | 88 | 320 | 28 | 270 | 60 | 230
GRAI-7 | A | 30 | 232 | 60 | 232 | 60 | 232 | 32 | 232 | 84 | 232 | 32 | 175 | 65 | 135
GRAI-8 | A | 26 | 232 | 58 | 232 | 58 | 232 | 32 | 232 | 84 | 232 | 32 | 175 | 65 | 135
GRIFW-1 | A | 8 | 94 | 22 | 94 | 23 | 94 | 8 | 94 | 22 | 94 | 8 | 85 | 22 | 72
GRIFW-2 | A | 8 | 94 | 22 | 94 | 23 | 94 | 8 | 94 | 22 | 94 | 8 | 85 | 22 | 72
GRMO-1 | A | 8 | 43 | 8 | 43 | 8 | 43 | 8 | 43 | 8 | 43 | 8 | 23 | 8 | 23
GYAR-1 | A | 17 | 176 | 42 | 176 | 66 | 176 | 24 | 176 | 60 | 176 | 17 | 176 | 42 | 176
GYMRO-15 | A | 6 | 145 | 15 | 145 | 15 | 145 | 6 | 145 | 15 | 145 | 6 | 44 | 15 | 44
GYMRO-17 | A | 6 | 145 | 15 | 145 | 15 | 145 | 6 | 145 | 15 | 145 | 6 | 44 | 15 | 44
GYMRO-26 | A | 6 | 145 | 15 | 145 | 15 | 145 | 6 | 145 | 15 | 145 | 6 | 44 | 15 | 44
GYMRO-28 | A | 6 | 145 | 15 | 145 | 15 | 145 | 6 | 145 | 15 | 145 | 6 | 44 | 15 | 44
HADHW-1 | A | 7 | 76 | 14 | 76 | 22 | 76 | 13 | 76 | 34 | 76 | 8 | 65 | 17 | 65
HRSTW-1 | A | 12 | 102 | 30 | 102 | 45 | 102 | 13 | 102 | 34 | 102 | 13 | 80 | 27 | 66
HUMR-1 | A | 60 | 533 | 150 | 533 | 200 | 533 | 80 | 533 | 200 | 533 | 62 | 419 | 155 | 251
INDQ-1 | A | 12 | 102 | 31 | 102 | 43 | 102 | 13 | 102 | 34 | 102 | 12 | 72 | 30 | 72
KEAD-1 | A | 38 | 415 | 90 | 415 | 90 | 415 | 55 | 415 | 138 | 415 | 38 | 355 | 90 | 285
KILBW-1 | A | 3 | 56 | 8 | 56 | 13 | 56 | 5 | 56 | 14 | 56 | 4 | 53 | 9 | 47
KILLPG-1 | A | 8 | 225 | 10 | 225 | 10 | 225 | 10 | 225 | 12 | 225 | 4 | 150 | 15 | 150
KILLPG-2 | A | 18 | 225 | 25 | 225 | 25 | 225 | 37 | 225 | 37 | 225 | 22 | 195 | 30 | 195
KILNS-1 | A | 30 | 290 | 72 | 290 | 84 | 290 | 42 | 290 | 114 | 290 | 18 | 104 | 45 | 104
KLYN-A-1 | A | 24 | 126 | 50 | 126 | 50 | 126 | 34 | 126 | 70 | 126 | 22 | 81 | 34 | 81
LAGA-1 | A | 55 | 500 | 123 | 500 | 140 | 500 | 52 | 500 | 130 | 500 | 53 | 475 | 130 | 475
LARYO-1 | A | 16 | 155 | 40 | 155 | 45 | 155 | 18 | 155 | 45 | 155 | 14 | 120 | 35 | 120
LARYO-2 | A | 16 | 158 | 40 | 158 | 45 | 158 | 18 | 158 | 45 | 158 | 14 | 120 | 35 | 120
LARYO-3 | A | 16 | 158 | 40 | 158 | 45 | 158 | 18 | 158 | 45 | 158 | 14 | 120 | 35 | 120
LARYO-4 | A | 16 | 158 | 40 | 158 | 45 | 158 | 18 | 158 | 45 | 158 | 14 | 120 | 35 | 120
LBAR-1G | A | 1 | 16 | 4 | 16 | 6 | 16 | 2 | 16 | 4 | 16 | 1 | 9 | 4 | 9
LBAR-1 | A | 39 | 360 | 88 | 360 | 88 | 360 | 55 | 360 | 145 | 360 | 41 | 270 | 90 | 270
LNCSO-1 | A | 12 | 130 | 30 | 130 | 32 | 130 | 12 | 130 | 32 | 130 | 10 | 100 | 26 | 100
LNCSO-2 | A | 13 | 140 | 34 | 140 | 36 | 140 | 14 | 140 | 36 | 140 | 12 | 125 | 32 | 125
LOAN-1 | A | 25 | 326 | 51 | 326 | 55 | 326 | 19 | 326 | 50 | 326 | 12 | 276 | 28 | 276
LOAN-2 | A | 25 | 326 | 51 | 326 | 55 | 326 | 19 | 326 | 50 | 326 | 12 | 276 | 28 | 276
LOAN-3 | A | 25 | 326 | 51 | 326 | 55 | 326 | 19 | 326 | 50 | 326 | 12 | 276 | 28 | 276
MEDP-1 | A | 30 | 380 | 76 | 330 | 76 | 330 | 48 | 380 | 105 | 380 | 31 | 330 | 79 | 290
MILWW-1 | A | 6 | 32 | 8 | 54 | 13 | 54 | 5 | 54 | 14 | 54 | 3 | 43 | 8 | 43
MKHLW-1 | A | 4 | 42 | 10 | 42 | 12 | 42 | 5 | 42 | 13 | 42 | 5 | 37 | 12 | 30
MRWD-1 | A | 43 | 448 | 100 | 448 | 112 | 448 | 67 | 448 | 160 | 448 | 36 | 328 | 93 | 328
NANT-1 | A | 0 | 15 | 0 | 15 | 0 | 15 | 0 | 15 | 1 | 15 | 0 | 15 | 0 | 15
PEHE-1 | A | 42 | 420 | 72 | 420 | 72 | 420 | 83 | 420 | 117 | 420 | 35 | 350 | 84 | 260
PEHE-2 | A | 16 | 490 | 40 | 265 | 42 | 490 | 0 | 0 | 0 | 0 | 0 | 490 | 0 | 490
PEMB-11 | A | 38 | 113 | 63 | 276 | 63 | 276 | 33 | 276 | 90 | 276 | 35 | 241 | 64 | 210
PEMB-21 | A | 38 | 113 | 63 | 276 | 63 | 276 | 33 | 276 | 90 | 276 | 35 | 241 | 64 | 210
PEMB-31 | A | 38 | 113 | 63 | 276 | 63 | 276 | 33 | 276 | 90 | 276 | 35 | 241 | 64 | 210
PEMB-41 | A | 38 | 113 | 63 | 276 | 63 | 276 | 33 | 276 | 90 | 276 | 35 | 241 | 64 | 210
PEMB-51 | A | 38 | 113 | 63 | 276 | 63 | 276 | 33 | 276 | 90 | 276 | 35 | 241 | 64 | 210
PETEM1 | A | 20 | 180 | 46 | 180 | 52 | 180 | 24 | 180 | 58 | 180 | 20 | 150 | 50 | 100
RATS-1 | A | 50 | 270 | 90 | 270 | 90 | 270 | 36 | 270 | 50 | 270 | 42 | 105 | 75 | 155
RATS-2 | A | 40 | 270 | 90 | 270 | 100 | 270 | 36 | 270 | 50 | 270 | 40 | 195 | 75 | 195
RATS-3 | A | 40 | 270 | 90 | 270 | 100 | 270 | 36 | 270 | 50 | 270 | 40 | 195 | 75 | 195
RATS-4 | A | 40 | 270 | 95 | 270 | 100 | 270 | 36 | 270 | 50 | 270 | 40 | 195 | 75 | 195
ROCK-1 | A | 36 | 400 | 50 | 400 | 54 | 400 | 60 | 400 | 160 | 400 | 33 | 220 | 53 | 220
RYHPS-1 | A | 30 | 305 | 48 | 305 | 66 | 305 | 42 | 305 | 51 | 305 | 30 | 130 | 42 | 68
SCCL-1 | A | 35 | 180 | 70 | 180 | 70 | 180 | 40 | 180 | 95 | 180 | 40 | 100 | 100 | 50
SCCL-2 | A | 35 | 180 | 70 | 180 | 70 | 180 | 40 | 180 | 95 | 180 | 40 | 100 | 100 | 50
SCCL-3 | A | 35 | 180 | 70 | 180 | 70 | 180 | 40 | 180 | 95 | 180 | 40 | 100 | 100 | 50
SEAB-1 | A | 44 | 254 | 125 | 254 | 150 | 254 | 55 | 254 | 150 | 254 | 75 | 164 | 176 | 38
SEAB-2 | A | 31 | 138 | 76 | 138 | 86 | 138 | 32 | 138 | 82 | 138 | 37 | 73 | 90 | 43
SHBA-1 | A | 41 | 255 | 104 | 255 | 115 | 255 | 44 | 255 | 120 | 255 | 39 | 195 | 115 | 40
SHBA-2 | A | 32 | 319 | 70 | 319 | 76 | 319 | 35 | 319 | 93 | 319 | 32 | 270 | 70 | 217
SHOS-1 | A | 18 | 160 | 24 | 160 | 24 | 160 | 30 | 160 | 75 | 160 | 18 | 135 | 24 | 135
SHRSO-1 | A | 16 | 157 | 44 | 157 | 46 | 157 | 17 | 157 | 46 | 157 | 16 | 141 | 43 | 113
SHRSO-2 | A | 16 | 157 | 44 | 157 | 46 | 157 | 17 | 157 | 46 | 157 | 16 | 141 | 43 | 113
SIZB-1 | A | 38 | 283 | 45 | 283 | 45 | 283 | 45 | 283 | 45 | 283 | 40 | 283 | 46 | 283
SIZB-2 | A | 38 | 283 | 45 | 283 | 45 | 283 | 45 | 283 | 45 | 283 | 40 | 283 | 46 | 283
SLOY-1 | A | 0 | 38 | 1 | 38 | 1 | 38 | 1 | 38 | 2 | 38 | 0 | 38 | 1 | 30
SLOY-2 | A | 0 | 38 | 1 | 38 | 1 | 38 | 1 | 38 | 2 | 38 | 0 | 38 | 1 | 30
SLOY-3 | A | 0 | 38 | 1 | 38 | 1 | 38 | 1 | 38 | 2 | 38 | 0 | 38 | 1 | 30
SLOY-4 | A | 0 | 28 | 1 | 28 | 1 | 28 | 1 | 28 | 2 | 28 | 0 | 28 | 1 | 22
SPLN-1 | A | 40 | 380 | 100 | 380 | 110 | 380 | 50 | 380 | 120 | 380 | 30 | 380 | 90 | 300
STAY-1 | A | 35 | 265 | 62 | 265 | 62 | 265 | 35 | 265 | 89 | 265 | 34 | 192 | 63 | 192
STAY-2 | A | 35 | 265 | 62 | 265 | 62 | 265 | 35 | 265 | 89 | 265 | 34 | 192 | 63 | 192
STAY-3 | A | 35 | 265 | 62 | 265 | 62 | 265 | 35 | 265 | 89 | 265 | 34 | 192 | 63 | 192
STAY-4 | A | 35 | 265 | 62 | 265 | 62 | 265 | 35 | 265 | 89 | 265 | 34 | 192 | 63 | 192
STRNW-1 | A | 6 | 52 | 16 | 52 | 26 | 52 | 7 | 60 | 17 | 60 | 6 | 52 | 17 | 42
SUTB-1 | A | 36 | 380 | 104 | 380 | 148 | 380 | 52 | 380 | 132 | 380 | 47 | 250 | 107 | 250
SVRP-10 | A | 20 | 225 | 50 | 225 | 70 | 225 | 32 | 225 | 80 | 225 | 20 | 172 | 50 | 172
SVRP-20 | A | 20 | 225 | 50 | 225 | 70 | 225 | 32 | 225 | 80 | 225 | 20 | 172 | 50 | 172
USKM-13 | A | 6 | 49 | 15 | 49 | 17 | 49 | 8 | 49 | 19 | 49 | 7 | 36 | 8 | 36
USKM-14 | A | 6 | 49 | 15 | 49 | 17 | 49 | 8 | 49 | 19 | 49 | 7 | 36 | 8 | 36
USKM-15 | A | 6 | 49 | 15 | 49 | 17 | 49 | 8 | 49 | 19 | 49 | 7 | 36 | 8 | 36
WBUPS-1 | A | 30 | 113 | 48 | 153 | 48 | 153 | 32 | 113 | 50 | 113 | 40 | 153 | 65 | 113
WBUPS-2 | A | 30 | 133 | 48 | 173 | 48 | 173 | 32 | 133 | 50 | 133 | 40 | 173 | 65 | 133
WBUPS-3 | A | 30 | 133 | 48 | 173 | 48 | 173 | 32 | 133 | 50 | 133 | 40 | 173 | 65 | 133
WBUPS-4 | A | 30 | 113 | 48 | 153 | 48 | 153 | 32 | 113 | 50 | 113 | 40 | 153 | 65 | 113
WBURB-1 | A | 22 | 240 | 48 | 240 | 62 | 240 | 27 | 240 | 69 | 240 | 20 | 200 | 50 | 120
WBURB-2 | A | 25 | 255 | 52 | 255 | 62 | 255 | 26 | 255 | 67 | 255 | 22 | 215 | 52 | 135
WBURB-3 | A | 23 | 255 | 48 | 255 | 62 | 255 | 27 | 255 | 67 | 255 | 20 | 215 | 52 | 135
WDNSO-1 | A | 21 | 191 | 54 | 191 | 57 | 191 | 21 | 191 | 57 | 191 | 21 | 170 | 55 | 136
WDNSO-2 | A | 21 | 191 | 54 | 191 | 57 | 191 | 21 | 191 | 57 | 191 | 21 | 170 | 55 | 136
WHILW-1 | A | 31 | 322 | 84 | 322 | 90 | 322 | 33 | 322 | 90 | 322 | 32 | 255 | 86 | 210
WHILW-2 | A | 19 | 163 | 33 | 163 | 35 | 163 | 20 | 163 | 52 | 163 | 21 | 142 | 43 | 119
WLNYO-2 | A | 19 | 182 | 51 | 182 | 54 | 182 | 20 | 182 | 53 | 182 | 20 | 158 | 51 | 130
WLNYW-1 | A | 19 | 182 | 51 | 182 | 54 | 182 | 20 | 182 | 53 | 182 | 20 | 158 | 51 | 130
WTMSO-1 | A | 22 | 200 | 58 | 200 | 62 | 200 | 23 | 200 | 61 | 200 | 23 | 140 | 60 | 140

## Oct 2018
MW Response Capability by BMU
|  | Primary Response (Max MWhrs) | [5 empty] | Secondary Response (Max Mwhrs) |  |  |  | High Frequency Response (Max MWhrs)
UNIT | Mode | 0.2Hz | Genset Deload (MW) | 0.5Hz | Genset Deload (MW) | 0.8Hz | Genset Deload (MW) | 0.2/0.2Hz | Genset Deload (MW) | 0.5/0.5Hz | Genset Deload (MW) | 0.2Hz | Genset Deload (MW) | 0.5Hz | Genset Deload (MW)
ABTH7 | A | 40 | 250 | 72 | 250 | 72 | 250 | 48 | 250 | 120 | 250 | 38 | 185 | 55 | 185
ABTH8 | A | 40 | 250 | 72 | 250 | 72 | 250 | 48 | 250 | 120 | 250 | 38 | 185 | 55 | 185
ABTH9 | A | 30 | 240 | 80 | 240 | 80 | 240 | 40 | 240 | 120 | 240 | 38 | 125 | 52 | 125
ARCHW-1 | A | 10 | 92 | 25 | 92 | 25 | 92 | 12 | 92 | 30 | 92 | 11 | 73 | 24 | 56
BAGE-1 | A | 30 | 255 | 70 | 255 | 90 | 255 | 35 | 255 | 90 | 255 | 28 | 220 | 70 | 185
BAGE-2 | A | 3 | 17 | 8 | 17 | 12 | 17 | 4 | 17 | 9 | 17 | 2 | 17 | 5 | 17
BHLAW-1 | A | 7 | 98 | 16 | 98 | 19 | 98 | 10 | 98 | 26 | 98 | 8 | 87 | 18 | 78
BLLA-1 | A | 6 | 99 | 13 | 99 | 13 | 99 | 15 | 99 | 39 | 99 | 9 | 83 | 16 | 83
BRBEO-1 | A | 31 | 254 | 77 | 254 | 77 | 254 | 31 | 254 | 77 | 254 | 15 | 76 | 37 | 76
BRDUW-1 | A | 6 | 58 | 17 | 58 | 17 | 58 | 7 | 58 | 17 | 58 | 6 | 36 | 17 | 36
BRGG-1 | A | 16 | 110 | 32 | 110 | 48 | 110 | 16 | 110 | 40 | 110 | 14 | 96 | 34 | 46
BURBW-1 | A | 0 | 90 | 0 | 90 | 0 | 90 | 0 | 0 | 0 | 0 | 0 | 90 | 0 | 90
CARR-1 | A | 35 | 235 | 58 | 235 | 58 | 235 | 35 | 235 | 88 | 235 | 34 | 179 | 56 | 179
CARR-2 | A | 35 | 235 | 58 | 235 | 58 | 235 | 35 | 235 | 88 | 235 | 34 | 179 | 56 | 179
CDCL-1 | A | 30 | 231 | 46 | 231 | 46 | 231 | 34 | 231 | 45 | 231 | 29 | 172 | 72 | 135
CLAC-1 | A | 3 | 28 | 8 | 28 | 13 | 28 | 3 | 36 | 9 | 36 | 3 | 28 | 8 | 28
CLDCW-1 | A | 14 | 14 | 34 | 113 | 36 | 113 | 13 | 113 | 35 | 113 | 13 | 99 | 34 | 78
CLDNW-1 | A | 13 | 108 | 33 | 108 | 35 | 108 | 13 | 108 | 35 | 108 | 12 | 95 | 33 | 74
CLDSW-1 | A | 16 | 129 | 40 | 129 | 43 | 129 | 16 | 129 | 42 | 129 | 16 | 113 | 41 | 88
CNQPS-1 | A | 22 | 170 | 55 | 170 | 55 | 170 | 28 | 170 | 70 | 170 | 26 | 120 | 60 | 105
CNQPS-2 | A | 22 | 170 | 55 | 170 | 55 | 170 | 28 | 170 | 70 | 170 | 22 | 120 | 55 | 105
CNQPS-3 | A | 22 | 170 | 55 | 170 | 55 | 170 | 28 | 170 | 70 | 170 | 22 | 120 | 55 | 105
CNQPS-4 | A | 22 | 170 | 55 | 170 | 55 | 170 | 28 | 170 | 70 | 170 | 28 | 105 | 55 | 105
CORB-1 | A | 10 | 130 | 30 | 130 | 50 | 130 | 28 | 130 | 60 | 130 | 15 | 95 | 40 | 60
COSO-1 | A | 20 | 380 | 40 | 380 | 50 | 380 | 60 | 380 | 140 | 380 | 17 | 304 | 40 | 304
COTPS-1 | A | 29 | 277 | 50 | 277 | 62 | 277 | 35 | 60 | 63 | 277 | 30 | 122 | 60 | 122
COTPS-2 | A | 29 | 287 | 50 | 287 | 62 | 287 | 35 | 60 | 63 | 287 | 30 | 122 | 60 | 122
COTPS-3 | A | 29 | 287 | 50 | 287 | 62 | 287 | 35 | 60 | 63 | 287 | 30 | 122 | 60 | 122
COTPS-4 | A | 29 | 277 | 50 | 277 | 62 | 277 | 35 | 60 | 63 | 277 | 30 | 122 | 60 | 122
COWE1 | A | 7 | 30 | 17 | 30 | 17 | 30 | 7 | 30 | 17 | 30 | 7 | 30 | 17 | 30
COWE2 | A | 7 | 30 | 17 | 30 | 17 | 30 | 7 | 30 | 17 | 30 | 7 | 30 | 17 | 30
CRUA-1 | A | 10 | 110 | 25 | 110 | 37 | 110 | 12 | 110 | 30 | 110 | 10 | 84 | 25 | 48
CRUA-2 | A | 10 | 110 | 25 | 110 | 37 | 110 | 12 | 110 | 30 | 110 | 10 | 84 | 25 | 48
CRUA-3 | A | 7 | 30 | 15 | 30 | 21 | 30 | 9 | 30 | 24 | 30 | 5 | 25 | 13 | 15
CRUA-4 | A | 7 | 30 | 15 | 30 | 21 | 30 | 9 | 30 | 24 | 30 | 5 | 25 | 13 | 15
CRYRW-2 | A | 15 | 138 | 38 | 138 | 40 | 138 | 15 | 138 | 40 | 138 | 13 | 109 | 40 | 63
DAMC-1 | A | 64 | 380 | 136 | 380 | 156 | 380 | 80 | 380 | 180 | 380 | 60 | 293 | 190 | 128
DEEP-1 | A | 20 | 180 | 60 | 180 | 86 | 180 | 22 | 180 | 80 | 180 | 24 | 96 | 52 | 96
DIDCB5 | A | 40 | 330 | 104 | 330 | 125 | 330 | 55 | 330 | 140 | 330 | 40 | 185 | 105 | 185
DIDCB6 | A | 50 | 250 | 105 | 250 | 105 | 250 | 50 | 250 | 130 | 250 | 50 | 153 | 110 | 103
DINO-1 | A | 14 | 138 | 39 | 138 | 58 | 138 | 28 | 138 | 72 | 138 | 14 | 118 | 36 | 88
DINO-2 | A | 14 | 138 | 39 | 138 | 58 | 138 | 28 | 138 | 72 | 138 | 14 | 118 | 36 | 88
DINO-3 | A | 14 | 138 | 39 | 138 | 58 | 138 | 28 | 138 | 72 | 138 | 14 | 118 | 36 | 88
DINO-4 | A | 14 | 138 | 39 | 138 | 58 | 138 | 28 | 138 | 72 | 138 | 14 | 118 | 36 | 88
DINO-5 | A | 14 | 138 | 39 | 138 | 58 | 138 | 28 | 138 | 72 | 138 | 14 | 118 | 36 | 88
DINO-6 | A | 14 | 138 | 39 | 138 | 58 | 138 | 28 | 138 | 72 | 138 | 14 | 118 | 36 | 88
DRAXX-1 | A | 68 | 345 | 100 | 345 | 100 | 345 | 64 | 95 | 110 | 345 | 60 | 225 | 70 | 225
DRAXX-2 | A | 68 | 345 | 100 | 345 | 100 | 345 | 64 | 95 | 110 | 345 | 60 | 225 | 70 | 225
DRAXX-3 | A | 68 | 345 | 100 | 345 | 100 | 345 | 64 | 95 | 110 | 345 | 60 | 225 | 70 | 225
DRAXX-4 | A | 68 | 345 | 100 | 345 | 100 | 345 | 64 | 95 | 110 | 345 | 60 | 225 | 70 | 225
DRAXX-5 | A | 68 | 345 | 100 | 345 | 100 | 345 | 64 | 95 | 110 | 345 | 60 | 225 | 70 | 225
DRAXX-6 | A | 68 | 345 | 100 | 345 | 100 | 345 | 64 | 95 | 110 | 345 | 60 | 225 | 70 | 225
DRSLW-1 | A | 6 | 69 | 16 | 69 | 17 | 69 | 6 | 69 | 17 | 69 | 6 | 61 | 16 | 54
EECL-1 | A | 20 | 178 | 25 | 178 | 25 | 178 | 32 | 178 | 81 | 178 | 20 | 143 | 25 | 143
EGGPS-1 | A | 45 | 205 | 83 | 205 | 83 | 205 | 49 | 205 | 110 | 205 | 33 | 95 | 60 | 95
EGGPS-2 | A | 45 | 205 | 83 | 205 | 83 | 205 | 49 | 205 | 110 | 205 | 33 | 95 | 60 | 95
EGGPS-3 | A | 45 | 205 | 83 | 205 | 83 | 205 | 49 | 205 | 110 | 205 | 33 | 95 | 60 | 95
EGGPS-4 | A | 45 | 205 | 83 | 205 | 83 | 205 | 49 | 205 | 110 | 205 | 33 | 95 | 60 | 95
ERRO-1 | A | 1 | 21 | 1 | 21 | 1 | 21 | 2 | 21 | 5 | 21 | 1 | 17 | 1 | 17
ERRO-2 | A | 1 | 21 | 1 | 21 | 1 | 21 | 2 | 21 | 5 | 21 | 1 | 17 | 1 | 17
ERRO-3 | A | 1 | 21 | 1 | 21 | 1 | 21 | 2 | 21 | 5 | 21 | 1 | 17 | 1 | 17
FAARW-1 | A | 2 | 37 | 4 | 37 | 4 | 37 | 4 | 37 | 12 | 37 | 2 | 33 | 4 | 33
FAARW-2 | A | 2 | 37 | 4 | 37 | 4 | 37 | 4 | 37 | 12 | 37 | 2 | 33 | 4 | 33
FALGW-1 | A | 11 | 108 | 28 | 108 | 41 | 108 | 13 | 108 | 35 | 108 | 10 | 86 | 22 | 64
FASN-1 | A | 0 | 15 | 1 | 15 | 1 | 15 | 1 | 15 | 2 | 15 | 0 | 15 | 1 | 12
FASN2 | A | 0 | 15 | 1 | 15 | 1 | 15 | 1 | 15 | 2 | 15 | 0 | 15 | 1 | 12
FASN3 | A | 0 | 15 | 1 | 15 | 1 | 15 | 1 | 15 | 2 | 15 | 0 | 15 | 1 | 12
FAWN-1 | A | 10 | 52 | 25 | 52 | 40 | 52 | 13 | 52 | 32 | 52 | 11 | 37 | 27 | 27
FELL-1 | A | 9 | 63 | 21 | 63 | 22 | 63 | 10 | 63 | 24 | 63 | 9 | 63 | 22 | 63
FFES-1 | A | 10 | 35 | 27 | 35 | 30 | 35 | 9 | 35 | 22 | 35 | 4 | 27 | 6 | 27
FFES-2 | A | 10 | 35 | 27 | 35 | 30 | 35 | 9 | 35 | 22 | 35 | 4 | 27 | 6 | 27
FFES-3 | A | 10 | 35 | 27 | 35 | 30 | 35 | 9 | 35 | 22 | 35 | 4 | 27 | 6 | 27
FFES-4 | A | 10 | 35 | 27 | 35 | 30 | 35 | 9 | 35 | 22 | 35 | 4 | 27 | 6 | 27
FIDL-1 | A | 13 | 205 | 20 | 205 | 23 | 205 | 35 | 100 | 40 | 147 | 30 | 147 | 50 | 147
FIDL-2 | A | 13 | 205 | 20 | 205 | 23 | 205 | 35 | 100 | 40 | 147 | 30 | 147 | 50 | 147
FIDL-3 | A | 13 | 205 | 20 | 205 | 23 | 205 | 35 | 100 | 40 | 147 | 30 | 147 | 50 | 147
FIDL-4 | A | 13 | 205 | 20 | 205 | 23 | 205 | 35 | 100 | 40 | 147 | 30 | 147 | 50 | 147
FINL-1 | A | 0 | 14 | 1 | 14 | 1 | 14 | 1 | 14 | 2 | 14 | 0 | 14 | 1 | 11
FOYE-1 | A | 6 | 60 | 13 | 60 | 16 | 60 | 11 | 60 | 27 | 60 | 5 | 30 | 11 | 30
FOYE-2 | A | 6 | 60 | 13 | 60 | 16 | 60 | 11 | 60 | 27 | 60 | 5 | 30 | 11 | 30
GLNDO-1 | A | 6 | 80 | 12 | 45 | 17 | 45 | 12 | 45 | 25 | 45 | 8 | 65 | 18 | 45
GNFSW-1 | A | 11 | 100 | 30 | 100 | 30 | 100 | 12 | 100 | 31 | 100 | 12 | 70 | 30 | 70
GNFSW-2 | A | 7 | 64 | 18 | 64 | 18 | 64 | 8 | 64 | 18 | 64 | 6 | 49 | 15 | 49
GORDW-1 | A | 6 | 62 | 16 | 56 | 26 | 45 | 7 | 62 | 18 | 62 | 6 | 56 | 16 | 45
GRAI-6 | A | 24 | 320 | 58 | 320 | 58 | 320 | 35 | 320 | 88 | 320 | 28 | 270 | 60 | 230
GRAI-7 | A | 30 | 232 | 60 | 232 | 60 | 232 | 32 | 232 | 84 | 232 | 32 | 175 | 65 | 135
GRAI-8 | A | 26 | 232 | 58 | 232 | 58 | 232 | 32 | 232 | 84 | 232 | 32 | 175 | 65 | 135
GRIFW-1 | A | 8 | 94 | 22 | 94 | 23 | 94 | 8 | 94 | 22 | 94 | 8 | 85 | 22 | 72
GRIFW-2 | A | 8 | 94 | 22 | 94 | 23 | 94 | 8 | 94 | 22 | 94 | 8 | 85 | 22 | 72
GRMO-1 | A | 8 | 43 | 8 | 43 | 8 | 43 | 8 | 43 | 8 | 43 | 8 | 23 | 8 | 23
GYAR-1 | A | 17 | 176 | 42 | 176 | 66 | 176 | 24 | 176 | 60 | 176 | 17 | 176 | 42 | 176
GYMRO-15 | A | 6 | 145 | 15 | 145 | 15 | 145 | 6 | 145 | 15 | 145 | 6 | 44 | 15 | 44
GYMRO-17 | A | 6 | 145 | 15 | 145 | 15 | 145 | 6 | 145 | 15 | 145 | 6 | 44 | 15 | 44
GYMRO-26 | A | 6 | 145 | 15 | 145 | 15 | 145 | 6 | 145 | 15 | 145 | 6 | 44 | 15 | 44
GYMRO-28 | A | 6 | 145 | 15 | 145 | 15 | 145 | 6 | 145 | 15 | 145 | 6 | 44 | 15 | 44
HADHW-1 | A | 7 | 76 | 14 | 76 | 22 | 76 | 13 | 76 | 34 | 76 | 8 | 65 | 17 | 65
HRSTW-1 | A | 12 | 102 | 30 | 102 | 45 | 102 | 13 | 102 | 34 | 102 | 13 | 80 | 27 | 66
HUMR-1 | A | 60 | 533 | 150 | 533 | 200 | 533 | 80 | 533 | 200 | 533 | 62 | 419 | 155 | 251
INDQ-1 | A | 12 | 102 | 31 | 102 | 43 | 102 | 13 | 102 | 34 | 102 | 12 | 72 | 30 | 72
KEAD-1 | A | 38 | 415 | 90 | 415 | 90 | 415 | 55 | 415 | 138 | 415 | 38 | 355 | 90 | 285
KILBW-1 | A | 3 | 56 | 8 | 56 | 13 | 56 | 5 | 56 | 14 | 56 | 4 | 53 | 9 | 47
KLYN-A-1 | A | 24 | 126 | 50 | 126 | 50 | 126 | 34 | 126 | 70 | 126 | 22 | 81 | 34 | 81
LAGA-1 | A | 55 | 500 | 123 | 500 | 140 | 500 | 52 | 500 | 130 | 500 | 53 | 475 | 130 | 475
LARYO-1 | A | 16 | 155 | 40 | 155 | 45 | 155 | 18 | 155 | 45 | 155 | 14 | 120 | 35 | 120
LARYO-2 | A | 16 | 158 | 40 | 158 | 45 | 158 | 18 | 158 | 45 | 158 | 14 | 120 | 35 | 120
LARYO-3 | A | 16 | 158 | 40 | 158 | 45 | 158 | 18 | 158 | 45 | 158 | 14 | 120 | 35 | 120
LARYO-4 | A | 16 | 158 | 40 | 158 | 45 | 158 | 18 | 158 | 45 | 158 | 14 | 120 | 35 | 120
LBAR-1G | A | 1 | 16 | 4 | 16 | 6 | 16 | 2 | 16 | 4 | 16 | 1 | 9 | 4 | 9
LBAR-1 | A | 39 | 360 | 88 | 360 | 88 | 360 | 55 | 360 | 145 | 360 | 41 | 270 | 90 | 270
LNCSO-1 | A | 12 | 130 | 30 | 130 | 32 | 130 | 12 | 130 | 32 | 130 | 10 | 100 | 26 | 100
LNCSO-2 | A | 13 | 140 | 34 | 140 | 36 | 140 | 14 | 140 | 36 | 140 | 12 | 125 | 32 | 125
LOAN-1 | A | 25 | 326 | 51 | 326 | 55 | 326 | 19 | 326 | 50 | 326 | 12 | 276 | 28 | 276
LOAN-2 | A | 25 | 326 | 51 | 326 | 55 | 326 | 19 | 326 | 50 | 326 | 12 | 276 | 28 | 276
LOAN-3 | A | 25 | 326 | 51 | 326 | 55 | 326 | 19 | 326 | 50 | 326 | 12 | 276 | 28 | 276
MEDP-1 | A | 30 | 380 | 76 | 330 | 76 | 330 | 48 | 380 | 105 | 380 | 31 | 330 | 79 | 290
MILWW-1 | A | 6 | 32 | 8 | 54 | 13 | 54 | 5 | 54 | 14 | 54 | 3 | 43 | 8 | 43
MKHLW-1 | A | 4 | 42 | 10 | 42 | 12 | 42 | 5 | 42 | 13 | 42 | 5 | 37 | 12 | 30
MRWD-1 | A | 43 | 448 | 100 | 448 | 112 | 448 | 67 | 448 | 160 | 448 | 36 | 328 | 93 | 328
NANT-1 | A | 0 | 15 | 0 | 15 | 0 | 15 | 0 | 15 | 1 | 15 | 0 | 15 | 0 | 15
PEHE-1 | A | 42 | 420 | 72 | 420 | 72 | 420 | 83 | 420 | 117 | 420 | 35 | 350 | 84 | 260
PEMB-11 | A | 38 | 113 | 63 | 276 | 63 | 276 | 33 | 276 | 90 | 276 | 35 | 241 | 64 | 210
PEMB-21 | A | 38 | 113 | 63 | 276 | 63 | 276 | 33 | 276 | 90 | 276 | 35 | 241 | 64 | 210
PEMB-31 | A | 38 | 113 | 63 | 276 | 63 | 276 | 33 | 276 | 90 | 276 | 35 | 241 | 64 | 210
PEMB-41 | A | 38 | 113 | 63 | 276 | 63 | 276 | 33 | 276 | 90 | 276 | 35 | 241 | 64 | 210
PEMB-51 | A | 38 | 113 | 63 | 276 | 63 | 276 | 33 | 276 | 90 | 276 | 35 | 241 | 64 | 210
PETEM1 | A | 20 | 180 | 46 | 180 | 52 | 180 | 24 | 180 | 58 | 180 | 20 | 150 | 50 | 100
RATS-1 | A | 50 | 270 | 90 | 270 | 90 | 270 | 36 | 270 | 50 | 270 | 42 | 105 | 75 | 155
RATS-2 | A | 40 | 270 | 90 | 270 | 100 | 270 | 36 | 270 | 50 | 270 | 40 | 195 | 75 | 195
RATS-3 | A | 40 | 270 | 90 | 270 | 100 | 270 | 36 | 270 | 50 | 270 | 40 | 195 | 75 | 195
RATS-4 | A | 40 | 270 | 95 | 270 | 100 | 270 | 36 | 270 | 50 | 270 | 40 | 195 | 75 | 195
ROCK-1 | A | 36 | 400 | 50 | 400 | 54 | 400 | 60 | 400 | 160 | 400 | 33 | 220 | 53 | 220
RYHPS-1 | A | 30 | 305 | 48 | 305 | 66 | 305 | 42 | 305 | 51 | 305 | 30 | 130 | 42 | 68
SCCL-1 | A | 35 | 180 | 70 | 180 | 70 | 180 | 40 | 180 | 95 | 180 | 40 | 100 | 100 | 50
SCCL-2 | A | 35 | 180 | 70 | 180 | 70 | 180 | 40 | 180 | 95 | 180 | 40 | 100 | 100 | 50
SCCL-3 | A | 35 | 180 | 70 | 180 | 70 | 180 | 40 | 180 | 95 | 180 | 40 | 100 | 100 | 50
SEAB-1 | A | 44 | 254 | 125 | 254 | 150 | 254 | 55 | 254 | 150 | 254 | 75 | 164 | 176 | 38
SEAB-2 | A | 31 | 138 | 76 | 138 | 86 | 138 | 32 | 138 | 82 | 138 | 37 | 73 | 90 | 43
SHBA-1 | A | 41 | 255 | 104 | 255 | 115 | 255 | 44 | 255 | 120 | 255 | 39 | 195 | 115 | 40
SHBA-2 | A | 32 | 319 | 70 | 319 | 76 | 319 | 35 | 319 | 93 | 319 | 32 | 270 | 70 | 217
SHOS-1 | A | 18 | 160 | 24 | 160 | 24 | 160 | 30 | 160 | 75 | 160 | 18 | 135 | 24 | 135
SHRSO-1 | A | 16 | 157 | 44 | 157 | 46 | 157 | 17 | 157 | 46 | 157 | 16 | 141 | 43 | 113
SHRSO-2 | A | 16 | 157 | 44 | 157 | 46 | 157 | 17 | 157 | 46 | 157 | 16 | 141 | 43 | 113
SIZB-1 | A | 38 | 283 | 45 | 283 | 45 | 283 | 45 | 283 | 45 | 283 | 40 | 283 | 46 | 283
SIZB-2 | A | 38 | 283 | 45 | 283 | 45 | 283 | 45 | 283 | 45 | 283 | 40 | 283 | 46 | 283
SLOY-1 | A | 0 | 38 | 1 | 38 | 1 | 38 | 1 | 38 | 2 | 38 | 0 | 38 | 1 | 30
SLOY-2 | A | 0 | 38 | 1 | 38 | 1 | 38 | 1 | 38 | 2 | 38 | 0 | 38 | 1 | 30
SLOY-3 | A | 0 | 38 | 1 | 38 | 1 | 38 | 1 | 38 | 2 | 38 | 0 | 38 | 1 | 30
SLOY-4 | A | 0 | 28 | 1 | 28 | 1 | 28 | 1 | 28 | 2 | 28 | 0 | 28 | 1 | 22
SPLN-1 | A | 40 | 380 | 100 | 380 | 110 | 380 | 50 | 380 | 120 | 380 | 30 | 380 | 90 | 300
STAY-1 | A | 35 | 265 | 62 | 265 | 62 | 265 | 35 | 265 | 89 | 265 | 34 | 192 | 63 | 192
STAY-2 | A | 35 | 265 | 62 | 265 | 62 | 265 | 35 | 265 | 89 | 265 | 34 | 192 | 63 | 192
STAY-3 | A | 35 | 265 | 62 | 265 | 62 | 265 | 35 | 265 | 89 | 265 | 34 | 192 | 63 | 192
STAY-4 | A | 35 | 265 | 62 | 265 | 62 | 265 | 35 | 265 | 89 | 265 | 34 | 192 | 63 | 192
STRNW-1 | A | 6 | 52 | 16 | 52 | 26 | 52 | 7 | 60 | 17 | 60 | 6 | 52 | 17 | 42
SUTB-1 | A | 36 | 380 | 104 | 380 | 148 | 380 | 52 | 380 | 132 | 380 | 47 | 250 | 107 | 250
SVRP-10 | A | 20 | 225 | 50 | 225 | 70 | 225 | 32 | 225 | 80 | 225 | 20 | 172 | 50 | 172
SVRP-20 | A | 20 | 225 | 50 | 225 | 70 | 225 | 32 | 225 | 80 | 225 | 20 | 172 | 50 | 172
USKM-13 | A | 6 | 49 | 15 | 49 | 17 | 49 | 8 | 49 | 19 | 49 | 7 | 36 | 8 | 36
USKM-14 | A | 6 | 49 | 15 | 49 | 17 | 49 | 8 | 49 | 19 | 49 | 7 | 36 | 8 | 36
USKM-15 | A | 6 | 49 | 15 | 49 | 17 | 49 | 8 | 49 | 19 | 49 | 7 | 36 | 8 | 36
WBUPS-1 | A | 30 | 113 | 48 | 153 | 48 | 153 | 32 | 113 | 50 | 113 | 40 | 153 | 65 | 113
WBUPS-2 | A | 30 | 133 | 48 | 173 | 48 | 173 | 32 | 133 | 50 | 133 | 40 | 173 | 65 | 133
WBUPS-3 | A | 30 | 133 | 48 | 173 | 48 | 173 | 32 | 133 | 50 | 133 | 40 | 173 | 65 | 133
WBUPS-4 | A | 30 | 113 | 48 | 153 | 48 | 153 | 32 | 113 | 50 | 113 | 40 | 153 | 65 | 113
WBURB-1 | A | 22 | 240 | 48 | 240 | 62 | 240 | 27 | 240 | 69 | 240 | 20 | 200 | 50 | 120
WBURB-2 | A | 25 | 255 | 52 | 255 | 62 | 255 | 26 | 255 | 67 | 255 | 22 | 215 | 52 | 135
WBURB-3 | A | 23 | 255 | 48 | 255 | 62 | 255 | 27 | 255 | 67 | 255 | 20 | 215 | 52 | 135
WDNSO-1 | A | 21 | 191 | 54 | 191 | 57 | 191 | 21 | 191 | 57 | 191 | 21 | 170 | 55 | 136
WDNSO-2 | A | 21 | 191 | 54 | 191 | 57 | 191 | 21 | 191 | 57 | 191 | 21 | 170 | 55 | 136
WHILW-1 | A | 31 | 322 | 84 | 322 | 90 | 322 | 33 | 322 | 90 | 322 | 32 | 255 | 86 | 210
WHILW-2 | A | 19 | 163 | 33 | 163 | 35 | 163 | 20 | 163 | 52 | 163 | 21 | 142 | 43 | 119
WLNYO-2 | A | 19 | 182 | 51 | 182 | 54 | 182 | 20 | 182 | 53 | 182 | 20 | 158 | 51 | 130
WLNYW-1 | A | 19 | 182 | 51 | 182 | 54 | 182 | 20 | 182 | 53 | 182 | 20 | 158 | 51 | 130
WTMSO-1 | A | 22 | 200 | 58 | 200 | 62 | 200 | 23 | 200 | 61 | 200 | 23 | 140 | 60 | 140

## Sep 2018
MW Response Capability by BMU
|  | Primary Response (Max MWhrs) | [5 empty] | Secondary Response (Max Mwhrs) |  |  |  | High Frequency Response (Max MWhrs)
UNIT | Mode | 0.2Hz | Genset Deload (MW) | 0.5Hz | Genset Deload (MW) | 0.8Hz | Genset Deload (MW) | 0.2/0.2Hz | Genset Deload (MW) | 0.5/0.5Hz | Genset Deload (MW) | 0.2Hz | Genset Deload (MW) | 0.5Hz | Genset Deload (MW)
ABTH7 | A | 40 | 250 | 72 | 250 | 72 | 250 | 48 | 250 | 120 | 250 | 38 | 185 | 55 | 185
ABTH8 | A | 40 | 250 | 72 | 250 | 72 | 250 | 48 | 250 | 120 | 250 | 38 | 185 | 55 | 185
ABTH9 | A | 30 | 240 | 80 | 240 | 80 | 240 | 40 | 240 | 120 | 240 | 38 | 125 | 52 | 125
ARCHW-1 | A | 10 | 92 | 25 | 92 | 25 | 92 | 12 | 92 | 30 | 92 | 11 | 73 | 24 | 56
BAGE-1 | A | 30 | 255 | 70 | 255 | 90 | 255 | 35 | 255 | 90 | 255 | 28 | 220 | 70 | 185
BAGE-2 | A | 3 | 17 | 8 | 17 | 12 | 17 | 4 | 17 | 9 | 17 | 2 | 17 | 5 | 17
BARKB2 | A | 33 | 210 | 82 | 210 | 108 | 210 | 39 | 210 | 97 | 210 | 31 | 120 | 84 | 120
BARK-1 | A | 22 | 140 | 55 | 140 | 72 | 140 | 26 | 140 | 65 | 140 | 21 | 80 | 54 | 80
BHLAW-1 | A | 7 | 98 | 16 | 98 | 19 | 98 | 10 | 98 | 26 | 98 | 8 | 87 | 18 | 78
BLLA-1 | A | 6 | 99 | 13 | 99 | 13 | 99 | 15 | 99 | 39 | 99 | 9 | 83 | 16 | 83
BRBEO-1 | A | 31 | 254 | 77 | 254 | 77 | 254 | 31 | 254 | 77 | 254 | 15 | 76 | 37 | 76
BRDUW-1 | A | 6 | 58 | 17 | 58 | 17 | 58 | 7 | 58 | 17 | 58 | 6 | 36 | 17 | 36
BRGG-1 | A | 16 | 110 | 32 | 110 | 48 | 110 | 16 | 110 | 40 | 110 | 14 | 96 | 34 | 46
BRYP-1 | A | 15 | 82 | 25 | 82 | 31 | 82 | 22 | 82 | 37 | 82 | 10 | 82 | 27 | 47
BURBW-1 | A | 0 | 90 | 0 | 90 | 0 | 90 | 0 | 0 | 0 | 0 | 0 | 90 | 0 | 90
CARR-1 | A | 35 | 235 | 58 | 235 | 58 | 235 | 35 | 235 | 88 | 235 | 34 | 179 | 56 | 179
CARR-2 | A | 35 | 235 | 58 | 235 | 58 | 235 | 35 | 235 | 88 | 235 | 34 | 179 | 56 | 179
CDCL-1 | A | 30 | 231 | 46 | 231 | 46 | 231 | 34 | 231 | 45 | 231 | 29 | 172 | 72 | 135
CLAC-1 | A | 3 | 28 | 8 | 28 | 13 | 28 | 3 | 36 | 9 | 36 | 3 | 28 | 8 | 28
CLDCW-1 | A | 14 | 14 | 34 | 113 | 36 | 113 | 13 | 113 | 35 | 113 | 13 | 99 | 34 | 78
CLDNW-1 | A | 13 | 108 | 33 | 108 | 35 | 108 | 13 | 108 | 35 | 108 | 12 | 95 | 33 | 74
CLDSW-1 | A | 16 | 129 | 40 | 129 | 43 | 129 | 16 | 129 | 42 | 129 | 16 | 113 | 41 | 88
CNQPS-1 | A | 22 | 170 | 55 | 170 | 55 | 170 | 28 | 170 | 70 | 170 | 26 | 120 | 60 | 105
CNQPS-2 | A | 22 | 170 | 55 | 170 | 55 | 170 | 28 | 170 | 70 | 170 | 22 | 120 | 55 | 105
CNQPS-3 | A | 22 | 170 | 55 | 170 | 55 | 170 | 28 | 170 | 70 | 170 | 22 | 120 | 55 | 105
CNQPS-4 | A | 22 | 170 | 55 | 170 | 55 | 170 | 28 | 170 | 70 | 170 | 28 | 105 | 55 | 105
CORB-1 | A | 10 | 130 | 30 | 130 | 50 | 130 | 28 | 130 | 60 | 130 | 15 | 95 | 40 | 60
COSO-1 | A | 20 | 380 | 40 | 380 | 50 | 380 | 60 | 380 | 140 | 380 | 17 | 304 | 40 | 304
COTPS-1 | A | 29 | 277 | 50 | 277 | 62 | 277 | 35 | 60 | 63 | 277 | 30 | 122 | 60 | 122
COTPS-2 | A | 29 | 287 | 50 | 287 | 62 | 287 | 35 | 60 | 63 | 287 | 30 | 122 | 60 | 122
COTPS-3 | A | 29 | 287 | 50 | 287 | 62 | 287 | 35 | 60 | 63 | 287 | 30 | 122 | 60 | 122
COTPS-4 | A | 29 | 277 | 50 | 277 | 62 | 277 | 35 | 60 | 63 | 277 | 30 | 122 | 60 | 122
COWE1 | A | 7 | 30 | 17 | 30 | 17 | 30 | 7 | 30 | 17 | 30 | 7 | 30 | 17 | 30
COWE2 | A | 7 | 30 | 17 | 30 | 17 | 30 | 7 | 30 | 17 | 30 | 7 | 30 | 17 | 30
CRUA-1 | A | 10 | 110 | 25 | 110 | 37 | 110 | 12 | 110 | 30 | 110 | 10 | 84 | 25 | 48
CRUA-2 | A | 10 | 110 | 25 | 110 | 37 | 110 | 12 | 110 | 30 | 110 | 10 | 84 | 25 | 48
CRUA-3 | A | 7 | 30 | 15 | 30 | 21 | 30 | 9 | 30 | 24 | 30 | 5 | 25 | 13 | 15
CRUA-4 | A | 7 | 30 | 15 | 30 | 21 | 30 | 9 | 30 | 24 | 30 | 5 | 25 | 13 | 15
CRYRW-2 | A | 15 | 138 | 38 | 138 | 40 | 138 | 15 | 138 | 40 | 138 | 13 | 109 | 40 | 63
DAMC-1 | A | 64 | 380 | 136 | 380 | 156 | 380 | 80 | 380 | 180 | 380 | 60 | 293 | 190 | 128
DEEP-1 | A | 20 | 180 | 60 | 180 | 86 | 180 | 22 | 180 | 80 | 180 | 24 | 96 | 52 | 96
DIDCB5 | A | 40 | 330 | 104 | 330 | 125 | 330 | 55 | 330 | 140 | 330 | 40 | 185 | 105 | 185
DIDCB6 | A | 50 | 250 | 105 | 250 | 105 | 250 | 50 | 250 | 130 | 250 | 50 | 153 | 110 | 103
DINO-1 | A | 14 | 138 | 39 | 138 | 58 | 138 | 28 | 138 | 72 | 138 | 14 | 118 | 36 | 88
DINO-2 | A | 14 | 138 | 39 | 138 | 58 | 138 | 28 | 138 | 72 | 138 | 14 | 118 | 36 | 88
DINO-3 | A | 14 | 138 | 39 | 138 | 58 | 138 | 28 | 138 | 72 | 138 | 14 | 118 | 36 | 88
DINO-4 | A | 14 | 138 | 39 | 138 | 58 | 138 | 28 | 138 | 72 | 138 | 14 | 118 | 36 | 88
DINO-5 | A | 14 | 138 | 39 | 138 | 58 | 138 | 28 | 138 | 72 | 138 | 14 | 118 | 36 | 88
DINO-6 | A | 14 | 138 | 39 | 138 | 58 | 138 | 28 | 138 | 72 | 138 | 14 | 118 | 36 | 88
DRAXX-1 | A | 68 | 345 | 100 | 345 | 100 | 345 | 64 | 95 | 110 | 345 | 60 | 225 | 70 | 225
DRAXX-2 | A | 68 | 345 | 100 | 345 | 100 | 345 | 64 | 95 | 110 | 345 | 60 | 225 | 70 | 225
DRAXX-3 | A | 68 | 345 | 100 | 345 | 100 | 345 | 64 | 95 | 110 | 345 | 60 | 225 | 70 | 225
DRAXX-4 | A | 68 | 345 | 100 | 345 | 100 | 345 | 64 | 95 | 110 | 345 | 60 | 225 | 70 | 225
DRAXX-5 | A | 68 | 345 | 100 | 345 | 100 | 345 | 64 | 95 | 110 | 345 | 60 | 225 | 70 | 225
DRAXX-6 | A | 68 | 345 | 100 | 345 | 100 | 345 | 64 | 95 | 110 | 345 | 60 | 225 | 70 | 225
DRSLW-1 | A | 6 | 69 | 16 | 69 | 17 | 69 | 6 | 69 | 17 | 69 | 6 | 61 | 16 | 54
EECL-1 | A | 20 | 178 | 25 | 178 | 25 | 178 | 32 | 178 | 81 | 178 | 20 | 143 | 25 | 143
EGGPS-1 | A | 45 | 205 | 83 | 205 | 83 | 205 | 49 | 205 | 110 | 205 | 33 | 95 | 60 | 95
EGGPS-2 | A | 45 | 205 | 83 | 205 | 83 | 205 | 49 | 205 | 110 | 205 | 33 | 95 | 60 | 95
EGGPS-3 | A | 45 | 205 | 83 | 205 | 83 | 205 | 49 | 205 | 110 | 205 | 33 | 95 | 60 | 95
EGGPS-4 | A | 45 | 205 | 83 | 205 | 83 | 205 | 49 | 205 | 110 | 205 | 33 | 95 | 60 | 95
ERRO-1 | A | 1 | 21 | 1 | 21 | 1 | 21 | 2 | 21 | 5 | 21 | 1 | 17 | 1 | 17
ERRO-2 | A | 1 | 21 | 1 | 21 | 1 | 21 | 2 | 21 | 5 | 21 | 1 | 17 | 1 | 17
ERRO-3 | A | 1 | 21 | 1 | 21 | 1 | 21 | 2 | 21 | 5 | 21 | 1 | 17 | 1 | 17
FAARW-1 | A | 2 | 37 | 4 | 37 | 4 | 37 | 4 | 37 | 12 | 37 | 2 | 33 | 4 | 33
FAARW-2 | A | 2 | 37 | 4 | 37 | 4 | 37 | 4 | 37 | 12 | 37 | 2 | 33 | 4 | 33
FALGW-1 | A | 11 | 108 | 28 | 108 | 41 | 108 | 13 | 108 | 35 | 108 | 10 | 86 | 22 | 64
FASN-1 | A | 0 | 15 | 1 | 15 | 1 | 15 | 1 | 15 | 2 | 15 | 0 | 15 | 1 | 12
FASN2 | A | 0 | 15 | 1 | 15 | 1 | 15 | 1 | 15 | 2 | 15 | 0 | 15 | 1 | 12
FASN3 | A | 0 | 15 | 1 | 15 | 1 | 15 | 1 | 15 | 2 | 15 | 0 | 15 | 1 | 12
FAWN-1 | A | 10 | 52 | 25 | 52 | 40 | 52 | 13 | 52 | 32 | 52 | 11 | 37 | 27 | 27
FELL-1 | A | 9 | 63 | 21 | 63 | 22 | 63 | 10 | 63 | 24 | 63 | 9 | 63 | 22 | 63
FFES-1 | A | 10 | 35 | 27 | 35 | 30 | 35 | 9 | 35 | 22 | 35 | 4 | 27 | 6 | 27
FFES-2 | A | 10 | 35 | 27 | 35 | 30 | 35 | 9 | 35 | 22 | 35 | 4 | 27 | 6 | 27
FFES-3 | A | 10 | 35 | 27 | 35 | 30 | 35 | 9 | 35 | 22 | 35 | 4 | 27 | 6 | 27
FFES-4 | A | 10 | 35 | 27 | 35 | 30 | 35 | 9 | 35 | 22 | 35 | 4 | 27 | 6 | 27
FIDL-1 | A | 13 | 205 | 20 | 205 | 23 | 205 | 35 | 100 | 40 | 147 | 30 | 147 | 50 | 147
FIDL-2 | A | 13 | 205 | 20 | 205 | 23 | 205 | 35 | 100 | 40 | 147 | 30 | 147 | 50 | 147
FIDL-3 | A | 13 | 205 | 20 | 205 | 23 | 205 | 35 | 100 | 40 | 147 | 30 | 147 | 50 | 147
FIDL-4 | A | 13 | 205 | 20 | 205 | 23 | 205 | 35 | 100 | 40 | 147 | 30 | 147 | 50 | 147
FINL-1 | A | 0 | 14 | 1 | 14 | 1 | 14 | 1 | 14 | 2 | 14 | 0 | 14 | 1 | 11
FOYE-1 | A | 6 | 60 | 13 | 60 | 16 | 60 | 11 | 60 | 27 | 60 | 5 | 30 | 11 | 30
FOYE-2 | A | 6 | 60 | 13 | 60 | 16 | 60 | 11 | 60 | 27 | 60 | 5 | 30 | 11 | 30
GLNDO-1 | A | 6 | 80 | 12 | 45 | 17 | 45 | 12 | 45 | 25 | 45 | 8 | 65 | 18 | 45
GNFSW-1 | A | 11 | 100 | 30 | 100 | 30 | 100 | 12 | 100 | 31 | 100 | 12 | 70 | 30 | 70
GNFSW-2 | A | 7 | 64 | 18 | 64 | 18 | 64 | 8 | 64 | 18 | 64 | 6 | 49 | 15 | 49
GORDW-1 | A | 6 | 62 | 16 | 56 | 26 | 45 | 7 | 62 | 18 | 62 | 6 | 56 | 16 | 45
GRAI-6 | A | 24 | 320 | 58 | 320 | 58 | 320 | 35 | 320 | 88 | 320 | 28 | 270 | 60 | 230
GRAI-7 | A | 30 | 232 | 60 | 232 | 60 | 232 | 32 | 232 | 84 | 232 | 32 | 175 | 65 | 135
GRAI-8 | A | 26 | 232 | 58 | 232 | 58 | 232 | 32 | 232 | 84 | 232 | 32 | 175 | 65 | 135
GRIFW-1 | A | 8 | 94 | 22 | 94 | 23 | 94 | 8 | 94 | 22 | 94 | 8 | 85 | 22 | 72
GRIFW-2 | A | 8 | 94 | 22 | 94 | 23 | 94 | 8 | 94 | 22 | 94 | 8 | 85 | 22 | 72
GRMO-1 | A | 8 | 43 | 8 | 43 | 8 | 43 | 8 | 43 | 8 | 43 | 8 | 23 | 8 | 23
GYAR-1 | A | 17 | 176 | 42 | 176 | 66 | 176 | 24 | 176 | 60 | 176 | 17 | 176 | 42 | 176
GYMRO-15 | A | 6 | 145 | 15 | 145 | 15 | 145 | 6 | 145 | 15 | 145 | 6 | 44 | 15 | 44
GYMRO-17 | A | 6 | 145 | 15 | 145 | 15 | 145 | 6 | 145 | 15 | 145 | 6 | 44 | 15 | 44
GYMRO-26 | A | 6 | 145 | 15 | 145 | 15 | 145 | 6 | 145 | 15 | 145 | 6 | 44 | 15 | 44
GYMRO-28 | A | 6 | 145 | 15 | 145 | 15 | 145 | 6 | 145 | 15 | 145 | 6 | 44 | 15 | 44
HADHW-1 | A | 7 | 76 | 14 | 76 | 22 | 76 | 13 | 76 | 34 | 76 | 8 | 65 | 17 | 65
HRSTW-1 | A | 12 | 102 | 30 | 102 | 45 | 102 | 13 | 102 | 34 | 102 | 13 | 80 | 27 | 66
HUMR-1 | A | 60 | 533 | 150 | 533 | 200 | 533 | 80 | 533 | 200 | 533 | 62 | 419 | 155 | 251
INDQ-1 | A | 12 | 102 | 31 | 102 | 43 | 102 | 13 | 102 | 34 | 102 | 12 | 72 | 30 | 72
KEAD-1 | A | 38 | 415 | 90 | 415 | 90 | 415 | 55 | 415 | 138 | 415 | 38 | 355 | 90 | 285
KILBW-1 | A | 3 | 56 | 8 | 56 | 13 | 56 | 5 | 56 | 14 | 56 | 4 | 53 | 9 | 47
KILLPG-1 | A | 8 | 225 | 10 | 225 | 10 | 225 | 10 | 225 | 12 | 225 | 4 | 150 | 15 | 150
KILLPG-2 | A | 18 | 225 | 25 | 225 | 25 | 225 | 37 | 225 | 37 | 225 | 22 | 195 | 30 | 195
KILNS-1 | A | 30 | 290 | 72 | 290 | 84 | 290 | 42 | 290 | 114 | 290 | 18 | 104 | 45 | 104
KLYN-A-1 | A | 24 | 126 | 50 | 126 | 50 | 126 | 34 | 126 | 70 | 126 | 22 | 81 | 34 | 81
LAGA-1 | A | 55 | 500 | 123 | 500 | 140 | 500 | 52 | 500 | 130 | 500 | 53 | 475 | 130 | 475
LARYO-1 | A | 16 | 155 | 40 | 155 | 45 | 155 | 18 | 155 | 45 | 155 | 14 | 120 | 35 | 120
LARYO-2 | A | 16 | 158 | 40 | 158 | 45 | 158 | 18 | 158 | 45 | 158 | 14 | 120 | 35 | 120
LARYO-3 | A | 16 | 158 | 40 | 158 | 45 | 158 | 18 | 158 | 45 | 158 | 14 | 120 | 35 | 120
LARYO-4 | A | 16 | 158 | 40 | 158 | 45 | 158 | 18 | 158 | 45 | 158 | 14 | 120 | 35 | 120
LBAR-1G | A | 1 | 16 | 4 | 16 | 6 | 16 | 2 | 16 | 4 | 16 | 1 | 9 | 4 | 9
LBAR-1 | A | 39 | 360 | 88 | 360 | 88 | 360 | 55 | 360 | 145 | 360 | 41 | 270 | 90 | 270
LNCSO-1 | A | 12 | 130 | 30 | 130 | 32 | 130 | 12 | 130 | 32 | 130 | 10 | 100 | 26 | 100
LNCSO-2 | A | 13 | 140 | 34 | 140 | 36 | 140 | 14 | 140 | 36 | 140 | 12 | 125 | 32 | 125
LOAN-1 | A | 25 | 326 | 51 | 326 | 55 | 326 | 19 | 326 | 50 | 326 | 12 | 276 | 28 | 276
LOAN-2 | A | 25 | 326 | 51 | 326 | 55 | 326 | 19 | 326 | 50 | 326 | 12 | 276 | 28 | 276
LOAN-3 | A | 25 | 326 | 51 | 326 | 55 | 326 | 19 | 326 | 50 | 326 | 12 | 276 | 28 | 276
MEDP-1 | A | 30 | 380 | 76 | 330 | 76 | 330 | 48 | 380 | 105 | 380 | 31 | 330 | 79 | 290
MILWW-1 | A | 6 | 32 | 8 | 54 | 13 | 54 | 5 | 54 | 14 | 54 | 3 | 43 | 8 | 43
MKHLW-1 | A | 4 | 42 | 10 | 42 | 12 | 42 | 5 | 42 | 13 | 42 | 5 | 37 | 12 | 30
MRWD-1 | A | 43 | 448 | 100 | 448 | 112 | 448 | 67 | 448 | 160 | 448 | 36 | 328 | 93 | 328
NANT-1 | A | 0 | 15 | 0 | 15 | 0 | 15 | 0 | 15 | 1 | 15 | 0 | 15 | 0 | 15
PEHE-1 | A | 42 | 420 | 72 | 420 | 72 | 420 | 83 | 420 | 117 | 420 | 35 | 350 | 84 | 260
PEHE-2 | A | 16 | 490 | 40 | 265 | 42 | 490 | 0 | 0 | 0 | 0 | 0 | 490 | 0 | 490
PEMB-11 | A | 38 | 113 | 63 | 276 | 63 | 276 | 33 | 276 | 90 | 276 | 35 | 241 | 64 | 210
PEMB-21 | A | 38 | 113 | 63 | 276 | 63 | 276 | 33 | 276 | 90 | 276 | 35 | 241 | 64 | 210
PEMB-31 | A | 38 | 113 | 63 | 276 | 63 | 276 | 33 | 276 | 90 | 276 | 35 | 241 | 64 | 210
PEMB-41 | A | 38 | 113 | 63 | 276 | 63 | 276 | 33 | 276 | 90 | 276 | 35 | 241 | 64 | 210
PEMB-51 | A | 38 | 113 | 63 | 276 | 63 | 276 | 33 | 276 | 90 | 276 | 35 | 241 | 64 | 210
PETEM1 | A | 20 | 180 | 46 | 180 | 52 | 180 | 24 | 180 | 58 | 180 | 20 | 150 | 50 | 100
RATS-1 | A | 50 | 270 | 90 | 270 | 90 | 270 | 36 | 270 | 50 | 270 | 42 | 105 | 75 | 155
RATS-2 | A | 40 | 270 | 90 | 270 | 100 | 270 | 36 | 270 | 50 | 270 | 40 | 195 | 75 | 195
RATS-3 | A | 40 | 270 | 90 | 270 | 100 | 270 | 36 | 270 | 50 | 270 | 40 | 195 | 75 | 195
RATS-4 | A | 40 | 270 | 95 | 270 | 100 | 270 | 36 | 270 | 50 | 270 | 40 | 195 | 75 | 195
ROCK-1 | A | 36 | 400 | 50 | 400 | 54 | 400 | 60 | 400 | 160 | 400 | 33 | 220 | 53 | 220
RYHPS-1 | A | 30 | 305 | 48 | 305 | 66 | 305 | 42 | 305 | 51 | 305 | 30 | 130 | 42 | 68
SCCL-1 | A | 35 | 180 | 70 | 180 | 70 | 180 | 40 | 180 | 95 | 180 | 40 | 100 | 100 | 50
SCCL-2 | A | 35 | 180 | 70 | 180 | 70 | 180 | 40 | 180 | 95 | 180 | 40 | 100 | 100 | 50
SCCL-3 | A | 35 | 180 | 70 | 180 | 70 | 180 | 40 | 180 | 95 | 180 | 40 | 100 | 100 | 50
SEAB-1 | A | 44 | 254 | 125 | 254 | 150 | 254 | 55 | 254 | 150 | 254 | 75 | 164 | 176 | 38
SEAB-2 | A | 31 | 138 | 76 | 138 | 86 | 138 | 32 | 138 | 82 | 138 | 37 | 73 | 90 | 43
SHBA-1 | A | 41 | 255 | 104 | 255 | 115 | 255 | 44 | 255 | 120 | 255 | 39 | 195 | 115 | 40
SHBA-2 | A | 32 | 319 | 70 | 319 | 76 | 319 | 35 | 319 | 93 | 319 | 32 | 270 | 70 | 217
SHOS-1 | A | 18 | 160 | 24 | 160 | 24 | 160 | 30 | 160 | 75 | 160 | 18 | 135 | 24 | 135
SHRSO-1 | A | 16 | 157 | 44 | 157 | 46 | 157 | 17 | 157 | 46 | 157 | 16 | 141 | 43 | 113
SHRSO-2 | A | 16 | 157 | 44 | 157 | 46 | 157 | 17 | 157 | 46 | 157 | 16 | 141 | 43 | 113
SIZB-1 | A | 38 | 283 | 45 | 283 | 45 | 283 | 45 | 283 | 45 | 283 | 40 | 283 | 46 | 283
SIZB-2 | A | 38 | 283 | 45 | 283 | 45 | 283 | 45 | 283 | 45 | 283 | 40 | 283 | 46 | 283
SLOY-1 | A | 0 | 38 | 1 | 38 | 1 | 38 | 1 | 38 | 2 | 38 | 0 | 38 | 1 | 30
SLOY-2 | A | 0 | 38 | 1 | 38 | 1 | 38 | 1 | 38 | 2 | 38 | 0 | 38 | 1 | 30
SLOY-3 | A | 0 | 38 | 1 | 38 | 1 | 38 | 1 | 38 | 2 | 38 | 0 | 38 | 1 | 30
SLOY-4 | A | 0 | 28 | 1 | 28 | 1 | 28 | 1 | 28 | 2 | 28 | 0 | 28 | 1 | 22
SPLN-1 | A | 40 | 380 | 100 | 380 | 110 | 380 | 50 | 380 | 120 | 380 | 30 | 380 | 90 | 300
STAY-1 | A | 35 | 265 | 62 | 265 | 62 | 265 | 35 | 265 | 89 | 265 | 34 | 192 | 63 | 192
STAY-2 | A | 35 | 265 | 62 | 265 | 62 | 265 | 35 | 265 | 89 | 265 | 34 | 192 | 63 | 192
STAY-3 | A | 35 | 265 | 62 | 265 | 62 | 265 | 35 | 265 | 89 | 265 | 34 | 192 | 63 | 192
STAY-4 | A | 35 | 265 | 62 | 265 | 62 | 265 | 35 | 265 | 89 | 265 | 34 | 192 | 63 | 192
STRNW-1 | A | 6 | 52 | 16 | 52 | 26 | 52 | 7 | 60 | 17 | 60 | 6 | 52 | 17 | 42
SUTB-1 | A | 36 | 380 | 104 | 380 | 148 | 380 | 52 | 380 | 132 | 380 | 47 | 250 | 107 | 250
SVRP-10 | A | 20 | 225 | 50 | 225 | 70 | 225 | 32 | 225 | 80 | 225 | 20 | 172 | 50 | 172
SVRP-20 | A | 20 | 225 | 50 | 225 | 70 | 225 | 32 | 225 | 80 | 225 | 20 | 172 | 50 | 172
USKM-13 | A | 6 | 49 | 15 | 49 | 17 | 49 | 8 | 49 | 19 | 49 | 7 | 36 | 8 | 36
USKM-14 | A | 6 | 49 | 15 | 49 | 17 | 49 | 8 | 49 | 19 | 49 | 7 | 36 | 8 | 36
USKM-15 | A | 6 | 49 | 15 | 49 | 17 | 49 | 8 | 49 | 19 | 49 | 7 | 36 | 8 | 36
WBUPS-1 | A | 30 | 113 | 48 | 153 | 48 | 153 | 32 | 113 | 50 | 113 | 40 | 153 | 65 | 113
WBUPS-2 | A | 30 | 133 | 48 | 173 | 48 | 173 | 32 | 133 | 50 | 133 | 40 | 173 | 65 | 133
WBUPS-3 | A | 30 | 133 | 48 | 173 | 48 | 173 | 32 | 133 | 50 | 133 | 40 | 173 | 65 | 133
WBUPS-4 | A | 30 | 113 | 48 | 153 | 48 | 153 | 32 | 113 | 50 | 113 | 40 | 153 | 65 | 113
WBURB-1 | A | 22 | 240 | 48 | 240 | 62 | 240 | 27 | 240 | 69 | 240 | 20 | 200 | 50 | 120
WBURB-2 | A | 25 | 255 | 52 | 255 | 62 | 255 | 26 | 255 | 67 | 255 | 22 | 215 | 52 | 135
WBURB-3 | A | 23 | 255 | 48 | 255 | 62 | 255 | 27 | 255 | 67 | 255 | 20 | 215 | 52 | 135
WDNSO-1 | A | 21 | 191 | 54 | 191 | 57 | 191 | 21 | 191 | 57 | 191 | 21 | 170 | 55 | 136
WDNSO-2 | A | 21 | 191 | 54 | 191 | 57 | 191 | 21 | 191 | 57 | 191 | 21 | 170 | 55 | 136
WHILW-1 | A | 31 | 322 | 84 | 322 | 90 | 322 | 33 | 322 | 90 | 322 | 32 | 255 | 86 | 210
WHILW-2 | A | 19 | 163 | 33 | 163 | 35 | 163 | 20 | 163 | 52 | 163 | 21 | 142 | 43 | 119
WLNYO-2 | A | 19 | 182 | 51 | 182 | 54 | 182 | 20 | 182 | 53 | 182 | 20 | 158 | 51 | 130
WLNYW-1 | A | 19 | 182 | 51 | 182 | 54 | 182 | 20 | 182 | 53 | 182 | 20 | 158 | 51 | 130
WTMSO-1 | A | 22 | 200 | 58 | 200 | 62 | 200 | 23 | 200 | 61 | 200 | 23 | 140 | 60 | 140

## Aug 2018
MW Response Capability by BMU
|  | Primary Response (Max MWhrs) | [5 empty] | Secondary Response (Max Mwhrs) |  |  |  | High Frequency Response (Max MWhrs)
UNIT | Mode | 0.2Hz | Genset Deload (MW) | 0.5Hz | Genset Deload (MW) | 0.8Hz | Genset Deload (MW) | 0.2/0.2Hz | Genset Deload (MW) | 0.5/0.5Hz | Genset Deload (MW) | 0.2Hz | Genset Deload (MW) | 0.5Hz | Genset Deload (MW)
ABTH7 | A | 40 | 250 | 72 | 250 | 72 | 250 | 48 | 250 | 120 | 250 | 38 | 185 | 55 | 185
ABTH8 | A | 40 | 250 | 72 | 250 | 72 | 250 | 48 | 250 | 120 | 250 | 38 | 185 | 55 | 185
ABTH9 | A | 30 | 240 | 80 | 240 | 80 | 240 | 40 | 240 | 120 | 240 | 38 | 125 | 52 | 125
ARCHW-1 | A | 10 | 92 | 25 | 92 | 25 | 92 | 12 | 92 | 30 | 92 | 11 | 73 | 24 | 56
BAGE-1 | A | 30 | 255 | 70 | 255 | 90 | 255 | 35 | 255 | 90 | 255 | 28 | 220 | 70 | 185
BAGE-2 | A | 3 | 17 | 8 | 17 | 12 | 17 | 4 | 17 | 9 | 17 | 2 | 17 | 5 | 17
BARKB2 | A | 33 | 210 | 82 | 210 | 108 | 210 | 39 | 210 | 97 | 210 | 31 | 120 | 84 | 120
BARK-1 | A | 22 | 140 | 55 | 140 | 72 | 140 | 26 | 140 | 65 | 140 | 21 | 80 | 54 | 80
BHLAW-1 | A | 7 | 98 | 16 | 98 | 19 | 98 | 10 | 98 | 26 | 98 | 8 | 87 | 18 | 78
BLLA-1 | A | 6 | 99 | 13 | 99 | 13 | 99 | 15 | 99 | 39 | 99 | 9 | 83 | 16 | 83
BRBEO-1 | A | 31 | 254 | 77 | 254 | 77 | 254 | 31 | 254 | 77 | 254 | 15 | 76 | 37 | 76
BRDUW-1 | A | 6 | 58 | 17 | 58 | 17 | 58 | 7 | 58 | 17 | 58 | 6 | 36 | 17 | 36
BRGG-1 | A | 16 | 110 | 32 | 110 | 48 | 110 | 16 | 110 | 40 | 110 | 14 | 96 | 34 | 46
BRYP-1 | A | 15 | 82 | 25 | 82 | 31 | 82 | 22 | 82 | 37 | 82 | 10 | 82 | 27 | 47
BURBW-1 | A | 0 | 90 | 0 | 90 | 0 | 90 | 0 | 0 | 0 | 0 | 0 | 90 | 0 | 90
CARR-1 | A | 35 | 235 | 58 | 235 | 58 | 235 | 35 | 235 | 88 | 235 | 34 | 179 | 56 | 179
CARR-2 | A | 35 | 235 | 58 | 235 | 58 | 235 | 35 | 235 | 88 | 235 | 34 | 179 | 56 | 179
CDCL-1 | A | 30 | 160 | 40 | 160 | 40 | 160 | 34 | 160 | 40 | 160 | 27 | 120 | 40 | 120
CLAC-1 | A | 3 | 28 | 8 | 28 | 13 | 28 | 3 | 36 | 9 | 36 | 3 | 28 | 8 | 28
CLDCW-1 | A | 14 | 14 | 34 | 113 | 36 | 113 | 13 | 113 | 35 | 113 | 13 | 99 | 34 | 78
CLDNW-1 | A | 13 | 108 | 33 | 108 | 35 | 108 | 13 | 108 | 35 | 108 | 12 | 95 | 33 | 74
CLDSW-1 | A | 16 | 129 | 40 | 129 | 43 | 129 | 16 | 129 | 42 | 129 | 16 | 113 | 41 | 88
CNQPS-1 | A | 22 | 170 | 55 | 170 | 55 | 170 | 28 | 170 | 70 | 170 | 26 | 120 | 60 | 105
CNQPS-2 | A | 22 | 170 | 55 | 170 | 55 | 170 | 28 | 170 | 70 | 170 | 22 | 120 | 55 | 105
CNQPS-3 | A | 22 | 170 | 55 | 170 | 55 | 170 | 28 | 170 | 70 | 170 | 22 | 120 | 55 | 105
CNQPS-4 | A | 22 | 170 | 55 | 170 | 55 | 170 | 28 | 170 | 70 | 170 | 28 | 105 | 55 | 105
CORB-1 | A | 10 | 130 | 30 | 130 | 50 | 130 | 28 | 130 | 60 | 130 | 15 | 95 | 40 | 60
COSO-1 | A | 20 | 380 | 40 | 380 | 50 | 380 | 60 | 380 | 140 | 380 | 17 | 304 | 40 | 304
COTPS-1 | A | 29 | 277 | 50 | 277 | 62 | 277 | 35 | 60 | 63 | 277 | 30 | 122 | 60 | 122
COTPS-2 | A | 29 | 287 | 50 | 287 | 62 | 287 | 35 | 60 | 63 | 287 | 30 | 122 | 60 | 122
COTPS-3 | A | 29 | 287 | 50 | 287 | 62 | 287 | 35 | 60 | 63 | 287 | 30 | 122 | 60 | 122
COTPS-4 | A | 29 | 277 | 50 | 277 | 62 | 277 | 35 | 60 | 63 | 277 | 30 | 122 | 60 | 122
COWE1 | A | 7 | 30 | 17 | 30 | 17 | 30 | 7 | 30 | 17 | 30 | 7 | 30 | 17 | 30
COWE2 | A | 7 | 30 | 17 | 30 | 17 | 30 | 7 | 30 | 17 | 30 | 7 | 30 | 17 | 30
CRUA-1 | A | 10 | 110 | 25 | 110 | 37 | 110 | 12 | 110 | 30 | 110 | 10 | 84 | 25 | 48
CRUA-2 | A | 10 | 110 | 25 | 110 | 37 | 110 | 12 | 110 | 30 | 110 | 10 | 84 | 25 | 48
CRUA-3 | A | 7 | 30 | 15 | 30 | 21 | 30 | 9 | 30 | 24 | 30 | 5 | 25 | 13 | 15
CRUA-4 | A | 7 | 30 | 15 | 30 | 21 | 30 | 9 | 30 | 24 | 30 | 5 | 25 | 13 | 15
CRYRW-2 | A | 15 | 138 | 38 | 138 | 40 | 138 | 15 | 138 | 40 | 138 | 13 | 109 | 40 | 63
DAMC-1 | A | 64 | 380 | 136 | 380 | 156 | 380 | 80 | 380 | 180 | 380 | 60 | 293 | 190 | 128
DEEP-1 | A | 20 | 180 | 60 | 180 | 86 | 180 | 22 | 180 | 80 | 180 | 24 | 96 | 52 | 96
DIDCB5 | A | 40 | 330 | 104 | 330 | 125 | 330 | 55 | 330 | 140 | 330 | 40 | 185 | 105 | 185
DIDCB6 | A | 50 | 250 | 105 | 250 | 105 | 250 | 50 | 250 | 130 | 250 | 50 | 153 | 110 | 103
DINO-1 | A | 14 | 138 | 39 | 138 | 58 | 138 | 28 | 138 | 72 | 138 | 14 | 118 | 36 | 88
DINO-2 | A | 14 | 138 | 39 | 138 | 58 | 138 | 28 | 138 | 72 | 138 | 14 | 118 | 36 | 88
DINO-3 | A | 14 | 138 | 39 | 138 | 58 | 138 | 28 | 138 | 72 | 138 | 14 | 118 | 36 | 88
DINO-4 | A | 14 | 138 | 39 | 138 | 58 | 138 | 28 | 138 | 72 | 138 | 14 | 118 | 36 | 88
DINO-5 | A | 14 | 138 | 39 | 138 | 58 | 138 | 28 | 138 | 72 | 138 | 14 | 118 | 36 | 88
DINO-6 | A | 14 | 138 | 39 | 138 | 58 | 138 | 28 | 138 | 72 | 138 | 14 | 118 | 36 | 88
DRAXX-1 | A | 68 | 345 | 100 | 345 | 100 | 345 | 64 | 95 | 110 | 345 | 60 | 225 | 70 | 225
DRAXX-2 | A | 68 | 345 | 100 | 345 | 100 | 345 | 64 | 95 | 110 | 345 | 60 | 225 | 70 | 225
DRAXX-3 | A | 68 | 345 | 100 | 345 | 100 | 345 | 64 | 95 | 110 | 345 | 60 | 225 | 70 | 225
DRAXX-4 | A | 68 | 345 | 100 | 345 | 100 | 345 | 64 | 95 | 110 | 345 | 60 | 225 | 70 | 225
DRAXX-5 | A | 68 | 345 | 100 | 345 | 100 | 345 | 64 | 95 | 110 | 345 | 60 | 225 | 70 | 225
DRAXX-6 | A | 68 | 345 | 100 | 345 | 100 | 345 | 64 | 95 | 110 | 345 | 60 | 225 | 70 | 225
DRSLW-1 | A | 6 | 69 | 16 | 69 | 17 | 69 | 6 | 69 | 17 | 69 | 6 | 61 | 16 | 54
EECL-1 | A | 20 | 178 | 25 | 178 | 25 | 178 | 32 | 178 | 81 | 178 | 20 | 143 | 25 | 143
EGGPS-1 | A | 45 | 205 | 83 | 205 | 83 | 205 | 49 | 205 | 110 | 205 | 33 | 95 | 60 | 95
EGGPS-2 | A | 45 | 205 | 83 | 205 | 83 | 205 | 49 | 205 | 110 | 205 | 33 | 95 | 60 | 95
EGGPS-3 | A | 45 | 205 | 83 | 205 | 83 | 205 | 49 | 205 | 110 | 205 | 33 | 95 | 60 | 95
EGGPS-4 | A | 45 | 205 | 83 | 205 | 83 | 205 | 49 | 205 | 110 | 205 | 33 | 95 | 60 | 95
ERRO-1 | A | 1 | 21 | 1 | 21 | 1 | 21 | 2 | 21 | 5 | 21 | 1 | 17 | 1 | 17
ERRO-2 | A | 1 | 21 | 1 | 21 | 1 | 21 | 2 | 21 | 5 | 21 | 1 | 17 | 1 | 17
ERRO-3 | A | 1 | 21 | 1 | 21 | 1 | 21 | 2 | 21 | 5 | 21 | 1 | 17 | 1 | 17
FAARW-1 | A | 2 | 37 | 4 | 37 | 4 | 37 | 4 | 37 | 12 | 37 | 2 | 33 | 4 | 33
FAARW-2 | A | 2 | 37 | 4 | 37 | 4 | 37 | 4 | 37 | 12 | 37 | 2 | 33 | 4 | 33
FALGW-1 | A | 11 | 108 | 28 | 108 | 41 | 108 | 13 | 108 | 35 | 108 | 10 | 86 | 22 | 64
FASN-1 | A | 0 | 15 | 1 | 15 | 1 | 15 | 1 | 15 | 2 | 15 | 0 | 15 | 1 | 12
FASN2 | A | 0 | 15 | 1 | 15 | 1 | 15 | 1 | 15 | 2 | 15 | 0 | 15 | 1 | 12
FASN3 | A | 0 | 15 | 1 | 15 | 1 | 15 | 1 | 15 | 2 | 15 | 0 | 15 | 1 | 12
FAWN-1 | A | 10 | 52 | 25 | 52 | 40 | 52 | 13 | 52 | 32 | 52 | 11 | 37 | 27 | 27
FELL-1 | A | 9 | 63 | 21 | 63 | 22 | 63 | 10 | 63 | 24 | 63 | 9 | 63 | 22 | 63
FFES-1 | A | 10 | 35 | 27 | 35 | 30 | 35 | 9 | 35 | 22 | 35 | 4 | 27 | 6 | 27
FFES-2 | A | 10 | 35 | 27 | 35 | 30 | 35 | 9 | 35 | 22 | 35 | 4 | 27 | 6 | 27
FFES-3 | A | 10 | 35 | 27 | 35 | 30 | 35 | 9 | 35 | 22 | 35 | 4 | 27 | 6 | 27
FFES-4 | A | 10 | 35 | 27 | 35 | 30 | 35 | 9 | 35 | 22 | 35 | 4 | 27 | 6 | 27
FIDL-1 | A | 13 | 205 | 20 | 205 | 23 | 205 | 35 | 100 | 40 | 147 | 30 | 147 | 50 | 147
FIDL-2 | A | 13 | 205 | 20 | 205 | 23 | 205 | 35 | 100 | 40 | 147 | 30 | 147 | 50 | 147
FIDL-3 | A | 13 | 205 | 20 | 205 | 23 | 205 | 35 | 100 | 40 | 147 | 30 | 147 | 50 | 147
FIDL-4 | A | 13 | 205 | 20 | 205 | 23 | 205 | 35 | 100 | 40 | 147 | 30 | 147 | 50 | 147
FINL-1 | A | 0 | 14 | 1 | 14 | 1 | 14 | 1 | 14 | 2 | 14 | 0 | 14 | 1 | 11
FOYE-1 | A | 6 | 60 | 13 | 60 | 16 | 60 | 11 | 60 | 27 | 60 | 5 | 30 | 11 | 30
FOYE-2 | A | 6 | 60 | 13 | 60 | 16 | 60 | 11 | 60 | 27 | 60 | 5 | 30 | 11 | 30
GLNDO-1 | A | 6 | 80 | 12 | 45 | 17 | 45 | 12 | 45 | 25 | 45 | 8 | 65 | 18 | 45
GNFSW-1 | A | 11 | 100 | 30 | 100 | 30 | 100 | 12 | 100 | 31 | 100 | 12 | 70 | 30 | 70
GNFSW-2 | A | 7 | 64 | 18 | 64 | 18 | 64 | 8 | 64 | 18 | 64 | 6 | 49 | 15 | 49
GORDW-1 | A | 6 | 62 | 16 | 56 | 26 | 45 | 7 | 62 | 18 | 62 | 6 | 56 | 16 | 45
GRAI-6 | A | 24 | 320 | 58 | 320 | 58 | 320 | 35 | 320 | 88 | 320 | 28 | 270 | 60 | 230
GRAI-7 | A | 30 | 232 | 60 | 232 | 60 | 232 | 32 | 232 | 84 | 232 | 32 | 175 | 65 | 135
GRAI-8 | A | 26 | 232 | 58 | 232 | 58 | 232 | 32 | 232 | 84 | 232 | 32 | 175 | 65 | 135
GRIFW-1 | A | 8 | 94 | 22 | 94 | 23 | 94 | 8 | 94 | 22 | 94 | 8 | 85 | 22 | 72
GRIFW-2 | A | 8 | 94 | 22 | 94 | 23 | 94 | 8 | 94 | 22 | 94 | 8 | 85 | 22 | 72
GRMO-1 | A | 8 | 43 | 8 | 43 | 8 | 43 | 8 | 43 | 8 | 43 | 8 | 23 | 8 | 23
GYAR-1 | A | 17 | 176 | 42 | 176 | 66 | 176 | 24 | 176 | 60 | 176 | 17 | 176 | 42 | 176
GYMRO-15 | A | 6 | 145 | 15 | 145 | 15 | 145 | 6 | 145 | 15 | 145 | 6 | 44 | 15 | 44
GYMRO-17 | A | 6 | 145 | 15 | 145 | 15 | 145 | 6 | 145 | 15 | 145 | 6 | 44 | 15 | 44
GYMRO-26 | A | 6 | 145 | 15 | 145 | 15 | 145 | 6 | 145 | 15 | 145 | 6 | 44 | 15 | 44
GYMRO-28 | A | 6 | 145 | 15 | 145 | 15 | 145 | 6 | 145 | 15 | 145 | 6 | 44 | 15 | 44
HADHW-1 | A | 7 | 76 | 14 | 76 | 22 | 76 | 13 | 76 | 34 | 76 | 8 | 65 | 17 | 65
HRSTW-1 | A | 12 | 102 | 30 | 102 | 45 | 102 | 13 | 102 | 34 | 102 | 13 | 80 | 27 | 66
HUMR-1 | A | 60 | 533 | 150 | 533 | 200 | 533 | 80 | 533 | 200 | 533 | 62 | 419 | 155 | 251
INDQ-1 | A | 12 | 102 | 31 | 102 | 43 | 102 | 13 | 102 | 34 | 102 | 12 | 72 | 30 | 72
KEAD-1 | A | 38 | 415 | 90 | 415 | 90 | 415 | 55 | 415 | 138 | 415 | 38 | 355 | 90 | 285
KILBW-1 | A | 3 | 56 | 8 | 56 | 13 | 56 | 5 | 56 | 14 | 56 | 4 | 53 | 9 | 47
KILLPG-1 | A | 8 | 225 | 10 | 225 | 10 | 225 | 10 | 225 | 12 | 225 | 4 | 150 | 15 | 150
KILLPG-2 | A | 18 | 225 | 25 | 225 | 25 | 225 | 37 | 225 | 37 | 225 | 22 | 195 | 30 | 195
KILNS-1 | A | 30 | 290 | 72 | 290 | 84 | 290 | 42 | 290 | 114 | 290 | 18 | 104 | 45 | 104
KLYN-A-1 | A | 24 | 126 | 50 | 126 | 50 | 126 | 34 | 126 | 70 | 126 | 22 | 81 | 34 | 81
LAGA-1 | A | 55 | 500 | 123 | 500 | 140 | 500 | 52 | 500 | 130 | 500 | 53 | 475 | 130 | 475
LARYO-1 | A | 16 | 155 | 40 | 155 | 45 | 155 | 18 | 155 | 45 | 155 | 14 | 120 | 35 | 120
LARYO-2 | A | 16 | 158 | 40 | 158 | 45 | 158 | 18 | 158 | 45 | 158 | 14 | 120 | 35 | 120
LARYO-3 | A | 16 | 158 | 40 | 158 | 45 | 158 | 18 | 158 | 45 | 158 | 14 | 120 | 35 | 120
LARYO-4 | A | 16 | 158 | 40 | 158 | 45 | 158 | 18 | 158 | 45 | 158 | 14 | 120 | 35 | 120
LBAR-1G | A | 1 | 16 | 4 | 16 | 6 | 16 | 2 | 16 | 4 | 16 | 1 | 9 | 4 | 9
LBAR-1 | A | 39 | 360 | 88 | 360 | 88 | 360 | 55 | 360 | 145 | 360 | 41 | 270 | 90 | 270
LNCSO-1 | A | 12 | 130 | 30 | 130 | 32 | 130 | 12 | 130 | 32 | 130 | 10 | 100 | 26 | 100
LNCSO-2 | A | 13 | 140 | 34 | 140 | 36 | 140 | 14 | 140 | 36 | 140 | 12 | 125 | 32 | 125
LOAN-1 | A | 25 | 326 | 51 | 326 | 55 | 326 | 19 | 326 | 50 | 326 | 12 | 276 | 28 | 276
LOAN-2 | A | 25 | 326 | 51 | 326 | 55 | 326 | 19 | 326 | 50 | 326 | 12 | 276 | 28 | 276
LOAN-3 | A | 25 | 326 | 51 | 326 | 55 | 326 | 19 | 326 | 50 | 326 | 12 | 276 | 28 | 276
MEDP-1 | A | 30 | 380 | 76 | 330 | 76 | 330 | 48 | 380 | 105 | 380 | 31 | 330 | 79 | 290
MILWW-1 | A | 6 | 32 | 8 | 54 | 13 | 54 | 5 | 54 | 14 | 54 | 3 | 43 | 8 | 43
MKHLW-1 | A | 4 | 42 | 10 | 42 | 12 | 42 | 5 | 42 | 13 | 42 | 5 | 37 | 12 | 30
MRWD-1 | A | 43 | 448 | 100 | 448 | 112 | 448 | 67 | 448 | 160 | 448 | 36 | 328 | 93 | 328
NANT-1 | A | 0 | 15 | 0 | 15 | 0 | 15 | 0 | 15 | 1 | 15 | 0 | 15 | 0 | 15
PEHE-1 | A | 42 | 420 | 72 | 420 | 72 | 420 | 83 | 420 | 117 | 420 | 35 | 350 | 84 | 260
PEHE-2 | A | 16 | 490 | 40 | 265 | 42 | 490 | 0 | 0 | 0 | 0 | 0 | 490 | 0 | 490
PEMB-11 | A | 38 | 113 | 63 | 276 | 63 | 276 | 33 | 276 | 90 | 276 | 35 | 241 | 64 | 210
PEMB-21 | A | 38 | 113 | 63 | 276 | 63 | 276 | 33 | 276 | 90 | 276 | 35 | 241 | 64 | 210
PEMB-31 | A | 38 | 113 | 63 | 276 | 63 | 276 | 33 | 276 | 90 | 276 | 35 | 241 | 64 | 210
PEMB-41 | A | 38 | 113 | 63 | 276 | 63 | 276 | 33 | 276 | 90 | 276 | 35 | 241 | 64 | 210
PEMB-51 | A | 38 | 113 | 63 | 276 | 63 | 276 | 33 | 276 | 90 | 276 | 35 | 241 | 64 | 210
PETEM1 | A | 20 | 180 | 46 | 180 | 52 | 180 | 24 | 180 | 58 | 180 | 20 | 150 | 50 | 100
RATS-1 | A | 50 | 270 | 90 | 270 | 90 | 270 | 36 | 270 | 50 | 270 | 42 | 105 | 75 | 155
RATS-2 | A | 40 | 270 | 90 | 270 | 100 | 270 | 36 | 270 | 50 | 270 | 40 | 195 | 75 | 195
RATS-3 | A | 40 | 270 | 90 | 270 | 100 | 270 | 36 | 270 | 50 | 270 | 40 | 195 | 75 | 195
RATS-4 | A | 40 | 270 | 95 | 270 | 100 | 270 | 36 | 270 | 50 | 270 | 40 | 195 | 75 | 195
ROCK-1 | A | 36 | 400 | 50 | 400 | 54 | 400 | 60 | 400 | 160 | 400 | 33 | 220 | 53 | 220
RYHPS-1 | A | 30 | 305 | 48 | 305 | 66 | 305 | 42 | 305 | 51 | 305 | 30 | 130 | 42 | 68
SCCL-1 | A | 35 | 180 | 70 | 180 | 70 | 180 | 40 | 180 | 95 | 180 | 40 | 100 | 100 | 50
SCCL-2 | A | 35 | 180 | 70 | 180 | 70 | 180 | 40 | 180 | 95 | 180 | 40 | 100 | 100 | 50
SCCL-3 | A | 35 | 180 | 70 | 180 | 70 | 180 | 40 | 180 | 95 | 180 | 40 | 100 | 100 | 50
SEAB-1 | A | 44 | 254 | 125 | 254 | 150 | 254 | 55 | 254 | 150 | 254 | 75 | 164 | 176 | 38
SEAB-2 | A | 31 | 138 | 76 | 138 | 86 | 138 | 32 | 138 | 82 | 138 | 37 | 73 | 90 | 43
SHBA-1 | A | 41 | 255 | 104 | 255 | 115 | 255 | 44 | 255 | 120 | 255 | 39 | 195 | 115 | 40
SHBA-2 | A | 32 | 319 | 70 | 319 | 76 | 319 | 35 | 319 | 93 | 319 | 32 | 270 | 70 | 217
SHOS-1 | A | 18 | 160 | 24 | 160 | 24 | 160 | 30 | 160 | 75 | 160 | 18 | 135 | 24 | 135
SHRSO-1 | A | 16 | 157 | 44 | 157 | 46 | 157 | 17 | 157 | 46 | 157 | 16 | 141 | 43 | 113
SHRSO-2 | A | 16 | 157 | 44 | 157 | 46 | 157 | 17 | 157 | 46 | 157 | 16 | 141 | 43 | 113
SIZB-1 | A | 38 | 283 | 45 | 283 | 45 | 283 | 45 | 283 | 45 | 283 | 40 | 283 | 46 | 283
SIZB-2 | A | 38 | 283 | 45 | 283 | 45 | 283 | 45 | 283 | 45 | 283 | 40 | 283 | 46 | 283
SLOY-1 | A | 0 | 38 | 1 | 38 | 1 | 38 | 1 | 38 | 2 | 38 | 0 | 38 | 1 | 30
SLOY-2 | A | 0 | 38 | 1 | 38 | 1 | 38 | 1 | 38 | 2 | 38 | 0 | 38 | 1 | 30
SLOY-3 | A | 0 | 38 | 1 | 38 | 1 | 38 | 1 | 38 | 2 | 38 | 0 | 38 | 1 | 30
SLOY-4 | A | 0 | 28 | 1 | 28 | 1 | 28 | 1 | 28 | 2 | 28 | 0 | 28 | 1 | 22
SPLN-1 | A | 40 | 380 | 100 | 380 | 110 | 380 | 50 | 380 | 120 | 380 | 30 | 380 | 90 | 300
STAY-1 | A | 35 | 265 | 62 | 265 | 62 | 265 | 35 | 265 | 89 | 265 | 34 | 192 | 63 | 192
STAY-2 | A | 35 | 265 | 62 | 265 | 62 | 265 | 35 | 265 | 89 | 265 | 34 | 192 | 63 | 192
STAY-3 | A | 35 | 265 | 62 | 265 | 62 | 265 | 35 | 265 | 89 | 265 | 34 | 192 | 63 | 192
STAY-4 | A | 35 | 265 | 62 | 265 | 62 | 265 | 35 | 265 | 89 | 265 | 34 | 192 | 63 | 192
STRNW-1 | A | 6 | 52 | 16 | 52 | 26 | 52 | 7 | 60 | 17 | 60 | 6 | 52 | 17 | 42
SUTB-1 | A | 36 | 380 | 104 | 380 | 148 | 380 | 52 | 380 | 132 | 380 | 47 | 250 | 107 | 250
SVRP-10 | A | 20 | 225 | 50 | 225 | 70 | 225 | 32 | 225 | 80 | 225 | 20 | 172 | 50 | 172
SVRP-20 | A | 20 | 225 | 50 | 225 | 70 | 225 | 32 | 225 | 80 | 225 | 20 | 172 | 50 | 172
USKM-13 | A | 6 | 49 | 15 | 49 | 17 | 49 | 8 | 49 | 19 | 49 | 7 | 36 | 8 | 36
USKM-14 | A | 6 | 49 | 15 | 49 | 17 | 49 | 8 | 49 | 19 | 49 | 7 | 36 | 8 | 36
USKM-15 | A | 6 | 49 | 15 | 49 | 17 | 49 | 8 | 49 | 19 | 49 | 7 | 36 | 8 | 36
WBUPS-1 | A | 30 | 113 | 48 | 153 | 48 | 153 | 32 | 113 | 50 | 113 | 40 | 153 | 65 | 113
WBUPS-2 | A | 30 | 133 | 48 | 173 | 48 | 173 | 32 | 133 | 50 | 133 | 40 | 173 | 65 | 133
WBUPS-3 | A | 30 | 133 | 48 | 173 | 48 | 173 | 32 | 133 | 50 | 133 | 40 | 173 | 65 | 133
WBUPS-4 | A | 30 | 113 | 48 | 153 | 48 | 153 | 32 | 113 | 50 | 113 | 40 | 153 | 65 | 113
WBURB-1 | A | 22 | 240 | 48 | 240 | 62 | 240 | 27 | 240 | 69 | 240 | 20 | 200 | 50 | 120
WBURB-2 | A | 25 | 255 | 52 | 255 | 62 | 255 | 26 | 255 | 67 | 255 | 22 | 215 | 52 | 135
WBURB-3 | A | 23 | 255 | 48 | 255 | 62 | 255 | 27 | 255 | 67 | 255 | 20 | 215 | 52 | 135
WDNSO-1 | A | 21 | 191 | 54 | 191 | 57 | 191 | 21 | 191 | 57 | 191 | 21 | 170 | 55 | 136
WDNSO-2 | A | 21 | 191 | 54 | 191 | 57 | 191 | 21 | 191 | 57 | 191 | 21 | 170 | 55 | 136
WHILW-1 | A | 31 | 322 | 84 | 322 | 90 | 322 | 33 | 322 | 90 | 322 | 32 | 255 | 86 | 210
WHILW-2 | A | 19 | 163 | 33 | 163 | 35 | 163 | 20 | 163 | 52 | 163 | 21 | 142 | 43 | 119
WLNYO-2 | A | 19 | 182 | 51 | 182 | 54 | 182 | 20 | 182 | 53 | 182 | 20 | 158 | 51 | 130
WLNYW-1 | A | 19 | 182 | 51 | 182 | 54 | 182 | 20 | 182 | 53 | 182 | 20 | 158 | 51 | 130
WTMSO-1 | A | 22 | 200 | 58 | 200 | 62 | 200 | 23 | 200 | 61 | 200 | 23 | 140 | 60 | 140

## Jul 2018
MW Response Capability by BMU
|  | Primary Response (Max MWhrs) | [5 empty] | Secondary Response (Max Mwhrs) |  |  |  | High Frequency Response (Max MWhrs)
UNIT | Mode | 0.2Hz | Genset Deload (MW) | 0.5Hz | Genset Deload (MW) | 0.8Hz | Genset Deload (MW) | 0.2/0.2Hz | Genset Deload (MW) | 0.5/0.5Hz | Genset Deload (MW) | 0.2Hz | Genset Deload (MW) | 0.5Hz | Genset Deload (MW)
ABTH7 | A | 40 | 250 | 72 | 250 | 72 | 250 | 48 | 250 | 120 | 250 | 38 | 185 | 55 | 185
ABTH8 | A | 40 | 250 | 72 | 250 | 72 | 250 | 48 | 250 | 120 | 250 | 38 | 185 | 55 | 185
ABTH9 | A | 30 | 240 | 80 | 240 | 80 | 240 | 40 | 240 | 120 | 240 | 38 | 125 | 52 | 125
ARCHW-1 | A | 10 | 92 | 25 | 92 | 25 | 92 | 12 | 92 | 30 | 92 | 11 | 73 | 24 | 56
BAGE-1 | A | 30 | 255 | 70 | 255 | 90 | 255 | 35 | 255 | 90 | 255 | 28 | 220 | 70 | 185
BAGE-2 | A | 3 | 17 | 8 | 17 | 12 | 17 | 4 | 17 | 9 | 17 | 2 | 17 | 5 | 17
BARKB2 | A | 33 | 210 | 82 | 210 | 108 | 210 | 39 | 210 | 97 | 210 | 31 | 120 | 84 | 120
BARK-1 | A | 22 | 140 | 55 | 140 | 72 | 140 | 26 | 140 | 65 | 140 | 21 | 80 | 54 | 80
BHLAW-1 | A | 7 | 98 | 16 | 98 | 19 | 98 | 10 | 98 | 26 | 98 | 8 | 87 | 18 | 78
BLLA-1 | A | 6 | 99 | 13 | 99 | 13 | 99 | 15 | 99 | 39 | 99 | 9 | 83 | 16 | 83
BRBEO-1 | A | 31 | 254 | 77 | 254 | 77 | 254 | 31 | 254 | 77 | 254 | 15 | 76 | 37 | 76
BRDUW-1 | A | 6 | 58 | 17 | 58 | 17 | 58 | 7 | 58 | 17 | 58 | 6 | 36 | 17 | 36
BRGG-1 | A | 16 | 110 | 32 | 110 | 48 | 110 | 16 | 110 | 40 | 110 | 14 | 96 | 34 | 46
BRYP-1 | A | 15 | 82 | 25 | 82 | 31 | 82 | 22 | 82 | 37 | 82 | 10 | 82 | 27 | 47
BURBW-1 | A | 0 | 90 | 0 | 90 | 0 | 90 | 0 | 0 | 0 | 0 | 0 | 90 | 0 | 90
CARR-1 | A | 35 | 235 | 58 | 235 | 58 | 235 | 35 | 235 | 88 | 235 | 34 | 179 | 56 | 179
CARR-2 | A | 35 | 235 | 58 | 235 | 58 | 235 | 35 | 235 | 88 | 235 | 34 | 179 | 56 | 179
CDCL-1 | A | 30 | 160 | 40 | 160 | 40 | 160 | 34 | 160 | 40 | 160 | 27 | 120 | 40 | 120
CLAC-1 | A | 3 | 28 | 8 | 28 | 13 | 28 | 3 | 36 | 9 | 36 | 3 | 28 | 8 | 28
CLDCW-1 | A | 14 | 14 | 34 | 113 | 36 | 113 | 13 | 113 | 35 | 113 | 13 | 99 | 34 | 78
CLDNW-1 | A | 13 | 108 | 33 | 108 | 35 | 108 | 13 | 108 | 35 | 108 | 12 | 95 | 33 | 74
CLDSW-1 | A | 16 | 129 | 40 | 129 | 43 | 129 | 16 | 129 | 42 | 129 | 16 | 113 | 41 | 88
CNQPS-1 | A | 22 | 170 | 55 | 170 | 55 | 170 | 28 | 170 | 70 | 170 | 26 | 120 | 60 | 105
CNQPS-2 | A | 22 | 170 | 55 | 170 | 55 | 170 | 28 | 170 | 70 | 170 | 22 | 120 | 55 | 105
CNQPS-3 | A | 22 | 170 | 55 | 170 | 55 | 170 | 28 | 170 | 70 | 170 | 22 | 120 | 55 | 105
CNQPS-4 | A | 22 | 170 | 55 | 170 | 55 | 170 | 28 | 170 | 70 | 170 | 28 | 105 | 55 | 105
CORB-1 | A | 10 | 130 | 30 | 130 | 50 | 130 | 28 | 130 | 60 | 130 | 15 | 95 | 40 | 60
COSO-1 | A | 20 | 380 | 40 | 380 | 50 | 380 | 60 | 380 | 140 | 380 | 17 | 304 | 40 | 304
COTPS-1 | A | 29 | 277 | 50 | 277 | 62 | 277 | 35 | 60 | 63 | 277 | 30 | 122 | 60 | 122
COTPS-2 | A | 29 | 287 | 50 | 287 | 62 | 287 | 35 | 60 | 63 | 287 | 30 | 122 | 60 | 122
COTPS-3 | A | 29 | 287 | 50 | 287 | 62 | 287 | 35 | 60 | 63 | 287 | 30 | 122 | 60 | 122
COTPS-4 | A | 29 | 277 | 50 | 277 | 62 | 277 | 35 | 60 | 63 | 277 | 30 | 122 | 60 | 122
COWE1 | A | 7 | 30 | 17 | 30 | 17 | 30 | 7 | 30 | 17 | 30 | 7 | 30 | 17 | 30
COWE2 | A | 7 | 30 | 17 | 30 | 17 | 30 | 7 | 30 | 17 | 30 | 7 | 30 | 17 | 30
CRUA-1 | A | 10 | 110 | 25 | 110 | 37 | 110 | 12 | 110 | 30 | 110 | 10 | 84 | 25 | 48
CRUA-2 | A | 10 | 110 | 25 | 110 | 37 | 110 | 12 | 110 | 30 | 110 | 10 | 84 | 25 | 48
CRUA-3 | A | 7 | 30 | 15 | 30 | 21 | 30 | 9 | 30 | 24 | 30 | 5 | 25 | 13 | 15
CRUA-4 | A | 7 | 30 | 15 | 30 | 21 | 30 | 9 | 30 | 24 | 30 | 5 | 25 | 13 | 15
CRYRW-2 | A | 15 | 138 | 38 | 138 | 40 | 138 | 15 | 138 | 40 | 138 | 13 | 109 | 40 | 63
DAMC-1 | A | 64 | 380 | 136 | 380 | 156 | 380 | 80 | 380 | 180 | 380 | 60 | 293 | 190 | 128
DEEP-1 | A | 20 | 180 | 60 | 180 | 86 | 180 | 22 | 180 | 80 | 180 | 24 | 96 | 52 | 96
DIDCB5 | A | 40 | 330 | 104 | 330 | 125 | 330 | 55 | 330 | 140 | 330 | 40 | 185 | 105 | 185
DIDCB6 | A | 50 | 250 | 105 | 250 | 105 | 250 | 50 | 250 | 130 | 250 | 50 | 153 | 110 | 103
DINO-1 | A | 14 | 138 | 39 | 138 | 58 | 138 | 28 | 138 | 72 | 138 | 14 | 118 | 36 | 88
DINO-2 | A | 14 | 138 | 39 | 138 | 58 | 138 | 28 | 138 | 72 | 138 | 14 | 118 | 36 | 88
DINO-3 | A | 14 | 138 | 39 | 138 | 58 | 138 | 28 | 138 | 72 | 138 | 14 | 118 | 36 | 88
DINO-4 | A | 14 | 138 | 39 | 138 | 58 | 138 | 28 | 138 | 72 | 138 | 14 | 118 | 36 | 88
DINO-5 | A | 14 | 138 | 39 | 138 | 58 | 138 | 28 | 138 | 72 | 138 | 14 | 118 | 36 | 88
DINO-6 | A | 14 | 138 | 39 | 138 | 58 | 138 | 28 | 138 | 72 | 138 | 14 | 118 | 36 | 88
DRAXX-1 | A | 68 | 345 | 100 | 345 | 100 | 345 | 64 | 95 | 110 | 345 | 60 | 225 | 70 | 225
DRAXX-2 | A | 68 | 345 | 100 | 345 | 100 | 345 | 64 | 95 | 110 | 345 | 60 | 225 | 70 | 225
DRAXX-3 | A | 68 | 345 | 100 | 345 | 100 | 345 | 64 | 95 | 110 | 345 | 60 | 225 | 70 | 225
DRAXX-4 | A | 68 | 345 | 100 | 345 | 100 | 345 | 64 | 95 | 110 | 345 | 60 | 225 | 70 | 225
DRAXX-5 | A | 68 | 345 | 100 | 345 | 100 | 345 | 64 | 95 | 110 | 345 | 60 | 225 | 70 | 225
DRAXX-6 | A | 68 | 345 | 100 | 345 | 100 | 345 | 64 | 95 | 110 | 345 | 60 | 225 | 70 | 225
DRSLW-1 | A | 6 | 69 | 16 | 69 | 17 | 69 | 6 | 69 | 17 | 69 | 6 | 61 | 16 | 54
EECL-1 | A | 20 | 178 | 25 | 178 | 25 | 178 | 32 | 178 | 81 | 178 | 20 | 143 | 25 | 143
EGGPS-1 | A | 45 | 205 | 83 | 205 | 83 | 205 | 49 | 205 | 110 | 205 | 33 | 95 | 60 | 95
EGGPS-2 | A | 45 | 205 | 83 | 205 | 83 | 205 | 49 | 205 | 110 | 205 | 33 | 95 | 60 | 95
EGGPS-3 | A | 45 | 205 | 83 | 205 | 83 | 205 | 49 | 205 | 110 | 205 | 33 | 95 | 60 | 95
EGGPS-4 | A | 45 | 205 | 83 | 205 | 83 | 205 | 49 | 205 | 110 | 205 | 33 | 95 | 60 | 95
ERRO-1 | A | 1 | 21 | 1 | 21 | 1 | 21 | 2 | 21 | 5 | 21 | 1 | 17 | 1 | 17
ERRO-2 | A | 1 | 21 | 1 | 21 | 1 | 21 | 2 | 21 | 5 | 21 | 1 | 17 | 1 | 17
ERRO-3 | A | 1 | 21 | 1 | 21 | 1 | 21 | 2 | 21 | 5 | 21 | 1 | 17 | 1 | 17
FAARW-1 | A | 2 | 37 | 4 | 37 | 4 | 37 | 4 | 37 | 12 | 37 | 2 | 33 | 4 | 33
FAARW-2 | A | 2 | 37 | 4 | 37 | 4 | 37 | 4 | 37 | 12 | 37 | 2 | 33 | 4 | 33
FALGW-1 | A | 11 | 108 | 28 | 108 | 41 | 108 | 13 | 108 | 35 | 108 | 10 | 86 | 22 | 64
FASN-1 | A | 0 | 15 | 1 | 15 | 1 | 15 | 1 | 15 | 2 | 15 | 0 | 15 | 1 | 12
FASN2 | A | 0 | 15 | 1 | 15 | 1 | 15 | 1 | 15 | 2 | 15 | 0 | 15 | 1 | 12
FASN3 | A | 0 | 15 | 1 | 15 | 1 | 15 | 1 | 15 | 2 | 15 | 0 | 15 | 1 | 12
FAWN-1 | A | 10 | 52 | 25 | 52 | 40 | 52 | 13 | 52 | 32 | 52 | 11 | 37 | 27 | 27
FELL-1 | A | 9 | 63 | 21 | 63 | 22 | 63 | 10 | 63 | 24 | 63 | 9 | 63 | 22 | 63
FFES-1 | A | 10 | 35 | 27 | 35 | 30 | 35 | 9 | 35 | 22 | 35 | 4 | 27 | 6 | 27
FFES-2 | A | 10 | 35 | 27 | 35 | 30 | 35 | 9 | 35 | 22 | 35 | 4 | 27 | 6 | 27
FFES-3 | A | 10 | 35 | 27 | 35 | 30 | 35 | 9 | 35 | 22 | 35 | 4 | 27 | 6 | 27
FFES-4 | A | 10 | 35 | 27 | 35 | 30 | 35 | 9 | 35 | 22 | 35 | 4 | 27 | 6 | 27
FIDL-1 | A | 13 | 205 | 20 | 205 | 23 | 205 | 35 | 100 | 40 | 147 | 30 | 147 | 50 | 147
FIDL-2 | A | 13 | 205 | 20 | 205 | 23 | 205 | 35 | 100 | 40 | 147 | 30 | 147 | 50 | 147
FIDL-3 | A | 13 | 205 | 20 | 205 | 23 | 205 | 35 | 100 | 40 | 147 | 30 | 147 | 50 | 147
FIDL-4 | A | 13 | 205 | 20 | 205 | 23 | 205 | 35 | 100 | 40 | 147 | 30 | 147 | 50 | 147
FINL-1 | A | 0 | 14 | 1 | 14 | 1 | 14 | 1 | 14 | 2 | 14 | 0 | 14 | 1 | 11
FOYE-1 | A | 6 | 60 | 13 | 60 | 16 | 60 | 11 | 60 | 27 | 60 | 5 | 30 | 11 | 30
FOYE-2 | A | 6 | 60 | 13 | 60 | 16 | 60 | 11 | 60 | 27 | 60 | 5 | 30 | 11 | 30
GLNDO-1 | A | 6 | 80 | 12 | 45 | 17 | 45 | 12 | 45 | 25 | 45 | 8 | 65 | 18 | 45
GNFSW-1 | A | 11 | 100 | 30 | 100 | 30 | 100 | 12 | 100 | 31 | 100 | 12 | 70 | 30 | 70
GNFSW-2 | A | 7 | 64 | 18 | 64 | 18 | 64 | 8 | 64 | 18 | 64 | 6 | 49 | 15 | 49
GORDW-1 | A | 6 | 62 | 16 | 56 | 26 | 45 | 7 | 62 | 18 | 62 | 6 | 56 | 16 | 45
GRAI-6 | A | 24 | 320 | 58 | 320 | 58 | 320 | 35 | 320 | 88 | 320 | 28 | 270 | 60 | 230
GRAI-7 | A | 30 | 232 | 60 | 232 | 60 | 232 | 32 | 232 | 84 | 232 | 32 | 175 | 65 | 135
GRAI-8 | A | 26 | 232 | 58 | 232 | 58 | 232 | 32 | 232 | 84 | 232 | 32 | 175 | 65 | 135
GRIFW-1 | A | 8 | 94 | 22 | 94 | 23 | 94 | 8 | 94 | 22 | 94 | 8 | 85 | 22 | 72
GRIFW-2 | A | 8 | 94 | 22 | 94 | 23 | 94 | 8 | 94 | 22 | 94 | 8 | 85 | 22 | 72
GRMO-1 | A | 8 | 43 | 8 | 43 | 8 | 43 | 8 | 43 | 8 | 43 | 8 | 23 | 8 | 23
GYAR-1 | A | 17 | 176 | 42 | 176 | 66 | 176 | 24 | 176 | 60 | 176 | 17 | 176 | 42 | 176
GYMRO-15 | A | 6 | 145 | 15 | 145 | 15 | 145 | 6 | 145 | 15 | 145 | 6 | 44 | 15 | 44
GYMRO-17 | A | 6 | 145 | 15 | 145 | 15 | 145 | 6 | 145 | 15 | 145 | 6 | 44 | 15 | 44
GYMRO-26 | A | 6 | 145 | 15 | 145 | 15 | 145 | 6 | 145 | 15 | 145 | 6 | 44 | 15 | 44
GYMRO-28 | A | 6 | 145 | 15 | 145 | 15 | 145 | 6 | 145 | 15 | 145 | 6 | 44 | 15 | 44
HADHW-1 | A | 7 | 76 | 14 | 76 | 22 | 76 | 13 | 76 | 34 | 76 | 8 | 65 | 17 | 65
HRSTW-1 | A | 12 | 102 | 30 | 102 | 45 | 102 | 13 | 102 | 34 | 102 | 13 | 80 | 27 | 66
HUMR-1 | A | 60 | 533 | 150 | 533 | 200 | 533 | 80 | 533 | 200 | 533 | 62 | 419 | 155 | 251
INDQ-1 | A | 12 | 102 | 31 | 102 | 43 | 102 | 13 | 102 | 34 | 102 | 12 | 72 | 30 | 72
KEAD-1 | A | 38 | 415 | 90 | 415 | 90 | 415 | 55 | 415 | 138 | 415 | 38 | 355 | 90 | 285
KILBW-1 | A | 3 | 56 | 8 | 56 | 13 | 56 | 5 | 56 | 14 | 56 | 4 | 53 | 9 | 47
KILLPG-1 | A | 8 | 225 | 10 | 225 | 10 | 225 | 10 | 225 | 12 | 225 | 4 | 150 | 15 | 150
KILLPG-2 | A | 18 | 225 | 25 | 225 | 25 | 225 | 37 | 225 | 37 | 225 | 22 | 195 | 30 | 195
KILNS-1 | A | 30 | 290 | 72 | 290 | 84 | 290 | 42 | 290 | 114 | 290 | 18 | 104 | 45 | 104
KLYN-A-1 | A | 24 | 126 | 50 | 126 | 50 | 126 | 34 | 126 | 70 | 126 | 22 | 81 | 34 | 81
LAGA-1 | A | 55 | 500 | 123 | 500 | 140 | 500 | 52 | 500 | 130 | 500 | 53 | 475 | 130 | 475
LARYO-1 | A | 16 | 155 | 40 | 155 | 45 | 155 | 18 | 155 | 45 | 155 | 14 | 120 | 35 | 120
LARYO-2 | A | 16 | 158 | 40 | 158 | 45 | 158 | 18 | 158 | 45 | 158 | 14 | 120 | 35 | 120
LARYO-3 | A | 16 | 158 | 40 | 158 | 45 | 158 | 18 | 158 | 45 | 158 | 14 | 120 | 35 | 120
LARYO-4 | A | 16 | 158 | 40 | 158 | 45 | 158 | 18 | 158 | 45 | 158 | 14 | 120 | 35 | 120
LBAR-1G | A | 1 | 16 | 4 | 16 | 6 | 16 | 2 | 16 | 4 | 16 | 1 | 9 | 4 | 9
LBAR-1 | A | 39 | 360 | 88 | 360 | 88 | 360 | 55 | 360 | 145 | 360 | 41 | 270 | 90 | 270
LNCSO-1 | A | 12 | 130 | 30 | 130 | 32 | 130 | 12 | 130 | 32 | 130 | 10 | 100 | 26 | 100
LNCSO-2 | A | 13 | 140 | 34 | 140 | 36 | 140 | 14 | 140 | 36 | 140 | 12 | 125 | 32 | 125
LOAN-1 | A | 25 | 326 | 51 | 326 | 55 | 326 | 19 | 326 | 50 | 326 | 12 | 276 | 28 | 276
LOAN-2 | A | 25 | 326 | 51 | 326 | 55 | 326 | 19 | 326 | 50 | 326 | 12 | 276 | 28 | 276
LOAN-3 | A | 25 | 326 | 51 | 326 | 55 | 326 | 19 | 326 | 50 | 326 | 12 | 276 | 28 | 276
MEDP-1 | A | 30 | 380 | 76 | 330 | 76 | 330 | 48 | 380 | 105 | 380 | 31 | 330 | 79 | 290
MILWW-1 | A | 6 | 32 | 8 | 54 | 13 | 54 | 5 | 54 | 14 | 54 | 3 | 43 | 8 | 43
MKHLW-1 | A | 4 | 42 | 10 | 42 | 12 | 42 | 5 | 42 | 13 | 42 | 5 | 37 | 12 | 30
MRWD-1 | A | 43 | 448 | 100 | 448 | 112 | 448 | 67 | 448 | 160 | 448 | 36 | 328 | 93 | 328
NANT-1 | A | 0 | 15 | 0 | 15 | 0 | 15 | 0 | 15 | 1 | 15 | 0 | 15 | 0 | 15
PEHE-1 | A | 42 | 420 | 72 | 420 | 72 | 420 | 83 | 420 | 117 | 420 | 35 | 350 | 84 | 260
PEHE-2 | A | 16 | 490 | 40 | 265 | 42 | 490 | 0 | 0 | 0 | 0 | 0 | 490 | 0 | 490
PEMB-11 | A | 38 | 113 | 63 | 276 | 63 | 276 | 33 | 276 | 90 | 276 | 35 | 241 | 64 | 210
PEMB-21 | A | 38 | 113 | 63 | 276 | 63 | 276 | 33 | 276 | 90 | 276 | 35 | 241 | 64 | 210
PEMB-31 | A | 38 | 113 | 63 | 276 | 63 | 276 | 33 | 276 | 90 | 276 | 35 | 241 | 64 | 210
PEMB-41 | A | 38 | 113 | 63 | 276 | 63 | 276 | 33 | 276 | 90 | 276 | 35 | 241 | 64 | 210
PEMB-51 | A | 38 | 113 | 63 | 276 | 63 | 276 | 33 | 276 | 90 | 276 | 35 | 241 | 64 | 210
PETEM1 | A | 20 | 180 | 46 | 180 | 52 | 180 | 24 | 180 | 58 | 180 | 20 | 150 | 50 | 100
RATS-1 | A | 50 | 270 | 90 | 270 | 90 | 270 | 36 | 270 | 50 | 270 | 42 | 105 | 75 | 155
RATS-2 | A | 40 | 270 | 90 | 270 | 100 | 270 | 36 | 270 | 50 | 270 | 40 | 195 | 75 | 195
RATS-3 | A | 40 | 270 | 90 | 270 | 100 | 270 | 36 | 270 | 50 | 270 | 40 | 195 | 75 | 195
RATS-4 | A | 40 | 270 | 95 | 270 | 100 | 270 | 36 | 270 | 50 | 270 | 40 | 195 | 75 | 195
ROCK-1 | A | 36 | 400 | 50 | 400 | 54 | 400 | 60 | 400 | 160 | 400 | 33 | 220 | 53 | 220
RYHPS-1 | A | 30 | 305 | 48 | 305 | 66 | 305 | 42 | 305 | 51 | 305 | 30 | 130 | 42 | 68
SCCL-1 | A | 35 | 180 | 70 | 180 | 70 | 180 | 40 | 180 | 95 | 180 | 40 | 100 | 100 | 50
SCCL-2 | A | 35 | 180 | 70 | 180 | 70 | 180 | 40 | 180 | 95 | 180 | 40 | 100 | 100 | 50
SCCL-3 | A | 35 | 180 | 70 | 180 | 70 | 180 | 40 | 180 | 95 | 180 | 40 | 100 | 100 | 50
SEAB-1 | A | 44 | 254 | 125 | 254 | 150 | 254 | 55 | 254 | 150 | 254 | 75 | 164 | 176 | 38
SEAB-2 | A | 31 | 138 | 76 | 138 | 86 | 138 | 32 | 138 | 82 | 138 | 37 | 73 | 90 | 43
SHBA-1 | A | 41 | 255 | 104 | 255 | 115 | 255 | 44 | 255 | 120 | 255 | 39 | 195 | 115 | 40
SHBA-2 | A | 32 | 319 | 70 | 319 | 76 | 319 | 35 | 319 | 93 | 319 | 32 | 270 | 70 | 217
SHOS-1 | A | 18 | 160 | 24 | 160 | 24 | 160 | 30 | 160 | 75 | 160 | 18 | 135 | 24 | 135
SHRSO-1 | A | 16 | 157 | 44 | 157 | 46 | 157 | 17 | 157 | 46 | 157 | 16 | 141 | 43 | 113
SHRSO-2 | A | 16 | 157 | 44 | 157 | 46 | 157 | 17 | 157 | 46 | 157 | 16 | 141 | 43 | 113
SIZB-1 | A | 38 | 283 | 45 | 283 | 45 | 283 | 45 | 283 | 45 | 283 | 40 | 283 | 46 | 283
SIZB-2 | A | 38 | 283 | 45 | 283 | 45 | 283 | 45 | 283 | 45 | 283 | 40 | 283 | 46 | 283
SLOY-1 | A | 0 | 38 | 1 | 38 | 1 | 38 | 1 | 38 | 2 | 38 | 0 | 38 | 1 | 30
SLOY-2 | A | 0 | 38 | 1 | 38 | 1 | 38 | 1 | 38 | 2 | 38 | 0 | 38 | 1 | 30
SLOY-3 | A | 0 | 38 | 1 | 38 | 1 | 38 | 1 | 38 | 2 | 38 | 0 | 38 | 1 | 30
SLOY-4 | A | 0 | 28 | 1 | 28 | 1 | 28 | 1 | 28 | 2 | 28 | 0 | 28 | 1 | 22
SPLN-1 | A | 40 | 380 | 100 | 380 | 110 | 380 | 50 | 380 | 120 | 380 | 30 | 380 | 90 | 300
STAY-1 | A | 35 | 265 | 62 | 265 | 62 | 265 | 35 | 265 | 89 | 265 | 34 | 192 | 63 | 192
STAY-2 | A | 35 | 265 | 62 | 265 | 62 | 265 | 35 | 265 | 89 | 265 | 34 | 192 | 63 | 192
STAY-3 | A | 35 | 265 | 62 | 265 | 62 | 265 | 35 | 265 | 89 | 265 | 34 | 192 | 63 | 192
STAY-4 | A | 35 | 265 | 62 | 265 | 62 | 265 | 35 | 265 | 89 | 265 | 34 | 192 | 63 | 192
STRNW-1 | A | 6 | 52 | 16 | 52 | 26 | 52 | 7 | 60 | 17 | 60 | 6 | 52 | 17 | 42
SUTB-1 | A | 36 | 380 | 104 | 380 | 148 | 380 | 52 | 380 | 132 | 380 | 47 | 250 | 107 | 250
SVRP-10 | A | 20 | 225 | 50 | 225 | 70 | 225 | 32 | 225 | 80 | 225 | 20 | 172 | 50 | 172
SVRP-20 | A | 20 | 225 | 50 | 225 | 70 | 225 | 32 | 225 | 80 | 225 | 20 | 172 | 50 | 172
USKM-13 | A | 6 | 49 | 15 | 49 | 17 | 49 | 8 | 49 | 19 | 49 | 7 | 36 | 8 | 36
USKM-14 | A | 6 | 49 | 15 | 49 | 17 | 49 | 8 | 49 | 19 | 49 | 7 | 36 | 8 | 36
USKM-15 | A | 6 | 49 | 15 | 49 | 17 | 49 | 8 | 49 | 19 | 49 | 7 | 36 | 8 | 36
WBUPS-1 | A | 30 | 113 | 48 | 153 | 48 | 153 | 32 | 113 | 50 | 113 | 40 | 153 | 65 | 113
WBUPS-2 | A | 30 | 133 | 48 | 173 | 48 | 173 | 32 | 133 | 50 | 133 | 40 | 173 | 65 | 133
WBUPS-3 | A | 30 | 133 | 48 | 173 | 48 | 173 | 32 | 133 | 50 | 133 | 40 | 173 | 65 | 133
WBUPS-4 | A | 30 | 113 | 48 | 153 | 48 | 153 | 32 | 113 | 50 | 113 | 40 | 153 | 65 | 113
WBURB-1 | A | 22 | 240 | 48 | 240 | 62 | 240 | 27 | 240 | 69 | 240 | 20 | 200 | 50 | 120
WBURB-2 | A | 25 | 255 | 52 | 255 | 62 | 255 | 26 | 255 | 67 | 255 | 22 | 215 | 52 | 135
WBURB-3 | A | 23 | 255 | 48 | 255 | 62 | 255 | 27 | 255 | 67 | 255 | 20 | 215 | 52 | 135
WDNSO-1 | A | 21 | 191 | 54 | 191 | 57 | 191 | 21 | 191 | 57 | 191 | 21 | 170 | 55 | 136
WDNSO-2 | A | 21 | 191 | 54 | 191 | 57 | 191 | 21 | 191 | 57 | 191 | 21 | 170 | 55 | 136
WHILW-1 | A | 31 | 322 | 84 | 322 | 90 | 322 | 33 | 322 | 90 | 322 | 32 | 255 | 86 | 210
WHILW-2 | A | 19 | 163 | 33 | 163 | 35 | 163 | 20 | 163 | 52 | 163 | 21 | 142 | 43 | 119
WLNYO-2 | A | 19 | 182 | 51 | 182 | 54 | 182 | 20 | 182 | 53 | 182 | 20 | 158 | 51 | 130
WLNYW-1 | A | 19 | 182 | 51 | 182 | 54 | 182 | 20 | 182 | 53 | 182 | 20 | 158 | 51 | 130
WTMSO-1 | A | 22 | 200 | 58 | 200 | 62 | 200 | 23 | 200 | 61 | 200 | 23 | 140 | 60 | 140

## Jun 2018
MW Response Capability by BMU
|  | Primary Response (Max MWhrs) | [5 empty] | Secondary Response (Max Mwhrs) |  |  |  | High Frequency Response (Max MWhrs)
UNIT | Mode | 0.2Hz | Genset Deload (MW) | 0.5Hz | Genset Deload (MW) | 0.8Hz | Genset Deload (MW) | 0.2/0.2Hz | Genset Deload (MW) | 0.5/0.5Hz | Genset Deload (MW) | 0.2Hz | Genset Deload (MW) | 0.5Hz | Genset Deload (MW)
ABTH7 | A | 40 | 250 | 72 | 250 | 72 | 250 | 48 | 250 | 120 | 250 | 38 | 185 | 55 | 185
ABTH8 | A | 40 | 250 | 72 | 250 | 72 | 250 | 48 | 250 | 120 | 250 | 38 | 185 | 55 | 185
ABTH9 | A | 30 | 240 | 80 | 240 | 80 | 240 | 40 | 240 | 120 | 240 | 38 | 125 | 52 | 125
ARCHW-1 | A | 10 | 92 | 25 | 92 | 25 | 92 | 12 | 92 | 30 | 92 | 11 | 73 | 24 | 56
BAGE-1 | A | 30 | 255 | 70 | 255 | 90 | 255 | 35 | 255 | 90 | 255 | 28 | 220 | 70 | 185
BAGE-2 | A | 3 | 17 | 8 | 17 | 12 | 17 | 4 | 17 | 9 | 17 | 2 | 17 | 5 | 17
BARKB2 | A | 33 | 210 | 82 | 210 | 108 | 210 | 39 | 210 | 97 | 210 | 31 | 120 | 84 | 120
BARK-1 | A | 22 | 140 | 55 | 140 | 72 | 140 | 26 | 140 | 65 | 140 | 21 | 80 | 54 | 80
BHLAW-1 | A | 7 | 98 | 16 | 98 | 19 | 98 | 10 | 98 | 26 | 98 | 8 | 87 | 18 | 78
BLLA-1 | A | 6 | 99 | 13 | 99 | 13 | 99 | 15 | 99 | 39 | 99 | 9 | 83 | 16 | 83
BRBEO-1 | A | 31 | 254 | 77 | 254 | 77 | 254 | 31 | 254 | 77 | 254 | 15 | 76 | 37 | 76
BRDUW-1 | A | 6 | 58 | 17 | 58 | 17 | 58 | 7 | 58 | 17 | 58 | 6 | 36 | 17 | 36
BRGG-1 | A | 16 | 110 | 32 | 110 | 48 | 110 | 16 | 110 | 40 | 110 | 14 | 96 | 34 | 46
BRYP-1 | A | 15 | 82 | 25 | 82 | 31 | 82 | 22 | 82 | 37 | 82 | 10 | 82 | 27 | 47
BURBW-1 | A | 0 | 90 | 0 | 90 | 0 | 90 | 0 | 0 | 0 | 0 | 0 | 90 | 0 | 90
CARR-1 | A | 35 | 235 | 58 | 235 | 58 | 235 | 35 | 235 | 88 | 235 | 34 | 179 | 56 | 179
CARR-2 | A | 35 | 235 | 58 | 235 | 58 | 235 | 35 | 235 | 88 | 235 | 34 | 179 | 56 | 179
CDCL-1 | A | 30 | 160 | 40 | 160 | 40 | 160 | 34 | 160 | 40 | 160 | 27 | 120 | 40 | 120
CLAC-1 | A | 3 | 28 | 8 | 28 | 13 | 28 | 3 | 36 | 9 | 36 | 3 | 28 | 8 | 28
CLDCW-1 | A | 14 | 14 | 34 | 113 | 36 | 113 | 13 | 113 | 35 | 113 | 13 | 99 | 34 | 78
CLDNW-1 | A | 13 | 108 | 33 | 108 | 35 | 108 | 13 | 108 | 35 | 108 | 12 | 95 | 33 | 74
CLDSW-1 | A | 16 | 129 | 40 | 129 | 43 | 129 | 16 | 129 | 42 | 129 | 16 | 113 | 41 | 88
CNQPS-1 | A | 22 | 170 | 55 | 170 | 55 | 170 | 28 | 170 | 70 | 170 | 26 | 120 | 60 | 105
CNQPS-2 | A | 22 | 170 | 55 | 170 | 55 | 170 | 28 | 170 | 70 | 170 | 22 | 120 | 55 | 105
CNQPS-3 | A | 22 | 170 | 55 | 170 | 55 | 170 | 28 | 170 | 70 | 170 | 22 | 120 | 55 | 105
CNQPS-4 | A | 22 | 170 | 55 | 170 | 55 | 170 | 28 | 170 | 70 | 170 | 28 | 105 | 55 | 105
CORB-1 | A | 10 | 130 | 30 | 130 | 50 | 130 | 28 | 130 | 60 | 130 | 15 | 95 | 40 | 60
COSO-1 | A | 20 | 380 | 40 | 380 | 50 | 380 | 60 | 380 | 140 | 380 | 17 | 304 | 40 | 304
COTPS-1 | A | 29 | 277 | 50 | 277 | 62 | 277 | 35 | 60 | 63 | 277 | 30 | 122 | 60 | 122
COTPS-2 | A | 29 | 287 | 50 | 287 | 62 | 287 | 35 | 60 | 63 | 287 | 30 | 122 | 60 | 122
COTPS-3 | A | 29 | 287 | 50 | 287 | 62 | 287 | 35 | 60 | 63 | 287 | 30 | 122 | 60 | 122
COTPS-4 | A | 29 | 277 | 50 | 277 | 62 | 277 | 35 | 60 | 63 | 277 | 30 | 122 | 60 | 122
COWE1 | A | 7 | 30 | 17 | 30 | 17 | 30 | 7 | 30 | 17 | 30 | 7 | 30 | 17 | 30
COWE2 | A | 7 | 30 | 17 | 30 | 17 | 30 | 7 | 30 | 17 | 30 | 7 | 30 | 17 | 30
CRUA-1 | A | 10 | 110 | 25 | 110 | 37 | 110 | 12 | 110 | 30 | 110 | 10 | 84 | 25 | 48
CRUA-2 | A | 10 | 110 | 25 | 110 | 37 | 110 | 12 | 110 | 30 | 110 | 10 | 84 | 25 | 48
CRUA-3 | A | 7 | 30 | 15 | 30 | 21 | 30 | 9 | 30 | 24 | 30 | 5 | 25 | 13 | 15
CRUA-4 | A | 7 | 30 | 15 | 30 | 21 | 30 | 9 | 30 | 24 | 30 | 5 | 25 | 13 | 15
CRYRW-2 | A | 15 | 138 | 38 | 138 | 40 | 138 | 15 | 138 | 40 | 138 | 13 | 109 | 40 | 63
DAMC-1 | A | 64 | 380 | 136 | 380 | 156 | 380 | 80 | 380 | 180 | 380 | 60 | 293 | 190 | 128
DEEP-1 | A | 20 | 180 | 60 | 180 | 86 | 180 | 22 | 180 | 80 | 180 | 24 | 96 | 52 | 96
DIDCB5 | A | 40 | 330 | 104 | 330 | 125 | 330 | 55 | 330 | 140 | 330 | 40 | 185 | 105 | 185
DIDCB6 | A | 50 | 250 | 105 | 250 | 105 | 250 | 50 | 250 | 130 | 250 | 50 | 153 | 110 | 103
DINO-1 | A | 14 | 138 | 39 | 138 | 58 | 138 | 28 | 138 | 72 | 138 | 14 | 118 | 36 | 88
DINO-2 | A | 14 | 138 | 39 | 138 | 58 | 138 | 28 | 138 | 72 | 138 | 14 | 118 | 36 | 88
DINO-3 | A | 14 | 138 | 39 | 138 | 58 | 138 | 28 | 138 | 72 | 138 | 14 | 118 | 36 | 88
DINO-4 | A | 14 | 138 | 39 | 138 | 58 | 138 | 28 | 138 | 72 | 138 | 14 | 118 | 36 | 88
DINO-5 | A | 14 | 138 | 39 | 138 | 58 | 138 | 28 | 138 | 72 | 138 | 14 | 118 | 36 | 88
DINO-6 | A | 14 | 138 | 39 | 138 | 58 | 138 | 28 | 138 | 72 | 138 | 14 | 118 | 36 | 88
DRAXX-1 | A | 68 | 345 | 100 | 345 | 100 | 345 | 64 | 95 | 110 | 345 | 60 | 225 | 70 | 225
DRAXX-2 | A | 68 | 345 | 100 | 345 | 100 | 345 | 64 | 95 | 110 | 345 | 60 | 225 | 70 | 225
DRAXX-3 | A | 68 | 345 | 100 | 345 | 100 | 345 | 64 | 95 | 110 | 345 | 60 | 225 | 70 | 225
DRAXX-4 | A | 68 | 345 | 100 | 345 | 100 | 345 | 64 | 95 | 110 | 345 | 60 | 225 | 70 | 225
DRAXX-5 | A | 68 | 345 | 100 | 345 | 100 | 345 | 64 | 95 | 110 | 345 | 60 | 225 | 70 | 225
DRAXX-6 | A | 68 | 345 | 100 | 345 | 100 | 345 | 64 | 95 | 110 | 345 | 60 | 225 | 70 | 225
DRSLW-1 | A | 6 | 69 | 16 | 69 | 17 | 69 | 6 | 69 | 17 | 69 | 6 | 61 | 16 | 54
EECL-1 | A | 20 | 178 | 25 | 178 | 25 | 178 | 32 | 178 | 81 | 178 | 20 | 143 | 25 | 143
EGGPS-1 | A | 45 | 205 | 83 | 205 | 83 | 205 | 49 | 205 | 110 | 205 | 33 | 95 | 60 | 95
EGGPS-2 | A | 45 | 205 | 83 | 205 | 83 | 205 | 49 | 205 | 110 | 205 | 33 | 95 | 60 | 95
EGGPS-3 | A | 45 | 205 | 83 | 205 | 83 | 205 | 49 | 205 | 110 | 205 | 33 | 95 | 60 | 95
EGGPS-4 | A | 45 | 205 | 83 | 205 | 83 | 205 | 49 | 205 | 110 | 205 | 33 | 95 | 60 | 95
ERRO-1 | A | 1 | 21 | 1 | 21 | 1 | 21 | 2 | 21 | 5 | 21 | 1 | 17 | 1 | 17
ERRO-2 | A | 1 | 21 | 1 | 21 | 1 | 21 | 2 | 21 | 5 | 21 | 1 | 17 | 1 | 17
ERRO-3 | A | 1 | 21 | 1 | 21 | 1 | 21 | 2 | 21 | 5 | 21 | 1 | 17 | 1 | 17
FAARW-1 | A | 2 | 37 | 4 | 37 | 4 | 37 | 4 | 37 | 12 | 37 | 2 | 33 | 4 | 33
FAARW-2 | A | 2 | 37 | 4 | 37 | 4 | 37 | 4 | 37 | 12 | 37 | 2 | 33 | 4 | 33
FALGW-1 | A | 11 | 108 | 28 | 108 | 41 | 108 | 13 | 108 | 35 | 108 | 10 | 86 | 22 | 64
FASN-1 | A | 0 | 15 | 1 | 15 | 1 | 15 | 1 | 15 | 2 | 15 | 0 | 15 | 1 | 12
FASN2 | A | 0 | 15 | 1 | 15 | 1 | 15 | 1 | 15 | 2 | 15 | 0 | 15 | 1 | 12
FASN3 | A | 0 | 15 | 1 | 15 | 1 | 15 | 1 | 15 | 2 | 15 | 0 | 15 | 1 | 12
FAWN-1 | A | 10 | 52 | 25 | 52 | 40 | 52 | 13 | 52 | 32 | 52 | 11 | 37 | 27 | 27
FELL-1 | A | 9 | 63 | 21 | 63 | 22 | 63 | 10 | 63 | 24 | 63 | 9 | 63 | 22 | 63
FFES-1 | A | 10 | 35 | 27 | 35 | 30 | 35 | 9 | 35 | 22 | 35 | 4 | 27 | 6 | 27
FFES-2 | A | 10 | 35 | 27 | 35 | 30 | 35 | 9 | 35 | 22 | 35 | 4 | 27 | 6 | 27
FFES-3 | A | 10 | 35 | 27 | 35 | 30 | 35 | 9 | 35 | 22 | 35 | 4 | 27 | 6 | 27
FFES-4 | A | 10 | 35 | 27 | 35 | 30 | 35 | 9 | 35 | 22 | 35 | 4 | 27 | 6 | 27
FIDL-1 | A | 13 | 205 | 20 | 205 | 23 | 205 | 35 | 100 | 40 | 147 | 30 | 147 | 50 | 147
FIDL-2 | A | 13 | 205 | 20 | 205 | 23 | 205 | 35 | 100 | 40 | 147 | 30 | 147 | 50 | 147
FIDL-3 | A | 13 | 205 | 20 | 205 | 23 | 205 | 35 | 100 | 40 | 147 | 30 | 147 | 50 | 147
FIDL-4 | A | 13 | 205 | 20 | 205 | 23 | 205 | 35 | 100 | 40 | 147 | 30 | 147 | 50 | 147
FINL-1 | A | 0 | 14 | 1 | 14 | 1 | 14 | 1 | 14 | 2 | 14 | 0 | 14 | 1 | 11
FOYE-1 | A | 6 | 60 | 13 | 60 | 16 | 60 | 11 | 60 | 27 | 60 | 5 | 30 | 11 | 30
FOYE-2 | A | 6 | 60 | 13 | 60 | 16 | 60 | 11 | 60 | 27 | 60 | 5 | 30 | 11 | 30
GLNDO-1 | A | 6 | 80 | 12 | 45 | 17 | 45 | 12 | 45 | 25 | 45 | 8 | 65 | 18 | 45
GNFSW-1 | A | 11 | 100 | 30 | 100 | 30 | 100 | 12 | 100 | 31 | 100 | 12 | 70 | 30 | 70
GNFSW-2 | A | 7 | 64 | 18 | 64 | 18 | 64 | 8 | 64 | 18 | 64 | 6 | 49 | 15 | 49
GORDW-1 | A | 6 | 62 | 16 | 56 | 26 | 45 | 7 | 62 | 18 | 62 | 6 | 56 | 16 | 45
GRAI-6 | A | 24 | 320 | 58 | 320 | 58 | 320 | 35 | 320 | 88 | 320 | 28 | 270 | 60 | 230
GRAI-7 | A | 30 | 232 | 60 | 232 | 60 | 232 | 32 | 232 | 84 | 232 | 32 | 175 | 65 | 135
GRAI-8 | A | 26 | 232 | 58 | 232 | 58 | 232 | 32 | 232 | 84 | 232 | 32 | 175 | 65 | 135
GRIFW-1 | A | 8 | 94 | 22 | 94 | 23 | 94 | 8 | 94 | 22 | 94 | 8 | 85 | 22 | 72
GRIFW-2 | A | 8 | 94 | 22 | 94 | 23 | 94 | 8 | 94 | 22 | 94 | 8 | 85 | 22 | 72
GRMO-1 | A | 8 | 43 | 8 | 43 | 8 | 43 | 8 | 43 | 8 | 43 | 8 | 23 | 8 | 23
GYAR-1 | A | 17 | 176 | 42 | 176 | 66 | 176 | 24 | 176 | 60 | 176 | 17 | 176 | 42 | 176
GYMRO-15 | A | 6 | 145 | 15 | 145 | 15 | 145 | 6 | 145 | 15 | 145 | 6 | 44 | 15 | 44
GYMRO-17 | A | 6 | 145 | 15 | 145 | 15 | 145 | 6 | 145 | 15 | 145 | 6 | 44 | 15 | 44
GYMRO-26 | A | 6 | 145 | 15 | 145 | 15 | 145 | 6 | 145 | 15 | 145 | 6 | 44 | 15 | 44
GYMRO-28 | A | 6 | 145 | 15 | 145 | 15 | 145 | 6 | 145 | 15 | 145 | 6 | 44 | 15 | 44
HADHW-1 | A | 7 | 76 | 14 | 76 | 22 | 76 | 13 | 76 | 34 | 76 | 8 | 65 | 17 | 65
HRSTW-1 | A | 12 | 102 | 30 | 102 | 45 | 102 | 13 | 102 | 34 | 102 | 13 | 80 | 27 | 66
HUMR-1 | A | 60 | 533 | 150 | 533 | 200 | 533 | 80 | 533 | 200 | 533 | 62 | 419 | 155 | 251
INDQ-1 | A | 12 | 102 | 31 | 102 | 43 | 102 | 13 | 102 | 34 | 102 | 12 | 72 | 30 | 72
KEAD-1 | A | 38 | 415 | 90 | 415 | 90 | 415 | 55 | 415 | 138 | 415 | 38 | 355 | 90 | 285
KILBW-1 | A | 3 | 56 | 8 | 56 | 13 | 56 | 5 | 56 | 14 | 56 | 4 | 53 | 9 | 47
KILLPG-1 | A | 8 | 225 | 10 | 225 | 10 | 225 | 10 | 225 | 12 | 225 | 4 | 150 | 15 | 150
KILLPG-2 | A | 18 | 225 | 25 | 225 | 25 | 225 | 37 | 225 | 37 | 225 | 22 | 195 | 30 | 195
KILNS-1 | A | 30 | 290 | 72 | 290 | 84 | 290 | 42 | 290 | 114 | 290 | 18 | 104 | 45 | 104
KLYN-A-1 | A | 24 | 126 | 50 | 126 | 50 | 126 | 34 | 126 | 70 | 126 | 22 | 81 | 34 | 81
LAGA-1 | A | 55 | 500 | 123 | 500 | 140 | 500 | 52 | 500 | 130 | 500 | 53 | 475 | 130 | 475
LARYO-1 | A | 16 | 155 | 40 | 155 | 45 | 155 | 18 | 155 | 45 | 155 | 14 | 120 | 35 | 120
LARYO-2 | A | 16 | 158 | 40 | 158 | 45 | 158 | 18 | 158 | 45 | 158 | 14 | 120 | 35 | 120
LARYO-3 | A | 16 | 158 | 40 | 158 | 45 | 158 | 18 | 158 | 45 | 158 | 14 | 120 | 35 | 120
LARYO-4 | A | 16 | 158 | 40 | 158 | 45 | 158 | 18 | 158 | 45 | 158 | 14 | 120 | 35 | 120
LBAR-1G | A | 1 | 16 | 4 | 16 | 6 | 16 | 2 | 16 | 4 | 16 | 1 | 9 | 4 | 9
LBAR-1 | A | 39 | 360 | 88 | 360 | 88 | 360 | 55 | 360 | 145 | 360 | 41 | 270 | 90 | 270
LNCSO-1 | A | 12 | 130 | 30 | 130 | 32 | 130 | 12 | 130 | 32 | 130 | 10 | 100 | 26 | 100
LNCSO-2 | A | 13 | 140 | 34 | 140 | 36 | 140 | 14 | 140 | 36 | 140 | 12 | 125 | 32 | 125
LOAN-1 | A | 25 | 326 | 51 | 326 | 55 | 326 | 19 | 326 | 50 | 326 | 12 | 276 | 28 | 276
LOAN-2 | A | 25 | 326 | 51 | 326 | 55 | 326 | 19 | 326 | 50 | 326 | 12 | 276 | 28 | 276
LOAN-3 | A | 25 | 326 | 51 | 326 | 55 | 326 | 19 | 326 | 50 | 326 | 12 | 276 | 28 | 276
MEDP-1 | A | 30 | 380 | 76 | 330 | 76 | 330 | 48 | 380 | 105 | 380 | 31 | 330 | 79 | 290
MILWW-1 | A | 6 | 32 | 8 | 54 | 13 | 54 | 5 | 54 | 14 | 54 | 3 | 43 | 8 | 43
MKHLW-1 | A | 4 | 42 | 10 | 42 | 12 | 42 | 5 | 42 | 13 | 42 | 5 | 37 | 12 | 30
MRWD-1 | A | 43 | 448 | 100 | 448 | 112 | 448 | 67 | 448 | 160 | 448 | 36 | 328 | 93 | 328
NANT-1 | A | 0 | 15 | 0 | 15 | 0 | 15 | 0 | 15 | 1 | 15 | 0 | 15 | 0 | 15
PEHE-1 | A | 42 | 420 | 72 | 420 | 72 | 420 | 83 | 420 | 117 | 420 | 35 | 350 | 84 | 260
PEHE-2 | A | 16 | 490 | 40 | 265 | 42 | 490 | 0 | 0 | 0 | 0 | 0 | 490 | 0 | 490
PEMB-11 | A | 38 | 113 | 63 | 276 | 63 | 276 | 33 | 276 | 90 | 276 | 35 | 241 | 64 | 210
PEMB-21 | A | 38 | 113 | 63 | 276 | 63 | 276 | 33 | 276 | 90 | 276 | 35 | 241 | 64 | 210
PEMB-31 | A | 38 | 113 | 63 | 276 | 63 | 276 | 33 | 276 | 90 | 276 | 35 | 241 | 64 | 210
PEMB-41 | A | 38 | 113 | 63 | 276 | 63 | 276 | 33 | 276 | 90 | 276 | 35 | 241 | 64 | 210
PEMB-51 | A | 38 | 113 | 63 | 276 | 63 | 276 | 33 | 276 | 90 | 276 | 35 | 241 | 64 | 210
PETEM1 | A | 20 | 180 | 46 | 180 | 52 | 180 | 24 | 180 | 58 | 180 | 20 | 150 | 50 | 100
RATS-1 | A | 50 | 270 | 90 | 270 | 90 | 270 | 36 | 270 | 50 | 270 | 42 | 105 | 75 | 155
RATS-2 | A | 40 | 270 | 90 | 270 | 100 | 270 | 36 | 270 | 50 | 270 | 40 | 195 | 75 | 195
RATS-3 | A | 40 | 270 | 90 | 270 | 100 | 270 | 36 | 270 | 50 | 270 | 40 | 195 | 75 | 195
RATS-4 | A | 40 | 270 | 95 | 270 | 100 | 270 | 36 | 270 | 50 | 270 | 40 | 195 | 75 | 195
ROCK-1 | A | 36 | 400 | 50 | 400 | 54 | 400 | 60 | 400 | 160 | 400 | 33 | 220 | 53 | 220
RYHPS-1 | A | 30 | 305 | 48 | 305 | 66 | 305 | 42 | 305 | 51 | 305 | 30 | 130 | 42 | 68
SCCL-1 | A | 35 | 180 | 70 | 180 | 70 | 180 | 40 | 180 | 95 | 180 | 40 | 100 | 100 | 50
SCCL-2 | A | 35 | 180 | 70 | 180 | 70 | 180 | 40 | 180 | 95 | 180 | 40 | 100 | 100 | 50
SCCL-3 | A | 35 | 180 | 70 | 180 | 70 | 180 | 40 | 180 | 95 | 180 | 40 | 100 | 100 | 50
SEAB-1 | A | 44 | 254 | 125 | 254 | 150 | 254 | 55 | 254 | 150 | 254 | 75 | 164 | 176 | 38
SEAB-2 | A | 31 | 138 | 76 | 138 | 86 | 138 | 32 | 138 | 82 | 138 | 37 | 73 | 90 | 43
SHBA-1 | A | 41 | 255 | 104 | 255 | 115 | 255 | 44 | 255 | 120 | 255 | 39 | 195 | 115 | 40
SHBA-2 | A | 32 | 319 | 70 | 319 | 76 | 319 | 35 | 319 | 93 | 319 | 32 | 270 | 70 | 217
SHOS-1 | A | 18 | 160 | 24 | 160 | 24 | 160 | 30 | 160 | 75 | 160 | 18 | 135 | 24 | 135
SHRSO-1 | A | 16 | 157 | 44 | 157 | 46 | 157 | 17 | 157 | 46 | 157 | 16 | 141 | 43 | 113
SHRSO-2 | A | 16 | 157 | 44 | 157 | 46 | 157 | 17 | 157 | 46 | 157 | 16 | 141 | 43 | 113
SIZB-1 | A | 38 | 283 | 45 | 283 | 45 | 283 | 45 | 283 | 45 | 283 | 40 | 283 | 46 | 283
SIZB-2 | A | 38 | 283 | 45 | 283 | 45 | 283 | 45 | 283 | 45 | 283 | 40 | 283 | 46 | 283
SLOY-1 | A | 0 | 38 | 1 | 38 | 1 | 38 | 1 | 38 | 2 | 38 | 0 | 38 | 1 | 30
SLOY-2 | A | 0 | 38 | 1 | 38 | 1 | 38 | 1 | 38 | 2 | 38 | 0 | 38 | 1 | 30
SLOY-3 | A | 0 | 38 | 1 | 38 | 1 | 38 | 1 | 38 | 2 | 38 | 0 | 38 | 1 | 30
SLOY-4 | A | 0 | 28 | 1 | 28 | 1 | 28 | 1 | 28 | 2 | 28 | 0 | 28 | 1 | 22
SPLN-1 | A | 40 | 380 | 100 | 380 | 110 | 380 | 50 | 380 | 120 | 380 | 30 | 380 | 90 | 300
STAY-1 | A | 35 | 265 | 62 | 265 | 62 | 265 | 35 | 265 | 89 | 265 | 34 | 192 | 63 | 192
STAY-2 | A | 35 | 265 | 62 | 265 | 62 | 265 | 35 | 265 | 89 | 265 | 34 | 192 | 63 | 192
STAY-3 | A | 35 | 265 | 62 | 265 | 62 | 265 | 35 | 265 | 89 | 265 | 34 | 192 | 63 | 192
STAY-4 | A | 35 | 265 | 62 | 265 | 62 | 265 | 35 | 265 | 89 | 265 | 34 | 192 | 63 | 192
STRNW-1 | A | 6 | 52 | 16 | 52 | 26 | 52 | 7 | 60 | 17 | 60 | 6 | 52 | 17 | 42
SUTB-1 | A | 36 | 380 | 104 | 380 | 148 | 380 | 52 | 380 | 132 | 380 | 47 | 250 | 107 | 250
SVRP-10 | A | 20 | 225 | 50 | 225 | 70 | 225 | 32 | 225 | 80 | 225 | 20 | 172 | 50 | 172
SVRP-20 | A | 20 | 225 | 50 | 225 | 70 | 225 | 32 | 225 | 80 | 225 | 20 | 172 | 50 | 172
USKM-13 | A | 6 | 49 | 15 | 49 | 17 | 49 | 8 | 49 | 19 | 49 | 7 | 36 | 8 | 36
USKM-14 | A | 6 | 49 | 15 | 49 | 17 | 49 | 8 | 49 | 19 | 49 | 7 | 36 | 8 | 36
USKM-15 | A | 6 | 49 | 15 | 49 | 17 | 49 | 8 | 49 | 19 | 49 | 7 | 36 | 8 | 36
WBUPS-1 | A | 30 | 113 | 48 | 153 | 48 | 153 | 32 | 113 | 50 | 113 | 40 | 153 | 65 | 113
WBUPS-2 | A | 30 | 133 | 48 | 173 | 48 | 173 | 32 | 133 | 50 | 133 | 40 | 173 | 65 | 133
WBUPS-3 | A | 30 | 133 | 48 | 173 | 48 | 173 | 32 | 133 | 50 | 133 | 40 | 173 | 65 | 133
WBUPS-4 | A | 30 | 113 | 48 | 153 | 48 | 153 | 32 | 113 | 50 | 113 | 40 | 153 | 65 | 113
WBURB-1 | A | 22 | 240 | 48 | 240 | 62 | 240 | 27 | 240 | 69 | 240 | 20 | 200 | 50 | 120
WBURB-2 | A | 25 | 255 | 52 | 255 | 62 | 255 | 26 | 255 | 67 | 255 | 22 | 215 | 52 | 135
WBURB-3 | A | 23 | 255 | 48 | 255 | 62 | 255 | 27 | 255 | 67 | 255 | 20 | 215 | 52 | 135
WDNSO-1 | A | 21 | 191 | 54 | 191 | 57 | 191 | 21 | 191 | 57 | 191 | 21 | 170 | 55 | 136
WDNSO-2 | A | 21 | 191 | 54 | 191 | 57 | 191 | 21 | 191 | 57 | 191 | 21 | 170 | 55 | 136
WHILW-1 | A | 31 | 322 | 84 | 322 | 90 | 322 | 33 | 322 | 90 | 322 | 32 | 255 | 86 | 210
WHILW-2 | A | 19 | 163 | 33 | 163 | 35 | 163 | 20 | 163 | 52 | 163 | 21 | 142 | 43 | 119
WLNYO-2 | A | 19 | 182 | 51 | 182 | 54 | 182 | 20 | 182 | 53 | 182 | 20 | 158 | 51 | 130
WLNYW-1 | A | 19 | 182 | 51 | 182 | 54 | 182 | 20 | 182 | 53 | 182 | 20 | 158 | 51 | 130
WTMSO-1 | A | 22 | 200 | 58 | 200 | 62 | 200 | 23 | 200 | 61 | 200 | 23 | 140 | 60 | 140

## May 2018
MW Response Capability by BMU
|  | Primary Response (Max MWhrs) | [5 empty] | Secondary Response (Max Mwhrs) |  |  |  | High Frequency Response (Max MWhrs)
UNIT | Mode | 0.2Hz | Genset Deload (MW) | 0.5Hz | Genset Deload (MW) | 0.8Hz | Genset Deload (MW) | 0.2/0.2Hz | Genset Deload (MW) | 0.5/0.5Hz | Genset Deload (MW) | 0.2Hz | Genset Deload (MW) | 0.5Hz | Genset Deload (MW)
ABTH7 | A | 40 | 250 | 72 | 250 | 72 | 250 | 48 | 250 | 120 | 250 | 38 | 185 | 55 | 185
ABTH8 | A | 40 | 250 | 72 | 250 | 72 | 250 | 48 | 250 | 120 | 250 | 38 | 185 | 55 | 185
ABTH9 | A | 30 | 240 | 80 | 240 | 80 | 240 | 40 | 240 | 120 | 240 | 38 | 125 | 52 | 125
ARCHW-1 | A | 10 | 92 | 25 | 92 | 25 | 92 | 12 | 92 | 30 | 92 | 11 | 73 | 24 | 56
BAGE-1 | A | 30 | 255 | 70 | 255 | 90 | 255 | 35 | 255 | 90 | 255 | 28 | 220 | 70 | 185
BAGE-2 | A | 3 | 17 | 8 | 17 | 12 | 17 | 4 | 17 | 9 | 17 | 2 | 17 | 5 | 17
BLLA-1 | A | 6 | 99 | 13 | 99 | 13 | 99 | 15 | 99 | 39 | 99 | 9 | 83 | 16 | 83
BRDUW-1 | A | 6 | 58 | 17 | 58 | 17 | 58 | 7 | 58 | 17 | 58 | 6 | 36 | 17 | 36
BRGG-1 | A | 16 | 110 | 32 | 110 | 48 | 110 | 16 | 110 | 40 | 110 | 14 | 96 | 34 | 46
BRYP-1 | A | 15 | 82 | 25 | 82 | 31 | 82 | 22 | 82 | 37 | 82 | 10 | 82 | 27 | 47
BURBW-1 | A | 0 | 90 | 0 | 90 | 0 | 90 | 0 | 0 | 0 | 0 | 0 | 90 | 0 | 90
CARR-1 | A | 35 | 235 | 58 | 235 | 58 | 235 | 35 | 235 | 88 | 235 | 34 | 179 | 56 | 179
CARR-2 | A | 35 | 235 | 58 | 235 | 58 | 235 | 35 | 235 | 88 | 235 | 34 | 179 | 56 | 179
CDCL-1 | A | 30 | 160 | 40 | 160 | 40 | 160 | 34 | 160 | 40 | 160 | 27 | 120 | 40 | 120
CLAC-1 | A | 3 | 28 | 8 | 28 | 13 | 28 | 3 | 36 | 9 | 36 | 3 | 28 | 8 | 28
CLDCW-1 | A | 14 | 14 | 34 | 113 | 36 | 113 | 13 | 113 | 35 | 113 | 13 | 99 | 34 | 78
CLDNW-1 | A | 13 | 108 | 33 | 108 | 35 | 108 | 13 | 108 | 35 | 108 | 12 | 95 | 33 | 74
CLDSW-1 | A | 16 | 129 | 40 | 129 | 43 | 129 | 16 | 129 | 42 | 129 | 16 | 113 | 41 | 88
CNQPS-1 | A | 22 | 170 | 55 | 170 | 55 | 170 | 28 | 170 | 70 | 170 | 26 | 120 | 60 | 105
CNQPS-2 | A | 22 | 170 | 55 | 170 | 55 | 170 | 28 | 170 | 70 | 170 | 22 | 120 | 55 | 105
CNQPS-3 | A | 22 | 170 | 55 | 170 | 55 | 170 | 28 | 170 | 70 | 170 | 22 | 120 | 55 | 105
CNQPS-4 | A | 22 | 170 | 55 | 170 | 55 | 170 | 28 | 170 | 70 | 170 | 28 | 105 | 55 | 105
CORB-1 | A | 10 | 130 | 30 | 130 | 50 | 130 | 28 | 130 | 60 | 130 | 15 | 95 | 40 | 60
COSO-1 | A | 20 | 380 | 40 | 380 | 50 | 380 | 60 | 380 | 140 | 380 | 17 | 304 | 40 | 304
COTPS-1 | A | 29 | 277 | 50 | 277 | 62 | 277 | 35 | 60 | 63 | 277 | 30 | 122 | 60 | 122
COTPS-2 | A | 29 | 287 | 50 | 287 | 62 | 287 | 35 | 60 | 63 | 287 | 30 | 122 | 60 | 122
COTPS-3 | A | 29 | 287 | 50 | 287 | 62 | 287 | 35 | 60 | 63 | 287 | 30 | 122 | 60 | 122
COTPS-4 | A | 29 | 277 | 50 | 277 | 62 | 277 | 35 | 60 | 63 | 277 | 30 | 122 | 60 | 122
COWE1 | A | 7 | 30 | 17 | 30 | 17 | 30 | 7 | 30 | 17 | 30 | 7 | 30 | 17 | 30
COWE2 | A | 7 | 30 | 17 | 30 | 17 | 30 | 7 | 30 | 17 | 30 | 7 | 30 | 17 | 30
CRUA-1 | A | 10 | 110 | 25 | 110 | 37 | 110 | 12 | 110 | 30 | 110 | 10 | 84 | 25 | 48
CRUA-2 | A | 10 | 110 | 25 | 110 | 37 | 110 | 12 | 110 | 30 | 110 | 10 | 84 | 25 | 48
CRUA-3 | A | 7 | 30 | 15 | 30 | 21 | 30 | 9 | 30 | 24 | 30 | 5 | 25 | 13 | 15
CRUA-4 | A | 7 | 30 | 15 | 30 | 21 | 30 | 9 | 30 | 24 | 30 | 5 | 25 | 13 | 15
CRYRW-2 | A | 15 | 138 | 38 | 138 | 40 | 138 | 15 | 138 | 40 | 138 | 13 | 109 | 40 | 63
DAMC-1 | A | 64 | 380 | 136 | 380 | 156 | 380 | 80 | 380 | 180 | 380 | 60 | 293 | 190 | 128
DEEP-1 | A | 20 | 180 | 60 | 180 | 86 | 180 | 22 | 180 | 80 | 180 | 24 | 96 | 52 | 96
DIDCB5 | A | 40 | 330 | 104 | 330 | 125 | 330 | 55 | 330 | 140 | 330 | 40 | 185 | 105 | 185
DIDCB6 | A | 50 | 250 | 105 | 250 | 105 | 250 | 50 | 250 | 130 | 250 | 50 | 153 | 110 | 103
DINO-1 | A | 14 | 138 | 39 | 138 | 58 | 138 | 28 | 138 | 72 | 138 | 14 | 118 | 36 | 88
DINO-2 | A | 14 | 138 | 39 | 138 | 58 | 138 | 28 | 138 | 72 | 138 | 14 | 118 | 36 | 88
DINO-3 | A | 14 | 138 | 39 | 138 | 58 | 138 | 28 | 138 | 72 | 138 | 14 | 118 | 36 | 88
DINO-4 | A | 14 | 138 | 39 | 138 | 58 | 138 | 28 | 138 | 72 | 138 | 14 | 118 | 36 | 88
DINO-5 | A | 14 | 138 | 39 | 138 | 58 | 138 | 28 | 138 | 72 | 138 | 14 | 118 | 36 | 88
DINO-6 | A | 14 | 138 | 39 | 138 | 58 | 138 | 28 | 138 | 72 | 138 | 14 | 118 | 36 | 88
DRAXX-1 | A | 68 | 345 | 100 | 345 | 100 | 345 | 64 | 95 | 110 | 345 | 60 | 225 | 70 | 225
DRAXX-2 | A | 68 | 345 | 100 | 345 | 100 | 345 | 64 | 95 | 110 | 345 | 60 | 225 | 70 | 225
DRAXX-3 | A | 68 | 345 | 100 | 345 | 100 | 345 | 64 | 95 | 110 | 345 | 60 | 225 | 70 | 225
DRAXX-4 | A | 68 | 345 | 100 | 345 | 100 | 345 | 64 | 95 | 110 | 345 | 60 | 225 | 70 | 225
DRAXX-5 | A | 68 | 345 | 100 | 345 | 100 | 345 | 64 | 95 | 110 | 345 | 60 | 225 | 70 | 225
DRAXX-6 | A | 68 | 345 | 100 | 345 | 100 | 345 | 64 | 95 | 110 | 345 | 60 | 225 | 70 | 225
DRSLW-1 | A | 6 | 69 | 16 | 69 | 17 | 69 | 6 | 69 | 17 | 69 | 6 | 61 | 16 | 54
EECL-1 | A | 20 | 178 | 25 | 178 | 25 | 178 | 32 | 178 | 81 | 178 | 20 | 143 | 25 | 143
EGGPS-1 | A | 45 | 205 | 83 | 205 | 83 | 205 | 49 | 205 | 110 | 205 | 33 | 95 | 60 | 95
EGGPS-2 | A | 45 | 205 | 83 | 205 | 83 | 205 | 49 | 205 | 110 | 205 | 33 | 95 | 60 | 95
EGGPS-3 | A | 45 | 205 | 83 | 205 | 83 | 205 | 49 | 205 | 110 | 205 | 33 | 95 | 60 | 95
EGGPS-4 | A | 45 | 205 | 83 | 205 | 83 | 205 | 49 | 205 | 110 | 205 | 33 | 95 | 60 | 95
ERRO-1 | A | 1 | 21 | 1 | 21 | 1 | 21 | 2 | 21 | 5 | 21 | 1 | 17 | 1 | 17
ERRO-2 | A | 1 | 21 | 1 | 21 | 1 | 21 | 2 | 21 | 5 | 21 | 1 | 17 | 1 | 17
ERRO-3 | A | 1 | 21 | 1 | 21 | 1 | 21 | 2 | 21 | 5 | 21 | 1 | 17 | 1 | 17
FAARW-1 | A | 2 | 37 | 4 | 37 | 4 | 37 | 4 | 37 | 12 | 37 | 2 | 33 | 4 | 33
FAARW-2 | A | 2 | 37 | 4 | 37 | 4 | 37 | 4 | 37 | 12 | 37 | 2 | 33 | 4 | 33
FALGW-1 | A | 11 | 108 | 28 | 108 | 41 | 108 | 13 | 108 | 35 | 108 | 10 | 86 | 22 | 64
FASN-1 | A | 0 | 15 | 1 | 15 | 1 | 15 | 1 | 15 | 2 | 15 | 0 | 15 | 1 | 12
FASN2 | A | 0 | 15 | 1 | 15 | 1 | 15 | 1 | 15 | 2 | 15 | 0 | 15 | 1 | 12
FASN3 | A | 0 | 15 | 1 | 15 | 1 | 15 | 1 | 15 | 2 | 15 | 0 | 15 | 1 | 12
FAWN-1 | A | 10 | 52 | 25 | 52 | 40 | 52 | 13 | 52 | 32 | 52 | 11 | 37 | 27 | 27
FELL-1 | A | 9 | 63 | 21 | 63 | 22 | 63 | 10 | 63 | 24 | 63 | 9 | 63 | 22 | 63
FFES-1 | A | 10 | 35 | 27 | 35 | 30 | 35 | 9 | 35 | 22 | 35 | 4 | 27 | 6 | 27
FFES-2 | A | 10 | 35 | 27 | 35 | 30 | 35 | 9 | 35 | 22 | 35 | 4 | 27 | 6 | 27
FFES-3 | A | 10 | 35 | 27 | 35 | 30 | 35 | 9 | 35 | 22 | 35 | 4 | 27 | 6 | 27
FFES-4 | A | 10 | 35 | 27 | 35 | 30 | 35 | 9 | 35 | 22 | 35 | 4 | 27 | 6 | 27
FIDL-1 | A | 13 | 205 | 20 | 205 | 23 | 205 | 35 | 100 | 40 | 147 | 30 | 147 | 50 | 147
FIDL-2 | A | 13 | 205 | 20 | 205 | 23 | 205 | 35 | 100 | 40 | 147 | 30 | 147 | 50 | 147
FIDL-3 | A | 13 | 205 | 20 | 205 | 23 | 205 | 35 | 100 | 40 | 147 | 30 | 147 | 50 | 147
FIDL-4 | A | 13 | 205 | 20 | 205 | 23 | 205 | 35 | 100 | 40 | 147 | 30 | 147 | 50 | 147
FINL-1 | A | 0 | 14 | 1 | 14 | 1 | 14 | 1 | 14 | 2 | 14 | 0 | 14 | 1 | 11
FOYE-1 | A | 6 | 60 | 13 | 60 | 16 | 60 | 11 | 60 | 27 | 60 | 5 | 30 | 11 | 30
FOYE-2 | A | 6 | 60 | 13 | 60 | 16 | 60 | 11 | 60 | 27 | 60 | 5 | 30 | 11 | 30
GLNDO-1 | A | 6 | 80 | 12 | 45 | 17 | 45 | 12 | 45 | 25 | 45 | 8 | 65 | 18 | 45
GNFSW-1 | A | 11 | 100 | 30 | 100 | 30 | 100 | 12 | 100 | 31 | 100 | 12 | 70 | 30 | 70
GNFSW-2 | A | 7 | 64 | 18 | 64 | 18 | 64 | 8 | 64 | 18 | 64 | 6 | 49 | 15 | 49
GORDW-1 | A | 6 | 62 | 16 | 56 | 26 | 45 | 7 | 62 | 18 | 62 | 6 | 56 | 16 | 45
GRAI-6 | A | 24 | 320 | 58 | 320 | 58 | 320 | 35 | 320 | 88 | 320 | 28 | 270 | 60 | 230
GRAI-7 | A | 30 | 232 | 60 | 232 | 60 | 232 | 32 | 232 | 84 | 232 | 32 | 175 | 65 | 135
GRAI-8 | A | 26 | 232 | 58 | 232 | 58 | 232 | 32 | 232 | 84 | 232 | 32 | 175 | 65 | 135
GRIFW-1 | A | 8 | 94 | 22 | 94 | 23 | 94 | 8 | 94 | 22 | 94 | 8 | 85 | 22 | 72
GRIFW-2 | A | 8 | 94 | 22 | 94 | 23 | 94 | 8 | 94 | 22 | 94 | 8 | 85 | 22 | 72
GRMO-1 | A | 8 | 43 | 8 | 43 | 8 | 43 | 8 | 43 | 8 | 43 | 8 | 23 | 8 | 23
GYAR-1 | A | 17 | 176 | 42 | 176 | 66 | 176 | 24 | 176 | 60 | 176 | 17 | 176 | 42 | 176
GYMRO-15 | A | 6 | 145 | 15 | 145 | 15 | 145 | 6 | 145 | 15 | 145 | 6 | 44 | 15 | 44
GYMRO-17 | A | 6 | 145 | 15 | 145 | 15 | 145 | 6 | 145 | 15 | 145 | 6 | 44 | 15 | 44
GYMRO-26 | A | 6 | 145 | 15 | 145 | 15 | 145 | 6 | 145 | 15 | 145 | 6 | 44 | 15 | 44
GYMRO-28 | A | 6 | 145 | 15 | 145 | 15 | 145 | 6 | 145 | 15 | 145 | 6 | 44 | 15 | 44
HADHW-1 | A | 7 | 76 | 14 | 76 | 22 | 76 | 13 | 76 | 34 | 76 | 8 | 65 | 17 | 65
HRSTW-1 | A | 12 | 102 | 30 | 102 | 45 | 102 | 13 | 102 | 34 | 102 | 13 | 80 | 27 | 66
HUMR-1 | A | 60 | 533 | 150 | 533 | 200 | 533 | 80 | 533 | 200 | 533 | 62 | 419 | 155 | 251
INDQ-1 | A | 12 | 102 | 31 | 102 | 43 | 102 | 13 | 102 | 34 | 102 | 12 | 72 | 30 | 72
KEAD-1 | A | 38 | 415 | 90 | 415 | 90 | 415 | 55 | 415 | 138 | 415 | 38 | 355 | 90 | 285
KILBW-1 | A | 3 | 56 | 8 | 56 | 13 | 56 | 5 | 56 | 14 | 56 | 4 | 53 | 9 | 47
KLYN-A-1 | A | 24 | 126 | 50 | 126 | 50 | 126 | 34 | 126 | 70 | 126 | 22 | 81 | 34 | 81
LAGA-1 | A | 55 | 500 | 123 | 500 | 140 | 500 | 52 | 500 | 130 | 500 | 53 | 475 | 130 | 475
LARYO-1 | A | 16 | 155 | 40 | 155 | 45 | 155 | 18 | 155 | 45 | 155 | 14 | 120 | 35 | 120
LARYO-2 | A | 16 | 158 | 40 | 158 | 45 | 158 | 18 | 158 | 45 | 158 | 14 | 120 | 35 | 120
LARYO-3 | A | 16 | 158 | 40 | 158 | 45 | 158 | 18 | 158 | 45 | 158 | 14 | 120 | 35 | 120
LARYO-4 | A | 16 | 158 | 40 | 158 | 45 | 158 | 18 | 158 | 45 | 158 | 14 | 120 | 35 | 120
LBAR-1G | A | 1 | 16 | 4 | 16 | 6 | 16 | 2 | 16 | 4 | 16 | 1 | 9 | 4 | 9
LBAR-1 | A | 39 | 360 | 88 | 360 | 88 | 360 | 55 | 360 | 145 | 360 | 41 | 270 | 90 | 270
LNCSO-1 | A | 12 | 130 | 30 | 130 | 32 | 130 | 12 | 130 | 32 | 130 | 10 | 100 | 26 | 100
LNCSO-2 | A | 13 | 140 | 34 | 140 | 36 | 140 | 14 | 140 | 36 | 140 | 12 | 125 | 32 | 125
LOAN-1 | A | 25 | 326 | 51 | 326 | 55 | 326 | 19 | 326 | 50 | 326 | 12 | 276 | 28 | 276
LOAN-2 | A | 25 | 326 | 51 | 326 | 55 | 326 | 19 | 326 | 50 | 326 | 12 | 276 | 28 | 276
LOAN-3 | A | 25 | 326 | 51 | 326 | 55 | 326 | 19 | 326 | 50 | 326 | 12 | 276 | 28 | 276
MEDP-1 | A | 30 | 380 | 76 | 330 | 76 | 330 | 48 | 380 | 105 | 380 | 31 | 330 | 79 | 290
MILWW-1 | A | 6 | 32 | 8 | 54 | 13 | 54 | 5 | 54 | 14 | 54 | 3 | 43 | 8 | 43
MKHLW-1 | A | 4 | 42 | 10 | 42 | 12 | 42 | 5 | 42 | 13 | 42 | 5 | 37 | 12 | 30
MRWD-1 | A | 43 | 448 | 100 | 448 | 112 | 448 | 67 | 448 | 160 | 448 | 36 | 328 | 93 | 328
NANT-1 | A | 0 | 15 | 0 | 15 | 0 | 15 | 0 | 15 | 1 | 15 | 0 | 15 | 0 | 15
PEHE-1 | A | 42 | 420 | 72 | 420 | 72 | 420 | 83 | 420 | 117 | 420 | 35 | 350 | 84 | 260
PEMB-11 | A | 38 | 113 | 63 | 276 | 63 | 276 | 33 | 276 | 90 | 276 | 35 | 241 | 64 | 210
PEMB-21 | A | 38 | 113 | 63 | 276 | 63 | 276 | 33 | 276 | 90 | 276 | 35 | 241 | 64 | 210
PEMB-31 | A | 38 | 113 | 63 | 276 | 63 | 276 | 33 | 276 | 90 | 276 | 35 | 241 | 64 | 210
PEMB-41 | A | 38 | 113 | 63 | 276 | 63 | 276 | 33 | 276 | 90 | 276 | 35 | 241 | 64 | 210
PEMB-51 | A | 38 | 113 | 63 | 276 | 63 | 276 | 33 | 276 | 90 | 276 | 35 | 241 | 64 | 210
PETEM1 | A | 20 | 180 | 46 | 180 | 52 | 180 | 24 | 180 | 58 | 180 | 20 | 150 | 50 | 100
RATS-1 | A | 50 | 270 | 90 | 270 | 90 | 270 | 36 | 270 | 50 | 270 | 42 | 105 | 75 | 155
RATS-2 | A | 40 | 270 | 90 | 270 | 100 | 270 | 36 | 270 | 50 | 270 | 40 | 195 | 75 | 195
RATS-3 | A | 40 | 270 | 90 | 270 | 100 | 270 | 36 | 270 | 50 | 270 | 40 | 195 | 75 | 195
RATS-4 | A | 40 | 270 | 95 | 270 | 100 | 270 | 36 | 270 | 50 | 270 | 40 | 195 | 75 | 195
ROCK-1 | A | 36 | 400 | 50 | 400 | 54 | 400 | 60 | 400 | 160 | 400 | 33 | 220 | 53 | 220
RYHPS-1 | A | 30 | 305 | 48 | 305 | 66 | 305 | 42 | 305 | 51 | 305 | 30 | 130 | 42 | 68
SCCL-1 | A | 35 | 180 | 70 | 180 | 70 | 180 | 40 | 180 | 95 | 180 | 40 | 100 | 100 | 50
SCCL-2 | A | 35 | 180 | 70 | 180 | 70 | 180 | 40 | 180 | 95 | 180 | 40 | 100 | 100 | 50
SCCL-3 | A | 35 | 180 | 70 | 180 | 70 | 180 | 40 | 180 | 95 | 180 | 40 | 100 | 100 | 50
SEAB-1 | A | 44 | 254 | 125 | 254 | 150 | 254 | 55 | 254 | 150 | 254 | 75 | 164 | 176 | 38
SEAB-2 | A | 31 | 138 | 76 | 138 | 86 | 138 | 32 | 138 | 82 | 138 | 37 | 73 | 90 | 43
SHBA-1 | A | 41 | 255 | 104 | 255 | 115 | 255 | 44 | 255 | 120 | 255 | 39 | 195 | 115 | 40
SHBA-2 | A | 32 | 319 | 70 | 319 | 76 | 319 | 35 | 319 | 93 | 319 | 32 | 270 | 70 | 217
SHOS-1 | A | 18 | 160 | 24 | 160 | 24 | 160 | 30 | 160 | 75 | 160 | 18 | 135 | 24 | 135
SHRSO-1 | A | 16 | 157 | 44 | 157 | 46 | 157 | 17 | 157 | 46 | 157 | 16 | 141 | 43 | 113
SHRSO-2 | A | 16 | 157 | 44 | 157 | 46 | 157 | 17 | 157 | 46 | 157 | 16 | 141 | 43 | 113
SIZB-1 | A | 38 | 283 | 45 | 283 | 45 | 283 | 45 | 283 | 45 | 283 | 40 | 283 | 46 | 283
SIZB-2 | A | 38 | 283 | 45 | 283 | 45 | 283 | 45 | 283 | 45 | 283 | 40 | 283 | 46 | 283
SLOY-1 | A | 0 | 38 | 1 | 38 | 1 | 38 | 1 | 38 | 2 | 38 | 0 | 38 | 1 | 30
SLOY-2 | A | 0 | 38 | 1 | 38 | 1 | 38 | 1 | 38 | 2 | 38 | 0 | 38 | 1 | 30
SLOY-3 | A | 0 | 38 | 1 | 38 | 1 | 38 | 1 | 38 | 2 | 38 | 0 | 38 | 1 | 30
SLOY-4 | A | 0 | 28 | 1 | 28 | 1 | 28 | 1 | 28 | 2 | 28 | 0 | 28 | 1 | 22
SPLN-1 | A | 40 | 380 | 100 | 380 | 110 | 380 | 50 | 380 | 120 | 380 | 30 | 380 | 90 | 300
STAY-1 | A | 35 | 265 | 62 | 265 | 62 | 265 | 35 | 265 | 89 | 265 | 34 | 192 | 63 | 192
STAY-2 | A | 35 | 265 | 62 | 265 | 62 | 265 | 35 | 265 | 89 | 265 | 34 | 192 | 63 | 192
STAY-3 | A | 35 | 265 | 62 | 265 | 62 | 265 | 35 | 265 | 89 | 265 | 34 | 192 | 63 | 192
STAY-4 | A | 35 | 265 | 62 | 265 | 62 | 265 | 35 | 265 | 89 | 265 | 34 | 192 | 63 | 192
SUTB-1 | A | 36 | 380 | 104 | 380 | 148 | 380 | 52 | 380 | 132 | 380 | 47 | 250 | 107 | 250
SVRP-10 | A | 20 | 225 | 50 | 225 | 70 | 225 | 32 | 225 | 80 | 225 | 20 | 172 | 50 | 172
SVRP-20 | A | 20 | 225 | 50 | 225 | 70 | 225 | 32 | 225 | 80 | 225 | 20 | 172 | 50 | 172
USKM-13 | A | 6 | 49 | 15 | 49 | 17 | 49 | 8 | 49 | 19 | 49 | 7 | 36 | 8 | 36
USKM-14 | A | 6 | 49 | 15 | 49 | 17 | 49 | 8 | 49 | 19 | 49 | 7 | 36 | 8 | 36
USKM-15 | A | 6 | 49 | 15 | 49 | 17 | 49 | 8 | 49 | 19 | 49 | 7 | 36 | 8 | 36
WBUPS-1 | A | 30 | 113 | 48 | 153 | 48 | 153 | 32 | 113 | 50 | 113 | 40 | 153 | 65 | 113
WBUPS-2 | A | 30 | 133 | 48 | 173 | 48 | 173 | 32 | 133 | 50 | 133 | 40 | 173 | 65 | 133
WBUPS-3 | A | 30 | 133 | 48 | 173 | 48 | 173 | 32 | 133 | 50 | 133 | 40 | 173 | 65 | 133
WBUPS-4 | A | 30 | 113 | 48 | 153 | 48 | 153 | 32 | 113 | 50 | 113 | 40 | 153 | 65 | 113
WBURB-1 | A | 22 | 240 | 48 | 240 | 62 | 240 | 27 | 240 | 69 | 240 | 20 | 200 | 50 | 120
WBURB-2 | A | 25 | 255 | 52 | 255 | 62 | 255 | 26 | 255 | 67 | 255 | 22 | 215 | 52 | 135
WBURB-3 | A | 23 | 255 | 48 | 255 | 62 | 255 | 27 | 255 | 67 | 255 | 20 | 215 | 52 | 135
WDNSO-1 | A | 21 | 191 | 54 | 191 | 57 | 191 | 21 | 191 | 57 | 191 | 21 | 170 | 55 | 136
WDNSO-2 | A | 21 | 191 | 54 | 191 | 57 | 191 | 21 | 191 | 57 | 191 | 21 | 170 | 55 | 136
WHILW-1 | A | 31 | 322 | 84 | 322 | 90 | 322 | 33 | 322 | 90 | 322 | 32 | 255 | 86 | 210
WHILW-2 | A | 19 | 163 | 33 | 163 | 35 | 163 | 20 | 163 | 52 | 163 | 21 | 142 | 43 | 119

## Apr 2018
MW Response Capability by BMU
|  | Primary Response (Max MWhrs) | [5 empty] | Secondary Response (Max Mwhrs) |  |  |  | High Frequency Response (Max MWhrs)
UNIT | Mode | 0.2Hz | Genset Deload (MW) | 0.5Hz | Genset Deload (MW) | 0.8Hz | Genset Deload (MW) | 0.2/0.2Hz | Genset Deload (MW) | 0.5/0.5Hz | Genset Deload (MW) | 0.2Hz | Genset Deload (MW) | 0.5Hz | Genset Deload (MW)
ABTH7 | A | 40 | 250 | 72 | 250 | 72 | 250 | 48 | 250 | 120 | 250 | 38 | 185 | 55 | 185
ABTH8 | A | 40 | 250 | 72 | 250 | 72 | 250 | 48 | 250 | 120 | 250 | 38 | 185 | 55 | 185
ABTH9 | A | 30 | 240 | 80 | 240 | 80 | 240 | 40 | 240 | 120 | 240 | 38 | 125 | 52 | 125
ARCHW-1 | A | 10 | 92 | 25 | 92 | 25 | 92 | 12 | 92 | 30 | 92 | 11 | 73 | 24 | 56
BAGE-1 | A | 30 | 255 | 70 | 255 | 90 | 255 | 35 | 255 | 90 | 255 | 28 | 220 | 70 | 185
BAGE-2 | A | 3 | 17 | 8 | 17 | 12 | 17 | 4 | 17 | 9 | 17 | 2 | 17 | 5 | 17
BARKB2 | A | 33 | 210 | 82 | 210 | 108 | 210 | 39 | 210 | 97 | 210 | 31 | 120 | 84 | 120
BARK-1 | A | 22 | 140 | 55 | 140 | 72 | 140 | 26 | 140 | 65 | 140 | 21 | 80 | 54 | 80
BLLA-1 | A | 6 | 99 | 13 | 99 | 13 | 99 | 15 | 99 | 39 | 99 | 9 | 83 | 16 | 83
BRDUW-1 | A | 6 | 58 | 17 | 58 | 17 | 58 | 7 | 58 | 17 | 58 | 6 | 36 | 17 | 36
BRGG-1 | A | 16 | 110 | 32 | 110 | 48 | 110 | 16 | 110 | 40 | 110 | 14 | 96 | 34 | 46
BRYP-1 | A | 15 | 82 | 25 | 82 | 31 | 82 | 22 | 82 | 37 | 82 | 10 | 82 | 27 | 47
BURBW-1 | A | 0 | 90 | 0 | 90 | 0 | 90 | 0 | 0 | 0 | 0 | 0 | 90 | 0 | 90
CARR-1 | A | 35 | 235 | 58 | 235 | 58 | 235 | 35 | 235 | 88 | 235 | 34 | 179 | 56 | 179
CARR-2 | A | 35 | 235 | 58 | 235 | 58 | 235 | 35 | 235 | 88 | 235 | 34 | 179 | 56 | 179
CDCL-1 | A | 30 | 160 | 40 | 160 | 40 | 160 | 34 | 160 | 40 | 160 | 27 | 120 | 40 | 120
CLAC-1 | A | 3 | 28 | 8 | 28 | 13 | 28 | 3 | 36 | 9 | 36 | 3 | 28 | 8 | 28
CLDCW-1 | A | 14 | 14 | 34 | 113 | 36 | 113 | 13 | 113 | 35 | 113 | 13 | 99 | 34 | 78
CLDNW-1 | A | 13 | 108 | 33 | 108 | 35 | 108 | 13 | 108 | 35 | 108 | 12 | 95 | 33 | 74
CLDSW-1 | A | 16 | 129 | 40 | 129 | 43 | 129 | 16 | 129 | 42 | 129 | 16 | 113 | 41 | 88
CNQPS-1 | A | 22 | 170 | 55 | 170 | 55 | 170 | 28 | 170 | 70 | 170 | 26 | 120 | 60 | 105
CNQPS-2 | A | 22 | 170 | 55 | 170 | 55 | 170 | 28 | 170 | 70 | 170 | 22 | 120 | 55 | 105
CNQPS-3 | A | 22 | 170 | 55 | 170 | 55 | 170 | 28 | 170 | 70 | 170 | 22 | 120 | 55 | 105
CNQPS-4 | A | 22 | 170 | 55 | 170 | 55 | 170 | 28 | 170 | 70 | 170 | 28 | 105 | 55 | 105
CORB-1 | A | 10 | 130 | 30 | 130 | 50 | 130 | 28 | 130 | 60 | 130 | 15 | 95 | 40 | 60
COSO-1 | A | 20 | 380 | 40 | 380 | 50 | 380 | 60 | 380 | 140 | 380 | 17 | 304 | 40 | 304
COTPS-1 | A | 29 | 277 | 50 | 277 | 62 | 277 | 35 | 60 | 63 | 277 | 30 | 122 | 60 | 122
COTPS-2 | A | 29 | 287 | 50 | 287 | 62 | 287 | 35 | 60 | 63 | 287 | 30 | 122 | 60 | 122
COTPS-3 | A | 29 | 287 | 50 | 287 | 62 | 287 | 35 | 60 | 63 | 287 | 30 | 122 | 60 | 122
COTPS-4 | A | 29 | 277 | 50 | 277 | 62 | 277 | 35 | 60 | 63 | 277 | 30 | 122 | 60 | 122
COWE1 | A | 7 | 30 | 17 | 30 | 17 | 30 | 7 | 30 | 17 | 30 | 7 | 30 | 17 | 30
COWE2 | A | 7 | 30 | 17 | 30 | 17 | 30 | 7 | 30 | 17 | 30 | 7 | 30 | 17 | 30
CRUA-1 | A | 10 | 110 | 25 | 110 | 37 | 110 | 12 | 110 | 30 | 110 | 10 | 84 | 25 | 48
CRUA-2 | A | 10 | 110 | 25 | 110 | 37 | 110 | 12 | 110 | 30 | 110 | 10 | 84 | 25 | 48
CRUA-3 | A | 7 | 30 | 15 | 30 | 21 | 30 | 9 | 30 | 24 | 30 | 5 | 25 | 13 | 15
CRUA-4 | A | 7 | 30 | 15 | 30 | 21 | 30 | 9 | 30 | 24 | 30 | 5 | 25 | 13 | 15
CRYRW-2 | A | 15 | 138 | 38 | 138 | 40 | 138 | 15 | 138 | 40 | 138 | 13 | 109 | 40 | 63
DAMC-1 | A | 64 | 380 | 136 | 380 | 156 | 380 | 80 | 380 | 180 | 380 | 60 | 293 | 190 | 128
DEEP-1 | A | 20 | 180 | 60 | 180 | 86 | 180 | 22 | 180 | 80 | 180 | 24 | 96 | 52 | 96
DIDCB5 | A | 40 | 330 | 104 | 330 | 125 | 330 | 55 | 330 | 140 | 330 | 40 | 185 | 105 | 185
DIDCB6 | A | 50 | 250 | 105 | 250 | 105 | 250 | 50 | 250 | 130 | 250 | 50 | 153 | 110 | 103
DINO-1 | A | 14 | 138 | 39 | 138 | 58 | 138 | 28 | 138 | 72 | 138 | 14 | 118 | 36 | 88
DINO-2 | A | 14 | 138 | 39 | 138 | 58 | 138 | 28 | 138 | 72 | 138 | 14 | 118 | 36 | 88
DINO-3 | A | 14 | 138 | 39 | 138 | 58 | 138 | 28 | 138 | 72 | 138 | 14 | 118 | 36 | 88
DINO-4 | A | 14 | 138 | 39 | 138 | 58 | 138 | 28 | 138 | 72 | 138 | 14 | 118 | 36 | 88
DINO-5 | A | 14 | 138 | 39 | 138 | 58 | 138 | 28 | 138 | 72 | 138 | 14 | 118 | 36 | 88
DINO-6 | A | 14 | 138 | 39 | 138 | 58 | 138 | 28 | 138 | 72 | 138 | 14 | 118 | 36 | 88
DRAXX-1 | A | 68 | 345 | 100 | 345 | 100 | 345 | 64 | 95 | 110 | 345 | 60 | 225 | 70 | 225
DRAXX-2 | A | 68 | 345 | 100 | 345 | 100 | 345 | 64 | 95 | 110 | 345 | 60 | 225 | 70 | 225
DRAXX-3 | A | 68 | 345 | 100 | 345 | 100 | 345 | 64 | 95 | 110 | 345 | 60 | 225 | 70 | 225
DRAXX-4 | A | 68 | 345 | 100 | 345 | 100 | 345 | 64 | 95 | 110 | 345 | 60 | 225 | 70 | 225
DRAXX-5 | A | 68 | 345 | 100 | 345 | 100 | 345 | 64 | 95 | 110 | 345 | 60 | 225 | 70 | 225
DRAXX-6 | A | 68 | 345 | 100 | 345 | 100 | 345 | 64 | 95 | 110 | 345 | 60 | 225 | 70 | 225
DRSLW-1 | A | 6 | 69 | 16 | 69 | 17 | 69 | 6 | 69 | 17 | 69 | 6 | 61 | 16 | 54
EECL-1 | A | 20 | 178 | 25 | 178 | 25 | 178 | 32 | 178 | 81 | 178 | 20 | 143 | 25 | 143
EGGPS-1 | A | 45 | 205 | 83 | 205 | 83 | 205 | 49 | 205 | 110 | 205 | 33 | 95 | 60 | 95
EGGPS-2 | A | 45 | 205 | 83 | 205 | 83 | 205 | 49 | 205 | 110 | 205 | 33 | 95 | 60 | 95
EGGPS-3 | A | 45 | 205 | 83 | 205 | 83 | 205 | 49 | 205 | 110 | 205 | 33 | 95 | 60 | 95
EGGPS-4 | A | 45 | 205 | 83 | 205 | 83 | 205 | 49 | 205 | 110 | 205 | 33 | 95 | 60 | 95
ERRO-1 | A | 1 | 21 | 1 | 21 | 1 | 21 | 2 | 21 | 5 | 21 | 1 | 17 | 1 | 17
ERRO-2 | A | 1 | 21 | 1 | 21 | 1 | 21 | 2 | 21 | 5 | 21 | 1 | 17 | 1 | 17
ERRO-3 | A | 1 | 21 | 1 | 21 | 1 | 21 | 2 | 21 | 5 | 21 | 1 | 17 | 1 | 17
FAARW-1 | A | 2 | 37 | 4 | 37 | 4 | 37 | 4 | 37 | 12 | 37 | 2 | 33 | 4 | 33
FAARW-2 | A | 2 | 37 | 4 | 37 | 4 | 37 | 4 | 37 | 12 | 37 | 2 | 33 | 4 | 33
FALGW-1 | A | 11 | 108 | 28 | 108 | 41 | 108 | 13 | 108 | 35 | 108 | 10 | 86 | 22 | 64
FASN-1 | A | 0 | 15 | 1 | 15 | 1 | 15 | 1 | 15 | 2 | 15 | 0 | 15 | 1 | 12
FASN2 | A | 0 | 15 | 1 | 15 | 1 | 15 | 1 | 15 | 2 | 15 | 0 | 15 | 1 | 12
FASN3 | A | 0 | 15 | 1 | 15 | 1 | 15 | 1 | 15 | 2 | 15 | 0 | 15 | 1 | 12
FAWN-1 | A | 10 | 52 | 25 | 52 | 40 | 52 | 13 | 52 | 32 | 52 | 11 | 37 | 27 | 27
FELL-1 | A | 9 | 63 | 21 | 63 | 22 | 63 | 10 | 63 | 24 | 63 | 9 | 63 | 22 | 63
FFES-1 | A | 10 | 35 | 27 | 35 | 30 | 35 | 9 | 35 | 22 | 35 | 4 | 27 | 6 | 27
FFES-2 | A | 10 | 35 | 27 | 35 | 30 | 35 | 9 | 35 | 22 | 35 | 4 | 27 | 6 | 27
FFES-3 | A | 10 | 35 | 27 | 35 | 30 | 35 | 9 | 35 | 22 | 35 | 4 | 27 | 6 | 27
FFES-4 | A | 10 | 35 | 27 | 35 | 30 | 35 | 9 | 35 | 22 | 35 | 4 | 27 | 6 | 27
FIDL-1 | A | 13 | 205 | 20 | 205 | 23 | 205 | 35 | 100 | 40 | 147 | 30 | 147 | 50 | 147
FIDL-2 | A | 13 | 205 | 20 | 205 | 23 | 205 | 35 | 100 | 40 | 147 | 30 | 147 | 50 | 147
FIDL-3 | A | 13 | 205 | 20 | 205 | 23 | 205 | 35 | 100 | 40 | 147 | 30 | 147 | 50 | 147
FIDL-4 | A | 13 | 205 | 20 | 205 | 23 | 205 | 35 | 100 | 40 | 147 | 30 | 147 | 50 | 147
FINL-1 | A | 0 | 14 | 1 | 14 | 1 | 14 | 1 | 14 | 2 | 14 | 0 | 14 | 1 | 11
FOYE-1 | A | 6 | 60 | 13 | 60 | 16 | 60 | 11 | 60 | 27 | 60 | 5 | 30 | 11 | 30
FOYE-2 | A | 6 | 60 | 13 | 60 | 16 | 60 | 11 | 60 | 27 | 60 | 5 | 30 | 11 | 30
GLNDO-1 | A | 6 | 80 | 12 | 45 | 17 | 45 | 12 | 45 | 25 | 45 | 8 | 65 | 18 | 45
GNFSW-1 | A | 11 | 100 | 30 | 100 | 30 | 100 | 12 | 100 | 31 | 100 | 12 | 70 | 30 | 70
GNFSW-2 | A | 7 | 64 | 18 | 64 | 18 | 64 | 8 | 64 | 18 | 64 | 6 | 49 | 15 | 49
GORDW-1 | A | 6 | 62 | 16 | 56 | 26 | 45 | 7 | 62 | 18 | 62 | 6 | 56 | 16 | 45
GRAI-6 | A | 24 | 320 | 58 | 320 | 58 | 320 | 35 | 320 | 88 | 320 | 28 | 270 | 60 | 230
GRAI-7 | A | 30 | 232 | 60 | 232 | 60 | 232 | 32 | 232 | 84 | 232 | 32 | 175 | 65 | 135
GRAI-8 | A | 26 | 232 | 58 | 232 | 58 | 232 | 32 | 232 | 84 | 232 | 32 | 175 | 65 | 135
GRIFW-1 | A | 8 | 94 | 22 | 94 | 23 | 94 | 8 | 94 | 22 | 94 | 8 | 85 | 22 | 72
GRIFW-2 | A | 8 | 94 | 22 | 94 | 23 | 94 | 8 | 94 | 22 | 94 | 8 | 85 | 22 | 72
GRMO-1 | A | 8 | 43 | 8 | 43 | 8 | 43 | 8 | 43 | 8 | 43 | 8 | 23 | 8 | 23
GYAR-1 | A | 17 | 176 | 42 | 176 | 66 | 176 | 24 | 176 | 60 | 176 | 17 | 176 | 42 | 176
GYMRO-15 | A | 6 | 145 | 15 | 145 | 15 | 145 | 6 | 145 | 15 | 145 | 6 | 44 | 15 | 44
GYMRO-17 | A | 6 | 145 | 15 | 145 | 15 | 145 | 6 | 145 | 15 | 145 | 6 | 44 | 15 | 44
GYMRO-26 | A | 6 | 145 | 15 | 145 | 15 | 145 | 6 | 145 | 15 | 145 | 6 | 44 | 15 | 44
GYMRO-28 | A | 6 | 145 | 15 | 145 | 15 | 145 | 6 | 145 | 15 | 145 | 6 | 44 | 15 | 44
HADHW-1 | A | 7 | 76 | 14 | 76 | 22 | 76 | 13 | 76 | 34 | 76 | 8 | 65 | 17 | 65
HRSTW-1 | A | 12 | 102 | 30 | 102 | 45 | 102 | 13 | 102 | 34 | 102 | 13 | 80 | 27 | 66
HUMR-1 | A | 60 | 533 | 150 | 533 | 200 | 533 | 80 | 533 | 200 | 533 | 62 | 419 | 155 | 251
INDQ-1 | A | 12 | 102 | 31 | 102 | 43 | 102 | 13 | 102 | 34 | 102 | 12 | 72 | 30 | 72
KEAD-1 | A | 38 | 415 | 90 | 415 | 90 | 415 | 55 | 415 | 138 | 415 | 38 | 355 | 90 | 285
KILBW-1 | A | 3 | 56 | 8 | 56 | 13 | 56 | 5 | 56 | 14 | 56 | 4 | 53 | 9 | 47
KILLPG-1 | A | 8 | 225 | 10 | 225 | 10 | 225 | 10 | 225 | 12 | 225 | 4 | 150 | 15 | 150
KILLPG-2 | A | 18 | 225 | 25 | 225 | 25 | 225 | 37 | 225 | 37 | 225 | 22 | 195 | 30 | 195
KILNS-1 | A | 30 | 290 | 72 | 290 | 84 | 290 | 42 | 290 | 114 | 290 | 18 | 104 | 45 | 104
KLYN-A-1 | A | 24 | 126 | 50 | 126 | 50 | 126 | 34 | 126 | 70 | 126 | 22 | 81 | 34 | 81
LAGA-1 | A | 55 | 500 | 123 | 500 | 140 | 500 | 52 | 500 | 130 | 500 | 53 | 475 | 130 | 475
LARYO-1 | A | 16 | 155 | 40 | 155 | 45 | 155 | 18 | 155 | 45 | 155 | 14 | 120 | 35 | 120
LARYO-2 | A | 16 | 158 | 40 | 158 | 45 | 158 | 18 | 158 | 45 | 158 | 14 | 120 | 35 | 120
LARYO-3 | A | 16 | 158 | 40 | 158 | 45 | 158 | 18 | 158 | 45 | 158 | 14 | 120 | 35 | 120
LARYO-4 | A | 16 | 158 | 40 | 158 | 45 | 158 | 18 | 158 | 45 | 158 | 14 | 120 | 35 | 120
LBAR-1G | A | 1 | 16 | 4 | 16 | 6 | 16 | 2 | 16 | 4 | 16 | 1 | 9 | 4 | 9
LBAR-1 | A | 39 | 360 | 88 | 360 | 88 | 360 | 55 | 360 | 145 | 360 | 41 | 270 | 90 | 270
LNCSO-1 | A | 12 | 130 | 30 | 130 | 32 | 130 | 12 | 130 | 32 | 130 | 10 | 100 | 26 | 100
LNCSO-2 | A | 13 | 140 | 34 | 140 | 36 | 140 | 14 | 140 | 36 | 140 | 12 | 125 | 32 | 125
LOAN-1 | A | 25 | 326 | 51 | 326 | 55 | 326 | 19 | 326 | 50 | 326 | 12 | 276 | 28 | 276
LOAN-2 | A | 25 | 326 | 51 | 326 | 55 | 326 | 19 | 326 | 50 | 326 | 12 | 276 | 28 | 276
LOAN-3 | A | 25 | 326 | 51 | 326 | 55 | 326 | 19 | 326 | 50 | 326 | 12 | 276 | 28 | 276
MEDP-1 | A | 30 | 380 | 76 | 330 | 76 | 330 | 48 | 380 | 105 | 380 | 31 | 330 | 79 | 290
MILWW-1 | A | 6 | 32 | 8 | 54 | 13 | 54 | 5 | 54 | 14 | 54 | 3 | 43 | 8 | 43
MKHLW-1 | A | 4 | 42 | 10 | 42 | 12 | 42 | 5 | 42 | 13 | 42 | 5 | 37 | 12 | 30
MRWD-1 | A | 43 | 448 | 100 | 448 | 112 | 448 | 67 | 448 | 160 | 448 | 36 | 328 | 93 | 328
NANT-1 | A | 0 | 15 | 0 | 15 | 0 | 15 | 0 | 15 | 1 | 15 | 0 | 15 | 0 | 15
PEHE-1 | A | 42 | 420 | 72 | 420 | 72 | 420 | 83 | 420 | 117 | 420 | 35 | 350 | 84 | 260
PEHE-2 | A | 16 | 490 | 40 | 265 | 42 | 490 | 0 | 0 | 0 | 0 | 0 | 490 | 0 | 490
PEMB-11 | A | 38 | 113 | 63 | 276 | 63 | 276 | 33 | 276 | 90 | 276 | 35 | 241 | 64 | 210
PEMB-21 | A | 38 | 113 | 63 | 276 | 63 | 276 | 33 | 276 | 90 | 276 | 35 | 241 | 64 | 210
PEMB-31 | A | 38 | 113 | 63 | 276 | 63 | 276 | 33 | 276 | 90 | 276 | 35 | 241 | 64 | 210
PEMB-41 | A | 38 | 113 | 63 | 276 | 63 | 276 | 33 | 276 | 90 | 276 | 35 | 241 | 64 | 210
PEMB-51 | A | 38 | 113 | 63 | 276 | 63 | 276 | 33 | 276 | 90 | 276 | 35 | 241 | 64 | 210
PETEM1 | A | 20 | 180 | 46 | 180 | 52 | 180 | 24 | 180 | 58 | 180 | 20 | 150 | 50 | 100
RATS-1 | A | 50 | 270 | 90 | 270 | 90 | 270 | 36 | 270 | 50 | 270 | 42 | 105 | 75 | 155
RATS-2 | A | 40 | 270 | 90 | 270 | 100 | 270 | 36 | 270 | 50 | 270 | 40 | 195 | 75 | 195
RATS-3 | A | 40 | 270 | 90 | 270 | 100 | 270 | 36 | 270 | 50 | 270 | 40 | 195 | 75 | 195
RATS-4 | A | 40 | 270 | 95 | 270 | 100 | 270 | 36 | 270 | 50 | 270 | 40 | 195 | 75 | 195
ROCK-1 | A | 36 | 400 | 50 | 400 | 54 | 400 | 60 | 400 | 160 | 400 | 33 | 220 | 53 | 220
RYHPS-1 | A | 30 | 305 | 48 | 305 | 66 | 305 | 42 | 305 | 51 | 305 | 30 | 130 | 42 | 68
SCCL-1 | A | 35 | 180 | 70 | 180 | 70 | 180 | 40 | 180 | 95 | 180 | 40 | 100 | 100 | 50
SCCL-2 | A | 35 | 180 | 70 | 180 | 70 | 180 | 40 | 180 | 95 | 180 | 40 | 100 | 100 | 50
SCCL-3 | A | 35 | 180 | 70 | 180 | 70 | 180 | 40 | 180 | 95 | 180 | 40 | 100 | 100 | 50
SEAB-1 | A | 44 | 254 | 125 | 254 | 150 | 254 | 55 | 254 | 150 | 254 | 75 | 164 | 176 | 38
SEAB-2 | A | 31 | 138 | 76 | 138 | 86 | 138 | 32 | 138 | 82 | 138 | 37 | 73 | 90 | 43
SHBA-1 | A | 41 | 255 | 104 | 255 | 115 | 255 | 44 | 255 | 120 | 255 | 39 | 195 | 115 | 40
SHBA-2 | A | 32 | 319 | 70 | 319 | 76 | 319 | 35 | 319 | 93 | 319 | 32 | 270 | 70 | 217
SHOS-1 | A | 18 | 160 | 24 | 160 | 24 | 160 | 30 | 160 | 75 | 160 | 18 | 135 | 24 | 135
SHRSO-1 | A | 16 | 157 | 44 | 157 | 46 | 157 | 17 | 157 | 46 | 157 | 16 | 141 | 43 | 113
SHRSO-2 | A | 16 | 157 | 44 | 157 | 46 | 157 | 17 | 157 | 46 | 157 | 16 | 141 | 43 | 113
SIZB-1 | A | 38 | 283 | 45 | 283 | 45 | 283 | 45 | 283 | 45 | 283 | 40 | 283 | 46 | 283
SIZB-2 | A | 38 | 283 | 45 | 283 | 45 | 283 | 45 | 283 | 45 | 283 | 40 | 283 | 46 | 283
SLOY-1 | A | 0 | 38 | 1 | 38 | 1 | 38 | 1 | 38 | 2 | 38 | 0 | 38 | 1 | 30
SLOY-2 | A | 0 | 38 | 1 | 38 | 1 | 38 | 1 | 38 | 2 | 38 | 0 | 38 | 1 | 30
SLOY-3 | A | 0 | 38 | 1 | 38 | 1 | 38 | 1 | 38 | 2 | 38 | 0 | 38 | 1 | 30
SLOY-4 | A | 0 | 28 | 1 | 28 | 1 | 28 | 1 | 28 | 2 | 28 | 0 | 28 | 1 | 22
SPLN-1 | A | 40 | 380 | 100 | 380 | 110 | 380 | 50 | 380 | 120 | 380 | 30 | 380 | 90 | 300
STAY-1 | A | 35 | 265 | 62 | 265 | 62 | 265 | 35 | 265 | 89 | 265 | 34 | 192 | 63 | 192
STAY-2 | A | 35 | 265 | 62 | 265 | 62 | 265 | 35 | 265 | 89 | 265 | 34 | 192 | 63 | 192
STAY-3 | A | 35 | 265 | 62 | 265 | 62 | 265 | 35 | 265 | 89 | 265 | 34 | 192 | 63 | 192
STAY-4 | A | 35 | 265 | 62 | 265 | 62 | 265 | 35 | 265 | 89 | 265 | 34 | 192 | 63 | 192
SUTB-1 | A | 36 | 380 | 104 | 380 | 148 | 380 | 52 | 380 | 132 | 380 | 47 | 250 | 107 | 250
SVRP-10 | A | 20 | 225 | 50 | 225 | 70 | 225 | 32 | 225 | 80 | 225 | 20 | 172 | 50 | 172
SVRP-20 | A | 20 | 225 | 50 | 225 | 70 | 225 | 32 | 225 | 80 | 225 | 20 | 172 | 50 | 172
USKM-13 | A | 6 | 49 | 15 | 49 | 17 | 49 | 8 | 49 | 19 | 49 | 7 | 36 | 8 | 36
USKM-14 | A | 6 | 49 | 15 | 49 | 17 | 49 | 8 | 49 | 19 | 49 | 7 | 36 | 8 | 36
USKM-15 | A | 6 | 49 | 15 | 49 | 17 | 49 | 8 | 49 | 19 | 49 | 7 | 36 | 8 | 36
WBUPS-1 | A | 30 | 113 | 48 | 153 | 48 | 153 | 32 | 113 | 50 | 113 | 40 | 153 | 65 | 113
WBUPS-2 | A | 30 | 133 | 48 | 173 | 48 | 173 | 32 | 133 | 50 | 133 | 40 | 173 | 65 | 133
WBUPS-3 | A | 30 | 133 | 48 | 173 | 48 | 173 | 32 | 133 | 50 | 133 | 40 | 173 | 65 | 133
WBUPS-4 | A | 30 | 113 | 48 | 153 | 48 | 153 | 32 | 113 | 50 | 113 | 40 | 153 | 65 | 113
WBURB-1 | A | 22 | 240 | 48 | 240 | 62 | 240 | 27 | 240 | 69 | 240 | 20 | 200 | 50 | 120
WBURB-2 | A | 25 | 255 | 52 | 255 | 62 | 255 | 26 | 255 | 67 | 255 | 22 | 215 | 52 | 135
WBURB-3 | A | 23 | 255 | 48 | 255 | 62 | 255 | 27 | 255 | 67 | 255 | 20 | 215 | 52 | 135
WDNSO-1 | A | 21 | 191 | 54 | 191 | 57 | 191 | 21 | 191 | 57 | 191 | 21 | 170 | 55 | 136
WDNSO-2 | A | 21 | 191 | 54 | 191 | 57 | 191 | 21 | 191 | 57 | 191 | 21 | 170 | 55 | 136
WHILW-1 | A | 31 | 322 | 84 | 322 | 90 | 322 | 33 | 322 | 90 | 322 | 32 | 255 | 86 | 210
WHILW-2 | A | 19 | 163 | 33 | 163 | 35 | 163 | 20 | 163 | 52 | 163 | 21 | 142 | 43 | 119
WLNYO-2 | A | 19 | 182 | 51 | 182 | 54 | 182 | 20 | 182 | 53 | 182 | 20 | 158 | 51 | 130
WLNYW-1 | A | 19 | 182 | 51 | 182 | 54 | 182 | 20 | 182 | 53 | 182 | 20 | 158 | 51 | 130

## Mar 2018
MW Response Capability by BMU
|  | Primary Response (Max MWhrs) | [5 empty] | Secondary Response (Max Mwhrs) |  |  |  | High Frequency Response (Max MWhrs)
UNIT | Mode | 0.2Hz | Genset Deload (MW) | 0.5Hz | Genset Deload (MW) | 0.8Hz | Genset Deload (MW) | 0.2/0.2Hz | Genset Deload (MW) | 0.5/0.5Hz | Genset Deload (MW) | 0.2Hz | Genset Deload (MW) | 0.5Hz | Genset Deload (MW)
ABTH7 | A | 40 | 250 | 72 | 250 | 72 | 250 | 48 | 250 | 120 | 250 | 38 | 185 | 55 | 185
ABTH8 | A | 40 | 250 | 72 | 250 | 72 | 250 | 48 | 250 | 120 | 250 | 38 | 185 | 55 | 185
ABTH9 | A | 30 | 240 | 80 | 240 | 80 | 240 | 40 | 240 | 120 | 240 | 38 | 125 | 52 | 125
ARCHW-1 | A | 10 | 92 | 25 | 92 | 25 | 92 | 12 | 92 | 30 | 92 | 11 | 73 | 24 | 56
BAGE-1 | A | 30 | 255 | 70 | 255 | 90 | 255 | 35 | 255 | 90 | 255 | 28 | 220 | 70 | 185
BAGE-2 | A | 3 | 17 | 8 | 17 | 12 | 17 | 4 | 17 | 9 | 17 | 2 | 17 | 5 | 17
BARKB2 | A | 33 | 210 | 82 | 210 | 108 | 210 | 39 | 210 | 97 | 210 | 31 | 120 | 84 | 120
BARK-1 | A | 22 | 140 | 55 | 140 | 72 | 140 | 26 | 140 | 65 | 140 | 21 | 80 | 54 | 80
BLLA-1 | A | 6 | 99 | 13 | 99 | 13 | 99 | 15 | 99 | 39 | 99 | 9 | 83 | 16 | 83
BRDUW-1 | A | 6 | 58 | 17 | 58 | 17 | 58 | 7 | 58 | 17 | 58 | 6 | 36 | 17 | 36
BRGG-1 | A | 16 | 110 | 32 | 110 | 48 | 110 | 16 | 110 | 40 | 110 | 14 | 96 | 34 | 46
BRYP-1 | A | 15 | 82 | 25 | 82 | 31 | 82 | 22 | 82 | 37 | 82 | 10 | 82 | 27 | 47
BURBW-1 | A | 0 | 90 | 0 | 90 | 0 | 90 | 0 | 0 | 0 | 0 | 0 | 90 | 0 | 90
CARR-1 | A | 35 | 235 | 58 | 235 | 58 | 235 | 35 | 235 | 88 | 235 | 34 | 179 | 56 | 179
CARR-2 | A | 35 | 235 | 58 | 235 | 58 | 235 | 35 | 235 | 88 | 235 | 34 | 179 | 56 | 179
CDCL-1 | A | 30 | 160 | 40 | 160 | 40 | 160 | 34 | 160 | 40 | 160 | 27 | 120 | 40 | 120
CLAC-1 | A | 3 | 28 | 8 | 28 | 13 | 28 | 3 | 36 | 9 | 36 | 3 | 28 | 8 | 28
CLDCW-1 | A | 14 | 14 | 34 | 113 | 36 | 113 | 13 | 113 | 35 | 113 | 13 | 99 | 34 | 78
CLDNW-1 | A | 13 | 108 | 33 | 108 | 35 | 108 | 13 | 108 | 35 | 108 | 12 | 95 | 33 | 74
CLDSW-1 | A | 16 | 129 | 40 | 129 | 43 | 129 | 16 | 129 | 42 | 129 | 16 | 113 | 41 | 88
CNQPS-1 | A | 22 | 170 | 55 | 170 | 55 | 170 | 28 | 170 | 70 | 170 | 26 | 120 | 60 | 105
CNQPS-2 | A | 22 | 170 | 55 | 170 | 55 | 170 | 28 | 170 | 70 | 170 | 22 | 120 | 55 | 105
CNQPS-3 | A | 22 | 170 | 55 | 170 | 55 | 170 | 28 | 170 | 70 | 170 | 22 | 120 | 55 | 105
CNQPS-4 | A | 22 | 170 | 55 | 170 | 55 | 170 | 28 | 170 | 70 | 170 | 28 | 105 | 55 | 105
CORB-1 | A | 10 | 130 | 30 | 130 | 50 | 130 | 28 | 130 | 60 | 130 | 15 | 95 | 40 | 60
COSO-1 | A | 20 | 380 | 40 | 380 | 50 | 380 | 60 | 380 | 140 | 380 | 17 | 304 | 40 | 304
COTPS-1 | A | 29 | 277 | 50 | 277 | 62 | 277 | 35 | 60 | 63 | 277 | 30 | 122 | 60 | 122
COTPS-2 | A | 29 | 287 | 50 | 287 | 62 | 287 | 35 | 60 | 63 | 287 | 30 | 122 | 60 | 122
COTPS-3 | A | 29 | 287 | 50 | 287 | 62 | 287 | 35 | 60 | 63 | 287 | 30 | 122 | 60 | 122
COTPS-4 | A | 29 | 277 | 50 | 277 | 62 | 277 | 35 | 60 | 63 | 277 | 30 | 122 | 60 | 122
COWE1 | A | 7 | 30 | 17 | 30 | 17 | 30 | 7 | 30 | 17 | 30 | 7 | 30 | 17 | 30
COWE2 | A | 7 | 30 | 17 | 30 | 17 | 30 | 7 | 30 | 17 | 30 | 7 | 30 | 17 | 30
CRUA-1 | A | 10 | 110 | 25 | 110 | 37 | 110 | 12 | 110 | 30 | 110 | 10 | 84 | 25 | 48
CRUA-2 | A | 10 | 110 | 25 | 110 | 37 | 110 | 12 | 110 | 30 | 110 | 10 | 84 | 25 | 48
CRUA-3 | A | 7 | 30 | 15 | 30 | 21 | 30 | 9 | 30 | 24 | 30 | 5 | 25 | 13 | 15
CRUA-4 | A | 7 | 30 | 15 | 30 | 21 | 30 | 9 | 30 | 24 | 30 | 5 | 25 | 13 | 15
CRYRW-2 | A | 15 | 138 | 38 | 138 | 40 | 138 | 15 | 138 | 40 | 138 | 13 | 109 | 40 | 63
DAMC-1 | A | 64 | 380 | 136 | 380 | 156 | 380 | 80 | 380 | 180 | 380 | 60 | 293 | 190 | 128
DEEP-1 | A | 20 | 180 | 60 | 180 | 86 | 180 | 22 | 180 | 80 | 180 | 24 | 96 | 52 | 96
DIDCB5 | A | 40 | 330 | 104 | 330 | 125 | 330 | 55 | 330 | 140 | 330 | 40 | 185 | 105 | 185
DIDCB6 | A | 50 | 250 | 105 | 250 | 105 | 250 | 50 | 250 | 130 | 250 | 50 | 153 | 110 | 103
DINO-1 | A | 14 | 138 | 39 | 138 | 58 | 138 | 28 | 138 | 72 | 138 | 14 | 118 | 36 | 88
DINO-2 | A | 14 | 138 | 39 | 138 | 58 | 138 | 28 | 138 | 72 | 138 | 14 | 118 | 36 | 88
DINO-3 | A | 14 | 138 | 39 | 138 | 58 | 138 | 28 | 138 | 72 | 138 | 14 | 118 | 36 | 88
DINO-4 | A | 14 | 138 | 39 | 138 | 58 | 138 | 28 | 138 | 72 | 138 | 14 | 118 | 36 | 88
DINO-5 | A | 14 | 138 | 39 | 138 | 58 | 138 | 28 | 138 | 72 | 138 | 14 | 118 | 36 | 88
DINO-6 | A | 14 | 138 | 39 | 138 | 58 | 138 | 28 | 138 | 72 | 138 | 14 | 118 | 36 | 88
DRAXX-1 | A | 68 | 345 | 100 | 345 | 100 | 345 | 64 | 95 | 110 | 345 | 60 | 225 | 70 | 225
DRAXX-2 | A | 68 | 345 | 100 | 345 | 100 | 345 | 64 | 95 | 110 | 345 | 60 | 225 | 70 | 225
DRAXX-3 | A | 68 | 345 | 100 | 345 | 100 | 345 | 64 | 95 | 110 | 345 | 60 | 225 | 70 | 225
DRAXX-4 | A | 68 | 345 | 100 | 345 | 100 | 345 | 64 | 95 | 110 | 345 | 60 | 225 | 70 | 225
DRAXX-5 | A | 68 | 345 | 100 | 345 | 100 | 345 | 64 | 95 | 110 | 345 | 60 | 225 | 70 | 225
DRAXX-6 | A | 68 | 345 | 100 | 345 | 100 | 345 | 64 | 95 | 110 | 345 | 60 | 225 | 70 | 225
DRSLW-1 | A | 6 | 69 | 16 | 69 | 17 | 69 | 6 | 69 | 17 | 69 | 6 | 61 | 16 | 54
EECL-1 | A | 20 | 178 | 25 | 178 | 25 | 178 | 32 | 178 | 81 | 178 | 20 | 143 | 25 | 143
EGGPS-1 | A | 45 | 205 | 83 | 205 | 83 | 205 | 49 | 205 | 110 | 205 | 33 | 95 | 60 | 95
EGGPS-2 | A | 45 | 205 | 83 | 205 | 83 | 205 | 49 | 205 | 110 | 205 | 33 | 95 | 60 | 95
EGGPS-3 | A | 45 | 205 | 83 | 205 | 83 | 205 | 49 | 205 | 110 | 205 | 33 | 95 | 60 | 95
EGGPS-4 | A | 45 | 205 | 83 | 205 | 83 | 205 | 49 | 205 | 110 | 205 | 33 | 95 | 60 | 95
ERRO-1 | A | 1 | 21 | 1 | 21 | 1 | 21 | 2 | 21 | 5 | 21 | 1 | 17 | 1 | 17
ERRO-2 | A | 1 | 21 | 1 | 21 | 1 | 21 | 2 | 21 | 5 | 21 | 1 | 17 | 1 | 17
ERRO-3 | A | 1 | 21 | 1 | 21 | 1 | 21 | 2 | 21 | 5 | 21 | 1 | 17 | 1 | 17
FAARW-1 | A | 2 | 37 | 4 | 37 | 4 | 37 | 4 | 37 | 12 | 37 | 2 | 33 | 4 | 33
FAARW-2 | A | 2 | 37 | 4 | 37 | 4 | 37 | 4 | 37 | 12 | 37 | 2 | 33 | 4 | 33
FALGW-1 | A | 11 | 108 | 28 | 108 | 41 | 108 | 13 | 108 | 35 | 108 | 10 | 86 | 22 | 64
FASN-1 | A | 0 | 15 | 1 | 15 | 1 | 15 | 1 | 15 | 2 | 15 | 0 | 15 | 1 | 12
FASN2 | A | 0 | 15 | 1 | 15 | 1 | 15 | 1 | 15 | 2 | 15 | 0 | 15 | 1 | 12
FASN3 | A | 0 | 15 | 1 | 15 | 1 | 15 | 1 | 15 | 2 | 15 | 0 | 15 | 1 | 12
FAWN-1 | A | 10 | 52 | 25 | 52 | 40 | 52 | 13 | 52 | 32 | 52 | 11 | 37 | 27 | 27
FELL-1 | A | 9 | 63 | 21 | 63 | 22 | 63 | 10 | 63 | 24 | 63 | 9 | 63 | 22 | 63
FFES-1 | A | 10 | 35 | 27 | 35 | 30 | 35 | 9 | 35 | 22 | 35 | 4 | 27 | 6 | 27
FFES-2 | A | 10 | 35 | 27 | 35 | 30 | 35 | 9 | 35 | 22 | 35 | 4 | 27 | 6 | 27
FFES-3 | A | 10 | 35 | 27 | 35 | 30 | 35 | 9 | 35 | 22 | 35 | 4 | 27 | 6 | 27
FFES-4 | A | 10 | 35 | 27 | 35 | 30 | 35 | 9 | 35 | 22 | 35 | 4 | 27 | 6 | 27
FIDL-1 | A | 13 | 205 | 20 | 205 | 23 | 205 | 35 | 100 | 40 | 147 | 30 | 147 | 50 | 147
FIDL-2 | A | 13 | 205 | 20 | 205 | 23 | 205 | 35 | 100 | 40 | 147 | 30 | 147 | 50 | 147
FIDL-3 | A | 13 | 205 | 20 | 205 | 23 | 205 | 35 | 100 | 40 | 147 | 30 | 147 | 50 | 147
FIDL-4 | A | 13 | 205 | 20 | 205 | 23 | 205 | 35 | 100 | 40 | 147 | 30 | 147 | 50 | 147
FINL-1 | A | 0 | 14 | 1 | 14 | 1 | 14 | 1 | 14 | 2 | 14 | 0 | 14 | 1 | 11
FOYE-1 | A | 6 | 60 | 13 | 60 | 16 | 60 | 11 | 60 | 27 | 60 | 5 | 30 | 11 | 30
FOYE-2 | A | 6 | 60 | 13 | 60 | 16 | 60 | 11 | 60 | 27 | 60 | 5 | 30 | 11 | 30
GLNDO-1 | A | 6 | 80 | 12 | 45 | 17 | 45 | 12 | 45 | 25 | 45 | 8 | 65 | 18 | 45
GNFSW-1 | A | 11 | 100 | 30 | 100 | 30 | 100 | 12 | 100 | 31 | 100 | 12 | 70 | 30 | 70
GNFSW-2 | A | 7 | 64 | 18 | 64 | 18 | 64 | 8 | 64 | 18 | 64 | 6 | 49 | 15 | 49
GORDW-1 | A | 6 | 62 | 16 | 56 | 26 | 45 | 7 | 62 | 18 | 62 | 6 | 56 | 16 | 45
GRAI-6 | A | 24 | 320 | 58 | 320 | 58 | 320 | 35 | 320 | 88 | 320 | 28 | 270 | 60 | 230
GRAI-7 | A | 30 | 232 | 60 | 232 | 60 | 232 | 32 | 232 | 84 | 232 | 32 | 175 | 65 | 135
GRAI-8 | A | 26 | 232 | 58 | 232 | 58 | 232 | 32 | 232 | 84 | 232 | 32 | 175 | 65 | 135
GRIFW-1 | A | 8 | 94 | 22 | 94 | 23 | 94 | 8 | 94 | 22 | 94 | 8 | 85 | 22 | 72
GRIFW-2 | A | 8 | 94 | 22 | 94 | 23 | 94 | 8 | 94 | 22 | 94 | 8 | 85 | 22 | 72
GRMO-1 | A | 8 | 43 | 8 | 43 | 8 | 43 | 8 | 43 | 8 | 43 | 8 | 23 | 8 | 23
GYAR-1 | A | 17 | 176 | 42 | 176 | 66 | 176 | 24 | 176 | 60 | 176 | 17 | 176 | 42 | 176
GYMRO-15 | A | 6 | 145 | 15 | 145 | 15 | 145 | 6 | 145 | 15 | 145 | 6 | 44 | 15 | 44
GYMRO-17 | A | 6 | 145 | 15 | 145 | 15 | 145 | 6 | 145 | 15 | 145 | 6 | 44 | 15 | 44
GYMRO-26 | A | 6 | 145 | 15 | 145 | 15 | 145 | 6 | 145 | 15 | 145 | 6 | 44 | 15 | 44
GYMRO-28 | A | 6 | 145 | 15 | 145 | 15 | 145 | 6 | 145 | 15 | 145 | 6 | 44 | 15 | 44
HADHW-1 | A | 7 | 76 | 14 | 76 | 22 | 76 | 13 | 76 | 34 | 76 | 8 | 65 | 17 | 65
HRSTW-1 | A | 12 | 102 | 30 | 102 | 45 | 102 | 13 | 102 | 34 | 102 | 13 | 80 | 27 | 66
HUMR-1 | A | 60 | 533 | 150 | 533 | 200 | 533 | 80 | 533 | 200 | 533 | 62 | 419 | 155 | 251
INDQ-1 | A | 12 | 102 | 31 | 102 | 43 | 102 | 13 | 102 | 34 | 102 | 12 | 72 | 30 | 72
KEAD-1 | A | 38 | 415 | 90 | 415 | 90 | 415 | 55 | 415 | 138 | 415 | 38 | 355 | 90 | 285
KILBW-1 | A | 3 | 56 | 8 | 56 | 13 | 56 | 5 | 56 | 14 | 56 | 4 | 53 | 9 | 47
KILLPG-1 | A | 8 | 225 | 10 | 225 | 10 | 225 | 10 | 225 | 12 | 225 | 4 | 150 | 15 | 150
KILLPG-2 | A | 18 | 225 | 25 | 225 | 25 | 225 | 37 | 225 | 37 | 225 | 22 | 195 | 30 | 195
KILNS-1 | A | 30 | 290 | 72 | 290 | 84 | 290 | 42 | 290 | 114 | 290 | 18 | 104 | 45 | 104
KLYN-A-1 | A | 24 | 126 | 50 | 126 | 50 | 126 | 34 | 126 | 70 | 126 | 22 | 81 | 34 | 81
LAGA-1 | A | 55 | 500 | 123 | 500 | 140 | 500 | 52 | 500 | 130 | 500 | 53 | 475 | 130 | 475
LARYO-1 | A | 16 | 155 | 40 | 155 | 45 | 155 | 18 | 155 | 45 | 155 | 14 | 120 | 35 | 120
LARYO-2 | A | 16 | 158 | 40 | 158 | 45 | 158 | 18 | 158 | 45 | 158 | 14 | 120 | 35 | 120
LARYO-3 | A | 16 | 158 | 40 | 158 | 45 | 158 | 18 | 158 | 45 | 158 | 14 | 120 | 35 | 120
LARYO-4 | A | 16 | 158 | 40 | 158 | 45 | 158 | 18 | 158 | 45 | 158 | 14 | 120 | 35 | 120
LBAR-1G | A | 1 | 16 | 4 | 16 | 6 | 16 | 2 | 16 | 4 | 16 | 1 | 9 | 4 | 9
LBAR-1 | A | 39 | 360 | 88 | 360 | 88 | 360 | 55 | 360 | 145 | 360 | 41 | 270 | 90 | 270
LNCSO-1 | A | 12 | 130 | 30 | 130 | 32 | 130 | 12 | 130 | 32 | 130 | 10 | 100 | 26 | 100
LNCSO-2 | A | 13 | 140 | 34 | 140 | 36 | 140 | 14 | 140 | 36 | 140 | 12 | 125 | 32 | 125
LOAN-1 | A | 25 | 326 | 51 | 326 | 55 | 326 | 19 | 326 | 50 | 326 | 12 | 276 | 28 | 276
LOAN-2 | A | 25 | 326 | 51 | 326 | 55 | 326 | 19 | 326 | 50 | 326 | 12 | 276 | 28 | 276
LOAN-3 | A | 25 | 326 | 51 | 326 | 55 | 326 | 19 | 326 | 50 | 326 | 12 | 276 | 28 | 276
MEDP-1 | A | 30 | 380 | 76 | 330 | 76 | 330 | 48 | 380 | 105 | 380 | 31 | 330 | 79 | 290
MILWW-1 | A | 6 | 32 | 8 | 54 | 13 | 54 | 5 | 54 | 14 | 54 | 3 | 43 | 8 | 43
MKHLW-1 | A | 4 | 42 | 10 | 42 | 12 | 42 | 5 | 42 | 13 | 42 | 5 | 37 | 12 | 30
MRWD-1 | A | 43 | 448 | 100 | 448 | 112 | 448 | 67 | 448 | 160 | 448 | 36 | 328 | 93 | 328
NANT-1 | A | 0 | 15 | 0 | 15 | 0 | 15 | 0 | 15 | 1 | 15 | 0 | 15 | 0 | 15
PEHE-1 | A | 42 | 420 | 72 | 420 | 72 | 420 | 83 | 420 | 117 | 420 | 35 | 350 | 84 | 260
PEHE-2 | A | 16 | 490 | 40 | 265 | 42 | 490 | 0 | 0 | 0 | 0 | 0 | 490 | 0 | 490
PEMB-11 | A | 38 | 113 | 63 | 276 | 63 | 276 | 33 | 276 | 90 | 276 | 35 | 241 | 64 | 210
PEMB-21 | A | 38 | 113 | 63 | 276 | 63 | 276 | 33 | 276 | 90 | 276 | 35 | 241 | 64 | 210
PEMB-31 | A | 38 | 113 | 63 | 276 | 63 | 276 | 33 | 276 | 90 | 276 | 35 | 241 | 64 | 210
PEMB-41 | A | 38 | 113 | 63 | 276 | 63 | 276 | 33 | 276 | 90 | 276 | 35 | 241 | 64 | 210
PEMB-51 | A | 38 | 113 | 63 | 276 | 63 | 276 | 33 | 276 | 90 | 276 | 35 | 241 | 64 | 210
PETEM1 | A | 20 | 180 | 46 | 180 | 52 | 180 | 24 | 180 | 58 | 180 | 20 | 150 | 50 | 100
RATS-1 | A | 50 | 270 | 90 | 270 | 90 | 270 | 36 | 270 | 50 | 270 | 42 | 105 | 75 | 155
RATS-2 | A | 40 | 270 | 90 | 270 | 100 | 270 | 36 | 270 | 50 | 270 | 40 | 195 | 75 | 195
RATS-3 | A | 40 | 270 | 90 | 270 | 100 | 270 | 36 | 270 | 50 | 270 | 40 | 195 | 75 | 195
RATS-4 | A | 40 | 270 | 95 | 270 | 100 | 270 | 36 | 270 | 50 | 270 | 40 | 195 | 75 | 195
ROCK-1 | A | 36 | 400 | 50 | 400 | 54 | 400 | 60 | 400 | 160 | 400 | 33 | 220 | 53 | 220
RYHPS-1 | A | 30 | 305 | 48 | 305 | 66 | 305 | 42 | 305 | 51 | 305 | 30 | 130 | 42 | 68
SCCL-1 | A | 35 | 180 | 70 | 180 | 70 | 180 | 40 | 180 | 95 | 180 | 40 | 100 | 100 | 50
SCCL-2 | A | 35 | 180 | 70 | 180 | 70 | 180 | 40 | 180 | 95 | 180 | 40 | 100 | 100 | 50
SCCL-3 | A | 35 | 180 | 70 | 180 | 70 | 180 | 40 | 180 | 95 | 180 | 40 | 100 | 100 | 50
SEAB-1 | A | 44 | 254 | 125 | 254 | 150 | 254 | 55 | 254 | 150 | 254 | 75 | 164 | 176 | 38
SEAB-2 | A | 31 | 138 | 76 | 138 | 86 | 138 | 32 | 138 | 82 | 138 | 37 | 73 | 90 | 43
SHBA-1 | A | 41 | 255 | 104 | 255 | 115 | 255 | 44 | 255 | 120 | 255 | 39 | 195 | 115 | 40
SHBA-2 | A | 32 | 319 | 70 | 319 | 76 | 319 | 35 | 319 | 93 | 319 | 32 | 270 | 70 | 217
SHOS-1 | A | 18 | 160 | 24 | 160 | 24 | 160 | 30 | 160 | 75 | 160 | 18 | 135 | 24 | 135
SHRSO-1 | A | 16 | 157 | 44 | 157 | 46 | 157 | 17 | 157 | 46 | 157 | 16 | 141 | 43 | 113
SHRSO-2 | A | 16 | 157 | 44 | 157 | 46 | 157 | 17 | 157 | 46 | 157 | 16 | 141 | 43 | 113
SIZB-1 | A | 38 | 283 | 45 | 283 | 45 | 283 | 45 | 283 | 45 | 283 | 40 | 283 | 46 | 283
SIZB-2 | A | 38 | 283 | 45 | 283 | 45 | 283 | 45 | 283 | 45 | 283 | 40 | 283 | 46 | 283
SLOY-1 | A | 0 | 38 | 1 | 38 | 1 | 38 | 1 | 38 | 2 | 38 | 0 | 38 | 1 | 30
SLOY-2 | A | 0 | 38 | 1 | 38 | 1 | 38 | 1 | 38 | 2 | 38 | 0 | 38 | 1 | 30
SLOY-3 | A | 0 | 38 | 1 | 38 | 1 | 38 | 1 | 38 | 2 | 38 | 0 | 38 | 1 | 30
SLOY-4 | A | 0 | 28 | 1 | 28 | 1 | 28 | 1 | 28 | 2 | 28 | 0 | 28 | 1 | 22
SPLN-1 | A | 40 | 380 | 100 | 380 | 110 | 380 | 50 | 380 | 120 | 380 | 30 | 380 | 90 | 300
STAY-1 | A | 35 | 265 | 62 | 265 | 62 | 265 | 35 | 265 | 89 | 265 | 34 | 192 | 63 | 192
STAY-2 | A | 35 | 265 | 62 | 265 | 62 | 265 | 35 | 265 | 89 | 265 | 34 | 192 | 63 | 192
STAY-3 | A | 35 | 265 | 62 | 265 | 62 | 265 | 35 | 265 | 89 | 265 | 34 | 192 | 63 | 192
STAY-4 | A | 35 | 265 | 62 | 265 | 62 | 265 | 35 | 265 | 89 | 265 | 34 | 192 | 63 | 192
SUTB-1 | A | 36 | 380 | 104 | 380 | 148 | 380 | 52 | 380 | 132 | 380 | 47 | 250 | 107 | 250
SVRP-10 | A | 20 | 225 | 50 | 225 | 70 | 225 | 32 | 225 | 80 | 225 | 20 | 172 | 50 | 172
SVRP-20 | A | 20 | 225 | 50 | 225 | 70 | 225 | 32 | 225 | 80 | 225 | 20 | 172 | 50 | 172
USKM-13 | A | 6 | 49 | 15 | 49 | 17 | 49 | 8 | 49 | 19 | 49 | 7 | 36 | 8 | 36
USKM-14 | A | 6 | 49 | 15 | 49 | 17 | 49 | 8 | 49 | 19 | 49 | 7 | 36 | 8 | 36
USKM-15 | A | 6 | 49 | 15 | 49 | 17 | 49 | 8 | 49 | 19 | 49 | 7 | 36 | 8 | 36
WBUPS-1 | A | 30 | 113 | 48 | 153 | 48 | 153 | 32 | 113 | 50 | 113 | 40 | 153 | 65 | 113
WBUPS-2 | A | 30 | 133 | 48 | 173 | 48 | 173 | 32 | 133 | 50 | 133 | 40 | 173 | 65 | 133
WBUPS-3 | A | 30 | 133 | 48 | 173 | 48 | 173 | 32 | 133 | 50 | 133 | 40 | 173 | 65 | 133
WBUPS-4 | A | 30 | 113 | 48 | 153 | 48 | 153 | 32 | 113 | 50 | 113 | 40 | 153 | 65 | 113
WBURB-1 | A | 22 | 240 | 48 | 240 | 62 | 240 | 27 | 240 | 69 | 240 | 20 | 200 | 50 | 120
WBURB-2 | A | 25 | 255 | 52 | 255 | 62 | 255 | 26 | 255 | 67 | 255 | 22 | 215 | 52 | 135
WBURB-3 | A | 23 | 255 | 48 | 255 | 62 | 255 | 27 | 255 | 67 | 255 | 20 | 215 | 52 | 135
WDNSO-1 | A | 21 | 191 | 54 | 191 | 57 | 191 | 21 | 191 | 57 | 191 | 21 | 170 | 55 | 136
WDNSO-2 | A | 21 | 191 | 54 | 191 | 57 | 191 | 21 | 191 | 57 | 191 | 21 | 170 | 55 | 136
WHILW-1 | A | 31 | 322 | 84 | 322 | 90 | 322 | 33 | 322 | 90 | 322 | 32 | 255 | 86 | 210
WHILW-2 | A | 19 | 163 | 33 | 163 | 35 | 163 | 20 | 163 | 52 | 163 | 21 | 142 | 43 | 119
WLNYO-2 | A | 19 | 182 | 51 | 182 | 54 | 182 | 20 | 182 | 53 | 182 | 20 | 158 | 51 | 130
WLNYW-1 | A | 19 | 182 | 51 | 182 | 54 | 182 | 20 | 182 | 53 | 182 | 20 | 158 | 51 | 130

## Feb 2018
MW Response Capability by BMU
|  | Primary Response (Max MWhrs) | [5 empty] | Secondary Response (Max Mwhrs) |  |  |  | High Frequency Response (Max MWhrs)
UNIT | Mode | 0.2Hz | Genset Deload (MW) | 0.5Hz | Genset Deload (MW) | 0.8Hz | Genset Deload (MW) | 0.2/0.2Hz | Genset Deload (MW) | 0.5/0.5Hz | Genset Deload (MW) | 0.2Hz | Genset Deload (MW) | 0.5Hz | Genset Deload (MW)
ABTH7 | A | 40 | 250 | 72 | 250 | 72 | 250 | 48 | 250 | 120 | 250 | 38 | 185 | 55 | 185
ABTH8 | A | 40 | 250 | 72 | 250 | 72 | 250 | 48 | 250 | 120 | 250 | 38 | 185 | 55 | 185
ABTH9 | A | 30 | 240 | 80 | 240 | 80 | 240 | 40 | 240 | 120 | 240 | 38 | 125 | 52 | 125
ARCHW-1 | A | 10 | 92 | 25 | 92 | 25 | 92 | 12 | 92 | 30 | 92 | 11 | 73 | 24 | 56
BAGE-1 | A | 30 | 255 | 70 | 255 | 90 | 255 | 35 | 255 | 90 | 255 | 28 | 220 | 70 | 185
BAGE-2 | A | 3 | 17 | 8 | 17 | 12 | 17 | 4 | 17 | 9 | 17 | 2 | 17 | 5 | 17
BARKB2 | A | 33 | 210 | 82 | 210 | 108 | 210 | 39 | 210 | 97 | 210 | 31 | 120 | 84 | 120
BARK-1 | A | 22 | 140 | 55 | 140 | 72 | 140 | 26 | 140 | 65 | 140 | 21 | 80 | 54 | 80
BLLA-1 | A | 6 | 99 | 13 | 99 | 13 | 99 | 15 | 99 | 39 | 99 | 9 | 83 | 16 | 83
BRDUW-1 | A | 6 | 58 | 17 | 58 | 17 | 58 | 7 | 58 | 17 | 58 | 6 | 36 | 17 | 36
BRGG-1 | A | 16 | 110 | 32 | 110 | 48 | 110 | 16 | 110 | 40 | 110 | 14 | 96 | 34 | 46
BRYP-1 | A | 15 | 82 | 25 | 82 | 31 | 82 | 22 | 82 | 37 | 82 | 10 | 82 | 27 | 47
BURBW-1 | A | 0 | 90 | 0 | 90 | 0 | 90 | 0 | 0 | 0 | 0 | 0 | 90 | 0 | 90
CARR-1 | A | 35 | 235 | 58 | 235 | 58 | 235 | 35 | 235 | 88 | 235 | 34 | 179 | 56 | 179
CARR-2 | A | 35 | 235 | 58 | 235 | 58 | 235 | 35 | 235 | 88 | 235 | 34 | 179 | 56 | 179
CDCL-1 | A | 30 | 160 | 40 | 160 | 40 | 160 | 34 | 160 | 40 | 160 | 27 | 120 | 40 | 120
CLAC-1 | A | 3 | 28 | 8 | 28 | 13 | 28 | 3 | 36 | 9 | 36 | 3 | 28 | 8 | 28
CLDCW-1 | A | 14 | 14 | 34 | 113 | 36 | 113 | 13 | 113 | 35 | 113 | 13 | 99 | 34 | 78
CLDNW-1 | A | 13 | 108 | 33 | 108 | 35 | 108 | 13 | 108 | 35 | 108 | 12 | 95 | 33 | 74
CLDSW-1 | A | 16 | 129 | 40 | 129 | 43 | 129 | 16 | 129 | 42 | 129 | 16 | 113 | 41 | 88
CNQPS-1 | A | 22 | 170 | 55 | 170 | 55 | 170 | 28 | 170 | 70 | 170 | 26 | 120 | 60 | 105
CNQPS-2 | A | 22 | 170 | 55 | 170 | 55 | 170 | 28 | 170 | 70 | 170 | 22 | 120 | 55 | 105
CNQPS-3 | A | 22 | 170 | 55 | 170 | 55 | 170 | 28 | 170 | 70 | 170 | 22 | 120 | 55 | 105
CNQPS-4 | A | 22 | 170 | 55 | 170 | 55 | 170 | 28 | 170 | 70 | 170 | 28 | 105 | 55 | 105
CORB-1 | A | 10 | 130 | 30 | 130 | 50 | 130 | 28 | 130 | 60 | 130 | 15 | 95 | 40 | 60
COSO-1 | A | 20 | 380 | 40 | 380 | 50 | 380 | 60 | 380 | 140 | 380 | 17 | 304 | 40 | 304
COTPS-1 | A | 29 | 277 | 50 | 277 | 62 | 277 | 35 | 60 | 63 | 277 | 30 | 122 | 60 | 122
COTPS-2 | A | 29 | 287 | 50 | 287 | 62 | 287 | 35 | 60 | 63 | 287 | 30 | 122 | 60 | 122
COTPS-3 | A | 29 | 287 | 50 | 287 | 62 | 287 | 35 | 60 | 63 | 287 | 30 | 122 | 60 | 122
COTPS-4 | A | 29 | 277 | 50 | 277 | 62 | 277 | 35 | 60 | 63 | 277 | 30 | 122 | 60 | 122
COWE1 | A | 7 | 30 | 17 | 30 | 17 | 30 | 7 | 30 | 17 | 30 | 7 | 30 | 17 | 30
COWE2 | A | 7 | 30 | 17 | 30 | 17 | 30 | 7 | 30 | 17 | 30 | 7 | 30 | 17 | 30
CRUA-1 | A | 10 | 110 | 25 | 110 | 37 | 110 | 12 | 110 | 30 | 110 | 10 | 84 | 25 | 48
CRUA-2 | A | 10 | 110 | 25 | 110 | 37 | 110 | 12 | 110 | 30 | 110 | 10 | 84 | 25 | 48
CRUA-3 | A | 7 | 30 | 15 | 30 | 21 | 30 | 9 | 30 | 24 | 30 | 5 | 25 | 13 | 15
CRUA-4 | A | 7 | 30 | 15 | 30 | 21 | 30 | 9 | 30 | 24 | 30 | 5 | 25 | 13 | 15
CRYRW-2 | A | 15 | 138 | 38 | 138 | 40 | 138 | 15 | 138 | 40 | 138 | 13 | 109 | 40 | 63
DAMC-1 | A | 64 | 380 | 136 | 380 | 156 | 380 | 80 | 380 | 180 | 380 | 60 | 293 | 190 | 128
DEEP-1 | A | 20 | 180 | 60 | 180 | 86 | 180 | 22 | 180 | 80 | 180 | 24 | 96 | 52 | 96
DIDCB5 | A | 40 | 330 | 104 | 330 | 125 | 330 | 55 | 330 | 140 | 330 | 40 | 185 | 105 | 185
DIDCB6 | A | 50 | 250 | 105 | 250 | 105 | 250 | 50 | 250 | 130 | 250 | 50 | 153 | 110 | 103
DINO-1 | A | 14 | 138 | 39 | 138 | 58 | 138 | 28 | 138 | 72 | 138 | 14 | 118 | 36 | 88
DINO-2 | A | 14 | 138 | 39 | 138 | 58 | 138 | 28 | 138 | 72 | 138 | 14 | 118 | 36 | 88
DINO-3 | A | 14 | 138 | 39 | 138 | 58 | 138 | 28 | 138 | 72 | 138 | 14 | 118 | 36 | 88
DINO-4 | A | 14 | 138 | 39 | 138 | 58 | 138 | 28 | 138 | 72 | 138 | 14 | 118 | 36 | 88
DINO-5 | A | 14 | 138 | 39 | 138 | 58 | 138 | 28 | 138 | 72 | 138 | 14 | 118 | 36 | 88
DINO-6 | A | 14 | 138 | 39 | 138 | 58 | 138 | 28 | 138 | 72 | 138 | 14 | 118 | 36 | 88
DRAXX-1 | A | 68 | 345 | 100 | 345 | 100 | 345 | 64 | 95 | 110 | 345 | 60 | 225 | 70 | 225
DRAXX-2 | A | 68 | 345 | 100 | 345 | 100 | 345 | 64 | 95 | 110 | 345 | 60 | 225 | 70 | 225
DRAXX-3 | A | 68 | 345 | 100 | 345 | 100 | 345 | 64 | 95 | 110 | 345 | 60 | 225 | 70 | 225
DRAXX-4 | A | 68 | 345 | 100 | 345 | 100 | 345 | 64 | 95 | 110 | 345 | 60 | 225 | 70 | 225
DRAXX-5 | A | 68 | 345 | 100 | 345 | 100 | 345 | 64 | 95 | 110 | 345 | 60 | 225 | 70 | 225
DRAXX-6 | A | 68 | 345 | 100 | 345 | 100 | 345 | 64 | 95 | 110 | 345 | 60 | 225 | 70 | 225
DRSLW-1 | A | 6 | 69 | 16 | 69 | 17 | 69 | 6 | 69 | 17 | 69 | 6 | 61 | 16 | 54
EECL-1 | A | 20 | 178 | 25 | 178 | 25 | 178 | 32 | 178 | 81 | 178 | 20 | 143 | 25 | 143
EGGPS-1 | A | 45 | 205 | 83 | 205 | 83 | 205 | 49 | 205 | 110 | 205 | 33 | 95 | 60 | 95
EGGPS-2 | A | 45 | 205 | 83 | 205 | 83 | 205 | 49 | 205 | 110 | 205 | 33 | 95 | 60 | 95
EGGPS-3 | A | 45 | 205 | 83 | 205 | 83 | 205 | 49 | 205 | 110 | 205 | 33 | 95 | 60 | 95
EGGPS-4 | A | 45 | 205 | 83 | 205 | 83 | 205 | 49 | 205 | 110 | 205 | 33 | 95 | 60 | 95
ERRO-1 | A | 1 | 21 | 1 | 21 | 1 | 21 | 2 | 21 | 5 | 21 | 1 | 17 | 1 | 17
ERRO-2 | A | 1 | 21 | 1 | 21 | 1 | 21 | 2 | 21 | 5 | 21 | 1 | 17 | 1 | 17
ERRO-3 | A | 1 | 21 | 1 | 21 | 1 | 21 | 2 | 21 | 5 | 21 | 1 | 17 | 1 | 17
FAARW-1 | A | 2 | 37 | 4 | 37 | 4 | 37 | 4 | 37 | 12 | 37 | 2 | 33 | 4 | 33
FAARW-2 | A | 2 | 37 | 4 | 37 | 4 | 37 | 4 | 37 | 12 | 37 | 2 | 33 | 4 | 33
FALGW-1 | A | 11 | 108 | 28 | 108 | 41 | 108 | 13 | 108 | 35 | 108 | 10 | 86 | 22 | 64
FASN-1 | A | 0 | 15 | 1 | 15 | 1 | 15 | 1 | 15 | 2 | 15 | 0 | 15 | 1 | 12
FASN2 | A | 0 | 15 | 1 | 15 | 1 | 15 | 1 | 15 | 2 | 15 | 0 | 15 | 1 | 12
FASN3 | A | 0 | 15 | 1 | 15 | 1 | 15 | 1 | 15 | 2 | 15 | 0 | 15 | 1 | 12
FAWN-1 | A | 10 | 52 | 25 | 52 | 40 | 52 | 13 | 52 | 32 | 52 | 11 | 37 | 27 | 27
FELL-1 | A | 9 | 63 | 21 | 63 | 22 | 63 | 10 | 63 | 24 | 63 | 9 | 63 | 22 | 63
FFES-1 | A | 10 | 35 | 27 | 35 | 30 | 35 | 9 | 35 | 22 | 35 | 4 | 27 | 6 | 27
FFES-2 | A | 10 | 35 | 27 | 35 | 30 | 35 | 9 | 35 | 22 | 35 | 4 | 27 | 6 | 27
FFES-3 | A | 10 | 35 | 27 | 35 | 30 | 35 | 9 | 35 | 22 | 35 | 4 | 27 | 6 | 27
FFES-4 | A | 10 | 35 | 27 | 35 | 30 | 35 | 9 | 35 | 22 | 35 | 4 | 27 | 6 | 27
FIDL-1 | A | 13 | 205 | 20 | 205 | 23 | 205 | 35 | 100 | 40 | 147 | 30 | 147 | 50 | 147
FIDL-2 | A | 13 | 205 | 20 | 205 | 23 | 205 | 35 | 100 | 40 | 147 | 30 | 147 | 50 | 147
FIDL-3 | A | 13 | 205 | 20 | 205 | 23 | 205 | 35 | 100 | 40 | 147 | 30 | 147 | 50 | 147
FIDL-4 | A | 13 | 205 | 20 | 205 | 23 | 205 | 35 | 100 | 40 | 147 | 30 | 147 | 50 | 147
FINL-1 | A | 0 | 14 | 1 | 14 | 1 | 14 | 1 | 14 | 2 | 14 | 0 | 14 | 1 | 11
FOYE-1 | A | 6 | 60 | 13 | 60 | 16 | 60 | 11 | 60 | 27 | 60 | 5 | 30 | 11 | 30
FOYE-2 | A | 6 | 60 | 13 | 60 | 16 | 60 | 11 | 60 | 27 | 60 | 5 | 30 | 11 | 30
GLNDO-1 | A | 6 | 80 | 12 | 45 | 17 | 45 | 12 | 45 | 25 | 45 | 8 | 65 | 18 | 45
GNFSW-1 | A | 11 | 100 | 30 | 100 | 30 | 100 | 12 | 100 | 31 | 100 | 12 | 70 | 30 | 70
GNFSW-2 | A | 7 | 64 | 18 | 64 | 18 | 64 | 8 | 64 | 18 | 64 | 6 | 49 | 15 | 49
GORDW-1 | A | 6 | 62 | 16 | 56 | 26 | 45 | 7 | 62 | 18 | 62 | 6 | 56 | 16 | 45
GRAI-6 | A | 24 | 320 | 58 | 320 | 58 | 320 | 35 | 320 | 88 | 320 | 28 | 270 | 60 | 230
GRAI-7 | A | 30 | 232 | 60 | 232 | 60 | 232 | 32 | 232 | 84 | 232 | 32 | 175 | 65 | 135
GRAI-8 | A | 26 | 232 | 58 | 232 | 58 | 232 | 32 | 232 | 84 | 232 | 32 | 175 | 65 | 135
GRIFW-1 | A | 8 | 94 | 22 | 94 | 23 | 94 | 8 | 94 | 22 | 94 | 8 | 85 | 22 | 72
GRIFW-2 | A | 8 | 94 | 22 | 94 | 23 | 94 | 8 | 94 | 22 | 94 | 8 | 85 | 22 | 72
GRMO-1 | A | 8 | 43 | 8 | 43 | 8 | 43 | 8 | 43 | 8 | 43 | 8 | 23 | 8 | 23
GYAR-1 | A | 17 | 176 | 42 | 176 | 66 | 176 | 24 | 176 | 60 | 176 | 17 | 176 | 42 | 176
GYMRO-15 | A | 6 | 145 | 15 | 145 | 15 | 145 | 6 | 145 | 15 | 145 | 6 | 44 | 15 | 44
GYMRO-17 | A | 6 | 145 | 15 | 145 | 15 | 145 | 6 | 145 | 15 | 145 | 6 | 44 | 15 | 44
GYMRO-26 | A | 6 | 145 | 15 | 145 | 15 | 145 | 6 | 145 | 15 | 145 | 6 | 44 | 15 | 44
GYMRO-28 | A | 6 | 145 | 15 | 145 | 15 | 145 | 6 | 145 | 15 | 145 | 6 | 44 | 15 | 44
HADHW-1 | A | 7 | 76 | 14 | 76 | 22 | 76 | 13 | 76 | 34 | 76 | 8 | 65 | 17 | 65
HRSTW-1 | A | 12 | 102 | 30 | 102 | 45 | 102 | 13 | 102 | 34 | 102 | 13 | 80 | 27 | 66
HUMR-1 | A | 60 | 533 | 150 | 533 | 200 | 533 | 80 | 533 | 200 | 533 | 62 | 419 | 155 | 251
INDQ-1 | A | 12 | 102 | 31 | 102 | 43 | 102 | 13 | 102 | 34 | 102 | 12 | 72 | 30 | 72
KEAD-1 | A | 38 | 415 | 90 | 415 | 90 | 415 | 55 | 415 | 138 | 415 | 38 | 355 | 90 | 285
KILBW-1 | A | 3 | 56 | 8 | 56 | 13 | 56 | 5 | 56 | 14 | 56 | 4 | 53 | 9 | 47
KILLPG-1 | A | 8 | 225 | 10 | 225 | 10 | 225 | 10 | 225 | 12 | 225 | 4 | 150 | 15 | 150
KILLPG-2 | A | 18 | 225 | 25 | 225 | 25 | 225 | 37 | 225 | 37 | 225 | 22 | 195 | 30 | 195
KILNS-1 | A | 30 | 290 | 72 | 290 | 84 | 290 | 42 | 290 | 114 | 290 | 18 | 104 | 45 | 104
KLYN-A-1 | A | 24 | 126 | 50 | 126 | 50 | 126 | 34 | 126 | 70 | 126 | 22 | 81 | 34 | 81
LAGA-1 | A | 55 | 500 | 123 | 500 | 140 | 500 | 52 | 500 | 130 | 500 | 53 | 475 | 130 | 475
LARYO-1 | A | 16 | 155 | 40 | 155 | 45 | 155 | 18 | 155 | 45 | 155 | 14 | 120 | 35 | 120
LARYO-2 | A | 16 | 158 | 40 | 158 | 45 | 158 | 18 | 158 | 45 | 158 | 14 | 120 | 35 | 120
LARYO-3 | A | 16 | 158 | 40 | 158 | 45 | 158 | 18 | 158 | 45 | 158 | 14 | 120 | 35 | 120
LARYO-4 | A | 16 | 158 | 40 | 158 | 45 | 158 | 18 | 158 | 45 | 158 | 14 | 120 | 35 | 120
LBAR-1G | A | 1 | 16 | 4 | 16 | 6 | 16 | 2 | 16 | 4 | 16 | 1 | 9 | 4 | 9
LBAR-1 | A | 39 | 360 | 88 | 360 | 88 | 360 | 55 | 360 | 145 | 360 | 41 | 270 | 90 | 270
LNCSO-1 | A | 12 | 130 | 30 | 130 | 32 | 130 | 12 | 130 | 32 | 130 | 10 | 100 | 26 | 100
LNCSO-2 | A | 13 | 140 | 34 | 140 | 36 | 140 | 14 | 140 | 36 | 140 | 12 | 125 | 32 | 125
LOAN-1 | A | 25 | 326 | 51 | 326 | 55 | 326 | 19 | 326 | 50 | 326 | 12 | 276 | 28 | 276
LOAN-2 | A | 25 | 326 | 51 | 326 | 55 | 326 | 19 | 326 | 50 | 326 | 12 | 276 | 28 | 276
LOAN-3 | A | 25 | 326 | 51 | 326 | 55 | 326 | 19 | 326 | 50 | 326 | 12 | 276 | 28 | 276
MEDP-1 | A | 30 | 380 | 76 | 330 | 76 | 330 | 48 | 380 | 105 | 380 | 31 | 330 | 79 | 290
MILWW-1 | A | 6 | 32 | 8 | 54 | 13 | 54 | 5 | 54 | 14 | 54 | 3 | 43 | 8 | 43
MKHLW-1 | A | 4 | 42 | 10 | 42 | 12 | 42 | 5 | 42 | 13 | 42 | 5 | 37 | 12 | 30
MRWD-1 | A | 43 | 448 | 100 | 448 | 112 | 448 | 67 | 448 | 160 | 448 | 36 | 328 | 93 | 328
NANT-1 | A | 0 | 15 | 0 | 15 | 0 | 15 | 0 | 15 | 1 | 15 | 0 | 15 | 0 | 15
PEHE-1 | A | 42 | 420 | 72 | 420 | 72 | 420 | 83 | 420 | 117 | 420 | 35 | 350 | 84 | 260
PEHE-2 | A | 16 | 490 | 40 | 265 | 42 | 490 | 0 | 0 | 0 | 0 | 0 | 490 | 0 | 490
PEMB-11 | A | 38 | 113 | 63 | 276 | 63 | 276 | 33 | 276 | 90 | 276 | 35 | 241 | 64 | 210
PEMB-21 | A | 38 | 113 | 63 | 276 | 63 | 276 | 33 | 276 | 90 | 276 | 35 | 241 | 64 | 210
PEMB-31 | A | 38 | 113 | 63 | 276 | 63 | 276 | 33 | 276 | 90 | 276 | 35 | 241 | 64 | 210
PEMB-41 | A | 38 | 113 | 63 | 276 | 63 | 276 | 33 | 276 | 90 | 276 | 35 | 241 | 64 | 210
PEMB-51 | A | 38 | 113 | 63 | 276 | 63 | 276 | 33 | 276 | 90 | 276 | 35 | 241 | 64 | 210
PETEM1 | A | 20 | 180 | 46 | 180 | 52 | 180 | 24 | 180 | 58 | 180 | 20 | 150 | 50 | 100
RATS-1 | A | 50 | 270 | 90 | 270 | 90 | 270 | 36 | 270 | 50 | 270 | 42 | 105 | 75 | 155
RATS-2 | A | 40 | 270 | 90 | 270 | 100 | 270 | 36 | 270 | 50 | 270 | 40 | 195 | 75 | 195
RATS-3 | A | 40 | 270 | 90 | 270 | 100 | 270 | 36 | 270 | 50 | 270 | 40 | 195 | 75 | 195
RATS-4 | A | 40 | 270 | 95 | 270 | 100 | 270 | 36 | 270 | 50 | 270 | 40 | 195 | 75 | 195
ROCK-1 | A | 36 | 400 | 50 | 400 | 54 | 400 | 60 | 400 | 160 | 400 | 33 | 220 | 53 | 220
RYHPS-1 | A | 30 | 305 | 48 | 305 | 66 | 305 | 42 | 305 | 51 | 305 | 30 | 130 | 42 | 68
SCCL-1 | A | 35 | 180 | 70 | 180 | 70 | 180 | 40 | 180 | 95 | 180 | 40 | 100 | 100 | 50
SCCL-2 | A | 35 | 180 | 70 | 180 | 70 | 180 | 40 | 180 | 95 | 180 | 40 | 100 | 100 | 50
SCCL-3 | A | 35 | 180 | 70 | 180 | 70 | 180 | 40 | 180 | 95 | 180 | 40 | 100 | 100 | 50
SEAB-1 | A | 44 | 254 | 125 | 254 | 150 | 254 | 55 | 254 | 150 | 254 | 75 | 164 | 176 | 38
SEAB-2 | A | 31 | 138 | 76 | 138 | 86 | 138 | 32 | 138 | 82 | 138 | 37 | 73 | 90 | 43
SHBA-1 | A | 41 | 255 | 104 | 255 | 115 | 255 | 44 | 255 | 120 | 255 | 39 | 195 | 115 | 40
SHBA-2 | A | 32 | 319 | 70 | 319 | 76 | 319 | 35 | 319 | 93 | 319 | 32 | 270 | 70 | 217
SHOS-1 | A | 18 | 160 | 24 | 160 | 24 | 160 | 30 | 160 | 75 | 160 | 18 | 135 | 24 | 135
SHRSO-1 | A | 16 | 157 | 44 | 157 | 46 | 157 | 17 | 157 | 46 | 157 | 16 | 141 | 43 | 113
SHRSO-2 | A | 16 | 157 | 44 | 157 | 46 | 157 | 17 | 157 | 46 | 157 | 16 | 141 | 43 | 113
SIZB-1 | A | 38 | 283 | 45 | 283 | 45 | 283 | 45 | 283 | 45 | 283 | 40 | 283 | 46 | 283
SIZB-2 | A | 38 | 283 | 45 | 283 | 45 | 283 | 45 | 283 | 45 | 283 | 40 | 283 | 46 | 283
SLOY-1 | A | 0 | 38 | 1 | 38 | 1 | 38 | 1 | 38 | 2 | 38 | 0 | 38 | 1 | 30
SLOY-2 | A | 0 | 38 | 1 | 38 | 1 | 38 | 1 | 38 | 2 | 38 | 0 | 38 | 1 | 30
SLOY-3 | A | 0 | 38 | 1 | 38 | 1 | 38 | 1 | 38 | 2 | 38 | 0 | 38 | 1 | 30
SLOY-4 | A | 0 | 28 | 1 | 28 | 1 | 28 | 1 | 28 | 2 | 28 | 0 | 28 | 1 | 22
SPLN-1 | A | 40 | 380 | 100 | 380 | 110 | 380 | 50 | 380 | 120 | 380 | 30 | 380 | 90 | 300
STAY-1 | A | 35 | 265 | 62 | 265 | 62 | 265 | 35 | 265 | 89 | 265 | 34 | 192 | 63 | 192
STAY-2 | A | 35 | 265 | 62 | 265 | 62 | 265 | 35 | 265 | 89 | 265 | 34 | 192 | 63 | 192
STAY-3 | A | 35 | 265 | 62 | 265 | 62 | 265 | 35 | 265 | 89 | 265 | 34 | 192 | 63 | 192
STAY-4 | A | 35 | 265 | 62 | 265 | 62 | 265 | 35 | 265 | 89 | 265 | 34 | 192 | 63 | 192
SUTB-1 | A | 36 | 380 | 104 | 380 | 148 | 380 | 52 | 380 | 132 | 380 | 47 | 250 | 107 | 250
SVRP-10 | A | 20 | 225 | 50 | 225 | 70 | 225 | 32 | 225 | 80 | 225 | 20 | 172 | 50 | 172
SVRP-20 | A | 20 | 225 | 50 | 225 | 70 | 225 | 32 | 225 | 80 | 225 | 20 | 172 | 50 | 172
USKM-13 | A | 6 | 49 | 15 | 49 | 17 | 49 | 8 | 49 | 19 | 49 | 7 | 36 | 8 | 36
USKM-14 | A | 6 | 49 | 15 | 49 | 17 | 49 | 8 | 49 | 19 | 49 | 7 | 36 | 8 | 36
USKM-15 | A | 6 | 49 | 15 | 49 | 17 | 49 | 8 | 49 | 19 | 49 | 7 | 36 | 8 | 36
WBUPS-1 | A | 30 | 113 | 48 | 153 | 48 | 153 | 32 | 113 | 50 | 113 | 40 | 153 | 65 | 113
WBUPS-2 | A | 30 | 133 | 48 | 173 | 48 | 173 | 32 | 133 | 50 | 133 | 40 | 173 | 65 | 133
WBUPS-3 | A | 30 | 133 | 48 | 173 | 48 | 173 | 32 | 133 | 50 | 133 | 40 | 173 | 65 | 133
WBUPS-4 | A | 30 | 113 | 48 | 153 | 48 | 153 | 32 | 113 | 50 | 113 | 40 | 153 | 65 | 113
WBURB-1 | A | 22 | 240 | 48 | 240 | 62 | 240 | 27 | 240 | 69 | 240 | 20 | 200 | 50 | 120
WBURB-2 | A | 25 | 255 | 52 | 255 | 62 | 255 | 26 | 255 | 67 | 255 | 22 | 215 | 52 | 135
WBURB-3 | A | 23 | 255 | 48 | 255 | 62 | 255 | 27 | 255 | 67 | 255 | 20 | 215 | 52 | 135
WDNSO-1 | A | 21 | 191 | 54 | 191 | 57 | 191 | 21 | 191 | 57 | 191 | 21 | 170 | 55 | 136
WDNSO-2 | A | 21 | 191 | 54 | 191 | 57 | 191 | 21 | 191 | 57 | 191 | 21 | 170 | 55 | 136
WHILW-1 | A | 31 | 322 | 84 | 322 | 90 | 322 | 33 | 322 | 90 | 322 | 32 | 255 | 86 | 210
WHILW-2 | A | 19 | 163 | 33 | 163 | 35 | 163 | 20 | 163 | 52 | 163 | 21 | 142 | 43 | 119
WLNYO-2 | A | 19 | 182 | 51 | 182 | 54 | 182 | 20 | 182 | 53 | 182 | 20 | 158 | 51 | 130
WLNYW-1 | A | 19 | 182 | 51 | 182 | 54 | 182 | 20 | 182 | 53 | 182 | 20 | 158 | 51 | 130

## Jan 2018
MW Response Capability by BMU
|  | Primary Response (Max MWhrs) | [5 empty] | Secondary Response (Max Mwhrs) |  |  |  | High Frequency Response (Max MWhrs)
UNIT | Mode | 0.2Hz | Genset Deload (MW) | 0.5Hz | Genset Deload (MW) | 0.8Hz | Genset Deload (MW) | 0.2/0.2Hz | Genset Deload (MW) | 0.5/0.5Hz | Genset Deload (MW) | 0.2Hz | Genset Deload (MW) | 0.5Hz | Genset Deload (MW)
ABTH7 | A | 40 | 250 | 72 | 250 | 72 | 250 | 48 | 250 | 120 | 250 | 38 | 185 | 55 | 185
ABTH8 | A | 40 | 250 | 72 | 250 | 72 | 250 | 48 | 250 | 120 | 250 | 38 | 185 | 55 | 185
ABTH9 | A | 30 | 240 | 80 | 240 | 80 | 240 | 40 | 240 | 120 | 240 | 38 | 125 | 52 | 125
ARCHW-1 | A | 10 | 92 | 25 | 92 | 25 | 92 | 12 | 92 | 30 | 92 | 11 | 73 | 24 | 56
BAGE-1 | A | 30 | 255 | 70 | 255 | 90 | 255 | 35 | 255 | 90 | 255 | 28 | 220 | 70 | 185
BAGE-2 | A | 3 | 17 | 8 | 17 | 12 | 17 | 4 | 17 | 9 | 17 | 2 | 17 | 5 | 17
BARKB2 | A | 33 | 210 | 82 | 210 | 108 | 210 | 39 | 210 | 97 | 210 | 31 | 120 | 84 | 120
BARK-1 | A | 22 | 140 | 55 | 140 | 72 | 140 | 26 | 140 | 65 | 140 | 21 | 80 | 54 | 80
BLLA-1 | A | 6 | 99 | 13 | 99 | 13 | 99 | 15 | 99 | 39 | 99 | 9 | 83 | 16 | 83
BRDUW-1 | A | 6 | 58 | 17 | 58 | 17 | 58 | 7 | 58 | 17 | 58 | 6 | 36 | 17 | 36
BRGG-1 | A | 16 | 110 | 32 | 110 | 48 | 110 | 16 | 110 | 40 | 110 | 14 | 96 | 34 | 46
BRYP-1 | A | 15 | 82 | 25 | 82 | 31 | 82 | 22 | 82 | 37 | 82 | 10 | 82 | 27 | 47
BURBW-1 | A | 0 | 90 | 0 | 90 | 0 | 90 | 0 | 0 | 0 | 0 | 0 | 90 | 0 | 90
CARR-1 | A | 35 | 235 | 58 | 235 | 58 | 235 | 35 | 235 | 88 | 235 | 34 | 179 | 56 | 179
CARR-2 | A | 35 | 235 | 58 | 235 | 58 | 235 | 35 | 235 | 88 | 235 | 34 | 179 | 56 | 179
CDCL-1 | A | 30 | 160 | 40 | 160 | 40 | 160 | 34 | 160 | 40 | 160 | 27 | 120 | 40 | 120
CLAC-1 | A | 3 | 28 | 8 | 28 | 13 | 28 | 3 | 36 | 9 | 36 | 3 | 28 | 8 | 28
CLDCW-1 | A | 14 | 14 | 34 | 113 | 36 | 113 | 13 | 113 | 35 | 113 | 13 | 99 | 34 | 78
CLDNW-1 | A | 13 | 108 | 33 | 108 | 35 | 108 | 13 | 108 | 35 | 108 | 12 | 95 | 33 | 74
CLDSW-1 | A | 16 | 129 | 40 | 129 | 43 | 129 | 16 | 129 | 42 | 129 | 16 | 113 | 41 | 88
CNQPS-1 | A | 22 | 170 | 55 | 170 | 55 | 170 | 28 | 170 | 70 | 170 | 26 | 120 | 60 | 105
CNQPS-2 | A | 22 | 170 | 55 | 170 | 55 | 170 | 28 | 170 | 70 | 170 | 22 | 120 | 55 | 105
CNQPS-3 | A | 22 | 170 | 55 | 170 | 55 | 170 | 28 | 170 | 70 | 170 | 22 | 120 | 55 | 105
CNQPS-4 | A | 22 | 170 | 55 | 170 | 55 | 170 | 28 | 170 | 70 | 170 | 28 | 105 | 55 | 105
CORB-1 | A | 10 | 130 | 30 | 130 | 50 | 130 | 28 | 130 | 60 | 130 | 15 | 95 | 40 | 60
COSO-1 | A | 20 | 380 | 40 | 380 | 50 | 380 | 60 | 380 | 140 | 380 | 17 | 304 | 40 | 304
COTPS-1 | A | 29 | 277 | 50 | 277 | 62 | 277 | 35 | 60 | 63 | 277 | 30 | 122 | 60 | 122
COTPS-2 | A | 29 | 287 | 50 | 287 | 62 | 287 | 35 | 60 | 63 | 287 | 30 | 122 | 60 | 122
COTPS-3 | A | 29 | 287 | 50 | 287 | 62 | 287 | 35 | 60 | 63 | 287 | 30 | 122 | 60 | 122
COTPS-4 | A | 29 | 277 | 50 | 277 | 62 | 277 | 35 | 60 | 63 | 277 | 30 | 122 | 60 | 122
COWE1 | A | 7 | 30 | 17 | 30 | 17 | 30 | 7 | 30 | 17 | 30 | 7 | 30 | 17 | 30
COWE2 | A | 7 | 30 | 17 | 30 | 17 | 30 | 7 | 30 | 17 | 30 | 7 | 30 | 17 | 30
CRUA-1 | A | 10 | 110 | 25 | 110 | 37 | 110 | 12 | 110 | 30 | 110 | 10 | 84 | 25 | 48
CRUA-2 | A | 10 | 110 | 25 | 110 | 37 | 110 | 12 | 110 | 30 | 110 | 10 | 84 | 25 | 48
CRUA-3 | A | 7 | 30 | 15 | 30 | 21 | 30 | 9 | 30 | 24 | 30 | 5 | 25 | 13 | 15
CRUA-4 | A | 7 | 30 | 15 | 30 | 21 | 30 | 9 | 30 | 24 | 30 | 5 | 25 | 13 | 15
CRYRW-2 | A | 15 | 138 | 38 | 138 | 40 | 138 | 15 | 138 | 40 | 138 | 13 | 109 | 40 | 63
DAMC-1 | A | 64 | 380 | 136 | 380 | 156 | 380 | 80 | 380 | 180 | 380 | 60 | 293 | 190 | 128
DEEP-1 | A | 20 | 180 | 60 | 180 | 86 | 180 | 22 | 180 | 80 | 180 | 24 | 96 | 52 | 96
DIDCB5 | A | 40 | 330 | 104 | 330 | 125 | 330 | 55 | 330 | 140 | 330 | 40 | 185 | 105 | 185
DIDCB6 | A | 50 | 250 | 105 | 250 | 105 | 250 | 50 | 250 | 130 | 250 | 50 | 153 | 110 | 103
DINO-1 | A | 14 | 138 | 39 | 138 | 58 | 138 | 28 | 138 | 72 | 138 | 14 | 118 | 36 | 88
DINO-2 | A | 14 | 138 | 39 | 138 | 58 | 138 | 28 | 138 | 72 | 138 | 14 | 118 | 36 | 88
DINO-3 | A | 14 | 138 | 39 | 138 | 58 | 138 | 28 | 138 | 72 | 138 | 14 | 118 | 36 | 88
DINO-4 | A | 14 | 138 | 39 | 138 | 58 | 138 | 28 | 138 | 72 | 138 | 14 | 118 | 36 | 88
DINO-5 | A | 14 | 138 | 39 | 138 | 58 | 138 | 28 | 138 | 72 | 138 | 14 | 118 | 36 | 88
DINO-6 | A | 14 | 138 | 39 | 138 | 58 | 138 | 28 | 138 | 72 | 138 | 14 | 118 | 36 | 88
DRAXX-1 | A | 68 | 345 | 100 | 345 | 100 | 345 | 64 | 95 | 110 | 345 | 60 | 225 | 70 | 225
DRAXX-2 | A | 68 | 345 | 100 | 345 | 100 | 345 | 64 | 95 | 110 | 345 | 60 | 225 | 70 | 225
DRAXX-3 | A | 68 | 345 | 100 | 345 | 100 | 345 | 64 | 95 | 110 | 345 | 60 | 225 | 70 | 225
DRAXX-4 | A | 68 | 345 | 100 | 345 | 100 | 345 | 64 | 95 | 110 | 345 | 60 | 225 | 70 | 225
DRAXX-5 | A | 68 | 345 | 100 | 345 | 100 | 345 | 64 | 95 | 110 | 345 | 60 | 225 | 70 | 225
DRAXX-6 | A | 68 | 345 | 100 | 345 | 100 | 345 | 64 | 95 | 110 | 345 | 60 | 225 | 70 | 225
DRSLW-1 | A | 6 | 69 | 16 | 69 | 17 | 69 | 6 | 69 | 17 | 69 | 6 | 61 | 16 | 54
EECL-1 | A | 20 | 178 | 25 | 178 | 25 | 178 | 32 | 178 | 81 | 178 | 20 | 143 | 25 | 143
EGGPS-1 | A | 45 | 205 | 83 | 205 | 83 | 205 | 49 | 205 | 110 | 205 | 33 | 95 | 60 | 95
EGGPS-2 | A | 45 | 205 | 83 | 205 | 83 | 205 | 49 | 205 | 110 | 205 | 33 | 95 | 60 | 95
EGGPS-3 | A | 45 | 205 | 83 | 205 | 83 | 205 | 49 | 205 | 110 | 205 | 33 | 95 | 60 | 95
EGGPS-4 | A | 45 | 205 | 83 | 205 | 83 | 205 | 49 | 205 | 110 | 205 | 33 | 95 | 60 | 95
ERRO-1 | A | 1 | 21 | 1 | 21 | 1 | 21 | 2 | 21 | 5 | 21 | 1 | 17 | 1 | 17
ERRO-2 | A | 1 | 21 | 1 | 21 | 1 | 21 | 2 | 21 | 5 | 21 | 1 | 17 | 1 | 17
ERRO-3 | A | 1 | 21 | 1 | 21 | 1 | 21 | 2 | 21 | 5 | 21 | 1 | 17 | 1 | 17
FAARW-1 | A | 2 | 37 | 4 | 37 | 4 | 37 | 4 | 37 | 12 | 37 | 2 | 33 | 4 | 33
FAARW-2 | A | 2 | 37 | 4 | 37 | 4 | 37 | 4 | 37 | 12 | 37 | 2 | 33 | 4 | 33
FALGW-1 | A | 11 | 108 | 28 | 108 | 41 | 108 | 13 | 108 | 35 | 108 | 10 | 86 | 22 | 64
FASN-1 | A | 0 | 15 | 1 | 15 | 1 | 15 | 1 | 15 | 2 | 15 | 0 | 15 | 1 | 12
FASN2 | A | 0 | 15 | 1 | 15 | 1 | 15 | 1 | 15 | 2 | 15 | 0 | 15 | 1 | 12
FASN3 | A | 0 | 15 | 1 | 15 | 1 | 15 | 1 | 15 | 2 | 15 | 0 | 15 | 1 | 12
FAWN-1 | A | 10 | 52 | 25 | 52 | 40 | 52 | 13 | 52 | 32 | 52 | 11 | 37 | 27 | 27
FELL-1 | A | 9 | 63 | 21 | 63 | 22 | 63 | 10 | 63 | 24 | 63 | 9 | 63 | 22 | 63
FFES-1 | A | 10 | 35 | 27 | 35 | 30 | 35 | 9 | 35 | 22 | 35 | 4 | 27 | 6 | 27
FFES-2 | A | 10 | 35 | 27 | 35 | 30 | 35 | 9 | 35 | 22 | 35 | 4 | 27 | 6 | 27
FFES-3 | A | 10 | 35 | 27 | 35 | 30 | 35 | 9 | 35 | 22 | 35 | 4 | 27 | 6 | 27
FFES-4 | A | 10 | 35 | 27 | 35 | 30 | 35 | 9 | 35 | 22 | 35 | 4 | 27 | 6 | 27
FIDL-1 | A | 13 | 205 | 20 | 205 | 23 | 205 | 35 | 100 | 40 | 147 | 30 | 147 | 50 | 147
FIDL-2 | A | 13 | 205 | 20 | 205 | 23 | 205 | 35 | 100 | 40 | 147 | 30 | 147 | 50 | 147
FIDL-3 | A | 13 | 205 | 20 | 205 | 23 | 205 | 35 | 100 | 40 | 147 | 30 | 147 | 50 | 147
FIDL-4 | A | 13 | 205 | 20 | 205 | 23 | 205 | 35 | 100 | 40 | 147 | 30 | 147 | 50 | 147
FINL-1 | A | 0 | 14 | 1 | 14 | 1 | 14 | 1 | 14 | 2 | 14 | 0 | 14 | 1 | 11
FOYE-1 | A | 6 | 60 | 13 | 60 | 16 | 60 | 11 | 60 | 27 | 60 | 5 | 30 | 11 | 30
FOYE-2 | A | 6 | 60 | 13 | 60 | 16 | 60 | 11 | 60 | 27 | 60 | 5 | 30 | 11 | 30
GLNDO-1 | A | 6 | 80 | 12 | 45 | 17 | 45 | 12 | 45 | 25 | 45 | 8 | 65 | 18 | 45
GNFSW-1 | A | 11 | 100 | 30 | 100 | 30 | 100 | 12 | 100 | 31 | 100 | 12 | 70 | 30 | 70
GNFSW-2 | A | 7 | 64 | 18 | 64 | 18 | 64 | 8 | 64 | 18 | 64 | 6 | 49 | 15 | 49
GORDW-1 | A | 6 | 62 | 16 | 56 | 26 | 45 | 7 | 62 | 18 | 62 | 6 | 56 | 16 | 45
GRAI-6 | A | 24 | 320 | 58 | 320 | 58 | 320 | 35 | 320 | 88 | 320 | 28 | 270 | 60 | 230
GRAI-7 | A | 30 | 232 | 60 | 232 | 60 | 232 | 32 | 232 | 84 | 232 | 32 | 175 | 65 | 135
GRAI-8 | A | 26 | 232 | 58 | 232 | 58 | 232 | 32 | 232 | 84 | 232 | 32 | 175 | 65 | 135
GRIFW-1 | A | 8 | 94 | 22 | 94 | 23 | 94 | 8 | 94 | 22 | 94 | 8 | 85 | 22 | 72
GRIFW-2 | A | 8 | 94 | 22 | 94 | 23 | 94 | 8 | 94 | 22 | 94 | 8 | 85 | 22 | 72
GRMO-1 | A | 8 | 43 | 8 | 43 | 8 | 43 | 8 | 43 | 8 | 43 | 8 | 23 | 8 | 23
GYAR-1 | A | 17 | 176 | 42 | 176 | 66 | 176 | 24 | 176 | 60 | 176 | 17 | 176 | 42 | 176
GYMRO-15 | A | 6 | 145 | 15 | 145 | 15 | 145 | 6 | 145 | 15 | 145 | 6 | 44 | 15 | 44
GYMRO-17 | A | 6 | 145 | 15 | 145 | 15 | 145 | 6 | 145 | 15 | 145 | 6 | 44 | 15 | 44
GYMRO-26 | A | 6 | 145 | 15 | 145 | 15 | 145 | 6 | 145 | 15 | 145 | 6 | 44 | 15 | 44
GYMRO-28 | A | 6 | 145 | 15 | 145 | 15 | 145 | 6 | 145 | 15 | 145 | 6 | 44 | 15 | 44
HADHW-1 | A | 7 | 76 | 14 | 76 | 22 | 76 | 13 | 76 | 34 | 76 | 8 | 65 | 17 | 65
HRSTW-1 | A | 12 | 102 | 30 | 102 | 45 | 102 | 13 | 102 | 34 | 102 | 13 | 80 | 27 | 66
HUMR-1 | A | 60 | 533 | 150 | 533 | 200 | 533 | 80 | 533 | 200 | 533 | 62 | 419 | 155 | 251
INDQ-1 | A | 12 | 102 | 31 | 102 | 43 | 102 | 13 | 102 | 34 | 102 | 12 | 72 | 30 | 72
KEAD-1 | A | 38 | 415 | 90 | 415 | 90 | 415 | 55 | 415 | 138 | 415 | 38 | 355 | 90 | 285
KILBW-1 | A | 3 | 56 | 8 | 56 | 13 | 56 | 5 | 56 | 14 | 56 | 4 | 53 | 9 | 47
KILLPG-1 | A | 8 | 225 | 10 | 225 | 10 | 225 | 10 | 225 | 12 | 225 | 4 | 150 | 15 | 150
KILLPG-2 | A | 18 | 225 | 25 | 225 | 25 | 225 | 37 | 225 | 37 | 225 | 22 | 195 | 30 | 195
KILNS-1 | A | 30 | 290 | 72 | 290 | 84 | 290 | 42 | 290 | 114 | 290 | 18 | 104 | 45 | 104
KLYN-A-1 | A | 24 | 126 | 50 | 126 | 50 | 126 | 34 | 126 | 70 | 126 | 22 | 81 | 34 | 81
LAGA-1 | A | 55 | 500 | 123 | 500 | 140 | 500 | 52 | 500 | 130 | 500 | 53 | 475 | 130 | 475
LARYO-1 | A | 16 | 155 | 40 | 155 | 45 | 155 | 18 | 155 | 45 | 155 | 14 | 120 | 35 | 120
LARYO-2 | A | 16 | 158 | 40 | 158 | 45 | 158 | 18 | 158 | 45 | 158 | 14 | 120 | 35 | 120
LARYO-3 | A | 16 | 158 | 40 | 158 | 45 | 158 | 18 | 158 | 45 | 158 | 14 | 120 | 35 | 120
LARYO-4 | A | 16 | 158 | 40 | 158 | 45 | 158 | 18 | 158 | 45 | 158 | 14 | 120 | 35 | 120
LBAR-1G | A | 1 | 16 | 4 | 16 | 6 | 16 | 2 | 16 | 4 | 16 | 1 | 9 | 4 | 9
LBAR-1 | A | 39 | 360 | 88 | 360 | 88 | 360 | 55 | 360 | 145 | 360 | 41 | 270 | 90 | 270
LNCSO-1 | A | 12 | 130 | 30 | 130 | 32 | 130 | 12 | 130 | 32 | 130 | 10 | 100 | 26 | 100
LNCSO-2 | A | 13 | 140 | 34 | 140 | 36 | 140 | 14 | 140 | 36 | 140 | 12 | 125 | 32 | 125
LOAN-1 | A | 25 | 326 | 51 | 326 | 55 | 326 | 19 | 326 | 50 | 326 | 12 | 276 | 28 | 276
LOAN-2 | A | 25 | 326 | 51 | 326 | 55 | 326 | 19 | 326 | 50 | 326 | 12 | 276 | 28 | 276
LOAN-3 | A | 25 | 326 | 51 | 326 | 55 | 326 | 19 | 326 | 50 | 326 | 12 | 276 | 28 | 276
MEDP-1 | A | 30 | 380 | 76 | 330 | 76 | 330 | 48 | 380 | 105 | 380 | 31 | 330 | 79 | 290
MILWW-1 | A | 6 | 32 | 8 | 54 | 13 | 54 | 5 | 54 | 14 | 54 | 3 | 43 | 8 | 43
MKHLW-1 | A | 4 | 42 | 10 | 42 | 12 | 42 | 5 | 42 | 13 | 42 | 5 | 37 | 12 | 30
MRWD-1 | A | 43 | 448 | 100 | 448 | 112 | 448 | 67 | 448 | 160 | 448 | 36 | 328 | 93 | 328
NANT-1 | A | 0 | 15 | 0 | 15 | 0 | 15 | 0 | 15 | 1 | 15 | 0 | 15 | 0 | 15
PEHE-1 | A | 42 | 420 | 72 | 420 | 72 | 420 | 83 | 420 | 117 | 420 | 35 | 350 | 84 | 260
PEHE-2 | A | 16 | 490 | 40 | 265 | 42 | 490 | 0 | 0 | 0 | 0 | 0 | 490 | 0 | 490
PEMB-11 | A | 38 | 113 | 63 | 276 | 63 | 276 | 33 | 276 | 90 | 276 | 35 | 241 | 64 | 210
PEMB-21 | A | 38 | 113 | 63 | 276 | 63 | 276 | 33 | 276 | 90 | 276 | 35 | 241 | 64 | 210
PEMB-31 | A | 38 | 113 | 63 | 276 | 63 | 276 | 33 | 276 | 90 | 276 | 35 | 241 | 64 | 210
PEMB-41 | A | 38 | 113 | 63 | 276 | 63 | 276 | 33 | 276 | 90 | 276 | 35 | 241 | 64 | 210
PEMB-51 | A | 38 | 113 | 63 | 276 | 63 | 276 | 33 | 276 | 90 | 276 | 35 | 241 | 64 | 210
PETEM1 | A | 20 | 180 | 46 | 180 | 52 | 180 | 24 | 180 | 58 | 180 | 20 | 150 | 50 | 100
RATS-1 | A | 50 | 270 | 90 | 270 | 90 | 270 | 36 | 270 | 50 | 270 | 42 | 105 | 75 | 155
RATS-2 | A | 40 | 270 | 90 | 270 | 100 | 270 | 36 | 270 | 50 | 270 | 40 | 195 | 75 | 195
RATS-3 | A | 40 | 270 | 90 | 270 | 100 | 270 | 36 | 270 | 50 | 270 | 40 | 195 | 75 | 195
RATS-4 | A | 40 | 270 | 95 | 270 | 100 | 270 | 36 | 270 | 50 | 270 | 40 | 195 | 75 | 195
ROCK-1 | A | 36 | 400 | 50 | 400 | 54 | 400 | 60 | 400 | 160 | 400 | 33 | 220 | 53 | 220
RYHPS-1 | A | 30 | 305 | 48 | 305 | 66 | 305 | 42 | 305 | 51 | 305 | 30 | 130 | 42 | 68
SCCL-1 | A | 35 | 180 | 70 | 180 | 70 | 180 | 40 | 180 | 95 | 180 | 40 | 100 | 100 | 50
SCCL-2 | A | 35 | 180 | 70 | 180 | 70 | 180 | 40 | 180 | 95 | 180 | 40 | 100 | 100 | 50
SCCL-3 | A | 35 | 180 | 70 | 180 | 70 | 180 | 40 | 180 | 95 | 180 | 40 | 100 | 100 | 50
SEAB-1 | A | 44 | 254 | 125 | 254 | 150 | 254 | 55 | 254 | 150 | 254 | 75 | 164 | 176 | 38
SEAB-2 | A | 31 | 138 | 76 | 138 | 86 | 138 | 32 | 138 | 82 | 138 | 37 | 73 | 90 | 43
SHBA-1 | A | 41 | 255 | 104 | 255 | 115 | 255 | 44 | 255 | 120 | 255 | 39 | 195 | 115 | 40
SHBA-2 | A | 32 | 319 | 70 | 319 | 76 | 319 | 35 | 319 | 93 | 319 | 32 | 270 | 70 | 217
SHOS-1 | A | 18 | 160 | 24 | 160 | 24 | 160 | 30 | 160 | 75 | 160 | 18 | 135 | 24 | 135
SHRSO-1 | A | 16 | 157 | 44 | 157 | 46 | 157 | 17 | 157 | 46 | 157 | 16 | 141 | 43 | 113
SHRSO-2 | A | 16 | 157 | 44 | 157 | 46 | 157 | 17 | 157 | 46 | 157 | 16 | 141 | 43 | 113
SIZB-1 | A | 38 | 283 | 45 | 283 | 45 | 283 | 45 | 283 | 45 | 283 | 40 | 283 | 46 | 283
SIZB-2 | A | 38 | 283 | 45 | 283 | 45 | 283 | 45 | 283 | 45 | 283 | 40 | 283 | 46 | 283
SLOY-1 | A | 0 | 38 | 1 | 38 | 1 | 38 | 1 | 38 | 2 | 38 | 0 | 38 | 1 | 30
SLOY-2 | A | 0 | 38 | 1 | 38 | 1 | 38 | 1 | 38 | 2 | 38 | 0 | 38 | 1 | 30
SLOY-3 | A | 0 | 38 | 1 | 38 | 1 | 38 | 1 | 38 | 2 | 38 | 0 | 38 | 1 | 30
SLOY-4 | A | 0 | 28 | 1 | 28 | 1 | 28 | 1 | 28 | 2 | 28 | 0 | 28 | 1 | 22
SPLN-1 | A | 40 | 380 | 100 | 380 | 110 | 380 | 50 | 380 | 120 | 380 | 30 | 380 | 90 | 300
STAY-1 | A | 35 | 265 | 62 | 265 | 62 | 265 | 35 | 265 | 89 | 265 | 34 | 192 | 63 | 192
STAY-2 | A | 35 | 265 | 62 | 265 | 62 | 265 | 35 | 265 | 89 | 265 | 34 | 192 | 63 | 192
STAY-3 | A | 35 | 265 | 62 | 265 | 62 | 265 | 35 | 265 | 89 | 265 | 34 | 192 | 63 | 192
STAY-4 | A | 35 | 265 | 62 | 265 | 62 | 265 | 35 | 265 | 89 | 265 | 34 | 192 | 63 | 192
SUTB-1 | A | 36 | 380 | 104 | 380 | 148 | 380 | 52 | 380 | 132 | 380 | 47 | 250 | 107 | 250
SVRP-10 | A | 20 | 225 | 50 | 225 | 70 | 225 | 32 | 225 | 80 | 225 | 20 | 172 | 50 | 172
SVRP-20 | A | 20 | 225 | 50 | 225 | 70 | 225 | 32 | 225 | 80 | 225 | 20 | 172 | 50 | 172
USKM-13 | A | 6 | 49 | 15 | 49 | 17 | 49 | 8 | 49 | 19 | 49 | 7 | 36 | 8 | 36
USKM-14 | A | 6 | 49 | 15 | 49 | 17 | 49 | 8 | 49 | 19 | 49 | 7 | 36 | 8 | 36
USKM-15 | A | 6 | 49 | 15 | 49 | 17 | 49 | 8 | 49 | 19 | 49 | 7 | 36 | 8 | 36
WBUPS-1 | A | 30 | 113 | 48 | 153 | 48 | 153 | 32 | 113 | 50 | 113 | 40 | 153 | 65 | 113
WBUPS-2 | A | 30 | 133 | 48 | 173 | 48 | 173 | 32 | 133 | 50 | 133 | 40 | 173 | 65 | 133
WBUPS-3 | A | 30 | 133 | 48 | 173 | 48 | 173 | 32 | 133 | 50 | 133 | 40 | 173 | 65 | 133
WBUPS-4 | A | 30 | 113 | 48 | 153 | 48 | 153 | 32 | 113 | 50 | 113 | 40 | 153 | 65 | 113
WBURB-1 | A | 22 | 240 | 48 | 240 | 62 | 240 | 27 | 240 | 69 | 240 | 20 | 200 | 50 | 120
WBURB-2 | A | 25 | 255 | 52 | 255 | 62 | 255 | 26 | 255 | 67 | 255 | 22 | 215 | 52 | 135
WBURB-3 | A | 23 | 255 | 48 | 255 | 62 | 255 | 27 | 255 | 67 | 255 | 20 | 215 | 52 | 135
WDNSO-1 | A | 21 | 191 | 54 | 191 | 57 | 191 | 21 | 191 | 57 | 191 | 21 | 170 | 55 | 136
WDNSO-2 | A | 21 | 191 | 54 | 191 | 57 | 191 | 21 | 191 | 57 | 191 | 21 | 170 | 55 | 136
WHILW-1 | A | 31 | 322 | 84 | 322 | 90 | 322 | 33 | 322 | 90 | 322 | 32 | 255 | 86 | 210
WHILW-2 | A | 19 | 163 | 33 | 163 | 35 | 163 | 20 | 163 | 52 | 163 | 21 | 142 | 43 | 119
WLNYO-2 | A | 19 | 182 | 51 | 182 | 54 | 182 | 20 | 182 | 53 | 182 | 20 | 158 | 51 | 130
WLNYW-1 | A | 19 | 182 | 51 | 182 | 54 | 182 | 20 | 182 | 53 | 182 | 20 | 158 | 51 | 130

## Dec 2017
MW Response Capability by BMU
|  | Primary Response (Max MWhrs) | [5 empty] | Secondary Response (Max Mwhrs) |  |  |  | High Frequency Response (Max MWhrs)
UNIT | Mode | 0.2Hz |  | 0.5Hz |  | 0.8Hz |  | 0.2/0.2Hz |  | 0.5/0.5Hz |  | 0.2Hz |  | 0.5Hz
ABTH7 | A | 40 | 250 | 72 | 250 | 72 | 250 | 48 | 250 | 120 | 250 | 38 | 185 | 55 | 185
ABTH8 | A | 40 | 250 | 72 | 250 | 72 | 250 | 48 | 250 | 120 | 250 | 38 | 185 | 55 | 185
ABTH9 | A | 30 | 240 | 80 | 240 | 80 | 240 | 40 | 240 | 120 | 240 | 38 | 125 | 52 | 125
ARCHW-1 | A | 10 | 92 | 25 | 92 | 25 | 92 | 12 | 92 | 30 | 92 | 11 | 73 | 24 | 56
BAGE-1 | A | 30 | 255 | 70 | 255 | 90 | 255 | 35 | 255 | 90 | 255 | 28 | 220 | 70 | 185
BAGE-2 | A | 3 | 17 | 8 | 17 | 12 | 17 | 4 | 17 | 9 | 17 | 2 | 17 | 5 | 17
BARKB2 | A | 33 | 210 | 82 | 210 | 108 | 210 | 39 | 210 | 97 | 210 | 31 | 120 | 84 | 120
BARK-1 | A | 22 | 140 | 55 | 140 | 72 | 140 | 26 | 140 | 65 | 140 | 21 | 80 | 54 | 80
BLLA-1 | A | 6 | 99 | 13 | 99 | 13 | 99 | 15 | 99 | 39 | 99 | 9 | 83 | 16 | 83
BRDUW-1 | A | 6 | 58 | 17 | 58 | 17 | 58 | 7 | 58 | 17 | 58 | 6 | 36 | 17 | 36
BRGG-1 | A | 16 | 110 | 32 | 110 | 48 | 110 | 16 | 110 | 40 | 110 | 14 | 96 | 34 | 46
BRYP-1 | A | 15 | 82 | 25 | 82 | 31 | 82 | 22 | 82 | 37 | 82 | 10 | 82 | 27 | 47
BURBW-1 | A | 0 | 90 | 0 | 90 | 0 | 90 | 0 | 0 | 0 | 0 | 0 | 90 | 0 | 90
CARR-1 | A | 35 | 235 | 58 | 235 | 58 | 235 | 35 | 235 | 88 | 235 | 34 | 179 | 56 | 179
CARR-2 | A | 35 | 235 | 58 | 235 | 58 | 235 | 35 | 235 | 88 | 235 | 34 | 179 | 56 | 179
CDCL-1 | A | 30 | 160 | 40 | 160 | 40 | 160 | 34 | 160 | 40 | 160 | 27 | 120 | 40 | 120
CLAC-1 | A | 3 | 28 | 8 | 28 | 13 | 28 | 3 | 36 | 9 | 36 | 3 | 28 | 8 | 28
CLDCW-1 | A | 14 | 14 | 34 | 113 | 36 | 113 | 13 | 113 | 35 | 113 | 13 | 99 | 34 | 78
CLDNW-1 | A | 13 | 108 | 33 | 108 | 35 | 108 | 13 | 108 | 35 | 108 | 12 | 95 | 33 | 74
CLDSW-1 | A | 16 | 129 | 40 | 129 | 43 | 129 | 16 | 129 | 42 | 129 | 16 | 113 | 41 | 88
CNQPS-1 | A | 22 | 170 | 55 | 170 | 55 | 170 | 28 | 170 | 70 | 170 | 26 | 120 | 60 | 105
CNQPS-2 | A | 22 | 170 | 55 | 170 | 55 | 170 | 28 | 170 | 70 | 170 | 22 | 120 | 55 | 105
CNQPS-3 | A | 22 | 170 | 55 | 170 | 55 | 170 | 28 | 170 | 70 | 170 | 22 | 120 | 55 | 105
CNQPS-4 | A | 22 | 170 | 55 | 170 | 55 | 170 | 28 | 170 | 70 | 170 | 28 | 105 | 55 | 105
CORB-1 | A | 10 | 130 | 30 | 130 | 50 | 130 | 28 | 130 | 60 | 130 | 15 | 95 | 40 | 60
COSO-1 | A | 20 | 380 | 40 | 380 | 50 | 380 | 60 | 380 | 140 | 380 | 17 | 304 | 40 | 304
COTPS-1 | A | 29 | 277 | 50 | 277 | 62 | 277 | 35 | 60 | 63 | 277 | 30 | 122 | 60 | 122
COTPS-2 | A | 29 | 287 | 50 | 287 | 62 | 287 | 35 | 60 | 63 | 287 | 30 | 122 | 60 | 122
COTPS-3 | A | 29 | 287 | 50 | 287 | 62 | 287 | 35 | 60 | 63 | 287 | 30 | 122 | 60 | 122
COTPS-4 | A | 29 | 277 | 50 | 277 | 62 | 277 | 35 | 60 | 63 | 277 | 30 | 122 | 60 | 122
COWE1 | A | 7 | 30 | 17 | 30 | 17 | 30 | 7 | 30 | 17 | 30 | 7 | 30 | 17 | 30
COWE2 | A | 7 | 30 | 17 | 30 | 17 | 30 | 7 | 30 | 17 | 30 | 7 | 30 | 17 | 30
CRUA-1 | A | 10 | 110 | 25 | 110 | 37 | 110 | 12 | 110 | 30 | 110 | 10 | 84 | 25 | 48
CRUA-2 | A | 10 | 110 | 25 | 110 | 37 | 110 | 12 | 110 | 30 | 110 | 10 | 84 | 25 | 48
CRUA-3 | A | 7 | 30 | 15 | 30 | 21 | 30 | 9 | 30 | 24 | 30 | 5 | 25 | 13 | 15
CRUA-4 | A | 7 | 30 | 15 | 30 | 21 | 30 | 9 | 30 | 24 | 30 | 5 | 25 | 13 | 15
CRYRW-2 | A | 15 | 138 | 38 | 138 | 40 | 138 | 15 | 138 | 40 | 138 | 13 | 109 | 40 | 63
DAMC-1 | A | 64 | 380 | 136 | 380 | 156 | 380 | 80 | 380 | 180 | 380 | 60 | 293 | 190 | 128
DEEP-1 | A | 20 | 180 | 60 | 180 | 86 | 180 | 22 | 180 | 80 | 180 | 24 | 96 | 52 | 96
DIDCB5 | A | 40 | 330 | 104 | 330 | 125 | 330 | 55 | 330 | 140 | 330 | 40 | 185 | 105 | 185
DIDCB6 | A | 50 | 250 | 105 | 250 | 105 | 250 | 50 | 250 | 130 | 250 | 50 | 153 | 110 | 103
DINO-1 | A | 14 | 138 | 39 | 138 | 58 | 138 | 28 | 138 | 72 | 138 | 14 | 118 | 36 | 88
DINO-2 | A | 14 | 138 | 39 | 138 | 58 | 138 | 28 | 138 | 72 | 138 | 14 | 118 | 36 | 88
DINO-3 | A | 14 | 138 | 39 | 138 | 58 | 138 | 28 | 138 | 72 | 138 | 14 | 118 | 36 | 88
DINO-4 | A | 14 | 138 | 39 | 138 | 58 | 138 | 28 | 138 | 72 | 138 | 14 | 118 | 36 | 88
DINO-5 | A | 14 | 138 | 39 | 138 | 58 | 138 | 28 | 138 | 72 | 138 | 14 | 118 | 36 | 88
DINO-6 | A | 14 | 138 | 39 | 138 | 58 | 138 | 28 | 138 | 72 | 138 | 14 | 118 | 36 | 88
DRAXX-1 | A | 68 | 345 | 100 | 345 | 100 | 345 | 64 | 95 | 110 | 345 | 60 | 225 | 70 | 225
DRAXX-2 | A | 68 | 345 | 100 | 345 | 100 | 345 | 64 | 95 | 110 | 345 | 60 | 225 | 70 | 225
DRAXX-3 | A | 68 | 345 | 100 | 345 | 100 | 345 | 64 | 95 | 110 | 345 | 60 | 225 | 70 | 225
DRAXX-4 | A | 68 | 345 | 100 | 345 | 100 | 345 | 64 | 95 | 110 | 345 | 60 | 225 | 70 | 225
DRAXX-5 | A | 68 | 345 | 100 | 345 | 100 | 345 | 64 | 95 | 110 | 345 | 60 | 225 | 70 | 225
DRAXX-6 | A | 68 | 345 | 100 | 345 | 100 | 345 | 64 | 95 | 110 | 345 | 60 | 225 | 70 | 225
DRSLW-1 | A | 6 | 69 | 16 | 69 | 17 | 69 | 6 | 69 | 17 | 69 | 6 | 61 | 16 | 54
EECL-1 | A | 20 | 178 | 25 | 178 | 25 | 178 | 32 | 178 | 81 | 178 | 20 | 143 | 25 | 143
EGGPS-1 | A | 45 | 205 | 83 | 205 | 83 | 205 | 49 | 205 | 110 | 205 | 33 | 95 | 60 | 95
EGGPS-2 | A | 45 | 205 | 83 | 205 | 83 | 205 | 49 | 205 | 110 | 205 | 33 | 95 | 60 | 95
EGGPS-3 | A | 45 | 205 | 83 | 205 | 83 | 205 | 49 | 205 | 110 | 205 | 33 | 95 | 60 | 95
EGGPS-4 | A | 45 | 205 | 83 | 205 | 83 | 205 | 49 | 205 | 110 | 205 | 33 | 95 | 60 | 95
ERRO-1 | A | 1 | 21 | 1 | 21 | 1 | 21 | 2 | 21 | 5 | 21 | 1 | 17 | 1 | 17
ERRO-2 | A | 1 | 21 | 1 | 21 | 1 | 21 | 2 | 21 | 5 | 21 | 1 | 17 | 1 | 17
ERRO-3 | A | 1 | 21 | 1 | 21 | 1 | 21 | 2 | 21 | 5 | 21 | 1 | 17 | 1 | 17
FAARW-1 | A | 2 | 37 | 4 | 37 | 4 | 37 | 4 | 37 | 12 | 37 | 2 | 33 | 4 | 33
FAARW-2 | A | 2 | 37 | 4 | 37 | 4 | 37 | 4 | 37 | 12 | 37 | 2 | 33 | 4 | 33
FALGW-1 | A | 11 | 108 | 28 | 108 | 41 | 108 | 13 | 108 | 35 | 108 | 10 | 86 | 22 | 64
FASN-1 | A | 0 | 15 | 1 | 15 | 1 | 15 | 1 | 15 | 2 | 15 | 0 | 15 | 1 | 12
FASN2 | A | 0 | 15 | 1 | 15 | 1 | 15 | 1 | 15 | 2 | 15 | 0 | 15 | 1 | 12
FASN3 | A | 0 | 15 | 1 | 15 | 1 | 15 | 1 | 15 | 2 | 15 | 0 | 15 | 1 | 12
FAWN-1 | A | 10 | 52 | 25 | 52 | 40 | 52 | 13 | 52 | 32 | 52 | 11 | 37 | 27 | 27
FELL-1 | A | 9 | 63 | 21 | 63 | 22 | 63 | 10 | 63 | 24 | 63 | 9 | 63 | 22 | 63
FFES-1 | A | 10 | 35 | 27 | 35 | 30 | 35 | 9 | 35 | 22 | 35 | 4 | 27 | 6 | 27
FFES-2 | A | 10 | 35 | 27 | 35 | 30 | 35 | 9 | 35 | 22 | 35 | 4 | 27 | 6 | 27
FFES-3 | A | 10 | 35 | 27 | 35 | 30 | 35 | 9 | 35 | 22 | 35 | 4 | 27 | 6 | 27
FFES-4 | A | 10 | 35 | 27 | 35 | 30 | 35 | 9 | 35 | 22 | 35 | 4 | 27 | 6 | 27
FIDL-1 | A | 13 | 205 | 20 | 205 | 23 | 205 | 35 | 100 | 40 | 147 | 30 | 147 | 50 | 147
FIDL-2 | A | 13 | 205 | 20 | 205 | 23 | 205 | 35 | 100 | 40 | 147 | 30 | 147 | 50 | 147
FIDL-3 | A | 13 | 205 | 20 | 205 | 23 | 205 | 35 | 100 | 40 | 147 | 30 | 147 | 50 | 147
FIDL-4 | A | 13 | 205 | 20 | 205 | 23 | 205 | 35 | 100 | 40 | 147 | 30 | 147 | 50 | 147
FINL-1 | A | 0 | 14 | 1 | 14 | 1 | 14 | 1 | 14 | 2 | 14 | 0 | 14 | 1 | 11
FOYE-1 | A | 6 | 60 | 13 | 60 | 16 | 60 | 11 | 60 | 27 | 60 | 5 | 30 | 11 | 30
FOYE-2 | A | 6 | 60 | 13 | 60 | 16 | 60 | 11 | 60 | 27 | 60 | 5 | 30 | 11 | 30
GLNDO-1 | A | 6 | 80 | 12 | 45 | 17 | 45 | 12 | 45 | 25 | 45 | 8 | 65 | 18 | 45
GNFSW-1 | A | 11 | 100 | 30 | 100 | 30 | 100 | 12 | 100 | 31 | 100 | 12 | 70 | 30 | 70
GNFSW-2 | A | 7 | 64 | 18 | 64 | 18 | 64 | 8 | 64 | 18 | 64 | 6 | 49 | 15 | 49
GORDW-1 | A | 6 | 62 | 16 | 56 | 26 | 45 | 7 | 62 | 18 | 62 | 6 | 56 | 16 | 45
GRAI-6 | A | 24 | 320 | 58 | 320 | 58 | 320 | 35 | 320 | 88 | 320 | 28 | 270 | 60 | 230
GRAI-7 | A | 30 | 232 | 60 | 232 | 60 | 232 | 32 | 232 | 84 | 232 | 32 | 175 | 65 | 135
GRAI-8 | A | 26 | 232 | 58 | 232 | 58 | 232 | 32 | 232 | 84 | 232 | 32 | 175 | 65 | 135
GRIFW-1 | A | 8 | 94 | 22 | 94 | 23 | 94 | 8 | 94 | 22 | 94 | 8 | 85 | 22 | 72
GRIFW-2 | A | 8 | 94 | 22 | 94 | 23 | 94 | 8 | 94 | 22 | 94 | 8 | 85 | 22 | 72
GRMO-1 | A | 8 | 43 | 8 | 43 | 8 | 43 | 8 | 43 | 8 | 43 | 8 | 23 | 8 | 23
GYAR-1 | A | 17 | 176 | 42 | 176 | 66 | 176 | 24 | 176 | 60 | 176 | 17 | 176 | 42 | 176
GYMRO-15 | A | 6 | 145 | 15 | 145 | 15 | 145 | 6 | 145 | 15 | 145 | 6 | 44 | 15 | 44
GYMRO-17 | A | 6 | 145 | 15 | 145 | 15 | 145 | 6 | 145 | 15 | 145 | 6 | 44 | 15 | 44
GYMRO-26 | A | 6 | 145 | 15 | 145 | 15 | 145 | 6 | 145 | 15 | 145 | 6 | 44 | 15 | 44
GYMRO-28 | A | 6 | 145 | 15 | 145 | 15 | 145 | 6 | 145 | 15 | 145 | 6 | 44 | 15 | 44
HADHW-1 | A | 7 | 76 | 14 | 76 | 22 | 76 | 13 | 76 | 34 | 76 | 8 | 65 | 17 | 65
HRSTW-1 | A | 12 | 102 | 30 | 102 | 45 | 102 | 13 | 102 | 34 | 102 | 13 | 80 | 27 | 66
HUMR-1 | A | 60 | 533 | 150 | 533 | 200 | 533 | 80 | 533 | 200 | 533 | 62 | 419 | 155 | 251
INDQ-1 | A | 12 | 102 | 31 | 102 | 43 | 102 | 13 | 102 | 34 | 102 | 12 | 72 | 30 | 72
KEAD-1 | A | 38 | 415 | 90 | 415 | 90 | 415 | 55 | 415 | 138 | 415 | 38 | 355 | 90 | 285
KILBW-1 | A | 3 | 56 | 8 | 56 | 13 | 56 | 5 | 56 | 14 | 56 | 4 | 53 | 9 | 47
KILLPG-1 | A | 8 | 225 | 10 | 225 | 10 | 225 | 10 | 225 | 12 | 225 | 4 | 150 | 15 | 150
KILLPG-2 | A | 18 | 225 | 25 | 225 | 25 | 225 | 37 | 225 | 37 | 225 | 22 | 195 | 30 | 195
KILNS-1 | A | 30 | 290 | 72 | 290 | 84 | 290 | 42 | 290 | 114 | 290 | 18 | 104 | 45 | 104
KLYN-A-1 | A | 24 | 126 | 50 | 126 | 50 | 126 | 34 | 126 | 70 | 126 | 22 | 81 | 34 | 81
LAGA-1 | A | 55 | 500 | 123 | 500 | 140 | 500 | 52 | 500 | 130 | 500 | 53 | 475 | 130 | 475
LARYO-1 | A | 16 | 155 | 40 | 155 | 45 | 155 | 18 | 155 | 45 | 155 | 14 | 120 | 35 | 120
LARYO-2 | A | 16 | 158 | 40 | 158 | 45 | 158 | 18 | 158 | 45 | 158 | 14 | 120 | 35 | 120
LARYO-3 | A | 16 | 158 | 40 | 158 | 45 | 158 | 18 | 158 | 45 | 158 | 14 | 120 | 35 | 120
LARYO-4 | A | 16 | 158 | 40 | 158 | 45 | 158 | 18 | 158 | 45 | 158 | 14 | 120 | 35 | 120
LBAR-1G | A | 1 | 16 | 4 | 16 | 6 | 16 | 2 | 16 | 4 | 16 | 1 | 9 | 4 | 9
LBAR-1 | A | 39 | 360 | 88 | 360 | 88 | 360 | 55 | 360 | 145 | 360 | 41 | 270 | 90 | 270
LNCSO-1 | A | 12 | 130 | 30 | 130 | 32 | 130 | 12 | 130 | 32 | 130 | 10 | 100 | 26 | 100
LNCSO-2 | A | 13 | 140 | 34 | 140 | 36 | 140 | 14 | 140 | 36 | 140 | 12 | 125 | 32 | 125
LOAN-1 | A | 25 | 326 | 51 | 326 | 55 | 326 | 19 | 326 | 50 | 326 | 12 | 276 | 28 | 276
LOAN-2 | A | 25 | 326 | 51 | 326 | 55 | 326 | 19 | 326 | 50 | 326 | 12 | 276 | 28 | 276
LOAN-3 | A | 25 | 326 | 51 | 326 | 55 | 326 | 19 | 326 | 50 | 326 | 12 | 276 | 28 | 276
MEDP-1 | A | 30 | 380 | 76 | 330 | 76 | 330 | 48 | 380 | 105 | 380 | 31 | 330 | 79 | 290
MILWW-1 | A | 6 | 32 | 8 | 54 | 13 | 54 | 5 | 54 | 14 | 54 | 3 | 43 | 8 | 43
MKHLW-1 | A | 4 | 42 | 10 | 42 | 12 | 42 | 5 | 42 | 13 | 42 | 5 | 37 | 12 | 30
MRWD-1 | A | 43 | 448 | 100 | 448 | 112 | 448 | 67 | 448 | 160 | 448 | 36 | 328 | 93 | 328
NANT-1 | A | 0 | 15 | 0 | 15 | 0 | 15 | 0 | 15 | 1 | 15 | 0 | 15 | 0 | 15
PEHE-1 | A | 42 | 420 | 72 | 420 | 72 | 420 | 83 | 420 | 117 | 420 | 35 | 350 | 84 | 260
PEHE-2 | A | 16 | 490 | 40 | 265 | 42 | 490 | 0 | 0 | 0 | 0 | 0 | 490 | 0 | 490
PEMB-11 | A | 38 | 113 | 63 | 276 | 63 | 276 | 33 | 276 | 90 | 276 | 35 | 241 | 64 | 210
PEMB-21 | A | 38 | 113 | 63 | 276 | 63 | 276 | 33 | 276 | 90 | 276 | 35 | 241 | 64 | 210
PEMB-31 | A | 38 | 113 | 63 | 276 | 63 | 276 | 33 | 276 | 90 | 276 | 35 | 241 | 64 | 210
PEMB-41 | A | 38 | 113 | 63 | 276 | 63 | 276 | 33 | 276 | 90 | 276 | 35 | 241 | 64 | 210
PEMB-51 | A | 38 | 113 | 63 | 276 | 63 | 276 | 33 | 276 | 90 | 276 | 35 | 241 | 64 | 210
PETEM1 | A | 20 | 180 | 46 | 180 | 52 | 180 | 24 | 180 | 58 | 180 | 20 | 150 | 50 | 100
RATS-1 | A | 50 | 270 | 90 | 270 | 90 | 270 | 36 | 270 | 50 | 270 | 42 | 105 | 75 | 155
RATS-2 | A | 40 | 270 | 90 | 270 | 100 | 270 | 36 | 270 | 50 | 270 | 40 | 195 | 75 | 195
RATS-3 | A | 40 | 270 | 90 | 270 | 100 | 270 | 36 | 270 | 50 | 270 | 40 | 195 | 75 | 195
RATS-4 | A | 40 | 270 | 95 | 270 | 100 | 270 | 36 | 270 | 50 | 270 | 40 | 195 | 75 | 195
ROCK-1 | A | 36 | 400 | 50 | 400 | 54 | 400 | 60 | 400 | 160 | 400 | 33 | 220 | 53 | 220
RYHPS-1 | A | 30 | 305 | 48 | 305 | 66 | 305 | 42 | 305 | 51 | 305 | 30 | 130 | 42 | 68
SCCL-1 | A | 35 | 180 | 70 | 180 | 70 | 180 | 40 | 180 | 95 | 180 | 40 | 100 | 100 | 50
SCCL-2 | A | 35 | 180 | 70 | 180 | 70 | 180 | 40 | 180 | 95 | 180 | 40 | 100 | 100 | 50
SCCL-3 | A | 35 | 180 | 70 | 180 | 70 | 180 | 40 | 180 | 95 | 180 | 40 | 100 | 100 | 50
SEAB-1 | A | 44 | 254 | 125 | 254 | 150 | 254 | 55 | 254 | 150 | 254 | 75 | 164 | 176 | 38
SEAB-2 | A | 31 | 138 | 76 | 138 | 86 | 138 | 32 | 138 | 82 | 138 | 37 | 73 | 90 | 43
SHBA-1 | A | 41 | 255 | 104 | 255 | 115 | 255 | 44 | 255 | 120 | 255 | 39 | 195 | 115 | 40
SHBA-2 | A | 32 | 319 | 70 | 319 | 76 | 319 | 35 | 319 | 93 | 319 | 32 | 270 | 70 | 217
SHOS-1 | A | 18 | 160 | 24 | 160 | 24 | 160 | 30 | 160 | 75 | 160 | 18 | 135 | 24 | 135
SHRSO-1 | A | 16 | 157 | 44 | 157 | 46 | 157 | 17 | 157 | 46 | 157 | 16 | 141 | 43 | 113
SHRSO-2 | A | 16 | 157 | 44 | 157 | 46 | 157 | 17 | 157 | 46 | 157 | 16 | 141 | 43 | 113
SIZB-1 | A | 38 | 283 | 45 | 283 | 45 | 283 | 45 | 283 | 45 | 283 | 40 | 283 | 46 | 283
SIZB-2 | A | 38 | 283 | 45 | 283 | 45 | 283 | 45 | 283 | 45 | 283 | 40 | 283 | 46 | 283
SLOY-1 | A | 0 | 38 | 1 | 38 | 1 | 38 | 1 | 38 | 2 | 38 | 0 | 38 | 1 | 30
SLOY-2 | A | 0 | 38 | 1 | 38 | 1 | 38 | 1 | 38 | 2 | 38 | 0 | 38 | 1 | 30
SLOY-3 | A | 0 | 38 | 1 | 38 | 1 | 38 | 1 | 38 | 2 | 38 | 0 | 38 | 1 | 30
SLOY-4 | A | 0 | 28 | 1 | 28 | 1 | 28 | 1 | 28 | 2 | 28 | 0 | 28 | 1 | 22
SPLN-1 | A | 40 | 380 | 100 | 380 | 110 | 380 | 50 | 380 | 120 | 380 | 30 | 380 | 90 | 300
STAY-1 | A | 35 | 265 | 62 | 265 | 62 | 265 | 35 | 265 | 89 | 265 | 34 | 192 | 63 | 192
STAY-2 | A | 35 | 265 | 62 | 265 | 62 | 265 | 35 | 265 | 89 | 265 | 34 | 192 | 63 | 192
STAY-3 | A | 35 | 265 | 62 | 265 | 62 | 265 | 35 | 265 | 89 | 265 | 34 | 192 | 63 | 192
STAY-4 | A | 35 | 265 | 62 | 265 | 62 | 265 | 35 | 265 | 89 | 265 | 34 | 192 | 63 | 192
SUTB-1 | A | 36 | 380 | 104 | 380 | 148 | 380 | 52 | 380 | 132 | 380 | 47 | 250 | 107 | 250
SVRP-10 | A | 20 | 225 | 50 | 225 | 70 | 225 | 32 | 225 | 80 | 225 | 20 | 172 | 50 | 172
SVRP-20 | A | 20 | 225 | 50 | 225 | 70 | 225 | 32 | 225 | 80 | 225 | 20 | 172 | 50 | 172
USKM-13 | A | 6 | 49 | 15 | 49 | 17 | 49 | 8 | 49 | 19 | 49 | 7 | 36 | 8 | 36
USKM-14 | A | 6 | 49 | 15 | 49 | 17 | 49 | 8 | 49 | 19 | 49 | 7 | 36 | 8 | 36
USKM-15 | A | 6 | 49 | 15 | 49 | 17 | 49 | 8 | 49 | 19 | 49 | 7 | 36 | 8 | 36
WBUPS-1 | A | 30 | 113 | 48 | 153 | 48 | 153 | 32 | 113 | 50 | 113 | 40 | 153 | 65 | 113
WBUPS-2 | A | 30 | 133 | 48 | 173 | 48 | 173 | 32 | 133 | 50 | 133 | 40 | 173 | 65 | 133
WBUPS-3 | A | 30 | 133 | 48 | 173 | 48 | 173 | 32 | 133 | 50 | 133 | 40 | 173 | 65 | 133
WBUPS-4 | A | 30 | 113 | 48 | 153 | 48 | 153 | 32 | 113 | 50 | 113 | 40 | 153 | 65 | 113
WBURB-1 | A | 22 | 240 | 48 | 240 | 62 | 240 | 27 | 240 | 69 | 240 | 20 | 200 | 50 | 120
WBURB-2 | A | 25 | 255 | 52 | 255 | 62 | 255 | 26 | 255 | 67 | 255 | 22 | 215 | 52 | 135
WBURB-3 | A | 23 | 255 | 48 | 255 | 62 | 255 | 27 | 255 | 67 | 255 | 20 | 215 | 52 | 135
WDNSO-1 | A | 21 | 191 | 54 | 191 | 57 | 191 | 21 | 191 | 57 | 191 | 21 | 170 | 55 | 136
WDNSO-2 | A | 21 | 191 | 54 | 191 | 57 | 191 | 21 | 191 | 57 | 191 | 21 | 170 | 55 | 136
WHILW-1 | A | 31 | 322 | 84 | 322 | 90 | 322 | 33 | 322 | 90 | 322 | 32 | 255 | 86 | 210
WHILW-2 | A | 19 | 163 | 33 | 163 | 35 | 163 | 20 | 163 | 52 | 163 | 21 | 142 | 43 | 119
WLNYO-2 | A | 19 | 182 | 51 | 182 | 54 | 182 | 20 | 182 | 53 | 182 | 20 | 158 | 51 | 130
WLNYW-1 | A | 19 | 182 | 51 | 182 | 54 | 182 | 20 | 182 | 53 | 182 | 20 | 158 | 51 | 130

## Nov 2017
MW Response Capability by BMU
|  | Primary Response (Max MWhrs) | [5 empty] | Secondary Response (Max Mwhrs) |  |  |  | High Frequency Response (Max MWhrs)
UNIT | Mode | 0.2Hz |  | 0.5Hz |  | 0.8Hz |  | 0.2/0.2Hz |  | 0.5/0.5Hz |  | 0.2Hz |  | 0.5Hz
ABTH7 | A | 40 | 250 | 72 | 250 | 72 | 250 | 48 | 250 | 120 | 250 | 38 | 185 | 55 | 185
ABTH8 | A | 40 | 250 | 72 | 250 | 72 | 250 | 48 | 250 | 120 | 250 | 38 | 185 | 55 | 185
ABTH9 | A | 30 | 240 | 80 | 240 | 80 | 240 | 40 | 240 | 120 | 240 | 38 | 125 | 52 | 125
ARCHW-1 | A | 10 | 92 | 25 | 92 | 25 | 92 | 12 | 92 | 30 | 92 | 11 | 73 | 24 | 56
BAGE-1 | A | 30 | 255 | 70 | 255 | 90 | 255 | 35 | 255 | 90 | 255 | 28 | 220 | 70 | 185
BAGE-2 | A | 3 | 17 | 8 | 17 | 12 | 17 | 4 | 17 | 9 | 17 | 2 | 17 | 5 | 17
BARKB2 | A | 33 | 210 | 82 | 210 | 108 | 210 | 39 | 210 | 97 | 210 | 31 | 120 | 84 | 120
BARK-1 | A | 22 | 140 | 55 | 140 | 72 | 140 | 26 | 140 | 65 | 140 | 21 | 80 | 54 | 80
BLLA-1 | A | 6 | 99 | 13 | 99 | 13 | 99 | 15 | 99 | 39 | 99 | 9 | 83 | 16 | 83
BRDUW-1 | A | 6 | 58 | 17 | 58 | 17 | 58 | 7 | 58 | 17 | 58 | 6 | 36 | 17 | 36
BRGG-1 | A | 16 | 110 | 32 | 110 | 48 | 110 | 16 | 110 | 40 | 110 | 14 | 96 | 34 | 46
BRYP-1 | A | 15 | 82 | 25 | 82 | 31 | 82 | 22 | 82 | 37 | 82 | 10 | 82 | 27 | 47
BURBW-1 | A | 0 | 90 | 0 | 90 | 0 | 90 | 0 | 0 | 0 | 0 | 0 | 90 | 0 | 90
CARR-1 | A | 35 | 235 | 58 | 235 | 58 | 235 | 35 | 235 | 88 | 235 | 34 | 179 | 56 | 179
CARR-2 | A | 35 | 235 | 58 | 235 | 58 | 235 | 35 | 235 | 88 | 235 | 34 | 179 | 56 | 179
CDCL-1 | A | 30 | 160 | 40 | 160 | 40 | 160 | 34 | 160 | 40 | 160 | 27 | 120 | 40 | 120
CLAC-1 | A | 3 | 28 | 8 | 28 | 13 | 28 | 3 | 36 | 9 | 36 | 3 | 28 | 8 | 28
CLDCW-1 | A | 14 | 14 | 34 | 113 | 36 | 113 | 13 | 113 | 35 | 113 | 13 | 99 | 34 | 78
CLDNW-1 | A | 13 | 108 | 33 | 108 | 35 | 108 | 13 | 108 | 35 | 108 | 12 | 95 | 33 | 74
CLDSW-1 | A | 16 | 129 | 40 | 129 | 43 | 129 | 16 | 129 | 42 | 129 | 16 | 113 | 41 | 88
CNQPS-1 | A | 22 | 170 | 55 | 170 | 55 | 170 | 28 | 170 | 70 | 170 | 26 | 120 | 60 | 105
CNQPS-2 | A | 22 | 170 | 55 | 170 | 55 | 170 | 28 | 170 | 70 | 170 | 22 | 120 | 55 | 105
CNQPS-3 | A | 22 | 170 | 55 | 170 | 55 | 170 | 28 | 170 | 70 | 170 | 22 | 120 | 55 | 105
CNQPS-4 | A | 22 | 170 | 55 | 170 | 55 | 170 | 28 | 170 | 70 | 170 | 28 | 105 | 55 | 105
CORB-1 | A | 10 | 130 | 30 | 130 | 50 | 130 | 28 | 130 | 60 | 130 | 15 | 95 | 40 | 60
COSO-1 | A | 20 | 380 | 40 | 380 | 50 | 380 | 60 | 380 | 140 | 380 | 17 | 304 | 40 | 304
COTPS-1 | A | 29 | 277 | 50 | 277 | 62 | 277 | 35 | 60 | 63 | 277 | 30 | 122 | 60 | 122
COTPS-2 | A | 29 | 287 | 50 | 287 | 62 | 287 | 35 | 60 | 63 | 287 | 30 | 122 | 60 | 122
COTPS-3 | A | 29 | 287 | 50 | 287 | 62 | 287 | 35 | 60 | 63 | 287 | 30 | 122 | 60 | 122
COTPS-4 | A | 29 | 277 | 50 | 277 | 62 | 277 | 35 | 60 | 63 | 277 | 30 | 122 | 60 | 122
COWE1 | A | 7 | 30 | 17 | 30 | 17 | 30 | 7 | 30 | 17 | 30 | 7 | 30 | 17 | 30
COWE2 | A | 7 | 30 | 17 | 30 | 17 | 30 | 7 | 30 | 17 | 30 | 7 | 30 | 17 | 30
CRUA-1 | A | 10 | 110 | 25 | 110 | 37 | 110 | 12 | 110 | 30 | 110 | 10 | 84 | 25 | 48
CRUA-2 | A | 10 | 110 | 25 | 110 | 37 | 110 | 12 | 110 | 30 | 110 | 10 | 84 | 25 | 48
CRUA-3 | A | 7 | 30 | 15 | 30 | 21 | 30 | 9 | 30 | 24 | 30 | 5 | 25 | 13 | 15
CRUA-4 | A | 7 | 30 | 15 | 30 | 21 | 30 | 9 | 30 | 24 | 30 | 5 | 25 | 13 | 15
CRYRW-2 | A | 15 | 138 | 38 | 138 | 40 | 138 | 15 | 138 | 40 | 138 | 13 | 109 | 40 | 63
DAMC-1 | A | 64 | 380 | 136 | 380 | 156 | 380 | 80 | 380 | 180 | 380 | 60 | 293 | 190 | 128
DEEP-1 | A | 20 | 180 | 60 | 180 | 86 | 180 | 22 | 180 | 80 | 180 | 24 | 96 | 52 | 96
DIDCB5 | A | 40 | 330 | 104 | 330 | 125 | 330 | 55 | 330 | 140 | 330 | 40 | 185 | 105 | 185
DIDCB6 | A | 50 | 250 | 105 | 250 | 105 | 250 | 50 | 250 | 130 | 250 | 50 | 153 | 110 | 103
DINO-1 | A | 14 | 138 | 39 | 138 | 58 | 138 | 28 | 138 | 72 | 138 | 14 | 118 | 36 | 88
DINO-2 | A | 14 | 138 | 39 | 138 | 58 | 138 | 28 | 138 | 72 | 138 | 14 | 118 | 36 | 88
DINO-3 | A | 14 | 138 | 39 | 138 | 58 | 138 | 28 | 138 | 72 | 138 | 14 | 118 | 36 | 88
DINO-4 | A | 14 | 138 | 39 | 138 | 58 | 138 | 28 | 138 | 72 | 138 | 14 | 118 | 36 | 88
DINO-5 | A | 14 | 138 | 39 | 138 | 58 | 138 | 28 | 138 | 72 | 138 | 14 | 118 | 36 | 88
DINO-6 | A | 14 | 138 | 39 | 138 | 58 | 138 | 28 | 138 | 72 | 138 | 14 | 118 | 36 | 88
DRAXX-1 | A | 68 | 345 | 100 | 345 | 100 | 345 | 64 | 95 | 110 | 345 | 60 | 225 | 70 | 225
DRAXX-2 | A | 68 | 345 | 100 | 345 | 100 | 345 | 64 | 95 | 110 | 345 | 60 | 225 | 70 | 225
DRAXX-3 | A | 68 | 345 | 100 | 345 | 100 | 345 | 64 | 95 | 110 | 345 | 60 | 225 | 70 | 225
DRAXX-4 | A | 68 | 345 | 100 | 345 | 100 | 345 | 64 | 95 | 110 | 345 | 60 | 225 | 70 | 225
DRAXX-5 | A | 68 | 345 | 100 | 345 | 100 | 345 | 64 | 95 | 110 | 345 | 60 | 225 | 70 | 225
DRAXX-6 | A | 68 | 345 | 100 | 345 | 100 | 345 | 64 | 95 | 110 | 345 | 60 | 225 | 70 | 225
DRSLW-1 | A | 6 | 69 | 16 | 69 | 17 | 69 | 6 | 69 | 17 | 69 | 6 | 61 | 16 | 54
EECL-1 | A | 20 | 178 | 25 | 178 | 25 | 178 | 32 | 178 | 81 | 178 | 20 | 143 | 25 | 143
EGGPS-1 | A | 45 | 205 | 83 | 205 | 83 | 205 | 49 | 205 | 110 | 205 | 33 | 95 | 60 | 95
EGGPS-2 | A | 45 | 205 | 83 | 205 | 83 | 205 | 49 | 205 | 110 | 205 | 33 | 95 | 60 | 95
EGGPS-3 | A | 45 | 205 | 83 | 205 | 83 | 205 | 49 | 205 | 110 | 205 | 33 | 95 | 60 | 95
EGGPS-4 | A | 45 | 205 | 83 | 205 | 83 | 205 | 49 | 205 | 110 | 205 | 33 | 95 | 60 | 95
ERRO-1 | A | 1 | 21 | 1 | 21 | 1 | 21 | 2 | 21 | 5 | 21 | 1 | 17 | 1 | 17
ERRO-2 | A | 1 | 21 | 1 | 21 | 1 | 21 | 2 | 21 | 5 | 21 | 1 | 17 | 1 | 17
ERRO-3 | A | 1 | 21 | 1 | 21 | 1 | 21 | 2 | 21 | 5 | 21 | 1 | 17 | 1 | 17
FAARW-1 | A | 2 | 37 | 4 | 37 | 4 | 37 | 4 | 37 | 12 | 37 | 2 | 33 | 4 | 33
FAARW-2 | A | 2 | 37 | 4 | 37 | 4 | 37 | 4 | 37 | 12 | 37 | 2 | 33 | 4 | 33
FALGW-1 | A | 11 | 108 | 28 | 108 | 41 | 108 | 13 | 108 | 35 | 108 | 10 | 86 | 22 | 64
FASN-1 | A | 0 | 15 | 1 | 15 | 1 | 15 | 1 | 15 | 2 | 15 | 0 | 15 | 1 | 12
FASN2 | A | 0 | 15 | 1 | 15 | 1 | 15 | 1 | 15 | 2 | 15 | 0 | 15 | 1 | 12
FASN3 | A | 0 | 15 | 1 | 15 | 1 | 15 | 1 | 15 | 2 | 15 | 0 | 15 | 1 | 12
FAWN-1 | A | 10 | 52 | 25 | 52 | 40 | 52 | 13 | 52 | 32 | 52 | 11 | 37 | 27 | 27
FELL-1 | A | 9 | 63 | 21 | 63 | 22 | 63 | 10 | 63 | 24 | 63 | 9 | 63 | 22 | 63
FFES-1 | A | 10 | 35 | 27 | 35 | 30 | 35 | 9 | 35 | 22 | 35 | 4 | 27 | 6 | 27
FFES-2 | A | 10 | 35 | 27 | 35 | 30 | 35 | 9 | 35 | 22 | 35 | 4 | 27 | 6 | 27
FFES-3 | A | 10 | 35 | 27 | 35 | 30 | 35 | 9 | 35 | 22 | 35 | 4 | 27 | 6 | 27
FFES-4 | A | 10 | 35 | 27 | 35 | 30 | 35 | 9 | 35 | 22 | 35 | 4 | 27 | 6 | 27
FIDL-1 | A | 13 | 205 | 20 | 205 | 23 | 205 | 35 | 100 | 40 | 147 | 30 | 147 | 50 | 147
FIDL-2 | A | 13 | 205 | 20 | 205 | 23 | 205 | 35 | 100 | 40 | 147 | 30 | 147 | 50 | 147
FIDL-3 | A | 13 | 205 | 20 | 205 | 23 | 205 | 35 | 100 | 40 | 147 | 30 | 147 | 50 | 147
FIDL-4 | A | 13 | 205 | 20 | 205 | 23 | 205 | 35 | 100 | 40 | 147 | 30 | 147 | 50 | 147
FINL-1 | A | 0 | 14 | 1 | 14 | 1 | 14 | 1 | 14 | 2 | 14 | 0 | 14 | 1 | 11
FOYE-1 | A | 6 | 60 | 13 | 60 | 16 | 60 | 11 | 60 | 27 | 60 | 5 | 30 | 11 | 30
FOYE-2 | A | 6 | 60 | 13 | 60 | 16 | 60 | 11 | 60 | 27 | 60 | 5 | 30 | 11 | 30
GLNDO-1 | A | 6 | 80 | 12 | 45 | 17 | 45 | 12 | 45 | 25 | 45 | 8 | 65 | 18 | 45
GNFSW-1 | A | 11 | 100 | 30 | 100 | 30 | 100 | 12 | 100 | 31 | 100 | 12 | 70 | 30 | 70
GNFSW-2 | A | 7 | 64 | 18 | 64 | 18 | 64 | 8 | 64 | 18 | 64 | 6 | 49 | 15 | 49
GORDW-1 | A | 6 | 62 | 16 | 56 | 26 | 45 | 7 | 62 | 18 | 62 | 6 | 56 | 16 | 45
GRAI-6 | A | 24 | 320 | 58 | 320 | 58 | 320 | 35 | 320 | 88 | 320 | 28 | 270 | 60 | 230
GRAI-7 | A | 30 | 232 | 60 | 232 | 60 | 232 | 32 | 232 | 84 | 232 | 32 | 175 | 65 | 135
GRAI-8 | A | 26 | 232 | 58 | 232 | 58 | 232 | 32 | 232 | 84 | 232 | 32 | 175 | 65 | 135
GRIFW-1 | A | 8 | 94 | 22 | 94 | 23 | 94 | 8 | 94 | 22 | 94 | 8 | 85 | 22 | 72
GRIFW-2 | A | 8 | 94 | 22 | 94 | 23 | 94 | 8 | 94 | 22 | 94 | 8 | 85 | 22 | 72
GRMO-1 | A | 8 | 43 | 8 | 43 | 8 | 43 | 8 | 43 | 8 | 43 | 8 | 23 | 8 | 23
GYAR-1 | A | 17 | 176 | 42 | 176 | 66 | 176 | 24 | 176 | 60 | 176 | 17 | 176 | 42 | 176
GYMRO-15 | A | 6 | 145 | 15 | 145 | 15 | 145 | 6 | 145 | 15 | 145 | 6 | 44 | 15 | 44
GYMRO-17 | A | 6 | 145 | 15 | 145 | 15 | 145 | 6 | 145 | 15 | 145 | 6 | 44 | 15 | 44
GYMRO-26 | A | 6 | 145 | 15 | 145 | 15 | 145 | 6 | 145 | 15 | 145 | 6 | 44 | 15 | 44
GYMRO-28 | A | 6 | 145 | 15 | 145 | 15 | 145 | 6 | 145 | 15 | 145 | 6 | 44 | 15 | 44
HADHW-1 | A | 7 | 76 | 14 | 76 | 22 | 76 | 13 | 76 | 34 | 76 | 8 | 65 | 17 | 65
HRSTW-1 | A | 12 | 102 | 30 | 102 | 45 | 102 | 13 | 102 | 34 | 102 | 13 | 80 | 27 | 66
HUMR-1 | A | 60 | 533 | 150 | 533 | 200 | 533 | 80 | 533 | 200 | 533 | 62 | 419 | 155 | 251
INDQ-1 | A | 12 | 102 | 31 | 102 | 43 | 102 | 13 | 102 | 34 | 102 | 12 | 72 | 30 | 72
KEAD-1 | A | 38 | 415 | 90 | 415 | 90 | 415 | 55 | 415 | 138 | 415 | 38 | 355 | 90 | 285
KILBW-1 | A | 3 | 56 | 8 | 56 | 13 | 56 | 5 | 56 | 14 | 56 | 4 | 53 | 9 | 47
KILLPG-1 | A | 8 | 225 | 10 | 225 | 10 | 225 | 10 | 225 | 12 | 225 | 4 | 150 | 15 | 150
KILLPG-2 | A | 18 | 225 | 25 | 225 | 25 | 225 | 37 | 225 | 37 | 225 | 22 | 195 | 30 | 195
KILNS-1 | A | 30 | 290 | 72 | 290 | 84 | 290 | 42 | 290 | 114 | 290 | 18 | 104 | 45 | 104
KLYN-A-1 | A | 24 | 126 | 50 | 126 | 50 | 126 | 34 | 126 | 70 | 126 | 22 | 81 | 34 | 81
LAGA-1 | A | 55 | 500 | 123 | 500 | 140 | 500 | 52 | 500 | 130 | 500 | 53 | 475 | 130 | 475
LARYO-1 | A | 16 | 155 | 40 | 155 | 45 | 155 | 18 | 155 | 45 | 155 | 14 | 120 | 35 | 120
LARYO-2 | A | 16 | 158 | 40 | 158 | 45 | 158 | 18 | 158 | 45 | 158 | 14 | 120 | 35 | 120
LARYO-3 | A | 16 | 158 | 40 | 158 | 45 | 158 | 18 | 158 | 45 | 158 | 14 | 120 | 35 | 120
LARYO-4 | A | 16 | 158 | 40 | 158 | 45 | 158 | 18 | 158 | 45 | 158 | 14 | 120 | 35 | 120
LBAR-1G | A | 1 | 16 | 4 | 16 | 6 | 16 | 2 | 16 | 4 | 16 | 1 | 9 | 4 | 9
LBAR-1 | A | 39 | 360 | 88 | 360 | 88 | 360 | 55 | 360 | 145 | 360 | 41 | 270 | 90 | 270
LNCSO-1 | A | 12 | 130 | 30 | 130 | 32 | 130 | 12 | 130 | 32 | 130 | 10 | 100 | 26 | 100
LNCSO-2 | A | 13 | 140 | 34 | 140 | 36 | 140 | 14 | 140 | 36 | 140 | 12 | 125 | 32 | 125
LOAN-1 | A | 25 | 326 | 51 | 326 | 55 | 326 | 19 | 326 | 50 | 326 | 12 | 276 | 28 | 276
LOAN-2 | A | 25 | 326 | 51 | 326 | 55 | 326 | 19 | 326 | 50 | 326 | 12 | 276 | 28 | 276
LOAN-3 | A | 25 | 326 | 51 | 326 | 55 | 326 | 19 | 326 | 50 | 326 | 12 | 276 | 28 | 276
MEDP-1 | A | 30 | 380 | 76 | 330 | 76 | 330 | 48 | 380 | 105 | 380 | 31 | 330 | 79 | 290
MILWW-1 | A | 6 | 32 | 8 | 54 | 13 | 54 | 5 | 54 | 14 | 54 | 3 | 43 | 8 | 43
MKHLW-1 | A | 4 | 42 | 10 | 42 | 12 | 42 | 5 | 42 | 13 | 42 | 5 | 37 | 12 | 30
MRWD-1 | A | 43 | 448 | 100 | 448 | 112 | 448 | 67 | 448 | 160 | 448 | 36 | 328 | 93 | 328
NANT-1 | A | 0 | 15 | 0 | 15 | 0 | 15 | 0 | 15 | 1 | 15 | 0 | 15 | 0 | 15
PEHE-1 | A | 42 | 420 | 72 | 420 | 72 | 420 | 83 | 420 | 117 | 420 | 35 | 350 | 84 | 260
PEHE-2 | A | 16 | 490 | 40 | 265 | 42 | 490 | 0 | 0 | 0 | 0 | 0 | 490 | 0 | 490
PEMB-11 | A | 38 | 113 | 63 | 276 | 63 | 276 | 33 | 276 | 90 | 276 | 35 | 241 | 64 | 210
PEMB-21 | A | 38 | 113 | 63 | 276 | 63 | 276 | 33 | 276 | 90 | 276 | 35 | 241 | 64 | 210
PEMB-31 | A | 38 | 113 | 63 | 276 | 63 | 276 | 33 | 276 | 90 | 276 | 35 | 241 | 64 | 210
PEMB-41 | A | 38 | 113 | 63 | 276 | 63 | 276 | 33 | 276 | 90 | 276 | 35 | 241 | 64 | 210
PEMB-51 | A | 38 | 113 | 63 | 276 | 63 | 276 | 33 | 276 | 90 | 276 | 35 | 241 | 64 | 210
PETEM1 | A | 20 | 180 | 46 | 180 | 52 | 180 | 24 | 180 | 58 | 180 | 20 | 150 | 50 | 100
RATS-1 | A | 50 | 270 | 90 | 270 | 90 | 270 | 36 | 270 | 50 | 270 | 42 | 105 | 75 | 155
RATS-2 | A | 40 | 270 | 90 | 270 | 100 | 270 | 36 | 270 | 50 | 270 | 40 | 195 | 75 | 195
RATS-3 | A | 40 | 270 | 90 | 270 | 100 | 270 | 36 | 270 | 50 | 270 | 40 | 195 | 75 | 195
RATS-4 | A | 40 | 270 | 95 | 270 | 100 | 270 | 36 | 270 | 50 | 270 | 40 | 195 | 75 | 195
ROCK-1 | A | 36 | 400 | 50 | 400 | 54 | 400 | 60 | 400 | 160 | 400 | 33 | 220 | 53 | 220
RYHPS-1 | A | 30 | 305 | 48 | 305 | 66 | 305 | 42 | 305 | 51 | 305 | 30 | 130 | 42 | 68
SCCL-1 | A | 35 | 180 | 70 | 180 | 70 | 180 | 40 | 180 | 95 | 180 | 40 | 100 | 100 | 50
SCCL-2 | A | 35 | 180 | 70 | 180 | 70 | 180 | 40 | 180 | 95 | 180 | 40 | 100 | 100 | 50
SCCL-3 | A | 35 | 180 | 70 | 180 | 70 | 180 | 40 | 180 | 95 | 180 | 40 | 100 | 100 | 50
SEAB-1 | A | 44 | 254 | 125 | 254 | 150 | 254 | 55 | 254 | 150 | 254 | 75 | 164 | 176 | 38
SEAB-2 | A | 31 | 138 | 76 | 138 | 86 | 138 | 32 | 138 | 82 | 138 | 37 | 73 | 90 | 43
SHBA-1 | A | 41 | 255 | 104 | 255 | 115 | 255 | 44 | 255 | 120 | 255 | 39 | 195 | 115 | 40
SHBA-2 | A | 32 | 319 | 70 | 319 | 76 | 319 | 35 | 319 | 93 | 319 | 32 | 270 | 70 | 217
SHOS-1 | A | 18 | 160 | 24 | 160 | 24 | 160 | 30 | 160 | 75 | 160 | 18 | 135 | 24 | 135
SHRSO-1 | A | 16 | 157 | 44 | 157 | 46 | 157 | 17 | 157 | 46 | 157 | 16 | 141 | 43 | 113
SHRSO-2 | A | 16 | 157 | 44 | 157 | 46 | 157 | 17 | 157 | 46 | 157 | 16 | 141 | 43 | 113
SIZB-1 | A | 38 | 283 | 45 | 283 | 45 | 283 | 45 | 283 | 45 | 283 | 40 | 283 | 46 | 283
SIZB-2 | A | 38 | 283 | 45 | 283 | 45 | 283 | 45 | 283 | 45 | 283 | 40 | 283 | 46 | 283
SLOY-1 | A | 0 | 38 | 1 | 38 | 1 | 38 | 1 | 38 | 2 | 38 | 0 | 38 | 1 | 30
SLOY-2 | A | 0 | 38 | 1 | 38 | 1 | 38 | 1 | 38 | 2 | 38 | 0 | 38 | 1 | 30
SLOY-3 | A | 0 | 38 | 1 | 38 | 1 | 38 | 1 | 38 | 2 | 38 | 0 | 38 | 1 | 30
SLOY-4 | A | 0 | 28 | 1 | 28 | 1 | 28 | 1 | 28 | 2 | 28 | 0 | 28 | 1 | 22
SPLN-1 | A | 40 | 380 | 100 | 380 | 110 | 380 | 50 | 380 | 120 | 380 | 30 | 380 | 90 | 300
STAY-1 | A | 35 | 265 | 62 | 265 | 62 | 265 | 35 | 265 | 89 | 265 | 34 | 192 | 63 | 192
STAY-2 | A | 35 | 265 | 62 | 265 | 62 | 265 | 35 | 265 | 89 | 265 | 34 | 192 | 63 | 192
STAY-3 | A | 35 | 265 | 62 | 265 | 62 | 265 | 35 | 265 | 89 | 265 | 34 | 192 | 63 | 192
STAY-4 | A | 35 | 265 | 62 | 265 | 62 | 265 | 35 | 265 | 89 | 265 | 34 | 192 | 63 | 192
SUTB-1 | A | 36 | 380 | 104 | 380 | 148 | 380 | 52 | 380 | 132 | 380 | 47 | 250 | 107 | 250
SVRP-10 | A | 20 | 225 | 50 | 225 | 70 | 225 | 32 | 225 | 80 | 225 | 20 | 172 | 50 | 172
SVRP-20 | A | 20 | 225 | 50 | 225 | 70 | 225 | 32 | 225 | 80 | 225 | 20 | 172 | 50 | 172
USKM-13 | A | 6 | 49 | 15 | 49 | 17 | 49 | 8 | 49 | 19 | 49 | 7 | 36 | 8 | 36
USKM-14 | A | 6 | 49 | 15 | 49 | 17 | 49 | 8 | 49 | 19 | 49 | 7 | 36 | 8 | 36
USKM-15 | A | 6 | 49 | 15 | 49 | 17 | 49 | 8 | 49 | 19 | 49 | 7 | 36 | 8 | 36
WBUPS-1 | A | 30 | 113 | 48 | 153 | 48 | 153 | 32 | 113 | 50 | 113 | 40 | 153 | 65 | 113
WBUPS-2 | A | 30 | 133 | 48 | 173 | 48 | 173 | 32 | 133 | 50 | 133 | 40 | 173 | 65 | 133
WBUPS-3 | A | 30 | 133 | 48 | 173 | 48 | 173 | 32 | 133 | 50 | 133 | 40 | 173 | 65 | 133
WBUPS-4 | A | 30 | 113 | 48 | 153 | 48 | 153 | 32 | 113 | 50 | 113 | 40 | 153 | 65 | 113
WBURB-1 | A | 22 | 240 | 48 | 240 | 62 | 240 | 27 | 240 | 69 | 240 | 20 | 200 | 50 | 120
WBURB-2 | A | 25 | 255 | 52 | 255 | 62 | 255 | 26 | 255 | 67 | 255 | 22 | 215 | 52 | 135
WBURB-3 | A | 23 | 255 | 48 | 255 | 62 | 255 | 27 | 255 | 67 | 255 | 20 | 215 | 52 | 135
WDNSO-1 | A | 21 | 191 | 54 | 191 | 57 | 191 | 21 | 191 | 57 | 191 | 21 | 170 | 55 | 136
WDNSO-2 | A | 21 | 191 | 54 | 191 | 57 | 191 | 21 | 191 | 57 | 191 | 21 | 170 | 55 | 136
WHILW-1 | A | 31 | 322 | 84 | 322 | 90 | 322 | 33 | 322 | 90 | 322 | 32 | 255 | 86 | 210
WHILW-2 | A | 19 | 163 | 33 | 163 | 35 | 163 | 20 | 163 | 52 | 163 | 21 | 142 | 43 | 119
WLNYO-2 | A | 19 | 182 | 51 | 182 | 54 | 182 | 20 | 182 | 53 | 182 | 20 | 158 | 51 | 130
WLNYW-1 | A | 19 | 182 | 51 | 182 | 54 | 182 | 20 | 182 | 53 | 182 | 20 | 158 | 51 | 130

## Oct 2017
MW Response Capability by BMU
|  | Primary Response (Max MWhrs) | [5 empty] | Secondary Response (Max Mwhrs) |  |  |  | High Frequency Response (Max MWhrs)
UNIT | Mode | 0.2Hz |  | 0.5Hz |  | 0.8Hz |  | 0.2/0.2Hz |  | 0.5/0.5Hz |  | 0.2Hz |  | 0.5Hz
ABTH7 | A | 40 | 250 | 72 | 250 | 72 | 250 | 48 | 250 | 120 | 250 | 38 | 185 | 55 | 185
ABTH8 | A | 40 | 250 | 72 | 250 | 72 | 250 | 48 | 250 | 120 | 250 | 38 | 185 | 55 | 185
ABTH9 | A | 30 | 240 | 80 | 240 | 80 | 240 | 40 | 240 | 120 | 240 | 38 | 125 | 52 | 125
ARCHW-1 | A | 10 | 92 | 25 | 92 | 25 | 92 | 12 | 92 | 30 | 92 | 11 | 73 | 24 | 56
BAGE-1 | A | 30 | 255 | 70 | 255 | 90 | 255 | 35 | 255 | 90 | 255 | 28 | 220 | 70 | 185
BAGE-2 | A | 3 | 17 | 8 | 17 | 12 | 17 | 4 | 17 | 9 | 17 | 2 | 17 | 5 | 17
BARKB2 | A | 33 | 210 | 82 | 210 | 108 | 210 | 39 | 210 | 97 | 210 | 31 | 120 | 84 | 120
BARK-1 | A | 22 | 140 | 55 | 140 | 72 | 140 | 26 | 140 | 65 | 140 | 21 | 80 | 54 | 80
BLLA-1 | A | 6 | 99 | 13 | 99 | 13 | 99 | 15 | 99 | 39 | 99 | 9 | 83 | 16 | 83
BRDUW-1 | A | 6 | 58 | 17 | 58 | 17 | 58 | 7 | 58 | 17 | 58 | 6 | 36 | 17 | 36
BRGG-1 | A | 16 | 110 | 32 | 110 | 48 | 110 | 16 | 110 | 40 | 110 | 14 | 96 | 34 | 46
BRYP-1 | A | 15 | 82 | 25 | 82 | 31 | 82 | 22 | 82 | 37 | 82 | 10 | 82 | 27 | 47
BURBW-1 | A | 0 | 90 | 0 | 90 | 0 | 90 | 0 | 0 | 0 | 0 | 0 | 90 | 0 | 90
CARR-1 | A | 35 | 235 | 58 | 235 | 58 | 235 | 35 | 235 | 88 | 235 | 34 | 179 | 56 | 179
CARR-2 | A | 35 | 235 | 58 | 235 | 58 | 235 | 35 | 235 | 88 | 235 | 34 | 179 | 56 | 179
CDCL-1 | A | 30 | 160 | 40 | 160 | 40 | 160 | 34 | 160 | 40 | 160 | 27 | 120 | 40 | 120
CLAC-1 | A | 3 | 28 | 8 | 28 | 13 | 28 | 3 | 36 | 9 | 36 | 3 | 28 | 8 | 28
CLDCW-1 | A | 14 | 14 | 34 | 113 | 36 | 113 | 13 | 113 | 35 | 113 | 13 | 99 | 34 | 78
CLDNW-1 | A | 13 | 108 | 33 | 108 | 35 | 108 | 13 | 108 | 35 | 108 | 12 | 95 | 33 | 74
CLDSW-1 | A | 16 | 129 | 40 | 129 | 43 | 129 | 16 | 129 | 42 | 129 | 16 | 113 | 41 | 88
CNQPS-1 | A | 22 | 170 | 55 | 170 | 55 | 170 | 28 | 170 | 70 | 170 | 26 | 120 | 60 | 105
CNQPS-2 | A | 22 | 170 | 55 | 170 | 55 | 170 | 28 | 170 | 70 | 170 | 22 | 120 | 55 | 105
CNQPS-3 | A | 22 | 170 | 55 | 170 | 55 | 170 | 28 | 170 | 70 | 170 | 22 | 120 | 55 | 105
CNQPS-4 | A | 22 | 170 | 55 | 170 | 55 | 170 | 28 | 170 | 70 | 170 | 28 | 105 | 55 | 105
CORB-1 | A | 10 | 130 | 30 | 130 | 50 | 130 | 28 | 130 | 60 | 130 | 15 | 95 | 40 | 60
COSO-1 | A | 20 | 380 | 40 | 380 | 50 | 380 | 60 | 380 | 140 | 380 | 17 | 304 | 40 | 304
COTPS-1 | A | 29 | 277 | 50 | 277 | 62 | 277 | 35 | 60 | 63 | 277 | 30 | 122 | 60 | 122
COTPS-2 | A | 29 | 287 | 50 | 287 | 62 | 287 | 35 | 60 | 63 | 287 | 30 | 122 | 60 | 122
COTPS-3 | A | 29 | 287 | 50 | 287 | 62 | 287 | 35 | 60 | 63 | 287 | 30 | 122 | 60 | 122
COTPS-4 | A | 29 | 277 | 50 | 277 | 62 | 277 | 35 | 60 | 63 | 277 | 30 | 122 | 60 | 122
COWE1 | A | 7 | 30 | 17 | 30 | 17 | 30 | 7 | 30 | 17 | 30 | 7 | 30 | 17 | 30
COWE2 | A | 7 | 30 | 17 | 30 | 17 | 30 | 7 | 30 | 17 | 30 | 7 | 30 | 17 | 30
CRUA-1 | A | 10 | 110 | 25 | 110 | 37 | 110 | 12 | 110 | 30 | 110 | 10 | 84 | 25 | 48
CRUA-2 | A | 10 | 110 | 25 | 110 | 37 | 110 | 12 | 110 | 30 | 110 | 10 | 84 | 25 | 48
CRUA-3 | A | 7 | 30 | 15 | 30 | 21 | 30 | 9 | 30 | 24 | 30 | 5 | 25 | 13 | 15
CRUA-4 | A | 7 | 30 | 15 | 30 | 21 | 30 | 9 | 30 | 24 | 30 | 5 | 25 | 13 | 15
CRYRW-2 | A | 15 | 138 | 38 | 138 | 40 | 138 | 15 | 138 | 40 | 138 | 13 | 109 | 40 | 63
DAMC-1 | A | 64 | 380 | 136 | 380 | 156 | 380 | 80 | 380 | 180 | 380 | 60 | 293 | 190 | 128
DEEP-1 | A | 20 | 180 | 60 | 180 | 86 | 180 | 22 | 180 | 80 | 180 | 24 | 96 | 52 | 96
DIDCB5 | A | 40 | 330 | 104 | 330 | 125 | 330 | 55 | 330 | 140 | 330 | 40 | 185 | 105 | 185
DIDCB6 | A | 50 | 250 | 105 | 250 | 105 | 250 | 50 | 250 | 130 | 250 | 50 | 153 | 110 | 103
DINO-1 | A | 14 | 138 | 39 | 138 | 58 | 138 | 28 | 138 | 72 | 138 | 14 | 118 | 36 | 88
DINO-2 | A | 14 | 138 | 39 | 138 | 58 | 138 | 28 | 138 | 72 | 138 | 14 | 118 | 36 | 88
DINO-3 | A | 14 | 138 | 39 | 138 | 58 | 138 | 28 | 138 | 72 | 138 | 14 | 118 | 36 | 88
DINO-4 | A | 14 | 138 | 39 | 138 | 58 | 138 | 28 | 138 | 72 | 138 | 14 | 118 | 36 | 88
DINO-5 | A | 14 | 138 | 39 | 138 | 58 | 138 | 28 | 138 | 72 | 138 | 14 | 118 | 36 | 88
DINO-6 | A | 14 | 138 | 39 | 138 | 58 | 138 | 28 | 138 | 72 | 138 | 14 | 118 | 36 | 88
DRAXX-1 | A | 68 | 345 | 100 | 345 | 100 | 345 | 64 | 95 | 110 | 345 | 60 | 225 | 70 | 225
DRAXX-2 | A | 68 | 345 | 100 | 345 | 100 | 345 | 64 | 95 | 110 | 345 | 60 | 225 | 70 | 225
DRAXX-3 | A | 68 | 345 | 100 | 345 | 100 | 345 | 64 | 95 | 110 | 345 | 60 | 225 | 70 | 225
DRAXX-4 | A | 68 | 345 | 100 | 345 | 100 | 345 | 64 | 95 | 110 | 345 | 60 | 225 | 70 | 225
DRAXX-5 | A | 68 | 345 | 100 | 345 | 100 | 345 | 64 | 95 | 110 | 345 | 60 | 225 | 70 | 225
DRAXX-6 | A | 68 | 345 | 100 | 345 | 100 | 345 | 64 | 95 | 110 | 345 | 60 | 225 | 70 | 225
DRSLW-1 | A | 6 | 69 | 16 | 69 | 17 | 69 | 6 | 69 | 17 | 69 | 6 | 61 | 16 | 54
EECL-1 | A | 20 | 178 | 25 | 178 | 25 | 178 | 32 | 178 | 81 | 178 | 20 | 143 | 25 | 143
EGGPS-1 | A | 45 | 205 | 83 | 205 | 83 | 205 | 49 | 205 | 110 | 205 | 33 | 95 | 60 | 95
EGGPS-2 | A | 45 | 205 | 83 | 205 | 83 | 205 | 49 | 205 | 110 | 205 | 33 | 95 | 60 | 95
EGGPS-3 | A | 45 | 205 | 83 | 205 | 83 | 205 | 49 | 205 | 110 | 205 | 33 | 95 | 60 | 95
EGGPS-4 | A | 45 | 205 | 83 | 205 | 83 | 205 | 49 | 205 | 110 | 205 | 33 | 95 | 60 | 95
ERRO-1 | A | 1 | 21 | 1 | 21 | 1 | 21 | 2 | 21 | 5 | 21 | 1 | 17 | 1 | 17
ERRO-2 | A | 1 | 21 | 1 | 21 | 1 | 21 | 2 | 21 | 5 | 21 | 1 | 17 | 1 | 17
ERRO-3 | A | 1 | 21 | 1 | 21 | 1 | 21 | 2 | 21 | 5 | 21 | 1 | 17 | 1 | 17
FAARW-1 | A | 2 | 37 | 4 | 37 | 4 | 37 | 4 | 37 | 12 | 37 | 2 | 33 | 4 | 33
FAARW-2 | A | 2 | 37 | 4 | 37 | 4 | 37 | 4 | 37 | 12 | 37 | 2 | 33 | 4 | 33
FALGW-1 | A | 11 | 108 | 28 | 108 | 41 | 108 | 13 | 108 | 35 | 108 | 10 | 86 | 22 | 64
FASN-1 | A | 0 | 15 | 1 | 15 | 1 | 15 | 1 | 15 | 2 | 15 | 0 | 15 | 1 | 12
FASN2 | A | 0 | 15 | 1 | 15 | 1 | 15 | 1 | 15 | 2 | 15 | 0 | 15 | 1 | 12
FASN3 | A | 0 | 15 | 1 | 15 | 1 | 15 | 1 | 15 | 2 | 15 | 0 | 15 | 1 | 12
FAWN-1 | A | 10 | 52 | 25 | 52 | 40 | 52 | 13 | 52 | 32 | 52 | 11 | 37 | 27 | 27
FELL-1 | A | 9 | 63 | 21 | 63 | 22 | 63 | 10 | 63 | 24 | 63 | 9 | 63 | 22 | 63
FFES-1 | A | 10 | 35 | 27 | 35 | 30 | 35 | 9 | 35 | 22 | 35 | 4 | 27 | 6 | 27
FFES-2 | A | 10 | 35 | 27 | 35 | 30 | 35 | 9 | 35 | 22 | 35 | 4 | 27 | 6 | 27
FFES-3 | A | 10 | 35 | 27 | 35 | 30 | 35 | 9 | 35 | 22 | 35 | 4 | 27 | 6 | 27
FFES-4 | A | 10 | 35 | 27 | 35 | 30 | 35 | 9 | 35 | 22 | 35 | 4 | 27 | 6 | 27
FIDL-1 | A | 13 | 205 | 20 | 205 | 23 | 205 | 35 | 100 | 40 | 147 | 30 | 147 | 50 | 147
FIDL-2 | A | 13 | 205 | 20 | 205 | 23 | 205 | 35 | 100 | 40 | 147 | 30 | 147 | 50 | 147
FIDL-3 | A | 13 | 205 | 20 | 205 | 23 | 205 | 35 | 100 | 40 | 147 | 30 | 147 | 50 | 147
FIDL-4 | A | 13 | 205 | 20 | 205 | 23 | 205 | 35 | 100 | 40 | 147 | 30 | 147 | 50 | 147
FINL-1 | A | 0 | 14 | 1 | 14 | 1 | 14 | 1 | 14 | 2 | 14 | 0 | 14 | 1 | 11
FOYE-1 | A | 6 | 60 | 13 | 60 | 16 | 60 | 11 | 60 | 27 | 60 | 5 | 30 | 11 | 30
FOYE-2 | A | 6 | 60 | 13 | 60 | 16 | 60 | 11 | 60 | 27 | 60 | 5 | 30 | 11 | 30
GLNDO-1 | A | 6 | 80 | 12 | 45 | 17 | 45 | 12 | 45 | 25 | 45 | 8 | 65 | 18 | 45
GNFSW-1 | A | 11 | 100 | 30 | 100 | 30 | 100 | 12 | 100 | 31 | 100 | 12 | 70 | 30 | 70
GNFSW-2 | A | 7 | 64 | 18 | 64 | 18 | 64 | 8 | 64 | 18 | 64 | 6 | 49 | 15 | 49
GORDW-1 | A | 6 | 62 | 16 | 56 | 26 | 45 | 7 | 62 | 18 | 62 | 6 | 56 | 16 | 45
GRAI-6 | A | 24 | 320 | 58 | 320 | 58 | 320 | 35 | 320 | 88 | 320 | 28 | 270 | 60 | 230
GRAI-7 | A | 30 | 232 | 60 | 232 | 60 | 232 | 32 | 232 | 84 | 232 | 32 | 175 | 65 | 135
GRAI-8 | A | 26 | 232 | 58 | 232 | 58 | 232 | 32 | 232 | 84 | 232 | 32 | 175 | 65 | 135
GRIFW-1 | A | 8 | 94 | 22 | 94 | 23 | 94 | 8 | 94 | 22 | 94 | 8 | 85 | 22 | 72
GRIFW-2 | A | 8 | 94 | 22 | 94 | 23 | 94 | 8 | 94 | 22 | 94 | 8 | 85 | 22 | 72
GRMO-1 | A | 8 | 43 | 8 | 43 | 8 | 43 | 8 | 43 | 8 | 43 | 8 | 23 | 8 | 23
GYAR-1 | A | 17 | 176 | 42 | 176 | 66 | 176 | 24 | 176 | 60 | 176 | 17 | 176 | 42 | 176
GYMRO-15 | A | 6 | 145 | 15 | 145 | 15 | 145 | 6 | 145 | 15 | 145 | 6 | 44 | 15 | 44
GYMRO-17 | A | 6 | 145 | 15 | 145 | 15 | 145 | 6 | 145 | 15 | 145 | 6 | 44 | 15 | 44
GYMRO-26 | A | 6 | 145 | 15 | 145 | 15 | 145 | 6 | 145 | 15 | 145 | 6 | 44 | 15 | 44
GYMRO-28 | A | 6 | 145 | 15 | 145 | 15 | 145 | 6 | 145 | 15 | 145 | 6 | 44 | 15 | 44
HADHW-1 | A | 7 | 76 | 14 | 76 | 22 | 76 | 13 | 76 | 34 | 76 | 8 | 65 | 17 | 65
HRSTW-1 | A | 12 | 102 | 30 | 102 | 45 | 102 | 13 | 102 | 34 | 102 | 13 | 80 | 27 | 66
HUMR-1 | A | 60 | 533 | 150 | 533 | 200 | 533 | 80 | 533 | 200 | 533 | 62 | 419 | 155 | 251
INDQ-1 | A | 12 | 102 | 31 | 102 | 43 | 102 | 13 | 102 | 34 | 102 | 12 | 72 | 30 | 72
KEAD-1 | A | 38 | 415 | 90 | 415 | 90 | 415 | 55 | 415 | 138 | 415 | 38 | 355 | 90 | 285
KILBW-1 | A | 3 | 56 | 8 | 56 | 13 | 56 | 5 | 56 | 14 | 56 | 4 | 53 | 9 | 47
KILLPG-1 | A | 8 | 225 | 10 | 225 | 10 | 225 | 10 | 225 | 12 | 225 | 4 | 150 | 15 | 150
KILLPG-2 | A | 18 | 225 | 25 | 225 | 25 | 225 | 37 | 225 | 37 | 225 | 22 | 195 | 30 | 195
KILNS-1 | A | 30 | 290 | 72 | 290 | 84 | 290 | 42 | 290 | 114 | 290 | 18 | 104 | 45 | 104
KLYN-A-1 | A | 24 | 126 | 50 | 126 | 50 | 126 | 34 | 126 | 70 | 126 | 22 | 81 | 34 | 81
LAGA-1 | A | 55 | 500 | 123 | 500 | 140 | 500 | 52 | 500 | 130 | 500 | 53 | 475 | 130 | 475
LARYO-1 | A | 16 | 155 | 40 | 155 | 45 | 155 | 18 | 155 | 45 | 155 | 14 | 120 | 35 | 120
LARYO-2 | A | 16 | 158 | 40 | 158 | 45 | 158 | 18 | 158 | 45 | 158 | 14 | 120 | 35 | 120
LARYO-3 | A | 16 | 158 | 40 | 158 | 45 | 158 | 18 | 158 | 45 | 158 | 14 | 120 | 35 | 120
LARYO-4 | A | 16 | 158 | 40 | 158 | 45 | 158 | 18 | 158 | 45 | 158 | 14 | 120 | 35 | 120
LBAR-1G | A | 1 | 16 | 4 | 16 | 6 | 16 | 2 | 16 | 4 | 16 | 1 | 9 | 4 | 9
LBAR-1 | A | 39 | 360 | 88 | 360 | 88 | 360 | 55 | 360 | 145 | 360 | 41 | 270 | 90 | 270
LNCSO-1 | A | 12 | 130 | 30 | 130 | 32 | 130 | 12 | 130 | 32 | 130 | 10 | 100 | 26 | 100
LNCSO-2 | A | 13 | 140 | 34 | 140 | 36 | 140 | 14 | 140 | 36 | 140 | 12 | 125 | 32 | 125
LOAN-1 | A | 25 | 326 | 51 | 326 | 55 | 326 | 19 | 326 | 50 | 326 | 12 | 276 | 28 | 276
LOAN-2 | A | 25 | 326 | 51 | 326 | 55 | 326 | 19 | 326 | 50 | 326 | 12 | 276 | 28 | 276
LOAN-3 | A | 25 | 326 | 51 | 326 | 55 | 326 | 19 | 326 | 50 | 326 | 12 | 276 | 28 | 276
MEDP-1 | A | 30 | 380 | 76 | 330 | 76 | 330 | 48 | 380 | 105 | 380 | 31 | 330 | 79 | 290
MILWW-1 | A | 6 | 32 | 8 | 54 | 13 | 54 | 5 | 54 | 14 | 54 | 3 | 43 | 8 | 43
MKHLW-1 | A | 4 | 42 | 10 | 42 | 12 | 42 | 5 | 42 | 13 | 42 | 5 | 37 | 12 | 30
MRWD-1 | A | 43 | 448 | 100 | 448 | 112 | 448 | 67 | 448 | 160 | 448 | 36 | 328 | 93 | 328
NANT-1 | A | 0 | 15 | 0 | 15 | 0 | 15 | 0 | 15 | 1 | 15 | 0 | 15 | 0 | 15
PEHE-1 | A | 47 | 435 | 100 | 435 | 100 | 435 | 67 | 435 | 105 | 435 | 64 | 245 | 100 | 245
PEHE-2 | A | 16 | 490 | 40 | 265 | 42 | 490 | 0 | 0 | 0 | 0 | 0 | 490 | 0 | 490
PEMB-11 | A | 38 | 113 | 63 | 276 | 63 | 276 | 33 | 276 | 90 | 276 | 35 | 241 | 64 | 210
PEMB-21 | A | 38 | 113 | 63 | 276 | 63 | 276 | 33 | 276 | 90 | 276 | 35 | 241 | 64 | 210
PEMB-31 | A | 38 | 113 | 63 | 276 | 63 | 276 | 33 | 276 | 90 | 276 | 35 | 241 | 64 | 210
PEMB-41 | A | 38 | 113 | 63 | 276 | 63 | 276 | 33 | 276 | 90 | 276 | 35 | 241 | 64 | 210
PEMB-51 | A | 38 | 113 | 63 | 276 | 63 | 276 | 33 | 276 | 90 | 276 | 35 | 241 | 64 | 210
PETEM1 | A | 20 | 180 | 46 | 180 | 52 | 180 | 24 | 180 | 58 | 180 | 20 | 150 | 50 | 100
RATS-1 | A | 50 | 270 | 90 | 270 | 90 | 270 | 36 | 270 | 50 | 270 | 42 | 105 | 75 | 155
RATS-2 | A | 40 | 270 | 90 | 270 | 100 | 270 | 36 | 270 | 50 | 270 | 40 | 195 | 75 | 195
RATS-3 | A | 40 | 270 | 90 | 270 | 100 | 270 | 36 | 270 | 50 | 270 | 40 | 195 | 75 | 195
RATS-4 | A | 40 | 270 | 95 | 270 | 100 | 270 | 36 | 270 | 50 | 270 | 40 | 195 | 75 | 195
ROCK-1 | A | 36 | 400 | 50 | 400 | 54 | 400 | 60 | 400 | 160 | 400 | 33 | 220 | 53 | 220
RUGPS-6 | A | 36 | 243 | 80 | 243 | 80 | 243 | 40 | 243 | 90 | 243 | 40 | 155 | 95 | 105
RUGPS-7 | A | 36 | 243 | 80 | 243 | 80 | 243 | 40 | 243 | 90 | 243 | 40 | 155 | 95 | 105
RYHPS-1 | A | 30 | 305 | 48 | 305 | 66 | 305 | 42 | 305 | 51 | 305 | 30 | 130 | 42 | 68
SCCL-1 | A | 35 | 180 | 70 | 180 | 70 | 180 | 40 | 180 | 95 | 180 | 40 | 100 | 100 | 50
SCCL-2 | A | 35 | 180 | 70 | 180 | 70 | 180 | 40 | 180 | 95 | 180 | 40 | 100 | 100 | 50
SCCL-3 | A | 35 | 180 | 70 | 180 | 70 | 180 | 40 | 180 | 95 | 180 | 40 | 100 | 100 | 50
SEAB-1 | A | 44 | 254 | 125 | 254 | 150 | 254 | 55 | 254 | 150 | 254 | 75 | 164 | 176 | 38
SEAB-2 | A | 31 | 138 | 76 | 138 | 86 | 138 | 32 | 138 | 82 | 138 | 37 | 73 | 90 | 43
SHBA-1 | A | 41 | 255 | 104 | 255 | 115 | 255 | 44 | 255 | 120 | 255 | 39 | 195 | 115 | 40
SHBA-2 | A | 32 | 319 | 70 | 319 | 76 | 319 | 35 | 319 | 93 | 319 | 32 | 270 | 70 | 217
SHOS-1 | A | 18 | 160 | 24 | 160 | 24 | 160 | 30 | 160 | 75 | 160 | 18 | 135 | 24 | 135
SHRSO-1 | A | 16 | 157 | 44 | 157 | 46 | 157 | 17 | 157 | 46 | 157 | 16 | 141 | 43 | 113
SHRSO-2 | A | 16 | 157 | 44 | 157 | 46 | 157 | 17 | 157 | 46 | 157 | 16 | 141 | 43 | 113
SIZB-1 | A | 38 | 283 | 45 | 283 | 45 | 283 | 45 | 283 | 45 | 283 | 40 | 283 | 46 | 283
SIZB-2 | A | 38 | 283 | 45 | 283 | 45 | 283 | 45 | 283 | 45 | 283 | 40 | 283 | 46 | 283
SLOY-1 | A | 0 | 38 | 1 | 38 | 1 | 38 | 1 | 38 | 2 | 38 | 0 | 38 | 1 | 30
SLOY-2 | A | 0 | 38 | 1 | 38 | 1 | 38 | 1 | 38 | 2 | 38 | 0 | 38 | 1 | 30
SLOY-3 | A | 0 | 38 | 1 | 38 | 1 | 38 | 1 | 38 | 2 | 38 | 0 | 38 | 1 | 30
SLOY-4 | A | 0 | 28 | 1 | 28 | 1 | 28 | 1 | 28 | 2 | 28 | 0 | 28 | 1 | 22
SPLN-1 | A | 40 | 380 | 100 | 380 | 110 | 380 | 50 | 380 | 120 | 380 | 30 | 380 | 90 | 300
STAY-1 | A | 35 | 265 | 62 | 265 | 62 | 265 | 35 | 265 | 89 | 265 | 34 | 192 | 63 | 192
STAY-2 | A | 35 | 265 | 62 | 265 | 62 | 265 | 35 | 265 | 89 | 265 | 34 | 192 | 63 | 192
STAY-3 | A | 35 | 265 | 62 | 265 | 62 | 265 | 35 | 265 | 89 | 265 | 34 | 192 | 63 | 192
STAY-4 | A | 35 | 265 | 62 | 265 | 62 | 265 | 35 | 265 | 89 | 265 | 34 | 192 | 63 | 192
SUTB-1 | A | 36 | 380 | 104 | 380 | 148 | 380 | 52 | 380 | 132 | 380 | 47 | 250 | 107 | 250
SVRP-10 | A | 20 | 225 | 50 | 225 | 70 | 225 | 32 | 225 | 80 | 225 | 20 | 172 | 50 | 172
SVRP-20 | A | 20 | 225 | 50 | 225 | 70 | 225 | 32 | 225 | 80 | 225 | 20 | 172 | 50 | 172
USKM-13 | A | 6 | 49 | 15 | 49 | 17 | 49 | 8 | 49 | 19 | 49 | 7 | 36 | 8 | 36
USKM-14 | A | 6 | 49 | 15 | 49 | 17 | 49 | 8 | 49 | 19 | 49 | 7 | 36 | 8 | 36
USKM-15 | A | 6 | 49 | 15 | 49 | 17 | 49 | 8 | 49 | 19 | 49 | 7 | 36 | 8 | 36
WBUPS-1 | A | 30 | 113 | 48 | 153 | 48 | 153 | 32 | 113 | 50 | 113 | 40 | 153 | 65 | 113
WBUPS-2 | A | 30 | 133 | 48 | 173 | 48 | 173 | 32 | 133 | 50 | 133 | 40 | 173 | 65 | 133
WBUPS-3 | A | 30 | 133 | 48 | 173 | 48 | 173 | 32 | 133 | 50 | 133 | 40 | 173 | 65 | 133
WBUPS-4 | A | 30 | 113 | 48 | 153 | 48 | 153 | 32 | 113 | 50 | 113 | 40 | 153 | 65 | 113
WBURB-1 | A | 22 | 240 | 48 | 240 | 62 | 240 | 27 | 240 | 69 | 240 | 20 | 200 | 50 | 120
WBURB-2 | A | 25 | 255 | 52 | 255 | 62 | 255 | 26 | 255 | 67 | 255 | 22 | 215 | 52 | 135
WBURB-3 | A | 23 | 255 | 48 | 255 | 62 | 255 | 27 | 255 | 67 | 255 | 20 | 215 | 52 | 135
WDNSO-1 | A | 21 | 191 | 54 | 191 | 57 | 191 | 21 | 191 | 57 | 191 | 21 | 170 | 55 | 136
WDNSO-2 | A | 21 | 191 | 54 | 191 | 57 | 191 | 21 | 191 | 57 | 191 | 21 | 170 | 55 | 136
WHILW-1 | A | 31 | 322 | 84 | 322 | 90 | 322 | 33 | 322 | 90 | 322 | 32 | 255 | 86 | 210
WHILW-2 | A | 19 | 163 | 33 | 163 | 35 | 163 | 20 | 163 | 52 | 163 | 21 | 142 | 43 | 119
WLNYO-2 | A | 19 | 182 | 51 | 182 | 54 | 182 | 20 | 182 | 53 | 182 | 20 | 158 | 51 | 130
WLNYW-1 | A | 19 | 182 | 51 | 182 | 54 | 182 | 20 | 182 | 53 | 182 | 20 | 158 | 51 | 130

## Sep 2017
MW Response Capability by BMU
|  | Primary Response (Max MWhrs) | [5 empty] | Secondary Response (Max Mwhrs) |  |  |  | High Frequency Response (Max MWhrs)
UNIT | Mode | 0.2Hz |  | 0.5Hz |  | 0.8Hz |  | 0.2/0.2Hz |  | 0.5/0.5Hz |  | 0.2Hz |  | 0.5Hz
ABTH7 | A | 40 | 250 | 72 | 250 | 72 | 250 | 48 | 250 | 120 | 250 | 38 | 185 | 55 | 185
ABTH8 | A | 40 | 250 | 72 | 250 | 72 | 250 | 48 | 250 | 120 | 250 | 38 | 185 | 55 | 185
ABTH9 | A | 30 | 240 | 80 | 240 | 80 | 240 | 40 | 240 | 120 | 240 | 38 | 125 | 52 | 125
ARCHW-1 | A | 10 | 92 | 25 | 92 | 25 | 92 | 12 | 92 | 30 | 92 | 11 | 73 | 24 | 56
BAGE-1 | A | 30 | 255 | 70 | 255 | 90 | 255 | 35 | 255 | 90 | 255 | 28 | 220 | 70 | 185
BAGE-2 | A | 3 | 17 | 8 | 17 | 12 | 17 | 4 | 17 | 9 | 17 | 2 | 17 | 5 | 17
BARKB2 | A | 33 | 210 | 82 | 210 | 108 | 210 | 39 | 210 | 97 | 210 | 31 | 120 | 84 | 120
BARK-1 | A | 22 | 140 | 55 | 140 | 72 | 140 | 26 | 140 | 65 | 140 | 21 | 80 | 54 | 80
BLLA-1 | A | 6 | 99 | 13 | 99 | 13 | 99 | 15 | 99 | 39 | 99 | 9 | 83 | 16 | 83
BRDUW-1 | A | 6 | 58 | 17 | 58 | 17 | 58 | 7 | 58 | 17 | 58 | 6 | 36 | 17 | 36
BRGG-1 | A | 16 | 110 | 32 | 110 | 48 | 110 | 16 | 110 | 40 | 110 | 14 | 96 | 34 | 46
BRYP-1 | A | 15 | 82 | 25 | 82 | 31 | 82 | 22 | 82 | 37 | 82 | 10 | 82 | 27 | 47
BURBW-1 | A | 0 | 90 | 0 | 90 | 0 | 90 | 0 | 0 | 0 | 0 | 0 | 90 | 0 | 90
CARR-1 | A | 35 | 235 | 58 | 235 | 58 | 235 | 35 | 235 | 88 | 235 | 34 | 179 | 56 | 179
CARR-2 | A | 35 | 235 | 58 | 235 | 58 | 235 | 35 | 235 | 88 | 235 | 34 | 179 | 56 | 179
CDCL-1 | A | 30 | 160 | 40 | 160 | 40 | 160 | 34 | 160 | 40 | 160 | 27 | 120 | 40 | 120
CLAC-1 | A | 3 | 28 | 8 | 28 | 13 | 28 | 3 | 36 | 9 | 36 | 3 | 28 | 8 | 28
CLDCW-1 | A | 14 | 14 | 34 | 113 | 36 | 113 | 13 | 113 | 35 | 113 | 13 | 99 | 34 | 78
CLDNW-1 | A | 13 | 108 | 33 | 108 | 35 | 108 | 13 | 108 | 35 | 108 | 12 | 95 | 33 | 74
CLDSW-1 | A | 16 | 129 | 40 | 129 | 43 | 129 | 16 | 129 | 42 | 129 | 16 | 113 | 41 | 88
CNQPS-1 | A | 22 | 170 | 55 | 170 | 55 | 170 | 28 | 170 | 70 | 170 | 26 | 120 | 60 | 105
CNQPS-2 | A | 22 | 170 | 55 | 170 | 55 | 170 | 28 | 170 | 70 | 170 | 22 | 120 | 55 | 105
CNQPS-3 | A | 22 | 170 | 55 | 170 | 55 | 170 | 28 | 170 | 70 | 170 | 22 | 120 | 55 | 105
CNQPS-4 | A | 22 | 170 | 55 | 170 | 55 | 170 | 28 | 170 | 70 | 170 | 28 | 105 | 55 | 105
CORB-1 | A | 10 | 130 | 30 | 130 | 50 | 130 | 28 | 130 | 60 | 130 | 15 | 95 | 40 | 60
COSO-1 | A | 20 | 380 | 40 | 380 | 50 | 380 | 60 | 380 | 140 | 380 | 17 | 304 | 40 | 304
COTPS-1 | A | 29 | 277 | 50 | 277 | 62 | 277 | 35 | 60 | 63 | 277 | 30 | 122 | 60 | 122
COTPS-2 | A | 29 | 287 | 50 | 287 | 62 | 287 | 35 | 60 | 63 | 287 | 30 | 122 | 60 | 122
COTPS-3 | A | 29 | 287 | 50 | 287 | 62 | 287 | 35 | 60 | 63 | 287 | 30 | 122 | 60 | 122
COTPS-4 | A | 29 | 277 | 50 | 277 | 62 | 277 | 35 | 60 | 63 | 277 | 30 | 122 | 60 | 122
COWE1 | A | 7 | 30 | 17 | 30 | 17 | 30 | 7 | 30 | 17 | 30 | 7 | 30 | 17 | 30
COWE2 | A | 7 | 30 | 17 | 30 | 17 | 30 | 7 | 30 | 17 | 30 | 7 | 30 | 17 | 30
CRUA-1 | A | 10 | 110 | 25 | 110 | 37 | 110 | 12 | 110 | 30 | 110 | 10 | 84 | 25 | 48
CRUA-2 | A | 10 | 110 | 25 | 110 | 37 | 110 | 12 | 110 | 30 | 110 | 10 | 84 | 25 | 48
CRUA-3 | A | 7 | 30 | 15 | 30 | 21 | 30 | 9 | 30 | 24 | 30 | 5 | 25 | 13 | 15
CRUA-4 | A | 7 | 30 | 15 | 30 | 21 | 30 | 9 | 30 | 24 | 30 | 5 | 25 | 13 | 15
CRYRW-2 | A | 15 | 138 | 38 | 138 | 40 | 138 | 15 | 138 | 40 | 138 | 13 | 109 | 40 | 63
DAMC-1 | A | 64 | 380 | 136 | 380 | 156 | 380 | 80 | 380 | 180 | 380 | 60 | 293 | 190 | 128
DEEP-1 | A | 20 | 180 | 60 | 180 | 86 | 180 | 22 | 180 | 80 | 180 | 24 | 96 | 52 | 96
DIDCB5 | A | 40 | 330 | 104 | 330 | 125 | 330 | 55 | 330 | 140 | 330 | 40 | 185 | 105 | 185
DIDCB6 | A | 50 | 250 | 105 | 250 | 105 | 250 | 50 | 250 | 130 | 250 | 50 | 153 | 110 | 103
DINO-1 | A | 14 | 138 | 39 | 138 | 58 | 138 | 28 | 138 | 72 | 138 | 14 | 118 | 36 | 88
DINO-2 | A | 14 | 138 | 39 | 138 | 58 | 138 | 28 | 138 | 72 | 138 | 14 | 118 | 36 | 88
DINO-3 | A | 14 | 138 | 39 | 138 | 58 | 138 | 28 | 138 | 72 | 138 | 14 | 118 | 36 | 88
DINO-4 | A | 14 | 138 | 39 | 138 | 58 | 138 | 28 | 138 | 72 | 138 | 14 | 118 | 36 | 88
DINO-5 | A | 14 | 138 | 39 | 138 | 58 | 138 | 28 | 138 | 72 | 138 | 14 | 118 | 36 | 88
DINO-6 | A | 14 | 138 | 39 | 138 | 58 | 138 | 28 | 138 | 72 | 138 | 14 | 118 | 36 | 88
DRAXX-1 | A | 68 | 345 | 100 | 345 | 100 | 345 | 64 | 95 | 110 | 345 | 60 | 225 | 70 | 225
DRAXX-2 | A | 68 | 345 | 100 | 345 | 100 | 345 | 64 | 95 | 110 | 345 | 60 | 225 | 70 | 225
DRAXX-3 | A | 68 | 345 | 100 | 345 | 100 | 345 | 64 | 95 | 110 | 345 | 60 | 225 | 70 | 225
DRAXX-4 | A | 68 | 345 | 100 | 345 | 100 | 345 | 64 | 95 | 110 | 345 | 60 | 225 | 70 | 225
DRAXX-5 | A | 68 | 345 | 100 | 345 | 100 | 345 | 64 | 95 | 110 | 345 | 60 | 225 | 70 | 225
DRAXX-6 | A | 68 | 345 | 100 | 345 | 100 | 345 | 64 | 95 | 110 | 345 | 60 | 225 | 70 | 225
DRSLW-1 | A | 6 | 69 | 16 | 69 | 17 | 69 | 6 | 69 | 17 | 69 | 6 | 61 | 16 | 54
EECL-1 | A | 20 | 178 | 25 | 178 | 25 | 178 | 32 | 178 | 81 | 178 | 20 | 143 | 25 | 143
EGGPS-1 | A | 45 | 205 | 83 | 205 | 83 | 205 | 49 | 205 | 110 | 205 | 33 | 95 | 60 | 95
EGGPS-2 | A | 45 | 205 | 83 | 205 | 83 | 205 | 49 | 205 | 110 | 205 | 33 | 95 | 60 | 95
EGGPS-3 | A | 45 | 205 | 83 | 205 | 83 | 205 | 49 | 205 | 110 | 205 | 33 | 95 | 60 | 95
EGGPS-4 | A | 45 | 205 | 83 | 205 | 83 | 205 | 49 | 205 | 110 | 205 | 33 | 95 | 60 | 95
ERRO-1 | A | 1 | 21 | 1 | 21 | 1 | 21 | 2 | 21 | 5 | 21 | 1 | 17 | 1 | 17
ERRO-2 | A | 1 | 21 | 1 | 21 | 1 | 21 | 2 | 21 | 5 | 21 | 1 | 17 | 1 | 17
ERRO-3 | A | 1 | 21 | 1 | 21 | 1 | 21 | 2 | 21 | 5 | 21 | 1 | 17 | 1 | 17
FAARW-1 | A | 2 | 37 | 4 | 37 | 4 | 37 | 4 | 37 | 12 | 37 | 2 | 33 | 4 | 33
FAARW-2 | A | 2 | 37 | 4 | 37 | 4 | 37 | 4 | 37 | 12 | 37 | 2 | 33 | 4 | 33
FALGW-1 | A | 11 | 108 | 28 | 108 | 41 | 108 | 13 | 108 | 35 | 108 | 10 | 86 | 22 | 64
FASN-1 | A | 0 | 15 | 1 | 15 | 1 | 15 | 1 | 15 | 2 | 15 | 0 | 15 | 1 | 12
FASN2 | A | 0 | 15 | 1 | 15 | 1 | 15 | 1 | 15 | 2 | 15 | 0 | 15 | 1 | 12
FASN3 | A | 0 | 15 | 1 | 15 | 1 | 15 | 1 | 15 | 2 | 15 | 0 | 15 | 1 | 12
FAWN-1 | A | 10 | 52 | 25 | 52 | 40 | 52 | 13 | 52 | 32 | 52 | 11 | 37 | 27 | 27
FELL-1 | A | 9 | 63 | 21 | 63 | 22 | 63 | 10 | 63 | 24 | 63 | 9 | 63 | 22 | 63
FFES-1 | A | 10 | 35 | 27 | 35 | 30 | 35 | 9 | 35 | 22 | 35 | 4 | 27 | 6 | 27
FFES-2 | A | 10 | 35 | 27 | 35 | 30 | 35 | 9 | 35 | 22 | 35 | 4 | 27 | 6 | 27
FFES-3 | A | 10 | 35 | 27 | 35 | 30 | 35 | 9 | 35 | 22 | 35 | 4 | 27 | 6 | 27
FFES-4 | A | 10 | 35 | 27 | 35 | 30 | 35 | 9 | 35 | 22 | 35 | 4 | 27 | 6 | 27
FIDL-1 | A | 13 | 205 | 20 | 205 | 23 | 205 | 35 | 100 | 40 | 147 | 30 | 147 | 50 | 147
FIDL-2 | A | 13 | 205 | 20 | 205 | 23 | 205 | 35 | 100 | 40 | 147 | 30 | 147 | 50 | 147
FIDL-3 | A | 13 | 205 | 20 | 205 | 23 | 205 | 35 | 100 | 40 | 147 | 30 | 147 | 50 | 147
FIDL-4 | A | 13 | 205 | 20 | 205 | 23 | 205 | 35 | 100 | 40 | 147 | 30 | 147 | 50 | 147
FINL-1 | A | 0 | 14 | 1 | 14 | 1 | 14 | 1 | 14 | 2 | 14 | 0 | 14 | 1 | 11
FOYE-1 | A | 6 | 60 | 13 | 60 | 16 | 60 | 11 | 60 | 27 | 60 | 5 | 30 | 11 | 30
FOYE-2 | A | 6 | 60 | 13 | 60 | 16 | 60 | 11 | 60 | 27 | 60 | 5 | 30 | 11 | 30
GLNDO-1 | A | 6 | 80 | 12 | 45 | 17 | 45 | 12 | 45 | 25 | 45 | 8 | 65 | 18 | 45
GNFSW-1 | A | 11 | 100 | 30 | 100 | 30 | 100 | 12 | 100 | 31 | 100 | 12 | 70 | 30 | 70
GNFSW-2 | A | 7 | 64 | 18 | 64 | 18 | 64 | 8 | 64 | 18 | 64 | 6 | 49 | 15 | 49
GORDW-1 | A | 6 | 62 | 16 | 56 | 26 | 45 | 7 | 62 | 18 | 62 | 6 | 56 | 16 | 45
GRAI-6 | A | 24 | 320 | 58 | 320 | 58 | 320 | 35 | 320 | 88 | 320 | 28 | 270 | 60 | 230
GRAI-7 | A | 30 | 232 | 60 | 232 | 60 | 232 | 32 | 232 | 84 | 232 | 32 | 175 | 65 | 135
GRAI-8 | A | 26 | 232 | 58 | 232 | 58 | 232 | 32 | 232 | 84 | 232 | 32 | 175 | 65 | 135
GRIFW-1 | A | 8 | 94 | 22 | 94 | 23 | 94 | 8 | 94 | 22 | 94 | 8 | 85 | 22 | 72
GRIFW-2 | A | 8 | 94 | 22 | 94 | 23 | 94 | 8 | 94 | 22 | 94 | 8 | 85 | 22 | 72
GRMO-1 | A | 8 | 43 | 8 | 43 | 8 | 43 | 8 | 43 | 8 | 43 | 8 | 23 | 8 | 23
GYAR-1 | A | 17 | 176 | 42 | 176 | 66 | 176 | 24 | 176 | 60 | 176 | 17 | 176 | 42 | 176
GYMRO-15 | A | 6 | 145 | 15 | 145 | 15 | 145 | 6 | 145 | 15 | 145 | 6 | 44 | 15 | 44
GYMRO-17 | A | 6 | 145 | 15 | 145 | 15 | 145 | 6 | 145 | 15 | 145 | 6 | 44 | 15 | 44
GYMRO-26 | A | 6 | 145 | 15 | 145 | 15 | 145 | 6 | 145 | 15 | 145 | 6 | 44 | 15 | 44
GYMRO-28 | A | 6 | 145 | 15 | 145 | 15 | 145 | 6 | 145 | 15 | 145 | 6 | 44 | 15 | 44
HADHW-1 | A | 7 | 76 | 14 | 76 | 22 | 76 | 13 | 76 | 34 | 76 | 8 | 65 | 17 | 65
HRSTW-1 | A | 12 | 102 | 30 | 102 | 45 | 102 | 13 | 102 | 34 | 102 | 13 | 80 | 27 | 66
HUMR-1 | A | 60 | 533 | 150 | 533 | 200 | 533 | 80 | 533 | 200 | 533 | 62 | 419 | 155 | 251
INDQ-1 | A | 12 | 102 | 31 | 102 | 43 | 102 | 13 | 102 | 34 | 102 | 12 | 72 | 30 | 72
KEAD-1 | A | 38 | 415 | 90 | 415 | 90 | 415 | 55 | 415 | 138 | 415 | 38 | 355 | 90 | 285
KILBW-1 | A | 3 | 56 | 8 | 56 | 13 | 56 | 5 | 56 | 14 | 56 | 4 | 53 | 9 | 47
KILLPG-1 | A | 8 | 225 | 10 | 225 | 10 | 225 | 10 | 225 | 12 | 225 | 4 | 150 | 15 | 150
KILLPG-2 | A | 18 | 225 | 25 | 225 | 25 | 225 | 37 | 225 | 37 | 225 | 22 | 195 | 30 | 195
KILNS-1 | A | 30 | 290 | 72 | 290 | 84 | 290 | 42 | 290 | 114 | 290 | 18 | 104 | 45 | 104
KLYN-A-1 | A | 24 | 126 | 50 | 126 | 50 | 126 | 34 | 126 | 70 | 126 | 22 | 81 | 34 | 81
LAGA-1 | A | 55 | 500 | 123 | 500 | 140 | 500 | 52 | 500 | 130 | 500 | 53 | 475 | 130 | 475
LARYO-1 | A | 16 | 155 | 40 | 155 | 45 | 155 | 18 | 155 | 45 | 155 | 14 | 120 | 35 | 120
LARYO-2 | A | 16 | 158 | 40 | 158 | 45 | 158 | 18 | 158 | 45 | 158 | 14 | 120 | 35 | 120
LARYO-3 | A | 16 | 158 | 40 | 158 | 45 | 158 | 18 | 158 | 45 | 158 | 14 | 120 | 35 | 120
LARYO-4 | A | 16 | 158 | 40 | 158 | 45 | 158 | 18 | 158 | 45 | 158 | 14 | 120 | 35 | 120
LBAR-1G | A | 1 | 16 | 4 | 16 | 6 | 16 | 2 | 16 | 4 | 16 | 1 | 9 | 4 | 9
LBAR-1 | A | 39 | 360 | 88 | 360 | 88 | 360 | 55 | 360 | 145 | 360 | 41 | 270 | 90 | 270
LNCSO-1 | A | 12 | 130 | 30 | 130 | 32 | 130 | 12 | 130 | 32 | 130 | 10 | 100 | 26 | 100
LNCSO-2 | A | 13 | 140 | 34 | 140 | 36 | 140 | 14 | 140 | 36 | 140 | 12 | 125 | 32 | 125
LOAN-1 | A | 25 | 326 | 51 | 326 | 55 | 326 | 19 | 326 | 50 | 326 | 12 | 276 | 28 | 276
LOAN-2 | A | 25 | 326 | 51 | 326 | 55 | 326 | 19 | 326 | 50 | 326 | 12 | 276 | 28 | 276
LOAN-3 | A | 25 | 326 | 51 | 326 | 55 | 326 | 19 | 326 | 50 | 326 | 12 | 276 | 28 | 276
MEDP-1 | A | 30 | 380 | 76 | 330 | 76 | 330 | 48 | 380 | 105 | 380 | 31 | 330 | 79 | 290
MILWW-1 | A | 6 | 32 | 8 | 54 | 13 | 54 | 5 | 54 | 14 | 54 | 3 | 43 | 8 | 43
MKHLW-1 | A | 4 | 42 | 10 | 42 | 12 | 42 | 5 | 42 | 13 | 42 | 5 | 37 | 12 | 30
MRWD-1 | A | 43 | 448 | 100 | 448 | 112 | 448 | 67 | 448 | 160 | 448 | 36 | 328 | 93 | 328
NANT-1 | A | 0 | 15 | 0 | 15 | 0 | 15 | 0 | 15 | 1 | 15 | 0 | 15 | 0 | 15
PEHE-1 | A | 47 | 435 | 100 | 435 | 100 | 435 | 67 | 435 | 105 | 435 | 64 | 245 | 100 | 245
PEHE-2 | A | 16 | 490 | 40 | 265 | 42 | 490 | 0 | 0 | 0 | 0 | 0 | 490 | 0 | 490
PEMB-11 | A | 38 | 113 | 63 | 276 | 63 | 276 | 33 | 276 | 90 | 276 | 35 | 241 | 64 | 210
PEMB-21 | A | 38 | 113 | 63 | 276 | 63 | 276 | 33 | 276 | 90 | 276 | 35 | 241 | 64 | 210
PEMB-31 | A | 38 | 113 | 63 | 276 | 63 | 276 | 33 | 276 | 90 | 276 | 35 | 241 | 64 | 210
PEMB-41 | A | 38 | 113 | 63 | 276 | 63 | 276 | 33 | 276 | 90 | 276 | 35 | 241 | 64 | 210
PEMB-51 | A | 38 | 113 | 63 | 276 | 63 | 276 | 33 | 276 | 90 | 276 | 35 | 241 | 64 | 210
PETEM1 | A | 20 | 180 | 46 | 180 | 52 | 180 | 24 | 180 | 58 | 180 | 20 | 150 | 50 | 100
RATS-1 | A | 50 | 270 | 90 | 270 | 90 | 270 | 36 | 270 | 50 | 270 | 42 | 105 | 75 | 155
RATS-2 | A | 40 | 270 | 90 | 270 | 100 | 270 | 36 | 270 | 50 | 270 | 40 | 195 | 75 | 195
RATS-3 | A | 40 | 270 | 90 | 270 | 100 | 270 | 36 | 270 | 50 | 270 | 40 | 195 | 75 | 195
RATS-4 | A | 40 | 270 | 95 | 270 | 100 | 270 | 36 | 270 | 50 | 270 | 40 | 195 | 75 | 195
ROCK-1 | A | 36 | 400 | 50 | 400 | 54 | 400 | 60 | 400 | 160 | 400 | 33 | 220 | 53 | 220
RUGPS-6 | A | 36 | 243 | 80 | 243 | 80 | 243 | 40 | 243 | 90 | 243 | 40 | 155 | 95 | 105
RUGPS-7 | A | 36 | 243 | 80 | 243 | 80 | 243 | 40 | 243 | 90 | 243 | 40 | 155 | 95 | 105
RYHPS-1 | A | 30 | 305 | 48 | 305 | 66 | 305 | 42 | 305 | 51 | 305 | 30 | 130 | 42 | 68
SCCL-1 | A | 35 | 180 | 70 | 180 | 70 | 180 | 40 | 180 | 95 | 180 | 40 | 100 | 100 | 50
SCCL-2 | A | 35 | 180 | 70 | 180 | 70 | 180 | 40 | 180 | 95 | 180 | 40 | 100 | 100 | 50
SCCL-3 | A | 35 | 180 | 70 | 180 | 70 | 180 | 40 | 180 | 95 | 180 | 40 | 100 | 100 | 50
SEAB-1 | A | 44 | 254 | 125 | 254 | 150 | 254 | 55 | 254 | 150 | 254 | 75 | 164 | 176 | 38
SEAB-2 | A | 31 | 138 | 76 | 138 | 86 | 138 | 32 | 138 | 82 | 138 | 37 | 73 | 90 | 43
SHBA-1 | A | 41 | 255 | 104 | 255 | 115 | 255 | 44 | 255 | 120 | 255 | 39 | 195 | 115 | 40
SHBA-2 | A | 32 | 319 | 70 | 319 | 76 | 319 | 35 | 319 | 93 | 319 | 32 | 270 | 70 | 217
SHOS-1 | A | 18 | 160 | 24 | 160 | 24 | 160 | 30 | 160 | 75 | 160 | 18 | 135 | 24 | 135
SHRSO-1 | A | 16 | 157 | 44 | 157 | 46 | 157 | 17 | 157 | 46 | 157 | 16 | 141 | 43 | 113
SHRSO-2 | A | 16 | 157 | 44 | 157 | 46 | 157 | 17 | 157 | 46 | 157 | 16 | 141 | 43 | 113
SIZB-1 | A | 38 | 283 | 45 | 283 | 45 | 283 | 45 | 283 | 45 | 283 | 40 | 283 | 46 | 283
SIZB-2 | A | 38 | 283 | 45 | 283 | 45 | 283 | 45 | 283 | 45 | 283 | 40 | 283 | 46 | 283
SLOY-1 | A | 0 | 38 | 1 | 38 | 1 | 38 | 1 | 38 | 2 | 38 | 0 | 38 | 1 | 30
SLOY-2 | A | 0 | 38 | 1 | 38 | 1 | 38 | 1 | 38 | 2 | 38 | 0 | 38 | 1 | 30
SLOY-3 | A | 0 | 38 | 1 | 38 | 1 | 38 | 1 | 38 | 2 | 38 | 0 | 38 | 1 | 30
SLOY-4 | A | 0 | 28 | 1 | 28 | 1 | 28 | 1 | 28 | 2 | 28 | 0 | 28 | 1 | 22
SPLN-1 | A | 40 | 380 | 100 | 380 | 110 | 380 | 50 | 380 | 120 | 380 | 30 | 380 | 90 | 300
STAY-1 | A | 35 | 265 | 62 | 265 | 62 | 265 | 35 | 265 | 89 | 265 | 34 | 192 | 63 | 192
STAY-2 | A | 35 | 265 | 62 | 265 | 62 | 265 | 35 | 265 | 89 | 265 | 34 | 192 | 63 | 192
STAY-3 | A | 35 | 265 | 62 | 265 | 62 | 265 | 35 | 265 | 89 | 265 | 34 | 192 | 63 | 192
STAY-4 | A | 35 | 265 | 62 | 265 | 62 | 265 | 35 | 265 | 89 | 265 | 34 | 192 | 63 | 192
SUTB-1 | A | 36 | 380 | 104 | 380 | 148 | 380 | 52 | 380 | 132 | 380 | 47 | 250 | 107 | 250
SVRP-10 | A | 20 | 225 | 50 | 225 | 70 | 225 | 32 | 225 | 80 | 225 | 20 | 172 | 50 | 172
SVRP-20 | A | 20 | 225 | 50 | 225 | 70 | 225 | 32 | 225 | 80 | 225 | 20 | 172 | 50 | 172
USKM-13 | A | 6 | 49 | 15 | 49 | 17 | 49 | 8 | 49 | 19 | 49 | 7 | 36 | 8 | 36
USKM-14 | A | 6 | 49 | 15 | 49 | 17 | 49 | 8 | 49 | 19 | 49 | 7 | 36 | 8 | 36
USKM-15 | A | 6 | 49 | 15 | 49 | 17 | 49 | 8 | 49 | 19 | 49 | 7 | 36 | 8 | 36
WBUPS-1 | A | 30 | 113 | 48 | 153 | 48 | 153 | 32 | 113 | 50 | 113 | 40 | 153 | 65 | 113
WBUPS-2 | A | 30 | 133 | 48 | 173 | 48 | 173 | 32 | 133 | 50 | 133 | 40 | 173 | 65 | 133
WBUPS-3 | A | 30 | 133 | 48 | 173 | 48 | 173 | 32 | 133 | 50 | 133 | 40 | 173 | 65 | 133
WBUPS-4 | A | 30 | 113 | 48 | 153 | 48 | 153 | 32 | 113 | 50 | 113 | 40 | 153 | 65 | 113
WBURB-1 | A | 22 | 240 | 48 | 240 | 62 | 240 | 27 | 240 | 69 | 240 | 20 | 200 | 50 | 120
WBURB-2 | A | 25 | 255 | 52 | 255 | 62 | 255 | 26 | 255 | 67 | 255 | 22 | 215 | 52 | 135
WBURB-3 | A | 23 | 255 | 48 | 255 | 62 | 255 | 27 | 255 | 67 | 255 | 20 | 215 | 52 | 135
WDNSO-1 | A | 21 | 191 | 54 | 191 | 57 | 191 | 21 | 191 | 57 | 191 | 21 | 170 | 55 | 136
WDNSO-2 | A | 21 | 191 | 54 | 191 | 57 | 191 | 21 | 191 | 57 | 191 | 21 | 170 | 55 | 136
WHILW-1 | A | 31 | 322 | 84 | 322 | 90 | 322 | 33 | 322 | 90 | 322 | 32 | 255 | 86 | 210
WHILW-2 | A | 19 | 163 | 33 | 163 | 35 | 163 | 20 | 163 | 52 | 163 | 21 | 142 | 43 | 119
WLNYO-2 | A | 19 | 182 | 51 | 182 | 54 | 182 | 20 | 182 | 53 | 182 | 20 | 158 | 51 | 130
WLNYW-1 | A | 19 | 182 | 51 | 182 | 54 | 182 | 20 | 182 | 53 | 182 | 20 | 158 | 51 | 130

## Aug 2017
MW Response Capability by BMU
|  | Primary Response (Max MWhrs) | [5 empty] | Secondary Response (Max Mwhrs) |  |  |  | High Frequency Response (Max MWhrs)
UNIT | Mode | 0.2Hz |  | 0.5Hz |  | 0.8Hz |  | 0.2/0.2Hz |  | 0.5/0.5Hz |  | 0.2Hz |  | 0.5Hz
ABTH7 | A | 40 | 250 | 72 | 250 | 72 | 250 | 48 | 250 | 120 | 250 | 38 | 185 | 55 | 185
ABTH8 | A | 40 | 250 | 72 | 250 | 72 | 250 | 48 | 250 | 120 | 250 | 38 | 185 | 55 | 185
ABTH9 | A | 30 | 240 | 80 | 240 | 80 | 240 | 40 | 240 | 120 | 240 | 38 | 125 | 52 | 125
ARCHW-1 | A | 10 | 92 | 25 | 92 | 25 | 92 | 12 | 92 | 30 | 92 | 11 | 73 | 24 | 56
BAGE-1 | A | 30 | 255 | 70 | 255 | 90 | 255 | 35 | 255 | 90 | 255 | 28 | 220 | 70 | 185
BAGE-2 | A | 3 | 17 | 8 | 17 | 12 | 17 | 4 | 17 | 9 | 17 | 2 | 17 | 5 | 17
BARKB2 | A | 33 | 210 | 82 | 210 | 108 | 210 | 39 | 210 | 97 | 210 | 31 | 120 | 84 | 120
BARK-1 | A | 22 | 140 | 55 | 140 | 72 | 140 | 26 | 140 | 65 | 140 | 21 | 80 | 54 | 80
BLLA-1 | A | 6 | 99 | 13 | 99 | 13 | 99 | 15 | 99 | 39 | 99 | 9 | 83 | 16 | 83
BRDUW-1 | A | 6 | 58 | 17 | 58 | 17 | 58 | 7 | 58 | 17 | 58 | 6 | 36 | 17 | 36
BRGG-1 | A | 16 | 110 | 32 | 110 | 48 | 110 | 16 | 110 | 40 | 110 | 14 | 96 | 34 | 46
BRYP-1 | A | 15 | 82 | 25 | 82 | 31 | 82 | 22 | 82 | 37 | 82 | 10 | 82 | 27 | 47
BURBW-1 | A | 0 | 90 | 0 | 90 | 0 | 90 | 0 | 0 | 0 | 0 | 0 | 90 | 0 | 90
CARR-1 | A | 35 | 235 | 58 | 235 | 58 | 235 | 35 | 235 | 88 | 235 | 34 | 179 | 56 | 179
CARR-2 | A | 35 | 235 | 58 | 235 | 58 | 235 | 35 | 235 | 88 | 235 | 34 | 179 | 56 | 179
CDCL-1 | A | 30 | 160 | 40 | 160 | 40 | 160 | 34 | 160 | 40 | 160 | 27 | 120 | 40 | 120
CLAC-1 | A | 3 | 28 | 8 | 28 | 13 | 28 | 3 | 36 | 9 | 36 | 3 | 28 | 8 | 28
CLDCW-1 | A | 14 | 14 | 34 | 113 | 36 | 113 | 13 | 113 | 35 | 113 | 13 | 99 | 34 | 78
CLDNW-1 | A | 13 | 108 | 33 | 108 | 35 | 108 | 13 | 108 | 35 | 108 | 12 | 95 | 33 | 74
CLDSW-1 | A | 16 | 129 | 40 | 129 | 43 | 129 | 16 | 129 | 42 | 129 | 16 | 113 | 41 | 88
CNQPS-1 | A | 22 | 170 | 55 | 170 | 55 | 170 | 28 | 170 | 70 | 170 | 26 | 120 | 60 | 105
CNQPS-2 | A | 22 | 170 | 55 | 170 | 55 | 170 | 28 | 170 | 70 | 170 | 22 | 120 | 55 | 105
CNQPS-3 | A | 22 | 170 | 55 | 170 | 55 | 170 | 28 | 170 | 70 | 170 | 22 | 120 | 55 | 105
CNQPS-4 | A | 22 | 170 | 55 | 170 | 55 | 170 | 28 | 170 | 70 | 170 | 28 | 105 | 55 | 105
CORB-1 | A | 10 | 130 | 30 | 130 | 50 | 130 | 28 | 130 | 60 | 130 | 15 | 95 | 40 | 60
COSO-1 | A | 20 | 380 | 40 | 380 | 50 | 380 | 60 | 380 | 140 | 380 | 17 | 304 | 40 | 304
COTPS-1 | A | 29 | 277 | 50 | 277 | 62 | 277 | 35 | 60 | 63 | 277 | 30 | 122 | 60 | 122
COTPS-2 | A | 29 | 287 | 50 | 287 | 62 | 287 | 35 | 60 | 63 | 287 | 30 | 122 | 60 | 122
COTPS-3 | A | 29 | 287 | 50 | 287 | 62 | 287 | 35 | 60 | 63 | 287 | 30 | 122 | 60 | 122
COTPS-4 | A | 29 | 277 | 50 | 277 | 62 | 277 | 35 | 60 | 63 | 277 | 30 | 122 | 60 | 122
COWE1 | A | 7 | 30 | 17 | 30 | 17 | 30 | 7 | 30 | 17 | 30 | 7 | 30 | 17 | 30
COWE2 | A | 7 | 30 | 17 | 30 | 17 | 30 | 7 | 30 | 17 | 30 | 7 | 30 | 17 | 30
CRUA-1 | A | 10 | 110 | 25 | 110 | 37 | 110 | 12 | 110 | 30 | 110 | 10 | 84 | 25 | 48
CRUA-2 | A | 10 | 110 | 25 | 110 | 37 | 110 | 12 | 110 | 30 | 110 | 10 | 84 | 25 | 48
CRUA-3 | A | 7 | 30 | 15 | 30 | 21 | 30 | 9 | 30 | 24 | 30 | 5 | 25 | 13 | 15
CRUA-4 | A | 7 | 30 | 15 | 30 | 21 | 30 | 9 | 30 | 24 | 30 | 5 | 25 | 13 | 15
CRYRW-2 | A | 15 | 138 | 38 | 138 | 40 | 138 | 15 | 138 | 40 | 138 | 13 | 109 | 40 | 63
DAMC-1 | A | 64 | 380 | 136 | 380 | 156 | 380 | 80 | 380 | 180 | 380 | 60 | 293 | 190 | 128
DEEP-1 | A | 20 | 180 | 60 | 180 | 86 | 180 | 22 | 180 | 80 | 180 | 24 | 96 | 52 | 96
DIDCB5 | A | 40 | 330 | 104 | 330 | 125 | 330 | 55 | 330 | 140 | 330 | 40 | 185 | 105 | 185
DIDCB6 | A | 50 | 250 | 105 | 250 | 105 | 250 | 50 | 250 | 130 | 250 | 50 | 153 | 110 | 103
DINO-1 | A | 14 | 138 | 39 | 138 | 58 | 138 | 28 | 138 | 72 | 138 | 14 | 118 | 36 | 88
DINO-2 | A | 14 | 138 | 39 | 138 | 58 | 138 | 28 | 138 | 72 | 138 | 14 | 118 | 36 | 88
DINO-3 | A | 14 | 138 | 39 | 138 | 58 | 138 | 28 | 138 | 72 | 138 | 14 | 118 | 36 | 88
DINO-4 | A | 14 | 138 | 39 | 138 | 58 | 138 | 28 | 138 | 72 | 138 | 14 | 118 | 36 | 88
DINO-5 | A | 14 | 138 | 39 | 138 | 58 | 138 | 28 | 138 | 72 | 138 | 14 | 118 | 36 | 88
DINO-6 | A | 14 | 138 | 39 | 138 | 58 | 138 | 28 | 138 | 72 | 138 | 14 | 118 | 36 | 88
DRAXX-1 | A | 68 | 345 | 100 | 345 | 100 | 345 | 64 | 95 | 110 | 345 | 60 | 225 | 70 | 225
DRAXX-2 | A | 68 | 345 | 100 | 345 | 100 | 345 | 64 | 95 | 110 | 345 | 60 | 225 | 70 | 225
DRAXX-3 | A | 68 | 345 | 100 | 345 | 100 | 345 | 64 | 95 | 110 | 345 | 60 | 225 | 70 | 225
DRAXX-4 | A | 68 | 345 | 100 | 345 | 100 | 345 | 64 | 95 | 110 | 345 | 60 | 225 | 70 | 225
DRAXX-5 | A | 68 | 345 | 100 | 345 | 100 | 345 | 64 | 95 | 110 | 345 | 60 | 225 | 70 | 225
DRAXX-6 | A | 68 | 345 | 100 | 345 | 100 | 345 | 64 | 95 | 110 | 345 | 60 | 225 | 70 | 225
EECL-1 | A | 20 | 178 | 25 | 178 | 25 | 178 | 32 | 178 | 81 | 178 | 20 | 143 | 25 | 143
EGGPS-1 | A | 45 | 205 | 83 | 205 | 83 | 205 | 49 | 205 | 110 | 205 | 33 | 95 | 60 | 95
EGGPS-2 | A | 45 | 205 | 83 | 205 | 83 | 205 | 49 | 205 | 110 | 205 | 33 | 95 | 60 | 95
EGGPS-3 | A | 45 | 205 | 83 | 205 | 83 | 205 | 49 | 205 | 110 | 205 | 33 | 95 | 60 | 95
EGGPS-4 | A | 45 | 205 | 83 | 205 | 83 | 205 | 49 | 205 | 110 | 205 | 33 | 95 | 60 | 95
ERRO-1 | A | 1 | 21 | 1 | 21 | 1 | 21 | 2 | 21 | 5 | 21 | 1 | 17 | 1 | 17
ERRO-2 | A | 1 | 21 | 1 | 21 | 1 | 21 | 2 | 21 | 5 | 21 | 1 | 17 | 1 | 17
ERRO-3 | A | 1 | 21 | 1 | 21 | 1 | 21 | 2 | 21 | 5 | 21 | 1 | 17 | 1 | 17
FAARW-1 | A | 2 | 37 | 4 | 37 | 4 | 37 | 4 | 37 | 12 | 37 | 2 | 33 | 4 | 33
FAARW-2 | A | 2 | 37 | 4 | 37 | 4 | 37 | 4 | 37 | 12 | 37 | 2 | 33 | 4 | 33
FALGW-1 | A | 11 | 108 | 28 | 108 | 41 | 108 | 13 | 108 | 35 | 108 | 10 | 86 | 22 | 64
FASN-1 | A | 0 | 15 | 1 | 15 | 1 | 15 | 1 | 15 | 2 | 15 | 0 | 15 | 1 | 12
FASN2 | A | 0 | 15 | 1 | 15 | 1 | 15 | 1 | 15 | 2 | 15 | 0 | 15 | 1 | 12
FASN3 | A | 0 | 15 | 1 | 15 | 1 | 15 | 1 | 15 | 2 | 15 | 0 | 15 | 1 | 12
FAWN-1 | A | 10 | 52 | 25 | 52 | 40 | 52 | 13 | 52 | 32 | 52 | 11 | 37 | 27 | 27
FELL-1 | A | 9 | 63 | 21 | 63 | 22 | 63 | 10 | 63 | 24 | 63 | 9 | 63 | 22 | 63
FFES-1 | A | 10 | 35 | 27 | 35 | 30 | 35 | 9 | 35 | 22 | 35 | 4 | 27 | 6 | 27
FFES-2 | A | 10 | 35 | 27 | 35 | 30 | 35 | 9 | 35 | 22 | 35 | 4 | 27 | 6 | 27
FFES-3 | A | 10 | 35 | 27 | 35 | 30 | 35 | 9 | 35 | 22 | 35 | 4 | 27 | 6 | 27
FFES-4 | A | 10 | 35 | 27 | 35 | 30 | 35 | 9 | 35 | 22 | 35 | 4 | 27 | 6 | 27
FIDL-1 | A | 13 | 205 | 20 | 205 | 23 | 205 | 35 | 100 | 40 | 147 | 30 | 147 | 50 | 147
FIDL-2 | A | 13 | 205 | 20 | 205 | 23 | 205 | 35 | 100 | 40 | 147 | 30 | 147 | 50 | 147
FIDL-3 | A | 13 | 205 | 20 | 205 | 23 | 205 | 35 | 100 | 40 | 147 | 30 | 147 | 50 | 147
FIDL-4 | A | 13 | 205 | 20 | 205 | 23 | 205 | 35 | 100 | 40 | 147 | 30 | 147 | 50 | 147
FINL-1 | A | 0 | 14 | 1 | 14 | 1 | 14 | 1 | 14 | 2 | 14 | 0 | 14 | 1 | 11
FOYE-1 | A | 6 | 60 | 13 | 60 | 16 | 60 | 11 | 60 | 27 | 60 | 5 | 30 | 11 | 30
FOYE-2 | A | 6 | 60 | 13 | 60 | 16 | 60 | 11 | 60 | 27 | 60 | 5 | 30 | 11 | 30
GLNDO-1 | A | 6 | 80 | 12 | 45 | 17 | 45 | 12 | 45 | 25 | 45 | 8 | 65 | 18 | 45
GNFSW-1 | A | 11 | 100 | 30 | 100 | 30 | 100 | 12 | 100 | 31 | 100 | 12 | 70 | 30 | 70
GNFSW-2 | A | 7 | 64 | 18 | 64 | 18 | 64 | 8 | 64 | 18 | 64 | 6 | 49 | 15 | 49
GORDW-1 | A | 6 | 62 | 16 | 56 | 26 | 45 | 7 | 62 | 18 | 62 | 6 | 56 | 16 | 45
GRAI-6 | A | 24 | 320 | 58 | 320 | 58 | 320 | 35 | 320 | 88 | 320 | 28 | 270 | 60 | 230
GRAI-7 | A | 30 | 232 | 60 | 232 | 60 | 232 | 32 | 232 | 84 | 232 | 32 | 175 | 65 | 135
GRAI-8 | A | 26 | 232 | 58 | 232 | 58 | 232 | 32 | 232 | 84 | 232 | 32 | 175 | 65 | 135
GRIFW-1 | A | 8 | 94 | 22 | 94 | 23 | 94 | 8 | 94 | 22 | 94 | 8 | 85 | 22 | 72
GRIFW-2 | A | 8 | 94 | 22 | 94 | 23 | 94 | 8 | 94 | 22 | 94 | 8 | 85 | 22 | 72
GRMO-1 | A | 8 | 43 | 8 | 43 | 8 | 43 | 8 | 43 | 8 | 43 | 8 | 23 | 8 | 23
GYAR-1 | A | 17 | 176 | 42 | 176 | 66 | 176 | 24 | 176 | 60 | 176 | 17 | 176 | 42 | 176
GYMRO-15 | A | 6 | 145 | 15 | 145 | 15 | 145 | 6 | 145 | 15 | 145 | 6 | 44 | 15 | 44
GYMRO-17 | A | 6 | 145 | 15 | 145 | 15 | 145 | 6 | 145 | 15 | 145 | 6 | 44 | 15 | 44
GYMRO-26 | A | 6 | 145 | 15 | 145 | 15 | 145 | 6 | 145 | 15 | 145 | 6 | 44 | 15 | 44
GYMRO-28 | A | 6 | 145 | 15 | 145 | 15 | 145 | 6 | 145 | 15 | 145 | 6 | 44 | 15 | 44
HADHW-1 | A | 7 | 76 | 14 | 76 | 22 | 76 | 13 | 76 | 34 | 76 | 8 | 65 | 17 | 65
HRSTW-1 | A | 12 | 102 | 30 | 102 | 45 | 102 | 13 | 102 | 34 | 102 | 13 | 80 | 27 | 66
HUMR-1 | A | 60 | 533 | 150 | 533 | 200 | 533 | 80 | 533 | 200 | 533 | 62 | 419 | 155 | 251
INDQ-1 | A | 12 | 102 | 31 | 102 | 43 | 102 | 13 | 102 | 34 | 102 | 12 | 72 | 30 | 72
KEAD-1 | A | 38 | 415 | 90 | 415 | 90 | 415 | 55 | 415 | 138 | 415 | 38 | 355 | 90 | 285
KILBW-1 | A | 3 | 56 | 8 | 56 | 13 | 56 | 5 | 56 | 14 | 56 | 4 | 53 | 9 | 47
KILLPG-1 | A | 8 | 225 | 10 | 225 | 10 | 225 | 10 | 225 | 12 | 225 | 4 | 150 | 15 | 150
KILLPG-2 | A | 18 | 225 | 25 | 225 | 25 | 225 | 37 | 225 | 37 | 225 | 22 | 195 | 30 | 195
KILNS-1 | A | 30 | 290 | 72 | 290 | 84 | 290 | 42 | 290 | 114 | 290 | 18 | 104 | 45 | 104
KLYN-A-1 | A | 24 | 126 | 50 | 126 | 50 | 126 | 34 | 126 | 70 | 126 | 22 | 81 | 34 | 81
LAGA-1 | A | 55 | 500 | 123 | 500 | 140 | 500 | 52 | 500 | 130 | 500 | 53 | 475 | 130 | 475
LARYO-1 | A | 16 | 155 | 40 | 155 | 45 | 155 | 18 | 155 | 45 | 155 | 14 | 120 | 35 | 120
LARYO-2 | A | 16 | 158 | 40 | 158 | 45 | 158 | 18 | 158 | 45 | 158 | 14 | 120 | 35 | 120
LARYO-3 | A | 16 | 158 | 40 | 158 | 45 | 158 | 18 | 158 | 45 | 158 | 14 | 120 | 35 | 120
LARYO-4 | A | 16 | 158 | 40 | 158 | 45 | 158 | 18 | 158 | 45 | 158 | 14 | 120 | 35 | 120
LBAR-1G | A | 1 | 16 | 4 | 16 | 6 | 16 | 2 | 16 | 4 | 16 | 1 | 9 | 4 | 9
LBAR-1 | A | 39 | 360 | 88 | 360 | 88 | 360 | 55 | 360 | 145 | 360 | 41 | 270 | 90 | 270
LNCSO-1 | A | 12 | 130 | 30 | 130 | 32 | 130 | 12 | 130 | 32 | 130 | 10 | 100 | 26 | 100
LNCSO-2 | A | 13 | 140 | 34 | 140 | 36 | 140 | 14 | 140 | 36 | 140 | 12 | 125 | 32 | 125
LOAN-1 | A | 25 | 326 | 51 | 326 | 55 | 326 | 19 | 326 | 50 | 326 | 12 | 276 | 28 | 276
LOAN-2 | A | 25 | 326 | 51 | 326 | 55 | 326 | 19 | 326 | 50 | 326 | 12 | 276 | 28 | 276
LOAN-3 | A | 25 | 326 | 51 | 326 | 55 | 326 | 19 | 326 | 50 | 326 | 12 | 276 | 28 | 276
MEDP-1 | A | 30 | 380 | 76 | 330 | 76 | 330 | 48 | 380 | 105 | 380 | 31 | 330 | 79 | 290
MILWW-1 | A | 6 | 32 | 8 | 54 | 13 | 54 | 5 | 54 | 14 | 54 | 3 | 43 | 8 | 43
MKHLW-1 | A | 4 | 42 | 10 | 42 | 12 | 42 | 5 | 42 | 13 | 42 | 5 | 37 | 12 | 30
MRWD-1 | A | 43 | 448 | 100 | 448 | 112 | 448 | 67 | 448 | 160 | 448 | 36 | 328 | 93 | 328
NANT-1 | A | 0 | 15 | 0 | 15 | 0 | 15 | 0 | 15 | 1 | 15 | 0 | 15 | 0 | 15
PEHE-1 | A | 47 | 435 | 100 | 435 | 100 | 435 | 67 | 435 | 105 | 435 | 64 | 245 | 100 | 245
PEHE-2 | A | 16 | 490 | 40 | 265 | 42 | 490 | 0 | 0 | 0 | 0 | 0 | 490 | 0 | 490
PEMB-11 | A | 38 | 113 | 63 | 276 | 63 | 276 | 33 | 276 | 90 | 276 | 35 | 241 | 64 | 210
PEMB-21 | A | 38 | 113 | 63 | 276 | 63 | 276 | 33 | 276 | 90 | 276 | 35 | 241 | 64 | 210
PEMB-31 | A | 38 | 113 | 63 | 276 | 63 | 276 | 33 | 276 | 90 | 276 | 35 | 241 | 64 | 210
PEMB-41 | A | 38 | 113 | 63 | 276 | 63 | 276 | 33 | 276 | 90 | 276 | 35 | 241 | 64 | 210
PEMB-51 | A | 38 | 113 | 63 | 276 | 63 | 276 | 33 | 276 | 90 | 276 | 35 | 241 | 64 | 210
PETEM1 | A | 20 | 180 | 46 | 180 | 52 | 180 | 24 | 180 | 58 | 180 | 20 | 150 | 50 | 100
RATS-1 | A | 50 | 270 | 90 | 270 | 90 | 270 | 36 | 270 | 50 | 270 | 42 | 105 | 75 | 155
RATS-2 | A | 40 | 270 | 90 | 270 | 100 | 270 | 36 | 270 | 50 | 270 | 40 | 195 | 75 | 195
RATS-3 | A | 40 | 270 | 90 | 270 | 100 | 270 | 36 | 270 | 50 | 270 | 40 | 195 | 75 | 195
RATS-4 | A | 40 | 270 | 95 | 270 | 100 | 270 | 36 | 270 | 50 | 270 | 40 | 195 | 75 | 195
ROCK-1 | A | 36 | 400 | 50 | 400 | 54 | 400 | 60 | 400 | 160 | 400 | 33 | 220 | 53 | 220
RUGPS-6 | A | 36 | 243 | 80 | 243 | 80 | 243 | 40 | 243 | 90 | 243 | 40 | 155 | 95 | 105
RUGPS-7 | A | 36 | 243 | 80 | 243 | 80 | 243 | 40 | 243 | 90 | 243 | 40 | 155 | 95 | 105
RYHPS-1 | A | 30 | 305 | 48 | 305 | 66 | 305 | 42 | 305 | 51 | 305 | 30 | 130 | 42 | 68
SCCL-1 | A | 35 | 180 | 70 | 180 | 70 | 180 | 40 | 180 | 95 | 180 | 40 | 100 | 100 | 50
SCCL-2 | A | 35 | 180 | 70 | 180 | 70 | 180 | 40 | 180 | 95 | 180 | 40 | 100 | 100 | 50
SCCL-3 | A | 35 | 180 | 70 | 180 | 70 | 180 | 40 | 180 | 95 | 180 | 40 | 100 | 100 | 50
SEAB-1 | A | 44 | 254 | 125 | 254 | 150 | 254 | 55 | 254 | 150 | 254 | 75 | 164 | 176 | 38
SEAB-2 | A | 31 | 138 | 76 | 138 | 86 | 138 | 32 | 138 | 82 | 138 | 37 | 73 | 90 | 43
SHBA-1 | A | 41 | 255 | 104 | 255 | 115 | 255 | 44 | 255 | 120 | 255 | 39 | 195 | 115 | 40
SHBA-2 | A | 32 | 319 | 70 | 319 | 76 | 319 | 35 | 319 | 93 | 319 | 32 | 270 | 70 | 217
SHOS-1 | A | 18 | 160 | 24 | 160 | 24 | 160 | 30 | 160 | 75 | 160 | 18 | 135 | 24 | 135
SHRSO-1 | A | 16 | 157 | 44 | 157 | 46 | 157 | 17 | 157 | 46 | 157 | 16 | 141 | 43 | 113
SHRSO-2 | A | 16 | 157 | 44 | 157 | 46 | 157 | 17 | 157 | 46 | 157 | 16 | 141 | 43 | 113
SIZB-1 | A | 38 | 283 | 45 | 283 | 45 | 283 | 45 | 283 | 45 | 283 | 40 | 283 | 46 | 283
SIZB-2 | A | 38 | 283 | 45 | 283 | 45 | 283 | 45 | 283 | 45 | 283 | 40 | 283 | 46 | 283
SLOY-1 | A | 0 | 38 | 1 | 38 | 1 | 38 | 1 | 38 | 2 | 38 | 0 | 38 | 1 | 30
SLOY-2 | A | 0 | 38 | 1 | 38 | 1 | 38 | 1 | 38 | 2 | 38 | 0 | 38 | 1 | 30
SLOY-3 | A | 0 | 38 | 1 | 38 | 1 | 38 | 1 | 38 | 2 | 38 | 0 | 38 | 1 | 30
SLOY-4 | A | 0 | 28 | 1 | 28 | 1 | 28 | 1 | 28 | 2 | 28 | 0 | 28 | 1 | 22
SPLN-1 | A | 40 | 380 | 100 | 380 | 110 | 380 | 50 | 380 | 120 | 380 | 30 | 380 | 90 | 300
STAY-1 | A | 35 | 265 | 62 | 265 | 62 | 265 | 35 | 265 | 89 | 265 | 34 | 192 | 63 | 192
STAY-2 | A | 35 | 265 | 62 | 265 | 62 | 265 | 35 | 265 | 89 | 265 | 34 | 192 | 63 | 192
STAY-3 | A | 35 | 265 | 62 | 265 | 62 | 265 | 35 | 265 | 89 | 265 | 34 | 192 | 63 | 192
STAY-4 | A | 35 | 265 | 62 | 265 | 62 | 265 | 35 | 265 | 89 | 265 | 34 | 192 | 63 | 192
SUTB-1 | A | 36 | 380 | 104 | 380 | 148 | 380 | 52 | 380 | 132 | 380 | 47 | 250 | 107 | 250
SVRP-10 | A | 20 | 225 | 50 | 225 | 70 | 225 | 32 | 225 | 80 | 225 | 20 | 172 | 50 | 172
SVRP-20 | A | 20 | 225 | 50 | 225 | 70 | 225 | 32 | 225 | 80 | 225 | 20 | 172 | 50 | 172
USKM-13 | A | 6 | 49 | 15 | 49 | 17 | 49 | 8 | 49 | 19 | 49 | 7 | 36 | 8 | 36
USKM-14 | A | 6 | 49 | 15 | 49 | 17 | 49 | 8 | 49 | 19 | 49 | 7 | 36 | 8 | 36
USKM-15 | A | 6 | 49 | 15 | 49 | 17 | 49 | 8 | 49 | 19 | 49 | 7 | 36 | 8 | 36
WBUPS-1 | A | 30 | 113 | 48 | 153 | 48 | 153 | 32 | 113 | 50 | 113 | 40 | 153 | 65 | 113
WBUPS-2 | A | 30 | 133 | 48 | 173 | 48 | 173 | 32 | 133 | 50 | 133 | 40 | 173 | 65 | 133
WBUPS-3 | A | 30 | 133 | 48 | 173 | 48 | 173 | 32 | 133 | 50 | 133 | 40 | 173 | 65 | 133
WBUPS-4 | A | 30 | 113 | 48 | 153 | 48 | 153 | 32 | 113 | 50 | 113 | 40 | 153 | 65 | 113
WBURB-1 | A | 22 | 240 | 48 | 240 | 62 | 240 | 27 | 240 | 69 | 240 | 20 | 200 | 50 | 120
WBURB-2 | A | 25 | 255 | 52 | 255 | 62 | 255 | 26 | 255 | 67 | 255 | 22 | 215 | 52 | 135
WBURB-3 | A | 23 | 255 | 48 | 255 | 62 | 255 | 27 | 255 | 67 | 255 | 20 | 215 | 52 | 135
WDNSO-1 | A | 21 | 191 | 54 | 191 | 57 | 191 | 21 | 191 | 57 | 191 | 21 | 170 | 55 | 136
WDNSO-2 | A | 21 | 191 | 54 | 191 | 57 | 191 | 21 | 191 | 57 | 191 | 21 | 170 | 55 | 136
WHILW-1 | A | 31 | 322 | 84 | 322 | 90 | 322 | 33 | 322 | 90 | 322 | 32 | 255 | 86 | 210
WHILW-2 | A | 19 | 163 | 33 | 163 | 35 | 163 | 20 | 163 | 52 | 163 | 21 | 142 | 43 | 119
WLNYO-2 | A | 19 | 182 | 51 | 182 | 54 | 182 | 20 | 182 | 53 | 182 | 20 | 158 | 51 | 130
WLNYW-1 | A | 19 | 182 | 51 | 182 | 54 | 182 | 20 | 182 | 53 | 182 | 20 | 158 | 51 | 130

## Jul 2017
MW Response Capability by BMU
|  | Primary Response (Max MWhrs) | [5 empty] | Secondary Response (Max Mwhrs) |  |  |  | High Frequency Response (Max MWhrs)
UNIT | Mode | 0.2Hz |  | 0.5Hz |  | 0.8Hz |  | 0.2/0.2Hz |  | 0.5/0.5Hz |  | 0.2Hz |  | 0.5Hz
ABTH7 | A | 40 | 250 | 72 | 250 | 72 | 250 | 48 | 250 | 120 | 250 | 38 | 185 | 55 | 185
ABTH8 | A | 40 | 250 | 72 | 250 | 72 | 250 | 48 | 250 | 120 | 250 | 38 | 185 | 55 | 185
ABTH9 | A | 30 | 240 | 80 | 240 | 80 | 240 | 40 | 240 | 120 | 240 | 38 | 125 | 52 | 125
ARCHW-1 | A | 10 | 92 | 25 | 92 | 25 | 92 | 12 | 92 | 30 | 92 | 11 | 73 | 24 | 56
BAGE-1 | A | 30 | 255 | 70 | 255 | 90 | 255 | 35 | 255 | 90 | 255 | 28 | 220 | 70 | 185
BAGE-2 | A | 3 | 17 | 8 | 17 | 12 | 17 | 4 | 17 | 9 | 17 | 2 | 17 | 5 | 17
BLLA-1 | A | 6 | 99 | 13 | 99 | 13 | 99 | 15 | 99 | 39 | 99 | 9 | 83 | 16 | 83
BRDUW-1 | A | 6 | 58 | 17 | 58 | 17 | 58 | 7 | 58 | 17 | 58 | 6 | 36 | 17 | 36
BRGG-1 | A | 16 | 110 | 32 | 110 | 48 | 110 | 16 | 110 | 40 | 110 | 14 | 96 | 34 | 46
BURBW-1 | A | 0 | 90 | 0 | 90 | 0 | 90 | 0 | 0 | 0 | 0 | 0 | 90 | 0 | 90
CARR-1 | A | 35 | 235 | 58 | 235 | 58 | 235 | 35 | 235 | 88 | 235 | 34 | 179 | 56 | 179
CARR-2 | A | 35 | 235 | 58 | 235 | 58 | 235 | 35 | 235 | 88 | 235 | 34 | 179 | 56 | 179
CDCL-1 | A | 30 | 160 | 40 | 160 | 40 | 160 | 34 | 160 | 40 | 160 | 27 | 120 | 40 | 120
CLAC-1 | A | 3 | 28 | 8 | 28 | 13 | 28 | 3 | 36 | 9 | 36 | 3 | 28 | 8 | 28
CLDCW-1 | A | 14 | 14 | 34 | 113 | 36 | 113 | 13 | 113 | 35 | 113 | 13 | 99 | 34 | 78
CLDNW-1 | A | 13 | 108 | 33 | 108 | 35 | 108 | 13 | 108 | 35 | 108 | 12 | 95 | 33 | 74
CLDSW-1 | A | 16 | 129 | 40 | 129 | 43 | 129 | 16 | 129 | 42 | 129 | 16 | 113 | 41 | 88
CNQPS-1 | A | 22 | 170 | 55 | 170 | 55 | 170 | 28 | 170 | 70 | 170 | 26 | 120 | 60 | 105
CNQPS-2 | A | 22 | 170 | 55 | 170 | 55 | 170 | 28 | 170 | 70 | 170 | 22 | 120 | 55 | 105
CNQPS-3 | A | 22 | 170 | 55 | 170 | 55 | 170 | 28 | 170 | 70 | 170 | 22 | 120 | 55 | 105
CNQPS-4 | A | 22 | 170 | 55 | 170 | 55 | 170 | 28 | 170 | 70 | 170 | 28 | 105 | 55 | 105
COSO-1 | A | 20 | 380 | 40 | 380 | 50 | 380 | 60 | 380 | 140 | 380 | 17 | 304 | 40 | 304
COTPS-1 | A | 29 | 277 | 50 | 277 | 62 | 277 | 35 | 60 | 63 | 277 | 30 | 122 | 60 | 122
COTPS-2 | A | 29 | 287 | 50 | 287 | 62 | 287 | 35 | 60 | 63 | 287 | 30 | 122 | 60 | 122
COTPS-3 | A | 29 | 287 | 50 | 287 | 62 | 287 | 35 | 60 | 63 | 287 | 30 | 122 | 60 | 122
COTPS-4 | A | 29 | 277 | 50 | 277 | 62 | 277 | 35 | 60 | 63 | 277 | 30 | 122 | 60 | 122
COWE1 | A | 7 | 30 | 17 | 30 | 17 | 30 | 7 | 30 | 17 | 30 | 7 | 30 | 17 | 30
COWE2 | A | 7 | 30 | 17 | 30 | 17 | 30 | 7 | 30 | 17 | 30 | 7 | 30 | 17 | 30
CRUA-1 | A | 10 | 110 | 25 | 110 | 37 | 110 | 12 | 110 | 30 | 110 | 10 | 84 | 25 | 48
CRUA-2 | A | 10 | 110 | 25 | 110 | 37 | 110 | 12 | 110 | 30 | 110 | 10 | 84 | 25 | 48
CRUA-3 | A | 7 | 30 | 15 | 30 | 21 | 30 | 9 | 30 | 24 | 30 | 5 | 25 | 13 | 15
CRUA-4 | A | 7 | 30 | 15 | 30 | 21 | 30 | 9 | 30 | 24 | 30 | 5 | 25 | 13 | 15
CRYRW-2 | A | 15 | 138 | 38 | 138 | 40 | 138 | 15 | 138 | 40 | 138 | 13 | 109 | 40 | 63
DAMC-1 | A | 64 | 380 | 136 | 380 | 156 | 380 | 80 | 380 | 180 | 380 | 60 | 293 | 190 | 128
DEEP-1 | A | 20 | 180 | 60 | 180 | 86 | 180 | 22 | 180 | 80 | 180 | 24 | 96 | 52 | 96
DIDCB5 | A | 40 | 330 | 104 | 330 | 125 | 330 | 55 | 330 | 140 | 330 | 40 | 185 | 105 | 185
DIDCB6 | A | 50 | 250 | 105 | 250 | 105 | 250 | 50 | 250 | 130 | 250 | 50 | 153 | 110 | 103
DINO-1 | A | 14 | 138 | 39 | 138 | 58 | 138 | 28 | 138 | 72 | 138 | 14 | 118 | 36 | 88
DINO-2 | A | 14 | 138 | 39 | 138 | 58 | 138 | 28 | 138 | 72 | 138 | 14 | 118 | 36 | 88
DINO-3 | A | 14 | 138 | 39 | 138 | 58 | 138 | 28 | 138 | 72 | 138 | 14 | 118 | 36 | 88
DINO-4 | A | 14 | 138 | 39 | 138 | 58 | 138 | 28 | 138 | 72 | 138 | 14 | 118 | 36 | 88
DINO-5 | A | 14 | 138 | 39 | 138 | 58 | 138 | 28 | 138 | 72 | 138 | 14 | 118 | 36 | 88
DINO-6 | A | 14 | 138 | 39 | 138 | 58 | 138 | 28 | 138 | 72 | 138 | 14 | 118 | 36 | 88
DRAXX-1 | A | 68 | 345 | 100 | 345 | 100 | 345 | 64 | 95 | 110 | 345 | 60 | 225 | 70 | 225
DRAXX-2 | A | 68 | 345 | 100 | 345 | 100 | 345 | 64 | 95 | 110 | 345 | 60 | 225 | 70 | 225
DRAXX-3 | A | 68 | 345 | 100 | 345 | 100 | 345 | 64 | 95 | 110 | 345 | 60 | 225 | 70 | 225
DRAXX-4 | A | 68 | 345 | 100 | 345 | 100 | 345 | 64 | 95 | 110 | 345 | 60 | 225 | 70 | 225
DRAXX-5 | A | 68 | 345 | 100 | 345 | 100 | 345 | 64 | 95 | 110 | 345 | 60 | 225 | 70 | 225
DRAXX-6 | A | 68 | 345 | 100 | 345 | 100 | 345 | 64 | 95 | 110 | 345 | 60 | 225 | 70 | 225
EECL-1 | A | 20 | 178 | 25 | 178 | 25 | 178 | 32 | 178 | 81 | 178 | 20 | 143 | 25 | 143
EGGPS-1 | A | 45 | 205 | 83 | 205 | 83 | 205 | 49 | 205 | 110 | 205 | 33 | 95 | 60 | 95
EGGPS-2 | A | 45 | 205 | 83 | 205 | 83 | 205 | 49 | 205 | 110 | 205 | 33 | 95 | 60 | 95
EGGPS-3 | A | 45 | 205 | 83 | 205 | 83 | 205 | 49 | 205 | 110 | 205 | 33 | 95 | 60 | 95
EGGPS-4 | A | 45 | 205 | 83 | 205 | 83 | 205 | 49 | 205 | 110 | 205 | 33 | 95 | 60 | 95
ERRO-1 | A | 1 | 21 | 1 | 21 | 1 | 21 | 2 | 21 | 5 | 21 | 1 | 17 | 1 | 17
ERRO-2 | A | 1 | 21 | 1 | 21 | 1 | 21 | 2 | 21 | 5 | 21 | 1 | 17 | 1 | 17
ERRO-3 | A | 1 | 21 | 1 | 21 | 1 | 21 | 2 | 21 | 5 | 21 | 1 | 17 | 1 | 17
FAARW-1 | A | 2 | 37 | 4 | 37 | 4 | 37 | 4 | 37 | 12 | 37 | 2 | 33 | 4 | 33
FAARW-2 | A | 2 | 37 | 4 | 37 | 4 | 37 | 4 | 37 | 12 | 37 | 2 | 33 | 4 | 33
FALGW-1 | A | 11 | 108 | 28 | 108 | 41 | 108 | 13 | 108 | 35 | 108 | 10 | 86 | 22 | 64
FASN-1 | A | 0 | 15 | 1 | 15 | 1 | 15 | 1 | 15 | 2 | 15 | 0 | 15 | 1 | 12
FASN2 | A | 0 | 15 | 1 | 15 | 1 | 15 | 1 | 15 | 2 | 15 | 0 | 15 | 1 | 12
FASN3 | A | 0 | 15 | 1 | 15 | 1 | 15 | 1 | 15 | 2 | 15 | 0 | 15 | 1 | 12
FAWN-1 | A | 10 | 52 | 25 | 52 | 40 | 52 | 13 | 52 | 32 | 52 | 11 | 37 | 27 | 27
FELL-1 | A | 9 | 63 | 21 | 63 | 22 | 63 | 10 | 63 | 24 | 63 | 9 | 63 | 22 | 63
FFES-1 | A | 10 | 35 | 27 | 35 | 30 | 35 | 9 | 35 | 22 | 35 | 4 | 27 | 6 | 27
FFES-2 | A | 10 | 35 | 27 | 35 | 30 | 35 | 9 | 35 | 22 | 35 | 4 | 27 | 6 | 27
FFES-3 | A | 10 | 35 | 27 | 35 | 30 | 35 | 9 | 35 | 22 | 35 | 4 | 27 | 6 | 27
FFES-4 | A | 10 | 35 | 27 | 35 | 30 | 35 | 9 | 35 | 22 | 35 | 4 | 27 | 6 | 27
FIDL-1 | A | 13 | 205 | 20 | 205 | 23 | 205 | 35 | 100 | 40 | 147 | 30 | 147 | 50 | 147
FIDL-2 | A | 13 | 205 | 20 | 205 | 23 | 205 | 35 | 100 | 40 | 147 | 30 | 147 | 50 | 147
FIDL-3 | A | 13 | 205 | 20 | 205 | 23 | 205 | 35 | 100 | 40 | 147 | 30 | 147 | 50 | 147
FIDL-4 | A | 13 | 205 | 20 | 205 | 23 | 205 | 35 | 100 | 40 | 147 | 30 | 147 | 50 | 147
FINL-1 | A | 0 | 14 | 1 | 14 | 1 | 14 | 1 | 14 | 2 | 14 | 0 | 14 | 1 | 11
FOYE-1 | A | 6 | 60 | 13 | 60 | 16 | 60 | 11 | 60 | 27 | 60 | 5 | 30 | 11 | 30
FOYE-2 | A | 6 | 60 | 13 | 60 | 16 | 60 | 11 | 60 | 27 | 60 | 5 | 30 | 11 | 30
GLNDO-1 | A | 6 | 80 | 12 | 45 | 17 | 45 | 12 | 45 | 25 | 45 | 8 | 65 | 18 | 45
GNFSW-1 | A | 11 | 100 | 30 | 100 | 30 | 100 | 12 | 100 | 31 | 100 | 12 | 70 | 30 | 70
GNFSW-2 | A | 7 | 64 | 18 | 64 | 18 | 64 | 8 | 64 | 18 | 64 | 6 | 49 | 15 | 49
GORDW-1 | A | 6 | 62 | 16 | 56 | 26 | 45 | 7 | 62 | 18 | 62 | 6 | 56 | 16 | 45
GRAI-6 | A | 24 | 320 | 58 | 320 | 58 | 320 | 35 | 320 | 88 | 320 | 28 | 270 | 60 | 230
GRAI-7 | A | 30 | 232 | 60 | 232 | 60 | 232 | 32 | 232 | 84 | 232 | 32 | 175 | 65 | 135
GRAI-8 | A | 26 | 232 | 58 | 232 | 58 | 232 | 32 | 232 | 84 | 232 | 32 | 175 | 65 | 135
GRIFW-1 | A | 8 | 94 | 22 | 94 | 23 | 94 | 8 | 94 | 22 | 94 | 8 | 85 | 22 | 72
GRIFW-2 | A | 8 | 94 | 22 | 94 | 23 | 94 | 8 | 94 | 22 | 94 | 8 | 85 | 22 | 72
GRMO-1 | A | 8 | 43 | 8 | 43 | 8 | 43 | 8 | 43 | 8 | 43 | 8 | 23 | 8 | 23
GYAR-1 | A | 17 | 176 | 42 | 176 | 66 | 176 | 24 | 176 | 60 | 176 | 17 | 176 | 42 | 176
GYMRO-15 | A | 6 | 145 | 15 | 145 | 15 | 145 | 6 | 145 | 15 | 145 | 6 | 44 | 15 | 44
GYMRO-17 | A | 6 | 145 | 15 | 145 | 15 | 145 | 6 | 145 | 15 | 145 | 6 | 44 | 15 | 44
GYMRO-26 | A | 6 | 145 | 15 | 145 | 15 | 145 | 6 | 145 | 15 | 145 | 6 | 44 | 15 | 44
GYMRO-28 | A | 6 | 145 | 15 | 145 | 15 | 145 | 6 | 145 | 15 | 145 | 6 | 44 | 15 | 44
HADHW-1 | A | 7 | 76 | 14 | 76 | 22 | 76 | 13 | 76 | 34 | 76 | 8 | 65 | 17 | 65
HRSTW-1 | A | 12 | 102 | 30 | 102 | 45 | 102 | 13 | 102 | 34 | 102 | 13 | 80 | 27 | 66
HUMR-1 | A | 60 | 533 | 150 | 533 | 200 | 533 | 80 | 533 | 200 | 533 | 62 | 419 | 155 | 251
INDQ-1 | A | 12 | 102 | 31 | 102 | 43 | 102 | 13 | 102 | 34 | 102 | 12 | 72 | 30 | 72
KEAD-1 | A | 38 | 415 | 90 | 415 | 90 | 415 | 55 | 415 | 138 | 415 | 38 | 355 | 90 | 285
KILBW-1 | A | 3 | 56 | 8 | 56 | 13 | 56 | 5 | 56 | 14 | 56 | 4 | 53 | 9 | 47
KLYN-A-1 | A | 24 | 126 | 50 | 126 | 50 | 126 | 34 | 126 | 70 | 126 | 22 | 81 | 34 | 81
LAGA-1 | A | 55 | 500 | 123 | 500 | 140 | 500 | 52 | 500 | 130 | 500 | 53 | 475 | 130 | 475
LARYO-1 | A | 16 | 155 | 40 | 155 | 45 | 155 | 18 | 155 | 45 | 155 | 14 | 120 | 35 | 120
LARYO-2 | A | 16 | 158 | 40 | 158 | 45 | 158 | 18 | 158 | 45 | 158 | 14 | 120 | 35 | 120
LARYO-3 | A | 16 | 158 | 40 | 158 | 45 | 158 | 18 | 158 | 45 | 158 | 14 | 120 | 35 | 120
LARYO-4 | A | 16 | 158 | 40 | 158 | 45 | 158 | 18 | 158 | 45 | 158 | 14 | 120 | 35 | 120
LBAR-1G | A | 1 | 16 | 4 | 16 | 6 | 16 | 2 | 16 | 4 | 16 | 1 | 9 | 4 | 9
LBAR-1 | A | 39 | 360 | 88 | 360 | 88 | 360 | 55 | 360 | 145 | 360 | 41 | 270 | 90 | 270
LNCSO-1 | A | 12 | 130 | 30 | 130 | 32 | 130 | 12 | 130 | 32 | 130 | 10 | 100 | 26 | 100
LNCSO-2 | A | 13 | 140 | 34 | 140 | 36 | 140 | 14 | 140 | 36 | 140 | 12 | 125 | 32 | 125
LOAN-1 | A | 25 | 326 | 51 | 326 | 55 | 326 | 19 | 326 | 50 | 326 | 12 | 276 | 28 | 276
LOAN-2 | A | 25 | 326 | 51 | 326 | 55 | 326 | 19 | 326 | 50 | 326 | 12 | 276 | 28 | 276
LOAN-3 | A | 25 | 326 | 51 | 326 | 55 | 326 | 19 | 326 | 50 | 326 | 12 | 276 | 28 | 276
MEDP-1 | A | 30 | 380 | 76 | 330 | 76 | 330 | 48 | 380 | 105 | 380 | 31 | 330 | 79 | 290
MILWW-1 | A | 6 | 32 | 8 | 54 | 13 | 54 | 5 | 54 | 14 | 54 | 3 | 43 | 8 | 43
MKHLW-1 | A | 4 | 42 | 10 | 42 | 12 | 42 | 5 | 42 | 13 | 42 | 5 | 37 | 12 | 30
MRWD-1 | A | 43 | 448 | 100 | 448 | 112 | 448 | 67 | 448 | 160 | 448 | 36 | 328 | 93 | 328
NANT-1 | A | 0 | 15 | 0 | 15 | 0 | 15 | 0 | 15 | 1 | 15 | 0 | 15 | 0 | 15
PEHE-1 | A | 47 | 435 | 100 | 435 | 100 | 435 | 67 | 435 | 105 | 435 | 64 | 245 | 100 | 245
PEMB-11 | A | 38 | 113 | 63 | 276 | 63 | 276 | 33 | 276 | 90 | 276 | 35 | 241 | 64 | 210
PEMB-21 | A | 38 | 113 | 63 | 276 | 63 | 276 | 33 | 276 | 90 | 276 | 35 | 241 | 64 | 210
PEMB-31 | A | 38 | 113 | 63 | 276 | 63 | 276 | 33 | 276 | 90 | 276 | 35 | 241 | 64 | 210
PEMB-41 | A | 38 | 113 | 63 | 276 | 63 | 276 | 33 | 276 | 90 | 276 | 35 | 241 | 64 | 210
PEMB-51 | A | 38 | 113 | 63 | 276 | 63 | 276 | 33 | 276 | 90 | 276 | 35 | 241 | 64 | 210
PETEM1 | A | 20 | 180 | 46 | 180 | 52 | 180 | 24 | 180 | 58 | 180 | 20 | 150 | 50 | 100
RATS-1 | A | 50 | 270 | 90 | 270 | 90 | 270 | 36 | 270 | 50 | 270 | 42 | 105 | 75 | 155
RATS-2 | A | 40 | 270 | 90 | 270 | 100 | 270 | 36 | 270 | 50 | 270 | 40 | 195 | 75 | 195
RATS-3 | A | 40 | 270 | 90 | 270 | 100 | 270 | 36 | 270 | 50 | 270 | 40 | 195 | 75 | 195
RATS-4 | A | 40 | 270 | 95 | 270 | 100 | 270 | 36 | 270 | 50 | 270 | 40 | 195 | 75 | 195
ROCK-1 | A | 36 | 400 | 50 | 400 | 54 | 400 | 60 | 400 | 160 | 400 | 33 | 220 | 53 | 220
RUGPS-6 | A | 36 | 243 | 80 | 243 | 80 | 243 | 40 | 243 | 90 | 243 | 40 | 155 | 95 | 105
RUGPS-7 | A | 36 | 243 | 80 | 243 | 80 | 243 | 40 | 243 | 90 | 243 | 40 | 155 | 95 | 105
RYHPS-1 | A | 30 | 305 | 48 | 305 | 66 | 305 | 42 | 305 | 51 | 305 | 30 | 130 | 42 | 68
SCCL-1 | A | 35 | 180 | 70 | 180 | 70 | 180 | 40 | 180 | 95 | 180 | 40 | 100 | 100 | 50
SCCL-2 | A | 35 | 180 | 70 | 180 | 70 | 180 | 40 | 180 | 95 | 180 | 40 | 100 | 100 | 50
SCCL-3 | A | 35 | 180 | 70 | 180 | 70 | 180 | 40 | 180 | 95 | 180 | 40 | 100 | 100 | 50
SEAB-1 | A | 44 | 254 | 125 | 254 | 150 | 254 | 55 | 254 | 150 | 254 | 75 | 164 | 176 | 38
SEAB-2 | A | 31 | 138 | 76 | 138 | 86 | 138 | 32 | 138 | 82 | 138 | 37 | 73 | 90 | 43
SHBA-1 | A | 41 | 255 | 104 | 255 | 115 | 255 | 44 | 255 | 120 | 255 | 39 | 195 | 115 | 40
SHBA-2 | A | 32 | 319 | 70 | 319 | 76 | 319 | 35 | 319 | 93 | 319 | 32 | 270 | 70 | 217
SHOS-1 | A | 18 | 160 | 24 | 160 | 24 | 160 | 30 | 160 | 75 | 160 | 18 | 135 | 24 | 135
SHRSO-1 | A | 16 | 157 | 44 | 157 | 46 | 157 | 17 | 157 | 46 | 157 | 16 | 141 | 43 | 113
SHRSO-2 | A | 16 | 157 | 44 | 157 | 46 | 157 | 17 | 157 | 46 | 157 | 16 | 141 | 43 | 113
SIZB-1 | A | 38 | 283 | 45 | 283 | 45 | 283 | 45 | 283 | 45 | 283 | 40 | 283 | 46 | 283
SIZB-2 | A | 38 | 283 | 45 | 283 | 45 | 283 | 45 | 283 | 45 | 283 | 40 | 283 | 46 | 283
SLOY-1 | A | 0 | 38 | 1 | 38 | 1 | 38 | 1 | 38 | 2 | 38 | 0 | 38 | 1 | 30
SLOY-2 | A | 0 | 38 | 1 | 38 | 1 | 38 | 1 | 38 | 2 | 38 | 0 | 38 | 1 | 30
SLOY-3 | A | 0 | 38 | 1 | 38 | 1 | 38 | 1 | 38 | 2 | 38 | 0 | 38 | 1 | 30
SLOY-4 | A | 0 | 28 | 1 | 28 | 1 | 28 | 1 | 28 | 2 | 28 | 0 | 28 | 1 | 22
SPLN-1 | A | 40 | 380 | 100 | 380 | 110 | 380 | 50 | 380 | 120 | 380 | 30 | 380 | 90 | 300
STAY-1 | A | 35 | 265 | 62 | 265 | 62 | 265 | 35 | 265 | 89 | 265 | 34 | 192 | 63 | 192
STAY-2 | A | 35 | 265 | 62 | 265 | 62 | 265 | 35 | 265 | 89 | 265 | 34 | 192 | 63 | 192
STAY-3 | A | 35 | 265 | 62 | 265 | 62 | 265 | 35 | 265 | 89 | 265 | 34 | 192 | 63 | 192
STAY-4 | A | 35 | 265 | 62 | 265 | 62 | 265 | 35 | 265 | 89 | 265 | 34 | 192 | 63 | 192
SUTB-1 | A | 36 | 380 | 104 | 380 | 148 | 380 | 52 | 380 | 132 | 380 | 47 | 250 | 107 | 250
SVRP-10 | A | 20 | 225 | 50 | 225 | 70 | 225 | 32 | 225 | 80 | 225 | 20 | 172 | 50 | 172
SVRP-20 | A | 20 | 225 | 50 | 225 | 70 | 225 | 32 | 225 | 80 | 225 | 20 | 172 | 50 | 172
USKM-13 | A | 6 | 49 | 15 | 49 | 17 | 49 | 8 | 49 | 19 | 49 | 7 | 36 | 8 | 36
USKM-14 | A | 6 | 49 | 15 | 49 | 17 | 49 | 8 | 49 | 19 | 49 | 7 | 36 | 8 | 36
USKM-15 | A | 6 | 49 | 15 | 49 | 17 | 49 | 8 | 49 | 19 | 49 | 7 | 36 | 8 | 36
WBUPS-1 | A | 30 | 113 | 48 | 153 | 48 | 153 | 32 | 113 | 50 | 113 | 40 | 153 | 65 | 113
WBUPS-2 | A | 30 | 133 | 48 | 173 | 48 | 173 | 32 | 133 | 50 | 133 | 40 | 173 | 65 | 133
WBUPS-3 | A | 30 | 133 | 48 | 173 | 48 | 173 | 32 | 133 | 50 | 133 | 40 | 173 | 65 | 133
WBUPS-4 | A | 30 | 113 | 48 | 153 | 48 | 153 | 32 | 113 | 50 | 113 | 40 | 153 | 65 | 113
WBURB-1 | A | 22 | 240 | 48 | 240 | 62 | 240 | 27 | 240 | 69 | 240 | 20 | 200 | 50 | 120
WBURB-2 | A | 25 | 255 | 52 | 255 | 62 | 255 | 26 | 255 | 67 | 255 | 22 | 215 | 52 | 135
WBURB-3 | A | 23 | 255 | 48 | 255 | 62 | 255 | 27 | 255 | 67 | 255 | 20 | 215 | 52 | 135
WDNSO-1 | A | 21 | 191 | 54 | 191 | 57 | 191 | 21 | 191 | 57 | 191 | 21 | 170 | 55 | 136
WDNSO-2 | A | 21 | 191 | 54 | 191 | 57 | 191 | 21 | 191 | 57 | 191 | 21 | 170 | 55 | 136
WHILW-1 | A | 31 | 322 | 84 | 322 | 90 | 322 | 33 | 322 | 90 | 322 | 32 | 255 | 86 | 210
WHILW-2 | A | 19 | 163 | 33 | 163 | 35 | 163 | 20 | 163 | 52 | 163 | 21 | 142 | 43 | 119
WLNYO-2 | A | 19 | 182 | 51 | 182 | 54 | 182 | 20 | 182 | 53 | 182 | 20 | 158 | 51 | 130
WLNYW-1 | A | 19 | 182 | 51 | 182 | 54 | 182 | 20 | 182 | 53 | 182 | 20 | 158 | 51 | 130

## Jun 2017
MW Response Capability by BMU
|  | Primary Response (Max MWhrs) | [5 empty] | Secondary Response (Max Mwhrs) |  |  |  | High Frequency Response (Max MWhrs)
UNIT | Mode | 0.2Hz |  | 0.5Hz |  | 0.8Hz |  | 0.2/0.2Hz |  | 0.5/0.5Hz |  | 0.2Hz |  | 0.5Hz
ABTH7 | A | 40 | 250 | 72 | 250 | 72 | 250 | 48 | 250 | 120 | 250 | 38 | 185 | 55 | 185
ABTH8 | A | 40 | 250 | 72 | 250 | 72 | 250 | 48 | 250 | 120 | 250 | 38 | 185 | 55 | 185
ABTH9 | A | 30 | 240 | 80 | 240 | 80 | 240 | 40 | 240 | 120 | 240 | 38 | 125 | 52 | 125
ARCHW-1 | A | 10 | 92 | 25 | 92 | 25 | 92 | 12 | 92 | 30 | 92 | 11 | 73 | 24 | 56
BAGE-1 | A | 30 | 255 | 70 | 255 | 90 | 255 | 35 | 255 | 90 | 255 | 28 | 220 | 70 | 185
BAGE-2 | A | 3 | 17 | 8 | 17 | 12 | 17 | 4 | 17 | 9 | 17 | 2 | 17 | 5 | 17
BARKB2 | A | 33 | 210 | 82 | 210 | 108 | 210 | 39 | 210 | 97 | 210 | 31 | 120 | 84 | 120
BARK-1 | A | 22 | 140 | 55 | 140 | 72 | 140 | 26 | 140 | 65 | 140 | 21 | 80 | 54 | 80
BLLA-1 | A | 6 | 99 | 13 | 99 | 13 | 99 | 15 | 99 | 39 | 99 | 9 | 83 | 16 | 83
BRDUW-1 | A | 6 | 58 | 17 | 58 | 17 | 58 | 7 | 58 | 17 | 58 | 6 | 36 | 17 | 36
BRGG-1 | A | 16 | 110 | 32 | 110 | 48 | 110 | 16 | 110 | 40 | 110 | 14 | 96 | 34 | 46
BRYP-1 | A | 15 | 82 | 25 | 82 | 31 | 82 | 22 | 82 | 37 | 82 | 10 | 82 | 27 | 47
BURBW-1 | A | 0 | 90 | 0 | 90 | 0 | 90 | 0 | 0 | 0 | 0 | 0 | 90 | 0 | 90
CARR-1 | A | 35 | 235 | 58 | 235 | 58 | 235 | 35 | 235 | 88 | 235 | 34 | 179 | 56 | 179
CARR-2 | A | 35 | 235 | 58 | 235 | 58 | 235 | 35 | 235 | 88 | 235 | 34 | 179 | 56 | 179
CDCL-1 | A | 30 | 160 | 40 | 160 | 40 | 160 | 34 | 160 | 40 | 160 | 27 | 120 | 40 | 120
CLAC-1 | A | 3 | 28 | 8 | 28 | 13 | 28 | 3 | 36 | 9 | 36 | 3 | 28 | 8 | 28
CLDCW-1 | A | 14 | 14 | 34 | 113 | 36 | 113 | 13 | 113 | 35 | 113 | 13 | 99 | 34 | 78
CLDNW-1 | A | 13 | 108 | 33 | 108 | 35 | 108 | 13 | 108 | 35 | 108 | 12 | 95 | 33 | 74
CLDSW-1 | A | 16 | 129 | 40 | 129 | 43 | 129 | 16 | 129 | 42 | 129 | 16 | 113 | 41 | 88
CNQPS-1 | A | 22 | 170 | 55 | 170 | 55 | 170 | 28 | 170 | 70 | 170 | 26 | 120 | 60 | 105
CNQPS-2 | A | 22 | 170 | 55 | 170 | 55 | 170 | 28 | 170 | 70 | 170 | 22 | 120 | 55 | 105
CNQPS-3 | A | 22 | 170 | 55 | 170 | 55 | 170 | 28 | 170 | 70 | 170 | 22 | 120 | 55 | 105
CNQPS-4 | A | 22 | 170 | 55 | 170 | 55 | 170 | 28 | 170 | 70 | 170 | 28 | 105 | 55 | 105
CORB-1 | A | 10 | 130 | 30 | 130 | 50 | 130 | 28 | 130 | 60 | 130 | 15 | 95 | 40 | 60
COSO-1 | A | 20 | 380 | 40 | 380 | 50 | 380 | 60 | 380 | 140 | 380 | 17 | 304 | 40 | 304
COTPS-1 | A | 29 | 277 | 50 | 277 | 62 | 277 | 35 | 60 | 63 | 277 | 30 | 122 | 60 | 122
COTPS-2 | A | 29 | 287 | 50 | 287 | 62 | 287 | 35 | 60 | 63 | 287 | 30 | 122 | 60 | 122
COTPS-3 | A | 29 | 287 | 50 | 287 | 62 | 287 | 35 | 60 | 63 | 287 | 30 | 122 | 60 | 122
COTPS-4 | A | 29 | 277 | 50 | 277 | 62 | 277 | 35 | 60 | 63 | 277 | 30 | 122 | 60 | 122
COWE1 | A | 7 | 30 | 17 | 30 | 17 | 30 | 7 | 30 | 17 | 30 | 7 | 30 | 17 | 30
COWE2 | A | 7 | 30 | 17 | 30 | 17 | 30 | 7 | 30 | 17 | 30 | 7 | 30 | 17 | 30
CRUA-1 | A | 10 | 110 | 25 | 110 | 37 | 110 | 12 | 110 | 30 | 110 | 10 | 84 | 25 | 48
CRUA-2 | A | 10 | 110 | 25 | 110 | 37 | 110 | 12 | 110 | 30 | 110 | 10 | 84 | 25 | 48
CRUA-3 | A | 7 | 30 | 15 | 30 | 21 | 30 | 9 | 30 | 24 | 30 | 5 | 25 | 13 | 15
CRUA-4 | A | 7 | 30 | 15 | 30 | 21 | 30 | 9 | 30 | 24 | 30 | 5 | 25 | 13 | 15
CRYRW-2 | A | 15 | 138 | 38 | 138 | 40 | 138 | 15 | 138 | 40 | 138 | 13 | 109 | 40 | 63
DAMC-1 | A | 64 | 380 | 136 | 380 | 156 | 380 | 80 | 380 | 180 | 380 | 60 | 293 | 190 | 128
DEEP-1 | A | 20 | 180 | 60 | 180 | 86 | 180 | 22 | 180 | 80 | 180 | 24 | 96 | 52 | 96
DIDCB5 | A | 40 | 330 | 104 | 330 | 125 | 330 | 55 | 330 | 140 | 330 | 40 | 185 | 105 | 185
DIDCB6 | A | 50 | 250 | 105 | 250 | 105 | 250 | 50 | 250 | 130 | 250 | 50 | 153 | 110 | 103
DINO-1 | A | 14 | 138 | 39 | 138 | 58 | 138 | 28 | 138 | 72 | 138 | 14 | 118 | 36 | 88
DINO-2 | A | 14 | 138 | 39 | 138 | 58 | 138 | 28 | 138 | 72 | 138 | 14 | 118 | 36 | 88
DINO-3 | A | 14 | 138 | 39 | 138 | 58 | 138 | 28 | 138 | 72 | 138 | 14 | 118 | 36 | 88
DINO-4 | A | 14 | 138 | 39 | 138 | 58 | 138 | 28 | 138 | 72 | 138 | 14 | 118 | 36 | 88
DINO-5 | A | 14 | 138 | 39 | 138 | 58 | 138 | 28 | 138 | 72 | 138 | 14 | 118 | 36 | 88
DINO-6 | A | 14 | 138 | 39 | 138 | 58 | 138 | 28 | 138 | 72 | 138 | 14 | 118 | 36 | 88
DRAXX-1 | A | 68 | 345 | 100 | 345 | 100 | 345 | 64 | 95 | 110 | 345 | 60 | 225 | 70 | 225
DRAXX-2 | A | 68 | 345 | 100 | 345 | 100 | 345 | 64 | 95 | 110 | 345 | 60 | 225 | 70 | 225
DRAXX-3 | A | 68 | 345 | 100 | 345 | 100 | 345 | 64 | 95 | 110 | 345 | 60 | 225 | 70 | 225
DRAXX-4 | A | 68 | 345 | 100 | 345 | 100 | 345 | 64 | 95 | 110 | 345 | 60 | 225 | 70 | 225
DRAXX-5 | A | 68 | 345 | 100 | 345 | 100 | 345 | 64 | 95 | 110 | 345 | 60 | 225 | 70 | 225
DRAXX-6 | A | 68 | 345 | 100 | 345 | 100 | 345 | 64 | 95 | 110 | 345 | 60 | 225 | 70 | 225
EECL-1 | A | 20 | 178 | 25 | 178 | 25 | 178 | 32 | 178 | 81 | 178 | 20 | 143 | 25 | 143
EGGPS-1 | A | 45 | 205 | 83 | 205 | 83 | 205 | 49 | 205 | 110 | 205 | 33 | 95 | 60 | 95
EGGPS-2 | A | 45 | 205 | 83 | 205 | 83 | 205 | 49 | 205 | 110 | 205 | 33 | 95 | 60 | 95
EGGPS-3 | A | 45 | 205 | 83 | 205 | 83 | 205 | 49 | 205 | 110 | 205 | 33 | 95 | 60 | 95
EGGPS-4 | A | 45 | 205 | 83 | 205 | 83 | 205 | 49 | 205 | 110 | 205 | 33 | 95 | 60 | 95
ERRO-1 | A | 1 | 21 | 1 | 21 | 1 | 21 | 2 | 21 | 5 | 21 | 1 | 17 | 1 | 17
ERRO-2 | A | 1 | 21 | 1 | 21 | 1 | 21 | 2 | 21 | 5 | 21 | 1 | 17 | 1 | 17
ERRO-3 | A | 1 | 21 | 1 | 21 | 1 | 21 | 2 | 21 | 5 | 21 | 1 | 17 | 1 | 17
FAARW-1 | A | 2 | 37 | 4 | 37 | 4 | 37 | 4 | 37 | 12 | 37 | 2 | 33 | 4 | 33
FAARW-2 | A | 2 | 37 | 4 | 37 | 4 | 37 | 4 | 37 | 12 | 37 | 2 | 33 | 4 | 33
FALGW-1 | A | 11 | 108 | 28 | 108 | 41 | 108 | 13 | 108 | 35 | 108 | 10 | 86 | 22 | 64
FASN-1 | A | 0 | 15 | 1 | 15 | 1 | 15 | 1 | 15 | 2 | 15 | 0 | 15 | 1 | 12
FASN2 | A | 0 | 15 | 1 | 15 | 1 | 15 | 1 | 15 | 2 | 15 | 0 | 15 | 1 | 12
FASN3 | A | 0 | 15 | 1 | 15 | 1 | 15 | 1 | 15 | 2 | 15 | 0 | 15 | 1 | 12
FAWN-1 | A | 10 | 52 | 25 | 52 | 40 | 52 | 13 | 52 | 32 | 52 | 11 | 37 | 27 | 27
FELL-1 | A | 9 | 63 | 21 | 63 | 22 | 63 | 10 | 63 | 24 | 63 | 9 | 63 | 22 | 63
FFES-1 | A | 10 | 35 | 27 | 35 | 30 | 35 | 9 | 35 | 22 | 35 | 4 | 27 | 6 | 27
FFES-2 | A | 10 | 35 | 27 | 35 | 30 | 35 | 9 | 35 | 22 | 35 | 4 | 27 | 6 | 27
FFES-3 | A | 10 | 35 | 27 | 35 | 30 | 35 | 9 | 35 | 22 | 35 | 4 | 27 | 6 | 27
FFES-4 | A | 10 | 35 | 27 | 35 | 30 | 35 | 9 | 35 | 22 | 35 | 4 | 27 | 6 | 27
FIDL-1 | A | 13 | 205 | 20 | 205 | 23 | 205 | 35 | 100 | 40 | 147 | 30 | 147 | 50 | 147
FIDL-2 | A | 13 | 205 | 20 | 205 | 23 | 205 | 35 | 100 | 40 | 147 | 30 | 147 | 50 | 147
FIDL-3 | A | 13 | 205 | 20 | 205 | 23 | 205 | 35 | 100 | 40 | 147 | 30 | 147 | 50 | 147
FIDL-4 | A | 13 | 205 | 20 | 205 | 23 | 205 | 35 | 100 | 40 | 147 | 30 | 147 | 50 | 147
FINL-1 | A | 0 | 14 | 1 | 14 | 1 | 14 | 1 | 14 | 2 | 14 | 0 | 14 | 1 | 11
FOYE-1 | A | 6 | 60 | 13 | 60 | 16 | 60 | 11 | 60 | 27 | 60 | 5 | 30 | 11 | 30
FOYE-2 | A | 6 | 60 | 13 | 60 | 16 | 60 | 11 | 60 | 27 | 60 | 5 | 30 | 11 | 30
GLNDO-1 | A | 6 | 80 | 12 | 45 | 17 | 45 | 12 | 45 | 25 | 45 | 8 | 65 | 18 | 45
GNFSW-1 | A | 11 | 100 | 30 | 100 | 30 | 100 | 12 | 100 | 31 | 100 | 12 | 70 | 30 | 70
GNFSW-2 | A | 7 | 64 | 18 | 64 | 18 | 64 | 8 | 64 | 18 | 64 | 6 | 49 | 15 | 49
GORDW-1 | A | 6 | 62 | 16 | 56 | 26 | 45 | 7 | 62 | 18 | 62 | 6 | 56 | 16 | 45
GRAI-6 | A | 24 | 320 | 58 | 320 | 58 | 320 | 35 | 320 | 88 | 320 | 28 | 270 | 60 | 230
GRAI-7 | A | 30 | 232 | 60 | 232 | 60 | 232 | 32 | 232 | 84 | 232 | 32 | 175 | 65 | 135
GRAI-8 | A | 26 | 232 | 58 | 232 | 58 | 232 | 32 | 232 | 84 | 232 | 32 | 175 | 65 | 135
GRIFW-1 | A | 8 | 94 | 22 | 94 | 23 | 94 | 8 | 94 | 22 | 94 | 8 | 85 | 22 | 72
GRIFW-2 | A | 8 | 94 | 22 | 94 | 23 | 94 | 8 | 94 | 22 | 94 | 8 | 85 | 22 | 72
GRMO-1 | A | 8 | 43 | 8 | 43 | 8 | 43 | 8 | 43 | 8 | 43 | 8 | 23 | 8 | 23
GYAR-1 | A | 17 | 176 | 42 | 176 | 66 | 176 | 24 | 176 | 60 | 176 | 17 | 176 | 42 | 176
GYMRO-15 | A | 6 | 145 | 15 | 145 | 15 | 145 | 6 | 145 | 15 | 145 | 6 | 44 | 15 | 44
GYMRO-17 | A | 6 | 145 | 15 | 145 | 15 | 145 | 6 | 145 | 15 | 145 | 6 | 44 | 15 | 44
GYMRO-26 | A | 6 | 145 | 15 | 145 | 15 | 145 | 6 | 145 | 15 | 145 | 6 | 44 | 15 | 44
GYMRO-28 | A | 6 | 145 | 15 | 145 | 15 | 145 | 6 | 145 | 15 | 145 | 6 | 44 | 15 | 44
HADHW-1 | A | 7 | 76 | 14 | 76 | 22 | 76 | 13 | 76 | 34 | 76 | 8 | 65 | 17 | 65
HRSTW-1 | A | 12 | 102 | 30 | 102 | 45 | 102 | 13 | 102 | 34 | 102 | 13 | 80 | 27 | 66
HUMR-1 | A | 60 | 533 | 150 | 533 | 200 | 533 | 80 | 533 | 200 | 533 | 62 | 419 | 155 | 251
INDQ-1 | A | 12 | 102 | 31 | 102 | 43 | 102 | 13 | 102 | 34 | 102 | 12 | 72 | 30 | 72
KEAD-1 | A | 38 | 415 | 90 | 415 | 90 | 415 | 55 | 415 | 138 | 415 | 38 | 355 | 90 | 285
KILBW-1 | A | 3 | 56 | 8 | 56 | 13 | 56 | 5 | 56 | 14 | 56 | 4 | 53 | 9 | 47
KILLPG-1 | A | 8 | 225 | 10 | 225 | 10 | 225 | 10 | 225 | 12 | 225 | 4 | 150 | 15 | 150
KILLPG-2 | A | 18 | 225 | 25 | 225 | 25 | 225 | 37 | 225 | 37 | 225 | 22 | 195 | 30 | 195
KILNS-1 | A | 30 | 290 | 72 | 290 | 84 | 290 | 42 | 290 | 114 | 290 | 18 | 104 | 45 | 104
KLYN-A-1 | A | 24 | 126 | 50 | 126 | 50 | 126 | 34 | 126 | 70 | 126 | 22 | 81 | 34 | 81
LAGA-1 | A | 55 | 500 | 123 | 500 | 140 | 500 | 52 | 500 | 130 | 500 | 53 | 475 | 130 | 475
LARYO-1 | A | 16 | 155 | 40 | 155 | 45 | 155 | 18 | 155 | 45 | 155 | 14 | 120 | 35 | 120
LARYO-2 | A | 16 | 158 | 40 | 158 | 45 | 158 | 18 | 158 | 45 | 158 | 14 | 120 | 35 | 120
LARYO-3 | A | 16 | 158 | 40 | 158 | 45 | 158 | 18 | 158 | 45 | 158 | 14 | 120 | 35 | 120
LARYO-4 | A | 16 | 158 | 40 | 158 | 45 | 158 | 18 | 158 | 45 | 158 | 14 | 120 | 35 | 120
LBAR-1G | A | 1 | 16 | 4 | 16 | 6 | 16 | 2 | 16 | 4 | 16 | 1 | 9 | 4 | 9
LBAR-1 | A | 39 | 360 | 88 | 360 | 88 | 360 | 55 | 360 | 145 | 360 | 41 | 270 | 90 | 270
LNCSO-1 | A | 12 | 130 | 30 | 130 | 32 | 130 | 12 | 130 | 32 | 130 | 10 | 100 | 26 | 100
LNCSO-2 | A | 13 | 140 | 34 | 140 | 36 | 140 | 14 | 140 | 36 | 140 | 12 | 125 | 32 | 125
LOAN-1 | A | 25 | 326 | 51 | 326 | 55 | 326 | 19 | 326 | 50 | 326 | 12 | 276 | 28 | 276
LOAN-2 | A | 25 | 326 | 51 | 326 | 55 | 326 | 19 | 326 | 50 | 326 | 12 | 276 | 28 | 276
LOAN-3 | A | 25 | 326 | 51 | 326 | 55 | 326 | 19 | 326 | 50 | 326 | 12 | 276 | 28 | 276
MEDP-1 | A | 30 | 380 | 76 | 330 | 76 | 330 | 48 | 380 | 105 | 380 | 31 | 330 | 79 | 290
MILWW-1 | A | 6 | 32 | 8 | 54 | 13 | 54 | 5 | 54 | 14 | 54 | 3 | 43 | 8 | 43
MKHLW-1 | A | 4 | 42 | 10 | 42 | 12 | 42 | 5 | 42 | 13 | 42 | 5 | 37 | 12 | 30
MRWD-1 | A | 43 | 448 | 100 | 448 | 112 | 448 | 67 | 448 | 160 | 448 | 36 | 328 | 93 | 328
NANT-1 | A | 0 | 15 | 0 | 15 | 0 | 15 | 0 | 15 | 1 | 15 | 0 | 15 | 0 | 15
PEHE-1 | A | 47 | 435 | 100 | 435 | 100 | 435 | 67 | 435 | 105 | 435 | 64 | 245 | 100 | 245
PEHE-2 | A | 16 | 490 | 40 | 265 | 42 | 490 | 0 | 0 | 0 | 0 | 0 | 490 | 0 | 490
PEMB-11 | A | 38 | 113 | 63 | 276 | 63 | 276 | 33 | 276 | 90 | 276 | 35 | 241 | 64 | 210
PEMB-21 | A | 38 | 113 | 63 | 276 | 63 | 276 | 33 | 276 | 90 | 276 | 35 | 241 | 64 | 210
PEMB-31 | A | 38 | 113 | 63 | 276 | 63 | 276 | 33 | 276 | 90 | 276 | 35 | 241 | 64 | 210
PEMB-41 | A | 38 | 113 | 63 | 276 | 63 | 276 | 33 | 276 | 90 | 276 | 35 | 241 | 64 | 210
PEMB-51 | A | 38 | 113 | 63 | 276 | 63 | 276 | 33 | 276 | 90 | 276 | 35 | 241 | 64 | 210
PETEM1 | A | 20 | 180 | 46 | 180 | 52 | 180 | 24 | 180 | 58 | 180 | 20 | 150 | 50 | 100
RATS-1 | A | 50 | 270 | 90 | 270 | 90 | 270 | 36 | 270 | 50 | 270 | 42 | 105 | 75 | 155
RATS-2 | A | 40 | 270 | 90 | 270 | 100 | 270 | 36 | 270 | 50 | 270 | 40 | 195 | 75 | 195
RATS-3 | A | 40 | 270 | 90 | 270 | 100 | 270 | 36 | 270 | 50 | 270 | 40 | 195 | 75 | 195
RATS-4 | A | 40 | 270 | 95 | 270 | 100 | 270 | 36 | 270 | 50 | 270 | 40 | 195 | 75 | 195
ROCK-1 | A | 36 | 400 | 50 | 400 | 54 | 400 | 60 | 400 | 160 | 400 | 33 | 220 | 53 | 220
RUGPS-6 | A | 36 | 243 | 80 | 243 | 80 | 243 | 40 | 243 | 90 | 243 | 40 | 155 | 95 | 105
RUGPS-7 | A | 36 | 243 | 80 | 243 | 80 | 243 | 40 | 243 | 90 | 243 | 40 | 155 | 95 | 105
RYHPS-1 | A | 30 | 305 | 48 | 305 | 66 | 305 | 42 | 305 | 51 | 305 | 30 | 130 | 42 | 68
SCCL-1 | A | 35 | 180 | 70 | 180 | 70 | 180 | 40 | 180 | 95 | 180 | 40 | 100 | 100 | 50
SCCL-2 | A | 35 | 180 | 70 | 180 | 70 | 180 | 40 | 180 | 95 | 180 | 40 | 100 | 100 | 50
SCCL-3 | A | 35 | 180 | 70 | 180 | 70 | 180 | 40 | 180 | 95 | 180 | 40 | 100 | 100 | 50
SEAB-1 | A | 44 | 254 | 125 | 254 | 150 | 254 | 55 | 254 | 150 | 254 | 75 | 164 | 176 | 38
SEAB-2 | A | 31 | 138 | 76 | 138 | 86 | 138 | 32 | 138 | 82 | 138 | 37 | 73 | 90 | 43
SHBA-1 | A | 41 | 255 | 104 | 255 | 115 | 255 | 44 | 255 | 120 | 255 | 39 | 195 | 115 | 40
SHBA-2 | A | 32 | 319 | 70 | 319 | 76 | 319 | 35 | 319 | 93 | 319 | 32 | 270 | 70 | 217
SHOS-1 | A | 18 | 160 | 24 | 160 | 24 | 160 | 30 | 160 | 75 | 160 | 18 | 135 | 24 | 135
SHRSO-1 | A | 16 | 157 | 44 | 157 | 46 | 157 | 17 | 157 | 46 | 157 | 16 | 141 | 43 | 113
SHRSO-2 | A | 16 | 157 | 44 | 157 | 46 | 157 | 17 | 157 | 46 | 157 | 16 | 141 | 43 | 113
SIZB-1 | A | 38 | 283 | 45 | 283 | 45 | 283 | 45 | 283 | 45 | 283 | 40 | 283 | 46 | 283
SIZB-2 | A | 38 | 283 | 45 | 283 | 45 | 283 | 45 | 283 | 45 | 283 | 40 | 283 | 46 | 283
SLOY-1 | A | 0 | 38 | 1 | 38 | 1 | 38 | 1 | 38 | 2 | 38 | 0 | 38 | 1 | 30
SLOY-2 | A | 0 | 38 | 1 | 38 | 1 | 38 | 1 | 38 | 2 | 38 | 0 | 38 | 1 | 30
SLOY-3 | A | 0 | 38 | 1 | 38 | 1 | 38 | 1 | 38 | 2 | 38 | 0 | 38 | 1 | 30
SLOY-4 | A | 0 | 28 | 1 | 28 | 1 | 28 | 1 | 28 | 2 | 28 | 0 | 28 | 1 | 22
SPLN-1 | A | 40 | 380 | 100 | 380 | 110 | 380 | 50 | 380 | 120 | 380 | 30 | 380 | 90 | 300
STAY-1 | A | 35 | 265 | 62 | 265 | 62 | 265 | 35 | 265 | 89 | 265 | 34 | 192 | 63 | 192
STAY-2 | A | 35 | 265 | 62 | 265 | 62 | 265 | 35 | 265 | 89 | 265 | 34 | 192 | 63 | 192
STAY-3 | A | 35 | 265 | 62 | 265 | 62 | 265 | 35 | 265 | 89 | 265 | 34 | 192 | 63 | 192
STAY-4 | A | 35 | 265 | 62 | 265 | 62 | 265 | 35 | 265 | 89 | 265 | 34 | 192 | 63 | 192
SUTB-1 | A | 36 | 380 | 104 | 380 | 148 | 380 | 52 | 380 | 132 | 380 | 47 | 250 | 107 | 250
SVRP-10 | A | 20 | 225 | 50 | 225 | 70 | 225 | 32 | 225 | 80 | 225 | 20 | 172 | 50 | 172
SVRP-20 | A | 20 | 225 | 50 | 225 | 70 | 225 | 32 | 225 | 80 | 225 | 20 | 172 | 50 | 172
USKM-13 | A | 6 | 49 | 15 | 49 | 17 | 49 | 8 | 49 | 19 | 49 | 7 | 36 | 8 | 36
USKM-14 | A | 6 | 49 | 15 | 49 | 17 | 49 | 8 | 49 | 19 | 49 | 7 | 36 | 8 | 36
USKM-15 | A | 6 | 49 | 15 | 49 | 17 | 49 | 8 | 49 | 19 | 49 | 7 | 36 | 8 | 36
WBUPS-1 | A | 30 | 113 | 48 | 153 | 48 | 153 | 32 | 113 | 50 | 113 | 40 | 153 | 65 | 113
WBUPS-2 | A | 30 | 133 | 48 | 173 | 48 | 173 | 32 | 133 | 50 | 133 | 40 | 173 | 65 | 133
WBUPS-3 | A | 30 | 133 | 48 | 173 | 48 | 173 | 32 | 133 | 50 | 133 | 40 | 173 | 65 | 133
WBUPS-4 | A | 30 | 113 | 48 | 153 | 48 | 153 | 32 | 113 | 50 | 113 | 40 | 153 | 65 | 113
WBURB-1 | A | 22 | 240 | 48 | 240 | 62 | 240 | 27 | 240 | 69 | 240 | 20 | 200 | 50 | 120
WBURB-2 | A | 25 | 255 | 52 | 255 | 62 | 255 | 26 | 255 | 67 | 255 | 22 | 215 | 52 | 135
WBURB-3 | A | 23 | 255 | 48 | 255 | 62 | 255 | 27 | 255 | 67 | 255 | 20 | 215 | 52 | 135
WDNSO-1 | A | 21 | 191 | 54 | 191 | 57 | 191 | 21 | 191 | 57 | 191 | 21 | 170 | 55 | 136
WDNSO-2 | A | 21 | 191 | 54 | 191 | 57 | 191 | 21 | 191 | 57 | 191 | 21 | 170 | 55 | 136
WHILW-1 | A | 31 | 322 | 84 | 322 | 90 | 322 | 33 | 322 | 90 | 322 | 32 | 255 | 86 | 210
WHILW-2 | A | 19 | 163 | 33 | 163 | 35 | 163 | 20 | 163 | 52 | 163 | 21 | 142 | 43 | 119
WLNYO-2 | A | 19 | 182 | 51 | 182 | 54 | 182 | 20 | 182 | 53 | 182 | 20 | 158 | 51 | 130
WLNYW-1 | A | 19 | 182 | 51 | 182 | 54 | 182 | 20 | 182 | 53 | 182 | 20 | 158 | 51 | 130

## May 2017
MW Response Capability by BMU
|  | Primary Response (Max MWhrs) | [5 empty] | Secondary Response (Max Mwhrs) |  |  |  | High Frequency Response (Max MWhrs)
UNIT | Mode | 0.2Hz |  | 0.5Hz |  | 0.8Hz |  | 0.2/0.2Hz |  | 0.5/0.5Hz |  | 0.2Hz |  | 0.5Hz
ABTH7 | A | 40 | 250 | 72 | 250 | 72 | 250 | 48 | 250 | 120 | 250 | 38 | 185 | 55 | 185
ABTH8 | A | 40 | 250 | 72 | 250 | 72 | 250 | 48 | 250 | 120 | 250 | 38 | 185 | 55 | 185
ABTH9 | A | 30 | 240 | 80 | 240 | 80 | 240 | 40 | 240 | 120 | 240 | 38 | 125 | 52 | 125
ARCHW-1 | A | 10 | 92 | 25 | 92 | 25 | 92 | 12 | 92 | 30 | 92 | 11 | 73 | 24 | 56
BAGE-1 | A | 30 | 255 | 70 | 255 | 90 | 255 | 35 | 255 | 90 | 255 | 28 | 220 | 70 | 185
BAGE-2 | A | 3 | 17 | 8 | 17 | 12 | 17 | 4 | 17 | 9 | 17 | 2 | 17 | 5 | 17
BARKB2 | A | 33 | 210 | 82 | 210 | 108 | 210 | 39 | 210 | 97 | 210 | 31 | 120 | 84 | 120
BARK-1 | A | 22 | 140 | 55 | 140 | 72 | 140 | 26 | 140 | 65 | 140 | 21 | 80 | 54 | 80
BLLA-1 | A | 6 | 99 | 13 | 99 | 13 | 99 | 15 | 99 | 39 | 99 | 9 | 83 | 16 | 83
BRDUW-1 | A | 6 | 58 | 17 | 58 | 17 | 58 | 7 | 58 | 17 | 58 | 6 | 36 | 17 | 36
BRGG-1 | A | 16 | 110 | 32 | 110 | 48 | 110 | 16 | 110 | 40 | 110 | 14 | 96 | 34 | 46
BRYP-1 | A | 15 | 82 | 25 | 82 | 31 | 82 | 22 | 82 | 37 | 82 | 10 | 82 | 27 | 47
BURBW-1 | A | 0 | 90 | 0 | 90 | 0 | 90 | 0 | 0 | 0 | 0 | 0 | 90 | 0 | 90
CARR-1 | A | 35 | 235 | 58 | 235 | 58 | 235 | 35 | 235 | 88 | 235 | 34 | 179 | 56 | 179
CARR-2 | A | 35 | 235 | 58 | 235 | 58 | 235 | 35 | 235 | 88 | 235 | 34 | 179 | 56 | 179
CDCL-1 | A | 30 | 160 | 40 | 160 | 40 | 160 | 34 | 160 | 40 | 160 | 27 | 120 | 40 | 120
CLAC-1 | A | 3 | 28 | 8 | 28 | 13 | 28 | 3 | 36 | 9 | 36 | 3 | 28 | 8 | 28
CLDCW-1 | A | 14 | 14 | 34 | 113 | 36 | 113 | 13 | 113 | 35 | 113 | 13 | 99 | 34 | 78
CLDNW-1 | A | 13 | 108 | 33 | 108 | 35 | 108 | 13 | 108 | 35 | 108 | 12 | 95 | 33 | 74
CLDSW-1 | A | 16 | 129 | 40 | 129 | 43 | 129 | 16 | 129 | 42 | 129 | 16 | 113 | 41 | 88
CNQPS-1 | A | 22 | 170 | 55 | 170 | 55 | 170 | 28 | 170 | 70 | 170 | 26 | 120 | 60 | 105
CNQPS-2 | A | 22 | 170 | 55 | 170 | 55 | 170 | 28 | 170 | 70 | 170 | 22 | 120 | 55 | 105
CNQPS-3 | A | 22 | 170 | 55 | 170 | 55 | 170 | 28 | 170 | 70 | 170 | 22 | 120 | 55 | 105
CNQPS-4 | A | 22 | 170 | 55 | 170 | 55 | 170 | 28 | 170 | 70 | 170 | 28 | 105 | 55 | 105
CORB-1 | A | 10 | 130 | 30 | 130 | 50 | 130 | 28 | 130 | 60 | 130 | 15 | 95 | 40 | 60
COSO-1 | A | 20 | 380 | 40 | 380 | 50 | 380 | 60 | 380 | 140 | 380 | 17 | 304 | 40 | 304
COTPS-1 | A | 29 | 277 | 50 | 277 | 62 | 277 | 35 | 60 | 63 | 277 | 30 | 122 | 60 | 122
COTPS-2 | A | 29 | 287 | 50 | 287 | 62 | 287 | 35 | 60 | 63 | 287 | 30 | 122 | 60 | 122
COTPS-3 | A | 29 | 287 | 50 | 287 | 62 | 287 | 35 | 60 | 63 | 287 | 30 | 122 | 60 | 122
COTPS-4 | A | 29 | 277 | 50 | 277 | 62 | 277 | 35 | 60 | 63 | 277 | 30 | 122 | 60 | 122
COWE1 | A | 7 | 30 | 17 | 30 | 17 | 30 | 7 | 30 | 17 | 30 | 7 | 30 | 17 | 30
COWE2 | A | 7 | 30 | 17 | 30 | 17 | 30 | 7 | 30 | 17 | 30 | 7 | 30 | 17 | 30
CRUA-1 | A | 10 | 110 | 25 | 110 | 37 | 110 | 12 | 110 | 30 | 110 | 10 | 84 | 25 | 48
CRUA-2 | A | 10 | 110 | 25 | 110 | 37 | 110 | 12 | 110 | 30 | 110 | 10 | 84 | 25 | 48
CRUA-3 | A | 7 | 30 | 15 | 30 | 21 | 30 | 9 | 30 | 24 | 30 | 5 | 25 | 13 | 15
CRUA-4 | A | 7 | 30 | 15 | 30 | 21 | 30 | 9 | 30 | 24 | 30 | 5 | 25 | 13 | 15
CRYRW-2 | A | 15 | 138 | 38 | 138 | 40 | 138 | 15 | 138 | 40 | 138 | 13 | 109 | 40 | 63
DAMC-1 | A | 64 | 380 | 136 | 380 | 156 | 380 | 80 | 380 | 180 | 380 | 60 | 293 | 190 | 128
DEEP-1 | A | 20 | 180 | 60 | 180 | 86 | 180 | 22 | 180 | 80 | 180 | 24 | 96 | 52 | 96
DIDCB5 | A | 40 | 330 | 104 | 330 | 125 | 330 | 55 | 330 | 140 | 330 | 40 | 185 | 105 | 185
DIDCB6 | A | 50 | 250 | 105 | 250 | 105 | 250 | 50 | 250 | 130 | 250 | 50 | 153 | 110 | 103
DINO-1 | A | 14 | 138 | 39 | 138 | 58 | 138 | 28 | 138 | 72 | 138 | 14 | 118 | 36 | 88
DINO-2 | A | 14 | 138 | 39 | 138 | 58 | 138 | 28 | 138 | 72 | 138 | 14 | 118 | 36 | 88
DINO-3 | A | 14 | 138 | 39 | 138 | 58 | 138 | 28 | 138 | 72 | 138 | 14 | 118 | 36 | 88
DINO-4 | A | 14 | 138 | 39 | 138 | 58 | 138 | 28 | 138 | 72 | 138 | 14 | 118 | 36 | 88
DINO-5 | A | 14 | 138 | 39 | 138 | 58 | 138 | 28 | 138 | 72 | 138 | 14 | 118 | 36 | 88
DINO-6 | A | 14 | 138 | 39 | 138 | 58 | 138 | 28 | 138 | 72 | 138 | 14 | 118 | 36 | 88
DRAXX-1 | A | 68 | 345 | 100 | 345 | 100 | 345 | 64 | 95 | 110 | 345 | 60 | 225 | 70 | 225
DRAXX-2 | A | 68 | 345 | 100 | 345 | 100 | 345 | 64 | 95 | 110 | 345 | 60 | 225 | 70 | 225
DRAXX-3 | A | 68 | 345 | 100 | 345 | 100 | 345 | 64 | 95 | 110 | 345 | 60 | 225 | 70 | 225
DRAXX-4 | A | 68 | 345 | 100 | 345 | 100 | 345 | 64 | 95 | 110 | 345 | 60 | 225 | 70 | 225
DRAXX-5 | A | 68 | 345 | 100 | 345 | 100 | 345 | 64 | 95 | 110 | 345 | 60 | 225 | 70 | 225
DRAXX-6 | A | 68 | 345 | 100 | 345 | 100 | 345 | 64 | 95 | 110 | 345 | 60 | 225 | 70 | 225
EECL-1 | A | 20 | 178 | 25 | 178 | 25 | 178 | 32 | 178 | 81 | 178 | 20 | 143 | 25 | 143
EGGPS-1 | A | 45 | 205 | 83 | 205 | 83 | 205 | 49 | 205 | 110 | 205 | 33 | 95 | 60 | 95
EGGPS-2 | A | 45 | 205 | 83 | 205 | 83 | 205 | 49 | 205 | 110 | 205 | 33 | 95 | 60 | 95
EGGPS-3 | A | 45 | 205 | 83 | 205 | 83 | 205 | 49 | 205 | 110 | 205 | 33 | 95 | 60 | 95
EGGPS-4 | A | 45 | 205 | 83 | 205 | 83 | 205 | 49 | 205 | 110 | 205 | 33 | 95 | 60 | 95
ERRO-1 | A | 1 | 21 | 1 | 21 | 1 | 21 | 2 | 21 | 5 | 21 | 1 | 17 | 1 | 17
ERRO-2 | A | 1 | 21 | 1 | 21 | 1 | 21 | 2 | 21 | 5 | 21 | 1 | 17 | 1 | 17
ERRO-3 | A | 1 | 21 | 1 | 21 | 1 | 21 | 2 | 21 | 5 | 21 | 1 | 17 | 1 | 17
FAARW-1 | A | 2 | 37 | 4 | 37 | 4 | 37 | 4 | 37 | 12 | 37 | 2 | 33 | 4 | 33
FAARW-2 | A | 2 | 37 | 4 | 37 | 4 | 37 | 4 | 37 | 12 | 37 | 2 | 33 | 4 | 33
FALGW-1 | A | 11 | 108 | 28 | 108 | 41 | 108 | 13 | 108 | 35 | 108 | 10 | 86 | 22 | 64
FASN-1 | A | 0 | 15 | 1 | 15 | 1 | 15 | 1 | 15 | 2 | 15 | 0 | 15 | 1 | 12
FASN2 | A | 0 | 15 | 1 | 15 | 1 | 15 | 1 | 15 | 2 | 15 | 0 | 15 | 1 | 12
FASN3 | A | 0 | 15 | 1 | 15 | 1 | 15 | 1 | 15 | 2 | 15 | 0 | 15 | 1 | 12
FAWN-1 | A | 10 | 52 | 25 | 52 | 40 | 52 | 13 | 52 | 32 | 52 | 11 | 37 | 27 | 27
FELL-1 | A | 9 | 63 | 21 | 63 | 22 | 63 | 10 | 63 | 24 | 63 | 9 | 63 | 22 | 63
FFES-1 | A | 10 | 35 | 27 | 35 | 30 | 35 | 9 | 35 | 22 | 35 | 4 | 27 | 6 | 27
FFES-2 | A | 10 | 35 | 27 | 35 | 30 | 35 | 9 | 35 | 22 | 35 | 4 | 27 | 6 | 27
FFES-3 | A | 10 | 35 | 27 | 35 | 30 | 35 | 9 | 35 | 22 | 35 | 4 | 27 | 6 | 27
FFES-4 | A | 10 | 35 | 27 | 35 | 30 | 35 | 9 | 35 | 22 | 35 | 4 | 27 | 6 | 27
FIDL-1 | A | 13 | 205 | 20 | 205 | 23 | 205 | 35 | 100 | 40 | 147 | 30 | 147 | 50 | 147
FIDL-2 | A | 13 | 205 | 20 | 205 | 23 | 205 | 35 | 100 | 40 | 147 | 30 | 147 | 50 | 147
FIDL-3 | A | 13 | 205 | 20 | 205 | 23 | 205 | 35 | 100 | 40 | 147 | 30 | 147 | 50 | 147
FIDL-4 | A | 13 | 205 | 20 | 205 | 23 | 205 | 35 | 100 | 40 | 147 | 30 | 147 | 50 | 147
FINL-1 | A | 0 | 14 | 1 | 14 | 1 | 14 | 1 | 14 | 2 | 14 | 0 | 14 | 1 | 11
FOYE-1 | A | 6 | 60 | 13 | 60 | 16 | 60 | 11 | 60 | 27 | 60 | 5 | 30 | 11 | 30
FOYE-2 | A | 6 | 60 | 13 | 60 | 16 | 60 | 11 | 60 | 27 | 60 | 5 | 30 | 11 | 30
GLNDO-1 | A | 6 | 80 | 12 | 45 | 17 | 45 | 12 | 45 | 25 | 45 | 8 | 65 | 18 | 45
GNFSW-1 | A | 11 | 100 | 30 | 100 | 30 | 100 | 12 | 100 | 31 | 100 | 12 | 70 | 30 | 70
GNFSW-2 | A | 7 | 64 | 18 | 64 | 18 | 64 | 8 | 64 | 18 | 64 | 6 | 49 | 15 | 49
GORDW-1 | A | 6 | 62 | 16 | 56 | 26 | 45 | 7 | 62 | 18 | 62 | 6 | 56 | 16 | 45
GRAI-6 | A | 24 | 320 | 58 | 320 | 58 | 320 | 35 | 320 | 88 | 320 | 28 | 270 | 60 | 230
GRAI-7 | A | 30 | 232 | 60 | 232 | 60 | 232 | 32 | 232 | 84 | 232 | 32 | 175 | 65 | 135
GRAI-8 | A | 26 | 232 | 58 | 232 | 58 | 232 | 32 | 232 | 84 | 232 | 32 | 175 | 65 | 135
GRIFW-1 | A | 8 | 94 | 22 | 94 | 23 | 94 | 8 | 94 | 22 | 94 | 8 | 85 | 22 | 72
GRIFW-2 | A | 8 | 94 | 22 | 94 | 23 | 94 | 8 | 94 | 22 | 94 | 8 | 85 | 22 | 72
GRMO-1 | A | 8 | 43 | 8 | 43 | 8 | 43 | 8 | 43 | 8 | 43 | 8 | 23 | 8 | 23
GYAR-1 | A | 17 | 176 | 42 | 176 | 66 | 176 | 24 | 176 | 60 | 176 | 17 | 176 | 42 | 176
GYMRO-15 | A | 6 | 145 | 15 | 145 | 15 | 145 | 6 | 145 | 15 | 145 | 6 | 44 | 15 | 44
GYMRO-17 | A | 6 | 145 | 15 | 145 | 15 | 145 | 6 | 145 | 15 | 145 | 6 | 44 | 15 | 44
GYMRO-26 | A | 6 | 145 | 15 | 145 | 15 | 145 | 6 | 145 | 15 | 145 | 6 | 44 | 15 | 44
GYMRO-28 | A | 6 | 145 | 15 | 145 | 15 | 145 | 6 | 145 | 15 | 145 | 6 | 44 | 15 | 44
HADHW-1 | A | 7 | 76 | 14 | 76 | 22 | 76 | 13 | 76 | 34 | 76 | 8 | 65 | 17 | 65
HRSTW-1 | A | 12 | 102 | 30 | 102 | 45 | 102 | 13 | 102 | 34 | 102 | 13 | 80 | 27 | 66
HUMR-1 | A | 60 | 533 | 150 | 533 | 200 | 533 | 80 | 533 | 200 | 533 | 62 | 419 | 155 | 251
INDQ-1 | A | 12 | 102 | 31 | 102 | 43 | 102 | 13 | 102 | 34 | 102 | 12 | 72 | 30 | 72
KEAD-1 | A | 38 | 415 | 90 | 415 | 90 | 415 | 55 | 415 | 138 | 415 | 38 | 355 | 90 | 285
KILBW-1 | A | 3 | 56 | 8 | 56 | 13 | 56 | 5 | 56 | 14 | 56 | 4 | 53 | 9 | 47
KILLPG-1 | A | 8 | 225 | 10 | 225 | 10 | 225 | 10 | 225 | 12 | 225 | 4 | 150 | 15 | 150
KILLPG-2 | A | 18 | 225 | 25 | 225 | 25 | 225 | 37 | 225 | 37 | 225 | 22 | 195 | 30 | 195
KILNS-1 | A | 30 | 290 | 72 | 290 | 84 | 290 | 42 | 290 | 114 | 290 | 18 | 104 | 45 | 104
KLYN-A-1 | A | 24 | 126 | 50 | 126 | 50 | 126 | 34 | 126 | 70 | 126 | 22 | 81 | 34 | 81
LAGA-1 | A | 55 | 500 | 123 | 500 | 140 | 500 | 52 | 500 | 130 | 500 | 53 | 475 | 130 | 475
LARYO-1 | A | 16 | 155 | 40 | 155 | 45 | 155 | 18 | 155 | 45 | 155 | 14 | 120 | 35 | 120
LARYO-2 | A | 16 | 158 | 40 | 158 | 45 | 158 | 18 | 158 | 45 | 158 | 14 | 120 | 35 | 120
LARYO-3 | A | 16 | 158 | 40 | 158 | 45 | 158 | 18 | 158 | 45 | 158 | 14 | 120 | 35 | 120
LARYO-4 | A | 16 | 158 | 40 | 158 | 45 | 158 | 18 | 158 | 45 | 158 | 14 | 120 | 35 | 120
LBAR-1G | A | 1 | 16 | 4 | 16 | 6 | 16 | 2 | 16 | 4 | 16 | 1 | 9 | 4 | 9
LBAR-1 | A | 39 | 360 | 88 | 360 | 88 | 360 | 55 | 360 | 145 | 360 | 41 | 270 | 90 | 270
LNCSO-1 | A | 12 | 130 | 30 | 130 | 32 | 130 | 12 | 130 | 32 | 130 | 10 | 100 | 26 | 100
LNCSO-2 | A | 13 | 140 | 34 | 140 | 36 | 140 | 14 | 140 | 36 | 140 | 12 | 125 | 32 | 125
LOAN-1 | A | 25 | 326 | 51 | 326 | 55 | 326 | 19 | 326 | 50 | 326 | 12 | 276 | 28 | 276
LOAN-2 | A | 25 | 326 | 51 | 326 | 55 | 326 | 19 | 326 | 50 | 326 | 12 | 276 | 28 | 276
LOAN-3 | A | 25 | 326 | 51 | 326 | 55 | 326 | 19 | 326 | 50 | 326 | 12 | 276 | 28 | 276
MEDP-1 | A | 30 | 380 | 76 | 330 | 76 | 330 | 48 | 380 | 105 | 380 | 31 | 330 | 79 | 290
MILWW-1 | A | 6 | 32 | 8 | 54 | 13 | 54 | 5 | 54 | 14 | 54 | 3 | 43 | 8 | 43
MKHLW-1 | A | 4 | 42 | 10 | 42 | 12 | 42 | 5 | 42 | 13 | 42 | 5 | 37 | 12 | 30
MRWD-1 | A | 43 | 448 | 100 | 448 | 112 | 448 | 67 | 448 | 160 | 448 | 36 | 328 | 93 | 328
NANT-1 | A | 0 | 15 | 0 | 15 | 0 | 15 | 0 | 15 | 1 | 15 | 0 | 15 | 0 | 15
PEHE-1 | A | 47 | 435 | 100 | 435 | 100 | 435 | 67 | 435 | 105 | 435 | 64 | 245 | 100 | 245
PEHE-2 | A | 16 | 490 | 40 | 265 | 42 | 490 | 0 | 0 | 0 | 0 | 0 | 490 | 0 | 490
PEMB-11 | A | 38 | 113 | 63 | 276 | 63 | 276 | 33 | 276 | 90 | 276 | 35 | 241 | 64 | 210
PEMB-21 | A | 38 | 113 | 63 | 276 | 63 | 276 | 33 | 276 | 90 | 276 | 35 | 241 | 64 | 210
PEMB-31 | A | 38 | 113 | 63 | 276 | 63 | 276 | 33 | 276 | 90 | 276 | 35 | 241 | 64 | 210
PEMB-41 | A | 38 | 113 | 63 | 276 | 63 | 276 | 33 | 276 | 90 | 276 | 35 | 241 | 64 | 210
PEMB-51 | A | 38 | 113 | 63 | 276 | 63 | 276 | 33 | 276 | 90 | 276 | 35 | 241 | 64 | 210
PETEM1 | A | 20 | 180 | 46 | 180 | 52 | 180 | 24 | 180 | 58 | 180 | 20 | 150 | 50 | 100
RATS-1 | A | 50 | 270 | 90 | 270 | 90 | 270 | 36 | 270 | 50 | 270 | 42 | 105 | 75 | 155
RATS-2 | A | 40 | 270 | 90 | 270 | 100 | 270 | 36 | 270 | 50 | 270 | 40 | 195 | 75 | 195
RATS-3 | A | 40 | 270 | 90 | 270 | 100 | 270 | 36 | 270 | 50 | 270 | 40 | 195 | 75 | 195
RATS-4 | A | 40 | 270 | 95 | 270 | 100 | 270 | 36 | 270 | 50 | 270 | 40 | 195 | 75 | 195
ROCK-1 | A | 36 | 400 | 50 | 400 | 54 | 400 | 60 | 400 | 160 | 400 | 33 | 220 | 53 | 220
RUGPS-6 | A | 36 | 243 | 80 | 243 | 80 | 243 | 40 | 243 | 90 | 243 | 40 | 155 | 95 | 105
RUGPS-7 | A | 36 | 243 | 80 | 243 | 80 | 243 | 40 | 243 | 90 | 243 | 40 | 155 | 95 | 105
RYHPS-1 | A | 30 | 305 | 48 | 305 | 66 | 305 | 42 | 305 | 51 | 305 | 30 | 130 | 42 | 68
SCCL-1 | A | 35 | 180 | 70 | 180 | 70 | 180 | 40 | 180 | 95 | 180 | 40 | 100 | 100 | 50
SCCL-2 | A | 35 | 180 | 70 | 180 | 70 | 180 | 40 | 180 | 95 | 180 | 40 | 100 | 100 | 50
SCCL-3 | A | 35 | 180 | 70 | 180 | 70 | 180 | 40 | 180 | 95 | 180 | 40 | 100 | 100 | 50
SEAB-1 | A | 44 | 254 | 125 | 254 | 150 | 254 | 55 | 254 | 150 | 254 | 75 | 164 | 176 | 38
SEAB-2 | A | 31 | 138 | 76 | 138 | 86 | 138 | 32 | 138 | 82 | 138 | 37 | 73 | 90 | 43
SHBA-1 | A | 41 | 255 | 104 | 255 | 115 | 255 | 44 | 255 | 120 | 255 | 39 | 195 | 115 | 40
SHBA-2 | A | 32 | 319 | 70 | 319 | 76 | 319 | 35 | 319 | 93 | 319 | 32 | 270 | 70 | 217
SHOS-1 | A | 18 | 160 | 24 | 160 | 24 | 160 | 30 | 160 | 75 | 160 | 18 | 135 | 24 | 135
SHRSO-1 | A | 16 | 157 | 44 | 157 | 46 | 157 | 17 | 157 | 46 | 157 | 16 | 141 | 43 | 113
SHRSO-2 | A | 16 | 157 | 44 | 157 | 46 | 157 | 17 | 157 | 46 | 157 | 16 | 141 | 43 | 113
SIZB-1 | A | 38 | 283 | 45 | 283 | 45 | 283 | 45 | 283 | 45 | 283 | 40 | 283 | 46 | 283
SIZB-2 | A | 38 | 283 | 45 | 283 | 45 | 283 | 45 | 283 | 45 | 283 | 40 | 283 | 46 | 283
SLOY-1 | A | 0 | 38 | 1 | 38 | 1 | 38 | 1 | 38 | 2 | 38 | 0 | 38 | 1 | 30
SLOY-2 | A | 0 | 38 | 1 | 38 | 1 | 38 | 1 | 38 | 2 | 38 | 0 | 38 | 1 | 30
SLOY-3 | A | 0 | 38 | 1 | 38 | 1 | 38 | 1 | 38 | 2 | 38 | 0 | 38 | 1 | 30
SLOY-4 | A | 0 | 28 | 1 | 28 | 1 | 28 | 1 | 28 | 2 | 28 | 0 | 28 | 1 | 22
SPLN-1 | A | 40 | 380 | 100 | 380 | 110 | 380 | 50 | 380 | 120 | 380 | 30 | 380 | 90 | 300
STAY-1 | A | 35 | 265 | 62 | 265 | 62 | 265 | 35 | 265 | 89 | 265 | 34 | 192 | 63 | 192
STAY-2 | A | 35 | 265 | 62 | 265 | 62 | 265 | 35 | 265 | 89 | 265 | 34 | 192 | 63 | 192
STAY-3 | A | 35 | 265 | 62 | 265 | 62 | 265 | 35 | 265 | 89 | 265 | 34 | 192 | 63 | 192
STAY-4 | A | 35 | 265 | 62 | 265 | 62 | 265 | 35 | 265 | 89 | 265 | 34 | 192 | 63 | 192
SUTB-1 | A | 36 | 380 | 104 | 380 | 148 | 380 | 52 | 380 | 132 | 380 | 47 | 250 | 107 | 250
SVRP-10 | A | 20 | 225 | 50 | 225 | 70 | 225 | 32 | 225 | 80 | 225 | 20 | 172 | 50 | 172
SVRP-20 | A | 20 | 225 | 50 | 225 | 70 | 225 | 32 | 225 | 80 | 225 | 20 | 172 | 50 | 172
USKM-13 | A | 6 | 49 | 15 | 49 | 17 | 49 | 8 | 49 | 19 | 49 | 7 | 36 | 8 | 36
USKM-14 | A | 6 | 49 | 15 | 49 | 17 | 49 | 8 | 49 | 19 | 49 | 7 | 36 | 8 | 36
USKM-15 | A | 6 | 49 | 15 | 49 | 17 | 49 | 8 | 49 | 19 | 49 | 7 | 36 | 8 | 36
WBUPS-1 | A | 30 | 113 | 48 | 153 | 48 | 153 | 32 | 113 | 50 | 113 | 40 | 153 | 65 | 113
WBUPS-2 | A | 30 | 133 | 48 | 173 | 48 | 173 | 32 | 133 | 50 | 133 | 40 | 173 | 65 | 133
WBUPS-3 | A | 30 | 133 | 48 | 173 | 48 | 173 | 32 | 133 | 50 | 133 | 40 | 173 | 65 | 133
WBUPS-4 | A | 30 | 113 | 48 | 153 | 48 | 153 | 32 | 113 | 50 | 113 | 40 | 153 | 65 | 113
WBURB-1 | A | 22 | 240 | 48 | 240 | 62 | 240 | 27 | 240 | 69 | 240 | 20 | 200 | 50 | 120
WBURB-2 | A | 25 | 255 | 52 | 255 | 62 | 255 | 26 | 255 | 67 | 255 | 22 | 215 | 52 | 135
WBURB-3 | A | 23 | 255 | 48 | 255 | 62 | 255 | 27 | 255 | 67 | 255 | 20 | 215 | 52 | 135
WDNSO-1 | A | 21 | 191 | 54 | 191 | 57 | 191 | 21 | 191 | 57 | 191 | 21 | 170 | 55 | 136
WDNSO-2 | A | 21 | 191 | 54 | 191 | 57 | 191 | 21 | 191 | 57 | 191 | 21 | 170 | 55 | 136
WHILW-1 | A | 31 | 322 | 84 | 322 | 90 | 322 | 33 | 322 | 90 | 322 | 32 | 255 | 86 | 210
WHILW-2 | A | 19 | 163 | 33 | 163 | 35 | 163 | 20 | 163 | 52 | 163 | 21 | 142 | 43 | 119
WLNYO-2 | A | 19 | 182 | 51 | 182 | 54 | 182 | 20 | 182 | 53 | 182 | 20 | 158 | 51 | 130
WLNYW-1 | A | 19 | 182 | 51 | 182 | 54 | 182 | 20 | 182 | 53 | 182 | 20 | 158 | 51 | 130

## Apr 2017
MW Response Capability by BMU
|  | Primary Response (Max MWhrs) | [5 empty] | Secondary Response (Max Mwhrs) |  |  |  | High Frequency Response (Max MWhrs)
UNIT | Mode | 0.2Hz |  | 0.5Hz |  | 0.8Hz |  | 0.2/0.2Hz |  | 0.5/0.5Hz |  | 0.2Hz |  | 0.5Hz
ABTH7 | A | 40 | 250 | 72 | 250 | 72 | 250 | 48 | 250 | 120 | 250 | 38 | 185 | 55 | 185
ABTH8 | A | 40 | 250 | 72 | 250 | 72 | 250 | 48 | 250 | 120 | 250 | 38 | 185 | 55 | 185
ABTH9 | A | 30 | 240 | 80 | 240 | 80 | 240 | 40 | 240 | 120 | 240 | 38 | 125 | 52 | 125
ARCHW-1 | A | 10 | 92 | 25 | 92 | 25 | 92 | 12 | 92 | 30 | 92 | 11 | 73 | 24 | 56
BAGE-1 | A | 30 | 255 | 70 | 255 | 90 | 255 | 35 | 255 | 90 | 255 | 28 | 220 | 70 | 185
BAGE-2 | A | 3 | 17 | 8 | 17 | 12 | 17 | 4 | 17 | 9 | 17 | 2 | 17 | 5 | 17
BARKB2 | A | 33 | 210 | 82 | 210 | 108 | 210 | 39 | 210 | 97 | 210 | 31 | 120 | 84 | 120
BARK-1 | A | 22 | 140 | 55 | 140 | 72 | 140 | 26 | 140 | 65 | 140 | 21 | 80 | 54 | 80
BLLA-1 | A | 6 | 99 | 13 | 99 | 13 | 99 | 15 | 99 | 39 | 99 | 9 | 83 | 16 | 83
BRDUW-1 | A | 6 | 58 | 17 | 58 | 17 | 58 | 7 | 58 | 17 | 58 | 6 | 36 | 17 | 36
BRGG-1 | A | 16 | 110 | 32 | 110 | 48 | 110 | 16 | 110 | 40 | 110 | 14 | 96 | 34 | 46
BRYP-1 | A | 15 | 82 | 25 | 82 | 31 | 82 | 22 | 82 | 37 | 82 | 10 | 82 | 27 | 47
BURBW-1 | A | 0 | 90 | 0 | 90 | 0 | 90 | 0 | 0 | 0 | 0 | 0 | 90 | 0 | 90
CARR-1 | A | 35 | 235 | 58 | 235 | 58 | 235 | 35 | 235 | 88 | 235 | 34 | 179 | 56 | 179
CARR-2 | A | 35 | 235 | 58 | 235 | 58 | 235 | 35 | 235 | 88 | 235 | 34 | 179 | 56 | 179
CDCL-1 | A | 30 | 160 | 40 | 160 | 40 | 160 | 34 | 160 | 40 | 160 | 27 | 120 | 40 | 120
CLAC-1 | A | 3 | 28 | 8 | 28 | 13 | 28 | 3 | 36 | 9 | 36 | 3 | 28 | 8 | 28
CLDCW-1 | A | 14 | 14 | 34 | 113 | 36 | 113 | 13 | 113 | 35 | 113 | 13 | 99 | 34 | 78
CLDNW-1 | A | 13 | 108 | 33 | 108 | 35 | 108 | 13 | 108 | 35 | 108 | 12 | 95 | 33 | 74
CLDSW-1 | A | 16 | 129 | 40 | 129 | 43 | 129 | 16 | 129 | 42 | 129 | 16 | 113 | 41 | 88
CNQPS-1 | A | 22 | 170 | 55 | 170 | 55 | 170 | 28 | 170 | 70 | 170 | 26 | 120 | 60 | 105
CNQPS-2 | A | 22 | 170 | 55 | 170 | 55 | 170 | 28 | 170 | 70 | 170 | 22 | 120 | 55 | 105
CNQPS-3 | A | 22 | 170 | 55 | 170 | 55 | 170 | 28 | 170 | 70 | 170 | 22 | 120 | 55 | 105
CNQPS-4 | A | 22 | 170 | 55 | 170 | 55 | 170 | 28 | 170 | 70 | 170 | 28 | 105 | 55 | 105
CORB-1 | A | 10 | 130 | 30 | 130 | 50 | 130 | 28 | 130 | 60 | 130 | 15 | 95 | 40 | 60
COSO-1 | A | 20 | 380 | 40 | 380 | 50 | 380 | 60 | 380 | 140 | 380 | 17 | 304 | 40 | 304
COTPS-1 | A | 29 | 277 | 50 | 277 | 62 | 277 | 35 | 60 | 63 | 277 | 30 | 122 | 60 | 122
COTPS-2 | A | 29 | 287 | 50 | 287 | 62 | 287 | 35 | 60 | 63 | 287 | 30 | 122 | 60 | 122
COTPS-3 | A | 29 | 287 | 50 | 287 | 62 | 287 | 35 | 60 | 63 | 287 | 30 | 122 | 60 | 122
COTPS-4 | A | 29 | 277 | 50 | 277 | 62 | 277 | 35 | 60 | 63 | 277 | 30 | 122 | 60 | 122
COWE1 | A | 7 | 30 | 17 | 30 | 17 | 30 | 7 | 30 | 17 | 30 | 7 | 30 | 17 | 30
COWE2 | A | 7 | 30 | 17 | 30 | 17 | 30 | 7 | 30 | 17 | 30 | 7 | 30 | 17 | 30
CRUA-1 | A | 10 | 110 | 25 | 110 | 37 | 110 | 12 | 110 | 30 | 110 | 10 | 84 | 25 | 48
CRUA-2 | A | 10 | 110 | 25 | 110 | 37 | 110 | 12 | 110 | 30 | 110 | 10 | 84 | 25 | 48
CRUA-3 | A | 7 | 30 | 15 | 30 | 21 | 30 | 9 | 30 | 24 | 30 | 5 | 25 | 13 | 15
CRUA-4 | A | 7 | 30 | 15 | 30 | 21 | 30 | 9 | 30 | 24 | 30 | 5 | 25 | 13 | 15
CRYRW-2 | A | 15 | 138 | 38 | 138 | 40 | 138 | 15 | 138 | 40 | 138 | 13 | 109 | 40 | 63
DAMC-1 | A | 64 | 380 | 136 | 380 | 156 | 380 | 80 | 380 | 180 | 380 | 60 | 293 | 190 | 128
DEEP-1 | A | 20 | 180 | 60 | 180 | 86 | 180 | 22 | 180 | 80 | 180 | 24 | 96 | 52 | 96
DIDCB5 | A | 40 | 330 | 104 | 330 | 125 | 330 | 55 | 330 | 140 | 330 | 40 | 185 | 105 | 185
DIDCB6 | A | 50 | 250 | 105 | 250 | 105 | 250 | 50 | 250 | 130 | 250 | 50 | 153 | 110 | 103
DINO-1 | A | 14 | 138 | 39 | 138 | 58 | 138 | 28 | 138 | 72 | 138 | 14 | 118 | 36 | 88
DINO-2 | A | 14 | 138 | 39 | 138 | 58 | 138 | 28 | 138 | 72 | 138 | 14 | 118 | 36 | 88
DINO-3 | A | 14 | 138 | 39 | 138 | 58 | 138 | 28 | 138 | 72 | 138 | 14 | 118 | 36 | 88
DINO-4 | A | 14 | 138 | 39 | 138 | 58 | 138 | 28 | 138 | 72 | 138 | 14 | 118 | 36 | 88
DINO-5 | A | 14 | 138 | 39 | 138 | 58 | 138 | 28 | 138 | 72 | 138 | 14 | 118 | 36 | 88
DINO-6 | A | 14 | 138 | 39 | 138 | 58 | 138 | 28 | 138 | 72 | 138 | 14 | 118 | 36 | 88
DRAXX-1 | A | 68 | 345 | 100 | 345 | 100 | 345 | 64 | 95 | 110 | 345 | 60 | 225 | 70 | 225
DRAXX-2 | A | 68 | 345 | 100 | 345 | 100 | 345 | 64 | 95 | 110 | 345 | 60 | 225 | 70 | 225
DRAXX-3 | A | 68 | 345 | 100 | 345 | 100 | 345 | 64 | 95 | 110 | 345 | 60 | 225 | 70 | 225
DRAXX-4 | A | 68 | 345 | 100 | 345 | 100 | 345 | 64 | 95 | 110 | 345 | 60 | 225 | 70 | 225
DRAXX-5 | A | 68 | 345 | 100 | 345 | 100 | 345 | 64 | 95 | 110 | 345 | 60 | 225 | 70 | 225
DRAXX-6 | A | 68 | 345 | 100 | 345 | 100 | 345 | 64 | 95 | 110 | 345 | 60 | 225 | 70 | 225
EECL-1 | A | 20 | 178 | 25 | 178 | 25 | 178 | 32 | 178 | 81 | 178 | 20 | 143 | 25 | 143
EGGPS-1 | A | 45 | 205 | 83 | 205 | 83 | 205 | 49 | 205 | 110 | 205 | 33 | 95 | 60 | 95
EGGPS-2 | A | 45 | 205 | 83 | 205 | 83 | 205 | 49 | 205 | 110 | 205 | 33 | 95 | 60 | 95
EGGPS-3 | A | 45 | 205 | 83 | 205 | 83 | 205 | 49 | 205 | 110 | 205 | 33 | 95 | 60 | 95
EGGPS-4 | A | 45 | 205 | 83 | 205 | 83 | 205 | 49 | 205 | 110 | 205 | 33 | 95 | 60 | 95
ERRO-1 | A | 1 | 21 | 1 | 21 | 1 | 21 | 2 | 21 | 5 | 21 | 1 | 17 | 1 | 17
ERRO-2 | A | 1 | 21 | 1 | 21 | 1 | 21 | 2 | 21 | 5 | 21 | 1 | 17 | 1 | 17
ERRO-3 | A | 1 | 21 | 1 | 21 | 1 | 21 | 2 | 21 | 5 | 21 | 1 | 17 | 1 | 17
FAARW-1 | A | 2 | 37 | 4 | 37 | 4 | 37 | 4 | 37 | 12 | 37 | 2 | 33 | 4 | 33
FAARW-2 | A | 2 | 37 | 4 | 37 | 4 | 37 | 4 | 37 | 12 | 37 | 2 | 33 | 4 | 33
FALGW-1 | A | 11 | 108 | 28 | 108 | 41 | 108 | 13 | 108 | 35 | 108 | 10 | 86 | 22 | 64
FASN-1 | A | 0 | 15 | 1 | 15 | 1 | 15 | 1 | 15 | 2 | 15 | 0 | 15 | 1 | 12
FASN2 | A | 0 | 15 | 1 | 15 | 1 | 15 | 1 | 15 | 2 | 15 | 0 | 15 | 1 | 12
FASN3 | A | 0 | 15 | 1 | 15 | 1 | 15 | 1 | 15 | 2 | 15 | 0 | 15 | 1 | 12
FAWN-1 | A | 10 | 52 | 25 | 52 | 40 | 52 | 13 | 52 | 32 | 52 | 11 | 37 | 27 | 27
FELL-1 | A | 9 | 63 | 21 | 63 | 22 | 63 | 10 | 63 | 24 | 63 | 9 | 63 | 22 | 63
FERR-1 | A | 25 | 150 | 45 | 250 | 56 | 250 | 40 | 250 | 60 | 250 | 34 | 80 | 59 | 150
FERR-2 | A | 25 | 150 | 45 | 250 | 56 | 250 | 40 | 250 | 60 | 250 | 34 | 80 | 59 | 150
FERR-3 | A | 25 | 150 | 45 | 250 | 56 | 250 | 40 | 250 | 60 | 250 | 34 | 80 | 59 | 150
FERR-4 | A | 25 | 150 | 45 | 250 | 56 | 250 | 40 | 250 | 60 | 250 | 34 | 80 | 59 | 150
FFES-1 | A | 10 | 35 | 27 | 35 | 30 | 35 | 9 | 35 | 22 | 35 | 4 | 27 | 6 | 27
FFES-2 | A | 10 | 35 | 27 | 35 | 30 | 35 | 9 | 35 | 22 | 35 | 4 | 27 | 6 | 27
FFES-3 | A | 10 | 35 | 27 | 35 | 30 | 35 | 9 | 35 | 22 | 35 | 4 | 27 | 6 | 27
FFES-4 | A | 10 | 35 | 27 | 35 | 30 | 35 | 9 | 35 | 22 | 35 | 4 | 27 | 6 | 27
FIDL-1 | A | 13 | 205 | 20 | 205 | 23 | 205 | 35 | 100 | 40 | 147 | 30 | 147 | 50 | 147
FIDL-2 | A | 13 | 205 | 20 | 205 | 23 | 205 | 35 | 100 | 40 | 147 | 30 | 147 | 50 | 147
FIDL-3 | A | 13 | 205 | 20 | 205 | 23 | 205 | 35 | 100 | 40 | 147 | 30 | 147 | 50 | 147
FIDL-4 | A | 13 | 205 | 20 | 205 | 23 | 205 | 35 | 100 | 40 | 147 | 30 | 147 | 50 | 147
FINL-1 | A | 0 | 14 | 1 | 14 | 1 | 14 | 1 | 14 | 2 | 14 | 0 | 14 | 1 | 11
FOYE-1 | A | 6 | 60 | 13 | 60 | 16 | 60 | 11 | 60 | 27 | 60 | 5 | 30 | 11 | 30
FOYE-2 | A | 6 | 60 | 13 | 60 | 16 | 60 | 11 | 60 | 27 | 60 | 5 | 30 | 11 | 30
GLNDO-1 | A | 6 | 80 | 12 | 45 | 17 | 45 | 12 | 45 | 25 | 45 | 8 | 65 | 18 | 45
GNFSW-1 | A | 11 | 100 | 30 | 100 | 30 | 100 | 12 | 100 | 31 | 100 | 12 | 70 | 30 | 70
GNFSW-2 | A | 7 | 64 | 18 | 64 | 18 | 64 | 8 | 64 | 18 | 64 | 6 | 49 | 15 | 49
GORDW-1 | A | 6 | 62 | 16 | 56 | 26 | 45 | 7 | 62 | 18 | 62 | 6 | 56 | 16 | 45
GRAI-6 | A | 24 | 320 | 58 | 320 | 58 | 320 | 35 | 320 | 88 | 320 | 28 | 270 | 60 | 230
GRAI-7 | A | 30 | 232 | 60 | 232 | 60 | 232 | 32 | 232 | 84 | 232 | 32 | 175 | 65 | 135
GRAI-8 | A | 26 | 232 | 58 | 232 | 58 | 232 | 32 | 232 | 84 | 232 | 32 | 175 | 65 | 135
GRIFW-1 | A | 8 | 94 | 22 | 94 | 23 | 94 | 8 | 94 | 22 | 94 | 8 | 85 | 22 | 72
GRIFW-2 | A | 8 | 94 | 22 | 94 | 23 | 94 | 8 | 94 | 22 | 94 | 8 | 85 | 22 | 72
GRMO-1 | A | 8 | 43 | 8 | 43 | 8 | 43 | 8 | 43 | 8 | 43 | 8 | 23 | 8 | 23
GYAR-1 | A | 17 | 176 | 42 | 176 | 66 | 176 | 24 | 176 | 60 | 176 | 17 | 176 | 42 | 176
GYMRO-15 | A | 6 | 145 | 15 | 145 | 15 | 145 | 6 | 145 | 15 | 145 | 6 | 44 | 15 | 44
GYMRO-17 | A | 6 | 145 | 15 | 145 | 15 | 145 | 6 | 145 | 15 | 145 | 6 | 44 | 15 | 44
GYMRO-26 | A | 6 | 145 | 15 | 145 | 15 | 145 | 6 | 145 | 15 | 145 | 6 | 44 | 15 | 44
GYMRO-28 | A | 6 | 145 | 15 | 145 | 15 | 145 | 6 | 145 | 15 | 145 | 6 | 44 | 15 | 44
HADHW-1 | A | 7 | 76 | 14 | 76 | 22 | 76 | 13 | 76 | 34 | 76 | 8 | 65 | 17 | 65
HRSTW-1 | A | 12 | 102 | 30 | 102 | 45 | 102 | 13 | 102 | 34 | 102 | 13 | 80 | 27 | 66
HUMR-1 | A | 60 | 533 | 150 | 533 | 200 | 533 | 80 | 533 | 200 | 533 | 62 | 419 | 155 | 251
INDQ-1 | A | 12 | 102 | 31 | 102 | 43 | 102 | 13 | 102 | 34 | 102 | 12 | 72 | 30 | 72
KEAD-1 | A | 38 | 415 | 90 | 415 | 90 | 415 | 55 | 415 | 138 | 415 | 38 | 355 | 90 | 285
KILBW-1 | A | 3 | 56 | 8 | 56 | 13 | 56 | 5 | 56 | 14 | 56 | 4 | 53 | 9 | 47
KILLPG-1 | A | 8 | 225 | 10 | 225 | 10 | 225 | 10 | 225 | 12 | 225 | 4 | 150 | 15 | 150
KILLPG-2 | A | 18 | 225 | 25 | 225 | 25 | 225 | 37 | 225 | 37 | 225 | 22 | 195 | 30 | 195
KILNS-1 | A | 30 | 290 | 72 | 290 | 84 | 290 | 42 | 290 | 114 | 290 | 18 | 104 | 45 | 104
KLYN-A-1 | A | 24 | 126 | 50 | 126 | 50 | 126 | 34 | 126 | 70 | 126 | 22 | 81 | 34 | 81
LAGA-1 | A | 55 | 500 | 123 | 500 | 140 | 500 | 52 | 500 | 130 | 500 | 53 | 475 | 130 | 475
LARYO-1 | A | 16 | 155 | 40 | 155 | 45 | 155 | 18 | 155 | 45 | 155 | 14 | 120 | 35 | 120
LARYO-2 | A | 16 | 158 | 40 | 158 | 45 | 158 | 18 | 158 | 45 | 158 | 14 | 120 | 35 | 120
LARYO-3 | A | 16 | 158 | 40 | 158 | 45 | 158 | 18 | 158 | 45 | 158 | 14 | 120 | 35 | 120
LARYO-4 | A | 16 | 158 | 40 | 158 | 45 | 158 | 18 | 158 | 45 | 158 | 14 | 120 | 35 | 120
LBAR-1G | A | 1 | 16 | 4 | 16 | 6 | 16 | 2 | 16 | 4 | 16 | 1 | 9 | 4 | 9
LBAR-1 | A | 39 | 360 | 88 | 360 | 88 | 360 | 55 | 360 | 145 | 360 | 41 | 270 | 90 | 270
LNCSO-1 | A | 12 | 130 | 30 | 130 | 32 | 130 | 12 | 130 | 32 | 130 | 10 | 100 | 26 | 100
LNCSO-2 | A | 13 | 140 | 34 | 140 | 36 | 140 | 14 | 140 | 36 | 140 | 12 | 125 | 32 | 125
LOAN-1 | A | 25 | 326 | 51 | 326 | 55 | 326 | 19 | 326 | 50 | 326 | 12 | 276 | 28 | 276
LOAN-2 | A | 25 | 326 | 51 | 326 | 55 | 326 | 19 | 326 | 50 | 326 | 12 | 276 | 28 | 276
LOAN-3 | A | 25 | 326 | 51 | 326 | 55 | 326 | 19 | 326 | 50 | 326 | 12 | 276 | 28 | 276
MEDP-1 | A | 30 | 380 | 76 | 330 | 76 | 330 | 48 | 380 | 105 | 380 | 31 | 330 | 79 | 290
MILWW-1 | A | 6 | 32 | 8 | 54 | 13 | 54 | 5 | 54 | 14 | 54 | 3 | 43 | 8 | 43
MKHLW-1 | A | 4 | 42 | 10 | 42 | 12 | 42 | 5 | 42 | 13 | 42 | 5 | 37 | 12 | 30
MRWD-1 | A | 43 | 448 | 100 | 448 | 112 | 448 | 67 | 448 | 160 | 448 | 36 | 328 | 93 | 328
NANT-1 | A | 0 | 15 | 0 | 15 | 0 | 15 | 0 | 15 | 1 | 15 | 0 | 15 | 0 | 15
PEHE-1 | A | 47 | 435 | 100 | 435 | 100 | 435 | 67 | 435 | 105 | 435 | 64 | 245 | 100 | 245
PEHE-2 | A | 16 | 490 | 40 | 265 | 42 | 490 | 0 | 0 | 0 | 0 | 0 | 490 | 0 | 490
PEMB-11 | A | 38 | 113 | 63 | 276 | 63 | 276 | 33 | 276 | 90 | 276 | 35 | 241 | 64 | 210
PEMB-21 | A | 38 | 113 | 63 | 276 | 63 | 276 | 33 | 276 | 90 | 276 | 35 | 241 | 64 | 210
PEMB-31 | A | 38 | 113 | 63 | 276 | 63 | 276 | 33 | 276 | 90 | 276 | 35 | 241 | 64 | 210
PEMB-41 | A | 38 | 113 | 63 | 276 | 63 | 276 | 33 | 276 | 90 | 276 | 35 | 241 | 64 | 210
PEMB-51 | A | 38 | 113 | 63 | 276 | 63 | 276 | 33 | 276 | 90 | 276 | 35 | 241 | 64 | 210
PETEM1 | A | 20 | 180 | 46 | 180 | 52 | 180 | 24 | 180 | 58 | 180 | 20 | 150 | 50 | 100
RATS-1 | A | 50 | 270 | 90 | 270 | 90 | 270 | 36 | 270 | 50 | 270 | 42 | 105 | 75 | 155
RATS-2 | A | 40 | 270 | 90 | 270 | 100 | 270 | 36 | 270 | 50 | 270 | 40 | 195 | 75 | 195
RATS-3 | A | 40 | 270 | 90 | 270 | 100 | 270 | 36 | 270 | 50 | 270 | 40 | 195 | 75 | 195
RATS-4 | A | 40 | 270 | 95 | 270 | 100 | 270 | 36 | 270 | 50 | 270 | 40 | 195 | 75 | 195
ROCK-1 | A | 36 | 400 | 50 | 400 | 54 | 400 | 60 | 400 | 160 | 400 | 33 | 220 | 53 | 220
RUGPS-6 | A | 36 | 243 | 80 | 243 | 80 | 243 | 40 | 243 | 90 | 243 | 40 | 155 | 95 | 105
RUGPS-7 | A | 36 | 243 | 80 | 243 | 80 | 243 | 40 | 243 | 90 | 243 | 40 | 155 | 95 | 105
RYHPS-1 | A | 30 | 305 | 48 | 305 | 66 | 305 | 42 | 305 | 51 | 305 | 30 | 130 | 42 | 68
SCCL-1 | A | 35 | 180 | 70 | 180 | 70 | 180 | 40 | 180 | 95 | 180 | 40 | 100 | 100 | 50
SCCL-2 | A | 35 | 180 | 70 | 180 | 70 | 180 | 40 | 180 | 95 | 180 | 40 | 100 | 100 | 50
SCCL-3 | A | 35 | 180 | 70 | 180 | 70 | 180 | 40 | 180 | 95 | 180 | 40 | 100 | 100 | 50
SEAB-1 | A | 44 | 254 | 125 | 254 | 150 | 254 | 55 | 254 | 150 | 254 | 75 | 164 | 176 | 38
SEAB-2 | A | 31 | 138 | 76 | 138 | 86 | 138 | 32 | 138 | 82 | 138 | 37 | 73 | 90 | 43
SHBA-1 | A | 41 | 255 | 104 | 255 | 115 | 255 | 44 | 255 | 120 | 255 | 39 | 195 | 115 | 40
SHBA-2 | A | 32 | 319 | 70 | 319 | 76 | 319 | 35 | 319 | 93 | 319 | 32 | 270 | 70 | 217
SHOS-1 | A | 18 | 160 | 24 | 160 | 24 | 160 | 30 | 160 | 75 | 160 | 18 | 135 | 24 | 135
SHRSO-1 | A | 16 | 157 | 44 | 157 | 46 | 157 | 17 | 157 | 46 | 157 | 16 | 141 | 43 | 113
SHRSO-2 | A | 16 | 157 | 44 | 157 | 46 | 157 | 17 | 157 | 46 | 157 | 16 | 141 | 43 | 113
SIZB-1 | A | 38 | 283 | 45 | 283 | 45 | 283 | 45 | 283 | 45 | 283 | 40 | 283 | 46 | 283
SIZB-2 | A | 38 | 283 | 45 | 283 | 45 | 283 | 45 | 283 | 45 | 283 | 40 | 283 | 46 | 283
SLOY-1 | A | 0 | 38 | 1 | 38 | 1 | 38 | 1 | 38 | 2 | 38 | 0 | 38 | 1 | 30
SLOY-2 | A | 0 | 38 | 1 | 38 | 1 | 38 | 1 | 38 | 2 | 38 | 0 | 38 | 1 | 30
SLOY-3 | A | 0 | 38 | 1 | 38 | 1 | 38 | 1 | 38 | 2 | 38 | 0 | 38 | 1 | 30
SLOY-4 | A | 0 | 28 | 1 | 28 | 1 | 28 | 1 | 28 | 2 | 28 | 0 | 28 | 1 | 22
SPLN-1 | A | 40 | 380 | 100 | 380 | 110 | 380 | 50 | 380 | 120 | 380 | 30 | 380 | 90 | 300
STAY-1 | A | 35 | 265 | 62 | 265 | 62 | 265 | 35 | 265 | 89 | 265 | 34 | 192 | 63 | 192
STAY-2 | A | 35 | 265 | 62 | 265 | 62 | 265 | 35 | 265 | 89 | 265 | 34 | 192 | 63 | 192
STAY-3 | A | 35 | 265 | 62 | 265 | 62 | 265 | 35 | 265 | 89 | 265 | 34 | 192 | 63 | 192
STAY-4 | A | 35 | 265 | 62 | 265 | 62 | 265 | 35 | 265 | 89 | 265 | 34 | 192 | 63 | 192
SUTB-1 | A | 36 | 380 | 104 | 380 | 148 | 380 | 52 | 380 | 132 | 380 | 47 | 250 | 107 | 250
SVRP-10 | A | 20 | 225 | 50 | 225 | 70 | 225 | 32 | 225 | 80 | 225 | 20 | 172 | 50 | 172
SVRP-20 | A | 20 | 225 | 50 | 225 | 70 | 225 | 32 | 225 | 80 | 225 | 20 | 172 | 50 | 172
USKM-13 | A | 6 | 49 | 15 | 49 | 17 | 49 | 8 | 49 | 19 | 49 | 7 | 36 | 8 | 36
USKM-14 | A | 6 | 49 | 15 | 49 | 17 | 49 | 8 | 49 | 19 | 49 | 7 | 36 | 8 | 36
USKM-15 | A | 6 | 49 | 15 | 49 | 17 | 49 | 8 | 49 | 19 | 49 | 7 | 36 | 8 | 36
WBUPS-1 | A | 30 | 113 | 48 | 153 | 48 | 153 | 32 | 113 | 50 | 113 | 40 | 153 | 65 | 113
WBUPS-2 | A | 30 | 133 | 48 | 173 | 48 | 173 | 32 | 133 | 50 | 133 | 40 | 173 | 65 | 133
WBUPS-3 | A | 30 | 133 | 48 | 173 | 48 | 173 | 32 | 133 | 50 | 133 | 40 | 173 | 65 | 133
WBUPS-4 | A | 30 | 113 | 48 | 153 | 48 | 153 | 32 | 113 | 50 | 113 | 40 | 153 | 65 | 113
WBURB-1 | A | 22 | 240 | 48 | 240 | 62 | 240 | 27 | 240 | 69 | 240 | 20 | 200 | 50 | 120
WBURB-2 | A | 25 | 255 | 52 | 255 | 62 | 255 | 26 | 255 | 67 | 255 | 22 | 215 | 52 | 135
WBURB-3 | A | 23 | 255 | 48 | 255 | 62 | 255 | 27 | 255 | 67 | 255 | 20 | 215 | 52 | 135
WDNSO-1 | A | 21 | 191 | 54 | 191 | 57 | 191 | 21 | 191 | 57 | 191 | 21 | 170 | 55 | 136
WDNSO-2 | A | 21 | 191 | 54 | 191 | 57 | 191 | 21 | 191 | 57 | 191 | 21 | 170 | 55 | 136
WHILW-1 | A | 31 | 322 | 84 | 322 | 90 | 322 | 33 | 322 | 90 | 322 | 32 | 255 | 86 | 210
WHILW-2 | A | 19 | 163 | 33 | 163 | 35 | 163 | 20 | 163 | 52 | 163 | 21 | 142 | 43 | 119
WLNYO-2 | A | 19 | 182 | 51 | 182 | 54 | 182 | 20 | 182 | 53 | 182 | 20 | 158 | 51 | 130
WLNYW-1 | A | 19 | 182 | 51 | 182 | 54 | 182 | 20 | 182 | 53 | 182 | 20 | 158 | 51 | 130

## Mar 2017
MW Response Capability by BMU
|  | Primary Response (Max MWhrs) | [5 empty] | Secondary Response (Max Mwhrs) |  |  |  | High Frequency Response (Max MWhrs)
UNIT | Mode | 0.2Hz |  | 0.5Hz |  | 0.8Hz |  | 0.2/0.2Hz |  | 0.5/0.5Hz |  | 0.2Hz |  | 0.5Hz
ABTH7 | A | 40 | 250 | 72 | 250 | 72 | 250 | 48 | 250 | 120 | 250 | 38 | 185 | 55 | 185
ABTH8 | A | 40 | 250 | 72 | 250 | 72 | 250 | 48 | 250 | 120 | 250 | 38 | 185 | 55 | 185
ABTH9 | A | 30 | 240 | 80 | 240 | 80 | 240 | 40 | 240 | 120 | 240 | 38 | 125 | 52 | 125
BAGE-1 | A | 30 | 255 | 70 | 255 | 90 | 255 | 35 | 255 | 90 | 255 | 28 | 220 | 70 | 185
BAGE-2 | A | 3 | 17 | 8 | 17 | 12 | 17 | 4 | 17 | 9 | 17 | 2 | 17 | 5 | 17
BLLA-1 | A | 6 | 99 | 13 | 99 | 13 | 99 | 15 | 99 | 39 | 99 | 9 | 83 | 16 | 83
BRDUW-1 | A | 6 | 58 | 17 | 58 | 17 | 58 | 7 | 58 | 17 | 58 | 6 | 36 | 17 | 36
BRGG-1 | A | 16 | 110 | 32 | 110 | 48 | 110 | 16 | 110 | 40 | 110 | 14 | 96 | 34 | 46
CARR-1 | A | 35 | 235 | 58 | 235 | 58 | 235 | 35 | 235 | 88 | 235 | 34 | 179 | 56 | 179
CARR-2 | A | 35 | 235 | 58 | 235 | 58 | 235 | 35 | 235 | 88 | 235 | 34 | 179 | 56 | 179
CDCL-1 | A | 30 | 160 | 40 | 160 | 40 | 160 | 34 | 160 | 40 | 160 | 27 | 120 | 40 | 120
CLAC-1 | A | 3 | 28 | 8 | 28 | 13 | 28 | 3 | 36 | 9 | 36 | 3 | 28 | 8 | 28
CLDCW-1 | A | 14 | 14 | 34 | 113 | 36 | 113 | 13 | 113 | 35 | 113 | 13 | 99 | 34 | 78
CLDNW-1 | A | 13 | 108 | 33 | 108 | 35 | 108 | 13 | 108 | 35 | 108 | 12 | 95 | 33 | 74
CLDSW-1 | A | 16 | 129 | 40 | 129 | 43 | 129 | 16 | 129 | 42 | 129 | 16 | 113 | 41 | 88
CNQPS-1 | A | 22 | 170 | 55 | 170 | 55 | 170 | 28 | 170 | 70 | 170 | 26 | 120 | 60 | 105
CNQPS-2 | A | 22 | 170 | 55 | 170 | 55 | 170 | 28 | 170 | 70 | 170 | 22 | 120 | 55 | 105
CNQPS-3 | A | 22 | 170 | 55 | 170 | 55 | 170 | 28 | 170 | 70 | 170 | 22 | 120 | 55 | 105
CNQPS-4 | A | 22 | 170 | 55 | 170 | 55 | 170 | 28 | 170 | 70 | 170 | 28 | 105 | 55 | 105
COSO-1 | A | 20 | 380 | 40 | 380 | 50 | 380 | 60 | 380 | 140 | 380 | 17 | 304 | 40 | 304
COTPS-1 | A | 29 | 277 | 50 | 277 | 62 | 277 | 35 | 60 | 63 | 277 | 30 | 122 | 60 | 122
COTPS-2 | A | 29 | 287 | 50 | 287 | 62 | 287 | 35 | 60 | 63 | 287 | 30 | 122 | 60 | 122
COTPS-3 | A | 29 | 287 | 50 | 287 | 62 | 287 | 35 | 60 | 63 | 287 | 30 | 122 | 60 | 122
COTPS-4 | A | 29 | 277 | 50 | 277 | 62 | 277 | 35 | 60 | 63 | 277 | 30 | 122 | 60 | 122
COWE1 | A | 7 | 30 | 17 | 30 | 17 | 30 | 7 | 30 | 17 | 30 | 7 | 30 | 17 | 30
COWE2 | A | 7 | 30 | 17 | 30 | 17 | 30 | 7 | 30 | 17 | 30 | 7 | 30 | 17 | 30
CRUA-1 | A | 10 | 110 | 25 | 110 | 37 | 110 | 12 | 110 | 30 | 110 | 10 | 84 | 25 | 48
CRUA-2 | A | 10 | 110 | 25 | 110 | 37 | 110 | 12 | 110 | 30 | 110 | 10 | 84 | 25 | 48
CRUA-3 | A | 7 | 30 | 15 | 30 | 21 | 30 | 9 | 30 | 24 | 30 | 5 | 25 | 13 | 15
CRUA-4 | A | 7 | 30 | 15 | 30 | 21 | 30 | 9 | 30 | 24 | 30 | 5 | 25 | 13 | 15
CRYRW-2 | A | 15 | 138 | 38 | 138 | 40 | 138 | 15 | 138 | 40 | 138 | 13 | 109 | 40 | 63
DAMC-1 | A | 64 | 380 | 136 | 380 | 156 | 380 | 80 | 380 | 180 | 380 | 60 | 293 | 190 | 128
DEEP-1 | A | 20 | 180 | 60 | 180 | 86 | 180 | 22 | 180 | 80 | 180 | 24 | 96 | 52 | 96
DIDCB5 | A | 40 | 330 | 104 | 330 | 125 | 330 | 55 | 330 | 140 | 330 | 40 | 185 | 105 | 185
DIDCB6 | A | 50 | 250 | 105 | 250 | 105 | 250 | 50 | 250 | 130 | 250 | 50 | 153 | 110 | 103
DINO-1 | A | 14 | 138 | 39 | 138 | 58 | 138 | 28 | 138 | 72 | 138 | 14 | 118 | 36 | 88
DINO-2 | A | 14 | 138 | 39 | 138 | 58 | 138 | 28 | 138 | 72 | 138 | 14 | 118 | 36 | 88
DINO-3 | A | 14 | 138 | 39 | 138 | 58 | 138 | 28 | 138 | 72 | 138 | 14 | 118 | 36 | 88
DINO-4 | A | 14 | 138 | 39 | 138 | 58 | 138 | 28 | 138 | 72 | 138 | 14 | 118 | 36 | 88
DINO-5 | A | 14 | 138 | 39 | 138 | 58 | 138 | 28 | 138 | 72 | 138 | 14 | 118 | 36 | 88
DINO-6 | A | 14 | 138 | 39 | 138 | 58 | 138 | 28 | 138 | 72 | 138 | 14 | 118 | 36 | 88
DRAXX-1 | A | 68 | 345 | 100 | 345 | 100 | 345 | 64 | 95 | 110 | 345 | 60 | 225 | 70 | 225
DRAXX-2 | A | 68 | 345 | 100 | 345 | 100 | 345 | 64 | 95 | 110 | 345 | 60 | 225 | 70 | 225
DRAXX-3 | A | 68 | 345 | 100 | 345 | 100 | 345 | 64 | 95 | 110 | 345 | 60 | 225 | 70 | 225
DRAXX-4 | A | 68 | 345 | 100 | 345 | 100 | 345 | 64 | 95 | 110 | 345 | 60 | 225 | 70 | 225
DRAXX-5 | A | 68 | 345 | 100 | 345 | 100 | 345 | 64 | 95 | 110 | 345 | 60 | 225 | 70 | 225
DRAXX-6 | A | 68 | 345 | 100 | 345 | 100 | 345 | 64 | 95 | 110 | 345 | 60 | 225 | 70 | 225
EECL-1 | A | 20 | 178 | 25 | 178 | 25 | 178 | 32 | 178 | 81 | 178 | 20 | 143 | 25 | 143
EGGPS-1 | A | 45 | 205 | 83 | 205 | 83 | 205 | 49 | 205 | 110 | 205 | 33 | 95 | 60 | 95
EGGPS-2 | A | 45 | 205 | 83 | 205 | 83 | 205 | 49 | 205 | 110 | 205 | 33 | 95 | 60 | 95
EGGPS-3 | A | 45 | 205 | 83 | 205 | 83 | 205 | 49 | 205 | 110 | 205 | 33 | 95 | 60 | 95
EGGPS-4 | A | 45 | 205 | 83 | 205 | 83 | 205 | 49 | 205 | 110 | 205 | 33 | 95 | 60 | 95
ERRO-1 | A | 1 | 21 | 1 | 21 | 1 | 21 | 2 | 21 | 5 | 21 | 1 | 17 | 1 | 17
ERRO-2 | A | 1 | 21 | 1 | 21 | 1 | 21 | 2 | 21 | 5 | 21 | 1 | 17 | 1 | 17
ERRO-3 | A | 1 | 21 | 1 | 21 | 1 | 21 | 2 | 21 | 5 | 21 | 1 | 17 | 1 | 17
FAARW-1 | A | 2 | 37 | 4 | 37 | 4 | 37 | 4 | 37 | 12 | 37 | 2 | 33 | 4 | 33
FAARW-2 | A | 2 | 37 | 4 | 37 | 4 | 37 | 4 | 37 | 12 | 37 | 2 | 33 | 4 | 33
FALGW-1 | A | 11 | 108 | 28 | 108 | 41 | 108 | 13 | 108 | 35 | 108 | 10 | 86 | 22 | 64
FASN-1 | A | 0 | 15 | 1 | 15 | 1 | 15 | 1 | 15 | 2 | 15 | 0 | 15 | 1 | 12
FASN2 | A | 0 | 15 | 1 | 15 | 1 | 15 | 1 | 15 | 2 | 15 | 0 | 15 | 1 | 12
FASN3 | A | 0 | 15 | 1 | 15 | 1 | 15 | 1 | 15 | 2 | 15 | 0 | 15 | 1 | 12
FAWN-1 | A | 10 | 52 | 25 | 52 | 40 | 52 | 13 | 52 | 32 | 52 | 11 | 37 | 27 | 27
FELL-1 | A | 9 | 63 | 21 | 63 | 22 | 63 | 10 | 63 | 24 | 63 | 9 | 63 | 22 | 63
FERR-3 | A | 25 | 150 | 45 | 250 | 56 | 250 | 40 | 250 | 60 | 250 | 34 | 80 | 59 | 150
FFES-1 | A | 10 | 35 | 27 | 35 | 30 | 35 | 9 | 35 | 22 | 35 | 4 | 27 | 6 | 27
FFES-2 | A | 10 | 35 | 27 | 35 | 30 | 35 | 9 | 35 | 22 | 35 | 4 | 27 | 6 | 27
FFES-3 | A | 10 | 35 | 27 | 35 | 30 | 35 | 9 | 35 | 22 | 35 | 4 | 27 | 6 | 27
FFES-4 | A | 10 | 35 | 27 | 35 | 30 | 35 | 9 | 35 | 22 | 35 | 4 | 27 | 6 | 27
FIDL-1 | A | 13 | 205 | 20 | 205 | 23 | 205 | 35 | 100 | 40 | 147 | 30 | 147 | 50 | 147
FIDL-2 | A | 13 | 205 | 20 | 205 | 23 | 205 | 35 | 100 | 40 | 147 | 30 | 147 | 50 | 147
FIDL-3 | A | 13 | 205 | 20 | 205 | 23 | 205 | 35 | 100 | 40 | 147 | 30 | 147 | 50 | 147
FIDL-4 | A | 13 | 205 | 20 | 205 | 23 | 205 | 35 | 100 | 40 | 147 | 30 | 147 | 50 | 147
FINL-1 | A | 0 | 14 | 1 | 14 | 1 | 14 | 1 | 14 | 2 | 14 | 0 | 14 | 1 | 11
FOYE-1 | A | 6 | 60 | 13 | 60 | 16 | 60 | 11 | 60 | 27 | 60 | 5 | 30 | 11 | 30
FOYE-2 | A | 6 | 60 | 13 | 60 | 16 | 60 | 11 | 60 | 27 | 60 | 5 | 30 | 11 | 30
GLNDO-1 | A | 6 | 80 | 12 | 45 | 17 | 45 | 12 | 45 | 25 | 45 | 8 | 65 | 18 | 45
GNFSW-1 | A | 11 | 100 | 30 | 100 | 30 | 100 | 12 | 100 | 31 | 100 | 12 | 70 | 30 | 70
GNFSW-2 | A | 7 | 64 | 18 | 64 | 18 | 64 | 8 | 64 | 18 | 64 | 6 | 49 | 15 | 49
GORDW-1 | A | 6 | 62 | 16 | 56 | 26 | 45 | 7 | 62 | 18 | 62 | 6 | 56 | 16 | 45
GRAI-6 | A | 24 | 320 | 58 | 320 | 58 | 320 | 35 | 320 | 88 | 320 | 28 | 270 | 60 | 230
GRAI-7 | A | 30 | 232 | 60 | 232 | 60 | 232 | 32 | 232 | 84 | 232 | 32 | 175 | 65 | 135
GRAI-8 | A | 26 | 232 | 58 | 232 | 58 | 232 | 32 | 232 | 84 | 232 | 32 | 175 | 65 | 135
GRIFW-1 | A | 8 | 94 | 22 | 94 | 23 | 94 | 8 | 94 | 22 | 94 | 8 | 85 | 22 | 72
GRIFW-2 | A | 8 | 94 | 22 | 94 | 23 | 94 | 8 | 94 | 22 | 94 | 8 | 85 | 22 | 72
GRMO-1 | A | 8 | 43 | 8 | 43 | 8 | 43 | 8 | 43 | 8 | 43 | 8 | 23 | 8 | 23
GYAR-1 | A | 17 | 176 | 42 | 176 | 66 | 176 | 24 | 176 | 60 | 176 | 17 | 176 | 42 | 176
GYMRO-15 | A | 6 | 145 | 15 | 145 | 15 | 145 | 6 | 145 | 15 | 145 | 6 | 44 | 15 | 44
GYMRO-17 | A | 6 | 145 | 15 | 145 | 15 | 145 | 6 | 145 | 15 | 145 | 6 | 44 | 15 | 44
GYMRO-26 | A | 6 | 145 | 15 | 145 | 15 | 145 | 6 | 145 | 15 | 145 | 6 | 44 | 15 | 44
GYMRO-28 | A | 6 | 145 | 15 | 145 | 15 | 145 | 6 | 145 | 15 | 145 | 6 | 44 | 15 | 44
HADHW-1 | A | 7 | 76 | 14 | 76 | 22 | 76 | 13 | 76 | 34 | 76 | 8 | 65 | 17 | 65
HUMR-1 | A | 60 | 533 | 150 | 533 | 200 | 533 | 80 | 533 | 200 | 533 | 62 | 419 | 155 | 251
INDQ-1 | A | 12 | 102 | 31 | 102 | 43 | 102 | 13 | 102 | 34 | 102 | 12 | 72 | 30 | 72
KEAD-1 | A | 38 | 415 | 90 | 415 | 90 | 415 | 55 | 415 | 138 | 415 | 38 | 355 | 90 | 285
KILBW-1 | A | 3 | 56 | 8 | 56 | 13 | 56 | 5 | 56 | 14 | 56 | 4 | 53 | 9 | 47
KLYN-A-1 | A | 24 | 126 | 50 | 126 | 50 | 126 | 34 | 126 | 70 | 126 | 22 | 81 | 34 | 81
LAGA-1 | A | 55 | 500 | 123 | 500 | 140 | 500 | 52 | 500 | 130 | 500 | 53 | 475 | 130 | 475
LARYO-1 | A | 16 | 155 | 40 | 155 | 45 | 155 | 18 | 155 | 45 | 155 | 14 | 120 | 35 | 120
LARYO-2 | A | 16 | 158 | 40 | 158 | 45 | 158 | 18 | 158 | 45 | 158 | 14 | 120 | 35 | 120
LARYO-3 | A | 16 | 158 | 40 | 158 | 45 | 158 | 18 | 158 | 45 | 158 | 14 | 120 | 35 | 120
LARYO-4 | A | 16 | 158 | 40 | 158 | 45 | 158 | 18 | 158 | 45 | 158 | 14 | 120 | 35 | 120
LBAR-1G | A | 1 | 16 | 4 | 16 | 6 | 16 | 2 | 16 | 4 | 16 | 1 | 9 | 4 | 9
LBAR-1 | A | 39 | 360 | 88 | 360 | 88 | 360 | 55 | 360 | 145 | 360 | 41 | 270 | 90 | 270
LNCSO-1 | A | 12 | 130 | 30 | 130 | 32 | 130 | 12 | 130 | 32 | 130 | 10 | 100 | 26 | 100
LNCSO-2 | A | 13 | 140 | 34 | 140 | 36 | 140 | 14 | 140 | 36 | 140 | 12 | 125 | 32 | 125
LOAN-1 | A | 25 | 326 | 51 | 326 | 55 | 326 | 19 | 326 | 50 | 326 | 12 | 276 | 28 | 276
LOAN-2 | A | 25 | 326 | 51 | 326 | 55 | 326 | 19 | 326 | 50 | 326 | 12 | 276 | 28 | 276
LOAN-3 | A | 25 | 326 | 51 | 326 | 55 | 326 | 19 | 326 | 50 | 326 | 12 | 276 | 28 | 276
MEDP-1 | A | 30 | 380 | 76 | 330 | 76 | 330 | 48 | 380 | 105 | 380 | 31 | 330 | 79 | 290
MILWW-1 | A | 6 | 32 | 8 | 54 | 13 | 54 | 5 | 54 | 14 | 54 | 3 | 43 | 8 | 43
MRWD-1 | A | 43 | 448 | 100 | 448 | 112 | 448 | 67 | 448 | 160 | 448 | 36 | 328 | 93 | 328
NANT-1 | A | 0 | 15 | 0 | 15 | 0 | 15 | 0 | 15 | 1 | 15 | 0 | 15 | 0 | 15
PEHE-1 | A | 47 | 435 | 100 | 435 | 100 | 435 | 67 | 435 | 105 | 435 | 64 | 245 | 100 | 245
PEMB-11 | A | 38 | 113 | 63 | 276 | 63 | 276 | 33 | 276 | 90 | 276 | 35 | 241 | 64 | 210
PEMB-21 | A | 38 | 113 | 63 | 276 | 63 | 276 | 33 | 276 | 90 | 276 | 35 | 241 | 64 | 210
PEMB-31 | A | 38 | 113 | 63 | 276 | 63 | 276 | 33 | 276 | 90 | 276 | 35 | 241 | 64 | 210
PEMB-41 | A | 38 | 113 | 63 | 276 | 63 | 276 | 33 | 276 | 90 | 276 | 35 | 241 | 64 | 210
PEMB-51 | A | 38 | 113 | 63 | 276 | 63 | 276 | 33 | 276 | 90 | 276 | 35 | 241 | 64 | 210
PETEM1 | A | 20 | 180 | 46 | 180 | 52 | 180 | 24 | 180 | 58 | 180 | 20 | 150 | 50 | 100
RATS-1 | A | 50 | 270 | 90 | 270 | 90 | 270 | 36 | 270 | 50 | 270 | 42 | 105 | 75 | 155
RATS-2 | A | 40 | 270 | 90 | 270 | 100 | 270 | 36 | 270 | 50 | 270 | 40 | 195 | 75 | 195
RATS-3 | A | 40 | 270 | 90 | 270 | 100 | 270 | 36 | 270 | 50 | 270 | 40 | 195 | 75 | 195
RATS-4 | A | 40 | 270 | 95 | 270 | 100 | 270 | 36 | 270 | 50 | 270 | 40 | 195 | 75 | 195
ROCK-1 | A | 36 | 400 | 50 | 400 | 54 | 400 | 60 | 400 | 160 | 400 | 33 | 220 | 53 | 220
RUGPS-6 | A | 36 | 243 | 80 | 243 | 80 | 243 | 40 | 243 | 90 | 243 | 40 | 155 | 95 | 105
RUGPS-7 | A | 36 | 243 | 80 | 243 | 80 | 243 | 40 | 243 | 90 | 243 | 40 | 155 | 95 | 105
RYHPS-1 | A | 30 | 305 | 48 | 305 | 66 | 305 | 42 | 305 | 51 | 305 | 30 | 130 | 42 | 68
SCCL-1 | A | 35 | 180 | 70 | 180 | 70 | 180 | 40 | 180 | 95 | 180 | 40 | 100 | 100 | 50
SCCL-2 | A | 35 | 180 | 70 | 180 | 70 | 180 | 40 | 180 | 95 | 180 | 40 | 100 | 100 | 50
SCCL-3 | A | 35 | 180 | 70 | 180 | 70 | 180 | 40 | 180 | 95 | 180 | 40 | 100 | 100 | 50
SEAB-1 | A | 44 | 254 | 125 | 254 | 150 | 254 | 55 | 254 | 150 | 254 | 75 | 164 | 176 | 38
SEAB-2 | A | 31 | 138 | 76 | 138 | 86 | 138 | 32 | 138 | 82 | 138 | 37 | 73 | 90 | 43
SHBA-1 | A | 41 | 255 | 104 | 255 | 115 | 255 | 44 | 255 | 120 | 255 | 39 | 195 | 115 | 40
SHBA-2 | A | 32 | 319 | 70 | 319 | 76 | 319 | 35 | 319 | 93 | 319 | 32 | 270 | 70 | 217
SHOS-1 | A | 18 | 160 | 24 | 160 | 24 | 160 | 30 | 160 | 75 | 160 | 18 | 135 | 24 | 135
SHRSO-1 | A | 16 | 157 | 44 | 157 | 46 | 157 | 17 | 157 | 46 | 157 | 16 | 141 | 43 | 113
SHRSO-2 | A | 16 | 157 | 44 | 157 | 46 | 157 | 17 | 157 | 46 | 157 | 16 | 141 | 43 | 113
SIZB-1 | A | 38 | 283 | 45 | 283 | 45 | 283 | 45 | 283 | 45 | 283 | 40 | 283 | 46 | 283
SIZB-2 | A | 38 | 283 | 45 | 283 | 45 | 283 | 45 | 283 | 45 | 283 | 40 | 283 | 46 | 283
SLOY-1 | A | 0 | 38 | 1 | 38 | 1 | 38 | 1 | 38 | 2 | 38 | 0 | 38 | 1 | 30
SLOY-2 | A | 0 | 38 | 1 | 38 | 1 | 38 | 1 | 38 | 2 | 38 | 0 | 38 | 1 | 30
SLOY-3 | A | 0 | 38 | 1 | 38 | 1 | 38 | 1 | 38 | 2 | 38 | 0 | 38 | 1 | 30
SLOY-4 | A | 0 | 28 | 1 | 28 | 1 | 28 | 1 | 28 | 2 | 28 | 0 | 28 | 1 | 22
SPLN-1 | A | 40 | 380 | 100 | 380 | 110 | 380 | 50 | 380 | 120 | 380 | 30 | 380 | 90 | 300
STAY-1 | A | 35 | 265 | 62 | 265 | 62 | 265 | 35 | 265 | 89 | 265 | 34 | 192 | 63 | 192
STAY-2 | A | 35 | 265 | 62 | 265 | 62 | 265 | 35 | 265 | 89 | 265 | 34 | 192 | 63 | 192
STAY-3 | A | 35 | 265 | 62 | 265 | 62 | 265 | 35 | 265 | 89 | 265 | 34 | 192 | 63 | 192
STAY-4 | A | 35 | 265 | 62 | 265 | 62 | 265 | 35 | 265 | 89 | 265 | 34 | 192 | 63 | 192
SUTB-1 | A | 36 | 380 | 104 | 380 | 148 | 380 | 52 | 380 | 132 | 380 | 47 | 250 | 107 | 250
SVRP-10 | A | 20 | 225 | 50 | 225 | 70 | 225 | 32 | 225 | 80 | 225 | 20 | 172 | 50 | 172
SVRP-20 | A | 20 | 225 | 50 | 225 | 70 | 225 | 32 | 225 | 80 | 225 | 20 | 172 | 50 | 172
USKM-13 | A | 6 | 49 | 15 | 49 | 17 | 49 | 8 | 49 | 19 | 49 | 7 | 36 | 8 | 36
USKM-14 | A | 6 | 49 | 15 | 49 | 17 | 49 | 8 | 49 | 19 | 49 | 7 | 36 | 8 | 36
USKM-15 | A | 6 | 49 | 15 | 49 | 17 | 49 | 8 | 49 | 19 | 49 | 7 | 36 | 8 | 36
WBUPS-1 | A | 30 | 113 | 48 | 153 | 48 | 153 | 32 | 113 | 50 | 113 | 40 | 153 | 65 | 113
WBUPS-2 | A | 30 | 133 | 48 | 173 | 48 | 173 | 32 | 133 | 50 | 133 | 40 | 173 | 65 | 133
WBUPS-3 | A | 30 | 133 | 48 | 173 | 48 | 173 | 32 | 133 | 50 | 133 | 40 | 173 | 65 | 133
WBUPS-4 | A | 30 | 113 | 48 | 153 | 48 | 153 | 32 | 113 | 50 | 113 | 40 | 153 | 65 | 113
WBURB-1 | A | 22 | 240 | 48 | 240 | 62 | 240 | 27 | 240 | 69 | 240 | 20 | 200 | 50 | 120
WBURB-2 | A | 25 | 255 | 52 | 255 | 62 | 255 | 26 | 255 | 67 | 255 | 22 | 215 | 52 | 135
WBURB-3 | A | 23 | 255 | 48 | 255 | 62 | 255 | 27 | 255 | 67 | 255 | 20 | 215 | 52 | 135
WHILW-1 | A | 31 | 322 | 84 | 322 | 90 | 322 | 33 | 322 | 90 | 322 | 32 | 255 | 86 | 210
WHILW-2 | A | 19 | 163 | 33 | 163 | 35 | 163 | 20 | 163 | 52 | 163 | 21 | 142 | 43 | 119
WLNYO-2 | A | 19 | 182 | 51 | 182 | 54 | 182 | 20 | 182 | 53 | 182 | 20 | 158 | 51 | 130
WLNYW-1 | A | 19 | 182 | 51 | 182 | 54 | 182 | 20 | 182 | 53 | 182 | 20 | 158 | 51 | 130

## Feb 2017
MW Response Capability by BMU
|  | Primary Response (Max MWhrs) | [5 empty] | Secondary Response (Max Mwhrs) |  |  |  | High Frequency Response (Max MWhrs)
UNIT | Mode | 0.2Hz |  | 0.5Hz |  | 0.8Hz |  | 0.2/0.2Hz |  | 0.5/0.5Hz |  | 0.2Hz |  | 0.5Hz
ABTH7 | A | 40 | 250 | 72 | 250 | 72 | 250 | 48 | 250 | 120 | 250 | 38 | 185 | 55 | 185
ABTH8 | A | 40 | 250 | 72 | 250 | 72 | 250 | 48 | 250 | 120 | 250 | 38 | 185 | 55 | 185
ABTH9 | A | 40 | 250 | 72 | 250 | 72 | 250 | 48 | 250 | 120 | 250 | 38 | 185 | 55 | 185
BAGE-1 | A | 30 | 255 | 70 | 255 | 90 | 255 | 35 | 255 | 90 | 255 | 28 | 220 | 70 | 185
BAGE-2 | A | 3 | 17 | 8 | 17 | 12 | 17 | 4 | 17 | 9 | 17 | 2 | 17 | 5 | 17
BLLA-1 | A | 6 | 99 | 13 | 99 | 13 | 99 | 15 | 99 | 39 | 99 | 9 | 83 | 16 | 83
BRDUW-1 | A | 6 | 58 | 17 | 58 | 17 | 58 | 7 | 58 | 17 | 58 | 6 | 36 | 17 | 36
BRGG-1 | A | 16 | 110 | 32 | 110 | 48 | 110 | 16 | 110 | 40 | 110 | 14 | 96 | 34 | 46
CARR-1 | A | 35 | 235 | 58 | 235 | 58 | 235 | 35 | 235 | 88 | 235 | 34 | 179 | 56 | 179
CARR-2 | A | 35 | 235 | 58 | 235 | 58 | 235 | 35 | 235 | 88 | 235 | 34 | 179 | 56 | 179
CDCL-1 | A | 30 | 160 | 40 | 160 | 40 | 160 | 34 | 160 | 40 | 160 | 27 | 120 | 40 | 120
CLAC-1 | A | 3 | 28 | 8 | 28 | 13 | 28 | 3 | 36 | 9 | 36 | 3 | 28 | 8 | 28
CLDCW-1 | A | 14 | 14 | 34 | 113 | 36 | 113 | 13 | 113 | 35 | 113 | 13 | 99 | 34 | 78
CLDNW-1 | A | 13 | 108 | 33 | 108 | 35 | 108 | 13 | 108 | 35 | 108 | 12 | 95 | 33 | 74
CLDSW-1 | A | 16 | 129 | 40 | 129 | 43 | 129 | 16 | 129 | 42 | 129 | 16 | 113 | 41 | 88
CNQPS-1 | A | 22 | 170 | 55 | 170 | 55 | 170 | 28 | 170 | 70 | 170 | 26 | 120 | 60 | 105
CNQPS-2 | A | 22 | 170 | 55 | 170 | 55 | 170 | 28 | 170 | 70 | 170 | 22 | 120 | 55 | 105
CNQPS-3 | A | 22 | 170 | 55 | 170 | 55 | 170 | 28 | 170 | 70 | 170 | 22 | 120 | 55 | 105
CNQPS-4 | A | 22 | 170 | 55 | 170 | 55 | 170 | 28 | 170 | 70 | 170 | 28 | 105 | 55 | 105
COSO-1 | A | 20 | 380 | 40 | 380 | 50 | 380 | 60 | 380 | 140 | 380 | 17 | 304 | 40 | 304
COTPS-1 | A | 29 | 277 | 50 | 277 | 62 | 277 | 35 | 60 | 63 | 277 | 30 | 122 | 60 | 122
COTPS-2 | A | 29 | 287 | 50 | 287 | 62 | 287 | 35 | 60 | 63 | 287 | 30 | 122 | 60 | 122
COTPS-3 | A | 29 | 287 | 50 | 287 | 62 | 287 | 35 | 60 | 63 | 287 | 30 | 122 | 60 | 122
COTPS-4 | A | 29 | 277 | 50 | 277 | 62 | 277 | 35 | 60 | 63 | 277 | 30 | 122 | 60 | 122
COWE1 | A | 7 | 30 | 17 | 30 | 17 | 30 | 7 | 30 | 17 | 30 | 7 | 30 | 17 | 30
COWE2 | A | 7 | 30 | 17 | 30 | 17 | 30 | 7 | 30 | 17 | 30 | 7 | 30 | 17 | 30
CRUA-1 | A | 10 | 110 | 25 | 110 | 37 | 110 | 12 | 110 | 30 | 110 | 10 | 84 | 25 | 48
CRUA-2 | A | 10 | 110 | 25 | 110 | 37 | 110 | 12 | 110 | 30 | 110 | 10 | 84 | 25 | 48
CRUA-3 | A | 7 | 30 | 15 | 30 | 21 | 30 | 9 | 30 | 24 | 30 | 5 | 25 | 13 | 15
CRUA-4 | A | 7 | 30 | 15 | 30 | 21 | 30 | 9 | 30 | 24 | 30 | 5 | 25 | 13 | 15
CRYRW-2 | A | 15 | 138 | 38 | 138 | 40 | 138 | 15 | 138 | 40 | 138 | 13 | 109 | 40 | 63
DAMC-1 | A | 64 | 380 | 136 | 380 | 156 | 380 | 80 | 380 | 180 | 380 | 60 | 293 | 190 | 128
DEEP-1 | A | 20 | 180 | 60 | 180 | 86 | 180 | 22 | 180 | 80 | 180 | 24 | 96 | 52 | 96
DIDCB5 | A | 40 | 330 | 104 | 330 | 125 | 330 | 55 | 330 | 140 | 330 | 40 | 185 | 105 | 185
DIDCB6 | A | 50 | 250 | 105 | 250 | 105 | 250 | 50 | 250 | 130 | 250 | 50 | 153 | 110 | 103
DINO-1 | A | 14 | 138 | 39 | 138 | 58 | 138 | 28 | 138 | 72 | 138 | 14 | 118 | 36 | 88
DINO-2 | A | 14 | 138 | 39 | 138 | 58 | 138 | 28 | 138 | 72 | 138 | 14 | 118 | 36 | 88
DINO-3 | A | 14 | 138 | 39 | 138 | 58 | 138 | 28 | 138 | 72 | 138 | 14 | 118 | 36 | 88
DINO-4 | A | 14 | 138 | 39 | 138 | 58 | 138 | 28 | 138 | 72 | 138 | 14 | 118 | 36 | 88
DINO-5 | A | 14 | 138 | 39 | 138 | 58 | 138 | 28 | 138 | 72 | 138 | 14 | 118 | 36 | 88
DINO-6 | A | 14 | 138 | 39 | 138 | 58 | 138 | 28 | 138 | 72 | 138 | 14 | 118 | 36 | 88
DRAXX-1 | A | 68 | 345 | 100 | 345 | 100 | 345 | 64 | 95 | 110 | 345 | 60 | 225 | 70 | 225
DRAXX-2 | A | 68 | 345 | 100 | 345 | 100 | 345 | 64 | 95 | 110 | 345 | 60 | 225 | 70 | 225
DRAXX-3 | A | 68 | 345 | 100 | 345 | 100 | 345 | 64 | 95 | 110 | 345 | 60 | 225 | 70 | 225
DRAXX-4 | A | 68 | 345 | 100 | 345 | 100 | 345 | 64 | 95 | 110 | 345 | 60 | 225 | 70 | 225
DRAXX-5 | A | 68 | 345 | 100 | 345 | 100 | 345 | 64 | 95 | 110 | 345 | 60 | 225 | 70 | 225
DRAXX-6 | A | 68 | 345 | 100 | 345 | 100 | 345 | 64 | 95 | 110 | 345 | 60 | 225 | 70 | 225
EECL-1 | A | 20 | 178 | 25 | 178 | 25 | 178 | 32 | 178 | 81 | 178 | 20 | 143 | 25 | 143
EGGPS-1 | A | 45 | 205 | 83 | 205 | 83 | 205 | 49 | 205 | 110 | 205 | 33 | 95 | 60 | 95
EGGPS-2 | A | 45 | 205 | 83 | 205 | 83 | 205 | 49 | 205 | 110 | 205 | 33 | 95 | 60 | 95
EGGPS-3 | A | 45 | 205 | 83 | 205 | 83 | 205 | 49 | 205 | 110 | 205 | 33 | 95 | 60 | 95
EGGPS-4 | A | 45 | 205 | 83 | 205 | 83 | 205 | 49 | 205 | 110 | 205 | 33 | 95 | 60 | 95
ERRO-1 | A | 1 | 21 | 1 | 21 | 1 | 21 | 2 | 21 | 5 | 21 | 1 | 17 | 1 | 17
ERRO-2 | A | 1 | 21 | 1 | 21 | 1 | 21 | 2 | 21 | 5 | 21 | 1 | 17 | 1 | 17
ERRO-3 | A | 1 | 21 | 1 | 21 | 1 | 21 | 2 | 21 | 5 | 21 | 1 | 17 | 1 | 17
FAARW-1 | A | 2 | 37 | 4 | 37 | 4 | 37 | 4 | 37 | 12 | 37 | 2 | 33 | 4 | 33
FAARW-2 | A | 2 | 37 | 4 | 37 | 4 | 37 | 4 | 37 | 12 | 37 | 2 | 33 | 4 | 33
FALGW-1 | A | 11 | 108 | 28 | 108 | 41 | 108 | 13 | 108 | 35 | 108 | 10 | 86 | 22 | 64
FASN-1 | A | 0 | 15 | 1 | 15 | 1 | 15 | 1 | 15 | 2 | 15 | 0 | 15 | 1 | 12
FASN2 | A | 0 | 15 | 1 | 15 | 1 | 15 | 1 | 15 | 2 | 15 | 0 | 15 | 1 | 12
FASN3 | A | 0 | 15 | 1 | 15 | 1 | 15 | 1 | 15 | 2 | 15 | 0 | 15 | 1 | 12
FAWN-1 | A | 10 | 52 | 25 | 52 | 40 | 52 | 13 | 52 | 32 | 52 | 11 | 37 | 27 | 27
FELL-1 | A | 9 | 63 | 21 | 63 | 22 | 63 | 10 | 63 | 24 | 63 | 9 | 63 | 22 | 63
FERR-3 | A | 25 | 150 | 45 | 250 | 56 | 250 | 40 | 250 | 60 | 250 | 34 | 80 | 59 | 150
FFES-1 | A | 10 | 35 | 27 | 35 | 30 | 35 | 9 | 35 | 22 | 35 | 4 | 27 | 6 | 27
FFES-2 | A | 10 | 35 | 27 | 35 | 30 | 35 | 9 | 35 | 22 | 35 | 4 | 27 | 6 | 27
FFES-3 | A | 10 | 35 | 27 | 35 | 30 | 35 | 9 | 35 | 22 | 35 | 4 | 27 | 6 | 27
FFES-4 | A | 10 | 35 | 27 | 35 | 30 | 35 | 9 | 35 | 22 | 35 | 4 | 27 | 6 | 27
FIDL-1 | A | 13 | 205 | 20 | 205 | 23 | 205 | 35 | 100 | 40 | 147 | 30 | 147 | 50 | 147
FIDL-2 | A | 13 | 205 | 20 | 205 | 23 | 205 | 35 | 100 | 40 | 147 | 30 | 147 | 50 | 147
FIDL-3 | A | 13 | 205 | 20 | 205 | 23 | 205 | 35 | 100 | 40 | 147 | 30 | 147 | 50 | 147
FIDL-4 | A | 13 | 205 | 20 | 205 | 23 | 205 | 35 | 100 | 40 | 147 | 30 | 147 | 50 | 147
FINL-1 | A | 0 | 14 | 1 | 14 | 1 | 14 | 1 | 14 | 2 | 14 | 0 | 14 | 1 | 11
FOYE-1 | A | 6 | 60 | 13 | 60 | 16 | 60 | 11 | 60 | 27 | 60 | 5 | 30 | 11 | 30
FOYE-2 | A | 6 | 60 | 13 | 60 | 16 | 60 | 11 | 60 | 27 | 60 | 5 | 30 | 11 | 30
GLNDO-1 | A | 6 | 80 | 12 | 45 | 17 | 45 | 12 | 45 | 25 | 45 | 8 | 65 | 18 | 45
GNFSW-1 | A | 11 | 100 | 30 | 100 | 30 | 100 | 12 | 100 | 31 | 100 | 12 | 70 | 30 | 70
GNFSW-2 | A | 7 | 64 | 18 | 64 | 18 | 64 | 8 | 64 | 18 | 64 | 6 | 49 | 15 | 49
GORDW-1 | A | 6 | 62 | 16 | 56 | 26 | 45 | 7 | 62 | 18 | 62 | 6 | 56 | 16 | 45
GRAI-6 | A | 24 | 320 | 58 | 320 | 58 | 320 | 35 | 320 | 88 | 320 | 28 | 270 | 60 | 230
GRAI-7 | A | 30 | 232 | 60 | 232 | 60 | 232 | 32 | 232 | 84 | 232 | 32 | 175 | 65 | 135
GRAI-8 | A | 26 | 232 | 58 | 232 | 58 | 232 | 32 | 232 | 84 | 232 | 32 | 175 | 65 | 135
GRIFW-1 | A | 8 | 94 | 22 | 94 | 23 | 94 | 8 | 94 | 22 | 94 | 8 | 85 | 22 | 72
GRIFW-2 | A | 8 | 94 | 22 | 94 | 23 | 94 | 8 | 94 | 22 | 94 | 8 | 85 | 22 | 72
GRMO-1 | A | 8 | 43 | 8 | 43 | 8 | 43 | 8 | 43 | 8 | 43 | 8 | 23 | 8 | 23
GYAR-1 | A | 17 | 176 | 42 | 176 | 66 | 176 | 24 | 176 | 60 | 176 | 17 | 176 | 42 | 176
GYMRO-15 | A | 6 | 145 | 15 | 145 | 15 | 145 | 6 | 145 | 15 | 145 | 6 | 44 | 15 | 44
GYMRO-17 | A | 6 | 145 | 15 | 145 | 15 | 145 | 6 | 145 | 15 | 145 | 6 | 44 | 15 | 44
GYMRO-26 | A | 6 | 145 | 15 | 145 | 15 | 145 | 6 | 145 | 15 | 145 | 6 | 44 | 15 | 44
GYMRO-28 | A | 6 | 145 | 15 | 145 | 15 | 145 | 6 | 145 | 15 | 145 | 6 | 44 | 15 | 44
HADHW-1 | A | 7 | 96 | 14 | 96 | 22 | 96 | 13 | 96 | 34 | 96 | 8 | 65 | 17 | 65
HUMR-1 | A | 60 | 533 | 150 | 533 | 200 | 533 | 80 | 533 | 200 | 533 | 62 | 419 | 155 | 251
INDQ-1 | A | 12 | 102 | 31 | 102 | 43 | 102 | 13 | 102 | 34 | 102 | 12 | 72 | 30 | 72
KEAD-1 | A | 29 | 315 | 67 | 315 | 102 | 315 | 48 | 315 | 110 | 315 | 30 | 275 | 75 | 155
KILBW-1 | A | 3 | 56 | 8 | 56 | 13 | 56 | 5 | 56 | 14 | 56 | 4 | 53 | 9 | 47
KLYN-A-1 | A | 24 | 126 | 50 | 126 | 50 | 126 | 34 | 126 | 70 | 126 | 22 | 81 | 34 | 81
LAGA-1 | A | 55 | 500 | 123 | 500 | 140 | 500 | 52 | 500 | 130 | 500 | 53 | 475 | 130 | 475
LARYO-1 | A | 16 | 155 | 40 | 155 | 45 | 155 | 18 | 155 | 45 | 155 | 14 | 120 | 35 | 120
LARYO-2 | A | 16 | 158 | 40 | 158 | 45 | 158 | 18 | 158 | 45 | 158 | 14 | 120 | 35 | 120
LARYO-3 | A | 16 | 158 | 40 | 158 | 45 | 158 | 18 | 158 | 45 | 158 | 14 | 120 | 35 | 120
LARYO-4 | A | 16 | 158 | 40 | 158 | 45 | 158 | 18 | 158 | 45 | 158 | 14 | 120 | 35 | 120
LBAR-1G | A | 1 | 16 | 4 | 16 | 6 | 16 | 2 | 16 | 4 | 16 | 1 | 9 | 4 | 9
LBAR-1 | A | 39 | 360 | 88 | 360 | 88 | 360 | 55 | 360 | 145 | 360 | 41 | 270 | 90 | 270
LNCSO-1 | A | 12 | 130 | 30 | 130 | 32 | 130 | 12 | 130 | 32 | 130 | 10 | 100 | 26 | 100
LNCSO-2 | A | 13 | 140 | 34 | 140 | 36 | 140 | 14 | 140 | 36 | 140 | 12 | 125 | 32 | 125
LOAN-1 | A | 25 | 326 | 51 | 326 | 55 | 326 | 19 | 326 | 50 | 326 | 12 | 276 | 28 | 276
LOAN-2 | A | 25 | 326 | 51 | 326 | 55 | 326 | 19 | 326 | 50 | 326 | 12 | 276 | 28 | 276
LOAN-3 | A | 25 | 326 | 51 | 326 | 55 | 326 | 19 | 326 | 50 | 326 | 12 | 276 | 28 | 276
MEDP-1 | A | 30 | 380 | 76 | 330 | 76 | 330 | 48 | 380 | 105 | 380 | 31 | 330 | 79 | 290
MILWW-1 | A | 6 | 32 | 8 | 54 | 13 | 54 | 5 | 54 | 14 | 54 | 3 | 43 | 8 | 43
MRWD-1 | A | 43 | 448 | 100 | 448 | 112 | 448 | 67 | 448 | 160 | 448 | 36 | 328 | 93 | 328
NANT-1 | A | 0 | 15 | 0 | 15 | 0 | 15 | 0 | 15 | 1 | 15 | 0 | 15 | 0 | 15
PEHE-1 | A | 47 | 435 | 100 | 435 | 100 | 435 | 67 | 435 | 105 | 435 | 64 | 245 | 100 | 245
PEMB-11 | A | 36 | 237 | 60 | 237 | 60 | 237 | 31 | 237 | 84 | 237 | 32 | 192 | 62 | 192
PEMB-21 | A | 36 | 237 | 60 | 237 | 60 | 237 | 31 | 237 | 84 | 237 | 32 | 192 | 62 | 192
PEMB-31 | A | 36 | 237 | 60 | 237 | 60 | 237 | 31 | 237 | 84 | 237 | 32 | 192 | 62 | 192
PEMB-41 | A | 36 | 237 | 60 | 237 | 60 | 237 | 31 | 237 | 84 | 237 | 32 | 192 | 62 | 192
PEMB-51 | A | 36 | 237 | 60 | 237 | 60 | 237 | 31 | 237 | 84 | 237 | 32 | 192 | 62 | 192
PETEM1 | A | 20 | 180 | 46 | 180 | 52 | 180 | 24 | 180 | 58 | 180 | 20 | 150 | 50 | 100
RATS-1 | A | 50 | 270 | 90 | 270 | 90 | 270 | 36 | 270 | 50 | 270 | 42 | 105 | 75 | 155
RATS-2 | A | 40 | 270 | 90 | 270 | 100 | 270 | 36 | 270 | 50 | 270 | 40 | 195 | 75 | 195
RATS-3 | A | 40 | 270 | 90 | 270 | 100 | 270 | 36 | 270 | 50 | 270 | 40 | 195 | 75 | 195
RATS-4 | A | 40 | 270 | 95 | 270 | 100 | 270 | 36 | 270 | 50 | 270 | 40 | 195 | 75 | 195
ROCK-1 | A | 36 | 400 | 50 | 400 | 54 | 400 | 60 | 400 | 160 | 400 | 33 | 220 | 53 | 220
RUGPS-6 | A | 36 | 243 | 80 | 243 | 80 | 243 | 40 | 243 | 90 | 243 | 40 | 155 | 95 | 105
RUGPS-7 | A | 36 | 243 | 80 | 243 | 80 | 243 | 40 | 243 | 90 | 243 | 40 | 155 | 95 | 105
RYHPS-1 | A | 30 | 305 | 48 | 305 | 66 | 305 | 42 | 305 | 51 | 305 | 30 | 130 | 42 | 68
SCCL-1 | A | 35 | 180 | 70 | 180 | 70 | 180 | 40 | 180 | 95 | 180 | 40 | 100 | 100 | 50
SCCL-2 | A | 35 | 180 | 70 | 180 | 70 | 180 | 40 | 180 | 95 | 180 | 40 | 100 | 100 | 50
SCCL-3 | A | 35 | 180 | 70 | 180 | 70 | 180 | 40 | 180 | 95 | 180 | 40 | 100 | 100 | 50
SEAB-1 | A | 44 | 254 | 125 | 254 | 150 | 254 | 55 | 254 | 150 | 254 | 75 | 164 | 176 | 38
SEAB-2 | A | 31 | 138 | 76 | 138 | 86 | 138 | 32 | 138 | 82 | 138 | 37 | 73 | 90 | 43
SHBA-1 | A | 41 | 255 | 104 | 255 | 115 | 255 | 44 | 255 | 120 | 255 | 39 | 195 | 115 | 40
SHBA-2 | A | 32 | 319 | 70 | 319 | 76 | 319 | 35 | 319 | 93 | 319 | 32 | 270 | 70 | 217
SHOS-1 | A | 18 | 160 | 24 | 160 | 24 | 160 | 30 | 160 | 75 | 160 | 18 | 135 | 24 | 135
SHRSO-1 | A | 16 | 157 | 44 | 157 | 46 | 157 | 17 | 157 | 46 | 157 | 16 | 141 | 43 | 113
SHRSO-2 | A | 16 | 157 | 44 | 157 | 46 | 157 | 17 | 157 | 46 | 157 | 16 | 141 | 43 | 113
SIZB-1 | A | 38 | 283 | 45 | 283 | 45 | 283 | 45 | 283 | 45 | 283 | 40 | 283 | 46 | 283
SIZB-2 | A | 38 | 283 | 45 | 283 | 45 | 283 | 45 | 283 | 45 | 283 | 40 | 283 | 46 | 283
SLOY-1 | A | 0 | 38 | 1 | 38 | 1 | 38 | 1 | 38 | 2 | 38 | 0 | 38 | 1 | 30
SLOY-2 | A | 0 | 38 | 1 | 38 | 1 | 38 | 1 | 38 | 2 | 38 | 0 | 38 | 1 | 30
SLOY-3 | A | 0 | 38 | 1 | 38 | 1 | 38 | 1 | 38 | 2 | 38 | 0 | 38 | 1 | 30
SLOY-4 | A | 0 | 28 | 1 | 28 | 1 | 28 | 1 | 28 | 2 | 28 | 0 | 28 | 1 | 22
SPLN-1 | A | 40 | 380 | 100 | 380 | 110 | 380 | 50 | 380 | 120 | 380 | 30 | 380 | 90 | 300
STAY-1 | A | 35 | 265 | 62 | 265 | 62 | 265 | 35 | 265 | 89 | 265 | 34 | 192 | 63 | 192
STAY-2 | A | 35 | 265 | 62 | 265 | 62 | 265 | 35 | 265 | 89 | 265 | 34 | 192 | 63 | 192
STAY-3 | A | 35 | 265 | 62 | 265 | 62 | 265 | 35 | 265 | 89 | 265 | 34 | 192 | 63 | 192
STAY-4 | A | 35 | 265 | 62 | 265 | 62 | 265 | 35 | 265 | 89 | 265 | 34 | 192 | 63 | 192
SUTB-1 | A | 36 | 380 | 104 | 380 | 148 | 380 | 52 | 380 | 132 | 380 | 47 | 250 | 107 | 250
SVRP-10 | A | 20 | 225 | 50 | 225 | 70 | 225 | 32 | 225 | 80 | 225 | 20 | 172 | 50 | 172
SVRP-20 | A | 20 | 225 | 50 | 225 | 70 | 225 | 32 | 225 | 80 | 225 | 20 | 172 | 50 | 172
USKM-13 | A | 6 | 49 | 15 | 49 | 17 | 49 | 8 | 49 | 19 | 49 | 7 | 36 | 8 | 36
USKM-14 | A | 6 | 49 | 15 | 49 | 17 | 49 | 8 | 49 | 19 | 49 | 7 | 36 | 8 | 36
USKM-15 | A | 6 | 49 | 15 | 49 | 17 | 49 | 8 | 49 | 19 | 49 | 7 | 36 | 8 | 36
WBUPS-1 | A | 30 | 113 | 48 | 153 | 48 | 153 | 32 | 113 | 50 | 113 | 40 | 153 | 65 | 113
WBUPS-2 | A | 30 | 133 | 48 | 173 | 48 | 173 | 32 | 133 | 50 | 133 | 40 | 173 | 65 | 133
WBUPS-3 | A | 30 | 133 | 48 | 173 | 48 | 173 | 32 | 133 | 50 | 133 | 40 | 173 | 65 | 133
WBUPS-4 | A | 30 | 113 | 48 | 153 | 48 | 153 | 32 | 113 | 50 | 113 | 40 | 153 | 65 | 113
WBURB-1 | A | 22 | 240 | 48 | 240 | 62 | 240 | 27 | 240 | 69 | 240 | 20 | 200 | 50 | 120
WBURB-2 | A | 25 | 255 | 52 | 255 | 62 | 255 | 26 | 255 | 67 | 255 | 22 | 215 | 52 | 135
WBURB-3 | A | 23 | 255 | 48 | 255 | 62 | 255 | 27 | 255 | 67 | 255 | 20 | 215 | 52 | 135
WHILW-1 | A | 31 | 322 | 84 | 322 | 90 | 322 | 33 | 322 | 90 | 322 | 32 | 255 | 86 | 210
WHILW-2 | A | 19 | 163 | 33 | 163 | 35 | 163 | 20 | 163 | 52 | 163 | 21 | 142 | 43 | 119
WLNYO-2 | A | 19 | 182 | 51 | 182 | 54 | 182 | 20 | 182 | 53 | 182 | 20 | 158 | 51 | 130
WLNYW-1 | A | 19 | 182 | 51 | 182 | 54 | 182 | 20 | 182 | 53 | 182 | 20 | 158 | 51 | 130

## Jan 2017
MW Response Capability by BMU
|  | Primary Response (Max MWhrs) | [5 empty] | Secondary Response (Max Mwhrs) |  |  |  | High Frequency Response (Max MWhrs)
UNIT | Mode | 0.2Hz |  | 0.5Hz |  | 0.8Hz |  | 0.2/0.2Hz |  | 0.5/0.5Hz |  | 0.2Hz |  | 0.5Hz
ABTH7 | A | 40 | 250 | 72 | 250 | 72 | 250 | 48 | 250 | 120 | 250 | 38 | 185 | 55 | 185
ABTH8 | A | 40 | 250 | 72 | 250 | 72 | 250 | 48 | 250 | 120 | 250 | 38 | 185 | 55 | 185
ABTH9 | A | 40 | 250 | 72 | 250 | 72 | 250 | 48 | 250 | 120 | 250 | 38 | 185 | 55 | 185
BAGE-1 | A | 30 | 255 | 70 | 255 | 90 | 255 | 35 | 255 | 90 | 255 | 28 | 220 | 70 | 185
BAGE-2 | A | 3 | 17 | 8 | 17 | 12 | 17 | 4 | 17 | 9 | 17 | 2 | 17 | 5 | 17
BARKB2 | A | 33 | 210 | 82 | 210 | 108 | 210 | 39 | 210 | 97 | 210 | 31 | 120 | 84 | 120
BARK-1 | A | 22 | 140 | 55 | 140 | 72 | 140 | 26 | 140 | 65 | 140 | 21 | 80 | 54 | 80
BLLA-1 | A | 6 | 99 | 13 | 99 | 13 | 99 | 15 | 99 | 39 | 99 | 9 | 83 | 16 | 83
BRDUW-1 | A | 6 | 58 | 17 | 58 | 17 | 58 | 7 | 58 | 17 | 58 | 6 | 36 | 17 | 36
BRGG-1 | A | 16 | 110 | 32 | 110 | 48 | 110 | 16 | 110 | 40 | 110 | 14 | 96 | 34 | 46
BRYP-1 | A | 15 | 82 | 25 | 82 | 31 | 82 | 22 | 82 | 37 | 82 | 10 | 82 | 27 | 47
CARR-1 | A | 35 | 235 | 58 | 235 | 58 | 235 | 35 | 235 | 88 | 235 | 34 | 179 | 56 | 179
CARR-2 | A | 35 | 235 | 58 | 235 | 58 | 235 | 35 | 235 | 88 | 235 | 34 | 179 | 56 | 179
CDCL-1 | A | 30 | 160 | 40 | 160 | 40 | 160 | 34 | 160 | 40 | 160 | 27 | 120 | 40 | 120
CLAC-1 | A | 3 | 28 | 8 | 28 | 13 | 28 | 3 | 36 | 9 | 36 | 3 | 28 | 8 | 28
CLDCW-1 | A | 14 | 14 | 34 | 113 | 36 | 113 | 13 | 113 | 35 | 113 | 13 | 99 | 34 | 78
CLDNW-1 | A | 13 | 108 | 33 | 108 | 35 | 108 | 13 | 108 | 35 | 108 | 12 | 95 | 33 | 74
CLDSW-1 | A | 16 | 129 | 40 | 129 | 43 | 129 | 16 | 129 | 42 | 129 | 16 | 113 | 41 | 88
CNQPS-1 | A | 22 | 170 | 55 | 170 | 55 | 170 | 28 | 170 | 70 | 170 | 26 | 120 | 60 | 105
CNQPS-2 | A | 22 | 170 | 55 | 170 | 55 | 170 | 28 | 170 | 70 | 170 | 22 | 120 | 55 | 105
CNQPS-3 | A | 22 | 170 | 55 | 170 | 55 | 170 | 28 | 170 | 70 | 170 | 22 | 120 | 55 | 105
CNQPS-4 | A | 22 | 170 | 55 | 170 | 55 | 170 | 28 | 170 | 70 | 170 | 28 | 105 | 55 | 105
CORB-1 | A | 10 | 130 | 30 | 130 | 50 | 130 | 28 | 130 | 60 | 130 | 15 | 95 | 40 | 60
COSO-1 | A | 20 | 380 | 40 | 380 | 50 | 380 | 60 | 380 | 140 | 380 | 17 | 304 | 40 | 304
COTPS-1 | A | 29 | 277 | 50 | 277 | 62 | 277 | 35 | 60 | 63 | 277 | 30 | 122 | 60 | 122
COTPS-2 | A | 29 | 287 | 50 | 287 | 62 | 287 | 35 | 60 | 63 | 287 | 30 | 122 | 60 | 122
COTPS-3 | A | 29 | 287 | 50 | 287 | 62 | 287 | 35 | 60 | 63 | 287 | 30 | 122 | 60 | 122
COTPS-4 | A | 29 | 277 | 50 | 277 | 62 | 277 | 35 | 60 | 63 | 277 | 30 | 122 | 60 | 122
COWE1 | A | 7 | 30 | 17 | 30 | 17 | 30 | 7 | 30 | 17 | 30 | 7 | 30 | 17 | 30
COWE2 | A | 7 | 30 | 17 | 30 | 17 | 30 | 7 | 30 | 17 | 30 | 7 | 30 | 17 | 30
CRUA-1 | A | 10 | 110 | 25 | 110 | 37 | 110 | 12 | 110 | 30 | 110 | 10 | 84 | 25 | 48
CRUA-2 | A | 10 | 110 | 25 | 110 | 37 | 110 | 12 | 110 | 30 | 110 | 10 | 84 | 25 | 48
CRUA-3 | A | 7 | 30 | 15 | 30 | 21 | 30 | 9 | 30 | 24 | 30 | 5 | 25 | 13 | 15
CRUA-4 | A | 7 | 30 | 15 | 30 | 21 | 30 | 9 | 30 | 24 | 30 | 5 | 25 | 13 | 15
CRYRW-2 | A | 15 | 138 | 38 | 138 | 40 | 138 | 15 | 138 | 40 | 138 | 13 | 109 | 40 | 63
DAMC-1 | A | 64 | 380 | 136 | 380 | 156 | 380 | 80 | 380 | 180 | 380 | 60 | 293 | 190 | 128
DEEP-1 | A | 20 | 180 | 60 | 180 | 86 | 180 | 22 | 180 | 80 | 180 | 24 | 96 | 52 | 96
DIDCB5 | A | 40 | 330 | 104 | 330 | 125 | 330 | 55 | 330 | 140 | 330 | 40 | 185 | 105 | 185
DIDCB6 | A | 50 | 250 | 105 | 250 | 105 | 250 | 50 | 250 | 130 | 250 | 50 | 153 | 110 | 103
DINO-1 | A | 14 | 138 | 39 | 138 | 58 | 138 | 28 | 138 | 72 | 138 | 14 | 118 | 36 | 88
DINO-2 | A | 14 | 138 | 39 | 138 | 58 | 138 | 28 | 138 | 72 | 138 | 14 | 118 | 36 | 88
DINO-3 | A | 14 | 138 | 39 | 138 | 58 | 138 | 28 | 138 | 72 | 138 | 14 | 118 | 36 | 88
DINO-4 | A | 14 | 138 | 39 | 138 | 58 | 138 | 28 | 138 | 72 | 138 | 14 | 118 | 36 | 88
DINO-5 | A | 14 | 138 | 39 | 138 | 58 | 138 | 28 | 138 | 72 | 138 | 14 | 118 | 36 | 88
DINO-6 | A | 14 | 138 | 39 | 138 | 58 | 138 | 28 | 138 | 72 | 138 | 14 | 118 | 36 | 88
DRAXX-1 | A | 68 | 345 | 100 | 345 | 100 | 345 | 64 | 95 | 110 | 345 | 60 | 225 | 70 | 225
DRAXX-2 | A | 68 | 345 | 100 | 345 | 100 | 345 | 64 | 95 | 110 | 345 | 60 | 225 | 70 | 225
DRAXX-3 | A | 68 | 345 | 100 | 345 | 100 | 345 | 64 | 95 | 110 | 345 | 60 | 225 | 70 | 225
DRAXX-4 | A | 68 | 345 | 100 | 345 | 100 | 345 | 64 | 95 | 110 | 345 | 60 | 225 | 70 | 225
DRAXX-5 | A | 68 | 345 | 100 | 345 | 100 | 345 | 64 | 95 | 110 | 345 | 60 | 225 | 70 | 225
DRAXX-6 | A | 68 | 345 | 100 | 345 | 100 | 345 | 64 | 95 | 110 | 345 | 60 | 225 | 70 | 225
EECL-1 | A | 20 | 178 | 25 | 178 | 25 | 178 | 32 | 178 | 81 | 178 | 20 | 143 | 25 | 143
EGGPS-1 | A | 45 | 205 | 83 | 205 | 83 | 205 | 49 | 205 | 110 | 205 | 33 | 95 | 60 | 95
EGGPS-2 | A | 45 | 205 | 83 | 205 | 83 | 205 | 49 | 205 | 110 | 205 | 33 | 95 | 60 | 95
EGGPS-3 | A | 45 | 205 | 83 | 205 | 83 | 205 | 49 | 205 | 110 | 205 | 33 | 95 | 60 | 95
EGGPS-4 | A | 45 | 205 | 83 | 205 | 83 | 205 | 49 | 205 | 110 | 205 | 33 | 95 | 60 | 95
ERRO-1 | A | 1 | 21 | 1 | 21 | 1 | 21 | 2 | 21 | 5 | 21 | 1 | 17 | 1 | 17
ERRO-2 | A | 1 | 21 | 1 | 21 | 1 | 21 | 2 | 21 | 5 | 21 | 1 | 17 | 1 | 17
ERRO-3 | A | 1 | 21 | 1 | 21 | 1 | 21 | 2 | 21 | 5 | 21 | 1 | 17 | 1 | 17
FAARW-1 | A | 2 | 37 | 4 | 37 | 4 | 37 | 4 | 37 | 12 | 37 | 2 | 33 | 4 | 33
FAARW-2 | A | 2 | 37 | 4 | 37 | 4 | 37 | 4 | 37 | 12 | 37 | 2 | 33 | 4 | 33
FALGW-1 | A | 11 | 108 | 28 | 108 | 41 | 108 | 13 | 108 | 35 | 108 | 10 | 86 | 22 | 64
FASN-1 | A | 0 | 15 | 1 | 15 | 1 | 15 | 1 | 15 | 2 | 15 | 0 | 15 | 1 | 12
FASN2 | A | 0 | 15 | 1 | 15 | 1 | 15 | 1 | 15 | 2 | 15 | 0 | 15 | 1 | 12
FASN3 | A | 0 | 15 | 1 | 15 | 1 | 15 | 1 | 15 | 2 | 15 | 0 | 15 | 1 | 12
FAWN-1 | A | 10 | 52 | 25 | 52 | 40 | 52 | 13 | 52 | 32 | 52 | 11 | 37 | 27 | 27
FELL-1 | A | 9 | 63 | 21 | 63 | 22 | 63 | 10 | 63 | 24 | 63 | 9 | 63 | 22 | 63
FERR-1 | A | 25 | 150 | 45 | 250 | 56 | 250 | 40 | 250 | 60 | 250 | 34 | 80 | 59 | 150
FERR-2 | A | 25 | 150 | 45 | 250 | 56 | 250 | 40 | 250 | 60 | 250 | 34 | 80 | 59 | 150
FERR-3 | A | 25 | 150 | 45 | 250 | 56 | 250 | 40 | 250 | 60 | 250 | 34 | 80 | 59 | 150
FERR-4 | A | 25 | 150 | 45 | 250 | 56 | 250 | 40 | 250 | 60 | 250 | 34 | 80 | 59 | 150
FFES-1 | A | 10 | 35 | 27 | 35 | 30 | 35 | 9 | 35 | 22 | 35 | 4 | 27 | 6 | 27
FFES-2 | A | 10 | 35 | 27 | 35 | 30 | 35 | 9 | 35 | 22 | 35 | 4 | 27 | 6 | 27
FFES-3 | A | 10 | 35 | 27 | 35 | 30 | 35 | 9 | 35 | 22 | 35 | 4 | 27 | 6 | 27
FFES-4 | A | 10 | 35 | 27 | 35 | 30 | 35 | 9 | 35 | 22 | 35 | 4 | 27 | 6 | 27
FIDL-1 | A | 13 | 205 | 20 | 205 | 23 | 205 | 35 | 100 | 40 | 147 | 30 | 147 | 50 | 147
FIDL-2 | A | 13 | 205 | 20 | 205 | 23 | 205 | 35 | 100 | 40 | 147 | 30 | 147 | 50 | 147
FIDL-3 | A | 13 | 205 | 20 | 205 | 23 | 205 | 35 | 100 | 40 | 147 | 30 | 147 | 50 | 147
FIDL-4 | A | 13 | 205 | 20 | 205 | 23 | 205 | 35 | 100 | 40 | 147 | 30 | 147 | 50 | 147
FINL-1 | A | 0 | 14 | 1 | 14 | 1 | 14 | 1 | 14 | 2 | 14 | 0 | 14 | 1 | 11
FOYE-1 | A | 6 | 60 | 13 | 60 | 16 | 60 | 11 | 60 | 27 | 60 | 5 | 30 | 11 | 30
FOYE-2 | A | 6 | 60 | 13 | 60 | 16 | 60 | 11 | 60 | 27 | 60 | 5 | 30 | 11 | 30
GLNDO-1 | A | 6 | 80 | 12 | 45 | 17 | 45 | 12 | 45 | 25 | 45 | 8 | 65 | 18 | 45
GNFSW-1 | A | 11 | 100 | 30 | 100 | 30 | 100 | 12 | 100 | 31 | 100 | 12 | 70 | 30 | 70
GNFSW-2 | A | 7 | 64 | 18 | 64 | 18 | 64 | 8 | 64 | 18 | 64 | 6 | 49 | 15 | 49
GORDW-1 | A | 6 | 62 | 16 | 56 | 26 | 45 | 7 | 62 | 18 | 62 | 6 | 56 | 16 | 45
GRAI-6 | A | 24 | 320 | 58 | 320 | 58 | 320 | 35 | 320 | 88 | 320 | 28 | 270 | 60 | 230
GRAI-7 | A | 30 | 232 | 60 | 232 | 60 | 232 | 32 | 232 | 84 | 232 | 32 | 175 | 65 | 135
GRAI-8 | A | 26 | 232 | 58 | 232 | 58 | 232 | 32 | 232 | 84 | 232 | 32 | 175 | 65 | 135
GRIFW-1 | A | 8 | 94 | 22 | 94 | 23 | 94 | 8 | 94 | 22 | 94 | 8 | 85 | 22 | 72
GRIFW-2 | A | 8 | 94 | 22 | 94 | 23 | 94 | 8 | 94 | 22 | 94 | 8 | 85 | 22 | 72
GRMO-1 | A | 8 | 43 | 8 | 43 | 8 | 43 | 8 | 43 | 8 | 43 | 8 | 23 | 8 | 23
GYAR-1 | A | 17 | 176 | 42 | 176 | 66 | 176 | 24 | 176 | 60 | 176 | 17 | 176 | 42 | 176
GYMRO-15 | A | 6 | 145 | 15 | 145 | 15 | 145 | 6 | 145 | 15 | 145 | 6 | 44 | 15 | 44
GYMRO-17 | A | 6 | 145 | 15 | 145 | 15 | 145 | 6 | 145 | 15 | 145 | 6 | 44 | 15 | 44
GYMRO-26 | A | 6 | 145 | 15 | 145 | 15 | 145 | 6 | 145 | 15 | 145 | 6 | 44 | 15 | 44
GYMRO-28 | A | 6 | 145 | 15 | 145 | 15 | 145 | 6 | 145 | 15 | 145 | 6 | 44 | 15 | 44
HADHW-1 | A | 7 | 96 | 14 | 96 | 22 | 96 | 13 | 96 | 34 | 96 | 8 | 65 | 17 | 65
HUMR-1 | A | 60 | 533 | 150 | 533 | 200 | 533 | 80 | 533 | 200 | 533 | 62 | 419 | 155 | 251
INDQ-1 | A | 12 | 102 | 31 | 102 | 43 | 102 | 13 | 102 | 34 | 102 | 12 | 72 | 30 | 72
KEAD-1 | A | 29 | 315 | 67 | 315 | 102 | 315 | 48 | 315 | 110 | 315 | 30 | 275 | 75 | 155
KILBW-1 | A | 3 | 56 | 8 | 56 | 13 | 56 | 5 | 56 | 14 | 56 | 4 | 53 | 9 | 47
KILLPG-1 | A | 8 | 225 | 10 | 225 | 10 | 225 | 10 | 225 | 12 | 225 | 4 | 150 | 15 | 150
KILLPG-2 | A | 18 | 225 | 25 | 225 | 25 | 225 | 37 | 225 | 37 | 225 | 22 | 195 | 30 | 195
KILNS-1 | A | 30 | 290 | 72 | 290 | 84 | 290 | 42 | 290 | 114 | 290 | 18 | 104 | 45 | 104
KLYN-A-1 | A | 24 | 126 | 50 | 126 | 50 | 126 | 34 | 126 | 70 | 126 | 22 | 81 | 34 | 81
LAGA-1 | A | 55 | 500 | 123 | 500 | 140 | 500 | 52 | 500 | 130 | 500 | 53 | 475 | 130 | 475
LARYO-1 | A | 16 | 155 | 40 | 155 | 45 | 155 | 18 | 155 | 45 | 155 | 14 | 120 | 35 | 120
LARYO-2 | A | 16 | 158 | 40 | 158 | 45 | 158 | 18 | 158 | 45 | 158 | 14 | 120 | 35 | 120
LARYO-3 | A | 16 | 158 | 40 | 158 | 45 | 158 | 18 | 158 | 45 | 158 | 14 | 120 | 35 | 120
LARYO-4 | A | 16 | 158 | 40 | 158 | 45 | 158 | 18 | 158 | 45 | 158 | 14 | 120 | 35 | 120
LBAR-1G | A | 1 | 16 | 4 | 16 | 6 | 16 | 2 | 16 | 4 | 16 | 1 | 9 | 4 | 9
LBAR-1 | A | 39 | 360 | 88 | 360 | 88 | 360 | 55 | 360 | 145 | 360 | 41 | 270 | 90 | 270
LNCSO-1 | A | 12 | 130 | 30 | 130 | 32 | 130 | 12 | 130 | 32 | 130 | 10 | 100 | 26 | 100
LNCSO-2 | A | 13 | 140 | 34 | 140 | 36 | 140 | 14 | 140 | 36 | 140 | 12 | 125 | 32 | 125
LOAN-1 | A | 25 | 326 | 51 | 326 | 55 | 326 | 19 | 326 | 50 | 326 | 12 | 276 | 28 | 276
LOAN-2 | A | 25 | 326 | 51 | 326 | 55 | 326 | 19 | 326 | 50 | 326 | 12 | 276 | 28 | 276
LOAN-3 | A | 25 | 326 | 51 | 326 | 55 | 326 | 19 | 326 | 50 | 326 | 12 | 276 | 28 | 276
MEDP-1 | A | 30 | 380 | 76 | 330 | 76 | 330 | 48 | 380 | 105 | 380 | 31 | 330 | 79 | 290
MILWW-1 | A | 6 | 32 | 8 | 54 | 13 | 54 | 5 | 54 | 14 | 54 | 3 | 43 | 8 | 43
MRWD-1 | A | 43 | 448 | 100 | 448 | 112 | 448 | 67 | 448 | 160 | 448 | 36 | 328 | 93 | 328
NANT-1 | A | 0 | 15 | 0 | 15 | 0 | 15 | 0 | 15 | 1 | 15 | 0 | 15 | 0 | 15
PEHE-1 | A | 47 | 435 | 100 | 435 | 100 | 435 | 67 | 435 | 105 | 435 | 64 | 245 | 100 | 245
PEHE-2 | A | 16 | 490 | 40 | 265 | 42 | 490 | 0 | 0 | 0 | 0 | 0 | 490 | 0 | 490
PEMB-11 | A | 36 | 237 | 60 | 237 | 60 | 237 | 31 | 237 | 84 | 237 | 32 | 192 | 62 | 192
PEMB-21 | A | 36 | 237 | 60 | 237 | 60 | 237 | 31 | 237 | 84 | 237 | 32 | 192 | 62 | 192
PEMB-31 | A | 36 | 237 | 60 | 237 | 60 | 237 | 31 | 237 | 84 | 237 | 32 | 192 | 62 | 192
PEMB-41 | A | 36 | 237 | 60 | 237 | 60 | 237 | 31 | 237 | 84 | 237 | 32 | 192 | 62 | 192
PEMB-51 | A | 36 | 237 | 60 | 237 | 60 | 237 | 31 | 237 | 84 | 237 | 32 | 192 | 62 | 192
PETEM1 | A | 20 | 180 | 46 | 180 | 52 | 180 | 24 | 180 | 58 | 180 | 20 | 150 | 50 | 100
RATS-1 | A | 50 | 270 | 90 | 270 | 90 | 270 | 36 | 270 | 50 | 270 | 42 | 105 | 75 | 155
RATS-2 | A | 40 | 270 | 90 | 270 | 100 | 270 | 36 | 270 | 50 | 270 | 40 | 195 | 75 | 195
RATS-3 | A | 40 | 270 | 90 | 270 | 100 | 270 | 36 | 270 | 50 | 270 | 40 | 195 | 75 | 195
RATS-4 | A | 40 | 270 | 95 | 270 | 100 | 270 | 36 | 270 | 50 | 270 | 40 | 195 | 75 | 195
ROCK-1 | A | 36 | 400 | 50 | 400 | 54 | 400 | 60 | 400 | 160 | 400 | 33 | 220 | 53 | 220
RUGPS-6 | A | 36 | 243 | 80 | 243 | 80 | 243 | 40 | 243 | 90 | 243 | 40 | 155 | 95 | 105
RUGPS-7 | A | 36 | 243 | 80 | 243 | 80 | 243 | 40 | 243 | 90 | 243 | 40 | 155 | 95 | 105
RYHPS-1 | A | 30 | 305 | 48 | 305 | 66 | 305 | 42 | 305 | 51 | 305 | 30 | 130 | 42 | 68
SCCL-1 | A | 35 | 180 | 70 | 180 | 70 | 180 | 40 | 180 | 95 | 180 | 40 | 100 | 100 | 50
SCCL-2 | A | 35 | 180 | 70 | 180 | 70 | 180 | 40 | 180 | 95 | 180 | 40 | 100 | 100 | 50
SCCL-3 | A | 35 | 180 | 70 | 180 | 70 | 180 | 40 | 180 | 95 | 180 | 40 | 100 | 100 | 50
SEAB-1 | A | 44 | 254 | 125 | 254 | 150 | 254 | 55 | 254 | 150 | 254 | 75 | 164 | 176 | 38
SEAB-2 | A | 31 | 138 | 76 | 138 | 86 | 138 | 32 | 138 | 82 | 138 | 37 | 73 | 90 | 43
SHBA-1 | A | 41 | 255 | 104 | 255 | 115 | 255 | 44 | 255 | 120 | 255 | 39 | 195 | 115 | 40
SHBA-2 | A | 32 | 319 | 70 | 319 | 76 | 319 | 35 | 319 | 93 | 319 | 32 | 270 | 70 | 217
SHOS-1 | A | 18 | 160 | 24 | 160 | 24 | 160 | 30 | 160 | 75 | 160 | 18 | 135 | 24 | 135
SHRSO-1 | A | 16 | 157 | 44 | 157 | 46 | 157 | 17 | 157 | 46 | 157 | 16 | 141 | 43 | 113
SHRSO-2 | A | 16 | 157 | 44 | 157 | 46 | 157 | 17 | 157 | 46 | 157 | 16 | 141 | 43 | 113
SIZB-1 | A | 38 | 283 | 45 | 283 | 45 | 283 | 45 | 283 | 45 | 283 | 40 | 283 | 46 | 283
SIZB-2 | A | 38 | 283 | 45 | 283 | 45 | 283 | 45 | 283 | 45 | 283 | 40 | 283 | 46 | 283
SLOY-1 | A | 0 | 38 | 1 | 38 | 1 | 38 | 1 | 38 | 2 | 38 | 0 | 38 | 1 | 30
SLOY-2 | A | 0 | 38 | 1 | 38 | 1 | 38 | 1 | 38 | 2 | 38 | 0 | 38 | 1 | 30
SLOY-3 | A | 0 | 38 | 1 | 38 | 1 | 38 | 1 | 38 | 2 | 38 | 0 | 38 | 1 | 30
SLOY-4 | A | 0 | 28 | 1 | 28 | 1 | 28 | 1 | 28 | 2 | 28 | 0 | 28 | 1 | 22
SPLN-1 | A | 40 | 380 | 100 | 380 | 110 | 380 | 50 | 380 | 120 | 380 | 30 | 380 | 90 | 300
STAY-1 | A | 35 | 265 | 62 | 265 | 62 | 265 | 35 | 265 | 89 | 265 | 34 | 192 | 63 | 192
STAY-2 | A | 35 | 265 | 62 | 265 | 62 | 265 | 35 | 265 | 89 | 265 | 34 | 192 | 63 | 192
STAY-3 | A | 35 | 265 | 62 | 265 | 62 | 265 | 35 | 265 | 89 | 265 | 34 | 192 | 63 | 192
STAY-4 | A | 35 | 265 | 62 | 265 | 62 | 265 | 35 | 265 | 89 | 265 | 34 | 192 | 63 | 192
SUTB-1 | A | 36 | 380 | 104 | 380 | 148 | 380 | 52 | 380 | 132 | 380 | 47 | 250 | 107 | 250
SVRP-10 | A | 20 | 225 | 50 | 225 | 70 | 225 | 32 | 225 | 80 | 225 | 20 | 172 | 50 | 172
SVRP-20 | A | 20 | 225 | 50 | 225 | 70 | 225 | 32 | 225 | 80 | 225 | 20 | 172 | 50 | 172
USKM-13 | A | 6 | 49 | 15 | 49 | 17 | 49 | 8 | 49 | 19 | 49 | 7 | 36 | 8 | 36
USKM-14 | A | 6 | 49 | 15 | 49 | 17 | 49 | 8 | 49 | 19 | 49 | 7 | 36 | 8 | 36
USKM-15 | A | 6 | 49 | 15 | 49 | 17 | 49 | 8 | 49 | 19 | 49 | 7 | 36 | 8 | 36
WBUPS-1 | A | 30 | 113 | 48 | 153 | 48 | 153 | 32 | 113 | 50 | 113 | 40 | 153 | 65 | 113
WBUPS-2 | A | 30 | 133 | 48 | 173 | 48 | 173 | 32 | 133 | 50 | 133 | 40 | 173 | 65 | 133
WBUPS-3 | A | 30 | 133 | 48 | 173 | 48 | 173 | 32 | 133 | 50 | 133 | 40 | 173 | 65 | 133
WBUPS-4 | A | 30 | 113 | 48 | 153 | 48 | 153 | 32 | 113 | 50 | 113 | 40 | 153 | 65 | 113
WBURB-1 | A | 22 | 240 | 48 | 240 | 62 | 240 | 27 | 240 | 69 | 240 | 20 | 200 | 50 | 120
WBURB-2 | A | 25 | 255 | 52 | 255 | 62 | 255 | 26 | 255 | 67 | 255 | 22 | 215 | 52 | 135
WBURB-3 | A | 23 | 255 | 48 | 255 | 62 | 255 | 27 | 255 | 67 | 255 | 20 | 215 | 52 | 135
WHILW-1 | A | 31 | 322 | 84 | 322 | 90 | 322 | 33 | 322 | 90 | 322 | 32 | 255 | 86 | 210
WHILW-2 | A | 19 | 163 | 33 | 163 | 35 | 163 | 20 | 163 | 52 | 163 | 21 | 142 | 43 | 119
WLNYO-2 | A | 19 | 182 | 51 | 182 | 54 | 182 | 20 | 182 | 53 | 182 | 20 | 158 | 51 | 130
WLNYW-1 | A | 19 | 182 | 51 | 182 | 54 | 182 | 20 | 182 | 53 | 182 | 20 | 158 | 51 | 130

## Dec 2016
MW Response Capability by BMU
|  | Primary Response (Max MWhrs) | [5 empty] | Secondary Response (Max Mwhrs) |  |  |  | High Frequency Response (Max MWhrs)
UNIT | Mode | 0.2Hz |  | 0.5Hz |  | 0.8Hz |  | 0.2/0.2Hz |  | 0.5/0.5Hz |  | 0.2Hz |  | 0.5Hz
ABTH7 | A | 40 | 250 | 72 | 250 | 72 | 250 | 48 | 250 | 120 | 250 | 38 | 185 | 55 | 185
ABTH8 | A | 40 | 250 | 72 | 250 | 72 | 250 | 48 | 250 | 120 | 250 | 38 | 185 | 55 | 185
ABTH9 | A | 40 | 250 | 72 | 250 | 72 | 250 | 48 | 250 | 120 | 250 | 38 | 185 | 55 | 185
BAGE-1 | A | 30 | 255 | 70 | 255 | 90 | 255 | 35 | 255 | 90 | 255 | 28 | 220 | 70 | 185
BAGE-2 | A | 3 | 17 | 8 | 17 | 12 | 17 | 4 | 17 | 9 | 17 | 2 | 17 | 5 | 17
BARKB2 | A | 33 | 210 | 82 | 210 | 108 | 210 | 39 | 210 | 97 | 210 | 31 | 120 | 84 | 120
BARK-1 | A | 22 | 140 | 55 | 140 | 72 | 140 | 26 | 140 | 65 | 140 | 21 | 80 | 54 | 80
BLLA-1 | A | 6 | 99 | 13 | 99 | 13 | 99 | 15 | 99 | 39 | 99 | 9 | 83 | 16 | 83
BRDUW-1 | A | 6 | 58 | 17 | 58 | 17 | 58 | 7 | 58 | 17 | 58 | 6 | 36 | 17 | 36
BRGG-1 | A | 16 | 110 | 32 | 110 | 48 | 110 | 16 | 110 | 40 | 110 | 14 | 96 | 34 | 46
BRYP-1 | A | 15 | 82 | 25 | 82 | 31 | 82 | 22 | 82 | 37 | 82 | 10 | 82 | 27 | 47
CARR-1 | A | 35 | 235 | 58 | 235 | 58 | 235 | 35 | 235 | 88 | 235 | 34 | 179 | 56 | 179
CARR-2 | A | 35 | 235 | 58 | 235 | 58 | 235 | 35 | 235 | 88 | 235 | 34 | 179 | 56 | 179
CDCL-1 | A | 30 | 160 | 40 | 160 | 40 | 160 | 34 | 160 | 40 | 160 | 27 | 120 | 40 | 120
CLAC-1 | A | 3 | 28 | 8 | 28 | 13 | 28 | 3 | 36 | 9 | 36 | 3 | 28 | 8 | 28
CLDCW-1 | A | 14 | 14 | 34 | 113 | 36 | 113 | 13 | 113 | 35 | 113 | 13 | 99 | 34 | 78
CLDNW-1 | A | 13 | 108 | 33 | 108 | 35 | 108 | 13 | 108 | 35 | 108 | 12 | 95 | 33 | 74
CLDSW-1 | A | 16 | 129 | 40 | 129 | 43 | 129 | 16 | 129 | 42 | 129 | 16 | 113 | 41 | 88
CNQPS-1 | A | 22 | 170 | 55 | 170 | 55 | 170 | 28 | 170 | 70 | 170 | 26 | 120 | 60 | 105
CNQPS-2 | A | 22 | 170 | 55 | 170 | 55 | 170 | 28 | 170 | 70 | 170 | 22 | 120 | 55 | 105
CNQPS-3 | A | 22 | 170 | 55 | 170 | 55 | 170 | 28 | 170 | 70 | 170 | 22 | 120 | 55 | 105
CNQPS-4 | A | 22 | 170 | 55 | 170 | 55 | 170 | 28 | 170 | 70 | 170 | 28 | 105 | 55 | 105
CORB-1 | A | 10 | 130 | 30 | 130 | 50 | 130 | 28 | 130 | 60 | 130 | 15 | 95 | 40 | 60
COSO-1 | A | 20 | 380 | 40 | 380 | 50 | 380 | 60 | 380 | 140 | 380 | 17 | 304 | 40 | 304
COTPS-1 | A | 29 | 277 | 50 | 277 | 62 | 277 | 35 | 60 | 63 | 277 | 30 | 122 | 60 | 122
COTPS-2 | A | 29 | 287 | 50 | 287 | 62 | 287 | 35 | 60 | 63 | 287 | 30 | 122 | 60 | 122
COTPS-3 | A | 29 | 287 | 50 | 287 | 62 | 287 | 35 | 60 | 63 | 287 | 30 | 122 | 60 | 122
COTPS-4 | A | 29 | 277 | 50 | 277 | 62 | 277 | 35 | 60 | 63 | 277 | 30 | 122 | 60 | 122
COWE1 | A | 7 | 30 | 17 | 30 | 17 | 30 | 7 | 30 | 17 | 30 | 7 | 30 | 17 | 30
COWE2 | A | 7 | 30 | 17 | 30 | 17 | 30 | 7 | 30 | 17 | 30 | 7 | 30 | 17 | 30
CRUA-1 | A | 10 | 110 | 25 | 110 | 37 | 110 | 12 | 110 | 30 | 110 | 10 | 84 | 25 | 48
CRUA-2 | A | 10 | 110 | 25 | 110 | 37 | 110 | 12 | 110 | 30 | 110 | 10 | 84 | 25 | 48
CRUA-3 | A | 7 | 30 | 15 | 30 | 21 | 30 | 9 | 30 | 24 | 30 | 5 | 25 | 13 | 15
CRUA-4 | A | 7 | 30 | 15 | 30 | 21 | 30 | 9 | 30 | 24 | 30 | 5 | 25 | 13 | 15
CRYRW-2 | A | 15 | 138 | 38 | 138 | 40 | 138 | 15 | 138 | 40 | 138 | 13 | 109 | 40 | 63
DAMC-1 | A | 64 | 380 | 136 | 380 | 156 | 380 | 80 | 380 | 180 | 380 | 60 | 293 | 190 | 128
DEEP-1 | A | 20 | 180 | 60 | 180 | 86 | 180 | 22 | 180 | 80 | 180 | 24 | 96 | 52 | 96
DIDCB5 | A | 40 | 330 | 104 | 330 | 125 | 330 | 55 | 330 | 140 | 330 | 40 | 185 | 105 | 185
DIDCB6 | A | 50 | 250 | 105 | 250 | 105 | 250 | 50 | 250 | 130 | 250 | 50 | 153 | 110 | 103
DINO-1 | A | 14 | 138 | 39 | 138 | 58 | 138 | 28 | 138 | 72 | 138 | 14 | 118 | 36 | 88
DINO-2 | A | 14 | 138 | 39 | 138 | 58 | 138 | 28 | 138 | 72 | 138 | 14 | 118 | 36 | 88
DINO-3 | A | 14 | 138 | 39 | 138 | 58 | 138 | 28 | 138 | 72 | 138 | 14 | 118 | 36 | 88
DINO-4 | A | 14 | 138 | 39 | 138 | 58 | 138 | 28 | 138 | 72 | 138 | 14 | 118 | 36 | 88
DINO-5 | A | 14 | 138 | 39 | 138 | 58 | 138 | 28 | 138 | 72 | 138 | 14 | 118 | 36 | 88
DINO-6 | A | 14 | 138 | 39 | 138 | 58 | 138 | 28 | 138 | 72 | 138 | 14 | 118 | 36 | 88
DRAXX-1 | A | 68 | 345 | 100 | 345 | 100 | 345 | 64 | 95 | 110 | 345 | 60 | 225 | 70 | 225
DRAXX-2 | A | 68 | 345 | 100 | 345 | 100 | 345 | 64 | 95 | 110 | 345 | 60 | 225 | 70 | 225
DRAXX-3 | A | 68 | 345 | 100 | 345 | 100 | 345 | 64 | 95 | 110 | 345 | 60 | 225 | 70 | 225
DRAXX-4 | A | 68 | 345 | 100 | 345 | 100 | 345 | 64 | 95 | 110 | 345 | 60 | 225 | 70 | 225
DRAXX-5 | A | 68 | 345 | 100 | 345 | 100 | 345 | 64 | 95 | 110 | 345 | 60 | 225 | 70 | 225
DRAXX-6 | A | 68 | 345 | 100 | 345 | 100 | 345 | 64 | 95 | 110 | 345 | 60 | 225 | 70 | 225
EECL-1 | A | 20 | 178 | 25 | 178 | 25 | 178 | 32 | 178 | 81 | 178 | 20 | 143 | 25 | 143
EGGPS-1 | A | 45 | 205 | 83 | 205 | 83 | 205 | 49 | 205 | 110 | 205 | 33 | 95 | 60 | 95
EGGPS-2 | A | 45 | 205 | 83 | 205 | 83 | 205 | 49 | 205 | 110 | 205 | 33 | 95 | 60 | 95
EGGPS-3 | A | 45 | 205 | 83 | 205 | 83 | 205 | 49 | 205 | 110 | 205 | 33 | 95 | 60 | 95
EGGPS-4 | A | 45 | 205 | 83 | 205 | 83 | 205 | 49 | 205 | 110 | 205 | 33 | 95 | 60 | 95
ERRO-1 | A | 1 | 21 | 1 | 21 | 1 | 21 | 2 | 21 | 5 | 21 | 1 | 17 | 1 | 17
ERRO-2 | A | 1 | 21 | 1 | 21 | 1 | 21 | 2 | 21 | 5 | 21 | 1 | 17 | 1 | 17
ERRO-3 | A | 1 | 21 | 1 | 21 | 1 | 21 | 2 | 21 | 5 | 21 | 1 | 17 | 1 | 17
FAARW-1 | A | 2 | 37 | 4 | 37 | 4 | 37 | 4 | 37 | 12 | 37 | 2 | 33 | 4 | 33
FAARW-2 | A | 2 | 37 | 4 | 37 | 4 | 37 | 4 | 37 | 12 | 37 | 2 | 33 | 4 | 33
FALGW-1 | A | 11 | 108 | 28 | 108 | 41 | 108 | 13 | 108 | 35 | 108 | 10 | 86 | 22 | 64
FASN-1 | A | 0 | 15 | 1 | 15 | 1 | 15 | 1 | 15 | 2 | 15 | 0 | 15 | 1 | 12
FASN2 | A | 0 | 15 | 1 | 15 | 1 | 15 | 1 | 15 | 2 | 15 | 0 | 15 | 1 | 12
FASN3 | A | 0 | 15 | 1 | 15 | 1 | 15 | 1 | 15 | 2 | 15 | 0 | 15 | 1 | 12
FAWN-1 | A | 10 | 52 | 25 | 52 | 40 | 52 | 13 | 52 | 32 | 52 | 11 | 37 | 27 | 27
FELL-1 | A | 9 | 63 | 21 | 63 | 22 | 63 | 10 | 63 | 24 | 63 | 9 | 63 | 22 | 63
FERR-1 | A | 25 | 150 | 45 | 250 | 56 | 250 | 40 | 250 | 60 | 250 | 34 | 80 | 59 | 150
FERR-2 | A | 25 | 150 | 45 | 250 | 56 | 250 | 40 | 250 | 60 | 250 | 34 | 80 | 59 | 150
FERR-3 | A | 25 | 150 | 45 | 250 | 56 | 250 | 40 | 250 | 60 | 250 | 34 | 80 | 59 | 150
FERR-4 | A | 25 | 150 | 45 | 250 | 56 | 250 | 40 | 250 | 60 | 250 | 34 | 80 | 59 | 150
FFES-1 | A | 10 | 35 | 27 | 35 | 30 | 35 | 9 | 35 | 22 | 35 | 4 | 27 | 6 | 27
FFES-2 | A | 10 | 35 | 27 | 35 | 30 | 35 | 9 | 35 | 22 | 35 | 4 | 27 | 6 | 27
FFES-3 | A | 10 | 35 | 27 | 35 | 30 | 35 | 9 | 35 | 22 | 35 | 4 | 27 | 6 | 27
FFES-4 | A | 10 | 35 | 27 | 35 | 30 | 35 | 9 | 35 | 22 | 35 | 4 | 27 | 6 | 27
FIDL-1 | A | 13 | 205 | 20 | 205 | 23 | 205 | 35 | 100 | 40 | 147 | 30 | 147 | 50 | 147
FIDL-2 | A | 13 | 205 | 20 | 205 | 23 | 205 | 35 | 100 | 40 | 147 | 30 | 147 | 50 | 147
FIDL-3 | A | 13 | 205 | 20 | 205 | 23 | 205 | 35 | 100 | 40 | 147 | 30 | 147 | 50 | 147
FIDL-4 | A | 13 | 205 | 20 | 205 | 23 | 205 | 35 | 100 | 40 | 147 | 30 | 147 | 50 | 147
FINL-1 | A | 0 | 14 | 1 | 14 | 1 | 14 | 1 | 14 | 2 | 14 | 0 | 14 | 1 | 11
FOYE-1 | A | 6 | 60 | 13 | 60 | 16 | 60 | 11 | 60 | 27 | 60 | 5 | 30 | 11 | 30
FOYE-2 | A | 6 | 60 | 13 | 60 | 16 | 60 | 11 | 60 | 27 | 60 | 5 | 30 | 11 | 30
GLNDO-1 | A | 6 | 80 | 12 | 45 | 17 | 45 | 12 | 45 | 25 | 45 | 8 | 65 | 18 | 45
GNFSW-1 | A | 11 | 100 | 30 | 100 | 30 | 100 | 12 | 100 | 31 | 100 | 12 | 70 | 30 | 70
GNFSW-2 | A | 7 | 64 | 18 | 64 | 18 | 64 | 8 | 64 | 18 | 64 | 6 | 49 | 15 | 49
GORDW-1 | A | 6 | 62 | 16 | 56 | 26 | 45 | 7 | 62 | 18 | 62 | 6 | 56 | 16 | 45
GRAI-6 | A | 24 | 320 | 58 | 320 | 58 | 320 | 35 | 320 | 88 | 320 | 28 | 270 | 60 | 230
GRAI-7 | A | 30 | 232 | 60 | 232 | 60 | 232 | 32 | 232 | 84 | 232 | 32 | 175 | 65 | 135
GRAI-8 | A | 26 | 232 | 58 | 232 | 58 | 232 | 32 | 232 | 84 | 232 | 32 | 175 | 65 | 135
GRIFW-1 | A | 8 | 94 | 22 | 94 | 23 | 94 | 8 | 94 | 22 | 94 | 8 | 85 | 22 | 72
GRIFW-2 | A | 8 | 94 | 22 | 94 | 23 | 94 | 8 | 94 | 22 | 94 | 8 | 85 | 22 | 72
GRMO-1 | A | 8 | 43 | 8 | 43 | 8 | 43 | 8 | 43 | 8 | 43 | 8 | 23 | 8 | 23
GYAR-1 | A | 17 | 176 | 42 | 176 | 66 | 176 | 24 | 176 | 60 | 176 | 17 | 176 | 42 | 176
GYMRO-15 | A | 6 | 145 | 15 | 145 | 15 | 145 | 6 | 145 | 15 | 145 | 6 | 44 | 15 | 44
GYMRO-17 | A | 6 | 145 | 15 | 145 | 15 | 145 | 6 | 145 | 15 | 145 | 6 | 44 | 15 | 44
GYMRO-26 | A | 6 | 145 | 15 | 145 | 15 | 145 | 6 | 145 | 15 | 145 | 6 | 44 | 15 | 44
GYMRO-28 | A | 6 | 145 | 15 | 145 | 15 | 145 | 6 | 145 | 15 | 145 | 6 | 44 | 15 | 44
HADHW-1 | A | 7 | 96 | 14 | 96 | 22 | 96 | 13 | 96 | 34 | 96 | 8 | 65 | 17 | 65
HUMR-1 | A | 60 | 533 | 150 | 533 | 200 | 533 | 80 | 533 | 200 | 533 | 62 | 419 | 155 | 251
INDQ-1 | A | 12 | 102 | 31 | 102 | 43 | 102 | 13 | 102 | 34 | 102 | 12 | 72 | 30 | 72
IRNPS-1 | A | 35 | 125 | 45 | 125 | 48 | 285 | 42 | 285 | 68 | 125 | 28 | 125 | 42 | 185
IRNPS-2 | A | 35 | 125 | 45 | 125 | 48 | 285 | 42 | 285 | 68 | 125 | 28 | 125 | 42 | 185
KEAD-1 | A | 29 | 315 | 67 | 315 | 102 | 315 | 48 | 315 | 110 | 315 | 30 | 275 | 75 | 155
KILBW-1 | A | 3 | 56 | 8 | 56 | 13 | 56 | 5 | 56 | 14 | 56 | 4 | 53 | 9 | 47
KILLPG-1 | A | 8 | 225 | 10 | 225 | 10 | 225 | 10 | 225 | 12 | 225 | 4 | 150 | 15 | 150
KILLPG-2 | A | 18 | 225 | 25 | 225 | 25 | 225 | 37 | 225 | 37 | 225 | 22 | 195 | 30 | 195
KILNS-1 | A | 30 | 290 | 72 | 290 | 84 | 290 | 42 | 290 | 114 | 290 | 18 | 104 | 45 | 104
KLYN-A-1 | A | 24 | 126 | 50 | 126 | 50 | 126 | 34 | 126 | 70 | 126 | 22 | 81 | 34 | 81
LAGA-1 | A | 55 | 500 | 123 | 500 | 140 | 500 | 52 | 500 | 130 | 500 | 53 | 475 | 130 | 475
LARYO-1 | A | 16 | 155 | 40 | 155 | 45 | 155 | 18 | 155 | 45 | 155 | 14 | 120 | 35 | 120
LARYO-2 | A | 16 | 158 | 40 | 158 | 45 | 158 | 18 | 158 | 45 | 158 | 14 | 120 | 35 | 120
LARYO-3 | A | 16 | 158 | 40 | 158 | 45 | 158 | 18 | 158 | 45 | 158 | 14 | 120 | 35 | 120
LARYO-4 | A | 16 | 158 | 40 | 158 | 45 | 158 | 18 | 158 | 45 | 158 | 14 | 120 | 35 | 120
LBAR-1G | A | 1 | 16 | 4 | 16 | 6 | 16 | 2 | 16 | 4 | 16 | 1 | 9 | 4 | 9
LBAR-1 | A | 39 | 360 | 88 | 360 | 88 | 360 | 55 | 360 | 145 | 360 | 41 | 270 | 90 | 270
LNCSO-1 | A | 12 | 130 | 30 | 130 | 32 | 130 | 12 | 130 | 32 | 130 | 10 | 100 | 26 | 100
LNCSO-2 | A | 13 | 140 | 34 | 140 | 36 | 140 | 14 | 140 | 36 | 140 | 12 | 125 | 32 | 125
LOAN-1 | A | 25 | 326 | 51 | 326 | 55 | 326 | 19 | 326 | 50 | 326 | 12 | 276 | 28 | 276
LOAN-2 | A | 25 | 326 | 51 | 326 | 55 | 326 | 19 | 326 | 50 | 326 | 12 | 276 | 28 | 276
LOAN-3 | A | 25 | 326 | 51 | 326 | 55 | 326 | 19 | 326 | 50 | 326 | 12 | 276 | 28 | 276
MEDP-1 | A | 30 | 380 | 76 | 330 | 76 | 330 | 48 | 380 | 105 | 380 | 31 | 330 | 79 | 290
MILWW-1 | A | 6 | 32 | 8 | 54 | 13 | 54 | 5 | 54 | 14 | 54 | 3 | 43 | 8 | 43
MRWD-1 | A | 43 | 448 | 100 | 448 | 112 | 448 | 67 | 448 | 160 | 448 | 36 | 328 | 93 | 328
NANT-1 | A | 0 | 15 | 0 | 15 | 0 | 15 | 0 | 15 | 1 | 15 | 0 | 15 | 0 | 15
PEHE-1 | A | 47 | 435 | 100 | 435 | 100 | 435 | 67 | 435 | 105 | 435 | 64 | 245 | 100 | 245
PEHE-2 | A | 16 | 490 | 40 | 265 | 42 | 490 | 0 | 0 | 0 | 0 | 0 | 490 | 0 | 490
PEMB-11 | A | 36 | 237 | 60 | 237 | 60 | 237 | 31 | 237 | 84 | 237 | 32 | 192 | 62 | 192
PEMB-21 | A | 36 | 237 | 60 | 237 | 60 | 237 | 31 | 237 | 84 | 237 | 32 | 192 | 62 | 192
PEMB-31 | A | 36 | 237 | 60 | 237 | 60 | 237 | 31 | 237 | 84 | 237 | 32 | 192 | 62 | 192
PEMB-41 | A | 36 | 237 | 60 | 237 | 60 | 237 | 31 | 237 | 84 | 237 | 32 | 192 | 62 | 192
PEMB-51 | A | 36 | 237 | 60 | 237 | 60 | 237 | 31 | 237 | 84 | 237 | 32 | 192 | 62 | 192
PETEM1 | A | 20 | 180 | 46 | 180 | 52 | 180 | 24 | 180 | 58 | 180 | 20 | 150 | 50 | 100
RATS-1 | A | 50 | 270 | 90 | 270 | 90 | 270 | 36 | 270 | 50 | 270 | 42 | 105 | 75 | 155
RATS-2 | A | 40 | 270 | 90 | 270 | 100 | 270 | 36 | 270 | 50 | 270 | 40 | 195 | 75 | 195
RATS-3 | A | 40 | 270 | 90 | 270 | 100 | 270 | 36 | 270 | 50 | 270 | 40 | 195 | 75 | 195
RATS-4 | A | 40 | 270 | 95 | 270 | 100 | 270 | 36 | 270 | 50 | 270 | 40 | 195 | 75 | 195
ROCK-1 | A | 36 | 400 | 50 | 400 | 54 | 400 | 60 | 400 | 160 | 400 | 33 | 220 | 53 | 220
ROOS-1 | A | 12 | 140 | 32 | 140 | 32 | 140 | 13 | 140 | 32 | 140 | 13 | 108 | 32 | 108
RUGPS-6 | A | 36 | 243 | 80 | 243 | 80 | 243 | 40 | 243 | 90 | 243 | 40 | 155 | 95 | 105
RUGPS-7 | A | 36 | 243 | 80 | 243 | 80 | 243 | 40 | 243 | 90 | 243 | 40 | 155 | 95 | 105
RYHPS-1 | A | 30 | 305 | 48 | 305 | 66 | 305 | 42 | 305 | 51 | 305 | 30 | 130 | 42 | 68
SCCL-1 | A | 35 | 180 | 70 | 180 | 70 | 180 | 40 | 180 | 95 | 180 | 40 | 100 | 100 | 50
SCCL-2 | A | 35 | 180 | 70 | 180 | 70 | 180 | 40 | 180 | 95 | 180 | 40 | 100 | 100 | 50
SCCL-3 | A | 35 | 180 | 70 | 180 | 70 | 180 | 40 | 180 | 95 | 180 | 40 | 100 | 100 | 50
SEAB-1 | A | 44 | 254 | 125 | 254 | 150 | 254 | 55 | 254 | 150 | 254 | 75 | 164 | 176 | 38
SEAB-2 | A | 31 | 138 | 76 | 138 | 86 | 138 | 32 | 138 | 82 | 138 | 37 | 73 | 90 | 43
SHBA-1 | A | 41 | 255 | 104 | 255 | 115 | 255 | 44 | 255 | 120 | 255 | 39 | 195 | 115 | 40
SHBA-2 | A | 32 | 319 | 70 | 319 | 76 | 319 | 35 | 319 | 93 | 319 | 32 | 270 | 70 | 217
SHOS-1 | A | 18 | 160 | 24 | 160 | 24 | 160 | 30 | 160 | 75 | 160 | 18 | 135 | 24 | 135
SHRSO-1 | A | 16 | 157 | 44 | 157 | 46 | 157 | 17 | 157 | 46 | 157 | 16 | 141 | 43 | 113
SHRSO-2 | A | 16 | 157 | 44 | 157 | 46 | 157 | 17 | 157 | 46 | 157 | 16 | 141 | 43 | 113
SIZB-1 | A | 38 | 283 | 45 | 283 | 45 | 283 | 45 | 283 | 45 | 283 | 40 | 283 | 46 | 283
SIZB-2 | A | 38 | 283 | 45 | 283 | 45 | 283 | 45 | 283 | 45 | 283 | 40 | 283 | 46 | 283
SLOY-1 | A | 0 | 38 | 1 | 38 | 1 | 38 | 1 | 38 | 2 | 38 | 0 | 38 | 1 | 30
SLOY-2 | A | 0 | 38 | 1 | 38 | 1 | 38 | 1 | 38 | 2 | 38 | 0 | 38 | 1 | 30
SLOY-3 | A | 0 | 38 | 1 | 38 | 1 | 38 | 1 | 38 | 2 | 38 | 0 | 38 | 1 | 30
SLOY-4 | A | 0 | 28 | 1 | 28 | 1 | 28 | 1 | 28 | 2 | 28 | 0 | 28 | 1 | 22
SPLN-1 | A | 40 | 380 | 100 | 380 | 110 | 380 | 50 | 380 | 120 | 380 | 30 | 380 | 90 | 300
STAY-1 | A | 35 | 265 | 62 | 265 | 62 | 265 | 35 | 265 | 89 | 265 | 34 | 192 | 63 | 192
STAY-2 | A | 35 | 265 | 62 | 265 | 62 | 265 | 35 | 265 | 89 | 265 | 34 | 192 | 63 | 192
STAY-3 | A | 35 | 265 | 62 | 265 | 62 | 265 | 35 | 265 | 89 | 265 | 34 | 192 | 63 | 192
STAY-4 | A | 35 | 265 | 62 | 265 | 62 | 265 | 35 | 265 | 89 | 265 | 34 | 192 | 63 | 192
SUTB-1 | A | 36 | 380 | 104 | 380 | 148 | 380 | 52 | 380 | 132 | 380 | 47 | 250 | 107 | 250
SVRP-10 | A | 20 | 225 | 50 | 225 | 70 | 225 | 32 | 225 | 80 | 225 | 20 | 172 | 50 | 172
SVRP-20 | A | 20 | 225 | 50 | 225 | 70 | 225 | 32 | 225 | 80 | 225 | 20 | 172 | 50 | 172
USKM-13 | A | 6 | 49 | 15 | 49 | 17 | 49 | 8 | 49 | 19 | 49 | 7 | 36 | 8 | 36
USKM-14 | A | 6 | 49 | 15 | 49 | 17 | 49 | 8 | 49 | 19 | 49 | 7 | 36 | 8 | 36
USKM-15 | A | 6 | 49 | 15 | 49 | 17 | 49 | 8 | 49 | 19 | 49 | 7 | 36 | 8 | 36
WBUPS-1 | A | 30 | 113 | 48 | 153 | 48 | 153 | 32 | 113 | 50 | 113 | 40 | 153 | 65 | 113
WBUPS-2 | A | 30 | 133 | 48 | 173 | 48 | 173 | 32 | 133 | 50 | 133 | 40 | 173 | 65 | 133
WBUPS-3 | A | 30 | 133 | 48 | 173 | 48 | 173 | 32 | 133 | 50 | 133 | 40 | 173 | 65 | 133
WBUPS-4 | A | 30 | 113 | 48 | 153 | 48 | 153 | 32 | 113 | 50 | 113 | 40 | 153 | 65 | 113
WBURB-1 | A | 22 | 240 | 48 | 240 | 62 | 240 | 27 | 240 | 69 | 240 | 20 | 200 | 50 | 120
WBURB-2 | A | 25 | 255 | 52 | 255 | 62 | 255 | 26 | 255 | 67 | 255 | 22 | 215 | 52 | 135
WBURB-3 | A | 23 | 255 | 48 | 255 | 62 | 255 | 27 | 255 | 67 | 255 | 20 | 215 | 52 | 135
WHILW-1 | A | 31 | 322 | 84 | 322 | 90 | 322 | 33 | 322 | 90 | 322 | 32 | 255 | 86 | 210
WHILW-2 | A | 19 | 163 | 33 | 163 | 35 | 163 | 20 | 163 | 52 | 163 | 21 | 142 | 43 | 119
WLNYO-2 | A | 19 | 182 | 51 | 182 | 54 | 182 | 20 | 182 | 53 | 182 | 20 | 158 | 51 | 130
WLNYW-1 | A | 19 | 182 | 51 | 182 | 54 | 182 | 20 | 182 | 53 | 182 | 20 | 158 | 51 | 130

## Nov 2016
MW Response Capability by BMU
|  | Primary Response (Max MWhrs) | [5 empty] | Secondary Response (Max Mwhrs) |  |  |  | High Frequency Response (Max MWhrs)
UNIT | Mode | 0.2Hz |  | 0.5Hz |  | 0.8Hz |  | 0.2/0.2Hz |  | 0.5/0.5Hz |  | 0.2Hz |  | 0.5Hz
ABTH7 | A | 40 | 250 | 72 | 250 | 72 | 250 | 48 | 250 | 120 | 250 | 38 | 185 | 55 | 185
ABTH8 | A | 40 | 250 | 72 | 250 | 72 | 250 | 48 | 250 | 120 | 250 | 38 | 185 | 55 | 185
ABTH9 | A | 40 | 250 | 72 | 250 | 72 | 250 | 48 | 250 | 120 | 250 | 38 | 185 | 55 | 185
BAGE-1 | A | 30 | 255 | 70 | 255 | 90 | 255 | 35 | 255 | 90 | 255 | 28 | 220 | 70 | 185
BAGE-2 | A | 3 | 17 | 8 | 17 | 12 | 17 | 4 | 17 | 9 | 17 | 2 | 17 | 5 | 17
BARKB2 | A | 33 | 210 | 82 | 210 | 108 | 210 | 39 | 210 | 97 | 210 | 31 | 120 | 84 | 120
BARK-1 | A | 22 | 140 | 55 | 140 | 72 | 140 | 26 | 140 | 65 | 140 | 21 | 80 | 54 | 80
BLLA-1 | A | 6 | 99 | 13 | 99 | 13 | 99 | 15 | 99 | 39 | 99 | 9 | 83 | 16 | 83
BRDUW-1 | A | 6 | 58 | 17 | 58 | 17 | 58 | 7 | 58 | 17 | 58 | 6 | 36 | 17 | 36
BRGG-1 | A | 16 | 110 | 32 | 110 | 48 | 110 | 16 | 110 | 40 | 110 | 14 | 96 | 34 | 46
BRYP-1 | A | 15 | 82 | 25 | 82 | 31 | 82 | 22 | 82 | 37 | 82 | 10 | 82 | 27 | 47
CARR-1 | A | 35 | 235 | 58 | 235 | 58 | 235 | 35 | 235 | 88 | 235 | 34 | 179 | 56 | 179
CARR-2 | A | 35 | 235 | 58 | 235 | 58 | 235 | 35 | 235 | 88 | 235 | 34 | 179 | 56 | 179
CDCL-1 | A | 30 | 160 | 40 | 160 | 40 | 160 | 34 | 160 | 40 | 160 | 27 | 120 | 40 | 120
CLAC-1 | A | 3 | 28 | 8 | 28 | 13 | 28 | 3 | 36 | 9 | 36 | 3 | 28 | 8 | 28
CLDCW-1 | A | 14 | 14 | 34 | 113 | 36 | 113 | 13 | 113 | 35 | 113 | 13 | 99 | 34 | 78
CLDNW-1 | A | 13 | 108 | 33 | 108 | 35 | 108 | 13 | 108 | 35 | 108 | 12 | 95 | 33 | 74
CLDSW-1 | A | 16 | 129 | 40 | 129 | 43 | 129 | 16 | 129 | 42 | 129 | 16 | 113 | 41 | 88
CNQPS-1 | A | 22 | 170 | 55 | 170 | 55 | 170 | 28 | 170 | 70 | 170 | 26 | 120 | 60 | 105
CNQPS-2 | A | 22 | 170 | 55 | 170 | 55 | 170 | 28 | 170 | 70 | 170 | 22 | 120 | 55 | 105
CNQPS-3 | A | 22 | 170 | 55 | 170 | 55 | 170 | 28 | 170 | 70 | 170 | 22 | 120 | 55 | 105
CNQPS-4 | A | 22 | 170 | 55 | 170 | 55 | 170 | 28 | 170 | 70 | 170 | 28 | 105 | 55 | 105
COCK-1 | A | 15 | 168 | 42 | 168 | 48 | 168 | 10 | 168 | 25 | 168 | 6 | 138 | 7 | 138
COCK-2 | A | 15 | 168 | 42 | 168 | 48 | 168 | 10 | 168 | 25 | 168 | 6 | 138 | 7 | 138
COCK-3 | A | 15 | 168 | 42 | 168 | 48 | 168 | 10 | 168 | 25 | 168 | 6 | 138 | 7 | 138
COCK-4 | A | 15 | 168 | 42 | 168 | 48 | 168 | 10 | 168 | 25 | 168 | 6 | 138 | 7 | 138
CORB-1 | A | 10 | 130 | 30 | 130 | 50 | 130 | 28 | 130 | 60 | 130 | 15 | 95 | 40 | 60
COSO-1 | A | 20 | 380 | 40 | 380 | 50 | 380 | 60 | 380 | 140 | 380 | 17 | 304 | 40 | 304
COTPS-1 | A | 29 | 277 | 50 | 277 | 62 | 277 | 35 | 60 | 63 | 277 | 30 | 122 | 60 | 122
COTPS-2 | A | 29 | 287 | 50 | 287 | 62 | 287 | 35 | 60 | 63 | 287 | 30 | 122 | 60 | 122
COTPS-3 | A | 29 | 287 | 50 | 287 | 62 | 287 | 35 | 60 | 63 | 287 | 30 | 122 | 60 | 122
COTPS-4 | A | 29 | 277 | 50 | 277 | 62 | 277 | 35 | 60 | 63 | 277 | 30 | 122 | 60 | 122
COWE1 | A | 7 | 30 | 17 | 30 | 17 | 30 | 7 | 30 | 17 | 30 | 7 | 30 | 17 | 30
COWE2 | A | 7 | 30 | 17 | 30 | 17 | 30 | 7 | 30 | 17 | 30 | 7 | 30 | 17 | 30
CRUA-1 | A | 10 | 110 | 25 | 110 | 37 | 110 | 12 | 110 | 30 | 110 | 10 | 84 | 25 | 48
CRUA-2 | A | 10 | 110 | 25 | 110 | 37 | 110 | 12 | 110 | 30 | 110 | 10 | 84 | 25 | 48
CRUA-3 | A | 7 | 30 | 15 | 30 | 21 | 30 | 9 | 30 | 24 | 30 | 5 | 25 | 13 | 15
CRUA-4 | A | 7 | 30 | 15 | 30 | 21 | 30 | 9 | 30 | 24 | 30 | 5 | 25 | 13 | 15
CRYRW-2 | A | 15 | 138 | 38 | 138 | 40 | 138 | 15 | 138 | 40 | 138 | 13 | 109 | 40 | 63
DAMC-1 | A | 64 | 380 | 136 | 380 | 156 | 380 | 80 | 380 | 180 | 380 | 60 | 293 | 190 | 128
DEEP-1 | A | 20 | 180 | 60 | 180 | 86 | 180 | 22 | 180 | 80 | 180 | 24 | 96 | 52 | 96
DERW-1 | A | 13 | 90 | 35 | 90 | 45 | 90 | 16 | 90 | 40 | 90 | 16 | 90 | 32 | 72
DIDCB5 | A | 40 | 330 | 104 | 330 | 125 | 330 | 55 | 330 | 140 | 330 | 40 | 185 | 105 | 185
DIDCB6 | A | 50 | 250 | 105 | 250 | 105 | 250 | 50 | 250 | 130 | 250 | 50 | 153 | 110 | 103
DINO-1 | A | 14 | 138 | 39 | 138 | 58 | 138 | 28 | 138 | 72 | 138 | 14 | 118 | 36 | 88
DINO-2 | A | 14 | 138 | 39 | 138 | 58 | 138 | 28 | 138 | 72 | 138 | 14 | 118 | 36 | 88
DINO-3 | A | 14 | 138 | 39 | 138 | 58 | 138 | 28 | 138 | 72 | 138 | 14 | 118 | 36 | 88
DINO-4 | A | 14 | 138 | 39 | 138 | 58 | 138 | 28 | 138 | 72 | 138 | 14 | 118 | 36 | 88
DINO-5 | A | 14 | 138 | 39 | 138 | 58 | 138 | 28 | 138 | 72 | 138 | 14 | 118 | 36 | 88
DINO-6 | A | 14 | 138 | 39 | 138 | 58 | 138 | 28 | 138 | 72 | 138 | 14 | 118 | 36 | 88
DRAXX-1 | A | 68 | 345 | 100 | 345 | 100 | 345 | 64 | 95 | 110 | 345 | 60 | 225 | 70 | 225
DRAXX-2 | A | 68 | 345 | 100 | 345 | 100 | 345 | 64 | 95 | 110 | 345 | 60 | 225 | 70 | 225
DRAXX-3 | A | 68 | 345 | 100 | 345 | 100 | 345 | 64 | 95 | 110 | 345 | 60 | 225 | 70 | 225
DRAXX-4 | A | 68 | 345 | 100 | 345 | 100 | 345 | 64 | 95 | 110 | 345 | 60 | 225 | 70 | 225
DRAXX-5 | A | 68 | 345 | 100 | 345 | 100 | 345 | 64 | 95 | 110 | 345 | 60 | 225 | 70 | 225
DRAXX-6 | A | 68 | 345 | 100 | 345 | 100 | 345 | 64 | 95 | 110 | 345 | 60 | 225 | 70 | 225
EECL-1 | A | 20 | 178 | 25 | 178 | 25 | 178 | 32 | 178 | 81 | 178 | 20 | 143 | 25 | 143
EGGPS-1 | A | 45 | 205 | 83 | 205 | 83 | 205 | 49 | 205 | 110 | 205 | 33 | 95 | 60 | 95
EGGPS-2 | A | 45 | 205 | 83 | 205 | 83 | 205 | 49 | 205 | 110 | 205 | 33 | 95 | 60 | 95
EGGPS-3 | A | 45 | 205 | 83 | 205 | 83 | 205 | 49 | 205 | 110 | 205 | 33 | 95 | 60 | 95
EGGPS-4 | A | 45 | 205 | 83 | 205 | 83 | 205 | 49 | 205 | 110 | 205 | 33 | 95 | 60 | 95
ERRO-1 | A | 1 | 21 | 1 | 21 | 1 | 21 | 2 | 21 | 5 | 21 | 1 | 17 | 1 | 17
ERRO-2 | A | 1 | 21 | 1 | 21 | 1 | 21 | 2 | 21 | 5 | 21 | 1 | 17 | 1 | 17
ERRO-3 | A | 1 | 21 | 1 | 21 | 1 | 21 | 2 | 21 | 5 | 21 | 1 | 17 | 1 | 17
FAARW-1 | A | 2 | 37 | 4 | 37 | 4 | 37 | 4 | 37 | 12 | 37 | 2 | 33 | 4 | 33
FAARW-2 | A | 2 | 37 | 4 | 37 | 4 | 37 | 4 | 37 | 12 | 37 | 2 | 33 | 4 | 33
FALGW-1 | A | 11 | 108 | 28 | 108 | 41 | 108 | 13 | 108 | 35 | 108 | 10 | 86 | 22 | 64
FASN-1 | A | 0 | 15 | 1 | 15 | 1 | 15 | 1 | 15 | 2 | 15 | 0 | 15 | 1 | 12
FASN2 | A | 0 | 15 | 1 | 15 | 1 | 15 | 1 | 15 | 2 | 15 | 0 | 15 | 1 | 12
FASN3 | A | 0 | 15 | 1 | 15 | 1 | 15 | 1 | 15 | 2 | 15 | 0 | 15 | 1 | 12
FAWN-1 | A | 10 | 52 | 25 | 52 | 40 | 52 | 13 | 52 | 32 | 52 | 11 | 37 | 27 | 27
FELL-1 | A | 9 | 63 | 21 | 63 | 22 | 63 | 10 | 63 | 24 | 63 | 9 | 63 | 22 | 63
FERR-1 | A | 25 | 150 | 45 | 250 | 56 | 250 | 40 | 250 | 60 | 250 | 34 | 80 | 59 | 150
FERR-2 | A | 25 | 150 | 45 | 250 | 56 | 250 | 40 | 250 | 60 | 250 | 34 | 80 | 59 | 150
FERR-3 | A | 25 | 150 | 45 | 250 | 56 | 250 | 40 | 250 | 60 | 250 | 34 | 80 | 59 | 150
FERR-4 | A | 25 | 150 | 45 | 250 | 56 | 250 | 40 | 250 | 60 | 250 | 34 | 80 | 59 | 150
FFES-1 | A | 10 | 35 | 27 | 35 | 30 | 35 | 9 | 35 | 22 | 35 | 4 | 27 | 6 | 27
FFES-2 | A | 10 | 35 | 27 | 35 | 30 | 35 | 9 | 35 | 22 | 35 | 4 | 27 | 6 | 27
FFES-3 | A | 10 | 35 | 27 | 35 | 30 | 35 | 9 | 35 | 22 | 35 | 4 | 27 | 6 | 27
FFES-4 | A | 10 | 35 | 27 | 35 | 30 | 35 | 9 | 35 | 22 | 35 | 4 | 27 | 6 | 27
FIDL-1 | A | 13 | 205 | 20 | 205 | 23 | 205 | 35 | 100 | 40 | 147 | 30 | 147 | 50 | 147
FIDL-2 | A | 13 | 205 | 20 | 205 | 23 | 205 | 35 | 100 | 40 | 147 | 30 | 147 | 50 | 147
FIDL-3 | A | 13 | 205 | 20 | 205 | 23 | 205 | 35 | 100 | 40 | 147 | 30 | 147 | 50 | 147
FIDL-4 | A | 13 | 205 | 20 | 205 | 23 | 205 | 35 | 100 | 40 | 147 | 30 | 147 | 50 | 147
FINL-1 | A | 0 | 14 | 1 | 14 | 1 | 14 | 1 | 14 | 2 | 14 | 0 | 14 | 1 | 11
FOYE-1 | A | 6 | 60 | 13 | 60 | 16 | 60 | 11 | 60 | 27 | 60 | 5 | 30 | 11 | 30
FOYE-2 | A | 6 | 60 | 13 | 60 | 16 | 60 | 11 | 60 | 27 | 60 | 5 | 30 | 11 | 30
GLNDO-1 | A | 6 | 80 | 12 | 45 | 17 | 45 | 12 | 45 | 25 | 45 | 8 | 65 | 18 | 45
GNFSW-1 | A | 11 | 100 | 30 | 100 | 30 | 100 | 12 | 100 | 31 | 100 | 12 | 70 | 30 | 70
GNFSW-2 | A | 7 | 64 | 18 | 64 | 18 | 64 | 8 | 64 | 18 | 64 | 6 | 49 | 15 | 49
GORDW-1 | A | 6 | 62 | 16 | 56 | 26 | 45 | 7 | 62 | 18 | 62 | 6 | 56 | 16 | 45
GRAI-6 | A | 24 | 320 | 58 | 320 | 58 | 320 | 35 | 320 | 88 | 320 | 28 | 270 | 60 | 230
GRAI-7 | A | 30 | 232 | 60 | 232 | 60 | 232 | 32 | 232 | 84 | 232 | 32 | 175 | 65 | 135
GRAI-8 | A | 26 | 232 | 58 | 232 | 58 | 232 | 32 | 232 | 84 | 232 | 32 | 175 | 65 | 135
GRIFW-1 | A | 8 | 94 | 22 | 94 | 23 | 94 | 8 | 94 | 22 | 94 | 8 | 85 | 22 | 72
GRIFW-2 | A | 8 | 94 | 22 | 94 | 23 | 94 | 8 | 94 | 22 | 94 | 8 | 85 | 22 | 72
GRMO-1 | A | 8 | 43 | 8 | 43 | 8 | 43 | 8 | 43 | 8 | 43 | 8 | 23 | 8 | 23
GYAR-1 | A | 17 | 176 | 42 | 176 | 66 | 176 | 24 | 176 | 60 | 176 | 17 | 176 | 42 | 176
GYMR-15 | A | 6 | 145 | 15 | 145 | 15 | 145 | 6 | 145 | 15 | 145 | 6 | 44 | 15 | 44
GYMR-17 | A | 6 | 145 | 15 | 145 | 15 | 145 | 6 | 145 | 15 | 145 | 6 | 44 | 15 | 44
GYMR-26 | A | 6 | 145 | 15 | 145 | 15 | 145 | 6 | 145 | 15 | 145 | 6 | 44 | 15 | 44
GYMR-28 | A | 6 | 145 | 15 | 145 | 15 | 145 | 6 | 145 | 15 | 145 | 6 | 44 | 15 | 44
HADHW-1 | A | 7 | 96 | 14 | 96 | 22 | 96 | 13 | 96 | 34 | 96 | 8 | 65 | 17 | 65
HUMR-1 | A | 60 | 533 | 150 | 533 | 200 | 533 | 80 | 533 | 200 | 533 | 62 | 419 | 155 | 251
INDQ-1 | A | 12 | 102 | 31 | 102 | 43 | 102 | 13 | 102 | 34 | 102 | 12 | 72 | 30 | 72
IRNPS-1 | A | 35 | 125 | 45 | 125 | 48 | 285 | 42 | 285 | 68 | 125 | 28 | 125 | 42 | 185
IRNPS-2 | A | 35 | 125 | 45 | 125 | 48 | 285 | 42 | 285 | 68 | 125 | 28 | 125 | 42 | 185
KEAD-1 | A | 29 | 315 | 67 | 315 | 102 | 315 | 48 | 315 | 110 | 315 | 30 | 275 | 75 | 155
KILBW-1 | A | 3 | 56 | 8 | 56 | 13 | 56 | 5 | 56 | 14 | 56 | 4 | 53 | 9 | 47
KILLPG-1 | A | 8 | 225 | 10 | 225 | 10 | 225 | 10 | 225 | 12 | 225 | 4 | 150 | 15 | 150
KILLPG-2 | A | 18 | 225 | 25 | 225 | 25 | 225 | 37 | 225 | 37 | 225 | 22 | 195 | 30 | 195
KILNS-1 | A | 30 | 290 | 72 | 290 | 84 | 290 | 42 | 290 | 114 | 290 | 18 | 104 | 45 | 104
KLYN-A-1 | A | 24 | 126 | 50 | 126 | 50 | 126 | 34 | 126 | 70 | 126 | 22 | 81 | 34 | 81
LAGA-1 | A | 55 | 500 | 123 | 500 | 140 | 500 | 52 | 500 | 130 | 500 | 53 | 475 | 130 | 475
LARYO-1 | A | 16 | 155 | 40 | 155 | 45 | 155 | 18 | 155 | 45 | 155 | 14 | 120 | 35 | 120
LARYO-2 | A | 16 | 158 | 40 | 158 | 45 | 158 | 18 | 158 | 45 | 158 | 14 | 120 | 35 | 120
LARYO-3 | A | 16 | 158 | 40 | 158 | 45 | 158 | 18 | 158 | 45 | 158 | 14 | 120 | 35 | 120
LARYO-4 | A | 16 | 158 | 40 | 158 | 45 | 158 | 18 | 158 | 45 | 158 | 14 | 120 | 35 | 120
LBAR-1G | A | 1 | 16 | 4 | 16 | 6 | 16 | 2 | 16 | 4 | 16 | 1 | 9 | 4 | 9
LBAR-1 | A | 39 | 360 | 88 | 360 | 88 | 360 | 55 | 360 | 145 | 360 | 41 | 270 | 90 | 270
LNCSO-1 | A | 12 | 130 | 30 | 130 | 32 | 130 | 12 | 130 | 32 | 130 | 10 | 100 | 26 | 100
LNCSO-2 | A | 13 | 140 | 34 | 140 | 36 | 140 | 14 | 140 | 36 | 140 | 12 | 125 | 32 | 125
LOAN-1 | A | 25 | 326 | 51 | 326 | 55 | 326 | 19 | 326 | 50 | 326 | 12 | 276 | 28 | 276
LOAN-2 | A | 25 | 326 | 51 | 326 | 55 | 326 | 19 | 326 | 50 | 326 | 12 | 276 | 28 | 276
LOAN-3 | A | 25 | 326 | 51 | 326 | 55 | 326 | 19 | 326 | 50 | 326 | 12 | 276 | 28 | 276
MEDP-1 | A | 30 | 380 | 76 | 330 | 76 | 330 | 48 | 380 | 105 | 380 | 31 | 330 | 79 | 290
MILWW-1 | A | 6 | 32 | 8 | 54 | 13 | 54 | 5 | 54 | 14 | 54 | 3 | 43 | 8 | 43
MRWD-1 | A | 43 | 448 | 100 | 448 | 112 | 448 | 67 | 448 | 160 | 448 | 36 | 328 | 93 | 328
NANT-1 | A | 0 | 15 | 0 | 15 | 0 | 15 | 0 | 15 | 1 | 15 | 0 | 15 | 0 | 15
PEHE-1 | A | 47 | 435 | 100 | 435 | 100 | 435 | 67 | 435 | 105 | 435 | 64 | 245 | 100 | 245
PEHE-2 | A | 16 | 490 | 40 | 265 | 42 | 490 | 0 | 0 | 0 | 0 | 0 | 490 | 0 | 490
PEMB-11 | A | 36 | 237 | 60 | 237 | 60 | 237 | 31 | 237 | 84 | 237 | 32 | 192 | 62 | 192
PEMB-21 | A | 36 | 237 | 60 | 237 | 60 | 237 | 31 | 237 | 84 | 237 | 32 | 192 | 62 | 192
PEMB-31 | A | 36 | 237 | 60 | 237 | 60 | 237 | 31 | 237 | 84 | 237 | 32 | 192 | 62 | 192
PEMB-41 | A | 36 | 237 | 60 | 237 | 60 | 237 | 31 | 237 | 84 | 237 | 32 | 192 | 62 | 192
PEMB-51 | A | 36 | 237 | 60 | 237 | 60 | 237 | 31 | 237 | 84 | 237 | 32 | 192 | 62 | 192
PETEM1 | A | 20 | 180 | 46 | 180 | 52 | 180 | 24 | 180 | 58 | 180 | 20 | 150 | 50 | 100
RATS-1 | A | 50 | 270 | 90 | 270 | 90 | 270 | 36 | 270 | 50 | 270 | 42 | 105 | 75 | 155
RATS-2 | A | 40 | 270 | 90 | 270 | 100 | 270 | 36 | 270 | 50 | 270 | 40 | 195 | 75 | 195
RATS-3 | A | 40 | 270 | 90 | 270 | 100 | 270 | 36 | 270 | 50 | 270 | 40 | 195 | 75 | 195
RATS-4 | A | 40 | 270 | 95 | 270 | 100 | 270 | 36 | 270 | 50 | 270 | 40 | 195 | 75 | 195
ROCK-1 | A | 36 | 400 | 50 | 400 | 54 | 400 | 60 | 400 | 160 | 400 | 33 | 220 | 53 | 220
ROOS-1 | A | 12 | 140 | 32 | 140 | 32 | 140 | 13 | 140 | 32 | 140 | 13 | 108 | 32 | 108
RUGPS-6 | A | 36 | 243 | 80 | 243 | 80 | 243 | 40 | 243 | 90 | 243 | 40 | 155 | 95 | 105
RUGPS-7 | A | 36 | 243 | 80 | 243 | 80 | 243 | 40 | 243 | 90 | 243 | 40 | 155 | 95 | 105
RYHPS-1 | A | 30 | 305 | 48 | 305 | 66 | 305 | 42 | 305 | 51 | 305 | 30 | 130 | 42 | 68
SCCL-1 | A | 35 | 180 | 70 | 180 | 70 | 180 | 40 | 180 | 95 | 180 | 40 | 100 | 100 | 50
SCCL-2 | A | 35 | 180 | 70 | 180 | 70 | 180 | 40 | 180 | 95 | 180 | 40 | 100 | 100 | 50
SCCL-3 | A | 35 | 180 | 70 | 180 | 70 | 180 | 40 | 180 | 95 | 180 | 40 | 100 | 100 | 50
SEAB-1 | A | 44 | 254 | 125 | 254 | 150 | 254 | 55 | 254 | 150 | 254 | 75 | 164 | 176 | 38
SEAB-2 | A | 31 | 138 | 76 | 138 | 86 | 138 | 32 | 138 | 82 | 138 | 37 | 73 | 90 | 43
SHBA-1 | A | 41 | 255 | 104 | 255 | 115 | 255 | 44 | 255 | 120 | 255 | 39 | 195 | 115 | 40
SHBA-2 | A | 32 | 319 | 70 | 319 | 76 | 319 | 35 | 319 | 93 | 319 | 32 | 270 | 70 | 217
SHOS-1 | A | 18 | 160 | 24 | 160 | 24 | 160 | 30 | 160 | 75 | 160 | 18 | 135 | 24 | 135
SHRSW-1 | A | 16 | 157 | 44 | 157 | 46 | 157 | 17 | 157 | 46 | 157 | 16 | 141 | 43 | 113
SHRSW-2 | A | 16 | 157 | 44 | 157 | 46 | 157 | 17 | 157 | 46 | 157 | 16 | 141 | 43 | 113
SIZB-1 | A | 38 | 283 | 45 | 283 | 45 | 283 | 45 | 283 | 45 | 283 | 40 | 283 | 46 | 283
SIZB-2 | A | 38 | 283 | 45 | 283 | 45 | 283 | 45 | 283 | 45 | 283 | 40 | 283 | 46 | 283
SLOY-1 | A | 0 | 38 | 1 | 38 | 1 | 38 | 1 | 38 | 2 | 38 | 0 | 38 | 1 | 30
SLOY-2 | A | 0 | 38 | 1 | 38 | 1 | 38 | 1 | 38 | 2 | 38 | 0 | 38 | 1 | 30
SLOY-3 | A | 0 | 38 | 1 | 38 | 1 | 38 | 1 | 38 | 2 | 38 | 0 | 38 | 1 | 30
SLOY-4 | A | 0 | 28 | 1 | 28 | 1 | 28 | 1 | 28 | 2 | 28 | 0 | 28 | 1 | 22
SPLN-1 | A | 40 | 380 | 100 | 380 | 110 | 380 | 50 | 380 | 120 | 380 | 30 | 380 | 90 | 300
STAY-1 | A | 35 | 265 | 62 | 265 | 62 | 265 | 35 | 265 | 89 | 265 | 34 | 192 | 63 | 192
STAY-2 | A | 35 | 265 | 62 | 265 | 62 | 265 | 35 | 265 | 89 | 265 | 34 | 192 | 63 | 192
STAY-3 | A | 35 | 265 | 62 | 265 | 62 | 265 | 35 | 265 | 89 | 265 | 34 | 192 | 63 | 192
STAY-4 | A | 35 | 265 | 62 | 265 | 62 | 265 | 35 | 265 | 89 | 265 | 34 | 192 | 63 | 192
SUTB-1 | A | 36 | 380 | 104 | 380 | 148 | 380 | 52 | 380 | 132 | 380 | 47 | 250 | 107 | 250
SVRP-10 | A | 20 | 225 | 50 | 225 | 70 | 225 | 32 | 225 | 80 | 225 | 20 | 172 | 50 | 172
SVRP-20 | A | 20 | 225 | 50 | 225 | 70 | 225 | 32 | 225 | 80 | 225 | 20 | 172 | 50 | 172
USKM-13 | A | 6 | 49 | 15 | 49 | 17 | 49 | 8 | 49 | 19 | 49 | 7 | 36 | 8 | 36
USKM-14 | A | 6 | 49 | 15 | 49 | 17 | 49 | 8 | 49 | 19 | 49 | 7 | 36 | 8 | 36
USKM-15 | A | 6 | 49 | 15 | 49 | 17 | 49 | 8 | 49 | 19 | 49 | 7 | 36 | 8 | 36
WBUPS-1 | A | 30 | 113 | 48 | 153 | 48 | 153 | 32 | 113 | 50 | 113 | 40 | 153 | 65 | 113
WBUPS-2 | A | 30 | 133 | 48 | 173 | 48 | 173 | 32 | 133 | 50 | 133 | 40 | 173 | 65 | 133
WBUPS-3 | A | 30 | 133 | 48 | 173 | 48 | 173 | 32 | 133 | 50 | 133 | 40 | 173 | 65 | 133
WBUPS-4 | A | 30 | 113 | 48 | 153 | 48 | 153 | 32 | 113 | 50 | 113 | 40 | 153 | 65 | 113
WBURB-1 | A | 22 | 240 | 48 | 240 | 62 | 240 | 27 | 240 | 69 | 240 | 20 | 200 | 50 | 120
WBURB-2 | A | 25 | 255 | 52 | 255 | 62 | 255 | 26 | 255 | 67 | 255 | 22 | 215 | 52 | 135
WBURB-3 | A | 23 | 255 | 48 | 255 | 62 | 255 | 27 | 255 | 67 | 255 | 20 | 215 | 52 | 135
WHILW-1 | A | 31 | 322 | 84 | 322 | 90 | 322 | 33 | 322 | 90 | 322 | 32 | 255 | 86 | 210
WHILW-2 | A | 19 | 163 | 33 | 163 | 35 | 163 | 20 | 163 | 52 | 163 | 21 | 142 | 43 | 119
WLNYO-2 | A | 19 | 182 | 51 | 182 | 54 | 182 | 20 | 182 | 53 | 182 | 20 | 158 | 51 | 130
WLNYW-1 | A | 19 | 182 | 51 | 182 | 54 | 182 | 20 | 182 | 53 | 182 | 20 | 158 | 51 | 130

## Oct 2016
MW Response Capability by BMU
|  | Primary Response (Max MWhrs) | [5 empty] | Secondary Response (Max Mwhrs) |  |  |  | High Frequency Response (Max MWhrs)
UNIT | Mode | 0.2Hz |  | 0.5Hz |  | 0.8Hz |  | 0.2/0.2Hz |  | 0.5/0.5Hz |  | 0.2Hz |  | 0.5Hz
ABTH7 | A | 40 | 250 | 72 | 250 | 72 | 250 | 48 | 250 | 120 | 250 | 38 | 185 | 55 | 185
ABTH8 | A | 40 | 250 | 72 | 250 | 72 | 250 | 48 | 250 | 120 | 250 | 38 | 185 | 55 | 185
ABTH9 | A | 40 | 250 | 72 | 250 | 72 | 250 | 48 | 250 | 120 | 250 | 38 | 185 | 55 | 185
BAGE-1 | A | 30 | 255 | 70 | 255 | 90 | 255 | 35 | 255 | 90 | 255 | 28 | 220 | 70 | 185
BAGE-2 | A | 3 | 17 | 8 | 17 | 12 | 17 | 4 | 17 | 9 | 17 | 2 | 17 | 5 | 17
BARKB2 | A | 33 | 210 | 82 | 210 | 108 | 210 | 39 | 210 | 97 | 210 | 31 | 120 | 84 | 120
BARK-1 | A | 22 | 140 | 55 | 140 | 72 | 140 | 26 | 140 | 65 | 140 | 21 | 80 | 54 | 80
BLLA-1 | A | 6 | 99 | 13 | 99 | 13 | 99 | 15 | 99 | 39 | 99 | 9 | 83 | 16 | 83
BRDUW-1 | A | 6 | 58 | 17 | 58 | 17 | 58 | 7 | 58 | 17 | 58 | 6 | 36 | 17 | 36
BRGG-1 | A | 16 | 110 | 32 | 110 | 48 | 110 | 16 | 110 | 40 | 110 | 14 | 96 | 34 | 46
BRYP-1 | A | 15 | 82 | 25 | 82 | 31 | 82 | 22 | 82 | 37 | 82 | 10 | 82 | 27 | 47
CARR-1 | A | 18 | 199 | 44 | 199 | 44 | 199 | 18 | 199 | 44 | 199 | 18 | 133 | 44 | 133
CARR-2 | A | 18 | 199 | 44 | 199 | 44 | 199 | 18 | 199 | 44 | 199 | 18 | 133 | 44 | 133
CDCL-1 | A | 30 | 160 | 40 | 160 | 40 | 160 | 34 | 160 | 40 | 160 | 27 | 120 | 40 | 120
CLAC-1 | A | 3 | 28 | 8 | 28 | 13 | 28 | 3 | 36 | 9 | 36 | 3 | 28 | 8 | 28
CLDCW-1 | A | 14 | 14 | 34 | 113 | 36 | 113 | 13 | 113 | 35 | 113 | 13 | 99 | 34 | 78
CLDNW-1 | A | 13 | 108 | 33 | 108 | 35 | 108 | 13 | 108 | 35 | 108 | 12 | 95 | 33 | 74
CLDSW-1 | A | 16 | 129 | 40 | 129 | 43 | 129 | 16 | 129 | 42 | 129 | 16 | 113 | 41 | 88
CNQPS-1 | A | 22 | 126 | 51 | 126 | 70 | 126 | 28 | 126 | 70 | 126 | 20 | 100 | 45 | 100
CNQPS-2 | A | 22 | 170 | 55 | 170 | 55 | 170 | 28 | 170 | 70 | 170 | 22 | 120 | 55 | 105
CNQPS-3 | A | 22 | 170 | 55 | 170 | 55 | 170 | 28 | 170 | 70 | 170 | 22 | 120 | 55 | 105
CNQPS-4 | A | 22 | 170 | 55 | 170 | 55 | 170 | 28 | 170 | 70 | 170 | 28 | 105 | 55 | 105
COCK-1 | A | 15 | 168 | 42 | 168 | 48 | 168 | 10 | 168 | 25 | 168 | 6 | 138 | 7 | 138
COCK-2 | A | 15 | 168 | 42 | 168 | 48 | 168 | 10 | 168 | 25 | 168 | 6 | 138 | 7 | 138
COCK-3 | A | 15 | 168 | 42 | 168 | 48 | 168 | 10 | 168 | 25 | 168 | 6 | 138 | 7 | 138
COCK-4 | A | 15 | 168 | 42 | 168 | 48 | 168 | 10 | 168 | 25 | 168 | 6 | 138 | 7 | 138
CORB-1 | A | 10 | 130 | 30 | 130 | 50 | 130 | 28 | 130 | 60 | 130 | 15 | 95 | 40 | 60
COSO-1 | A | 20 | 380 | 40 | 380 | 50 | 380 | 60 | 380 | 140 | 380 | 17 | 304 | 40 | 304
COTPS-1 | A | 29 | 277 | 50 | 277 | 62 | 277 | 35 | 60 | 63 | 277 | 30 | 122 | 60 | 122
COTPS-2 | A | 29 | 287 | 50 | 287 | 62 | 287 | 35 | 60 | 63 | 287 | 30 | 122 | 60 | 122
COTPS-3 | A | 29 | 287 | 50 | 287 | 62 | 287 | 35 | 60 | 63 | 287 | 30 | 122 | 60 | 122
COTPS-4 | A | 29 | 277 | 50 | 277 | 62 | 277 | 35 | 60 | 63 | 277 | 30 | 122 | 60 | 122
COWE1 | A | 7 | 30 | 17 | 30 | 17 | 30 | 7 | 30 | 17 | 30 | 7 | 30 | 17 | 30
COWE2 | A | 7 | 30 | 17 | 30 | 17 | 30 | 7 | 30 | 17 | 30 | 7 | 30 | 17 | 30
CRUA-1 | A | 10 | 110 | 25 | 110 | 37 | 110 | 12 | 110 | 30 | 110 | 10 | 84 | 25 | 48
CRUA-2 | A | 10 | 110 | 25 | 110 | 37 | 110 | 12 | 110 | 30 | 110 | 10 | 84 | 25 | 48
CRUA-3 | A | 7 | 30 | 15 | 30 | 21 | 30 | 9 | 30 | 24 | 30 | 5 | 25 | 13 | 15
CRUA-4 | A | 7 | 30 | 15 | 30 | 21 | 30 | 9 | 30 | 24 | 30 | 5 | 25 | 13 | 15
CRYRW-2 | A | 15 | 138 | 38 | 138 | 40 | 138 | 15 | 138 | 40 | 138 | 13 | 109 | 40 | 63
DAMC-1 | A | 64 | 380 | 136 | 380 | 156 | 380 | 80 | 380 | 180 | 380 | 60 | 293 | 190 | 128
DEEP-1 | A | 20 | 180 | 60 | 180 | 86 | 180 | 22 | 180 | 80 | 180 | 24 | 96 | 52 | 96
DERW-1 | A | 13 | 90 | 35 | 90 | 45 | 90 | 16 | 90 | 40 | 90 | 16 | 90 | 32 | 72
DIDCB5 | A | 40 | 330 | 104 | 330 | 125 | 330 | 55 | 330 | 140 | 330 | 40 | 185 | 105 | 185
DIDCB6 | A | 50 | 250 | 105 | 250 | 105 | 250 | 50 | 250 | 130 | 250 | 50 | 153 | 110 | 103
DINO-1 | A | 14 | 138 | 39 | 138 | 58 | 138 | 28 | 138 | 72 | 138 | 14 | 118 | 36 | 88
DINO-2 | A | 14 | 138 | 39 | 138 | 58 | 138 | 28 | 138 | 72 | 138 | 14 | 118 | 36 | 88
DINO-3 | A | 14 | 138 | 39 | 138 | 58 | 138 | 28 | 138 | 72 | 138 | 14 | 118 | 36 | 88
DINO-4 | A | 14 | 138 | 39 | 138 | 58 | 138 | 28 | 138 | 72 | 138 | 14 | 118 | 36 | 88
DINO-5 | A | 14 | 138 | 39 | 138 | 58 | 138 | 28 | 138 | 72 | 138 | 14 | 118 | 36 | 88
DINO-6 | A | 14 | 138 | 39 | 138 | 58 | 138 | 28 | 138 | 72 | 138 | 14 | 118 | 36 | 88
DRAXX-1 | A | 68 | 345 | 100 | 345 | 100 | 345 | 64 | 95 | 110 | 345 | 60 | 225 | 70 | 225
DRAXX-2 | A | 68 | 345 | 100 | 345 | 100 | 345 | 64 | 95 | 110 | 345 | 60 | 225 | 70 | 225
DRAXX-3 | A | 68 | 345 | 100 | 345 | 100 | 345 | 64 | 95 | 110 | 345 | 60 | 225 | 70 | 225
DRAXX-4 | A | 68 | 345 | 100 | 345 | 100 | 345 | 64 | 95 | 110 | 345 | 60 | 225 | 70 | 225
DRAXX-5 | A | 68 | 345 | 100 | 345 | 100 | 345 | 64 | 95 | 110 | 345 | 60 | 225 | 70 | 225
DRAXX-6 | A | 68 | 345 | 100 | 345 | 100 | 345 | 64 | 95 | 110 | 345 | 60 | 225 | 70 | 225
EECL-1 | A | 20 | 178 | 25 | 178 | 25 | 178 | 32 | 178 | 81 | 178 | 20 | 143 | 25 | 143
EGGPS-1 | A | 45 | 205 | 83 | 205 | 83 | 205 | 49 | 205 | 110 | 205 | 33 | 95 | 60 | 95
EGGPS-2 | A | 45 | 205 | 83 | 205 | 83 | 205 | 49 | 205 | 110 | 205 | 33 | 95 | 60 | 95
EGGPS-3 | A | 45 | 205 | 83 | 205 | 83 | 205 | 49 | 205 | 110 | 205 | 33 | 95 | 60 | 95
EGGPS-4 | A | 45 | 205 | 83 | 205 | 83 | 205 | 49 | 205 | 110 | 205 | 33 | 95 | 60 | 95
ERRO-1 | A | 1 | 21 | 1 | 21 | 1 | 21 | 2 | 21 | 5 | 21 | 1 | 17 | 1 | 17
ERRO-2 | A | 1 | 21 | 1 | 21 | 1 | 21 | 2 | 21 | 5 | 21 | 1 | 17 | 1 | 17
ERRO-3 | A | 1 | 21 | 1 | 21 | 1 | 21 | 2 | 21 | 5 | 21 | 1 | 17 | 1 | 17
FAARW-1 | A | 2 | 37 | 4 | 37 | 4 | 37 | 4 | 37 | 12 | 37 | 2 | 33 | 4 | 33
FAARW-2 | A | 2 | 37 | 4 | 37 | 4 | 37 | 4 | 37 | 12 | 37 | 2 | 33 | 4 | 33
FALGW-1 | A | 11 | 108 | 28 | 108 | 41 | 108 | 13 | 108 | 35 | 108 | 10 | 86 | 22 | 64
FASN-1 | A | 0 | 15 | 1 | 15 | 1 | 15 | 1 | 15 | 2 | 15 | 0 | 15 | 1 | 12
FASN2 | A | 0 | 15 | 1 | 15 | 1 | 15 | 1 | 15 | 2 | 15 | 0 | 15 | 1 | 12
FASN3 | A | 0 | 15 | 1 | 15 | 1 | 15 | 1 | 15 | 2 | 15 | 0 | 15 | 1 | 12
FAWN-1 | A | 10 | 52 | 25 | 52 | 40 | 52 | 13 | 52 | 32 | 52 | 11 | 37 | 27 | 27
FELL-1 | A | 9 | 63 | 21 | 63 | 22 | 63 | 10 | 63 | 24 | 63 | 9 | 63 | 22 | 63
FERR-1 | A | 25 | 150 | 45 | 250 | 56 | 250 | 40 | 250 | 60 | 250 | 34 | 80 | 59 | 150
FERR-2 | A | 25 | 150 | 45 | 250 | 56 | 250 | 40 | 250 | 60 | 250 | 34 | 80 | 59 | 150
FERR-3 | A | 25 | 150 | 45 | 250 | 56 | 250 | 40 | 250 | 60 | 250 | 34 | 80 | 59 | 150
FERR-4 | A | 25 | 150 | 45 | 250 | 56 | 250 | 40 | 250 | 60 | 250 | 34 | 80 | 59 | 150
FFES-1 | A | 10 | 35 | 27 | 35 | 30 | 35 | 9 | 35 | 22 | 35 | 4 | 27 | 6 | 27
FFES-2 | A | 10 | 35 | 27 | 35 | 30 | 35 | 9 | 35 | 22 | 35 | 4 | 27 | 6 | 27
FFES-3 | A | 10 | 35 | 27 | 35 | 30 | 35 | 9 | 35 | 22 | 35 | 4 | 27 | 6 | 27
FFES-4 | A | 10 | 35 | 27 | 35 | 30 | 35 | 9 | 35 | 22 | 35 | 4 | 27 | 6 | 27
FIDL-1 | A | 13 | 205 | 20 | 205 | 23 | 205 | 35 | 100 | 40 | 147 | 30 | 147 | 50 | 147
FIDL-2 | A | 13 | 205 | 20 | 205 | 23 | 205 | 35 | 100 | 40 | 147 | 30 | 147 | 50 | 147
FIDL-3 | A | 13 | 205 | 20 | 205 | 23 | 205 | 35 | 100 | 40 | 147 | 30 | 147 | 50 | 147
FIDL-4 | A | 13 | 205 | 20 | 205 | 23 | 205 | 35 | 100 | 40 | 147 | 30 | 147 | 50 | 147
FIFE-1 | A | 6 | 63 | 12 | 63 | 12 | 63 | 11 | 63 | 24 | 63 | 6 | 53 | 8 | 53
FINL-1 | A | 0 | 14 | 1 | 14 | 1 | 14 | 1 | 14 | 2 | 14 | 0 | 14 | 1 | 11
FOYE-1 | A | 6 | 60 | 13 | 60 | 16 | 60 | 11 | 60 | 27 | 60 | 5 | 30 | 11 | 30
FOYE-2 | A | 6 | 60 | 13 | 60 | 16 | 60 | 11 | 60 | 27 | 60 | 5 | 30 | 11 | 30
GLNDO-1 | A | 6 | 80 | 12 | 45 | 17 | 45 | 12 | 45 | 25 | 45 | 8 | 65 | 18 | 45
GNFSW-1 | A | 11 | 100 | 30 | 100 | 30 | 100 | 12 | 100 | 31 | 100 | 12 | 70 | 30 | 70
GNFSW-2 | A | 7 | 64 | 18 | 64 | 18 | 64 | 8 | 64 | 18 | 64 | 6 | 49 | 15 | 49
GORDW-1 | A | 6 | 62 | 16 | 56 | 26 | 45 | 7 | 62 | 18 | 62 | 6 | 56 | 16 | 45
GRAI-6 | A | 24 | 320 | 58 | 320 | 58 | 320 | 35 | 320 | 88 | 320 | 28 | 270 | 60 | 230
GRAI-7 | A | 30 | 232 | 60 | 232 | 60 | 232 | 32 | 232 | 84 | 232 | 32 | 175 | 65 | 135
GRAI-8 | A | 26 | 232 | 58 | 232 | 58 | 232 | 32 | 232 | 84 | 232 | 32 | 175 | 65 | 135
GRIFW-1 | A | 8 | 94 | 22 | 94 | 23 | 94 | 8 | 94 | 22 | 94 | 8 | 85 | 22 | 72
GRIFW-2 | A | 8 | 94 | 22 | 94 | 23 | 94 | 8 | 94 | 22 | 94 | 8 | 85 | 22 | 72
GRMO-1 | A | 8 | 43 | 8 | 43 | 8 | 43 | 8 | 43 | 8 | 43 | 8 | 23 | 8 | 23
GYAR-1 | A | 17 | 176 | 42 | 176 | 66 | 176 | 24 | 176 | 60 | 176 | 17 | 176 | 42 | 176
GYMR-15 | A | 6 | 145 | 15 | 145 | 15 | 145 | 6 | 145 | 15 | 145 | 6 | 44 | 15 | 44
GYMR-17 | A | 6 | 145 | 15 | 145 | 15 | 145 | 6 | 145 | 15 | 145 | 6 | 44 | 15 | 44
GYMR-26 | A | 6 | 145 | 15 | 145 | 15 | 145 | 6 | 145 | 15 | 145 | 6 | 44 | 15 | 44
GYMR-28 | A | 6 | 145 | 15 | 145 | 15 | 145 | 6 | 145 | 15 | 145 | 6 | 44 | 15 | 44
HADHW-1 | A | 7 | 96 | 14 | 96 | 22 | 96 | 13 | 96 | 34 | 96 | 8 | 65 | 17 | 65
HUMR-1 | A | 60 | 533 | 150 | 533 | 200 | 533 | 80 | 533 | 200 | 533 | 62 | 419 | 155 | 251
INDQ-1 | A | 12 | 102 | 31 | 102 | 43 | 102 | 13 | 102 | 34 | 102 | 12 | 72 | 30 | 72
IRNPS-1 | A | 35 | 125 | 45 | 125 | 48 | 285 | 42 | 285 | 68 | 125 | 28 | 125 | 42 | 185
IRNPS-2 | A | 35 | 125 | 45 | 125 | 48 | 285 | 42 | 285 | 68 | 125 | 28 | 125 | 42 | 185
KEAD-1 | A | 29 | 315 | 67 | 315 | 102 | 315 | 48 | 315 | 110 | 315 | 30 | 275 | 75 | 155
KILBW-1 | A | 3 | 56 | 8 | 56 | 13 | 56 | 5 | 56 | 14 | 56 | 4 | 53 | 9 | 47
KILLPG-1 | A | 8 | 225 | 10 | 225 | 10 | 225 | 10 | 225 | 12 | 225 | 4 | 150 | 15 | 150
KILLPG-2 | A | 18 | 225 | 25 | 225 | 25 | 225 | 37 | 225 | 37 | 225 | 22 | 195 | 30 | 195
KILNS-1 | A | 30 | 290 | 72 | 290 | 84 | 290 | 42 | 290 | 114 | 290 | 18 | 104 | 45 | 104
KLYN-A-1 | A | 24 | 126 | 50 | 126 | 50 | 126 | 34 | 126 | 70 | 126 | 22 | 81 | 34 | 81
LAGA-1 | A | 55 | 500 | 123 | 500 | 140 | 500 | 52 | 500 | 130 | 500 | 53 | 475 | 130 | 475
LARYO-1 | A | 16 | 155 | 40 | 155 | 45 | 155 | 18 | 155 | 45 | 155 | 14 | 120 | 35 | 120
LARYO-2 | A | 16 | 158 | 40 | 158 | 45 | 158 | 18 | 158 | 45 | 158 | 14 | 120 | 35 | 120
LARYO-3 | A | 16 | 158 | 40 | 158 | 45 | 158 | 18 | 158 | 45 | 158 | 14 | 120 | 35 | 120
LARYO-4 | A | 16 | 158 | 40 | 158 | 45 | 158 | 18 | 158 | 45 | 158 | 14 | 120 | 35 | 120
LBAR-1G | A | 1 | 16 | 4 | 16 | 6 | 16 | 2 | 16 | 4 | 16 | 1 | 9 | 4 | 9
LBAR-1 | A | 39 | 360 | 88 | 360 | 88 | 360 | 55 | 360 | 145 | 360 | 41 | 270 | 90 | 270
LITTD1 | A | 57 | 485 | 110 | 485 | 110 | 485 | 66 | 485 | 80 | 485 | 60 | 335 | 150 | 335
LITTD2 | A | 57 | 485 | 110 | 485 | 110 | 485 | 66 | 485 | 80 | 485 | 60 | 335 | 150 | 335
LITTD3 | A | 57 | 485 | 110 | 485 | 110 | 485 | 66 | 485 | 80 | 485 | 60 | 335 | 150 | 335
LNCSO-1 | A | 12 | 130 | 30 | 130 | 32 | 130 | 12 | 130 | 32 | 130 | 10 | 100 | 26 | 100
LNCSO-2 | A | 13 | 140 | 34 | 140 | 36 | 140 | 14 | 140 | 36 | 140 | 12 | 125 | 32 | 125
LOAN-1 | A | 25 | 326 | 51 | 326 | 55 | 326 | 19 | 326 | 50 | 326 | 12 | 276 | 28 | 276
LOAN-2 | A | 25 | 326 | 51 | 326 | 55 | 326 | 19 | 326 | 50 | 326 | 12 | 276 | 28 | 276
LOAN-3 | A | 25 | 326 | 51 | 326 | 55 | 326 | 19 | 326 | 50 | 326 | 12 | 276 | 28 | 276
MEDP-1 | A | 30 | 380 | 76 | 330 | 76 | 330 | 48 | 380 | 105 | 380 | 31 | 330 | 79 | 290
MILWW-1 | A | 6 | 32 | 8 | 54 | 13 | 54 | 5 | 54 | 14 | 54 | 3 | 43 | 8 | 43
MRWD-1 | A | 43 | 448 | 100 | 448 | 112 | 448 | 67 | 448 | 160 | 448 | 36 | 328 | 93 | 328
NANT-1 | A | 0 | 15 | 0 | 15 | 0 | 15 | 0 | 15 | 1 | 15 | 0 | 15 | 0 | 15
PEHE-1 | A | 47 | 435 | 100 | 435 | 100 | 435 | 67 | 435 | 105 | 435 | 64 | 245 | 100 | 245
PEHE-2 | A | 16 | 490 | 40 | 265 | 42 | 490 | 0 | 0 | 0 | 0 | 0 | 490 | 0 | 490
PEMB-11 | A | 36 | 237 | 60 | 237 | 60 | 237 | 31 | 237 | 84 | 237 | 32 | 192 | 62 | 192
PEMB-21 | A | 36 | 237 | 60 | 237 | 60 | 237 | 31 | 237 | 84 | 237 | 32 | 192 | 62 | 192
PEMB-31 | A | 36 | 237 | 60 | 237 | 60 | 237 | 31 | 237 | 84 | 237 | 32 | 192 | 62 | 192
PEMB-41 | A | 36 | 237 | 60 | 237 | 60 | 237 | 31 | 237 | 84 | 237 | 32 | 192 | 62 | 192
PEMB-51 | A | 36 | 237 | 60 | 237 | 60 | 237 | 31 | 237 | 84 | 237 | 32 | 192 | 62 | 192
PETEM1 | A | 20 | 180 | 46 | 180 | 52 | 180 | 24 | 180 | 58 | 180 | 20 | 150 | 50 | 100
RATS-1 | A | 50 | 270 | 90 | 270 | 90 | 270 | 36 | 270 | 50 | 270 | 42 | 105 | 75 | 155
RATS-2 | A | 40 | 270 | 90 | 270 | 100 | 270 | 36 | 270 | 50 | 270 | 40 | 195 | 75 | 195
RATS-3 | A | 40 | 270 | 90 | 270 | 100 | 270 | 36 | 270 | 50 | 270 | 40 | 195 | 75 | 195
RATS-4 | A | 40 | 270 | 95 | 270 | 100 | 270 | 36 | 270 | 50 | 270 | 40 | 195 | 75 | 195
ROCK-1 | A | 36 | 400 | 50 | 400 | 54 | 400 | 60 | 400 | 160 | 400 | 33 | 220 | 53 | 220
ROOS-1 | A | 12 | 140 | 32 | 140 | 32 | 140 | 13 | 140 | 32 | 140 | 13 | 108 | 32 | 108
RUGPS-6 | A | 36 | 243 | 80 | 243 | 80 | 243 | 40 | 243 | 90 | 243 | 40 | 155 | 95 | 105
RUGPS-7 | A | 36 | 243 | 80 | 243 | 80 | 243 | 40 | 243 | 90 | 243 | 40 | 155 | 95 | 105
RYHPS-1 | A | 30 | 305 | 48 | 305 | 66 | 305 | 42 | 305 | 51 | 305 | 30 | 130 | 42 | 68
SCCL-1 | A | 35 | 180 | 70 | 180 | 70 | 180 | 40 | 180 | 95 | 180 | 40 | 100 | 100 | 50
SCCL-2 | A | 35 | 180 | 70 | 180 | 70 | 180 | 40 | 180 | 95 | 180 | 40 | 100 | 100 | 50
SCCL-3 | A | 35 | 180 | 70 | 180 | 70 | 180 | 40 | 180 | 95 | 180 | 40 | 100 | 100 | 50
SEAB-1 | A | 44 | 254 | 125 | 254 | 150 | 254 | 55 | 254 | 150 | 254 | 75 | 164 | 176 | 38
SEAB-2 | A | 31 | 138 | 76 | 138 | 86 | 138 | 32 | 138 | 82 | 138 | 37 | 73 | 90 | 43
SHBA-1 | A | 41 | 255 | 104 | 255 | 115 | 255 | 44 | 255 | 120 | 255 | 39 | 195 | 115 | 40
SHBA-2 | A | 32 | 319 | 70 | 319 | 76 | 319 | 35 | 319 | 93 | 319 | 32 | 270 | 70 | 217
SHOS-1 | A | 18 | 160 | 24 | 160 | 24 | 160 | 30 | 160 | 75 | 160 | 18 | 135 | 24 | 135
SHRSW-1 | A | 16 | 157 | 44 | 157 | 46 | 157 | 17 | 157 | 46 | 157 | 16 | 141 | 43 | 113
SHRSW-2 | A | 16 | 157 | 44 | 157 | 46 | 157 | 17 | 157 | 46 | 157 | 16 | 141 | 43 | 113
SIZB-1 | A | 38 | 283 | 45 | 283 | 45 | 283 | 45 | 283 | 45 | 283 | 40 | 283 | 46 | 283
SIZB-2 | A | 38 | 283 | 45 | 283 | 45 | 283 | 45 | 283 | 45 | 283 | 40 | 283 | 46 | 283
SLOY-1 | A | 0 | 38 | 1 | 38 | 1 | 38 | 1 | 38 | 2 | 38 | 0 | 38 | 1 | 30
SLOY-2 | A | 0 | 38 | 1 | 38 | 1 | 38 | 1 | 38 | 2 | 38 | 0 | 38 | 1 | 30
SLOY-3 | A | 0 | 38 | 1 | 38 | 1 | 38 | 1 | 38 | 2 | 38 | 0 | 38 | 1 | 30
SLOY-4 | A | 0 | 28 | 1 | 28 | 1 | 28 | 1 | 28 | 2 | 28 | 0 | 28 | 1 | 22
SPLN-1 | A | 40 | 380 | 100 | 380 | 110 | 380 | 50 | 380 | 120 | 380 | 30 | 380 | 90 | 300
STAY-1 | A | 35 | 265 | 62 | 265 | 62 | 265 | 35 | 265 | 89 | 265 | 34 | 192 | 63 | 192
STAY-2 | A | 35 | 265 | 62 | 265 | 62 | 265 | 35 | 265 | 89 | 265 | 34 | 192 | 63 | 192
STAY-3 | A | 35 | 265 | 62 | 265 | 62 | 265 | 35 | 265 | 89 | 265 | 34 | 192 | 63 | 192
STAY-4 | A | 35 | 265 | 62 | 265 | 62 | 265 | 35 | 265 | 89 | 265 | 34 | 192 | 63 | 192
SUTB-1 | A | 36 | 380 | 104 | 380 | 148 | 380 | 52 | 380 | 132 | 380 | 47 | 250 | 107 | 250
SVRP-10 | A | 20 | 225 | 50 | 225 | 70 | 225 | 32 | 225 | 80 | 225 | 20 | 172 | 50 | 172
SVRP-20 | A | 20 | 225 | 50 | 225 | 70 | 225 | 32 | 225 | 80 | 225 | 20 | 172 | 50 | 172
TESI-1 | A | 40 | 260 | 100 | 260 | 140 | 260 | 60 | 260 | 140 | 260 | 40 | 200 | 120 | 100
TESI-2 | A | 40 | 260 | 100 | 260 | 140 | 260 | 60 | 260 | 140 | 260 | 40 | 200 | 120 | 100
USKM-13 | A | 6 | 49 | 15 | 49 | 17 | 49 | 8 | 49 | 19 | 49 | 7 | 36 | 8 | 36
USKM-14 | A | 6 | 49 | 15 | 49 | 17 | 49 | 8 | 49 | 19 | 49 | 7 | 36 | 8 | 36
USKM-15 | A | 6 | 49 | 15 | 49 | 17 | 49 | 8 | 49 | 19 | 49 | 7 | 36 | 8 | 36
WBUPS-1 | A | 30 | 113 | 48 | 153 | 48 | 153 | 32 | 113 | 50 | 113 | 40 | 153 | 65 | 113
WBUPS-2 | A | 30 | 133 | 48 | 173 | 48 | 173 | 32 | 133 | 50 | 133 | 40 | 173 | 65 | 133
WBUPS-3 | A | 30 | 133 | 48 | 173 | 48 | 173 | 32 | 133 | 50 | 133 | 40 | 173 | 65 | 133
WBUPS-4 | A | 30 | 113 | 48 | 153 | 48 | 153 | 32 | 113 | 50 | 113 | 40 | 153 | 65 | 113
WBURB-1 | A | 22 | 240 | 48 | 240 | 62 | 240 | 27 | 240 | 69 | 240 | 20 | 200 | 50 | 120
WBURB-2 | A | 25 | 255 | 52 | 255 | 62 | 255 | 26 | 255 | 67 | 255 | 22 | 215 | 52 | 135
WBURB-3 | A | 23 | 255 | 48 | 255 | 62 | 255 | 27 | 255 | 67 | 255 | 20 | 215 | 52 | 135
WHILW-1 | A | 31 | 322 | 84 | 322 | 90 | 322 | 33 | 322 | 90 | 322 | 32 | 255 | 86 | 210
WHILW-2 | A | 19 | 163 | 33 | 163 | 35 | 163 | 20 | 163 | 52 | 163 | 21 | 142 | 43 | 119
WLNYO-2 | A | 19 | 182 | 51 | 182 | 54 | 182 | 20 | 182 | 53 | 182 | 20 | 158 | 51 | 130
WLNYW-1 | A | 19 | 182 | 51 | 182 | 54 | 182 | 20 | 182 | 53 | 182 | 20 | 158 | 51 | 130

## Sep 2016
MW Response Capability by BMU
|  | Primary Response (Max MWhrs) | [5 empty] | Secondary Response (Max Mwhrs) |  |  |  | High Frequency Response (Max MWhrs)
UNIT | Mode | 0.2Hz |  | 0.5Hz |  | 0.8Hz |  | 0.2/0.2Hz |  | 0.5/0.5Hz |  | 0.2Hz |  | 0.5Hz
ABTH7 | A | 40 | 250 | 72 | 250 | 72 | 250 | 48 | 250 | 120 | 250 | 38 | 185 | 55 | 185
ABTH8 | A | 40 | 250 | 72 | 250 | 72 | 250 | 48 | 250 | 120 | 250 | 38 | 185 | 55 | 185
ABTH9 | A | 40 | 250 | 72 | 250 | 72 | 250 | 48 | 250 | 120 | 250 | 38 | 185 | 55 | 185
BAGE-1 | A | 30 | 255 | 70 | 255 | 90 | 255 | 35 | 255 | 90 | 255 | 28 | 220 | 70 | 185
BAGE-2 | A | 3 | 17 | 8 | 17 | 12 | 17 | 4 | 17 | 9 | 17 | 2 | 17 | 5 | 17
BARKB2 | A | 33 | 210 | 82 | 210 | 108 | 210 | 39 | 210 | 97 | 210 | 31 | 120 | 84 | 120
BARK-1 | A | 22 | 140 | 55 | 140 | 72 | 140 | 26 | 140 | 65 | 140 | 21 | 80 | 54 | 80
BLLA-1 | A | 6 | 99 | 13 | 99 | 13 | 99 | 15 | 99 | 39 | 99 | 9 | 83 | 16 | 83
BRDUW-1 | A | 6 | 58 | 17 | 58 | 17 | 58 | 7 | 58 | 17 | 58 | 6 | 36 | 17 | 36
BRGG-1 | A | 16 | 110 | 32 | 110 | 48 | 110 | 16 | 110 | 40 | 110 | 14 | 96 | 34 | 46
BRYP-1 | A | 15 | 82 | 25 | 82 | 31 | 82 | 22 | 82 | 37 | 82 | 10 | 82 | 27 | 47
CDCL-1 | A | 30 | 160 | 40 | 160 | 40 | 160 | 34 | 160 | 40 | 160 | 27 | 120 | 40 | 120
CLAC-1 | A | 3 | 28 | 8 | 28 | 13 | 28 | 3 | 36 | 9 | 36 | 3 | 28 | 8 | 28
CLDCW-1 | A | 14 | 14 | 34 | 113 | 36 | 113 | 13 | 113 | 35 | 113 | 13 | 99 | 34 | 78
CLDNW-1 | A | 13 | 108 | 33 | 108 | 35 | 108 | 13 | 108 | 35 | 108 | 12 | 95 | 33 | 74
CLDSW-1 | A | 16 | 129 | 40 | 129 | 43 | 129 | 16 | 129 | 42 | 129 | 16 | 113 | 41 | 88
CNQPS-1 | A | 22 | 126 | 51 | 126 | 70 | 126 | 28 | 126 | 70 | 126 | 20 | 100 | 45 | 100
CNQPS-2 | A | 22 | 170 | 55 | 170 | 55 | 170 | 28 | 170 | 70 | 170 | 22 | 120 | 55 | 105
CNQPS-3 | A | 22 | 170 | 55 | 170 | 55 | 170 | 28 | 170 | 70 | 170 | 22 | 120 | 55 | 105
CNQPS-4 | A | 22 | 170 | 55 | 170 | 55 | 170 | 28 | 170 | 70 | 170 | 28 | 105 | 55 | 105
COCK-1 | A | 15 | 168 | 42 | 168 | 48 | 168 | 10 | 168 | 25 | 168 | 6 | 138 | 7 | 138
COCK-2 | A | 15 | 168 | 42 | 168 | 48 | 168 | 10 | 168 | 25 | 168 | 6 | 138 | 7 | 138
COCK-3 | A | 15 | 168 | 42 | 168 | 48 | 168 | 10 | 168 | 25 | 168 | 6 | 138 | 7 | 138
COCK-4 | A | 15 | 168 | 42 | 168 | 48 | 168 | 10 | 168 | 25 | 168 | 6 | 138 | 7 | 138
CORB-1 | A | 10 | 130 | 30 | 130 | 50 | 130 | 28 | 130 | 60 | 130 | 15 | 95 | 40 | 60
COSO-1 | A | 20 | 380 | 40 | 380 | 50 | 380 | 60 | 380 | 140 | 380 | 17 | 304 | 40 | 304
COTPS-1 | A | 29 | 277 | 50 | 277 | 62 | 277 | 35 | 60 | 63 | 277 | 30 | 122 | 60 | 122
COTPS-2 | A | 29 | 287 | 50 | 287 | 62 | 287 | 35 | 60 | 63 | 287 | 30 | 122 | 60 | 122
COTPS-3 | A | 29 | 287 | 50 | 287 | 62 | 287 | 35 | 60 | 63 | 287 | 30 | 122 | 60 | 122
COTPS-4 | A | 29 | 277 | 50 | 277 | 62 | 277 | 35 | 60 | 63 | 277 | 30 | 122 | 60 | 122
COWE1 | A | 7 | 30 | 17 | 30 | 17 | 30 | 7 | 30 | 17 | 30 | 7 | 30 | 17 | 30
COWE2 | A | 7 | 30 | 17 | 30 | 17 | 30 | 7 | 30 | 17 | 30 | 7 | 30 | 17 | 30
CRUA-1 | A | 10 | 110 | 25 | 110 | 37 | 110 | 12 | 110 | 30 | 110 | 10 | 84 | 25 | 48
CRUA-2 | A | 10 | 110 | 25 | 110 | 37 | 110 | 12 | 110 | 30 | 110 | 10 | 84 | 25 | 48
CRUA-3 | A | 7 | 30 | 15 | 30 | 21 | 30 | 9 | 30 | 24 | 30 | 5 | 25 | 13 | 15
CRUA-4 | A | 7 | 30 | 15 | 30 | 21 | 30 | 9 | 30 | 24 | 30 | 5 | 25 | 13 | 15
CRYRW-2 | A | 15 | 138 | 38 | 138 | 40 | 138 | 15 | 138 | 40 | 138 | 13 | 109 | 40 | 63
DAMC-1 | A | 64 | 380 | 136 | 380 | 156 | 380 | 80 | 380 | 180 | 380 | 60 | 293 | 190 | 128
DEEP-1 | A | 20 | 180 | 60 | 180 | 86 | 180 | 22 | 180 | 80 | 180 | 24 | 96 | 52 | 96
DERW-1 | A | 13 | 90 | 35 | 90 | 45 | 90 | 16 | 90 | 40 | 90 | 16 | 90 | 32 | 72
DIDCB5 | A | 40 | 330 | 104 | 330 | 125 | 330 | 55 | 330 | 140 | 330 | 40 | 185 | 105 | 185
DIDCB6 | A | 50 | 250 | 105 | 250 | 105 | 250 | 50 | 250 | 130 | 250 | 50 | 153 | 110 | 103
DINO-1 | A | 14 | 138 | 39 | 138 | 58 | 138 | 28 | 138 | 72 | 138 | 14 | 118 | 36 | 88
DINO-2 | A | 14 | 138 | 39 | 138 | 58 | 138 | 28 | 138 | 72 | 138 | 14 | 118 | 36 | 88
DINO-3 | A | 14 | 138 | 39 | 138 | 58 | 138 | 28 | 138 | 72 | 138 | 14 | 118 | 36 | 88
DINO-4 | A | 14 | 138 | 39 | 138 | 58 | 138 | 28 | 138 | 72 | 138 | 14 | 118 | 36 | 88
DINO-5 | A | 14 | 138 | 39 | 138 | 58 | 138 | 28 | 138 | 72 | 138 | 14 | 118 | 36 | 88
DINO-6 | A | 14 | 138 | 39 | 138 | 58 | 138 | 28 | 138 | 72 | 138 | 14 | 118 | 36 | 88
DRAXX-1 | A | 68 | 345 | 100 | 345 | 100 | 345 | 64 | 95 | 110 | 345 | 60 | 225 | 70 | 225
DRAXX-2 | A | 68 | 345 | 100 | 345 | 100 | 345 | 64 | 95 | 110 | 345 | 60 | 225 | 70 | 225
DRAXX-3 | A | 68 | 345 | 100 | 345 | 100 | 345 | 64 | 95 | 110 | 345 | 60 | 225 | 70 | 225
DRAXX-4 | A | 68 | 345 | 100 | 345 | 100 | 345 | 64 | 95 | 110 | 345 | 60 | 225 | 70 | 225
DRAXX-5 | A | 68 | 345 | 100 | 345 | 100 | 345 | 64 | 95 | 110 | 345 | 60 | 225 | 70 | 225
DRAXX-6 | A | 68 | 345 | 100 | 345 | 100 | 345 | 64 | 95 | 110 | 345 | 60 | 225 | 70 | 225
EECL-1 | A | 20 | 178 | 25 | 178 | 25 | 178 | 32 | 178 | 81 | 178 | 20 | 143 | 25 | 143
EGGPS-1 | A | 45 | 205 | 83 | 205 | 83 | 205 | 49 | 205 | 110 | 205 | 33 | 95 | 60 | 95
EGGPS-2 | A | 45 | 205 | 83 | 205 | 83 | 205 | 49 | 205 | 110 | 205 | 33 | 95 | 60 | 95
EGGPS-3 | A | 45 | 205 | 83 | 205 | 83 | 205 | 49 | 205 | 110 | 205 | 33 | 95 | 60 | 95
EGGPS-4 | A | 45 | 205 | 83 | 205 | 83 | 205 | 49 | 205 | 110 | 205 | 33 | 95 | 60 | 95
ERRO-1 | A | 1 | 21 | 1 | 21 | 1 | 21 | 2 | 21 | 5 | 21 | 1 | 17 | 1 | 17
ERRO-2 | A | 1 | 21 | 1 | 21 | 1 | 21 | 2 | 21 | 5 | 21 | 1 | 17 | 1 | 17
ERRO-3 | A | 1 | 21 | 1 | 21 | 1 | 21 | 2 | 21 | 5 | 21 | 1 | 17 | 1 | 17
FAARW-1 | A | 2 | 37 | 4 | 37 | 4 | 37 | 4 | 37 | 12 | 37 | 2 | 33 | 4 | 33
FAARW-2 | A | 2 | 37 | 4 | 37 | 4 | 37 | 4 | 37 | 12 | 37 | 2 | 33 | 4 | 33
FALGW-1 | A | 11 | 108 | 28 | 108 | 41 | 108 | 13 | 108 | 35 | 108 | 10 | 86 | 22 | 64
FASN-1 | A | 0 | 15 | 1 | 15 | 1 | 15 | 1 | 15 | 2 | 15 | 0 | 15 | 1 | 12
FASN2 | A | 0 | 15 | 1 | 15 | 1 | 15 | 1 | 15 | 2 | 15 | 0 | 15 | 1 | 12
FASN3 | A | 0 | 15 | 1 | 15 | 1 | 15 | 1 | 15 | 2 | 15 | 0 | 15 | 1 | 12
FAWN-1 | A | 10 | 52 | 25 | 52 | 40 | 52 | 13 | 52 | 32 | 52 | 11 | 37 | 27 | 27
FELL-1 | A | 9 | 63 | 21 | 63 | 22 | 63 | 10 | 63 | 24 | 63 | 9 | 63 | 22 | 63
FERR-1 | A | 25 | 150 | 45 | 250 | 56 | 250 | 40 | 250 | 60 | 250 | 34 | 80 | 59 | 150
FERR-2 | A | 25 | 150 | 45 | 250 | 56 | 250 | 40 | 250 | 60 | 250 | 34 | 80 | 59 | 150
FERR-3 | A | 25 | 150 | 45 | 250 | 56 | 250 | 40 | 250 | 60 | 250 | 34 | 80 | 59 | 150
FERR-4 | A | 25 | 150 | 45 | 250 | 56 | 250 | 40 | 250 | 60 | 250 | 34 | 80 | 59 | 150
FFES-1 | A | 10 | 35 | 27 | 35 | 30 | 35 | 9 | 35 | 22 | 35 | 4 | 27 | 6 | 27
FFES-2 | A | 10 | 35 | 27 | 35 | 30 | 35 | 9 | 35 | 22 | 35 | 4 | 27 | 6 | 27
FFES-3 | A | 10 | 35 | 27 | 35 | 30 | 35 | 9 | 35 | 22 | 35 | 4 | 27 | 6 | 27
FFES-4 | A | 10 | 35 | 27 | 35 | 30 | 35 | 9 | 35 | 22 | 35 | 4 | 27 | 6 | 27
FIDL-1 | A | 13 | 205 | 20 | 205 | 23 | 205 | 35 | 100 | 40 | 147 | 30 | 147 | 50 | 147
FIDL-2 | A | 13 | 205 | 20 | 205 | 23 | 205 | 35 | 100 | 40 | 147 | 30 | 147 | 50 | 147
FIDL-3 | A | 13 | 205 | 20 | 205 | 23 | 205 | 35 | 100 | 40 | 147 | 30 | 147 | 50 | 147
FIDL-4 | A | 13 | 205 | 20 | 205 | 23 | 205 | 35 | 100 | 40 | 147 | 30 | 147 | 50 | 147
FIFE-1 | A | 6 | 63 | 12 | 63 | 12 | 63 | 11 | 63 | 24 | 63 | 6 | 53 | 8 | 53
FINL-1 | A | 0 | 14 | 1 | 14 | 1 | 14 | 1 | 14 | 2 | 14 | 0 | 14 | 1 | 11
FOYE-1 | A | 6 | 60 | 13 | 60 | 16 | 60 | 11 | 60 | 27 | 60 | 5 | 30 | 11 | 30
FOYE-2 | A | 6 | 60 | 13 | 60 | 16 | 60 | 11 | 60 | 27 | 60 | 5 | 30 | 11 | 30
GLNDO-1 | A | 6 | 80 | 12 | 45 | 17 | 45 | 12 | 45 | 25 | 45 | 8 | 65 | 18 | 45
GNFSW-1 | A | 11 | 100 | 30 | 100 | 30 | 100 | 12 | 100 | 31 | 100 | 12 | 70 | 30 | 70
GNFSW-2 | A | 7 | 64 | 18 | 64 | 18 | 64 | 8 | 64 | 18 | 64 | 6 | 49 | 15 | 49
GORDW-1 | A | 6 | 62 | 16 | 56 | 26 | 45 | 7 | 62 | 18 | 62 | 6 | 56 | 16 | 45
GRAI-6 | A | 24 | 320 | 58 | 320 | 58 | 320 | 35 | 320 | 88 | 320 | 28 | 270 | 60 | 230
GRAI-7 | A | 30 | 232 | 60 | 232 | 60 | 232 | 32 | 232 | 84 | 232 | 32 | 175 | 65 | 135
GRAI-8 | A | 26 | 232 | 58 | 232 | 58 | 232 | 32 | 232 | 84 | 232 | 32 | 175 | 65 | 135
GRIFW-1 | A | 8 | 94 | 22 | 94 | 23 | 94 | 8 | 94 | 22 | 94 | 8 | 85 | 22 | 72
GRIFW-2 | A | 8 | 94 | 22 | 94 | 23 | 94 | 8 | 94 | 22 | 94 | 8 | 85 | 22 | 72
GRMO-1 | A | 8 | 43 | 8 | 43 | 8 | 43 | 8 | 43 | 8 | 43 | 8 | 23 | 8 | 23
GYAR-1 | A | 17 | 176 | 42 | 176 | 66 | 176 | 24 | 176 | 60 | 176 | 17 | 176 | 42 | 176
HADHW-1 | A | 7 | 96 | 14 | 96 | 22 | 96 | 13 | 96 | 34 | 96 | 8 | 65 | 17 | 65
HUMR-1 | A | 60 | 533 | 150 | 533 | 200 | 533 | 80 | 533 | 200 | 533 | 62 | 419 | 155 | 251
INDQ-1 | A | 12 | 102 | 31 | 102 | 43 | 102 | 13 | 102 | 34 | 102 | 12 | 72 | 30 | 72
IRNPS-1 | A | 35 | 125 | 45 | 125 | 48 | 285 | 42 | 285 | 68 | 125 | 28 | 125 | 42 | 185
IRNPS-2 | A | 35 | 125 | 45 | 125 | 48 | 285 | 42 | 285 | 68 | 125 | 28 | 125 | 42 | 185
KEAD-1 | A | 29 | 315 | 67 | 315 | 102 | 315 | 48 | 315 | 110 | 315 | 30 | 275 | 75 | 155
KILBW-1 | A | 3 | 56 | 8 | 56 | 13 | 56 | 5 | 56 | 14 | 56 | 4 | 53 | 9 | 47
KILLPG-1 | A | 8 | 225 | 10 | 225 | 10 | 225 | 10 | 225 | 12 | 225 | 4 | 150 | 15 | 150
KILLPG-2 | A | 18 | 225 | 25 | 225 | 25 | 225 | 37 | 225 | 37 | 225 | 22 | 195 | 30 | 195
KILNS-1 | A | 30 | 290 | 72 | 290 | 84 | 290 | 42 | 290 | 114 | 290 | 18 | 104 | 45 | 104
KLYN-A-1 | A | 24 | 126 | 50 | 126 | 50 | 126 | 34 | 126 | 70 | 126 | 22 | 81 | 34 | 81
LAGA-1 | A | 55 | 500 | 123 | 500 | 140 | 500 | 52 | 500 | 130 | 500 | 53 | 475 | 130 | 475
LARYO-1 | A | 16 | 155 | 40 | 155 | 45 | 155 | 18 | 155 | 45 | 155 | 14 | 120 | 35 | 120
LARYO-2 | A | 16 | 158 | 40 | 158 | 45 | 158 | 18 | 158 | 45 | 158 | 14 | 120 | 35 | 120
LARYO-3 | A | 16 | 158 | 40 | 158 | 45 | 158 | 18 | 158 | 45 | 158 | 14 | 120 | 35 | 120
LARYO-4 | A | 16 | 158 | 40 | 158 | 45 | 158 | 18 | 158 | 45 | 158 | 14 | 120 | 35 | 120
LBAR-1G | A | 1 | 16 | 4 | 16 | 6 | 16 | 2 | 16 | 4 | 16 | 1 | 9 | 4 | 9
LBAR-1 | A | 39 | 360 | 88 | 360 | 88 | 360 | 55 | 360 | 145 | 360 | 41 | 270 | 90 | 270
LITTD1 | A | 57 | 485 | 110 | 485 | 110 | 485 | 66 | 485 | 80 | 485 | 60 | 335 | 150 | 335
LITTD2 | A | 57 | 485 | 110 | 485 | 110 | 485 | 66 | 485 | 80 | 485 | 60 | 335 | 150 | 335
LITTD3 | A | 57 | 485 | 110 | 485 | 110 | 485 | 66 | 485 | 80 | 485 | 60 | 335 | 150 | 335
LNCSO-1 | A | 12 | 130 | 30 | 130 | 32 | 130 | 12 | 130 | 32 | 130 | 10 | 100 | 26 | 100
LNCSO-2 | A | 13 | 140 | 34 | 140 | 36 | 140 | 14 | 140 | 36 | 140 | 12 | 125 | 32 | 125
LOAN-1 | A | 25 | 326 | 51 | 326 | 55 | 326 | 19 | 326 | 50 | 326 | 12 | 276 | 28 | 276
LOAN-2 | A | 25 | 326 | 51 | 326 | 55 | 326 | 19 | 326 | 50 | 326 | 12 | 276 | 28 | 276
LOAN-3 | A | 25 | 326 | 51 | 326 | 55 | 326 | 19 | 326 | 50 | 326 | 12 | 276 | 28 | 276
MEDP-1 | A | 30 | 380 | 76 | 330 | 76 | 330 | 48 | 380 | 105 | 380 | 31 | 330 | 79 | 290
MILWW-1 | A | 6 | 32 | 8 | 54 | 13 | 54 | 5 | 54 | 14 | 54 | 3 | 43 | 8 | 43
MRWD-1 | A | 43 | 448 | 100 | 448 | 112 | 448 | 67 | 448 | 160 | 448 | 36 | 328 | 93 | 328
NANT-1 | A | 0 | 15 | 0 | 15 | 0 | 15 | 0 | 15 | 1 | 15 | 0 | 15 | 0 | 15
PEHE-1 | A | 47 | 435 | 100 | 435 | 100 | 435 | 67 | 435 | 105 | 435 | 64 | 245 | 100 | 245
PEHE-2 | A | 16 | 490 | 40 | 265 | 42 | 490 | 0 | 0 | 0 | 0 | 0 | 490 | 0 | 490
PEMB-11 | A | 36 | 237 | 60 | 237 | 60 | 237 | 31 | 237 | 84 | 237 | 32 | 192 | 62 | 192
PEMB-21 | A | 36 | 237 | 60 | 237 | 60 | 237 | 31 | 237 | 84 | 237 | 32 | 192 | 62 | 192
PEMB-31 | A | 36 | 237 | 60 | 237 | 60 | 237 | 31 | 237 | 84 | 237 | 32 | 192 | 62 | 192
PEMB-41 | A | 36 | 237 | 60 | 237 | 60 | 237 | 31 | 237 | 84 | 237 | 32 | 192 | 62 | 192
PEMB-51 | A | 36 | 237 | 60 | 237 | 60 | 237 | 31 | 237 | 84 | 237 | 32 | 192 | 62 | 192
PETEM1 | A | 20 | 180 | 46 | 180 | 52 | 180 | 24 | 180 | 58 | 180 | 20 | 150 | 50 | 100
RATS-1 | A | 50 | 270 | 90 | 270 | 90 | 270 | 36 | 270 | 50 | 270 | 42 | 105 | 75 | 155
RATS-2 | A | 40 | 270 | 90 | 270 | 100 | 270 | 36 | 270 | 50 | 270 | 40 | 195 | 75 | 195
RATS-3 | A | 40 | 270 | 90 | 270 | 100 | 270 | 36 | 270 | 50 | 270 | 40 | 195 | 75 | 195
RATS-4 | A | 40 | 270 | 95 | 270 | 100 | 270 | 36 | 270 | 50 | 270 | 40 | 195 | 75 | 195
ROCK-1 | A | 36 | 400 | 50 | 400 | 54 | 400 | 60 | 400 | 160 | 400 | 33 | 220 | 53 | 220
ROOS-1 | A | 12 | 140 | 32 | 140 | 32 | 140 | 13 | 140 | 32 | 140 | 13 | 108 | 32 | 108
RUGPS-6 | A | 36 | 243 | 80 | 243 | 80 | 243 | 40 | 243 | 90 | 243 | 40 | 155 | 95 | 105
RUGPS-7 | A | 36 | 243 | 80 | 243 | 80 | 243 | 40 | 243 | 90 | 243 | 40 | 155 | 95 | 105
RYHPS-1 | A | 30 | 305 | 48 | 305 | 66 | 305 | 42 | 305 | 51 | 305 | 30 | 130 | 42 | 68
SCCL-1 | A | 35 | 180 | 70 | 180 | 70 | 180 | 40 | 180 | 95 | 180 | 40 | 100 | 100 | 50
SCCL-2 | A | 35 | 180 | 70 | 180 | 70 | 180 | 40 | 180 | 95 | 180 | 40 | 100 | 100 | 50
SCCL-3 | A | 35 | 180 | 70 | 180 | 70 | 180 | 40 | 180 | 95 | 180 | 40 | 100 | 100 | 50
SEAB-1 | A | 44 | 254 | 125 | 254 | 150 | 254 | 55 | 254 | 150 | 254 | 75 | 164 | 176 | 38
SEAB-2 | A | 31 | 138 | 76 | 138 | 86 | 138 | 32 | 138 | 82 | 138 | 37 | 73 | 90 | 43
SHBA-1 | A | 41 | 255 | 104 | 255 | 115 | 255 | 44 | 255 | 120 | 255 | 39 | 195 | 115 | 40
SHBA-2 | A | 32 | 319 | 70 | 319 | 76 | 319 | 35 | 319 | 93 | 319 | 32 | 270 | 70 | 217
SHOS-1 | A | 18 | 160 | 24 | 160 | 24 | 160 | 30 | 160 | 75 | 160 | 18 | 135 | 24 | 135
SHRSW-1 | A | 16 | 157 | 44 | 157 | 46 | 157 | 17 | 157 | 46 | 157 | 16 | 141 | 43 | 113
SHRSW-2 | A | 16 | 157 | 44 | 157 | 46 | 157 | 17 | 157 | 46 | 157 | 16 | 141 | 43 | 113
SIZB-1 | A | 38 | 283 | 45 | 283 | 45 | 283 | 45 | 283 | 45 | 283 | 40 | 283 | 46 | 283
SIZB-2 | A | 38 | 283 | 45 | 283 | 45 | 283 | 45 | 283 | 45 | 283 | 40 | 283 | 46 | 283
SLOY-1 | A | 0 | 38 | 1 | 38 | 1 | 38 | 1 | 38 | 2 | 38 | 0 | 38 | 1 | 30
SLOY-2 | A | 0 | 38 | 1 | 38 | 1 | 38 | 1 | 38 | 2 | 38 | 0 | 38 | 1 | 30
SLOY-3 | A | 0 | 38 | 1 | 38 | 1 | 38 | 1 | 38 | 2 | 38 | 0 | 38 | 1 | 30
SLOY-4 | A | 0 | 28 | 1 | 28 | 1 | 28 | 1 | 28 | 2 | 28 | 0 | 28 | 1 | 22
SPLN-1 | A | 40 | 380 | 100 | 380 | 110 | 380 | 50 | 380 | 120 | 380 | 30 | 380 | 90 | 300
STAY-1 | A | 35 | 265 | 62 | 265 | 62 | 265 | 35 | 265 | 89 | 265 | 34 | 192 | 63 | 192
STAY-2 | A | 35 | 265 | 62 | 265 | 62 | 265 | 35 | 265 | 89 | 265 | 34 | 192 | 63 | 192
STAY-3 | A | 35 | 265 | 62 | 265 | 62 | 265 | 35 | 265 | 89 | 265 | 34 | 192 | 63 | 192
STAY-4 | A | 35 | 265 | 62 | 265 | 62 | 265 | 35 | 265 | 89 | 265 | 34 | 192 | 63 | 192
SUTB-1 | A | 36 | 380 | 104 | 380 | 148 | 380 | 52 | 380 | 132 | 380 | 47 | 250 | 107 | 250
SVRP-10 | A | 20 | 225 | 50 | 225 | 70 | 225 | 32 | 225 | 80 | 225 | 20 | 172 | 50 | 172
SVRP-20 | A | 20 | 225 | 50 | 225 | 70 | 225 | 32 | 225 | 80 | 225 | 20 | 172 | 50 | 172
TESI-1 | A | 40 | 260 | 100 | 260 | 140 | 260 | 60 | 260 | 140 | 260 | 40 | 200 | 120 | 100
TESI-2 | A | 40 | 260 | 100 | 260 | 140 | 260 | 60 | 260 | 140 | 260 | 40 | 200 | 120 | 100
USKM-13 | A | 6 | 49 | 15 | 49 | 17 | 49 | 8 | 49 | 19 | 49 | 7 | 36 | 8 | 36
USKM-14 | A | 6 | 49 | 15 | 49 | 17 | 49 | 8 | 49 | 19 | 49 | 7 | 36 | 8 | 36
USKM-15 | A | 6 | 49 | 15 | 49 | 17 | 49 | 8 | 49 | 19 | 49 | 7 | 36 | 8 | 36
WBUPS-1 | A | 30 | 113 | 48 | 153 | 48 | 153 | 32 | 113 | 50 | 113 | 40 | 153 | 65 | 113
WBUPS-2 | A | 30 | 133 | 48 | 173 | 48 | 173 | 32 | 133 | 50 | 133 | 40 | 173 | 65 | 133
WBUPS-3 | A | 30 | 133 | 48 | 173 | 48 | 173 | 32 | 133 | 50 | 133 | 40 | 173 | 65 | 133
WBUPS-4 | A | 30 | 113 | 48 | 153 | 48 | 153 | 32 | 113 | 50 | 113 | 40 | 153 | 65 | 113
WBURB-1 | A | 22 | 240 | 48 | 240 | 62 | 240 | 27 | 240 | 69 | 240 | 20 | 200 | 50 | 120
WBURB-2 | A | 25 | 255 | 52 | 255 | 62 | 255 | 26 | 255 | 67 | 255 | 22 | 215 | 52 | 135
WBURB-3 | A | 23 | 255 | 48 | 255 | 62 | 255 | 27 | 255 | 67 | 255 | 20 | 215 | 52 | 135
WHILW-1 | A | 31 | 322 | 84 | 322 | 90 | 322 | 33 | 322 | 90 | 322 | 32 | 255 | 86 | 210
WHILW-2 | A | 19 | 163 | 33 | 163 | 35 | 163 | 20 | 163 | 52 | 163 | 21 | 142 | 43 | 119
WLNYO-2 | A | 19 | 182 | 51 | 182 | 54 | 182 | 20 | 182 | 53 | 182 | 20 | 158 | 51 | 130
WLNYW-1 | A | 19 | 182 | 51 | 182 | 54 | 182 | 20 | 182 | 53 | 182 | 20 | 158 | 51 | 130

## Aug 2016
MW Response Capability by BMU
|  | Primary Response (Max MWhrs) | [5 empty] | Secondary Response (Max Mwhrs) |  |  |  | High Frequency Response (Max MWhrs)
UNIT | Mode | 0.2Hz |  | 0.5Hz |  | 0.8Hz |  | 0.2/0.2Hz |  | 0.5/0.5Hz |  | 0.2Hz |  | 0.5Hz
ABTH7 | A | 40 | 250 | 72 | 250 | 72 | 250 | 48 | 250 | 120 | 250 | 38 | 185 | 55 | 185
ABTH8 | A | 40 | 250 | 72 | 250 | 72 | 250 | 48 | 250 | 120 | 250 | 38 | 185 | 55 | 185
ABTH9 | A | 40 | 250 | 72 | 250 | 72 | 250 | 48 | 250 | 120 | 250 | 38 | 185 | 55 | 185
BAGE-1 | A | 30 | 255 | 70 | 255 | 90 | 255 | 35 | 255 | 90 | 255 | 28 | 220 | 70 | 185
BAGE-2 | A | 3 | 17 | 8 | 17 | 12 | 17 | 4 | 17 | 9 | 17 | 2 | 17 | 5 | 17
BARKB2 | A | 33 | 210 | 82 | 210 | 108 | 210 | 39 | 210 | 97 | 210 | 31 | 120 | 84 | 120
BARK-1 | A | 22 | 140 | 55 | 140 | 72 | 140 | 26 | 140 | 65 | 140 | 21 | 80 | 54 | 80
BLLA-1 | A | 6 | 99 | 13 | 99 | 13 | 99 | 15 | 99 | 39 | 99 | 9 | 83 | 16 | 83
BRDUW-1 | A | 6 | 58 | 17 | 58 | 17 | 58 | 7 | 58 | 17 | 58 | 6 | 36 | 17 | 36
BRGG-1 | A | 16 | 110 | 32 | 110 | 48 | 110 | 16 | 110 | 40 | 110 | 14 | 96 | 34 | 46
BRYP-1 | A | 15 | 82 | 25 | 82 | 31 | 82 | 22 | 82 | 37 | 82 | 10 | 82 | 27 | 47
CDCL-1 | A | 30 | 160 | 40 | 160 | 40 | 160 | 34 | 160 | 40 | 160 | 27 | 120 | 40 | 120
CLAC-1 | A | 3 | 28 | 8 | 28 | 13 | 28 | 3 | 36 | 9 | 36 | 3 | 28 | 8 | 28
CLDCW-1 | A | 14 | 14 | 34 | 113 | 36 | 113 | 13 | 113 | 35 | 113 | 13 | 99 | 34 | 78
CLDNW-1 | A | 13 | 108 | 33 | 108 | 35 | 108 | 13 | 108 | 35 | 108 | 12 | 95 | 33 | 74
CLDSW-1 | A | 16 | 129 | 40 | 129 | 43 | 129 | 16 | 129 | 42 | 129 | 16 | 113 | 41 | 88
CNQPS-1 | A | 22 | 126 | 51 | 126 | 70 | 126 | 28 | 126 | 70 | 126 | 20 | 100 | 45 | 100
CNQPS-2 | A | 22 | 170 | 55 | 170 | 55 | 170 | 28 | 170 | 70 | 170 | 22 | 120 | 55 | 105
CNQPS-3 | A | 22 | 170 | 55 | 170 | 55 | 170 | 28 | 170 | 70 | 170 | 22 | 120 | 55 | 105
CNQPS-4 | A | 22 | 170 | 55 | 170 | 55 | 170 | 28 | 170 | 70 | 170 | 28 | 105 | 55 | 105
COCK-1 | A | 15 | 168 | 42 | 168 | 48 | 168 | 10 | 168 | 25 | 168 | 6 | 138 | 7 | 138
COCK-2 | A | 15 | 168 | 42 | 168 | 48 | 168 | 10 | 168 | 25 | 168 | 6 | 138 | 7 | 138
COCK-3 | A | 15 | 168 | 42 | 168 | 48 | 168 | 10 | 168 | 25 | 168 | 6 | 138 | 7 | 138
COCK-4 | A | 15 | 168 | 42 | 168 | 48 | 168 | 10 | 168 | 25 | 168 | 6 | 138 | 7 | 138
CORB-1 | A | 10 | 130 | 30 | 130 | 50 | 130 | 28 | 130 | 60 | 130 | 15 | 95 | 40 | 60
COSO-1 | A | 20 | 380 | 40 | 380 | 50 | 380 | 60 | 380 | 140 | 380 | 17 | 304 | 40 | 304
COTPS-1 | A | 29 | 277 | 50 | 277 | 62 | 277 | 35 | 60 | 63 | 277 | 30 | 122 | 60 | 122
COTPS-2 | A | 29 | 287 | 50 | 287 | 62 | 287 | 35 | 60 | 63 | 287 | 30 | 122 | 60 | 122
COTPS-3 | A | 29 | 287 | 50 | 287 | 62 | 287 | 35 | 60 | 63 | 287 | 30 | 122 | 60 | 122
COTPS-4 | A | 29 | 277 | 50 | 277 | 62 | 277 | 35 | 60 | 63 | 277 | 30 | 122 | 60 | 122
COWE1 | A | 7 | 30 | 17 | 30 | 17 | 30 | 7 | 30 | 17 | 30 | 7 | 30 | 17 | 30
COWE2 | A | 7 | 30 | 17 | 30 | 17 | 30 | 7 | 30 | 17 | 30 | 7 | 30 | 17 | 30
CRUA-1 | A | 10 | 110 | 25 | 110 | 37 | 110 | 12 | 110 | 30 | 110 | 10 | 84 | 25 | 48
CRUA-2 | A | 10 | 110 | 25 | 110 | 37 | 110 | 12 | 110 | 30 | 110 | 10 | 84 | 25 | 48
CRUA-3 | A | 7 | 30 | 15 | 30 | 21 | 30 | 9 | 30 | 24 | 30 | 5 | 25 | 13 | 15
CRUA-4 | A | 7 | 30 | 15 | 30 | 21 | 30 | 9 | 30 | 24 | 30 | 5 | 25 | 13 | 15
CRYRW-2 | A | 15 | 138 | 38 | 138 | 40 | 138 | 15 | 138 | 40 | 138 | 13 | 109 | 40 | 63
DAMC-1 | A | 64 | 380 | 136 | 380 | 156 | 380 | 80 | 380 | 180 | 380 | 60 | 293 | 190 | 128
DEEP-1 | A | 20 | 180 | 60 | 180 | 86 | 180 | 22 | 180 | 80 | 180 | 24 | 96 | 52 | 96
DERW-1 | A | 13 | 90 | 35 | 90 | 45 | 90 | 16 | 90 | 40 | 90 | 16 | 90 | 32 | 72
DIDCB5 | A | 40 | 330 | 104 | 330 | 125 | 330 | 55 | 330 | 140 | 330 | 40 | 185 | 105 | 185
DIDCB6 | A | 50 | 250 | 105 | 250 | 105 | 250 | 50 | 250 | 130 | 250 | 50 | 153 | 110 | 103
DINO-1 | A | 14 | 138 | 39 | 138 | 58 | 138 | 28 | 138 | 72 | 138 | 14 | 118 | 36 | 88
DINO-2 | A | 14 | 138 | 39 | 138 | 58 | 138 | 28 | 138 | 72 | 138 | 14 | 118 | 36 | 88
DINO-3 | A | 14 | 138 | 39 | 138 | 58 | 138 | 28 | 138 | 72 | 138 | 14 | 118 | 36 | 88
DINO-4 | A | 14 | 138 | 39 | 138 | 58 | 138 | 28 | 138 | 72 | 138 | 14 | 118 | 36 | 88
DINO-5 | A | 14 | 138 | 39 | 138 | 58 | 138 | 28 | 138 | 72 | 138 | 14 | 118 | 36 | 88
DINO-6 | A | 14 | 138 | 39 | 138 | 58 | 138 | 28 | 138 | 72 | 138 | 14 | 118 | 36 | 88
DRAXX-1 | A | 68 | 345 | 100 | 345 | 100 | 345 | 64 | 95 | 110 | 345 | 60 | 225 | 70 | 225
DRAXX-2 | A | 68 | 345 | 100 | 345 | 100 | 345 | 64 | 95 | 110 | 345 | 60 | 225 | 70 | 225
DRAXX-3 | A | 68 | 345 | 100 | 345 | 100 | 345 | 64 | 95 | 110 | 345 | 60 | 225 | 70 | 225
DRAXX-4 | A | 68 | 345 | 100 | 345 | 100 | 345 | 64 | 95 | 110 | 345 | 60 | 225 | 70 | 225
DRAXX-5 | A | 68 | 345 | 100 | 345 | 100 | 345 | 64 | 95 | 110 | 345 | 60 | 225 | 70 | 225
DRAXX-6 | A | 68 | 345 | 100 | 345 | 100 | 345 | 64 | 95 | 110 | 345 | 60 | 225 | 70 | 225
EECL-1 | A | 20 | 178 | 25 | 178 | 25 | 178 | 32 | 178 | 81 | 178 | 20 | 143 | 25 | 143
EGGPS-1 | A | 45 | 205 | 83 | 205 | 83 | 205 | 49 | 205 | 110 | 205 | 33 | 95 | 60 | 95
EGGPS-2 | A | 45 | 205 | 83 | 205 | 83 | 205 | 49 | 205 | 110 | 205 | 33 | 95 | 60 | 95
EGGPS-3 | A | 45 | 205 | 83 | 205 | 83 | 205 | 49 | 205 | 110 | 205 | 33 | 95 | 60 | 95
EGGPS-4 | A | 45 | 205 | 83 | 205 | 83 | 205 | 49 | 205 | 110 | 205 | 33 | 95 | 60 | 95
ERRO-1 | A | 1 | 21 | 1 | 21 | 1 | 21 | 2 | 21 | 5 | 21 | 1 | 17 | 1 | 17
ERRO-2 | A | 1 | 21 | 1 | 21 | 1 | 21 | 2 | 21 | 5 | 21 | 1 | 17 | 1 | 17
ERRO-3 | A | 1 | 21 | 1 | 21 | 1 | 21 | 2 | 21 | 5 | 21 | 1 | 17 | 1 | 17
FAARW-1 | A | 2 | 37 | 4 | 37 | 4 | 37 | 4 | 37 | 12 | 37 | 2 | 33 | 4 | 33
FAARW-2 | A | 2 | 37 | 4 | 37 | 4 | 37 | 4 | 37 | 12 | 37 | 2 | 33 | 4 | 33
FALGW-1 | A | 11 | 108 | 28 | 108 | 41 | 108 | 13 | 108 | 35 | 108 | 10 | 86 | 22 | 64
FASN-1 | A | 0 | 15 | 1 | 15 | 1 | 15 | 1 | 15 | 2 | 15 | 0 | 15 | 1 | 12
FASN2 | A | 0 | 15 | 1 | 15 | 1 | 15 | 1 | 15 | 2 | 15 | 0 | 15 | 1 | 12
FASN3 | A | 0 | 15 | 1 | 15 | 1 | 15 | 1 | 15 | 2 | 15 | 0 | 15 | 1 | 12
FAWN-1 | A | 10 | 52 | 25 | 52 | 40 | 52 | 13 | 52 | 32 | 52 | 11 | 37 | 27 | 27
FELL-1 | A | 9 | 63 | 21 | 63 | 22 | 63 | 10 | 63 | 24 | 63 | 9 | 63 | 22 | 63
FERR-1 | A | 25 | 150 | 45 | 250 | 56 | 250 | 40 | 250 | 60 | 250 | 34 | 80 | 59 | 150
FERR-2 | A | 25 | 150 | 45 | 250 | 56 | 250 | 40 | 250 | 60 | 250 | 34 | 80 | 59 | 150
FERR-3 | A | 25 | 150 | 45 | 250 | 56 | 250 | 40 | 250 | 60 | 250 | 34 | 80 | 59 | 150
FERR-4 | A | 25 | 150 | 45 | 250 | 56 | 250 | 40 | 250 | 60 | 250 | 34 | 80 | 59 | 150
FFES-1 | A | 10 | 35 | 27 | 35 | 30 | 35 | 9 | 35 | 22 | 35 | 4 | 27 | 6 | 27
FFES-2 | A | 10 | 35 | 27 | 35 | 30 | 35 | 9 | 35 | 22 | 35 | 4 | 27 | 6 | 27
FFES-3 | A | 10 | 35 | 27 | 35 | 30 | 35 | 9 | 35 | 22 | 35 | 4 | 27 | 6 | 27
FFES-4 | A | 10 | 35 | 27 | 35 | 30 | 35 | 9 | 35 | 22 | 35 | 4 | 27 | 6 | 27
FIDL-1 | A | 13 | 205 | 20 | 205 | 23 | 205 | 35 | 100 | 40 | 147 | 30 | 147 | 50 | 147
FIDL-2 | A | 13 | 205 | 20 | 205 | 23 | 205 | 35 | 100 | 40 | 147 | 30 | 147 | 50 | 147
FIDL-3 | A | 13 | 205 | 20 | 205 | 23 | 205 | 35 | 100 | 40 | 147 | 30 | 147 | 50 | 147
FIDL-4 | A | 13 | 205 | 20 | 205 | 23 | 205 | 35 | 100 | 40 | 147 | 30 | 147 | 50 | 147
FIFE-1 | A | 6 | 63 | 12 | 63 | 12 | 63 | 11 | 63 | 24 | 63 | 6 | 53 | 8 | 53
FINL-1 | A | 0 | 14 | 1 | 14 | 1 | 14 | 1 | 14 | 2 | 14 | 0 | 14 | 1 | 11
FOYE-1 | A | 6 | 60 | 13 | 60 | 16 | 60 | 11 | 60 | 27 | 60 | 5 | 30 | 11 | 30
FOYE-2 | A | 6 | 60 | 13 | 60 | 16 | 60 | 11 | 60 | 27 | 60 | 5 | 30 | 11 | 30
GLNDO-1 | A | 6 | 80 | 12 | 45 | 17 | 45 | 12 | 45 | 25 | 45 | 8 | 65 | 18 | 45
GNFSW-1 | A | 11 | 100 | 30 | 100 | 30 | 100 | 12 | 100 | 31 | 100 | 12 | 70 | 30 | 70
GNFSW-2 | A | 7 | 64 | 18 | 64 | 18 | 64 | 8 | 64 | 18 | 64 | 6 | 49 | 15 | 49
GORDW-1 | A | 6 | 62 | 16 | 56 | 26 | 45 | 7 | 62 | 18 | 62 | 6 | 56 | 16 | 45
GRAI-6 | A | 24 | 320 | 58 | 320 | 58 | 320 | 35 | 320 | 88 | 320 | 28 | 270 | 60 | 230
GRAI-7 | A | 30 | 232 | 60 | 232 | 60 | 232 | 32 | 232 | 84 | 232 | 32 | 175 | 65 | 135
GRAI-8 | A | 26 | 232 | 58 | 232 | 58 | 232 | 32 | 232 | 84 | 232 | 32 | 175 | 65 | 135
GRIFW-1 | A | 8 | 94 | 22 | 94 | 23 | 94 | 8 | 94 | 22 | 94 | 8 | 85 | 22 | 72
GRIFW-2 | A | 8 | 94 | 22 | 94 | 23 | 94 | 8 | 94 | 22 | 94 | 8 | 85 | 22 | 72
GRMO-1 | A | 8 | 43 | 8 | 43 | 8 | 43 | 8 | 43 | 8 | 43 | 8 | 23 | 8 | 23
GYAR-1 | A | 17 | 176 | 42 | 176 | 66 | 176 | 24 | 176 | 60 | 176 | 17 | 176 | 42 | 176
HADHW-1 | A | 7 | 96 | 14 | 96 | 22 | 96 | 13 | 96 | 34 | 96 | 8 | 65 | 17 | 65
HUMR-1 | A | 60 | 533 | 150 | 533 | 200 | 533 | 80 | 533 | 200 | 533 | 62 | 419 | 155 | 251
INDQ-1 | A | 12 | 102 | 31 | 102 | 43 | 102 | 13 | 102 | 34 | 102 | 12 | 72 | 30 | 72
IRNPS-1 | A | 35 | 125 | 45 | 125 | 48 | 285 | 42 | 285 | 68 | 125 | 28 | 125 | 42 | 185
IRNPS-2 | A | 35 | 125 | 45 | 125 | 48 | 285 | 42 | 285 | 68 | 125 | 28 | 125 | 42 | 185
KEAD-1 | A | 29 | 315 | 67 | 315 | 102 | 315 | 48 | 315 | 110 | 315 | 30 | 275 | 75 | 155
KILBW-1 | A | 3 | 56 | 8 | 56 | 13 | 56 | 5 | 56 | 14 | 56 | 4 | 53 | 9 | 47
KILLPG-1 | A | 8 | 225 | 10 | 225 | 10 | 225 | 10 | 225 | 12 | 225 | 4 | 150 | 15 | 150
KILLPG-2 | A | 18 | 225 | 25 | 225 | 25 | 225 | 37 | 225 | 37 | 225 | 22 | 195 | 30 | 195
KILNS-1 | A | 30 | 290 | 72 | 290 | 84 | 290 | 42 | 290 | 114 | 290 | 18 | 104 | 45 | 104
KLYN-A-1 | A | 24 | 126 | 50 | 126 | 50 | 126 | 34 | 126 | 70 | 126 | 22 | 81 | 34 | 81
LAGA-1 | A | 55 | 500 | 123 | 500 | 140 | 500 | 52 | 500 | 130 | 500 | 53 | 475 | 130 | 475
LARYO-1 | A | 16 | 155 | 40 | 155 | 45 | 155 | 18 | 155 | 45 | 155 | 14 | 120 | 35 | 120
LARYO-2 | A | 16 | 158 | 40 | 158 | 45 | 158 | 18 | 158 | 45 | 158 | 14 | 120 | 35 | 120
LARYO-3 | A | 16 | 158 | 40 | 158 | 45 | 158 | 18 | 158 | 45 | 158 | 14 | 120 | 35 | 120
LARYO-4 | A | 16 | 158 | 40 | 158 | 45 | 158 | 18 | 158 | 45 | 158 | 14 | 120 | 35 | 120
LBAR-1G | A | 1 | 16 | 4 | 16 | 6 | 16 | 2 | 16 | 4 | 16 | 1 | 9 | 4 | 9
LBAR-1 | A | 39 | 360 | 88 | 360 | 88 | 360 | 55 | 360 | 145 | 360 | 41 | 270 | 90 | 270
LITTD1 | A | 57 | 485 | 110 | 485 | 110 | 485 | 66 | 485 | 80 | 485 | 60 | 335 | 150 | 335
LITTD2 | A | 57 | 485 | 110 | 485 | 110 | 485 | 66 | 485 | 80 | 485 | 60 | 335 | 150 | 335
LITTD3 | A | 57 | 485 | 110 | 485 | 110 | 485 | 66 | 485 | 80 | 485 | 60 | 335 | 150 | 335
LNCSO-1 | A | 12 | 130 | 30 | 130 | 32 | 130 | 12 | 130 | 32 | 130 | 10 | 100 | 26 | 100
LNCSO-2 | A | 13 | 140 | 34 | 140 | 36 | 140 | 14 | 140 | 36 | 140 | 12 | 125 | 32 | 125
LOAN-1 | A | 25 | 326 | 51 | 326 | 55 | 326 | 19 | 326 | 50 | 326 | 12 | 276 | 28 | 276
LOAN-2 | A | 25 | 326 | 51 | 326 | 55 | 326 | 19 | 326 | 50 | 326 | 12 | 276 | 28 | 276
LOAN-3 | A | 25 | 326 | 51 | 326 | 55 | 326 | 19 | 326 | 50 | 326 | 12 | 276 | 28 | 276
MEDP-1 | A | 30 | 380 | 76 | 330 | 76 | 330 | 48 | 380 | 105 | 380 | 31 | 330 | 79 | 290
MILWW-1 | A | 6 | 32 | 8 | 54 | 13 | 54 | 5 | 54 | 14 | 54 | 3 | 43 | 8 | 43
MRWD-1 | A | 43 | 448 | 100 | 448 | 112 | 448 | 67 | 448 | 160 | 448 | 36 | 328 | 93 | 328
NANT-1 | A | 0 | 15 | 0 | 15 | 0 | 15 | 0 | 15 | 1 | 15 | 0 | 15 | 0 | 15
PEHE-1 | A | 47 | 435 | 100 | 435 | 100 | 435 | 67 | 435 | 105 | 435 | 64 | 245 | 100 | 245
PEHE-2 | A | 16 | 490 | 40 | 265 | 42 | 490 | 0 | 0 | 0 | 0 | 0 | 490 | 0 | 490
PEMB-11 | A | 36 | 237 | 60 | 237 | 60 | 237 | 31 | 237 | 84 | 237 | 32 | 192 | 62 | 192
PEMB-21 | A | 36 | 237 | 60 | 237 | 60 | 237 | 31 | 237 | 84 | 237 | 32 | 192 | 62 | 192
PEMB-31 | A | 36 | 237 | 60 | 237 | 60 | 237 | 31 | 237 | 84 | 237 | 32 | 192 | 62 | 192
PEMB-41 | A | 36 | 237 | 60 | 237 | 60 | 237 | 31 | 237 | 84 | 237 | 32 | 192 | 62 | 192
PEMB-51 | A | 36 | 237 | 60 | 237 | 60 | 237 | 31 | 237 | 84 | 237 | 32 | 192 | 62 | 192
PETEM1 | A | 20 | 180 | 46 | 180 | 52 | 180 | 24 | 180 | 58 | 180 | 20 | 150 | 50 | 100
RATS-1 | A | 50 | 270 | 90 | 270 | 90 | 270 | 36 | 270 | 50 | 270 | 42 | 105 | 75 | 155
RATS-2 | A | 40 | 270 | 90 | 270 | 100 | 270 | 36 | 270 | 50 | 270 | 40 | 195 | 75 | 195
RATS-3 | A | 40 | 270 | 90 | 270 | 100 | 270 | 36 | 270 | 50 | 270 | 40 | 195 | 75 | 195
RATS-4 | A | 40 | 270 | 95 | 270 | 100 | 270 | 36 | 270 | 50 | 270 | 40 | 195 | 75 | 195
ROCK-1 | A | 36 | 400 | 50 | 400 | 54 | 400 | 60 | 400 | 160 | 400 | 33 | 220 | 53 | 220
ROOS-1 | A | 12 | 140 | 32 | 140 | 32 | 140 | 13 | 140 | 32 | 140 | 13 | 108 | 32 | 108
RUGPS-6 | A | 36 | 243 | 80 | 243 | 80 | 243 | 40 | 243 | 90 | 243 | 40 | 155 | 95 | 105
RUGPS-7 | A | 36 | 243 | 80 | 243 | 80 | 243 | 40 | 243 | 90 | 243 | 40 | 155 | 95 | 105
RYHPS-1 | A | 30 | 305 | 48 | 305 | 66 | 305 | 42 | 305 | 51 | 305 | 30 | 130 | 42 | 68
SCCL-1 | A | 35 | 180 | 70 | 180 | 70 | 180 | 40 | 180 | 95 | 180 | 40 | 100 | 100 | 50
SCCL-2 | A | 35 | 180 | 70 | 180 | 70 | 180 | 40 | 180 | 95 | 180 | 40 | 100 | 100 | 50
SCCL-3 | A | 35 | 180 | 70 | 180 | 70 | 180 | 40 | 180 | 95 | 180 | 40 | 100 | 100 | 50
SEAB-1 | A | 44 | 254 | 125 | 254 | 150 | 254 | 55 | 254 | 150 | 254 | 75 | 164 | 176 | 38
SEAB-2 | A | 31 | 138 | 76 | 138 | 86 | 138 | 32 | 138 | 82 | 138 | 37 | 73 | 90 | 43
SHBA-1 | A | 41 | 255 | 104 | 255 | 115 | 255 | 44 | 255 | 120 | 255 | 39 | 195 | 115 | 40
SHBA-2 | A | 32 | 319 | 70 | 319 | 76 | 319 | 35 | 319 | 93 | 319 | 32 | 270 | 70 | 217
SHOS-1 | A | 18 | 160 | 24 | 160 | 24 | 160 | 30 | 160 | 75 | 160 | 18 | 135 | 24 | 135
SHRSW-1 | A | 16 | 157 | 44 | 157 | 46 | 157 | 17 | 157 | 46 | 157 | 16 | 141 | 43 | 113
SHRSW-2 | A | 16 | 157 | 44 | 157 | 46 | 157 | 17 | 157 | 46 | 157 | 16 | 141 | 43 | 113
SIZB-1 | A | 38 | 283 | 45 | 283 | 45 | 283 | 45 | 283 | 45 | 283 | 40 | 283 | 46 | 283
SIZB-2 | A | 38 | 283 | 45 | 283 | 45 | 283 | 45 | 283 | 45 | 283 | 40 | 283 | 46 | 283
SLOY-1 | A | 0 | 38 | 1 | 38 | 1 | 38 | 1 | 38 | 2 | 38 | 0 | 38 | 1 | 30
SLOY-2 | A | 0 | 38 | 1 | 38 | 1 | 38 | 1 | 38 | 2 | 38 | 0 | 38 | 1 | 30
SLOY-3 | A | 0 | 38 | 1 | 38 | 1 | 38 | 1 | 38 | 2 | 38 | 0 | 38 | 1 | 30
SLOY-4 | A | 0 | 28 | 1 | 28 | 1 | 28 | 1 | 28 | 2 | 28 | 0 | 28 | 1 | 22
SPLN-1 | A | 40 | 380 | 100 | 380 | 110 | 380 | 50 | 380 | 120 | 380 | 30 | 380 | 90 | 300
STAY-1 | A | 35 | 265 | 62 | 265 | 62 | 265 | 35 | 265 | 89 | 265 | 34 | 192 | 63 | 192
STAY-2 | A | 35 | 265 | 62 | 265 | 62 | 265 | 35 | 265 | 89 | 265 | 34 | 192 | 63 | 192
STAY-3 | A | 35 | 265 | 62 | 265 | 62 | 265 | 35 | 265 | 89 | 265 | 34 | 192 | 63 | 192
STAY-4 | A | 35 | 265 | 62 | 265 | 62 | 265 | 35 | 265 | 89 | 265 | 34 | 192 | 63 | 192
SUTB-1 | A | 36 | 380 | 104 | 380 | 148 | 380 | 52 | 380 | 132 | 380 | 47 | 250 | 107 | 250
SVRP-10 | A | 20 | 225 | 50 | 225 | 70 | 225 | 32 | 225 | 80 | 225 | 20 | 172 | 50 | 172
SVRP-20 | A | 20 | 225 | 50 | 225 | 70 | 225 | 32 | 225 | 80 | 225 | 20 | 172 | 50 | 172
TESI-1 | A | 40 | 260 | 100 | 260 | 140 | 260 | 60 | 260 | 140 | 260 | 40 | 200 | 120 | 100
TESI-2 | A | 40 | 260 | 100 | 260 | 140 | 260 | 60 | 260 | 140 | 260 | 40 | 200 | 120 | 100
USKM-13 | A | 6 | 49 | 15 | 49 | 17 | 49 | 8 | 49 | 19 | 49 | 7 | 36 | 8 | 36
USKM-14 | A | 6 | 49 | 15 | 49 | 17 | 49 | 8 | 49 | 19 | 49 | 7 | 36 | 8 | 36
USKM-15 | A | 6 | 49 | 15 | 49 | 17 | 49 | 8 | 49 | 19 | 49 | 7 | 36 | 8 | 36
WBUPS-1 | A | 30 | 113 | 48 | 153 | 48 | 153 | 32 | 113 | 50 | 113 | 40 | 153 | 65 | 113
WBUPS-2 | A | 30 | 133 | 48 | 173 | 48 | 173 | 32 | 133 | 50 | 133 | 40 | 173 | 65 | 133
WBUPS-3 | A | 30 | 133 | 48 | 173 | 48 | 173 | 32 | 133 | 50 | 133 | 40 | 173 | 65 | 133
WBUPS-4 | A | 30 | 113 | 48 | 153 | 48 | 153 | 32 | 113 | 50 | 113 | 40 | 153 | 65 | 113
WBURB-1 | A | 22 | 240 | 48 | 240 | 62 | 240 | 27 | 240 | 69 | 240 | 20 | 200 | 50 | 120
WBURB-2 | A | 25 | 255 | 52 | 255 | 62 | 255 | 26 | 255 | 67 | 255 | 22 | 215 | 52 | 135
WBURB-3 | A | 23 | 255 | 48 | 255 | 62 | 255 | 27 | 255 | 67 | 255 | 20 | 215 | 52 | 135
WHILW-1 | A | 31 | 322 | 84 | 322 | 90 | 322 | 33 | 322 | 90 | 322 | 32 | 255 | 86 | 210
WHILW-2 | A | 19 | 163 | 33 | 163 | 35 | 163 | 20 | 163 | 52 | 163 | 21 | 142 | 43 | 119
WLNYO-2 | A | 19 | 182 | 51 | 182 | 54 | 182 | 20 | 182 | 53 | 182 | 20 | 158 | 51 | 130
WLNYW-1 | A | 19 | 182 | 51 | 182 | 54 | 182 | 20 | 182 | 53 | 182 | 20 | 158 | 51 | 130

## Jul 2016
MW Response Capability by BMU
|  | Primary Response (Max MWhrs) | [5 empty] | Secondary Response (Max Mwhrs) |  |  |  | High Frequency Response (Max MWhrs)
UNIT | Mode | 0.2Hz |  | 0.5Hz |  | 0.8Hz |  | 0.2/0.2Hz |  | 0.5/0.5Hz |  | 0.2Hz |  | 0.5Hz
ABTH7 | A | 40 | 250 | 72 | 250 | 72 | 250 | 48 | 250 | 120 | 250 | 38 | 185 | 55 | 185
ABTH8 | A | 40 | 250 | 72 | 250 | 72 | 250 | 48 | 250 | 120 | 250 | 38 | 185 | 55 | 185
ABTH9 | A | 40 | 250 | 72 | 250 | 72 | 250 | 48 | 250 | 120 | 250 | 38 | 185 | 55 | 185
BAGE-1 | A | 30 | 255 | 70 | 255 | 90 | 255 | 35 | 255 | 90 | 255 | 28 | 220 | 70 | 185
BAGE-2 | A | 3 | 17 | 8 | 17 | 12 | 17 | 4 | 17 | 9 | 17 | 2 | 17 | 5 | 17
BARKB2 | A | 33 | 210 | 82 | 210 | 108 | 210 | 39 | 210 | 97 | 210 | 31 | 120 | 84 | 120
BARK-1 | A | 22 | 140 | 55 | 140 | 72 | 140 | 26 | 140 | 65 | 140 | 21 | 80 | 54 | 80
BLLA-1 | A | 6 | 99 | 13 | 99 | 13 | 99 | 15 | 99 | 39 | 99 | 9 | 83 | 16 | 83
BRDUW-1 | A | 6 | 58 | 17 | 58 | 17 | 58 | 7 | 58 | 17 | 58 | 6 | 36 | 17 | 36
BRGG-1 | A | 16 | 110 | 32 | 110 | 48 | 110 | 16 | 110 | 40 | 110 | 14 | 96 | 34 | 46
BRYP-1 | A | 15 | 82 | 25 | 82 | 31 | 82 | 22 | 82 | 37 | 82 | 10 | 82 | 27 | 47
CDCL-1 | A | 30 | 160 | 40 | 160 | 40 | 160 | 34 | 160 | 40 | 160 | 27 | 120 | 40 | 120
CLAC-1 | A | 3 | 28 | 8 | 28 | 13 | 28 | 3 | 36 | 9 | 36 | 3 | 28 | 8 | 28
CLDCW-1 | A | 14 | 14 | 34 | 113 | 36 | 113 | 13 | 113 | 35 | 113 | 13 | 99 | 34 | 78
CLDNW-1 | A | 13 | 108 | 33 | 108 | 35 | 108 | 13 | 108 | 35 | 108 | 12 | 95 | 33 | 74
CLDSW-1 | A | 16 | 129 | 40 | 129 | 43 | 129 | 16 | 129 | 42 | 129 | 16 | 113 | 41 | 88
CNQPS-1 | A | 22 | 126 | 51 | 126 | 70 | 126 | 28 | 126 | 70 | 126 | 20 | 100 | 45 | 100
CNQPS-2 | A | 22 | 170 | 55 | 170 | 55 | 170 | 28 | 170 | 70 | 170 | 22 | 120 | 55 | 105
CNQPS-3 | A | 22 | 170 | 55 | 170 | 55 | 170 | 28 | 170 | 70 | 170 | 22 | 120 | 55 | 105
CNQPS-4 | A | 22 | 170 | 55 | 170 | 55 | 170 | 28 | 170 | 70 | 170 | 28 | 105 | 55 | 105
COCK-1 | A | 15 | 168 | 42 | 168 | 48 | 168 | 10 | 168 | 25 | 168 | 6 | 138 | 7 | 138
COCK-2 | A | 15 | 168 | 42 | 168 | 48 | 168 | 10 | 168 | 25 | 168 | 6 | 138 | 7 | 138
COCK-3 | A | 15 | 168 | 42 | 168 | 48 | 168 | 10 | 168 | 25 | 168 | 6 | 138 | 7 | 138
COCK-4 | A | 15 | 168 | 42 | 168 | 48 | 168 | 10 | 168 | 25 | 168 | 6 | 138 | 7 | 138
CORB-1 | A | 10 | 130 | 30 | 130 | 50 | 130 | 28 | 130 | 60 | 130 | 15 | 95 | 40 | 60
COSO-1 | A | 20 | 380 | 40 | 380 | 50 | 380 | 60 | 380 | 140 | 380 | 17 | 304 | 40 | 304
COTPS-1 | A | 29 | 277 | 50 | 277 | 62 | 277 | 35 | 60 | 63 | 277 | 30 | 122 | 60 | 122
COTPS-2 | A | 29 | 287 | 50 | 287 | 62 | 287 | 35 | 60 | 63 | 287 | 30 | 122 | 60 | 122
COTPS-3 | A | 29 | 287 | 50 | 287 | 62 | 287 | 35 | 60 | 63 | 287 | 30 | 122 | 60 | 122
COTPS-4 | A | 29 | 277 | 50 | 277 | 62 | 277 | 35 | 60 | 63 | 277 | 30 | 122 | 60 | 122
COWE1 | A | 7 | 30 | 17 | 30 | 17 | 30 | 7 | 30 | 17 | 30 | 7 | 30 | 17 | 30
COWE2 | A | 7 | 30 | 17 | 30 | 17 | 30 | 7 | 30 | 17 | 30 | 7 | 30 | 17 | 30
CRUA-1 | A | 10 | 110 | 25 | 110 | 37 | 110 | 12 | 110 | 30 | 110 | 10 | 84 | 25 | 48
CRUA-2 | A | 10 | 110 | 25 | 110 | 37 | 110 | 12 | 110 | 30 | 110 | 10 | 84 | 25 | 48
CRUA-3 | A | 7 | 30 | 15 | 30 | 21 | 30 | 9 | 30 | 24 | 30 | 5 | 25 | 13 | 15
CRUA-4 | A | 7 | 30 | 15 | 30 | 21 | 30 | 9 | 30 | 24 | 30 | 5 | 25 | 13 | 15
CRYRW-2 | A | 15 | 138 | 38 | 138 | 40 | 138 | 15 | 138 | 40 | 138 | 13 | 109 | 40 | 63
DAMC-1 | A | 64 | 380 | 136 | 380 | 156 | 380 | 80 | 380 | 180 | 380 | 60 | 293 | 190 | 128
DEEP-1 | A | 20 | 180 | 60 | 180 | 86 | 180 | 22 | 180 | 80 | 180 | 24 | 96 | 52 | 96
DERW-1 | A | 13 | 90 | 35 | 90 | 45 | 90 | 16 | 90 | 40 | 90 | 16 | 90 | 32 | 72
DIDCB5 | A | 40 | 330 | 104 | 330 | 125 | 330 | 55 | 330 | 140 | 330 | 40 | 185 | 105 | 185
DIDCB6 | A | 50 | 250 | 105 | 250 | 105 | 250 | 50 | 250 | 130 | 250 | 50 | 153 | 110 | 103
DINO-1 | A | 14 | 138 | 39 | 138 | 58 | 138 | 28 | 138 | 72 | 138 | 14 | 118 | 36 | 88
DINO-2 | A | 14 | 138 | 39 | 138 | 58 | 138 | 28 | 138 | 72 | 138 | 14 | 118 | 36 | 88
DINO-3 | A | 14 | 138 | 39 | 138 | 58 | 138 | 28 | 138 | 72 | 138 | 14 | 118 | 36 | 88
DINO-4 | A | 14 | 138 | 39 | 138 | 58 | 138 | 28 | 138 | 72 | 138 | 14 | 118 | 36 | 88
DINO-5 | A | 14 | 138 | 39 | 138 | 58 | 138 | 28 | 138 | 72 | 138 | 14 | 118 | 36 | 88
DINO-6 | A | 14 | 138 | 39 | 138 | 58 | 138 | 28 | 138 | 72 | 138 | 14 | 118 | 36 | 88
DRAXX-1 | A | 68 | 345 | 100 | 345 | 100 | 345 | 64 | 95 | 110 | 345 | 60 | 225 | 70 | 225
DRAXX-2 | A | 68 | 345 | 100 | 345 | 100 | 345 | 64 | 95 | 110 | 345 | 60 | 225 | 70 | 225
DRAXX-3 | A | 68 | 345 | 100 | 345 | 100 | 345 | 64 | 95 | 110 | 345 | 60 | 225 | 70 | 225
DRAXX-4 | A | 68 | 345 | 100 | 345 | 100 | 345 | 64 | 95 | 110 | 345 | 60 | 225 | 70 | 225
DRAXX-5 | A | 68 | 345 | 100 | 345 | 100 | 345 | 64 | 95 | 110 | 345 | 60 | 225 | 70 | 225
DRAXX-6 | A | 68 | 345 | 100 | 345 | 100 | 345 | 64 | 95 | 110 | 345 | 60 | 225 | 70 | 225
EECL-1 | A | 20 | 178 | 25 | 178 | 25 | 178 | 32 | 178 | 81 | 178 | 20 | 143 | 25 | 143
EGGPS-1 | A | 45 | 205 | 83 | 205 | 83 | 205 | 49 | 205 | 110 | 205 | 33 | 95 | 60 | 95
EGGPS-2 | A | 45 | 205 | 83 | 205 | 83 | 205 | 49 | 205 | 110 | 205 | 33 | 95 | 60 | 95
EGGPS-3 | A | 45 | 205 | 83 | 205 | 83 | 205 | 49 | 205 | 110 | 205 | 33 | 95 | 60 | 95
EGGPS-4 | A | 45 | 205 | 83 | 205 | 83 | 205 | 49 | 205 | 110 | 205 | 33 | 95 | 60 | 95
ERRO-1 | A | 1 | 21 | 1 | 21 | 1 | 21 | 2 | 21 | 5 | 21 | 1 | 17 | 1 | 17
ERRO-2 | A | 1 | 21 | 1 | 21 | 1 | 21 | 2 | 21 | 5 | 21 | 1 | 17 | 1 | 17
ERRO-3 | A | 1 | 21 | 1 | 21 | 1 | 21 | 2 | 21 | 5 | 21 | 1 | 17 | 1 | 17
FAARW-1 | A | 2 | 37 | 4 | 37 | 4 | 37 | 4 | 37 | 12 | 37 | 2 | 33 | 4 | 33
FAARW-2 | A | 2 | 37 | 4 | 37 | 4 | 37 | 4 | 37 | 12 | 37 | 2 | 33 | 4 | 33
FALGW-1 | A | 11 | 108 | 28 | 108 | 41 | 108 | 13 | 108 | 35 | 108 | 10 | 86 | 22 | 64
FASN-1 | A | 0 | 15 | 1 | 15 | 1 | 15 | 1 | 15 | 2 | 15 | 0 | 15 | 1 | 12
FASN2 | A | 0 | 15 | 1 | 15 | 1 | 15 | 1 | 15 | 2 | 15 | 0 | 15 | 1 | 12
FASN3 | A | 0 | 15 | 1 | 15 | 1 | 15 | 1 | 15 | 2 | 15 | 0 | 15 | 1 | 12
FAWN-1 | A | 10 | 52 | 25 | 52 | 40 | 52 | 13 | 52 | 32 | 52 | 11 | 37 | 27 | 27
FELL-1 | A | 9 | 63 | 21 | 63 | 22 | 63 | 10 | 63 | 24 | 63 | 9 | 63 | 22 | 63
FERR-1 | A | 25 | 150 | 45 | 250 | 56 | 250 | 40 | 250 | 60 | 250 | 34 | 80 | 59 | 150
FERR-2 | A | 25 | 150 | 45 | 250 | 56 | 250 | 40 | 250 | 60 | 250 | 34 | 80 | 59 | 150
FERR-3 | A | 25 | 150 | 45 | 250 | 56 | 250 | 40 | 250 | 60 | 250 | 34 | 80 | 59 | 150
FERR-4 | A | 25 | 150 | 45 | 250 | 56 | 250 | 40 | 250 | 60 | 250 | 34 | 80 | 59 | 150
FFES-1 | A | 10 | 35 | 27 | 35 | 30 | 35 | 9 | 35 | 22 | 35 | 4 | 27 | 6 | 27
FFES-2 | A | 10 | 35 | 27 | 35 | 30 | 35 | 9 | 35 | 22 | 35 | 4 | 27 | 6 | 27
FFES-3 | A | 10 | 35 | 27 | 35 | 30 | 35 | 9 | 35 | 22 | 35 | 4 | 27 | 6 | 27
FFES-4 | A | 10 | 35 | 27 | 35 | 30 | 35 | 9 | 35 | 22 | 35 | 4 | 27 | 6 | 27
FIDL-1 | A | 13 | 205 | 20 | 205 | 23 | 205 | 35 | 100 | 40 | 147 | 30 | 147 | 50 | 147
FIDL-2 | A | 13 | 205 | 20 | 205 | 23 | 205 | 35 | 100 | 40 | 147 | 30 | 147 | 50 | 147
FIDL-3 | A | 13 | 205 | 20 | 205 | 23 | 205 | 35 | 100 | 40 | 147 | 30 | 147 | 50 | 147
FIDL-4 | A | 13 | 205 | 20 | 205 | 23 | 205 | 35 | 100 | 40 | 147 | 30 | 147 | 50 | 147
FIFE-1 | A | 6 | 63 | 12 | 63 | 12 | 63 | 11 | 63 | 24 | 63 | 6 | 53 | 8 | 53
FINL-1 | A | 0 | 14 | 1 | 14 | 1 | 14 | 1 | 14 | 2 | 14 | 0 | 14 | 1 | 11
FOYE-1 | A | 6 | 60 | 13 | 60 | 16 | 60 | 11 | 60 | 27 | 60 | 5 | 30 | 11 | 30
FOYE-2 | A | 6 | 60 | 13 | 60 | 16 | 60 | 11 | 60 | 27 | 60 | 5 | 30 | 11 | 30
GLNDO-1 | A | 6 | 80 | 12 | 45 | 17 | 45 | 12 | 45 | 25 | 45 | 8 | 65 | 18 | 45
GNFSW-1 | A | 11 | 100 | 30 | 100 | 30 | 100 | 12 | 100 | 31 | 100 | 12 | 70 | 30 | 70
GNFSW-2 | A | 7 | 64 | 18 | 64 | 18 | 64 | 8 | 64 | 18 | 64 | 6 | 49 | 15 | 49
GORDW-1 | A | 6 | 62 | 16 | 56 | 26 | 45 | 7 | 62 | 18 | 62 | 6 | 56 | 16 | 45
GRAI-6 | A | 24 | 320 | 58 | 320 | 58 | 320 | 35 | 320 | 88 | 320 | 28 | 270 | 60 | 230
GRAI-7 | A | 30 | 232 | 60 | 232 | 60 | 232 | 32 | 232 | 84 | 232 | 32 | 175 | 65 | 135
GRAI-8 | A | 26 | 232 | 58 | 232 | 58 | 232 | 32 | 232 | 84 | 232 | 32 | 175 | 65 | 135
GRIFW-1 | A | 8 | 94 | 22 | 94 | 23 | 94 | 8 | 94 | 22 | 94 | 8 | 85 | 22 | 72
GRIFW-2 | A | 8 | 94 | 22 | 94 | 23 | 94 | 8 | 94 | 22 | 94 | 8 | 85 | 22 | 72
GRMO-1 | A | 8 | 43 | 8 | 43 | 8 | 43 | 8 | 43 | 8 | 43 | 8 | 23 | 8 | 23
GYAR-1 | A | 17 | 176 | 42 | 176 | 66 | 176 | 24 | 176 | 60 | 176 | 17 | 176 | 42 | 176
HADHW-1 | A | 7 | 96 | 14 | 96 | 22 | 96 | 13 | 96 | 34 | 96 | 8 | 65 | 17 | 65
HUMR-1 | A | 60 | 533 | 150 | 533 | 200 | 533 | 80 | 533 | 200 | 533 | 62 | 419 | 155 | 251
INDQ-1 | A | 12 | 102 | 31 | 102 | 43 | 102 | 13 | 102 | 34 | 102 | 12 | 72 | 30 | 72
IRNPS-1 | A | 35 | 125 | 45 | 125 | 48 | 285 | 42 | 285 | 68 | 125 | 28 | 125 | 42 | 185
IRNPS-2 | A | 35 | 125 | 45 | 125 | 48 | 285 | 42 | 285 | 68 | 125 | 28 | 125 | 42 | 185
KEAD-1 | A | 29 | 315 | 67 | 315 | 102 | 315 | 48 | 315 | 110 | 315 | 30 | 275 | 75 | 155
KILBW-1 | A | 3 | 56 | 8 | 56 | 13 | 56 | 5 | 56 | 14 | 56 | 4 | 53 | 9 | 47
KILLPG-1 | A | 8 | 225 | 10 | 225 | 10 | 225 | 10 | 225 | 12 | 225 | 4 | 150 | 15 | 150
KILLPG-2 | A | 18 | 225 | 25 | 225 | 25 | 225 | 37 | 225 | 37 | 225 | 22 | 195 | 30 | 195
KILNS-1 | A | 30 | 290 | 72 | 290 | 84 | 290 | 42 | 290 | 114 | 290 | 18 | 104 | 45 | 104
KLYN-A-1 | A | 24 | 126 | 50 | 126 | 50 | 126 | 34 | 126 | 70 | 126 | 22 | 81 | 34 | 81
LAGA-1 | A | 55 | 500 | 123 | 500 | 140 | 500 | 52 | 500 | 130 | 500 | 53 | 475 | 130 | 475
LARYO-1 | A | 16 | 155 | 40 | 155 | 45 | 155 | 18 | 155 | 45 | 155 | 14 | 120 | 35 | 120
LARYO-2 | A | 16 | 158 | 40 | 158 | 45 | 158 | 18 | 158 | 45 | 158 | 14 | 120 | 35 | 120
LARYO-3 | A | 16 | 158 | 40 | 158 | 45 | 158 | 18 | 158 | 45 | 158 | 14 | 120 | 35 | 120
LARYO-4 | A | 16 | 158 | 40 | 158 | 45 | 158 | 18 | 158 | 45 | 158 | 14 | 120 | 35 | 120
LBAR-1G | A | 1 | 16 | 4 | 16 | 6 | 16 | 2 | 16 | 4 | 16 | 1 | 9 | 4 | 9
LBAR-1 | A | 39 | 360 | 88 | 360 | 88 | 360 | 55 | 360 | 145 | 360 | 41 | 270 | 90 | 270
LITTD1 | A | 57 | 485 | 110 | 485 | 110 | 485 | 66 | 485 | 80 | 485 | 60 | 335 | 150 | 335
LITTD2 | A | 57 | 485 | 110 | 485 | 110 | 485 | 66 | 485 | 80 | 485 | 60 | 335 | 150 | 335
LITTD3 | A | 57 | 485 | 110 | 485 | 110 | 485 | 66 | 485 | 80 | 485 | 60 | 335 | 150 | 335
LNCSO-1 | A | 12 | 130 | 30 | 130 | 32 | 130 | 12 | 130 | 32 | 130 | 10 | 100 | 26 | 100
LNCSO-2 | A | 13 | 140 | 34 | 140 | 36 | 140 | 14 | 140 | 36 | 140 | 12 | 125 | 32 | 125
LOAN-1 | A | 25 | 326 | 51 | 326 | 55 | 326 | 19 | 326 | 50 | 326 | 12 | 276 | 28 | 276
LOAN-2 | A | 25 | 326 | 51 | 326 | 55 | 326 | 19 | 326 | 50 | 326 | 12 | 276 | 28 | 276
LOAN-3 | A | 25 | 326 | 51 | 326 | 55 | 326 | 19 | 326 | 50 | 326 | 12 | 276 | 28 | 276
MEDP-1 | A | 30 | 380 | 76 | 330 | 76 | 330 | 48 | 380 | 105 | 380 | 31 | 330 | 79 | 290
MILWW-1 | A | 6 | 32 | 8 | 54 | 13 | 54 | 5 | 54 | 14 | 54 | 3 | 43 | 8 | 43
MRWD-1 | A | 43 | 448 | 100 | 448 | 112 | 448 | 67 | 448 | 160 | 448 | 36 | 328 | 93 | 328
NANT-1 | A | 0 | 15 | 0 | 15 | 0 | 15 | 0 | 15 | 1 | 15 | 0 | 15 | 0 | 15
PEHE-1 | A | 47 | 435 | 100 | 435 | 100 | 435 | 67 | 435 | 105 | 435 | 64 | 245 | 100 | 245
PEHE-2 | A | 16 | 490 | 40 | 265 | 42 | 490 | 0 | 0 | 0 | 0 | 0 | 490 | 0 | 490
PEMB-11 | A | 36 | 237 | 60 | 237 | 60 | 237 | 31 | 237 | 84 | 237 | 32 | 192 | 62 | 192
PEMB-21 | A | 36 | 237 | 60 | 237 | 60 | 237 | 31 | 237 | 84 | 237 | 32 | 192 | 62 | 192
PEMB-31 | A | 36 | 237 | 60 | 237 | 60 | 237 | 31 | 237 | 84 | 237 | 32 | 192 | 62 | 192
PEMB-41 | A | 36 | 237 | 60 | 237 | 60 | 237 | 31 | 237 | 84 | 237 | 32 | 192 | 62 | 192
PEMB-51 | A | 36 | 237 | 60 | 237 | 60 | 237 | 31 | 237 | 84 | 237 | 32 | 192 | 62 | 192
PETEM1 | A | 20 | 180 | 46 | 180 | 52 | 180 | 24 | 180 | 58 | 180 | 20 | 150 | 50 | 100
RATS-1 | A | 50 | 270 | 90 | 270 | 90 | 270 | 36 | 270 | 50 | 270 | 42 | 105 | 75 | 155
RATS-2 | A | 40 | 270 | 90 | 270 | 100 | 270 | 36 | 270 | 50 | 270 | 40 | 195 | 75 | 195
RATS-3 | A | 40 | 270 | 90 | 270 | 100 | 270 | 36 | 270 | 50 | 270 | 40 | 195 | 75 | 195
RATS-4 | A | 40 | 270 | 95 | 270 | 100 | 270 | 36 | 270 | 50 | 270 | 40 | 195 | 75 | 195
ROCK-1 | A | 36 | 400 | 50 | 400 | 54 | 400 | 60 | 400 | 160 | 400 | 33 | 220 | 53 | 220
ROOS-1 | A | 12 | 140 | 32 | 140 | 32 | 140 | 13 | 140 | 32 | 140 | 13 | 108 | 32 | 108
RUGPS-6 | A | 36 | 243 | 80 | 243 | 80 | 243 | 40 | 243 | 90 | 243 | 40 | 155 | 95 | 105
RUGPS-7 | A | 36 | 243 | 80 | 243 | 80 | 243 | 40 | 243 | 90 | 243 | 40 | 155 | 95 | 105
RYHPS-1 | A | 30 | 305 | 48 | 305 | 66 | 305 | 42 | 305 | 51 | 305 | 30 | 130 | 42 | 68
SCCL-1 | A | 35 | 180 | 70 | 180 | 70 | 180 | 40 | 180 | 95 | 180 | 40 | 100 | 100 | 50
SCCL-2 | A | 35 | 180 | 70 | 180 | 70 | 180 | 40 | 180 | 95 | 180 | 40 | 100 | 100 | 50
SCCL-3 | A | 35 | 180 | 70 | 180 | 70 | 180 | 40 | 180 | 95 | 180 | 40 | 100 | 100 | 50
SEAB-1 | A | 44 | 254 | 125 | 254 | 150 | 254 | 55 | 254 | 150 | 254 | 75 | 164 | 176 | 38
SEAB-2 | A | 31 | 138 | 76 | 138 | 86 | 138 | 32 | 138 | 82 | 138 | 37 | 73 | 90 | 43
SHBA-1 | A | 41 | 255 | 104 | 255 | 115 | 255 | 44 | 255 | 120 | 255 | 39 | 195 | 115 | 40
SHBA-2 | A | 32 | 319 | 70 | 319 | 76 | 319 | 35 | 319 | 93 | 319 | 32 | 270 | 70 | 217
SHOS-1 | A | 18 | 160 | 24 | 160 | 24 | 160 | 30 | 160 | 75 | 160 | 18 | 135 | 24 | 135
SHRSW-1 | A | 16 | 157 | 44 | 157 | 46 | 157 | 17 | 157 | 46 | 157 | 16 | 141 | 43 | 113
SHRSW-2 | A | 16 | 157 | 44 | 157 | 46 | 157 | 17 | 157 | 46 | 157 | 16 | 141 | 43 | 113
SIZB-1 | A | 38 | 283 | 45 | 283 | 45 | 283 | 45 | 283 | 45 | 283 | 40 | 283 | 46 | 283
SIZB-2 | A | 38 | 283 | 45 | 283 | 45 | 283 | 45 | 283 | 45 | 283 | 40 | 283 | 46 | 283
SLOY-1 | A | 0 | 38 | 1 | 38 | 1 | 38 | 1 | 38 | 2 | 38 | 0 | 38 | 1 | 30
SLOY-2 | A | 0 | 38 | 1 | 38 | 1 | 38 | 1 | 38 | 2 | 38 | 0 | 38 | 1 | 30
SLOY-3 | A | 0 | 38 | 1 | 38 | 1 | 38 | 1 | 38 | 2 | 38 | 0 | 38 | 1 | 30
SLOY-4 | A | 0 | 28 | 1 | 28 | 1 | 28 | 1 | 28 | 2 | 28 | 0 | 28 | 1 | 22
SPLN-1 | A | 40 | 380 | 100 | 380 | 110 | 380 | 50 | 380 | 120 | 380 | 30 | 380 | 90 | 300
STAY-1 | A | 35 | 265 | 62 | 265 | 62 | 265 | 35 | 265 | 89 | 265 | 34 | 192 | 63 | 192
STAY-2 | A | 35 | 265 | 62 | 265 | 62 | 265 | 35 | 265 | 89 | 265 | 34 | 192 | 63 | 192
STAY-3 | A | 35 | 265 | 62 | 265 | 62 | 265 | 35 | 265 | 89 | 265 | 34 | 192 | 63 | 192
STAY-4 | A | 35 | 265 | 62 | 265 | 62 | 265 | 35 | 265 | 89 | 265 | 34 | 192 | 63 | 192
SUTB-1 | A | 36 | 380 | 104 | 380 | 148 | 380 | 52 | 380 | 132 | 380 | 47 | 250 | 107 | 250
SVRP-10 | A | 20 | 225 | 50 | 225 | 70 | 225 | 32 | 225 | 80 | 225 | 20 | 172 | 50 | 172
SVRP-20 | A | 20 | 225 | 50 | 225 | 70 | 225 | 32 | 225 | 80 | 225 | 20 | 172 | 50 | 172
TESI-1 | A | 40 | 260 | 100 | 260 | 140 | 260 | 60 | 260 | 140 | 260 | 40 | 200 | 120 | 100
TESI-2 | A | 40 | 260 | 100 | 260 | 140 | 260 | 60 | 260 | 140 | 260 | 40 | 200 | 120 | 100
USKM-13 | A | 6 | 49 | 15 | 49 | 17 | 49 | 8 | 49 | 19 | 49 | 7 | 36 | 8 | 36
USKM-14 | A | 6 | 49 | 15 | 49 | 17 | 49 | 8 | 49 | 19 | 49 | 7 | 36 | 8 | 36
USKM-15 | A | 6 | 49 | 15 | 49 | 17 | 49 | 8 | 49 | 19 | 49 | 7 | 36 | 8 | 36
WBUPS-1 | A | 30 | 113 | 48 | 153 | 48 | 153 | 32 | 113 | 50 | 113 | 40 | 153 | 65 | 113
WBUPS-2 | A | 30 | 133 | 48 | 173 | 48 | 173 | 32 | 133 | 50 | 133 | 40 | 173 | 65 | 133
WBUPS-3 | A | 30 | 133 | 48 | 173 | 48 | 173 | 32 | 133 | 50 | 133 | 40 | 173 | 65 | 133
WBUPS-4 | A | 30 | 113 | 48 | 153 | 48 | 153 | 32 | 113 | 50 | 113 | 40 | 153 | 65 | 113
WBURB-1 | A | 22 | 240 | 48 | 240 | 62 | 240 | 27 | 240 | 69 | 240 | 20 | 200 | 50 | 120
WBURB-2 | A | 25 | 255 | 52 | 255 | 62 | 255 | 26 | 255 | 67 | 255 | 22 | 215 | 52 | 135
WBURB-3 | A | 23 | 255 | 48 | 255 | 62 | 255 | 27 | 255 | 67 | 255 | 20 | 215 | 52 | 135
WHILW-1 | A | 31 | 322 | 84 | 322 | 90 | 322 | 33 | 322 | 90 | 322 | 32 | 255 | 86 | 210
WHILW-2 | A | 19 | 163 | 33 | 163 | 35 | 163 | 20 | 163 | 52 | 163 | 21 | 142 | 43 | 119
WLNYO-2 | A | 19 | 182 | 51 | 182 | 54 | 182 | 20 | 182 | 53 | 182 | 20 | 158 | 51 | 130
WLNYW-1 | A | 19 | 182 | 51 | 182 | 54 | 182 | 20 | 182 | 53 | 182 | 20 | 158 | 51 | 130

## Jun 2016
MW Response Capability by BMU
|  | Primary Response (Max MWhrs) | [5 empty] | Secondary Response (Max Mwhrs) |  |  |  | High Frequency Response (Max MWhrs)
UNIT | Mode | 0.2Hz |  | 0.5Hz |  | 0.8Hz |  | 0.2/0.2Hz |  | 0.5/0.5Hz |  | 0.2Hz |  | 0.5Hz
ABTH7 | A | 40 | 250 | 72 | 250 | 72 | 250 | 48 | 250 | 120 | 250 | 38 | 185 | 55 | 185
ABTH8 | A | 40 | 250 | 72 | 250 | 72 | 250 | 48 | 250 | 120 | 250 | 38 | 185 | 55 | 185
ABTH9 | A | 40 | 250 | 72 | 250 | 72 | 250 | 48 | 250 | 120 | 250 | 38 | 185 | 55 | 185
BAGE-1 | A | 30 | 255 | 70 | 255 | 90 | 255 | 35 | 255 | 90 | 255 | 28 | 220 | 70 | 185
BAGE-2 | A | 3 | 17 | 8 | 17 | 12 | 17 | 4 | 17 | 9 | 17 | 2 | 17 | 5 | 17
BARKB2 | A | 33 | 210 | 82 | 210 | 108 | 210 | 39 | 210 | 97 | 210 | 31 | 120 | 84 | 120
BARK-1 | A | 22 | 140 | 55 | 140 | 72 | 140 | 26 | 140 | 65 | 140 | 21 | 80 | 54 | 80
BLLA-1 | A | 6 | 99 | 13 | 99 | 13 | 99 | 15 | 99 | 39 | 99 | 9 | 83 | 16 | 83
BRDUW-1 | A | 6 | 58 | 17 | 58 | 17 | 58 | 7 | 58 | 17 | 58 | 6 | 36 | 17 | 36
BRGG-1 | A | 16 | 110 | 32 | 110 | 48 | 110 | 16 | 110 | 40 | 110 | 14 | 96 | 34 | 46
BRYP-1 | A | 15 | 82 | 25 | 82 | 31 | 82 | 22 | 82 | 37 | 82 | 10 | 82 | 27 | 47
CDCL-1 | A | 30 | 160 | 40 | 160 | 40 | 160 | 34 | 160 | 40 | 160 | 27 | 120 | 40 | 120
CLAC-1 | A | 3 | 28 | 8 | 28 | 13 | 28 | 3 | 36 | 9 | 36 | 3 | 28 | 8 | 28
CLDCW-1 | A | 14 | 14 | 34 | 113 | 36 | 113 | 13 | 113 | 35 | 113 | 13 | 99 | 34 | 78
CLDNW-1 | A | 13 | 108 | 33 | 108 | 35 | 108 | 13 | 108 | 35 | 108 | 12 | 95 | 33 | 74
CLDSW-1 | A | 16 | 129 | 40 | 129 | 43 | 129 | 16 | 129 | 42 | 129 | 16 | 113 | 41 | 88
CNQPS-1 | A | 22 | 126 | 51 | 126 | 70 | 126 | 28 | 126 | 70 | 126 | 20 | 100 | 45 | 100
CNQPS-2 | A | 22 | 170 | 55 | 170 | 55 | 170 | 28 | 170 | 70 | 170 | 22 | 120 | 55 | 105
CNQPS-3 | A | 22 | 170 | 55 | 170 | 55 | 170 | 28 | 170 | 70 | 170 | 22 | 120 | 55 | 105
CNQPS-4 | A | 22 | 170 | 55 | 170 | 55 | 170 | 28 | 170 | 70 | 170 | 28 | 105 | 55 | 105
COCK-1 | A | 15 | 168 | 42 | 168 | 48 | 168 | 10 | 168 | 25 | 168 | 6 | 138 | 7 | 138
COCK-2 | A | 15 | 168 | 42 | 168 | 48 | 168 | 10 | 168 | 25 | 168 | 6 | 138 | 7 | 138
COCK-3 | A | 15 | 168 | 42 | 168 | 48 | 168 | 10 | 168 | 25 | 168 | 6 | 138 | 7 | 138
COCK-4 | A | 15 | 168 | 42 | 168 | 48 | 168 | 10 | 168 | 25 | 168 | 6 | 138 | 7 | 138
CORB-1 | A | 10 | 130 | 30 | 130 | 50 | 130 | 28 | 130 | 60 | 130 | 15 | 95 | 40 | 60
COSO-1 | A | 20 | 380 | 40 | 380 | 50 | 380 | 60 | 380 | 140 | 380 | 17 | 304 | 40 | 304
COTPS-1 | A | 29 | 277 | 50 | 277 | 62 | 277 | 35 | 60 | 63 | 277 | 30 | 122 | 60 | 122
COTPS-2 | A | 29 | 287 | 50 | 287 | 62 | 287 | 35 | 60 | 63 | 287 | 30 | 122 | 60 | 122
COTPS-3 | A | 29 | 287 | 50 | 287 | 62 | 287 | 35 | 60 | 63 | 287 | 30 | 122 | 60 | 122
COTPS-4 | A | 29 | 277 | 50 | 277 | 62 | 277 | 35 | 60 | 63 | 277 | 30 | 122 | 60 | 122
COWE1 | A | 7 | 30 | 17 | 30 | 17 | 30 | 7 | 30 | 17 | 30 | 7 | 30 | 17 | 30
COWE2 | A | 7 | 30 | 17 | 30 | 17 | 30 | 7 | 30 | 17 | 30 | 7 | 30 | 17 | 30
CRUA-1 | A | 10 | 110 | 25 | 110 | 37 | 110 | 12 | 110 | 30 | 110 | 10 | 84 | 25 | 48
CRUA-2 | A | 10 | 110 | 25 | 110 | 37 | 110 | 12 | 110 | 30 | 110 | 10 | 84 | 25 | 48
CRUA-3 | A | 7 | 30 | 15 | 30 | 21 | 30 | 9 | 30 | 24 | 30 | 5 | 25 | 13 | 15
CRUA-4 | A | 7 | 30 | 15 | 30 | 21 | 30 | 9 | 30 | 24 | 30 | 5 | 25 | 13 | 15
CRYRW-2 | A | 15 | 138 | 38 | 138 | 40 | 138 | 15 | 138 | 40 | 138 | 13 | 109 | 40 | 63
DAMC-1 | A | 64 | 380 | 136 | 380 | 156 | 380 | 80 | 380 | 180 | 380 | 60 | 293 | 190 | 128
DEEP-1 | A | 20 | 180 | 60 | 180 | 86 | 180 | 22 | 180 | 80 | 180 | 24 | 96 | 52 | 96
DERW-1 | A | 13 | 90 | 35 | 90 | 45 | 90 | 16 | 90 | 40 | 90 | 16 | 90 | 32 | 72
DIDCB5 | A | 40 | 330 | 104 | 330 | 125 | 330 | 55 | 330 | 140 | 330 | 40 | 185 | 105 | 185
DIDCB6 | A | 50 | 250 | 105 | 250 | 105 | 250 | 50 | 250 | 130 | 250 | 50 | 153 | 110 | 103
DINO-1 | A | 14 | 138 | 39 | 138 | 58 | 138 | 28 | 138 | 72 | 138 | 14 | 118 | 36 | 88
DINO-2 | A | 14 | 138 | 39 | 138 | 58 | 138 | 28 | 138 | 72 | 138 | 14 | 118 | 36 | 88
DINO-3 | A | 14 | 138 | 39 | 138 | 58 | 138 | 28 | 138 | 72 | 138 | 14 | 118 | 36 | 88
DINO-4 | A | 14 | 138 | 39 | 138 | 58 | 138 | 28 | 138 | 72 | 138 | 14 | 118 | 36 | 88
DINO-5 | A | 14 | 138 | 39 | 138 | 58 | 138 | 28 | 138 | 72 | 138 | 14 | 118 | 36 | 88
DINO-6 | A | 14 | 138 | 39 | 138 | 58 | 138 | 28 | 138 | 72 | 138 | 14 | 118 | 36 | 88
DRAXX-1 | A | 68 | 345 | 100 | 345 | 100 | 345 | 64 | 95 | 110 | 345 | 60 | 225 | 70 | 225
DRAXX-2 | A | 68 | 345 | 100 | 345 | 100 | 345 | 64 | 95 | 110 | 345 | 60 | 225 | 70 | 225
DRAXX-3 | A | 68 | 345 | 100 | 345 | 100 | 345 | 64 | 95 | 110 | 345 | 60 | 225 | 70 | 225
DRAXX-4 | A | 68 | 345 | 100 | 345 | 100 | 345 | 64 | 95 | 110 | 345 | 60 | 225 | 70 | 225
DRAXX-5 | A | 68 | 345 | 100 | 345 | 100 | 345 | 64 | 95 | 110 | 345 | 60 | 225 | 70 | 225
DRAXX-6 | A | 68 | 345 | 100 | 345 | 100 | 345 | 64 | 95 | 110 | 345 | 60 | 225 | 70 | 225
EECL-1 | A | 20 | 178 | 25 | 178 | 25 | 178 | 32 | 178 | 81 | 178 | 20 | 143 | 25 | 143
EGGPS-1 | A | 45 | 205 | 83 | 205 | 83 | 205 | 49 | 205 | 110 | 205 | 33 | 95 | 60 | 95
EGGPS-2 | A | 45 | 205 | 83 | 205 | 83 | 205 | 49 | 205 | 110 | 205 | 33 | 95 | 60 | 95
EGGPS-3 | A | 45 | 205 | 83 | 205 | 83 | 205 | 49 | 205 | 110 | 205 | 33 | 95 | 60 | 95
EGGPS-4 | A | 45 | 205 | 83 | 205 | 83 | 205 | 49 | 205 | 110 | 205 | 33 | 95 | 60 | 95
ERRO-1 | A | 1 | 21 | 1 | 21 | 1 | 21 | 2 | 21 | 5 | 21 | 1 | 17 | 1 | 17
ERRO-2 | A | 1 | 21 | 1 | 21 | 1 | 21 | 2 | 21 | 5 | 21 | 1 | 17 | 1 | 17
ERRO-3 | A | 1 | 21 | 1 | 21 | 1 | 21 | 2 | 21 | 5 | 21 | 1 | 17 | 1 | 17
FAARW-1 | A | 2 | 37 | 4 | 37 | 4 | 37 | 4 | 37 | 12 | 37 | 2 | 33 | 4 | 33
FAARW-2 | A | 2 | 37 | 4 | 37 | 4 | 37 | 4 | 37 | 12 | 37 | 2 | 33 | 4 | 33
FALGW-1 | A | 11 | 108 | 28 | 108 | 41 | 108 | 13 | 108 | 35 | 108 | 10 | 86 | 22 | 64
FASN-1 | A | 0 | 15 | 1 | 15 | 1 | 15 | 1 | 15 | 2 | 15 | 0 | 15 | 1 | 12
FASN2 | A | 0 | 15 | 1 | 15 | 1 | 15 | 1 | 15 | 2 | 15 | 0 | 15 | 1 | 12
FASN3 | A | 0 | 15 | 1 | 15 | 1 | 15 | 1 | 15 | 2 | 15 | 0 | 15 | 1 | 12
FAWN-1 | A | 10 | 52 | 25 | 52 | 40 | 52 | 13 | 52 | 32 | 52 | 11 | 37 | 27 | 27
FELL-1 | A | 9 | 63 | 21 | 63 | 22 | 63 | 10 | 63 | 24 | 63 | 9 | 63 | 22 | 63
FERR-1 | A | 25 | 150 | 45 | 250 | 56 | 250 | 40 | 250 | 60 | 250 | 34 | 80 | 59 | 150
FERR-2 | A | 25 | 150 | 45 | 250 | 56 | 250 | 40 | 250 | 60 | 250 | 34 | 80 | 59 | 150
FERR-3 | A | 25 | 150 | 45 | 250 | 56 | 250 | 40 | 250 | 60 | 250 | 34 | 80 | 59 | 150
FERR-4 | A | 25 | 150 | 45 | 250 | 56 | 250 | 40 | 250 | 60 | 250 | 34 | 80 | 59 | 150
FFES-1 | A | 10 | 35 | 27 | 35 | 30 | 35 | 9 | 35 | 22 | 35 | 4 | 27 | 6 | 27
FFES-2 | A | 10 | 35 | 27 | 35 | 30 | 35 | 9 | 35 | 22 | 35 | 4 | 27 | 6 | 27
FFES-3 | A | 10 | 35 | 27 | 35 | 30 | 35 | 9 | 35 | 22 | 35 | 4 | 27 | 6 | 27
FFES-4 | A | 10 | 35 | 27 | 35 | 30 | 35 | 9 | 35 | 22 | 35 | 4 | 27 | 6 | 27
FIDL-1 | A | 13 | 205 | 20 | 205 | 23 | 205 | 35 | 100 | 40 | 147 | 30 | 147 | 50 | 147
FIDL-2 | A | 13 | 205 | 20 | 205 | 23 | 205 | 35 | 100 | 40 | 147 | 30 | 147 | 50 | 147
FIDL-3 | A | 13 | 205 | 20 | 205 | 23 | 205 | 35 | 100 | 40 | 147 | 30 | 147 | 50 | 147
FIDL-4 | A | 13 | 205 | 20 | 205 | 23 | 205 | 35 | 100 | 40 | 147 | 30 | 147 | 50 | 147
FIFE-1 | A | 6 | 63 | 12 | 63 | 12 | 63 | 11 | 63 | 24 | 63 | 6 | 53 | 8 | 53
FINL-1 | A | 0 | 14 | 1 | 14 | 1 | 14 | 1 | 14 | 2 | 14 | 0 | 14 | 1 | 11
FOYE-1 | A | 6 | 60 | 13 | 60 | 16 | 60 | 11 | 60 | 27 | 60 | 5 | 30 | 11 | 30
FOYE-2 | A | 6 | 60 | 13 | 60 | 16 | 60 | 11 | 60 | 27 | 60 | 5 | 30 | 11 | 30
GLNDO-1 | A | 6 | 80 | 12 | 45 | 17 | 45 | 12 | 45 | 25 | 45 | 8 | 65 | 18 | 45
GNFSW-1 | A | 11 | 100 | 30 | 100 | 30 | 100 | 12 | 100 | 31 | 100 | 12 | 70 | 30 | 70
GNFSW-2 | A | 7 | 64 | 18 | 64 | 18 | 64 | 8 | 64 | 18 | 64 | 6 | 49 | 15 | 49
GORDW-1 | A | 6 | 62 | 16 | 56 | 26 | 45 | 7 | 62 | 18 | 62 | 6 | 56 | 16 | 45
GRAI-6 | A | 24 | 320 | 58 | 320 | 58 | 320 | 35 | 320 | 88 | 320 | 28 | 270 | 60 | 230
GRAI-7 | A | 30 | 232 | 60 | 232 | 60 | 232 | 32 | 232 | 84 | 232 | 32 | 175 | 65 | 135
GRAI-8 | A | 26 | 232 | 58 | 232 | 58 | 232 | 32 | 232 | 84 | 232 | 32 | 175 | 65 | 135
GRIFW-1 | A | 8 | 94 | 22 | 94 | 23 | 94 | 8 | 94 | 22 | 94 | 8 | 85 | 22 | 72
GRIFW-2 | A | 8 | 94 | 22 | 94 | 23 | 94 | 8 | 94 | 22 | 94 | 8 | 85 | 22 | 72
GRMO-1 | A | 8 | 43 | 8 | 43 | 8 | 43 | 8 | 43 | 8 | 43 | 8 | 23 | 8 | 23
GYAR-1 | A | 17 | 176 | 42 | 176 | 66 | 176 | 24 | 176 | 60 | 176 | 17 | 176 | 42 | 176
HADHW-1 | A | 7 | 96 | 14 | 96 | 22 | 96 | 13 | 96 | 34 | 96 | 8 | 65 | 17 | 65
HUMR-1 | A | 60 | 533 | 150 | 533 | 200 | 533 | 80 | 533 | 200 | 533 | 62 | 419 | 155 | 251
INDQ-1 | A | 12 | 102 | 31 | 102 | 43 | 102 | 13 | 102 | 34 | 102 | 12 | 72 | 30 | 72
IRNPS-1 | A | 35 | 125 | 45 | 125 | 48 | 285 | 42 | 285 | 68 | 125 | 28 | 125 | 42 | 185
IRNPS-2 | A | 35 | 125 | 45 | 125 | 48 | 285 | 42 | 285 | 68 | 125 | 28 | 125 | 42 | 185
KEAD-1 | A | 29 | 315 | 67 | 315 | 102 | 315 | 48 | 315 | 110 | 315 | 30 | 275 | 75 | 155
KILBW-1 | A | 3 | 56 | 8 | 56 | 13 | 56 | 5 | 56 | 14 | 56 | 4 | 53 | 9 | 47
KILLPG-1 | A | 8 | 225 | 10 | 225 | 10 | 225 | 10 | 225 | 12 | 225 | 4 | 150 | 15 | 150
KILLPG-2 | A | 18 | 225 | 25 | 225 | 25 | 225 | 37 | 225 | 37 | 225 | 22 | 195 | 30 | 195
KILNS-1 | A | 30 | 290 | 72 | 290 | 84 | 290 | 42 | 290 | 114 | 290 | 18 | 104 | 45 | 104
KLYN-A-1 | A | 24 | 126 | 50 | 126 | 50 | 126 | 34 | 126 | 70 | 126 | 22 | 81 | 34 | 81
LAGA-1 | A | 55 | 500 | 123 | 500 | 140 | 500 | 52 | 500 | 130 | 500 | 53 | 475 | 130 | 475
LARYO-1 | A | 16 | 155 | 40 | 155 | 45 | 155 | 18 | 155 | 45 | 155 | 14 | 120 | 35 | 120
LARYO-2 | A | 16 | 158 | 40 | 158 | 45 | 158 | 18 | 158 | 45 | 158 | 14 | 120 | 35 | 120
LARYO-3 | A | 16 | 158 | 40 | 158 | 45 | 158 | 18 | 158 | 45 | 158 | 14 | 120 | 35 | 120
LARYO-4 | A | 16 | 158 | 40 | 158 | 45 | 158 | 18 | 158 | 45 | 158 | 14 | 120 | 35 | 120
LBAR-1G | A | 1 | 16 | 4 | 16 | 6 | 16 | 2 | 16 | 4 | 16 | 1 | 9 | 4 | 9
LBAR-1 | A | 39 | 360 | 88 | 360 | 88 | 360 | 55 | 360 | 145 | 360 | 41 | 270 | 90 | 270
LITTD1 | A | 57 | 485 | 110 | 485 | 110 | 485 | 66 | 485 | 80 | 485 | 60 | 335 | 150 | 335
LITTD2 | A | 57 | 485 | 110 | 485 | 110 | 485 | 66 | 485 | 80 | 485 | 60 | 335 | 150 | 335
LITTD3 | A | 57 | 485 | 110 | 485 | 110 | 485 | 66 | 485 | 80 | 485 | 60 | 335 | 150 | 335
LOAN-1 | A | 25 | 326 | 51 | 326 | 55 | 326 | 19 | 326 | 50 | 326 | 12 | 276 | 28 | 276
LOAN-2 | A | 25 | 326 | 51 | 326 | 55 | 326 | 19 | 326 | 50 | 326 | 12 | 276 | 28 | 276
LOAN-3 | A | 25 | 326 | 51 | 326 | 55 | 326 | 19 | 326 | 50 | 326 | 12 | 276 | 28 | 276
MEDP-1 | A | 30 | 380 | 76 | 330 | 76 | 330 | 48 | 380 | 105 | 380 | 31 | 330 | 79 | 290
MILWW-1 | A | 6 | 32 | 8 | 54 | 13 | 54 | 5 | 54 | 14 | 54 | 3 | 43 | 8 | 43
MRWD-1 | A | 43 | 448 | 100 | 448 | 112 | 448 | 67 | 448 | 160 | 448 | 36 | 328 | 93 | 328
NANT-1 | A | 0 | 15 | 0 | 15 | 0 | 15 | 0 | 15 | 1 | 15 | 0 | 15 | 0 | 15
PEHE-1 | A | 47 | 435 | 100 | 435 | 100 | 435 | 67 | 435 | 105 | 435 | 64 | 245 | 100 | 245
PEHE-2 | A | 16 | 490 | 40 | 265 | 42 | 490 | 0 | 0 | 0 | 0 | 0 | 490 | 0 | 490
PEMB-11 | A | 36 | 237 | 60 | 237 | 60 | 237 | 31 | 237 | 84 | 237 | 32 | 192 | 62 | 192
PEMB-21 | A | 36 | 237 | 60 | 237 | 60 | 237 | 31 | 237 | 84 | 237 | 32 | 192 | 62 | 192
PEMB-31 | A | 36 | 237 | 60 | 237 | 60 | 237 | 31 | 237 | 84 | 237 | 32 | 192 | 62 | 192
PEMB-41 | A | 36 | 237 | 60 | 237 | 60 | 237 | 31 | 237 | 84 | 237 | 32 | 192 | 62 | 192
PEMB-51 | A | 36 | 237 | 60 | 237 | 60 | 237 | 31 | 237 | 84 | 237 | 32 | 192 | 62 | 192
PETEM1 | A | 20 | 180 | 46 | 180 | 52 | 180 | 24 | 180 | 58 | 180 | 20 | 150 | 50 | 100
RATS-1 | A | 50 | 270 | 90 | 270 | 90 | 270 | 36 | 270 | 50 | 270 | 42 | 105 | 75 | 155
RATS-2 | A | 40 | 270 | 90 | 270 | 100 | 270 | 36 | 270 | 50 | 270 | 40 | 195 | 75 | 195
RATS-3 | A | 40 | 270 | 90 | 270 | 100 | 270 | 36 | 270 | 50 | 270 | 40 | 195 | 75 | 195
RATS-4 | A | 40 | 270 | 95 | 270 | 100 | 270 | 36 | 270 | 50 | 270 | 40 | 195 | 75 | 195
ROCK-1 | A | 36 | 400 | 50 | 400 | 54 | 400 | 60 | 400 | 160 | 400 | 33 | 220 | 53 | 220
ROOS-1 | A | 12 | 140 | 32 | 140 | 32 | 140 | 13 | 140 | 32 | 140 | 13 | 108 | 32 | 108
RUGPS-6 | A | 36 | 243 | 80 | 243 | 80 | 243 | 40 | 243 | 90 | 243 | 40 | 155 | 95 | 105
RUGPS-7 | A | 36 | 243 | 80 | 243 | 80 | 243 | 40 | 243 | 90 | 243 | 40 | 155 | 95 | 105
RYHPS-1 | A | 30 | 305 | 48 | 305 | 66 | 305 | 42 | 305 | 51 | 305 | 30 | 130 | 42 | 68
SCCL-1 | A | 35 | 180 | 70 | 180 | 70 | 180 | 40 | 180 | 95 | 180 | 40 | 100 | 100 | 50
SCCL-2 | A | 35 | 180 | 70 | 180 | 70 | 180 | 40 | 180 | 95 | 180 | 40 | 100 | 100 | 50
SCCL-3 | A | 35 | 180 | 70 | 180 | 70 | 180 | 40 | 180 | 95 | 180 | 40 | 100 | 100 | 50
SEAB-1 | A | 44 | 254 | 125 | 254 | 150 | 254 | 55 | 254 | 150 | 254 | 75 | 164 | 176 | 38
SEAB-2 | A | 31 | 138 | 76 | 138 | 86 | 138 | 32 | 138 | 82 | 138 | 37 | 73 | 90 | 43
SHBA-1 | A | 41 | 255 | 104 | 255 | 115 | 255 | 44 | 255 | 120 | 255 | 39 | 195 | 115 | 40
SHBA-2 | A | 32 | 319 | 70 | 319 | 76 | 319 | 35 | 319 | 93 | 319 | 32 | 270 | 70 | 217
SHOS-1 | A | 18 | 160 | 24 | 160 | 24 | 160 | 30 | 160 | 75 | 160 | 18 | 135 | 24 | 135
SHRSW-1 | A | 16 | 157 | 44 | 157 | 46 | 157 | 17 | 157 | 46 | 157 | 16 | 141 | 43 | 113
SHRSW-2 | A | 16 | 157 | 44 | 157 | 46 | 157 | 17 | 157 | 46 | 157 | 16 | 141 | 43 | 113
SIZB-1 | A | 38 | 283 | 45 | 283 | 45 | 283 | 45 | 283 | 45 | 283 | 40 | 283 | 46 | 283
SIZB-2 | A | 38 | 283 | 45 | 283 | 45 | 283 | 45 | 283 | 45 | 283 | 40 | 283 | 46 | 283
SLOY-1 | A | 0 | 38 | 1 | 38 | 1 | 38 | 1 | 38 | 2 | 38 | 0 | 38 | 1 | 30
SLOY-2 | A | 0 | 38 | 1 | 38 | 1 | 38 | 1 | 38 | 2 | 38 | 0 | 38 | 1 | 30
SLOY-3 | A | 0 | 38 | 1 | 38 | 1 | 38 | 1 | 38 | 2 | 38 | 0 | 38 | 1 | 30
SLOY-4 | A | 0 | 28 | 1 | 28 | 1 | 28 | 1 | 28 | 2 | 28 | 0 | 28 | 1 | 22
SPLN-1 | A | 40 | 380 | 100 | 380 | 110 | 380 | 50 | 380 | 120 | 380 | 30 | 380 | 90 | 300
STAY-1 | A | 35 | 265 | 62 | 265 | 62 | 265 | 35 | 265 | 89 | 265 | 34 | 192 | 63 | 192
STAY-2 | A | 35 | 265 | 62 | 265 | 62 | 265 | 35 | 265 | 89 | 265 | 34 | 192 | 63 | 192
STAY-3 | A | 35 | 265 | 62 | 265 | 62 | 265 | 35 | 265 | 89 | 265 | 34 | 192 | 63 | 192
STAY-4 | A | 35 | 265 | 62 | 265 | 62 | 265 | 35 | 265 | 89 | 265 | 34 | 192 | 63 | 192
SUTB-1 | A | 36 | 380 | 104 | 380 | 148 | 380 | 52 | 380 | 132 | 380 | 47 | 250 | 107 | 250
SVRP-10 | A | 20 | 225 | 50 | 225 | 70 | 225 | 32 | 225 | 80 | 225 | 20 | 172 | 50 | 172
SVRP-20 | A | 20 | 225 | 50 | 225 | 70 | 225 | 32 | 225 | 80 | 225 | 20 | 172 | 50 | 172
TESI-1 | A | 40 | 260 | 100 | 260 | 140 | 260 | 60 | 260 | 140 | 260 | 40 | 200 | 120 | 100
TESI-2 | A | 40 | 260 | 100 | 260 | 140 | 260 | 60 | 260 | 140 | 260 | 40 | 200 | 120 | 100
USKM-13 | A | 6 | 49 | 15 | 49 | 17 | 49 | 8 | 49 | 19 | 49 | 7 | 36 | 8 | 36
USKM-14 | A | 6 | 49 | 15 | 49 | 17 | 49 | 8 | 49 | 19 | 49 | 7 | 36 | 8 | 36
USKM-15 | A | 6 | 49 | 15 | 49 | 17 | 49 | 8 | 49 | 19 | 49 | 7 | 36 | 8 | 36
WBUPS-1 | A | 30 | 113 | 48 | 153 | 48 | 153 | 32 | 113 | 50 | 113 | 40 | 153 | 65 | 113
WBUPS-2 | A | 30 | 133 | 48 | 173 | 48 | 173 | 32 | 133 | 50 | 133 | 40 | 173 | 65 | 133
WBUPS-3 | A | 30 | 133 | 48 | 173 | 48 | 173 | 32 | 133 | 50 | 133 | 40 | 173 | 65 | 133
WBUPS-4 | A | 30 | 113 | 48 | 153 | 48 | 153 | 32 | 113 | 50 | 113 | 40 | 153 | 65 | 113
WBURB-1 | A | 22 | 240 | 48 | 240 | 62 | 240 | 27 | 240 | 69 | 240 | 20 | 200 | 50 | 120
WBURB-2 | A | 25 | 255 | 52 | 255 | 62 | 255 | 26 | 255 | 67 | 255 | 22 | 215 | 52 | 135
WBURB-3 | A | 23 | 255 | 48 | 255 | 62 | 255 | 27 | 255 | 67 | 255 | 20 | 215 | 52 | 135
WHILW-1 | A | 31 | 322 | 84 | 322 | 90 | 322 | 33 | 322 | 90 | 322 | 32 | 255 | 86 | 210
WHILW-2 | A | 19 | 163 | 33 | 163 | 35 | 163 | 20 | 163 | 52 | 163 | 21 | 142 | 43 | 119
WLNYO-2 | A | 19 | 182 | 51 | 182 | 54 | 182 | 20 | 182 | 53 | 182 | 20 | 158 | 51 | 130
WLNYW-1 | A | 19 | 182 | 51 | 182 | 54 | 182 | 20 | 182 | 53 | 182 | 20 | 158 | 51 | 130

## May 2016
MW Response Capability by BMU
|  | Primary Response (Max MWhrs) | [5 empty] | Secondary Response (Max Mwhrs) |  |  |  | High Frequency Response (Max MWhrs)
UNIT | Mode | 0.2Hz |  | 0.5Hz |  | 0.8Hz |  | 0.2/0.2Hz |  | 0.5/0.5Hz |  | 0.2Hz |  | 0.5Hz
ABTH7 | A | 40 | 250 | 72 | 250 | 72 | 250 | 48 | 250 | 120 | 250 | 38 | 185 | 55 | 185
ABTH8 | A | 40 | 250 | 72 | 250 | 72 | 250 | 48 | 250 | 120 | 250 | 38 | 185 | 55 | 185
ABTH9 | A | 40 | 250 | 72 | 250 | 72 | 250 | 48 | 250 | 120 | 250 | 38 | 185 | 55 | 185
BAGE-1 | A | 30 | 255 | 70 | 255 | 90 | 255 | 35 | 255 | 90 | 255 | 28 | 220 | 70 | 185
BAGE-2 | A | 3 | 17 | 8 | 17 | 12 | 17 | 4 | 17 | 9 | 17 | 2 | 17 | 5 | 17
BARKB2 | A | 33 | 210 | 82 | 210 | 108 | 210 | 39 | 210 | 97 | 210 | 31 | 120 | 84 | 120
BARK-1 | A | 22 | 140 | 55 | 140 | 72 | 140 | 26 | 140 | 65 | 140 | 21 | 80 | 54 | 80
BLLA-1 | A | 6 | 99 | 13 | 99 | 13 | 99 | 15 | 99 | 39 | 99 | 9 | 83 | 16 | 83
BRDUW-1 | A | 6 | 58 | 17 | 58 | 17 | 58 | 7 | 58 | 17 | 58 | 6 | 36 | 17 | 36
BRGG-1 | A | 16 | 110 | 32 | 110 | 48 | 110 | 16 | 110 | 40 | 110 | 14 | 96 | 34 | 46
BRYP-1 | A | 15 | 82 | 25 | 82 | 31 | 82 | 22 | 82 | 37 | 82 | 10 | 82 | 27 | 47
CDCL-1 | A | 30 | 160 | 40 | 160 | 40 | 160 | 34 | 160 | 40 | 160 | 27 | 120 | 40 | 120
CLAC-1 | A | 3 | 28 | 8 | 28 | 13 | 28 | 3 | 36 | 9 | 36 | 3 | 28 | 8 | 28
CLDCW-1 | A | 14 | 14 | 34 | 113 | 36 | 113 | 13 | 113 | 35 | 113 | 13 | 99 | 34 | 78
CLDNW-1 | A | 13 | 108 | 33 | 108 | 35 | 108 | 13 | 108 | 35 | 108 | 12 | 95 | 33 | 74
CLDSW-1 | A | 16 | 129 | 40 | 129 | 43 | 129 | 16 | 129 | 42 | 129 | 16 | 113 | 41 | 88
CNQPS-1 | A | 22 | 126 | 51 | 126 | 70 | 126 | 28 | 126 | 70 | 126 | 20 | 100 | 45 | 100
CNQPS-2 | A | 22 | 170 | 55 | 170 | 55 | 170 | 28 | 170 | 70 | 170 | 22 | 120 | 55 | 105
CNQPS-3 | A | 22 | 170 | 55 | 170 | 55 | 170 | 28 | 170 | 70 | 170 | 22 | 120 | 55 | 105
CNQPS-4 | A | 22 | 170 | 55 | 170 | 55 | 170 | 28 | 170 | 70 | 170 | 28 | 105 | 55 | 105
COCK-1 | A | 15 | 168 | 42 | 168 | 48 | 168 | 10 | 168 | 25 | 168 | 6 | 138 | 7 | 138
COCK-2 | A | 15 | 168 | 42 | 168 | 48 | 168 | 10 | 168 | 25 | 168 | 6 | 138 | 7 | 138
COCK-3 | A | 15 | 168 | 42 | 168 | 48 | 168 | 10 | 168 | 25 | 168 | 6 | 138 | 7 | 138
COCK-4 | A | 15 | 168 | 42 | 168 | 48 | 168 | 10 | 168 | 25 | 168 | 6 | 138 | 7 | 138
CORB-1 | A | 10 | 130 | 30 | 130 | 50 | 130 | 28 | 130 | 60 | 130 | 15 | 95 | 40 | 60
COSO-1 | A | 20 | 380 | 40 | 380 | 50 | 380 | 60 | 380 | 140 | 380 | 17 | 304 | 40 | 304
COTPS-1 | A | 29 | 277 | 50 | 277 | 62 | 277 | 35 | 60 | 63 | 277 | 30 | 122 | 60 | 122
COTPS-2 | A | 29 | 287 | 50 | 287 | 62 | 287 | 35 | 60 | 63 | 287 | 30 | 122 | 60 | 122
COTPS-3 | A | 29 | 287 | 50 | 287 | 62 | 287 | 35 | 60 | 63 | 287 | 30 | 122 | 60 | 122
COTPS-4 | A | 29 | 277 | 50 | 277 | 62 | 277 | 35 | 60 | 63 | 277 | 30 | 122 | 60 | 122
COWE1 | A | 7 | 30 | 17 | 30 | 17 | 30 | 7 | 30 | 17 | 30 | 7 | 30 | 17 | 30
COWE2 | A | 7 | 30 | 17 | 30 | 17 | 30 | 7 | 30 | 17 | 30 | 7 | 30 | 17 | 30
CRUA-1 | A | 10 | 110 | 25 | 110 | 37 | 110 | 12 | 110 | 30 | 110 | 10 | 84 | 25 | 48
CRUA-2 | A | 10 | 110 | 25 | 110 | 37 | 110 | 12 | 110 | 30 | 110 | 10 | 84 | 25 | 48
CRUA-3 | A | 7 | 30 | 15 | 30 | 21 | 30 | 9 | 30 | 24 | 30 | 5 | 25 | 13 | 15
CRUA-4 | A | 7 | 30 | 15 | 30 | 21 | 30 | 9 | 30 | 24 | 30 | 5 | 25 | 13 | 15
CRYRW-2 | A | 15 | 138 | 38 | 138 | 40 | 138 | 15 | 138 | 40 | 138 | 13 | 109 | 40 | 63
DAMC-1 | A | 64 | 380 | 136 | 380 | 156 | 380 | 80 | 380 | 180 | 380 | 60 | 293 | 190 | 128
DEEP-1 | A | 20 | 180 | 60 | 180 | 86 | 180 | 22 | 180 | 80 | 180 | 24 | 96 | 52 | 96
DERW-1 | A | 13 | 90 | 35 | 90 | 45 | 90 | 16 | 90 | 40 | 90 | 16 | 90 | 32 | 72
DIDCB5 | A | 40 | 330 | 104 | 330 | 125 | 330 | 55 | 330 | 140 | 330 | 40 | 185 | 105 | 185
DIDCB6 | A | 50 | 250 | 105 | 250 | 105 | 250 | 50 | 250 | 130 | 250 | 50 | 153 | 110 | 103
DINO-1 | A | 14 | 138 | 39 | 138 | 58 | 138 | 28 | 138 | 72 | 138 | 14 | 118 | 36 | 88
DINO-2 | A | 14 | 138 | 39 | 138 | 58 | 138 | 28 | 138 | 72 | 138 | 14 | 118 | 36 | 88
DINO-3 | A | 14 | 138 | 39 | 138 | 58 | 138 | 28 | 138 | 72 | 138 | 14 | 118 | 36 | 88
DINO-4 | A | 14 | 138 | 39 | 138 | 58 | 138 | 28 | 138 | 72 | 138 | 14 | 118 | 36 | 88
DINO-5 | A | 14 | 138 | 39 | 138 | 58 | 138 | 28 | 138 | 72 | 138 | 14 | 118 | 36 | 88
DINO-6 | A | 14 | 138 | 39 | 138 | 58 | 138 | 28 | 138 | 72 | 138 | 14 | 118 | 36 | 88
DRAXX-1 | A | 68 | 345 | 100 | 345 | 100 | 345 | 64 | 95 | 110 | 345 | 60 | 225 | 70 | 225
DRAXX-2 | A | 68 | 345 | 100 | 345 | 100 | 345 | 64 | 95 | 110 | 345 | 60 | 225 | 70 | 225
DRAXX-3 | A | 68 | 345 | 100 | 345 | 100 | 345 | 64 | 95 | 110 | 345 | 60 | 225 | 70 | 225
DRAXX-4 | A | 68 | 345 | 100 | 345 | 100 | 345 | 64 | 95 | 110 | 345 | 60 | 225 | 70 | 225
DRAXX-5 | A | 68 | 345 | 100 | 345 | 100 | 345 | 64 | 95 | 110 | 345 | 60 | 225 | 70 | 225
DRAXX-6 | A | 68 | 345 | 100 | 345 | 100 | 345 | 64 | 95 | 110 | 345 | 60 | 225 | 70 | 225
EECL-1 | A | 20 | 178 | 25 | 178 | 25 | 178 | 32 | 178 | 81 | 178 | 20 | 143 | 25 | 143
EGGPS-1 | A | 45 | 205 | 83 | 205 | 83 | 205 | 49 | 205 | 110 | 205 | 33 | 95 | 60 | 95
EGGPS-2 | A | 45 | 205 | 83 | 205 | 83 | 205 | 49 | 205 | 110 | 205 | 33 | 95 | 60 | 95
EGGPS-3 | A | 45 | 205 | 83 | 205 | 83 | 205 | 49 | 205 | 110 | 205 | 33 | 95 | 60 | 95
EGGPS-4 | A | 45 | 205 | 83 | 205 | 83 | 205 | 49 | 205 | 110 | 205 | 33 | 95 | 60 | 95
ERRO-1 | A | 1 | 21 | 1 | 21 | 1 | 21 | 2 | 21 | 5 | 21 | 1 | 17 | 1 | 17
ERRO-2 | A | 1 | 21 | 1 | 21 | 1 | 21 | 2 | 21 | 5 | 21 | 1 | 17 | 1 | 17
ERRO-3 | A | 1 | 21 | 1 | 21 | 1 | 21 | 2 | 21 | 5 | 21 | 1 | 17 | 1 | 17
FAARW-1 | A | 2 | 37 | 4 | 37 | 4 | 37 | 4 | 37 | 12 | 37 | 2 | 33 | 4 | 33
FAARW-2 | A | 2 | 37 | 4 | 37 | 4 | 37 | 4 | 37 | 12 | 37 | 2 | 33 | 4 | 33
FALGW-1 | A | 11 | 108 | 28 | 108 | 41 | 108 | 13 | 108 | 35 | 108 | 10 | 86 | 22 | 64
FASN-1 | A | 0 | 15 | 1 | 15 | 1 | 15 | 1 | 15 | 2 | 15 | 0 | 15 | 1 | 12
FASN2 | A | 0 | 15 | 1 | 15 | 1 | 15 | 1 | 15 | 2 | 15 | 0 | 15 | 1 | 12
FASN3 | A | 0 | 15 | 1 | 15 | 1 | 15 | 1 | 15 | 2 | 15 | 0 | 15 | 1 | 12
FAWN-1 | A | 10 | 52 | 25 | 52 | 40 | 52 | 13 | 52 | 32 | 52 | 11 | 37 | 27 | 27
FELL-1 | A | 9 | 63 | 21 | 63 | 22 | 63 | 10 | 63 | 24 | 63 | 9 | 63 | 22 | 63
FERR-1 | A | 25 | 150 | 45 | 250 | 56 | 250 | 40 | 250 | 60 | 250 | 34 | 80 | 59 | 150
FERR-2 | A | 25 | 150 | 45 | 250 | 56 | 250 | 40 | 250 | 60 | 250 | 34 | 80 | 59 | 150
FERR-3 | A | 25 | 150 | 45 | 250 | 56 | 250 | 40 | 250 | 60 | 250 | 34 | 80 | 59 | 150
FERR-4 | A | 25 | 150 | 45 | 250 | 56 | 250 | 40 | 250 | 60 | 250 | 34 | 80 | 59 | 150
FFES-1 | A | 10 | 35 | 27 | 35 | 30 | 35 | 9 | 35 | 22 | 35 | 4 | 27 | 6 | 27
FFES-2 | A | 10 | 35 | 27 | 35 | 30 | 35 | 9 | 35 | 22 | 35 | 4 | 27 | 6 | 27
FFES-3 | A | 10 | 35 | 27 | 35 | 30 | 35 | 9 | 35 | 22 | 35 | 4 | 27 | 6 | 27
FFES-4 | A | 10 | 35 | 27 | 35 | 30 | 35 | 9 | 35 | 22 | 35 | 4 | 27 | 6 | 27
FIDL-1 | A | 13 | 205 | 20 | 205 | 23 | 205 | 35 | 100 | 40 | 147 | 30 | 147 | 50 | 147
FIDL-2 | A | 13 | 205 | 20 | 205 | 23 | 205 | 35 | 100 | 40 | 147 | 30 | 147 | 50 | 147
FIDL-3 | A | 13 | 205 | 20 | 205 | 23 | 205 | 35 | 100 | 40 | 147 | 30 | 147 | 50 | 147
FIDL-4 | A | 13 | 205 | 20 | 205 | 23 | 205 | 35 | 100 | 40 | 147 | 30 | 147 | 50 | 147
FIFE-1 | A | 6 | 63 | 12 | 63 | 12 | 63 | 11 | 63 | 24 | 63 | 6 | 53 | 8 | 53
FINL-1 | A | 0 | 14 | 1 | 14 | 1 | 14 | 1 | 14 | 2 | 14 | 0 | 14 | 1 | 11
FOYE-1 | A | 6 | 60 | 13 | 60 | 16 | 60 | 11 | 60 | 27 | 60 | 5 | 30 | 11 | 30
FOYE-2 | A | 6 | 60 | 13 | 60 | 16 | 60 | 11 | 60 | 27 | 60 | 5 | 30 | 11 | 30
GLNDO-1 | A | 6 | 80 | 12 | 45 | 17 | 45 | 12 | 45 | 25 | 45 | 8 | 65 | 18 | 45
GNFSW-1 | A | 11 | 100 | 30 | 100 | 30 | 100 | 12 | 100 | 31 | 100 | 12 | 70 | 30 | 70
GNFSW-2 | A | 7 | 64 | 18 | 64 | 18 | 64 | 8 | 64 | 18 | 64 | 6 | 49 | 15 | 49
GORDW-1 | A | 6 | 62 | 16 | 56 | 26 | 45 | 7 | 62 | 18 | 62 | 6 | 56 | 16 | 45
GRAI-6 | A | 24 | 320 | 58 | 320 | 58 | 320 | 35 | 320 | 88 | 320 | 28 | 270 | 60 | 230
GRAI-7 | A | 30 | 232 | 60 | 232 | 60 | 232 | 32 | 232 | 84 | 232 | 32 | 175 | 65 | 135
GRAI-8 | A | 26 | 232 | 58 | 232 | 58 | 232 | 32 | 232 | 84 | 232 | 32 | 175 | 65 | 135
GRIFW-1 | A | 8 | 94 | 22 | 94 | 23 | 94 | 8 | 94 | 22 | 94 | 8 | 85 | 22 | 72
GRIFW-2 | A | 8 | 94 | 22 | 94 | 23 | 94 | 8 | 94 | 22 | 94 | 8 | 85 | 22 | 72
GRMO-1 | A | 8 | 43 | 8 | 43 | 8 | 43 | 8 | 43 | 8 | 43 | 8 | 23 | 8 | 23
GYAR-1 | A | 17 | 176 | 42 | 176 | 66 | 176 | 24 | 176 | 60 | 176 | 17 | 176 | 42 | 176
HADHW-1 | A | 7 | 96 | 14 | 96 | 22 | 96 | 13 | 96 | 34 | 96 | 8 | 65 | 17 | 65
HUMR-1 | A | 60 | 533 | 150 | 533 | 200 | 533 | 80 | 533 | 200 | 533 | 62 | 419 | 155 | 251
INDQ-1 | A | 12 | 102 | 31 | 102 | 43 | 102 | 13 | 102 | 34 | 102 | 12 | 72 | 30 | 72
IRNPS-1 | A | 35 | 125 | 45 | 125 | 48 | 285 | 42 | 285 | 68 | 125 | 28 | 125 | 42 | 185
IRNPS-2 | A | 35 | 125 | 45 | 125 | 48 | 285 | 42 | 285 | 68 | 125 | 28 | 125 | 42 | 185
KEAD-1 | A | 29 | 315 | 67 | 315 | 102 | 315 | 48 | 315 | 110 | 315 | 30 | 275 | 75 | 155
KILBW-1 | A | 3 | 56 | 8 | 56 | 13 | 56 | 5 | 56 | 14 | 56 | 4 | 53 | 9 | 47
KILLPG-1 | A | 8 | 225 | 10 | 225 | 10 | 225 | 10 | 225 | 12 | 225 | 4 | 150 | 15 | 150
KILLPG-2 | A | 18 | 225 | 25 | 225 | 25 | 225 | 37 | 225 | 37 | 225 | 22 | 195 | 30 | 195
KILNS-1 | A | 30 | 290 | 72 | 290 | 84 | 290 | 42 | 290 | 114 | 290 | 18 | 104 | 45 | 104
KLYN-A-1 | A | 24 | 126 | 50 | 126 | 50 | 126 | 34 | 126 | 70 | 126 | 22 | 81 | 34 | 81
LAGA-1 | A | 55 | 500 | 123 | 500 | 140 | 500 | 52 | 500 | 130 | 500 | 53 | 475 | 130 | 475
LARYO-1 | A | 16 | 155 | 40 | 155 | 45 | 155 | 18 | 155 | 45 | 155 | 14 | 120 | 35 | 120
LARYO-2 | A | 16 | 158 | 40 | 158 | 45 | 158 | 18 | 158 | 45 | 158 | 14 | 120 | 35 | 120
LARYO-3 | A | 16 | 158 | 40 | 158 | 45 | 158 | 18 | 158 | 45 | 158 | 14 | 120 | 35 | 120
LARYO-4 | A | 16 | 158 | 40 | 158 | 45 | 158 | 18 | 158 | 45 | 158 | 14 | 120 | 35 | 120
LBAR-1G | A | 1 | 16 | 4 | 16 | 6 | 16 | 2 | 16 | 4 | 16 | 1 | 9 | 4 | 9
LBAR-1 | A | 39 | 360 | 88 | 360 | 88 | 360 | 55 | 360 | 145 | 360 | 41 | 270 | 90 | 270
LITTD1 | A | 57 | 485 | 110 | 485 | 110 | 485 | 66 | 485 | 80 | 485 | 60 | 335 | 150 | 335
LITTD2 | A | 57 | 485 | 110 | 485 | 110 | 485 | 66 | 485 | 80 | 485 | 60 | 335 | 150 | 335
LITTD3 | A | 57 | 485 | 110 | 485 | 110 | 485 | 66 | 485 | 80 | 485 | 60 | 335 | 150 | 335
LOAN-1 | A | 25 | 326 | 51 | 326 | 55 | 326 | 19 | 326 | 50 | 326 | 12 | 276 | 28 | 276
LOAN-2 | A | 25 | 326 | 51 | 326 | 55 | 326 | 19 | 326 | 50 | 326 | 12 | 276 | 28 | 276
LOAN-3 | A | 25 | 326 | 51 | 326 | 55 | 326 | 19 | 326 | 50 | 326 | 12 | 276 | 28 | 276
MEDP-1 | A | 30 | 380 | 76 | 330 | 76 | 330 | 48 | 380 | 105 | 380 | 31 | 330 | 79 | 290
MILWW-1 | A | 6 | 32 | 8 | 54 | 13 | 54 | 5 | 54 | 14 | 54 | 3 | 43 | 8 | 43
MRWD-1 | A | 43 | 448 | 100 | 448 | 112 | 448 | 67 | 448 | 160 | 448 | 36 | 328 | 93 | 328
NANT-1 | A | 0 | 15 | 0 | 15 | 0 | 15 | 0 | 15 | 1 | 15 | 0 | 15 | 0 | 15
PEHE-1 | A | 47 | 435 | 100 | 435 | 100 | 435 | 67 | 435 | 105 | 435 | 64 | 245 | 100 | 245
PEHE-2 | A | 16 | 490 | 40 | 265 | 42 | 490 | 0 | 0 | 0 | 0 | 0 | 490 | 0 | 490
PEMB-11 | A | 36 | 237 | 60 | 237 | 60 | 237 | 31 | 237 | 84 | 237 | 32 | 192 | 62 | 192
PEMB-21 | A | 36 | 237 | 60 | 237 | 60 | 237 | 31 | 237 | 84 | 237 | 32 | 192 | 62 | 192
PEMB-31 | A | 36 | 237 | 60 | 237 | 60 | 237 | 31 | 237 | 84 | 237 | 32 | 192 | 62 | 192
PEMB-41 | A | 36 | 237 | 60 | 237 | 60 | 237 | 31 | 237 | 84 | 237 | 32 | 192 | 62 | 192
PEMB-51 | A | 36 | 237 | 60 | 237 | 60 | 237 | 31 | 237 | 84 | 237 | 32 | 192 | 62 | 192
PETEM1 | A | 20 | 180 | 46 | 180 | 52 | 180 | 24 | 180 | 58 | 180 | 20 | 150 | 50 | 100
RATS-1 | A | 50 | 270 | 90 | 270 | 90 | 270 | 36 | 270 | 50 | 270 | 42 | 105 | 75 | 155
RATS-2 | A | 40 | 270 | 90 | 270 | 100 | 270 | 36 | 270 | 50 | 270 | 40 | 195 | 75 | 195
RATS-3 | A | 40 | 270 | 90 | 270 | 100 | 270 | 36 | 270 | 50 | 270 | 40 | 195 | 75 | 195
RATS-4 | A | 40 | 270 | 95 | 270 | 100 | 270 | 36 | 270 | 50 | 270 | 40 | 195 | 75 | 195
ROCK-1 | A | 36 | 400 | 50 | 400 | 54 | 400 | 60 | 400 | 160 | 400 | 33 | 220 | 53 | 220
ROOS-1 | A | 12 | 140 | 32 | 140 | 32 | 140 | 13 | 140 | 32 | 140 | 13 | 108 | 32 | 108
RUGPS-6 | A | 36 | 243 | 80 | 243 | 80 | 243 | 40 | 243 | 90 | 243 | 40 | 155 | 95 | 105
RUGPS-7 | A | 36 | 243 | 80 | 243 | 80 | 243 | 40 | 243 | 90 | 243 | 40 | 155 | 95 | 105
RYHPS-1 | A | 30 | 305 | 48 | 305 | 66 | 305 | 42 | 305 | 51 | 305 | 30 | 130 | 42 | 68
SCCL-1 | A | 35 | 180 | 70 | 180 | 70 | 180 | 40 | 180 | 95 | 180 | 40 | 100 | 100 | 50
SCCL-2 | A | 35 | 180 | 70 | 180 | 70 | 180 | 40 | 180 | 95 | 180 | 40 | 100 | 100 | 50
SCCL-3 | A | 35 | 180 | 70 | 180 | 70 | 180 | 40 | 180 | 95 | 180 | 40 | 100 | 100 | 50
SEAB-1 | A | 44 | 254 | 125 | 254 | 150 | 254 | 55 | 254 | 150 | 254 | 75 | 164 | 176 | 38
SEAB-2 | A | 31 | 138 | 76 | 138 | 86 | 138 | 32 | 138 | 82 | 138 | 37 | 73 | 90 | 43
SHBA-1 | A | 41 | 255 | 104 | 255 | 115 | 255 | 44 | 255 | 120 | 255 | 39 | 195 | 115 | 40
SHBA-2 | A | 32 | 319 | 70 | 319 | 76 | 319 | 35 | 319 | 93 | 319 | 32 | 270 | 70 | 217
SHOS-1 | A | 18 | 160 | 24 | 160 | 24 | 160 | 30 | 160 | 75 | 160 | 18 | 135 | 24 | 135
SIZB-1 | A | 38 | 283 | 45 | 283 | 45 | 283 | 45 | 283 | 45 | 283 | 40 | 283 | 46 | 283
SIZB-2 | A | 38 | 283 | 45 | 283 | 45 | 283 | 45 | 283 | 45 | 283 | 40 | 283 | 46 | 283
SLOY-1 | A | 0 | 38 | 1 | 38 | 1 | 38 | 1 | 38 | 2 | 38 | 0 | 38 | 1 | 30
SLOY-2 | A | 0 | 38 | 1 | 38 | 1 | 38 | 1 | 38 | 2 | 38 | 0 | 38 | 1 | 30
SLOY-3 | A | 0 | 38 | 1 | 38 | 1 | 38 | 1 | 38 | 2 | 38 | 0 | 38 | 1 | 30
SLOY-4 | A | 0 | 28 | 1 | 28 | 1 | 28 | 1 | 28 | 2 | 28 | 0 | 28 | 1 | 22
SPLN-1 | A | 40 | 380 | 100 | 380 | 110 | 380 | 50 | 380 | 120 | 380 | 30 | 380 | 90 | 300
STAY-1 | A | 35 | 265 | 62 | 265 | 62 | 265 | 35 | 265 | 89 | 265 | 34 | 192 | 63 | 192
STAY-2 | A | 35 | 265 | 62 | 265 | 62 | 265 | 35 | 265 | 89 | 265 | 34 | 192 | 63 | 192
STAY-3 | A | 35 | 265 | 62 | 265 | 62 | 265 | 35 | 265 | 89 | 265 | 34 | 192 | 63 | 192
STAY-4 | A | 35 | 265 | 62 | 265 | 62 | 265 | 35 | 265 | 89 | 265 | 34 | 192 | 63 | 192
SUTB-1 | A | 36 | 380 | 104 | 380 | 148 | 380 | 52 | 380 | 132 | 380 | 47 | 250 | 107 | 250
SVRP-10 | A | 20 | 225 | 50 | 225 | 70 | 225 | 32 | 225 | 80 | 225 | 20 | 172 | 50 | 172
SVRP-20 | A | 20 | 225 | 50 | 225 | 70 | 225 | 32 | 225 | 80 | 225 | 20 | 172 | 50 | 172
TESI-1 | A | 40 | 260 | 100 | 260 | 140 | 260 | 60 | 260 | 140 | 260 | 40 | 200 | 120 | 100
TESI-2 | A | 40 | 260 | 100 | 260 | 140 | 260 | 60 | 260 | 140 | 260 | 40 | 200 | 120 | 100
USKM-13 | A | 6 | 49 | 15 | 49 | 17 | 49 | 8 | 49 | 19 | 49 | 7 | 36 | 8 | 36
USKM-14 | A | 6 | 49 | 15 | 49 | 17 | 49 | 8 | 49 | 19 | 49 | 7 | 36 | 8 | 36
USKM-15 | A | 6 | 49 | 15 | 49 | 17 | 49 | 8 | 49 | 19 | 49 | 7 | 36 | 8 | 36
WBUPS-1 | A | 30 | 113 | 48 | 153 | 48 | 153 | 32 | 113 | 50 | 113 | 40 | 153 | 65 | 113
WBUPS-2 | A | 30 | 133 | 48 | 173 | 48 | 173 | 32 | 133 | 50 | 133 | 40 | 173 | 65 | 133
WBUPS-3 | A | 30 | 133 | 48 | 173 | 48 | 173 | 32 | 133 | 50 | 133 | 40 | 173 | 65 | 133
WBUPS-4 | A | 30 | 113 | 48 | 153 | 48 | 153 | 32 | 113 | 50 | 113 | 40 | 153 | 65 | 113
WBURB-1 | A | 22 | 240 | 48 | 240 | 62 | 240 | 27 | 240 | 69 | 240 | 20 | 200 | 50 | 120
WBURB-2 | A | 25 | 255 | 52 | 255 | 62 | 255 | 26 | 255 | 67 | 255 | 22 | 215 | 52 | 135
WBURB-3 | A | 23 | 255 | 48 | 255 | 62 | 255 | 27 | 255 | 67 | 255 | 20 | 215 | 52 | 135
WHILW-1 | A | 31 | 322 | 84 | 322 | 90 | 322 | 33 | 322 | 90 | 322 | 32 | 255 | 86 | 210
WHILW-2 | A | 19 | 163 | 33 | 163 | 35 | 163 | 20 | 163 | 52 | 163 | 21 | 142 | 43 | 119
WLNYO-2 | A | 19 | 182 | 51 | 182 | 54 | 182 | 20 | 182 | 53 | 182 | 20 | 158 | 51 | 130
WLNYW-1 | A | 19 | 182 | 51 | 182 | 54 | 182 | 20 | 182 | 53 | 182 | 20 | 158 | 51 | 130

## Apr 2016
MW Response Capability by BMU
|  | Primary Response (Max MWhrs) | [5 empty] | Secondary Response (Max Mwhrs) |  |  |  | High Frequency Response (Max MWhrs)
UNIT | Mode | 0.2Hz |  | 0.5Hz |  | 0.8Hz |  | 0.2/0.2Hz |  | 0.5/0.5Hz |  | 0.2Hz |  | 0.5Hz
ABTH7 | A | 40 | 250 | 72 | 250 | 72 | 250 | 48 | 250 | 120 | 250 | 38 | 185 | 55 | 185
ABTH8 | A | 40 | 250 | 72 | 250 | 72 | 250 | 48 | 250 | 120 | 250 | 38 | 185 | 55 | 185
ABTH9 | A | 40 | 250 | 72 | 250 | 72 | 250 | 48 | 250 | 120 | 250 | 38 | 185 | 55 | 185
BAGE-1 | A | 30 | 255 | 70 | 255 | 90 | 255 | 35 | 255 | 90 | 255 | 28 | 220 | 70 | 185
BAGE-2 | A | 3 | 17 | 8 | 17 | 12 | 17 | 4 | 17 | 9 | 17 | 2 | 17 | 5 | 17
BARKB2 | A | 33 | 210 | 82 | 210 | 108 | 210 | 39 | 210 | 97 | 210 | 31 | 120 | 84 | 120
BARK-1 | A | 22 | 140 | 55 | 140 | 72 | 140 | 26 | 140 | 65 | 140 | 21 | 80 | 54 | 80
BLLA-1 | A | 6 | 99 | 13 | 99 | 13 | 99 | 15 | 99 | 39 | 99 | 9 | 83 | 16 | 83
BRDUW-1 | A | 6 | 58 | 17 | 58 | 17 | 58 | 7 | 58 | 17 | 58 | 6 | 36 | 17 | 36
BRGG-1 | A | 16 | 110 | 32 | 110 | 48 | 110 | 16 | 110 | 40 | 110 | 14 | 96 | 34 | 46
BRYP-1 | A | 15 | 82 | 25 | 82 | 31 | 82 | 22 | 82 | 37 | 82 | 10 | 82 | 27 | 47
CDCL-1 | A | 30 | 160 | 40 | 160 | 40 | 160 | 34 | 160 | 40 | 160 | 27 | 120 | 40 | 120
CLAC-1 | A | 3 | 28 | 8 | 28 | 13 | 28 | 3 | 36 | 9 | 36 | 3 | 28 | 8 | 28
CLDCW-1 | A | 14 | 14 | 34 | 113 | 36 | 113 | 13 | 113 | 35 | 113 | 13 | 99 | 34 | 78
CLDNW-1 | A | 13 | 108 | 33 | 108 | 35 | 108 | 13 | 108 | 35 | 108 | 12 | 95 | 33 | 74
CLDSW-1 | A | 16 | 129 | 40 | 129 | 43 | 129 | 16 | 129 | 42 | 129 | 16 | 113 | 41 | 88
CNQPS-1 | A | 22 | 126 | 51 | 126 | 70 | 126 | 28 | 126 | 70 | 126 | 20 | 100 | 45 | 100
CNQPS-2 | A | 22 | 170 | 55 | 170 | 55 | 170 | 28 | 170 | 70 | 170 | 22 | 120 | 55 | 105
CNQPS-3 | A | 22 | 170 | 55 | 170 | 55 | 170 | 28 | 170 | 70 | 170 | 22 | 120 | 55 | 105
CNQPS-4 | A | 22 | 170 | 55 | 170 | 55 | 170 | 28 | 170 | 70 | 170 | 28 | 105 | 55 | 105
COCK-1 | A | 15 | 168 | 42 | 168 | 48 | 168 | 10 | 168 | 25 | 168 | 6 | 138 | 7 | 138
COCK-2 | A | 15 | 168 | 42 | 168 | 48 | 168 | 10 | 168 | 25 | 168 | 6 | 138 | 7 | 138
COCK-3 | A | 15 | 168 | 42 | 168 | 48 | 168 | 10 | 168 | 25 | 168 | 6 | 138 | 7 | 138
COCK-4 | A | 15 | 168 | 42 | 168 | 48 | 168 | 10 | 168 | 25 | 168 | 6 | 138 | 7 | 138
CORB-1 | A | 10 | 130 | 30 | 130 | 50 | 130 | 28 | 130 | 60 | 130 | 15 | 95 | 40 | 60
COSO-1 | A | 20 | 380 | 40 | 380 | 50 | 380 | 60 | 380 | 140 | 380 | 17 | 304 | 40 | 304
COTPS-1 | A | 29 | 277 | 50 | 277 | 62 | 277 | 35 | 60 | 63 | 277 | 30 | 122 | 60 | 122
COTPS-2 | A | 29 | 287 | 50 | 287 | 62 | 287 | 35 | 60 | 63 | 287 | 30 | 122 | 60 | 122
COTPS-3 | A | 29 | 287 | 50 | 287 | 62 | 287 | 35 | 60 | 63 | 287 | 30 | 122 | 60 | 122
COTPS-4 | A | 29 | 277 | 50 | 277 | 62 | 277 | 35 | 60 | 63 | 277 | 30 | 122 | 60 | 122
COWE1 | A | 7 | 30 | 17 | 30 | 17 | 30 | 7 | 30 | 17 | 30 | 7 | 30 | 17 | 30
COWE2 | A | 7 | 30 | 17 | 30 | 17 | 30 | 7 | 30 | 17 | 30 | 7 | 30 | 17 | 30
CRUA-1 | A | 10 | 110 | 25 | 110 | 37 | 110 | 12 | 110 | 30 | 110 | 10 | 84 | 25 | 48
CRUA-2 | A | 10 | 110 | 25 | 110 | 37 | 110 | 12 | 110 | 30 | 110 | 10 | 84 | 25 | 48
CRUA-3 | A | 7 | 30 | 15 | 30 | 21 | 30 | 9 | 30 | 24 | 30 | 5 | 25 | 13 | 15
CRUA-4 | A | 7 | 30 | 15 | 30 | 21 | 30 | 9 | 30 | 24 | 30 | 5 | 25 | 13 | 15
CRYRW-2 | A | 15 | 138 | 38 | 138 | 40 | 138 | 15 | 138 | 40 | 138 | 13 | 109 | 40 | 63
DAMC-1 | A | 64 | 380 | 136 | 380 | 156 | 380 | 80 | 380 | 180 | 380 | 60 | 293 | 190 | 128
DEEP-1 | A | 20 | 180 | 60 | 180 | 86 | 180 | 22 | 180 | 80 | 180 | 24 | 96 | 52 | 96
DERW-1 | A | 13 | 90 | 35 | 90 | 45 | 90 | 16 | 90 | 40 | 90 | 16 | 90 | 32 | 72
DIDCB5 | A | 40 | 330 | 104 | 330 | 125 | 330 | 55 | 330 | 140 | 330 | 40 | 185 | 105 | 185
DIDCB6 | A | 50 | 250 | 105 | 250 | 105 | 250 | 50 | 250 | 130 | 250 | 50 | 153 | 110 | 103
DINO-1 | A | 14 | 138 | 39 | 138 | 58 | 138 | 28 | 138 | 72 | 138 | 14 | 118 | 36 | 88
DINO-2 | A | 14 | 138 | 39 | 138 | 58 | 138 | 28 | 138 | 72 | 138 | 14 | 118 | 36 | 88
DINO-3 | A | 14 | 138 | 39 | 138 | 58 | 138 | 28 | 138 | 72 | 138 | 14 | 118 | 36 | 88
DINO-4 | A | 14 | 138 | 39 | 138 | 58 | 138 | 28 | 138 | 72 | 138 | 14 | 118 | 36 | 88
DINO-5 | A | 14 | 138 | 39 | 138 | 58 | 138 | 28 | 138 | 72 | 138 | 14 | 118 | 36 | 88
DINO-6 | A | 14 | 138 | 39 | 138 | 58 | 138 | 28 | 138 | 72 | 138 | 14 | 118 | 36 | 88
DRAXX-1 | A | 68 | 345 | 100 | 345 | 100 | 345 | 64 | 95 | 110 | 345 | 60 | 225 | 70 | 225
DRAXX-2 | A | 68 | 345 | 100 | 345 | 100 | 345 | 64 | 95 | 110 | 345 | 60 | 225 | 70 | 225
DRAXX-3 | A | 68 | 345 | 100 | 345 | 100 | 345 | 64 | 95 | 110 | 345 | 60 | 225 | 70 | 225
DRAXX-4 | A | 68 | 345 | 100 | 345 | 100 | 345 | 64 | 95 | 110 | 345 | 60 | 225 | 70 | 225
DRAXX-5 | A | 68 | 345 | 100 | 345 | 100 | 345 | 64 | 95 | 110 | 345 | 60 | 225 | 70 | 225
DRAXX-6 | A | 68 | 345 | 100 | 345 | 100 | 345 | 64 | 95 | 110 | 345 | 60 | 225 | 70 | 225
EECL-1 | A | 20 | 178 | 25 | 178 | 25 | 178 | 32 | 178 | 81 | 178 | 20 | 143 | 25 | 143
EGGPS-1 | A | 45 | 205 | 83 | 205 | 83 | 205 | 49 | 205 | 110 | 205 | 33 | 95 | 60 | 95
EGGPS-2 | A | 45 | 205 | 83 | 205 | 83 | 205 | 49 | 205 | 110 | 205 | 33 | 95 | 60 | 95
EGGPS-3 | A | 45 | 205 | 83 | 205 | 83 | 205 | 49 | 205 | 110 | 205 | 33 | 95 | 60 | 95
EGGPS-4 | A | 45 | 205 | 83 | 205 | 83 | 205 | 49 | 205 | 110 | 205 | 33 | 95 | 60 | 95
ERRO-1 | A | 1 | 21 | 1 | 21 | 1 | 21 | 2 | 21 | 5 | 21 | 1 | 17 | 1 | 17
ERRO-2 | A | 1 | 21 | 1 | 21 | 1 | 21 | 2 | 21 | 5 | 21 | 1 | 17 | 1 | 17
ERRO-3 | A | 1 | 21 | 1 | 21 | 1 | 21 | 2 | 21 | 5 | 21 | 1 | 17 | 1 | 17
FAARW-1 | A | 2 | 37 | 4 | 37 | 4 | 37 | 4 | 37 | 12 | 37 | 2 | 33 | 4 | 33
FAARW-2 | A | 2 | 37 | 4 | 37 | 4 | 37 | 4 | 37 | 12 | 37 | 2 | 33 | 4 | 33
FALGW-1 | A | 11 | 108 | 28 | 108 | 41 | 108 | 13 | 108 | 35 | 108 | 10 | 86 | 22 | 64
FASN-1 | A | 0 | 15 | 1 | 15 | 1 | 15 | 1 | 15 | 2 | 15 | 0 | 15 | 1 | 12
FASN2 | A | 0 | 15 | 1 | 15 | 1 | 15 | 1 | 15 | 2 | 15 | 0 | 15 | 1 | 12
FASN3 | A | 0 | 15 | 1 | 15 | 1 | 15 | 1 | 15 | 2 | 15 | 0 | 15 | 1 | 12
FAWN-1 | A | 10 | 52 | 25 | 52 | 40 | 52 | 13 | 52 | 32 | 52 | 11 | 37 | 27 | 27
FELL-1 | A | 9 | 63 | 21 | 63 | 22 | 63 | 10 | 63 | 24 | 63 | 9 | 63 | 22 | 63
FERR-1 | A | 25 | 150 | 45 | 250 | 56 | 250 | 40 | 250 | 60 | 250 | 34 | 80 | 59 | 150
FERR-2 | A | 25 | 150 | 45 | 250 | 56 | 250 | 40 | 250 | 60 | 250 | 34 | 80 | 59 | 150
FERR-3 | A | 25 | 150 | 45 | 250 | 56 | 250 | 40 | 250 | 60 | 250 | 34 | 80 | 59 | 150
FERR-4 | A | 25 | 150 | 45 | 250 | 56 | 250 | 40 | 250 | 60 | 250 | 34 | 80 | 59 | 150
FFES-1 | A | 10 | 35 | 27 | 35 | 30 | 35 | 9 | 35 | 22 | 35 | 4 | 27 | 6 | 27
FFES-2 | A | 10 | 35 | 27 | 35 | 30 | 35 | 9 | 35 | 22 | 35 | 4 | 27 | 6 | 27
FFES-3 | A | 10 | 35 | 27 | 35 | 30 | 35 | 9 | 35 | 22 | 35 | 4 | 27 | 6 | 27
FFES-4 | A | 10 | 35 | 27 | 35 | 30 | 35 | 9 | 35 | 22 | 35 | 4 | 27 | 6 | 27
FIDL-1 | A | 13 | 205 | 20 | 205 | 23 | 205 | 35 | 100 | 40 | 147 | 30 | 147 | 50 | 147
FIDL-2 | A | 13 | 205 | 20 | 205 | 23 | 205 | 35 | 100 | 40 | 147 | 30 | 147 | 50 | 147
FIDL-3 | A | 13 | 205 | 20 | 205 | 23 | 205 | 35 | 100 | 40 | 147 | 30 | 147 | 50 | 147
FIDL-4 | A | 13 | 205 | 20 | 205 | 23 | 205 | 35 | 100 | 40 | 147 | 30 | 147 | 50 | 147
FIFE-1 | A | 6 | 63 | 12 | 63 | 12 | 63 | 11 | 63 | 24 | 63 | 6 | 53 | 8 | 53
FINL-1 | A | 0 | 14 | 1 | 14 | 1 | 14 | 1 | 14 | 2 | 14 | 0 | 14 | 1 | 11
FOYE-1 | A | 6 | 60 | 13 | 60 | 16 | 60 | 11 | 60 | 27 | 60 | 5 | 30 | 11 | 30
FOYE-2 | A | 6 | 60 | 13 | 60 | 16 | 60 | 11 | 60 | 27 | 60 | 5 | 30 | 11 | 30
GLNDO-1 | A | 6 | 80 | 12 | 45 | 17 | 45 | 12 | 45 | 25 | 45 | 8 | 65 | 18 | 45
GNFSW-1 | A | 11 | 100 | 30 | 100 | 30 | 100 | 12 | 100 | 31 | 100 | 12 | 70 | 30 | 70
GNFSW-2 | A | 7 | 64 | 18 | 64 | 18 | 64 | 8 | 64 | 18 | 64 | 6 | 49 | 15 | 49
GORDW-1 | A | 6 | 62 | 16 | 56 | 26 | 45 | 7 | 62 | 18 | 62 | 6 | 56 | 16 | 45
GRAI-6 | A | 24 | 320 | 58 | 320 | 58 | 320 | 35 | 320 | 88 | 320 | 28 | 270 | 60 | 230
GRAI-7 | A | 30 | 232 | 60 | 232 | 60 | 232 | 32 | 232 | 84 | 232 | 32 | 175 | 65 | 135
GRAI-8 | A | 26 | 232 | 58 | 232 | 58 | 232 | 32 | 232 | 84 | 232 | 32 | 175 | 65 | 135
GRIFW-1 | A | 8 | 94 | 22 | 94 | 23 | 94 | 8 | 94 | 22 | 94 | 8 | 85 | 22 | 72
GRIFW-2 | A | 8 | 94 | 22 | 94 | 23 | 94 | 8 | 94 | 22 | 94 | 8 | 85 | 22 | 72
GRMO-1 | A | 8 | 43 | 8 | 43 | 8 | 43 | 8 | 43 | 8 | 43 | 8 | 23 | 8 | 23
GYAR-1 | A | 17 | 176 | 42 | 176 | 66 | 176 | 24 | 176 | 60 | 176 | 17 | 176 | 42 | 176
HADHW-1 | A | 7 | 96 | 14 | 96 | 22 | 96 | 13 | 96 | 34 | 96 | 8 | 65 | 17 | 65
HUMR-1 | A | 60 | 533 | 150 | 533 | 200 | 533 | 80 | 533 | 200 | 533 | 62 | 419 | 155 | 251
INDQ-1 | A | 12 | 102 | 31 | 102 | 43 | 102 | 13 | 102 | 34 | 102 | 12 | 72 | 30 | 72
IRNPS-1 | A | 35 | 125 | 45 | 125 | 48 | 285 | 42 | 285 | 68 | 125 | 28 | 125 | 42 | 185
IRNPS-2 | A | 35 | 125 | 45 | 125 | 48 | 285 | 42 | 285 | 68 | 125 | 28 | 125 | 42 | 185
KEAD-1 | A | 29 | 315 | 67 | 315 | 102 | 315 | 48 | 315 | 110 | 315 | 30 | 275 | 75 | 155
KILBW-1 | A | 3 | 56 | 8 | 56 | 13 | 56 | 5 | 56 | 14 | 56 | 4 | 53 | 9 | 47
KILLPG-1 | A | 8 | 225 | 10 | 225 | 10 | 225 | 10 | 225 | 12 | 225 | 4 | 150 | 15 | 150
KILLPG-2 | A | 18 | 225 | 25 | 225 | 25 | 225 | 37 | 225 | 37 | 225 | 22 | 195 | 30 | 195
KILNS-1 | A | 30 | 290 | 72 | 290 | 84 | 290 | 42 | 290 | 114 | 290 | 18 | 104 | 45 | 104
KLYN-A-1 | A | 24 | 126 | 50 | 126 | 50 | 126 | 34 | 126 | 70 | 126 | 22 | 81 | 34 | 81
LAGA-1 | A | 55 | 500 | 123 | 500 | 140 | 500 | 52 | 500 | 130 | 500 | 53 | 475 | 130 | 475
LARYO-1 | A | 16 | 155 | 40 | 155 | 45 | 155 | 18 | 155 | 45 | 155 | 14 | 120 | 35 | 120
LARYO-2 | A | 16 | 158 | 40 | 158 | 45 | 158 | 18 | 158 | 45 | 158 | 14 | 120 | 35 | 120
LARYO-3 | A | 16 | 158 | 40 | 158 | 45 | 158 | 18 | 158 | 45 | 158 | 14 | 120 | 35 | 120
LARYO-4 | A | 16 | 158 | 40 | 158 | 45 | 158 | 18 | 158 | 45 | 158 | 14 | 120 | 35 | 120
LBAR-1G | A | 1 | 16 | 4 | 16 | 6 | 16 | 2 | 16 | 4 | 16 | 1 | 9 | 4 | 9
LBAR-1 | A | 39 | 360 | 88 | 360 | 88 | 360 | 55 | 360 | 145 | 360 | 41 | 270 | 90 | 270
LITTD1 | A | 57 | 485 | 110 | 485 | 110 | 485 | 66 | 485 | 80 | 485 | 60 | 335 | 150 | 335
LITTD2 | A | 57 | 485 | 110 | 485 | 110 | 485 | 66 | 485 | 80 | 485 | 60 | 335 | 150 | 335
LITTD3 | A | 57 | 485 | 110 | 485 | 110 | 485 | 66 | 485 | 80 | 485 | 60 | 335 | 150 | 335
LOAN-1 | A | 25 | 326 | 51 | 326 | 55 | 326 | 19 | 326 | 50 | 326 | 12 | 276 | 28 | 276
LOAN-2 | A | 25 | 326 | 51 | 326 | 55 | 326 | 19 | 326 | 50 | 326 | 12 | 276 | 28 | 276
LOAN-3 | A | 25 | 326 | 51 | 326 | 55 | 326 | 19 | 326 | 50 | 326 | 12 | 276 | 28 | 276
MEDP-1 | A | 30 | 380 | 76 | 330 | 76 | 330 | 48 | 380 | 105 | 380 | 31 | 330 | 79 | 290
MILWW-1 | A | 6 | 32 | 8 | 54 | 13 | 54 | 5 | 54 | 14 | 54 | 3 | 43 | 8 | 43
MRWD-1 | A | 43 | 448 | 100 | 448 | 112 | 448 | 67 | 448 | 160 | 448 | 36 | 328 | 93 | 328
NANT-1 | A | 0 | 15 | 0 | 15 | 0 | 15 | 0 | 15 | 1 | 15 | 0 | 15 | 0 | 15
PEHE-1 | A | 47 | 435 | 100 | 435 | 100 | 435 | 67 | 435 | 105 | 435 | 64 | 245 | 100 | 245
PEHE-2 | A | 16 | 490 | 40 | 265 | 42 | 490 | 0 | 0 | 0 | 0 | 0 | 490 | 0 | 490
PEMB-11 | A | 36 | 237 | 60 | 237 | 60 | 237 | 31 | 237 | 84 | 237 | 32 | 192 | 62 | 192
PEMB-21 | A | 36 | 237 | 60 | 237 | 60 | 237 | 31 | 237 | 84 | 237 | 32 | 192 | 62 | 192
PEMB-31 | A | 36 | 237 | 60 | 237 | 60 | 237 | 31 | 237 | 84 | 237 | 32 | 192 | 62 | 192
PEMB-41 | A | 36 | 237 | 60 | 237 | 60 | 237 | 31 | 237 | 84 | 237 | 32 | 192 | 62 | 192
PEMB-51 | A | 36 | 237 | 60 | 237 | 60 | 237 | 31 | 237 | 84 | 237 | 32 | 192 | 62 | 192
PETEM1 | A | 20 | 180 | 46 | 180 | 52 | 180 | 24 | 180 | 58 | 180 | 20 | 150 | 50 | 100
RATS-1 | A | 50 | 270 | 90 | 270 | 90 | 270 | 36 | 270 | 50 | 270 | 42 | 105 | 75 | 155
RATS-2 | A | 40 | 270 | 90 | 270 | 100 | 270 | 36 | 270 | 50 | 270 | 40 | 195 | 75 | 195
RATS-3 | A | 40 | 270 | 90 | 270 | 100 | 270 | 36 | 270 | 50 | 270 | 40 | 195 | 75 | 195
RATS-4 | A | 40 | 270 | 95 | 270 | 100 | 270 | 36 | 270 | 50 | 270 | 40 | 195 | 75 | 195
ROCK-1 | A | 36 | 400 | 50 | 400 | 54 | 400 | 60 | 400 | 160 | 400 | 33 | 220 | 53 | 220
ROOS-1 | A | 12 | 140 | 32 | 140 | 32 | 140 | 13 | 140 | 32 | 140 | 13 | 108 | 32 | 108
RUGPS-6 | A | 36 | 243 | 80 | 243 | 80 | 243 | 40 | 243 | 90 | 243 | 40 | 155 | 95 | 105
RUGPS-7 | A | 36 | 243 | 80 | 243 | 80 | 243 | 40 | 243 | 90 | 243 | 40 | 155 | 95 | 105
RYHPS-1 | A | 30 | 305 | 48 | 305 | 66 | 305 | 42 | 305 | 51 | 305 | 30 | 130 | 42 | 68
SCCL-1 | A | 35 | 180 | 70 | 180 | 70 | 180 | 40 | 180 | 95 | 180 | 40 | 100 | 100 | 50
SCCL-2 | A | 35 | 180 | 70 | 180 | 70 | 180 | 40 | 180 | 95 | 180 | 40 | 100 | 100 | 50
SCCL-3 | A | 35 | 180 | 70 | 180 | 70 | 180 | 40 | 180 | 95 | 180 | 40 | 100 | 100 | 50
SEAB-1 | A | 44 | 254 | 125 | 254 | 150 | 254 | 55 | 254 | 150 | 254 | 75 | 164 | 176 | 38
SEAB-2 | A | 31 | 138 | 76 | 138 | 86 | 138 | 32 | 138 | 82 | 138 | 37 | 73 | 90 | 43
SHBA-1 | A | 41 | 255 | 104 | 255 | 115 | 255 | 44 | 255 | 120 | 255 | 39 | 195 | 115 | 40
SHBA-2 | A | 32 | 319 | 70 | 319 | 76 | 319 | 35 | 319 | 93 | 319 | 32 | 270 | 70 | 217
SHOS-1 | A | 18 | 160 | 24 | 160 | 24 | 160 | 30 | 160 | 75 | 160 | 18 | 135 | 24 | 135
SIZB-1 | A | 38 | 283 | 45 | 283 | 45 | 283 | 45 | 283 | 45 | 283 | 40 | 283 | 46 | 283
SIZB-2 | A | 38 | 283 | 45 | 283 | 45 | 283 | 45 | 283 | 45 | 283 | 40 | 283 | 46 | 283
SLOY-1 | A | 0 | 38 | 1 | 38 | 1 | 38 | 1 | 38 | 2 | 38 | 0 | 38 | 1 | 30
SLOY-2 | A | 0 | 38 | 1 | 38 | 1 | 38 | 1 | 38 | 2 | 38 | 0 | 38 | 1 | 30
SLOY-3 | A | 0 | 38 | 1 | 38 | 1 | 38 | 1 | 38 | 2 | 38 | 0 | 38 | 1 | 30
SLOY-4 | A | 0 | 28 | 1 | 28 | 1 | 28 | 1 | 28 | 2 | 28 | 0 | 28 | 1 | 22
SPLN-1 | A | 40 | 380 | 100 | 380 | 110 | 380 | 50 | 380 | 120 | 380 | 30 | 380 | 90 | 300
STAY-1 | A | 34 | 247 | 62 | 247 | 62 | 247 | 35 | 247 | 85 | 247 | 33 | 187 | 60 | 187
STAY-2 | A | 34 | 247 | 62 | 247 | 62 | 247 | 35 | 247 | 85 | 247 | 33 | 187 | 60 | 187
STAY-3 | A | 34 | 247 | 62 | 247 | 62 | 247 | 35 | 247 | 85 | 247 | 33 | 187 | 60 | 187
STAY-4 | A | 34 | 247 | 62 | 247 | 62 | 247 | 35 | 247 | 85 | 247 | 33 | 187 | 60 | 187
SUTB-1 | A | 36 | 380 | 104 | 380 | 148 | 380 | 52 | 380 | 132 | 380 | 47 | 250 | 107 | 250
SVRP-10 | A | 20 | 225 | 50 | 225 | 70 | 225 | 32 | 225 | 80 | 225 | 20 | 172 | 50 | 172
SVRP-20 | A | 20 | 225 | 50 | 225 | 70 | 225 | 32 | 225 | 80 | 225 | 20 | 172 | 50 | 172
TESI-1 | A | 40 | 260 | 100 | 260 | 140 | 260 | 60 | 260 | 140 | 260 | 40 | 200 | 120 | 100
TESI-2 | A | 40 | 260 | 100 | 260 | 140 | 260 | 60 | 260 | 140 | 260 | 40 | 200 | 120 | 100
USKM-13 | A | 6 | 49 | 15 | 49 | 17 | 49 | 8 | 49 | 19 | 49 | 7 | 36 | 8 | 36
USKM-14 | A | 6 | 49 | 15 | 49 | 17 | 49 | 8 | 49 | 19 | 49 | 7 | 36 | 8 | 36
USKM-15 | A | 6 | 49 | 15 | 49 | 17 | 49 | 8 | 49 | 19 | 49 | 7 | 36 | 8 | 36
WBUPS-1 | A | 30 | 113 | 48 | 153 | 48 | 153 | 32 | 113 | 50 | 113 | 40 | 153 | 65 | 113
WBUPS-2 | A | 30 | 133 | 48 | 173 | 48 | 173 | 32 | 133 | 50 | 133 | 40 | 173 | 65 | 133
WBUPS-3 | A | 30 | 133 | 48 | 173 | 48 | 173 | 32 | 133 | 50 | 133 | 40 | 173 | 65 | 133
WBUPS-4 | A | 30 | 113 | 48 | 153 | 48 | 153 | 32 | 113 | 50 | 113 | 40 | 153 | 65 | 113
WBURB-1 | A | 22 | 240 | 48 | 240 | 62 | 240 | 27 | 240 | 69 | 240 | 20 | 200 | 50 | 120
WBURB-2 | A | 25 | 255 | 52 | 255 | 62 | 255 | 26 | 255 | 67 | 255 | 22 | 215 | 52 | 135
WBURB-3 | A | 23 | 255 | 48 | 255 | 62 | 255 | 27 | 255 | 67 | 255 | 20 | 215 | 52 | 135
WHILW-1 | A | 31 | 322 | 84 | 322 | 90 | 322 | 33 | 322 | 90 | 322 | 32 | 255 | 86 | 210
WHILW-2 | A | 19 | 163 | 33 | 163 | 35 | 163 | 20 | 163 | 52 | 163 | 21 | 142 | 43 | 119
WLNYO-2 | A | 19 | 182 | 51 | 182 | 54 | 182 | 20 | 182 | 53 | 182 | 20 | 158 | 51 | 130
WLNYW-1 | A | 19 | 182 | 51 | 182 | 54 | 182 | 20 | 182 | 53 | 182 | 20 | 158 | 51 | 130

## Mar 2016
MW Response Capability by BMU
|  | Primary Response (Max MWhrs) | [5 empty] | Secondary Response (Max Mwhrs) |  |  |  | High Frequency Response (Max MWhrs)
UNIT | Mode | 0.2Hz |  | 0.5Hz |  | 0.8Hz |  | 0.2/0.2Hz |  | 0.5/0.5Hz |  | 0.2Hz |  | 0.5Hz
ABTH7 | A | 40 | 250 | 72 | 250 | 72 | 250 | 48 | 250 | 120 | 250 | 38 | 185 | 55 | 185
ABTH8 | A | 40 | 250 | 72 | 250 | 72 | 250 | 48 | 250 | 120 | 250 | 38 | 185 | 55 | 185
ABTH9 | A | 40 | 250 | 72 | 250 | 72 | 250 | 48 | 250 | 120 | 250 | 38 | 185 | 55 | 185
BAGE-1 | A | 30 | 255 | 70 | 255 | 90 | 255 | 35 | 255 | 90 | 255 | 28 | 220 | 70 | 185
BAGE-2 | A | 3 | 17 | 8 | 17 | 12 | 17 | 4 | 17 | 9 | 17 | 2 | 17 | 5 | 17
BARKB2 | A | 33 | 210 | 82 | 210 | 108 | 210 | 39 | 210 | 97 | 210 | 31 | 120 | 84 | 120
BARK-1 | A | 22 | 140 | 55 | 140 | 72 | 140 | 26 | 140 | 65 | 140 | 21 | 80 | 54 | 80
BLLA-1 | A | 6 | 99 | 13 | 99 | 13 | 99 | 15 | 99 | 39 | 99 | 9 | 83 | 16 | 83
BRDUW-1 | A | 6 | 58 | 17 | 58 | 17 | 58 | 7 | 58 | 17 | 58 | 6 | 36 | 17 | 36
BRGG-1 | A | 16 | 110 | 32 | 110 | 48 | 110 | 16 | 110 | 40 | 110 | 14 | 96 | 34 | 46
BRYP-1 | A | 15 | 82 | 25 | 82 | 31 | 82 | 22 | 82 | 37 | 82 | 10 | 82 | 27 | 47
CDCL-1 | A | 30 | 160 | 40 | 160 | 40 | 160 | 34 | 160 | 40 | 160 | 27 | 120 | 40 | 120
CLAC-1 | A | 3 | 28 | 8 | 28 | 13 | 28 | 3 | 36 | 9 | 36 | 3 | 28 | 8 | 28
CLDCW-1 | A | 14 | 14 | 34 | 113 | 36 | 113 | 13 | 113 | 35 | 113 | 13 | 99 | 34 | 78
CLDNW-1 | A | 13 | 108 | 33 | 108 | 35 | 108 | 13 | 108 | 35 | 108 | 12 | 95 | 33 | 74
CLDSW-1 | A | 16 | 129 | 40 | 129 | 43 | 129 | 16 | 129 | 42 | 129 | 16 | 113 | 41 | 88
CNQPS-1 | A | 22 | 126 | 51 | 126 | 70 | 126 | 28 | 126 | 70 | 126 | 20 | 100 | 45 | 100
CNQPS-2 | A | 22 | 170 | 55 | 170 | 55 | 170 | 28 | 170 | 70 | 170 | 22 | 120 | 55 | 105
CNQPS-3 | A | 22 | 170 | 55 | 170 | 55 | 170 | 28 | 170 | 70 | 170 | 22 | 120 | 55 | 105
CNQPS-4 | A | 22 | 170 | 55 | 170 | 55 | 170 | 28 | 170 | 70 | 170 | 28 | 105 | 55 | 105
COCK-1 | A | 15 | 168 | 42 | 168 | 48 | 168 | 10 | 168 | 25 | 168 | 6 | 138 | 7 | 138
COCK-2 | A | 15 | 168 | 42 | 168 | 48 | 168 | 10 | 168 | 25 | 168 | 6 | 138 | 7 | 138
COCK-3 | A | 15 | 168 | 42 | 168 | 48 | 168 | 10 | 168 | 25 | 168 | 6 | 138 | 7 | 138
COCK-4 | A | 15 | 168 | 42 | 168 | 48 | 168 | 10 | 168 | 25 | 168 | 6 | 138 | 7 | 138
CORB-1 | A | 10 | 130 | 30 | 130 | 50 | 130 | 28 | 130 | 60 | 130 | 15 | 95 | 40 | 60
COSO-1 | A | 20 | 380 | 40 | 380 | 50 | 380 | 60 | 380 | 140 | 380 | 17 | 304 | 40 | 304
COTPS-1 | A | 29 | 277 | 50 | 277 | 62 | 277 | 35 | 60 | 63 | 277 | 30 | 122 | 60 | 122
COTPS-2 | A | 29 | 287 | 50 | 287 | 62 | 287 | 35 | 60 | 63 | 287 | 30 | 122 | 60 | 122
COTPS-3 | A | 29 | 287 | 50 | 287 | 62 | 287 | 35 | 60 | 63 | 287 | 30 | 122 | 60 | 122
COTPS-4 | A | 29 | 277 | 50 | 277 | 62 | 277 | 35 | 60 | 63 | 277 | 30 | 122 | 60 | 122
COWE1 | A | 7 | 30 | 17 | 30 | 17 | 30 | 7 | 30 | 17 | 30 | 7 | 30 | 17 | 30
COWE2 | A | 7 | 30 | 17 | 30 | 17 | 30 | 7 | 30 | 17 | 30 | 7 | 30 | 17 | 30
CRUA-1 | A | 10 | 110 | 25 | 110 | 37 | 110 | 12 | 110 | 30 | 110 | 10 | 84 | 25 | 48
CRUA-2 | A | 10 | 110 | 25 | 110 | 37 | 110 | 12 | 110 | 30 | 110 | 10 | 84 | 25 | 48
CRUA-3 | A | 7 | 30 | 15 | 30 | 21 | 30 | 9 | 30 | 24 | 30 | 5 | 25 | 13 | 15
CRUA-4 | A | 7 | 30 | 15 | 30 | 21 | 30 | 9 | 30 | 24 | 30 | 5 | 25 | 13 | 15
CRYRW-2 | A | 15 | 138 | 38 | 138 | 40 | 138 | 15 | 138 | 40 | 138 | 13 | 109 | 40 | 63
DAMC-1 | A | 64 | 380 | 136 | 380 | 156 | 380 | 80 | 380 | 180 | 380 | 60 | 293 | 190 | 128
DEEP-1 | A | 20 | 180 | 60 | 180 | 86 | 180 | 22 | 180 | 80 | 180 | 24 | 96 | 52 | 96
DERW-1 | A | 13 | 90 | 35 | 90 | 45 | 90 | 16 | 90 | 40 | 90 | 16 | 90 | 32 | 72
DIDCB5 | A | 40 | 330 | 104 | 330 | 125 | 330 | 55 | 330 | 140 | 330 | 40 | 185 | 105 | 185
DIDCB6 | A | 50 | 250 | 105 | 250 | 105 | 250 | 50 | 250 | 130 | 250 | 50 | 153 | 110 | 103
DINO-1 | A | 14 | 138 | 39 | 138 | 58 | 138 | 28 | 138 | 72 | 138 | 14 | 118 | 36 | 88
DINO-2 | A | 14 | 138 | 39 | 138 | 58 | 138 | 28 | 138 | 72 | 138 | 14 | 118 | 36 | 88
DINO-3 | A | 14 | 138 | 39 | 138 | 58 | 138 | 28 | 138 | 72 | 138 | 14 | 118 | 36 | 88
DINO-4 | A | 14 | 138 | 39 | 138 | 58 | 138 | 28 | 138 | 72 | 138 | 14 | 118 | 36 | 88
DINO-5 | A | 14 | 138 | 39 | 138 | 58 | 138 | 28 | 138 | 72 | 138 | 14 | 118 | 36 | 88
DINO-6 | A | 14 | 138 | 39 | 138 | 58 | 138 | 28 | 138 | 72 | 138 | 14 | 118 | 36 | 88
DRAXX-1 | A | 68 | 345 | 100 | 345 | 100 | 345 | 64 | 95 | 110 | 345 | 60 | 225 | 70 | 225
DRAXX-2 | A | 68 | 345 | 100 | 345 | 100 | 345 | 64 | 95 | 110 | 345 | 60 | 225 | 70 | 225
DRAXX-3 | A | 68 | 345 | 100 | 345 | 100 | 345 | 64 | 95 | 110 | 345 | 60 | 225 | 70 | 225
DRAXX-4 | A | 68 | 345 | 100 | 345 | 100 | 345 | 64 | 95 | 110 | 345 | 60 | 225 | 70 | 225
DRAXX-5 | A | 68 | 345 | 100 | 345 | 100 | 345 | 64 | 95 | 110 | 345 | 60 | 225 | 70 | 225
DRAXX-6 | A | 68 | 345 | 100 | 345 | 100 | 345 | 64 | 95 | 110 | 345 | 60 | 225 | 70 | 225
EECL-1 | A | 20 | 178 | 25 | 178 | 25 | 178 | 32 | 178 | 81 | 178 | 20 | 143 | 25 | 143
EGGPS-1 | A | 45 | 205 | 83 | 205 | 83 | 205 | 49 | 205 | 110 | 205 | 33 | 95 | 60 | 95
EGGPS-2 | A | 45 | 205 | 83 | 205 | 83 | 205 | 49 | 205 | 110 | 205 | 33 | 95 | 60 | 95
EGGPS-3 | A | 45 | 205 | 83 | 205 | 83 | 205 | 49 | 205 | 110 | 205 | 33 | 95 | 60 | 95
EGGPS-4 | A | 45 | 205 | 83 | 205 | 83 | 205 | 49 | 205 | 110 | 205 | 33 | 95 | 60 | 95
ERRO-1 | A | 1 | 21 | 1 | 21 | 1 | 21 | 2 | 21 | 5 | 21 | 1 | 17 | 1 | 17
ERRO-2 | A | 1 | 21 | 1 | 21 | 1 | 21 | 2 | 21 | 5 | 21 | 1 | 17 | 1 | 17
ERRO-3 | A | 1 | 21 | 1 | 21 | 1 | 21 | 2 | 21 | 5 | 21 | 1 | 17 | 1 | 17
FAARW-1 | A | 2 | 37 | 4 | 37 | 4 | 37 | 4 | 37 | 12 | 37 | 2 | 33 | 4 | 33
FAARW-2 | A | 2 | 37 | 4 | 37 | 4 | 37 | 4 | 37 | 12 | 37 | 2 | 33 | 4 | 33
FALGW-1 | A | 11 | 108 | 28 | 108 | 41 | 108 | 13 | 108 | 35 | 108 | 10 | 86 | 22 | 64
FASN-1 | A | 0 | 15 | 1 | 15 | 1 | 15 | 1 | 15 | 2 | 15 | 0 | 15 | 1 | 12
FASN2 | A | 0 | 15 | 1 | 15 | 1 | 15 | 1 | 15 | 2 | 15 | 0 | 15 | 1 | 12
FASN3 | A | 0 | 15 | 1 | 15 | 1 | 15 | 1 | 15 | 2 | 15 | 0 | 15 | 1 | 12
FAWN-1 | A | 10 | 52 | 25 | 52 | 40 | 52 | 13 | 52 | 32 | 52 | 11 | 37 | 27 | 27
FELL-1 | A | 9 | 63 | 21 | 63 | 22 | 63 | 10 | 63 | 24 | 63 | 9 | 63 | 22 | 63
FERR-1 | A | 25 | 150 | 45 | 250 | 56 | 250 | 40 | 250 | 60 | 250 | 34 | 80 | 59 | 150
FERR-2 | A | 25 | 150 | 45 | 250 | 56 | 250 | 40 | 250 | 60 | 250 | 34 | 80 | 59 | 150
FERR-3 | A | 25 | 150 | 45 | 250 | 56 | 250 | 40 | 250 | 60 | 250 | 34 | 80 | 59 | 150
FERR-4 | A | 25 | 150 | 45 | 250 | 56 | 250 | 40 | 250 | 60 | 250 | 34 | 80 | 59 | 150
FFES-1 | A | 10 | 35 | 27 | 35 | 30 | 35 | 9 | 35 | 22 | 35 | 4 | 27 | 6 | 27
FFES-2 | A | 10 | 35 | 27 | 35 | 30 | 35 | 9 | 35 | 22 | 35 | 4 | 27 | 6 | 27
FFES-3 | A | 10 | 35 | 27 | 35 | 30 | 35 | 9 | 35 | 22 | 35 | 4 | 27 | 6 | 27
FFES-4 | A | 10 | 35 | 27 | 35 | 30 | 35 | 9 | 35 | 22 | 35 | 4 | 27 | 6 | 27
FIDL-1 | A | 13 | 205 | 20 | 205 | 23 | 205 | 35 | 100 | 40 | 147 | 30 | 147 | 50 | 147
FIDL-2 | A | 13 | 205 | 20 | 205 | 23 | 205 | 35 | 100 | 40 | 147 | 30 | 147 | 50 | 147
FIDL-3 | A | 13 | 205 | 20 | 205 | 23 | 205 | 35 | 100 | 40 | 147 | 30 | 147 | 50 | 147
FIDL-4 | A | 13 | 205 | 20 | 205 | 23 | 205 | 35 | 100 | 40 | 147 | 30 | 147 | 50 | 147
FIFE-1 | A | 6 | 63 | 12 | 63 | 12 | 63 | 11 | 63 | 24 | 63 | 6 | 53 | 8 | 53
FINL-1 | A | 0 | 14 | 1 | 14 | 1 | 14 | 1 | 14 | 2 | 14 | 0 | 14 | 1 | 11
FOYE-1 | A | 6 | 60 | 13 | 60 | 16 | 60 | 11 | 60 | 27 | 60 | 5 | 30 | 11 | 30
FOYE-2 | A | 6 | 60 | 13 | 60 | 16 | 60 | 11 | 60 | 27 | 60 | 5 | 30 | 11 | 30
GLNDO-1 | A | 6 | 80 | 12 | 45 | 17 | 45 | 12 | 45 | 25 | 45 | 8 | 65 | 18 | 45
GNFSW-1 | A | 11 | 100 | 30 | 100 | 30 | 100 | 12 | 100 | 31 | 100 | 12 | 70 | 30 | 70
GNFSW-2 | A | 7 | 64 | 18 | 64 | 18 | 64 | 8 | 64 | 18 | 64 | 6 | 49 | 15 | 49
GORDW-1 | A | 6 | 62 | 16 | 56 | 26 | 45 | 7 | 62 | 18 | 62 | 6 | 56 | 16 | 45
GRAI-6 | A | 24 | 320 | 58 | 320 | 58 | 320 | 35 | 320 | 88 | 320 | 28 | 270 | 60 | 230
GRAI-7 | A | 30 | 232 | 60 | 232 | 60 | 232 | 32 | 232 | 84 | 232 | 32 | 175 | 65 | 135
GRAI-8 | A | 26 | 232 | 58 | 232 | 58 | 232 | 32 | 232 | 84 | 232 | 32 | 175 | 65 | 135
GRIFW-1 | A | 8 | 94 | 22 | 94 | 23 | 94 | 8 | 94 | 22 | 94 | 8 | 85 | 22 | 72
GRIFW-2 | A | 8 | 94 | 22 | 94 | 23 | 94 | 8 | 94 | 22 | 94 | 8 | 85 | 22 | 72
GRMO-1 | A | 8 | 43 | 8 | 43 | 8 | 43 | 8 | 43 | 8 | 43 | 8 | 23 | 8 | 23
GYAR-1 | A | 17 | 176 | 42 | 176 | 66 | 176 | 24 | 176 | 60 | 176 | 17 | 176 | 42 | 176
HADHW-1 | A | 7 | 96 | 14 | 96 | 22 | 96 | 13 | 96 | 34 | 96 | 8 | 65 | 17 | 65
HUMR-1 | A | 60 | 533 | 150 | 533 | 200 | 533 | 80 | 533 | 200 | 533 | 62 | 419 | 155 | 251
INDQ-1 | A | 12 | 102 | 31 | 102 | 43 | 102 | 13 | 102 | 34 | 102 | 12 | 72 | 30 | 72
IRNPS-1 | A | 35 | 125 | 45 | 125 | 48 | 285 | 42 | 285 | 68 | 125 | 28 | 125 | 42 | 185
IRNPS-2 | A | 35 | 125 | 45 | 125 | 48 | 285 | 42 | 285 | 68 | 125 | 28 | 125 | 42 | 185
KEAD-1 | A | 29 | 315 | 67 | 315 | 102 | 315 | 48 | 315 | 110 | 315 | 30 | 275 | 75 | 155
KILBW-1 | A | 3 | 56 | 8 | 56 | 13 | 56 | 5 | 56 | 14 | 56 | 4 | 53 | 9 | 47
KILLPG-1 | A | 8 | 225 | 10 | 225 | 10 | 225 | 10 | 225 | 12 | 225 | 4 | 150 | 15 | 150
KILLPG-2 | A | 18 | 225 | 25 | 225 | 25 | 225 | 37 | 225 | 37 | 225 | 22 | 195 | 30 | 195
KILNS-1 | A | 30 | 290 | 72 | 290 | 84 | 290 | 42 | 290 | 114 | 290 | 18 | 104 | 45 | 104
KLYN-A-1 | A | 24 | 126 | 50 | 126 | 50 | 126 | 34 | 126 | 70 | 126 | 22 | 81 | 34 | 81
LAGA-1 | A | 55 | 500 | 123 | 500 | 140 | 500 | 52 | 500 | 130 | 500 | 53 | 475 | 130 | 475
LARYO-1 | A | 16 | 155 | 40 | 155 | 45 | 155 | 18 | 155 | 45 | 155 | 14 | 120 | 35 | 120
LARYO-2 | A | 16 | 158 | 40 | 158 | 45 | 158 | 18 | 158 | 45 | 158 | 14 | 120 | 35 | 120
LARYO-3 | A | 16 | 158 | 40 | 158 | 45 | 158 | 18 | 158 | 45 | 158 | 14 | 120 | 35 | 120
LARYO-4 | A | 16 | 158 | 40 | 158 | 45 | 158 | 18 | 158 | 45 | 158 | 14 | 120 | 35 | 120
LBAR-1G | A | 1 | 16 | 4 | 16 | 6 | 16 | 2 | 16 | 4 | 16 | 1 | 9 | 4 | 9
LBAR-1 | A | 39 | 360 | 88 | 360 | 88 | 360 | 55 | 360 | 145 | 360 | 41 | 270 | 90 | 270
LITTD1 | A | 57 | 485 | 110 | 485 | 110 | 485 | 66 | 485 | 80 | 485 | 60 | 335 | 150 | 335
LITTD2 | A | 57 | 485 | 110 | 485 | 110 | 485 | 66 | 485 | 80 | 485 | 60 | 335 | 150 | 335
LITTD3 | A | 57 | 485 | 110 | 485 | 110 | 485 | 66 | 485 | 80 | 485 | 60 | 335 | 150 | 335
LOAN-1 | A | 25 | 326 | 51 | 326 | 55 | 326 | 19 | 326 | 50 | 326 | 12 | 276 | 28 | 276
LOAN-2 | A | 25 | 326 | 51 | 326 | 55 | 326 | 19 | 326 | 50 | 326 | 12 | 276 | 28 | 276
LOAN-3 | A | 25 | 326 | 51 | 326 | 55 | 326 | 19 | 326 | 50 | 326 | 12 | 276 | 28 | 276
MEDP-1 | A | 30 | 380 | 76 | 330 | 76 | 330 | 48 | 380 | 105 | 380 | 31 | 330 | 79 | 290
MILWW-1 | A | 6 | 32 | 8 | 54 | 13 | 54 | 5 | 54 | 14 | 54 | 3 | 43 | 8 | 43
MRWD-1 | A | 50 | 384 | 90 | 384 | 100 | 384 | 52 | 384 | 160 | 384 | 52 | 298 | 110 | 298
NANT-1 | A | 0 | 15 | 0 | 15 | 0 | 15 | 0 | 15 | 1 | 15 | 0 | 15 | 0 | 15
PEHE-1 | A | 47 | 435 | 100 | 435 | 100 | 435 | 67 | 435 | 105 | 435 | 64 | 245 | 100 | 245
PEHE-2 | A | 16 | 490 | 40 | 265 | 42 | 490 | 0 | 0 | 0 | 0 | 0 | 490 | 0 | 490
PEMB-11 | A | 36 | 237 | 60 | 237 | 60 | 237 | 31 | 237 | 84 | 237 | 32 | 192 | 62 | 192
PEMB-21 | A | 36 | 237 | 60 | 237 | 60 | 237 | 31 | 237 | 84 | 237 | 32 | 192 | 62 | 192
PEMB-31 | A | 36 | 237 | 60 | 237 | 60 | 237 | 31 | 237 | 84 | 237 | 32 | 192 | 62 | 192
PEMB-41 | A | 36 | 237 | 60 | 237 | 60 | 237 | 31 | 237 | 84 | 237 | 32 | 192 | 62 | 192
PEMB-51 | A | 36 | 237 | 60 | 237 | 60 | 237 | 31 | 237 | 84 | 237 | 32 | 192 | 62 | 192
PETEM1 | A | 20 | 180 | 46 | 180 | 52 | 180 | 24 | 180 | 58 | 180 | 20 | 150 | 50 | 100
RATS-1 | A | 50 | 270 | 90 | 270 | 90 | 270 | 36 | 270 | 50 | 270 | 42 | 105 | 75 | 155
RATS-2 | A | 40 | 270 | 90 | 270 | 100 | 270 | 36 | 270 | 50 | 270 | 40 | 195 | 75 | 195
RATS-3 | A | 40 | 270 | 90 | 270 | 100 | 270 | 36 | 270 | 50 | 270 | 40 | 195 | 75 | 195
RATS-4 | A | 40 | 270 | 95 | 270 | 100 | 270 | 36 | 270 | 50 | 270 | 40 | 195 | 75 | 195
ROCK-1 | A | 36 | 400 | 50 | 400 | 54 | 400 | 60 | 400 | 160 | 400 | 33 | 220 | 53 | 220
ROOS-1 | A | 12 | 140 | 32 | 140 | 32 | 140 | 13 | 140 | 32 | 140 | 13 | 108 | 32 | 108
RUGPS-6 | A | 36 | 243 | 80 | 243 | 80 | 243 | 40 | 243 | 90 | 243 | 40 | 155 | 95 | 105
RUGPS-7 | A | 36 | 243 | 80 | 243 | 80 | 243 | 40 | 243 | 90 | 243 | 40 | 155 | 95 | 105
RYHPS-1 | A | 30 | 305 | 48 | 305 | 66 | 305 | 42 | 305 | 51 | 305 | 30 | 130 | 42 | 68
SCCL-1 | A | 35 | 180 | 70 | 180 | 70 | 180 | 40 | 180 | 95 | 180 | 40 | 100 | 100 | 50
SCCL-2 | A | 35 | 180 | 70 | 180 | 70 | 180 | 40 | 180 | 95 | 180 | 40 | 100 | 100 | 50
SCCL-3 | A | 35 | 180 | 70 | 180 | 70 | 180 | 40 | 180 | 95 | 180 | 40 | 100 | 100 | 50
SEAB-1 | A | 44 | 254 | 125 | 254 | 150 | 254 | 55 | 254 | 150 | 254 | 75 | 164 | 176 | 38
SEAB-2 | A | 31 | 138 | 76 | 138 | 86 | 138 | 32 | 138 | 82 | 138 | 37 | 73 | 90 | 43
SHBA-1 | A | 41 | 255 | 104 | 255 | 115 | 255 | 44 | 255 | 120 | 255 | 39 | 195 | 115 | 40
SHBA-2 | A | 32 | 319 | 70 | 319 | 76 | 319 | 35 | 319 | 93 | 319 | 32 | 270 | 70 | 217
SHOS-1 | A | 18 | 160 | 24 | 160 | 24 | 160 | 30 | 160 | 75 | 160 | 18 | 135 | 24 | 135
SIZB-1 | A | 38 | 283 | 45 | 283 | 45 | 283 | 45 | 283 | 45 | 283 | 40 | 283 | 46 | 283
SIZB-2 | A | 38 | 283 | 45 | 283 | 45 | 283 | 45 | 283 | 45 | 283 | 40 | 283 | 46 | 283
SLOY-1 | A | 0 | 38 | 1 | 38 | 1 | 38 | 1 | 38 | 2 | 38 | 0 | 38 | 1 | 30
SLOY-2 | A | 0 | 38 | 1 | 38 | 1 | 38 | 1 | 38 | 2 | 38 | 0 | 38 | 1 | 30
SLOY-3 | A | 0 | 38 | 1 | 38 | 1 | 38 | 1 | 38 | 2 | 38 | 0 | 38 | 1 | 30
SLOY-4 | A | 0 | 28 | 1 | 28 | 1 | 28 | 1 | 28 | 2 | 28 | 0 | 28 | 1 | 22
SPLN-1 | A | 40 | 380 | 100 | 380 | 110 | 380 | 50 | 380 | 120 | 380 | 30 | 380 | 90 | 300
STAY-1 | A | 34 | 247 | 62 | 247 | 62 | 247 | 35 | 247 | 85 | 247 | 33 | 187 | 60 | 187
STAY-2 | A | 34 | 247 | 62 | 247 | 62 | 247 | 35 | 247 | 85 | 247 | 33 | 187 | 60 | 187
STAY-3 | A | 34 | 247 | 62 | 247 | 62 | 247 | 35 | 247 | 85 | 247 | 33 | 187 | 60 | 187
STAY-4 | A | 34 | 247 | 62 | 247 | 62 | 247 | 35 | 247 | 85 | 247 | 33 | 187 | 60 | 187
SUTB-1 | A | 36 | 380 | 104 | 380 | 148 | 380 | 52 | 380 | 132 | 380 | 47 | 250 | 107 | 250
SVRP-10 | A | 20 | 225 | 50 | 225 | 70 | 225 | 32 | 225 | 80 | 225 | 20 | 172 | 50 | 172
SVRP-20 | A | 20 | 225 | 50 | 225 | 70 | 225 | 32 | 225 | 80 | 225 | 20 | 172 | 50 | 172
TESI-1 | A | 40 | 260 | 100 | 260 | 140 | 260 | 60 | 260 | 140 | 260 | 40 | 200 | 120 | 100
TESI-2 | A | 40 | 260 | 100 | 260 | 140 | 260 | 60 | 260 | 140 | 260 | 40 | 200 | 120 | 100
USKM-13 | A | 6 | 49 | 15 | 49 | 17 | 49 | 8 | 49 | 19 | 49 | 7 | 36 | 8 | 36
USKM-14 | A | 6 | 49 | 15 | 49 | 17 | 49 | 8 | 49 | 19 | 49 | 7 | 36 | 8 | 36
USKM-15 | A | 6 | 49 | 15 | 49 | 17 | 49 | 8 | 49 | 19 | 49 | 7 | 36 | 8 | 36
WBUPS-1 | A | 30 | 113 | 48 | 153 | 48 | 153 | 32 | 113 | 50 | 113 | 40 | 153 | 65 | 113
WBUPS-2 | A | 30 | 133 | 48 | 173 | 48 | 173 | 32 | 133 | 50 | 133 | 40 | 173 | 65 | 133
WBUPS-3 | A | 30 | 133 | 48 | 173 | 48 | 173 | 32 | 133 | 50 | 133 | 40 | 173 | 65 | 133
WBUPS-4 | A | 30 | 113 | 48 | 153 | 48 | 153 | 32 | 113 | 50 | 113 | 40 | 153 | 65 | 113
WBURB-1 | A | 22 | 240 | 48 | 240 | 62 | 240 | 27 | 240 | 69 | 240 | 20 | 200 | 50 | 120
WBURB-2 | A | 25 | 255 | 52 | 255 | 62 | 255 | 26 | 255 | 67 | 255 | 22 | 215 | 52 | 135
WBURB-3 | A | 23 | 255 | 48 | 255 | 62 | 255 | 27 | 255 | 67 | 255 | 20 | 215 | 52 | 135
WHILW-1 | A | 31 | 322 | 84 | 322 | 90 | 322 | 33 | 322 | 90 | 322 | 32 | 255 | 86 | 210
WHILW-2 | A | 19 | 163 | 33 | 163 | 35 | 163 | 20 | 163 | 52 | 163 | 21 | 142 | 43 | 119
WLNYO-2 | A | 19 | 182 | 51 | 182 | 54 | 182 | 20 | 182 | 53 | 182 | 20 | 158 | 51 | 130
WLNYW-1 | A | 19 | 182 | 51 | 182 | 54 | 182 | 20 | 182 | 53 | 182 | 20 | 158 | 51 | 130

## Feb 2016
MW Response Capability by BMU
|  | Primary Response (Max MWhrs) | [5 empty] | Secondary Response (Max Mwhrs) |  |  |  | High Frequency Response (Max MWhrs)
UNIT | Mode | 0.2Hz |  | 0.5Hz |  | 0.8Hz |  | 0.2/0.2Hz |  | 0.5/0.5Hz |  | 0.2Hz |  | 0.5Hz
ABTH7 | A | 40 | 250 | 72 | 250 | 72 | 250 | 48 | 250 | 120 | 250 | 38 | 185 | 55 | 185
ABTH8 | A | 40 | 250 | 72 | 250 | 72 | 250 | 48 | 250 | 120 | 250 | 38 | 185 | 55 | 185
ABTH9 | A | 40 | 250 | 72 | 250 | 72 | 250 | 48 | 250 | 120 | 250 | 38 | 185 | 55 | 185
BAGE-1 | A | 30 | 255 | 70 | 255 | 90 | 255 | 35 | 255 | 90 | 255 | 28 | 220 | 70 | 185
BAGE-2 | A | 3 | 17 | 8 | 17 | 12 | 17 | 4 | 17 | 9 | 17 | 2 | 17 | 5 | 17
BARKB2 | A | 33 | 210 | 82 | 210 | 108 | 210 | 39 | 210 | 97 | 210 | 31 | 120 | 84 | 120
BARK-1 | A | 22 | 140 | 55 | 140 | 72 | 140 | 26 | 140 | 65 | 140 | 21 | 80 | 54 | 80
BLLA-1 | A | 6 | 99 | 13 | 99 | 13 | 99 | 15 | 99 | 39 | 99 | 9 | 83 | 16 | 83
BRDUW-1 | A | 6 | 58 | 17 | 58 | 17 | 58 | 7 | 58 | 17 | 58 | 6 | 36 | 17 | 36
BRGG-1 | A | 16 | 110 | 32 | 110 | 48 | 110 | 16 | 110 | 40 | 110 | 14 | 96 | 34 | 46
BRYP-1 | A | 15 | 82 | 25 | 82 | 31 | 82 | 22 | 82 | 37 | 82 | 10 | 82 | 27 | 47
CDCL-1 | A | 30 | 160 | 40 | 160 | 40 | 160 | 34 | 160 | 40 | 160 | 27 | 120 | 40 | 120
CLAC-1 | A | 3 | 28 | 8 | 28 | 13 | 28 | 3 | 36 | 9 | 36 | 3 | 28 | 8 | 28
CLDCW-1 | A | 14 | 14 | 34 | 113 | 36 | 113 | 13 | 113 | 35 | 113 | 13 | 99 | 34 | 78
CLDNW-1 | A | 13 | 108 | 33 | 108 | 35 | 108 | 13 | 108 | 35 | 108 | 12 | 95 | 33 | 74
CLDSW-1 | A | 16 | 129 | 40 | 129 | 43 | 129 | 16 | 129 | 42 | 129 | 16 | 113 | 41 | 88
CNQPS-1 | A | 22 | 126 | 51 | 126 | 70 | 126 | 28 | 126 | 70 | 126 | 20 | 100 | 45 | 100
CNQPS-2 | A | 22 | 170 | 55 | 170 | 55 | 170 | 28 | 170 | 70 | 170 | 22 | 120 | 55 | 105
CNQPS-3 | A | 22 | 170 | 55 | 170 | 55 | 170 | 28 | 170 | 70 | 170 | 22 | 120 | 55 | 105
CNQPS-4 | A | 22 | 170 | 55 | 170 | 55 | 170 | 28 | 170 | 70 | 170 | 28 | 105 | 55 | 105
COCK-1 | A | 15 | 168 | 42 | 168 | 48 | 168 | 10 | 168 | 25 | 168 | 6 | 138 | 7 | 138
COCK-2 | A | 15 | 168 | 42 | 168 | 48 | 168 | 10 | 168 | 25 | 168 | 6 | 138 | 7 | 138
COCK-3 | A | 15 | 168 | 42 | 168 | 48 | 168 | 10 | 168 | 25 | 168 | 6 | 138 | 7 | 138
COCK-4 | A | 15 | 168 | 42 | 168 | 48 | 168 | 10 | 168 | 25 | 168 | 6 | 138 | 7 | 138
CORB-1 | A | 10 | 130 | 30 | 130 | 50 | 130 | 28 | 130 | 60 | 130 | 15 | 95 | 40 | 60
COSO-1 | A | 20 | 380 | 40 | 380 | 50 | 380 | 60 | 380 | 140 | 380 | 17 | 304 | 40 | 304
COTPS-1 | A | 29 | 277 | 50 | 277 | 62 | 277 | 35 | 60 | 63 | 277 | 30 | 122 | 60 | 122
COTPS-2 | A | 29 | 287 | 50 | 287 | 62 | 287 | 35 | 60 | 63 | 287 | 30 | 122 | 60 | 122
COTPS-3 | A | 29 | 287 | 50 | 287 | 62 | 287 | 35 | 60 | 63 | 287 | 30 | 122 | 60 | 122
COTPS-4 | A | 29 | 277 | 50 | 277 | 62 | 277 | 35 | 60 | 63 | 277 | 30 | 122 | 60 | 122
COWE1 | A | 7 | 30 | 17 | 30 | 17 | 30 | 7 | 30 | 17 | 30 | 7 | 30 | 17 | 30
COWE2 | A | 7 | 30 | 17 | 30 | 17 | 30 | 7 | 30 | 17 | 30 | 7 | 30 | 17 | 30
CRUA-1 | A | 10 | 110 | 25 | 110 | 37 | 110 | 12 | 110 | 30 | 110 | 10 | 84 | 25 | 48
CRUA-2 | A | 10 | 110 | 25 | 110 | 37 | 110 | 12 | 110 | 30 | 110 | 10 | 84 | 25 | 48
CRUA-3 | A | 7 | 30 | 15 | 30 | 21 | 30 | 9 | 30 | 24 | 30 | 5 | 25 | 13 | 15
CRUA-4 | A | 7 | 30 | 15 | 30 | 21 | 30 | 9 | 30 | 24 | 30 | 5 | 25 | 13 | 15
CRYRW-2 | A | 15 | 138 | 38 | 138 | 40 | 138 | 15 | 138 | 40 | 138 | 13 | 109 | 40 | 63
DAMC-1 | A | 64 | 380 | 136 | 380 | 156 | 380 | 80 | 380 | 180 | 380 | 60 | 293 | 190 | 128
DEEP-1 | A | 20 | 180 | 60 | 180 | 86 | 180 | 22 | 180 | 80 | 180 | 24 | 96 | 52 | 96
DERW-1 | A | 13 | 90 | 35 | 90 | 45 | 90 | 16 | 90 | 40 | 90 | 16 | 90 | 32 | 72
DIDCB5 | A | 40 | 330 | 104 | 330 | 125 | 330 | 55 | 330 | 140 | 330 | 40 | 185 | 105 | 185
DIDCB6 | A | 50 | 250 | 105 | 250 | 105 | 250 | 50 | 250 | 130 | 250 | 50 | 153 | 110 | 103
DINO-1 | A | 14 | 138 | 39 | 138 | 58 | 138 | 28 | 138 | 72 | 138 | 14 | 118 | 36 | 88
DINO-2 | A | 14 | 138 | 39 | 138 | 58 | 138 | 28 | 138 | 72 | 138 | 14 | 118 | 36 | 88
DINO-3 | A | 14 | 138 | 39 | 138 | 58 | 138 | 28 | 138 | 72 | 138 | 14 | 118 | 36 | 88
DINO-4 | A | 14 | 138 | 39 | 138 | 58 | 138 | 28 | 138 | 72 | 138 | 14 | 118 | 36 | 88
DINO-5 | A | 14 | 138 | 39 | 138 | 58 | 138 | 28 | 138 | 72 | 138 | 14 | 118 | 36 | 88
DINO-6 | A | 14 | 138 | 39 | 138 | 58 | 138 | 28 | 138 | 72 | 138 | 14 | 118 | 36 | 88
DRAXX-1 | A | 68 | 345 | 100 | 345 | 100 | 345 | 64 | 95 | 110 | 345 | 60 | 225 | 70 | 225
DRAXX-2 | A | 68 | 345 | 100 | 345 | 100 | 345 | 64 | 95 | 110 | 345 | 60 | 225 | 70 | 225
DRAXX-3 | A | 68 | 345 | 100 | 345 | 100 | 345 | 64 | 95 | 110 | 345 | 60 | 225 | 70 | 225
DRAXX-4 | A | 68 | 345 | 100 | 345 | 100 | 345 | 64 | 95 | 110 | 345 | 60 | 225 | 70 | 225
DRAXX-5 | A | 68 | 345 | 100 | 345 | 100 | 345 | 64 | 95 | 110 | 345 | 60 | 225 | 70 | 225
DRAXX-6 | A | 68 | 345 | 100 | 345 | 100 | 345 | 64 | 95 | 110 | 345 | 60 | 225 | 70 | 225
EECL-1 | A | 20 | 178 | 25 | 178 | 25 | 178 | 32 | 178 | 81 | 178 | 20 | 143 | 25 | 143
EGGPS-1 | A | 45 | 205 | 83 | 205 | 83 | 205 | 49 | 205 | 110 | 205 | 33 | 95 | 60 | 95
EGGPS-2 | A | 45 | 205 | 83 | 205 | 83 | 205 | 49 | 205 | 110 | 205 | 33 | 95 | 60 | 95
EGGPS-3 | A | 45 | 205 | 83 | 205 | 83 | 205 | 49 | 205 | 110 | 205 | 33 | 95 | 60 | 95
EGGPS-4 | A | 45 | 205 | 83 | 205 | 83 | 205 | 49 | 205 | 110 | 205 | 33 | 95 | 60 | 95
ERRO-1 | A | 1 | 21 | 1 | 21 | 1 | 21 | 2 | 21 | 5 | 21 | 1 | 17 | 1 | 17
ERRO-2 | A | 1 | 21 | 1 | 21 | 1 | 21 | 2 | 21 | 5 | 21 | 1 | 17 | 1 | 17
ERRO-3 | A | 1 | 21 | 1 | 21 | 1 | 21 | 2 | 21 | 5 | 21 | 1 | 17 | 1 | 17
FAARW-1 | A | 2 | 37 | 4 | 37 | 4 | 37 | 4 | 37 | 12 | 37 | 2 | 33 | 4 | 33
FAARW-2 | A | 2 | 37 | 4 | 37 | 4 | 37 | 4 | 37 | 12 | 37 | 2 | 33 | 4 | 33
FALGW-1 | A | 11 | 108 | 28 | 108 | 41 | 108 | 13 | 108 | 35 | 108 | 10 | 86 | 22 | 64
FASN-1 | A | 0 | 15 | 1 | 15 | 1 | 15 | 1 | 15 | 2 | 15 | 0 | 15 | 1 | 12
FASN2 | A | 0 | 15 | 1 | 15 | 1 | 15 | 1 | 15 | 2 | 15 | 0 | 15 | 1 | 12
FASN3 | A | 0 | 15 | 1 | 15 | 1 | 15 | 1 | 15 | 2 | 15 | 0 | 15 | 1 | 12
FAWN-1 | A | 10 | 52 | 25 | 52 | 40 | 52 | 13 | 52 | 32 | 52 | 11 | 37 | 27 | 27
FELL-1 | A | 9 | 63 | 21 | 63 | 22 | 63 | 10 | 63 | 24 | 63 | 9 | 63 | 22 | 63
FERR-1 | A | 25 | 150 | 45 | 250 | 56 | 250 | 40 | 250 | 60 | 250 | 34 | 80 | 59 | 150
FERR-2 | A | 25 | 150 | 45 | 250 | 56 | 250 | 40 | 250 | 60 | 250 | 34 | 80 | 59 | 150
FERR-3 | A | 25 | 150 | 45 | 250 | 56 | 250 | 40 | 250 | 60 | 250 | 34 | 80 | 59 | 150
FERR-4 | A | 25 | 150 | 45 | 250 | 56 | 250 | 40 | 250 | 60 | 250 | 34 | 80 | 59 | 150
FFES-1 | A | 10 | 35 | 27 | 35 | 30 | 35 | 9 | 35 | 22 | 35 | 4 | 27 | 6 | 27
FFES-2 | A | 10 | 35 | 27 | 35 | 30 | 35 | 9 | 35 | 22 | 35 | 4 | 27 | 6 | 27
FFES-3 | A | 10 | 35 | 27 | 35 | 30 | 35 | 9 | 35 | 22 | 35 | 4 | 27 | 6 | 27
FFES-4 | A | 10 | 35 | 27 | 35 | 30 | 35 | 9 | 35 | 22 | 35 | 4 | 27 | 6 | 27
FIDL-1 | A | 13 | 205 | 20 | 205 | 23 | 205 | 35 | 100 | 40 | 147 | 30 | 147 | 50 | 147
FIDL-2 | A | 13 | 205 | 20 | 205 | 23 | 205 | 35 | 100 | 40 | 147 | 30 | 147 | 50 | 147
FIDL-3 | A | 13 | 205 | 20 | 205 | 23 | 205 | 35 | 100 | 40 | 147 | 30 | 147 | 50 | 147
FIDL-4 | A | 13 | 205 | 20 | 205 | 23 | 205 | 35 | 100 | 40 | 147 | 30 | 147 | 50 | 147
FIFE-1 | A | 6 | 63 | 12 | 63 | 12 | 63 | 11 | 63 | 24 | 63 | 6 | 53 | 8 | 53
FINL-1 | A | 0 | 14 | 1 | 14 | 1 | 14 | 1 | 14 | 2 | 14 | 0 | 14 | 1 | 11
FOYE-1 | A | 6 | 60 | 13 | 60 | 16 | 60 | 11 | 60 | 27 | 60 | 5 | 30 | 11 | 30
FOYE-2 | A | 6 | 60 | 13 | 60 | 16 | 60 | 11 | 60 | 27 | 60 | 5 | 30 | 11 | 30
GLNDO-1 | A | 6 | 80 | 12 | 45 | 17 | 45 | 12 | 45 | 25 | 45 | 8 | 65 | 18 | 45
GNFSW-1 | A | 11 | 100 | 30 | 100 | 30 | 100 | 12 | 100 | 31 | 100 | 12 | 70 | 30 | 70
GNFSW-2 | A | 7 | 64 | 18 | 64 | 18 | 64 | 8 | 64 | 18 | 64 | 6 | 49 | 15 | 49
GORDW-1 | A | 6 | 62 | 16 | 56 | 26 | 45 | 7 | 62 | 18 | 62 | 6 | 56 | 16 | 45
GRAI-6 | A | 24 | 320 | 58 | 320 | 58 | 320 | 35 | 320 | 88 | 320 | 28 | 270 | 60 | 230
GRAI-7 | A | 30 | 232 | 60 | 232 | 60 | 232 | 32 | 232 | 84 | 232 | 32 | 175 | 65 | 135
GRAI-8 | A | 26 | 232 | 58 | 232 | 58 | 232 | 32 | 232 | 84 | 232 | 32 | 175 | 65 | 135
GRIFW-1 | A | 8 | 94 | 22 | 94 | 23 | 94 | 8 | 94 | 22 | 94 | 8 | 85 | 22 | 72
GRIFW-2 | A | 8 | 94 | 22 | 94 | 23 | 94 | 8 | 94 | 22 | 94 | 8 | 85 | 22 | 72
GRMO-1 | A | 8 | 43 | 8 | 43 | 8 | 43 | 8 | 43 | 8 | 43 | 8 | 23 | 8 | 23
GYAR-1 | A | 17 | 176 | 42 | 176 | 66 | 176 | 24 | 176 | 60 | 176 | 17 | 176 | 42 | 176
HADHW-1 | A | 7 | 96 | 14 | 96 | 22 | 96 | 13 | 96 | 34 | 96 | 8 | 65 | 17 | 65
HUMR-1 | A | 60 | 533 | 150 | 533 | 200 | 533 | 80 | 533 | 200 | 533 | 62 | 419 | 155 | 251
INDQ-1 | A | 12 | 102 | 31 | 102 | 43 | 102 | 13 | 102 | 34 | 102 | 12 | 72 | 30 | 72
IRNPS-1 | A | 35 | 125 | 45 | 125 | 48 | 285 | 42 | 285 | 68 | 125 | 28 | 125 | 42 | 185
IRNPS-2 | A | 35 | 125 | 45 | 125 | 48 | 285 | 42 | 285 | 68 | 125 | 28 | 125 | 42 | 185
KEAD-1 | A | 29 | 315 | 67 | 315 | 102 | 315 | 48 | 315 | 110 | 315 | 30 | 275 | 75 | 155
KILBW-1 | A | 3 | 56 | 8 | 56 | 13 | 56 | 5 | 56 | 14 | 56 | 4 | 53 | 9 | 47
KILLPG-1 | A | 8 | 225 | 10 | 225 | 10 | 225 | 10 | 225 | 12 | 225 | 4 | 150 | 15 | 150
KILLPG-2 | A | 18 | 225 | 25 | 225 | 25 | 225 | 37 | 225 | 37 | 225 | 22 | 195 | 30 | 195
KILNS-1 | A | 30 | 290 | 72 | 290 | 84 | 290 | 42 | 290 | 114 | 290 | 18 | 104 | 45 | 104
KLYN-A-1 | A | 24 | 126 | 50 | 126 | 50 | 126 | 34 | 126 | 70 | 126 | 22 | 81 | 34 | 81
LAGA-1 | A | 55 | 500 | 123 | 500 | 140 | 500 | 52 | 500 | 130 | 500 | 53 | 475 | 130 | 475
LARYO-1 | A | 16 | 155 | 40 | 155 | 45 | 155 | 18 | 155 | 45 | 155 | 14 | 120 | 35 | 120
LARYO-2 | A | 16 | 158 | 40 | 158 | 45 | 158 | 18 | 158 | 45 | 158 | 14 | 120 | 35 | 120
LARYO-3 | A | 16 | 158 | 40 | 158 | 45 | 158 | 18 | 158 | 45 | 158 | 14 | 120 | 35 | 120
LARYO-4 | A | 16 | 158 | 40 | 158 | 45 | 158 | 18 | 158 | 45 | 158 | 14 | 120 | 35 | 120
LBAR-1G | A | 1 | 16 | 4 | 16 | 6 | 16 | 2 | 16 | 4 | 16 | 1 | 9 | 4 | 9
LBAR-1 | A | 39 | 360 | 88 | 360 | 88 | 360 | 55 | 360 | 145 | 360 | 41 | 270 | 90 | 270
LITTD1 | A | 57 | 485 | 110 | 485 | 110 | 485 | 66 | 485 | 80 | 485 | 60 | 335 | 150 | 335
LITTD2 | A | 57 | 485 | 110 | 485 | 110 | 485 | 66 | 485 | 80 | 485 | 60 | 335 | 150 | 335
LITTD3 | A | 57 | 485 | 110 | 485 | 110 | 485 | 66 | 485 | 80 | 485 | 60 | 335 | 150 | 335
LOAN-1 | A | 25 | 326 | 51 | 326 | 55 | 326 | 19 | 326 | 50 | 326 | 12 | 276 | 28 | 276
LOAN-2 | A | 25 | 326 | 51 | 326 | 55 | 326 | 19 | 326 | 50 | 326 | 12 | 276 | 28 | 276
LOAN-3 | A | 25 | 326 | 51 | 326 | 55 | 326 | 19 | 326 | 50 | 326 | 12 | 276 | 28 | 276
MEDP-1 | A | 30 | 380 | 76 | 330 | 76 | 330 | 48 | 380 | 105 | 380 | 31 | 330 | 79 | 290
MILWW-1 | A | 6 | 32 | 8 | 54 | 13 | 54 | 5 | 54 | 14 | 54 | 3 | 43 | 8 | 43
MRWD-1 | A | 50 | 384 | 90 | 384 | 100 | 384 | 52 | 384 | 160 | 384 | 52 | 298 | 110 | 298
NANT-1 | A | 0 | 15 | 0 | 15 | 0 | 15 | 0 | 15 | 1 | 15 | 0 | 15 | 0 | 15
PEHE-1 | A | 47 | 435 | 100 | 435 | 100 | 435 | 67 | 435 | 105 | 435 | 64 | 245 | 100 | 245
PEHE-2 | A | 16 | 490 | 40 | 265 | 42 | 490 | 0 | 0 | 0 | 0 | 0 | 490 | 0 | 490
PEMB-11 | A | 36 | 237 | 60 | 237 | 60 | 237 | 31 | 237 | 84 | 237 | 32 | 192 | 62 | 192
PEMB-21 | A | 36 | 237 | 60 | 237 | 60 | 237 | 31 | 237 | 84 | 237 | 32 | 192 | 62 | 192
PEMB-31 | A | 36 | 237 | 60 | 237 | 60 | 237 | 31 | 237 | 84 | 237 | 32 | 192 | 62 | 192
PEMB-41 | A | 36 | 237 | 60 | 237 | 60 | 237 | 31 | 237 | 84 | 237 | 32 | 192 | 62 | 192
PEMB-51 | A | 36 | 237 | 60 | 237 | 60 | 237 | 31 | 237 | 84 | 237 | 32 | 192 | 62 | 192
PETEM1 | A | 20 | 180 | 46 | 180 | 52 | 180 | 24 | 180 | 58 | 180 | 20 | 150 | 50 | 100
RATS-1 | A | 50 | 270 | 90 | 270 | 90 | 270 | 36 | 270 | 50 | 270 | 42 | 105 | 75 | 155
RATS-2 | A | 40 | 270 | 90 | 270 | 100 | 270 | 36 | 270 | 50 | 270 | 40 | 195 | 75 | 195
RATS-3 | A | 40 | 270 | 90 | 270 | 100 | 270 | 36 | 270 | 50 | 270 | 40 | 195 | 75 | 195
RATS-4 | A | 40 | 270 | 95 | 270 | 100 | 270 | 36 | 270 | 50 | 270 | 40 | 195 | 75 | 195
ROCK-1 | A | 36 | 400 | 50 | 400 | 54 | 400 | 60 | 400 | 160 | 400 | 33 | 220 | 53 | 220
ROOS-1 | A | 12 | 140 | 32 | 140 | 32 | 140 | 13 | 140 | 32 | 140 | 13 | 108 | 32 | 108
RUGPS-6 | A | 36 | 243 | 80 | 243 | 80 | 243 | 40 | 243 | 90 | 243 | 40 | 155 | 95 | 105
RUGPS-7 | A | 36 | 243 | 80 | 243 | 80 | 243 | 40 | 243 | 90 | 243 | 40 | 155 | 95 | 105
RYHPS-1 | A | 30 | 305 | 48 | 305 | 66 | 305 | 42 | 305 | 51 | 305 | 30 | 130 | 42 | 68
SCCL-1 | A | 35 | 180 | 70 | 180 | 70 | 180 | 40 | 180 | 95 | 180 | 40 | 100 | 100 | 50
SCCL-2 | A | 35 | 180 | 70 | 180 | 70 | 180 | 40 | 180 | 95 | 180 | 40 | 100 | 100 | 50
SCCL-3 | A | 35 | 180 | 70 | 180 | 70 | 180 | 40 | 180 | 95 | 180 | 40 | 100 | 100 | 50
SEAB-1 | A | 44 | 254 | 125 | 254 | 150 | 254 | 55 | 254 | 150 | 254 | 75 | 164 | 176 | 38
SEAB-2 | A | 31 | 138 | 76 | 138 | 86 | 138 | 32 | 138 | 82 | 138 | 37 | 73 | 90 | 43
SHBA-1 | A | 41 | 255 | 104 | 255 | 115 | 255 | 44 | 255 | 120 | 255 | 39 | 195 | 115 | 40
SHBA-2 | A | 32 | 319 | 70 | 319 | 76 | 319 | 35 | 319 | 93 | 319 | 32 | 270 | 70 | 217
SHOS-1 | A | 18 | 160 | 24 | 160 | 24 | 160 | 30 | 160 | 75 | 160 | 18 | 135 | 24 | 135
SIZB-1 | A | 38 | 283 | 45 | 283 | 45 | 283 | 45 | 283 | 45 | 283 | 40 | 283 | 46 | 283
SIZB-2 | A | 38 | 283 | 45 | 283 | 45 | 283 | 45 | 283 | 45 | 283 | 40 | 283 | 46 | 283
SLOY-1 | A | 0 | 38 | 1 | 38 | 1 | 38 | 1 | 38 | 2 | 38 | 0 | 38 | 1 | 30
SLOY-2 | A | 0 | 38 | 1 | 38 | 1 | 38 | 1 | 38 | 2 | 38 | 0 | 38 | 1 | 30
SLOY-3 | A | 0 | 38 | 1 | 38 | 1 | 38 | 1 | 38 | 2 | 38 | 0 | 38 | 1 | 30
SLOY-4 | A | 0 | 28 | 1 | 28 | 1 | 28 | 1 | 28 | 2 | 28 | 0 | 28 | 1 | 22
SPLN-1 | A | 40 | 380 | 100 | 380 | 110 | 380 | 50 | 380 | 120 | 380 | 30 | 380 | 90 | 300
STAY-1 | A | 34 | 247 | 62 | 247 | 62 | 247 | 35 | 247 | 85 | 247 | 33 | 187 | 60 | 187
STAY-2 | A | 34 | 247 | 62 | 247 | 62 | 247 | 35 | 247 | 85 | 247 | 33 | 187 | 60 | 187
STAY-3 | A | 34 | 247 | 62 | 247 | 62 | 247 | 35 | 247 | 85 | 247 | 33 | 187 | 60 | 187
STAY-4 | A | 34 | 247 | 62 | 247 | 62 | 247 | 35 | 247 | 85 | 247 | 33 | 187 | 60 | 187
SUTB-1 | A | 36 | 380 | 104 | 380 | 148 | 380 | 52 | 380 | 132 | 380 | 47 | 250 | 107 | 250
SVRP-10 | A | 20 | 225 | 50 | 225 | 70 | 225 | 32 | 225 | 80 | 225 | 20 | 172 | 50 | 172
SVRP-20 | A | 20 | 225 | 50 | 225 | 70 | 225 | 32 | 225 | 80 | 225 | 20 | 172 | 50 | 172
TESI-1 | A | 40 | 260 | 100 | 260 | 140 | 260 | 60 | 260 | 140 | 260 | 40 | 200 | 120 | 100
TESI-2 | A | 40 | 260 | 100 | 260 | 140 | 260 | 60 | 260 | 140 | 260 | 40 | 200 | 120 | 100
USKM-13 | A | 6 | 49 | 15 | 49 | 17 | 49 | 8 | 49 | 19 | 49 | 7 | 36 | 8 | 36
USKM-14 | A | 6 | 49 | 15 | 49 | 17 | 49 | 8 | 49 | 19 | 49 | 7 | 36 | 8 | 36
USKM-15 | A | 6 | 49 | 15 | 49 | 17 | 49 | 8 | 49 | 19 | 49 | 7 | 36 | 8 | 36
WBUPS-1 | A | 30 | 113 | 48 | 153 | 48 | 153 | 32 | 113 | 50 | 113 | 40 | 153 | 65 | 113
WBUPS-2 | A | 30 | 133 | 48 | 173 | 48 | 173 | 32 | 133 | 50 | 133 | 40 | 173 | 65 | 133
WBUPS-3 | A | 30 | 133 | 48 | 173 | 48 | 173 | 32 | 133 | 50 | 133 | 40 | 173 | 65 | 133
WBUPS-4 | A | 30 | 113 | 48 | 153 | 48 | 153 | 32 | 113 | 50 | 113 | 40 | 153 | 65 | 113
WBURB-1 | A | 22 | 240 | 48 | 240 | 62 | 240 | 27 | 240 | 69 | 240 | 20 | 200 | 50 | 120
WBURB-2 | A | 25 | 255 | 52 | 255 | 62 | 255 | 26 | 255 | 67 | 255 | 22 | 215 | 52 | 135
WBURB-3 | A | 23 | 255 | 48 | 255 | 62 | 255 | 27 | 255 | 67 | 255 | 20 | 215 | 52 | 135
WHILW-1 | A | 31 | 322 | 84 | 322 | 90 | 322 | 33 | 322 | 90 | 322 | 32 | 255 | 86 | 210
WHILW-2 | A | 19 | 163 | 33 | 163 | 35 | 163 | 20 | 163 | 52 | 163 | 21 | 142 | 43 | 119
WLNYO-2 | A | 19 | 182 | 51 | 182 | 54 | 182 | 20 | 182 | 53 | 182 | 20 | 158 | 51 | 130
WLNYW-1 | A | 19 | 182 | 51 | 182 | 54 | 182 | 20 | 182 | 53 | 182 | 20 | 158 | 51 | 130

## Jan 2016
MW Response Capability by BMU
|  | Primary Response (Max MWhrs) | [5 empty] | Secondary Response (Max Mwhrs) |  |  |  | High Frequency Response (Max MWhrs)
UNIT | Mode | 0.2Hz |  | 0.5Hz |  | 0.8Hz |  | 0.2/0.2Hz |  | 0.5/0.5Hz |  | 0.2Hz |  | 0.5Hz
ABTH7 | A | 40 | 250 | 72 | 250 | 72 | 250 | 48 | 250 | 120 | 250 | 38 | 185 | 55 | 185
ABTH8 | A | 40 | 250 | 72 | 250 | 72 | 250 | 48 | 250 | 120 | 250 | 38 | 185 | 55 | 185
ABTH9 | A | 40 | 250 | 72 | 250 | 72 | 250 | 48 | 250 | 120 | 250 | 38 | 185 | 55 | 185
BAGE-1 | A | 30 | 255 | 70 | 255 | 90 | 255 | 35 | 255 | 90 | 255 | 28 | 220 | 70 | 185
BAGE-2 | A | 3 | 17 | 8 | 17 | 12 | 17 | 4 | 17 | 9 | 17 | 2 | 17 | 5 | 17
BARKB2 | A | 33 | 210 | 82 | 210 | 108 | 210 | 39 | 210 | 97 | 210 | 31 | 120 | 84 | 120
BARK-1 | A | 22 | 140 | 55 | 140 | 72 | 140 | 26 | 140 | 65 | 140 | 21 | 80 | 54 | 80
BLLA-1 | A | 6 | 99 | 13 | 99 | 13 | 99 | 15 | 99 | 39 | 99 | 9 | 83 | 16 | 83
BRDUW-1 | A | 6 | 58 | 17 | 58 | 17 | 58 | 7 | 58 | 17 | 58 | 6 | 36 | 17 | 36
BRGG-1 | A | 16 | 110 | 32 | 110 | 48 | 110 | 16 | 110 | 40 | 110 | 14 | 96 | 34 | 46
BRYP-1 | A | 15 | 82 | 25 | 82 | 31 | 82 | 22 | 82 | 37 | 82 | 10 | 82 | 27 | 47
CDCL-1 | A | 30 | 160 | 40 | 160 | 40 | 160 | 34 | 160 | 40 | 160 | 27 | 120 | 40 | 120
CLAC-1 | A | 3 | 28 | 8 | 28 | 13 | 28 | 3 | 36 | 9 | 36 | 3 | 28 | 8 | 28
CLDCW-1 | A | 14 | 14 | 34 | 113 | 36 | 113 | 13 | 113 | 35 | 113 | 13 | 99 | 34 | 78
CLDNW-1 | A | 13 | 108 | 33 | 108 | 35 | 108 | 13 | 108 | 35 | 108 | 12 | 95 | 33 | 74
CLDSW-1 | A | 16 | 129 | 40 | 129 | 43 | 129 | 16 | 129 | 42 | 129 | 16 | 113 | 41 | 88
CNQPS-1 | A | 22 | 126 | 51 | 126 | 70 | 126 | 28 | 126 | 70 | 126 | 20 | 100 | 45 | 100
CNQPS-2 | A | 22 | 170 | 55 | 170 | 55 | 170 | 28 | 170 | 70 | 170 | 22 | 120 | 55 | 105
CNQPS-3 | A | 22 | 170 | 55 | 170 | 55 | 170 | 28 | 170 | 70 | 170 | 22 | 120 | 55 | 105
CNQPS-4 | A | 22 | 170 | 55 | 170 | 55 | 170 | 28 | 170 | 70 | 170 | 28 | 105 | 55 | 105
COCK-1 | A | 15 | 168 | 42 | 168 | 48 | 168 | 10 | 168 | 25 | 168 | 6 | 138 | 7 | 138
COCK-2 | A | 15 | 168 | 42 | 168 | 48 | 168 | 10 | 168 | 25 | 168 | 6 | 138 | 7 | 138
COCK-3 | A | 15 | 168 | 42 | 168 | 48 | 168 | 10 | 168 | 25 | 168 | 6 | 138 | 7 | 138
COCK-4 | A | 15 | 168 | 42 | 168 | 48 | 168 | 10 | 168 | 25 | 168 | 6 | 138 | 7 | 138
CORB-1 | A | 10 | 130 | 30 | 130 | 50 | 130 | 28 | 130 | 60 | 130 | 15 | 95 | 40 | 60
COSO-1 | A | 20 | 380 | 40 | 380 | 50 | 380 | 60 | 380 | 140 | 380 | 17 | 304 | 40 | 304
COTPS-1 | A | 29 | 277 | 50 | 277 | 62 | 277 | 35 | 60 | 63 | 277 | 30 | 122 | 60 | 122
COTPS-2 | A | 29 | 287 | 50 | 287 | 62 | 287 | 35 | 60 | 63 | 287 | 30 | 122 | 60 | 122
COTPS-3 | A | 29 | 287 | 50 | 287 | 62 | 287 | 35 | 60 | 63 | 287 | 30 | 122 | 60 | 122
COTPS-4 | A | 29 | 277 | 50 | 277 | 62 | 277 | 35 | 60 | 63 | 277 | 30 | 122 | 60 | 122
COWE1 | A | 7 | 30 | 17 | 30 | 17 | 30 | 7 | 30 | 17 | 30 | 7 | 30 | 17 | 30
COWE2 | A | 7 | 30 | 17 | 30 | 17 | 30 | 7 | 30 | 17 | 30 | 7 | 30 | 17 | 30
CRUA-1 | A | 10 | 110 | 25 | 110 | 37 | 110 | 12 | 110 | 30 | 110 | 10 | 84 | 25 | 48
CRUA-2 | A | 10 | 110 | 25 | 110 | 37 | 110 | 12 | 110 | 30 | 110 | 10 | 84 | 25 | 48
CRUA-3 | A | 7 | 30 | 15 | 30 | 21 | 30 | 9 | 30 | 24 | 30 | 5 | 25 | 13 | 15
CRUA-4 | A | 7 | 30 | 15 | 30 | 21 | 30 | 9 | 30 | 24 | 30 | 5 | 25 | 13 | 15
CRYRW-2 | A | 15 | 138 | 38 | 138 | 40 | 138 | 15 | 138 | 40 | 138 | 13 | 109 | 40 | 63
DAMC-1 | A | 64 | 380 | 136 | 380 | 156 | 380 | 80 | 380 | 180 | 380 | 60 | 293 | 190 | 128
DEEP-1 | A | 20 | 180 | 60 | 180 | 86 | 180 | 22 | 180 | 80 | 180 | 24 | 96 | 52 | 96
DERW-1 | A | 13 | 90 | 35 | 90 | 45 | 90 | 16 | 90 | 40 | 90 | 16 | 90 | 32 | 72
DIDCB5 | A | 40 | 330 | 104 | 330 | 125 | 330 | 55 | 330 | 140 | 330 | 40 | 185 | 105 | 185
DIDCB6 | A | 50 | 250 | 105 | 250 | 105 | 250 | 50 | 250 | 130 | 250 | 50 | 153 | 110 | 103
DINO-1 | A | 14 | 138 | 39 | 138 | 58 | 138 | 28 | 138 | 72 | 138 | 14 | 118 | 36 | 88
DINO-2 | A | 14 | 138 | 39 | 138 | 58 | 138 | 28 | 138 | 72 | 138 | 14 | 118 | 36 | 88
DINO-3 | A | 14 | 138 | 39 | 138 | 58 | 138 | 28 | 138 | 72 | 138 | 14 | 118 | 36 | 88
DINO-4 | A | 14 | 138 | 39 | 138 | 58 | 138 | 28 | 138 | 72 | 138 | 14 | 118 | 36 | 88
DINO-5 | A | 14 | 138 | 39 | 138 | 58 | 138 | 28 | 138 | 72 | 138 | 14 | 118 | 36 | 88
DINO-6 | A | 14 | 138 | 39 | 138 | 58 | 138 | 28 | 138 | 72 | 138 | 14 | 118 | 36 | 88
DRAXX-1 | A | 68 | 345 | 100 | 345 | 100 | 345 | 64 | 95 | 110 | 345 | 60 | 225 | 70 | 225
DRAXX-2 | A | 68 | 345 | 100 | 345 | 100 | 345 | 64 | 95 | 110 | 345 | 60 | 225 | 70 | 225
DRAXX-3 | A | 68 | 345 | 100 | 345 | 100 | 345 | 64 | 95 | 110 | 345 | 60 | 225 | 70 | 225
DRAXX-4 | A | 68 | 345 | 100 | 345 | 100 | 345 | 64 | 95 | 110 | 345 | 60 | 225 | 70 | 225
DRAXX-5 | A | 68 | 345 | 100 | 345 | 100 | 345 | 64 | 95 | 110 | 345 | 60 | 225 | 70 | 225
DRAXX-6 | A | 68 | 345 | 100 | 345 | 100 | 345 | 64 | 95 | 110 | 345 | 60 | 225 | 70 | 225
EECL-1 | A | 20 | 178 | 25 | 178 | 25 | 178 | 32 | 178 | 81 | 178 | 20 | 143 | 25 | 143
EGGPS-1 | A | 45 | 205 | 83 | 205 | 83 | 205 | 49 | 205 | 110 | 205 | 33 | 95 | 60 | 95
EGGPS-2 | A | 45 | 205 | 83 | 205 | 83 | 205 | 49 | 205 | 110 | 205 | 33 | 95 | 60 | 95
EGGPS-3 | A | 45 | 205 | 83 | 205 | 83 | 205 | 49 | 205 | 110 | 205 | 33 | 95 | 60 | 95
EGGPS-4 | A | 45 | 205 | 83 | 205 | 83 | 205 | 49 | 205 | 110 | 205 | 33 | 95 | 60 | 95
ERRO-1 | A | 1 | 21 | 1 | 21 | 1 | 21 | 2 | 21 | 5 | 21 | 1 | 17 | 1 | 17
ERRO-2 | A | 1 | 21 | 1 | 21 | 1 | 21 | 2 | 21 | 5 | 21 | 1 | 17 | 1 | 17
ERRO-3 | A | 1 | 21 | 1 | 21 | 1 | 21 | 2 | 21 | 5 | 21 | 1 | 17 | 1 | 17
FAARW-1 | A | 2 | 37 | 4 | 37 | 4 | 37 | 4 | 37 | 12 | 37 | 2 | 33 | 4 | 33
FAARW-2 | A | 2 | 37 | 4 | 37 | 4 | 37 | 4 | 37 | 12 | 37 | 2 | 33 | 4 | 33
FALGW-1 | A | 11 | 108 | 28 | 108 | 41 | 108 | 13 | 108 | 35 | 108 | 10 | 86 | 22 | 64
FASN1 | A | 0 | 15 | 1 | 15 | 1 | 15 | 1 | 15 | 2 | 15 | 0 | 15 | 1 | 12
FASN2 | A | 0 | 15 | 1 | 15 | 1 | 15 | 1 | 15 | 2 | 15 | 0 | 15 | 1 | 12
FASN3 | A | 0 | 15 | 1 | 15 | 1 | 15 | 1 | 15 | 2 | 15 | 0 | 15 | 1 | 12
FAWN-1 | A | 10 | 52 | 25 | 52 | 40 | 52 | 13 | 52 | 32 | 52 | 11 | 37 | 27 | 27
FELL-1 | A | 9 | 63 | 21 | 63 | 22 | 63 | 10 | 63 | 24 | 63 | 9 | 63 | 22 | 63
FERR-1 | A | 25 | 150 | 45 | 250 | 56 | 250 | 40 | 250 | 60 | 250 | 34 | 80 | 59 | 150
FERR-2 | A | 25 | 150 | 45 | 250 | 56 | 250 | 40 | 250 | 60 | 250 | 34 | 80 | 59 | 150
FERR-3 | A | 25 | 150 | 45 | 250 | 56 | 250 | 40 | 250 | 60 | 250 | 34 | 80 | 59 | 150
FERR-4 | A | 25 | 150 | 45 | 250 | 56 | 250 | 40 | 250 | 60 | 250 | 34 | 80 | 59 | 150
FFES-1 | A | 10 | 35 | 27 | 35 | 30 | 35 | 9 | 35 | 22 | 35 | 4 | 27 | 6 | 27
FFES-2 | A | 10 | 35 | 27 | 35 | 30 | 35 | 9 | 35 | 22 | 35 | 4 | 27 | 6 | 27
FFES-3 | A | 10 | 35 | 27 | 35 | 30 | 35 | 9 | 35 | 22 | 35 | 4 | 27 | 6 | 27
FFES-4 | A | 10 | 35 | 27 | 35 | 30 | 35 | 9 | 35 | 22 | 35 | 4 | 27 | 6 | 27
FIDL-1 | A | 13 | 205 | 20 | 205 | 23 | 205 | 35 | 100 | 40 | 147 | 30 | 147 | 50 | 147
FIDL-2 | A | 13 | 205 | 20 | 205 | 23 | 205 | 35 | 100 | 40 | 147 | 30 | 147 | 50 | 147
FIDL-3 | A | 13 | 205 | 20 | 205 | 23 | 205 | 35 | 100 | 40 | 147 | 30 | 147 | 50 | 147
FIDL-4 | A | 13 | 205 | 20 | 205 | 23 | 205 | 35 | 100 | 40 | 147 | 30 | 147 | 50 | 147
FIFE-1 | A | 6 | 63 | 12 | 63 | 12 | 63 | 11 | 63 | 24 | 63 | 6 | 53 | 8 | 53
FINL-1 | A | 0 | 14 | 1 | 14 | 1 | 14 | 1 | 14 | 2 | 14 | 0 | 14 | 1 | 11
FOYE-1 | A | 6 | 60 | 13 | 60 | 16 | 60 | 11 | 60 | 27 | 60 | 5 | 30 | 11 | 30
FOYE-2 | A | 6 | 60 | 13 | 60 | 16 | 60 | 11 | 60 | 27 | 60 | 5 | 30 | 11 | 30
GLNDO-1 | A | 6 | 80 | 12 | 45 | 17 | 45 | 12 | 45 | 25 | 45 | 8 | 65 | 18 | 45
GNFSW-1 | A | 11 | 100 | 30 | 100 | 30 | 100 | 12 | 100 | 31 | 100 | 12 | 70 | 30 | 70
GNFSW-2 | A | 7 | 64 | 18 | 64 | 18 | 64 | 8 | 64 | 18 | 64 | 6 | 49 | 15 | 49
GORDW-1 | A | 6 | 62 | 16 | 56 | 26 | 45 | 7 | 62 | 18 | 62 | 6 | 56 | 16 | 45
GRAI-6 | A | 24 | 320 | 58 | 320 | 58 | 320 | 35 | 320 | 88 | 320 | 28 | 270 | 60 | 230
GRAI-7 | A | 30 | 232 | 60 | 232 | 60 | 232 | 32 | 232 | 84 | 232 | 32 | 175 | 65 | 135
GRAI-8 | A | 26 | 232 | 58 | 232 | 58 | 232 | 32 | 232 | 84 | 232 | 32 | 175 | 65 | 135
GRIFW-1 | A | 8 | 94 | 22 | 94 | 23 | 94 | 8 | 94 | 22 | 94 | 8 | 85 | 22 | 72
GRIFW-2 | A | 8 | 94 | 22 | 94 | 23 | 94 | 8 | 94 | 22 | 94 | 8 | 85 | 22 | 72
GRMO-1 | A | 8 | 43 | 8 | 43 | 8 | 43 | 8 | 43 | 8 | 43 | 8 | 23 | 8 | 23
GYAR-1 | A | 17 | 176 | 42 | 176 | 66 | 176 | 24 | 176 | 60 | 176 | 17 | 176 | 42 | 176
HADHW-1 | A | 7 | 96 | 14 | 96 | 22 | 96 | 13 | 96 | 34 | 96 | 8 | 65 | 17 | 65
HUMR-1 | A | 60 | 533 | 150 | 533 | 200 | 533 | 80 | 533 | 200 | 533 | 62 | 419 | 155 | 251
INDQ-1 | A | 12 | 102 | 31 | 102 | 43 | 102 | 13 | 102 | 34 | 102 | 12 | 72 | 30 | 72
IRNPS-1 | A | 35 | 125 | 45 | 125 | 48 | 285 | 42 | 285 | 68 | 125 | 28 | 125 | 42 | 185
IRNPS-2 | A | 35 | 125 | 45 | 125 | 48 | 285 | 42 | 285 | 68 | 125 | 28 | 125 | 42 | 185
KEAD-1 | A | 29 | 315 | 67 | 315 | 102 | 315 | 48 | 315 | 110 | 315 | 30 | 275 | 75 | 155
KILBW-1 | A | 3 | 56 | 8 | 56 | 13 | 56 | 5 | 56 | 14 | 56 | 4 | 53 | 9 | 47
KILLPG-1 | A | 8 | 225 | 10 | 225 | 10 | 225 | 10 | 225 | 12 | 225 | 4 | 150 | 15 | 150
KILLPG-2 | A | 18 | 225 | 25 | 225 | 25 | 225 | 37 | 225 | 37 | 225 | 22 | 195 | 30 | 195
KILNS-1 | A | 30 | 290 | 72 | 290 | 84 | 290 | 42 | 290 | 114 | 290 | 18 | 104 | 45 | 104
KLYN-A-1 | A | 24 | 126 | 50 | 126 | 50 | 126 | 34 | 126 | 70 | 126 | 22 | 81 | 34 | 81
LAGA-1 | A | 55 | 500 | 123 | 500 | 140 | 500 | 52 | 500 | 130 | 500 | 53 | 475 | 130 | 475
LARYO-1 | A | 16 | 155 | 40 | 155 | 45 | 155 | 18 | 155 | 45 | 155 | 14 | 120 | 35 | 120
LARYO-2 | A | 16 | 158 | 40 | 158 | 45 | 158 | 18 | 158 | 45 | 158 | 14 | 120 | 35 | 120
LARYO-3 | A | 16 | 158 | 40 | 158 | 45 | 158 | 18 | 158 | 45 | 158 | 14 | 120 | 35 | 120
LARYO-4 | A | 16 | 158 | 40 | 158 | 45 | 158 | 18 | 158 | 45 | 158 | 14 | 120 | 35 | 120
LBAR-1G | A | 1 | 16 | 4 | 16 | 6 | 16 | 2 | 16 | 4 | 16 | 1 | 9 | 4 | 9
LBAR-1 | A | 39 | 360 | 88 | 360 | 88 | 360 | 55 | 360 | 145 | 360 | 41 | 270 | 90 | 270
LITTD1 | A | 57 | 485 | 110 | 485 | 110 | 485 | 66 | 485 | 80 | 485 | 60 | 335 | 150 | 335
LITTD2 | A | 57 | 485 | 110 | 485 | 110 | 485 | 66 | 485 | 80 | 485 | 60 | 335 | 150 | 335
LITTD3 | A | 57 | 485 | 110 | 485 | 110 | 485 | 66 | 485 | 80 | 485 | 60 | 335 | 150 | 335
LOAN-1 | A | 25 | 326 | 51 | 326 | 55 | 326 | 19 | 326 | 50 | 326 | 12 | 276 | 28 | 276
LOAN-2 | A | 25 | 326 | 51 | 326 | 55 | 326 | 19 | 326 | 50 | 326 | 12 | 276 | 28 | 276
LOAN-3 | A | 25 | 326 | 51 | 326 | 55 | 326 | 19 | 326 | 50 | 326 | 12 | 276 | 28 | 276
MEDP-1 | A | 30 | 380 | 76 | 330 | 76 | 330 | 48 | 380 | 105 | 380 | 31 | 330 | 79 | 290
MILWW-1 | A | 6 | 32 | 8 | 54 | 13 | 54 | 5 | 54 | 14 | 54 | 3 | 43 | 8 | 43
MRWD-1 | A | 50 | 384 | 90 | 384 | 100 | 384 | 52 | 384 | 160 | 384 | 52 | 298 | 110 | 298
NANT-1 | A | 0 | 15 | 0 | 15 | 0 | 15 | 0 | 15 | 1 | 15 | 0 | 15 | 0 | 15
PEHE-1 | A | 47 | 435 | 100 | 435 | 100 | 435 | 67 | 435 | 105 | 435 | 64 | 245 | 100 | 245
PEHE-2 | A | 16 | 490 | 40 | 265 | 42 | 490 | 0 | 0 | 0 | 0 | 0 | 490 | 0 | 490
PEMB-11 | A | 36 | 237 | 60 | 237 | 60 | 237 | 31 | 237 | 84 | 237 | 32 | 192 | 62 | 192
PEMB-21 | A | 36 | 237 | 60 | 237 | 60 | 237 | 31 | 237 | 84 | 237 | 32 | 192 | 62 | 192
PEMB-31 | A | 36 | 237 | 60 | 237 | 60 | 237 | 31 | 237 | 84 | 237 | 32 | 192 | 62 | 192
PEMB-41 | A | 36 | 237 | 60 | 237 | 60 | 237 | 31 | 237 | 84 | 237 | 32 | 192 | 62 | 192
PEMB-51 | A | 36 | 237 | 60 | 237 | 60 | 237 | 31 | 237 | 84 | 237 | 32 | 192 | 62 | 192
PETEM1 | A | 20 | 180 | 46 | 180 | 52 | 180 | 24 | 180 | 58 | 180 | 20 | 150 | 50 | 100
RATS-1 | A | 50 | 270 | 90 | 270 | 90 | 270 | 36 | 270 | 50 | 270 | 42 | 105 | 75 | 155
RATS-2 | A | 40 | 270 | 90 | 270 | 100 | 270 | 36 | 270 | 50 | 270 | 40 | 195 | 75 | 195
RATS-3 | A | 39 | 270 | 84 | 270 | 90 | 270 | 39 | 155 | 54 | 270 | 42 | 105 | 95 | 155
RATS-4 | A | 40 | 270 | 95 | 270 | 100 | 270 | 36 | 270 | 50 | 270 | 40 | 195 | 75 | 195
ROCK-1 | A | 36 | 400 | 50 | 400 | 54 | 400 | 60 | 400 | 160 | 400 | 33 | 220 | 53 | 220
ROOS-1 | A | 12 | 140 | 32 | 140 | 32 | 140 | 13 | 140 | 32 | 140 | 13 | 108 | 32 | 108
RUGPS-6 | A | 36 | 243 | 80 | 243 | 80 | 243 | 40 | 243 | 90 | 243 | 40 | 155 | 95 | 105
RUGPS-7 | A | 36 | 243 | 80 | 243 | 80 | 243 | 40 | 243 | 90 | 243 | 40 | 155 | 95 | 105
RYHPS-1 | A | 30 | 305 | 48 | 305 | 66 | 305 | 42 | 305 | 51 | 305 | 30 | 130 | 42 | 68
SCCL-1 | A | 35 | 180 | 70 | 180 | 70 | 180 | 40 | 180 | 95 | 180 | 40 | 100 | 100 | 50
SCCL-2 | A | 35 | 180 | 70 | 180 | 70 | 180 | 40 | 180 | 95 | 180 | 40 | 100 | 100 | 50
SCCL-3 | A | 35 | 180 | 70 | 180 | 70 | 180 | 40 | 180 | 95 | 180 | 40 | 100 | 100 | 50
SEAB-1 | A | 44 | 254 | 125 | 254 | 150 | 254 | 55 | 254 | 150 | 254 | 75 | 164 | 176 | 38
SEAB-2 | A | 31 | 138 | 76 | 138 | 86 | 138 | 32 | 138 | 82 | 138 | 37 | 73 | 90 | 43
SHBA-1 | A | 41 | 255 | 104 | 255 | 115 | 255 | 44 | 255 | 120 | 255 | 39 | 195 | 115 | 40
SHBA-2 | A | 32 | 319 | 70 | 319 | 76 | 319 | 35 | 319 | 93 | 319 | 32 | 270 | 70 | 217
SHOS-1 | A | 18 | 160 | 24 | 160 | 24 | 160 | 30 | 160 | 75 | 160 | 18 | 135 | 24 | 135
SIZB-1 | A | 38 | 283 | 45 | 283 | 45 | 283 | 45 | 283 | 45 | 283 | 40 | 283 | 46 | 283
SIZB-2 | A | 38 | 283 | 45 | 283 | 45 | 283 | 45 | 283 | 45 | 283 | 40 | 283 | 46 | 283
SLOY-1 | A | 0 | 38 | 1 | 38 | 1 | 38 | 1 | 38 | 2 | 38 | 0 | 38 | 1 | 30
SLOY-2 | A | 0 | 38 | 1 | 38 | 1 | 38 | 1 | 38 | 2 | 38 | 0 | 38 | 1 | 30
SLOY-3 | A | 0 | 38 | 1 | 38 | 1 | 38 | 1 | 38 | 2 | 38 | 0 | 38 | 1 | 30
SLOY-4 | A | 0 | 28 | 1 | 28 | 1 | 28 | 1 | 28 | 2 | 28 | 0 | 28 | 1 | 22
SPLN-1 | A | 40 | 380 | 100 | 380 | 110 | 380 | 50 | 380 | 120 | 380 | 30 | 380 | 90 | 300
STAY-1 | A | 34 | 247 | 62 | 247 | 62 | 247 | 35 | 247 | 85 | 247 | 33 | 187 | 60 | 187
STAY-2 | A | 34 | 247 | 62 | 247 | 62 | 247 | 35 | 247 | 85 | 247 | 33 | 187 | 60 | 187
STAY-3 | A | 34 | 247 | 62 | 247 | 62 | 247 | 35 | 247 | 85 | 247 | 33 | 187 | 60 | 187
STAY-4 | A | 34 | 247 | 62 | 247 | 62 | 247 | 35 | 247 | 85 | 247 | 33 | 187 | 60 | 187
SUTB-1 | A | 36 | 380 | 104 | 380 | 148 | 380 | 52 | 380 | 132 | 380 | 47 | 250 | 107 | 250
SVRP-10 | A | 20 | 225 | 50 | 225 | 70 | 225 | 32 | 225 | 80 | 225 | 20 | 172 | 50 | 172
SVRP-20 | A | 20 | 225 | 50 | 225 | 70 | 225 | 32 | 225 | 80 | 225 | 20 | 172 | 50 | 172
TESI-1 | A | 40 | 260 | 100 | 260 | 140 | 260 | 60 | 260 | 140 | 260 | 40 | 200 | 120 | 100
TESI-2 | A | 40 | 260 | 100 | 260 | 140 | 260 | 60 | 260 | 140 | 260 | 40 | 200 | 120 | 100
USKM-13 | A | 6 | 49 | 15 | 49 | 17 | 49 | 8 | 49 | 19 | 49 | 7 | 36 | 8 | 36
USKM-14 | A | 6 | 49 | 15 | 49 | 17 | 49 | 8 | 49 | 19 | 49 | 7 | 36 | 8 | 36
USKM-15 | A | 6 | 49 | 15 | 49 | 17 | 49 | 8 | 49 | 19 | 49 | 7 | 36 | 8 | 36
WBUPS-1 | A | 30 | 113 | 48 | 153 | 48 | 153 | 32 | 113 | 50 | 113 | 40 | 153 | 65 | 113
WBUPS-2 | A | 30 | 133 | 48 | 173 | 48 | 173 | 32 | 133 | 50 | 133 | 40 | 173 | 65 | 133
WBUPS-3 | A | 30 | 133 | 48 | 173 | 48 | 173 | 32 | 133 | 50 | 133 | 40 | 173 | 65 | 133
WBUPS-4 | A | 30 | 113 | 48 | 153 | 48 | 153 | 32 | 113 | 50 | 113 | 40 | 153 | 65 | 113
WBURB-1 | A | 22 | 240 | 48 | 240 | 62 | 240 | 27 | 240 | 69 | 240 | 20 | 200 | 50 | 120
WBURB-2 | A | 25 | 255 | 52 | 255 | 62 | 255 | 26 | 255 | 67 | 255 | 22 | 215 | 52 | 135
WBURB-3 | A | 23 | 255 | 48 | 255 | 62 | 255 | 27 | 255 | 67 | 255 | 20 | 215 | 52 | 135
WHILW-1 | A | 31 | 322 | 84 | 322 | 90 | 322 | 33 | 322 | 90 | 322 | 32 | 255 | 86 | 210
WHILW-2 | A | 19 | 163 | 33 | 163 | 35 | 163 | 20 | 163 | 52 | 163 | 21 | 142 | 43 | 119
WLNYO-2 | A | 19 | 182 | 51 | 182 | 54 | 182 | 20 | 182 | 53 | 182 | 20 | 158 | 51 | 130
WLNYW-1 | A | 19 | 182 | 51 | 182 | 54 | 182 | 20 | 182 | 53 | 182 | 20 | 158 | 51 | 130

## Dec 2015
MW Response Capability by BMU
|  | Primary Response (Max MWhrs) | [5 empty] | Secondary Response (Max Mwhrs) |  |  |  | High Frequency Response (Max MWhrs)
UNIT | Mode | 0.2Hz |  | 0.5Hz |  | 0.8Hz |  | 0.2/0.2Hz |  | 0.5/0.5Hz |  | 0.2Hz |  | 0.5Hz
ABTH7 | A | 40 | 250 | 72 | 250 | 72 | 250 | 48 | 250 | 120 | 250 | 38 | 185 | 55 | 185
ABTH8 | A | 40 | 250 | 72 | 250 | 72 | 250 | 48 | 250 | 120 | 250 | 38 | 185 | 55 | 185
ABTH9 | A | 40 | 250 | 72 | 250 | 72 | 250 | 48 | 250 | 120 | 250 | 38 | 185 | 55 | 185
BAGE-1 | A | 30 | 255 | 70 | 255 | 90 | 255 | 35 | 255 | 90 | 255 | 28 | 220 | 70 | 185
BAGE-2 | A | 3 | 17 | 8 | 17 | 12 | 17 | 4 | 17 | 9 | 17 | 2 | 17 | 5 | 17
BARKB2 | A | 33 | 210 | 82 | 210 | 108 | 210 | 39 | 210 | 97 | 210 | 31 | 120 | 84 | 120
BARK-1 | A | 22 | 140 | 55 | 140 | 72 | 140 | 26 | 140 | 65 | 140 | 21 | 80 | 54 | 80
BLLA-1 | A | 6 | 99 | 13 | 99 | 13 | 99 | 15 | 99 | 39 | 99 | 9 | 83 | 16 | 83
BRDUW-1 | A | 6 | 58 | 17 | 58 | 17 | 58 | 7 | 58 | 17 | 58 | 6 | 36 | 17 | 36
BRGG-1 | A | 16 | 110 | 32 | 110 | 48 | 110 | 16 | 110 | 40 | 110 | 14 | 96 | 34 | 46
BRYP-1 | A | 15 | 82 | 25 | 82 | 31 | 82 | 22 | 82 | 37 | 82 | 10 | 82 | 27 | 47
CDCL-1 | A | 30 | 160 | 40 | 160 | 40 | 160 | 34 | 160 | 40 | 160 | 27 | 120 | 40 | 120
CLAC-1 | A | 3 | 28 | 8 | 28 | 13 | 28 | 3 | 36 | 9 | 36 | 3 | 28 | 8 | 28
CLDCW-1 | A | 14 | 14 | 34 | 113 | 36 | 113 | 13 | 113 | 35 | 113 | 13 | 99 | 34 | 78
CLDNW-1 | A | 13 | 108 | 33 | 108 | 35 | 108 | 13 | 108 | 35 | 108 | 12 | 95 | 33 | 74
CLDSW-1 | A | 16 | 129 | 40 | 129 | 43 | 129 | 16 | 129 | 42 | 129 | 16 | 113 | 41 | 88
CNQPS-1 | A | 22 | 126 | 51 | 126 | 70 | 126 | 28 | 126 | 70 | 126 | 20 | 100 | 45 | 100
CNQPS-2 | A | 22 | 170 | 55 | 170 | 55 | 170 | 28 | 170 | 70 | 170 | 22 | 120 | 55 | 105
CNQPS-3 | A | 22 | 170 | 55 | 170 | 55 | 170 | 28 | 170 | 70 | 170 | 22 | 120 | 55 | 105
CNQPS-4 | A | 22 | 170 | 55 | 170 | 55 | 170 | 28 | 170 | 70 | 170 | 28 | 105 | 55 | 105
COCK-1 | A | 15 | 168 | 42 | 168 | 48 | 168 | 10 | 168 | 25 | 168 | 6 | 138 | 7 | 138
COCK-2 | A | 15 | 168 | 42 | 168 | 48 | 168 | 10 | 168 | 25 | 168 | 6 | 138 | 7 | 138
COCK-3 | A | 15 | 168 | 42 | 168 | 48 | 168 | 10 | 168 | 25 | 168 | 6 | 138 | 7 | 138
COCK-4 | A | 15 | 168 | 42 | 168 | 48 | 168 | 10 | 168 | 25 | 168 | 6 | 138 | 7 | 138
CORB-1 | A | 10 | 130 | 30 | 130 | 50 | 130 | 28 | 130 | 60 | 130 | 15 | 95 | 40 | 60
COSO-1 | A | 20 | 380 | 40 | 380 | 50 | 380 | 60 | 380 | 140 | 380 | 17 | 304 | 40 | 304
COTPS-1 | A | 29 | 277 | 50 | 277 | 62 | 277 | 35 | 60 | 63 | 277 | 30 | 122 | 60 | 122
COTPS-2 | A | 29 | 287 | 50 | 287 | 62 | 287 | 35 | 60 | 63 | 287 | 30 | 122 | 60 | 122
COTPS-3 | A | 29 | 287 | 50 | 287 | 62 | 287 | 35 | 60 | 63 | 287 | 30 | 122 | 60 | 122
COTPS-4 | A | 29 | 277 | 50 | 277 | 62 | 277 | 35 | 60 | 63 | 277 | 30 | 122 | 60 | 122
COWE1 | A | 7 | 30 | 17 | 30 | 17 | 30 | 7 | 30 | 17 | 30 | 7 | 30 | 17 | 30
COWE2 | A | 7 | 30 | 17 | 30 | 17 | 30 | 7 | 30 | 17 | 30 | 7 | 30 | 17 | 30
CRUA-1 | A | 10 | 110 | 25 | 110 | 37 | 110 | 12 | 110 | 30 | 110 | 10 | 84 | 25 | 48
CRUA-2 | A | 10 | 110 | 25 | 110 | 37 | 110 | 12 | 110 | 30 | 110 | 10 | 84 | 25 | 48
CRUA-3 | A | 7 | 30 | 15 | 30 | 21 | 30 | 9 | 30 | 24 | 30 | 5 | 25 | 13 | 15
CRUA-4 | A | 7 | 30 | 15 | 30 | 21 | 30 | 9 | 30 | 24 | 30 | 5 | 25 | 13 | 15
CRYRW-2 | A | 15 | 138 | 38 | 138 | 40 | 138 | 15 | 138 | 40 | 138 | 13 | 109 | 40 | 63
DAMC-1 | A | 64 | 380 | 136 | 380 | 156 | 380 | 80 | 380 | 180 | 380 | 60 | 293 | 190 | 128
DEEP-1 | A | 20 | 180 | 60 | 180 | 86 | 180 | 22 | 180 | 80 | 180 | 24 | 96 | 52 | 96
DERW-1 | A | 13 | 90 | 35 | 90 | 45 | 90 | 16 | 90 | 40 | 90 | 16 | 90 | 32 | 72
DIDCB5 | A | 40 | 330 | 104 | 330 | 125 | 330 | 55 | 330 | 140 | 330 | 40 | 185 | 105 | 185
DIDCB6 | A | 50 | 250 | 105 | 250 | 105 | 250 | 50 | 250 | 130 | 250 | 50 | 153 | 110 | 103
DINO-1 | A | 14 | 138 | 39 | 138 | 58 | 138 | 28 | 138 | 72 | 138 | 14 | 118 | 36 | 88
DINO-2 | A | 14 | 138 | 39 | 138 | 58 | 138 | 28 | 138 | 72 | 138 | 14 | 118 | 36 | 88
DINO-3 | A | 14 | 138 | 39 | 138 | 58 | 138 | 28 | 138 | 72 | 138 | 14 | 118 | 36 | 88
DINO-4 | A | 14 | 138 | 39 | 138 | 58 | 138 | 28 | 138 | 72 | 138 | 14 | 118 | 36 | 88
DINO-5 | A | 14 | 138 | 39 | 138 | 58 | 138 | 28 | 138 | 72 | 138 | 14 | 118 | 36 | 88
DINO-6 | A | 14 | 138 | 39 | 138 | 58 | 138 | 28 | 138 | 72 | 138 | 14 | 118 | 36 | 88
DRAXX-1 | A | 68 | 345 | 100 | 345 | 100 | 345 | 64 | 95 | 110 | 345 | 60 | 225 | 70 | 225
DRAXX-2 | A | 68 | 345 | 100 | 345 | 100 | 345 | 64 | 95 | 110 | 345 | 60 | 225 | 70 | 225
DRAXX-3 | A | 68 | 345 | 100 | 345 | 100 | 345 | 64 | 95 | 110 | 345 | 60 | 225 | 70 | 225
DRAXX-4 | A | 68 | 345 | 100 | 345 | 100 | 345 | 64 | 95 | 110 | 345 | 60 | 225 | 70 | 225
DRAXX-5 | A | 68 | 345 | 100 | 345 | 100 | 345 | 64 | 95 | 110 | 345 | 60 | 225 | 70 | 225
DRAXX-6 | A | 68 | 345 | 100 | 345 | 100 | 345 | 64 | 95 | 110 | 345 | 60 | 225 | 70 | 225
EECL-1 | A | 20 | 178 | 25 | 178 | 25 | 178 | 32 | 178 | 81 | 178 | 20 | 143 | 25 | 143
EGGPS-1 | A | 45 | 205 | 83 | 205 | 83 | 205 | 49 | 205 | 110 | 205 | 33 | 95 | 60 | 95
EGGPS-2 | A | 45 | 205 | 83 | 205 | 83 | 205 | 49 | 205 | 110 | 205 | 33 | 95 | 60 | 95
EGGPS-3 | A | 45 | 205 | 83 | 205 | 83 | 205 | 49 | 205 | 110 | 205 | 33 | 95 | 60 | 95
EGGPS-4 | A | 45 | 205 | 83 | 205 | 83 | 205 | 49 | 205 | 110 | 205 | 33 | 95 | 60 | 95
ERRO-1 | A | 1 | 21 | 1 | 21 | 1 | 21 | 2 | 21 | 5 | 21 | 1 | 17 | 1 | 17
ERRO-2 | A | 1 | 21 | 1 | 21 | 1 | 21 | 2 | 21 | 5 | 21 | 1 | 17 | 1 | 17
ERRO-3 | A | 1 | 21 | 1 | 21 | 1 | 21 | 2 | 21 | 5 | 21 | 1 | 17 | 1 | 17
FAARW-1 | A | 2 | 37 | 4 | 37 | 4 | 37 | 4 | 37 | 12 | 37 | 2 | 33 | 4 | 33
FAARW-2 | A | 2 | 37 | 4 | 37 | 4 | 37 | 4 | 37 | 12 | 37 | 2 | 33 | 4 | 33
FALGW-1 | A | 11 | 108 | 28 | 108 | 41 | 108 | 13 | 108 | 35 | 108 | 10 | 86 | 22 | 64
FASN1 | A | 0 | 15 | 1 | 15 | 1 | 15 | 1 | 15 | 2 | 15 | 0 | 15 | 1 | 12
FASN2 | A | 0 | 15 | 1 | 15 | 1 | 15 | 1 | 15 | 2 | 15 | 0 | 15 | 1 | 12
FASN3 | A | 0 | 15 | 1 | 15 | 1 | 15 | 1 | 15 | 2 | 15 | 0 | 15 | 1 | 12
FAWN-1 | A | 10 | 52 | 25 | 52 | 40 | 52 | 13 | 52 | 32 | 52 | 11 | 37 | 27 | 27
FELL-1 | A | 9 | 63 | 21 | 63 | 22 | 63 | 10 | 63 | 24 | 63 | 9 | 63 | 22 | 63
FERR-1 | A | 25 | 150 | 45 | 250 | 56 | 250 | 40 | 250 | 60 | 250 | 34 | 80 | 59 | 150
FERR-2 | A | 25 | 150 | 45 | 250 | 56 | 250 | 40 | 250 | 60 | 250 | 34 | 80 | 59 | 150
FERR-3 | A | 25 | 150 | 45 | 250 | 56 | 250 | 40 | 250 | 60 | 250 | 34 | 80 | 59 | 150
FERR-4 | A | 25 | 150 | 45 | 250 | 56 | 250 | 40 | 250 | 60 | 250 | 34 | 80 | 59 | 150
FFES-1 | A | 10 | 35 | 27 | 35 | 30 | 35 | 9 | 35 | 22 | 35 | 4 | 27 | 6 | 27
FFES-2 | A | 10 | 35 | 27 | 35 | 30 | 35 | 9 | 35 | 22 | 35 | 4 | 27 | 6 | 27
FFES-3 | A | 10 | 35 | 27 | 35 | 30 | 35 | 9 | 35 | 22 | 35 | 4 | 27 | 6 | 27
FFES-4 | A | 10 | 35 | 27 | 35 | 30 | 35 | 9 | 35 | 22 | 35 | 4 | 27 | 6 | 27
FIDL-1 | A | 13 | 205 | 20 | 205 | 23 | 205 | 35 | 100 | 40 | 147 | 30 | 147 | 50 | 147
FIDL-2 | A | 13 | 205 | 20 | 205 | 23 | 205 | 35 | 100 | 40 | 147 | 30 | 147 | 50 | 147
FIDL-3 | A | 13 | 205 | 20 | 205 | 23 | 205 | 35 | 100 | 40 | 147 | 30 | 147 | 50 | 147
FIDL-4 | A | 13 | 205 | 20 | 205 | 23 | 205 | 35 | 100 | 40 | 147 | 30 | 147 | 50 | 147
FIFE-1 | A | 6 | 63 | 12 | 63 | 12 | 63 | 11 | 63 | 24 | 63 | 6 | 53 | 8 | 53
FINL-1 | A | 0 | 14 | 1 | 14 | 1 | 14 | 1 | 14 | 2 | 14 | 0 | 14 | 1 | 11
FOYE-1 | A | 6 | 60 | 13 | 60 | 16 | 60 | 11 | 60 | 27 | 60 | 5 | 30 | 11 | 30
FOYE-2 | A | 6 | 60 | 13 | 60 | 16 | 60 | 11 | 60 | 27 | 60 | 5 | 30 | 11 | 30
GLNDO-1 | A | 6 | 80 | 12 | 45 | 17 | 45 | 12 | 45 | 25 | 45 | 8 | 65 | 18 | 45
GNFSW-1 | A | 11 | 100 | 30 | 100 | 30 | 100 | 12 | 100 | 31 | 100 | 12 | 70 | 30 | 70
GNFSW-2 | A | 7 | 64 | 18 | 64 | 18 | 64 | 8 | 64 | 18 | 64 | 6 | 49 | 15 | 49
GORDW-1 | A | 6 | 62 | 16 | 56 | 26 | 45 | 7 | 62 | 18 | 62 | 6 | 56 | 16 | 45
GRAI-6 | A | 24 | 320 | 58 | 320 | 58 | 320 | 35 | 320 | 88 | 320 | 28 | 270 | 60 | 230
GRAI-7 | A | 30 | 232 | 60 | 232 | 60 | 232 | 32 | 232 | 84 | 232 | 32 | 175 | 65 | 135
GRAI-8 | A | 26 | 232 | 58 | 232 | 58 | 232 | 32 | 232 | 84 | 232 | 32 | 175 | 65 | 135
GRIFW-1 | A | 8 | 94 | 22 | 94 | 23 | 94 | 8 | 94 | 22 | 94 | 8 | 85 | 22 | 72
GRIFW-2 | A | 8 | 94 | 22 | 94 | 23 | 94 | 8 | 94 | 22 | 94 | 8 | 85 | 22 | 72
GRMO-1 | A | 8 | 43 | 8 | 43 | 8 | 43 | 8 | 43 | 8 | 43 | 8 | 23 | 8 | 23
GYAR-1 | A | 17 | 176 | 42 | 176 | 66 | 176 | 24 | 176 | 60 | 176 | 17 | 176 | 42 | 176
HADHW-1 | A | 7 | 96 | 14 | 96 | 22 | 96 | 13 | 96 | 34 | 96 | 8 | 65 | 17 | 65
HUMR-1 | A | 60 | 533 | 150 | 533 | 200 | 533 | 80 | 533 | 200 | 533 | 62 | 419 | 155 | 251
INDQ-1 | A | 12 | 102 | 31 | 102 | 43 | 102 | 13 | 102 | 34 | 102 | 12 | 72 | 30 | 72
IRNPS-1 | A | 35 | 125 | 45 | 125 | 48 | 285 | 42 | 285 | 68 | 125 | 28 | 125 | 42 | 185
IRNPS-2 | A | 35 | 125 | 45 | 125 | 48 | 285 | 42 | 285 | 68 | 125 | 28 | 125 | 42 | 185
KEAD-1 | A | 29 | 315 | 67 | 315 | 102 | 315 | 48 | 315 | 110 | 315 | 30 | 275 | 75 | 155
KILBW-1 | A | 3 | 56 | 8 | 56 | 13 | 56 | 5 | 56 | 14 | 56 | 4 | 53 | 9 | 47
KILLPG-1 | A | 8 | 225 | 10 | 225 | 10 | 225 | 10 | 225 | 12 | 225 | 4 | 150 | 15 | 150
KILLPG-2 | A | 18 | 225 | 25 | 225 | 25 | 225 | 37 | 225 | 37 | 225 | 22 | 195 | 30 | 195
KILNS-1 | A | 30 | 290 | 72 | 290 | 84 | 290 | 42 | 290 | 114 | 290 | 18 | 104 | 45 | 104
KLYN-A-1 | A | 24 | 126 | 50 | 126 | 50 | 126 | 34 | 126 | 70 | 126 | 22 | 81 | 34 | 81
LAGA-1 | A | 55 | 500 | 123 | 500 | 140 | 500 | 52 | 500 | 130 | 500 | 53 | 475 | 130 | 475
LARYO-1 | A | 16 | 155 | 40 | 155 | 45 | 155 | 18 | 155 | 45 | 155 | 14 | 120 | 35 | 120
LARYO-2 | A | 16 | 158 | 40 | 158 | 45 | 158 | 18 | 158 | 45 | 158 | 14 | 120 | 35 | 120
LARYO-3 | A | 16 | 158 | 40 | 158 | 45 | 158 | 18 | 158 | 45 | 158 | 14 | 120 | 35 | 120
LARYO-4 | A | 16 | 158 | 40 | 158 | 45 | 158 | 18 | 158 | 45 | 158 | 14 | 120 | 35 | 120
LBAR-1G | A | 1 | 16 | 4 | 16 | 6 | 16 | 2 | 16 | 4 | 16 | 1 | 9 | 4 | 9
LBAR-1 | A | 39 | 360 | 88 | 360 | 88 | 360 | 55 | 360 | 145 | 360 | 41 | 270 | 90 | 270
LITTD1 | A | 57 | 485 | 110 | 485 | 110 | 485 | 66 | 485 | 80 | 485 | 60 | 335 | 150 | 335
LITTD2 | A | 57 | 485 | 110 | 485 | 110 | 485 | 66 | 485 | 80 | 485 | 60 | 335 | 150 | 335
LITTD3 | A | 57 | 485 | 110 | 485 | 110 | 485 | 66 | 485 | 80 | 485 | 60 | 335 | 150 | 335
LOAN-1 | A | 25 | 326 | 51 | 326 | 55 | 326 | 19 | 326 | 50 | 326 | 12 | 276 | 28 | 276
LOAN-2 | A | 25 | 326 | 51 | 326 | 55 | 326 | 19 | 326 | 50 | 326 | 12 | 276 | 28 | 276
LOAN-3 | A | 25 | 326 | 51 | 326 | 55 | 326 | 19 | 326 | 50 | 326 | 12 | 276 | 28 | 276
MEDP-1 | A | 30 | 380 | 76 | 330 | 76 | 330 | 48 | 380 | 105 | 380 | 31 | 330 | 79 | 290
MILWW-1 | A | 6 | 32 | 8 | 54 | 13 | 54 | 5 | 54 | 14 | 54 | 3 | 43 | 8 | 43
MRWD-1 | A | 50 | 384 | 90 | 384 | 100 | 384 | 52 | 384 | 160 | 384 | 52 | 298 | 110 | 298
NANT-1 | A | 0 | 15 | 0 | 15 | 0 | 15 | 0 | 15 | 1 | 15 | 0 | 15 | 0 | 15
PEHE-1 | A | 47 | 435 | 100 | 435 | 100 | 435 | 67 | 435 | 105 | 435 | 64 | 245 | 100 | 245
PEHE-2 | A | 16 | 490 | 40 | 265 | 42 | 490 | 0 | 0 | 0 | 0 | 0 | 490 | 0 | 490
PEMB-11 | A | 36 | 237 | 60 | 237 | 60 | 237 | 31 | 237 | 84 | 237 | 32 | 192 | 62 | 192
PEMB-21 | A | 36 | 237 | 60 | 237 | 60 | 237 | 31 | 237 | 84 | 237 | 32 | 192 | 62 | 192
PEMB-31 | A | 36 | 237 | 60 | 237 | 60 | 237 | 31 | 237 | 84 | 237 | 32 | 192 | 62 | 192
PEMB-41 | A | 36 | 237 | 60 | 237 | 60 | 237 | 31 | 237 | 84 | 237 | 32 | 192 | 62 | 192
PEMB-51 | A | 36 | 237 | 60 | 237 | 60 | 237 | 31 | 237 | 84 | 237 | 32 | 192 | 62 | 192
PETEM1 | A | 20 | 180 | 46 | 180 | 52 | 180 | 24 | 180 | 58 | 180 | 20 | 150 | 50 | 100
RATS-1 | A | 50 | 270 | 90 | 270 | 90 | 270 | 36 | 270 | 50 | 270 | 42 | 105 | 75 | 155
RATS-2 | A | 40 | 270 | 90 | 270 | 100 | 270 | 36 | 270 | 50 | 270 | 40 | 195 | 75 | 195
RATS-3 | A | 39 | 270 | 84 | 270 | 90 | 270 | 39 | 155 | 54 | 270 | 42 | 105 | 95 | 155
RATS-4 | A | 40 | 270 | 95 | 270 | 100 | 270 | 36 | 270 | 50 | 270 | 40 | 195 | 75 | 195
ROCK-1 | A | 36 | 400 | 50 | 400 | 54 | 400 | 60 | 400 | 160 | 400 | 33 | 220 | 53 | 220
ROOS-1 | A | 12 | 140 | 32 | 140 | 32 | 140 | 13 | 140 | 32 | 140 | 13 | 108 | 32 | 108
RUGPS-6 | A | 36 | 243 | 80 | 243 | 80 | 243 | 40 | 243 | 90 | 243 | 40 | 155 | 95 | 105
RUGPS-7 | A | 36 | 243 | 80 | 243 | 80 | 243 | 40 | 243 | 90 | 243 | 40 | 155 | 95 | 105
RYHPS-1 | A | 30 | 305 | 48 | 305 | 66 | 305 | 42 | 305 | 51 | 305 | 30 | 130 | 42 | 68
SCCL-1 | A | 35 | 180 | 70 | 180 | 70 | 180 | 40 | 180 | 95 | 180 | 40 | 100 | 100 | 50
SCCL-2 | A | 35 | 180 | 70 | 180 | 70 | 180 | 40 | 180 | 95 | 180 | 40 | 100 | 100 | 50
SCCL-3 | A | 35 | 180 | 70 | 180 | 70 | 180 | 40 | 180 | 95 | 180 | 40 | 100 | 100 | 50
SEAB-1 | A | 44 | 254 | 125 | 254 | 150 | 254 | 55 | 254 | 150 | 254 | 75 | 164 | 176 | 38
SEAB-2 | A | 31 | 138 | 76 | 138 | 86 | 138 | 32 | 138 | 82 | 138 | 37 | 73 | 90 | 43
SHBA-1 | A | 41 | 255 | 104 | 255 | 115 | 255 | 44 | 255 | 120 | 255 | 39 | 195 | 115 | 40
SHBA-2 | A | 32 | 319 | 70 | 319 | 76 | 319 | 35 | 319 | 93 | 319 | 32 | 270 | 70 | 217
SHOS-1 | A | 18 | 160 | 24 | 160 | 24 | 160 | 30 | 160 | 75 | 160 | 18 | 135 | 24 | 135
SIZB-1 | A | 38 | 283 | 45 | 283 | 45 | 283 | 45 | 283 | 45 | 283 | 40 | 283 | 46 | 283
SIZB-2 | A | 38 | 283 | 45 | 283 | 45 | 283 | 45 | 283 | 45 | 283 | 40 | 283 | 46 | 283
SLOY-1 | A | 0 | 38 | 1 | 38 | 1 | 38 | 1 | 38 | 2 | 38 | 0 | 38 | 1 | 30
SLOY-2 | A | 0 | 38 | 1 | 38 | 1 | 38 | 1 | 38 | 2 | 38 | 0 | 38 | 1 | 30
SLOY-3 | A | 0 | 38 | 1 | 38 | 1 | 38 | 1 | 38 | 2 | 38 | 0 | 38 | 1 | 30
SLOY-4 | A | 0 | 28 | 1 | 28 | 1 | 28 | 1 | 28 | 2 | 28 | 0 | 28 | 1 | 22
SPLN-1 | A | 40 | 380 | 100 | 380 | 110 | 380 | 50 | 380 | 120 | 380 | 30 | 380 | 90 | 300
STAY-1 | A | 34 | 247 | 62 | 247 | 62 | 247 | 35 | 247 | 85 | 247 | 33 | 187 | 60 | 187
STAY-2 | A | 34 | 247 | 62 | 247 | 62 | 247 | 35 | 247 | 85 | 247 | 33 | 187 | 60 | 187
STAY-3 | A | 34 | 247 | 62 | 247 | 62 | 247 | 35 | 247 | 85 | 247 | 33 | 187 | 60 | 187
STAY-4 | A | 34 | 247 | 62 | 247 | 62 | 247 | 35 | 247 | 85 | 247 | 33 | 187 | 60 | 187
SUTB-1 | A | 36 | 380 | 104 | 380 | 148 | 380 | 52 | 380 | 132 | 380 | 47 | 250 | 107 | 250
SVRP-10 | A | 20 | 225 | 50 | 225 | 70 | 225 | 32 | 225 | 80 | 225 | 20 | 172 | 50 | 172
SVRP-20 | A | 20 | 225 | 50 | 225 | 70 | 225 | 32 | 225 | 80 | 225 | 20 | 172 | 50 | 172
TESI-1 | A | 40 | 260 | 100 | 260 | 140 | 260 | 60 | 260 | 140 | 260 | 40 | 200 | 120 | 100
TESI-2 | A | 40 | 260 | 100 | 260 | 140 | 260 | 60 | 260 | 140 | 260 | 40 | 200 | 120 | 100
USKM-13 | A | 6 | 49 | 15 | 49 | 17 | 49 | 8 | 49 | 19 | 49 | 7 | 36 | 8 | 36
USKM-14 | A | 6 | 49 | 15 | 49 | 17 | 49 | 8 | 49 | 19 | 49 | 7 | 36 | 8 | 36
USKM-15 | A | 6 | 49 | 15 | 49 | 17 | 49 | 8 | 49 | 19 | 49 | 7 | 36 | 8 | 36
WBUPS-1 | A | 30 | 113 | 48 | 153 | 48 | 153 | 32 | 113 | 50 | 113 | 40 | 153 | 65 | 113
WBUPS-2 | A | 30 | 133 | 48 | 173 | 48 | 173 | 32 | 133 | 50 | 133 | 40 | 173 | 65 | 133
WBUPS-3 | A | 30 | 133 | 48 | 173 | 48 | 173 | 32 | 133 | 50 | 133 | 40 | 173 | 65 | 133
WBUPS-4 | A | 30 | 113 | 48 | 153 | 48 | 153 | 32 | 113 | 50 | 113 | 40 | 153 | 65 | 113
WBURB-1 | A | 22 | 240 | 48 | 240 | 62 | 240 | 27 | 240 | 69 | 240 | 20 | 200 | 50 | 120
WBURB-2 | A | 25 | 255 | 52 | 255 | 62 | 255 | 26 | 255 | 67 | 255 | 22 | 215 | 52 | 135
WBURB-3 | A | 23 | 255 | 48 | 255 | 62 | 255 | 27 | 255 | 67 | 255 | 20 | 215 | 52 | 135
WHILW-1 | A | 31 | 322 | 84 | 322 | 90 | 322 | 33 | 322 | 90 | 322 | 32 | 255 | 86 | 210
WHILW-2 | A | 19 | 163 | 33 | 163 | 35 | 163 | 20 | 163 | 52 | 163 | 21 | 142 | 43 | 119
WLNYO-2 | A | 19 | 182 | 51 | 182 | 54 | 182 | 20 | 182 | 53 | 182 | 20 | 158 | 51 | 130
WLNYW-1 | A | 19 | 182 | 51 | 182 | 54 | 182 | 20 | 182 | 53 | 182 | 20 | 158 | 51 | 130

## Nov 2015
MW Response Capability by BMU
|  | Primary Response (Max MWhrs) | [5 empty] | Secondary Response (Max Mwhrs) |  |  |  | High Frequency Response (Max MWhrs)
UNIT | Mode | 0.2Hz |  | 0.5Hz |  | 0.8Hz |  | 0.2/0.2Hz |  | 0.5/0.5Hz |  | 0.2Hz |  | 0.5Hz
ABTH7 | A | 40 | 250 | 72 | 250 | 72 | 250 | 48 | 250 | 120 | 250 | 38 | 185 | 55 | 185
ABTH8 | A | 40 | 250 | 72 | 250 | 72 | 250 | 48 | 250 | 120 | 250 | 38 | 185 | 55 | 185
ABTH9 | A | 40 | 250 | 72 | 250 | 72 | 250 | 48 | 250 | 120 | 250 | 38 | 185 | 55 | 185
BAGE-1 | A | 30 | 255 | 70 | 255 | 90 | 255 | 35 | 255 | 90 | 255 | 28 | 220 | 70 | 185
BAGE-2 | A | 3 | 17 | 8 | 17 | 12 | 17 | 4 | 17 | 9 | 17 | 2 | 17 | 5 | 17
BARKB2 | A | 33 | 210 | 82 | 210 | 108 | 210 | 39 | 210 | 97 | 210 | 31 | 120 | 84 | 120
BARK-1 | A | 22 | 140 | 55 | 140 | 72 | 140 | 26 | 140 | 65 | 140 | 21 | 80 | 54 | 80
BLLA-1 | A | 6 | 99 | 13 | 99 | 13 | 99 | 15 | 99 | 39 | 99 | 9 | 83 | 16 | 83
BRDUW-1 | A | 6 | 58 | 17 | 58 | 17 | 58 | 7 | 58 | 17 | 58 | 6 | 36 | 17 | 36
BRGG-1 | A | 16 | 110 | 32 | 110 | 48 | 110 | 16 | 110 | 40 | 110 | 14 | 96 | 34 | 46
BRYP-1 | A | 15 | 82 | 25 | 82 | 31 | 82 | 22 | 82 | 37 | 82 | 10 | 82 | 27 | 47
CDCL-1 | A | 30 | 160 | 40 | 160 | 40 | 160 | 34 | 160 | 40 | 160 | 27 | 120 | 40 | 120
CLAC-1 | A | 3 | 28 | 8 | 28 | 13 | 28 | 3 | 36 | 9 | 36 | 3 | 28 | 8 | 28
CLDCW-1 | A | 14 | 14 | 34 | 113 | 36 | 113 | 13 | 113 | 35 | 113 | 13 | 99 | 34 | 78
CLDNW-1 | A | 13 | 108 | 33 | 108 | 35 | 108 | 13 | 108 | 35 | 108 | 12 | 95 | 33 | 74
CLDSW-1 | A | 16 | 129 | 40 | 129 | 43 | 129 | 16 | 129 | 42 | 129 | 16 | 113 | 41 | 88
CNQPS-1 | A | 22 | 126 | 51 | 126 | 70 | 126 | 28 | 126 | 70 | 126 | 20 | 100 | 45 | 100
CNQPS-2 | A | 22 | 170 | 55 | 170 | 55 | 170 | 28 | 170 | 70 | 170 | 22 | 120 | 55 | 105
CNQPS-3 | A | 22 | 126 | 51 | 126 | 70 | 126 | 28 | 126 | 70 | 126 | 20 | 100 | 45 | 100
CNQPS-4 | A | 22 | 170 | 55 | 170 | 55 | 170 | 28 | 170 | 70 | 170 | 28 | 105 | 55 | 105
COCK-1 | A | 15 | 168 | 42 | 168 | 48 | 168 | 10 | 168 | 25 | 168 | 6 | 138 | 7 | 138
COCK-2 | A | 15 | 168 | 42 | 168 | 48 | 168 | 10 | 168 | 25 | 168 | 6 | 138 | 7 | 138
COCK-3 | A | 15 | 168 | 42 | 168 | 48 | 168 | 10 | 168 | 25 | 168 | 6 | 138 | 7 | 138
COCK-4 | A | 15 | 168 | 42 | 168 | 48 | 168 | 10 | 168 | 25 | 168 | 6 | 138 | 7 | 138
CORB-1 | A | 10 | 130 | 30 | 130 | 50 | 130 | 28 | 130 | 60 | 130 | 15 | 95 | 40 | 60
COSO-1 | A | 20 | 380 | 40 | 380 | 50 | 380 | 60 | 380 | 140 | 380 | 17 | 304 | 40 | 304
COTPS-1 | A | 29 | 277 | 50 | 277 | 62 | 277 | 35 | 60 | 63 | 277 | 30 | 122 | 60 | 122
COTPS-2 | A | 29 | 287 | 50 | 287 | 62 | 287 | 35 | 60 | 63 | 287 | 30 | 122 | 60 | 122
COTPS-3 | A | 29 | 287 | 50 | 287 | 62 | 287 | 35 | 60 | 63 | 287 | 30 | 122 | 60 | 122
COTPS-4 | A | 29 | 277 | 50 | 277 | 62 | 277 | 35 | 60 | 63 | 277 | 30 | 122 | 60 | 122
COWE1 | A | 7 | 30 | 17 | 30 | 17 | 30 | 7 | 30 | 17 | 30 | 7 | 30 | 17 | 30
COWE2 | A | 7 | 30 | 17 | 30 | 17 | 30 | 7 | 30 | 17 | 30 | 7 | 30 | 17 | 30
CRUA-1 | A | 10 | 110 | 25 | 110 | 37 | 110 | 12 | 110 | 30 | 110 | 10 | 84 | 25 | 48
CRUA-2 | A | 10 | 110 | 25 | 110 | 37 | 110 | 12 | 110 | 30 | 110 | 10 | 84 | 25 | 48
CRUA-3 | A | 7 | 30 | 15 | 30 | 21 | 30 | 9 | 30 | 24 | 30 | 5 | 25 | 13 | 15
CRUA-4 | A | 7 | 30 | 15 | 30 | 21 | 30 | 9 | 30 | 24 | 30 | 5 | 25 | 13 | 15
CRYRW-2 | A | 15 | 138 | 38 | 138 | 40 | 138 | 15 | 138 | 40 | 138 | 13 | 109 | 40 | 63
DAMC-1 | A | 64 | 380 | 136 | 380 | 156 | 380 | 80 | 380 | 180 | 380 | 60 | 293 | 190 | 128
DEEP-1 | A | 20 | 180 | 60 | 180 | 86 | 180 | 22 | 180 | 80 | 180 | 24 | 96 | 52 | 96
DERW-1 | A | 13 | 90 | 35 | 90 | 45 | 90 | 16 | 90 | 40 | 90 | 16 | 90 | 32 | 72
DIDCB5 | A | 40 | 330 | 104 | 330 | 125 | 330 | 55 | 330 | 140 | 330 | 40 | 185 | 105 | 185
DIDCB6 | A | 50 | 250 | 105 | 250 | 105 | 250 | 50 | 250 | 130 | 250 | 50 | 153 | 110 | 103
DINO-1 | A | 14 | 138 | 39 | 138 | 58 | 138 | 28 | 138 | 72 | 138 | 14 | 118 | 36 | 88
DINO-2 | A | 14 | 138 | 39 | 138 | 58 | 138 | 28 | 138 | 72 | 138 | 14 | 118 | 36 | 88
DINO-3 | A | 14 | 138 | 39 | 138 | 58 | 138 | 28 | 138 | 72 | 138 | 14 | 118 | 36 | 88
DINO-4 | A | 14 | 138 | 39 | 138 | 58 | 138 | 28 | 138 | 72 | 138 | 14 | 118 | 36 | 88
DINO-5 | A | 14 | 138 | 39 | 138 | 58 | 138 | 28 | 138 | 72 | 138 | 14 | 118 | 36 | 88
DINO-6 | A | 14 | 138 | 39 | 138 | 58 | 138 | 28 | 138 | 72 | 138 | 14 | 118 | 36 | 88
DRAXX-1 | A | 68 | 345 | 100 | 345 | 100 | 345 | 64 | 95 | 110 | 345 | 60 | 225 | 70 | 225
DRAXX-2 | A | 68 | 345 | 100 | 345 | 100 | 345 | 64 | 95 | 110 | 345 | 60 | 225 | 70 | 225
DRAXX-3 | A | 68 | 345 | 100 | 345 | 100 | 345 | 64 | 95 | 110 | 345 | 60 | 225 | 70 | 225
DRAXX-4 | A | 68 | 345 | 100 | 345 | 100 | 345 | 64 | 95 | 110 | 345 | 60 | 225 | 70 | 225
DRAXX-5 | A | 68 | 345 | 100 | 345 | 100 | 345 | 64 | 95 | 110 | 345 | 60 | 225 | 70 | 225
DRAXX-6 | A | 68 | 345 | 100 | 345 | 100 | 345 | 64 | 95 | 110 | 345 | 60 | 225 | 70 | 225
EECL-1 | A | 20 | 178 | 25 | 178 | 25 | 178 | 32 | 178 | 81 | 178 | 20 | 143 | 25 | 143
EGGPS-1 | A | 45 | 205 | 83 | 205 | 83 | 205 | 49 | 205 | 110 | 205 | 33 | 95 | 60 | 95
EGGPS-2 | A | 45 | 205 | 83 | 205 | 83 | 205 | 49 | 205 | 110 | 205 | 33 | 95 | 60 | 95
EGGPS-3 | A | 45 | 205 | 83 | 205 | 83 | 205 | 49 | 205 | 110 | 205 | 33 | 95 | 60 | 95
EGGPS-4 | A | 45 | 205 | 83 | 205 | 83 | 205 | 49 | 205 | 110 | 205 | 33 | 95 | 60 | 95
ERRO-1 | A | 1 | 21 | 1 | 21 | 1 | 21 | 2 | 21 | 5 | 21 | 1 | 17 | 1 | 17
ERRO-2 | A | 1 | 21 | 1 | 21 | 1 | 21 | 2 | 21 | 5 | 21 | 1 | 17 | 1 | 17
ERRO-3 | A | 1 | 21 | 1 | 21 | 1 | 21 | 2 | 21 | 5 | 21 | 1 | 17 | 1 | 17
FAARW-1 | A | 2 | 37 | 4 | 37 | 4 | 37 | 4 | 37 | 12 | 37 | 2 | 33 | 4 | 33
FAARW-2 | A | 2 | 37 | 4 | 37 | 4 | 37 | 4 | 37 | 12 | 37 | 2 | 33 | 4 | 33
FALGW-1 | A | 11 | 108 | 28 | 108 | 41 | 108 | 13 | 108 | 35 | 108 | 10 | 86 | 22 | 64
FASN1 | A | 0 | 15 | 1 | 15 | 1 | 15 | 1 | 15 | 2 | 15 | 0 | 15 | 1 | 12
FASN2 | A | 0 | 15 | 1 | 15 | 1 | 15 | 1 | 15 | 2 | 15 | 0 | 15 | 1 | 12
FASN3 | A | 0 | 15 | 1 | 15 | 1 | 15 | 1 | 15 | 2 | 15 | 0 | 15 | 1 | 12
FAWN-1 | A | 10 | 52 | 25 | 52 | 40 | 52 | 13 | 52 | 32 | 52 | 11 | 37 | 27 | 27
FELL-1 | A | 9 | 63 | 21 | 63 | 22 | 63 | 10 | 63 | 24 | 63 | 9 | 63 | 22 | 63
FERR-1 | A | 25 | 150 | 45 | 250 | 56 | 250 | 40 | 250 | 60 | 250 | 34 | 80 | 59 | 150
FERR-2 | A | 25 | 150 | 45 | 250 | 56 | 250 | 40 | 250 | 60 | 250 | 34 | 80 | 59 | 150
FERR-3 | A | 25 | 150 | 45 | 250 | 56 | 250 | 40 | 250 | 60 | 250 | 34 | 80 | 59 | 150
FERR-4 | A | 25 | 150 | 45 | 250 | 56 | 250 | 40 | 250 | 60 | 250 | 34 | 80 | 59 | 150
FFES-1 | A | 10 | 35 | 27 | 35 | 30 | 35 | 9 | 35 | 22 | 35 | 4 | 27 | 6 | 27
FFES-2 | A | 10 | 35 | 27 | 35 | 30 | 35 | 9 | 35 | 22 | 35 | 4 | 27 | 6 | 27
FFES-3 | A | 10 | 35 | 27 | 35 | 30 | 35 | 9 | 35 | 22 | 35 | 4 | 27 | 6 | 27
FFES-4 | A | 10 | 35 | 27 | 35 | 30 | 35 | 9 | 35 | 22 | 35 | 4 | 27 | 6 | 27
FIDL-1 | A | 13 | 205 | 20 | 205 | 23 | 205 | 35 | 100 | 40 | 147 | 30 | 147 | 50 | 147
FIDL-2 | A | 13 | 205 | 20 | 205 | 23 | 205 | 35 | 100 | 40 | 147 | 30 | 147 | 50 | 147
FIDL-3 | A | 13 | 205 | 20 | 205 | 23 | 205 | 35 | 100 | 40 | 147 | 30 | 147 | 50 | 147
FIDL-4 | A | 13 | 205 | 20 | 205 | 23 | 205 | 35 | 100 | 40 | 147 | 30 | 147 | 50 | 147
FIFE-1 | A | 6 | 63 | 12 | 63 | 12 | 63 | 11 | 63 | 24 | 63 | 6 | 53 | 8 | 53
FINL-1 | A | 0 | 14 | 1 | 14 | 1 | 14 | 1 | 14 | 2 | 14 | 0 | 14 | 1 | 11
FOYE-1 | A | 6 | 60 | 13 | 60 | 16 | 60 | 11 | 60 | 27 | 60 | 5 | 30 | 11 | 30
FOYE-2 | A | 6 | 60 | 13 | 60 | 16 | 60 | 11 | 60 | 27 | 60 | 5 | 30 | 11 | 30
GLNDO-1 | A | 6 | 80 | 12 | 45 | 17 | 45 | 12 | 45 | 25 | 45 | 8 | 65 | 18 | 45
GNFSW-1 | A | 11 | 100 | 30 | 100 | 30 | 100 | 12 | 100 | 31 | 100 | 12 | 70 | 30 | 70
GNFSW-2 | A | 7 | 64 | 18 | 64 | 18 | 64 | 8 | 64 | 18 | 64 | 6 | 49 | 15 | 49
GORDW-1 | A | 6 | 62 | 16 | 56 | 26 | 45 | 7 | 62 | 18 | 62 | 6 | 56 | 16 | 45
GRAI-6 | A | 24 | 320 | 58 | 320 | 58 | 320 | 35 | 320 | 88 | 320 | 28 | 270 | 60 | 230
GRAI-7 | A | 30 | 232 | 60 | 232 | 60 | 232 | 32 | 232 | 84 | 232 | 32 | 175 | 65 | 135
GRAI-8 | A | 26 | 232 | 58 | 232 | 58 | 232 | 32 | 232 | 84 | 232 | 32 | 175 | 65 | 135
GRIFW-1 | A | 8 | 94 | 22 | 94 | 23 | 94 | 8 | 94 | 22 | 94 | 8 | 85 | 22 | 72
GRIFW-2 | A | 8 | 94 | 22 | 94 | 23 | 94 | 8 | 94 | 22 | 94 | 8 | 85 | 22 | 72
GRMO-1 | A | 8 | 43 | 8 | 43 | 8 | 43 | 8 | 43 | 8 | 43 | 8 | 23 | 8 | 23
GYAR-1 | A | 17 | 176 | 42 | 176 | 66 | 176 | 24 | 176 | 60 | 176 | 17 | 176 | 42 | 176
HADHW-1 | A | 7 | 96 | 14 | 96 | 22 | 96 | 13 | 96 | 34 | 96 | 8 | 65 | 17 | 65
HUMR-1 | A | 60 | 533 | 150 | 533 | 200 | 533 | 80 | 533 | 200 | 533 | 62 | 419 | 155 | 251
INDQ-1 | A | 12 | 102 | 31 | 102 | 43 | 102 | 13 | 102 | 34 | 102 | 12 | 72 | 30 | 72
IRNPS-1 | A | 35 | 125 | 45 | 125 | 48 | 285 | 42 | 285 | 68 | 125 | 28 | 125 | 42 | 185
IRNPS-2 | A | 35 | 125 | 45 | 125 | 48 | 285 | 42 | 285 | 68 | 125 | 28 | 125 | 42 | 185
KEAD-1 | A | 29 | 315 | 67 | 315 | 102 | 315 | 48 | 315 | 110 | 315 | 30 | 275 | 75 | 155
KILBW-1 | A | 3 | 56 | 8 | 56 | 13 | 56 | 5 | 56 | 14 | 56 | 4 | 53 | 9 | 47
KILLPG-1 | A | 8 | 225 | 10 | 225 | 10 | 225 | 10 | 225 | 12 | 225 | 4 | 150 | 15 | 150
KILLPG-2 | A | 18 | 225 | 25 | 225 | 25 | 225 | 37 | 225 | 37 | 225 | 22 | 195 | 30 | 195
KILNS-1 | A | 30 | 290 | 72 | 290 | 84 | 290 | 42 | 290 | 114 | 290 | 18 | 104 | 45 | 104
KLYN-A-1 | A | 24 | 126 | 50 | 126 | 50 | 126 | 34 | 126 | 70 | 126 | 22 | 81 | 34 | 81
LAGA-1 | A | 55 | 500 | 123 | 500 | 140 | 500 | 52 | 500 | 130 | 500 | 53 | 475 | 130 | 475
LARYO-1 | A | 16 | 155 | 40 | 155 | 45 | 155 | 18 | 155 | 45 | 155 | 14 | 120 | 35 | 120
LARYO-2 | A | 16 | 158 | 40 | 158 | 45 | 158 | 18 | 158 | 45 | 158 | 14 | 120 | 35 | 120
LARYO-3 | A | 16 | 158 | 40 | 158 | 45 | 158 | 18 | 158 | 45 | 158 | 14 | 120 | 35 | 120
LARYO-4 | A | 16 | 158 | 40 | 158 | 45 | 158 | 18 | 158 | 45 | 158 | 14 | 120 | 35 | 120
LBAR-1G | A | 1 | 16 | 4 | 16 | 6 | 16 | 2 | 16 | 4 | 16 | 1 | 9 | 4 | 9
LBAR-1 | A | 39 | 360 | 88 | 360 | 88 | 360 | 55 | 360 | 145 | 360 | 41 | 270 | 90 | 270
LITTD1 | A | 57 | 485 | 110 | 485 | 110 | 485 | 66 | 485 | 80 | 485 | 60 | 335 | 150 | 335
LITTD2 | A | 57 | 485 | 110 | 485 | 110 | 485 | 66 | 485 | 80 | 485 | 60 | 335 | 150 | 335
LITTD3 | A | 57 | 485 | 110 | 485 | 110 | 485 | 66 | 485 | 80 | 485 | 60 | 335 | 150 | 335
LOAN-1 | A | 25 | 326 | 51 | 326 | 55 | 326 | 19 | 326 | 50 | 326 | 12 | 276 | 28 | 276
LOAN-2 | A | 25 | 326 | 51 | 326 | 55 | 326 | 19 | 326 | 50 | 326 | 12 | 276 | 28 | 276
LOAN-3 | A | 25 | 326 | 51 | 326 | 55 | 326 | 19 | 326 | 50 | 326 | 12 | 276 | 28 | 276
MEDP-1 | A | 30 | 380 | 76 | 330 | 76 | 330 | 48 | 380 | 105 | 380 | 31 | 330 | 79 | 290
MILWW-1 | A | 6 | 32 | 8 | 54 | 13 | 54 | 5 | 54 | 14 | 54 | 3 | 43 | 8 | 43
MRWD-1 | A | 50 | 384 | 90 | 384 | 100 | 384 | 52 | 384 | 160 | 384 | 52 | 298 | 110 | 298
NANT-1 | A | 0 | 15 | 0 | 15 | 0 | 15 | 0 | 15 | 1 | 15 | 0 | 15 | 0 | 15
PEHE-1 | A | 47 | 435 | 100 | 435 | 100 | 435 | 67 | 435 | 105 | 435 | 64 | 245 | 100 | 245
PEHE-2 | A | 16 | 490 | 40 | 265 | 42 | 490 | 0 | 0 | 0 | 0 | 0 | 490 | 0 | 490
PEMB-11 | A | 36 | 237 | 60 | 237 | 60 | 237 | 31 | 237 | 84 | 237 | 32 | 192 | 62 | 192
PEMB-21 | A | 36 | 237 | 60 | 237 | 60 | 237 | 31 | 237 | 84 | 237 | 32 | 192 | 62 | 192
PEMB-31 | A | 36 | 237 | 60 | 237 | 60 | 237 | 31 | 237 | 84 | 237 | 32 | 192 | 62 | 192
PEMB-41 | A | 36 | 237 | 60 | 237 | 60 | 237 | 31 | 237 | 84 | 237 | 32 | 192 | 62 | 192
PEMB-51 | A | 36 | 237 | 60 | 237 | 60 | 237 | 31 | 237 | 84 | 237 | 32 | 192 | 62 | 192
PETEM1 | A | 20 | 180 | 46 | 180 | 52 | 180 | 24 | 180 | 58 | 180 | 20 | 150 | 50 | 100
RATS-1 | A | 50 | 270 | 90 | 270 | 90 | 270 | 36 | 270 | 50 | 270 | 42 | 105 | 75 | 155
RATS-2 | A | 40 | 270 | 90 | 270 | 100 | 270 | 36 | 270 | 50 | 270 | 40 | 195 | 75 | 195
RATS-3 | A | 39 | 270 | 84 | 270 | 90 | 270 | 39 | 155 | 54 | 270 | 42 | 105 | 95 | 155
RATS-4 | A | 40 | 270 | 95 | 270 | 100 | 270 | 36 | 270 | 50 | 270 | 40 | 195 | 75 | 195
ROCK-1 | A | 36 | 400 | 50 | 400 | 54 | 400 | 60 | 400 | 160 | 400 | 33 | 220 | 53 | 220
ROOS-1 | A | 12 | 140 | 32 | 140 | 32 | 140 | 13 | 140 | 32 | 140 | 13 | 108 | 32 | 108
RUGPS-6 | A | 36 | 243 | 80 | 243 | 80 | 243 | 40 | 243 | 90 | 243 | 40 | 155 | 95 | 105
RUGPS-7 | A | 36 | 243 | 80 | 243 | 80 | 243 | 40 | 243 | 90 | 243 | 40 | 155 | 95 | 105
RYHPS-1 | A | 30 | 305 | 48 | 305 | 66 | 305 | 42 | 305 | 51 | 305 | 30 | 130 | 42 | 68
SCCL-1 | A | 35 | 180 | 70 | 180 | 70 | 180 | 40 | 180 | 95 | 180 | 40 | 100 | 100 | 50
SCCL-2 | A | 35 | 180 | 70 | 180 | 70 | 180 | 40 | 180 | 95 | 180 | 40 | 100 | 100 | 50
SCCL-3 | A | 35 | 180 | 70 | 180 | 70 | 180 | 40 | 180 | 95 | 180 | 40 | 100 | 100 | 50
SEAB-1 | A | 44 | 254 | 125 | 254 | 150 | 254 | 55 | 254 | 150 | 254 | 75 | 164 | 176 | 38
SEAB-2 | A | 31 | 138 | 76 | 138 | 86 | 138 | 32 | 138 | 82 | 138 | 37 | 73 | 90 | 43
SHBA-1 | A | 41 | 255 | 104 | 255 | 115 | 255 | 44 | 255 | 120 | 255 | 39 | 195 | 115 | 40
SHBA-2 | A | 26 | 183 | 64 | 183 | 70 | 183 | 30 | 183 | 80 | 183 | 28 | 103 | 66 | 69
SHOS-1 | A | 18 | 160 | 24 | 160 | 24 | 160 | 30 | 160 | 75 | 160 | 18 | 135 | 24 | 135
SIZB-1 | A | 38 | 283 | 45 | 283 | 45 | 283 | 45 | 283 | 45 | 283 | 40 | 283 | 46 | 283
SIZB-2 | A | 38 | 283 | 45 | 283 | 45 | 283 | 45 | 283 | 45 | 283 | 40 | 283 | 46 | 283
SLOY-1 | A | 0 | 38 | 1 | 38 | 1 | 38 | 1 | 38 | 2 | 38 | 0 | 38 | 1 | 30
SLOY-2 | A | 0 | 38 | 1 | 38 | 1 | 38 | 1 | 38 | 2 | 38 | 0 | 38 | 1 | 30
SLOY-3 | A | 0 | 38 | 1 | 38 | 1 | 38 | 1 | 38 | 2 | 38 | 0 | 38 | 1 | 30
SLOY-4 | A | 0 | 28 | 1 | 28 | 1 | 28 | 1 | 28 | 2 | 28 | 0 | 28 | 1 | 22
SPLN-1 | A | 40 | 380 | 100 | 380 | 110 | 380 | 50 | 380 | 120 | 380 | 30 | 380 | 90 | 300
STAY-1 | A | 34 | 247 | 62 | 247 | 62 | 247 | 35 | 247 | 85 | 247 | 33 | 187 | 60 | 187
STAY-2 | A | 34 | 247 | 62 | 247 | 62 | 247 | 35 | 247 | 85 | 247 | 33 | 187 | 60 | 187
STAY-3 | A | 34 | 247 | 62 | 247 | 62 | 247 | 35 | 247 | 85 | 247 | 33 | 187 | 60 | 187
STAY-4 | A | 34 | 247 | 62 | 247 | 62 | 247 | 35 | 247 | 85 | 247 | 33 | 187 | 60 | 187
SUTB-1 | A | 36 | 380 | 104 | 380 | 148 | 380 | 52 | 380 | 132 | 380 | 47 | 250 | 107 | 250
SVRP-10 | A | 20 | 225 | 50 | 225 | 70 | 225 | 32 | 225 | 80 | 225 | 20 | 172 | 50 | 172
SVRP-20 | A | 20 | 225 | 50 | 225 | 70 | 225 | 32 | 225 | 80 | 225 | 20 | 172 | 50 | 172
TESI-1 | A | 40 | 260 | 100 | 260 | 140 | 260 | 60 | 260 | 140 | 260 | 40 | 200 | 120 | 100
TESI-2 | A | 40 | 260 | 100 | 260 | 140 | 260 | 60 | 260 | 140 | 260 | 40 | 200 | 120 | 100
USKM-13 | A | 6 | 49 | 15 | 49 | 17 | 49 | 8 | 49 | 19 | 49 | 7 | 36 | 8 | 36
USKM-14 | A | 6 | 49 | 15 | 49 | 17 | 49 | 8 | 49 | 19 | 49 | 7 | 36 | 8 | 36
USKM-15 | A | 6 | 49 | 15 | 49 | 17 | 49 | 8 | 49 | 19 | 49 | 7 | 36 | 8 | 36
WBUPS-1 | A | 30 | 113 | 48 | 153 | 48 | 153 | 32 | 113 | 50 | 113 | 40 | 153 | 65 | 113
WBUPS-2 | A | 30 | 133 | 48 | 173 | 48 | 173 | 32 | 133 | 50 | 133 | 40 | 173 | 65 | 133
WBUPS-3 | A | 30 | 133 | 48 | 173 | 48 | 173 | 32 | 133 | 50 | 133 | 40 | 173 | 65 | 133
WBUPS-4 | A | 30 | 113 | 48 | 153 | 48 | 153 | 32 | 113 | 50 | 113 | 40 | 153 | 65 | 113
WBURB-1 | A | 22 | 240 | 48 | 240 | 62 | 240 | 27 | 240 | 69 | 240 | 20 | 200 | 50 | 120
WBURB-2 | A | 25 | 255 | 52 | 255 | 62 | 255 | 26 | 255 | 67 | 255 | 22 | 215 | 52 | 135
WBURB-3 | A | 23 | 255 | 48 | 255 | 62 | 255 | 27 | 255 | 67 | 255 | 20 | 215 | 52 | 135
WHILW-1 | A | 31 | 322 | 84 | 322 | 90 | 322 | 33 | 322 | 90 | 322 | 32 | 255 | 86 | 210
WHILW-2 | A | 19 | 163 | 33 | 163 | 35 | 163 | 20 | 163 | 52 | 163 | 21 | 142 | 43 | 119
WLNYO-2 | A | 19 | 182 | 51 | 182 | 54 | 182 | 20 | 182 | 53 | 182 | 20 | 158 | 51 | 130
WLNYW-1 | A | 19 | 182 | 51 | 182 | 54 | 182 | 20 | 182 | 53 | 182 | 20 | 158 | 51 | 130

## Oct 2015
MW Response Capability by BMU
|  | Primary Response (Max MWhrs) | [5 empty] | Secondary Response (Max Mwhrs) |  |  |  | High Frequency Response (Max MWhrs)
UNIT | Mode | 0.2Hz |  | 0.5Hz |  | 0.8Hz |  | 0.2/0.2Hz |  | 0.5/0.5Hz |  | 0.2Hz |  | 0.5Hz
ABTH7 | A | 40 | 250 | 72 | 250 | 72 | 250 | 48 | 250 | 120 | 250 | 38 | 185 | 55 | 185
ABTH8 | A | 40 | 250 | 72 | 250 | 72 | 250 | 48 | 250 | 120 | 250 | 38 | 185 | 55 | 185
ABTH9 | A | 40 | 250 | 72 | 250 | 72 | 250 | 48 | 250 | 120 | 250 | 38 | 185 | 55 | 185
BAGE-1 | A | 30 | 255 | 70 | 255 | 90 | 255 | 35 | 255 | 90 | 255 | 28 | 220 | 70 | 185
BAGE-2 | A | 3 | 17 | 8 | 17 | 12 | 17 | 4 | 17 | 9 | 17 | 2 | 17 | 5 | 17
BARKB2 | A | 33 | 210 | 82 | 210 | 108 | 210 | 39 | 210 | 97 | 210 | 31 | 120 | 84 | 120
BARK-1 | A | 22 | 140 | 55 | 140 | 72 | 140 | 26 | 140 | 65 | 140 | 21 | 80 | 54 | 80
BLLA-1 | A | 6 | 99 | 13 | 99 | 13 | 99 | 15 | 99 | 39 | 99 | 9 | 83 | 16 | 83
BRDUW-1 | A | 6 | 58 | 17 | 58 | 17 | 58 | 7 | 58 | 17 | 58 | 6 | 36 | 17 | 36
BRGG-1 | A | 16 | 110 | 32 | 110 | 48 | 110 | 16 | 110 | 40 | 110 | 14 | 96 | 34 | 46
BRYP-1 | A | 15 | 82 | 25 | 82 | 31 | 82 | 22 | 82 | 37 | 82 | 10 | 82 | 27 | 47
CDCL-1 | A | 30 | 160 | 40 | 160 | 40 | 160 | 34 | 160 | 40 | 160 | 27 | 120 | 40 | 120
CLAC-1 | A | 3 | 28 | 8 | 28 | 13 | 28 | 3 | 36 | 9 | 36 | 3 | 28 | 8 | 28
CLDCW-1 | A | 14 | 14 | 34 | 113 | 36 | 113 | 13 | 113 | 35 | 113 | 13 | 99 | 34 | 78
CLDNW-1 | A | 13 | 108 | 33 | 108 | 35 | 108 | 13 | 108 | 35 | 108 | 12 | 95 | 33 | 74
CLDSW-1 | A | 16 | 129 | 40 | 129 | 43 | 129 | 16 | 129 | 42 | 129 | 16 | 113 | 41 | 88
CNQPS-1 | A | 22 | 126 | 51 | 126 | 70 | 126 | 28 | 126 | 70 | 126 | 20 | 100 | 45 | 100
CNQPS-2 | A | 22 | 170 | 55 | 170 | 55 | 170 | 28 | 170 | 70 | 170 | 22 | 120 | 55 | 105
CNQPS-3 | A | 22 | 126 | 51 | 126 | 70 | 126 | 28 | 126 | 70 | 126 | 20 | 100 | 45 | 100
CNQPS-4 | A | 22 | 170 | 55 | 170 | 55 | 170 | 28 | 170 | 70 | 170 | 28 | 105 | 55 | 105
COCK-1 | A | 15 | 168 | 42 | 168 | 48 | 168 | 10 | 168 | 25 | 168 | 6 | 138 | 7 | 138
COCK-2 | A | 15 | 168 | 42 | 168 | 48 | 168 | 10 | 168 | 25 | 168 | 6 | 138 | 7 | 138
COCK-3 | A | 15 | 168 | 42 | 168 | 48 | 168 | 10 | 168 | 25 | 168 | 6 | 138 | 7 | 138
COCK-4 | A | 15 | 168 | 42 | 168 | 48 | 168 | 10 | 168 | 25 | 168 | 6 | 138 | 7 | 138
CORB-1 | A | 10 | 130 | 30 | 130 | 50 | 130 | 28 | 130 | 60 | 130 | 15 | 95 | 40 | 60
COSO-1 | A | 20 | 380 | 40 | 380 | 50 | 380 | 60 | 380 | 140 | 380 | 17 | 304 | 40 | 304
COTPS-1 | A | 29 | 277 | 50 | 277 | 62 | 277 | 35 | 60 | 63 | 277 | 30 | 122 | 60 | 122
COTPS-2 | A | 29 | 287 | 50 | 287 | 62 | 287 | 35 | 60 | 63 | 287 | 30 | 122 | 60 | 122
COTPS-3 | A | 29 | 287 | 50 | 287 | 62 | 287 | 35 | 60 | 63 | 287 | 30 | 122 | 60 | 122
COTPS-4 | A | 29 | 277 | 50 | 277 | 62 | 277 | 35 | 60 | 63 | 277 | 30 | 122 | 60 | 122
COWE1 | A | 7 | 30 | 17 | 30 | 17 | 30 | 7 | 30 | 17 | 30 | 7 | 30 | 17 | 30
COWE2 | A | 7 | 30 | 17 | 30 | 17 | 30 | 7 | 30 | 17 | 30 | 7 | 30 | 17 | 30
CRUA-1 | A | 10 | 110 | 25 | 110 | 37 | 110 | 12 | 110 | 30 | 110 | 10 | 84 | 25 | 48
CRUA-2 | A | 10 | 110 | 25 | 110 | 37 | 110 | 12 | 110 | 30 | 110 | 10 | 84 | 25 | 48
CRUA-3 | A | 7 | 30 | 15 | 30 | 21 | 30 | 9 | 30 | 24 | 30 | 5 | 25 | 13 | 15
CRUA-4 | A | 7 | 30 | 15 | 30 | 21 | 30 | 9 | 30 | 24 | 30 | 5 | 25 | 13 | 15
CRYRW-2 | A | 15 | 138 | 38 | 138 | 40 | 138 | 15 | 138 | 40 | 138 | 13 | 109 | 40 | 63
DAMC-1 | A | 64 | 380 | 136 | 380 | 156 | 380 | 80 | 380 | 180 | 380 | 60 | 293 | 190 | 128
DEEP-1 | A | 20 | 180 | 60 | 180 | 86 | 180 | 22 | 180 | 80 | 180 | 24 | 96 | 52 | 96
DERW-1 | A | 13 | 90 | 35 | 90 | 45 | 90 | 16 | 90 | 40 | 90 | 16 | 90 | 32 | 72
DIDCB5 | A | 40 | 330 | 104 | 330 | 125 | 330 | 55 | 330 | 140 | 330 | 40 | 185 | 105 | 185
DIDCB6 | A | 50 | 250 | 105 | 250 | 105 | 250 | 50 | 250 | 130 | 250 | 50 | 153 | 110 | 103
DINO-1 | A | 14 | 138 | 39 | 138 | 58 | 138 | 28 | 138 | 72 | 138 | 14 | 118 | 36 | 88
DINO-2 | A | 14 | 138 | 39 | 138 | 58 | 138 | 28 | 138 | 72 | 138 | 14 | 118 | 36 | 88
DINO-3 | A | 14 | 138 | 39 | 138 | 58 | 138 | 28 | 138 | 72 | 138 | 14 | 118 | 36 | 88
DINO-4 | A | 14 | 138 | 39 | 138 | 58 | 138 | 28 | 138 | 72 | 138 | 14 | 118 | 36 | 88
DINO-5 | A | 14 | 138 | 39 | 138 | 58 | 138 | 28 | 138 | 72 | 138 | 14 | 118 | 36 | 88
DINO-6 | A | 14 | 138 | 39 | 138 | 58 | 138 | 28 | 138 | 72 | 138 | 14 | 118 | 36 | 88
DRAXX-1 | A | 68 | 345 | 100 | 345 | 100 | 345 | 64 | 95 | 110 | 345 | 60 | 225 | 70 | 225
DRAXX-2 | A | 68 | 345 | 100 | 345 | 100 | 345 | 64 | 95 | 110 | 345 | 60 | 225 | 70 | 225
DRAXX-3 | A | 68 | 345 | 100 | 345 | 100 | 345 | 64 | 95 | 110 | 345 | 60 | 225 | 70 | 225
DRAXX-4 | A | 68 | 345 | 100 | 345 | 100 | 345 | 64 | 95 | 110 | 345 | 60 | 225 | 70 | 225
DRAXX-5 | A | 68 | 345 | 100 | 345 | 100 | 345 | 64 | 95 | 110 | 345 | 60 | 225 | 70 | 225
DRAXX-6 | A | 68 | 345 | 100 | 345 | 100 | 345 | 64 | 95 | 110 | 345 | 60 | 225 | 70 | 225
EECL-1 | A | 20 | 178 | 25 | 178 | 25 | 178 | 32 | 178 | 81 | 178 | 20 | 143 | 25 | 143
EGGPS-1 | A | 45 | 205 | 83 | 205 | 83 | 205 | 49 | 205 | 110 | 205 | 33 | 95 | 60 | 95
EGGPS-2 | A | 45 | 205 | 83 | 205 | 83 | 205 | 49 | 205 | 110 | 205 | 33 | 95 | 60 | 95
EGGPS-3 | A | 45 | 205 | 83 | 205 | 83 | 205 | 49 | 205 | 110 | 205 | 33 | 95 | 60 | 95
EGGPS-4 | A | 45 | 205 | 83 | 205 | 83 | 205 | 49 | 205 | 110 | 205 | 33 | 95 | 60 | 95
ERRO-1 | A | 1 | 21 | 1 | 21 | 1 | 21 | 2 | 21 | 5 | 21 | 1 | 17 | 1 | 17
ERRO-2 | A | 1 | 21 | 1 | 21 | 1 | 21 | 2 | 21 | 5 | 21 | 1 | 17 | 1 | 17
ERRO-3 | A | 1 | 21 | 1 | 21 | 1 | 21 | 2 | 21 | 5 | 21 | 1 | 17 | 1 | 17
FAARW-1 | A | 2 | 37 | 4 | 37 | 4 | 37 | 4 | 37 | 12 | 37 | 2 | 33 | 4 | 33
FAARW-2 | A | 2 | 37 | 4 | 37 | 4 | 37 | 4 | 37 | 12 | 37 | 2 | 33 | 4 | 33
FALGW-1 | A | 11 | 108 | 28 | 108 | 41 | 108 | 13 | 108 | 35 | 108 | 10 | 86 | 22 | 64
FASN1 | A | 0 | 15 | 1 | 15 | 1 | 15 | 1 | 15 | 2 | 15 | 0 | 15 | 1 | 12
FASN2 | A | 0 | 15 | 1 | 15 | 1 | 15 | 1 | 15 | 2 | 15 | 0 | 15 | 1 | 12
FASN3 | A | 0 | 15 | 1 | 15 | 1 | 15 | 1 | 15 | 2 | 15 | 0 | 15 | 1 | 12
FAWN-1 | A | 10 | 52 | 25 | 52 | 40 | 52 | 13 | 52 | 32 | 52 | 11 | 37 | 27 | 27
FELL-1 | A | 9 | 63 | 21 | 63 | 22 | 63 | 10 | 63 | 24 | 63 | 9 | 63 | 22 | 63
FERR-1 | A | 25 | 150 | 45 | 250 | 56 | 250 | 40 | 250 | 60 | 250 | 34 | 80 | 59 | 150
FERR-2 | A | 25 | 150 | 45 | 250 | 56 | 250 | 40 | 250 | 60 | 250 | 34 | 80 | 59 | 150
FERR-3 | A | 25 | 150 | 45 | 250 | 56 | 250 | 40 | 250 | 60 | 250 | 34 | 80 | 59 | 150
FERR-4 | A | 25 | 150 | 45 | 250 | 56 | 250 | 40 | 250 | 60 | 250 | 34 | 80 | 59 | 150
FFES-1 | A | 10 | 35 | 27 | 35 | 30 | 35 | 9 | 35 | 22 | 35 | 4 | 27 | 6 | 27
FFES-2 | A | 10 | 35 | 27 | 35 | 30 | 35 | 9 | 35 | 22 | 35 | 4 | 27 | 6 | 27
FFES-3 | A | 10 | 35 | 27 | 35 | 30 | 35 | 9 | 35 | 22 | 35 | 4 | 27 | 6 | 27
FFES-4 | A | 10 | 35 | 27 | 35 | 30 | 35 | 9 | 35 | 22 | 35 | 4 | 27 | 6 | 27
FIDL-1 | A | 13 | 205 | 20 | 205 | 23 | 205 | 35 | 100 | 40 | 147 | 30 | 147 | 50 | 147
FIDL-2 | A | 13 | 205 | 20 | 205 | 23 | 205 | 35 | 100 | 40 | 147 | 30 | 147 | 50 | 147
FIDL-3 | A | 13 | 205 | 20 | 205 | 23 | 205 | 35 | 100 | 40 | 147 | 30 | 147 | 50 | 147
FIDL-4 | A | 13 | 205 | 20 | 205 | 23 | 205 | 35 | 100 | 40 | 147 | 30 | 147 | 50 | 147
FIFE-1 | A | 6 | 63 | 12 | 63 | 12 | 63 | 11 | 63 | 24 | 63 | 6 | 53 | 8 | 53
FINL-1 | A | 0 | 14 | 1 | 14 | 1 | 14 | 1 | 14 | 2 | 14 | 0 | 14 | 1 | 11
FOYE-1 | A | 6 | 60 | 13 | 60 | 16 | 60 | 11 | 60 | 27 | 60 | 5 | 30 | 11 | 30
FOYE-2 | A | 6 | 60 | 13 | 60 | 16 | 60 | 11 | 60 | 27 | 60 | 5 | 30 | 11 | 30
GLNDO-1 | A | 6 | 80 | 12 | 45 | 17 | 45 | 12 | 45 | 25 | 45 | 8 | 65 | 18 | 45
GNFSW-1 | A | 11 | 100 | 30 | 100 | 30 | 100 | 12 | 100 | 31 | 100 | 12 | 70 | 30 | 70
GNFSW-2 | A | 7 | 64 | 18 | 64 | 18 | 64 | 8 | 64 | 18 | 64 | 6 | 49 | 15 | 49
GORDW-1 | A | 6 | 62 | 16 | 56 | 26 | 45 | 7 | 62 | 18 | 62 | 6 | 56 | 16 | 45
GRAI-6 | A | 26 | 232 | 58 | 232 | 58 | 232 | 32 | 232 | 84 | 232 | 32 | 175 | 65 | 135
GRAI-7 | A | 30 | 232 | 60 | 232 | 60 | 232 | 32 | 232 | 84 | 232 | 32 | 175 | 65 | 135
GRAI-8 | A | 26 | 232 | 58 | 232 | 58 | 232 | 32 | 232 | 84 | 232 | 32 | 175 | 65 | 135
GRIFW-1 | A | 8 | 94 | 22 | 94 | 23 | 94 | 8 | 94 | 22 | 94 | 8 | 85 | 22 | 72
GRIFW-2 | A | 8 | 94 | 22 | 94 | 23 | 94 | 8 | 94 | 22 | 94 | 8 | 85 | 22 | 72
GRMO-1 | A | 8 | 43 | 8 | 43 | 8 | 43 | 8 | 43 | 8 | 43 | 8 | 23 | 8 | 23
GYAR-1 | A | 17 | 176 | 42 | 176 | 66 | 176 | 24 | 176 | 60 | 176 | 17 | 176 | 42 | 176
HADHW-1 | A | 7 | 96 | 14 | 96 | 22 | 96 | 13 | 96 | 34 | 96 | 8 | 65 | 17 | 65
HUMR-1 | A | 60 | 533 | 150 | 533 | 200 | 533 | 80 | 533 | 200 | 533 | 62 | 419 | 155 | 251
INDQ-1 | A | 12 | 102 | 31 | 102 | 43 | 102 | 13 | 102 | 34 | 102 | 12 | 72 | 30 | 72
IRNPS-1 | A | 35 | 125 | 45 | 125 | 48 | 285 | 42 | 285 | 68 | 125 | 28 | 125 | 42 | 185
IRNPS-2 | A | 35 | 125 | 45 | 125 | 48 | 285 | 42 | 285 | 68 | 125 | 28 | 125 | 42 | 185
KEAD-1 | A | 29 | 315 | 67 | 315 | 102 | 315 | 48 | 315 | 110 | 315 | 30 | 275 | 75 | 155
KILBW-1 | A | 3 | 56 | 8 | 56 | 13 | 56 | 5 | 56 | 14 | 56 | 4 | 53 | 9 | 47
KILLPG-1 | A | 8 | 225 | 10 | 225 | 10 | 225 | 10 | 225 | 12 | 225 | 4 | 150 | 15 | 150
KILLPG-2 | A | 18 | 225 | 25 | 225 | 25 | 225 | 37 | 225 | 37 | 225 | 22 | 195 | 30 | 195
KILNS-1 | A | 30 | 290 | 72 | 290 | 84 | 290 | 42 | 290 | 114 | 290 | 18 | 104 | 45 | 104
KLYN-A-1 | A | 24 | 126 | 50 | 126 | 50 | 126 | 34 | 126 | 70 | 126 | 22 | 81 | 34 | 81
LAGA-1 | A | 55 | 500 | 123 | 500 | 140 | 500 | 52 | 500 | 130 | 500 | 53 | 475 | 130 | 475
LARYO-1 | A | 16 | 155 | 40 | 155 | 45 | 155 | 18 | 155 | 45 | 155 | 14 | 120 | 35 | 120
LARYO-2 | A | 16 | 158 | 40 | 158 | 45 | 158 | 18 | 158 | 45 | 158 | 14 | 120 | 35 | 120
LARYO-3 | A | 16 | 158 | 40 | 158 | 45 | 158 | 18 | 158 | 45 | 158 | 14 | 120 | 35 | 120
LARYO-4 | A | 16 | 158 | 40 | 158 | 45 | 158 | 18 | 158 | 45 | 158 | 14 | 120 | 35 | 120
LBAR-1G | A | 1 | 16 | 4 | 16 | 6 | 16 | 2 | 16 | 4 | 16 | 1 | 9 | 4 | 9
LBAR-1 | A | 39 | 360 | 88 | 360 | 88 | 360 | 55 | 360 | 145 | 360 | 41 | 270 | 90 | 270
LITTD1 | A | 57 | 485 | 110 | 485 | 110 | 485 | 66 | 485 | 80 | 485 | 60 | 335 | 150 | 335
LITTD2 | A | 57 | 485 | 110 | 485 | 110 | 485 | 66 | 485 | 80 | 485 | 60 | 335 | 150 | 335
LITTD3 | A | 57 | 485 | 110 | 485 | 110 | 485 | 66 | 485 | 80 | 485 | 60 | 335 | 150 | 335
LOAN-1 | A | 25 | 326 | 51 | 326 | 55 | 326 | 19 | 326 | 50 | 326 | 12 | 276 | 28 | 276
LOAN-2 | A | 25 | 326 | 51 | 326 | 55 | 326 | 19 | 326 | 50 | 326 | 12 | 276 | 28 | 276
LOAN-3 | A | 25 | 326 | 51 | 326 | 55 | 326 | 19 | 326 | 50 | 326 | 12 | 276 | 28 | 276
MEDP-1 | A | 30 | 380 | 76 | 330 | 76 | 330 | 48 | 380 | 105 | 380 | 31 | 330 | 79 | 290
MILWW-1 | A | 6 | 32 | 8 | 54 | 13 | 54 | 5 | 54 | 14 | 54 | 3 | 43 | 8 | 43
MRWD-1 | A | 50 | 384 | 90 | 384 | 100 | 384 | 52 | 384 | 160 | 384 | 52 | 298 | 110 | 298
NANT-1 | A | 0 | 15 | 0 | 15 | 0 | 15 | 0 | 15 | 1 | 15 | 0 | 15 | 0 | 15
PEHE-1 | A | 47 | 435 | 100 | 435 | 100 | 435 | 67 | 435 | 105 | 435 | 64 | 245 | 100 | 245
PEHE-2 | A | 16 | 490 | 40 | 265 | 42 | 490 | 0 | 0 | 0 | 0 | 0 | 490 | 0 | 490
PEMB-11 | A | 36 | 237 | 60 | 237 | 60 | 237 | 31 | 237 | 84 | 237 | 32 | 192 | 62 | 192
PEMB-21 | A | 36 | 237 | 60 | 237 | 60 | 237 | 31 | 237 | 84 | 237 | 32 | 192 | 62 | 192
PEMB-31 | A | 36 | 237 | 60 | 237 | 60 | 237 | 31 | 237 | 84 | 237 | 32 | 192 | 62 | 192
PEMB-41 | A | 36 | 237 | 60 | 237 | 60 | 237 | 31 | 237 | 84 | 237 | 32 | 192 | 62 | 192
PEMB-51 | A | 36 | 237 | 60 | 237 | 60 | 237 | 31 | 237 | 84 | 237 | 32 | 192 | 62 | 192
PETEM1 | A | 20 | 180 | 46 | 180 | 52 | 180 | 24 | 180 | 58 | 180 | 20 | 150 | 50 | 100
RATS-1 | A | 50 | 270 | 90 | 270 | 90 | 270 | 36 | 270 | 50 | 270 | 42 | 105 | 75 | 155
RATS-2 | A | 40 | 270 | 90 | 270 | 100 | 270 | 36 | 270 | 50 | 270 | 40 | 195 | 75 | 195
RATS-3 | A | 39 | 270 | 84 | 270 | 90 | 270 | 39 | 155 | 54 | 270 | 42 | 105 | 95 | 155
RATS-4 | A | 40 | 270 | 95 | 270 | 100 | 270 | 36 | 270 | 50 | 270 | 40 | 195 | 75 | 195
ROCK-1 | A | 36 | 400 | 50 | 400 | 54 | 400 | 60 | 400 | 160 | 400 | 33 | 220 | 53 | 220
ROOS-1 | A | 12 | 140 | 32 | 140 | 32 | 140 | 13 | 140 | 32 | 140 | 13 | 108 | 32 | 108
RUGPS-6 | A | 36 | 243 | 80 | 243 | 80 | 243 | 40 | 243 | 90 | 243 | 40 | 155 | 95 | 105
RUGPS-7 | A | 36 | 243 | 80 | 243 | 80 | 243 | 40 | 243 | 90 | 243 | 40 | 155 | 95 | 105
RYHPS-1 | A | 30 | 305 | 48 | 305 | 66 | 305 | 42 | 305 | 51 | 305 | 30 | 130 | 42 | 68
SCCL-1 | A | 35 | 180 | 70 | 180 | 70 | 180 | 40 | 180 | 95 | 180 | 40 | 100 | 100 | 50
SCCL-2 | A | 35 | 180 | 70 | 180 | 70 | 180 | 40 | 180 | 95 | 180 | 40 | 100 | 100 | 50
SCCL-3 | A | 35 | 180 | 70 | 180 | 70 | 180 | 40 | 180 | 95 | 180 | 40 | 100 | 100 | 50
SEAB-1 | A | 44 | 254 | 125 | 254 | 150 | 254 | 55 | 254 | 150 | 254 | 75 | 164 | 176 | 38
SEAB-2 | A | 31 | 138 | 76 | 138 | 86 | 138 | 32 | 138 | 82 | 138 | 37 | 73 | 90 | 43
SHBA-1 | A | 41 | 255 | 104 | 255 | 115 | 255 | 44 | 255 | 120 | 255 | 39 | 195 | 115 | 40
SHBA-2 | A | 26 | 183 | 64 | 183 | 70 | 183 | 30 | 183 | 80 | 183 | 28 | 103 | 66 | 69
SHOS-1 | A | 18 | 160 | 24 | 160 | 24 | 160 | 30 | 160 | 75 | 160 | 18 | 135 | 24 | 135
SIZB-1 | A | 38 | 283 | 45 | 283 | 45 | 283 | 45 | 283 | 45 | 283 | 40 | 283 | 46 | 283
SIZB-2 | A | 38 | 283 | 45 | 283 | 45 | 283 | 45 | 283 | 45 | 283 | 40 | 283 | 46 | 283
SLOY-1 | A | 0 | 38 | 1 | 38 | 1 | 38 | 1 | 38 | 2 | 38 | 0 | 38 | 1 | 30
SLOY-2 | A | 0 | 38 | 1 | 38 | 1 | 38 | 1 | 38 | 2 | 38 | 0 | 38 | 1 | 30
SLOY-3 | A | 0 | 38 | 1 | 38 | 1 | 38 | 1 | 38 | 2 | 38 | 0 | 38 | 1 | 30
SLOY-4 | A | 0 | 28 | 1 | 28 | 1 | 28 | 1 | 28 | 2 | 28 | 0 | 28 | 1 | 22
SPLN-1 | A | 40 | 380 | 100 | 380 | 110 | 380 | 50 | 380 | 120 | 380 | 30 | 380 | 90 | 300
STAY-1 | A | 34 | 247 | 62 | 247 | 62 | 247 | 35 | 247 | 85 | 247 | 33 | 187 | 60 | 187
STAY-2 | A | 34 | 247 | 62 | 247 | 62 | 247 | 35 | 247 | 85 | 247 | 33 | 187 | 60 | 187
STAY-3 | A | 34 | 247 | 62 | 247 | 62 | 247 | 35 | 247 | 85 | 247 | 33 | 187 | 60 | 187
STAY-4 | A | 34 | 247 | 62 | 247 | 62 | 247 | 35 | 247 | 85 | 247 | 33 | 187 | 60 | 187
SUTB-1 | A | 36 | 380 | 104 | 380 | 148 | 380 | 52 | 380 | 132 | 380 | 47 | 250 | 107 | 250
SVRP-10 | A | 20 | 225 | 50 | 225 | 70 | 225 | 32 | 225 | 80 | 225 | 20 | 172 | 50 | 172
SVRP-20 | A | 20 | 225 | 50 | 225 | 70 | 225 | 32 | 225 | 80 | 225 | 20 | 172 | 50 | 172
TESI-1 | A | 40 | 260 | 100 | 260 | 140 | 260 | 60 | 260 | 140 | 260 | 40 | 200 | 120 | 100
TESI-2 | A | 40 | 260 | 100 | 260 | 140 | 260 | 60 | 260 | 140 | 260 | 40 | 200 | 120 | 100
USKM-13 | A | 6 | 49 | 15 | 49 | 17 | 49 | 8 | 49 | 19 | 49 | 7 | 36 | 8 | 36
USKM-14 | A | 6 | 49 | 15 | 49 | 17 | 49 | 8 | 49 | 19 | 49 | 7 | 36 | 8 | 36
USKM-15 | A | 6 | 49 | 15 | 49 | 17 | 49 | 8 | 49 | 19 | 49 | 7 | 36 | 8 | 36
WBUPS-1 | A | 30 | 113 | 48 | 153 | 48 | 153 | 32 | 113 | 50 | 113 | 40 | 153 | 65 | 113
WBUPS-2 | A | 30 | 133 | 48 | 173 | 48 | 173 | 32 | 133 | 50 | 133 | 40 | 173 | 65 | 133
WBUPS-3 | A | 30 | 133 | 48 | 173 | 48 | 173 | 32 | 133 | 50 | 133 | 40 | 173 | 65 | 133
WBUPS-4 | A | 30 | 113 | 48 | 153 | 48 | 153 | 32 | 113 | 50 | 113 | 40 | 153 | 65 | 113
WBURB-1 | A | 22 | 240 | 48 | 240 | 62 | 240 | 27 | 240 | 69 | 240 | 20 | 200 | 50 | 120
WBURB-2 | A | 25 | 255 | 52 | 255 | 62 | 255 | 26 | 255 | 67 | 255 | 22 | 215 | 52 | 135
WBURB-3 | A | 23 | 255 | 48 | 255 | 62 | 255 | 27 | 255 | 67 | 255 | 20 | 215 | 52 | 135
WHILW-1 | A | 31 | 322 | 84 | 322 | 90 | 322 | 33 | 322 | 90 | 322 | 32 | 255 | 86 | 210
WHILW-2 | A | 19 | 163 | 33 | 163 | 35 | 163 | 20 | 163 | 52 | 163 | 21 | 142 | 43 | 119
WLNYO-2 | A | 19 | 182 | 51 | 182 | 54 | 182 | 20 | 182 | 53 | 182 | 20 | 158 | 51 | 130
WLNYW-1 | A | 19 | 182 | 51 | 182 | 54 | 182 | 20 | 182 | 53 | 182 | 20 | 158 | 51 | 130

## Sep 2015
MW Response Capability by BMU
|  | Primary Response (Max MWhrs) | [5 empty] | Secondary Response (Max Mwhrs) |  |  |  | High Frequency Response (Max MWhrs)
UNIT | Mode | 0.2Hz |  | 0.5Hz |  | 0.8Hz |  | 0.2/0.2Hz |  | 0.5/0.5Hz |  | 0.2Hz |  | 0.5Hz
ABTH7 | A | 40 | 250 | 72 | 250 | 72 | 250 | 48 | 250 | 120 | 250 | 38 | 185 | 55 | 185
ABTH8 | A | 40 | 250 | 72 | 250 | 72 | 250 | 48 | 250 | 120 | 250 | 38 | 185 | 55 | 185
ABTH9 | A | 40 | 250 | 72 | 250 | 72 | 250 | 48 | 250 | 120 | 250 | 38 | 185 | 55 | 185
BAGE-1 | A | 30 | 255 | 70 | 255 | 90 | 255 | 35 | 255 | 90 | 255 | 28 | 220 | 70 | 185
BAGE-2 | A | 3 | 17 | 8 | 17 | 12 | 17 | 4 | 17 | 9 | 17 | 2 | 17 | 5 | 17
BARKB2 | A | 33 | 210 | 82 | 210 | 108 | 210 | 39 | 210 | 97 | 210 | 31 | 120 | 84 | 120
BARK-1 | A | 22 | 140 | 55 | 140 | 72 | 140 | 26 | 140 | 65 | 140 | 21 | 80 | 54 | 80
BLLA-1 | A | 6 | 99 | 13 | 99 | 13 | 99 | 15 | 99 | 39 | 99 | 9 | 83 | 16 | 83
BRDUW-1 | A | 6 | 58 | 17 | 58 | 17 | 58 | 7 | 58 | 17 | 58 | 6 | 36 | 17 | 36
BRGG-1 | A | 16 | 110 | 32 | 110 | 48 | 110 | 16 | 110 | 40 | 110 | 14 | 96 | 34 | 46
BRYP-1 | A | 15 | 82 | 25 | 82 | 31 | 82 | 22 | 82 | 37 | 82 | 10 | 82 | 27 | 47
CDCL-1 | A | 30 | 160 | 40 | 160 | 40 | 160 | 34 | 160 | 40 | 160 | 27 | 120 | 40 | 120
CLAC-1 | A | 3 | 28 | 8 | 28 | 13 | 28 | 3 | 36 | 9 | 36 | 3 | 28 | 8 | 28
CLDCW-1 | A | 14 | 14 | 34 | 113 | 36 | 113 | 13 | 113 | 35 | 113 | 13 | 99 | 34 | 78
CLDNW-1 | A | 13 | 108 | 33 | 108 | 35 | 108 | 13 | 108 | 35 | 108 | 12 | 95 | 33 | 74
CLDSW-1 | A | 16 | 129 | 40 | 129 | 43 | 129 | 16 | 129 | 42 | 129 | 16 | 113 | 41 | 88
CNQPS-1 | A | 22 | 126 | 51 | 126 | 70 | 126 | 28 | 126 | 70 | 126 | 20 | 100 | 45 | 100
CNQPS-2 | A | 22 | 170 | 55 | 170 | 55 | 170 | 28 | 170 | 70 | 170 | 22 | 120 | 55 | 105
CNQPS-3 | A | 22 | 126 | 51 | 126 | 70 | 126 | 28 | 126 | 70 | 126 | 20 | 100 | 45 | 100
CNQPS-4 | A | 22 | 170 | 55 | 170 | 55 | 170 | 28 | 170 | 70 | 170 | 28 | 105 | 55 | 105
COCK-1 | A | 15 | 168 | 42 | 168 | 48 | 168 | 10 | 168 | 25 | 168 | 6 | 138 | 7 | 138
COCK-2 | A | 15 | 168 | 42 | 168 | 48 | 168 | 10 | 168 | 25 | 168 | 6 | 138 | 7 | 138
COCK-3 | A | 15 | 168 | 42 | 168 | 48 | 168 | 10 | 168 | 25 | 168 | 6 | 138 | 7 | 138
COCK-4 | A | 15 | 168 | 42 | 168 | 48 | 168 | 10 | 168 | 25 | 168 | 6 | 138 | 7 | 138
CORB-1 | A | 10 | 130 | 30 | 130 | 50 | 130 | 28 | 130 | 60 | 130 | 15 | 95 | 40 | 60
COSO-1 | A | 20 | 380 | 40 | 380 | 50 | 380 | 60 | 380 | 140 | 380 | 17 | 304 | 40 | 304
COTPS-1 | A | 29 | 277 | 50 | 277 | 62 | 277 | 35 | 60 | 63 | 277 | 30 | 122 | 60 | 122
COTPS-2 | A | 29 | 287 | 50 | 287 | 62 | 287 | 35 | 60 | 63 | 287 | 30 | 122 | 60 | 122
COTPS-3 | A | 29 | 287 | 50 | 287 | 62 | 287 | 35 | 60 | 63 | 287 | 30 | 122 | 60 | 122
COTPS-4 | A | 29 | 277 | 50 | 277 | 62 | 277 | 35 | 60 | 63 | 277 | 30 | 122 | 60 | 122
COWE1 | A | 7 | 30 | 17 | 30 | 17 | 30 | 7 | 30 | 17 | 30 | 7 | 30 | 17 | 30
COWE2 | A | 7 | 30 | 17 | 30 | 17 | 30 | 7 | 30 | 17 | 30 | 7 | 30 | 17 | 30
CRUA-1 | A | 10 | 110 | 25 | 110 | 37 | 110 | 12 | 110 | 30 | 110 | 10 | 84 | 25 | 48
CRUA-2 | A | 10 | 110 | 25 | 110 | 37 | 110 | 12 | 110 | 30 | 110 | 10 | 84 | 25 | 48
CRUA-3 | A | 7 | 30 | 15 | 30 | 21 | 30 | 9 | 30 | 24 | 30 | 5 | 25 | 13 | 15
CRUA-4 | A | 7 | 30 | 15 | 30 | 21 | 30 | 9 | 30 | 24 | 30 | 5 | 25 | 13 | 15
CRYRW-2 | A | 15 | 138 | 38 | 138 | 40 | 138 | 15 | 138 | 40 | 138 | 13 | 109 | 40 | 63
DAMC-1 | A | 64 | 380 | 136 | 380 | 156 | 380 | 80 | 380 | 180 | 380 | 60 | 293 | 190 | 128
DEEP-1 | A | 20 | 180 | 60 | 180 | 86 | 180 | 22 | 180 | 80 | 180 | 24 | 96 | 52 | 96
DERW-1 | A | 13 | 90 | 35 | 90 | 45 | 90 | 16 | 90 | 40 | 90 | 16 | 90 | 32 | 72
DIDCB5 | A | 40 | 330 | 104 | 330 | 125 | 330 | 55 | 330 | 140 | 330 | 40 | 185 | 105 | 185
DIDCB6 | A | 50 | 250 | 105 | 250 | 105 | 250 | 50 | 250 | 130 | 250 | 50 | 153 | 110 | 103
DINO-1 | A | 14 | 138 | 39 | 138 | 58 | 138 | 28 | 138 | 72 | 138 | 14 | 118 | 36 | 88
DINO-2 | A | 14 | 138 | 39 | 138 | 58 | 138 | 28 | 138 | 72 | 138 | 14 | 118 | 36 | 88
DINO-3 | A | 14 | 138 | 39 | 138 | 58 | 138 | 28 | 138 | 72 | 138 | 14 | 118 | 36 | 88
DINO-4 | A | 14 | 138 | 39 | 138 | 58 | 138 | 28 | 138 | 72 | 138 | 14 | 118 | 36 | 88
DINO-5 | A | 14 | 138 | 39 | 138 | 58 | 138 | 28 | 138 | 72 | 138 | 14 | 118 | 36 | 88
DINO-6 | A | 14 | 138 | 39 | 138 | 58 | 138 | 28 | 138 | 72 | 138 | 14 | 118 | 36 | 88
DRAXX-1 | A | 68 | 345 | 100 | 345 | 100 | 345 | 64 | 95 | 110 | 345 | 60 | 225 | 70 | 225
DRAXX-2 | A | 68 | 345 | 100 | 345 | 100 | 345 | 64 | 95 | 110 | 345 | 60 | 225 | 70 | 225
DRAXX-3 | A | 68 | 345 | 100 | 345 | 100 | 345 | 64 | 95 | 110 | 345 | 60 | 225 | 70 | 225
DRAXX-4 | A | 68 | 345 | 100 | 345 | 100 | 345 | 64 | 95 | 110 | 345 | 60 | 225 | 70 | 225
DRAXX-5 | A | 68 | 345 | 100 | 345 | 100 | 345 | 64 | 95 | 110 | 345 | 60 | 225 | 70 | 225
DRAXX-6 | A | 68 | 345 | 100 | 345 | 100 | 345 | 64 | 95 | 110 | 345 | 60 | 225 | 70 | 225
EECL-1 | A | 20 | 178 | 25 | 178 | 25 | 178 | 32 | 178 | 81 | 178 | 20 | 143 | 25 | 143
EGGPS-1 | A | 45 | 205 | 83 | 205 | 83 | 205 | 49 | 205 | 110 | 205 | 33 | 95 | 60 | 95
EGGPS-2 | A | 45 | 205 | 83 | 205 | 83 | 205 | 49 | 205 | 110 | 205 | 33 | 95 | 60 | 95
EGGPS-3 | A | 45 | 205 | 83 | 205 | 83 | 205 | 49 | 205 | 110 | 205 | 33 | 95 | 60 | 95
EGGPS-4 | A | 45 | 205 | 83 | 205 | 83 | 205 | 49 | 205 | 110 | 205 | 33 | 95 | 60 | 95
ERRO-1 | A | 1 | 21 | 1 | 21 | 1 | 21 | 2 | 21 | 5 | 21 | 1 | 17 | 1 | 17
ERRO-2 | A | 1 | 21 | 1 | 21 | 1 | 21 | 2 | 21 | 5 | 21 | 1 | 17 | 1 | 17
ERRO-3 | A | 1 | 21 | 1 | 21 | 1 | 21 | 2 | 21 | 5 | 21 | 1 | 17 | 1 | 17
FAARW-1 | A | 2 | 37 | 4 | 37 | 4 | 37 | 4 | 37 | 12 | 37 | 2 | 33 | 4 | 33
FAARW-2 | A | 2 | 37 | 4 | 37 | 4 | 37 | 4 | 37 | 12 | 37 | 2 | 33 | 4 | 33
FALGW-1 | A | 11 | 108 | 28 | 108 | 41 | 108 | 13 | 108 | 35 | 108 | 10 | 86 | 22 | 64
FASN1 | A | 0 | 15 | 1 | 15 | 1 | 15 | 1 | 15 | 2 | 15 | 0 | 15 | 1 | 12
FASN2 | A | 0 | 15 | 1 | 15 | 1 | 15 | 1 | 15 | 2 | 15 | 0 | 15 | 1 | 12
FASN3 | A | 0 | 15 | 1 | 15 | 1 | 15 | 1 | 15 | 2 | 15 | 0 | 15 | 1 | 12
FAWN-1 | A | 10 | 52 | 25 | 52 | 40 | 52 | 13 | 52 | 32 | 52 | 11 | 37 | 27 | 27
FELL-1 | A | 9 | 63 | 21 | 63 | 22 | 63 | 10 | 63 | 24 | 63 | 9 | 63 | 22 | 63
FERR-1 | A | 25 | 150 | 45 | 250 | 56 | 250 | 40 | 250 | 60 | 250 | 34 | 80 | 59 | 150
FERR-2 | A | 25 | 150 | 45 | 250 | 56 | 250 | 40 | 250 | 60 | 250 | 34 | 80 | 59 | 150
FERR-3 | A | 25 | 150 | 45 | 250 | 56 | 250 | 40 | 250 | 60 | 250 | 34 | 80 | 59 | 150
FERR-4 | A | 25 | 150 | 45 | 250 | 56 | 250 | 40 | 250 | 60 | 250 | 34 | 80 | 59 | 150
FFES-1 | A | 10 | 35 | 27 | 35 | 30 | 35 | 9 | 35 | 22 | 35 | 4 | 27 | 6 | 27
FFES-2 | A | 10 | 35 | 27 | 35 | 30 | 35 | 9 | 35 | 22 | 35 | 4 | 27 | 6 | 27
FFES-3 | A | 10 | 35 | 27 | 35 | 30 | 35 | 9 | 35 | 22 | 35 | 4 | 27 | 6 | 27
FFES-4 | A | 10 | 35 | 27 | 35 | 30 | 35 | 9 | 35 | 22 | 35 | 4 | 27 | 6 | 27
FIDL-1 | A | 13 | 205 | 20 | 205 | 23 | 205 | 35 | 100 | 40 | 147 | 30 | 147 | 50 | 147
FIDL-2 | A | 13 | 205 | 20 | 205 | 23 | 205 | 35 | 100 | 40 | 147 | 30 | 147 | 50 | 147
FIDL-3 | A | 13 | 205 | 20 | 205 | 23 | 205 | 35 | 100 | 40 | 147 | 30 | 147 | 50 | 147
FIDL-4 | A | 13 | 205 | 20 | 205 | 23 | 205 | 35 | 100 | 40 | 147 | 30 | 147 | 50 | 147
FIFE-1 | A | 6 | 63 | 12 | 63 | 12 | 63 | 11 | 63 | 24 | 63 | 6 | 53 | 8 | 53
FINL-1 | A | 0 | 14 | 1 | 14 | 1 | 14 | 1 | 14 | 2 | 14 | 0 | 14 | 1 | 11
FOYE-1 | A | 6 | 60 | 13 | 60 | 16 | 60 | 11 | 60 | 27 | 60 | 5 | 30 | 11 | 30
FOYE-2 | A | 6 | 60 | 13 | 60 | 16 | 60 | 11 | 60 | 27 | 60 | 5 | 30 | 11 | 30
GLNDO-1 | A | 6 | 80 | 12 | 45 | 17 | 45 | 12 | 45 | 25 | 45 | 8 | 65 | 18 | 45
GNFSW-1 | A | 11 | 100 | 30 | 100 | 30 | 100 | 12 | 100 | 31 | 100 | 12 | 70 | 30 | 70
GNFSW-2 | A | 7 | 64 | 18 | 64 | 18 | 64 | 8 | 64 | 18 | 64 | 6 | 49 | 15 | 49
GORDW-1 | A | 6 | 62 | 16 | 56 | 26 | 45 | 7 | 62 | 18 | 62 | 6 | 56 | 16 | 45
GRAI-6 | A | 26 | 232 | 58 | 232 | 58 | 232 | 32 | 232 | 84 | 232 | 32 | 175 | 65 | 135
GRAI-7 | A | 30 | 232 | 60 | 232 | 60 | 232 | 32 | 232 | 84 | 232 | 32 | 175 | 65 | 135
GRAI-8 | A | 26 | 232 | 58 | 232 | 58 | 232 | 32 | 232 | 84 | 232 | 32 | 175 | 65 | 135
GRIFW-1 | A | 7 | 78 | 19 | 78 | 19 | 78 | 8 | 78 | 19 | 78 | 6 | 59 | 15 | 21
GRIFW-2 | A | 7 | 78 | 19 | 78 | 19 | 78 | 8 | 78 | 19 | 78 | 6 | 59 | 15 | 21
GRMO-1 | A | 8 | 43 | 8 | 43 | 8 | 43 | 8 | 43 | 8 | 43 | 8 | 23 | 8 | 23
GYAR-1 | A | 17 | 176 | 42 | 176 | 66 | 176 | 24 | 176 | 60 | 176 | 17 | 176 | 42 | 176
HADHW-1 | A | 7 | 96 | 14 | 96 | 22 | 96 | 13 | 96 | 34 | 96 | 8 | 65 | 17 | 65
HUMR-1 | A | 60 | 533 | 150 | 533 | 200 | 533 | 80 | 533 | 200 | 533 | 62 | 419 | 155 | 251
INDQ-1 | A | 12 | 102 | 31 | 102 | 43 | 102 | 13 | 102 | 34 | 102 | 12 | 72 | 30 | 72
IRNPS-1 | A | 35 | 125 | 45 | 125 | 48 | 285 | 42 | 285 | 68 | 125 | 28 | 125 | 42 | 185
IRNPS-2 | A | 35 | 125 | 45 | 125 | 48 | 285 | 42 | 285 | 68 | 125 | 28 | 125 | 42 | 185
KEAD-1 | A | 29 | 315 | 67 | 315 | 102 | 315 | 48 | 315 | 110 | 315 | 30 | 275 | 75 | 155
KILBW-1 | A | 3 | 56 | 8 | 56 | 13 | 56 | 5 | 56 | 14 | 56 | 4 | 53 | 9 | 47
KILLPG-1 | A | 8 | 225 | 10 | 225 | 10 | 225 | 10 | 225 | 12 | 225 | 4 | 150 | 15 | 150
KILLPG-2 | A | 18 | 225 | 25 | 225 | 25 | 225 | 37 | 225 | 37 | 225 | 22 | 195 | 30 | 195
KILNS-1 | A | 30 | 290 | 72 | 290 | 84 | 290 | 42 | 290 | 114 | 290 | 18 | 104 | 45 | 104
KLYN-A-1 | A | 24 | 126 | 50 | 126 | 50 | 126 | 34 | 126 | 70 | 126 | 22 | 81 | 34 | 81
LAGA-1 | A | 55 | 500 | 123 | 500 | 140 | 500 | 52 | 500 | 130 | 500 | 53 | 475 | 130 | 475
LARYO-1 | A | 16 | 155 | 40 | 155 | 45 | 155 | 18 | 155 | 45 | 155 | 14 | 120 | 35 | 120
LARYO-2 | A | 16 | 158 | 40 | 158 | 45 | 158 | 18 | 158 | 45 | 158 | 14 | 120 | 35 | 120
LARYO-3 | A | 16 | 158 | 40 | 158 | 45 | 158 | 18 | 158 | 45 | 158 | 14 | 120 | 35 | 120
LARYO-4 | A | 16 | 158 | 40 | 158 | 45 | 158 | 18 | 158 | 45 | 158 | 14 | 120 | 35 | 120
LBAR-1G | A | 1 | 16 | 4 | 16 | 6 | 16 | 2 | 16 | 4 | 16 | 1 | 9 | 4 | 9
LBAR-1 | A | 39 | 360 | 88 | 360 | 88 | 360 | 55 | 360 | 145 | 360 | 41 | 270 | 90 | 270
LITTD1 | A | 57 | 485 | 110 | 485 | 110 | 485 | 66 | 485 | 80 | 485 | 60 | 335 | 150 | 335
LITTD2 | A | 57 | 485 | 110 | 485 | 110 | 485 | 66 | 485 | 80 | 485 | 60 | 335 | 150 | 335
LITTD3 | A | 57 | 485 | 110 | 485 | 110 | 485 | 66 | 485 | 80 | 485 | 60 | 335 | 150 | 335
LOAN-1 | A | 25 | 326 | 51 | 326 | 55 | 326 | 19 | 326 | 50 | 326 | 12 | 276 | 28 | 276
LOAN-2 | A | 25 | 326 | 51 | 326 | 55 | 326 | 19 | 326 | 50 | 326 | 12 | 276 | 28 | 276
LOAN-3 | A | 25 | 326 | 51 | 326 | 55 | 326 | 19 | 326 | 50 | 326 | 12 | 276 | 28 | 276
MEDP-1 | A | 30 | 380 | 76 | 330 | 76 | 330 | 48 | 380 | 105 | 380 | 31 | 330 | 79 | 290
MILWW-1 | A | 6 | 32 | 8 | 54 | 13 | 54 | 5 | 54 | 14 | 54 | 3 | 43 | 8 | 43
MRWD-1 | A | 50 | 384 | 90 | 384 | 100 | 384 | 52 | 384 | 160 | 384 | 52 | 298 | 110 | 298
NANT-1 | A | 0 | 15 | 0 | 15 | 0 | 15 | 0 | 15 | 1 | 15 | 0 | 15 | 0 | 15
PEHE-1 | A | 47 | 435 | 100 | 435 | 100 | 435 | 67 | 435 | 105 | 435 | 64 | 245 | 100 | 245
PEHE-2 | A | 16 | 490 | 40 | 265 | 42 | 490 | 0 | 0 | 0 | 0 | 0 | 490 | 0 | 490
PEMB-11 | A | 36 | 237 | 60 | 237 | 60 | 237 | 31 | 237 | 84 | 237 | 32 | 192 | 62 | 192
PEMB-21 | A | 36 | 237 | 60 | 237 | 60 | 237 | 31 | 237 | 84 | 237 | 32 | 192 | 62 | 192
PEMB-31 | A | 36 | 237 | 60 | 237 | 60 | 237 | 31 | 237 | 84 | 237 | 32 | 192 | 62 | 192
PEMB-41 | A | 36 | 237 | 60 | 237 | 60 | 237 | 31 | 237 | 84 | 237 | 32 | 192 | 62 | 192
PEMB-51 | A | 36 | 237 | 60 | 237 | 60 | 237 | 31 | 237 | 84 | 237 | 32 | 192 | 62 | 192
PETEM1 | A | 20 | 180 | 46 | 180 | 52 | 180 | 24 | 180 | 58 | 180 | 20 | 150 | 50 | 100
RATS-1 | A | 50 | 270 | 90 | 270 | 90 | 270 | 36 | 270 | 50 | 270 | 42 | 105 | 75 | 155
RATS-2 | A | 40 | 270 | 90 | 270 | 100 | 270 | 36 | 270 | 50 | 270 | 40 | 195 | 75 | 195
RATS-3 | A | 39 | 270 | 84 | 270 | 90 | 270 | 39 | 155 | 54 | 270 | 42 | 105 | 95 | 155
RATS-4 | A | 40 | 270 | 95 | 270 | 100 | 270 | 36 | 270 | 50 | 270 | 40 | 195 | 75 | 195
ROCK-1 | A | 36 | 400 | 50 | 400 | 54 | 400 | 60 | 400 | 160 | 400 | 33 | 220 | 53 | 220
ROOS-1 | A | 12 | 140 | 32 | 140 | 32 | 140 | 13 | 140 | 32 | 140 | 13 | 108 | 32 | 108
RUGPS-6 | A | 36 | 243 | 80 | 243 | 80 | 243 | 40 | 243 | 90 | 243 | 40 | 155 | 95 | 105
RUGPS-7 | A | 36 | 243 | 80 | 243 | 80 | 243 | 40 | 243 | 90 | 243 | 40 | 155 | 95 | 105
RYHPS-1 | A | 30 | 305 | 48 | 305 | 66 | 305 | 42 | 305 | 51 | 305 | 30 | 130 | 42 | 68
SCCL-1 | A | 35 | 180 | 70 | 180 | 70 | 180 | 40 | 180 | 95 | 180 | 40 | 100 | 100 | 50
SCCL-2 | A | 35 | 180 | 70 | 180 | 70 | 180 | 40 | 180 | 95 | 180 | 40 | 100 | 100 | 50
SCCL-3 | A | 35 | 180 | 70 | 180 | 70 | 180 | 40 | 180 | 95 | 180 | 40 | 100 | 100 | 50
SEAB-1 | A | 44 | 254 | 125 | 254 | 150 | 254 | 55 | 254 | 150 | 254 | 75 | 164 | 176 | 38
SEAB-2 | A | 31 | 138 | 76 | 138 | 86 | 138 | 32 | 138 | 82 | 138 | 37 | 73 | 90 | 43
SHBA-1 | A | 41 | 255 | 104 | 255 | 115 | 255 | 44 | 255 | 120 | 255 | 39 | 195 | 115 | 40
SHBA-2 | A | 26 | 183 | 64 | 183 | 70 | 183 | 30 | 183 | 80 | 183 | 28 | 103 | 66 | 69
SHOS-1 | A | 18 | 160 | 24 | 160 | 24 | 160 | 30 | 160 | 75 | 160 | 18 | 135 | 24 | 135
SIZB-1 | A | 38 | 283 | 45 | 283 | 45 | 283 | 45 | 283 | 45 | 283 | 40 | 283 | 46 | 283
SIZB-2 | A | 38 | 283 | 45 | 283 | 45 | 283 | 45 | 283 | 45 | 283 | 40 | 283 | 46 | 283
SLOY-1 | A | 0 | 38 | 1 | 38 | 1 | 38 | 1 | 38 | 2 | 38 | 0 | 38 | 1 | 30
SLOY-2 | A | 0 | 38 | 1 | 38 | 1 | 38 | 1 | 38 | 2 | 38 | 0 | 38 | 1 | 30
SLOY-3 | A | 0 | 38 | 1 | 38 | 1 | 38 | 1 | 38 | 2 | 38 | 0 | 38 | 1 | 30
SLOY-4 | A | 0 | 28 | 1 | 28 | 1 | 28 | 1 | 28 | 2 | 28 | 0 | 28 | 1 | 22
SPLN-1 | A | 40 | 380 | 100 | 380 | 110 | 380 | 50 | 380 | 120 | 380 | 30 | 380 | 90 | 300
STAY-1 | A | 34 | 247 | 62 | 247 | 62 | 247 | 35 | 247 | 85 | 247 | 33 | 187 | 60 | 187
STAY-2 | A | 34 | 247 | 62 | 247 | 62 | 247 | 35 | 247 | 85 | 247 | 33 | 187 | 60 | 187
STAY-3 | A | 34 | 247 | 62 | 247 | 62 | 247 | 35 | 247 | 85 | 247 | 33 | 187 | 60 | 187
STAY-4 | A | 34 | 247 | 62 | 247 | 62 | 247 | 35 | 247 | 85 | 247 | 33 | 187 | 60 | 187
SUTB-1 | A | 36 | 380 | 104 | 380 | 148 | 380 | 52 | 380 | 132 | 380 | 47 | 250 | 107 | 250
SVRP-10 | A | 20 | 225 | 50 | 225 | 70 | 225 | 32 | 225 | 80 | 225 | 20 | 172 | 50 | 172
SVRP-20 | A | 20 | 225 | 50 | 225 | 70 | 225 | 32 | 225 | 80 | 225 | 20 | 172 | 50 | 172
TESI-1 | A | 40 | 260 | 100 | 260 | 140 | 260 | 60 | 260 | 140 | 260 | 40 | 200 | 120 | 100
TESI-2 | A | 40 | 260 | 100 | 260 | 140 | 260 | 60 | 260 | 140 | 260 | 40 | 200 | 120 | 100
USKM-13 | A | 6 | 49 | 15 | 49 | 17 | 49 | 8 | 49 | 19 | 49 | 7 | 36 | 8 | 36
USKM-14 | A | 6 | 49 | 15 | 49 | 17 | 49 | 8 | 49 | 19 | 49 | 7 | 36 | 8 | 36
USKM-15 | A | 6 | 49 | 15 | 49 | 17 | 49 | 8 | 49 | 19 | 49 | 7 | 36 | 8 | 36
WBUPS-1 | A | 30 | 113 | 48 | 153 | 48 | 153 | 32 | 113 | 50 | 113 | 40 | 153 | 65 | 113
WBUPS-2 | A | 30 | 133 | 48 | 173 | 48 | 173 | 32 | 133 | 50 | 133 | 40 | 173 | 65 | 133
WBUPS-3 | A | 30 | 133 | 48 | 173 | 48 | 173 | 32 | 133 | 50 | 133 | 40 | 173 | 65 | 133
WBUPS-4 | A | 30 | 113 | 48 | 153 | 48 | 153 | 32 | 113 | 50 | 113 | 40 | 153 | 65 | 113
WBURB-1 | A | 22 | 240 | 48 | 240 | 62 | 240 | 27 | 240 | 69 | 240 | 20 | 200 | 50 | 120
WBURB-2 | A | 25 | 255 | 52 | 255 | 62 | 255 | 26 | 255 | 67 | 255 | 22 | 215 | 52 | 135
WBURB-3 | A | 23 | 255 | 48 | 255 | 62 | 255 | 27 | 255 | 67 | 255 | 20 | 215 | 52 | 135
WHILW-1 | A | 31 | 322 | 84 | 322 | 90 | 322 | 33 | 322 | 90 | 322 | 32 | 255 | 86 | 210
WHILW-2 | A | 19 | 163 | 33 | 163 | 35 | 163 | 20 | 163 | 52 | 163 | 21 | 142 | 43 | 119
WLNYO-2 | A | 19 | 182 | 51 | 182 | 54 | 182 | 20 | 182 | 53 | 182 | 20 | 158 | 51 | 130
WLNYW-1 | A | 19 | 182 | 51 | 182 | 54 | 182 | 20 | 182 | 53 | 182 | 20 | 158 | 51 | 130

## Aug 2015
MW Response Capability by BMU
|  | Primary Response (Max MWhrs) | [5 empty] | Secondary Response (Max Mwhrs) |  |  |  | High Frequency Response (Max MWhrs)
UNIT | Mode | 0.2Hz |  | 0.5Hz |  | 0.8Hz |  | 0.2/0.2Hz |  | 0.5/0.5Hz |  | 0.2Hz |  | 0.5Hz
ABTH7 | A | 40 | 250 | 72 | 250 | 72 | 250 | 48 | 250 | 120 | 250 | 38 | 185 | 55 | 185
ABTH8 | A | 40 | 250 | 72 | 250 | 72 | 250 | 48 | 250 | 120 | 250 | 38 | 185 | 55 | 185
ABTH9 | A | 40 | 250 | 72 | 250 | 72 | 250 | 48 | 250 | 120 | 250 | 38 | 185 | 55 | 185
BAGE-1 | A | 30 | 255 | 70 | 255 | 90 | 255 | 35 | 255 | 90 | 255 | 28 | 220 | 70 | 185
BAGE-2 | A | 3 | 17 | 8 | 17 | 12 | 17 | 4 | 17 | 9 | 17 | 2 | 17 | 5 | 17
BARKB2 | A | 33 | 210 | 82 | 210 | 108 | 210 | 39 | 210 | 97 | 210 | 31 | 120 | 84 | 120
BARK-1 | A | 22 | 140 | 55 | 140 | 72 | 140 | 26 | 140 | 65 | 140 | 21 | 80 | 54 | 80
BLLA-1 | A | 6 | 99 | 13 | 99 | 13 | 99 | 15 | 99 | 39 | 99 | 9 | 83 | 16 | 83
BRDUW-1 | A | 6 | 58 | 17 | 58 | 17 | 58 | 7 | 58 | 17 | 58 | 6 | 36 | 17 | 36
BRGG-1 | A | 16 | 110 | 32 | 110 | 48 | 110 | 16 | 110 | 40 | 110 | 14 | 96 | 34 | 46
BRYP-1 | A | 15 | 82 | 25 | 82 | 31 | 82 | 22 | 82 | 37 | 82 | 10 | 82 | 27 | 47
CDCL-1 | A | 30 | 160 | 40 | 160 | 40 | 160 | 34 | 160 | 40 | 160 | 27 | 120 | 40 | 120
CLAC-1 | A | 3 | 28 | 8 | 28 | 13 | 28 | 3 | 36 | 9 | 36 | 3 | 28 | 8 | 28
CLDCW-1 | A | 14 | 14 | 34 | 113 | 36 | 113 | 13 | 113 | 35 | 113 | 13 | 99 | 34 | 78
CLDNW-1 | A | 13 | 108 | 33 | 108 | 35 | 108 | 13 | 108 | 35 | 108 | 12 | 95 | 33 | 74
CLDSW-1 | A | 16 | 129 | 40 | 129 | 43 | 129 | 16 | 129 | 42 | 129 | 16 | 113 | 41 | 88
CNQPS-1 | A | 22 | 126 | 51 | 126 | 70 | 126 | 28 | 126 | 70 | 126 | 20 | 100 | 45 | 100
CNQPS-2 | A | 22 | 170 | 55 | 170 | 55 | 170 | 28 | 170 | 70 | 170 | 22 | 120 | 55 | 105
CNQPS-3 | A | 22 | 126 | 51 | 126 | 70 | 126 | 28 | 126 | 70 | 126 | 20 | 100 | 45 | 100
CNQPS-4 | A | 22 | 170 | 55 | 170 | 55 | 170 | 28 | 170 | 70 | 170 | 28 | 105 | 55 | 105
COCK-1 | A | 15 | 168 | 42 | 168 | 48 | 168 | 10 | 168 | 25 | 168 | 6 | 138 | 7 | 138
COCK-2 | A | 15 | 168 | 42 | 168 | 48 | 168 | 10 | 168 | 25 | 168 | 6 | 138 | 7 | 138
COCK-3 | A | 15 | 168 | 42 | 168 | 48 | 168 | 10 | 168 | 25 | 168 | 6 | 138 | 7 | 138
COCK-4 | A | 15 | 168 | 42 | 168 | 48 | 168 | 10 | 168 | 25 | 168 | 6 | 138 | 7 | 138
CORB-1 | A | 10 | 130 | 30 | 130 | 50 | 130 | 28 | 130 | 60 | 130 | 15 | 95 | 40 | 60
COSO-1 | A | 20 | 380 | 40 | 380 | 50 | 380 | 60 | 380 | 140 | 380 | 17 | 304 | 40 | 304
COTPS-1 | A | 29 | 277 | 50 | 277 | 62 | 277 | 35 | 60 | 63 | 277 | 30 | 122 | 60 | 122
COTPS-2 | A | 29 | 287 | 50 | 287 | 62 | 287 | 35 | 60 | 63 | 287 | 30 | 122 | 60 | 122
COTPS-3 | A | 29 | 287 | 50 | 287 | 62 | 287 | 35 | 60 | 63 | 287 | 30 | 122 | 60 | 122
COTPS-4 | A | 29 | 277 | 50 | 277 | 62 | 277 | 35 | 60 | 63 | 277 | 30 | 122 | 60 | 122
COWE1 | A | 7 | 30 | 17 | 30 | 17 | 30 | 7 | 30 | 17 | 30 | 7 | 30 | 17 | 30
COWE2 | A | 7 | 30 | 17 | 30 | 17 | 30 | 7 | 30 | 17 | 30 | 7 | 30 | 17 | 30
CRUA-1 | A | 10 | 110 | 25 | 110 | 37 | 110 | 12 | 110 | 30 | 110 | 10 | 84 | 25 | 48
CRUA-2 | A | 10 | 110 | 25 | 110 | 37 | 110 | 12 | 110 | 30 | 110 | 10 | 84 | 25 | 48
CRUA-3 | A | 7 | 30 | 15 | 30 | 21 | 30 | 9 | 30 | 24 | 30 | 5 | 25 | 13 | 15
CRUA-4 | A | 7 | 30 | 15 | 30 | 21 | 30 | 9 | 30 | 24 | 30 | 5 | 25 | 13 | 15
CRYRW-2 | A | 15 | 138 | 38 | 138 | 40 | 138 | 15 | 138 | 40 | 138 | 13 | 109 | 40 | 63
DAMC-1 | A | 64 | 380 | 136 | 380 | 156 | 380 | 80 | 380 | 180 | 380 | 60 | 293 | 190 | 128
DEEP-1 | A | 20 | 180 | 60 | 180 | 86 | 180 | 22 | 180 | 80 | 180 | 24 | 96 | 52 | 96
DERW-1 | A | 13 | 90 | 35 | 90 | 45 | 90 | 16 | 90 | 40 | 90 | 16 | 90 | 32 | 72
DIDCB5 | A | 40 | 330 | 104 | 330 | 125 | 330 | 55 | 330 | 140 | 330 | 40 | 185 | 105 | 185
DIDCB6 | A | 50 | 250 | 105 | 250 | 105 | 250 | 50 | 250 | 130 | 250 | 50 | 153 | 110 | 103
DINO-1 | A | 14 | 138 | 39 | 138 | 58 | 138 | 28 | 138 | 72 | 138 | 14 | 118 | 36 | 88
DINO-2 | A | 14 | 138 | 39 | 138 | 58 | 138 | 28 | 138 | 72 | 138 | 14 | 118 | 36 | 88
DINO-3 | A | 14 | 138 | 39 | 138 | 58 | 138 | 28 | 138 | 72 | 138 | 14 | 118 | 36 | 88
DINO-4 | A | 14 | 138 | 39 | 138 | 58 | 138 | 28 | 138 | 72 | 138 | 14 | 118 | 36 | 88
DINO-5 | A | 14 | 138 | 39 | 138 | 58 | 138 | 28 | 138 | 72 | 138 | 14 | 118 | 36 | 88
DINO-6 | A | 14 | 138 | 39 | 138 | 58 | 138 | 28 | 138 | 72 | 138 | 14 | 118 | 36 | 88
DRAXX-1 | A | 68 | 345 | 100 | 345 | 100 | 345 | 64 | 95 | 110 | 345 | 60 | 225 | 70 | 225
DRAXX-2 | A | 68 | 345 | 100 | 345 | 100 | 345 | 64 | 95 | 110 | 345 | 60 | 225 | 70 | 225
DRAXX-3 | A | 68 | 345 | 100 | 345 | 100 | 345 | 64 | 95 | 110 | 345 | 60 | 225 | 70 | 225
DRAXX-4 | A | 68 | 345 | 100 | 345 | 100 | 345 | 64 | 95 | 110 | 345 | 60 | 225 | 70 | 225
DRAXX-5 | A | 68 | 345 | 100 | 345 | 100 | 345 | 64 | 95 | 110 | 345 | 60 | 225 | 70 | 225
DRAXX-6 | A | 68 | 345 | 100 | 345 | 100 | 345 | 64 | 95 | 110 | 345 | 60 | 225 | 70 | 225
EECL-1 | A | 20 | 178 | 25 | 178 | 25 | 178 | 32 | 178 | 81 | 178 | 20 | 143 | 25 | 143
EGGPS-1 | A | 45 | 205 | 83 | 205 | 83 | 205 | 49 | 205 | 110 | 205 | 33 | 95 | 60 | 95
EGGPS-2 | A | 45 | 205 | 83 | 205 | 83 | 205 | 49 | 205 | 110 | 205 | 33 | 95 | 60 | 95
EGGPS-3 | A | 45 | 205 | 83 | 205 | 83 | 205 | 49 | 205 | 110 | 205 | 33 | 95 | 60 | 95
EGGPS-4 | A | 45 | 205 | 83 | 205 | 83 | 205 | 49 | 205 | 110 | 205 | 33 | 95 | 60 | 95
ERRO-1 | A | 1 | 21 | 1 | 21 | 1 | 21 | 2 | 21 | 5 | 21 | 1 | 17 | 1 | 17
ERRO-2 | A | 1 | 21 | 1 | 21 | 1 | 21 | 2 | 21 | 5 | 21 | 1 | 17 | 1 | 17
ERRO-3 | A | 1 | 21 | 1 | 21 | 1 | 21 | 2 | 21 | 5 | 21 | 1 | 17 | 1 | 17
FAARW-1 | A | 2 | 37 | 4 | 37 | 4 | 37 | 4 | 37 | 12 | 37 | 2 | 33 | 4 | 33
FAARW-2 | A | 2 | 37 | 4 | 37 | 4 | 37 | 4 | 37 | 12 | 37 | 2 | 33 | 4 | 33
FALGW-1 | A | 11 | 108 | 28 | 108 | 41 | 108 | 13 | 108 | 35 | 108 | 10 | 86 | 22 | 64
FASN1 | A | 0 | 15 | 1 | 15 | 1 | 15 | 1 | 15 | 2 | 15 | 0 | 15 | 1 | 12
FASN2 | A | 0 | 15 | 1 | 15 | 1 | 15 | 1 | 15 | 2 | 15 | 0 | 15 | 1 | 12
FASN3 | A | 0 | 15 | 1 | 15 | 1 | 15 | 1 | 15 | 2 | 15 | 0 | 15 | 1 | 12
FAWN-1 | A | 10 | 52 | 25 | 52 | 40 | 52 | 13 | 52 | 32 | 52 | 11 | 37 | 27 | 27
FELL-1 | A | 9 | 63 | 21 | 63 | 22 | 63 | 10 | 63 | 24 | 63 | 9 | 63 | 22 | 63
FERR-1 | A | 25 | 150 | 45 | 250 | 56 | 250 | 40 | 250 | 60 | 250 | 34 | 80 | 59 | 150
FERR-2 | A | 25 | 150 | 45 | 250 | 56 | 250 | 40 | 250 | 60 | 250 | 34 | 80 | 59 | 150
FERR-3 | A | 25 | 150 | 45 | 250 | 56 | 250 | 40 | 250 | 60 | 250 | 34 | 80 | 59 | 150
FERR-4 | A | 25 | 150 | 45 | 250 | 56 | 250 | 40 | 250 | 60 | 250 | 34 | 80 | 59 | 150
FFES-1 | A | 10 | 35 | 27 | 35 | 30 | 35 | 9 | 35 | 22 | 35 | 4 | 27 | 6 | 27
FFES-2 | A | 10 | 35 | 27 | 35 | 30 | 35 | 9 | 35 | 22 | 35 | 4 | 27 | 6 | 27
FFES-3 | A | 10 | 35 | 27 | 35 | 30 | 35 | 9 | 35 | 22 | 35 | 4 | 27 | 6 | 27
FFES-4 | A | 10 | 35 | 27 | 35 | 30 | 35 | 9 | 35 | 22 | 35 | 4 | 27 | 6 | 27
FIDL-1 | A | 13 | 205 | 20 | 205 | 23 | 205 | 35 | 100 | 40 | 147 | 30 | 147 | 50 | 147
FIDL-2 | A | 13 | 205 | 20 | 205 | 23 | 205 | 35 | 100 | 40 | 147 | 30 | 147 | 50 | 147
FIDL-3 | A | 13 | 205 | 20 | 205 | 23 | 205 | 35 | 100 | 40 | 147 | 30 | 147 | 50 | 147
FIDL-4 | A | 13 | 205 | 20 | 205 | 23 | 205 | 35 | 100 | 40 | 147 | 30 | 147 | 50 | 147
FIFE-1 | A | 6 | 63 | 12 | 63 | 12 | 63 | 11 | 63 | 24 | 63 | 6 | 53 | 8 | 53
FINL-1 | A | 0 | 14 | 1 | 14 | 1 | 14 | 1 | 14 | 2 | 14 | 0 | 14 | 1 | 11
FOYE-1 | A | 6 | 60 | 13 | 60 | 16 | 60 | 11 | 60 | 27 | 60 | 5 | 30 | 11 | 30
FOYE-2 | A | 6 | 60 | 13 | 60 | 16 | 60 | 11 | 60 | 27 | 60 | 5 | 30 | 11 | 30
GLNDO-1 | A | 6 | 80 | 12 | 45 | 17 | 45 | 12 | 45 | 25 | 45 | 8 | 65 | 18 | 45
GNFSW-1 | A | 11 | 100 | 30 | 100 | 30 | 100 | 12 | 100 | 31 | 100 | 12 | 70 | 30 | 70
GNFSW-2 | A | 7 | 64 | 18 | 64 | 18 | 64 | 8 | 64 | 18 | 64 | 6 | 49 | 15 | 49
GORDW-1 | A | 6 | 62 | 16 | 56 | 26 | 45 | 7 | 62 | 18 | 62 | 6 | 56 | 16 | 45
GRAI-6 | A | 26 | 232 | 58 | 232 | 58 | 232 | 32 | 232 | 84 | 232 | 32 | 175 | 65 | 135
GRAI-7 | A | 30 | 232 | 60 | 232 | 60 | 232 | 32 | 232 | 84 | 232 | 32 | 175 | 65 | 135
GRAI-8 | A | 26 | 232 | 58 | 232 | 58 | 232 | 32 | 232 | 84 | 232 | 32 | 175 | 65 | 135
GRIFW-1 | A | 7 | 78 | 19 | 78 | 19 | 78 | 8 | 78 | 19 | 78 | 6 | 59 | 15 | 21
GRIFW-2 | A | 7 | 78 | 19 | 78 | 19 | 78 | 8 | 78 | 19 | 78 | 6 | 59 | 15 | 21
GRMO-1 | A | 8 | 43 | 8 | 43 | 8 | 43 | 8 | 43 | 8 | 43 | 8 | 23 | 8 | 23
GYAR-1 | A | 17 | 176 | 42 | 176 | 66 | 176 | 24 | 176 | 60 | 176 | 17 | 176 | 42 | 176
HADHW-1 | A | 7 | 96 | 14 | 96 | 22 | 96 | 13 | 96 | 34 | 96 | 8 | 65 | 17 | 65
HUMR-1 | A | 60 | 533 | 150 | 533 | 200 | 533 | 80 | 533 | 200 | 533 | 62 | 419 | 155 | 251
INDQ-1 | A | 12 | 102 | 31 | 102 | 43 | 102 | 13 | 102 | 34 | 102 | 12 | 72 | 30 | 72
IRNPS-1 | A | 35 | 125 | 45 | 125 | 48 | 285 | 42 | 285 | 68 | 125 | 28 | 125 | 42 | 185
IRNPS-2 | A | 35 | 125 | 45 | 125 | 48 | 285 | 42 | 285 | 68 | 125 | 28 | 125 | 42 | 185
KEAD-1 | A | 29 | 315 | 67 | 315 | 102 | 315 | 48 | 315 | 110 | 315 | 30 | 275 | 75 | 155
KILBW-1 | A | 3 | 56 | 8 | 56 | 13 | 56 | 5 | 56 | 14 | 56 | 4 | 53 | 9 | 47
KILLPG-1 | A | 8 | 225 | 10 | 225 | 10 | 225 | 10 | 225 | 12 | 225 | 4 | 150 | 15 | 150
KILLPG-2 | A | 18 | 225 | 25 | 225 | 25 | 225 | 37 | 225 | 37 | 225 | 22 | 195 | 30 | 195
KILNS-1 | A | 30 | 290 | 72 | 290 | 84 | 290 | 42 | 290 | 114 | 290 | 18 | 104 | 45 | 104
KLYN-A-1 | A | 24 | 126 | 50 | 126 | 50 | 126 | 34 | 126 | 70 | 126 | 22 | 81 | 34 | 81
LAGA-1 | A | 55 | 500 | 123 | 500 | 140 | 500 | 52 | 500 | 130 | 500 | 53 | 475 | 130 | 475
LARYO-1 | A | 16 | 155 | 40 | 155 | 45 | 155 | 18 | 155 | 45 | 155 | 14 | 120 | 35 | 120
LARYO-2 | A | 16 | 158 | 40 | 158 | 45 | 158 | 18 | 158 | 45 | 158 | 14 | 120 | 35 | 120
LARYO-3 | A | 16 | 158 | 40 | 158 | 45 | 158 | 18 | 158 | 45 | 158 | 14 | 120 | 35 | 120
LARYO-4 | A | 16 | 158 | 40 | 158 | 45 | 158 | 18 | 158 | 45 | 158 | 14 | 120 | 35 | 120
LBAR-1G | A | 1 | 16 | 4 | 16 | 6 | 16 | 2 | 16 | 4 | 16 | 1 | 9 | 4 | 9
LBAR-1 | A | 39 | 360 | 88 | 360 | 88 | 360 | 55 | 360 | 145 | 360 | 41 | 270 | 90 | 270
LITTD1 | A | 57 | 485 | 110 | 485 | 110 | 485 | 66 | 485 | 80 | 485 | 60 | 335 | 150 | 335
LITTD2 | A | 57 | 485 | 110 | 485 | 110 | 485 | 66 | 485 | 80 | 485 | 60 | 335 | 150 | 335
LITTD3 | A | 57 | 485 | 110 | 485 | 110 | 485 | 66 | 485 | 80 | 485 | 60 | 335 | 150 | 335
LOAN-1 | A | 25 | 326 | 51 | 326 | 55 | 326 | 19 | 326 | 50 | 326 | 12 | 276 | 28 | 276
LOAN-2 | A | 25 | 326 | 51 | 326 | 55 | 326 | 19 | 326 | 50 | 326 | 12 | 276 | 28 | 276
LOAN-3 | A | 25 | 326 | 51 | 326 | 55 | 326 | 19 | 326 | 50 | 326 | 12 | 276 | 28 | 276
MEDP-1 | A | 30 | 380 | 76 | 330 | 76 | 330 | 48 | 380 | 105 | 380 | 31 | 330 | 79 | 290
MILWW-1 | A | 6 | 32 | 8 | 54 | 13 | 54 | 5 | 54 | 14 | 54 | 3 | 43 | 8 | 43
MRWD-1 | A | 50 | 384 | 90 | 384 | 100 | 384 | 52 | 384 | 160 | 384 | 52 | 298 | 110 | 298
NANT-1 | A | 0 | 15 | 0 | 15 | 0 | 15 | 0 | 15 | 1 | 15 | 0 | 15 | 0 | 15
PEHE-1 | A | 47 | 435 | 100 | 435 | 100 | 435 | 67 | 435 | 105 | 435 | 64 | 245 | 100 | 245
PEHE-2 | A | 16 | 490 | 40 | 265 | 42 | 490 | 0 | 0 | 0 | 0 | 0 | 490 | 0 | 490
PEMB-11 | A | 36 | 237 | 60 | 237 | 60 | 237 | 31 | 237 | 84 | 237 | 32 | 192 | 62 | 192
PEMB-21 | A | 36 | 237 | 60 | 237 | 60 | 237 | 31 | 237 | 84 | 237 | 32 | 192 | 62 | 192
PEMB-31 | A | 36 | 237 | 60 | 237 | 60 | 237 | 31 | 237 | 84 | 237 | 32 | 192 | 62 | 192
PEMB-41 | A | 36 | 237 | 60 | 237 | 60 | 237 | 31 | 237 | 84 | 237 | 32 | 192 | 62 | 192
PEMB-51 | A | 36 | 237 | 60 | 237 | 60 | 237 | 31 | 237 | 84 | 237 | 32 | 192 | 62 | 192
PETEM1 | A | 20 | 180 | 46 | 180 | 52 | 180 | 24 | 180 | 58 | 180 | 20 | 150 | 50 | 100
RATS-1 | A | 50 | 270 | 90 | 270 | 90 | 270 | 36 | 270 | 50 | 270 | 42 | 105 | 75 | 155
RATS-2 | A | 40 | 270 | 90 | 270 | 100 | 270 | 36 | 270 | 50 | 270 | 40 | 195 | 75 | 195
RATS-3 | A | 39 | 270 | 84 | 270 | 90 | 270 | 39 | 155 | 54 | 270 | 42 | 105 | 95 | 155
RATS-4 | A | 40 | 270 | 95 | 270 | 100 | 270 | 36 | 270 | 50 | 270 | 40 | 195 | 75 | 195
ROCK-1 | A | 36 | 400 | 50 | 400 | 54 | 400 | 60 | 400 | 160 | 400 | 33 | 220 | 53 | 220
ROOS-1 | A | 12 | 140 | 32 | 140 | 32 | 140 | 13 | 140 | 32 | 140 | 13 | 108 | 32 | 108
RUGPS-6 | A | 36 | 243 | 80 | 243 | 80 | 243 | 40 | 243 | 90 | 243 | 40 | 155 | 95 | 105
RUGPS-7 | A | 36 | 243 | 80 | 243 | 80 | 243 | 40 | 243 | 90 | 243 | 40 | 155 | 95 | 105
RYHPS-1 | A | 30 | 305 | 48 | 305 | 66 | 305 | 42 | 305 | 51 | 305 | 30 | 130 | 42 | 68
SCCL-1 | A | 35 | 180 | 70 | 180 | 70 | 180 | 40 | 180 | 95 | 180 | 40 | 100 | 100 | 50
SCCL-2 | A | 35 | 180 | 70 | 180 | 70 | 180 | 40 | 180 | 95 | 180 | 40 | 100 | 100 | 50
SCCL-3 | A | 35 | 180 | 70 | 180 | 70 | 180 | 40 | 180 | 95 | 180 | 40 | 100 | 100 | 50
SEAB-1 | A | 44 | 254 | 125 | 254 | 150 | 254 | 55 | 254 | 150 | 254 | 75 | 164 | 176 | 38
SEAB-2 | A | 31 | 138 | 76 | 138 | 86 | 138 | 32 | 138 | 82 | 138 | 37 | 73 | 90 | 43
SHBA-1 | A | 41 | 255 | 104 | 255 | 115 | 255 | 44 | 255 | 120 | 255 | 39 | 195 | 115 | 40
SHBA-2 | A | 26 | 183 | 64 | 183 | 70 | 183 | 30 | 183 | 80 | 183 | 28 | 103 | 66 | 69
SHOS-1 | A | 18 | 160 | 24 | 160 | 24 | 160 | 30 | 160 | 75 | 160 | 18 | 135 | 24 | 135
SIZB-1 | A | 38 | 283 | 45 | 283 | 45 | 283 | 45 | 283 | 45 | 283 | 40 | 283 | 46 | 283
SIZB-2 | A | 38 | 283 | 45 | 283 | 45 | 283 | 45 | 283 | 45 | 283 | 40 | 283 | 46 | 283
SLOY-1 | A | 0 | 38 | 1 | 38 | 1 | 38 | 1 | 38 | 2 | 38 | 0 | 38 | 1 | 30
SLOY-2 | A | 0 | 38 | 1 | 38 | 1 | 38 | 1 | 38 | 2 | 38 | 0 | 38 | 1 | 30
SLOY-3 | A | 0 | 38 | 1 | 38 | 1 | 38 | 1 | 38 | 2 | 38 | 0 | 38 | 1 | 30
SLOY-4 | A | 0 | 28 | 1 | 28 | 1 | 28 | 1 | 28 | 2 | 28 | 0 | 28 | 1 | 22
SPLN-1 | A | 40 | 380 | 100 | 380 | 110 | 380 | 50 | 380 | 120 | 380 | 30 | 380 | 90 | 300
STAY-1 | A | 34 | 247 | 62 | 247 | 62 | 247 | 35 | 247 | 85 | 247 | 33 | 187 | 60 | 187
STAY-2 | A | 34 | 247 | 62 | 247 | 62 | 247 | 35 | 247 | 85 | 247 | 33 | 187 | 60 | 187
STAY-3 | A | 34 | 247 | 62 | 247 | 62 | 247 | 35 | 247 | 85 | 247 | 33 | 187 | 60 | 187
STAY-4 | A | 34 | 247 | 62 | 247 | 62 | 247 | 35 | 247 | 85 | 247 | 33 | 187 | 60 | 187
SUTB-1 | A | 36 | 380 | 104 | 380 | 148 | 380 | 52 | 380 | 132 | 380 | 47 | 250 | 107 | 250
SVRP-10 | A | 20 | 225 | 50 | 225 | 70 | 225 | 32 | 225 | 80 | 225 | 20 | 172 | 50 | 172
SVRP-20 | A | 20 | 225 | 50 | 225 | 70 | 225 | 32 | 225 | 80 | 225 | 20 | 172 | 50 | 172
TESI-1 | A | 40 | 260 | 100 | 260 | 140 | 260 | 60 | 260 | 140 | 260 | 40 | 200 | 120 | 100
TESI-2 | A | 40 | 260 | 100 | 260 | 140 | 260 | 60 | 260 | 140 | 260 | 40 | 200 | 120 | 100
USKM-13 | A | 6 | 49 | 15 | 49 | 17 | 49 | 8 | 49 | 19 | 49 | 7 | 36 | 8 | 36
USKM-14 | A | 6 | 49 | 15 | 49 | 17 | 49 | 8 | 49 | 19 | 49 | 7 | 36 | 8 | 36
USKM-15 | A | 6 | 49 | 15 | 49 | 17 | 49 | 8 | 49 | 19 | 49 | 7 | 36 | 8 | 36
WBUPS-1 | A | 30 | 113 | 48 | 153 | 48 | 153 | 32 | 113 | 50 | 113 | 40 | 153 | 65 | 113
WBUPS-2 | A | 30 | 133 | 48 | 173 | 48 | 173 | 32 | 133 | 50 | 133 | 40 | 173 | 65 | 133
WBUPS-3 | A | 30 | 133 | 48 | 173 | 48 | 173 | 32 | 133 | 50 | 133 | 40 | 173 | 65 | 133
WBUPS-4 | A | 30 | 113 | 48 | 153 | 48 | 153 | 32 | 113 | 50 | 113 | 40 | 153 | 65 | 113
WBURB-1 | A | 22 | 240 | 48 | 240 | 62 | 240 | 27 | 240 | 69 | 240 | 20 | 200 | 50 | 120
WBURB-2 | A | 25 | 255 | 52 | 255 | 62 | 255 | 26 | 255 | 67 | 255 | 22 | 215 | 52 | 135
WBURB-3 | A | 23 | 255 | 48 | 255 | 62 | 255 | 27 | 255 | 67 | 255 | 20 | 215 | 52 | 135
WHILW-1 | A | 31 | 322 | 84 | 322 | 90 | 322 | 33 | 322 | 90 | 322 | 32 | 255 | 86 | 210
WHILW-2 | A | 19 | 163 | 33 | 163 | 35 | 163 | 20 | 163 | 52 | 163 | 21 | 142 | 43 | 119
WLNYO-2 | A | 19 | 182 | 51 | 182 | 54 | 182 | 20 | 182 | 53 | 182 | 20 | 158 | 51 | 130
WLNYW-1 | A | 19 | 182 | 51 | 182 | 54 | 182 | 20 | 182 | 53 | 182 | 20 | 158 | 51 | 130

## Jul 2015
MW Response Capability by BMU
|  | Primary Response (Max MWhrs) | [5 empty] | Secondary Response (Max Mwhrs) |  |  |  | High Frequency Response (Max MWhrs)
UNIT | Mode | 0.2Hz |  | 0.5Hz |  | 0.8Hz |  | 0.2/0.2Hz |  | 0.5/0.5Hz |  | 0.2Hz |  | 0.5Hz
ABTH7 | A | 40 | 250 | 72 | 250 | 72 | 250 | 48 | 250 | 120 | 250 | 38 | 185 | 55 | 185
ABTH8 | A | 40 | 250 | 72 | 250 | 72 | 250 | 48 | 250 | 120 | 250 | 38 | 185 | 55 | 185
ABTH9 | A | 40 | 250 | 72 | 250 | 72 | 250 | 48 | 250 | 120 | 250 | 38 | 185 | 55 | 185
BAGE-1 | A | 30 | 255 | 70 | 255 | 90 | 255 | 35 | 255 | 90 | 255 | 28 | 220 | 70 | 185
BAGE-2 | A | 3 | 17 | 8 | 17 | 12 | 17 | 4 | 17 | 9 | 17 | 2 | 17 | 5 | 17
BARKB2 | A | 33 | 210 | 82 | 210 | 108 | 210 | 39 | 210 | 97 | 210 | 31 | 120 | 84 | 120
BARK-1 | A | 22 | 140 | 55 | 140 | 72 | 140 | 26 | 140 | 65 | 140 | 21 | 80 | 54 | 80
BLLA-1 | A | 6 | 99 | 13 | 99 | 13 | 99 | 15 | 99 | 39 | 99 | 9 | 83 | 16 | 83
BRDUW-1 | A | 6 | 58 | 17 | 58 | 17 | 58 | 7 | 58 | 17 | 58 | 6 | 36 | 17 | 36
BRGG-1 | A | 16 | 110 | 32 | 110 | 48 | 110 | 16 | 110 | 40 | 110 | 14 | 96 | 34 | 46
BRYP-1 | A | 15 | 82 | 25 | 82 | 31 | 82 | 22 | 82 | 37 | 82 | 10 | 82 | 27 | 47
CDCL-1 | A | 30 | 160 | 40 | 160 | 40 | 160 | 34 | 160 | 40 | 160 | 27 | 120 | 40 | 120
CLAC-1 | A | 3 | 28 | 8 | 28 | 13 | 28 | 3 | 36 | 9 | 36 | 3 | 28 | 8 | 28
CLDCW-1 | A | 14 | 14 | 34 | 113 | 36 | 113 | 13 | 113 | 35 | 113 | 13 | 99 | 34 | 78
CLDNW-1 | A | 13 | 108 | 33 | 108 | 35 | 108 | 13 | 108 | 35 | 108 | 12 | 95 | 33 | 74
CLDSW-1 | A | 16 | 129 | 40 | 129 | 43 | 129 | 16 | 129 | 42 | 129 | 16 | 113 | 41 | 88
CNQPS-1 | A | 22 | 126 | 51 | 126 | 70 | 126 | 28 | 126 | 70 | 126 | 20 | 100 | 45 | 100
CNQPS-2 | A | 22 | 170 | 55 | 170 | 55 | 170 | 28 | 170 | 70 | 170 | 22 | 120 | 55 | 105
CNQPS-3 | A | 22 | 126 | 51 | 126 | 70 | 126 | 28 | 126 | 70 | 126 | 20 | 100 | 45 | 100
CNQPS-4 | A | 22 | 170 | 55 | 170 | 55 | 170 | 28 | 170 | 70 | 170 | 28 | 105 | 55 | 105
COCK-1 | A | 15 | 168 | 42 | 168 | 48 | 168 | 10 | 168 | 25 | 168 | 6 | 138 | 7 | 138
COCK-2 | A | 15 | 168 | 42 | 168 | 48 | 168 | 10 | 168 | 25 | 168 | 6 | 138 | 7 | 138
COCK-3 | A | 15 | 168 | 42 | 168 | 48 | 168 | 10 | 168 | 25 | 168 | 6 | 138 | 7 | 138
COCK-4 | A | 15 | 168 | 42 | 168 | 48 | 168 | 10 | 168 | 25 | 168 | 6 | 138 | 7 | 138
CORB-1 | A | 10 | 130 | 30 | 130 | 50 | 130 | 28 | 130 | 60 | 130 | 15 | 95 | 40 | 60
COSO-1 | A | 20 | 380 | 40 | 380 | 50 | 380 | 60 | 380 | 140 | 380 | 17 | 304 | 40 | 304
COTPS-1 | A | 29 | 277 | 50 | 277 | 62 | 277 | 35 | 60 | 63 | 277 | 30 | 122 | 60 | 122
COTPS-2 | A | 29 | 287 | 50 | 287 | 62 | 287 | 35 | 60 | 63 | 287 | 30 | 122 | 60 | 122
COTPS-3 | A | 29 | 287 | 50 | 287 | 62 | 287 | 35 | 60 | 63 | 287 | 30 | 122 | 60 | 122
COTPS-4 | A | 29 | 277 | 50 | 277 | 62 | 277 | 35 | 60 | 63 | 277 | 30 | 122 | 60 | 122
COWE1 | A | 7 | 30 | 17 | 30 | 17 | 30 | 7 | 30 | 17 | 30 | 7 | 30 | 17 | 30
COWE2 | A | 7 | 30 | 17 | 30 | 17 | 30 | 7 | 30 | 17 | 30 | 7 | 30 | 17 | 30
CRUA-1 | A | 10 | 110 | 25 | 110 | 37 | 110 | 12 | 110 | 30 | 110 | 10 | 84 | 25 | 48
CRUA-2 | A | 10 | 110 | 25 | 110 | 37 | 110 | 12 | 110 | 30 | 110 | 10 | 84 | 25 | 48
CRUA-3 | A | 7 | 30 | 15 | 30 | 21 | 30 | 9 | 30 | 24 | 30 | 5 | 25 | 13 | 15
CRUA-4 | A | 7 | 30 | 15 | 30 | 21 | 30 | 9 | 30 | 24 | 30 | 5 | 25 | 13 | 15
CRYRW-2 | A | 15 | 138 | 38 | 138 | 40 | 138 | 15 | 138 | 40 | 138 | 13 | 109 | 40 | 63
DAMC-1 | A | 64 | 380 | 136 | 380 | 156 | 380 | 80 | 380 | 180 | 380 | 60 | 293 | 190 | 128
DEEP-1 | A | 20 | 180 | 60 | 180 | 86 | 180 | 22 | 180 | 80 | 180 | 24 | 96 | 52 | 96
DERW-1 | A | 13 | 90 | 35 | 90 | 45 | 90 | 16 | 90 | 40 | 90 | 16 | 90 | 32 | 72
DIDCB5 | A | 40 | 330 | 104 | 330 | 125 | 330 | 55 | 330 | 140 | 330 | 40 | 185 | 105 | 185
DIDCB6 | A | 50 | 250 | 105 | 250 | 105 | 250 | 50 | 250 | 130 | 250 | 50 | 153 | 110 | 103
DINO-1 | A | 14 | 138 | 39 | 138 | 58 | 138 | 28 | 138 | 72 | 138 | 14 | 118 | 36 | 88
DINO-2 | A | 14 | 138 | 39 | 138 | 58 | 138 | 28 | 138 | 72 | 138 | 14 | 118 | 36 | 88
DINO-3 | A | 14 | 138 | 39 | 138 | 58 | 138 | 28 | 138 | 72 | 138 | 14 | 118 | 36 | 88
DINO-4 | A | 14 | 138 | 39 | 138 | 58 | 138 | 28 | 138 | 72 | 138 | 14 | 118 | 36 | 88
DINO-5 | A | 14 | 138 | 39 | 138 | 58 | 138 | 28 | 138 | 72 | 138 | 14 | 118 | 36 | 88
DINO-6 | A | 14 | 138 | 39 | 138 | 58 | 138 | 28 | 138 | 72 | 138 | 14 | 118 | 36 | 88
DRAXX-1 | A | 68 | 345 | 100 | 345 | 100 | 345 | 64 | 95 | 110 | 345 | 60 | 225 | 70 | 225
DRAXX-2 | A | 68 | 345 | 100 | 345 | 100 | 345 | 64 | 95 | 110 | 345 | 60 | 225 | 70 | 225
DRAXX-3 | A | 68 | 345 | 100 | 345 | 100 | 345 | 64 | 95 | 110 | 345 | 60 | 225 | 70 | 225
DRAXX-4 | A | 68 | 345 | 100 | 345 | 100 | 345 | 64 | 95 | 110 | 345 | 60 | 225 | 70 | 225
DRAXX-5 | A | 68 | 345 | 100 | 345 | 100 | 345 | 64 | 95 | 110 | 345 | 60 | 225 | 70 | 225
DRAXX-6 | A | 68 | 345 | 100 | 345 | 100 | 345 | 64 | 95 | 110 | 345 | 60 | 225 | 70 | 225
EECL-1 | A | 20 | 178 | 25 | 178 | 25 | 178 | 32 | 178 | 81 | 178 | 20 | 143 | 25 | 143
EGGPS-1 | A | 45 | 205 | 83 | 205 | 83 | 205 | 49 | 205 | 110 | 205 | 33 | 95 | 60 | 95
EGGPS-2 | A | 45 | 205 | 83 | 205 | 83 | 205 | 49 | 205 | 110 | 205 | 33 | 95 | 60 | 95
EGGPS-3 | A | 45 | 205 | 83 | 205 | 83 | 205 | 49 | 205 | 110 | 205 | 33 | 95 | 60 | 95
EGGPS-4 | A | 45 | 205 | 83 | 205 | 83 | 205 | 49 | 205 | 110 | 205 | 33 | 95 | 60 | 95
ERRO-1 | A | 1 | 21 | 1 | 21 | 1 | 21 | 2 | 21 | 5 | 21 | 1 | 17 | 1 | 17
ERRO-2 | A | 1 | 21 | 1 | 21 | 1 | 21 | 2 | 21 | 5 | 21 | 1 | 17 | 1 | 17
ERRO-3 | A | 1 | 21 | 1 | 21 | 1 | 21 | 2 | 21 | 5 | 21 | 1 | 17 | 1 | 17
FAARW-1 | A | 2 | 37 | 4 | 37 | 4 | 37 | 4 | 37 | 12 | 37 | 2 | 33 | 4 | 33
FAARW-2 | A | 2 | 37 | 4 | 37 | 4 | 37 | 4 | 37 | 12 | 37 | 2 | 33 | 4 | 33
FALGW-1 | A | 11 | 108 | 28 | 108 | 41 | 108 | 13 | 108 | 35 | 108 | 10 | 86 | 22 | 64
FASN1 | A | 0 | 15 | 1 | 15 | 1 | 15 | 1 | 15 | 2 | 15 | 0 | 15 | 1 | 12
FASN2 | A | 0 | 15 | 1 | 15 | 1 | 15 | 1 | 15 | 2 | 15 | 0 | 15 | 1 | 12
FASN3 | A | 0 | 15 | 1 | 15 | 1 | 15 | 1 | 15 | 2 | 15 | 0 | 15 | 1 | 12
FAWN-1 | A | 10 | 52 | 25 | 52 | 40 | 52 | 13 | 52 | 32 | 52 | 11 | 37 | 27 | 27
FELL-1 | A | 9 | 63 | 21 | 63 | 22 | 63 | 10 | 63 | 24 | 63 | 9 | 63 | 22 | 63
FERR-1 | A | 25 | 150 | 45 | 250 | 56 | 250 | 40 | 250 | 60 | 250 | 34 | 80 | 59 | 150
FERR-2 | A | 25 | 150 | 45 | 250 | 56 | 250 | 40 | 250 | 60 | 250 | 34 | 80 | 59 | 150
FERR-3 | A | 25 | 150 | 45 | 250 | 56 | 250 | 40 | 250 | 60 | 250 | 34 | 80 | 59 | 150
FERR-4 | A | 25 | 150 | 45 | 250 | 56 | 250 | 40 | 250 | 60 | 250 | 34 | 80 | 59 | 150
FFES-1 | A | 10 | 35 | 27 | 35 | 30 | 35 | 9 | 35 | 22 | 35 | 4 | 27 | 6 | 27
FFES-2 | A | 10 | 35 | 27 | 35 | 30 | 35 | 9 | 35 | 22 | 35 | 4 | 27 | 6 | 27
FFES-3 | A | 10 | 35 | 27 | 35 | 30 | 35 | 9 | 35 | 22 | 35 | 4 | 27 | 6 | 27
FFES-4 | A | 10 | 35 | 27 | 35 | 30 | 35 | 9 | 35 | 22 | 35 | 4 | 27 | 6 | 27
FIDL-1 | A | 13 | 205 | 20 | 205 | 23 | 205 | 35 | 100 | 40 | 147 | 30 | 147 | 50 | 147
FIDL-2 | A | 13 | 205 | 20 | 205 | 23 | 205 | 35 | 100 | 40 | 147 | 30 | 147 | 50 | 147
FIDL-3 | A | 13 | 205 | 20 | 205 | 23 | 205 | 35 | 100 | 40 | 147 | 30 | 147 | 50 | 147
FIDL-4 | A | 13 | 205 | 20 | 205 | 23 | 205 | 35 | 100 | 40 | 147 | 30 | 147 | 50 | 147
FIFE-1 | A | 6 | 63 | 12 | 63 | 12 | 63 | 11 | 63 | 24 | 63 | 6 | 53 | 8 | 53
FINL-1 | A | 0 | 14 | 1 | 14 | 1 | 14 | 1 | 14 | 2 | 14 | 0 | 14 | 1 | 11
FOYE-1 | A | 6 | 60 | 13 | 60 | 16 | 60 | 11 | 60 | 27 | 60 | 5 | 30 | 11 | 30
FOYE-2 | A | 6 | 60 | 13 | 60 | 16 | 60 | 11 | 60 | 27 | 60 | 5 | 30 | 11 | 30
GLNDO-1 | A | 6 | 80 | 12 | 45 | 17 | 45 | 12 | 45 | 25 | 45 | 8 | 65 | 18 | 45
GNFSW-1 | A | 11 | 100 | 30 | 100 | 30 | 100 | 12 | 100 | 31 | 100 | 12 | 70 | 30 | 70
GNFSW-2 | A | 7 | 64 | 18 | 64 | 18 | 64 | 8 | 64 | 18 | 64 | 6 | 49 | 15 | 49
GORDW-1 | A | 6 | 62 | 16 | 56 | 26 | 45 | 7 | 62 | 18 | 62 | 6 | 56 | 16 | 45
GRAI-6 | A | 26 | 232 | 58 | 232 | 58 | 232 | 32 | 232 | 84 | 232 | 32 | 175 | 65 | 135
GRAI-7 | A | 30 | 232 | 60 | 232 | 60 | 232 | 32 | 232 | 84 | 232 | 32 | 175 | 65 | 135
GRAI-8 | A | 26 | 232 | 58 | 232 | 58 | 232 | 32 | 232 | 84 | 232 | 32 | 175 | 65 | 135
GRIFW-1 | A | 7 | 78 | 19 | 78 | 19 | 78 | 8 | 78 | 19 | 78 | 6 | 59 | 15 | 21
GRIFW-2 | A | 7 | 78 | 19 | 78 | 19 | 78 | 8 | 78 | 19 | 78 | 6 | 59 | 15 | 21
GRMO-1 | A | 8 | 43 | 8 | 43 | 8 | 43 | 8 | 43 | 8 | 43 | 8 | 23 | 8 | 23
GYAR-1 | A | 17 | 176 | 42 | 176 | 66 | 176 | 24 | 176 | 60 | 176 | 17 | 176 | 42 | 176
HADHW-1 | A | 7 | 96 | 14 | 96 | 22 | 96 | 13 | 96 | 34 | 96 | 8 | 65 | 17 | 65
HUMR-1 | A | 60 | 533 | 150 | 533 | 200 | 533 | 80 | 533 | 200 | 533 | 62 | 419 | 155 | 251
INDQ-1 | A | 12 | 102 | 31 | 102 | 43 | 102 | 13 | 102 | 34 | 102 | 12 | 72 | 30 | 72
IRNPS-1 | A | 35 | 125 | 45 | 125 | 48 | 285 | 42 | 285 | 68 | 125 | 28 | 125 | 42 | 185
IRNPS-2 | A | 35 | 125 | 45 | 125 | 48 | 285 | 42 | 285 | 68 | 125 | 28 | 125 | 42 | 185
KEAD-1 | A | 29 | 315 | 67 | 315 | 102 | 315 | 48 | 315 | 110 | 315 | 30 | 275 | 75 | 155
KILBW-1 | A | 3 | 56 | 8 | 56 | 13 | 56 | 5 | 56 | 14 | 56 | 4 | 53 | 9 | 47
KILLPG-1 | A | 8 | 225 | 10 | 225 | 10 | 225 | 10 | 225 | 12 | 225 | 4 | 150 | 15 | 150
KILLPG-2 | A | 18 | 225 | 25 | 225 | 25 | 225 | 37 | 225 | 37 | 225 | 22 | 195 | 30 | 195
KILNS-1 | A | 30 | 290 | 72 | 290 | 84 | 290 | 42 | 290 | 114 | 290 | 18 | 104 | 45 | 104
KLYN-A-1 | A | 24 | 126 | 50 | 126 | 50 | 126 | 34 | 126 | 70 | 126 | 22 | 81 | 34 | 81
LAGA-1 | A | 55 | 500 | 123 | 500 | 140 | 500 | 52 | 500 | 130 | 500 | 53 | 475 | 130 | 475
LARYO-1 | A | 16 | 155 | 40 | 155 | 45 | 155 | 18 | 155 | 45 | 155 | 14 | 120 | 35 | 120
LARYO-2 | A | 16 | 158 | 40 | 158 | 45 | 158 | 18 | 158 | 45 | 158 | 14 | 120 | 35 | 120
LARYO-3 | A | 16 | 158 | 40 | 158 | 45 | 158 | 18 | 158 | 45 | 158 | 14 | 120 | 35 | 120
LARYO-4 | A | 16 | 158 | 40 | 158 | 45 | 158 | 18 | 158 | 45 | 158 | 14 | 120 | 35 | 120
LBAR-1G | A | 1 | 16 | 4 | 16 | 6 | 16 | 2 | 16 | 4 | 16 | 1 | 9 | 4 | 9
LBAR-1 | A | 39 | 360 | 88 | 360 | 88 | 360 | 55 | 360 | 145 | 360 | 41 | 270 | 90 | 270
LITTD1 | A | 57 | 485 | 110 | 485 | 110 | 485 | 66 | 485 | 80 | 485 | 60 | 335 | 150 | 335
LITTD2 | A | 57 | 485 | 110 | 485 | 110 | 485 | 66 | 485 | 80 | 485 | 60 | 335 | 150 | 335
LITTD3 | A | 57 | 485 | 110 | 485 | 110 | 485 | 66 | 485 | 80 | 485 | 60 | 335 | 150 | 335
LOAN-1 | A | 25 | 326 | 51 | 326 | 55 | 326 | 19 | 326 | 50 | 326 | 12 | 276 | 28 | 276
LOAN-2 | A | 25 | 326 | 51 | 326 | 55 | 326 | 19 | 326 | 50 | 326 | 12 | 276 | 28 | 276
LOAN-3 | A | 25 | 326 | 51 | 326 | 55 | 326 | 19 | 326 | 50 | 326 | 12 | 276 | 28 | 276
MEDP-1 | A | 30 | 380 | 76 | 330 | 76 | 330 | 48 | 380 | 105 | 380 | 31 | 330 | 79 | 290
MILWW-1 | A | 6 | 32 | 8 | 54 | 13 | 54 | 5 | 54 | 14 | 54 | 3 | 43 | 8 | 43
MRWD-1 | A | 50 | 384 | 90 | 384 | 100 | 384 | 52 | 384 | 160 | 384 | 52 | 298 | 110 | 298
NANT-1 | A | 0 | 15 | 0 | 15 | 0 | 15 | 0 | 15 | 1 | 15 | 0 | 15 | 0 | 15
PEHE-1 | A | 47 | 435 | 100 | 435 | 100 | 435 | 67 | 435 | 105 | 435 | 64 | 245 | 100 | 245
PEHE-2 | A | 16 | 490 | 40 | 265 | 42 | 490 | 0 | 0 | 0 | 0 | 0 | 490 | 0 | 490
PEMB-11 | A | 36 | 237 | 60 | 237 | 60 | 237 | 31 | 237 | 84 | 237 | 32 | 192 | 62 | 192
PEMB-21 | A | 36 | 237 | 60 | 237 | 60 | 237 | 31 | 237 | 84 | 237 | 32 | 192 | 62 | 192
PEMB-31 | A | 36 | 237 | 60 | 237 | 60 | 237 | 31 | 237 | 84 | 237 | 32 | 192 | 62 | 192
PEMB-41 | A | 36 | 237 | 60 | 237 | 60 | 237 | 31 | 237 | 84 | 237 | 32 | 192 | 62 | 192
PEMB-51 | A | 36 | 237 | 60 | 237 | 60 | 237 | 31 | 237 | 84 | 237 | 32 | 192 | 62 | 192
PETEM1 | A | 20 | 180 | 46 | 180 | 52 | 180 | 24 | 180 | 58 | 180 | 20 | 150 | 50 | 100
RATS-1 | A | 50 | 270 | 90 | 270 | 90 | 270 | 36 | 270 | 50 | 270 | 42 | 105 | 75 | 155
RATS-2 | A | 40 | 270 | 90 | 270 | 100 | 270 | 36 | 270 | 50 | 270 | 40 | 195 | 75 | 195
RATS-3 | A | 39 | 270 | 84 | 270 | 90 | 270 | 39 | 155 | 54 | 270 | 42 | 105 | 95 | 155
RATS-4 | A | 40 | 270 | 95 | 270 | 100 | 270 | 36 | 270 | 50 | 270 | 40 | 195 | 75 | 195
ROCK-1 | A | 36 | 400 | 50 | 400 | 54 | 400 | 60 | 400 | 160 | 400 | 33 | 220 | 53 | 220
ROOS-1 | A | 12 | 140 | 32 | 140 | 32 | 140 | 13 | 140 | 32 | 140 | 13 | 108 | 32 | 108
RUGPS-6 | A | 36 | 243 | 80 | 243 | 80 | 243 | 40 | 243 | 90 | 243 | 40 | 155 | 95 | 105
RUGPS-7 | A | 36 | 243 | 80 | 243 | 80 | 243 | 40 | 243 | 90 | 243 | 40 | 155 | 95 | 105
RYHPS-1 | A | 30 | 305 | 48 | 305 | 66 | 305 | 42 | 305 | 51 | 305 | 30 | 130 | 42 | 68
SCCL-1 | A | 35 | 180 | 70 | 180 | 70 | 180 | 40 | 180 | 95 | 180 | 40 | 100 | 100 | 50
SCCL-2 | A | 35 | 180 | 70 | 180 | 70 | 180 | 40 | 180 | 95 | 180 | 40 | 100 | 100 | 50
SCCL-3 | A | 35 | 180 | 70 | 180 | 70 | 180 | 40 | 180 | 95 | 180 | 40 | 100 | 100 | 50
SEAB-1 | A | 44 | 254 | 125 | 254 | 150 | 254 | 55 | 254 | 150 | 254 | 75 | 164 | 176 | 38
SEAB-2 | A | 31 | 138 | 76 | 138 | 86 | 138 | 32 | 138 | 82 | 138 | 37 | 73 | 90 | 43
SHBA-1 | A | 41 | 255 | 104 | 255 | 115 | 255 | 44 | 255 | 120 | 255 | 39 | 195 | 115 | 40
SHBA-2 | A | 26 | 183 | 64 | 183 | 70 | 183 | 30 | 183 | 80 | 183 | 28 | 103 | 66 | 69
SHOS-1 | A | 18 | 160 | 24 | 160 | 24 | 160 | 30 | 160 | 75 | 160 | 18 | 135 | 24 | 135
SIZB-1 | A | 38 | 283 | 45 | 283 | 45 | 283 | 45 | 283 | 45 | 283 | 40 | 283 | 46 | 283
SIZB-2 | A | 38 | 283 | 45 | 283 | 45 | 283 | 45 | 283 | 45 | 283 | 40 | 283 | 46 | 283
SLOY-1 | A | 0 | 38 | 1 | 38 | 1 | 38 | 1 | 38 | 2 | 38 | 0 | 38 | 1 | 30
SLOY-2 | A | 0 | 38 | 1 | 38 | 1 | 38 | 1 | 38 | 2 | 38 | 0 | 38 | 1 | 30
SLOY-3 | A | 0 | 38 | 1 | 38 | 1 | 38 | 1 | 38 | 2 | 38 | 0 | 38 | 1 | 30
SLOY-4 | A | 0 | 28 | 1 | 28 | 1 | 28 | 1 | 28 | 2 | 28 | 0 | 28 | 1 | 22
SPLN-1 | A | 40 | 380 | 100 | 380 | 110 | 380 | 50 | 380 | 120 | 380 | 30 | 380 | 90 | 300
STAY-1 | A | 34 | 247 | 62 | 247 | 62 | 247 | 35 | 247 | 85 | 247 | 33 | 187 | 60 | 187
STAY-2 | A | 34 | 247 | 62 | 247 | 62 | 247 | 35 | 247 | 85 | 247 | 33 | 187 | 60 | 187
STAY-3 | A | 34 | 247 | 62 | 247 | 62 | 247 | 35 | 247 | 85 | 247 | 33 | 187 | 60 | 187
STAY-4 | A | 34 | 247 | 62 | 247 | 62 | 247 | 35 | 247 | 85 | 247 | 33 | 187 | 60 | 187
SUTB-1 | A | 36 | 380 | 104 | 380 | 148 | 380 | 52 | 380 | 132 | 380 | 47 | 250 | 107 | 250
SVRP-10 | A | 20 | 225 | 50 | 225 | 70 | 225 | 32 | 225 | 80 | 225 | 20 | 172 | 50 | 172
SVRP-20 | A | 20 | 225 | 50 | 225 | 70 | 225 | 32 | 225 | 80 | 225 | 20 | 172 | 50 | 172
TESI-1 | A | 40 | 260 | 100 | 260 | 140 | 260 | 60 | 260 | 140 | 260 | 40 | 200 | 120 | 100
TESI-2 | A | 40 | 260 | 100 | 260 | 140 | 260 | 60 | 260 | 140 | 260 | 40 | 200 | 120 | 100
USKM-13 | A | 6 | 49 | 15 | 49 | 17 | 49 | 8 | 49 | 19 | 49 | 7 | 36 | 8 | 36
USKM-14 | A | 6 | 49 | 15 | 49 | 17 | 49 | 8 | 49 | 19 | 49 | 7 | 36 | 8 | 36
USKM-15 | A | 6 | 49 | 15 | 49 | 17 | 49 | 8 | 49 | 19 | 49 | 7 | 36 | 8 | 36
WBUPS-1 | A | 30 | 113 | 48 | 153 | 48 | 153 | 32 | 113 | 50 | 113 | 40 | 153 | 65 | 113
WBUPS-2 | A | 30 | 133 | 48 | 173 | 48 | 173 | 32 | 133 | 50 | 133 | 40 | 173 | 65 | 133
WBUPS-3 | A | 30 | 133 | 48 | 173 | 48 | 173 | 32 | 133 | 50 | 133 | 40 | 173 | 65 | 133
WBUPS-4 | A | 30 | 113 | 48 | 153 | 48 | 153 | 32 | 113 | 50 | 113 | 40 | 153 | 65 | 113
WBURB-1 | A | 22 | 240 | 48 | 240 | 62 | 240 | 27 | 240 | 69 | 240 | 20 | 200 | 50 | 120
WBURB-2 | A | 25 | 255 | 52 | 255 | 62 | 255 | 26 | 255 | 67 | 255 | 22 | 215 | 52 | 135
WBURB-3 | A | 23 | 255 | 48 | 255 | 62 | 255 | 27 | 255 | 67 | 255 | 20 | 215 | 52 | 135
WHILW-1 | A | 31 | 322 | 84 | 322 | 90 | 322 | 33 | 322 | 90 | 322 | 32 | 255 | 86 | 210
WHILW-2 | A | 19 | 163 | 33 | 163 | 35 | 163 | 20 | 163 | 52 | 163 | 21 | 142 | 43 | 119
WLNYO-2 | A | 19 | 182 | 51 | 182 | 54 | 182 | 20 | 182 | 53 | 182 | 20 | 158 | 51 | 130
WLNYW-1 | A | 19 | 182 | 51 | 182 | 54 | 182 | 20 | 182 | 53 | 182 | 20 | 158 | 51 | 130

## Jun 2015
MW Response Capability by BMU
|  | Primary Response (Max MWhrs) | [5 empty] | Secondary Response (Max Mwhrs) |  |  |  | High Frequency Response (Max MWhrs)
UNIT | Mode | 0.2Hz |  | 0.5Hz |  | 0.8Hz |  | 0.2/0.2Hz |  | 0.5/0.5Hz |  | 0.2Hz |  | 0.5Hz
ABTH7 | A | 40 | 250 | 72 | 250 | 72 | 250 | 48 | 250 | 120 | 250 | 38 | 185 | 55 | 185
ABTH8 | A | 40 | 250 | 72 | 250 | 72 | 250 | 48 | 250 | 120 | 250 | 38 | 185 | 55 | 185
ABTH9 | A | 40 | 250 | 72 | 250 | 72 | 250 | 48 | 250 | 120 | 250 | 38 | 185 | 55 | 185
BAGE-1 | A | 30 | 255 | 70 | 255 | 90 | 255 | 35 | 255 | 90 | 255 | 28 | 220 | 70 | 185
BAGE-2 | A | 3 | 17 | 8 | 17 | 12 | 17 | 4 | 17 | 9 | 17 | 2 | 17 | 5 | 17
BARKB2 | A | 33 | 210 | 82 | 210 | 108 | 210 | 39 | 210 | 97 | 210 | 31 | 120 | 84 | 120
BARK-1 | A | 22 | 140 | 55 | 140 | 72 | 140 | 26 | 140 | 65 | 140 | 21 | 80 | 54 | 80
BLLA-1 | A | 6 | 99 | 13 | 99 | 13 | 99 | 15 | 99 | 39 | 99 | 9 | 83 | 16 | 83
BRDUW-1 | A | 6 | 58 | 17 | 58 | 17 | 58 | 7 | 58 | 17 | 58 | 6 | 36 | 17 | 36
BRGG-1 | A | 16 | 110 | 32 | 110 | 48 | 110 | 16 | 110 | 40 | 110 | 14 | 96 | 34 | 46
BRYP-1 | A | 15 | 82 | 25 | 82 | 31 | 82 | 22 | 82 | 37 | 82 | 10 | 82 | 27 | 47
CDCL-1 | A | 30 | 160 | 40 | 160 | 40 | 160 | 34 | 160 | 40 | 160 | 27 | 120 | 40 | 120
CLAC-1 | A | 3 | 28 | 8 | 28 | 13 | 28 | 3 | 36 | 9 | 36 | 3 | 28 | 8 | 28
CLDCW-1 | A | 14 | 14 | 34 | 113 | 36 | 113 | 13 | 113 | 35 | 113 | 13 | 99 | 34 | 78
CLDNW-1 | A | 13 | 108 | 33 | 108 | 35 | 108 | 13 | 108 | 35 | 108 | 12 | 95 | 33 | 74
CLDSW-1 | A | 16 | 129 | 40 | 129 | 43 | 129 | 16 | 129 | 42 | 129 | 16 | 113 | 41 | 88
CNQPS-1 | A | 22 | 126 | 51 | 126 | 70 | 126 | 28 | 126 | 70 | 126 | 20 | 100 | 45 | 100
CNQPS-2 | A | 22 | 170 | 55 | 170 | 55 | 170 | 28 | 170 | 70 | 170 | 22 | 120 | 55 | 105
CNQPS-3 | A | 22 | 126 | 51 | 126 | 70 | 126 | 28 | 126 | 70 | 126 | 20 | 100 | 45 | 100
CNQPS-4 | A | 22 | 170 | 55 | 170 | 55 | 170 | 28 | 170 | 70 | 170 | 28 | 105 | 55 | 105
COCK-1 | A | 15 | 168 | 42 | 168 | 48 | 168 | 10 | 168 | 25 | 168 | 6 | 138 | 7 | 138
COCK-2 | A | 15 | 168 | 42 | 168 | 48 | 168 | 10 | 168 | 25 | 168 | 6 | 138 | 7 | 138
COCK-3 | A | 15 | 168 | 42 | 168 | 48 | 168 | 10 | 168 | 25 | 168 | 6 | 138 | 7 | 138
COCK-4 | A | 15 | 168 | 42 | 168 | 48 | 168 | 10 | 168 | 25 | 168 | 6 | 138 | 7 | 138
CORB-1 | A | 10 | 130 | 30 | 130 | 50 | 130 | 28 | 130 | 60 | 130 | 15 | 95 | 40 | 60
COSO-1 | A | 20 | 380 | 40 | 380 | 50 | 380 | 60 | 380 | 140 | 380 | 17 | 304 | 40 | 304
COTPS-1 | A | 29 | 277 | 50 | 277 | 62 | 277 | 35 | 60 | 63 | 277 | 30 | 122 | 60 | 122
COTPS-2 | A | 29 | 287 | 50 | 287 | 62 | 287 | 35 | 60 | 63 | 287 | 30 | 122 | 60 | 122
COTPS-3 | A | 29 | 287 | 50 | 287 | 62 | 287 | 35 | 60 | 63 | 287 | 30 | 122 | 60 | 122
COTPS-4 | A | 29 | 277 | 50 | 277 | 62 | 277 | 35 | 60 | 63 | 277 | 30 | 122 | 60 | 122
COWE1 | A | 7 | 30 | 17 | 30 | 17 | 30 | 7 | 30 | 17 | 30 | 7 | 30 | 17 | 30
COWE2 | A | 7 | 30 | 17 | 30 | 17 | 30 | 7 | 30 | 17 | 30 | 7 | 30 | 17 | 30
CRUA-1 | A | 10 | 110 | 25 | 110 | 37 | 110 | 12 | 110 | 30 | 110 | 10 | 84 | 25 | 48
CRUA-2 | A | 10 | 110 | 25 | 110 | 37 | 110 | 12 | 110 | 30 | 110 | 10 | 84 | 25 | 48
CRUA-3 | A | 7 | 30 | 15 | 30 | 21 | 30 | 9 | 30 | 24 | 30 | 5 | 25 | 13 | 15
CRUA-4 | A | 7 | 30 | 15 | 30 | 21 | 30 | 9 | 30 | 24 | 30 | 5 | 25 | 13 | 15
CRYRW-2 | A | 15 | 138 | 38 | 138 | 40 | 138 | 15 | 138 | 40 | 138 | 13 | 109 | 40 | 63
DAMC-1 | A | 64 | 380 | 136 | 380 | 156 | 380 | 80 | 380 | 180 | 380 | 60 | 293 | 190 | 128
DEEP-1 | A | 20 | 180 | 60 | 180 | 86 | 180 | 22 | 180 | 80 | 180 | 24 | 96 | 52 | 96
DERW-1 | A | 13 | 90 | 35 | 90 | 45 | 90 | 16 | 90 | 40 | 90 | 16 | 90 | 32 | 72
DIDCB5 | A | 40 | 330 | 104 | 330 | 125 | 330 | 55 | 330 | 140 | 330 | 40 | 185 | 105 | 185
DIDCB6 | A | 50 | 250 | 105 | 250 | 105 | 250 | 50 | 250 | 130 | 250 | 50 | 153 | 110 | 103
DIDC1 | A | 42 | 225 | 85 | 225 | 85 | 225 | 24 | 225 | 62 | 120 | 24 | 73 | 60 | 147
DIDC2 | A | 42 | 225 | 85 | 225 | 85 | 225 | 24 | 225 | 62 | 120 | 24 | 73 | 60 | 147
DIDC3 | A | 42 | 225 | 85 | 225 | 85 | 225 | 24 | 225 | 62 | 120 | 24 | 73 | 60 | 147
DIDC4 | A | 42 | 225 | 85 | 225 | 85 | 225 | 24 | 225 | 62 | 120 | 24 | 73 | 60 | 147
DINO-1 | A | 14 | 138 | 39 | 138 | 58 | 138 | 28 | 138 | 72 | 138 | 14 | 118 | 36 | 88
DINO-2 | A | 14 | 138 | 39 | 138 | 58 | 138 | 28 | 138 | 72 | 138 | 14 | 118 | 36 | 88
DINO-3 | A | 14 | 138 | 39 | 138 | 58 | 138 | 28 | 138 | 72 | 138 | 14 | 118 | 36 | 88
DINO-4 | A | 14 | 138 | 39 | 138 | 58 | 138 | 28 | 138 | 72 | 138 | 14 | 118 | 36 | 88
DINO-5 | A | 14 | 138 | 39 | 138 | 58 | 138 | 28 | 138 | 72 | 138 | 14 | 118 | 36 | 88
DINO-6 | A | 14 | 138 | 39 | 138 | 58 | 138 | 28 | 138 | 72 | 138 | 14 | 118 | 36 | 88
DRAXX-1 | A | 68 | 345 | 100 | 345 | 100 | 345 | 64 | 95 | 110 | 345 | 60 | 225 | 70 | 225
DRAXX-2 | A | 68 | 345 | 100 | 345 | 100 | 345 | 64 | 95 | 110 | 345 | 60 | 225 | 70 | 225
DRAXX-3 | A | 68 | 345 | 100 | 345 | 100 | 345 | 64 | 95 | 110 | 345 | 60 | 225 | 70 | 225
DRAXX-4 | A | 68 | 345 | 100 | 345 | 100 | 345 | 64 | 95 | 110 | 345 | 60 | 225 | 70 | 225
DRAXX-5 | A | 68 | 345 | 100 | 345 | 100 | 345 | 64 | 95 | 110 | 345 | 60 | 225 | 70 | 225
DRAXX-6 | A | 68 | 345 | 100 | 345 | 100 | 345 | 64 | 95 | 110 | 345 | 60 | 225 | 70 | 225
EECL-1 | A | 20 | 178 | 25 | 178 | 25 | 178 | 32 | 178 | 81 | 178 | 20 | 143 | 25 | 143
EGGPS-1 | A | 45 | 205 | 83 | 205 | 83 | 205 | 49 | 205 | 110 | 205 | 33 | 95 | 60 | 95
EGGPS-2 | A | 45 | 205 | 83 | 205 | 83 | 205 | 49 | 205 | 110 | 205 | 33 | 95 | 60 | 95
EGGPS-3 | A | 45 | 205 | 83 | 205 | 83 | 205 | 49 | 205 | 110 | 205 | 33 | 95 | 60 | 95
EGGPS-4 | A | 45 | 205 | 83 | 205 | 83 | 205 | 49 | 205 | 110 | 205 | 33 | 95 | 60 | 95
ERRO-1 | A | 1 | 21 | 1 | 21 | 1 | 21 | 2 | 21 | 5 | 21 | 1 | 17 | 1 | 17
ERRO-2 | A | 1 | 21 | 1 | 21 | 1 | 21 | 2 | 21 | 5 | 21 | 1 | 17 | 1 | 17
ERRO-3 | A | 1 | 21 | 1 | 21 | 1 | 21 | 2 | 21 | 5 | 21 | 1 | 17 | 1 | 17
FAARW-1 | A | 2 | 37 | 4 | 37 | 4 | 37 | 4 | 37 | 12 | 37 | 2 | 33 | 4 | 33
FAARW-2 | A | 2 | 37 | 4 | 37 | 4 | 37 | 4 | 37 | 12 | 37 | 2 | 33 | 4 | 33
FALGW-1 | A | 11 | 108 | 28 | 108 | 41 | 108 | 13 | 108 | 35 | 108 | 10 | 86 | 22 | 64
FASN1 | A | 0 | 15 | 1 | 15 | 1 | 15 | 1 | 15 | 2 | 15 | 0 | 15 | 1 | 12
FASN2 | A | 0 | 15 | 1 | 15 | 1 | 15 | 1 | 15 | 2 | 15 | 0 | 15 | 1 | 12
FASN3 | A | 0 | 15 | 1 | 15 | 1 | 15 | 1 | 15 | 2 | 15 | 0 | 15 | 1 | 12
FAWL1 | A | 36 | 244 | 77 | 244 | 77 | 244 | 10 | 244 | 10 | 244 | 40 | 98 | 91 | 145
FAWL3 | A | 36 | 244 | 77 | 244 | 77 | 244 | 10 | 244 | 10 | 244 | 40 | 98 | 91 | 145
FAWN-1 | A | 10 | 52 | 25 | 52 | 40 | 52 | 13 | 52 | 32 | 52 | 11 | 37 | 27 | 27
FELL-1 | A | 9 | 63 | 21 | 63 | 22 | 63 | 10 | 63 | 24 | 63 | 9 | 63 | 22 | 63
FERR-1 | A | 25 | 150 | 45 | 250 | 56 | 250 | 40 | 250 | 60 | 250 | 34 | 80 | 59 | 150
FERR-2 | A | 25 | 150 | 45 | 250 | 56 | 250 | 40 | 250 | 60 | 250 | 34 | 80 | 59 | 150
FERR-3 | A | 25 | 150 | 45 | 250 | 56 | 250 | 40 | 250 | 60 | 250 | 34 | 80 | 59 | 150
FERR-4 | A | 25 | 150 | 45 | 250 | 56 | 250 | 40 | 250 | 60 | 250 | 34 | 80 | 59 | 150
FFES-1 | A | 10 | 35 | 27 | 35 | 30 | 35 | 9 | 35 | 22 | 35 | 4 | 27 | 6 | 27
FFES-2 | A | 10 | 35 | 27 | 35 | 30 | 35 | 9 | 35 | 22 | 35 | 4 | 27 | 6 | 27
FFES-3 | A | 10 | 35 | 27 | 35 | 30 | 35 | 9 | 35 | 22 | 35 | 4 | 27 | 6 | 27
FFES-4 | A | 10 | 35 | 27 | 35 | 30 | 35 | 9 | 35 | 22 | 35 | 4 | 27 | 6 | 27
FIDL-1 | A | 13 | 205 | 20 | 205 | 23 | 205 | 35 | 100 | 40 | 147 | 30 | 147 | 50 | 147
FIDL-2 | A | 13 | 205 | 20 | 205 | 23 | 205 | 35 | 100 | 40 | 147 | 30 | 147 | 50 | 147
FIDL-3 | A | 13 | 205 | 20 | 205 | 23 | 205 | 35 | 100 | 40 | 147 | 30 | 147 | 50 | 147
FIDL-4 | A | 13 | 205 | 20 | 205 | 23 | 205 | 35 | 100 | 40 | 147 | 30 | 147 | 50 | 147
FIFE-1 | A | 6 | 63 | 12 | 63 | 12 | 63 | 11 | 63 | 24 | 63 | 6 | 53 | 8 | 53
FINL-1 | A | 0 | 14 | 1 | 14 | 1 | 14 | 1 | 14 | 2 | 14 | 0 | 14 | 1 | 11
FOYE-1 | A | 6 | 60 | 13 | 60 | 16 | 60 | 11 | 60 | 27 | 60 | 5 | 30 | 11 | 30
FOYE-2 | A | 6 | 60 | 13 | 60 | 16 | 60 | 11 | 60 | 27 | 60 | 5 | 30 | 11 | 30
GLNDO-1 | A | 6 | 80 | 12 | 45 | 17 | 45 | 12 | 45 | 25 | 45 | 8 | 65 | 18 | 45
GNFSW-1 | A | 11 | 100 | 30 | 100 | 30 | 100 | 12 | 100 | 31 | 100 | 12 | 70 | 30 | 70
GNFSW-2 | A | 7 | 64 | 18 | 64 | 18 | 64 | 8 | 64 | 18 | 64 | 6 | 49 | 15 | 49
GORDW-1 | A | 6 | 62 | 16 | 56 | 26 | 45 | 7 | 62 | 18 | 62 | 6 | 56 | 16 | 45
GRAI-1 | A | 43 | 485 | 100 | 485 | 160 | 485 | 60 | 485 | 140 | 485 | 33 | 0 | 60 | 345
GRAI-3 | A | 43 | 485 | 100 | 485 | 160 | 485 | 60 | 485 | 140 | 485 | 33 | 0 | 60 | 345
GRAI-4 | A | 43 | 485 | 100 | 485 | 160 | 485 | 60 | 485 | 140 | 485 | 33 | 0 | 60 | 345
GRAI-6 | A | 26 | 232 | 58 | 232 | 58 | 232 | 32 | 232 | 84 | 232 | 32 | 175 | 65 | 135
GRAI-7 | A | 30 | 232 | 60 | 232 | 60 | 232 | 32 | 232 | 84 | 232 | 32 | 175 | 65 | 135
GRAI-8 | A | 26 | 232 | 58 | 232 | 58 | 232 | 32 | 232 | 84 | 232 | 32 | 175 | 65 | 135
GRIFW-1 | A | 7 | 78 | 19 | 78 | 19 | 78 | 8 | 78 | 19 | 78 | 6 | 59 | 15 | 21
GRIFW-2 | A | 7 | 78 | 19 | 78 | 19 | 78 | 8 | 78 | 19 | 78 | 6 | 59 | 15 | 21
GRMO-1 | A | 8 | 43 | 8 | 43 | 8 | 43 | 8 | 43 | 8 | 43 | 8 | 23 | 8 | 23
GYAR-1 | A | 17 | 176 | 42 | 176 | 66 | 176 | 24 | 176 | 60 | 176 | 17 | 176 | 42 | 176
HADHW-1 | A | 7 | 96 | 14 | 96 | 22 | 96 | 13 | 96 | 34 | 96 | 8 | 65 | 17 | 65
HUMR-1 | A | 60 | 533 | 150 | 533 | 200 | 533 | 80 | 533 | 200 | 533 | 62 | 419 | 155 | 251
INDQ-1 | A | 12 | 102 | 31 | 102 | 43 | 102 | 13 | 102 | 34 | 102 | 12 | 72 | 30 | 72
IRNPS-1 | A | 35 | 125 | 45 | 125 | 48 | 285 | 42 | 285 | 68 | 125 | 28 | 125 | 42 | 185
IRNPS-2 | A | 35 | 125 | 45 | 125 | 48 | 285 | 42 | 285 | 68 | 125 | 28 | 125 | 42 | 185
KEAD-1 | A | 29 | 315 | 67 | 315 | 102 | 315 | 48 | 315 | 110 | 315 | 30 | 275 | 75 | 155
KILBW-1 | A | 3 | 56 | 8 | 56 | 13 | 56 | 5 | 56 | 14 | 56 | 4 | 53 | 9 | 47
KILLPG-1 | A | 8 | 225 | 10 | 225 | 10 | 225 | 10 | 225 | 12 | 225 | 4 | 150 | 15 | 150
KILLPG-2 | A | 18 | 225 | 25 | 225 | 25 | 225 | 37 | 225 | 37 | 225 | 22 | 195 | 30 | 195
KILNS-1 | A | 30 | 290 | 72 | 290 | 84 | 290 | 42 | 290 | 114 | 290 | 18 | 104 | 45 | 104
KINO-1 | A | 27 | 255 | 35 | 255 | 35 | 255 | 22 | 255 | 44 | 255 | 14 | 185 | 35 | 185
KINO-2 | A | 27 | 255 | 35 | 255 | 35 | 255 | 22 | 255 | 44 | 255 | 14 | 185 | 35 | 185
KINO-3 | A | 27 | 255 | 35 | 255 | 35 | 255 | 22 | 255 | 41 | 255 | 14 | 185 | 35 | 185
KINO-4 | A | 27 | 255 | 35 | 255 | 35 | 255 | 22 | 255 | 41 | 255 | 14 | 185 | 35 | 185
KLYN-A-1 | A | 24 | 126 | 50 | 126 | 50 | 126 | 34 | 126 | 70 | 126 | 22 | 81 | 34 | 81
LAGA-1 | A | 55 | 500 | 123 | 500 | 140 | 500 | 52 | 500 | 130 | 500 | 53 | 475 | 130 | 475
LARYO-1 | A | 16 | 155 | 40 | 155 | 45 | 155 | 18 | 155 | 45 | 155 | 14 | 120 | 35 | 120
LARYO-2 | A | 16 | 158 | 40 | 158 | 45 | 158 | 18 | 158 | 45 | 158 | 14 | 120 | 35 | 120
LARYO-3 | A | 16 | 158 | 40 | 158 | 45 | 158 | 18 | 158 | 45 | 158 | 14 | 120 | 35 | 120
LARYO-4 | A | 16 | 158 | 40 | 158 | 45 | 158 | 18 | 158 | 45 | 158 | 14 | 120 | 35 | 120
LBAR-1G | A | 1 | 16 | 4 | 16 | 6 | 16 | 2 | 16 | 4 | 16 | 1 | 9 | 4 | 9
LBAR-1 | A | 39 | 360 | 88 | 360 | 88 | 360 | 55 | 360 | 145 | 360 | 41 | 270 | 90 | 270
LITTD1 | A | 57 | 485 | 110 | 485 | 110 | 485 | 66 | 485 | 80 | 485 | 60 | 335 | 150 | 335
LITTD2 | A | 57 | 485 | 110 | 485 | 110 | 485 | 66 | 485 | 80 | 485 | 60 | 335 | 150 | 335
LITTD3 | A | 57 | 485 | 110 | 485 | 110 | 485 | 66 | 485 | 80 | 485 | 60 | 335 | 150 | 335
LOAN-1 | A | 25 | 326 | 51 | 326 | 55 | 326 | 19 | 326 | 50 | 326 | 12 | 276 | 28 | 276
LOAN-2 | A | 25 | 326 | 51 | 326 | 55 | 326 | 19 | 326 | 50 | 326 | 12 | 276 | 28 | 276
LOAN-3 | A | 25 | 326 | 51 | 326 | 55 | 326 | 19 | 326 | 50 | 326 | 12 | 276 | 28 | 276
MEDP-1 | A | 30 | 380 | 76 | 330 | 76 | 330 | 48 | 380 | 105 | 380 | 31 | 330 | 79 | 290
MILWW-1 | A | 6 | 32 | 8 | 54 | 13 | 54 | 5 | 54 | 14 | 54 | 3 | 43 | 8 | 43
MRWD-1 | A | 50 | 384 | 90 | 384 | 100 | 384 | 52 | 384 | 160 | 384 | 52 | 298 | 110 | 298
NANT-1 | A | 0 | 15 | 0 | 15 | 0 | 15 | 0 | 15 | 1 | 15 | 0 | 15 | 0 | 15
PEHE-1 | A | 47 | 435 | 100 | 435 | 100 | 435 | 67 | 435 | 105 | 435 | 64 | 245 | 100 | 245
PEHE-2 | A | 16 | 490 | 40 | 265 | 42 | 490 | 0 | 0 | 0 | 0 | 0 | 490 | 0 | 490
PEMB-11 | A | 36 | 237 | 60 | 237 | 60 | 237 | 31 | 237 | 84 | 237 | 32 | 192 | 62 | 192
PEMB-21 | A | 36 | 237 | 60 | 237 | 60 | 237 | 31 | 237 | 84 | 237 | 32 | 192 | 62 | 192
PEMB-31 | A | 36 | 237 | 60 | 237 | 60 | 237 | 31 | 237 | 84 | 237 | 32 | 192 | 62 | 192
PEMB-41 | A | 36 | 237 | 60 | 237 | 60 | 237 | 31 | 237 | 84 | 237 | 32 | 192 | 62 | 192
PEMB-51 | A | 36 | 237 | 60 | 237 | 60 | 237 | 31 | 237 | 84 | 237 | 32 | 192 | 62 | 192
PETEM1 | A | 20 | 180 | 46 | 180 | 52 | 180 | 24 | 180 | 58 | 180 | 20 | 150 | 50 | 100
RATS-1 | A | 50 | 270 | 90 | 270 | 90 | 270 | 36 | 270 | 50 | 270 | 42 | 105 | 75 | 155
RATS-2 | A | 40 | 270 | 90 | 270 | 100 | 270 | 36 | 270 | 50 | 270 | 40 | 195 | 75 | 195
RATS-3 | A | 39 | 270 | 84 | 270 | 90 | 270 | 39 | 155 | 54 | 270 | 42 | 105 | 95 | 155
RATS-4 | A | 40 | 270 | 95 | 270 | 100 | 270 | 36 | 270 | 50 | 270 | 40 | 195 | 75 | 195
ROCK-1 | A | 36 | 400 | 50 | 400 | 54 | 400 | 60 | 400 | 160 | 400 | 33 | 220 | 53 | 220
ROOS-1 | A | 12 | 140 | 32 | 140 | 32 | 140 | 13 | 140 | 32 | 140 | 13 | 108 | 32 | 108
RUGPS-6 | A | 36 | 243 | 80 | 243 | 80 | 243 | 40 | 243 | 90 | 243 | 40 | 155 | 95 | 105
RUGPS-7 | A | 36 | 243 | 80 | 243 | 80 | 243 | 40 | 243 | 90 | 243 | 40 | 155 | 95 | 105
RYHPS-1 | A | 30 | 305 | 48 | 305 | 66 | 305 | 42 | 305 | 51 | 305 | 30 | 130 | 42 | 68
SCCL-1 | A | 35 | 180 | 70 | 180 | 70 | 180 | 40 | 180 | 95 | 180 | 40 | 100 | 100 | 50
SCCL-2 | A | 35 | 180 | 70 | 180 | 70 | 180 | 40 | 180 | 95 | 180 | 40 | 100 | 100 | 50
SCCL-3 | A | 35 | 180 | 70 | 180 | 70 | 180 | 40 | 180 | 95 | 180 | 40 | 100 | 100 | 50
SEAB-1 | A | 44 | 254 | 125 | 254 | 150 | 254 | 55 | 254 | 150 | 254 | 75 | 164 | 176 | 38
SEAB-2 | A | 31 | 138 | 76 | 138 | 86 | 138 | 32 | 138 | 82 | 138 | 37 | 73 | 90 | 43
SHBA-1 | A | 41 | 255 | 104 | 255 | 115 | 255 | 44 | 255 | 120 | 255 | 39 | 195 | 115 | 40
SHBA-2 | A | 26 | 183 | 64 | 183 | 70 | 183 | 30 | 183 | 80 | 183 | 28 | 103 | 66 | 69
SHOS-1 | A | 18 | 160 | 24 | 160 | 24 | 160 | 30 | 160 | 75 | 160 | 18 | 135 | 24 | 135
SHOT-1 | A | 8 | 75 | 20 | 75 | 32 | 75 | 12 | 75 | 30 | 75 | 12 | 60 | 26 | 45
SIZB-1 | A | 38 | 283 | 45 | 283 | 45 | 283 | 45 | 283 | 45 | 283 | 40 | 283 | 46 | 283
SIZB-2 | A | 38 | 283 | 45 | 283 | 45 | 283 | 45 | 283 | 45 | 283 | 40 | 283 | 46 | 283
SLOY-1 | A | 0 | 38 | 1 | 38 | 1 | 38 | 1 | 38 | 2 | 38 | 0 | 38 | 1 | 30
SLOY-2 | A | 0 | 38 | 1 | 38 | 1 | 38 | 1 | 38 | 2 | 38 | 0 | 38 | 1 | 30
SLOY-3 | A | 0 | 38 | 1 | 38 | 1 | 38 | 1 | 38 | 2 | 38 | 0 | 38 | 1 | 30
SLOY-4 | A | 0 | 28 | 1 | 28 | 1 | 28 | 1 | 28 | 2 | 28 | 0 | 28 | 1 | 22
SPLN-1 | A | 40 | 380 | 100 | 380 | 110 | 380 | 50 | 380 | 120 | 380 | 30 | 380 | 90 | 300
STAY-1 | A | 34 | 247 | 62 | 247 | 62 | 247 | 35 | 247 | 85 | 247 | 33 | 187 | 60 | 187
STAY-2 | A | 34 | 247 | 62 | 247 | 62 | 247 | 35 | 247 | 85 | 247 | 33 | 187 | 60 | 187
STAY-3 | A | 34 | 247 | 62 | 247 | 62 | 247 | 35 | 247 | 85 | 247 | 33 | 187 | 60 | 187
STAY-4 | A | 34 | 247 | 62 | 247 | 62 | 247 | 35 | 247 | 85 | 247 | 33 | 187 | 60 | 187
SUTB-1 | A | 36 | 380 | 104 | 380 | 148 | 380 | 52 | 380 | 132 | 380 | 47 | 250 | 107 | 250
SVRP-10 | A | 20 | 225 | 50 | 225 | 70 | 225 | 32 | 225 | 80 | 225 | 20 | 172 | 50 | 172
SVRP-20 | A | 20 | 225 | 50 | 225 | 70 | 225 | 32 | 225 | 80 | 225 | 20 | 172 | 50 | 172
TESI-1 | A | 40 | 260 | 100 | 260 | 140 | 260 | 60 | 260 | 140 | 260 | 40 | 200 | 120 | 100
TESI-2 | A | 40 | 260 | 100 | 260 | 140 | 260 | 60 | 260 | 140 | 260 | 40 | 200 | 120 | 100
TILB-7 | A | 20 | 160 | 30 | 160 | 30 | 160 | 20 | 160 | 30 | 160 | 6 | 100 | 10 | 100
TILB-8 | A | 20 | 160 | 30 | 160 | 30 | 160 | 20 | 160 | 30 | 160 | 6 | 100 | 10 | 100
TILB-9 | A | 20 | 160 | 30 | 160 | 30 | 160 | 20 | 160 | 30 | 160 | 6 | 100 | 10 | 100
TILB10 | A | 20 | 160 | 30 | 160 | 30 | 160 | 20 | 160 | 30 | 160 | 6 | 100 | 10 | 100
USKM-13 | A | 6 | 49 | 15 | 49 | 17 | 49 | 8 | 49 | 19 | 49 | 7 | 36 | 8 | 36
USKM-14 | A | 6 | 49 | 15 | 49 | 17 | 49 | 8 | 49 | 19 | 49 | 7 | 36 | 8 | 36
USKM-15 | A | 6 | 49 | 15 | 49 | 17 | 49 | 8 | 49 | 19 | 49 | 7 | 36 | 8 | 36
WBUPS-1 | A | 30 | 113 | 48 | 153 | 48 | 153 | 32 | 113 | 50 | 113 | 40 | 153 | 65 | 113
WBUPS-2 | A | 30 | 133 | 48 | 173 | 48 | 173 | 32 | 133 | 50 | 133 | 40 | 173 | 65 | 133
WBUPS-3 | A | 30 | 133 | 48 | 173 | 48 | 173 | 32 | 133 | 50 | 133 | 40 | 173 | 65 | 133
WBUPS-4 | A | 30 | 113 | 48 | 153 | 48 | 153 | 32 | 113 | 50 | 113 | 40 | 153 | 65 | 113
WBURB-1 | A | 22 | 240 | 48 | 240 | 62 | 240 | 27 | 240 | 69 | 240 | 20 | 200 | 50 | 120
WBURB-2 | A | 25 | 255 | 52 | 255 | 62 | 255 | 26 | 255 | 67 | 255 | 22 | 215 | 52 | 135
WBURB-3 | A | 23 | 255 | 48 | 255 | 62 | 255 | 27 | 255 | 67 | 255 | 20 | 215 | 52 | 135
WHILW-1 | A | 31 | 322 | 84 | 322 | 90 | 322 | 33 | 322 | 90 | 322 | 32 | 255 | 86 | 210
WHILW-2 | A | 19 | 163 | 33 | 163 | 35 | 163 | 20 | 163 | 52 | 163 | 21 | 142 | 43 | 119
WLNYO-2 | A | 19 | 182 | 51 | 182 | 54 | 182 | 20 | 182 | 53 | 182 | 20 | 158 | 51 | 130
WLNYW-1 | A | 19 | 182 | 51 | 182 | 54 | 182 | 20 | 182 | 53 | 182 | 20 | 158 | 51 | 130

## May 2015
MW Response Capability by BMU
|  | Primary Response (Max MWhrs) | [5 empty] | Secondary Response (Max Mwhrs) |  |  |  | High Frequency Response (Max MWhrs)
UNIT | Mode | 0.2Hz |  | 0.5Hz |  | 0.8Hz |  | 0.2/0.2Hz |  | 0.5/0.5Hz |  | 0.2Hz |  | 0.5Hz
ABTH7 | A | 40 | 250 | 72 | 250 | 72 | 250 | 48 | 250 | 120 | 250 | 38 | 185 | 55 | 185
ABTH8 | A | 40 | 250 | 72 | 250 | 72 | 250 | 48 | 250 | 120 | 250 | 38 | 185 | 55 | 185
ABTH9 | A | 40 | 250 | 72 | 250 | 72 | 250 | 48 | 250 | 120 | 250 | 38 | 185 | 55 | 185
BAGE-1 | A | 30 | 255 | 70 | 255 | 90 | 255 | 35 | 255 | 90 | 255 | 28 | 220 | 70 | 185
BAGE-2 | A | 3 | 17 | 8 | 17 | 12 | 17 | 4 | 17 | 9 | 17 | 2 | 17 | 5 | 17
BARKB2 | A | 33 | 210 | 82 | 210 | 108 | 210 | 39 | 210 | 97 | 210 | 31 | 120 | 84 | 120
BARK-1 | A | 22 | 140 | 55 | 140 | 72 | 140 | 26 | 140 | 65 | 140 | 21 | 80 | 54 | 80
BLLA-1 | A | 6 | 99 | 13 | 99 | 13 | 99 | 15 | 99 | 39 | 99 | 9 | 83 | 16 | 83
BRDUW-1 | A | 6 | 58 | 17 | 58 | 17 | 58 | 7 | 58 | 17 | 58 | 6 | 36 | 17 | 36
BRGG-1 | A | 16 | 110 | 32 | 110 | 48 | 110 | 16 | 110 | 40 | 110 | 14 | 96 | 34 | 46
BRYP-1 | A | 15 | 82 | 25 | 82 | 31 | 82 | 22 | 82 | 37 | 82 | 10 | 82 | 27 | 47
CDCL-1 | A | 30 | 160 | 40 | 160 | 40 | 160 | 34 | 160 | 40 | 160 | 27 | 120 | 40 | 120
CLAC-1 | A | 3 | 28 | 8 | 28 | 13 | 28 | 3 | 36 | 9 | 36 | 3 | 28 | 8 | 28
CLDCW-1 | A | 14 | 14 | 34 | 113 | 36 | 113 | 13 | 113 | 35 | 113 | 13 | 99 | 34 | 78
CLDNW-1 | A | 13 | 108 | 33 | 108 | 35 | 108 | 13 | 108 | 35 | 108 | 12 | 95 | 33 | 74
CLDSW-1 | A | 16 | 129 | 40 | 129 | 43 | 129 | 16 | 129 | 42 | 129 | 16 | 113 | 41 | 88
CNQPS-1 | A | 22 | 126 | 51 | 126 | 70 | 126 | 28 | 126 | 70 | 126 | 20 | 100 | 45 | 100
CNQPS-2 | A | 22 | 170 | 55 | 170 | 55 | 170 | 28 | 170 | 70 | 170 | 22 | 120 | 55 | 105
CNQPS-3 | A | 22 | 126 | 51 | 126 | 70 | 126 | 28 | 126 | 70 | 126 | 20 | 100 | 45 | 100
CNQPS-4 | A | 22 | 170 | 55 | 170 | 55 | 170 | 28 | 170 | 70 | 170 | 28 | 105 | 55 | 105
COCK-1 | A | 15 | 168 | 42 | 168 | 48 | 168 | 10 | 168 | 25 | 168 | 6 | 138 | 7 | 138
COCK-2 | A | 15 | 168 | 42 | 168 | 48 | 168 | 10 | 168 | 25 | 168 | 6 | 138 | 7 | 138
COCK-3 | A | 15 | 168 | 42 | 168 | 48 | 168 | 10 | 168 | 25 | 168 | 6 | 138 | 7 | 138
COCK-4 | A | 15 | 168 | 42 | 168 | 48 | 168 | 10 | 168 | 25 | 168 | 6 | 138 | 7 | 138
CORB-1 | A | 10 | 130 | 30 | 130 | 50 | 130 | 28 | 130 | 60 | 130 | 15 | 95 | 40 | 60
COSO-1 | A | 20 | 380 | 40 | 380 | 50 | 380 | 60 | 380 | 140 | 380 | 17 | 304 | 40 | 304
COTPS-1 | A | 29 | 277 | 50 | 277 | 62 | 277 | 35 | 60 | 63 | 277 | 30 | 122 | 60 | 122
COTPS-2 | A | 29 | 287 | 50 | 287 | 62 | 287 | 35 | 60 | 63 | 287 | 30 | 122 | 60 | 122
COTPS-3 | A | 29 | 287 | 50 | 287 | 62 | 287 | 35 | 60 | 63 | 287 | 30 | 122 | 60 | 122
COTPS-4 | A | 29 | 277 | 50 | 277 | 62 | 277 | 35 | 60 | 63 | 277 | 30 | 122 | 60 | 122
COWE1 | A | 7 | 30 | 17 | 30 | 17 | 30 | 7 | 30 | 17 | 30 | 7 | 30 | 17 | 30
COWE2 | A | 7 | 30 | 17 | 30 | 17 | 30 | 7 | 30 | 17 | 30 | 7 | 30 | 17 | 30
CRUA-1 | A | 10 | 110 | 25 | 110 | 37 | 110 | 12 | 110 | 30 | 110 | 10 | 84 | 25 | 48
CRUA-2 | A | 10 | 110 | 25 | 110 | 37 | 110 | 12 | 110 | 30 | 110 | 10 | 84 | 25 | 48
CRUA-3 | A | 7 | 30 | 15 | 30 | 21 | 30 | 9 | 30 | 24 | 30 | 5 | 25 | 13 | 15
CRUA-4 | A | 7 | 30 | 15 | 30 | 21 | 30 | 9 | 30 | 24 | 30 | 5 | 25 | 13 | 15
CRYRW-2 | A | 15 | 138 | 38 | 138 | 40 | 138 | 15 | 138 | 40 | 138 | 13 | 109 | 40 | 63
DAMC-1 | A | 64 | 380 | 136 | 380 | 156 | 380 | 80 | 380 | 180 | 380 | 60 | 293 | 190 | 128
DEEP-1 | A | 20 | 180 | 60 | 180 | 86 | 180 | 22 | 180 | 80 | 180 | 24 | 96 | 52 | 96
DERW-1 | A | 13 | 90 | 35 | 90 | 45 | 90 | 16 | 90 | 40 | 90 | 16 | 90 | 32 | 72
DIDCB5 | A | 40 | 330 | 104 | 330 | 125 | 330 | 55 | 330 | 140 | 330 | 40 | 185 | 105 | 185
DIDCB6 | A | 50 | 250 | 105 | 250 | 105 | 250 | 50 | 250 | 130 | 250 | 50 | 153 | 110 | 103
DIDC1 | A | 42 | 225 | 85 | 225 | 85 | 225 | 24 | 225 | 62 | 120 | 24 | 73 | 60 | 147
DIDC2 | A | 42 | 225 | 85 | 225 | 85 | 225 | 24 | 225 | 62 | 120 | 24 | 73 | 60 | 147
DIDC3 | A | 42 | 225 | 85 | 225 | 85 | 225 | 24 | 225 | 62 | 120 | 24 | 73 | 60 | 147
DIDC4 | A | 42 | 225 | 85 | 225 | 85 | 225 | 24 | 225 | 62 | 120 | 24 | 73 | 60 | 147
DINO-1 | A | 14 | 138 | 39 | 138 | 58 | 138 | 28 | 138 | 72 | 138 | 14 | 118 | 36 | 88
DINO-2 | A | 14 | 138 | 39 | 138 | 58 | 138 | 28 | 138 | 72 | 138 | 14 | 118 | 36 | 88
DINO-3 | A | 14 | 138 | 39 | 138 | 58 | 138 | 28 | 138 | 72 | 138 | 14 | 118 | 36 | 88
DINO-4 | A | 14 | 138 | 39 | 138 | 58 | 138 | 28 | 138 | 72 | 138 | 14 | 118 | 36 | 88
DINO-5 | A | 14 | 138 | 39 | 138 | 58 | 138 | 28 | 138 | 72 | 138 | 14 | 118 | 36 | 88
DINO-6 | A | 14 | 138 | 39 | 138 | 58 | 138 | 28 | 138 | 72 | 138 | 14 | 118 | 36 | 88
DRAXX-1 | A | 68 | 345 | 100 | 345 | 100 | 345 | 64 | 95 | 110 | 345 | 60 | 225 | 70 | 225
DRAXX-2 | A | 68 | 345 | 100 | 345 | 100 | 345 | 64 | 95 | 110 | 345 | 60 | 225 | 70 | 225
DRAXX-3 | A | 68 | 345 | 100 | 345 | 100 | 345 | 64 | 95 | 110 | 345 | 60 | 225 | 70 | 225
DRAXX-4 | A | 68 | 345 | 100 | 345 | 100 | 345 | 64 | 95 | 110 | 345 | 60 | 225 | 70 | 225
DRAXX-5 | A | 68 | 345 | 100 | 345 | 100 | 345 | 64 | 95 | 110 | 345 | 60 | 225 | 70 | 225
DRAXX-6 | A | 68 | 345 | 100 | 345 | 100 | 345 | 64 | 95 | 110 | 345 | 60 | 225 | 70 | 225
EECL-1 | A | 20 | 178 | 25 | 178 | 25 | 178 | 32 | 178 | 81 | 178 | 20 | 143 | 25 | 143
EGGPS-1 | A | 45 | 205 | 83 | 205 | 83 | 205 | 49 | 205 | 110 | 205 | 33 | 95 | 60 | 95
EGGPS-2 | A | 45 | 205 | 83 | 205 | 83 | 205 | 49 | 205 | 110 | 205 | 33 | 95 | 60 | 95
EGGPS-3 | A | 45 | 205 | 83 | 205 | 83 | 205 | 49 | 205 | 110 | 205 | 33 | 95 | 60 | 95
EGGPS-4 | A | 45 | 205 | 83 | 205 | 83 | 205 | 49 | 205 | 110 | 205 | 33 | 95 | 60 | 95
ERRO-1 | A | 1 | 21 | 1 | 21 | 1 | 21 | 2 | 21 | 5 | 21 | 1 | 17 | 1 | 17
ERRO-2 | A | 1 | 21 | 1 | 21 | 1 | 21 | 2 | 21 | 5 | 21 | 1 | 17 | 1 | 17
ERRO-3 | A | 1 | 21 | 1 | 21 | 1 | 21 | 2 | 21 | 5 | 21 | 1 | 17 | 1 | 17
FAARW-1 | A | 2 | 37 | 4 | 37 | 4 | 37 | 4 | 37 | 12 | 37 | 2 | 33 | 4 | 33
FAARW-2 | A | 2 | 37 | 4 | 37 | 4 | 37 | 4 | 37 | 12 | 37 | 2 | 33 | 4 | 33
FALGW-1 | A | 11 | 108 | 28 | 108 | 41 | 108 | 13 | 108 | 35 | 108 | 10 | 86 | 22 | 64
FASN1 | A | 0 | 15 | 1 | 15 | 1 | 15 | 1 | 15 | 2 | 15 | 0 | 15 | 1 | 12
FASN2 | A | 0 | 15 | 1 | 15 | 1 | 15 | 1 | 15 | 2 | 15 | 0 | 15 | 1 | 12
FASN3 | A | 0 | 15 | 1 | 15 | 1 | 15 | 1 | 15 | 2 | 15 | 0 | 15 | 1 | 12
FAWL1 | A | 36 | 244 | 77 | 244 | 77 | 244 | 10 | 244 | 10 | 244 | 40 | 98 | 91 | 145
FAWL3 | A | 36 | 244 | 77 | 244 | 77 | 244 | 10 | 244 | 10 | 244 | 40 | 98 | 91 | 145
FAWN-1 | A | 10 | 52 | 25 | 52 | 40 | 52 | 13 | 52 | 32 | 52 | 11 | 37 | 27 | 27
FELL-1 | A | 9 | 63 | 21 | 63 | 22 | 63 | 10 | 63 | 24 | 63 | 9 | 63 | 22 | 63
FERR-1 | A | 25 | 150 | 45 | 250 | 56 | 250 | 40 | 250 | 60 | 250 | 34 | 80 | 59 | 150
FERR-2 | A | 25 | 150 | 45 | 250 | 56 | 250 | 40 | 250 | 60 | 250 | 34 | 80 | 59 | 150
FERR-3 | A | 25 | 150 | 45 | 250 | 56 | 250 | 40 | 250 | 60 | 250 | 34 | 80 | 59 | 150
FERR-4 | A | 25 | 150 | 45 | 250 | 56 | 250 | 40 | 250 | 60 | 250 | 34 | 80 | 59 | 150
FFES-1 | A | 10 | 35 | 27 | 35 | 30 | 35 | 9 | 35 | 22 | 35 | 4 | 27 | 6 | 27
FFES-2 | A | 10 | 35 | 27 | 35 | 30 | 35 | 9 | 35 | 22 | 35 | 4 | 27 | 6 | 27
FFES-3 | A | 10 | 35 | 27 | 35 | 30 | 35 | 9 | 35 | 22 | 35 | 4 | 27 | 6 | 27
FFES-4 | A | 10 | 35 | 27 | 35 | 30 | 35 | 9 | 35 | 22 | 35 | 4 | 27 | 6 | 27
FIDL-1 | A | 13 | 205 | 20 | 205 | 23 | 205 | 35 | 100 | 40 | 147 | 30 | 147 | 50 | 147
FIDL-2 | A | 13 | 205 | 20 | 205 | 23 | 205 | 35 | 100 | 40 | 147 | 30 | 147 | 50 | 147
FIDL-3 | A | 13 | 205 | 20 | 205 | 23 | 205 | 35 | 100 | 40 | 147 | 30 | 147 | 50 | 147
FIDL-4 | A | 13 | 205 | 20 | 205 | 23 | 205 | 35 | 100 | 40 | 147 | 30 | 147 | 50 | 147
FIFE-1 | A | 6 | 63 | 12 | 63 | 12 | 63 | 11 | 63 | 24 | 63 | 6 | 53 | 8 | 53
FINL-1 | A | 0 | 14 | 1 | 14 | 1 | 14 | 1 | 14 | 2 | 14 | 0 | 14 | 1 | 11
FOYE-1 | A | 6 | 60 | 13 | 60 | 16 | 60 | 11 | 60 | 27 | 60 | 5 | 30 | 11 | 30
FOYE-2 | A | 6 | 60 | 13 | 60 | 16 | 60 | 11 | 60 | 27 | 60 | 5 | 30 | 11 | 30
GLNDO-1 | A | 6 | 80 | 12 | 45 | 17 | 45 | 12 | 45 | 25 | 45 | 8 | 65 | 18 | 45
GNFSW-1 | A | 11 | 100 | 30 | 100 | 30 | 100 | 12 | 100 | 31 | 100 | 12 | 70 | 30 | 70
GNFSW-2 | A | 7 | 64 | 18 | 64 | 18 | 64 | 8 | 64 | 18 | 64 | 6 | 49 | 15 | 49
GORDW-1 | A | 6 | 62 | 16 | 56 | 26 | 45 | 7 | 62 | 18 | 62 | 6 | 56 | 16 | 45
GRAI-1 | A | 43 | 485 | 100 | 485 | 160 | 485 | 60 | 485 | 140 | 485 | 33 | 0 | 60 | 345
GRAI-3 | A | 43 | 485 | 100 | 485 | 160 | 485 | 60 | 485 | 140 | 485 | 33 | 0 | 60 | 345
GRAI-4 | A | 43 | 485 | 100 | 485 | 160 | 485 | 60 | 485 | 140 | 485 | 33 | 0 | 60 | 345
GRAI-6 | A | 26 | 232 | 58 | 232 | 58 | 232 | 32 | 232 | 84 | 232 | 32 | 175 | 65 | 135
GRAI-7 | A | 30 | 232 | 60 | 232 | 60 | 232 | 32 | 232 | 84 | 232 | 32 | 175 | 65 | 135
GRAI-8 | A | 26 | 232 | 58 | 232 | 58 | 232 | 32 | 232 | 84 | 232 | 32 | 175 | 65 | 135
GRIFW-1 | A | 7 | 78 | 19 | 78 | 19 | 78 | 8 | 78 | 19 | 78 | 6 | 59 | 15 | 21
GRIFW-2 | A | 7 | 78 | 19 | 78 | 19 | 78 | 8 | 78 | 19 | 78 | 6 | 59 | 15 | 21
GRMO-1 | A | 8 | 43 | 8 | 43 | 8 | 43 | 8 | 43 | 8 | 43 | 8 | 23 | 8 | 23
GYAR-1 | A | 17 | 176 | 42 | 176 | 66 | 176 | 24 | 176 | 60 | 176 | 17 | 176 | 42 | 176
HADHW-1 | A | 7 | 96 | 14 | 96 | 22 | 96 | 13 | 96 | 34 | 96 | 8 | 65 | 17 | 65
HUMR-1 | A | 60 | 533 | 150 | 533 | 200 | 533 | 80 | 533 | 200 | 533 | 62 | 419 | 155 | 251
INDQ-1 | A | 12 | 102 | 31 | 102 | 43 | 102 | 13 | 102 | 34 | 102 | 12 | 72 | 30 | 72
IRNPS-1 | A | 35 | 125 | 45 | 125 | 48 | 285 | 42 | 285 | 68 | 125 | 28 | 125 | 42 | 185
IRNPS-2 | A | 35 | 125 | 45 | 125 | 48 | 285 | 42 | 285 | 68 | 125 | 28 | 125 | 42 | 185
KEAD-1 | A | 29 | 315 | 67 | 315 | 102 | 315 | 48 | 315 | 110 | 315 | 30 | 275 | 75 | 155
KILBW-1 | A | 3 | 56 | 8 | 56 | 13 | 56 | 5 | 56 | 14 | 56 | 4 | 53 | 9 | 47
KILLPG-1 | A | 8 | 225 | 10 | 225 | 10 | 225 | 10 | 225 | 12 | 225 | 4 | 150 | 15 | 150
KILLPG-2 | A | 18 | 225 | 25 | 225 | 25 | 225 | 37 | 225 | 37 | 225 | 22 | 195 | 30 | 195
KILNS-1 | A | 30 | 290 | 72 | 290 | 84 | 290 | 42 | 290 | 114 | 290 | 18 | 104 | 45 | 104
KINO-1 | A | 27 | 255 | 35 | 255 | 35 | 255 | 22 | 255 | 44 | 255 | 14 | 185 | 35 | 185
KINO-2 | A | 27 | 255 | 35 | 255 | 35 | 255 | 22 | 255 | 44 | 255 | 14 | 185 | 35 | 185
KINO-3 | A | 27 | 255 | 35 | 255 | 35 | 255 | 22 | 255 | 41 | 255 | 14 | 185 | 35 | 185
KINO-4 | A | 27 | 255 | 35 | 255 | 35 | 255 | 22 | 255 | 41 | 255 | 14 | 185 | 35 | 185
KLYN-A-1 | A | 24 | 126 | 50 | 126 | 50 | 126 | 34 | 126 | 70 | 126 | 22 | 81 | 34 | 81
LAGA-1 | A | 55 | 500 | 123 | 500 | 140 | 500 | 52 | 500 | 130 | 500 | 53 | 475 | 130 | 475
LARYO-1 | A | 16 | 155 | 40 | 155 | 45 | 155 | 18 | 155 | 45 | 155 | 14 | 120 | 35 | 120
LARYO-2 | A | 16 | 158 | 40 | 158 | 45 | 158 | 18 | 158 | 45 | 158 | 14 | 120 | 35 | 120
LARYO-3 | A | 16 | 158 | 40 | 158 | 45 | 158 | 18 | 158 | 45 | 158 | 14 | 120 | 35 | 120
LARYO-4 | A | 16 | 158 | 40 | 158 | 45 | 158 | 18 | 158 | 45 | 158 | 14 | 120 | 35 | 120
LBAR-1G | A | 1 | 16 | 4 | 16 | 6 | 16 | 2 | 16 | 4 | 16 | 1 | 9 | 4 | 9
LBAR-1 | A | 39 | 360 | 88 | 360 | 88 | 360 | 55 | 360 | 145 | 360 | 41 | 270 | 90 | 270
LITTD1 | A | 57 | 485 | 110 | 485 | 110 | 485 | 66 | 485 | 80 | 485 | 60 | 335 | 150 | 335
LITTD2 | A | 57 | 485 | 110 | 485 | 110 | 485 | 66 | 485 | 80 | 485 | 60 | 335 | 150 | 335
LITTD3 | A | 57 | 485 | 110 | 485 | 110 | 485 | 66 | 485 | 80 | 485 | 60 | 335 | 150 | 335
LOAN-1 | A | 25 | 326 | 51 | 326 | 55 | 326 | 19 | 326 | 50 | 326 | 12 | 276 | 28 | 276
LOAN-2 | A | 25 | 326 | 51 | 326 | 55 | 326 | 19 | 326 | 50 | 326 | 12 | 276 | 28 | 276
LOAN-3 | A | 25 | 326 | 51 | 326 | 55 | 326 | 19 | 326 | 50 | 326 | 12 | 276 | 28 | 276
MEDP-1 | A | 30 | 380 | 76 | 330 | 76 | 330 | 48 | 380 | 105 | 380 | 31 | 330 | 79 | 290
MILWW-1 | A | 6 | 32 | 8 | 54 | 13 | 54 | 5 | 54 | 14 | 54 | 3 | 43 | 8 | 43
MRWD-1 | A | 50 | 384 | 90 | 384 | 100 | 384 | 52 | 384 | 160 | 384 | 52 | 298 | 110 | 298
NANT-1 | A | 0 | 15 | 0 | 15 | 0 | 15 | 0 | 15 | 1 | 15 | 0 | 15 | 0 | 15
PEHE-1 | A | 47 | 435 | 100 | 435 | 100 | 435 | 67 | 435 | 105 | 435 | 64 | 245 | 100 | 245
PEHE-2 | A | 16 | 490 | 40 | 265 | 42 | 490 | 0 | 0 | 0 | 0 | 0 | 490 | 0 | 490
PEMB-11 | A | 36 | 237 | 60 | 237 | 60 | 237 | 31 | 237 | 84 | 237 | 32 | 192 | 62 | 192
PEMB-21 | A | 36 | 237 | 60 | 237 | 60 | 237 | 31 | 237 | 84 | 237 | 32 | 192 | 62 | 192
PEMB-31 | A | 36 | 237 | 60 | 237 | 60 | 237 | 31 | 237 | 84 | 237 | 32 | 192 | 62 | 192
PEMB-41 | A | 36 | 237 | 60 | 237 | 60 | 237 | 31 | 237 | 84 | 237 | 32 | 192 | 62 | 192
PEMB-51 | A | 36 | 237 | 60 | 237 | 60 | 237 | 31 | 237 | 84 | 237 | 32 | 192 | 62 | 192
PETEM1 | A | 20 | 180 | 46 | 180 | 52 | 180 | 24 | 180 | 58 | 180 | 20 | 150 | 50 | 100
RATS-1 | A | 50 | 270 | 90 | 270 | 90 | 270 | 36 | 270 | 50 | 270 | 42 | 105 | 75 | 155
RATS-2 | A | 40 | 270 | 90 | 270 | 100 | 270 | 36 | 270 | 50 | 270 | 40 | 195 | 75 | 195
RATS-3 | A | 39 | 270 | 84 | 270 | 90 | 270 | 39 | 155 | 54 | 270 | 42 | 105 | 95 | 155
RATS-4 | A | 40 | 270 | 95 | 270 | 100 | 270 | 36 | 270 | 50 | 270 | 40 | 195 | 75 | 195
ROCK-1 | A | 36 | 400 | 50 | 400 | 54 | 400 | 60 | 400 | 160 | 400 | 33 | 220 | 53 | 220
ROOS-1 | A | 12 | 140 | 32 | 140 | 32 | 140 | 13 | 140 | 32 | 140 | 13 | 108 | 32 | 108
RUGPS-6 | A | 36 | 243 | 80 | 243 | 80 | 243 | 40 | 243 | 90 | 243 | 40 | 155 | 95 | 105
RUGPS-7 | A | 36 | 243 | 80 | 243 | 80 | 243 | 40 | 243 | 90 | 243 | 40 | 155 | 95 | 105
RYHPS-1 | A | 30 | 305 | 48 | 305 | 66 | 305 | 42 | 305 | 51 | 305 | 30 | 130 | 42 | 68
SCCL-1 | A | 35 | 180 | 70 | 180 | 70 | 180 | 40 | 180 | 95 | 180 | 40 | 100 | 100 | 50
SCCL-2 | A | 35 | 180 | 70 | 180 | 70 | 180 | 40 | 180 | 95 | 180 | 40 | 100 | 100 | 50
SCCL-3 | A | 35 | 180 | 70 | 180 | 70 | 180 | 40 | 180 | 95 | 180 | 40 | 100 | 100 | 50
SEAB-1 | A | 44 | 254 | 125 | 254 | 150 | 254 | 55 | 254 | 150 | 254 | 75 | 164 | 176 | 38
SEAB-2 | A | 31 | 138 | 76 | 138 | 86 | 138 | 32 | 138 | 82 | 138 | 37 | 73 | 90 | 43
SHBA-1 | A | 41 | 255 | 104 | 255 | 115 | 255 | 44 | 255 | 120 | 255 | 39 | 195 | 115 | 40
SHBA-2 | A | 26 | 183 | 64 | 183 | 70 | 183 | 30 | 183 | 80 | 183 | 28 | 103 | 66 | 69
SHOS-1 | A | 18 | 160 | 24 | 160 | 24 | 160 | 30 | 160 | 75 | 160 | 18 | 135 | 24 | 135
SHOT-1 | A | 8 | 75 | 20 | 75 | 32 | 75 | 12 | 75 | 30 | 75 | 12 | 60 | 26 | 45
SIZB-1 | A | 38 | 283 | 45 | 283 | 45 | 283 | 45 | 283 | 45 | 283 | 40 | 283 | 46 | 283
SIZB-2 | A | 38 | 283 | 45 | 283 | 45 | 283 | 45 | 283 | 45 | 283 | 40 | 283 | 46 | 283
SLOY-1 | A | 0 | 38 | 1 | 38 | 1 | 38 | 1 | 38 | 2 | 38 | 0 | 38 | 1 | 30
SLOY-2 | A | 0 | 38 | 1 | 38 | 1 | 38 | 1 | 38 | 2 | 38 | 0 | 38 | 1 | 30
SLOY-3 | A | 0 | 38 | 1 | 38 | 1 | 38 | 1 | 38 | 2 | 38 | 0 | 38 | 1 | 30
SLOY-4 | A | 0 | 28 | 1 | 28 | 1 | 28 | 1 | 28 | 2 | 28 | 0 | 28 | 1 | 22
SPLN-1 | A | 40 | 380 | 100 | 380 | 110 | 380 | 50 | 380 | 120 | 380 | 30 | 380 | 90 | 300
STAY-1 | A | 34 | 247 | 62 | 247 | 62 | 247 | 35 | 247 | 85 | 247 | 33 | 187 | 60 | 187
STAY-2 | A | 34 | 247 | 62 | 247 | 62 | 247 | 35 | 247 | 85 | 247 | 33 | 187 | 60 | 187
STAY-3 | A | 34 | 247 | 62 | 247 | 62 | 247 | 35 | 247 | 85 | 247 | 33 | 187 | 60 | 187
STAY-4 | A | 34 | 247 | 62 | 247 | 62 | 247 | 35 | 247 | 85 | 247 | 33 | 187 | 60 | 187
SUTB-1 | A | 36 | 380 | 104 | 380 | 148 | 380 | 52 | 380 | 132 | 380 | 47 | 250 | 107 | 250
SVRP-10 | A | 20 | 225 | 50 | 225 | 70 | 225 | 32 | 225 | 80 | 225 | 20 | 172 | 50 | 172
SVRP-20 | A | 20 | 225 | 50 | 225 | 70 | 225 | 32 | 225 | 80 | 225 | 20 | 172 | 50 | 172
TESI-1 | A | 40 | 260 | 100 | 260 | 140 | 260 | 60 | 260 | 140 | 260 | 40 | 200 | 120 | 100
TESI-2 | A | 40 | 260 | 100 | 260 | 140 | 260 | 60 | 260 | 140 | 260 | 40 | 200 | 120 | 100
TILB-7 | A | 20 | 160 | 30 | 160 | 30 | 160 | 20 | 160 | 30 | 160 | 6 | 100 | 10 | 100
TILB-8 | A | 20 | 160 | 30 | 160 | 30 | 160 | 20 | 160 | 30 | 160 | 6 | 100 | 10 | 100
TILB-9 | A | 20 | 160 | 30 | 160 | 30 | 160 | 20 | 160 | 30 | 160 | 6 | 100 | 10 | 100
TILB10 | A | 20 | 160 | 30 | 160 | 30 | 160 | 20 | 160 | 30 | 160 | 6 | 100 | 10 | 100
USKM-13 | A | 6 | 49 | 15 | 49 | 17 | 49 | 8 | 49 | 19 | 49 | 7 | 36 | 8 | 36
USKM-14 | A | 6 | 49 | 15 | 49 | 17 | 49 | 8 | 49 | 19 | 49 | 7 | 36 | 8 | 36
USKM-15 | A | 6 | 49 | 15 | 49 | 17 | 49 | 8 | 49 | 19 | 49 | 7 | 36 | 8 | 36
WBUPS-1 | A | 30 | 113 | 48 | 153 | 48 | 153 | 32 | 113 | 50 | 113 | 40 | 153 | 65 | 113
WBUPS-2 | A | 30 | 133 | 48 | 173 | 48 | 173 | 32 | 133 | 50 | 133 | 40 | 173 | 65 | 133
WBUPS-3 | A | 30 | 133 | 48 | 173 | 48 | 173 | 32 | 133 | 50 | 133 | 40 | 173 | 65 | 133
WBUPS-4 | A | 30 | 113 | 48 | 153 | 48 | 153 | 32 | 113 | 50 | 113 | 40 | 153 | 65 | 113
WBURB-1 | A | 22 | 240 | 48 | 240 | 62 | 240 | 27 | 240 | 69 | 240 | 20 | 200 | 50 | 120
WBURB-2 | A | 25 | 255 | 52 | 255 | 62 | 255 | 26 | 255 | 67 | 255 | 22 | 215 | 52 | 135
WBURB-3 | A | 23 | 255 | 48 | 255 | 62 | 255 | 27 | 255 | 67 | 255 | 20 | 215 | 52 | 135
WHILW-1 | A | 31 | 322 | 84 | 322 | 90 | 322 | 33 | 322 | 90 | 322 | 32 | 255 | 86 | 210
WHILW-2 | A | 19 | 163 | 33 | 163 | 35 | 163 | 20 | 163 | 52 | 163 | 21 | 142 | 43 | 119
WLNYO-2 | A | 19 | 182 | 51 | 182 | 54 | 182 | 20 | 182 | 53 | 182 | 20 | 158 | 51 | 130
WLNYW-1 | A | 19 | 182 | 51 | 182 | 54 | 182 | 20 | 182 | 53 | 182 | 20 | 158 | 51 | 130

## Apr 2015
MW Response Capability by BMU
|  | Primary Response (Max MWhrs) | [5 empty] | Secondary Response (Max Mwhrs) |  |  |  | High Frequency Response (Max MWhrs)
UNIT | Mode | 0.2Hz |  | 0.5Hz |  | 0.8Hz |  | 0.2/0.2Hz |  | 0.5/0.5Hz |  | 0.2Hz |  | 0.5Hz
ABTH7 | A | 40 | 250 | 72 | 250 | 72 | 250 | 48 | 250 | 120 | 250 | 38 | 185 | 55 | 185
ABTH8 | A | 40 | 250 | 72 | 250 | 72 | 250 | 48 | 250 | 120 | 250 | 38 | 185 | 55 | 185
ABTH9 | A | 40 | 250 | 72 | 250 | 72 | 250 | 48 | 250 | 120 | 250 | 38 | 185 | 55 | 185
BAGE-1 | A | 30 | 255 | 70 | 255 | 90 | 255 | 35 | 255 | 90 | 255 | 28 | 220 | 70 | 185
BAGE-2 | A | 3 | 17 | 8 | 17 | 12 | 17 | 4 | 17 | 9 | 17 | 2 | 17 | 5 | 17
BARKB2 | A | 33 | 210 | 82 | 210 | 108 | 210 | 39 | 210 | 97 | 210 | 31 | 120 | 84 | 120
BARK-1 | A | 22 | 140 | 55 | 140 | 72 | 140 | 26 | 140 | 65 | 140 | 21 | 80 | 54 | 80
BLLA-1 | A | 6 | 99 | 13 | 99 | 13 | 99 | 15 | 99 | 39 | 99 | 9 | 83 | 16 | 83
BRDUW-1 | A | 6 | 58 | 17 | 58 | 17 | 58 | 7 | 58 | 17 | 58 | 6 | 36 | 17 | 36
BRGG-1 | A | 16 | 110 | 32 | 110 | 48 | 110 | 16 | 110 | 40 | 110 | 14 | 96 | 34 | 46
BRYP-1 | A | 15 | 82 | 25 | 82 | 31 | 82 | 22 | 82 | 37 | 82 | 10 | 82 | 27 | 47
CDCL-1 | A | 30 | 160 | 40 | 160 | 40 | 160 | 34 | 160 | 40 | 160 | 27 | 120 | 40 | 120
CLAC-1 | A | 3 | 28 | 8 | 28 | 13 | 28 | 3 | 36 | 9 | 36 | 3 | 28 | 8 | 28
CLDCW-1 | A | 14 | 14 | 34 | 113 | 36 | 113 | 13 | 113 | 35 | 113 | 13 | 99 | 34 | 78
CLDNW-1 | A | 13 | 108 | 33 | 108 | 35 | 108 | 13 | 108 | 35 | 108 | 12 | 95 | 33 | 74
CLDSW-1 | A | 16 | 129 | 40 | 129 | 43 | 129 | 16 | 129 | 42 | 129 | 16 | 113 | 41 | 88
CNQPS-1 | A | 22 | 126 | 51 | 126 | 70 | 126 | 28 | 126 | 70 | 126 | 20 | 100 | 45 | 100
CNQPS-2 | A | 22 | 170 | 55 | 170 | 55 | 170 | 28 | 170 | 70 | 170 | 22 | 120 | 55 | 105
CNQPS-3 | A | 22 | 126 | 51 | 126 | 70 | 126 | 28 | 126 | 70 | 126 | 20 | 100 | 45 | 100
CNQPS-4 | A | 22 | 170 | 55 | 170 | 55 | 170 | 28 | 170 | 70 | 170 | 28 | 105 | 55 | 105
COCK-1 | A | 15 | 168 | 42 | 168 | 48 | 168 | 10 | 168 | 25 | 168 | 6 | 138 | 7 | 138
COCK-2 | A | 15 | 168 | 42 | 168 | 48 | 168 | 10 | 168 | 25 | 168 | 6 | 138 | 7 | 138
COCK-3 | A | 15 | 168 | 42 | 168 | 48 | 168 | 10 | 168 | 25 | 168 | 6 | 138 | 7 | 138
COCK-4 | A | 15 | 168 | 42 | 168 | 48 | 168 | 10 | 168 | 25 | 168 | 6 | 138 | 7 | 138
CORB-1 | A | 10 | 130 | 30 | 130 | 50 | 130 | 28 | 130 | 60 | 130 | 15 | 95 | 40 | 60
COSO-1 | A | 20 | 380 | 40 | 380 | 50 | 380 | 60 | 380 | 140 | 380 | 17 | 304 | 40 | 304
COTPS-1 | A | 29 | 277 | 50 | 277 | 62 | 277 | 35 | 60 | 63 | 277 | 30 | 122 | 60 | 122
COTPS-2 | A | 29 | 287 | 50 | 287 | 62 | 287 | 35 | 60 | 63 | 287 | 30 | 122 | 60 | 122
COTPS-3 | A | 29 | 287 | 50 | 287 | 62 | 287 | 35 | 60 | 63 | 287 | 30 | 122 | 60 | 122
COTPS-4 | A | 29 | 277 | 50 | 277 | 62 | 277 | 35 | 60 | 63 | 277 | 30 | 122 | 60 | 122
COWE1 | A | 7 | 30 | 17 | 30 | 17 | 30 | 7 | 30 | 17 | 30 | 7 | 30 | 17 | 30
COWE2 | A | 7 | 30 | 17 | 30 | 17 | 30 | 7 | 30 | 17 | 30 | 7 | 30 | 17 | 30
CRUA-1 | A | 10 | 110 | 25 | 110 | 37 | 110 | 12 | 110 | 30 | 110 | 10 | 84 | 25 | 48
CRUA-2 | A | 10 | 110 | 25 | 110 | 37 | 110 | 12 | 110 | 30 | 110 | 10 | 84 | 25 | 48
CRUA-3 | A | 7 | 30 | 15 | 30 | 21 | 30 | 9 | 30 | 24 | 30 | 5 | 25 | 13 | 15
CRUA-4 | A | 7 | 30 | 15 | 30 | 21 | 30 | 9 | 30 | 24 | 30 | 5 | 25 | 13 | 15
CRYRW-2 | A | 15 | 138 | 38 | 138 | 40 | 138 | 15 | 138 | 40 | 138 | 13 | 109 | 40 | 63
DAMC-1 | A | 64 | 380 | 136 | 380 | 156 | 380 | 80 | 380 | 180 | 380 | 60 | 293 | 190 | 128
DEEP-1 | A | 20 | 180 | 60 | 180 | 86 | 180 | 22 | 180 | 80 | 180 | 24 | 96 | 52 | 96
DERW-1 | A | 13 | 90 | 35 | 90 | 45 | 90 | 16 | 90 | 40 | 90 | 16 | 90 | 32 | 72
DIDCB5 | A | 40 | 330 | 104 | 330 | 125 | 330 | 55 | 330 | 140 | 330 | 40 | 185 | 105 | 185
DIDCB6 | A | 50 | 250 | 105 | 250 | 105 | 250 | 50 | 250 | 130 | 250 | 50 | 153 | 110 | 103
DIDC1 | A | 42 | 225 | 85 | 225 | 85 | 225 | 24 | 225 | 62 | 120 | 24 | 73 | 60 | 147
DIDC2 | A | 42 | 225 | 85 | 225 | 85 | 225 | 24 | 225 | 62 | 120 | 24 | 73 | 60 | 147
DIDC3 | A | 42 | 225 | 85 | 225 | 85 | 225 | 24 | 225 | 62 | 120 | 24 | 73 | 60 | 147
DIDC4 | A | 42 | 225 | 85 | 225 | 85 | 225 | 24 | 225 | 62 | 120 | 24 | 73 | 60 | 147
DINO-1 | A | 14 | 138 | 39 | 138 | 58 | 138 | 28 | 138 | 72 | 138 | 14 | 118 | 36 | 88
DINO-2 | A | 14 | 138 | 39 | 138 | 58 | 138 | 28 | 138 | 72 | 138 | 14 | 118 | 36 | 88
DINO-3 | A | 14 | 138 | 39 | 138 | 58 | 138 | 28 | 138 | 72 | 138 | 14 | 118 | 36 | 88
DINO-4 | A | 14 | 138 | 39 | 138 | 58 | 138 | 28 | 138 | 72 | 138 | 14 | 118 | 36 | 88
DINO-5 | A | 14 | 138 | 39 | 138 | 58 | 138 | 28 | 138 | 72 | 138 | 14 | 118 | 36 | 88
DINO-6 | A | 14 | 138 | 39 | 138 | 58 | 138 | 28 | 138 | 72 | 138 | 14 | 118 | 36 | 88
DRAXX-1 | A | 68 | 345 | 100 | 345 | 100 | 345 | 64 | 95 | 110 | 345 | 60 | 225 | 70 | 225
DRAXX-2 | A | 68 | 345 | 100 | 345 | 100 | 345 | 64 | 95 | 110 | 345 | 60 | 225 | 70 | 225
DRAXX-3 | A | 68 | 345 | 100 | 345 | 100 | 345 | 64 | 95 | 110 | 345 | 60 | 225 | 70 | 225
DRAXX-4 | A | 68 | 345 | 100 | 345 | 100 | 345 | 64 | 95 | 110 | 345 | 60 | 225 | 70 | 225
DRAXX-5 | A | 68 | 345 | 100 | 345 | 100 | 345 | 64 | 95 | 110 | 345 | 60 | 225 | 70 | 225
DRAXX-6 | A | 68 | 345 | 100 | 345 | 100 | 345 | 64 | 95 | 110 | 345 | 60 | 225 | 70 | 225
EECL-1 | A | 20 | 178 | 25 | 178 | 25 | 178 | 32 | 178 | 81 | 178 | 20 | 143 | 25 | 143
EGGPS-1 | A | 45 | 205 | 83 | 205 | 83 | 205 | 49 | 205 | 110 | 205 | 33 | 95 | 60 | 95
EGGPS-2 | A | 45 | 205 | 83 | 205 | 83 | 205 | 49 | 205 | 110 | 205 | 33 | 95 | 60 | 95
EGGPS-3 | A | 45 | 205 | 83 | 205 | 83 | 205 | 49 | 205 | 110 | 205 | 33 | 95 | 60 | 95
EGGPS-4 | A | 45 | 205 | 83 | 205 | 83 | 205 | 49 | 205 | 110 | 205 | 33 | 95 | 60 | 95
ERRO-1 | A | 1 | 21 | 1 | 21 | 1 | 21 | 2 | 21 | 5 | 21 | 1 | 17 | 1 | 17
ERRO-2 | A | 1 | 21 | 1 | 21 | 1 | 21 | 2 | 21 | 5 | 21 | 1 | 17 | 1 | 17
ERRO-3 | A | 1 | 21 | 1 | 21 | 1 | 21 | 2 | 21 | 5 | 21 | 1 | 17 | 1 | 17
FAARW-1 | A | 2 | 37 | 4 | 37 | 4 | 37 | 4 | 37 | 12 | 37 | 2 | 33 | 4 | 33
FAARW-2 | A | 2 | 37 | 4 | 37 | 4 | 37 | 4 | 37 | 12 | 37 | 2 | 33 | 4 | 33
FALGW-1 | A | 11 | 108 | 28 | 108 | 41 | 108 | 13 | 108 | 35 | 108 | 10 | 86 | 22 | 64
FASN1 | A | 0 | 15 | 1 | 15 | 1 | 15 | 1 | 15 | 2 | 15 | 0 | 15 | 1 | 12
FASN-2 | A | 0 | 15 | 1 | 15 | 1 | 15 | 1 | 15 | 2 | 15 | 0 | 15 | 1 | 12
FASN-3 | A | 0 | 15 | 1 | 15 | 1 | 15 | 1 | 15 | 2 | 15 | 0 | 15 | 1 | 12
FAWL1 | A | 36 | 244 | 77 | 244 | 77 | 244 | 10 | 244 | 10 | 244 | 40 | 98 | 91 | 145
FAWL3 | A | 36 | 244 | 77 | 244 | 77 | 244 | 10 | 244 | 10 | 244 | 40 | 98 | 91 | 145
FAWN-1 | A | 10 | 52 | 25 | 52 | 40 | 52 | 13 | 52 | 32 | 52 | 11 | 37 | 27 | 27
FELL-1 | A | 9 | 63 | 21 | 63 | 22 | 63 | 10 | 63 | 24 | 63 | 9 | 63 | 22 | 63
FERR-1 | A | 25 | 150 | 45 | 250 | 56 | 250 | 40 | 250 | 60 | 250 | 34 | 80 | 59 | 150
FERR-2 | A | 25 | 150 | 45 | 250 | 56 | 250 | 40 | 250 | 60 | 250 | 34 | 80 | 59 | 150
FERR-3 | A | 25 | 150 | 45 | 250 | 56 | 250 | 40 | 250 | 60 | 250 | 34 | 80 | 59 | 150
FERR-4 | A | 25 | 150 | 45 | 250 | 56 | 250 | 40 | 250 | 60 | 250 | 34 | 80 | 59 | 150
FFES-1 | A | 10 | 35 | 27 | 35 | 30 | 35 | 9 | 35 | 22 | 35 | 4 | 27 | 6 | 27
FFES-2 | A | 10 | 35 | 27 | 35 | 30 | 35 | 9 | 35 | 22 | 35 | 4 | 27 | 6 | 27
FFES-3 | A | 10 | 35 | 27 | 35 | 30 | 35 | 9 | 35 | 22 | 35 | 4 | 27 | 6 | 27
FFES-4 | A | 10 | 35 | 27 | 35 | 30 | 35 | 9 | 35 | 22 | 35 | 4 | 27 | 6 | 27
FIDL-1 | A | 13 | 205 | 20 | 205 | 23 | 205 | 35 | 100 | 40 | 147 | 30 | 147 | 50 | 147
FIDL-2 | A | 13 | 205 | 20 | 205 | 23 | 205 | 35 | 100 | 40 | 147 | 30 | 147 | 50 | 147
FIDL-3 | A | 13 | 205 | 20 | 205 | 23 | 205 | 35 | 100 | 40 | 147 | 30 | 147 | 50 | 147
FIDL-4 | A | 13 | 205 | 20 | 205 | 23 | 205 | 35 | 100 | 40 | 147 | 30 | 147 | 50 | 147
FIFE-1 | A | 6 | 63 | 12 | 63 | 12 | 63 | 11 | 63 | 24 | 63 | 6 | 53 | 8 | 53
FINL-1 | A | 0 | 14 | 1 | 14 | 1 | 14 | 1 | 14 | 2 | 14 | 0 | 14 | 1 | 11
FOYE-1 | A | 6 | 60 | 13 | 60 | 16 | 60 | 11 | 60 | 27 | 60 | 5 | 30 | 11 | 30
FOYE-2 | A | 6 | 60 | 13 | 60 | 16 | 60 | 11 | 60 | 27 | 60 | 5 | 30 | 11 | 30
GLNDO-1 | A | 6 | 80 | 12 | 45 | 17 | 45 | 12 | 45 | 25 | 45 | 8 | 65 | 18 | 45
GNFSW-1 | A | 11 | 100 | 30 | 100 | 30 | 100 | 12 | 100 | 31 | 100 | 12 | 70 | 30 | 70
GNFSW-2 | A | 7 | 64 | 18 | 64 | 18 | 64 | 8 | 64 | 18 | 64 | 6 | 49 | 15 | 49
GORDW-1 | A | 6 | 62 | 16 | 56 | 26 | 45 | 7 | 62 | 18 | 62 | 6 | 56 | 16 | 45
GRAI-1 | A | 43 | 485 | 100 | 485 | 160 | 485 | 60 | 485 | 140 | 485 | 33 | 0 | 60 | 345
GRAI-3 | A | 43 | 485 | 100 | 485 | 160 | 485 | 60 | 485 | 140 | 485 | 33 | 0 | 60 | 345
GRAI-4 | A | 43 | 485 | 100 | 485 | 160 | 485 | 60 | 485 | 140 | 485 | 33 | 0 | 60 | 345
GRAI-6 | A | 26 | 232 | 58 | 232 | 58 | 232 | 32 | 232 | 84 | 232 | 32 | 175 | 65 | 135
GRAI-7 | A | 30 | 232 | 60 | 232 | 60 | 232 | 32 | 232 | 84 | 232 | 32 | 175 | 65 | 135
GRAI-8 | A | 26 | 232 | 58 | 232 | 58 | 232 | 32 | 232 | 84 | 232 | 32 | 175 | 65 | 135
GRIFW-1 | A | 7 | 78 | 19 | 78 | 19 | 78 | 8 | 78 | 19 | 78 | 6 | 59 | 15 | 21
GRIFW-2 | A | 7 | 78 | 19 | 78 | 19 | 78 | 8 | 78 | 19 | 78 | 6 | 59 | 15 | 21
GRMO-1 | A | 8 | 43 | 8 | 43 | 8 | 43 | 8 | 43 | 8 | 43 | 8 | 23 | 8 | 23
GYAR-1 | A | 17 | 176 | 42 | 176 | 66 | 176 | 24 | 176 | 60 | 176 | 17 | 176 | 42 | 176
HADHW-1 | A | 7 | 96 | 14 | 96 | 22 | 96 | 13 | 96 | 34 | 96 | 8 | 65 | 17 | 65
HUMR-1 | A | 60 | 533 | 150 | 533 | 200 | 533 | 80 | 533 | 200 | 533 | 62 | 419 | 155 | 251
INDQ-1 | A | 12 | 102 | 31 | 102 | 43 | 102 | 13 | 102 | 34 | 102 | 12 | 72 | 30 | 72
IRNPS-1 | A | 35 | 125 | 45 | 125 | 48 | 285 | 42 | 285 | 68 | 125 | 28 | 125 | 42 | 185
IRNPS-2 | A | 35 | 125 | 45 | 125 | 48 | 285 | 42 | 285 | 68 | 125 | 28 | 125 | 42 | 185
KEAD-1 | A | 29 | 315 | 67 | 315 | 102 | 315 | 48 | 315 | 110 | 315 | 30 | 275 | 75 | 155
KILBW-1 | A | 3 | 56 | 8 | 56 | 13 | 56 | 5 | 56 | 14 | 56 | 4 | 53 | 9 | 47
KILLPG-1 | A | 8 | 225 | 10 | 225 | 10 | 225 | 10 | 225 | 12 | 225 | 4 | 150 | 15 | 150
KILLPG-2 | A | 18 | 225 | 25 | 225 | 25 | 225 | 37 | 225 | 37 | 225 | 22 | 195 | 30 | 195
KILNS-1 | A | 30 | 290 | 72 | 290 | 84 | 290 | 42 | 290 | 114 | 290 | 18 | 104 | 45 | 104
KINO-1 | A | 27 | 255 | 35 | 255 | 35 | 255 | 22 | 255 | 44 | 255 | 14 | 185 | 35 | 185
KINO-2 | A | 27 | 255 | 35 | 255 | 35 | 255 | 22 | 255 | 44 | 255 | 14 | 185 | 35 | 185
KINO-3 | A | 27 | 255 | 35 | 255 | 35 | 255 | 22 | 255 | 41 | 255 | 14 | 185 | 35 | 185
KINO-4 | A | 27 | 255 | 35 | 255 | 35 | 255 | 22 | 255 | 41 | 255 | 14 | 185 | 35 | 185
KLYN-A-1 | A | 24 | 126 | 50 | 126 | 50 | 126 | 34 | 126 | 70 | 126 | 22 | 81 | 34 | 81
LAGA-1 | A | 55 | 500 | 123 | 500 | 140 | 500 | 52 | 500 | 130 | 500 | 53 | 475 | 130 | 475
LARYO-1 | A | 16 | 155 | 40 | 155 | 45 | 155 | 18 | 155 | 45 | 155 | 14 | 120 | 35 | 120
LARYO-2 | A | 16 | 158 | 40 | 158 | 45 | 158 | 18 | 158 | 45 | 158 | 14 | 120 | 35 | 120
LARYO-3 | A | 16 | 158 | 40 | 158 | 45 | 158 | 18 | 158 | 45 | 158 | 14 | 120 | 35 | 120
LARYO-4 | A | 16 | 158 | 40 | 158 | 45 | 158 | 18 | 158 | 45 | 158 | 14 | 120 | 35 | 120
LBAR-1G | A | 1 | 16 | 4 | 16 | 6 | 16 | 2 | 16 | 4 | 16 | 1 | 9 | 4 | 9
LBAR-1 | A | 39 | 360 | 88 | 360 | 88 | 360 | 55 | 360 | 145 | 360 | 41 | 270 | 90 | 270
LITTD1 | A | 57 | 485 | 110 | 485 | 110 | 485 | 66 | 485 | 80 | 485 | 60 | 335 | 150 | 335
LITTD2 | A | 57 | 485 | 110 | 485 | 110 | 485 | 66 | 485 | 80 | 485 | 60 | 335 | 150 | 335
LITTD3 | A | 57 | 485 | 110 | 485 | 110 | 485 | 66 | 485 | 80 | 485 | 60 | 335 | 150 | 335
LOAN-1 | A | 25 | 326 | 51 | 326 | 55 | 326 | 19 | 326 | 50 | 326 | 12 | 276 | 28 | 276
LOAN-2 | A | 25 | 326 | 51 | 326 | 55 | 326 | 19 | 326 | 50 | 326 | 12 | 276 | 28 | 276
LOAN-3 | A | 25 | 326 | 51 | 326 | 55 | 326 | 19 | 326 | 50 | 326 | 12 | 276 | 28 | 276
MEDP-1 | A | 30 | 380 | 76 | 330 | 76 | 330 | 48 | 380 | 105 | 380 | 31 | 330 | 79 | 290
MILWW-1 | A | 6 | 32 | 8 | 54 | 13 | 54 | 5 | 54 | 14 | 54 | 3 | 43 | 8 | 43
MRWD-1 | A | 50 | 384 | 90 | 384 | 100 | 384 | 52 | 384 | 160 | 384 | 52 | 298 | 110 | 298
NANT-1 | A | 0 | 15 | 0 | 15 | 0 | 15 | 0 | 15 | 1 | 15 | 0 | 15 | 0 | 15
PEHE-1 | A | 47 | 435 | 100 | 435 | 100 | 435 | 67 | 435 | 105 | 435 | 64 | 245 | 100 | 245
PEHE-2 | A | 16 | 490 | 40 | 265 | 42 | 490 | 0 | 0 | 0 | 0 | 0 | 490 | 0 | 490
PEMB-11 | A | 36 | 237 | 60 | 237 | 60 | 237 | 31 | 237 | 84 | 237 | 32 | 192 | 62 | 192
PEMB-21 | A | 36 | 237 | 60 | 237 | 60 | 237 | 31 | 237 | 84 | 237 | 32 | 192 | 62 | 192
PEMB-31 | A | 36 | 237 | 60 | 237 | 60 | 237 | 31 | 237 | 84 | 237 | 32 | 192 | 62 | 192
PEMB-41 | A | 36 | 237 | 60 | 237 | 60 | 237 | 31 | 237 | 84 | 237 | 32 | 192 | 62 | 192
PEMB-51 | A | 36 | 237 | 60 | 237 | 60 | 237 | 31 | 237 | 84 | 237 | 32 | 192 | 62 | 192
PETEM1 | A | 20 | 180 | 46 | 180 | 52 | 180 | 24 | 180 | 58 | 180 | 20 | 150 | 50 | 100
RATS-1 | A | 50 | 270 | 90 | 270 | 90 | 270 | 36 | 270 | 50 | 270 | 42 | 105 | 75 | 155
RATS-2 | A | 40 | 270 | 90 | 270 | 100 | 270 | 36 | 270 | 50 | 270 | 40 | 195 | 75 | 195
RATS-3 | A | 39 | 270 | 84 | 270 | 90 | 270 | 39 | 155 | 54 | 270 | 42 | 105 | 95 | 155
RATS-4 | A | 40 | 270 | 95 | 270 | 100 | 270 | 36 | 270 | 50 | 270 | 40 | 195 | 75 | 195
ROCK-1 | A | 36 | 400 | 50 | 400 | 54 | 400 | 60 | 400 | 160 | 400 | 33 | 220 | 53 | 220
ROOS-1 | A | 12 | 140 | 32 | 140 | 32 | 140 | 13 | 140 | 32 | 140 | 13 | 108 | 32 | 108
RUGPS-6 | A | 36 | 243 | 80 | 243 | 80 | 243 | 40 | 243 | 90 | 243 | 40 | 155 | 95 | 105
RUGPS-7 | A | 36 | 243 | 80 | 243 | 80 | 243 | 40 | 243 | 90 | 243 | 40 | 155 | 95 | 105
RYHPS-1 | A | 30 | 305 | 48 | 305 | 66 | 305 | 42 | 305 | 51 | 305 | 30 | 130 | 42 | 68
SCCL-1 | A | 35 | 180 | 70 | 180 | 70 | 180 | 40 | 180 | 95 | 180 | 40 | 100 | 100 | 50
SCCL-2 | A | 35 | 180 | 70 | 180 | 70 | 180 | 40 | 180 | 95 | 180 | 40 | 100 | 100 | 50
SCCL-3 | A | 35 | 180 | 70 | 180 | 70 | 180 | 40 | 180 | 95 | 180 | 40 | 100 | 100 | 50
SEAB-1 | A | 44 | 254 | 125 | 254 | 150 | 254 | 55 | 254 | 150 | 254 | 75 | 164 | 176 | 38
SEAB-2 | A | 31 | 138 | 76 | 138 | 86 | 138 | 32 | 138 | 82 | 138 | 37 | 73 | 90 | 43
SHBA-1 | A | 41 | 255 | 104 | 255 | 115 | 255 | 44 | 255 | 120 | 255 | 39 | 195 | 115 | 40
SHBA-2 | A | 26 | 183 | 64 | 183 | 70 | 183 | 30 | 183 | 80 | 183 | 28 | 103 | 66 | 69
SHOS-1 | A | 18 | 160 | 24 | 160 | 24 | 160 | 30 | 160 | 75 | 160 | 18 | 135 | 24 | 135
SHOT-1 | A | 8 | 75 | 20 | 75 | 32 | 75 | 12 | 75 | 30 | 75 | 12 | 60 | 26 | 45
SIZB-1 | A | 38 | 283 | 45 | 283 | 45 | 283 | 45 | 283 | 45 | 283 | 40 | 283 | 46 | 283
SIZB-2 | A | 38 | 283 | 45 | 283 | 45 | 283 | 45 | 283 | 45 | 283 | 40 | 283 | 46 | 283
SLOY-1 | A | 0 | 38 | 1 | 38 | 1 | 38 | 1 | 38 | 2 | 38 | 0 | 38 | 1 | 30
SLOY-2 | A | 0 | 38 | 1 | 38 | 1 | 38 | 1 | 38 | 2 | 38 | 0 | 38 | 1 | 30
SLOY-3 | A | 0 | 38 | 1 | 38 | 1 | 38 | 1 | 38 | 2 | 38 | 0 | 38 | 1 | 30
SLOY-4 | A | 0 | 28 | 1 | 28 | 1 | 28 | 1 | 28 | 2 | 28 | 0 | 28 | 1 | 22
SPLN-1 | A | 40 | 380 | 100 | 380 | 110 | 380 | 50 | 380 | 120 | 380 | 30 | 380 | 90 | 300
STAY-1 | A | 34 | 247 | 62 | 247 | 62 | 247 | 35 | 247 | 85 | 247 | 33 | 187 | 60 | 187
STAY-2 | A | 34 | 247 | 62 | 247 | 62 | 247 | 35 | 247 | 85 | 247 | 33 | 187 | 60 | 187
STAY-3 | A | 34 | 247 | 62 | 247 | 62 | 247 | 35 | 247 | 85 | 247 | 33 | 187 | 60 | 187
STAY-4 | A | 34 | 247 | 62 | 247 | 62 | 247 | 35 | 247 | 85 | 247 | 33 | 187 | 60 | 187
SUTB-1 | A | 36 | 380 | 104 | 380 | 148 | 380 | 52 | 380 | 132 | 380 | 47 | 250 | 107 | 250
SVRP-10 | A | 20 | 225 | 50 | 225 | 70 | 225 | 32 | 225 | 80 | 225 | 20 | 172 | 50 | 172
SVRP-20 | A | 20 | 225 | 50 | 225 | 70 | 225 | 32 | 225 | 80 | 225 | 20 | 172 | 50 | 172
TESI-1 | A | 40 | 260 | 100 | 260 | 140 | 260 | 60 | 260 | 140 | 260 | 40 | 200 | 120 | 100
TESI-2 | A | 40 | 260 | 100 | 260 | 140 | 260 | 60 | 260 | 140 | 260 | 40 | 200 | 120 | 100
TILB-7 | A | 20 | 160 | 30 | 160 | 30 | 160 | 20 | 160 | 30 | 160 | 6 | 100 | 10 | 100
TILB-8 | A | 20 | 160 | 30 | 160 | 30 | 160 | 20 | 160 | 30 | 160 | 6 | 100 | 10 | 100
TILB-9 | A | 20 | 160 | 30 | 160 | 30 | 160 | 20 | 160 | 30 | 160 | 6 | 100 | 10 | 100
TILB10 | A | 20 | 160 | 30 | 160 | 30 | 160 | 20 | 160 | 30 | 160 | 6 | 100 | 10 | 100
USKM-13 | A | 6 | 49 | 15 | 49 | 17 | 49 | 8 | 49 | 19 | 49 | 7 | 36 | 8 | 36
USKM-14 | A | 6 | 49 | 15 | 49 | 17 | 49 | 8 | 49 | 19 | 49 | 7 | 36 | 8 | 36
USKM-15 | A | 6 | 49 | 15 | 49 | 17 | 49 | 8 | 49 | 19 | 49 | 7 | 36 | 8 | 36
WBUPS-1 | A | 30 | 113 | 48 | 153 | 48 | 153 | 32 | 113 | 50 | 113 | 40 | 153 | 65 | 113
WBUPS-2 | A | 30 | 133 | 48 | 173 | 48 | 173 | 32 | 133 | 50 | 133 | 40 | 173 | 65 | 133
WBUPS-3 | A | 30 | 133 | 48 | 173 | 48 | 173 | 32 | 133 | 50 | 133 | 40 | 173 | 65 | 133
WBUPS-4 | A | 30 | 113 | 48 | 153 | 48 | 153 | 32 | 113 | 50 | 113 | 40 | 153 | 65 | 113
WBURB-1 | A | 22 | 240 | 48 | 240 | 62 | 240 | 27 | 240 | 69 | 240 | 20 | 200 | 50 | 120
WBURB-2 | A | 25 | 255 | 52 | 255 | 62 | 255 | 26 | 255 | 67 | 255 | 22 | 215 | 52 | 135
WBURB-3 | A | 23 | 255 | 48 | 255 | 62 | 255 | 27 | 255 | 67 | 255 | 20 | 215 | 52 | 135
WHILW-1 | A | 31 | 322 | 84 | 322 | 90 | 322 | 33 | 322 | 90 | 322 | 32 | 255 | 86 | 210
WHILW-2 | A | 19 | 163 | 33 | 163 | 35 | 163 | 20 | 163 | 52 | 163 | 21 | 142 | 43 | 119
WLNYO-2 | A | 19 | 182 | 51 | 182 | 54 | 182 | 20 | 182 | 53 | 182 | 20 | 158 | 51 | 130
WLNYW-1 | A | 19 | 182 | 51 | 182 | 54 | 182 | 20 | 182 | 53 | 182 | 20 | 158 | 51 | 130

## Mar 2015
MW Response Capability by BMU
|  | Primary Response (Max MWhrs) | [5 empty] | Secondary Response (Max Mwhrs) |  |  |  | High Frequency Response (Max MWhrs)
UNIT | Mode | 0.2Hz |  | 0.5Hz |  | 0.8Hz |  | 0.2/0.2Hz |  | 0.5/0.5Hz |  | 0.2Hz |  | 0.5Hz
ABTH7 | A | 40 | 250 | 72 | 250 | 72 | 250 | 48 | 250 | 120 | 250 | 38 | 185 | 55 | 185
ABTH8 | A | 40 | 250 | 72 | 250 | 72 | 250 | 48 | 250 | 120 | 250 | 38 | 185 | 55 | 185
ABTH9 | A | 40 | 250 | 72 | 250 | 72 | 250 | 48 | 250 | 120 | 250 | 38 | 185 | 55 | 185
BAGE-1 | A | 30 | 255 | 70 | 255 | 90 | 255 | 35 | 255 | 90 | 255 | 28 | 220 | 70 | 185
BAGE-2 | A | 3 | 17 | 8 | 17 | 12 | 17 | 4 | 17 | 9 | 17 | 2 | 17 | 5 | 17
BARKB2 | A | 33 | 210 | 82 | 210 | 108 | 210 | 39 | 210 | 97 | 210 | 31 | 120 | 84 | 120
BARK-1 | A | 22 | 140 | 55 | 140 | 72 | 140 | 26 | 140 | 65 | 140 | 21 | 80 | 54 | 80
BLLA-1 | A | 6 | 99 | 13 | 99 | 13 | 99 | 15 | 99 | 39 | 99 | 9 | 83 | 16 | 83
BRDUW-1 | A | 6 | 58 | 17 | 58 | 17 | 58 | 7 | 58 | 17 | 58 | 6 | 36 | 17 | 36
BRGG-1 | A | 16 | 110 | 32 | 110 | 48 | 110 | 16 | 110 | 40 | 110 | 14 | 96 | 34 | 46
BRYP-1 | A | 15 | 82 | 25 | 82 | 31 | 82 | 22 | 82 | 37 | 82 | 10 | 82 | 27 | 47
CDCL-1 | A | 30 | 160 | 40 | 160 | 40 | 160 | 34 | 160 | 40 | 160 | 27 | 120 | 40 | 120
CLAC-1 | A | 3 | 28 | 8 | 28 | 13 | 28 | 3 | 36 | 9 | 36 | 3 | 28 | 8 | 28
CLDCW-1 | A | 14 | 14 | 34 | 113 | 36 | 113 | 13 | 113 | 35 | 113 | 13 | 99 | 34 | 78
CLDNW-1 | A | 13 | 108 | 33 | 108 | 35 | 108 | 13 | 108 | 35 | 108 | 12 | 95 | 33 | 74
CLDSW-1 | A | 16 | 129 | 40 | 129 | 43 | 129 | 16 | 129 | 42 | 129 | 16 | 113 | 41 | 88
CNQPS-1 | A | 22 | 126 | 51 | 126 | 70 | 126 | 28 | 126 | 70 | 126 | 20 | 100 | 45 | 100
CNQPS-2 | A | 22 | 126 | 51 | 126 | 70 | 126 | 28 | 126 | 70 | 126 | 20 | 100 | 45 | 100
CNQPS-3 | A | 22 | 126 | 51 | 126 | 70 | 126 | 28 | 126 | 70 | 126 | 20 | 100 | 45 | 100
CNQPS-4 | A | 22 | 170 | 55 | 170 | 55 | 170 | 28 | 170 | 70 | 170 | 28 | 105 | 55 | 105
COCK-1 | A | 15 | 168 | 42 | 168 | 48 | 168 | 10 | 168 | 25 | 168 | 6 | 138 | 7 | 138
COCK-2 | A | 15 | 168 | 42 | 168 | 48 | 168 | 10 | 168 | 25 | 168 | 6 | 138 | 7 | 138
COCK-3 | A | 15 | 168 | 42 | 168 | 48 | 168 | 10 | 168 | 25 | 168 | 6 | 138 | 7 | 138
COCK-4 | A | 15 | 168 | 42 | 168 | 48 | 168 | 10 | 168 | 25 | 168 | 6 | 138 | 7 | 138
CORB-1 | A | 10 | 130 | 30 | 130 | 50 | 130 | 28 | 130 | 60 | 130 | 15 | 95 | 40 | 60
COSO-1 | A | 20 | 380 | 40 | 380 | 50 | 380 | 60 | 380 | 140 | 380 | 17 | 304 | 40 | 304
COTPS-1 | A | 29 | 277 | 50 | 277 | 62 | 277 | 35 | 60 | 63 | 277 | 30 | 122 | 60 | 122
COTPS-2 | A | 29 | 287 | 50 | 287 | 62 | 287 | 35 | 60 | 63 | 287 | 30 | 122 | 60 | 122
COTPS-3 | A | 29 | 287 | 50 | 287 | 62 | 287 | 35 | 60 | 63 | 287 | 30 | 122 | 60 | 122
COTPS-4 | A | 29 | 277 | 50 | 277 | 62 | 277 | 35 | 60 | 63 | 277 | 30 | 122 | 60 | 122
COWE1 | A | 7 | 30 | 17 | 30 | 17 | 30 | 7 | 30 | 17 | 30 | 7 | 30 | 17 | 30
COWE2 | A | 7 | 30 | 17 | 30 | 17 | 30 | 7 | 30 | 17 | 30 | 7 | 30 | 17 | 30
CRUA-1 | A | 10 | 110 | 25 | 110 | 37 | 110 | 12 | 110 | 30 | 110 | 10 | 84 | 25 | 48
CRUA-2 | A | 10 | 110 | 25 | 110 | 37 | 110 | 12 | 110 | 30 | 110 | 10 | 84 | 25 | 48
CRUA-3 | A | 7 | 30 | 15 | 30 | 21 | 30 | 9 | 30 | 24 | 30 | 5 | 25 | 13 | 15
CRUA-4 | A | 7 | 30 | 15 | 30 | 21 | 30 | 9 | 30 | 24 | 30 | 5 | 25 | 13 | 15
CRYRW-2 | A | 15 | 138 | 38 | 138 | 40 | 138 | 15 | 138 | 40 | 138 | 13 | 109 | 40 | 63
DAMC-1 | A | 64 | 380 | 136 | 380 | 156 | 380 | 80 | 380 | 180 | 380 | 60 | 293 | 190 | 128
DEEP-1 | A | 20 | 180 | 60 | 180 | 86 | 180 | 22 | 180 | 80 | 180 | 24 | 96 | 52 | 96
DERW-1 | A | 13 | 90 | 35 | 90 | 45 | 90 | 16 | 90 | 40 | 90 | 16 | 90 | 32 | 72
DIDCB5 | A | 40 | 330 | 104 | 330 | 125 | 330 | 55 | 330 | 140 | 330 | 40 | 185 | 105 | 185
DIDCB6 | A | 50 | 250 | 105 | 250 | 105 | 250 | 50 | 250 | 130 | 250 | 50 | 153 | 110 | 103
DIDC1 | A | 42 | 225 | 85 | 225 | 85 | 225 | 24 | 225 | 62 | 120 | 24 | 73 | 60 | 147
DIDC2 | A | 42 | 225 | 85 | 225 | 85 | 225 | 24 | 225 | 62 | 120 | 24 | 73 | 60 | 147
DIDC3 | A | 42 | 225 | 85 | 225 | 85 | 225 | 24 | 225 | 62 | 120 | 24 | 73 | 60 | 147
DIDC4 | A | 42 | 225 | 85 | 225 | 85 | 225 | 24 | 225 | 62 | 120 | 24 | 73 | 60 | 147
DINO-1 | A | 14 | 138 | 39 | 138 | 58 | 138 | 28 | 138 | 72 | 138 | 14 | 118 | 36 | 88
DINO-2 | A | 14 | 138 | 39 | 138 | 58 | 138 | 28 | 138 | 72 | 138 | 14 | 118 | 36 | 88
DINO-3 | A | 14 | 138 | 39 | 138 | 58 | 138 | 28 | 138 | 72 | 138 | 14 | 118 | 36 | 88
DINO-4 | A | 14 | 138 | 39 | 138 | 58 | 138 | 28 | 138 | 72 | 138 | 14 | 118 | 36 | 88
DINO-5 | A | 14 | 138 | 39 | 138 | 58 | 138 | 28 | 138 | 72 | 138 | 14 | 118 | 36 | 88
DINO-6 | A | 14 | 138 | 39 | 138 | 58 | 138 | 28 | 138 | 72 | 138 | 14 | 118 | 36 | 88
DRAXX-1 | A | 68 | 345 | 100 | 345 | 100 | 345 | 64 | 95 | 110 | 345 | 60 | 225 | 70 | 225
DRAXX-2 | A | 68 | 345 | 100 | 345 | 100 | 345 | 64 | 95 | 110 | 345 | 60 | 225 | 70 | 225
DRAXX-3 | A | 68 | 345 | 100 | 345 | 100 | 345 | 64 | 95 | 110 | 345 | 60 | 225 | 70 | 225
DRAXX-4 | A | 68 | 345 | 100 | 345 | 100 | 345 | 64 | 95 | 110 | 345 | 60 | 225 | 70 | 225
DRAXX-5 | A | 68 | 345 | 100 | 345 | 100 | 345 | 64 | 95 | 110 | 345 | 60 | 225 | 70 | 225
DRAXX-6 | A | 68 | 345 | 100 | 345 | 100 | 345 | 64 | 95 | 110 | 345 | 60 | 225 | 70 | 225
EECL-1 | A | 20 | 178 | 25 | 178 | 25 | 178 | 32 | 178 | 81 | 178 | 20 | 143 | 25 | 143
EGGPS-1 | A | 45 | 205 | 83 | 205 | 83 | 205 | 49 | 205 | 110 | 205 | 33 | 95 | 60 | 95
EGGPS-2 | A | 45 | 205 | 83 | 205 | 83 | 205 | 49 | 205 | 110 | 205 | 33 | 95 | 60 | 95
EGGPS-3 | A | 45 | 205 | 83 | 205 | 83 | 205 | 49 | 205 | 110 | 205 | 33 | 95 | 60 | 95
EGGPS-4 | A | 45 | 205 | 83 | 205 | 83 | 205 | 49 | 205 | 110 | 205 | 33 | 95 | 60 | 95
ERRO-1 | A | 1 | 21 | 1 | 21 | 1 | 21 | 2 | 21 | 5 | 21 | 1 | 17 | 1 | 17
ERRO-2 | A | 1 | 21 | 1 | 21 | 1 | 21 | 2 | 21 | 5 | 21 | 1 | 17 | 1 | 17
ERRO-3 | A | 1 | 21 | 1 | 21 | 1 | 21 | 2 | 21 | 5 | 21 | 1 | 17 | 1 | 17
FAARW-1 | A | 2 | 37 | 4 | 37 | 4 | 37 | 4 | 37 | 12 | 37 | 2 | 33 | 4 | 33
FAARW-2 | A | 2 | 37 | 4 | 37 | 4 | 37 | 4 | 37 | 12 | 37 | 2 | 33 | 4 | 33
FALGW-1 | A | 11 | 108 | 28 | 108 | 41 | 108 | 13 | 108 | 35 | 108 | 10 | 86 | 22 | 64
FASN1 | A | 0 | 15 | 1 | 15 | 1 | 15 | 1 | 15 | 2 | 15 | 0 | 15 | 1 | 12
FASN-2 | A | 0 | 15 | 1 | 15 | 1 | 15 | 1 | 15 | 2 | 15 | 0 | 15 | 1 | 12
FASN-3 | A | 0 | 15 | 1 | 15 | 1 | 15 | 1 | 15 | 2 | 15 | 0 | 15 | 1 | 12
FAWL1 | A | 36 | 244 | 77 | 244 | 77 | 244 | 10 | 244 | 10 | 244 | 40 | 98 | 91 | 145
FAWL3 | A | 36 | 244 | 77 | 244 | 77 | 244 | 10 | 244 | 10 | 244 | 40 | 98 | 91 | 145
FAWN-1 | A | 10 | 52 | 25 | 52 | 40 | 52 | 13 | 52 | 32 | 52 | 11 | 37 | 27 | 27
FELL-1 | A | 9 | 63 | 21 | 63 | 22 | 63 | 10 | 63 | 24 | 63 | 9 | 63 | 22 | 63
FERR-1 | A | 25 | 150 | 45 | 250 | 56 | 250 | 40 | 250 | 60 | 250 | 34 | 80 | 59 | 150
FERR-2 | A | 25 | 150 | 45 | 250 | 56 | 250 | 40 | 250 | 60 | 250 | 34 | 80 | 59 | 150
FERR-3 | A | 25 | 150 | 45 | 250 | 56 | 250 | 40 | 250 | 60 | 250 | 34 | 80 | 59 | 150
FERR-4 | A | 25 | 150 | 45 | 250 | 56 | 250 | 40 | 250 | 60 | 250 | 34 | 80 | 59 | 150
FFES-1 | A | 10 | 35 | 27 | 35 | 30 | 35 | 9 | 35 | 22 | 35 | 4 | 27 | 6 | 27
FFES-2 | A | 10 | 35 | 27 | 35 | 30 | 35 | 9 | 35 | 22 | 35 | 4 | 27 | 6 | 27
FFES-3 | A | 10 | 35 | 27 | 35 | 30 | 35 | 9 | 35 | 22 | 35 | 4 | 27 | 6 | 27
FFES-4 | A | 10 | 35 | 27 | 35 | 30 | 35 | 9 | 35 | 22 | 35 | 4 | 27 | 6 | 27
FIDL-1 | A | 13 | 205 | 20 | 205 | 23 | 205 | 35 | 100 | 40 | 147 | 30 | 147 | 50 | 147
FIDL-2 | A | 13 | 205 | 20 | 205 | 23 | 205 | 35 | 100 | 40 | 147 | 30 | 147 | 50 | 147
FIDL-3 | A | 13 | 205 | 20 | 205 | 23 | 205 | 35 | 100 | 40 | 147 | 30 | 147 | 50 | 147
FIDL-4 | A | 13 | 205 | 20 | 205 | 23 | 205 | 35 | 100 | 40 | 147 | 30 | 147 | 50 | 147
FIFE-1 | A | 6 | 63 | 12 | 63 | 12 | 63 | 11 | 63 | 24 | 63 | 6 | 53 | 8 | 53
FINL-1 | A | 0 | 14 | 1 | 14 | 1 | 14 | 1 | 14 | 2 | 14 | 0 | 14 | 1 | 11
FOYE-1 | A | 6 | 60 | 13 | 60 | 16 | 60 | 11 | 60 | 27 | 60 | 5 | 30 | 11 | 30
FOYE-2 | A | 6 | 60 | 13 | 60 | 16 | 60 | 11 | 60 | 27 | 60 | 5 | 30 | 11 | 30
GLNDO-1 | A | 6 | 80 | 12 | 45 | 17 | 45 | 12 | 45 | 25 | 45 | 8 | 65 | 18 | 45
GNFSW-1 | A | 11 | 100 | 30 | 100 | 30 | 100 | 12 | 100 | 31 | 100 | 12 | 70 | 30 | 70
GNFSW-2 | A | 7 | 64 | 18 | 64 | 18 | 64 | 8 | 64 | 18 | 64 | 6 | 49 | 15 | 49
GORDW-1 | A | 6 | 62 | 16 | 56 | 26 | 45 | 7 | 62 | 18 | 62 | 6 | 56 | 16 | 45
GRAI-1 | A | 43 | 485 | 100 | 485 | 160 | 485 | 60 | 485 | 140 | 485 | 33 | 0 | 60 | 345
GRAI-3 | A | 43 | 485 | 100 | 485 | 160 | 485 | 60 | 485 | 140 | 485 | 33 | 0 | 60 | 345
GRAI-4 | A | 43 | 485 | 100 | 485 | 160 | 485 | 60 | 485 | 140 | 485 | 33 | 0 | 60 | 345
GRAI-6 | A | 26 | 232 | 58 | 232 | 58 | 232 | 32 | 232 | 84 | 232 | 32 | 175 | 65 | 135
GRAI-7 | A | 30 | 232 | 60 | 232 | 60 | 232 | 32 | 232 | 84 | 232 | 32 | 175 | 65 | 135
GRAI-8 | A | 26 | 232 | 58 | 232 | 58 | 232 | 32 | 232 | 84 | 232 | 32 | 175 | 65 | 135
GRIFW-1 | A | 7 | 78 | 19 | 78 | 19 | 78 | 8 | 78 | 19 | 78 | 6 | 59 | 15 | 21
GRIFW-2 | A | 7 | 78 | 19 | 78 | 19 | 78 | 8 | 78 | 19 | 78 | 6 | 59 | 15 | 21
GRMO-1 | A | 8 | 43 | 8 | 43 | 8 | 43 | 8 | 43 | 8 | 43 | 8 | 23 | 8 | 23
GYAR-1 | A | 17 | 176 | 42 | 176 | 66 | 176 | 24 | 176 | 60 | 176 | 17 | 176 | 42 | 176
HADHW-1 | A | 7 | 96 | 14 | 96 | 22 | 96 | 13 | 96 | 34 | 96 | 8 | 65 | 17 | 65
HUMR-1 | A | 60 | 533 | 150 | 533 | 200 | 533 | 80 | 533 | 200 | 533 | 62 | 419 | 155 | 251
INDQ-1 | A | 12 | 102 | 31 | 102 | 43 | 102 | 13 | 102 | 34 | 102 | 12 | 72 | 30 | 72
IRNPS-1 | A | 35 | 125 | 45 | 125 | 48 | 285 | 42 | 285 | 68 | 125 | 28 | 125 | 42 | 185
IRNPS-2 | A | 35 | 125 | 45 | 125 | 48 | 285 | 42 | 285 | 68 | 125 | 28 | 125 | 42 | 185
KEAD-1 | A | 29 | 315 | 67 | 315 | 102 | 315 | 48 | 315 | 110 | 315 | 30 | 275 | 75 | 155
KILBW-1 | A | 3 | 56 | 8 | 56 | 13 | 56 | 5 | 56 | 14 | 56 | 4 | 53 | 9 | 47
KILLPG-1 | A | 8 | 225 | 10 | 225 | 10 | 225 | 10 | 225 | 12 | 225 | 4 | 150 | 15 | 150
KILLPG-2 | A | 18 | 225 | 25 | 225 | 25 | 225 | 37 | 225 | 37 | 225 | 22 | 195 | 30 | 195
KILNS-1 | A | 30 | 290 | 72 | 290 | 84 | 290 | 42 | 290 | 114 | 290 | 18 | 104 | 45 | 104
KINO-1 | A | 27 | 255 | 35 | 255 | 35 | 255 | 22 | 255 | 44 | 255 | 14 | 185 | 35 | 185
KINO-2 | A | 27 | 255 | 35 | 255 | 35 | 255 | 22 | 255 | 44 | 255 | 14 | 185 | 35 | 185
KINO-3 | A | 27 | 255 | 35 | 255 | 35 | 255 | 22 | 255 | 41 | 255 | 14 | 185 | 35 | 185
KINO-4 | A | 27 | 255 | 35 | 255 | 35 | 255 | 22 | 255 | 41 | 255 | 14 | 185 | 35 | 185
KLYN-A-1 | A | 24 | 126 | 50 | 126 | 50 | 126 | 34 | 126 | 70 | 126 | 22 | 81 | 34 | 81
LAGA-1 | A | 55 | 500 | 123 | 500 | 140 | 500 | 52 | 500 | 130 | 500 | 53 | 475 | 130 | 475
LARYO-1 | A | 16 | 155 | 40 | 155 | 45 | 155 | 18 | 155 | 45 | 155 | 14 | 120 | 35 | 120
LARYO-2 | A | 16 | 158 | 40 | 158 | 45 | 158 | 18 | 158 | 45 | 158 | 14 | 120 | 35 | 120
LARYO-3 | A | 16 | 158 | 40 | 158 | 45 | 158 | 18 | 158 | 45 | 158 | 14 | 120 | 35 | 120
LARYO-4 | A | 16 | 158 | 40 | 158 | 45 | 158 | 18 | 158 | 45 | 158 | 14 | 120 | 35 | 120
LBAR-1G | A | 1 | 16 | 4 | 16 | 6 | 16 | 2 | 16 | 4 | 16 | 1 | 9 | 4 | 9
LBAR-1 | A | 39 | 360 | 88 | 360 | 88 | 360 | 55 | 360 | 145 | 360 | 41 | 270 | 90 | 270
LITTD1 | A | 57 | 485 | 110 | 485 | 110 | 485 | 66 | 485 | 80 | 485 | 60 | 335 | 150 | 335
LITTD2 | A | 57 | 485 | 110 | 485 | 110 | 485 | 66 | 485 | 80 | 485 | 60 | 335 | 150 | 335
LITTD3 | A | 57 | 485 | 110 | 485 | 110 | 485 | 66 | 485 | 80 | 485 | 60 | 335 | 150 | 335
LOAN-1 | A | 25 | 326 | 51 | 326 | 55 | 326 | 19 | 326 | 50 | 326 | 12 | 276 | 28 | 276
LOAN-2 | A | 25 | 326 | 51 | 326 | 55 | 326 | 19 | 326 | 50 | 326 | 12 | 276 | 28 | 276
LOAN-3 | A | 25 | 326 | 51 | 326 | 55 | 326 | 19 | 326 | 50 | 326 | 12 | 276 | 28 | 276
MEDP-1 | A | 30 | 380 | 76 | 330 | 76 | 330 | 48 | 380 | 105 | 380 | 31 | 330 | 79 | 290
MILWW-1 | A | 6 | 32 | 8 | 54 | 13 | 54 | 5 | 54 | 14 | 54 | 3 | 43 | 8 | 43
MRWD-1 | A | 50 | 384 | 90 | 384 | 100 | 384 | 52 | 384 | 160 | 384 | 52 | 298 | 110 | 298
NANT-1 | A | 0 | 15 | 0 | 15 | 0 | 15 | 0 | 15 | 1 | 15 | 0 | 15 | 0 | 15
PEHE-1 | A | 47 | 435 | 100 | 435 | 100 | 435 | 67 | 435 | 105 | 435 | 64 | 245 | 100 | 245
PEHE-2 | A | 16 | 490 | 40 | 265 | 42 | 490 | 0 | 0 | 0 | 0 | 0 | 490 | 0 | 490
PEMB-11 | A | 36 | 237 | 60 | 237 | 60 | 237 | 31 | 237 | 84 | 237 | 32 | 192 | 62 | 192
PEMB-21 | A | 36 | 237 | 60 | 237 | 60 | 237 | 31 | 237 | 84 | 237 | 32 | 192 | 62 | 192
PEMB-31 | A | 36 | 237 | 60 | 237 | 60 | 237 | 31 | 237 | 84 | 237 | 32 | 192 | 62 | 192
PEMB-41 | A | 36 | 237 | 60 | 237 | 60 | 237 | 31 | 237 | 84 | 237 | 32 | 192 | 62 | 192
PEMB-51 | A | 36 | 237 | 60 | 237 | 60 | 237 | 31 | 237 | 84 | 237 | 32 | 192 | 62 | 192
PETEM1 | A | 20 | 180 | 46 | 180 | 52 | 180 | 24 | 180 | 58 | 180 | 20 | 150 | 50 | 100
RATS-1 | A | 50 | 270 | 90 | 270 | 90 | 270 | 36 | 270 | 50 | 270 | 42 | 105 | 75 | 155
RATS-2 | A | 39 | 270 | 84 | 270 | 90 | 270 | 39 | 155 | 54 | 270 | 42 | 105 | 95 | 155
RATS-3 | A | 39 | 270 | 84 | 270 | 90 | 270 | 39 | 155 | 54 | 270 | 42 | 105 | 95 | 155
RATS-4 | A | 42 | 270 | 95 | 270 | 100 | 270 | 36 | 270 | 50 | 270 | 42 | 210 | 75 | 190
ROCK-1 | A | 36 | 400 | 50 | 400 | 54 | 400 | 60 | 400 | 160 | 400 | 33 | 220 | 53 | 220
ROOS-1 | A | 12 | 140 | 32 | 140 | 32 | 140 | 13 | 140 | 32 | 140 | 13 | 108 | 32 | 108
RUGPS-6 | A | 36 | 243 | 80 | 243 | 80 | 243 | 40 | 243 | 90 | 243 | 40 | 155 | 95 | 105
RUGPS-7 | A | 36 | 243 | 80 | 243 | 80 | 243 | 40 | 243 | 90 | 243 | 40 | 155 | 95 | 105
RYHPS-1 | A | 30 | 305 | 48 | 305 | 66 | 305 | 42 | 305 | 51 | 305 | 30 | 130 | 42 | 68
SCCL-1 | A | 35 | 180 | 70 | 180 | 70 | 180 | 40 | 180 | 95 | 180 | 40 | 100 | 100 | 50
SCCL-2 | A | 35 | 180 | 70 | 180 | 70 | 180 | 40 | 180 | 95 | 180 | 40 | 100 | 100 | 50
SCCL-3 | A | 35 | 180 | 70 | 180 | 70 | 180 | 40 | 180 | 95 | 180 | 40 | 100 | 100 | 50
SEAB-1 | A | 44 | 254 | 125 | 254 | 150 | 254 | 55 | 254 | 150 | 254 | 75 | 164 | 176 | 38
SEAB-2 | A | 31 | 138 | 76 | 138 | 86 | 138 | 32 | 138 | 82 | 138 | 37 | 73 | 90 | 43
SHBA-1 | A | 41 | 255 | 104 | 255 | 115 | 255 | 44 | 255 | 120 | 255 | 39 | 195 | 115 | 40
SHBA-2 | A | 26 | 183 | 64 | 183 | 70 | 183 | 30 | 183 | 80 | 183 | 28 | 103 | 66 | 69
SHOS-1 | A | 18 | 160 | 24 | 160 | 24 | 160 | 30 | 160 | 75 | 160 | 18 | 135 | 24 | 135
SHOT-1 | A | 8 | 75 | 20 | 75 | 32 | 75 | 12 | 75 | 30 | 75 | 12 | 60 | 26 | 45
SIZB-1 | A | 38 | 283 | 45 | 283 | 45 | 283 | 45 | 283 | 45 | 283 | 40 | 283 | 46 | 283
SIZB-2 | A | 38 | 283 | 45 | 283 | 45 | 283 | 45 | 283 | 45 | 283 | 40 | 283 | 46 | 283
SLOY-1 | A | 0 | 38 | 1 | 38 | 1 | 38 | 1 | 38 | 2 | 38 | 0 | 38 | 1 | 30
SLOY-2 | A | 0 | 38 | 1 | 38 | 1 | 38 | 1 | 38 | 2 | 38 | 0 | 38 | 1 | 30
SLOY-3 | A | 0 | 38 | 1 | 38 | 1 | 38 | 1 | 38 | 2 | 38 | 0 | 38 | 1 | 30
SLOY-4 | A | 0 | 28 | 1 | 28 | 1 | 28 | 1 | 28 | 2 | 28 | 0 | 28 | 1 | 22
SPLN-1 | A | 40 | 380 | 100 | 380 | 110 | 380 | 50 | 380 | 120 | 380 | 30 | 380 | 90 | 300
STAY-1 | A | 34 | 247 | 62 | 247 | 62 | 247 | 35 | 247 | 85 | 247 | 33 | 187 | 60 | 187
STAY-2 | A | 34 | 247 | 62 | 247 | 62 | 247 | 35 | 247 | 85 | 247 | 33 | 187 | 60 | 187
STAY-3 | A | 34 | 247 | 62 | 247 | 62 | 247 | 35 | 247 | 85 | 247 | 33 | 187 | 60 | 187
STAY-4 | A | 34 | 247 | 62 | 247 | 62 | 247 | 35 | 247 | 85 | 247 | 33 | 187 | 60 | 187
SUTB-1 | A | 36 | 380 | 104 | 380 | 148 | 380 | 52 | 380 | 132 | 380 | 47 | 250 | 107 | 250
SVRP-10 | A | 20 | 225 | 50 | 225 | 70 | 225 | 32 | 225 | 80 | 225 | 20 | 172 | 50 | 172
SVRP-20 | A | 20 | 225 | 50 | 225 | 70 | 225 | 32 | 225 | 80 | 225 | 20 | 172 | 50 | 172
TESI-1 | A | 40 | 260 | 100 | 260 | 140 | 260 | 60 | 260 | 140 | 260 | 40 | 200 | 120 | 100
TESI-2 | A | 40 | 260 | 100 | 260 | 140 | 260 | 60 | 260 | 140 | 260 | 40 | 200 | 120 | 100
TILB-7 | A | 20 | 160 | 30 | 160 | 30 | 160 | 20 | 160 | 30 | 160 | 6 | 100 | 10 | 100
TILB-8 | A | 20 | 160 | 30 | 160 | 30 | 160 | 20 | 160 | 30 | 160 | 6 | 100 | 10 | 100
TILB-9 | A | 20 | 160 | 30 | 160 | 30 | 160 | 20 | 160 | 30 | 160 | 6 | 100 | 10 | 100
TILB10 | A | 20 | 160 | 30 | 160 | 30 | 160 | 20 | 160 | 30 | 160 | 6 | 100 | 10 | 100
USKM-13 | A | 6 | 49 | 15 | 49 | 17 | 49 | 8 | 49 | 19 | 49 | 7 | 36 | 8 | 36
USKM-14 | A | 6 | 49 | 15 | 49 | 17 | 49 | 8 | 49 | 19 | 49 | 7 | 36 | 8 | 36
USKM-15 | A | 6 | 49 | 15 | 49 | 17 | 49 | 8 | 49 | 19 | 49 | 7 | 36 | 8 | 36
WBUPS-1 | A | 30 | 113 | 48 | 153 | 48 | 153 | 32 | 113 | 50 | 113 | 40 | 153 | 65 | 113
WBUPS-2 | A | 30 | 133 | 48 | 173 | 48 | 173 | 32 | 133 | 50 | 133 | 40 | 173 | 65 | 133
WBUPS-3 | A | 30 | 133 | 48 | 173 | 48 | 173 | 32 | 133 | 50 | 133 | 40 | 173 | 65 | 133
WBUPS-4 | A | 30 | 113 | 48 | 153 | 48 | 153 | 32 | 113 | 50 | 113 | 40 | 153 | 65 | 113
WBURB-1 | A | 22 | 240 | 48 | 240 | 62 | 240 | 27 | 240 | 69 | 240 | 20 | 200 | 50 | 120
WBURB-2 | A | 25 | 255 | 52 | 255 | 62 | 255 | 26 | 255 | 67 | 255 | 22 | 215 | 52 | 135
WBURB-3 | A | 23 | 255 | 48 | 255 | 62 | 255 | 27 | 255 | 67 | 255 | 20 | 215 | 52 | 135
WHILW-1 | A | 31 | 322 | 84 | 322 | 90 | 322 | 33 | 322 | 90 | 322 | 32 | 255 | 86 | 210
WHILW-2 | A | 19 | 163 | 33 | 163 | 35 | 163 | 20 | 163 | 52 | 163 | 21 | 142 | 43 | 119
WLNYO-2 | A | 19 | 182 | 51 | 182 | 54 | 182 | 20 | 182 | 53 | 182 | 20 | 158 | 51 | 130
WLNYW-1 | A | 19 | 182 | 51 | 182 | 54 | 182 | 20 | 182 | 53 | 182 | 20 | 158 | 51 | 130

## Feb 2015
MW Response Capability by BMU
|  | Primary Response (Max MWhrs) | [5 empty] | Secondary Response (Max Mwhrs) |  |  |  | High Frequency Response (Max MWhrs)
UNIT | Mode | 0.2Hz |  | 0.5Hz |  | 0.8Hz |  | 0.2/0.2Hz |  | 0.5/0.5Hz |  | 0.2Hz |  | 0.5Hz
ABTH7 | A | 40 | 250 | 72 | 250 | 72 | 250 | 48 | 250 | 120 | 250 | 38 | 185 | 55 | 185
ABTH8 | A | 40 | 250 | 72 | 250 | 72 | 250 | 48 | 250 | 120 | 250 | 38 | 185 | 55 | 185
ABTH9 | A | 40 | 250 | 72 | 250 | 72 | 250 | 48 | 250 | 120 | 250 | 38 | 185 | 55 | 185
BAGE-1 | A | 30 | 255 | 70 | 255 | 90 | 255 | 35 | 255 | 90 | 255 | 28 | 220 | 70 | 185
BAGE-2 | A | 3 | 17 | 8 | 17 | 12 | 17 | 4 | 17 | 9 | 17 | 2 | 17 | 5 | 17
BARKB2 | A | 33 | 210 | 82 | 210 | 108 | 210 | 39 | 210 | 97 | 210 | 31 | 120 | 84 | 120
BARK-1 | A | 22 | 140 | 55 | 140 | 72 | 140 | 26 | 140 | 65 | 140 | 21 | 80 | 54 | 80
BLLA-1 | A | 6 | 99 | 13 | 99 | 13 | 99 | 15 | 99 | 39 | 99 | 9 | 83 | 16 | 83
BRDUW-1 | A | 6 | 58 | 17 | 58 | 17 | 58 | 7 | 58 | 17 | 58 | 6 | 36 | 17 | 36
BRGG-1 | A | 16 | 110 | 32 | 110 | 48 | 110 | 16 | 110 | 40 | 110 | 14 | 96 | 34 | 46
BRYP-1 | A | 15 | 82 | 25 | 82 | 31 | 82 | 22 | 82 | 37 | 82 | 10 | 82 | 27 | 47
CDCL-1 | A | 30 | 160 | 40 | 160 | 40 | 160 | 34 | 160 | 40 | 160 | 27 | 120 | 40 | 120
CLAC-1 | A | 3 | 28 | 8 | 28 | 13 | 28 | 3 | 36 | 9 | 36 | 3 | 28 | 8 | 28
CLDCW-1 | A | 14 | 14 | 34 | 113 | 36 | 113 | 13 | 113 | 35 | 113 | 13 | 99 | 34 | 78
CLDNW-1 | A | 13 | 108 | 33 | 108 | 35 | 108 | 13 | 108 | 35 | 108 | 12 | 95 | 33 | 74
CLDSW-1 | A | 16 | 129 | 40 | 129 | 43 | 129 | 16 | 129 | 42 | 129 | 16 | 113 | 41 | 88
CNQPS-1 | A | 22 | 126 | 51 | 126 | 70 | 126 | 28 | 126 | 70 | 126 | 20 | 100 | 45 | 100
CNQPS-2 | A | 22 | 126 | 51 | 126 | 70 | 126 | 28 | 126 | 70 | 126 | 20 | 100 | 45 | 100
CNQPS-3 | A | 22 | 126 | 51 | 126 | 70 | 126 | 28 | 126 | 70 | 126 | 20 | 100 | 45 | 100
CNQPS-4 | A | 22 | 170 | 55 | 170 | 55 | 170 | 28 | 170 | 70 | 170 | 28 | 105 | 55 | 105
COCK-1 | A | 15 | 168 | 42 | 168 | 48 | 168 | 10 | 168 | 25 | 168 | 6 | 138 | 7 | 138
COCK-2 | A | 15 | 168 | 42 | 168 | 48 | 168 | 10 | 168 | 25 | 168 | 6 | 138 | 7 | 138
COCK-3 | A | 15 | 168 | 42 | 168 | 48 | 168 | 10 | 168 | 25 | 168 | 6 | 138 | 7 | 138
COCK-4 | A | 15 | 168 | 42 | 168 | 48 | 168 | 10 | 168 | 25 | 168 | 6 | 138 | 7 | 138
CORB-1 | A | 10 | 130 | 30 | 130 | 50 | 130 | 28 | 130 | 60 | 130 | 15 | 95 | 40 | 60
COSO-1 | A | 20 | 380 | 40 | 380 | 50 | 380 | 60 | 380 | 140 | 380 | 17 | 304 | 40 | 304
COTPS-1 | A | 29 | 277 | 50 | 277 | 62 | 277 | 35 | 60 | 63 | 277 | 30 | 122 | 60 | 122
COTPS-2 | A | 29 | 287 | 50 | 287 | 62 | 287 | 35 | 60 | 63 | 287 | 30 | 122 | 60 | 122
COTPS-3 | A | 29 | 287 | 50 | 287 | 62 | 287 | 35 | 60 | 63 | 287 | 30 | 122 | 60 | 122
COTPS-4 | A | 29 | 277 | 50 | 277 | 62 | 277 | 35 | 60 | 63 | 277 | 30 | 122 | 60 | 122
COWE1 | A | 7 | 30 | 17 | 30 | 17 | 30 | 7 | 30 | 17 | 30 | 7 | 30 | 17 | 30
COWE2 | A | 7 | 30 | 17 | 30 | 17 | 30 | 7 | 30 | 17 | 30 | 7 | 30 | 17 | 30
CRUA-1 | A | 10 | 110 | 25 | 110 | 37 | 110 | 12 | 110 | 30 | 110 | 10 | 84 | 25 | 48
CRUA-2 | A | 10 | 110 | 25 | 110 | 37 | 110 | 12 | 110 | 30 | 110 | 10 | 84 | 25 | 48
CRUA-3 | A | 7 | 30 | 15 | 30 | 21 | 30 | 9 | 30 | 24 | 30 | 5 | 25 | 13 | 15
CRUA-4 | A | 7 | 30 | 15 | 30 | 21 | 30 | 9 | 30 | 24 | 30 | 5 | 25 | 13 | 15
CRYRW-2 | A | 15 | 138 | 38 | 138 | 40 | 138 | 15 | 138 | 40 | 138 | 13 | 109 | 40 | 63
DAMC-1 | A | 64 | 380 | 136 | 380 | 156 | 380 | 80 | 380 | 180 | 380 | 60 | 293 | 190 | 128
DEEP-1 | A | 20 | 180 | 60 | 180 | 86 | 180 | 22 | 180 | 80 | 180 | 24 | 96 | 52 | 96
DERW-1 | A | 13 | 90 | 35 | 90 | 45 | 90 | 16 | 90 | 40 | 90 | 16 | 90 | 32 | 72
DIDCB5 | A | 40 | 330 | 104 | 330 | 125 | 330 | 55 | 330 | 140 | 330 | 40 | 185 | 105 | 185
DIDCB6 | A | 50 | 250 | 105 | 250 | 105 | 250 | 50 | 250 | 130 | 250 | 50 | 153 | 110 | 103
DIDC1 | A | 42 | 225 | 85 | 225 | 85 | 225 | 24 | 225 | 62 | 120 | 24 | 73 | 60 | 147
DIDC2 | A | 42 | 225 | 85 | 225 | 85 | 225 | 24 | 225 | 62 | 120 | 24 | 73 | 60 | 147
DIDC3 | A | 42 | 225 | 85 | 225 | 85 | 225 | 24 | 225 | 62 | 120 | 24 | 73 | 60 | 147
DIDC4 | A | 42 | 225 | 85 | 225 | 85 | 225 | 24 | 225 | 62 | 120 | 24 | 73 | 60 | 147
DINO-1 | A | 14 | 138 | 39 | 138 | 58 | 138 | 28 | 138 | 72 | 138 | 14 | 118 | 36 | 88
DINO-2 | A | 14 | 138 | 39 | 138 | 58 | 138 | 28 | 138 | 72 | 138 | 14 | 118 | 36 | 88
DINO-3 | A | 14 | 138 | 39 | 138 | 58 | 138 | 28 | 138 | 72 | 138 | 14 | 118 | 36 | 88
DINO-4 | A | 14 | 138 | 39 | 138 | 58 | 138 | 28 | 138 | 72 | 138 | 14 | 118 | 36 | 88
DINO-5 | A | 14 | 138 | 39 | 138 | 58 | 138 | 28 | 138 | 72 | 138 | 14 | 118 | 36 | 88
DINO-6 | A | 14 | 138 | 39 | 138 | 58 | 138 | 28 | 138 | 72 | 138 | 14 | 118 | 36 | 88
DRAXX-1 | A | 68 | 345 | 100 | 345 | 100 | 345 | 64 | 95 | 110 | 345 | 60 | 225 | 70 | 225
DRAXX-2 | A | 68 | 345 | 100 | 345 | 100 | 345 | 64 | 95 | 110 | 345 | 60 | 225 | 70 | 225
DRAXX-3 | A | 68 | 345 | 100 | 345 | 100 | 345 | 64 | 95 | 110 | 345 | 60 | 225 | 70 | 225
DRAXX-4 | A | 68 | 345 | 100 | 345 | 100 | 345 | 64 | 95 | 110 | 345 | 60 | 225 | 70 | 225
DRAXX-5 | A | 68 | 345 | 100 | 345 | 100 | 345 | 64 | 95 | 110 | 345 | 60 | 225 | 70 | 225
DRAXX-6 | A | 68 | 345 | 100 | 345 | 100 | 345 | 64 | 95 | 110 | 345 | 60 | 225 | 70 | 225
EECL-1 | A | 20 | 178 | 25 | 178 | 25 | 178 | 32 | 178 | 81 | 178 | 20 | 143 | 25 | 143
EGGPS-1 | A | 45 | 205 | 83 | 205 | 83 | 205 | 49 | 205 | 110 | 205 | 33 | 95 | 60 | 95
EGGPS-2 | A | 45 | 205 | 83 | 205 | 83 | 205 | 49 | 205 | 110 | 205 | 33 | 95 | 60 | 95
EGGPS-3 | A | 45 | 205 | 83 | 205 | 83 | 205 | 49 | 205 | 110 | 205 | 33 | 95 | 60 | 95
EGGPS-4 | A | 45 | 205 | 83 | 205 | 83 | 205 | 49 | 205 | 110 | 205 | 33 | 95 | 60 | 95
ERRO-1 | A | 1 | 21 | 1 | 21 | 1 | 21 | 2 | 21 | 5 | 21 | 1 | 17 | 1 | 17
ERRO-2 | A | 1 | 21 | 1 | 21 | 1 | 21 | 2 | 21 | 5 | 21 | 1 | 17 | 1 | 17
ERRO-3 | A | 1 | 21 | 1 | 21 | 1 | 21 | 2 | 21 | 5 | 21 | 1 | 17 | 1 | 17
FAARW-1 | A | 2 | 37 | 4 | 37 | 4 | 37 | 4 | 37 | 12 | 37 | 2 | 33 | 4 | 33
FAARW-2 | A | 2 | 37 | 4 | 37 | 4 | 37 | 4 | 37 | 12 | 37 | 2 | 33 | 4 | 33
FALGW-1 | A | 11 | 108 | 28 | 108 | 41 | 108 | 13 | 108 | 35 | 108 | 10 | 86 | 22 | 64
FASN-1 | A | 0 | 15 | 1 | 15 | 1 | 15 | 1 | 15 | 2 | 15 | 0 | 15 | 1 | 12
FASN-2 | A | 0 | 15 | 1 | 15 | 1 | 15 | 1 | 15 | 2 | 15 | 0 | 15 | 1 | 12
FASN-3 | A | 0 | 15 | 1 | 15 | 1 | 15 | 1 | 15 | 2 | 15 | 0 | 15 | 1 | 12
FAWL1 | A | 36 | 244 | 77 | 244 | 77 | 244 | 10 | 244 | 10 | 244 | 40 | 98 | 91 | 145
FAWL3 | A | 36 | 244 | 77 | 244 | 77 | 244 | 10 | 244 | 10 | 244 | 40 | 98 | 91 | 145
FAWN-1 | A | 10 | 52 | 25 | 52 | 40 | 52 | 13 | 52 | 32 | 52 | 11 | 37 | 27 | 27
FELL-1 | A | 9 | 63 | 21 | 63 | 22 | 63 | 10 | 63 | 24 | 63 | 9 | 63 | 22 | 63
FERR-1 | A | 25 | 150 | 45 | 250 | 56 | 250 | 40 | 250 | 60 | 250 | 34 | 80 | 59 | 150
FERR-2 | A | 25 | 150 | 45 | 250 | 56 | 250 | 40 | 250 | 60 | 250 | 34 | 80 | 59 | 150
FERR-3 | A | 25 | 150 | 45 | 250 | 56 | 250 | 40 | 250 | 60 | 250 | 34 | 80 | 59 | 150
FERR-4 | A | 25 | 150 | 45 | 250 | 56 | 250 | 40 | 250 | 60 | 250 | 34 | 80 | 59 | 150
FFES-1 | A | 10 | 35 | 27 | 35 | 30 | 35 | 9 | 35 | 22 | 35 | 4 | 27 | 6 | 27
FFES-2 | A | 10 | 35 | 27 | 35 | 30 | 35 | 9 | 35 | 22 | 35 | 4 | 27 | 6 | 27
FFES-3 | A | 10 | 35 | 27 | 35 | 30 | 35 | 9 | 35 | 22 | 35 | 4 | 27 | 6 | 27
FFES-4 | A | 10 | 35 | 27 | 35 | 30 | 35 | 9 | 35 | 22 | 35 | 4 | 27 | 6 | 27
FIDL-1 | A | 13 | 205 | 20 | 205 | 23 | 205 | 35 | 100 | 40 | 147 | 30 | 147 | 50 | 147
FIDL-2 | A | 13 | 205 | 20 | 205 | 23 | 205 | 35 | 100 | 40 | 147 | 30 | 147 | 50 | 147
FIDL-3 | A | 13 | 205 | 20 | 205 | 23 | 205 | 35 | 100 | 40 | 147 | 30 | 147 | 50 | 147
FIDL-4 | A | 13 | 205 | 20 | 205 | 23 | 205 | 35 | 100 | 40 | 147 | 30 | 147 | 50 | 147
FIFE-1 | A | 6 | 63 | 12 | 63 | 12 | 63 | 11 | 63 | 24 | 63 | 6 | 53 | 8 | 53
FINL-1 | A | 0 | 14 | 1 | 14 | 1 | 14 | 1 | 14 | 2 | 14 | 0 | 14 | 1 | 11
FOYE-1 | A | 6 | 60 | 13 | 60 | 16 | 60 | 11 | 60 | 27 | 60 | 5 | 30 | 11 | 30
FOYE-2 | A | 6 | 60 | 13 | 60 | 16 | 60 | 11 | 60 | 27 | 60 | 5 | 30 | 11 | 30
GLNDO-1 | A | 6 | 80 | 12 | 45 | 17 | 45 | 12 | 45 | 25 | 45 | 8 | 65 | 18 | 45
GNFSW-1 | A | 11 | 100 | 30 | 100 | 30 | 100 | 12 | 100 | 31 | 100 | 12 | 70 | 30 | 70
GNFSW-2 | A | 7 | 64 | 18 | 64 | 18 | 64 | 8 | 64 | 18 | 64 | 6 | 49 | 15 | 49
GORDW-1 | A | 6 | 62 | 16 | 56 | 26 | 45 | 7 | 62 | 18 | 62 | 6 | 56 | 16 | 45
GRAI-1 | A | 43 | 485 | 100 | 485 | 160 | 485 | 60 | 485 | 140 | 485 | 33 | 0 | 60 | 345
GRAI-3 | A | 43 | 485 | 100 | 485 | 160 | 485 | 60 | 485 | 140 | 485 | 33 | 0 | 60 | 345
GRAI-4 | A | 43 | 485 | 100 | 485 | 160 | 485 | 60 | 485 | 140 | 485 | 33 | 0 | 60 | 345
GRAI-6 | A | 26 | 232 | 58 | 232 | 58 | 232 | 32 | 232 | 84 | 232 | 32 | 175 | 65 | 135
GRAI-7 | A | 30 | 232 | 60 | 232 | 60 | 232 | 32 | 232 | 84 | 232 | 32 | 175 | 65 | 135
GRAI-8 | A | 26 | 232 | 58 | 232 | 58 | 232 | 32 | 232 | 84 | 232 | 32 | 175 | 65 | 135
GRIFW-1 | A | 7 | 78 | 19 | 78 | 19 | 78 | 8 | 78 | 19 | 78 | 6 | 59 | 15 | 21
GRIFW-2 | A | 7 | 78 | 19 | 78 | 19 | 78 | 8 | 78 | 19 | 78 | 6 | 59 | 15 | 21
GRMO-1 | A | 8 | 43 | 8 | 43 | 8 | 43 | 8 | 43 | 8 | 43 | 8 | 23 | 8 | 23
GYAR-1 | A | 17 | 176 | 42 | 176 | 66 | 176 | 24 | 176 | 60 | 176 | 17 | 176 | 42 | 176
HADHW-1 | A | 7 | 96 | 14 | 96 | 22 | 96 | 13 | 96 | 34 | 96 | 8 | 65 | 17 | 65
HUMR-1 | A | 60 | 533 | 150 | 533 | 200 | 533 | 80 | 533 | 200 | 533 | 62 | 419 | 155 | 251
INDQ-1 | A | 12 | 102 | 31 | 102 | 43 | 102 | 13 | 102 | 34 | 102 | 12 | 72 | 30 | 72
IRNPS-1 | A | 35 | 125 | 45 | 125 | 48 | 285 | 42 | 285 | 68 | 125 | 28 | 125 | 42 | 185
IRNPS-2 | A | 35 | 125 | 45 | 125 | 48 | 285 | 42 | 285 | 68 | 125 | 28 | 125 | 42 | 185
KEAD-1 | A | 29 | 315 | 67 | 315 | 102 | 315 | 48 | 315 | 110 | 315 | 30 | 275 | 75 | 155
KILBW-1 | A | 3 | 56 | 8 | 56 | 13 | 56 | 5 | 56 | 14 | 56 | 4 | 53 | 9 | 47
KILLPG-1 | A | 8 | 225 | 10 | 225 | 10 | 225 | 10 | 225 | 12 | 225 | 4 | 150 | 15 | 150
KILLPG-2 | A | 18 | 225 | 25 | 225 | 25 | 225 | 37 | 225 | 37 | 225 | 22 | 195 | 30 | 195
KILNS-1 | A | 30 | 290 | 72 | 290 | 84 | 290 | 42 | 290 | 114 | 290 | 18 | 104 | 45 | 104
KINO-1 | A | 27 | 255 | 35 | 255 | 35 | 255 | 22 | 255 | 44 | 255 | 14 | 185 | 35 | 185
KINO-2 | A | 27 | 255 | 35 | 255 | 35 | 255 | 22 | 255 | 44 | 255 | 14 | 185 | 35 | 185
KINO-3 | A | 27 | 255 | 35 | 255 | 35 | 255 | 22 | 255 | 41 | 255 | 14 | 185 | 35 | 185
KINO-4 | A | 27 | 255 | 35 | 255 | 35 | 255 | 22 | 255 | 41 | 255 | 14 | 185 | 35 | 185
KLYN-A-1 | A | 24 | 126 | 50 | 126 | 50 | 126 | 34 | 126 | 70 | 126 | 22 | 81 | 34 | 81
LAGA-1 | A | 55 | 500 | 123 | 500 | 140 | 500 | 52 | 500 | 130 | 500 | 53 | 475 | 130 | 475
LARYO-1 | A | 16 | 155 | 40 | 155 | 45 | 155 | 18 | 155 | 45 | 155 | 14 | 120 | 35 | 120
LARYO-2 | A | 16 | 158 | 40 | 158 | 45 | 158 | 18 | 158 | 45 | 158 | 14 | 120 | 35 | 120
LARYO-3 | A | 16 | 158 | 40 | 158 | 45 | 158 | 18 | 158 | 45 | 158 | 14 | 120 | 35 | 120
LARYO-4 | A | 16 | 158 | 40 | 158 | 45 | 158 | 18 | 158 | 45 | 158 | 14 | 120 | 35 | 120
LBAR-1G | A | 1 | 16 | 4 | 16 | 6 | 16 | 2 | 16 | 4 | 16 | 1 | 9 | 4 | 9
LBAR-1 | A | 39 | 360 | 88 | 360 | 88 | 360 | 55 | 360 | 145 | 360 | 41 | 270 | 90 | 270
LITTD1 | A | 57 | 485 | 110 | 485 | 110 | 485 | 66 | 485 | 80 | 485 | 60 | 335 | 150 | 335
LITTD2 | A | 57 | 485 | 110 | 485 | 110 | 485 | 66 | 485 | 80 | 485 | 60 | 335 | 150 | 335
LITTD3 | A | 57 | 485 | 110 | 485 | 110 | 485 | 66 | 485 | 80 | 485 | 60 | 335 | 150 | 335
LOAN-1 | A | 25 | 326 | 51 | 326 | 55 | 326 | 19 | 326 | 50 | 326 | 12 | 276 | 28 | 276
LOAN-2 | A | 25 | 326 | 51 | 326 | 55 | 326 | 19 | 326 | 50 | 326 | 12 | 276 | 28 | 276
LOAN-3 | A | 25 | 326 | 51 | 326 | 55 | 326 | 19 | 326 | 50 | 326 | 12 | 276 | 28 | 276
MEDP-1 | A | 30 | 380 | 76 | 330 | 76 | 330 | 48 | 380 | 105 | 380 | 31 | 330 | 79 | 290
MILWW-1 | A | 6 | 32 | 8 | 54 | 13 | 54 | 5 | 54 | 14 | 54 | 3 | 43 | 8 | 43
MRWD-1 | A | 50 | 384 | 90 | 384 | 100 | 384 | 52 | 384 | 160 | 384 | 52 | 298 | 110 | 298
NANT-1 | A | 0 | 15 | 0 | 15 | 0 | 15 | 0 | 15 | 1 | 15 | 0 | 15 | 0 | 15
PEHE-1 | A | 47 | 435 | 100 | 435 | 100 | 435 | 67 | 435 | 105 | 435 | 64 | 245 | 100 | 245
PEHE-2 | A | 16 | 490 | 40 | 265 | 42 | 490 | 0 | 0 | 0 | 0 | 0 | 490 | 0 | 490
PEMB-11 | A | 36 | 237 | 60 | 237 | 60 | 237 | 31 | 237 | 84 | 237 | 32 | 192 | 62 | 192
PEMB-21 | A | 36 | 237 | 60 | 237 | 60 | 237 | 31 | 237 | 84 | 237 | 32 | 192 | 62 | 192
PEMB-31 | A | 36 | 237 | 60 | 237 | 60 | 237 | 31 | 237 | 84 | 237 | 32 | 192 | 62 | 192
PEMB-41 | A | 36 | 237 | 60 | 237 | 60 | 237 | 31 | 237 | 84 | 237 | 32 | 192 | 62 | 192
PEMB-51 | A | 36 | 237 | 60 | 237 | 60 | 237 | 31 | 237 | 84 | 237 | 32 | 192 | 62 | 192
PETEM1 | A | 20 | 180 | 46 | 180 | 52 | 180 | 24 | 180 | 58 | 180 | 20 | 150 | 50 | 100
RATS-1 | A | 50 | 270 | 90 | 270 | 90 | 270 | 36 | 270 | 50 | 270 | 42 | 105 | 75 | 155
RATS-2 | A | 39 | 270 | 84 | 270 | 90 | 270 | 39 | 155 | 54 | 270 | 42 | 105 | 95 | 155
RATS-3 | A | 39 | 270 | 84 | 270 | 90 | 270 | 39 | 155 | 54 | 270 | 42 | 105 | 95 | 155
RATS-4 | A | 42 | 270 | 95 | 270 | 100 | 270 | 36 | 270 | 50 | 270 | 42 | 210 | 75 | 190
ROCK-1 | A | 36 | 400 | 50 | 400 | 54 | 400 | 60 | 400 | 160 | 400 | 33 | 220 | 53 | 220
ROOS-1 | A | 12 | 140 | 32 | 140 | 32 | 140 | 13 | 140 | 32 | 140 | 13 | 108 | 32 | 108
RUGPS-6 | A | 36 | 243 | 80 | 243 | 80 | 243 | 40 | 243 | 90 | 243 | 40 | 155 | 95 | 105
RUGPS-7 | A | 36 | 243 | 80 | 243 | 80 | 243 | 40 | 243 | 90 | 243 | 40 | 155 | 95 | 105
RYHPS-1 | A | 30 | 305 | 48 | 305 | 66 | 305 | 42 | 305 | 51 | 305 | 30 | 130 | 42 | 68
SCCL-1 | A | 35 | 180 | 70 | 180 | 70 | 180 | 40 | 180 | 95 | 180 | 40 | 100 | 100 | 50
SCCL-2 | A | 35 | 180 | 70 | 180 | 70 | 180 | 40 | 180 | 95 | 180 | 40 | 100 | 100 | 50
SCCL-3 | A | 35 | 180 | 70 | 180 | 70 | 180 | 40 | 180 | 95 | 180 | 40 | 100 | 100 | 50
SEAB-1 | A | 44 | 254 | 125 | 254 | 150 | 254 | 55 | 254 | 150 | 254 | 75 | 164 | 176 | 38
SEAB-2 | A | 31 | 138 | 76 | 138 | 86 | 138 | 32 | 138 | 82 | 138 | 37 | 73 | 90 | 43
SHBA-1 | A | 41 | 255 | 104 | 255 | 115 | 255 | 44 | 255 | 120 | 255 | 39 | 195 | 115 | 40
SHBA-2 | A | 26 | 183 | 64 | 183 | 70 | 183 | 30 | 183 | 80 | 183 | 28 | 103 | 66 | 69
SHOS-1 | A | 18 | 160 | 24 | 160 | 24 | 160 | 30 | 160 | 75 | 160 | 18 | 135 | 24 | 135
SHOT-1 | A | 8 | 75 | 20 | 75 | 32 | 75 | 12 | 75 | 30 | 75 | 12 | 60 | 26 | 45
SIZB-1 | A | 38 | 283 | 45 | 283 | 45 | 283 | 45 | 283 | 45 | 283 | 40 | 283 | 46 | 283
SIZB-2 | A | 38 | 283 | 45 | 283 | 45 | 283 | 45 | 283 | 45 | 283 | 40 | 283 | 46 | 283
SLOY-1 | A | 0 | 38 | 1 | 38 | 1 | 38 | 1 | 38 | 2 | 38 | 0 | 38 | 1 | 30
SLOY-2 | A | 0 | 38 | 1 | 38 | 1 | 38 | 1 | 38 | 2 | 38 | 0 | 38 | 1 | 30
SLOY-3 | A | 0 | 38 | 1 | 38 | 1 | 38 | 1 | 38 | 2 | 38 | 0 | 38 | 1 | 30
SLOY-4 | A | 0 | 28 | 1 | 28 | 1 | 28 | 1 | 28 | 2 | 28 | 0 | 28 | 1 | 22
SPLN-1 | A | 40 | 380 | 100 | 380 | 110 | 380 | 50 | 380 | 120 | 380 | 30 | 380 | 90 | 300
STAY-1 | A | 34 | 247 | 62 | 247 | 62 | 247 | 35 | 247 | 85 | 247 | 33 | 187 | 60 | 187
STAY-2 | A | 34 | 247 | 62 | 247 | 62 | 247 | 35 | 247 | 85 | 247 | 33 | 187 | 60 | 187
STAY-3 | A | 34 | 247 | 62 | 247 | 62 | 247 | 35 | 247 | 85 | 247 | 33 | 187 | 60 | 187
STAY-4 | A | 34 | 247 | 62 | 247 | 62 | 247 | 35 | 247 | 85 | 247 | 33 | 187 | 60 | 187
SUTB-1 | A | 36 | 380 | 104 | 380 | 148 | 380 | 52 | 380 | 132 | 380 | 47 | 250 | 107 | 250
SVRP-10 | A | 20 | 225 | 50 | 225 | 70 | 225 | 32 | 225 | 80 | 225 | 20 | 172 | 50 | 172
SVRP-20 | A | 20 | 225 | 50 | 225 | 70 | 225 | 32 | 225 | 80 | 225 | 20 | 172 | 50 | 172
TESI-1 | A | 40 | 260 | 100 | 260 | 140 | 260 | 60 | 260 | 140 | 260 | 40 | 200 | 120 | 100
TESI-2 | A | 40 | 260 | 100 | 260 | 140 | 260 | 60 | 260 | 140 | 260 | 40 | 200 | 120 | 100
TILB-7 | A | 20 | 160 | 30 | 160 | 30 | 160 | 20 | 160 | 30 | 160 | 6 | 100 | 10 | 100
TILB-8 | A | 20 | 160 | 30 | 160 | 30 | 160 | 20 | 160 | 30 | 160 | 6 | 100 | 10 | 100
TILB-9 | A | 20 | 160 | 30 | 160 | 30 | 160 | 20 | 160 | 30 | 160 | 6 | 100 | 10 | 100
TILB10 | A | 20 | 160 | 30 | 160 | 30 | 160 | 20 | 160 | 30 | 160 | 6 | 100 | 10 | 100
USKM-13 | A | 6 | 49 | 15 | 49 | 17 | 49 | 8 | 49 | 19 | 49 | 7 | 36 | 8 | 36
USKM-14 | A | 6 | 49 | 15 | 49 | 17 | 49 | 8 | 49 | 19 | 49 | 7 | 36 | 8 | 36
USKM-15 | A | 6 | 49 | 15 | 49 | 17 | 49 | 8 | 49 | 19 | 49 | 7 | 36 | 8 | 36
WBUPS-1 | A | 30 | 113 | 48 | 153 | 48 | 153 | 32 | 113 | 50 | 113 | 40 | 153 | 65 | 113
WBUPS-2 | A | 30 | 133 | 48 | 173 | 48 | 173 | 32 | 133 | 50 | 133 | 40 | 173 | 65 | 133
WBUPS-3 | A | 30 | 133 | 48 | 173 | 48 | 173 | 32 | 133 | 50 | 133 | 40 | 173 | 65 | 133
WBUPS-4 | A | 30 | 113 | 48 | 153 | 48 | 153 | 32 | 113 | 50 | 113 | 40 | 153 | 65 | 113
WBURB-1 | A | 22 | 240 | 48 | 240 | 62 | 240 | 27 | 240 | 69 | 240 | 20 | 200 | 50 | 120
WBURB-2 | A | 25 | 255 | 52 | 255 | 62 | 255 | 26 | 255 | 67 | 255 | 22 | 215 | 52 | 135
WBURB-3 | A | 23 | 255 | 48 | 255 | 62 | 255 | 27 | 255 | 67 | 255 | 20 | 215 | 52 | 135
WHILW-1 | A | 31 | 322 | 84 | 322 | 90 | 322 | 33 | 322 | 90 | 322 | 32 | 255 | 86 | 210
WHILW-2 | A | 19 | 163 | 33 | 163 | 35 | 163 | 20 | 163 | 52 | 163 | 21 | 142 | 43 | 119
WLNYO-2 | A | 19 | 182 | 51 | 182 | 54 | 182 | 20 | 182 | 53 | 182 | 20 | 158 | 51 | 130
WLNYW-1 | A | 19 | 182 | 51 | 182 | 54 | 182 | 20 | 182 | 53 | 182 | 20 | 158 | 51 | 130

## Jan 2015
MW Response Capability by BMU
|  | Primary Response (Max MWhrs) | [5 empty] | Secondary Response (Max Mwhrs) |  |  |  | High Frequency Response (Max MWhrs)
UNIT | Mode | 0.2Hz |  | 0.5Hz |  | 0.8Hz |  | 0.2/0.2Hz |  | 0.5/0.5Hz |  | 0.2Hz |  | 0.5Hz
ABTH7 | A | 40 | 250 | 72 | 250 | 72 | 250 | 48 | 250 | 120 | 250 | 38 | 185 | 55 | 185
ABTH8 | A | 40 | 250 | 72 | 250 | 72 | 250 | 48 | 250 | 120 | 250 | 38 | 185 | 55 | 185
ABTH9 | A | 40 | 250 | 72 | 250 | 72 | 250 | 48 | 250 | 120 | 250 | 38 | 185 | 55 | 185
BAGE-1 | A | 30 | 255 | 70 | 255 | 90 | 255 | 35 | 255 | 90 | 255 | 28 | 220 | 70 | 185
BAGE-2 | A | 3 | 17 | 8 | 17 | 12 | 17 | 4 | 17 | 9 | 17 | 2 | 17 | 5 | 17
BARKB2 | A | 33 | 210 | 82 | 210 | 108 | 210 | 39 | 210 | 97 | 210 | 31 | 120 | 84 | 120
BARK-1 | A | 22 | 140 | 55 | 140 | 72 | 140 | 26 | 140 | 65 | 140 | 21 | 80 | 54 | 80
BLLA-1 | A | 6 | 99 | 13 | 99 | 13 | 99 | 15 | 99 | 39 | 99 | 9 | 83 | 16 | 83
BRDUW-1 | A | 6 | 58 | 17 | 58 | 17 | 58 | 7 | 58 | 17 | 58 | 6 | 36 | 17 | 36
BRGG-1 | A | 16 | 110 | 32 | 110 | 48 | 110 | 16 | 110 | 40 | 110 | 14 | 96 | 34 | 46
BRYP-1 | A | 15 | 82 | 25 | 82 | 31 | 82 | 22 | 82 | 37 | 82 | 10 | 82 | 27 | 47
CDCL-1 | A | 30 | 160 | 40 | 160 | 40 | 160 | 34 | 160 | 40 | 160 | 27 | 120 | 40 | 120
CLAC-1 | A | 3 | 28 | 8 | 28 | 13 | 28 | 3 | 36 | 9 | 36 | 3 | 28 | 8 | 28
CLDCW-1 | A | 14 | 14 | 34 | 113 | 36 | 113 | 13 | 113 | 35 | 113 | 13 | 99 | 34 | 78
CLDNW-1 | A | 13 | 108 | 33 | 108 | 35 | 108 | 13 | 108 | 35 | 108 | 12 | 95 | 33 | 74
CLDSW-1 | A | 16 | 129 | 40 | 129 | 43 | 129 | 16 | 129 | 42 | 129 | 16 | 113 | 41 | 88
CNQPS-1 | A | 22 | 126 | 51 | 126 | 70 | 126 | 28 | 126 | 70 | 126 | 20 | 100 | 45 | 100
CNQPS-2 | A | 22 | 126 | 51 | 126 | 70 | 126 | 28 | 126 | 70 | 126 | 20 | 100 | 45 | 100
CNQPS-3 | A | 22 | 126 | 51 | 126 | 70 | 126 | 28 | 126 | 70 | 126 | 20 | 100 | 45 | 100
CNQPS-4 | A | 22 | 170 | 55 | 170 | 55 | 170 | 28 | 170 | 70 | 170 | 28 | 105 | 55 | 105
COCK-1 | A | 15 | 168 | 42 | 168 | 48 | 168 | 10 | 168 | 25 | 168 | 6 | 138 | 7 | 138
COCK-2 | A | 15 | 168 | 42 | 168 | 48 | 168 | 10 | 168 | 25 | 168 | 6 | 138 | 7 | 138
COCK-3 | A | 15 | 168 | 42 | 168 | 48 | 168 | 10 | 168 | 25 | 168 | 6 | 138 | 7 | 138
COCK-4 | A | 15 | 168 | 42 | 168 | 48 | 168 | 10 | 168 | 25 | 168 | 6 | 138 | 7 | 138
CORB-1 | A | 10 | 130 | 30 | 130 | 50 | 130 | 28 | 130 | 60 | 130 | 15 | 95 | 40 | 60
COSO-1 | A | 20 | 380 | 40 | 380 | 50 | 380 | 60 | 380 | 140 | 380 | 17 | 304 | 40 | 304
COTPS-1 | A | 29 | 277 | 50 | 277 | 62 | 277 | 35 | 60 | 63 | 277 | 30 | 122 | 60 | 122
COTPS-2 | A | 29 | 287 | 50 | 287 | 62 | 287 | 35 | 60 | 63 | 287 | 30 | 122 | 60 | 122
COTPS-3 | A | 29 | 287 | 50 | 287 | 62 | 287 | 35 | 60 | 63 | 287 | 30 | 122 | 60 | 122
COTPS-4 | A | 29 | 277 | 50 | 277 | 62 | 277 | 35 | 60 | 63 | 277 | 30 | 122 | 60 | 122
COWE1 | A | 7 | 30 | 17 | 30 | 17 | 30 | 7 | 30 | 17 | 30 | 7 | 30 | 17 | 30
COWE2 | A | 7 | 30 | 17 | 30 | 17 | 30 | 7 | 30 | 17 | 30 | 7 | 30 | 17 | 30
CRUA-1 | A | 10 | 110 | 25 | 110 | 37 | 110 | 12 | 110 | 30 | 110 | 10 | 84 | 25 | 48
CRUA-2 | A | 10 | 110 | 25 | 110 | 37 | 110 | 12 | 110 | 30 | 110 | 10 | 84 | 25 | 48
CRUA-3 | A | 7 | 30 | 15 | 30 | 21 | 30 | 9 | 30 | 24 | 30 | 5 | 25 | 13 | 15
CRUA-4 | A | 7 | 30 | 15 | 30 | 21 | 30 | 9 | 30 | 24 | 30 | 5 | 25 | 13 | 15
CRYRW-2 | A | 15 | 138 | 38 | 138 | 40 | 138 | 15 | 138 | 40 | 138 | 13 | 109 | 40 | 63
DAMC-1 | A | 64 | 380 | 136 | 380 | 156 | 380 | 80 | 380 | 180 | 380 | 60 | 293 | 190 | 128
DEEP-1 | A | 20 | 180 | 60 | 180 | 86 | 180 | 22 | 180 | 80 | 180 | 24 | 96 | 52 | 96
DERW-1 | A | 13 | 90 | 35 | 90 | 45 | 90 | 16 | 90 | 40 | 90 | 16 | 90 | 32 | 72
DIDCB5 | A | 40 | 330 | 104 | 330 | 125 | 330 | 55 | 330 | 140 | 330 | 40 | 185 | 105 | 185
DIDCB6 | A | 50 | 250 | 105 | 250 | 105 | 250 | 50 | 250 | 130 | 250 | 50 | 153 | 110 | 103
DIDC1 | A | 42 | 225 | 85 | 225 | 85 | 225 | 24 | 225 | 62 | 120 | 24 | 73 | 60 | 147
DIDC2 | A | 42 | 225 | 85 | 225 | 85 | 225 | 24 | 225 | 62 | 120 | 24 | 73 | 60 | 147
DIDC3 | A | 42 | 225 | 85 | 225 | 85 | 225 | 24 | 225 | 62 | 120 | 24 | 73 | 60 | 147
DIDC4 | A | 42 | 225 | 85 | 225 | 85 | 225 | 24 | 225 | 62 | 120 | 24 | 73 | 60 | 147
DINO-1 | A | 14 | 138 | 39 | 138 | 58 | 138 | 28 | 138 | 72 | 138 | 14 | 118 | 36 | 88
DINO-2 | A | 14 | 138 | 39 | 138 | 58 | 138 | 28 | 138 | 72 | 138 | 14 | 118 | 36 | 88
DINO-3 | A | 14 | 138 | 39 | 138 | 58 | 138 | 28 | 138 | 72 | 138 | 14 | 118 | 36 | 88
DINO-4 | A | 14 | 138 | 39 | 138 | 58 | 138 | 28 | 138 | 72 | 138 | 14 | 118 | 36 | 88
DINO-5 | A | 14 | 138 | 39 | 138 | 58 | 138 | 28 | 138 | 72 | 138 | 14 | 118 | 36 | 88
DINO-6 | A | 14 | 138 | 39 | 138 | 58 | 138 | 28 | 138 | 72 | 138 | 14 | 118 | 36 | 88
DRAXX-1 | A | 68 | 345 | 100 | 345 | 100 | 345 | 64 | 95 | 110 | 345 | 60 | 225 | 70 | 225
DRAXX-2 | A | 68 | 345 | 100 | 345 | 100 | 345 | 64 | 95 | 110 | 345 | 60 | 225 | 70 | 225
DRAXX-3 | A | 68 | 345 | 100 | 345 | 100 | 345 | 64 | 95 | 110 | 345 | 60 | 225 | 70 | 225
DRAXX-4 | A | 68 | 345 | 100 | 345 | 100 | 345 | 64 | 95 | 110 | 345 | 60 | 225 | 70 | 225
DRAXX-5 | A | 68 | 345 | 100 | 345 | 100 | 345 | 64 | 95 | 110 | 345 | 60 | 225 | 70 | 225
DRAXX-6 | A | 68 | 345 | 100 | 345 | 100 | 345 | 64 | 95 | 110 | 345 | 60 | 225 | 70 | 225
EECL-1 | A | 20 | 178 | 25 | 178 | 25 | 178 | 32 | 178 | 81 | 178 | 20 | 143 | 25 | 143
EGGPS-1 | A | 45 | 205 | 83 | 205 | 83 | 205 | 49 | 205 | 110 | 205 | 33 | 95 | 60 | 95
EGGPS-2 | A | 45 | 205 | 83 | 205 | 83 | 205 | 49 | 205 | 110 | 205 | 33 | 95 | 60 | 95
EGGPS-3 | A | 45 | 205 | 83 | 205 | 83 | 205 | 49 | 205 | 110 | 205 | 33 | 95 | 60 | 95
EGGPS-4 | A | 45 | 205 | 83 | 205 | 83 | 205 | 49 | 205 | 110 | 205 | 33 | 95 | 60 | 95
ERRO-1 | A | 1 | 21 | 1 | 21 | 1 | 21 | 2 | 21 | 5 | 21 | 1 | 17 | 1 | 17
ERRO-2 | A | 1 | 21 | 1 | 21 | 1 | 21 | 2 | 21 | 5 | 21 | 1 | 17 | 1 | 17
ERRO-3 | A | 1 | 21 | 1 | 21 | 1 | 21 | 2 | 21 | 5 | 21 | 1 | 17 | 1 | 17
FAARW-1 | A | 2 | 37 | 4 | 37 | 4 | 37 | 4 | 37 | 12 | 37 | 2 | 33 | 4 | 33
FAARW-2 | A | 2 | 37 | 4 | 37 | 4 | 37 | 4 | 37 | 12 | 37 | 2 | 33 | 4 | 33
FALGW-1 | A | 11 | 108 | 28 | 108 | 41 | 108 | 13 | 108 | 35 | 108 | 10 | 86 | 22 | 64
FASN-1 | A | 0 | 15 | 1 | 15 | 1 | 15 | 1 | 15 | 2 | 15 | 0 | 15 | 1 | 12
FASN-2 | A | 0 | 15 | 1 | 15 | 1 | 15 | 1 | 15 | 2 | 15 | 0 | 15 | 1 | 12
FASN-3 | A | 0 | 15 | 1 | 15 | 1 | 15 | 1 | 15 | 2 | 15 | 0 | 15 | 1 | 12
FAWL1 | A | 36 | 244 | 77 | 244 | 77 | 244 | 10 | 244 | 10 | 244 | 40 | 98 | 91 | 145
FAWL3 | A | 36 | 244 | 77 | 244 | 77 | 244 | 10 | 244 | 10 | 244 | 40 | 98 | 91 | 145
FAWN-1 | A | 10 | 52 | 25 | 52 | 40 | 52 | 13 | 52 | 32 | 52 | 11 | 37 | 27 | 27
FELL-1 | A | 9 | 63 | 21 | 63 | 22 | 63 | 10 | 63 | 24 | 63 | 9 | 63 | 22 | 63
FERR-1 | A | 25 | 150 | 45 | 250 | 56 | 250 | 40 | 250 | 60 | 250 | 34 | 80 | 59 | 150
FERR-2 | A | 25 | 150 | 45 | 250 | 56 | 250 | 40 | 250 | 60 | 250 | 34 | 80 | 59 | 150
FERR-3 | A | 25 | 150 | 45 | 250 | 56 | 250 | 40 | 250 | 60 | 250 | 34 | 80 | 59 | 150
FERR-4 | A | 25 | 150 | 45 | 250 | 56 | 250 | 40 | 250 | 60 | 250 | 34 | 80 | 59 | 150
FFES-1 | A | 10 | 35 | 27 | 35 | 30 | 35 | 9 | 35 | 22 | 35 | 4 | 27 | 6 | 27
FFES-2 | A | 10 | 35 | 27 | 35 | 30 | 35 | 9 | 35 | 22 | 35 | 4 | 27 | 6 | 27
FFES-3 | A | 10 | 35 | 27 | 35 | 30 | 35 | 9 | 35 | 22 | 35 | 4 | 27 | 6 | 27
FFES-4 | A | 10 | 35 | 27 | 35 | 30 | 35 | 9 | 35 | 22 | 35 | 4 | 27 | 6 | 27
FIDL-1 | A | 13 | 205 | 20 | 205 | 23 | 205 | 35 | 100 | 40 | 147 | 30 | 147 | 50 | 147
FIDL-2 | A | 13 | 205 | 20 | 205 | 23 | 205 | 35 | 100 | 40 | 147 | 30 | 147 | 50 | 147
FIDL-3 | A | 13 | 205 | 20 | 205 | 23 | 205 | 35 | 100 | 40 | 147 | 30 | 147 | 50 | 147
FIDL-4 | A | 13 | 205 | 20 | 205 | 23 | 205 | 35 | 100 | 40 | 147 | 30 | 147 | 50 | 147
FIFE-1 | A | 6 | 63 | 12 | 63 | 12 | 63 | 11 | 63 | 24 | 63 | 6 | 53 | 8 | 53
FINL-1 | A | 0 | 14 | 1 | 14 | 1 | 14 | 1 | 14 | 2 | 14 | 0 | 14 | 1 | 11
FOYE-1 | A | 6 | 60 | 13 | 60 | 16 | 60 | 11 | 60 | 27 | 60 | 5 | 30 | 11 | 30
FOYE-2 | A | 6 | 60 | 13 | 60 | 16 | 60 | 11 | 60 | 27 | 60 | 5 | 30 | 11 | 30
GLNDO-1 | A | 6 | 80 | 12 | 45 | 17 | 45 | 12 | 45 | 25 | 45 | 8 | 65 | 18 | 45
GNFSW-1 | A | 11 | 100 | 30 | 100 | 30 | 100 | 12 | 100 | 31 | 100 | 12 | 70 | 30 | 70
GNFSW-2 | A | 7 | 64 | 18 | 64 | 18 | 64 | 8 | 64 | 18 | 64 | 6 | 49 | 15 | 49
GORDW-1 | A | 6 | 62 | 16 | 56 | 26 | 45 | 7 | 62 | 18 | 62 | 6 | 56 | 16 | 45
GRAI-1 | A | 43 | 485 | 100 | 485 | 160 | 485 | 60 | 485 | 140 | 485 | 33 | 0 | 60 | 345
GRAI-3 | A | 43 | 485 | 100 | 485 | 160 | 485 | 60 | 485 | 140 | 485 | 33 | 0 | 60 | 345
GRAI-4 | A | 43 | 485 | 100 | 485 | 160 | 485 | 60 | 485 | 140 | 485 | 33 | 0 | 60 | 345
GRAI-6 | A | 26 | 232 | 58 | 232 | 58 | 232 | 32 | 232 | 84 | 232 | 32 | 175 | 65 | 135
GRAI-7 | A | 30 | 232 | 60 | 232 | 60 | 232 | 32 | 232 | 84 | 232 | 32 | 175 | 65 | 135
GRAI-8 | A | 26 | 232 | 58 | 232 | 58 | 232 | 32 | 232 | 84 | 232 | 32 | 175 | 65 | 135
GRIFW-1 | A | 7 | 78 | 19 | 78 | 19 | 78 | 8 | 78 | 19 | 78 | 6 | 59 | 15 | 21
GRIFW-2 | A | 7 | 78 | 19 | 78 | 19 | 78 | 8 | 78 | 19 | 78 | 6 | 59 | 15 | 21
GRMO-1 | A | 8 | 43 | 8 | 43 | 8 | 43 | 8 | 43 | 8 | 43 | 8 | 23 | 8 | 23
GYAR-1 | A | 17 | 176 | 42 | 176 | 66 | 176 | 24 | 176 | 60 | 176 | 17 | 176 | 42 | 176
HADHW-1 | A | 7 | 96 | 14 | 96 | 22 | 96 | 13 | 96 | 34 | 96 | 8 | 65 | 17 | 65
HUMR-1 | A | 60 | 533 | 150 | 533 | 200 | 533 | 80 | 533 | 200 | 533 | 62 | 419 | 155 | 251
INDQ-1 | A | 12 | 102 | 31 | 102 | 43 | 102 | 13 | 102 | 34 | 102 | 12 | 72 | 30 | 72
IRNPS-1 | A | 35 | 125 | 45 | 125 | 48 | 285 | 42 | 285 | 68 | 125 | 28 | 125 | 42 | 185
IRNPS-2 | A | 35 | 125 | 45 | 125 | 48 | 285 | 42 | 285 | 68 | 125 | 28 | 125 | 42 | 185
KEAD-1 | A | 29 | 315 | 67 | 315 | 102 | 315 | 48 | 315 | 110 | 315 | 30 | 275 | 75 | 155
KILBW-1 | A | 3 | 56 | 8 | 56 | 13 | 56 | 5 | 56 | 14 | 56 | 4 | 53 | 9 | 47
KILLPG-1 | A | 8 | 225 | 10 | 225 | 10 | 225 | 10 | 225 | 12 | 225 | 4 | 150 | 15 | 150
KILLPG-2 | A | 18 | 225 | 25 | 225 | 25 | 225 | 37 | 225 | 37 | 225 | 22 | 195 | 30 | 195
KILNS-1 | A | 30 | 290 | 72 | 290 | 84 | 290 | 42 | 290 | 114 | 290 | 18 | 104 | 45 | 104
KINO-1 | A | 27 | 255 | 35 | 255 | 35 | 255 | 22 | 255 | 44 | 255 | 14 | 185 | 35 | 185
KINO-2 | A | 27 | 255 | 35 | 255 | 35 | 255 | 22 | 255 | 44 | 255 | 14 | 185 | 35 | 185
KINO-3 | A | 27 | 255 | 35 | 255 | 35 | 255 | 22 | 255 | 41 | 255 | 14 | 185 | 35 | 185
KINO-4 | A | 27 | 255 | 35 | 255 | 35 | 255 | 22 | 255 | 41 | 255 | 14 | 185 | 35 | 185
KLYN-A-1 | A | 24 | 126 | 50 | 126 | 50 | 126 | 34 | 126 | 70 | 126 | 22 | 81 | 34 | 81
LAGA-1 | A | 55 | 500 | 123 | 500 | 140 | 500 | 52 | 500 | 130 | 500 | 53 | 475 | 130 | 475
LARYO-1 | A | 16 | 155 | 40 | 155 | 45 | 155 | 18 | 155 | 45 | 155 | 14 | 120 | 35 | 120
LARYO-2 | A | 16 | 158 | 40 | 158 | 45 | 158 | 18 | 158 | 45 | 158 | 14 | 120 | 35 | 120
LARYO-3 | A | 16 | 158 | 40 | 158 | 45 | 158 | 18 | 158 | 45 | 158 | 14 | 120 | 35 | 120
LARYO-4 | A | 16 | 158 | 40 | 158 | 45 | 158 | 18 | 158 | 45 | 158 | 14 | 120 | 35 | 120
LBAR-1G | A | 1 | 16 | 4 | 16 | 6 | 16 | 2 | 16 | 4 | 16 | 1 | 9 | 4 | 9
LBAR-1 | A | 39 | 360 | 88 | 360 | 88 | 360 | 55 | 360 | 145 | 360 | 41 | 270 | 90 | 270
LITTD1 | A | 57 | 485 | 110 | 485 | 110 | 485 | 66 | 485 | 80 | 485 | 60 | 335 | 150 | 335
LITTD2 | A | 57 | 485 | 110 | 485 | 110 | 485 | 66 | 485 | 80 | 485 | 60 | 335 | 150 | 335
LITTD3 | A | 57 | 485 | 110 | 485 | 110 | 485 | 66 | 485 | 80 | 485 | 60 | 335 | 150 | 335
LOAN-1 | A | 25 | 326 | 51 | 326 | 55 | 326 | 19 | 326 | 50 | 326 | 12 | 276 | 28 | 276
LOAN-2 | A | 25 | 326 | 51 | 326 | 55 | 326 | 19 | 326 | 50 | 326 | 12 | 276 | 28 | 276
LOAN-3 | A | 25 | 326 | 51 | 326 | 55 | 326 | 19 | 326 | 50 | 326 | 12 | 276 | 28 | 276
MEDP-1 | A | 30 | 380 | 76 | 330 | 76 | 330 | 48 | 380 | 105 | 380 | 31 | 330 | 79 | 290
MILWW-1 | A | 6 | 32 | 8 | 54 | 13 | 54 | 5 | 54 | 14 | 54 | 3 | 43 | 8 | 43
MRWD-1 | A | 50 | 384 | 90 | 384 | 100 | 384 | 52 | 384 | 160 | 384 | 52 | 298 | 110 | 298
NANT-1 | A | 0 | 15 | 0 | 15 | 0 | 15 | 0 | 15 | 1 | 15 | 0 | 15 | 0 | 15
PEHE-1 | A | 47 | 435 | 100 | 435 | 100 | 435 | 67 | 435 | 105 | 435 | 64 | 245 | 100 | 245
PEHE-2 | A | 16 | 490 | 40 | 265 | 42 | 490 | 0 | 0 | 0 | 0 | 0 | 490 | 0 | 490
PEMB-11 | A | 36 | 237 | 60 | 237 | 60 | 237 | 31 | 237 | 84 | 237 | 32 | 192 | 62 | 192
PEMB-21 | A | 36 | 237 | 60 | 237 | 60 | 237 | 31 | 237 | 84 | 237 | 32 | 192 | 62 | 192
PEMB-31 | A | 36 | 237 | 60 | 237 | 60 | 237 | 31 | 237 | 84 | 237 | 32 | 192 | 62 | 192
PEMB-41 | A | 36 | 237 | 60 | 237 | 60 | 237 | 31 | 237 | 84 | 237 | 32 | 192 | 62 | 192
PEMB-51 | A | 36 | 237 | 60 | 237 | 60 | 237 | 31 | 237 | 84 | 237 | 32 | 192 | 62 | 192
PETEM1 | A | 20 | 180 | 46 | 180 | 52 | 180 | 24 | 180 | 58 | 180 | 20 | 150 | 50 | 100
RATS-1 | A | 50 | 270 | 90 | 270 | 90 | 270 | 36 | 270 | 50 | 270 | 42 | 105 | 75 | 155
RATS-2 | A | 39 | 270 | 84 | 270 | 90 | 270 | 39 | 155 | 54 | 270 | 42 | 105 | 95 | 155
RATS-3 | A | 39 | 270 | 84 | 270 | 90 | 270 | 39 | 155 | 54 | 270 | 42 | 105 | 95 | 155
RATS-4 | A | 42 | 270 | 95 | 270 | 100 | 270 | 36 | 270 | 50 | 270 | 42 | 210 | 75 | 190
ROCK-1 | A | 36 | 400 | 50 | 400 | 54 | 400 | 60 | 400 | 160 | 400 | 33 | 220 | 53 | 220
ROOS-1 | A | 12 | 140 | 32 | 140 | 32 | 140 | 13 | 140 | 32 | 140 | 13 | 108 | 32 | 108
RUGPS-6 | A | 36 | 243 | 80 | 243 | 80 | 243 | 40 | 243 | 90 | 243 | 40 | 155 | 95 | 105
RUGPS-7 | A | 36 | 243 | 80 | 243 | 80 | 243 | 40 | 243 | 90 | 243 | 40 | 155 | 95 | 105
RYHPS-1 | A | 30 | 305 | 48 | 305 | 66 | 305 | 42 | 305 | 51 | 305 | 30 | 130 | 42 | 68
SCCL-1 | A | 35 | 180 | 70 | 180 | 70 | 180 | 40 | 180 | 95 | 180 | 40 | 100 | 100 | 50
SCCL-2 | A | 35 | 180 | 70 | 180 | 70 | 180 | 40 | 180 | 95 | 180 | 40 | 100 | 100 | 50
SCCL-3 | A | 35 | 180 | 70 | 180 | 70 | 180 | 40 | 180 | 95 | 180 | 40 | 100 | 100 | 50
SEAB-1 | A | 44 | 254 | 125 | 254 | 150 | 254 | 55 | 254 | 150 | 254 | 75 | 164 | 176 | 38
SEAB-2 | A | 31 | 138 | 76 | 138 | 86 | 138 | 32 | 138 | 82 | 138 | 37 | 73 | 90 | 43
SHBA-1 | A | 41 | 255 | 104 | 255 | 115 | 255 | 44 | 255 | 120 | 255 | 39 | 195 | 115 | 40
SHBA-2 | A | 26 | 183 | 64 | 183 | 70 | 183 | 30 | 183 | 80 | 183 | 28 | 103 | 66 | 69
SHOS-1 | A | 18 | 160 | 24 | 160 | 24 | 160 | 30 | 160 | 75 | 160 | 18 | 135 | 24 | 135
SHOT-1 | A | 8 | 75 | 20 | 75 | 32 | 75 | 12 | 75 | 30 | 75 | 12 | 60 | 26 | 45
SIZB-1 | A | 38 | 283 | 45 | 283 | 45 | 283 | 45 | 283 | 45 | 283 | 40 | 283 | 46 | 283
SIZB-2 | A | 38 | 283 | 45 | 283 | 45 | 283 | 45 | 283 | 45 | 283 | 40 | 283 | 46 | 283
SLOY-1 | A | 0 | 38 | 1 | 38 | 1 | 38 | 1 | 38 | 2 | 38 | 0 | 38 | 1 | 30
SLOY-2 | A | 0 | 38 | 1 | 38 | 1 | 38 | 1 | 38 | 2 | 38 | 0 | 38 | 1 | 30
SLOY-3 | A | 0 | 38 | 1 | 38 | 1 | 38 | 1 | 38 | 2 | 38 | 0 | 38 | 1 | 30
SLOY-4 | A | 0 | 28 | 1 | 28 | 1 | 28 | 1 | 28 | 2 | 28 | 0 | 28 | 1 | 22
SPLN-1 | A | 40 | 380 | 100 | 380 | 110 | 380 | 50 | 380 | 120 | 380 | 30 | 380 | 90 | 300
STAY-1 | A | 34 | 247 | 62 | 247 | 62 | 247 | 35 | 247 | 85 | 247 | 33 | 187 | 60 | 187
STAY-2 | A | 34 | 247 | 62 | 247 | 62 | 247 | 35 | 247 | 85 | 247 | 33 | 187 | 60 | 187
STAY-3 | A | 34 | 247 | 62 | 247 | 62 | 247 | 35 | 247 | 85 | 247 | 33 | 187 | 60 | 187
STAY-4 | A | 34 | 247 | 62 | 247 | 62 | 247 | 35 | 247 | 85 | 247 | 33 | 187 | 60 | 187
SUTB-1 | A | 36 | 380 | 104 | 380 | 148 | 380 | 52 | 380 | 132 | 380 | 47 | 250 | 107 | 250
SVRP-10 | A | 20 | 225 | 50 | 225 | 70 | 225 | 32 | 225 | 80 | 225 | 20 | 172 | 50 | 172
SVRP-20 | A | 20 | 225 | 50 | 225 | 70 | 225 | 32 | 225 | 80 | 225 | 20 | 172 | 50 | 172
TESI-1 | A | 40 | 260 | 100 | 260 | 140 | 260 | 60 | 260 | 140 | 260 | 40 | 200 | 120 | 100
TESI-2 | A | 40 | 260 | 100 | 260 | 140 | 260 | 60 | 260 | 140 | 260 | 40 | 200 | 120 | 100
TILB-7 | A | 20 | 160 | 30 | 160 | 30 | 160 | 20 | 160 | 30 | 160 | 6 | 100 | 10 | 100
TILB-8 | A | 20 | 160 | 30 | 160 | 30 | 160 | 20 | 160 | 30 | 160 | 6 | 100 | 10 | 100
TILB-9 | A | 20 | 160 | 30 | 160 | 30 | 160 | 20 | 160 | 30 | 160 | 6 | 100 | 10 | 100
TILB10 | A | 20 | 160 | 30 | 160 | 30 | 160 | 20 | 160 | 30 | 160 | 6 | 100 | 10 | 100
USKM-13 | A | 6 | 49 | 15 | 49 | 17 | 49 | 8 | 49 | 19 | 49 | 7 | 36 | 8 | 36
USKM-14 | A | 6 | 49 | 15 | 49 | 17 | 49 | 8 | 49 | 19 | 49 | 7 | 36 | 8 | 36
USKM-15 | A | 6 | 49 | 15 | 49 | 17 | 49 | 8 | 49 | 19 | 49 | 7 | 36 | 8 | 36
WBUPS-1 | A | 30 | 113 | 48 | 153 | 48 | 153 | 32 | 113 | 50 | 113 | 40 | 153 | 65 | 113
WBUPS-2 | A | 30 | 133 | 48 | 173 | 48 | 173 | 32 | 133 | 50 | 133 | 40 | 173 | 65 | 133
WBUPS-3 | A | 30 | 133 | 48 | 173 | 48 | 173 | 32 | 133 | 50 | 133 | 40 | 173 | 65 | 133
WBUPS-4 | A | 30 | 113 | 48 | 153 | 48 | 153 | 32 | 113 | 50 | 113 | 40 | 153 | 65 | 113
WBURB-1 | A | 22 | 240 | 48 | 240 | 62 | 240 | 27 | 240 | 69 | 240 | 20 | 200 | 50 | 120
WBURB-2 | A | 25 | 255 | 52 | 255 | 62 | 255 | 26 | 255 | 67 | 255 | 22 | 215 | 52 | 135
WBURB-3 | A | 23 | 255 | 48 | 255 | 62 | 255 | 27 | 255 | 67 | 255 | 20 | 215 | 52 | 135
WHILW-1 | A | 31 | 322 | 84 | 322 | 90 | 322 | 33 | 322 | 90 | 322 | 32 | 255 | 86 | 210
WHILW-2 | A | 19 | 163 | 33 | 163 | 35 | 163 | 20 | 163 | 52 | 163 | 21 | 142 | 43 | 119
WLNYO-2 | A | 19 | 182 | 51 | 182 | 54 | 182 | 20 | 182 | 53 | 182 | 20 | 158 | 51 | 130
WLNYW-1 | A | 19 | 182 | 51 | 182 | 54 | 182 | 20 | 182 | 53 | 182 | 20 | 158 | 51 | 130

## Dec 2014
MW Response Capability by BMU
|  | Primary Response (Max MWhrs) | [5 empty] | Secondary Response (Max Mwhrs) |  |  |  | High Frequency Response (Max MWhrs)
UNIT | Mode | 0.2Hz |  | 0.5Hz |  | 0.8Hz |  | 0.2/0.2Hz |  | 0.5/0.5Hz |  | 0.2Hz |  | 0.5Hz
ABTH7 | A | 40 | 250 | 72 | 250 | 72 | 250 | 48 | 250 | 120 | 250 | 38 | 185 | 55 | 185
ABTH8 | A | 40 | 250 | 72 | 250 | 72 | 250 | 48 | 250 | 120 | 250 | 38 | 185 | 55 | 185
ABTH9 | A | 40 | 250 | 72 | 250 | 72 | 250 | 48 | 250 | 120 | 250 | 38 | 185 | 55 | 185
BAGE-1 | A | 30 | 255 | 70 | 255 | 90 | 255 | 35 | 255 | 90 | 255 | 28 | 220 | 70 | 185
BAGE-2 | A | 3 | 17 | 8 | 17 | 12 | 17 | 4 | 17 | 9 | 17 | 2 | 17 | 5 | 17
BARKB2 | A | 33 | 210 | 82 | 210 | 108 | 210 | 39 | 210 | 97 | 210 | 31 | 120 | 84 | 120
BARK-1 | A | 22 | 140 | 55 | 140 | 72 | 140 | 26 | 140 | 65 | 140 | 21 | 80 | 54 | 80
BLLA-1 | A | 6 | 99 | 13 | 99 | 13 | 99 | 15 | 99 | 39 | 99 | 9 | 83 | 16 | 83
BRDUW-1 | A | 6 | 58 | 17 | 58 | 17 | 58 | 7 | 58 | 17 | 58 | 6 | 36 | 17 | 36
BRGG-1 | A | 16 | 110 | 32 | 110 | 48 | 110 | 16 | 110 | 40 | 110 | 14 | 96 | 34 | 46
BRYP-1 | A | 15 | 82 | 25 | 82 | 31 | 82 | 22 | 82 | 37 | 82 | 10 | 82 | 27 | 47
CDCL-1 | A | 30 | 160 | 40 | 160 | 40 | 160 | 34 | 160 | 40 | 160 | 27 | 120 | 40 | 120
CLAC-1 | A | 3 | 28 | 8 | 28 | 13 | 28 | 3 | 36 | 9 | 36 | 3 | 28 | 8 | 28
CLDCW-1 | A | 14 | 14 | 34 | 113 | 36 | 113 | 13 | 113 | 35 | 113 | 13 | 99 | 34 | 78
CLDNW-1 | A | 13 | 108 | 33 | 108 | 35 | 108 | 13 | 108 | 35 | 108 | 12 | 95 | 33 | 74
CLDSW-1 | A | 16 | 129 | 40 | 129 | 43 | 129 | 16 | 129 | 42 | 129 | 16 | 113 | 41 | 88
CNQPS-1 | A | 22 | 126 | 51 | 126 | 70 | 126 | 28 | 126 | 70 | 126 | 20 | 100 | 45 | 100
CNQPS-2 | A | 22 | 126 | 51 | 126 | 70 | 126 | 28 | 126 | 70 | 126 | 20 | 100 | 45 | 100
CNQPS-3 | A | 22 | 126 | 51 | 126 | 70 | 126 | 28 | 126 | 70 | 126 | 20 | 100 | 45 | 100
CNQPS-4 | A | 22 | 170 | 55 | 170 | 55 | 170 | 28 | 170 | 70 | 170 | 28 | 105 | 55 | 105
COCK-1 | A | 15 | 168 | 42 | 168 | 48 | 168 | 10 | 168 | 25 | 168 | 6 | 138 | 7 | 138
COCK-2 | A | 15 | 168 | 42 | 168 | 48 | 168 | 10 | 168 | 25 | 168 | 6 | 138 | 7 | 138
COCK-3 | A | 15 | 168 | 42 | 168 | 48 | 168 | 10 | 168 | 25 | 168 | 6 | 138 | 7 | 138
COCK-4 | A | 15 | 168 | 42 | 168 | 48 | 168 | 10 | 168 | 25 | 168 | 6 | 138 | 7 | 138
CORB-1 | A | 10 | 130 | 30 | 130 | 50 | 130 | 28 | 130 | 60 | 130 | 15 | 95 | 40 | 60
COSO-1 | A | 20 | 380 | 40 | 380 | 50 | 380 | 60 | 380 | 140 | 380 | 17 | 304 | 40 | 304
COTPS-1 | A | 29 | 277 | 50 | 277 | 62 | 277 | 35 | 60 | 63 | 277 | 30 | 122 | 60 | 122
COTPS-2 | A | 29 | 287 | 50 | 287 | 62 | 287 | 35 | 60 | 63 | 287 | 30 | 122 | 60 | 122
COTPS-3 | A | 29 | 287 | 50 | 287 | 62 | 287 | 35 | 60 | 63 | 287 | 30 | 122 | 60 | 122
COTPS-4 | A | 29 | 277 | 50 | 277 | 62 | 277 | 35 | 60 | 63 | 277 | 30 | 122 | 60 | 122
COWE1 | A | 7 | 30 | 17 | 30 | 17 | 30 | 7 | 30 | 17 | 30 | 7 | 30 | 17 | 30
COWE2 | A | 7 | 30 | 17 | 30 | 17 | 30 | 7 | 30 | 17 | 30 | 7 | 30 | 17 | 30
CRUA-1 | A | 10 | 110 | 25 | 110 | 37 | 110 | 12 | 110 | 30 | 110 | 10 | 84 | 25 | 48
CRUA-2 | A | 10 | 110 | 25 | 110 | 37 | 110 | 12 | 110 | 30 | 110 | 10 | 84 | 25 | 48
CRUA-3 | A | 7 | 30 | 15 | 30 | 21 | 30 | 9 | 30 | 24 | 30 | 5 | 25 | 13 | 15
CRUA-4 | A | 7 | 30 | 15 | 30 | 21 | 30 | 9 | 30 | 24 | 30 | 5 | 25 | 13 | 15
CRYRW-2 | A | 15 | 138 | 38 | 138 | 40 | 138 | 15 | 138 | 40 | 138 | 13 | 109 | 40 | 63
DAMC-1 | A | 64 | 380 | 136 | 380 | 156 | 380 | 80 | 380 | 180 | 380 | 60 | 293 | 190 | 128
DEEP-1 | A | 20 | 180 | 60 | 180 | 86 | 180 | 22 | 180 | 80 | 180 | 24 | 96 | 52 | 96
DERW-1 | A | 13 | 90 | 35 | 90 | 45 | 90 | 16 | 90 | 40 | 90 | 16 | 90 | 32 | 72
DIDCB5 | A | 40 | 330 | 104 | 330 | 125 | 330 | 55 | 330 | 140 | 330 | 40 | 185 | 105 | 185
DIDCB6 | A | 50 | 250 | 105 | 250 | 105 | 250 | 50 | 250 | 130 | 250 | 50 | 153 | 110 | 103
DIDC1 | A | 42 | 225 | 85 | 225 | 85 | 225 | 24 | 225 | 62 | 120 | 24 | 73 | 60 | 147
DIDC2 | A | 42 | 225 | 85 | 225 | 85 | 225 | 24 | 225 | 62 | 120 | 24 | 73 | 60 | 147
DIDC3 | A | 42 | 225 | 85 | 225 | 85 | 225 | 24 | 225 | 62 | 120 | 24 | 73 | 60 | 147
DIDC4 | A | 42 | 225 | 85 | 225 | 85 | 225 | 24 | 225 | 62 | 120 | 24 | 73 | 60 | 147
DINO-1 | A | 14 | 138 | 39 | 138 | 58 | 138 | 28 | 138 | 72 | 138 | 14 | 118 | 36 | 88
DINO-2 | A | 14 | 138 | 39 | 138 | 58 | 138 | 28 | 138 | 72 | 138 | 14 | 118 | 36 | 88
DINO-3 | A | 14 | 138 | 39 | 138 | 58 | 138 | 28 | 138 | 72 | 138 | 14 | 118 | 36 | 88
DINO-4 | A | 14 | 138 | 39 | 138 | 58 | 138 | 28 | 138 | 72 | 138 | 14 | 118 | 36 | 88
DINO-5 | A | 14 | 138 | 39 | 138 | 58 | 138 | 28 | 138 | 72 | 138 | 14 | 118 | 36 | 88
DINO-6 | A | 14 | 138 | 39 | 138 | 58 | 138 | 28 | 138 | 72 | 138 | 14 | 118 | 36 | 88
DRAXX-1 | A | 68 | 345 | 100 | 345 | 100 | 345 | 64 | 95 | 110 | 345 | 60 | 225 | 70 | 225
DRAXX-2 | A | 68 | 345 | 100 | 345 | 100 | 345 | 64 | 95 | 110 | 345 | 60 | 225 | 70 | 225
DRAXX-3 | A | 68 | 345 | 100 | 345 | 100 | 345 | 64 | 95 | 110 | 345 | 60 | 225 | 70 | 225
DRAXX-4 | A | 68 | 345 | 100 | 345 | 100 | 345 | 64 | 95 | 110 | 345 | 60 | 225 | 70 | 225
DRAXX-5 | A | 68 | 345 | 100 | 345 | 100 | 345 | 64 | 95 | 110 | 345 | 60 | 225 | 70 | 225
DRAXX-6 | A | 68 | 345 | 100 | 345 | 100 | 345 | 64 | 95 | 110 | 345 | 60 | 225 | 70 | 225
EECL-1 | A | 20 | 178 | 25 | 178 | 25 | 178 | 32 | 178 | 81 | 178 | 20 | 143 | 25 | 143
EGGPS-1 | A | 45 | 205 | 83 | 205 | 83 | 205 | 49 | 205 | 110 | 205 | 33 | 95 | 60 | 95
EGGPS-2 | A | 45 | 205 | 83 | 205 | 83 | 205 | 49 | 205 | 110 | 205 | 33 | 95 | 60 | 95
EGGPS-3 | A | 45 | 205 | 83 | 205 | 83 | 205 | 49 | 205 | 110 | 205 | 33 | 95 | 60 | 95
EGGPS-4 | A | 45 | 205 | 83 | 205 | 83 | 205 | 49 | 205 | 110 | 205 | 33 | 95 | 60 | 95
ERRO-1 | A | 1 | 21 | 1 | 21 | 1 | 21 | 2 | 21 | 5 | 21 | 1 | 17 | 1 | 17
ERRO-2 | A | 1 | 21 | 1 | 21 | 1 | 21 | 2 | 21 | 5 | 21 | 1 | 17 | 1 | 17
ERRO-3 | A | 1 | 21 | 1 | 21 | 1 | 21 | 2 | 21 | 5 | 21 | 1 | 17 | 1 | 17
FAARW-1 | A | 2 | 37 | 4 | 37 | 4 | 37 | 4 | 37 | 12 | 37 | 2 | 33 | 4 | 33
FAARW-2 | A | 2 | 37 | 4 | 37 | 4 | 37 | 4 | 37 | 12 | 37 | 2 | 33 | 4 | 33
FASN-1 | A | 0 | 15 | 1 | 15 | 1 | 15 | 1 | 15 | 2 | 15 | 0 | 15 | 1 | 12
FASN-2 | A | 0 | 15 | 1 | 15 | 1 | 15 | 1 | 15 | 2 | 15 | 0 | 15 | 1 | 12
FASN-3 | A | 0 | 15 | 1 | 15 | 1 | 15 | 1 | 15 | 2 | 15 | 0 | 15 | 1 | 12
FAWL1 | A | 36 | 244 | 77 | 244 | 77 | 244 | 10 | 244 | 10 | 244 | 40 | 98 | 91 | 145
FAWL3 | A | 36 | 244 | 77 | 244 | 77 | 244 | 10 | 244 | 10 | 244 | 40 | 98 | 91 | 145
FAWN-1 | A | 10 | 52 | 25 | 52 | 40 | 52 | 13 | 52 | 32 | 52 | 11 | 37 | 27 | 27
FELL-1 | A | 9 | 63 | 21 | 63 | 22 | 63 | 10 | 63 | 24 | 63 | 9 | 63 | 22 | 63
FERR-1 | A | 25 | 150 | 45 | 250 | 56 | 250 | 40 | 250 | 60 | 250 | 34 | 80 | 59 | 150
FERR-2 | A | 25 | 150 | 45 | 250 | 56 | 250 | 40 | 250 | 60 | 250 | 34 | 80 | 59 | 150
FERR-3 | A | 25 | 150 | 45 | 250 | 56 | 250 | 40 | 250 | 60 | 250 | 34 | 80 | 59 | 150
FERR-4 | A | 25 | 150 | 45 | 250 | 56 | 250 | 40 | 250 | 60 | 250 | 34 | 80 | 59 | 150
FFES-1 | A | 10 | 35 | 27 | 35 | 30 | 35 | 9 | 35 | 22 | 35 | 4 | 27 | 6 | 27
FFES-2 | A | 10 | 35 | 27 | 35 | 30 | 35 | 9 | 35 | 22 | 35 | 4 | 27 | 6 | 27
FFES-3 | A | 10 | 35 | 27 | 35 | 30 | 35 | 9 | 35 | 22 | 35 | 4 | 27 | 6 | 27
FFES-4 | A | 10 | 35 | 27 | 35 | 30 | 35 | 9 | 35 | 22 | 35 | 4 | 27 | 6 | 27
FIDL-1 | A | 13 | 205 | 20 | 205 | 23 | 205 | 35 | 100 | 40 | 147 | 30 | 147 | 50 | 147
FIDL-2 | A | 13 | 205 | 20 | 205 | 23 | 205 | 35 | 100 | 40 | 147 | 30 | 147 | 50 | 147
FIDL-3 | A | 13 | 205 | 20 | 205 | 23 | 205 | 35 | 100 | 40 | 147 | 30 | 147 | 50 | 147
FIDL-4 | A | 13 | 205 | 20 | 205 | 23 | 205 | 35 | 100 | 40 | 147 | 30 | 147 | 50 | 147
FIFE-1 | A | 6 | 63 | 12 | 63 | 12 | 63 | 11 | 63 | 24 | 63 | 6 | 53 | 8 | 53
FINL-1 | A | 0 | 14 | 1 | 14 | 1 | 14 | 1 | 14 | 2 | 14 | 0 | 14 | 1 | 11
FOYE-1 | A | 6 | 60 | 13 | 60 | 16 | 60 | 11 | 60 | 27 | 60 | 5 | 30 | 11 | 30
FOYE-2 | A | 6 | 60 | 13 | 60 | 16 | 60 | 11 | 60 | 27 | 60 | 5 | 30 | 11 | 30
GLNDO-1 | A | 6 | 80 | 12 | 45 | 17 | 45 | 12 | 45 | 25 | 45 | 8 | 65 | 18 | 45
GNFSW-1 | A | 11 | 100 | 30 | 100 | 30 | 100 | 12 | 100 | 31 | 100 | 12 | 70 | 30 | 70
GNFSW-2 | A | 7 | 64 | 18 | 64 | 18 | 64 | 8 | 64 | 18 | 64 | 6 | 49 | 15 | 49
GORDW-1 | A | 6 | 62 | 16 | 56 | 26 | 45 | 7 | 62 | 18 | 62 | 6 | 56 | 16 | 45
GRAI-1 | A | 43 | 485 | 100 | 485 | 160 | 485 | 60 | 485 | 140 | 485 | 33 | 0 | 60 | 345
GRAI-3 | A | 43 | 485 | 100 | 485 | 160 | 485 | 60 | 485 | 140 | 485 | 33 | 0 | 60 | 345
GRAI-4 | A | 43 | 485 | 100 | 485 | 160 | 485 | 60 | 485 | 140 | 485 | 33 | 0 | 60 | 345
GRAI-6 | A | 26 | 232 | 58 | 232 | 58 | 232 | 32 | 232 | 84 | 232 | 32 | 175 | 65 | 135
GRAI-7 | A | 30 | 232 | 60 | 232 | 60 | 232 | 32 | 232 | 84 | 232 | 32 | 175 | 65 | 135
GRAI-8 | A | 26 | 232 | 58 | 232 | 58 | 232 | 32 | 232 | 84 | 232 | 32 | 175 | 65 | 135
GRIFW-1 | A | 7 | 78 | 19 | 78 | 19 | 78 | 8 | 78 | 19 | 78 | 6 | 59 | 15 | 21
GRIFW-2 | A | 7 | 78 | 19 | 78 | 19 | 78 | 8 | 78 | 19 | 78 | 6 | 59 | 15 | 21
GRMO-1 | A | 8 | 43 | 8 | 43 | 8 | 43 | 8 | 43 | 8 | 43 | 8 | 23 | 8 | 23
GYAR-1 | A | 17 | 176 | 42 | 176 | 66 | 176 | 24 | 176 | 60 | 176 | 17 | 176 | 42 | 176
HADHW-1 | A | 7 | 96 | 14 | 96 | 22 | 96 | 13 | 96 | 34 | 96 | 8 | 65 | 17 | 65
HUMR-1 | A | 60 | 533 | 150 | 533 | 200 | 533 | 80 | 533 | 200 | 533 | 62 | 419 | 155 | 251
INDQ-1 | A | 12 | 102 | 31 | 102 | 43 | 102 | 13 | 102 | 34 | 102 | 12 | 72 | 30 | 72
IRNPS-1 | A | 35 | 125 | 45 | 125 | 48 | 285 | 42 | 285 | 68 | 125 | 28 | 125 | 42 | 185
IRNPS-2 | A | 35 | 125 | 45 | 125 | 48 | 285 | 42 | 285 | 68 | 125 | 28 | 125 | 42 | 185
KEAD-1 | A | 29 | 315 | 67 | 315 | 102 | 315 | 48 | 315 | 110 | 315 | 30 | 275 | 75 | 155
KILBW-1 | A | 3 | 56 | 8 | 56 | 13 | 56 | 5 | 56 | 14 | 56 | 4 | 53 | 9 | 47
KILLPG-1 | A | 8 | 225 | 10 | 225 | 10 | 225 | 10 | 225 | 12 | 225 | 4 | 150 | 15 | 150
KILLPG-2 | A | 18 | 225 | 25 | 225 | 25 | 225 | 37 | 225 | 37 | 225 | 22 | 195 | 30 | 195
KILNS-1 | A | 30 | 290 | 72 | 290 | 84 | 290 | 42 | 290 | 114 | 290 | 18 | 104 | 45 | 104
KINO-1 | A | 27 | 255 | 35 | 255 | 35 | 255 | 22 | 255 | 44 | 255 | 14 | 185 | 35 | 185
KINO-2 | A | 27 | 255 | 35 | 255 | 35 | 255 | 22 | 255 | 44 | 255 | 14 | 185 | 35 | 185
KINO-3 | A | 27 | 255 | 35 | 255 | 35 | 255 | 22 | 255 | 41 | 255 | 14 | 185 | 35 | 185
KINO-4 | A | 27 | 255 | 35 | 255 | 35 | 255 | 22 | 255 | 41 | 255 | 14 | 185 | 35 | 185
KLYN-A-1 | A | 24 | 126 | 50 | 126 | 50 | 126 | 34 | 126 | 70 | 126 | 22 | 81 | 34 | 81
LAGA-1 | A | 58 | 505 | 135 | 505 | 158 | 505 | 50 | 425 | 140 | 425 | 56 | 425 | 135 | 330
LARYO-1 | A | 16 | 155 | 40 | 155 | 45 | 155 | 18 | 155 | 45 | 155 | 14 | 120 | 35 | 120
LARYO-2 | A | 16 | 158 | 40 | 158 | 45 | 158 | 18 | 158 | 45 | 158 | 14 | 120 | 35 | 120
LARYO-3 | A | 16 | 158 | 40 | 158 | 45 | 158 | 18 | 158 | 45 | 158 | 14 | 120 | 35 | 120
LARYO-4 | A | 16 | 158 | 40 | 158 | 45 | 158 | 18 | 158 | 45 | 158 | 14 | 120 | 35 | 120
LBAR-1G | A | 1 | 16 | 4 | 16 | 6 | 16 | 2 | 16 | 4 | 16 | 1 | 9 | 4 | 9
LBAR-1 | A | 39 | 360 | 88 | 360 | 88 | 360 | 55 | 360 | 145 | 360 | 41 | 270 | 90 | 270
LITTD1 | A | 57 | 485 | 110 | 485 | 110 | 485 | 66 | 485 | 80 | 485 | 60 | 335 | 150 | 335
LITTD2 | A | 57 | 485 | 110 | 485 | 110 | 485 | 66 | 485 | 80 | 485 | 60 | 335 | 150 | 335
LITTD3 | A | 57 | 485 | 110 | 485 | 110 | 485 | 66 | 485 | 80 | 485 | 60 | 335 | 150 | 335
LOAN-1 | A | 25 | 326 | 51 | 326 | 55 | 326 | 19 | 326 | 50 | 326 | 12 | 276 | 28 | 276
LOAN-2 | A | 25 | 326 | 51 | 326 | 55 | 326 | 19 | 326 | 50 | 326 | 12 | 276 | 28 | 276
LOAN-3 | A | 25 | 326 | 51 | 326 | 55 | 326 | 19 | 326 | 50 | 326 | 12 | 276 | 28 | 276
MEDP-1 | A | 30 | 380 | 76 | 330 | 76 | 330 | 48 | 380 | 105 | 380 | 31 | 330 | 79 | 290
MILWW-1 | A | 6 | 32 | 8 | 54 | 13 | 54 | 5 | 54 | 14 | 54 | 3 | 43 | 8 | 43
MRWD-1 | A | 50 | 384 | 90 | 384 | 100 | 384 | 52 | 384 | 160 | 384 | 52 | 298 | 110 | 298
NANT-1 | A | 0 | 15 | 0 | 15 | 0 | 15 | 0 | 15 | 1 | 15 | 0 | 15 | 0 | 15
PEHE-1 | A | 47 | 435 | 100 | 435 | 100 | 435 | 67 | 435 | 105 | 435 | 64 | 245 | 100 | 245
PEHE-2 | A | 16 | 490 | 40 | 265 | 42 | 490 | 0 | 0 | 0 | 0 | 0 | 490 | 0 | 490
PEMB-11 | A | 36 | 237 | 60 | 237 | 60 | 237 | 31 | 237 | 84 | 237 | 32 | 192 | 62 | 192
PEMB-21 | A | 36 | 237 | 60 | 237 | 60 | 237 | 31 | 237 | 84 | 237 | 32 | 192 | 62 | 192
PEMB-31 | A | 36 | 237 | 60 | 237 | 60 | 237 | 31 | 237 | 84 | 237 | 32 | 192 | 62 | 192
PEMB-41 | A | 36 | 237 | 60 | 237 | 60 | 237 | 31 | 237 | 84 | 237 | 32 | 192 | 62 | 192
PEMB-51 | A | 36 | 237 | 60 | 237 | 60 | 237 | 31 | 237 | 84 | 237 | 32 | 192 | 62 | 192
PETEM1 | A | 20 | 180 | 46 | 180 | 52 | 180 | 24 | 180 | 58 | 180 | 20 | 150 | 50 | 100
RATS-1 | A | 50 | 270 | 90 | 270 | 90 | 270 | 36 | 270 | 50 | 270 | 42 | 105 | 75 | 155
RATS-2 | A | 39 | 270 | 84 | 270 | 90 | 270 | 39 | 155 | 54 | 270 | 42 | 105 | 95 | 155
RATS-3 | A | 39 | 270 | 84 | 270 | 90 | 270 | 39 | 155 | 54 | 270 | 42 | 105 | 95 | 155
RATS-4 | A | 42 | 270 | 95 | 270 | 100 | 270 | 36 | 270 | 50 | 270 | 42 | 210 | 75 | 190
ROCK-1 | A | 36 | 400 | 50 | 400 | 54 | 400 | 60 | 400 | 160 | 400 | 33 | 220 | 53 | 220
ROOS-1 | A | 12 | 140 | 32 | 140 | 32 | 140 | 13 | 140 | 32 | 140 | 13 | 108 | 32 | 108
RUGPS-6 | A | 36 | 243 | 80 | 243 | 80 | 243 | 40 | 243 | 90 | 243 | 40 | 155 | 95 | 105
RUGPS-7 | A | 36 | 243 | 80 | 243 | 80 | 243 | 40 | 243 | 90 | 243 | 40 | 155 | 95 | 105
RYHPS-1 | A | 30 | 305 | 48 | 305 | 66 | 305 | 42 | 305 | 51 | 305 | 30 | 130 | 42 | 68
SCCL-1 | A | 35 | 180 | 70 | 180 | 70 | 180 | 40 | 180 | 95 | 180 | 40 | 100 | 100 | 50
SCCL-2 | A | 35 | 180 | 70 | 180 | 70 | 180 | 40 | 180 | 95 | 180 | 40 | 100 | 100 | 50
SCCL-3 | A | 35 | 180 | 70 | 180 | 70 | 180 | 40 | 180 | 95 | 180 | 40 | 100 | 100 | 50
SEAB-1 | A | 44 | 254 | 125 | 254 | 150 | 254 | 55 | 254 | 150 | 254 | 75 | 164 | 176 | 38
SEAB-2 | A | 31 | 138 | 76 | 138 | 86 | 138 | 32 | 138 | 82 | 138 | 37 | 73 | 90 | 43
SHBA-1 | A | 41 | 255 | 104 | 255 | 115 | 255 | 44 | 255 | 120 | 255 | 39 | 195 | 115 | 40
SHBA-2 | A | 26 | 183 | 64 | 183 | 70 | 183 | 30 | 183 | 80 | 183 | 28 | 103 | 66 | 69
SHOS-1 | A | 18 | 160 | 24 | 160 | 24 | 160 | 30 | 160 | 75 | 160 | 18 | 135 | 24 | 135
SHOT-1 | A | 8 | 75 | 20 | 75 | 32 | 75 | 12 | 75 | 30 | 75 | 12 | 60 | 26 | 45
SIZB-1 | A | 38 | 283 | 45 | 283 | 45 | 283 | 45 | 283 | 45 | 283 | 40 | 283 | 46 | 283
SIZB-2 | A | 38 | 283 | 45 | 283 | 45 | 283 | 45 | 283 | 45 | 283 | 40 | 283 | 46 | 283
SLOY-1 | A | 0 | 38 | 1 | 38 | 1 | 38 | 1 | 38 | 2 | 38 | 0 | 38 | 1 | 30
SLOY-2 | A | 0 | 38 | 1 | 38 | 1 | 38 | 1 | 38 | 2 | 38 | 0 | 38 | 1 | 30
SLOY-3 | A | 0 | 38 | 1 | 38 | 1 | 38 | 1 | 38 | 2 | 38 | 0 | 38 | 1 | 30
SLOY-4 | A | 0 | 28 | 1 | 28 | 1 | 28 | 1 | 28 | 2 | 28 | 0 | 28 | 1 | 22
SPLN-1 | A | 40 | 380 | 100 | 380 | 110 | 380 | 50 | 380 | 120 | 380 | 30 | 380 | 90 | 300
STAY-1 | A | 34 | 247 | 62 | 247 | 62 | 247 | 35 | 247 | 85 | 247 | 33 | 187 | 60 | 187
STAY-2 | A | 34 | 247 | 62 | 247 | 62 | 247 | 35 | 247 | 85 | 247 | 33 | 187 | 60 | 187
STAY-3 | A | 34 | 247 | 62 | 247 | 62 | 247 | 35 | 247 | 85 | 247 | 33 | 187 | 60 | 187
STAY-4 | A | 34 | 247 | 62 | 247 | 62 | 247 | 35 | 247 | 85 | 247 | 33 | 187 | 60 | 187
SUTB-1 | A | 36 | 380 | 104 | 380 | 148 | 380 | 52 | 380 | 132 | 380 | 47 | 250 | 107 | 250
SVRP-10 | A | 20 | 225 | 50 | 225 | 70 | 225 | 32 | 225 | 80 | 225 | 20 | 172 | 50 | 172
SVRP-20 | A | 20 | 225 | 50 | 225 | 70 | 225 | 32 | 225 | 80 | 225 | 20 | 172 | 50 | 172
TESI-1 | A | 40 | 260 | 100 | 260 | 140 | 260 | 60 | 260 | 140 | 260 | 40 | 200 | 120 | 100
TESI-2 | A | 40 | 260 | 100 | 260 | 140 | 260 | 60 | 260 | 140 | 260 | 40 | 200 | 120 | 100
TILB-7 | A | 20 | 160 | 30 | 160 | 30 | 160 | 20 | 160 | 30 | 160 | 6 | 100 | 10 | 100
TILB-8 | A | 20 | 160 | 30 | 160 | 30 | 160 | 20 | 160 | 30 | 160 | 6 | 100 | 10 | 100
TILB-9 | A | 20 | 160 | 30 | 160 | 30 | 160 | 20 | 160 | 30 | 160 | 6 | 100 | 10 | 100
TILB10 | A | 20 | 160 | 30 | 160 | 30 | 160 | 20 | 160 | 30 | 160 | 6 | 100 | 10 | 100
USKM-13 | A | 6 | 49 | 15 | 49 | 17 | 49 | 8 | 49 | 19 | 49 | 7 | 36 | 8 | 36
USKM-14 | A | 6 | 49 | 15 | 49 | 17 | 49 | 8 | 49 | 19 | 49 | 7 | 36 | 8 | 36
USKM-15 | A | 6 | 49 | 15 | 49 | 17 | 49 | 8 | 49 | 19 | 49 | 7 | 36 | 8 | 36
WBUPS-1 | A | 30 | 113 | 48 | 153 | 48 | 153 | 32 | 113 | 50 | 113 | 40 | 153 | 65 | 113
WBUPS-2 | A | 30 | 133 | 48 | 173 | 48 | 173 | 32 | 133 | 50 | 133 | 40 | 173 | 65 | 133
WBUPS-3 | A | 30 | 133 | 48 | 173 | 48 | 173 | 32 | 133 | 50 | 133 | 40 | 173 | 65 | 133
WBUPS-4 | A | 30 | 113 | 48 | 153 | 48 | 153 | 32 | 113 | 50 | 113 | 40 | 153 | 65 | 113
WBURB-1 | A | 22 | 240 | 48 | 240 | 62 | 240 | 27 | 240 | 69 | 240 | 20 | 200 | 50 | 120
WBURB-2 | A | 25 | 255 | 52 | 255 | 62 | 255 | 26 | 255 | 67 | 255 | 22 | 215 | 52 | 135
WBURB-3 | A | 23 | 255 | 48 | 255 | 62 | 255 | 27 | 255 | 67 | 255 | 20 | 215 | 52 | 135
WHILW-1 | A | 31 | 322 | 84 | 322 | 90 | 322 | 33 | 322 | 90 | 322 | 32 | 255 | 86 | 210
WHILW-2 | A | 19 | 163 | 33 | 163 | 35 | 163 | 20 | 163 | 52 | 163 | 21 | 142 | 43 | 119
WLNYO-2 | A | 19 | 182 | 51 | 182 | 54 | 182 | 20 | 182 | 53 | 182 | 20 | 158 | 51 | 130
WLNYW-1 | A | 19 | 182 | 51 | 182 | 54 | 182 | 20 | 182 | 53 | 182 | 20 | 158 | 51 | 130

## Nov 2014
MW Response Capability by BMU
|  | Primary Response (Max MWhrs) | [5 empty] | Secondary Response (Max Mwhrs) |  |  |  | High Frequency Response (Max MWhrs)
UNIT | Mode | 0.2Hz |  | 0.5Hz |  | 0.8Hz |  | 0.2/0.2Hz |  | 0.5/0.5Hz |  | 0.2Hz |  | 0.5Hz
ABTH7 | A | 40 | 250 | 72 | 250 | 72 | 250 | 48 | 250 | 120 | 250 | 38 | 185 | 55 | 185
ABTH8 | A | 40 | 250 | 72 | 250 | 72 | 250 | 48 | 250 | 120 | 250 | 38 | 185 | 55 | 185
ABTH9 | A | 40 | 250 | 72 | 250 | 72 | 250 | 48 | 250 | 120 | 250 | 38 | 185 | 55 | 185
BAGE-1 | A | 30 | 255 | 70 | 255 | 90 | 255 | 35 | 255 | 90 | 255 | 28 | 220 | 70 | 185
BAGE-2 | A | 3 | 17 | 8 | 17 | 12 | 17 | 4 | 17 | 9 | 17 | 2 | 17 | 5 | 17
BARKB2 | A | 33 | 210 | 82 | 210 | 108 | 210 | 39 | 210 | 97 | 210 | 31 | 120 | 84 | 120
BARK-1 | A | 22 | 140 | 55 | 140 | 72 | 140 | 26 | 140 | 65 | 140 | 21 | 80 | 54 | 80
BLLA-1 | A | 6 | 99 | 13 | 99 | 13 | 99 | 15 | 99 | 39 | 99 | 9 | 83 | 16 | 83
BRDUW-1 | A | 6 | 58 | 17 | 58 | 17 | 58 | 7 | 58 | 17 | 58 | 6 | 36 | 17 | 36
BRGG-1 | A | 16 | 110 | 32 | 110 | 48 | 110 | 16 | 110 | 40 | 110 | 14 | 96 | 34 | 46
BRYP-1 | A | 15 | 82 | 25 | 82 | 31 | 82 | 22 | 82 | 37 | 82 | 10 | 82 | 27 | 47
CDCL-1 | A | 30 | 160 | 40 | 160 | 40 | 160 | 34 | 160 | 40 | 160 | 27 | 120 | 40 | 120
CLAC-1 | A | 3 | 28 | 8 | 28 | 13 | 28 | 3 | 36 | 9 | 36 | 3 | 28 | 8 | 28
CLDCW-1 | A | 14 | 14 | 34 | 113 | 36 | 113 | 13 | 113 | 35 | 113 | 13 | 99 | 34 | 78
CLDNW-1 | A | 13 | 108 | 33 | 108 | 35 | 108 | 13 | 108 | 35 | 108 | 12 | 95 | 33 | 74
CLDSW-1 | A | 16 | 129 | 40 | 129 | 43 | 129 | 16 | 129 | 42 | 129 | 16 | 113 | 41 | 88
CNQPS-1 | A | 22 | 126 | 51 | 126 | 70 | 126 | 28 | 126 | 70 | 126 | 20 | 100 | 45 | 100
CNQPS-2 | A | 22 | 126 | 51 | 126 | 70 | 126 | 28 | 126 | 70 | 126 | 20 | 100 | 45 | 100
CNQPS-3 | A | 22 | 126 | 51 | 126 | 70 | 126 | 28 | 126 | 70 | 126 | 20 | 100 | 45 | 100
CNQPS-4 | A | 22 | 170 | 55 | 170 | 55 | 170 | 28 | 170 | 70 | 170 | 28 | 105 | 55 | 105
COCK-1 | A | 15 | 168 | 42 | 168 | 48 | 168 | 10 | 168 | 25 | 168 | 6 | 138 | 7 | 138
COCK-2 | A | 15 | 168 | 42 | 168 | 48 | 168 | 10 | 168 | 25 | 168 | 6 | 138 | 7 | 138
COCK-3 | A | 15 | 168 | 42 | 168 | 48 | 168 | 10 | 168 | 25 | 168 | 6 | 138 | 7 | 138
COCK-4 | A | 15 | 168 | 42 | 168 | 48 | 168 | 10 | 168 | 25 | 168 | 6 | 138 | 7 | 138
CORB-1 | A | 10 | 130 | 30 | 130 | 50 | 130 | 28 | 130 | 60 | 130 | 15 | 95 | 40 | 60
COSO-1 | A | 20 | 380 | 40 | 380 | 50 | 380 | 60 | 380 | 140 | 380 | 17 | 304 | 40 | 304
COTPS-1 | A | 29 | 277 | 50 | 277 | 62 | 277 | 35 | 60 | 63 | 277 | 30 | 122 | 60 | 122
COTPS-2 | A | 29 | 287 | 50 | 287 | 62 | 287 | 35 | 60 | 63 | 287 | 30 | 122 | 60 | 122
COTPS-3 | A | 29 | 287 | 50 | 287 | 62 | 287 | 35 | 60 | 63 | 287 | 30 | 122 | 60 | 122
COTPS-4 | A | 29 | 277 | 50 | 277 | 62 | 277 | 35 | 60 | 63 | 277 | 30 | 122 | 60 | 122
COWE1 | A | 7 | 30 | 17 | 30 | 17 | 30 | 7 | 30 | 17 | 30 | 7 | 30 | 17 | 30
COWE2 | A | 7 | 30 | 17 | 30 | 17 | 30 | 7 | 30 | 17 | 30 | 7 | 30 | 17 | 30
CRUA-1 | A | 10 | 110 | 25 | 110 | 37 | 110 | 12 | 110 | 30 | 110 | 10 | 84 | 25 | 48
CRUA-2 | A | 10 | 110 | 25 | 110 | 37 | 110 | 12 | 110 | 30 | 110 | 10 | 84 | 25 | 48
CRUA-3 | A | 7 | 30 | 15 | 30 | 21 | 30 | 9 | 30 | 24 | 30 | 5 | 25 | 13 | 15
CRUA-4 | A | 7 | 30 | 15 | 30 | 21 | 30 | 9 | 30 | 24 | 30 | 5 | 25 | 13 | 15
CRYRW-2 | A | 15 | 138 | 38 | 138 | 40 | 138 | 15 | 138 | 40 | 138 | 13 | 109 | 40 | 63
DAMC-1 | A | 64 | 380 | 136 | 380 | 156 | 380 | 80 | 380 | 180 | 380 | 60 | 293 | 190 | 128
DEEP-1 | A | 20 | 180 | 60 | 180 | 86 | 180 | 22 | 180 | 80 | 180 | 24 | 96 | 52 | 96
DERW-1 | A | 13 | 90 | 35 | 90 | 45 | 90 | 16 | 90 | 40 | 90 | 16 | 90 | 32 | 72
DIDCB5 | A | 40 | 330 | 104 | 330 | 125 | 330 | 55 | 330 | 140 | 330 | 40 | 185 | 105 | 185
DIDCB6 | A | 50 | 250 | 105 | 250 | 105 | 250 | 50 | 250 | 130 | 250 | 50 | 153 | 110 | 103
DIDC1 | A | 42 | 225 | 85 | 225 | 85 | 225 | 24 | 225 | 62 | 120 | 24 | 73 | 60 | 147
DIDC2 | A | 42 | 225 | 85 | 225 | 85 | 225 | 24 | 225 | 62 | 120 | 24 | 73 | 60 | 147
DIDC3 | A | 42 | 225 | 85 | 225 | 85 | 225 | 24 | 225 | 62 | 120 | 24 | 73 | 60 | 147
DIDC4 | A | 42 | 225 | 85 | 225 | 85 | 225 | 24 | 225 | 62 | 120 | 24 | 73 | 60 | 147
DINO-1 | A | 14 | 138 | 39 | 138 | 58 | 138 | 28 | 138 | 72 | 138 | 14 | 118 | 36 | 88
DINO-2 | A | 14 | 138 | 39 | 138 | 58 | 138 | 28 | 138 | 72 | 138 | 14 | 118 | 36 | 88
DINO-3 | A | 14 | 138 | 39 | 138 | 58 | 138 | 28 | 138 | 72 | 138 | 14 | 118 | 36 | 88
DINO-4 | A | 14 | 138 | 39 | 138 | 58 | 138 | 28 | 138 | 72 | 138 | 14 | 118 | 36 | 88
DINO-5 | A | 14 | 138 | 39 | 138 | 58 | 138 | 28 | 138 | 72 | 138 | 14 | 118 | 36 | 88
DINO-6 | A | 14 | 138 | 39 | 138 | 58 | 138 | 28 | 138 | 72 | 138 | 14 | 118 | 36 | 88
DRAXX-1 | A | 68 | 345 | 100 | 345 | 100 | 345 | 64 | 95 | 110 | 345 | 60 | 225 | 70 | 225
DRAXX-2 | A | 68 | 345 | 100 | 345 | 100 | 345 | 64 | 95 | 110 | 345 | 60 | 225 | 70 | 225
DRAXX-3 | A | 68 | 345 | 100 | 345 | 100 | 345 | 64 | 95 | 110 | 345 | 60 | 225 | 70 | 225
DRAXX-4 | A | 68 | 345 | 100 | 345 | 100 | 345 | 64 | 95 | 110 | 345 | 60 | 225 | 70 | 225
DRAXX-5 | A | 68 | 345 | 100 | 345 | 100 | 345 | 64 | 95 | 110 | 345 | 60 | 225 | 70 | 225
DRAXX-6 | A | 68 | 345 | 100 | 345 | 100 | 345 | 64 | 95 | 110 | 345 | 60 | 225 | 70 | 225
EECL-1 | A | 20 | 178 | 25 | 178 | 25 | 178 | 32 | 178 | 81 | 178 | 20 | 143 | 25 | 143
EGGPS-1 | A | 45 | 205 | 83 | 205 | 83 | 205 | 49 | 205 | 110 | 205 | 33 | 95 | 60 | 95
EGGPS-2 | A | 45 | 205 | 83 | 205 | 83 | 205 | 49 | 205 | 110 | 205 | 33 | 95 | 60 | 95
EGGPS-3 | A | 45 | 205 | 83 | 205 | 83 | 205 | 49 | 205 | 110 | 205 | 33 | 95 | 60 | 95
EGGPS-4 | A | 45 | 205 | 83 | 205 | 83 | 205 | 49 | 205 | 110 | 205 | 33 | 95 | 60 | 95
ERRO-1 | A | 1 | 21 | 1 | 21 | 1 | 21 | 2 | 21 | 5 | 21 | 1 | 17 | 1 | 17
ERRO-2 | A | 1 | 21 | 1 | 21 | 1 | 21 | 2 | 21 | 5 | 21 | 1 | 17 | 1 | 17
ERRO-3 | A | 1 | 21 | 1 | 21 | 1 | 21 | 2 | 21 | 5 | 21 | 1 | 17 | 1 | 17
FAARW-1 | A | 2 | 37 | 4 | 37 | 4 | 37 | 4 | 37 | 12 | 37 | 2 | 33 | 4 | 33
FAARW-2 | A | 2 | 37 | 4 | 37 | 4 | 37 | 4 | 37 | 12 | 37 | 2 | 33 | 4 | 33
FASN-1 | A | 0 | 15 | 1 | 15 | 1 | 15 | 1 | 15 | 2 | 15 | 0 | 15 | 1 | 12
FASN-2 | A | 0 | 15 | 1 | 15 | 1 | 15 | 1 | 15 | 2 | 15 | 0 | 15 | 1 | 12
FASN-3 | A | 0 | 15 | 1 | 15 | 1 | 15 | 1 | 15 | 2 | 15 | 0 | 15 | 1 | 12
FAWL1 | A | 36 | 244 | 77 | 244 | 77 | 244 | 10 | 244 | 10 | 244 | 40 | 98 | 91 | 145
FAWL3 | A | 36 | 244 | 77 | 244 | 77 | 244 | 10 | 244 | 10 | 244 | 40 | 98 | 91 | 145
FAWN-1 | A | 10 | 52 | 25 | 52 | 40 | 52 | 13 | 52 | 32 | 52 | 11 | 37 | 27 | 27
FELL-1 | A | 9 | 63 | 21 | 63 | 22 | 63 | 10 | 63 | 24 | 63 | 9 | 63 | 22 | 63
FERR-1 | A | 25 | 150 | 45 | 250 | 56 | 250 | 40 | 250 | 60 | 250 | 34 | 80 | 59 | 150
FERR-2 | A | 25 | 150 | 45 | 250 | 56 | 250 | 40 | 250 | 60 | 250 | 34 | 80 | 59 | 150
FERR-3 | A | 25 | 150 | 45 | 250 | 56 | 250 | 40 | 250 | 60 | 250 | 34 | 80 | 59 | 150
FERR-4 | A | 25 | 150 | 45 | 250 | 56 | 250 | 40 | 250 | 60 | 250 | 34 | 80 | 59 | 150
FFES-1 | A | 10 | 35 | 27 | 35 | 30 | 35 | 9 | 35 | 22 | 35 | 4 | 27 | 6 | 27
FFES-2 | A | 10 | 35 | 27 | 35 | 30 | 35 | 9 | 35 | 22 | 35 | 4 | 27 | 6 | 27
FFES-3 | A | 10 | 35 | 27 | 35 | 30 | 35 | 9 | 35 | 22 | 35 | 4 | 27 | 6 | 27
FFES-4 | A | 10 | 35 | 27 | 35 | 30 | 35 | 9 | 35 | 22 | 35 | 4 | 27 | 6 | 27
FIDL-1 | A | 13 | 205 | 20 | 205 | 23 | 205 | 35 | 100 | 40 | 147 | 30 | 147 | 50 | 147
FIDL-2 | A | 13 | 205 | 20 | 205 | 23 | 205 | 35 | 100 | 40 | 147 | 30 | 147 | 50 | 147
FIDL-3 | A | 13 | 205 | 20 | 205 | 23 | 205 | 35 | 100 | 40 | 147 | 30 | 147 | 50 | 147
FIDL-4 | A | 13 | 205 | 20 | 205 | 23 | 205 | 35 | 100 | 40 | 147 | 30 | 147 | 50 | 147
FIFE-1 | A | 6 | 63 | 12 | 63 | 12 | 63 | 11 | 63 | 24 | 63 | 6 | 53 | 8 | 53
FINL-1 | A | 0 | 14 | 1 | 14 | 1 | 14 | 1 | 14 | 2 | 14 | 0 | 14 | 1 | 11
FOYE-1 | A | 6 | 60 | 13 | 60 | 16 | 60 | 11 | 60 | 27 | 60 | 5 | 30 | 11 | 30
FOYE-2 | A | 6 | 60 | 13 | 60 | 16 | 60 | 11 | 60 | 27 | 60 | 5 | 30 | 11 | 30
GLNDO-1 | A | 6 | 80 | 12 | 45 | 17 | 45 | 12 | 45 | 25 | 45 | 8 | 65 | 18 | 45
GNFSW-1 | A | 11 | 100 | 30 | 100 | 30 | 100 | 12 | 100 | 31 | 100 | 12 | 70 | 30 | 70
GNFSW-2 | A | 7 | 64 | 18 | 64 | 18 | 64 | 8 | 64 | 18 | 64 | 6 | 49 | 15 | 49
GORDW-1 | A | 6 | 62 | 16 | 56 | 26 | 45 | 7 | 62 | 18 | 62 | 6 | 56 | 16 | 45
GRAI-1 | A | 43 | 485 | 100 | 485 | 160 | 485 | 60 | 485 | 140 | 485 | 33 | 0 | 60 | 345
GRAI-3 | A | 43 | 485 | 100 | 485 | 160 | 485 | 60 | 485 | 140 | 485 | 33 | 0 | 60 | 345
GRAI-4 | A | 43 | 485 | 100 | 485 | 160 | 485 | 60 | 485 | 140 | 485 | 33 | 0 | 60 | 345
GRAI-6 | A | 26 | 232 | 58 | 232 | 58 | 232 | 32 | 232 | 84 | 232 | 32 | 175 | 65 | 135
GRAI-7 | A | 30 | 232 | 60 | 232 | 60 | 232 | 32 | 232 | 84 | 232 | 32 | 175 | 65 | 135
GRAI-8 | A | 26 | 232 | 58 | 232 | 58 | 232 | 32 | 232 | 84 | 232 | 32 | 175 | 65 | 135
GRIFW-1 | A | 7 | 78 | 19 | 78 | 19 | 78 | 8 | 78 | 19 | 78 | 6 | 59 | 15 | 21
GRIFW-2 | A | 7 | 78 | 19 | 78 | 19 | 78 | 8 | 78 | 19 | 78 | 6 | 59 | 15 | 21
GRMO-1 | A | 8 | 43 | 8 | 43 | 8 | 43 | 8 | 43 | 8 | 43 | 8 | 23 | 8 | 23
GYAR-1 | A | 17 | 176 | 42 | 176 | 66 | 176 | 24 | 176 | 60 | 176 | 17 | 176 | 42 | 176
HADHW-1 | A | 7 | 96 | 14 | 96 | 22 | 96 | 13 | 96 | 34 | 96 | 8 | 65 | 17 | 65
HUMR-1 | A | 60 | 533 | 150 | 533 | 200 | 533 | 80 | 533 | 200 | 533 | 62 | 419 | 155 | 251
INDQ-1 | A | 12 | 102 | 31 | 102 | 43 | 102 | 13 | 102 | 34 | 102 | 12 | 72 | 30 | 72
IRNPS-1 | A | 35 | 125 | 45 | 125 | 48 | 285 | 42 | 285 | 68 | 125 | 28 | 125 | 42 | 185
IRNPS-2 | A | 35 | 125 | 45 | 125 | 48 | 285 | 42 | 285 | 68 | 125 | 28 | 125 | 42 | 185
KEAD-1 | A | 29 | 315 | 67 | 315 | 102 | 315 | 48 | 315 | 110 | 315 | 30 | 275 | 75 | 155
KILBW-1 | A | 3 | 56 | 8 | 56 | 13 | 56 | 5 | 56 | 14 | 56 | 4 | 53 | 9 | 47
KILLPG-1 | A | 8 | 225 | 10 | 225 | 10 | 225 | 10 | 225 | 12 | 225 | 4 | 150 | 15 | 150
KILLPG-2 | A | 18 | 225 | 25 | 225 | 25 | 225 | 37 | 225 | 37 | 225 | 22 | 195 | 30 | 195
KILNS-1 | A | 30 | 290 | 72 | 290 | 84 | 290 | 42 | 290 | 114 | 290 | 18 | 104 | 45 | 104
KINO-1 | A | 27 | 255 | 35 | 255 | 35 | 255 | 22 | 255 | 44 | 255 | 14 | 185 | 35 | 185
KINO-2 | A | 27 | 255 | 35 | 255 | 35 | 255 | 22 | 255 | 44 | 255 | 14 | 185 | 35 | 185
KINO-3 | A | 27 | 255 | 35 | 255 | 35 | 255 | 22 | 255 | 41 | 255 | 14 | 185 | 35 | 185
KINO-4 | A | 27 | 255 | 35 | 255 | 35 | 255 | 22 | 255 | 41 | 255 | 14 | 185 | 35 | 185
KLYN-A-1 | A | 24 | 126 | 50 | 126 | 50 | 126 | 34 | 126 | 70 | 126 | 22 | 81 | 34 | 81
LAGA-1 | A | 58 | 505 | 135 | 505 | 158 | 505 | 50 | 425 | 140 | 425 | 56 | 425 | 135 | 330
LARYO-1 | A | 16 | 155 | 40 | 155 | 45 | 155 | 18 | 155 | 45 | 155 | 14 | 120 | 35 | 120
LARYO-2 | A | 16 | 158 | 40 | 158 | 45 | 158 | 18 | 158 | 45 | 158 | 14 | 120 | 35 | 120
LARYO-3 | A | 16 | 158 | 40 | 158 | 45 | 158 | 18 | 158 | 45 | 158 | 14 | 120 | 35 | 120
LARYO-4 | A | 16 | 158 | 40 | 158 | 45 | 158 | 18 | 158 | 45 | 158 | 14 | 120 | 35 | 120
LBAR-1G | A | 1 | 16 | 4 | 16 | 6 | 16 | 2 | 16 | 4 | 16 | 1 | 9 | 4 | 9
LBAR-1 | A | 39 | 360 | 88 | 360 | 88 | 360 | 55 | 360 | 145 | 360 | 41 | 270 | 90 | 270
LITTD1 | A | 57 | 485 | 110 | 485 | 110 | 485 | 66 | 485 | 80 | 485 | 60 | 335 | 150 | 335
LITTD2 | A | 57 | 485 | 110 | 485 | 110 | 485 | 66 | 485 | 80 | 485 | 60 | 335 | 150 | 335
LITTD3 | A | 57 | 485 | 110 | 485 | 110 | 485 | 66 | 485 | 80 | 485 | 60 | 335 | 150 | 335
LOAN-1 | A | 25 | 326 | 51 | 326 | 55 | 326 | 19 | 326 | 50 | 326 | 12 | 276 | 28 | 276
LOAN-2 | A | 25 | 326 | 51 | 326 | 55 | 326 | 19 | 326 | 50 | 326 | 12 | 276 | 28 | 276
LOAN-3 | A | 25 | 326 | 51 | 326 | 55 | 326 | 19 | 326 | 50 | 326 | 12 | 276 | 28 | 276
MEDP-1 | A | 30 | 380 | 76 | 330 | 76 | 330 | 48 | 380 | 105 | 380 | 31 | 330 | 79 | 290
MILWW-1 | A | 6 | 32 | 8 | 54 | 13 | 54 | 5 | 54 | 14 | 54 | 3 | 43 | 8 | 43
MRWD-1 | A | 50 | 384 | 90 | 384 | 100 | 384 | 52 | 384 | 160 | 384 | 52 | 298 | 110 | 298
NANT-1 | A | 0 | 15 | 0 | 15 | 0 | 15 | 0 | 15 | 1 | 15 | 0 | 15 | 0 | 15
PEHE-1 | A | 47 | 435 | 100 | 435 | 100 | 435 | 67 | 435 | 105 | 435 | 64 | 245 | 100 | 245
PEHE-2 | A | 16 | 490 | 40 | 265 | 42 | 490 | 0 | 0 | 0 | 0 | 0 | 490 | 0 | 490
PEMB-11 | A | 36 | 237 | 60 | 237 | 60 | 237 | 31 | 237 | 84 | 237 | 32 | 192 | 62 | 192
PEMB-21 | A | 36 | 237 | 60 | 237 | 60 | 237 | 31 | 237 | 84 | 237 | 32 | 192 | 62 | 192
PEMB-31 | A | 36 | 237 | 60 | 237 | 60 | 237 | 31 | 237 | 84 | 237 | 32 | 192 | 62 | 192
PEMB-41 | A | 36 | 237 | 60 | 237 | 60 | 237 | 31 | 237 | 84 | 237 | 32 | 192 | 62 | 192
PEMB-51 | A | 36 | 237 | 60 | 237 | 60 | 237 | 31 | 237 | 84 | 237 | 32 | 192 | 62 | 192
PETEM1 | A | 20 | 180 | 46 | 180 | 52 | 180 | 24 | 180 | 58 | 180 | 20 | 150 | 50 | 100
RATS-1 | A | 50 | 270 | 90 | 270 | 90 | 270 | 36 | 270 | 50 | 270 | 42 | 105 | 75 | 155
RATS-2 | A | 39 | 270 | 84 | 270 | 90 | 270 | 39 | 155 | 54 | 270 | 42 | 105 | 95 | 155
RATS-3 | A | 39 | 270 | 84 | 270 | 90 | 270 | 39 | 155 | 54 | 270 | 42 | 105 | 95 | 155
RATS-4 | A | 42 | 270 | 95 | 270 | 100 | 270 | 36 | 270 | 50 | 270 | 42 | 210 | 75 | 190
ROCK-1 | A | 36 | 400 | 50 | 400 | 54 | 400 | 60 | 400 | 160 | 400 | 33 | 220 | 53 | 220
ROOS-1 | A | 12 | 140 | 32 | 140 | 32 | 140 | 13 | 140 | 32 | 140 | 13 | 108 | 32 | 108
RUGPS-6 | A | 36 | 243 | 80 | 243 | 80 | 243 | 40 | 243 | 90 | 243 | 40 | 155 | 95 | 105
RUGPS-7 | A | 36 | 243 | 80 | 243 | 80 | 243 | 40 | 243 | 90 | 243 | 40 | 155 | 95 | 105
RYHPS-1 | A | 30 | 305 | 48 | 305 | 66 | 305 | 42 | 305 | 51 | 305 | 30 | 130 | 42 | 68
SCCL-1 | A | 35 | 180 | 70 | 180 | 70 | 180 | 40 | 180 | 95 | 180 | 40 | 100 | 100 | 50
SCCL-2 | A | 35 | 180 | 70 | 180 | 70 | 180 | 40 | 180 | 95 | 180 | 40 | 100 | 100 | 50
SCCL-3 | A | 35 | 180 | 70 | 180 | 70 | 180 | 40 | 180 | 95 | 180 | 40 | 100 | 100 | 50
SEAB-1 | A | 44 | 254 | 125 | 254 | 150 | 254 | 55 | 254 | 150 | 254 | 75 | 164 | 176 | 38
SEAB-2 | A | 31 | 138 | 76 | 138 | 86 | 138 | 32 | 138 | 82 | 138 | 37 | 73 | 90 | 43
SHBA-1 | A | 41 | 255 | 104 | 255 | 115 | 255 | 44 | 255 | 120 | 255 | 39 | 195 | 115 | 40
SHBA-2 | A | 26 | 183 | 64 | 183 | 70 | 183 | 30 | 183 | 80 | 183 | 28 | 103 | 66 | 69
SHOS-1 | A | 18 | 160 | 24 | 160 | 24 | 160 | 30 | 160 | 75 | 160 | 18 | 135 | 24 | 135
SHOT-1 | A | 8 | 75 | 20 | 75 | 32 | 75 | 12 | 75 | 30 | 75 | 12 | 60 | 26 | 45
SIZB-1 | A | 38 | 283 | 45 | 283 | 45 | 283 | 45 | 283 | 45 | 283 | 40 | 283 | 46 | 283
SIZB-2 | A | 38 | 283 | 45 | 283 | 45 | 283 | 45 | 283 | 45 | 283 | 40 | 283 | 46 | 283
SLOY-1 | A | 0 | 38 | 1 | 38 | 1 | 38 | 1 | 38 | 2 | 38 | 0 | 38 | 1 | 30
SLOY-2 | A | 0 | 38 | 1 | 38 | 1 | 38 | 1 | 38 | 2 | 38 | 0 | 38 | 1 | 30
SLOY-3 | A | 0 | 38 | 1 | 38 | 1 | 38 | 1 | 38 | 2 | 38 | 0 | 38 | 1 | 30
SLOY-4 | A | 0 | 28 | 1 | 28 | 1 | 28 | 1 | 28 | 2 | 28 | 0 | 28 | 1 | 22
SPLN-1 | A | 40 | 380 | 100 | 380 | 110 | 380 | 50 | 380 | 120 | 380 | 30 | 380 | 90 | 300
STAY-1 | A | 34 | 247 | 62 | 247 | 62 | 247 | 35 | 247 | 85 | 247 | 33 | 187 | 60 | 187
STAY-2 | A | 34 | 247 | 62 | 247 | 62 | 247 | 35 | 247 | 85 | 247 | 33 | 187 | 60 | 187
STAY-3 | A | 34 | 247 | 62 | 247 | 62 | 247 | 35 | 247 | 85 | 247 | 33 | 187 | 60 | 187
STAY-4 | A | 34 | 247 | 62 | 247 | 62 | 247 | 35 | 247 | 85 | 247 | 33 | 187 | 60 | 187
SUTB-1 | A | 36 | 380 | 104 | 380 | 148 | 380 | 52 | 380 | 132 | 380 | 47 | 250 | 107 | 250
SVRP-10 | A | 20 | 225 | 50 | 225 | 70 | 225 | 32 | 225 | 80 | 225 | 20 | 172 | 50 | 172
SVRP-20 | A | 20 | 225 | 50 | 225 | 70 | 225 | 32 | 225 | 80 | 225 | 20 | 172 | 50 | 172
TESI-1 | A | 40 | 260 | 100 | 260 | 140 | 260 | 60 | 260 | 140 | 260 | 40 | 200 | 120 | 100
TESI-2 | A | 40 | 260 | 100 | 260 | 140 | 260 | 60 | 260 | 140 | 260 | 40 | 200 | 120 | 100
TILB-7 | A | 20 | 160 | 30 | 160 | 30 | 160 | 20 | 160 | 30 | 160 | 6 | 100 | 10 | 100
TILB-8 | A | 20 | 160 | 30 | 160 | 30 | 160 | 20 | 160 | 30 | 160 | 6 | 100 | 10 | 100
TILB-9 | A | 20 | 160 | 30 | 160 | 30 | 160 | 20 | 160 | 30 | 160 | 6 | 100 | 10 | 100
TILB10 | A | 20 | 160 | 30 | 160 | 30 | 160 | 20 | 160 | 30 | 160 | 6 | 100 | 10 | 100
USKM-13 | A | 6 | 49 | 15 | 49 | 17 | 49 | 8 | 49 | 19 | 49 | 7 | 36 | 8 | 36
USKM-14 | A | 6 | 49 | 15 | 49 | 17 | 49 | 8 | 49 | 19 | 49 | 7 | 36 | 8 | 36
USKM-15 | A | 6 | 49 | 15 | 49 | 17 | 49 | 8 | 49 | 19 | 49 | 7 | 36 | 8 | 36
WBUPS-1 | A | 30 | 113 | 48 | 153 | 48 | 153 | 32 | 113 | 50 | 113 | 40 | 153 | 65 | 113
WBUPS-2 | A | 30 | 133 | 48 | 173 | 48 | 173 | 32 | 133 | 50 | 133 | 40 | 173 | 65 | 133
WBUPS-3 | A | 30 | 133 | 48 | 173 | 48 | 173 | 32 | 133 | 50 | 133 | 40 | 173 | 65 | 133
WBUPS-4 | A | 30 | 113 | 48 | 153 | 48 | 153 | 32 | 113 | 50 | 113 | 40 | 153 | 65 | 113
WBURB-1 | A | 22 | 240 | 48 | 240 | 62 | 240 | 27 | 240 | 69 | 240 | 20 | 200 | 50 | 120
WBURB-2 | A | 25 | 255 | 52 | 255 | 62 | 255 | 26 | 255 | 67 | 255 | 22 | 215 | 52 | 135
WBURB-3 | A | 23 | 255 | 48 | 255 | 62 | 255 | 27 | 255 | 67 | 255 | 20 | 215 | 52 | 135
WHILW-1 | A | 31 | 322 | 84 | 322 | 90 | 322 | 33 | 322 | 90 | 322 | 32 | 255 | 86 | 210
WHILW-2 | A | 19 | 163 | 33 | 163 | 35 | 163 | 20 | 163 | 52 | 163 | 21 | 142 | 43 | 119
WLNYO-2 | A | 19 | 182 | 51 | 182 | 54 | 182 | 20 | 182 | 53 | 182 | 20 | 158 | 51 | 130
WLNYW-1 | A | 19 | 182 | 51 | 182 | 54 | 182 | 20 | 182 | 53 | 182 | 20 | 158 | 51 | 130

## Oct 2014
MW Response Capability by BMU
|  | Primary Response (Max MWhrs) | [5 empty] | Secondary Response (Max Mwhrs) |  |  |  | High Frequency Response (Max MWhrs)
UNIT | Mode | 0.2Hz |  | 0.5Hz |  | 0.8Hz |  | 0.2/0.2Hz |  | 0.5/0.5Hz |  | 0.2Hz |  | 0.5Hz
ABTH7 | A | 40 | 250 | 72 | 250 | 72 | 250 | 48 | 250 | 120 | 250 | 38 | 185 | 55 | 185
ABTH8 | A | 40 | 250 | 72 | 250 | 72 | 250 | 48 | 250 | 120 | 250 | 38 | 185 | 55 | 185
ABTH9 | A | 40 | 250 | 72 | 250 | 72 | 250 | 48 | 250 | 120 | 250 | 38 | 185 | 55 | 185
BAGE-1 | A | 30 | 255 | 70 | 255 | 90 | 255 | 35 | 255 | 90 | 255 | 28 | 220 | 70 | 185
BAGE-2 | A | 3 | 17 | 8 | 17 | 12 | 17 | 4 | 17 | 9 | 17 | 2 | 17 | 5 | 17
BARKB2 | A | 33 | 210 | 82 | 210 | 108 | 210 | 39 | 210 | 97 | 210 | 31 | 120 | 84 | 120
BARK-1 | A | 22 | 140 | 55 | 140 | 72 | 140 | 26 | 140 | 65 | 140 | 21 | 80 | 54 | 80
BLLA-1 | A | 6 | 99 | 13 | 99 | 13 | 99 | 15 | 99 | 39 | 99 | 9 | 83 | 16 | 83
BRDUW-1 | A | 6 | 58 | 17 | 58 | 17 | 58 | 7 | 58 | 17 | 58 | 6 | 36 | 17 | 36
BRGG-1 | A | 16 | 110 | 32 | 110 | 48 | 110 | 16 | 110 | 40 | 110 | 14 | 96 | 34 | 46
BRYP-1 | A | 15 | 82 | 25 | 82 | 31 | 82 | 22 | 82 | 37 | 82 | 10 | 82 | 27 | 47
CDCL-1 | A | 30 | 160 | 40 | 160 | 40 | 160 | 34 | 160 | 40 | 160 | 27 | 120 | 40 | 120
CLAC-1 | A | 3 | 28 | 8 | 28 | 13 | 28 | 3 | 36 | 9 | 36 | 3 | 28 | 8 | 28
CLDCW-1 | A | 14 | 14 | 34 | 113 | 36 | 113 | 13 | 113 | 35 | 113 | 13 | 99 | 34 | 78
CLDNW-1 | A | 13 | 108 | 33 | 108 | 35 | 108 | 13 | 108 | 35 | 108 | 12 | 95 | 33 | 74
CLDSW-1 | A | 16 | 129 | 40 | 129 | 43 | 129 | 16 | 129 | 42 | 129 | 16 | 113 | 41 | 88
CNQPS-1 | A | 22 | 126 | 51 | 126 | 70 | 126 | 28 | 126 | 70 | 126 | 20 | 100 | 45 | 100
CNQPS-2 | A | 22 | 126 | 51 | 126 | 70 | 126 | 28 | 126 | 70 | 126 | 20 | 100 | 45 | 100
CNQPS-3 | A | 22 | 126 | 51 | 126 | 70 | 126 | 28 | 126 | 70 | 126 | 20 | 100 | 45 | 100
CNQPS-4 | A | 22 | 170 | 55 | 170 | 55 | 170 | 28 | 170 | 70 | 170 | 28 | 105 | 55 | 105
COCK-1 | A | 15 | 168 | 42 | 168 | 48 | 168 | 10 | 168 | 25 | 168 | 6 | 138 | 7 | 138
COCK-2 | A | 15 | 168 | 42 | 168 | 48 | 168 | 10 | 168 | 25 | 168 | 6 | 138 | 7 | 138
COCK-3 | A | 15 | 168 | 42 | 168 | 48 | 168 | 10 | 168 | 25 | 168 | 6 | 138 | 7 | 138
COCK-4 | A | 15 | 168 | 42 | 168 | 48 | 168 | 10 | 168 | 25 | 168 | 6 | 138 | 7 | 138
CORB-1 | A | 10 | 130 | 30 | 130 | 50 | 130 | 28 | 130 | 60 | 130 | 15 | 95 | 40 | 60
COSO-1 | A | 20 | 380 | 40 | 380 | 50 | 380 | 60 | 380 | 140 | 380 | 17 | 304 | 40 | 304
COTPS-1 | A | 29 | 277 | 50 | 277 | 62 | 277 | 35 | 60 | 63 | 277 | 30 | 122 | 60 | 122
COTPS-2 | A | 29 | 287 | 50 | 287 | 62 | 287 | 35 | 60 | 63 | 287 | 30 | 122 | 60 | 122
COTPS-3 | A | 29 | 287 | 50 | 287 | 62 | 287 | 35 | 60 | 63 | 287 | 30 | 122 | 60 | 122
COTPS-4 | A | 29 | 277 | 50 | 277 | 62 | 277 | 35 | 60 | 63 | 277 | 30 | 122 | 60 | 122
COWE1 | A | 7 | 30 | 17 | 30 | 17 | 30 | 7 | 30 | 17 | 30 | 7 | 30 | 17 | 30
COWE2 | A | 7 | 30 | 17 | 30 | 17 | 30 | 7 | 30 | 17 | 30 | 7 | 30 | 17 | 30
CRUA-1 | A | 10 | 110 | 25 | 110 | 37 | 110 | 12 | 110 | 30 | 110 | 10 | 84 | 25 | 48
CRUA-2 | A | 10 | 110 | 25 | 110 | 37 | 110 | 12 | 110 | 30 | 110 | 10 | 84 | 25 | 48
CRUA-3 | A | 7 | 30 | 15 | 30 | 21 | 30 | 9 | 30 | 24 | 30 | 5 | 25 | 13 | 15
CRUA-4 | A | 7 | 30 | 15 | 30 | 21 | 30 | 9 | 30 | 24 | 30 | 5 | 25 | 13 | 15
CRYRW-2 | A | 15 | 138 | 38 | 138 | 40 | 138 | 15 | 138 | 40 | 138 | 13 | 109 | 40 | 63
DAMC-1 | A | 64 | 380 | 136 | 380 | 156 | 380 | 80 | 380 | 180 | 380 | 60 | 293 | 190 | 128
DEEP-1 | A | 20 | 180 | 60 | 180 | 86 | 180 | 22 | 180 | 80 | 180 | 24 | 96 | 52 | 96
DERW-1 | A | 13 | 90 | 35 | 90 | 45 | 90 | 16 | 90 | 40 | 90 | 16 | 90 | 32 | 72
DIDCB5 | A | 40 | 330 | 104 | 330 | 125 | 330 | 55 | 330 | 140 | 330 | 40 | 185 | 105 | 185
DIDCB6 | A | 50 | 250 | 105 | 250 | 105 | 250 | 50 | 250 | 130 | 250 | 50 | 153 | 110 | 103
DIDC1 | A | 42 | 225 | 85 | 225 | 85 | 225 | 24 | 225 | 62 | 120 | 24 | 73 | 60 | 147
DIDC2 | A | 42 | 225 | 85 | 225 | 85 | 225 | 24 | 225 | 62 | 120 | 24 | 73 | 60 | 147
DIDC3 | A | 42 | 225 | 85 | 225 | 85 | 225 | 24 | 225 | 62 | 120 | 24 | 73 | 60 | 147
DIDC4 | A | 42 | 225 | 85 | 225 | 85 | 225 | 24 | 225 | 62 | 120 | 24 | 73 | 60 | 147
DINO-1 | A | 14 | 138 | 39 | 138 | 58 | 138 | 28 | 138 | 72 | 138 | 14 | 118 | 36 | 88
DINO-2 | A | 14 | 138 | 39 | 138 | 58 | 138 | 28 | 138 | 72 | 138 | 14 | 118 | 36 | 88
DINO-3 | A | 14 | 138 | 39 | 138 | 58 | 138 | 28 | 138 | 72 | 138 | 14 | 118 | 36 | 88
DINO-4 | A | 14 | 138 | 39 | 138 | 58 | 138 | 28 | 138 | 72 | 138 | 14 | 118 | 36 | 88
DINO-5 | A | 14 | 138 | 39 | 138 | 58 | 138 | 28 | 138 | 72 | 138 | 14 | 118 | 36 | 88
DINO-6 | A | 14 | 138 | 39 | 138 | 58 | 138 | 28 | 138 | 72 | 138 | 14 | 118 | 36 | 88
DRAXX-1 | A | 68 | 345 | 100 | 345 | 100 | 345 | 64 | 95 | 110 | 345 | 60 | 225 | 70 | 225
DRAXX-2 | A | 68 | 345 | 100 | 345 | 100 | 345 | 64 | 95 | 110 | 345 | 60 | 225 | 70 | 225
DRAXX-3 | A | 68 | 345 | 100 | 345 | 100 | 345 | 64 | 95 | 110 | 345 | 60 | 225 | 70 | 225
DRAXX-4 | A | 68 | 345 | 100 | 345 | 100 | 345 | 64 | 95 | 110 | 345 | 60 | 225 | 70 | 225
DRAXX-5 | A | 68 | 345 | 100 | 345 | 100 | 345 | 64 | 95 | 110 | 345 | 60 | 225 | 70 | 225
DRAXX-6 | A | 68 | 345 | 100 | 345 | 100 | 345 | 64 | 95 | 110 | 345 | 60 | 225 | 70 | 225
EECL-1 | A | 20 | 178 | 25 | 178 | 25 | 178 | 32 | 178 | 81 | 178 | 20 | 143 | 25 | 143
EGGPS-1 | A | 45 | 205 | 83 | 205 | 83 | 205 | 49 | 205 | 110 | 205 | 33 | 95 | 60 | 95
EGGPS-2 | A | 45 | 205 | 83 | 205 | 83 | 205 | 49 | 205 | 110 | 205 | 33 | 95 | 60 | 95
EGGPS-3 | A | 45 | 205 | 83 | 205 | 83 | 205 | 49 | 205 | 110 | 205 | 33 | 95 | 60 | 95
EGGPS-4 | A | 45 | 205 | 83 | 205 | 83 | 205 | 49 | 205 | 110 | 205 | 33 | 95 | 60 | 95
ERRO-1 | A | 1 | 21 | 1 | 21 | 1 | 21 | 2 | 21 | 5 | 21 | 1 | 17 | 1 | 17
ERRO-2 | A | 1 | 21 | 1 | 21 | 1 | 21 | 2 | 21 | 5 | 21 | 1 | 17 | 1 | 17
ERRO-3 | A | 1 | 21 | 1 | 21 | 1 | 21 | 2 | 21 | 5 | 21 | 1 | 17 | 1 | 17
FAARW-1 | A | 2 | 37 | 4 | 37 | 4 | 37 | 4 | 37 | 12 | 37 | 2 | 33 | 4 | 33
FAARW-2 | A | 2 | 37 | 4 | 37 | 4 | 37 | 4 | 37 | 12 | 37 | 2 | 33 | 4 | 33
FASN-1 | A | 0 | 15 | 1 | 15 | 1 | 15 | 1 | 15 | 2 | 15 | 0 | 15 | 1 | 12
FASN-2 | A | 0 | 15 | 1 | 15 | 1 | 15 | 1 | 15 | 2 | 15 | 0 | 15 | 1 | 12
FASN-3 | A | 0 | 15 | 1 | 15 | 1 | 15 | 1 | 15 | 2 | 15 | 0 | 15 | 1 | 12
FAWL1 | A | 36 | 244 | 77 | 244 | 77 | 244 | 10 | 244 | 10 | 244 | 40 | 98 | 91 | 145
FAWL3 | A | 36 | 244 | 77 | 244 | 77 | 244 | 10 | 244 | 10 | 244 | 40 | 98 | 91 | 145
FAWN-1 | A | 10 | 52 | 25 | 52 | 40 | 52 | 13 | 52 | 32 | 52 | 11 | 37 | 27 | 27
FELL-1 | A | 9 | 63 | 21 | 63 | 22 | 63 | 10 | 63 | 24 | 63 | 9 | 63 | 22 | 63
FERR-1 | A | 25 | 150 | 45 | 250 | 56 | 250 | 40 | 250 | 60 | 250 | 34 | 80 | 59 | 150
FERR-2 | A | 25 | 150 | 45 | 250 | 56 | 250 | 40 | 250 | 60 | 250 | 34 | 80 | 59 | 150
FERR-3 | A | 25 | 150 | 45 | 250 | 56 | 250 | 40 | 250 | 60 | 250 | 34 | 80 | 59 | 150
FERR-4 | A | 25 | 150 | 45 | 250 | 56 | 250 | 40 | 250 | 60 | 250 | 34 | 80 | 59 | 150
FFES-1 | A | 10 | 35 | 27 | 35 | 30 | 35 | 9 | 35 | 22 | 35 | 4 | 27 | 6 | 27
FFES-2 | A | 10 | 35 | 27 | 35 | 30 | 35 | 9 | 35 | 22 | 35 | 4 | 27 | 6 | 27
FFES-3 | A | 10 | 35 | 27 | 35 | 30 | 35 | 9 | 35 | 22 | 35 | 4 | 27 | 6 | 27
FFES-4 | A | 10 | 35 | 27 | 35 | 30 | 35 | 9 | 35 | 22 | 35 | 4 | 27 | 6 | 27
FIDL-1 | A | 13 | 205 | 20 | 205 | 23 | 205 | 35 | 100 | 40 | 147 | 30 | 147 | 50 | 147
FIDL-2 | A | 13 | 205 | 20 | 205 | 23 | 205 | 35 | 100 | 40 | 147 | 30 | 147 | 50 | 147
FIDL-3 | A | 13 | 205 | 20 | 205 | 23 | 205 | 35 | 100 | 40 | 147 | 30 | 147 | 50 | 147
FIDL-4 | A | 13 | 205 | 20 | 205 | 23 | 205 | 35 | 100 | 40 | 147 | 30 | 147 | 50 | 147
FIFE-1 | A | 6 | 63 | 12 | 63 | 12 | 63 | 11 | 63 | 24 | 63 | 6 | 53 | 8 | 53
FINL-1 | A | 0 | 14 | 1 | 14 | 1 | 14 | 1 | 14 | 2 | 14 | 0 | 14 | 1 | 11
FOYE-1 | A | 6 | 60 | 13 | 60 | 16 | 60 | 11 | 60 | 27 | 60 | 5 | 30 | 11 | 30
FOYE-2 | A | 6 | 60 | 13 | 60 | 16 | 60 | 11 | 60 | 27 | 60 | 5 | 30 | 11 | 30
GLNDO-1 | A | 6 | 80 | 12 | 45 | 17 | 45 | 12 | 45 | 25 | 45 | 8 | 65 | 18 | 45
GNFSW-1 | A | 11 | 100 | 30 | 100 | 30 | 100 | 12 | 100 | 31 | 100 | 12 | 70 | 30 | 70
GNFSW-2 | A | 7 | 64 | 18 | 64 | 18 | 64 | 8 | 64 | 18 | 64 | 6 | 49 | 15 | 49
GORDW-1 | A | 6 | 62 | 16 | 56 | 26 | 45 | 7 | 62 | 18 | 62 | 6 | 56 | 16 | 45
GRAI-1 | A | 43 | 485 | 100 | 485 | 160 | 485 | 60 | 485 | 140 | 485 | 33 | 0 | 60 | 345
GRAI-3 | A | 43 | 485 | 100 | 485 | 160 | 485 | 60 | 485 | 140 | 485 | 33 | 0 | 60 | 345
GRAI-4 | A | 43 | 485 | 100 | 485 | 160 | 485 | 60 | 485 | 140 | 485 | 33 | 0 | 60 | 345
GRAI-6 | A | 26 | 232 | 58 | 232 | 58 | 232 | 32 | 232 | 84 | 232 | 32 | 175 | 65 | 135
GRAI-7 | A | 30 | 232 | 60 | 232 | 60 | 232 | 32 | 232 | 84 | 232 | 32 | 175 | 65 | 135
GRAI-8 | A | 26 | 232 | 58 | 232 | 58 | 232 | 32 | 232 | 84 | 232 | 32 | 175 | 65 | 135
GRIFW-1 | A | 7 | 78 | 19 | 78 | 19 | 78 | 8 | 78 | 19 | 78 | 6 | 59 | 15 | 21
GRIFW-2 | A | 7 | 78 | 19 | 78 | 19 | 78 | 8 | 78 | 19 | 78 | 6 | 59 | 15 | 21
GRMO-1 | A | 8 | 43 | 8 | 43 | 8 | 43 | 8 | 43 | 8 | 43 | 8 | 23 | 8 | 23
GYAR-1 | A | 17 | 176 | 42 | 176 | 66 | 176 | 24 | 176 | 60 | 176 | 17 | 176 | 42 | 176
HADHW-1 | A | 7 | 96 | 14 | 96 | 22 | 96 | 13 | 96 | 34 | 96 | 8 | 65 | 17 | 65
HUMR-1 | A | 60 | 533 | 150 | 533 | 200 | 533 | 80 | 533 | 200 | 533 | 62 | 419 | 155 | 251
INDQ-1 | A | 12 | 102 | 31 | 102 | 43 | 102 | 13 | 102 | 34 | 102 | 12 | 72 | 30 | 72
IRNPS-1 | A | 35 | 125 | 45 | 125 | 48 | 285 | 42 | 285 | 68 | 125 | 28 | 125 | 42 | 185
IRNPS-2 | A | 35 | 125 | 45 | 125 | 48 | 285 | 42 | 285 | 68 | 125 | 28 | 125 | 42 | 185
KEAD-1 | A | 29 | 315 | 67 | 315 | 102 | 315 | 48 | 315 | 110 | 315 | 30 | 275 | 75 | 155
KILBW-1 | A | 3 | 56 | 8 | 56 | 13 | 56 | 5 | 56 | 14 | 56 | 4 | 53 | 9 | 47
KILLPG-1 | A | 8 | 225 | 10 | 225 | 10 | 225 | 10 | 225 | 12 | 225 | 4 | 150 | 15 | 150
KILLPG-2 | A | 18 | 225 | 25 | 225 | 25 | 225 | 37 | 225 | 37 | 225 | 22 | 195 | 30 | 195
KILNS-1 | A | 30 | 290 | 72 | 290 | 84 | 290 | 42 | 290 | 114 | 290 | 18 | 104 | 45 | 104
KINO-1 | A | 27 | 255 | 35 | 255 | 35 | 255 | 22 | 255 | 44 | 255 | 14 | 185 | 35 | 185
KINO-2 | A | 27 | 255 | 35 | 255 | 35 | 255 | 22 | 255 | 44 | 255 | 14 | 185 | 35 | 185
KINO-3 | A | 27 | 255 | 35 | 255 | 35 | 255 | 22 | 255 | 41 | 255 | 14 | 185 | 35 | 185
KINO-4 | A | 27 | 255 | 35 | 255 | 35 | 255 | 22 | 255 | 41 | 255 | 14 | 185 | 35 | 185
KLYN-A-1 | A | 24 | 126 | 50 | 126 | 50 | 126 | 34 | 126 | 70 | 126 | 22 | 81 | 34 | 81
LAGA-1 | A | 58 | 505 | 135 | 505 | 158 | 505 | 50 | 425 | 140 | 425 | 56 | 425 | 135 | 330
LARYO-1 | A | 16 | 155 | 40 | 155 | 45 | 155 | 18 | 155 | 45 | 155 | 14 | 120 | 35 | 120
LARYO-2 | A | 16 | 158 | 40 | 158 | 45 | 158 | 18 | 158 | 45 | 158 | 14 | 120 | 35 | 120
LARYO-3 | A | 16 | 158 | 40 | 158 | 45 | 158 | 18 | 158 | 45 | 158 | 14 | 120 | 35 | 120
LARYO-4 | A | 16 | 158 | 40 | 158 | 45 | 158 | 18 | 158 | 45 | 158 | 14 | 120 | 35 | 120
LBAR-1G | A | 1 | 16 | 4 | 16 | 6 | 16 | 2 | 16 | 4 | 16 | 1 | 9 | 4 | 9
LBAR-1 | A | 39 | 360 | 88 | 360 | 88 | 360 | 55 | 360 | 145 | 360 | 41 | 270 | 90 | 270
LITTD1 | A | 57 | 485 | 110 | 485 | 110 | 485 | 66 | 485 | 80 | 485 | 60 | 335 | 150 | 335
LITTD2 | A | 57 | 485 | 110 | 485 | 110 | 485 | 66 | 485 | 80 | 485 | 60 | 335 | 150 | 335
LITTD3 | A | 57 | 485 | 110 | 485 | 110 | 485 | 66 | 485 | 80 | 485 | 60 | 335 | 150 | 335
LOAN-1 | A | 25 | 326 | 51 | 326 | 55 | 326 | 19 | 326 | 50 | 326 | 12 | 276 | 28 | 276
LOAN-2 | A | 25 | 326 | 51 | 326 | 55 | 326 | 19 | 326 | 50 | 326 | 12 | 276 | 28 | 276
LOAN-3 | A | 25 | 326 | 51 | 326 | 55 | 326 | 19 | 326 | 50 | 326 | 12 | 276 | 28 | 276
MEDP-1 | A | 30 | 380 | 76 | 330 | 76 | 330 | 48 | 380 | 105 | 380 | 31 | 330 | 79 | 290
MILWW-1 | A | 6 | 32 | 8 | 54 | 13 | 54 | 5 | 54 | 14 | 54 | 3 | 43 | 8 | 43
MRWD-1 | A | 50 | 384 | 90 | 384 | 100 | 384 | 52 | 384 | 160 | 384 | 52 | 298 | 110 | 298
NANT-1 | A | 0 | 15 | 0 | 15 | 0 | 15 | 0 | 15 | 1 | 15 | 0 | 15 | 0 | 15
PEHE-1 | A | 47 | 435 | 100 | 435 | 100 | 435 | 67 | 435 | 105 | 435 | 64 | 245 | 100 | 245
PEHE-2 | A | 16 | 490 | 40 | 265 | 42 | 490 | 0 | 0 | 0 | 0 | 0 | 490 | 0 | 490
PEMB-11 | A | 36 | 237 | 60 | 237 | 60 | 237 | 31 | 237 | 84 | 237 | 32 | 192 | 62 | 192
PEMB-21 | A | 36 | 237 | 60 | 237 | 60 | 237 | 31 | 237 | 84 | 237 | 32 | 192 | 62 | 192
PEMB-31 | A | 36 | 237 | 60 | 237 | 60 | 237 | 31 | 237 | 84 | 237 | 32 | 192 | 62 | 192
PEMB-41 | A | 36 | 237 | 60 | 237 | 60 | 237 | 31 | 237 | 84 | 237 | 32 | 192 | 62 | 192
PEMB-51 | A | 36 | 237 | 60 | 237 | 60 | 237 | 31 | 237 | 84 | 237 | 32 | 192 | 62 | 192
PETEM1 | A | 20 | 180 | 46 | 180 | 52 | 180 | 24 | 180 | 58 | 180 | 20 | 150 | 50 | 100
RATS-1 | A | 50 | 270 | 90 | 270 | 90 | 270 | 36 | 270 | 50 | 270 | 42 | 105 | 75 | 155
RATS-2 | A | 39 | 270 | 84 | 270 | 90 | 270 | 39 | 155 | 54 | 270 | 42 | 105 | 95 | 155
RATS-3 | A | 39 | 270 | 84 | 270 | 90 | 270 | 39 | 155 | 54 | 270 | 42 | 105 | 95 | 155
RATS-4 | A | 42 | 270 | 95 | 270 | 100 | 270 | 36 | 270 | 50 | 270 | 42 | 210 | 75 | 190
ROCK-1 | A | 36 | 400 | 50 | 400 | 54 | 400 | 60 | 400 | 160 | 400 | 33 | 220 | 53 | 220
ROOS-1 | A | 12 | 140 | 32 | 140 | 32 | 140 | 13 | 140 | 32 | 140 | 13 | 108 | 32 | 108
RUGPS-6 | A | 36 | 243 | 80 | 243 | 80 | 243 | 40 | 243 | 90 | 243 | 40 | 155 | 95 | 105
RUGPS-7 | A | 36 | 243 | 80 | 243 | 80 | 243 | 40 | 243 | 90 | 243 | 40 | 155 | 95 | 105
RYHPS-1 | A | 30 | 305 | 48 | 305 | 66 | 305 | 42 | 305 | 51 | 305 | 30 | 130 | 42 | 68
SCCL-1 | A | 35 | 180 | 70 | 180 | 70 | 180 | 40 | 180 | 95 | 180 | 40 | 100 | 100 | 50
SCCL-2 | A | 35 | 180 | 70 | 180 | 70 | 180 | 40 | 180 | 95 | 180 | 40 | 100 | 100 | 50
SCCL-3 | A | 35 | 180 | 70 | 180 | 70 | 180 | 40 | 180 | 95 | 180 | 40 | 100 | 100 | 50
SEAB-1 | A | 44 | 254 | 125 | 254 | 150 | 254 | 55 | 254 | 150 | 254 | 75 | 164 | 176 | 38
SEAB-2 | A | 31 | 138 | 76 | 138 | 86 | 138 | 32 | 138 | 82 | 138 | 37 | 73 | 90 | 43
SHBA-1 | A | 41 | 255 | 104 | 255 | 115 | 255 | 44 | 255 | 120 | 255 | 39 | 195 | 115 | 40
SHBA-2 | A | 26 | 183 | 64 | 183 | 70 | 183 | 30 | 183 | 80 | 183 | 28 | 103 | 66 | 69
SHOS-1 | A | 18 | 160 | 24 | 160 | 24 | 160 | 30 | 160 | 75 | 160 | 18 | 135 | 24 | 135
SHOT-1 | A | 8 | 75 | 20 | 75 | 32 | 75 | 12 | 75 | 30 | 75 | 12 | 60 | 26 | 45
SIZB-1 | A | 38 | 283 | 45 | 283 | 45 | 283 | 45 | 283 | 45 | 283 | 40 | 283 | 46 | 283
SIZB-2 | A | 38 | 283 | 45 | 283 | 45 | 283 | 45 | 283 | 45 | 283 | 40 | 283 | 46 | 283
SLOY-1 | A | 0 | 38 | 1 | 38 | 1 | 38 | 1 | 38 | 2 | 38 | 0 | 38 | 1 | 30
SLOY-2 | A | 0 | 38 | 1 | 38 | 1 | 38 | 1 | 38 | 2 | 38 | 0 | 38 | 1 | 30
SLOY-3 | A | 0 | 38 | 1 | 38 | 1 | 38 | 1 | 38 | 2 | 38 | 0 | 38 | 1 | 30
SLOY-4 | A | 0 | 28 | 1 | 28 | 1 | 28 | 1 | 28 | 2 | 28 | 0 | 28 | 1 | 22
SPLN-1 | A | 40 | 380 | 100 | 380 | 110 | 380 | 50 | 380 | 120 | 380 | 30 | 380 | 90 | 300
STAY-1 | A | 34 | 247 | 62 | 247 | 62 | 247 | 35 | 247 | 85 | 247 | 33 | 187 | 60 | 187
STAY-2 | A | 34 | 247 | 62 | 247 | 62 | 247 | 35 | 247 | 85 | 247 | 33 | 187 | 60 | 187
STAY-3 | A | 34 | 247 | 62 | 247 | 62 | 247 | 35 | 247 | 85 | 247 | 33 | 187 | 60 | 187
STAY-4 | A | 34 | 247 | 62 | 247 | 62 | 247 | 35 | 247 | 85 | 247 | 33 | 187 | 60 | 187
SUTB-1 | A | 36 | 380 | 104 | 380 | 148 | 380 | 52 | 380 | 132 | 380 | 47 | 250 | 107 | 250
SVRP-10 | A | 20 | 225 | 50 | 225 | 70 | 225 | 32 | 225 | 80 | 225 | 20 | 172 | 50 | 172
SVRP-20 | A | 20 | 225 | 50 | 225 | 70 | 225 | 32 | 225 | 80 | 225 | 20 | 172 | 50 | 172
TESI-1 | A | 40 | 260 | 100 | 260 | 140 | 260 | 60 | 260 | 140 | 260 | 40 | 200 | 120 | 100
TESI-2 | A | 40 | 260 | 100 | 260 | 140 | 260 | 60 | 260 | 140 | 260 | 40 | 200 | 120 | 100
TILB-7 | A | 20 | 160 | 30 | 160 | 30 | 160 | 20 | 160 | 30 | 160 | 6 | 100 | 10 | 100
TILB-8 | A | 20 | 160 | 30 | 160 | 30 | 160 | 20 | 160 | 30 | 160 | 6 | 100 | 10 | 100
TILB-9 | A | 20 | 160 | 30 | 160 | 30 | 160 | 20 | 160 | 30 | 160 | 6 | 100 | 10 | 100
TILB10 | A | 20 | 160 | 30 | 160 | 30 | 160 | 20 | 160 | 30 | 160 | 6 | 100 | 10 | 100
USKM-13 | A | 6 | 49 | 15 | 49 | 17 | 49 | 8 | 49 | 19 | 49 | 7 | 36 | 8 | 36
USKM-14 | A | 6 | 49 | 15 | 49 | 17 | 49 | 8 | 49 | 19 | 49 | 7 | 36 | 8 | 36
USKM-15 | A | 6 | 49 | 15 | 49 | 17 | 49 | 8 | 49 | 19 | 49 | 7 | 36 | 8 | 36
WBUPS-1 | A | 30 | 113 | 48 | 153 | 48 | 153 | 32 | 113 | 50 | 113 | 40 | 153 | 65 | 113
WBUPS-2 | A | 30 | 133 | 48 | 173 | 48 | 173 | 32 | 133 | 50 | 133 | 40 | 173 | 65 | 133
WBUPS-3 | A | 30 | 133 | 48 | 173 | 48 | 173 | 32 | 133 | 50 | 133 | 40 | 173 | 65 | 133
WBUPS-4 | A | 30 | 113 | 48 | 153 | 48 | 153 | 32 | 113 | 50 | 113 | 40 | 153 | 65 | 113
WBURB-1 | A | 22 | 240 | 48 | 240 | 62 | 240 | 27 | 240 | 69 | 240 | 20 | 200 | 50 | 120
WBURB-2 | A | 25 | 255 | 52 | 255 | 62 | 255 | 26 | 255 | 67 | 255 | 22 | 215 | 52 | 135
WBURB-3 | A | 23 | 255 | 48 | 255 | 62 | 255 | 27 | 255 | 67 | 255 | 20 | 215 | 52 | 135
WHILW-1 | A | 31 | 322 | 84 | 322 | 90 | 322 | 33 | 322 | 90 | 322 | 32 | 255 | 86 | 210
WHILW-2 | A | 19 | 163 | 33 | 163 | 35 | 163 | 20 | 163 | 52 | 163 | 21 | 142 | 43 | 119
WLNYO-2 | A | 19 | 182 | 51 | 182 | 54 | 182 | 20 | 182 | 53 | 182 | 20 | 158 | 51 | 130
WLNYW-1 | A | 19 | 182 | 51 | 182 | 54 | 182 | 20 | 182 | 53 | 182 | 20 | 158 | 51 | 130

## Sep 2014
MW Response Capability by BMU
|  | Primary Response (Max MWhrs) | [5 empty] | Secondary Response (Max Mwhrs) |  |  |  | High Frequency Response (Max MWhrs)
UNIT | Mode | 0.2Hz |  | 0.5Hz |  | 0.8Hz |  | 0.2/0.2Hz |  | 0.5/0.5Hz |  | 0.2Hz |  | 0.5Hz
ABTH7 | A | 40 | 250 | 72 | 250 | 72 | 250 | 48 | 250 | 120 | 250 | 38 | 185 | 55 | 185
ABTH8 | A | 40 | 250 | 72 | 250 | 72 | 250 | 48 | 250 | 120 | 250 | 38 | 185 | 55 | 185
ABTH9 | A | 40 | 250 | 72 | 250 | 72 | 250 | 48 | 250 | 120 | 250 | 38 | 185 | 55 | 185
BAGE-1 | A | 30 | 255 | 70 | 255 | 90 | 255 | 35 | 255 | 90 | 255 | 28 | 220 | 70 | 185
BAGE-2 | A | 3 | 17 | 8 | 17 | 12 | 17 | 4 | 17 | 9 | 17 | 2 | 17 | 5 | 17
BARKB2 | A | 33 | 210 | 82 | 210 | 108 | 210 | 39 | 210 | 97 | 210 | 31 | 120 | 84 | 120
BARK-1 | A | 22 | 140 | 55 | 140 | 72 | 140 | 26 | 140 | 65 | 140 | 21 | 80 | 54 | 80
BLLA-1 | A | 6 | 99 | 13 | 99 | 13 | 99 | 15 | 99 | 39 | 99 | 9 | 83 | 16 | 83
BRDUW-1 | A | 6 | 58 | 17 | 58 | 17 | 58 | 7 | 58 | 17 | 58 | 6 | 36 | 17 | 36
BRGG-1 | A | 16 | 110 | 32 | 110 | 48 | 110 | 16 | 110 | 40 | 110 | 14 | 96 | 34 | 46
BRYP-1 | A | 15 | 82 | 25 | 82 | 31 | 82 | 22 | 82 | 37 | 82 | 10 | 82 | 27 | 47
CDCL-1 | A | 30 | 160 | 40 | 160 | 40 | 160 | 34 | 160 | 40 | 160 | 27 | 120 | 40 | 120
CLAC-1 | A | 3 | 28 | 8 | 28 | 13 | 28 | 3 | 36 | 9 | 36 | 3 | 28 | 8 | 28
CLDCW-1 | A | 14 | 14 | 34 | 113 | 36 | 113 | 13 | 113 | 35 | 113 | 13 | 99 | 34 | 78
CLDNW-1 | A | 13 | 108 | 33 | 108 | 35 | 108 | 13 | 108 | 35 | 108 | 12 | 95 | 33 | 74
CLDSW-1 | A | 16 | 129 | 40 | 129 | 43 | 129 | 16 | 129 | 42 | 129 | 16 | 113 | 41 | 88
CNQPS-1 | A | 22 | 126 | 51 | 126 | 70 | 126 | 28 | 126 | 70 | 126 | 20 | 100 | 45 | 126
CNQPS-2 | A | 22 | 126 | 51 | 126 | 70 | 126 | 28 | 126 | 70 | 126 | 20 | 100 | 45 | 126
CNQPS-3 | A | 22 | 126 | 51 | 126 | 70 | 126 | 28 | 126 | 70 | 126 | 20 | 100 | 45 | 126
CNQPS-4 | A | 22 | 170 | 55 | 170 | 55 | 170 | 28 | 170 | 70 | 170 | 28 | 105 | 55 | 105
COCK-1 | A | 15 | 168 | 42 | 168 | 48 | 168 | 10 | 168 | 25 | 168 | 6 | 138 | 7 | 138
COCK-2 | A | 15 | 168 | 42 | 168 | 48 | 168 | 10 | 168 | 25 | 168 | 6 | 138 | 7 | 138
COCK-3 | A | 15 | 168 | 42 | 168 | 48 | 168 | 10 | 168 | 25 | 168 | 6 | 138 | 7 | 138
COCK-4 | A | 15 | 168 | 42 | 168 | 48 | 168 | 10 | 168 | 25 | 168 | 6 | 138 | 7 | 138
CORB-1 | A | 10 | 130 | 30 | 130 | 50 | 130 | 28 | 130 | 60 | 130 | 15 | 95 | 40 | 60
COSO-1 | A | 20 | 380 | 40 | 380 | 50 | 380 | 60 | 380 | 140 | 380 | 17 | 304 | 40 | 304
COTPS-1 | A | 29 | 277 | 50 | 277 | 62 | 277 | 35 | 60 | 63 | 277 | 30 | 122 | 60 | 122
COTPS-2 | A | 29 | 287 | 50 | 287 | 62 | 287 | 35 | 60 | 63 | 287 | 30 | 122 | 60 | 122
COTPS-3 | A | 29 | 287 | 50 | 287 | 62 | 287 | 35 | 60 | 63 | 287 | 30 | 122 | 60 | 122
COTPS-4 | A | 29 | 277 | 50 | 277 | 62 | 277 | 35 | 60 | 63 | 277 | 30 | 122 | 60 | 122
COWE1 | A | 7 | 30 | 17 | 30 | 17 | 30 | 7 | 30 | 17 | 30 | 7 | 30 | 17 | 30
COWE2 | A | 7 | 30 | 17 | 30 | 17 | 30 | 7 | 30 | 17 | 30 | 7 | 30 | 17 | 30
CRUA-1 | A | 10 | 110 | 25 | 110 | 37 | 110 | 12 | 110 | 30 | 110 | 10 | 84 | 25 | 48
CRUA-2 | A | 10 | 110 | 25 | 110 | 37 | 110 | 12 | 110 | 30 | 110 | 10 | 84 | 25 | 48
CRUA-3 | A | 7 | 30 | 15 | 30 | 21 | 30 | 9 | 30 | 24 | 30 | 5 | 25 | 13 | 15
CRUA-4 | A | 7 | 30 | 15 | 30 | 21 | 30 | 9 | 30 | 24 | 30 | 5 | 25 | 13 | 15
CRYRW-2 | A | 15 | 138 | 38 | 138 | 40 | 138 | 15 | 138 | 40 | 138 | 13 | 109 | 40 | 63
DAMC-1 | A | 64 | 380 | 136 | 380 | 156 | 380 | 80 | 380 | 180 | 380 | 60 | 293 | 190 | 128
DEEP-1 | A | 20 | 180 | 60 | 180 | 86 | 180 | 22 | 180 | 80 | 180 | 24 | 96 | 52 | 96
DERW-1 | A | 13 | 90 | 35 | 90 | 45 | 90 | 16 | 90 | 40 | 90 | 16 | 90 | 32 | 72
DIDCB5 | A | 40 | 330 | 104 | 330 | 125 | 330 | 55 | 330 | 140 | 330 | 40 | 185 | 105 | 185
DIDCB6 | A | 50 | 250 | 105 | 250 | 105 | 250 | 50 | 250 | 130 | 250 | 50 | 153 | 110 | 103
DIDC1 | A | 42 | 225 | 85 | 225 | 85 | 225 | 24 | 225 | 62 | 120 | 24 | 73 | 60 | 147
DIDC2 | A | 42 | 225 | 85 | 225 | 85 | 225 | 24 | 225 | 62 | 120 | 24 | 73 | 60 | 147
DIDC3 | A | 42 | 225 | 85 | 225 | 85 | 225 | 24 | 225 | 62 | 120 | 24 | 73 | 60 | 147
DIDC4 | A | 42 | 225 | 85 | 225 | 85 | 225 | 24 | 225 | 62 | 120 | 24 | 73 | 60 | 147
DINO-1 | A | 14 | 138 | 39 | 138 | 58 | 138 | 28 | 138 | 72 | 138 | 14 | 118 | 36 | 88
DINO-2 | A | 14 | 138 | 39 | 138 | 58 | 138 | 28 | 138 | 72 | 138 | 14 | 118 | 36 | 88
DINO-3 | A | 14 | 138 | 39 | 138 | 58 | 138 | 28 | 138 | 72 | 138 | 14 | 118 | 36 | 88
DINO-4 | A | 14 | 138 | 39 | 138 | 58 | 138 | 28 | 138 | 72 | 138 | 14 | 118 | 36 | 88
DINO-5 | A | 14 | 138 | 39 | 138 | 58 | 138 | 28 | 138 | 72 | 138 | 14 | 118 | 36 | 88
DINO-6 | A | 14 | 138 | 39 | 138 | 58 | 138 | 28 | 138 | 72 | 138 | 14 | 118 | 36 | 88
DRAXX-1 | A | 68 | 345 | 100 | 345 | 100 | 345 | 64 | 95 | 110 | 345 | 60 | 225 | 70 | 225
DRAXX-2 | A | 68 | 345 | 100 | 345 | 100 | 345 | 64 | 95 | 110 | 345 | 60 | 225 | 70 | 225
DRAXX-3 | A | 68 | 345 | 100 | 345 | 100 | 345 | 64 | 95 | 110 | 345 | 60 | 225 | 70 | 225
DRAXX-4 | A | 68 | 345 | 100 | 345 | 100 | 345 | 64 | 95 | 110 | 345 | 60 | 225 | 70 | 225
DRAXX-5 | A | 68 | 345 | 100 | 345 | 100 | 345 | 64 | 95 | 110 | 345 | 60 | 225 | 70 | 225
DRAXX-6 | A | 68 | 345 | 100 | 345 | 100 | 345 | 64 | 95 | 110 | 345 | 60 | 225 | 70 | 225
EECL-1 | A | 20 | 178 | 25 | 178 | 25 | 178 | 32 | 178 | 81 | 178 | 20 | 143 | 25 | 143
EGGPS-1 | A | 45 | 205 | 83 | 205 | 83 | 205 | 49 | 205 | 110 | 205 | 33 | 95 | 60 | 95
EGGPS-2 | A | 45 | 205 | 83 | 205 | 83 | 205 | 49 | 205 | 110 | 205 | 33 | 95 | 60 | 95
EGGPS-3 | A | 45 | 205 | 83 | 205 | 83 | 205 | 49 | 205 | 110 | 205 | 33 | 95 | 60 | 95
EGGPS-4 | A | 45 | 205 | 83 | 205 | 83 | 205 | 49 | 205 | 110 | 205 | 33 | 95 | 60 | 95
ERRO-1 | A | 1 | 21 | 1 | 21 | 1 | 21 | 2 | 21 | 5 | 21 | 1 | 17 | 1 | 17
ERRO-2 | A | 1 | 21 | 1 | 21 | 1 | 21 | 2 | 21 | 5 | 21 | 1 | 17 | 1 | 17
ERRO-3 | A | 1 | 21 | 1 | 21 | 1 | 21 | 2 | 21 | 5 | 21 | 1 | 17 | 1 | 17
FAARW-1 | A | 2 | 37 | 4 | 37 | 4 | 37 | 4 | 37 | 12 | 37 | 2 | 33 | 4 | 33
FAARW-2 | A | 2 | 37 | 4 | 37 | 4 | 37 | 4 | 37 | 12 | 37 | 2 | 33 | 4 | 33
FASN-1 | A | 0 | 15 | 1 | 15 | 1 | 15 | 1 | 15 | 2 | 15 | 0 | 15 | 1 | 12
FASN-2 | A | 0 | 15 | 1 | 15 | 1 | 15 | 1 | 15 | 2 | 15 | 0 | 15 | 1 | 12
FASN-3 | A | 0 | 15 | 1 | 15 | 1 | 15 | 1 | 15 | 2 | 15 | 0 | 15 | 1 | 12
FAWL1 | A | 36 | 244 | 77 | 244 | 77 | 244 | 10 | 244 | 10 | 244 | 40 | 98 | 91 | 145
FAWL3 | A | 36 | 244 | 77 | 244 | 77 | 244 | 10 | 244 | 10 | 244 | 40 | 98 | 91 | 145
FAWN-1 | A | 10 | 52 | 25 | 52 | 40 | 52 | 13 | 52 | 32 | 52 | 11 | 37 | 27 | 27
FELL-1 | A | 9 | 63 | 21 | 63 | 22 | 63 | 10 | 63 | 24 | 63 | 9 | 63 | 22 | 63
FERR-1 | A | 25 | 150 | 45 | 250 | 56 | 250 | 40 | 250 | 60 | 250 | 34 | 80 | 59 | 150
FERR-2 | A | 25 | 150 | 45 | 250 | 56 | 250 | 40 | 250 | 60 | 250 | 34 | 80 | 59 | 150
FERR-3 | A | 25 | 150 | 45 | 250 | 56 | 250 | 40 | 250 | 60 | 250 | 34 | 80 | 59 | 150
FERR-4 | A | 25 | 150 | 45 | 250 | 56 | 250 | 40 | 250 | 60 | 250 | 34 | 80 | 59 | 150
FFES-1 | A | 10 | 35 | 27 | 35 | 30 | 35 | 9 | 35 | 22 | 35 | 4 | 27 | 6 | 27
FFES-2 | A | 10 | 35 | 27 | 35 | 30 | 35 | 9 | 35 | 22 | 35 | 4 | 27 | 6 | 27
FFES-3 | A | 10 | 35 | 27 | 35 | 30 | 35 | 9 | 35 | 22 | 35 | 4 | 27 | 6 | 27
FFES-4 | A | 10 | 35 | 27 | 35 | 30 | 35 | 9 | 35 | 22 | 35 | 4 | 27 | 6 | 27
FIDL-1 | A | 13 | 205 | 20 | 205 | 23 | 205 | 35 | 100 | 40 | 147 | 30 | 147 | 50 | 147
FIDL-2 | A | 13 | 205 | 20 | 205 | 23 | 205 | 35 | 100 | 40 | 147 | 30 | 147 | 50 | 147
FIDL-3 | A | 13 | 205 | 20 | 205 | 23 | 205 | 35 | 100 | 40 | 147 | 30 | 147 | 50 | 147
FIDL-4 | A | 13 | 205 | 20 | 205 | 23 | 205 | 35 | 100 | 40 | 147 | 30 | 147 | 50 | 147
FIFE-1 | A | 6 | 63 | 12 | 63 | 12 | 63 | 11 | 63 | 24 | 63 | 6 | 53 | 8 | 53
FINL-1 | A | 0 | 14 | 1 | 14 | 1 | 14 | 1 | 14 | 2 | 14 | 0 | 14 | 1 | 11
FOYE-1 | A | 6 | 60 | 13 | 60 | 16 | 60 | 11 | 60 | 27 | 60 | 5 | 30 | 11 | 30
FOYE-2 | A | 6 | 60 | 13 | 60 | 16 | 60 | 11 | 60 | 27 | 60 | 5 | 30 | 11 | 30
GLNDO-1 | A | 6 | 80 | 12 | 45 | 17 | 45 | 12 | 45 | 25 | 45 | 8 | 65 | 18 | 45
GNFSW-1 | A | 11 | 100 | 30 | 100 | 30 | 100 | 12 | 100 | 31 | 100 | 12 | 70 | 30 | 70
GNFSW-2 | A | 7 | 64 | 18 | 64 | 18 | 64 | 8 | 64 | 18 | 64 | 6 | 49 | 15 | 49
GORDW-1 | A | 6 | 62 | 16 | 56 | 26 | 45 | 7 | 62 | 18 | 62 | 6 | 56 | 16 | 45
GRAI-1 | A | 43 | 485 | 100 | 485 | 160 | 485 | 60 | 485 | 140 | 485 | 33 | 0 | 60 | 345
GRAI-3 | A | 43 | 485 | 100 | 485 | 160 | 485 | 60 | 485 | 140 | 485 | 33 | 0 | 60 | 345
GRAI-4 | A | 43 | 485 | 100 | 485 | 160 | 485 | 60 | 485 | 140 | 485 | 33 | 0 | 60 | 345
GRAI-6 | A | 26 | 232 | 58 | 232 | 58 | 232 | 32 | 232 | 84 | 232 | 32 | 175 | 65 | 135
GRAI-7 | A | 30 | 232 | 60 | 232 | 60 | 232 | 32 | 232 | 84 | 232 | 32 | 175 | 65 | 135
GRAI-8 | A | 26 | 232 | 58 | 232 | 58 | 232 | 32 | 232 | 84 | 232 | 32 | 175 | 65 | 135
GRIFW-1 | A | 7 | 78 | 19 | 78 | 19 | 78 | 8 | 78 | 19 | 78 | 6 | 59 | 15 | 21
GRIFW-2 | A | 7 | 78 | 19 | 78 | 19 | 78 | 8 | 78 | 19 | 78 | 6 | 59 | 15 | 21
GRMO-1 | A | 8 | 43 | 8 | 43 | 8 | 43 | 8 | 43 | 8 | 43 | 8 | 23 | 8 | 23
GYAR-1 | A | 17 | 176 | 42 | 176 | 66 | 176 | 24 | 176 | 60 | 176 | 17 | 176 | 42 | 176
HADHW-1 | A | 7 | 96 | 14 | 96 | 22 | 96 | 13 | 96 | 34 | 96 | 8 | 65 | 17 | 65
HUMR-1 | A | 60 | 533 | 150 | 533 | 200 | 533 | 80 | 533 | 200 | 533 | 62 | 419 | 155 | 251
INDQ-1 | A | 12 | 102 | 31 | 102 | 43 | 102 | 13 | 102 | 34 | 102 | 12 | 72 | 30 | 72
IRNPS-1 | A | 35 | 125 | 45 | 125 | 48 | 285 | 42 | 285 | 68 | 125 | 28 | 125 | 42 | 185
IRNPS-2 | A | 35 | 125 | 45 | 125 | 48 | 285 | 42 | 285 | 68 | 125 | 28 | 125 | 42 | 185
KEAD-1 | A | 29 | 315 | 67 | 315 | 102 | 315 | 48 | 315 | 110 | 315 | 30 | 275 | 75 | 155
KILBW-1 | A | 3 | 56 | 8 | 56 | 13 | 56 | 5 | 56 | 14 | 56 | 4 | 53 | 9 | 47
KILLPG-1 | A | 8 | 225 | 10 | 225 | 10 | 225 | 10 | 225 | 12 | 225 | 4 | 150 | 15 | 150
KILLPG-2 | A | 18 | 225 | 25 | 225 | 25 | 225 | 37 | 225 | 37 | 225 | 22 | 195 | 30 | 195
KILNS-1 | A | 30 | 290 | 72 | 290 | 84 | 290 | 42 | 290 | 114 | 290 | 18 | 104 | 45 | 104
KINO-1 | A | 27 | 255 | 35 | 255 | 35 | 255 | 22 | 255 | 44 | 255 | 14 | 185 | 35 | 185
KINO-2 | A | 27 | 255 | 35 | 255 | 35 | 255 | 22 | 255 | 44 | 255 | 14 | 185 | 35 | 185
KINO-3 | A | 27 | 255 | 35 | 255 | 35 | 255 | 22 | 255 | 41 | 255 | 14 | 185 | 35 | 185
KINO-4 | A | 27 | 255 | 35 | 255 | 35 | 255 | 22 | 255 | 41 | 255 | 14 | 185 | 35 | 185
KLYN-A-1 | A | 24 | 126 | 50 | 126 | 50 | 126 | 34 | 126 | 70 | 126 | 22 | 81 | 34 | 81
LAGA-1 | A | 58 | 505 | 135 | 505 | 158 | 505 | 50 | 425 | 140 | 425 | 56 | 425 | 135 | 330
LARYO-1 | A | 16 | 155 | 40 | 155 | 45 | 155 | 18 | 155 | 45 | 155 | 14 | 120 | 35 | 120
LARYO-2 | A | 16 | 158 | 40 | 158 | 45 | 158 | 18 | 158 | 45 | 158 | 14 | 120 | 35 | 120
LARYO-3 | A | 16 | 158 | 40 | 158 | 45 | 158 | 18 | 158 | 45 | 158 | 14 | 120 | 35 | 120
LARYO-4 | A | 16 | 158 | 40 | 158 | 45 | 158 | 18 | 158 | 45 | 158 | 14 | 120 | 35 | 120
LBAR-1G | A | 1 | 16 | 4 | 16 | 6 | 16 | 2 | 16 | 4 | 16 | 1 | 9 | 4 | 9
LBAR-1 | A | 39 | 360 | 88 | 360 | 88 | 360 | 55 | 360 | 145 | 360 | 41 | 270 | 90 | 270
LITTD1 | A | 57 | 485 | 110 | 485 | 110 | 485 | 66 | 485 | 80 | 485 | 60 | 335 | 150 | 335
LITTD2 | A | 57 | 485 | 110 | 485 | 110 | 485 | 66 | 485 | 80 | 485 | 60 | 335 | 150 | 335
LITTD3 | A | 57 | 485 | 110 | 485 | 110 | 485 | 66 | 485 | 80 | 485 | 60 | 335 | 150 | 335
LOAN-1 | A | 25 | 326 | 51 | 326 | 55 | 326 | 19 | 326 | 50 | 326 | 12 | 276 | 28 | 276
LOAN-2 | A | 25 | 326 | 51 | 326 | 55 | 326 | 19 | 326 | 50 | 326 | 12 | 276 | 28 | 276
LOAN-3 | A | 25 | 326 | 51 | 326 | 55 | 326 | 19 | 326 | 50 | 326 | 12 | 276 | 28 | 276
MEDP-1 | A | 30 | 380 | 76 | 330 | 76 | 330 | 48 | 380 | 105 | 380 | 31 | 330 | 79 | 290
MILWW-1 | A | 6 | 32 | 8 | 54 | 13 | 54 | 5 | 54 | 14 | 54 | 3 | 43 | 8 | 43
MRWD-1 | A | 50 | 384 | 90 | 384 | 100 | 384 | 52 | 384 | 160 | 384 | 52 | 298 | 110 | 298
NANT-1 | A | 0 | 15 | 0 | 15 | 0 | 15 | 0 | 15 | 1 | 15 | 0 | 15 | 0 | 15
PEHE-1 | A | 47 | 435 | 100 | 435 | 100 | 435 | 67 | 435 | 105 | 435 | 64 | 245 | 100 | 245
PEHE-2 | A | 16 | 490 | 40 | 265 | 42 | 490 | 0 | 0 | 0 | 0 | 0 | 490 | 0 | 490
PEMB-11 | A | 36 | 237 | 60 | 237 | 60 | 237 | 31 | 237 | 84 | 237 | 32 | 192 | 62 | 192
PEMB-21 | A | 36 | 237 | 60 | 237 | 60 | 237 | 31 | 237 | 84 | 237 | 32 | 192 | 62 | 192
PEMB-31 | A | 36 | 237 | 60 | 237 | 60 | 237 | 31 | 237 | 84 | 237 | 32 | 192 | 62 | 192
PEMB-41 | A | 36 | 237 | 60 | 237 | 60 | 237 | 31 | 237 | 84 | 237 | 32 | 192 | 62 | 192
PEMB-51 | A | 36 | 237 | 60 | 237 | 60 | 237 | 31 | 237 | 84 | 237 | 32 | 192 | 62 | 192
PETEM1 | A | 20 | 180 | 46 | 180 | 52 | 180 | 24 | 180 | 58 | 180 | 20 | 150 | 50 | 100
RATS-1 | A | 50 | 270 | 90 | 270 | 90 | 270 | 36 | 270 | 50 | 270 | 42 | 105 | 75 | 155
RATS-2 | A | 39 | 270 | 84 | 270 | 90 | 270 | 39 | 155 | 54 | 270 | 42 | 105 | 95 | 155
RATS-3 | A | 39 | 270 | 84 | 270 | 90 | 270 | 39 | 155 | 54 | 270 | 42 | 105 | 95 | 155
RATS-4 | A | 42 | 270 | 95 | 270 | 100 | 270 | 36 | 270 | 50 | 270 | 42 | 210 | 75 | 190
ROCK-1 | A | 36 | 400 | 50 | 400 | 54 | 400 | 60 | 400 | 160 | 400 | 33 | 220 | 53 | 220
ROOS-1 | A | 12 | 140 | 32 | 140 | 32 | 140 | 13 | 140 | 32 | 140 | 13 | 108 | 32 | 108
RUGPS-6 | A | 36 | 243 | 80 | 243 | 80 | 243 | 40 | 243 | 90 | 243 | 40 | 155 | 95 | 105
RUGPS-7 | A | 36 | 243 | 80 | 243 | 80 | 243 | 40 | 243 | 90 | 243 | 40 | 155 | 95 | 105
RYHPS-1 | A | 30 | 305 | 48 | 305 | 66 | 305 | 42 | 305 | 51 | 305 | 30 | 130 | 42 | 68
SCCL-1 | A | 35 | 180 | 70 | 180 | 70 | 180 | 40 | 180 | 95 | 180 | 40 | 100 | 100 | 50
SCCL-2 | A | 35 | 180 | 70 | 180 | 70 | 180 | 40 | 180 | 95 | 180 | 40 | 100 | 100 | 50
SCCL-3 | A | 35 | 180 | 70 | 180 | 70 | 180 | 40 | 180 | 95 | 180 | 40 | 100 | 100 | 50
SEAB-1 | A | 44 | 254 | 125 | 254 | 150 | 254 | 55 | 254 | 150 | 254 | 75 | 164 | 176 | 38
SEAB-2 | A | 31 | 138 | 76 | 138 | 86 | 138 | 32 | 138 | 82 | 138 | 37 | 73 | 90 | 43
SHBA-1 | A | 41 | 255 | 104 | 255 | 115 | 255 | 44 | 255 | 120 | 255 | 39 | 195 | 115 | 40
SHBA-2 | A | 26 | 183 | 64 | 183 | 70 | 183 | 30 | 183 | 80 | 183 | 28 | 103 | 66 | 69
SHOS-1 | A | 18 | 160 | 24 | 160 | 24 | 160 | 30 | 160 | 75 | 160 | 18 | 135 | 24 | 135
SHOT-1 | A | 8 | 75 | 20 | 75 | 32 | 75 | 12 | 75 | 30 | 75 | 12 | 60 | 26 | 45
SIZB-1 | A | 38 | 283 | 45 | 283 | 45 | 283 | 45 | 283 | 45 | 283 | 40 | 283 | 46 | 283
SIZB-2 | A | 38 | 283 | 45 | 283 | 45 | 283 | 45 | 283 | 45 | 283 | 40 | 283 | 46 | 283
SLOY-1 | A | 0 | 38 | 1 | 38 | 1 | 38 | 1 | 38 | 2 | 38 | 0 | 38 | 1 | 30
SLOY-2 | A | 0 | 38 | 1 | 38 | 1 | 38 | 1 | 38 | 2 | 38 | 0 | 38 | 1 | 30
SLOY-3 | A | 0 | 38 | 1 | 38 | 1 | 38 | 1 | 38 | 2 | 38 | 0 | 38 | 1 | 30
SLOY-4 | A | 0 | 28 | 1 | 28 | 1 | 28 | 1 | 28 | 2 | 28 | 0 | 28 | 1 | 22
SPLN-1 | A | 40 | 380 | 100 | 380 | 110 | 380 | 50 | 380 | 120 | 380 | 30 | 380 | 90 | 300
STAY-1 | A | 34 | 247 | 62 | 247 | 62 | 247 | 35 | 247 | 85 | 247 | 33 | 187 | 60 | 187
STAY-2 | A | 34 | 247 | 62 | 247 | 62 | 247 | 35 | 247 | 85 | 247 | 33 | 187 | 60 | 187
STAY-3 | A | 34 | 247 | 62 | 247 | 62 | 247 | 35 | 247 | 85 | 247 | 33 | 187 | 60 | 187
STAY-4 | A | 34 | 247 | 62 | 247 | 62 | 247 | 35 | 247 | 85 | 247 | 33 | 187 | 60 | 187
SUTB-1 | A | 36 | 380 | 104 | 380 | 148 | 380 | 52 | 380 | 132 | 380 | 47 | 250 | 107 | 250
SVRP-10 | A | 20 | 225 | 50 | 225 | 70 | 225 | 32 | 225 | 80 | 225 | 20 | 172 | 50 | 172
SVRP-20 | A | 20 | 225 | 50 | 225 | 70 | 225 | 32 | 225 | 80 | 225 | 20 | 172 | 50 | 172
TESI-1 | A | 40 | 260 | 100 | 260 | 140 | 260 | 60 | 260 | 140 | 260 | 40 | 200 | 120 | 100
TESI-2 | A | 40 | 260 | 100 | 260 | 140 | 260 | 60 | 260 | 140 | 260 | 40 | 200 | 120 | 100
TILB-7 | A | 20 | 160 | 30 | 160 | 30 | 160 | 20 | 160 | 30 | 160 | 6 | 100 | 10 | 100
TILB-8 | A | 20 | 160 | 30 | 160 | 30 | 160 | 20 | 160 | 30 | 160 | 6 | 100 | 10 | 100
TILB-9 | A | 20 | 160 | 30 | 160 | 30 | 160 | 20 | 160 | 30 | 160 | 6 | 100 | 10 | 100
TILB10 | A | 20 | 160 | 30 | 160 | 30 | 160 | 20 | 160 | 30 | 160 | 6 | 100 | 10 | 100
USKM-13 | A | 6 | 49 | 15 | 49 | 17 | 49 | 8 | 49 | 19 | 49 | 7 | 36 | 8 | 36
USKM-14 | A | 6 | 49 | 15 | 49 | 17 | 49 | 8 | 49 | 19 | 49 | 7 | 36 | 8 | 36
USKM-15 | A | 6 | 49 | 15 | 49 | 17 | 49 | 8 | 49 | 19 | 49 | 7 | 36 | 8 | 36
WBUPS-1 | A | 30 | 113 | 48 | 153 | 48 | 153 | 32 | 113 | 50 | 113 | 40 | 153 | 65 | 113
WBUPS-2 | A | 30 | 133 | 48 | 173 | 48 | 173 | 32 | 133 | 50 | 133 | 40 | 173 | 65 | 133
WBUPS-3 | A | 30 | 133 | 48 | 173 | 48 | 173 | 32 | 133 | 50 | 133 | 40 | 173 | 65 | 133
WBUPS-4 | A | 30 | 113 | 48 | 153 | 48 | 153 | 32 | 113 | 50 | 113 | 40 | 153 | 65 | 113
WBURB-1 | A | 22 | 240 | 48 | 240 | 62 | 240 | 27 | 240 | 69 | 240 | 20 | 200 | 50 | 120
WBURB-2 | A | 25 | 255 | 52 | 255 | 62 | 255 | 26 | 255 | 67 | 255 | 22 | 215 | 52 | 135
WBURB-3 | A | 23 | 255 | 48 | 255 | 62 | 255 | 27 | 255 | 67 | 255 | 20 | 215 | 52 | 135
WHILW-1 | A | 31 | 322 | 84 | 322 | 90 | 322 | 33 | 322 | 90 | 322 | 32 | 255 | 86 | 210
WHILW-2 | A | 19 | 163 | 33 | 163 | 35 | 163 | 20 | 163 | 52 | 163 | 21 | 142 | 43 | 119
WLNYO-2 | A | 19 | 182 | 51 | 182 | 54 | 182 | 20 | 182 | 53 | 182 | 20 | 158 | 51 | 130
WLNYW-1 | A | 19 | 182 | 51 | 182 | 54 | 182 | 20 | 182 | 53 | 182 | 20 | 158 | 51 | 130

## Aug 2014
MW Response Capability by BMU
|  | Primary Response (Max MWhrs) | [5 empty] | Secondary Response (Max Mwhrs) |  |  |  | High Frequency Response (Max MWhrs)
UNIT | Mode | 0.2Hz |  | 0.5Hz |  | 0.8Hz |  | 0.2/0.2Hz |  | 0.5/0.5Hz |  | 0.2Hz |  | 0.5Hz
ABTH7 | A | 40 | 250 | 72 | 250 | 72 | 250 | 48 | 250 | 120 | 250 | 38 | 185 | 55 | 185
ABTH8 | A | 40 | 250 | 72 | 250 | 72 | 250 | 48 | 250 | 120 | 250 | 38 | 185 | 55 | 185
ABTH9 | A | 40 | 250 | 72 | 250 | 72 | 250 | 48 | 250 | 120 | 250 | 38 | 185 | 55 | 185
BAGE-1 | A | 30 | 255 | 70 | 255 | 90 | 255 | 35 | 255 | 90 | 255 | 28 | 220 | 70 | 185
BAGE-2 | A | 3 | 17 | 8 | 17 | 12 | 17 | 4 | 17 | 9 | 17 | 2 | 17 | 5 | 17
BARKB2 | A | 33 | 210 | 82 | 210 | 108 | 210 | 39 | 210 | 97 | 210 | 31 | 120 | 84 | 120
BARK-1 | A | 22 | 140 | 55 | 140 | 72 | 140 | 26 | 140 | 65 | 140 | 21 | 80 | 54 | 80
BLLA-1 | A | 6 | 99 | 13 | 99 | 13 | 99 | 15 | 99 | 39 | 99 | 9 | 83 | 16 | 83
BRDUW-1 | A | 6 | 58 | 17 | 58 | 17 | 58 | 7 | 58 | 17 | 58 | 6 | 36 | 17 | 36
BRGG-1 | A | 16 | 110 | 32 | 110 | 48 | 110 | 16 | 110 | 40 | 110 | 14 | 96 | 34 | 46
BRYP-1 | A | 15 | 82 | 25 | 82 | 31 | 82 | 22 | 82 | 37 | 82 | 10 | 82 | 27 | 47
CDCL-1 | A | 30 | 160 | 40 | 160 | 40 | 160 | 34 | 160 | 40 | 160 | 27 | 120 | 40 | 120
CLAC-1 | A | 3 | 28 | 8 | 28 | 13 | 28 | 3 | 36 | 9 | 36 | 3 | 28 | 8 | 28
CNQPS-1 | A | 22 | 126 | 51 | 126 | 70 | 126 | 28 | 126 | 70 | 126 | 20 | 100 | 45 | 100
CNQPS-2 | A | 22 | 126 | 51 | 126 | 70 | 126 | 28 | 126 | 70 | 126 | 20 | 100 | 45 | 100
CNQPS-3 | A | 22 | 126 | 51 | 126 | 70 | 126 | 28 | 126 | 70 | 126 | 20 | 100 | 45 | 100
CNQPS-4 | A | 22 | 126 | 51 | 126 | 70 | 126 | 28 | 126 | 70 | 126 | 20 | 100 | 45 | 100
COCK-1 | A | 15 | 168 | 42 | 168 | 48 | 168 | 10 | 168 | 25 | 168 | 6 | 138 | 7 | 138
COCK-2 | A | 15 | 168 | 42 | 168 | 48 | 168 | 10 | 168 | 25 | 168 | 6 | 138 | 7 | 138
COCK-3 | A | 15 | 168 | 42 | 168 | 48 | 168 | 10 | 168 | 25 | 168 | 6 | 138 | 7 | 138
COCK-4 | A | 15 | 168 | 42 | 168 | 48 | 168 | 10 | 168 | 25 | 168 | 6 | 138 | 7 | 138
CORB-1 | A | 10 | 130 | 30 | 130 | 50 | 130 | 28 | 130 | 60 | 130 | 15 | 95 | 40 | 60
COSO-1 | A | 20 | 380 | 40 | 380 | 50 | 380 | 60 | 380 | 140 | 380 | 17 | 304 | 40 | 304
COTPS-1 | A | 29 | 277 | 50 | 277 | 62 | 277 | 35 | 60 | 63 | 277 | 30 | 122 | 60 | 122
COTPS-2 | A | 29 | 287 | 50 | 287 | 62 | 287 | 35 | 60 | 63 | 287 | 30 | 122 | 60 | 122
COTPS-3 | A | 29 | 287 | 50 | 287 | 62 | 287 | 35 | 60 | 63 | 287 | 30 | 122 | 60 | 122
COTPS-4 | A | 29 | 277 | 50 | 277 | 62 | 277 | 35 | 60 | 63 | 277 | 30 | 122 | 60 | 122
COWE1 | A | 7 | 30 | 17 | 30 | 17 | 30 | 7 | 30 | 17 | 30 | 7 | 30 | 17 | 30
COWE2 | A | 7 | 30 | 17 | 30 | 17 | 30 | 7 | 30 | 17 | 30 | 7 | 30 | 17 | 30
CRUA-1 | A | 10 | 110 | 25 | 110 | 37 | 110 | 12 | 110 | 30 | 110 | 10 | 84 | 25 | 48
CRUA-2 | A | 10 | 110 | 25 | 110 | 37 | 110 | 12 | 110 | 30 | 110 | 10 | 84 | 25 | 48
CRUA-3 | A | 7 | 30 | 15 | 30 | 21 | 30 | 9 | 30 | 24 | 30 | 5 | 25 | 13 | 15
CRUA-4 | A | 7 | 30 | 15 | 30 | 21 | 30 | 9 | 30 | 24 | 30 | 5 | 25 | 13 | 15
CRYRW-2 | A | 15 | 138 | 38 | 138 | 40 | 138 | 15 | 138 | 40 | 138 | 13 | 109 | 40 | 63
DAMC-1 | A | 64 | 380 | 136 | 380 | 156 | 380 | 80 | 380 | 180 | 380 | 60 | 293 | 190 | 128
DEEP-1 | A | 20 | 180 | 60 | 180 | 86 | 180 | 22 | 180 | 80 | 180 | 24 | 96 | 52 | 96
DERW-1 | A | 13 | 90 | 35 | 90 | 45 | 90 | 16 | 90 | 40 | 90 | 16 | 90 | 32 | 72
DIDCB5 | A | 40 | 330 | 104 | 330 | 125 | 330 | 55 | 330 | 140 | 330 | 40 | 185 | 105 | 185
DIDCB6 | A | 50 | 250 | 105 | 250 | 105 | 250 | 50 | 250 | 130 | 250 | 50 | 153 | 110 | 103
DIDC1 | A | 42 | 225 | 85 | 225 | 85 | 225 | 24 | 225 | 62 | 120 | 24 | 73 | 60 | 147
DIDC2 | A | 42 | 225 | 85 | 225 | 85 | 225 | 24 | 225 | 62 | 120 | 24 | 73 | 60 | 147
DIDC3 | A | 42 | 225 | 85 | 225 | 85 | 225 | 24 | 225 | 62 | 120 | 24 | 73 | 60 | 147
DIDC4 | A | 42 | 225 | 85 | 225 | 85 | 225 | 24 | 225 | 62 | 120 | 24 | 73 | 60 | 147
DINO-1 | A | 14 | 138 | 39 | 138 | 58 | 138 | 28 | 138 | 72 | 138 | 14 | 118 | 36 | 88
DINO-2 | A | 14 | 138 | 39 | 138 | 58 | 138 | 28 | 138 | 72 | 138 | 14 | 118 | 36 | 88
DINO-3 | A | 14 | 138 | 39 | 138 | 58 | 138 | 28 | 138 | 72 | 138 | 14 | 118 | 36 | 88
DINO-4 | A | 14 | 138 | 39 | 138 | 58 | 138 | 28 | 138 | 72 | 138 | 14 | 118 | 36 | 88
DINO-5 | A | 14 | 138 | 39 | 138 | 58 | 138 | 28 | 138 | 72 | 138 | 14 | 118 | 36 | 88
DINO-6 | A | 14 | 138 | 39 | 138 | 58 | 138 | 28 | 138 | 72 | 138 | 14 | 118 | 36 | 88
DRAXX-1 | A | 68 | 345 | 100 | 345 | 100 | 345 | 64 | 95 | 110 | 345 | 60 | 225 | 70 | 225
DRAXX-2 | A | 68 | 345 | 100 | 345 | 100 | 345 | 64 | 95 | 110 | 345 | 60 | 225 | 70 | 225
DRAXX-3 | A | 68 | 345 | 100 | 345 | 100 | 345 | 64 | 95 | 110 | 345 | 60 | 225 | 70 | 225
DRAXX-4 | A | 68 | 345 | 100 | 345 | 100 | 345 | 64 | 95 | 110 | 345 | 60 | 225 | 70 | 225
DRAXX-5 | A | 68 | 345 | 100 | 345 | 100 | 345 | 64 | 95 | 110 | 345 | 60 | 225 | 70 | 225
DRAXX-6 | A | 68 | 345 | 100 | 345 | 100 | 345 | 64 | 95 | 110 | 345 | 60 | 225 | 70 | 225
EECL-1 | A | 20 | 178 | 25 | 178 | 25 | 178 | 32 | 178 | 81 | 178 | 20 | 143 | 25 | 143
EGGPS-1 | A | 45 | 205 | 83 | 205 | 83 | 205 | 49 | 205 | 110 | 205 | 33 | 95 | 60 | 95
EGGPS-2 | A | 45 | 205 | 83 | 205 | 83 | 205 | 49 | 205 | 110 | 205 | 33 | 95 | 60 | 95
EGGPS-3 | A | 45 | 205 | 83 | 205 | 83 | 205 | 49 | 205 | 110 | 205 | 33 | 95 | 60 | 95
EGGPS-4 | A | 45 | 205 | 83 | 205 | 83 | 205 | 49 | 205 | 110 | 205 | 33 | 95 | 60 | 95
ERRO-1 | A | 1 | 21 | 1 | 21 | 1 | 21 | 2 | 21 | 5 | 21 | 1 | 17 | 1 | 17
ERRO-2 | A | 1 | 21 | 1 | 21 | 1 | 21 | 2 | 21 | 5 | 21 | 1 | 17 | 1 | 17
ERRO-3 | A | 1 | 21 | 1 | 21 | 1 | 21 | 2 | 21 | 5 | 21 | 1 | 17 | 1 | 17
FAARW-1 | A | 2 | 37 | 4 | 37 | 4 | 37 | 4 | 37 | 12 | 37 | 2 | 33 | 4 | 33
FAARW-2 | A | 2 | 37 | 4 | 37 | 4 | 37 | 4 | 37 | 12 | 37 | 2 | 33 | 4 | 33
FASN-1 | A | 0 | 15 | 1 | 15 | 1 | 15 | 1 | 15 | 2 | 15 | 0 | 15 | 1 | 12
FASN-2 | A | 0 | 15 | 1 | 15 | 1 | 15 | 1 | 15 | 2 | 15 | 0 | 15 | 1 | 12
FASN-3 | A | 0 | 15 | 1 | 15 | 1 | 15 | 1 | 15 | 2 | 15 | 0 | 15 | 1 | 12
FAWL1 | A | 36 | 244 | 77 | 244 | 77 | 244 | 10 | 244 | 10 | 244 | 40 | 98 | 91 | 145
FAWL3 | A | 36 | 244 | 77 | 244 | 77 | 244 | 10 | 244 | 10 | 244 | 40 | 98 | 91 | 145
FAWN-1 | A | 10 | 52 | 25 | 52 | 40 | 52 | 13 | 52 | 32 | 52 | 11 | 37 | 27 | 27
FELL-1 | A | 9 | 63 | 21 | 63 | 22 | 63 | 10 | 63 | 24 | 63 | 9 | 63 | 22 | 63
FERR-1 | A | 25 | 150 | 45 | 250 | 56 | 250 | 40 | 250 | 60 | 250 | 34 | 80 | 59 | 150
FERR-2 | A | 25 | 150 | 45 | 250 | 56 | 250 | 40 | 250 | 60 | 250 | 34 | 80 | 59 | 150
FERR-3 | A | 25 | 150 | 45 | 250 | 56 | 250 | 40 | 250 | 60 | 250 | 34 | 80 | 59 | 150
FERR-4 | A | 25 | 150 | 45 | 250 | 56 | 250 | 40 | 250 | 60 | 250 | 34 | 80 | 59 | 150
FFES-1 | A | 10 | 35 | 27 | 35 | 30 | 35 | 9 | 35 | 22 | 35 | 4 | 27 | 6 | 27
FFES-2 | A | 10 | 35 | 27 | 35 | 30 | 35 | 9 | 35 | 22 | 35 | 4 | 27 | 6 | 27
FFES-3 | A | 10 | 35 | 27 | 35 | 30 | 35 | 9 | 35 | 22 | 35 | 4 | 27 | 6 | 27
FFES-4 | A | 10 | 35 | 27 | 35 | 30 | 35 | 9 | 35 | 22 | 35 | 4 | 27 | 6 | 27
FIDL-1 | A | 13 | 205 | 20 | 205 | 23 | 205 | 35 | 100 | 40 | 147 | 30 | 147 | 50 | 147
FIDL-2 | A | 13 | 205 | 20 | 205 | 23 | 205 | 35 | 100 | 40 | 147 | 30 | 147 | 50 | 147
FIDL-3 | A | 13 | 205 | 20 | 205 | 23 | 205 | 35 | 100 | 40 | 147 | 30 | 147 | 50 | 147
FIDL-4 | A | 13 | 205 | 20 | 205 | 23 | 205 | 35 | 100 | 40 | 147 | 30 | 147 | 50 | 147
FIFE-1 | A | 6 | 63 | 12 | 63 | 12 | 63 | 11 | 63 | 24 | 63 | 6 | 53 | 8 | 53
FINL-1 | A | 0 | 14 | 1 | 14 | 1 | 14 | 1 | 14 | 2 | 14 | 0 | 14 | 1 | 11
FOYE-1 | A | 6 | 60 | 13 | 60 | 16 | 60 | 11 | 60 | 27 | 60 | 5 | 30 | 11 | 30
FOYE-2 | A | 6 | 60 | 13 | 60 | 16 | 60 | 11 | 60 | 27 | 60 | 5 | 30 | 11 | 30
GLNDO-1 | A | 6 | 80 | 12 | 45 | 17 | 45 | 12 | 45 | 25 | 45 | 8 | 65 | 18 | 45
GNFSW-1 | A | 11 | 100 | 30 | 100 | 30 | 100 | 12 | 100 | 31 | 100 | 12 | 70 | 30 | 70
GNFSW-2 | A | 7 | 64 | 18 | 64 | 18 | 64 | 8 | 64 | 18 | 64 | 6 | 49 | 15 | 49
GORDW-1 | A | 6 | 62 | 16 | 56 | 26 | 45 | 7 | 62 | 18 | 62 | 6 | 56 | 16 | 45
GRAI-1 | A | 43 | 485 | 100 | 485 | 160 | 485 | 60 | 485 | 140 | 485 | 33 | 0 | 60 | 345
GRAI-3 | A | 43 | 485 | 100 | 485 | 160 | 485 | 60 | 485 | 140 | 485 | 33 | 0 | 60 | 345
GRAI-4 | A | 43 | 485 | 100 | 485 | 160 | 485 | 60 | 485 | 140 | 485 | 33 | 0 | 60 | 345
GRAI-6 | A | 26 | 232 | 58 | 232 | 58 | 232 | 32 | 232 | 84 | 232 | 32 | 175 | 65 | 135
GRAI-7 | A | 30 | 232 | 60 | 232 | 60 | 232 | 32 | 232 | 84 | 232 | 32 | 175 | 65 | 135
GRAI-8 | A | 26 | 232 | 58 | 232 | 58 | 232 | 32 | 232 | 84 | 232 | 32 | 175 | 65 | 135
GRMO-1 | A | 8 | 43 | 8 | 43 | 8 | 43 | 8 | 43 | 8 | 43 | 8 | 23 | 8 | 23
GYAR-1 | A | 17 | 176 | 42 | 176 | 66 | 176 | 24 | 176 | 60 | 176 | 17 | 176 | 42 | 176
HADHW-1 | A | 7 | 96 | 14 | 96 | 22 | 96 | 13 | 96 | 34 | 96 | 8 | 65 | 17 | 65
HUMR-1 | A | 60 | 533 | 150 | 533 | 200 | 533 | 80 | 533 | 200 | 533 | 62 | 419 | 155 | 251
INDQ-1 | A | 12 | 102 | 31 | 102 | 43 | 102 | 13 | 102 | 34 | 102 | 12 | 72 | 30 | 72
IRNPS-1 | A | 35 | 125 | 45 | 125 | 48 | 285 | 42 | 285 | 68 | 125 | 28 | 125 | 42 | 185
IRNPS-2 | A | 35 | 125 | 45 | 125 | 48 | 285 | 42 | 285 | 68 | 125 | 28 | 125 | 42 | 185
KEAD-1 | A | 29 | 315 | 67 | 315 | 102 | 315 | 48 | 315 | 110 | 315 | 30 | 275 | 75 | 155
T_KILBW-1 | A | 3 | 56 | 8 | 56 | 13 | 56 | 5 | 56 | 14 | 56 | 4 | 53 | 9 | 47
KILLPG-1 | A | 8 | 225 | 10 | 225 | 10 | 225 | 10 | 225 | 12 | 225 | 4 | 150 | 15 | 150
KILLPG-2 | A | 18 | 225 | 25 | 225 | 25 | 225 | 37 | 225 | 37 | 225 | 22 | 195 | 30 | 195
KILNS-1 | A | 30 | 290 | 72 | 290 | 84 | 290 | 42 | 290 | 114 | 290 | 18 | 104 | 45 | 104
KINO-1 | A | 27 | 255 | 35 | 255 | 35 | 255 | 22 | 255 | 44 | 255 | 14 | 185 | 35 | 185
KINO-2 | A | 27 | 255 | 35 | 255 | 35 | 255 | 22 | 255 | 44 | 255 | 14 | 185 | 35 | 185
KINO-3 | A | 27 | 255 | 35 | 255 | 35 | 255 | 22 | 255 | 41 | 255 | 14 | 185 | 35 | 185
KINO-4 | A | 27 | 255 | 35 | 255 | 35 | 255 | 22 | 255 | 41 | 255 | 14 | 185 | 35 | 185
KLYN-A-1 | A | 24 | 126 | 50 | 126 | 50 | 126 | 34 | 126 | 70 | 126 | 22 | 81 | 34 | 81
LAGA-1 | A | 58 | 505 | 135 | 505 | 158 | 505 | 50 | 425 | 140 | 425 | 56 | 425 | 135 | 330
LARYO-1 | A | 16 | 155 | 40 | 155 | 45 | 155 | 18 | 155 | 45 | 155 | 14 | 120 | 35 | 120
LARYO-2 | A | 16 | 158 | 40 | 158 | 45 | 158 | 18 | 158 | 45 | 158 | 14 | 120 | 35 | 120
LARYO-3 | A | 16 | 158 | 40 | 158 | 45 | 158 | 18 | 158 | 45 | 158 | 14 | 120 | 35 | 120
LARYO-4 | A | 16 | 158 | 40 | 158 | 45 | 158 | 18 | 158 | 45 | 158 | 14 | 120 | 35 | 120
LBAR-1G | A | 1 | 16 | 4 | 16 | 6 | 16 | 2 | 16 | 4 | 16 | 1 | 9 | 4 | 9
LBAR-1 | A | 39 | 360 | 88 | 360 | 88 | 360 | 55 | 360 | 145 | 360 | 41 | 270 | 90 | 270
LITTD1 | A | 57 | 485 | 110 | 485 | 110 | 485 | 66 | 485 | 80 | 485 | 60 | 335 | 150 | 335
LITTD2 | A | 57 | 485 | 110 | 485 | 110 | 485 | 66 | 485 | 80 | 485 | 60 | 335 | 150 | 335
LITTD3 | A | 57 | 485 | 110 | 485 | 110 | 485 | 66 | 485 | 80 | 485 | 60 | 335 | 150 | 335
LOAN-1 | A | 25 | 326 | 51 | 326 | 55 | 326 | 19 | 326 | 50 | 326 | 12 | 276 | 28 | 276
LOAN-2 | A | 25 | 326 | 51 | 326 | 55 | 326 | 19 | 326 | 50 | 326 | 12 | 276 | 28 | 276
LOAN-3 | A | 25 | 326 | 51 | 326 | 55 | 326 | 19 | 326 | 50 | 326 | 12 | 276 | 28 | 276
MEDP-1 | A | 30 | 380 | 76 | 330 | 76 | 330 | 48 | 380 | 105 | 380 | 31 | 330 | 79 | 290
MILWW-1 | A | 6 | 32 | 8 | 54 | 13 | 54 | 5 | 54 | 14 | 54 | 3 | 43 | 8 | 43
MRWD-1 | A | 50 | 384 | 90 | 384 | 100 | 384 | 52 | 384 | 160 | 384 | 52 | 298 | 110 | 298
NANT-1 | A | 0 | 15 | 0 | 15 | 0 | 15 | 0 | 15 | 1 | 15 | 0 | 15 | 0 | 15
PEHE-1 | A | 47 | 435 | 100 | 435 | 100 | 435 | 67 | 435 | 105 | 435 | 64 | 245 | 100 | 245
PEHE-2 | A | 16 | 490 | 40 | 265 | 42 | 490 | 0 | 0 | 0 | 0 | 0 | 490 | 0 | 490
PEMB-11 | A | 36 | 237 | 60 | 237 | 60 | 237 | 31 | 237 | 84 | 237 | 32 | 192 | 62 | 192
PEMB-21 | A | 36 | 237 | 60 | 237 | 60 | 237 | 31 | 237 | 84 | 237 | 32 | 192 | 62 | 192
PEMB-31 | A | 36 | 237 | 60 | 237 | 60 | 237 | 31 | 237 | 84 | 237 | 32 | 192 | 62 | 192
PEMB-41 | A | 36 | 237 | 60 | 237 | 60 | 237 | 31 | 237 | 84 | 237 | 32 | 192 | 62 | 192
PEMB-51 | A | 36 | 237 | 60 | 237 | 60 | 237 | 31 | 237 | 84 | 237 | 32 | 192 | 62 | 192
PETEM1 | A | 20 | 180 | 46 | 180 | 52 | 180 | 24 | 180 | 58 | 180 | 20 | 150 | 50 | 100
RATS-1 | A | 50 | 270 | 90 | 270 | 90 | 270 | 36 | 270 | 50 | 270 | 42 | 105 | 75 | 155
RATS-2 | A | 39 | 270 | 84 | 270 | 90 | 270 | 39 | 155 | 54 | 270 | 42 | 105 | 95 | 155
RATS-3 | A | 39 | 270 | 84 | 270 | 90 | 270 | 39 | 155 | 54 | 270 | 42 | 105 | 95 | 155
RATS-4 | A | 42 | 270 | 95 | 270 | 100 | 270 | 36 | 270 | 50 | 270 | 42 | 210 | 75 | 190
ROCK-1 | A | 36 | 400 | 50 | 400 | 54 | 400 | 60 | 400 | 160 | 400 | 33 | 220 | 53 | 220
ROOS-1 | A | 12 | 140 | 32 | 140 | 32 | 140 | 13 | 140 | 32 | 140 | 13 | 108 | 32 | 108
RUGPS-6 | A | 36 | 243 | 80 | 243 | 80 | 243 | 40 | 243 | 90 | 243 | 40 | 155 | 95 | 105
RUGPS-7 | A | 36 | 243 | 80 | 243 | 80 | 243 | 40 | 243 | 90 | 243 | 40 | 155 | 95 | 105
RYHPS-1 | A | 30 | 305 | 48 | 305 | 66 | 305 | 42 | 305 | 51 | 305 | 30 | 130 | 42 | 68
SCCL-1 | A | 35 | 180 | 70 | 180 | 70 | 180 | 40 | 180 | 95 | 180 | 40 | 100 | 100 | 50
SCCL-2 | A | 35 | 180 | 70 | 180 | 70 | 180 | 40 | 180 | 95 | 180 | 40 | 100 | 100 | 50
SCCL-3 | A | 35 | 180 | 70 | 180 | 70 | 180 | 40 | 180 | 95 | 180 | 40 | 100 | 100 | 50
SEAB-1 | A | 44 | 254 | 125 | 254 | 150 | 254 | 55 | 254 | 150 | 254 | 75 | 164 | 176 | 38
SEAB-2 | A | 31 | 138 | 76 | 138 | 86 | 138 | 32 | 138 | 82 | 138 | 37 | 73 | 90 | 43
SHBA-1 | A | 41 | 255 | 104 | 255 | 115 | 255 | 44 | 255 | 120 | 255 | 39 | 195 | 115 | 40
SHBA-2 | A | 26 | 183 | 64 | 183 | 70 | 183 | 30 | 183 | 80 | 183 | 28 | 103 | 66 | 69
SHOS-1 | A | 18 | 160 | 24 | 160 | 24 | 160 | 30 | 160 | 75 | 160 | 18 | 135 | 24 | 135
SHOT-1 | A | 8 | 75 | 20 | 75 | 32 | 75 | 12 | 75 | 30 | 75 | 12 | 60 | 26 | 45
SIZB-1 | A | 38 | 283 | 45 | 283 | 45 | 283 | 45 | 283 | 45 | 283 | 40 | 283 | 46 | 283
SIZB-2 | A | 38 | 283 | 45 | 283 | 45 | 283 | 45 | 283 | 45 | 283 | 40 | 283 | 46 | 283
SLOY-1 | A | 0 | 38 | 1 | 38 | 1 | 38 | 1 | 38 | 2 | 38 | 0 | 38 | 1 | 30
SLOY-2 | A | 0 | 38 | 1 | 38 | 1 | 38 | 1 | 38 | 2 | 38 | 0 | 38 | 1 | 30
SLOY-3 | A | 0 | 38 | 1 | 38 | 1 | 38 | 1 | 38 | 2 | 38 | 0 | 38 | 1 | 30
SLOY-4 | A | 0 | 28 | 1 | 28 | 1 | 28 | 1 | 28 | 2 | 28 | 0 | 28 | 1 | 22
SPLN-1 | A | 40 | 380 | 100 | 380 | 110 | 380 | 50 | 380 | 120 | 380 | 30 | 380 | 90 | 300
STAY-1 | A | 34 | 247 | 62 | 247 | 62 | 247 | 35 | 247 | 85 | 247 | 33 | 187 | 60 | 187
STAY-2 | A | 34 | 247 | 62 | 247 | 62 | 247 | 35 | 247 | 85 | 247 | 33 | 187 | 60 | 187
STAY-3 | A | 34 | 247 | 62 | 247 | 62 | 247 | 35 | 247 | 85 | 247 | 33 | 187 | 60 | 187
STAY-4 | A | 34 | 247 | 62 | 247 | 62 | 247 | 35 | 247 | 85 | 247 | 33 | 187 | 60 | 187
SUTB-1 | A | 36 | 380 | 104 | 380 | 148 | 380 | 52 | 380 | 132 | 380 | 47 | 250 | 107 | 250
SVRP-10 | A | 20 | 225 | 50 | 225 | 70 | 225 | 32 | 225 | 80 | 225 | 20 | 172 | 50 | 172
SVRP-20 | A | 20 | 225 | 50 | 225 | 70 | 225 | 32 | 225 | 80 | 225 | 20 | 172 | 50 | 172
TESI-1 | A | 40 | 260 | 100 | 260 | 140 | 260 | 60 | 260 | 140 | 260 | 40 | 200 | 120 | 100
TESI-2 | A | 40 | 260 | 100 | 260 | 140 | 260 | 60 | 260 | 140 | 260 | 40 | 200 | 120 | 100
TILB-7 | A | 20 | 160 | 30 | 160 | 30 | 160 | 20 | 160 | 30 | 160 | 6 | 100 | 10 | 100
TILB-8 | A | 20 | 160 | 30 | 160 | 30 | 160 | 20 | 160 | 30 | 160 | 6 | 100 | 10 | 100
TILB-9 | A | 20 | 160 | 30 | 160 | 30 | 160 | 20 | 160 | 30 | 160 | 6 | 100 | 10 | 100
TILB10 | A | 20 | 160 | 30 | 160 | 30 | 160 | 20 | 160 | 30 | 160 | 6 | 100 | 10 | 100
USKM-13 | A | 6 | 49 | 15 | 49 | 17 | 49 | 8 | 49 | 19 | 49 | 7 | 36 | 8 | 36
USKM-14 | A | 6 | 49 | 15 | 49 | 17 | 49 | 8 | 49 | 19 | 49 | 7 | 36 | 8 | 36
USKM-15 | A | 6 | 49 | 15 | 49 | 17 | 49 | 8 | 49 | 19 | 49 | 7 | 36 | 8 | 36
WBUPS-1 | A | 30 | 113 | 48 | 153 | 48 | 153 | 32 | 113 | 50 | 113 | 40 | 153 | 65 | 113
WBUPS-2 | A | 30 | 133 | 48 | 173 | 48 | 173 | 32 | 133 | 50 | 133 | 40 | 173 | 65 | 133
WBUPS-3 | A | 30 | 133 | 48 | 173 | 48 | 173 | 32 | 133 | 50 | 133 | 40 | 173 | 65 | 133
WBUPS-4 | A | 30 | 113 | 48 | 153 | 48 | 153 | 32 | 113 | 50 | 113 | 40 | 153 | 65 | 113
WBURB-1 | A | 22 | 240 | 48 | 240 | 62 | 240 | 27 | 240 | 69 | 240 | 20 | 200 | 50 | 120
WBURB-2 | A | 25 | 255 | 52 | 255 | 62 | 255 | 26 | 255 | 67 | 255 | 22 | 215 | 52 | 135
WBURB-3 | A | 23 | 255 | 48 | 255 | 62 | 255 | 27 | 255 | 67 | 255 | 20 | 215 | 52 | 135
WHILW-1 | A | 31 | 322 | 84 | 322 | 90 | 322 | 33 | 322 | 90 | 322 | 32 | 255 | 86 | 210
WHILW-2 | A | 19 | 163 | 33 | 163 | 35 | 163 | 20 | 163 | 52 | 163 | 21 | 142 | 43 | 119
WLNYO-2 | A | 19 | 182 | 51 | 182 | 54 | 182 | 20 | 182 | 53 | 182 | 20 | 158 | 51 | 130
WLNYW-1 | A | 19 | 182 | 51 | 182 | 54 | 182 | 20 | 182 | 53 | 182 | 20 | 158 | 51 | 130

## Jul 2014
MW Response Capability by BMU
|  | Primary Response (Max MWhrs) | [5 empty] | Secondary Response (Max Mwhrs) |  |  |  | High Frequency Response (Max MWhrs)
UNIT | Mode | 0.2Hz |  | 0.5Hz |  | 0.8Hz |  | 0.2/0.2Hz |  | 0.5/0.5Hz |  | 0.2Hz |  | 0.5Hz
ABTH7 | A | 40 | 250 | 72 | 250 | 72 | 250 | 48 | 250 | 120 | 250 | 38 | 185 | 55 | 185
ABTH8 | A | 40 | 250 | 72 | 250 | 72 | 250 | 48 | 250 | 120 | 250 | 38 | 185 | 55 | 185
ABTH9 | A | 40 | 250 | 72 | 250 | 72 | 250 | 48 | 250 | 120 | 250 | 38 | 185 | 55 | 185
BAGE-1 | A | 30 | 255 | 70 | 255 | 90 | 255 | 35 | 255 | 90 | 255 | 28 | 220 | 70 | 185
BAGE-2 | A | 3 | 17 | 8 | 17 | 12 | 17 | 4 | 17 | 9 | 17 | 2 | 17 | 5 | 17
BARKB2 | A | 33 | 210 | 82 | 210 | 108 | 210 | 39 | 210 | 97 | 210 | 31 | 120 | 84 | 120
BARK-1 | A | 22 | 140 | 55 | 140 | 72 | 140 | 26 | 140 | 65 | 140 | 21 | 80 | 54 | 80
BLLA-1 | A | 6 | 99 | 13 | 99 | 13 | 99 | 15 | 99 | 39 | 99 | 9 | 83 | 16 | 83
BRDUW-1 | A | 6 | 58 | 17 | 58 | 17 | 58 | 7 | 58 | 17 | 58 | 6 | 36 | 17 | 36
BRGG-1 | A | 16 | 110 | 32 | 110 | 48 | 110 | 16 | 110 | 40 | 110 | 14 | 96 | 34 | 46
BRYP-1 | A | 15 | 82 | 25 | 82 | 31 | 82 | 22 | 82 | 37 | 82 | 10 | 82 | 27 | 47
CDCL-1 | A | 30 | 160 | 40 | 160 | 40 | 160 | 34 | 160 | 40 | 160 | 27 | 120 | 40 | 120
CLAC-1 | A | 3 | 28 | 8 | 28 | 13 | 28 | 3 | 36 | 9 | 36 | 3 | 28 | 8 | 28
CNQPS-1 | A | 22 | 126 | 51 | 126 | 70 | 126 | 28 | 126 | 70 | 126 | 20 | 100 | 45 | 100
CNQPS-2 | A | 22 | 126 | 51 | 126 | 70 | 126 | 28 | 126 | 70 | 126 | 20 | 100 | 45 | 100
CNQPS-3 | A | 22 | 126 | 51 | 126 | 70 | 126 | 28 | 126 | 70 | 126 | 20 | 100 | 45 | 100
CNQPS-4 | A | 22 | 126 | 51 | 126 | 70 | 126 | 28 | 126 | 70 | 126 | 20 | 100 | 45 | 100
COCK-1 | A | 15 | 168 | 42 | 168 | 48 | 168 | 10 | 168 | 25 | 168 | 6 | 138 | 7 | 138
COCK-2 | A | 15 | 168 | 42 | 168 | 48 | 168 | 10 | 168 | 25 | 168 | 6 | 138 | 7 | 138
COCK-3 | A | 15 | 168 | 42 | 168 | 48 | 168 | 10 | 168 | 25 | 168 | 6 | 138 | 7 | 138
COCK-4 | A | 15 | 168 | 42 | 168 | 48 | 168 | 10 | 168 | 25 | 168 | 6 | 138 | 7 | 138
CORB-1 | A | 10 | 130 | 30 | 130 | 50 | 130 | 28 | 130 | 60 | 130 | 15 | 95 | 40 | 60
COSO-1 | A | 20 | 380 | 40 | 380 | 50 | 380 | 60 | 380 | 140 | 380 | 17 | 304 | 40 | 304
COTPS-1 | A | 29 | 277 | 50 | 277 | 62 | 277 | 35 | 60 | 63 | 277 | 30 | 122 | 60 | 122
COTPS-2 | A | 29 | 287 | 50 | 287 | 62 | 287 | 35 | 60 | 63 | 287 | 30 | 122 | 60 | 122
COTPS-3 | A | 29 | 287 | 50 | 287 | 62 | 287 | 35 | 60 | 63 | 287 | 30 | 122 | 60 | 122
COTPS-4 | A | 29 | 277 | 50 | 277 | 62 | 277 | 35 | 60 | 63 | 277 | 30 | 122 | 60 | 122
COWE1 | A | 7 | 30 | 17 | 30 | 17 | 30 | 7 | 30 | 17 | 30 | 7 | 30 | 17 | 30
COWE2 | A | 7 | 30 | 17 | 30 | 17 | 30 | 7 | 30 | 17 | 30 | 7 | 30 | 17 | 30
CRUA-1 | A | 10 | 110 | 25 | 110 | 37 | 110 | 12 | 110 | 30 | 110 | 10 | 84 | 25 | 48
CRUA-2 | A | 10 | 110 | 25 | 110 | 37 | 110 | 12 | 110 | 30 | 110 | 10 | 84 | 25 | 48
CRUA-3 | A | 7 | 30 | 15 | 30 | 21 | 30 | 9 | 30 | 24 | 30 | 5 | 25 | 13 | 15
CRUA-4 | A | 7 | 30 | 15 | 30 | 21 | 30 | 9 | 30 | 24 | 30 | 5 | 25 | 13 | 15
CRYRW-2 | A | 15 | 138 | 38 | 138 | 40 | 138 | 15 | 138 | 40 | 138 | 13 | 109 | 40 | 63
DAMC-1 | A | 64 | 380 | 136 | 380 | 156 | 380 | 80 | 380 | 180 | 380 | 60 | 293 | 190 | 128
DEEP-1 | A | 20 | 180 | 60 | 180 | 86 | 180 | 22 | 180 | 80 | 180 | 24 | 96 | 52 | 96
DERW-1 | A | 13 | 90 | 35 | 90 | 45 | 90 | 16 | 90 | 40 | 90 | 16 | 90 | 32 | 72
DIDCB5 | A | 40 | 330 | 104 | 330 | 125 | 330 | 55 | 330 | 140 | 330 | 40 | 185 | 105 | 185
DIDCB6 | A | 50 | 250 | 105 | 250 | 105 | 250 | 50 | 250 | 130 | 250 | 50 | 153 | 110 | 103
DIDC1 | A | 42 | 225 | 85 | 225 | 85 | 225 | 24 | 225 | 62 | 120 | 24 | 73 | 60 | 147
DIDC2 | A | 42 | 225 | 85 | 225 | 85 | 225 | 24 | 225 | 62 | 120 | 24 | 73 | 60 | 147
DIDC3 | A | 42 | 225 | 85 | 225 | 85 | 225 | 24 | 225 | 62 | 120 | 24 | 73 | 60 | 147
DIDC4 | A | 42 | 225 | 85 | 225 | 85 | 225 | 24 | 225 | 62 | 120 | 24 | 73 | 60 | 147
DINO-1 | A | 14 | 138 | 39 | 138 | 58 | 138 | 28 | 138 | 72 | 138 | 14 | 118 | 36 | 88
DINO-2 | A | 14 | 138 | 39 | 138 | 58 | 138 | 28 | 138 | 72 | 138 | 14 | 118 | 36 | 88
DINO-3 | A | 14 | 138 | 39 | 138 | 58 | 138 | 28 | 138 | 72 | 138 | 14 | 118 | 36 | 88
DINO-4 | A | 14 | 138 | 39 | 138 | 58 | 138 | 28 | 138 | 72 | 138 | 14 | 118 | 36 | 88
DINO-5 | A | 14 | 138 | 39 | 138 | 58 | 138 | 28 | 138 | 72 | 138 | 14 | 118 | 36 | 88
DINO-6 | A | 14 | 138 | 39 | 138 | 58 | 138 | 28 | 138 | 72 | 138 | 14 | 118 | 36 | 88
DRAXX-1 | A | 68 | 345 | 100 | 345 | 100 | 345 | 64 | 95 | 110 | 345 | 60 | 225 | 70 | 225
DRAXX-2 | A | 68 | 345 | 100 | 345 | 100 | 345 | 64 | 95 | 110 | 345 | 60 | 225 | 70 | 225
DRAXX-3 | A | 68 | 345 | 100 | 345 | 100 | 345 | 64 | 95 | 110 | 345 | 60 | 225 | 70 | 225
DRAXX-4 | A | 68 | 345 | 100 | 345 | 100 | 345 | 64 | 95 | 110 | 345 | 60 | 225 | 70 | 225
DRAXX-5 | A | 68 | 345 | 100 | 345 | 100 | 345 | 64 | 95 | 110 | 345 | 60 | 225 | 70 | 225
DRAXX-6 | A | 68 | 345 | 100 | 345 | 100 | 345 | 64 | 95 | 110 | 345 | 60 | 225 | 70 | 225
EECL-1 | A | 20 | 178 | 25 | 178 | 25 | 178 | 32 | 178 | 81 | 178 | 20 | 143 | 25 | 143
EGGPS-1 | A | 45 | 205 | 83 | 205 | 83 | 205 | 49 | 205 | 110 | 205 | 33 | 95 | 60 | 95
EGGPS-2 | A | 45 | 205 | 83 | 205 | 83 | 205 | 49 | 205 | 110 | 205 | 33 | 95 | 60 | 95
EGGPS-3 | A | 45 | 205 | 83 | 205 | 83 | 205 | 49 | 205 | 110 | 205 | 33 | 95 | 60 | 95
EGGPS-4 | A | 45 | 205 | 83 | 205 | 83 | 205 | 49 | 205 | 110 | 205 | 33 | 95 | 60 | 95
ERRO-1 | A | 1 | 21 | 1 | 21 | 1 | 21 | 2 | 21 | 5 | 21 | 1 | 17 | 1 | 17
ERRO-2 | A | 1 | 21 | 1 | 21 | 1 | 21 | 2 | 21 | 5 | 21 | 1 | 17 | 1 | 17
ERRO-3 | A | 1 | 21 | 1 | 21 | 1 | 21 | 2 | 21 | 5 | 21 | 1 | 17 | 1 | 17
FAARW-1 | A | 2 | 37 | 4 | 37 | 4 | 37 | 4 | 37 | 12 | 37 | 2 | 33 | 4 | 33
FAARW-2 | A | 2 | 37 | 4 | 37 | 4 | 37 | 4 | 37 | 12 | 37 | 2 | 33 | 4 | 33
FASN-1 | A | 0 | 15 | 1 | 15 | 1 | 15 | 1 | 15 | 2 | 15 | 0 | 15 | 1 | 12
FASN-2 | A | 0 | 15 | 1 | 15 | 1 | 15 | 1 | 15 | 2 | 15 | 0 | 15 | 1 | 12
FASN-3 | A | 0 | 15 | 1 | 15 | 1 | 15 | 1 | 15 | 2 | 15 | 0 | 15 | 1 | 12
FAWL1 | A | 36 | 244 | 77 | 244 | 77 | 244 | 10 | 244 | 10 | 244 | 40 | 98 | 91 | 145
FAWL3 | A | 36 | 244 | 77 | 244 | 77 | 244 | 10 | 244 | 10 | 244 | 40 | 98 | 91 | 145
FAWN-1 | A | 10 | 52 | 25 | 52 | 40 | 52 | 13 | 52 | 32 | 52 | 11 | 37 | 27 | 27
FELL-1 | A | 9 | 63 | 21 | 63 | 22 | 63 | 10 | 63 | 24 | 63 | 9 | 63 | 22 | 63
FERR-1 | A | 25 | 150 | 45 | 250 | 56 | 250 | 40 | 250 | 60 | 250 | 34 | 80 | 59 | 150
FERR-2 | A | 25 | 150 | 45 | 250 | 56 | 250 | 40 | 250 | 60 | 250 | 34 | 80 | 59 | 150
FERR-3 | A | 25 | 150 | 45 | 250 | 56 | 250 | 40 | 250 | 60 | 250 | 34 | 80 | 59 | 150
FERR-4 | A | 25 | 150 | 45 | 250 | 56 | 250 | 40 | 250 | 60 | 250 | 34 | 80 | 59 | 150
FFES-1 | A | 10 | 35 | 27 | 35 | 30 | 35 | 9 | 35 | 22 | 35 | 4 | 27 | 6 | 27
FFES-2 | A | 10 | 35 | 27 | 35 | 30 | 35 | 9 | 35 | 22 | 35 | 4 | 27 | 6 | 27
FFES-3 | A | 10 | 35 | 27 | 35 | 30 | 35 | 9 | 35 | 22 | 35 | 4 | 27 | 6 | 27
FFES-4 | A | 10 | 35 | 27 | 35 | 30 | 35 | 9 | 35 | 22 | 35 | 4 | 27 | 6 | 27
FIDL-1 | A | 13 | 205 | 20 | 205 | 23 | 205 | 35 | 100 | 40 | 147 | 30 | 147 | 50 | 147
FIDL-2 | A | 13 | 205 | 20 | 205 | 23 | 205 | 35 | 100 | 40 | 147 | 30 | 147 | 50 | 147
FIDL-3 | A | 13 | 205 | 20 | 205 | 23 | 205 | 35 | 100 | 40 | 147 | 30 | 147 | 50 | 147
FIDL-4 | A | 13 | 205 | 20 | 205 | 23 | 205 | 35 | 100 | 40 | 147 | 30 | 147 | 50 | 147
FIFE-1 | A | 6 | 63 | 12 | 63 | 12 | 63 | 11 | 63 | 24 | 63 | 6 | 53 | 8 | 53
FINL-1 | A | 0 | 14 | 1 | 14 | 1 | 14 | 1 | 14 | 2 | 14 | 0 | 14 | 1 | 11
FOYE-1 | A | 6 | 60 | 13 | 60 | 16 | 60 | 11 | 60 | 27 | 60 | 5 | 30 | 11 | 30
FOYE-2 | A | 6 | 60 | 13 | 60 | 16 | 60 | 11 | 60 | 27 | 60 | 5 | 30 | 11 | 30
GLNDO-1 | A | 6 | 80 | 12 | 45 | 17 | 45 | 12 | 45 | 25 | 45 | 8 | 65 | 18 | 45
GNFSW-1 | A | 11 | 100 | 30 | 100 | 30 | 100 | 12 | 100 | 31 | 100 | 12 | 70 | 30 | 70
GNFSW-2 | A | 7 | 64 | 18 | 64 | 18 | 64 | 8 | 64 | 18 | 64 | 6 | 49 | 15 | 49
GORDW-1 | A | 6 | 62 | 16 | 56 | 26 | 45 | 7 | 62 | 18 | 62 | 6 | 56 | 16 | 45
GRAI-1 | A | 43 | 485 | 100 | 485 | 160 | 485 | 60 | 485 | 140 | 485 | 33 | 0 | 60 | 345
GRAI-3 | A | 43 | 485 | 100 | 485 | 160 | 485 | 60 | 485 | 140 | 485 | 33 | 0 | 60 | 345
GRAI-4 | A | 43 | 485 | 100 | 485 | 160 | 485 | 60 | 485 | 140 | 485 | 33 | 0 | 60 | 345
GRAI-6 | A | 26 | 232 | 58 | 232 | 58 | 232 | 32 | 232 | 84 | 232 | 32 | 175 | 65 | 135
GRAI-7 | A | 30 | 232 | 60 | 232 | 60 | 232 | 32 | 232 | 84 | 232 | 32 | 175 | 65 | 135
GRAI-8 | A | 26 | 232 | 58 | 232 | 58 | 232 | 32 | 232 | 84 | 232 | 32 | 175 | 65 | 135
GRMO-1 | A | 8 | 43 | 8 | 43 | 8 | 43 | 8 | 43 | 8 | 43 | 8 | 23 | 8 | 23
GYAR-1 | A | 17 | 176 | 42 | 176 | 66 | 176 | 24 | 176 | 60 | 176 | 17 | 176 | 42 | 176
HADHW-1 | A | 7 | 96 | 14 | 96 | 22 | 96 | 13 | 96 | 34 | 96 | 8 | 65 | 17 | 65
HUMR-1 | A | 60 | 533 | 150 | 533 | 200 | 533 | 80 | 533 | 200 | 533 | 62 | 419 | 155 | 251
INDQ-1 | A | 12 | 102 | 31 | 102 | 43 | 102 | 13 | 102 | 34 | 102 | 12 | 72 | 30 | 72
IRNPS-1 | A | 35 | 125 | 45 | 125 | 48 | 285 | 42 | 285 | 68 | 125 | 28 | 125 | 42 | 185
IRNPS-2 | A | 35 | 125 | 45 | 125 | 48 | 285 | 42 | 285 | 68 | 125 | 28 | 125 | 42 | 185
KEAD-1 | A | 29 | 315 | 67 | 315 | 102 | 315 | 48 | 315 | 110 | 315 | 30 | 275 | 75 | 155
KILBW-1 | A | 3 | 56 | 8 | 56 | 13 | 56 | 5 | 56 | 14 | 56 | 4 | 53 | 9 | 47
KILLPG-1 | A | 8 | 225 | 10 | 225 | 10 | 225 | 10 | 225 | 12 | 225 | 4 | 150 | 15 | 150
KILLPG-2 | A | 18 | 225 | 25 | 225 | 25 | 225 | 37 | 225 | 37 | 225 | 22 | 195 | 30 | 195
KILNS-1 | A | 30 | 290 | 72 | 290 | 84 | 290 | 42 | 290 | 114 | 290 | 18 | 104 | 45 | 104
KINO-1 | A | 27 | 255 | 35 | 255 | 35 | 255 | 22 | 255 | 44 | 255 | 14 | 185 | 35 | 185
KINO-2 | A | 27 | 255 | 35 | 255 | 35 | 255 | 22 | 255 | 44 | 255 | 14 | 185 | 35 | 185
KINO-3 | A | 27 | 255 | 35 | 255 | 35 | 255 | 22 | 255 | 41 | 255 | 14 | 185 | 35 | 185
KINO-4 | A | 27 | 255 | 35 | 255 | 35 | 255 | 22 | 255 | 41 | 255 | 14 | 185 | 35 | 185
KLYN-A-1 | A | 24 | 126 | 50 | 126 | 50 | 126 | 34 | 126 | 70 | 126 | 22 | 81 | 34 | 81
LAGA-1 | A | 58 | 505 | 135 | 505 | 158 | 505 | 50 | 425 | 140 | 425 | 56 | 425 | 135 | 330
LARYO-1 | A | 16 | 155 | 40 | 155 | 45 | 155 | 18 | 155 | 45 | 155 | 14 | 120 | 35 | 120
LARYO-2 | A | 16 | 158 | 40 | 158 | 45 | 158 | 18 | 158 | 45 | 158 | 14 | 120 | 35 | 120
LARYO-3 | A | 16 | 158 | 40 | 158 | 45 | 158 | 18 | 158 | 45 | 158 | 14 | 120 | 35 | 120
LARYO-4 | A | 16 | 158 | 40 | 158 | 45 | 158 | 18 | 158 | 45 | 158 | 14 | 120 | 35 | 120
LBAR-1G | A | 1 | 16 | 4 | 16 | 6 | 16 | 2 | 16 | 4 | 16 | 1 | 9 | 4 | 9
LBAR-1 | A | 39 | 360 | 88 | 360 | 88 | 360 | 55 | 360 | 145 | 360 | 41 | 270 | 90 | 270
LITTD1 | A | 57 | 485 | 110 | 485 | 110 | 485 | 66 | 485 | 80 | 485 | 60 | 335 | 150 | 335
LITTD2 | A | 57 | 485 | 110 | 485 | 110 | 485 | 66 | 485 | 80 | 485 | 60 | 335 | 150 | 335
LITTD3 | A | 57 | 485 | 110 | 485 | 110 | 485 | 66 | 485 | 80 | 485 | 60 | 335 | 150 | 335
LOAN-1 | A | 25 | 326 | 51 | 326 | 55 | 326 | 19 | 326 | 50 | 326 | 12 | 276 | 28 | 276
LOAN-2 | A | 25 | 326 | 51 | 326 | 55 | 326 | 19 | 326 | 50 | 326 | 12 | 276 | 28 | 276
LOAN-3 | A | 25 | 326 | 51 | 326 | 55 | 326 | 19 | 326 | 50 | 326 | 12 | 276 | 28 | 276
MEDP-1 | A | 30 | 380 | 76 | 330 | 76 | 330 | 48 | 380 | 105 | 380 | 31 | 330 | 79 | 290
MILWW-1 | A | 6 | 32 | 8 | 54 | 13 | 54 | 5 | 54 | 14 | 54 | 3 | 43 | 8 | 43
MRWD-1 | A | 50 | 384 | 90 | 384 | 100 | 384 | 52 | 384 | 160 | 384 | 52 | 298 | 110 | 298
NANT-1 | A | 0 | 15 | 0 | 15 | 0 | 15 | 0 | 15 | 1 | 15 | 0 | 15 | 0 | 15
PEHE-1 | A | 47 | 435 | 100 | 435 | 100 | 435 | 67 | 435 | 105 | 435 | 64 | 245 | 100 | 245
PEHE-2 | A | 16 | 490 | 40 | 265 | 42 | 490 | 0 | 0 | 0 | 0 | 0 | 490 | 0 | 490
PEMB-11 | A | 36 | 237 | 60 | 237 | 60 | 237 | 31 | 237 | 84 | 237 | 32 | 192 | 62 | 192
PEMB-21 | A | 36 | 237 | 60 | 237 | 60 | 237 | 31 | 237 | 84 | 237 | 32 | 192 | 62 | 192
PEMB-31 | A | 36 | 237 | 60 | 237 | 60 | 237 | 31 | 237 | 84 | 237 | 32 | 192 | 62 | 192
PEMB-41 | A | 36 | 237 | 60 | 237 | 60 | 237 | 31 | 237 | 84 | 237 | 32 | 192 | 62 | 192
PEMB-51 | A | 36 | 237 | 60 | 237 | 60 | 237 | 31 | 237 | 84 | 237 | 32 | 192 | 62 | 192
PETEM1 | A | 20 | 180 | 46 | 180 | 52 | 180 | 24 | 180 | 58 | 180 | 20 | 150 | 50 | 100
RATS-1 | A | 50 | 270 | 90 | 270 | 90 | 270 | 36 | 270 | 50 | 270 | 42 | 105 | 75 | 155
RATS-2 | A | 39 | 270 | 84 | 270 | 90 | 270 | 39 | 155 | 54 | 270 | 42 | 105 | 95 | 155
RATS-3 | A | 39 | 270 | 84 | 270 | 90 | 270 | 39 | 155 | 54 | 270 | 42 | 105 | 95 | 155
RATS-4 | A | 42 | 270 | 95 | 270 | 100 | 270 | 36 | 270 | 50 | 270 | 42 | 210 | 75 | 190
ROCK-1 | A | 36 | 400 | 50 | 400 | 54 | 400 | 60 | 400 | 160 | 400 | 33 | 220 | 53 | 220
ROOS-1 | A | 12 | 140 | 32 | 140 | 32 | 140 | 13 | 140 | 32 | 140 | 13 | 108 | 32 | 108
RUGPS-6 | A | 36 | 243 | 80 | 243 | 80 | 243 | 40 | 243 | 90 | 243 | 40 | 155 | 95 | 105
RUGPS-7 | A | 36 | 243 | 80 | 243 | 80 | 243 | 40 | 243 | 90 | 243 | 40 | 155 | 95 | 105
RYHPS-1 | A | 30 | 305 | 48 | 305 | 66 | 305 | 42 | 305 | 51 | 305 | 30 | 130 | 42 | 68
SCCL-1 | A | 35 | 180 | 70 | 180 | 70 | 180 | 40 | 180 | 95 | 180 | 40 | 100 | 100 | 50
SCCL-2 | A | 35 | 180 | 70 | 180 | 70 | 180 | 40 | 180 | 95 | 180 | 40 | 100 | 100 | 50
SCCL-3 | A | 35 | 180 | 70 | 180 | 70 | 180 | 40 | 180 | 95 | 180 | 40 | 100 | 100 | 50
SEAB-1 | A | 44 | 254 | 125 | 254 | 150 | 254 | 55 | 254 | 150 | 254 | 75 | 164 | 176 | 38
SEAB-2 | A | 31 | 138 | 76 | 138 | 86 | 138 | 32 | 138 | 82 | 138 | 37 | 73 | 90 | 43
SHBA-1 | A | 41 | 255 | 104 | 255 | 115 | 255 | 44 | 255 | 120 | 255 | 39 | 195 | 115 | 40
SHBA-2 | A | 26 | 183 | 64 | 183 | 70 | 183 | 30 | 183 | 80 | 183 | 28 | 103 | 66 | 69
SHOS-1 | A | 18 | 160 | 24 | 160 | 24 | 160 | 30 | 160 | 75 | 160 | 18 | 135 | 24 | 135
SHOT-1 | A | 8 | 75 | 20 | 75 | 32 | 75 | 12 | 75 | 30 | 75 | 12 | 60 | 26 | 45
SIZB-1 | A | 38 | 283 | 45 | 283 | 45 | 283 | 45 | 283 | 45 | 283 | 40 | 283 | 46 | 283
SIZB-2 | A | 38 | 283 | 45 | 283 | 45 | 283 | 45 | 283 | 45 | 283 | 40 | 283 | 46 | 283
SLOY-1 | A | 0 | 38 | 1 | 38 | 1 | 38 | 1 | 38 | 2 | 38 | 0 | 38 | 1 | 30
SLOY-2 | A | 0 | 38 | 1 | 38 | 1 | 38 | 1 | 38 | 2 | 38 | 0 | 38 | 1 | 30
SLOY-3 | A | 0 | 38 | 1 | 38 | 1 | 38 | 1 | 38 | 2 | 38 | 0 | 38 | 1 | 30
SLOY-4 | A | 0 | 28 | 1 | 28 | 1 | 28 | 1 | 28 | 2 | 28 | 0 | 28 | 1 | 22
SPLN-1 | A | 40 | 380 | 100 | 380 | 110 | 380 | 50 | 380 | 120 | 380 | 30 | 380 | 90 | 300
STAY-1 | A | 34 | 247 | 62 | 247 | 62 | 247 | 35 | 247 | 85 | 247 | 33 | 187 | 60 | 187
STAY-2 | A | 34 | 247 | 62 | 247 | 62 | 247 | 35 | 247 | 85 | 247 | 33 | 187 | 60 | 187
STAY-3 | A | 34 | 247 | 62 | 247 | 62 | 247 | 35 | 247 | 85 | 247 | 33 | 187 | 60 | 187
STAY-4 | A | 34 | 247 | 62 | 247 | 62 | 247 | 35 | 247 | 85 | 247 | 33 | 187 | 60 | 187
SUTB-1 | A | 36 | 380 | 104 | 380 | 148 | 380 | 52 | 380 | 132 | 380 | 47 | 250 | 107 | 250
SVRP-10 | A | 20 | 225 | 50 | 225 | 70 | 225 | 32 | 225 | 80 | 225 | 20 | 172 | 50 | 172
SVRP-20 | A | 20 | 225 | 50 | 225 | 70 | 225 | 32 | 225 | 80 | 225 | 20 | 172 | 50 | 172
TESI-1 | A | 40 | 260 | 100 | 260 | 140 | 260 | 60 | 260 | 140 | 260 | 40 | 200 | 120 | 100
TESI-2 | A | 40 | 260 | 100 | 260 | 140 | 260 | 60 | 260 | 140 | 260 | 40 | 200 | 120 | 100
TILB-7 | A | 20 | 160 | 30 | 160 | 30 | 160 | 20 | 160 | 30 | 160 | 6 | 100 | 10 | 100
TILB-8 | A | 20 | 160 | 30 | 160 | 30 | 160 | 20 | 160 | 30 | 160 | 6 | 100 | 10 | 100
TILB-9 | A | 20 | 160 | 30 | 160 | 30 | 160 | 20 | 160 | 30 | 160 | 6 | 100 | 10 | 100
TILB10 | A | 20 | 160 | 30 | 160 | 30 | 160 | 20 | 160 | 30 | 160 | 6 | 100 | 10 | 100
USKM-13 | A | 6 | 49 | 15 | 49 | 17 | 49 | 8 | 49 | 19 | 49 | 7 | 36 | 8 | 36
USKM-14 | A | 6 | 49 | 15 | 49 | 17 | 49 | 8 | 49 | 19 | 49 | 7 | 36 | 8 | 36
USKM-15 | A | 6 | 49 | 15 | 49 | 17 | 49 | 8 | 49 | 19 | 49 | 7 | 36 | 8 | 36
WBUPS-1 | A | 30 | 113 | 48 | 153 | 48 | 153 | 32 | 113 | 50 | 113 | 40 | 153 | 65 | 113
WBUPS-2 | A | 30 | 133 | 48 | 173 | 48 | 173 | 32 | 133 | 50 | 133 | 40 | 173 | 65 | 133
WBUPS-3 | A | 30 | 133 | 48 | 173 | 48 | 173 | 32 | 133 | 50 | 133 | 40 | 173 | 65 | 133
WBUPS-4 | A | 30 | 113 | 48 | 153 | 48 | 153 | 32 | 113 | 50 | 113 | 40 | 153 | 65 | 113
WBURB-1 | A | 22 | 240 | 48 | 240 | 62 | 240 | 27 | 240 | 69 | 240 | 20 | 200 | 50 | 120
WBURB-2 | A | 25 | 255 | 52 | 255 | 62 | 255 | 26 | 255 | 67 | 255 | 22 | 215 | 52 | 135
WBURB-3 | A | 23 | 255 | 48 | 255 | 62 | 255 | 27 | 255 | 67 | 255 | 20 | 215 | 52 | 135
WHILW-1 | A | 31 | 322 | 84 | 322 | 90 | 322 | 33 | 322 | 90 | 322 | 32 | 255 | 86 | 210
WHILW-2 | A | 19 | 163 | 33 | 163 | 35 | 163 | 20 | 163 | 52 | 163 | 21 | 142 | 43 | 119
WLNYO-2 | A | 19 | 182 | 51 | 182 | 54 | 182 | 20 | 182 | 53 | 182 | 20 | 158 | 51 | 130
WLNYW-1 | A | 19 | 182 | 51 | 182 | 54 | 182 | 20 | 182 | 53 | 182 | 20 | 158 | 51 | 130

## Jun 2014
MW Response Capability by BMU
|  | Primary Response (Max MWhrs) | [5 empty] | Secondary Response (Max Mwhrs) |  |  |  | High Frequency Response (Max MWhrs)
UNIT | Mode | 0.2Hz |  | 0.5Hz |  | 0.8Hz |  | 0.2/0.2Hz |  | 0.5/0.5Hz |  | 0.2Hz |  | 0.5Hz
ABTH7 | A | 40 | 250 | 72 | 250 | 72 | 250 | 48 | 250 | 120 | 250 | 38 | 185 | 55 | 185
ABTH8 | A | 40 | 250 | 72 | 250 | 72 | 250 | 48 | 250 | 120 | 250 | 38 | 185 | 55 | 185
ABTH9 | A | 40 | 250 | 72 | 250 | 72 | 250 | 48 | 250 | 120 | 250 | 38 | 185 | 55 | 185
BAGE-1 | A | 30 | 255 | 70 | 255 | 90 | 255 | 35 | 255 | 90 | 255 | 28 | 220 | 70 | 185
BAGE-2 | A | 3 | 17 | 8 | 17 | 12 | 17 | 4 | 17 | 9 | 17 | 2 | 17 | 5 | 17
BARKB2 | A | 33 | 210 | 82 | 210 | 108 | 210 | 39 | 210 | 97 | 210 | 31 | 120 | 84 | 120
BARK-1 | A | 22 | 140 | 55 | 140 | 72 | 140 | 26 | 140 | 65 | 140 | 21 | 80 | 54 | 80
BLLA-1 | A | 6 | 99 | 13 | 99 | 13 | 99 | 15 | 99 | 39 | 99 | 9 | 83 | 16 | 83
BRDUW-1 | A | 6 | 58 | 17 | 58 | 17 | 58 | 7 | 58 | 17 | 58 | 6 | 36 | 17 | 36
BRGG-1 | A | 16 | 110 | 32 | 110 | 48 | 110 | 16 | 110 | 40 | 110 | 14 | 96 | 34 | 46
BRYP-1 | A | 15 | 82 | 25 | 82 | 31 | 82 | 22 | 82 | 37 | 82 | 10 | 82 | 27 | 47
CDCL-1 | A | 30 | 160 | 40 | 160 | 40 | 160 | 34 | 160 | 40 | 160 | 27 | 120 | 40 | 120
CLAC-1 | A | 3 | 28 | 8 | 28 | 13 | 28 | 3 | 36 | 9 | 36 | 3 | 28 | 8 | 28
CNQPS-1 | A | 22 | 126 | 51 | 126 | 70 | 126 | 28 | 126 | 70 | 126 | 20 | 100 | 45 | 100
CNQPS-2 | A | 22 | 126 | 51 | 126 | 70 | 126 | 28 | 126 | 70 | 126 | 20 | 100 | 45 | 100
CNQPS-3 | A | 22 | 126 | 51 | 126 | 70 | 126 | 28 | 126 | 70 | 126 | 20 | 100 | 45 | 100
CNQPS-4 | A | 22 | 126 | 51 | 126 | 70 | 126 | 28 | 126 | 70 | 126 | 20 | 100 | 45 | 100
COCK-1 | A | 15 | 168 | 42 | 168 | 48 | 168 | 10 | 168 | 25 | 168 | 6 | 138 | 7 | 138
COCK-2 | A | 15 | 168 | 42 | 168 | 48 | 168 | 10 | 168 | 25 | 168 | 6 | 138 | 7 | 138
COCK-3 | A | 15 | 168 | 42 | 168 | 48 | 168 | 10 | 168 | 25 | 168 | 6 | 138 | 7 | 138
COCK-4 | A | 15 | 168 | 42 | 168 | 48 | 168 | 10 | 168 | 25 | 168 | 6 | 138 | 7 | 138
CORB-1 | A | 10 | 130 | 30 | 130 | 50 | 130 | 28 | 130 | 60 | 130 | 15 | 95 | 40 | 60
COSO-1 | A | 20 | 380 | 40 | 380 | 50 | 380 | 60 | 380 | 140 | 380 | 17 | 304 | 40 | 304
COTPS-1 | A | 29 | 277 | 50 | 277 | 62 | 277 | 35 | 60 | 63 | 277 | 30 | 122 | 60 | 122
COTPS-2 | A | 29 | 287 | 50 | 287 | 62 | 287 | 35 | 60 | 63 | 287 | 30 | 122 | 60 | 122
COTPS-3 | A | 29 | 287 | 50 | 287 | 62 | 287 | 35 | 60 | 63 | 287 | 30 | 122 | 60 | 122
COTPS-4 | A | 29 | 277 | 50 | 277 | 62 | 277 | 35 | 60 | 63 | 277 | 30 | 122 | 60 | 122
COWE1 | A | 7 | 30 | 17 | 30 | 17 | 30 | 7 | 30 | 17 | 30 | 7 | 30 | 17 | 30
COWE2 | A | 7 | 30 | 17 | 30 | 17 | 30 | 7 | 30 | 17 | 30 | 7 | 30 | 17 | 30
CRUA-1 | A | 10 | 110 | 25 | 110 | 37 | 110 | 12 | 110 | 30 | 110 | 10 | 84 | 25 | 48
CRUA-2 | A | 10 | 110 | 25 | 110 | 37 | 110 | 12 | 110 | 30 | 110 | 10 | 84 | 25 | 48
CRUA-3 | A | 7 | 30 | 15 | 30 | 21 | 30 | 9 | 30 | 24 | 30 | 5 | 25 | 13 | 15
CRUA-4 | A | 7 | 30 | 15 | 30 | 21 | 30 | 9 | 30 | 24 | 30 | 5 | 25 | 13 | 15
CRYRW-2 | A | 15 | 138 | 38 | 138 | 40 | 138 | 15 | 138 | 40 | 138 | 13 | 109 | 40 | 63
DAMC-1 | A | 64 | 380 | 136 | 380 | 156 | 380 | 80 | 380 | 180 | 380 | 60 | 293 | 190 | 128
DEEP-1 | A | 20 | 180 | 60 | 180 | 86 | 180 | 22 | 180 | 80 | 180 | 24 | 96 | 52 | 96
DERW-1 | A | 13 | 90 | 35 | 90 | 45 | 90 | 16 | 90 | 40 | 90 | 16 | 90 | 32 | 72
DIDCB5 | A | 40 | 330 | 104 | 330 | 125 | 330 | 55 | 330 | 140 | 330 | 40 | 185 | 105 | 185
DIDCB6 | A | 50 | 250 | 105 | 250 | 105 | 250 | 50 | 250 | 130 | 250 | 50 | 153 | 110 | 103
DIDC1 | A | 42 | 225 | 85 | 225 | 85 | 225 | 24 | 225 | 62 | 120 | 24 | 73 | 60 | 147
DIDC2 | A | 42 | 225 | 85 | 225 | 85 | 225 | 24 | 225 | 62 | 120 | 24 | 73 | 60 | 147
DIDC3 | A | 42 | 225 | 85 | 225 | 85 | 225 | 24 | 225 | 62 | 120 | 24 | 73 | 60 | 147
DIDC4 | A | 42 | 225 | 85 | 225 | 85 | 225 | 24 | 225 | 62 | 120 | 24 | 73 | 60 | 147
DINO-1 | A | 14 | 138 | 39 | 138 | 58 | 138 | 28 | 138 | 72 | 138 | 14 | 118 | 36 | 88
DINO-2 | A | 14 | 138 | 39 | 138 | 58 | 138 | 28 | 138 | 72 | 138 | 14 | 118 | 36 | 88
DINO-3 | A | 14 | 138 | 39 | 138 | 58 | 138 | 28 | 138 | 72 | 138 | 14 | 118 | 36 | 88
DINO-4 | A | 14 | 138 | 39 | 138 | 58 | 138 | 28 | 138 | 72 | 138 | 14 | 118 | 36 | 88
DINO-5 | A | 14 | 138 | 39 | 138 | 58 | 138 | 28 | 138 | 72 | 138 | 14 | 118 | 36 | 88
DINO-6 | A | 14 | 138 | 39 | 138 | 58 | 138 | 28 | 138 | 72 | 138 | 14 | 118 | 36 | 88
DRAXX-1 | A | 68 | 345 | 100 | 345 | 100 | 345 | 64 | 95 | 110 | 345 | 60 | 225 | 70 | 225
DRAXX-2 | A | 68 | 345 | 100 | 345 | 100 | 345 | 64 | 95 | 110 | 345 | 60 | 225 | 70 | 225
DRAXX-3 | A | 68 | 345 | 100 | 345 | 100 | 345 | 64 | 95 | 110 | 345 | 60 | 225 | 70 | 225
DRAXX-4 | A | 68 | 345 | 100 | 345 | 100 | 345 | 64 | 95 | 110 | 345 | 60 | 225 | 70 | 225
DRAXX-5 | A | 68 | 345 | 100 | 345 | 100 | 345 | 64 | 95 | 110 | 345 | 60 | 225 | 70 | 225
DRAXX-6 | A | 68 | 345 | 100 | 345 | 100 | 345 | 64 | 95 | 110 | 345 | 60 | 225 | 70 | 225
EECL-1 | A | 20 | 178 | 25 | 178 | 25 | 178 | 32 | 178 | 81 | 178 | 20 | 143 | 25 | 143
EGGPS-1 | A | 45 | 205 | 83 | 205 | 83 | 205 | 49 | 205 | 110 | 205 | 33 | 95 | 60 | 95
EGGPS-2 | A | 45 | 205 | 83 | 205 | 83 | 205 | 49 | 205 | 110 | 205 | 33 | 95 | 60 | 95
EGGPS-3 | A | 45 | 205 | 83 | 205 | 83 | 205 | 49 | 205 | 110 | 205 | 33 | 95 | 60 | 95
EGGPS-4 | A | 45 | 205 | 83 | 205 | 83 | 205 | 49 | 205 | 110 | 205 | 33 | 95 | 60 | 95
ERRO-1 | A | 1 | 21 | 1 | 21 | 1 | 21 | 2 | 21 | 5 | 21 | 1 | 17 | 1 | 17
ERRO-2 | A | 1 | 21 | 1 | 21 | 1 | 21 | 2 | 21 | 5 | 21 | 1 | 17 | 1 | 17
ERRO-3 | A | 1 | 21 | 1 | 21 | 1 | 21 | 2 | 21 | 5 | 21 | 1 | 17 | 1 | 17
FAARW-1 | A | 2 | 37 | 4 | 37 | 4 | 37 | 4 | 37 | 12 | 37 | 2 | 33 | 4 | 33
FAARW-2 | A | 2 | 37 | 4 | 37 | 4 | 37 | 4 | 37 | 12 | 37 | 2 | 33 | 4 | 33
FASN-1 | A | 0 | 15 | 1 | 15 | 1 | 15 | 1 | 15 | 2 | 15 | 0 | 15 | 1 | 12
FASN-2 | A | 0 | 15 | 1 | 15 | 1 | 15 | 1 | 15 | 2 | 15 | 0 | 15 | 1 | 12
FASN-3 | A | 0 | 15 | 1 | 15 | 1 | 15 | 1 | 15 | 2 | 15 | 0 | 15 | 1 | 12
FAWL1 | A | 36 | 244 | 77 | 244 | 77 | 244 | 10 | 244 | 10 | 244 | 40 | 98 | 91 | 145
FAWL3 | A | 36 | 244 | 77 | 244 | 77 | 244 | 10 | 244 | 10 | 244 | 40 | 98 | 91 | 145
FAWN-1 | A | 10 | 52 | 25 | 52 | 40 | 52 | 13 | 52 | 32 | 52 | 11 | 37 | 27 | 27
FELL-1 | A | 9 | 63 | 21 | 63 | 22 | 63 | 10 | 63 | 24 | 63 | 9 | 63 | 22 | 63
FERR-1 | A | 25 | 150 | 45 | 250 | 56 | 250 | 40 | 250 | 60 | 250 | 34 | 80 | 59 | 150
FERR-2 | A | 25 | 150 | 45 | 250 | 56 | 250 | 40 | 250 | 60 | 250 | 34 | 80 | 59 | 150
FERR-3 | A | 25 | 150 | 45 | 250 | 56 | 250 | 40 | 250 | 60 | 250 | 34 | 80 | 59 | 150
FERR-4 | A | 25 | 150 | 45 | 250 | 56 | 250 | 40 | 250 | 60 | 250 | 34 | 80 | 59 | 150
FFES-1 | A | 10 | 35 | 27 | 35 | 30 | 35 | 9 | 35 | 22 | 35 | 4 | 27 | 6 | 27
FFES-2 | A | 10 | 35 | 27 | 35 | 30 | 35 | 9 | 35 | 22 | 35 | 4 | 27 | 6 | 27
FFES-3 | A | 10 | 35 | 27 | 35 | 30 | 35 | 9 | 35 | 22 | 35 | 4 | 27 | 6 | 27
FFES-4 | A | 10 | 35 | 27 | 35 | 30 | 35 | 9 | 35 | 22 | 35 | 4 | 27 | 6 | 27
FIDL-1 | A | 13 | 205 | 20 | 205 | 23 | 205 | 35 | 100 | 40 | 147 | 30 | 147 | 50 | 147
FIDL-2 | A | 13 | 205 | 20 | 205 | 23 | 205 | 35 | 100 | 40 | 147 | 30 | 147 | 50 | 147
FIDL-3 | A | 13 | 205 | 20 | 205 | 23 | 205 | 35 | 100 | 40 | 147 | 30 | 147 | 50 | 147
FIDL-4 | A | 13 | 205 | 20 | 205 | 23 | 205 | 35 | 100 | 40 | 147 | 30 | 147 | 50 | 147
FIFE-1 | A | 6 | 63 | 12 | 63 | 12 | 63 | 11 | 63 | 24 | 63 | 6 | 53 | 8 | 53
FINL-1 | A | 0 | 14 | 1 | 14 | 1 | 14 | 1 | 14 | 2 | 14 | 0 | 14 | 1 | 11
FOYE-1 | A | 6 | 60 | 13 | 60 | 16 | 60 | 11 | 60 | 27 | 60 | 5 | 30 | 11 | 30
FOYE-2 | A | 6 | 60 | 13 | 60 | 16 | 60 | 11 | 60 | 27 | 60 | 5 | 30 | 11 | 30
GLNDO-1 | A | 6 | 80 | 12 | 45 | 17 | 45 | 12 | 45 | 25 | 45 | 8 | 65 | 18 | 45
GNFSW-1 | A | 11 | 100 | 30 | 100 | 30 | 100 | 12 | 100 | 31 | 100 | 12 | 70 | 30 | 70
GNFSW-2 | A | 7 | 64 | 18 | 64 | 18 | 64 | 8 | 64 | 18 | 64 | 6 | 49 | 15 | 49
GORDW-1 | A | 6 | 62 | 16 | 56 | 26 | 45 | 7 | 62 | 18 | 62 | 6 | 56 | 16 | 45
GRAI-1 | A | 43 | 485 | 100 | 485 | 160 | 485 | 60 | 485 | 140 | 485 | 33 | 0 | 60 | 345
GRAI-3 | A | 43 | 485 | 100 | 485 | 160 | 485 | 60 | 485 | 140 | 485 | 33 | 0 | 60 | 345
GRAI-4 | A | 43 | 485 | 100 | 485 | 160 | 485 | 60 | 485 | 140 | 485 | 33 | 0 | 60 | 345
GRAI-6 | A | 26 | 232 | 58 | 232 | 58 | 232 | 32 | 232 | 84 | 232 | 32 | 175 | 65 | 135
GRAI-7 | A | 30 | 232 | 60 | 232 | 60 | 232 | 32 | 232 | 84 | 232 | 32 | 175 | 65 | 135
GRAI-8 | A | 26 | 232 | 58 | 232 | 58 | 232 | 32 | 232 | 84 | 232 | 32 | 175 | 65 | 135
GRMO-1 | A | 8 | 43 | 8 | 43 | 8 | 43 | 8 | 43 | 8 | 43 | 8 | 23 | 8 | 23
GYAR-1 | A | 17 | 176 | 42 | 176 | 66 | 176 | 24 | 176 | 60 | 176 | 17 | 176 | 42 | 176
HADHW-1 | A | 7 | 96 | 14 | 96 | 22 | 96 | 13 | 96 | 34 | 96 | 8 | 65 | 17 | 65
HUMR-1 | A | 60 | 533 | 150 | 533 | 200 | 533 | 80 | 533 | 200 | 533 | 62 | 419 | 155 | 251
INDQ-1 | A | 12 | 102 | 31 | 102 | 43 | 102 | 13 | 102 | 34 | 102 | 12 | 72 | 30 | 72
IRNPS-1 | A | 35 | 125 | 45 | 125 | 48 | 285 | 42 | 285 | 68 | 125 | 28 | 125 | 42 | 185
IRNPS-2 | A | 35 | 125 | 45 | 125 | 48 | 285 | 42 | 285 | 68 | 125 | 28 | 125 | 42 | 185
KEAD-1 | A | 29 | 315 | 67 | 315 | 102 | 315 | 48 | 315 | 110 | 315 | 30 | 275 | 75 | 155
KILBW-1 | A | 3 | 56 | 8 | 56 | 13 | 56 | 5 | 56 | 14 | 56 | 4 | 53 | 9 | 47
KILLPG-1 | A | 8 | 225 | 10 | 225 | 10 | 225 | 10 | 225 | 12 | 225 | 4 | 150 | 15 | 150
KILLPG-2 | A | 18 | 225 | 25 | 225 | 25 | 225 | 37 | 225 | 37 | 225 | 22 | 195 | 30 | 195
KILNS-1 | A | 30 | 290 | 72 | 290 | 84 | 290 | 42 | 290 | 114 | 290 | 18 | 104 | 45 | 104
KINO-1 | A | 27 | 255 | 35 | 255 | 35 | 255 | 22 | 255 | 44 | 255 | 14 | 185 | 35 | 185
KINO-2 | A | 27 | 255 | 35 | 255 | 35 | 255 | 22 | 255 | 44 | 255 | 14 | 185 | 35 | 185
KINO-3 | A | 27 | 255 | 35 | 255 | 35 | 255 | 22 | 255 | 41 | 255 | 14 | 185 | 35 | 185
KINO-4 | A | 27 | 255 | 35 | 255 | 35 | 255 | 22 | 255 | 41 | 255 | 14 | 185 | 35 | 185
KLYN-A-1 | A | 24 | 126 | 50 | 126 | 50 | 126 | 34 | 126 | 70 | 126 | 22 | 81 | 34 | 81
LAGA-1 | A | 58 | 505 | 135 | 505 | 158 | 505 | 50 | 425 | 140 | 425 | 56 | 425 | 135 | 330
LARYO-1 | A | 16 | 155 | 40 | 155 | 45 | 155 | 18 | 155 | 45 | 155 | 14 | 120 | 35 | 120
LARYO-2 | A | 16 | 158 | 40 | 158 | 45 | 158 | 18 | 158 | 45 | 158 | 14 | 120 | 35 | 120
LARYO-3 | A | 16 | 158 | 40 | 158 | 45 | 158 | 18 | 158 | 45 | 158 | 14 | 120 | 35 | 120
LARYO-4 | A | 16 | 158 | 40 | 158 | 45 | 158 | 18 | 158 | 45 | 158 | 14 | 120 | 35 | 120
LBAR-1G | A | 1 | 16 | 4 | 16 | 6 | 16 | 2 | 16 | 4 | 16 | 1 | 9 | 4 | 9
LBAR-1 | A | 39 | 360 | 88 | 360 | 88 | 360 | 55 | 360 | 145 | 360 | 41 | 270 | 90 | 270
LITTD1 | A | 57 | 485 | 110 | 485 | 110 | 485 | 66 | 485 | 80 | 485 | 60 | 335 | 150 | 335
LITTD2 | A | 57 | 485 | 110 | 485 | 110 | 485 | 66 | 485 | 80 | 485 | 60 | 335 | 150 | 335
LITTD3 | A | 57 | 485 | 110 | 485 | 110 | 485 | 66 | 485 | 80 | 485 | 60 | 335 | 150 | 335
LOAN-1 | A | 25 | 326 | 51 | 326 | 55 | 326 | 19 | 326 | 50 | 326 | 12 | 276 | 28 | 276
LOAN-2 | A | 25 | 326 | 51 | 326 | 55 | 326 | 19 | 326 | 50 | 326 | 12 | 276 | 28 | 276
LOAN-3 | A | 25 | 326 | 51 | 326 | 55 | 326 | 19 | 326 | 50 | 326 | 12 | 276 | 28 | 276
MEDP-1 | A | 30 | 380 | 76 | 330 | 76 | 330 | 48 | 380 | 105 | 380 | 31 | 330 | 79 | 290
MILWW-1 | A | 6 | 32 | 8 | 54 | 13 | 54 | 5 | 54 | 14 | 54 | 3 | 43 | 8 | 43
MRWD-1 | A | 50 | 384 | 90 | 384 | 100 | 384 | 52 | 384 | 160 | 384 | 52 | 298 | 110 | 298
NANT-1 | A | 0 | 15 | 0 | 15 | 0 | 15 | 0 | 15 | 1 | 15 | 0 | 15 | 0 | 15
PEHE-1 | A | 47 | 435 | 100 | 435 | 100 | 435 | 67 | 435 | 105 | 435 | 64 | 245 | 100 | 245
PEHE-2 | A | 16 | 490 | 40 | 265 | 42 | 490 | 0 | 0 | 0 | 0 | 0 | 490 | 0 | 490
PEMB-11 | A | 36 | 237 | 60 | 237 | 60 | 237 | 31 | 237 | 84 | 237 | 32 | 192 | 62 | 192
PEMB-21 | A | 36 | 237 | 60 | 237 | 60 | 237 | 31 | 237 | 84 | 237 | 32 | 192 | 62 | 192
PEMB-31 | A | 36 | 237 | 60 | 237 | 60 | 237 | 31 | 237 | 84 | 237 | 32 | 192 | 62 | 192
PEMB-41 | A | 36 | 237 | 60 | 237 | 60 | 237 | 31 | 237 | 84 | 237 | 32 | 192 | 62 | 192
PEMB-51 | A | 36 | 237 | 60 | 237 | 60 | 237 | 31 | 237 | 84 | 237 | 32 | 192 | 62 | 192
PETEM1 | A | 20 | 180 | 46 | 180 | 52 | 180 | 24 | 180 | 58 | 180 | 20 | 150 | 50 | 100
RATS-1 | A | 50 | 270 | 90 | 270 | 90 | 270 | 36 | 270 | 50 | 270 | 42 | 105 | 75 | 155
RATS-2 | A | 39 | 270 | 84 | 270 | 90 | 270 | 39 | 155 | 54 | 270 | 42 | 105 | 95 | 155
RATS-3 | A | 39 | 270 | 84 | 270 | 90 | 270 | 39 | 155 | 54 | 270 | 42 | 105 | 95 | 155
RATS-4 | A | 42 | 270 | 95 | 270 | 100 | 270 | 36 | 270 | 50 | 270 | 42 | 210 | 75 | 190
ROCK-1 | A | 36 | 400 | 50 | 400 | 54 | 400 | 60 | 400 | 160 | 400 | 33 | 220 | 53 | 220
ROOS-1 | A | 12 | 140 | 32 | 140 | 32 | 140 | 13 | 140 | 32 | 140 | 13 | 108 | 32 | 108
RUGPS-6 | A | 36 | 243 | 80 | 243 | 80 | 243 | 40 | 243 | 90 | 243 | 40 | 155 | 95 | 105
RUGPS-7 | A | 36 | 243 | 80 | 243 | 80 | 243 | 40 | 243 | 90 | 243 | 40 | 155 | 95 | 105
RYHPS-1 | A | 30 | 305 | 48 | 305 | 66 | 305 | 42 | 305 | 51 | 305 | 30 | 130 | 42 | 68
SCCL-1 | A | 35 | 180 | 70 | 180 | 70 | 180 | 40 | 180 | 95 | 180 | 40 | 100 | 100 | 50
SCCL-2 | A | 35 | 180 | 70 | 180 | 70 | 180 | 40 | 180 | 95 | 180 | 40 | 100 | 100 | 50
SCCL-3 | A | 35 | 180 | 70 | 180 | 70 | 180 | 40 | 180 | 95 | 180 | 40 | 100 | 100 | 50
SEAB-1 | A | 44 | 254 | 125 | 254 | 150 | 254 | 55 | 254 | 150 | 254 | 75 | 164 | 176 | 38
SEAB-2 | A | 31 | 138 | 76 | 138 | 86 | 138 | 32 | 138 | 82 | 138 | 37 | 73 | 90 | 43
SHBA-1 | A | 41 | 255 | 104 | 255 | 115 | 255 | 44 | 255 | 120 | 255 | 39 | 195 | 115 | 40
SHBA-2 | A | 26 | 183 | 64 | 183 | 70 | 183 | 30 | 183 | 80 | 183 | 28 | 103 | 66 | 69
SHOS-1 | A | 18 | 160 | 24 | 160 | 24 | 160 | 30 | 160 | 75 | 160 | 18 | 135 | 24 | 135
SHOT-1 | A | 8 | 75 | 20 | 75 | 32 | 75 | 12 | 75 | 30 | 75 | 12 | 60 | 26 | 45
SIZB-1 | A | 38 | 283 | 45 | 283 | 45 | 283 | 45 | 283 | 45 | 283 | 40 | 283 | 46 | 283
SIZB-2 | A | 38 | 283 | 45 | 283 | 45 | 283 | 45 | 283 | 45 | 283 | 40 | 283 | 46 | 283
SLOY-1 | A | 0 | 38 | 1 | 38 | 1 | 38 | 1 | 38 | 2 | 38 | 0 | 38 | 1 | 30
SLOY-2 | A | 0 | 38 | 1 | 38 | 1 | 38 | 1 | 38 | 2 | 38 | 0 | 38 | 1 | 30
SLOY-3 | A | 0 | 38 | 1 | 38 | 1 | 38 | 1 | 38 | 2 | 38 | 0 | 38 | 1 | 30
SLOY-4 | A | 0 | 28 | 1 | 28 | 1 | 28 | 1 | 28 | 2 | 28 | 0 | 28 | 1 | 22
SPLN-1 | A | 40 | 380 | 100 | 380 | 110 | 380 | 50 | 380 | 120 | 380 | 30 | 380 | 90 | 300
STAY-1 | A | 34 | 247 | 62 | 247 | 62 | 247 | 35 | 247 | 85 | 247 | 33 | 187 | 60 | 187
STAY-2 | A | 34 | 247 | 62 | 247 | 62 | 247 | 35 | 247 | 85 | 247 | 33 | 187 | 60 | 187
STAY-3 | A | 34 | 247 | 62 | 247 | 62 | 247 | 35 | 247 | 85 | 247 | 33 | 187 | 60 | 187
STAY-4 | A | 34 | 247 | 62 | 247 | 62 | 247 | 35 | 247 | 85 | 247 | 33 | 187 | 60 | 187
SUTB-1 | A | 36 | 380 | 104 | 380 | 148 | 380 | 52 | 380 | 132 | 380 | 47 | 250 | 107 | 250
SVRP-10 | A | 20 | 225 | 50 | 225 | 70 | 225 | 32 | 225 | 80 | 225 | 20 | 172 | 50 | 172
SVRP-20 | A | 20 | 225 | 50 | 225 | 70 | 225 | 32 | 225 | 80 | 225 | 20 | 172 | 50 | 172
TESI-1 | A | 40 | 260 | 100 | 260 | 140 | 260 | 60 | 260 | 140 | 260 | 40 | 200 | 120 | 100
TESI-2 | A | 40 | 260 | 100 | 260 | 140 | 260 | 60 | 260 | 140 | 260 | 40 | 200 | 120 | 100
TILB-7 | A | 20 | 160 | 30 | 160 | 30 | 160 | 20 | 160 | 30 | 160 | 6 | 100 | 10 | 100
TILB-8 | A | 20 | 160 | 30 | 160 | 30 | 160 | 20 | 160 | 30 | 160 | 6 | 100 | 10 | 100
TILB-9 | A | 20 | 160 | 30 | 160 | 30 | 160 | 20 | 160 | 30 | 160 | 6 | 100 | 10 | 100
TILB10 | A | 20 | 160 | 30 | 160 | 30 | 160 | 20 | 160 | 30 | 160 | 6 | 100 | 10 | 100
USKM-13 | A | 6 | 49 | 15 | 49 | 17 | 49 | 8 | 49 | 19 | 49 | 7 | 36 | 8 | 36
USKM-14 | A | 6 | 49 | 15 | 49 | 17 | 49 | 8 | 49 | 19 | 49 | 7 | 36 | 8 | 36
USKM-15 | A | 6 | 49 | 15 | 49 | 17 | 49 | 8 | 49 | 19 | 49 | 7 | 36 | 8 | 36
WBUPS-1 | A | 30 | 113 | 48 | 153 | 48 | 153 | 32 | 113 | 50 | 113 | 40 | 153 | 65 | 113
WBUPS-2 | A | 30 | 133 | 48 | 173 | 48 | 173 | 32 | 133 | 50 | 133 | 40 | 173 | 65 | 133
WBUPS-3 | A | 30 | 133 | 48 | 173 | 48 | 173 | 32 | 133 | 50 | 133 | 40 | 173 | 65 | 133
WBUPS-4 | A | 30 | 113 | 48 | 153 | 48 | 153 | 32 | 113 | 50 | 113 | 40 | 153 | 65 | 113
WBURB-1 | A | 22 | 240 | 48 | 240 | 62 | 240 | 27 | 240 | 69 | 240 | 20 | 200 | 50 | 120
WBURB-2 | A | 25 | 255 | 52 | 255 | 62 | 255 | 26 | 255 | 67 | 255 | 22 | 215 | 52 | 135
WBURB-3 | A | 23 | 255 | 48 | 255 | 62 | 255 | 27 | 255 | 67 | 255 | 20 | 215 | 52 | 135
WHILW-1 | A | 31 | 322 | 84 | 322 | 90 | 322 | 33 | 322 | 90 | 322 | 32 | 255 | 86 | 210
WHILW-2 | A | 19 | 163 | 33 | 163 | 35 | 163 | 20 | 163 | 52 | 163 | 21 | 142 | 43 | 119
WLNYO-2 | A | 19 | 182 | 51 | 182 | 54 | 182 | 20 | 182 | 53 | 182 | 20 | 158 | 51 | 130
WLNYW-1 | A | 19 | 182 | 51 | 182 | 54 | 182 | 20 | 182 | 53 | 182 | 20 | 158 | 51 | 130

## May 2014
MW Response Capability by BMU
|  | Primary Response (Max MWhrs) | [5 empty] | Secondary Response (Max Mwhrs) |  |  |  | High Frequency Response (Max MWhrs)
UNIT | Mode | 0.2Hz |  | 0.5Hz |  | 0.8Hz |  | 0.2/0.2Hz |  | 0.5/0.5Hz |  | 0.2Hz |  | 0.5Hz
ABTH7 | A | 40 | 250 | 72 | 250 | 72 | 250 | 48 | 250 | 120 | 250 | 38 | 185 | 55 | 185
ABTH8 | A | 40 | 250 | 72 | 250 | 72 | 250 | 48 | 250 | 120 | 250 | 38 | 185 | 55 | 185
ABTH9 | A | 40 | 250 | 72 | 250 | 72 | 250 | 48 | 250 | 120 | 250 | 38 | 185 | 55 | 185
BAGE-1 | A | 30 | 255 | 70 | 255 | 90 | 255 | 35 | 255 | 90 | 255 | 28 | 220 | 70 | 185
BAGE-2 | A | 3 | 17 | 8 | 17 | 12 | 17 | 4 | 17 | 9 | 17 | 2 | 17 | 5 | 17
BARKB2 | A | 33 | 210 | 82 | 210 | 108 | 210 | 39 | 210 | 97 | 210 | 31 | 120 | 84 | 120
BARK-1 | A | 22 | 140 | 55 | 140 | 72 | 140 | 26 | 140 | 65 | 140 | 21 | 80 | 54 | 80
BLLA-1 | A | 6 | 99 | 13 | 99 | 13 | 99 | 15 | 99 | 39 | 99 | 9 | 83 | 16 | 83
BRDUW-1 | A | 6 | 58 | 17 | 58 | 17 | 58 | 7 | 58 | 17 | 58 | 6 | 36 | 17 | 36
BRGG-1 | A | 16 | 110 | 32 | 110 | 48 | 110 | 16 | 110 | 40 | 110 | 14 | 96 | 34 | 46
BRYP-1 | A | 15 | 82 | 25 | 82 | 31 | 82 | 22 | 82 | 37 | 82 | 10 | 82 | 27 | 47
CDCL-1 | A | 30 | 160 | 40 | 160 | 40 | 160 | 34 | 160 | 40 | 160 | 27 | 120 | 40 | 120
CLAC-1 | A | 3 | 28 | 8 | 28 | 13 | 28 | 3 | 36 | 9 | 36 | 3 | 28 | 8 | 28
CNQPS-1 | A | 22 | 126 | 51 | 126 | 70 | 126 | 28 | 126 | 70 | 126 | 20 | 100 | 45 | 100
CNQPS-2 | A | 22 | 126 | 51 | 126 | 70 | 126 | 28 | 126 | 70 | 126 | 20 | 100 | 45 | 100
CNQPS-3 | A | 22 | 126 | 51 | 126 | 70 | 126 | 28 | 126 | 70 | 126 | 20 | 100 | 45 | 100
CNQPS-4 | A | 22 | 126 | 51 | 126 | 70 | 126 | 28 | 126 | 70 | 126 | 20 | 100 | 45 | 100
COCK-1 | A | 15 | 168 | 42 | 168 | 48 | 168 | 10 | 168 | 25 | 168 | 6 | 138 | 7 | 138
COCK-2 | A | 15 | 168 | 42 | 168 | 48 | 168 | 10 | 168 | 25 | 168 | 6 | 138 | 7 | 138
COCK-3 | A | 15 | 168 | 42 | 168 | 48 | 168 | 10 | 168 | 25 | 168 | 6 | 138 | 7 | 138
COCK-4 | A | 15 | 168 | 42 | 168 | 48 | 168 | 10 | 168 | 25 | 168 | 6 | 138 | 7 | 138
CORB-1 | A | 10 | 130 | 30 | 130 | 50 | 130 | 28 | 130 | 60 | 130 | 15 | 95 | 40 | 60
COSO-1 | A | 20 | 380 | 40 | 380 | 50 | 380 | 60 | 380 | 140 | 380 | 17 | 304 | 40 | 304
COTPS-1 | A | 29 | 277 | 50 | 277 | 62 | 277 | 35 | 60 | 63 | 277 | 30 | 122 | 60 | 122
COTPS-2 | A | 29 | 287 | 50 | 287 | 62 | 287 | 35 | 60 | 63 | 287 | 30 | 122 | 60 | 122
COTPS-3 | A | 29 | 287 | 50 | 287 | 62 | 287 | 35 | 60 | 63 | 287 | 30 | 122 | 60 | 122
COTPS-4 | A | 29 | 277 | 50 | 277 | 62 | 277 | 35 | 60 | 63 | 277 | 30 | 122 | 60 | 122
COWE1 | A | 7 | 30 | 17 | 30 | 17 | 30 | 7 | 30 | 17 | 30 | 7 | 30 | 17 | 30
COWE2 | A | 7 | 30 | 17 | 30 | 17 | 30 | 7 | 30 | 17 | 30 | 7 | 30 | 17 | 30
CRUA-1 | A | 10 | 110 | 25 | 110 | 37 | 110 | 12 | 110 | 30 | 110 | 10 | 84 | 25 | 48
CRUA-2 | A | 10 | 110 | 25 | 110 | 37 | 110 | 12 | 110 | 30 | 110 | 10 | 84 | 25 | 48
CRUA-3 | A | 7 | 30 | 15 | 30 | 21 | 30 | 9 | 30 | 24 | 30 | 5 | 25 | 13 | 15
CRUA-4 | A | 7 | 30 | 15 | 30 | 21 | 30 | 9 | 30 | 24 | 30 | 5 | 25 | 13 | 15
DAMC-1 | A | 64 | 380 | 136 | 380 | 156 | 380 | 80 | 380 | 180 | 380 | 60 | 293 | 190 | 128
DEEP-1 | A | 20 | 180 | 60 | 180 | 86 | 180 | 22 | 180 | 80 | 180 | 24 | 96 | 52 | 96
DERW-1 | A | 13 | 90 | 35 | 90 | 45 | 90 | 16 | 90 | 40 | 90 | 16 | 90 | 32 | 72
DIDCB5 | A | 40 | 330 | 104 | 330 | 125 | 330 | 55 | 330 | 140 | 330 | 40 | 185 | 105 | 185
DIDCB6 | A | 50 | 250 | 105 | 250 | 105 | 250 | 50 | 250 | 130 | 250 | 50 | 153 | 110 | 103
DIDC1 | A | 42 | 225 | 85 | 225 | 85 | 225 | 24 | 225 | 62 | 120 | 24 | 73 | 60 | 147
DIDC2 | A | 42 | 225 | 85 | 225 | 85 | 225 | 24 | 225 | 62 | 120 | 24 | 73 | 60 | 147
DIDC3 | A | 42 | 225 | 85 | 225 | 85 | 225 | 24 | 225 | 62 | 120 | 24 | 73 | 60 | 147
DIDC4 | A | 42 | 225 | 85 | 225 | 85 | 225 | 24 | 225 | 62 | 120 | 24 | 73 | 60 | 147
DINO-1 | A | 14 | 138 | 39 | 138 | 58 | 138 | 28 | 138 | 72 | 138 | 14 | 118 | 36 | 88
DINO-2 | A | 14 | 138 | 39 | 138 | 58 | 138 | 28 | 138 | 72 | 138 | 14 | 118 | 36 | 88
DINO-3 | A | 14 | 138 | 39 | 138 | 58 | 138 | 28 | 138 | 72 | 138 | 14 | 118 | 36 | 88
DINO-4 | A | 14 | 138 | 39 | 138 | 58 | 138 | 28 | 138 | 72 | 138 | 14 | 118 | 36 | 88
DINO-5 | A | 14 | 138 | 39 | 138 | 58 | 138 | 28 | 138 | 72 | 138 | 14 | 118 | 36 | 88
DINO-6 | A | 14 | 138 | 39 | 138 | 58 | 138 | 28 | 138 | 72 | 138 | 14 | 118 | 36 | 88
DRAXX-1 | A | 68 | 345 | 100 | 345 | 100 | 345 | 64 | 95 | 110 | 345 | 60 | 225 | 70 | 225
DRAXX-2 | A | 68 | 345 | 100 | 345 | 100 | 345 | 64 | 95 | 110 | 345 | 60 | 225 | 70 | 225
DRAXX-3 | A | 68 | 345 | 100 | 345 | 100 | 345 | 64 | 95 | 110 | 345 | 60 | 225 | 70 | 225
DRAXX-4 | A | 68 | 345 | 100 | 345 | 100 | 345 | 64 | 95 | 110 | 345 | 60 | 225 | 70 | 225
DRAXX-5 | A | 68 | 345 | 100 | 345 | 100 | 345 | 64 | 95 | 110 | 345 | 60 | 225 | 70 | 225
DRAXX-6 | A | 68 | 345 | 100 | 345 | 100 | 345 | 64 | 95 | 110 | 345 | 60 | 225 | 70 | 225
EECL-1 | A | 20 | 178 | 25 | 178 | 25 | 178 | 32 | 178 | 81 | 178 | 20 | 143 | 25 | 143
EGGPS-1 | A | 45 | 205 | 83 | 205 | 83 | 205 | 49 | 205 | 110 | 205 | 33 | 95 | 60 | 95
EGGPS-2 | A | 45 | 205 | 83 | 205 | 83 | 205 | 49 | 205 | 110 | 205 | 33 | 95 | 60 | 95
EGGPS-3 | A | 45 | 205 | 83 | 205 | 83 | 205 | 49 | 205 | 110 | 205 | 33 | 95 | 60 | 95
EGGPS-4 | A | 45 | 205 | 83 | 205 | 83 | 205 | 49 | 205 | 110 | 205 | 33 | 95 | 60 | 95
ERRO-1 | A | 1 | 21 | 1 | 21 | 1 | 21 | 2 | 21 | 5 | 21 | 1 | 17 | 1 | 17
ERRO-2 | A | 1 | 21 | 1 | 21 | 1 | 21 | 2 | 21 | 5 | 21 | 1 | 17 | 1 | 17
ERRO-3 | A | 1 | 21 | 1 | 21 | 1 | 21 | 2 | 21 | 5 | 21 | 1 | 17 | 1 | 17
FAARW-1 | A | 2 | 37 | 4 | 37 | 4 | 37 | 4 | 37 | 12 | 37 | 2 | 33 | 4 | 33
FAARW-2 | A | 2 | 37 | 4 | 37 | 4 | 37 | 4 | 37 | 12 | 37 | 2 | 33 | 4 | 33
FASN-1 | A | 0 | 15 | 1 | 15 | 1 | 15 | 1 | 15 | 2 | 15 | 0 | 15 | 1 | 12
FASN-2 | A | 0 | 15 | 1 | 15 | 1 | 15 | 1 | 15 | 2 | 15 | 0 | 15 | 1 | 12
FASN-3 | A | 0 | 15 | 1 | 15 | 1 | 15 | 1 | 15 | 2 | 15 | 0 | 15 | 1 | 12
FAWL1 | A | 36 | 244 | 77 | 244 | 77 | 244 | 10 | 244 | 10 | 244 | 40 | 98 | 91 | 145
FAWL3 | A | 36 | 244 | 77 | 244 | 77 | 244 | 10 | 244 | 10 | 244 | 40 | 98 | 91 | 145
FAWN-1 | A | 10 | 52 | 25 | 52 | 40 | 52 | 13 | 52 | 32 | 52 | 11 | 37 | 27 | 27
FELL-1 | A | 9 | 63 | 21 | 63 | 22 | 63 | 10 | 63 | 24 | 63 | 9 | 63 | 22 | 63
FERR-1 | A | 25 | 150 | 45 | 250 | 56 | 250 | 40 | 250 | 60 | 250 | 34 | 80 | 59 | 150
FERR-2 | A | 25 | 150 | 45 | 250 | 56 | 250 | 40 | 250 | 60 | 250 | 34 | 80 | 59 | 150
FERR-3 | A | 25 | 150 | 45 | 250 | 56 | 250 | 40 | 250 | 60 | 250 | 34 | 80 | 59 | 150
FERR-4 | A | 25 | 150 | 45 | 250 | 56 | 250 | 40 | 250 | 60 | 250 | 34 | 80 | 59 | 150
FFES-1 | A | 10 | 35 | 27 | 35 | 30 | 35 | 9 | 35 | 22 | 35 | 4 | 27 | 6 | 27
FFES-2 | A | 10 | 35 | 27 | 35 | 30 | 35 | 9 | 35 | 22 | 35 | 4 | 27 | 6 | 27
FFES-3 | A | 10 | 35 | 27 | 35 | 30 | 35 | 9 | 35 | 22 | 35 | 4 | 27 | 6 | 27
FFES-4 | A | 10 | 35 | 27 | 35 | 30 | 35 | 9 | 35 | 22 | 35 | 4 | 27 | 6 | 27
FIDL-1 | A | 13 | 205 | 20 | 205 | 23 | 205 | 35 | 100 | 40 | 147 | 30 | 147 | 50 | 147
FIDL-2 | A | 13 | 205 | 20 | 205 | 23 | 205 | 35 | 100 | 40 | 147 | 30 | 147 | 50 | 147
FIDL-3 | A | 13 | 205 | 20 | 205 | 23 | 205 | 35 | 100 | 40 | 147 | 30 | 147 | 50 | 147
FIDL-4 | A | 13 | 205 | 20 | 205 | 23 | 205 | 35 | 100 | 40 | 147 | 30 | 147 | 50 | 147
FIFE-1 | A | 6 | 63 | 12 | 63 | 12 | 63 | 11 | 63 | 24 | 63 | 6 | 53 | 8 | 53
FINL-1 | A | 0 | 14 | 1 | 14 | 1 | 14 | 1 | 14 | 2 | 14 | 0 | 14 | 1 | 11
FOYE-1 | A | 6 | 60 | 13 | 60 | 16 | 60 | 11 | 60 | 27 | 60 | 5 | 30 | 11 | 30
FOYE-2 | A | 6 | 60 | 13 | 60 | 16 | 60 | 11 | 60 | 27 | 60 | 5 | 30 | 11 | 30
GNFSW-1 | A | 11 | 100 | 30 | 100 | 30 | 100 | 12 | 100 | 31 | 100 | 12 | 70 | 30 | 70
GNFSW-2 | A | 7 | 64 | 18 | 64 | 18 | 64 | 8 | 64 | 18 | 64 | 6 | 49 | 15 | 49
GORDW-1 | A | 6 | 62 | 16 | 56 | 26 | 45 | 7 | 62 | 18 | 62 | 6 | 56 | 16 | 45
GRAI-1 | A | 43 | 485 | 100 | 485 | 160 | 485 | 60 | 485 | 140 | 485 | 33 | 0 | 60 | 345
GRAI-3 | A | 43 | 485 | 100 | 485 | 160 | 485 | 60 | 485 | 140 | 485 | 33 | 0 | 60 | 345
GRAI-4 | A | 43 | 485 | 100 | 485 | 160 | 485 | 60 | 485 | 140 | 485 | 33 | 0 | 60 | 345
GRAI-6 | A | 26 | 232 | 58 | 232 | 58 | 232 | 32 | 232 | 84 | 232 | 32 | 175 | 65 | 135
GRAI-7 | A | 30 | 232 | 60 | 232 | 60 | 232 | 32 | 232 | 84 | 232 | 32 | 175 | 65 | 135
GRAI-8 | A | 26 | 232 | 58 | 232 | 58 | 232 | 32 | 232 | 84 | 232 | 32 | 175 | 65 | 135
GRMO-1 | A | 8 | 43 | 8 | 43 | 8 | 43 | 8 | 43 | 8 | 43 | 8 | 23 | 8 | 23
GYAR-1 | A | 17 | 176 | 42 | 176 | 66 | 176 | 24 | 176 | 60 | 176 | 17 | 176 | 42 | 176
HADHW-1 | A | 7 | 96 | 14 | 96 | 22 | 96 | 13 | 96 | 34 | 96 | 8 | 65 | 17 | 65
HUMR-1 | A | 60 | 533 | 150 | 533 | 200 | 533 | 80 | 533 | 200 | 533 | 62 | 419 | 155 | 251
INDQ-1 | A | 12 | 102 | 31 | 102 | 43 | 102 | 13 | 102 | 34 | 102 | 12 | 72 | 30 | 72
IRNPS-1 | A | 35 | 125 | 45 | 125 | 48 | 285 | 42 | 285 | 68 | 125 | 28 | 125 | 42 | 185
IRNPS-2 | A | 35 | 125 | 45 | 125 | 48 | 285 | 42 | 285 | 68 | 125 | 28 | 125 | 42 | 185
KEAD-1 | A | 29 | 315 | 67 | 315 | 102 | 315 | 48 | 315 | 110 | 315 | 30 | 275 | 75 | 155
KILBW-1 | A | 3 | 56 | 8 | 56 | 13 | 56 | 5 | 56 | 14 | 56 | 4 | 53 | 9 | 47
KILLPG-1 | A | 8 | 225 | 10 | 225 | 10 | 225 | 10 | 225 | 12 | 225 | 4 | 150 | 15 | 150
KILLPG-2 | A | 18 | 225 | 25 | 225 | 25 | 225 | 37 | 225 | 37 | 225 | 22 | 195 | 30 | 195
KILNS-1 | A | 30 | 290 | 72 | 290 | 84 | 290 | 42 | 290 | 114 | 290 | 18 | 104 | 45 | 104
KINO-1 | A | 27 | 255 | 35 | 255 | 35 | 255 | 22 | 255 | 44 | 255 | 14 | 185 | 35 | 185
KINO-2 | A | 27 | 255 | 35 | 255 | 35 | 255 | 22 | 255 | 44 | 255 | 14 | 185 | 35 | 185
KINO-3 | A | 27 | 255 | 35 | 255 | 35 | 255 | 22 | 255 | 41 | 255 | 14 | 185 | 35 | 185
KINO-4 | A | 27 | 255 | 35 | 255 | 35 | 255 | 22 | 255 | 41 | 255 | 14 | 185 | 35 | 185
KLYN-A-1 | A | 24 | 126 | 50 | 126 | 50 | 126 | 34 | 126 | 70 | 126 | 22 | 81 | 34 | 81
LAGA-1 | A | 58 | 505 | 135 | 505 | 158 | 505 | 50 | 425 | 140 | 425 | 56 | 425 | 135 | 330
LARYO-1 | A | 16 | 155 | 40 | 155 | 45 | 155 | 18 | 155 | 45 | 155 | 14 | 120 | 35 | 120
LARYO-2 | A | 16 | 158 | 40 | 158 | 45 | 158 | 18 | 158 | 45 | 158 | 14 | 120 | 35 | 120
LARYO-3 | A | 16 | 158 | 40 | 158 | 45 | 158 | 18 | 158 | 45 | 158 | 14 | 120 | 35 | 120
LARYO-4 | A | 16 | 158 | 40 | 158 | 45 | 158 | 18 | 158 | 45 | 158 | 14 | 120 | 35 | 120
LBAR-1G | A | 1 | 16 | 4 | 16 | 6 | 16 | 2 | 16 | 4 | 16 | 1 | 9 | 4 | 9
LBAR-1 | A | 39 | 360 | 88 | 360 | 88 | 360 | 55 | 360 | 145 | 360 | 41 | 270 | 90 | 270
LITTD1 | A | 57 | 485 | 110 | 485 | 110 | 485 | 66 | 485 | 80 | 485 | 60 | 335 | 150 | 335
LITTD2 | A | 57 | 485 | 110 | 485 | 110 | 485 | 66 | 485 | 80 | 485 | 60 | 335 | 150 | 335
LITTD3 | A | 57 | 485 | 110 | 485 | 110 | 485 | 66 | 485 | 80 | 485 | 60 | 335 | 150 | 335
LOAN-1 | A | 25 | 326 | 51 | 326 | 55 | 326 | 19 | 326 | 50 | 326 | 12 | 276 | 28 | 276
LOAN-2 | A | 25 | 326 | 51 | 326 | 55 | 326 | 19 | 326 | 50 | 326 | 12 | 276 | 28 | 276
LOAN-3 | A | 25 | 326 | 51 | 326 | 55 | 326 | 19 | 326 | 50 | 326 | 12 | 276 | 28 | 276
MEDP-1 | A | 30 | 380 | 76 | 330 | 76 | 330 | 48 | 380 | 105 | 380 | 31 | 330 | 79 | 290
MILWW-1 | A | 6 | 32 | 8 | 54 | 13 | 54 | 5 | 54 | 14 | 54 | 3 | 43 | 8 | 43
MRWD-1 | A | 50 | 384 | 90 | 384 | 100 | 384 | 52 | 384 | 160 | 384 | 52 | 298 | 110 | 298
NANT-1 | A | 0 | 15 | 0 | 15 | 0 | 15 | 0 | 15 | 1 | 15 | 0 | 15 | 0 | 15
PEHE-1 | A | 47 | 435 | 100 | 435 | 100 | 435 | 67 | 435 | 105 | 435 | 64 | 245 | 100 | 245
PEHE-2 | A | 16 | 490 | 40 | 265 | 42 | 490 | 0 | 0 | 0 | 0 | 0 | 490 | 0 | 490
PEMB-11 | A | 36 | 237 | 60 | 237 | 60 | 237 | 31 | 237 | 84 | 237 | 32 | 192 | 62 | 192
PEMB-21 | A | 36 | 237 | 60 | 237 | 60 | 237 | 31 | 237 | 84 | 237 | 32 | 192 | 62 | 192
PEMB-31 | A | 36 | 237 | 60 | 237 | 60 | 237 | 31 | 237 | 84 | 237 | 32 | 192 | 62 | 192
PEMB-41 | A | 36 | 237 | 60 | 237 | 60 | 237 | 31 | 237 | 84 | 237 | 32 | 192 | 62 | 192
PEMB-51 | A | 36 | 237 | 60 | 237 | 60 | 237 | 31 | 237 | 84 | 237 | 32 | 192 | 62 | 192
PETEM1 | A | 20 | 180 | 46 | 180 | 52 | 180 | 24 | 180 | 58 | 180 | 20 | 150 | 50 | 100
RATS-1 | A | 50 | 270 | 90 | 270 | 90 | 270 | 36 | 270 | 50 | 270 | 42 | 105 | 75 | 155
RATS-2 | A | 39 | 270 | 84 | 270 | 90 | 270 | 39 | 155 | 54 | 270 | 42 | 105 | 95 | 155
RATS-3 | A | 39 | 270 | 84 | 270 | 90 | 270 | 39 | 155 | 54 | 270 | 42 | 105 | 95 | 155
RATS-4 | A | 42 | 270 | 95 | 270 | 100 | 270 | 36 | 270 | 50 | 270 | 42 | 210 | 75 | 190
ROCK-1 | A | 36 | 400 | 50 | 400 | 54 | 400 | 60 | 400 | 160 | 400 | 33 | 220 | 53 | 220
ROOS-1 | A | 12 | 140 | 32 | 140 | 32 | 140 | 13 | 140 | 32 | 140 | 13 | 108 | 32 | 108
RUGPS-6 | A | 36 | 243 | 80 | 243 | 80 | 243 | 40 | 243 | 90 | 243 | 40 | 155 | 95 | 105
RUGPS-7 | A | 36 | 243 | 80 | 243 | 80 | 243 | 40 | 243 | 90 | 243 | 40 | 155 | 95 | 105
RYHPS-1 | A | 30 | 305 | 48 | 305 | 66 | 305 | 42 | 305 | 51 | 305 | 30 | 130 | 42 | 68
SCCL-1 | A | 35 | 180 | 70 | 180 | 70 | 180 | 40 | 180 | 95 | 180 | 40 | 100 | 100 | 50
SCCL-2 | A | 35 | 180 | 70 | 180 | 70 | 180 | 40 | 180 | 95 | 180 | 40 | 100 | 100 | 50
SCCL-3 | A | 35 | 180 | 70 | 180 | 70 | 180 | 40 | 180 | 95 | 180 | 40 | 100 | 100 | 50
SEAB-1 | A | 44 | 254 | 125 | 254 | 150 | 254 | 55 | 254 | 150 | 254 | 75 | 164 | 176 | 38
SEAB-2 | A | 31 | 138 | 76 | 138 | 86 | 138 | 32 | 138 | 82 | 138 | 37 | 73 | 90 | 43
SHBA-1 | A | 41 | 255 | 104 | 255 | 115 | 255 | 44 | 255 | 120 | 255 | 39 | 195 | 115 | 40
SHBA-2 | A | 26 | 183 | 64 | 183 | 70 | 183 | 30 | 183 | 80 | 183 | 28 | 103 | 66 | 69
SHOS-1 | A | 18 | 160 | 24 | 160 | 24 | 160 | 30 | 160 | 75 | 160 | 18 | 135 | 24 | 135
SHOT-1 | A | 8 | 75 | 20 | 75 | 32 | 75 | 12 | 75 | 30 | 75 | 12 | 60 | 26 | 45
SIZB-1 | A | 38 | 283 | 45 | 283 | 45 | 283 | 45 | 283 | 45 | 283 | 40 | 283 | 46 | 283
SIZB-2 | A | 38 | 283 | 45 | 283 | 45 | 283 | 45 | 283 | 45 | 283 | 40 | 283 | 46 | 283
SLOY-1 | A | 0 | 38 | 1 | 38 | 1 | 38 | 1 | 38 | 2 | 38 | 0 | 38 | 1 | 30
SLOY-2 | A | 0 | 38 | 1 | 38 | 1 | 38 | 1 | 38 | 2 | 38 | 0 | 38 | 1 | 30
SLOY-3 | A | 0 | 38 | 1 | 38 | 1 | 38 | 1 | 38 | 2 | 38 | 0 | 38 | 1 | 30
SLOY-4 | A | 0 | 28 | 1 | 28 | 1 | 28 | 1 | 28 | 2 | 28 | 0 | 28 | 1 | 22
SPLN-1 | A | 40 | 380 | 100 | 380 | 110 | 380 | 50 | 380 | 120 | 380 | 30 | 380 | 90 | 300
STAY-1 | A | 34 | 221 | 62 | 221 | 62 | 221 | 35 | 221 | 85 | 221 | 33 | 161 | 60 | 161
STAY-2 | A | 34 | 221 | 62 | 221 | 62 | 221 | 35 | 221 | 85 | 221 | 33 | 161 | 60 | 161
STAY-3 | A | 34 | 221 | 62 | 221 | 62 | 221 | 35 | 221 | 85 | 221 | 33 | 161 | 60 | 161
STAY-4 | A | 34 | 221 | 62 | 221 | 62 | 221 | 35 | 221 | 85 | 221 | 33 | 161 | 60 | 161
SUTB-1 | A | 36 | 380 | 104 | 380 | 148 | 380 | 52 | 380 | 132 | 380 | 47 | 250 | 107 | 250
SVRP-10 | A | 20 | 225 | 50 | 225 | 70 | 225 | 32 | 225 | 80 | 225 | 20 | 172 | 50 | 172
SVRP-20 | A | 20 | 225 | 50 | 225 | 70 | 225 | 32 | 225 | 80 | 225 | 20 | 172 | 50 | 172
TESI-1 | A | 40 | 260 | 100 | 260 | 140 | 260 | 60 | 260 | 140 | 260 | 40 | 200 | 120 | 100
TESI-2 | A | 40 | 260 | 100 | 260 | 140 | 260 | 60 | 260 | 140 | 260 | 40 | 200 | 120 | 100
TILB-7 | A | 20 | 160 | 30 | 160 | 30 | 160 | 20 | 160 | 30 | 160 | 6 | 100 | 10 | 100
TILB-8 | A | 20 | 160 | 30 | 160 | 30 | 160 | 20 | 160 | 30 | 160 | 6 | 100 | 10 | 100
TILB-9 | A | 20 | 160 | 30 | 160 | 30 | 160 | 20 | 160 | 30 | 160 | 6 | 100 | 10 | 100
TILB10 | A | 20 | 160 | 30 | 160 | 30 | 160 | 20 | 160 | 30 | 160 | 6 | 100 | 10 | 100
USKM-13 | A | 6 | 49 | 15 | 49 | 17 | 49 | 8 | 49 | 19 | 49 | 7 | 36 | 8 | 36
USKM-14 | A | 6 | 49 | 15 | 49 | 17 | 49 | 8 | 49 | 19 | 49 | 7 | 36 | 8 | 36
USKM-15 | A | 6 | 49 | 15 | 49 | 17 | 49 | 8 | 49 | 19 | 49 | 7 | 36 | 8 | 36
WBUPS-1 | A | 30 | 113 | 48 | 153 | 48 | 153 | 32 | 113 | 50 | 113 | 40 | 153 | 65 | 113
WBUPS-2 | A | 30 | 133 | 48 | 173 | 48 | 173 | 32 | 133 | 50 | 133 | 40 | 173 | 65 | 133
WBUPS-3 | A | 30 | 133 | 48 | 173 | 48 | 173 | 32 | 133 | 50 | 133 | 40 | 173 | 65 | 133
WBUPS-4 | A | 30 | 113 | 48 | 153 | 48 | 153 | 32 | 113 | 50 | 113 | 40 | 153 | 65 | 113
WBURB-1 | A | 22 | 240 | 48 | 240 | 62 | 240 | 27 | 240 | 69 | 240 | 20 | 200 | 50 | 120
WBURB-2 | A | 25 | 255 | 52 | 255 | 62 | 255 | 26 | 255 | 67 | 255 | 22 | 215 | 52 | 135
WBURB-3 | A | 23 | 255 | 48 | 255 | 62 | 255 | 27 | 255 | 67 | 255 | 20 | 215 | 52 | 135
WHILW-1 | A | 31 | 322 | 84 | 322 | 90 | 322 | 33 | 322 | 90 | 322 | 32 | 255 | 86 | 210
WHILW-2 | A | 19 | 163 | 33 | 163 | 35 | 163 | 20 | 163 | 52 | 163 | 21 | 142 | 43 | 119
WLNYO-2 | A | 19 | 182 | 51 | 182 | 54 | 182 | 20 | 182 | 53 | 182 | 20 | 158 | 51 | 130
WLNYW-1 | A | 19 | 182 | 51 | 182 | 54 | 182 | 20 | 182 | 53 | 182 | 20 | 158 | 51 | 130

## Apr 2014
MW Response Capability by BMU
|  | Primary Response (Max MWhrs) | [5 empty] | Secondary Response (Max Mwhrs) |  |  |  | High Frequency Response (Max MWhrs)
UNIT | Mode | 0.2Hz |  | 0.5Hz |  | 0.8Hz |  | 0.2/0.2Hz |  | 0.5/0.5Hz |  | 0.2Hz |  | 0.5Hz
ABTH7 | A | 40 | 250 | 72 | 250 | 72 | 250 | 48 | 250 | 120 | 250 | 38 | 185 | 55 | 185
ABTH8 | A | 40 | 250 | 72 | 250 | 72 | 250 | 48 | 250 | 120 | 250 | 38 | 185 | 55 | 185
ABTH9 | A | 40 | 250 | 72 | 250 | 72 | 250 | 48 | 250 | 120 | 250 | 38 | 185 | 55 | 185
BAGE-1 | A | 30 | 255 | 70 | 255 | 90 | 255 | 35 | 255 | 90 | 255 | 28 | 220 | 70 | 185
BAGE-2 | A | 3 | 17 | 8 | 17 | 12 | 17 | 4 | 17 | 9 | 17 | 2 | 17 | 5 | 17
BARKB2 | A | 33 | 210 | 82 | 210 | 108 | 210 | 39 | 210 | 97 | 210 | 31 | 120 | 84 | 120
BARK-1 | A | 22 | 140 | 55 | 140 | 72 | 140 | 26 | 140 | 65 | 140 | 21 | 80 | 54 | 80
BLLA-1 | A | 6 | 99 | 13 | 99 | 13 | 99 | 15 | 99 | 39 | 99 | 9 | 83 | 16 | 83
BRDUW-1 | A | 6 | 58 | 17 | 58 | 17 | 58 | 7 | 58 | 17 | 58 | 6 | 36 | 17 | 36
BRGG-1 | A | 16 | 110 | 32 | 110 | 48 | 110 | 16 | 110 | 40 | 110 | 14 | 96 | 34 | 46
BRYP-1 | A | 15 | 82 | 25 | 82 | 31 | 82 | 22 | 82 | 37 | 82 | 10 | 82 | 27 | 47
CDCL-1 | A | 30 | 160 | 40 | 160 | 40 | 160 | 34 | 160 | 40 | 160 | 27 | 120 | 40 | 120
CLAC-1 | A | 3 | 28 | 8 | 28 | 13 | 28 | 3 | 36 | 9 | 36 | 3 | 28 | 8 | 28
CNQPS-1 | A | 22 | 126 | 51 | 126 | 70 | 126 | 28 | 126 | 70 | 126 | 20 | 100 | 45 | 100
CNQPS-2 | A | 22 | 126 | 51 | 126 | 70 | 126 | 28 | 126 | 70 | 126 | 20 | 100 | 45 | 100
CNQPS-3 | A | 22 | 126 | 51 | 126 | 70 | 126 | 28 | 126 | 70 | 126 | 20 | 100 | 45 | 100
CNQPS-4 | A | 22 | 126 | 51 | 126 | 70 | 126 | 28 | 126 | 70 | 126 | 20 | 100 | 45 | 100
COCK-1 | A | 15 | 168 | 42 | 168 | 48 | 168 | 10 | 168 | 25 | 168 | 6 | 138 | 7 | 138
COCK-2 | A | 15 | 168 | 42 | 168 | 48 | 168 | 10 | 168 | 25 | 168 | 6 | 138 | 7 | 138
COCK-3 | A | 15 | 168 | 42 | 168 | 48 | 168 | 10 | 168 | 25 | 168 | 6 | 138 | 7 | 138
COCK-4 | A | 15 | 168 | 42 | 168 | 48 | 168 | 10 | 168 | 25 | 168 | 6 | 138 | 7 | 138
CORB-1 | A | 10 | 130 | 30 | 130 | 50 | 130 | 28 | 130 | 60 | 130 | 15 | 95 | 40 | 60
COSO-1 | A | 20 | 380 | 40 | 380 | 50 | 380 | 60 | 380 | 140 | 380 | 17 | 304 | 40 | 304
COTPS-1 | A | 29 | 277 | 50 | 277 | 62 | 277 | 35 | 60 | 63 | 277 | 30 | 122 | 60 | 122
COTPS-2 | A | 29 | 287 | 50 | 287 | 62 | 287 | 35 | 60 | 63 | 287 | 30 | 122 | 60 | 122
COTPS-3 | A | 29 | 287 | 50 | 287 | 62 | 287 | 35 | 60 | 63 | 287 | 30 | 122 | 60 | 122
COTPS-4 | A | 29 | 277 | 50 | 277 | 62 | 277 | 35 | 60 | 63 | 277 | 30 | 122 | 60 | 122
COWE1 | A | 7 | 30 | 17 | 30 | 17 | 30 | 7 | 30 | 17 | 30 | 7 | 30 | 17 | 30
COWE2 | A | 7 | 30 | 17 | 30 | 17 | 30 | 7 | 30 | 17 | 30 | 7 | 30 | 17 | 30
CRUA-1 | A | 10 | 110 | 25 | 110 | 37 | 110 | 12 | 110 | 30 | 110 | 10 | 84 | 25 | 48
CRUA-2 | A | 10 | 110 | 25 | 110 | 37 | 110 | 12 | 110 | 30 | 110 | 10 | 84 | 25 | 48
CRUA-3 | A | 7 | 30 | 15 | 30 | 21 | 30 | 9 | 30 | 24 | 30 | 5 | 25 | 13 | 15
CRUA-4 | A | 7 | 30 | 15 | 30 | 21 | 30 | 9 | 30 | 24 | 30 | 5 | 25 | 13 | 15
DAMC-1 | A | 64 | 380 | 136 | 380 | 156 | 380 | 80 | 380 | 180 | 380 | 60 | 293 | 190 | 128
DEEP-1 | A | 20 | 180 | 60 | 180 | 86 | 180 | 22 | 180 | 80 | 180 | 24 | 96 | 52 | 96
DERW-1 | A | 13 | 90 | 35 | 90 | 45 | 90 | 16 | 90 | 40 | 90 | 16 | 90 | 32 | 72
DIDCB5 | A | 40 | 330 | 104 | 330 | 125 | 330 | 55 | 330 | 140 | 330 | 40 | 185 | 105 | 185
DIDCB6 | A | 50 | 250 | 105 | 250 | 105 | 250 | 50 | 250 | 130 | 250 | 50 | 153 | 110 | 103
DIDC1 | A | 42 | 225 | 85 | 225 | 85 | 225 | 24 | 225 | 62 | 120 | 24 | 73 | 60 | 147
DIDC2 | A | 42 | 225 | 85 | 225 | 85 | 225 | 24 | 225 | 62 | 120 | 24 | 73 | 60 | 147
DIDC3 | A | 42 | 225 | 85 | 225 | 85 | 225 | 24 | 225 | 62 | 120 | 24 | 73 | 60 | 147
DIDC4 | A | 42 | 225 | 85 | 225 | 85 | 225 | 24 | 225 | 62 | 120 | 24 | 73 | 60 | 147
DINO-1 | A | 14 | 138 | 39 | 138 | 58 | 138 | 28 | 138 | 72 | 138 | 14 | 118 | 36 | 88
DINO-2 | A | 14 | 138 | 39 | 138 | 58 | 138 | 28 | 138 | 72 | 138 | 14 | 118 | 36 | 88
DINO-3 | A | 14 | 138 | 39 | 138 | 58 | 138 | 28 | 138 | 72 | 138 | 14 | 118 | 36 | 88
DINO-4 | A | 14 | 138 | 39 | 138 | 58 | 138 | 28 | 138 | 72 | 138 | 14 | 118 | 36 | 88
DINO-5 | A | 14 | 138 | 39 | 138 | 58 | 138 | 28 | 138 | 72 | 138 | 14 | 118 | 36 | 88
DINO-6 | A | 14 | 138 | 39 | 138 | 58 | 138 | 28 | 138 | 72 | 138 | 14 | 118 | 36 | 88
DRAXX-1 | A | 68 | 345 | 100 | 345 | 100 | 345 | 64 | 95 | 110 | 345 | 60 | 225 | 70 | 225
DRAXX-2 | A | 68 | 345 | 100 | 345 | 100 | 345 | 64 | 95 | 110 | 345 | 60 | 225 | 70 | 225
DRAXX-3 | A | 68 | 345 | 100 | 345 | 100 | 345 | 64 | 95 | 110 | 345 | 60 | 225 | 70 | 225
DRAXX-4 | A | 68 | 345 | 100 | 345 | 100 | 345 | 64 | 95 | 110 | 345 | 60 | 225 | 70 | 225
DRAXX-5 | A | 68 | 345 | 100 | 345 | 100 | 345 | 64 | 95 | 110 | 345 | 60 | 225 | 70 | 225
DRAXX-6 | A | 68 | 345 | 100 | 345 | 100 | 345 | 64 | 95 | 110 | 345 | 60 | 225 | 70 | 225
EECL-1 | A | 20 | 178 | 25 | 178 | 25 | 178 | 32 | 178 | 81 | 178 | 20 | 143 | 25 | 143
EGGPS-1 | A | 45 | 205 | 83 | 205 | 83 | 205 | 49 | 205 | 110 | 205 | 33 | 95 | 60 | 95
EGGPS-2 | A | 45 | 205 | 83 | 205 | 83 | 205 | 49 | 205 | 110 | 205 | 33 | 95 | 60 | 95
EGGPS-3 | A | 45 | 205 | 83 | 205 | 83 | 205 | 49 | 205 | 110 | 205 | 33 | 95 | 60 | 95
EGGPS-4 | A | 45 | 205 | 83 | 205 | 83 | 205 | 49 | 205 | 110 | 205 | 33 | 95 | 60 | 95
ERRO-1 | A | 1 | 21 | 1 | 21 | 1 | 21 | 2 | 21 | 5 | 21 | 1 | 17 | 1 | 17
ERRO-2 | A | 1 | 21 | 1 | 21 | 1 | 21 | 2 | 21 | 5 | 21 | 1 | 17 | 1 | 17
ERRO-3 | A | 1 | 21 | 1 | 21 | 1 | 21 | 2 | 21 | 5 | 21 | 1 | 17 | 1 | 17
FAARW-1 | A | 2 | 37 | 4 | 37 | 4 | 37 | 4 | 37 | 12 | 37 | 2 | 33 | 4 | 33
FAARW-2 | A | 2 | 37 | 4 | 37 | 4 | 37 | 4 | 37 | 12 | 37 | 2 | 33 | 4 | 33
FASN-1 | A | 0 | 15 | 1 | 15 | 1 | 15 | 1 | 15 | 2 | 15 | 0 | 15 | 1 | 12
FASN-2 | A | 0 | 15 | 1 | 15 | 1 | 15 | 1 | 15 | 2 | 15 | 0 | 15 | 1 | 12
FASN-3 | A | 0 | 15 | 1 | 15 | 1 | 15 | 1 | 15 | 2 | 15 | 0 | 15 | 1 | 12
FAWL1 | A | 36 | 244 | 77 | 244 | 77 | 244 | 10 | 244 | 10 | 244 | 40 | 98 | 91 | 145
FAWL3 | A | 36 | 244 | 77 | 244 | 77 | 244 | 10 | 244 | 10 | 244 | 40 | 98 | 91 | 145
FAWN-1 | A | 10 | 52 | 25 | 52 | 40 | 52 | 13 | 52 | 32 | 52 | 11 | 37 | 27 | 27
FELL-1 | A | 9 | 63 | 21 | 63 | 22 | 63 | 10 | 63 | 24 | 63 | 9 | 63 | 22 | 63
FERR-1 | A | 25 | 150 | 45 | 250 | 56 | 250 | 40 | 250 | 60 | 250 | 34 | 80 | 59 | 150
FERR-2 | A | 25 | 150 | 45 | 250 | 56 | 250 | 40 | 250 | 60 | 250 | 34 | 80 | 59 | 150
FERR-3 | A | 25 | 150 | 45 | 250 | 56 | 250 | 40 | 250 | 60 | 250 | 34 | 80 | 59 | 150
FERR-4 | A | 25 | 150 | 45 | 250 | 56 | 250 | 40 | 250 | 60 | 250 | 34 | 80 | 59 | 150
FFES-1 | A | 10 | 35 | 27 | 35 | 30 | 35 | 9 | 35 | 22 | 35 | 4 | 27 | 6 | 27
FFES-2 | A | 10 | 35 | 27 | 35 | 30 | 35 | 9 | 35 | 22 | 35 | 4 | 27 | 6 | 27
FFES-3 | A | 10 | 35 | 27 | 35 | 30 | 35 | 9 | 35 | 22 | 35 | 4 | 27 | 6 | 27
FFES-4 | A | 10 | 35 | 27 | 35 | 30 | 35 | 9 | 35 | 22 | 35 | 4 | 27 | 6 | 27
FIDL-1 | A | 13 | 205 | 20 | 205 | 23 | 205 | 35 | 100 | 40 | 147 | 30 | 147 | 50 | 147
FIDL-2 | A | 13 | 205 | 20 | 205 | 23 | 205 | 35 | 100 | 40 | 147 | 30 | 147 | 50 | 147
FIDL-3 | A | 13 | 205 | 20 | 205 | 23 | 205 | 35 | 100 | 40 | 147 | 30 | 147 | 50 | 147
FIDL-4 | A | 13 | 205 | 20 | 205 | 23 | 205 | 35 | 100 | 40 | 147 | 30 | 147 | 50 | 147
FIFE-1 | A | 6 | 63 | 12 | 63 | 12 | 63 | 11 | 63 | 24 | 63 | 6 | 53 | 8 | 53
FINL-1 | A | 0 | 14 | 1 | 14 | 1 | 14 | 1 | 14 | 2 | 14 | 0 | 14 | 1 | 11
FOYE-1 | A | 6 | 60 | 13 | 60 | 16 | 60 | 11 | 60 | 27 | 60 | 5 | 30 | 11 | 30
FOYE-2 | A | 6 | 60 | 13 | 60 | 16 | 60 | 11 | 60 | 27 | 60 | 5 | 30 | 11 | 30
GNFSW-1 | A | 11 | 100 | 30 | 100 | 30 | 100 | 12 | 100 | 31 | 100 | 12 | 70 | 30 | 70
GNFSW-2 | A | 7 | 64 | 18 | 64 | 18 | 64 | 8 | 64 | 18 | 64 | 6 | 49 | 15 | 49
GORDW-1 | A | 6 | 62 | 16 | 56 | 26 | 45 | 7 | 62 | 18 | 62 | 6 | 56 | 16 | 45
GRAI-1 | A | 43 | 485 | 100 | 485 | 160 | 485 | 60 | 485 | 140 | 485 | 33 | 0 | 60 | 345
GRAI-3 | A | 43 | 485 | 100 | 485 | 160 | 485 | 60 | 485 | 140 | 485 | 33 | 0 | 60 | 345
GRAI-4 | A | 43 | 485 | 100 | 485 | 160 | 485 | 60 | 485 | 140 | 485 | 33 | 0 | 60 | 345
GRAI-6 | A | 26 | 232 | 58 | 232 | 58 | 232 | 32 | 232 | 84 | 232 | 32 | 175 | 65 | 135
GRAI-7 | A | 30 | 232 | 60 | 232 | 60 | 232 | 32 | 232 | 84 | 232 | 32 | 175 | 65 | 135
GRAI-8 | A | 26 | 232 | 58 | 232 | 58 | 232 | 32 | 232 | 84 | 232 | 32 | 175 | 65 | 135
GRMO-1 | A | 8 | 43 | 8 | 43 | 8 | 43 | 8 | 43 | 8 | 43 | 8 | 23 | 8 | 23
GYAR-1 | A | 17 | 176 | 42 | 176 | 66 | 176 | 24 | 176 | 60 | 176 | 17 | 176 | 42 | 176
HADHW-1 | A | 7 | 96 | 14 | 96 | 22 | 96 | 13 | 96 | 34 | 96 | 8 | 65 | 17 | 65
HUMR-1 | A | 60 | 533 | 150 | 533 | 200 | 533 | 80 | 533 | 200 | 533 | 62 | 419 | 155 | 251
INDQ-1 | A | 12 | 102 | 31 | 102 | 43 | 102 | 13 | 102 | 34 | 102 | 12 | 72 | 30 | 72
IRNPS-1 | A | 35 | 125 | 45 | 125 | 48 | 285 | 42 | 285 | 68 | 125 | 28 | 125 | 42 | 185
IRNPS-2 | A | 35 | 125 | 45 | 125 | 48 | 285 | 42 | 285 | 68 | 125 | 28 | 125 | 42 | 185
KEAD-1 | A | 29 | 315 | 67 | 315 | 102 | 315 | 48 | 315 | 110 | 315 | 30 | 275 | 75 | 155
KILBW-1 | A | 3 | 56 | 8 | 56 | 13 | 56 | 5 | 56 | 14 | 56 | 4 | 53 | 9 | 47
KILLPG-1 | A | 8 | 225 | 10 | 225 | 10 | 225 | 10 | 225 | 12 | 225 | 4 | 150 | 15 | 150
KILLPG-2 | A | 18 | 225 | 25 | 225 | 25 | 225 | 37 | 225 | 37 | 225 | 22 | 195 | 30 | 195
KILNS-1 | A | 30 | 290 | 72 | 290 | 84 | 290 | 42 | 290 | 114 | 290 | 18 | 104 | 45 | 104
KINO-1 | A | 27 | 255 | 35 | 255 | 35 | 255 | 22 | 255 | 44 | 255 | 14 | 185 | 35 | 185
KINO-2 | A | 27 | 255 | 35 | 255 | 35 | 255 | 22 | 255 | 44 | 255 | 14 | 185 | 35 | 185
KINO-3 | A | 27 | 255 | 35 | 255 | 35 | 255 | 22 | 255 | 41 | 255 | 14 | 185 | 35 | 185
KINO-4 | A | 27 | 255 | 35 | 255 | 35 | 255 | 22 | 255 | 41 | 255 | 14 | 185 | 35 | 185
KLYN-A-1 | A | 24 | 126 | 50 | 126 | 50 | 126 | 34 | 126 | 70 | 126 | 22 | 81 | 34 | 81
LAGA-1 | A | 58 | 505 | 135 | 505 | 158 | 505 | 50 | 425 | 140 | 425 | 56 | 425 | 135 | 330
LARYO-1 | A | 16 | 155 | 40 | 155 | 45 | 155 | 18 | 155 | 45 | 155 | 14 | 120 | 35 | 120
LARYO-2 | A | 16 | 158 | 40 | 158 | 45 | 158 | 18 | 158 | 45 | 158 | 14 | 120 | 35 | 120
LARYO-3 | A | 16 | 158 | 40 | 158 | 45 | 158 | 18 | 158 | 45 | 158 | 14 | 120 | 35 | 120
LARYO-4 | A | 16 | 158 | 40 | 158 | 45 | 158 | 18 | 158 | 45 | 158 | 14 | 120 | 35 | 120
LBAR-1G | A | 1 | 16 | 4 | 16 | 6 | 16 | 2 | 16 | 4 | 16 | 1 | 9 | 4 | 9
LBAR-1 | A | 39 | 360 | 88 | 360 | 88 | 360 | 55 | 360 | 145 | 360 | 41 | 270 | 90 | 270
LITTD1 | A | 57 | 485 | 110 | 485 | 110 | 485 | 66 | 485 | 80 | 485 | 60 | 335 | 150 | 335
LITTD2 | A | 57 | 485 | 110 | 485 | 110 | 485 | 66 | 485 | 80 | 485 | 60 | 335 | 150 | 335
LITTD3 | A | 57 | 485 | 110 | 485 | 110 | 485 | 66 | 485 | 80 | 485 | 60 | 335 | 150 | 335
LOAN-1 | A | 25 | 326 | 51 | 326 | 55 | 326 | 19 | 326 | 50 | 326 | 12 | 276 | 28 | 276
LOAN-2 | A | 25 | 326 | 51 | 326 | 55 | 326 | 19 | 326 | 50 | 326 | 12 | 276 | 28 | 276
LOAN-3 | A | 25 | 326 | 51 | 326 | 55 | 326 | 19 | 326 | 50 | 326 | 12 | 276 | 28 | 276
MEDP-1 | A | 30 | 380 | 76 | 330 | 76 | 330 | 48 | 380 | 105 | 380 | 31 | 330 | 79 | 290
MILWW-1 | A | 6 | 32 | 8 | 54 | 13 | 54 | 5 | 54 | 14 | 54 | 3 | 43 | 8 | 43
MRWD-1 | A | 50 | 384 | 90 | 384 | 100 | 384 | 52 | 384 | 160 | 384 | 52 | 298 | 110 | 298
NANT-1 | A | 0 | 15 | 0 | 15 | 0 | 15 | 0 | 15 | 1 | 15 | 0 | 15 | 0 | 15
PEHE-1 | A | 47 | 435 | 100 | 435 | 100 | 435 | 67 | 435 | 105 | 435 | 64 | 245 | 100 | 245
PEHE-2 | A | 16 | 490 | 40 | 265 | 42 | 490 | 0 | 0 | 0 | 0 | 0 | 490 | 0 | 490
PEMB-11 | A | 36 | 237 | 60 | 237 | 60 | 237 | 31 | 237 | 84 | 237 | 32 | 192 | 62 | 192
PEMB-21 | A | 36 | 237 | 60 | 237 | 60 | 237 | 31 | 237 | 84 | 237 | 32 | 192 | 62 | 192
PEMB-31 | A | 36 | 237 | 60 | 237 | 60 | 237 | 31 | 237 | 84 | 237 | 32 | 192 | 62 | 192
PEMB-41 | A | 36 | 237 | 60 | 237 | 60 | 237 | 31 | 237 | 84 | 237 | 32 | 192 | 62 | 192
PEMB-51 | A | 36 | 237 | 60 | 237 | 60 | 237 | 31 | 237 | 84 | 237 | 32 | 192 | 62 | 192
PETEM1 | A | 20 | 180 | 46 | 180 | 52 | 180 | 24 | 180 | 58 | 180 | 20 | 150 | 50 | 100
RATS-1 | A | 50 | 270 | 90 | 270 | 90 | 270 | 36 | 270 | 50 | 270 | 42 | 105 | 75 | 155
RATS-2 | A | 39 | 270 | 84 | 270 | 90 | 270 | 39 | 155 | 54 | 270 | 42 | 105 | 95 | 155
RATS-3 | A | 39 | 270 | 84 | 270 | 90 | 270 | 39 | 155 | 54 | 270 | 42 | 105 | 95 | 155
RATS-4 | A | 42 | 270 | 95 | 270 | 100 | 270 | 36 | 270 | 50 | 270 | 42 | 210 | 75 | 190
ROCK-1 | A | 36 | 400 | 50 | 400 | 54 | 400 | 60 | 400 | 160 | 400 | 33 | 220 | 53 | 220
ROOS-1 | A | 12 | 140 | 32 | 140 | 32 | 140 | 13 | 140 | 32 | 140 | 13 | 108 | 32 | 108
RUGPS-6 | A | 36 | 243 | 80 | 243 | 80 | 243 | 40 | 243 | 90 | 243 | 40 | 155 | 95 | 105
RUGPS-7 | A | 36 | 243 | 80 | 243 | 80 | 243 | 40 | 243 | 90 | 243 | 40 | 155 | 95 | 105
RYHPS-1 | A | 30 | 305 | 48 | 305 | 66 | 305 | 42 | 305 | 51 | 305 | 30 | 130 | 42 | 68
SCCL-1 | A | 35 | 180 | 70 | 180 | 70 | 180 | 40 | 180 | 95 | 180 | 40 | 100 | 100 | 50
SCCL-2 | A | 35 | 180 | 70 | 180 | 70 | 180 | 40 | 180 | 95 | 180 | 40 | 100 | 100 | 50
SCCL-3 | A | 35 | 180 | 70 | 180 | 70 | 180 | 40 | 180 | 95 | 180 | 40 | 100 | 100 | 50
SEAB-1 | A | 44 | 254 | 125 | 254 | 150 | 254 | 55 | 254 | 150 | 254 | 75 | 164 | 176 | 38
SEAB-2 | A | 31 | 138 | 76 | 138 | 86 | 138 | 32 | 138 | 82 | 138 | 37 | 73 | 90 | 43
SHBA-1 | A | 41 | 255 | 104 | 255 | 115 | 255 | 44 | 255 | 120 | 255 | 39 | 195 | 115 | 40
SHBA-2 | A | 26 | 183 | 64 | 183 | 70 | 183 | 30 | 183 | 80 | 183 | 28 | 103 | 66 | 69
SHOS-1 | A | 18 | 160 | 24 | 160 | 24 | 160 | 30 | 160 | 75 | 160 | 18 | 135 | 24 | 135
SHOT-1 | A | 8 | 75 | 20 | 75 | 32 | 75 | 12 | 75 | 30 | 75 | 12 | 60 | 26 | 45
SIZB-1 | A | 38 | 283 | 45 | 283 | 45 | 283 | 45 | 283 | 45 | 283 | 40 | 283 | 46 | 283
SIZB-2 | A | 38 | 283 | 45 | 283 | 45 | 283 | 45 | 283 | 45 | 283 | 40 | 283 | 46 | 283
SLOY-1 | A | 0 | 38 | 1 | 38 | 1 | 38 | 1 | 38 | 2 | 38 | 0 | 38 | 1 | 30
SLOY-2 | A | 0 | 38 | 1 | 38 | 1 | 38 | 1 | 38 | 2 | 38 | 0 | 38 | 1 | 30
SLOY-3 | A | 0 | 38 | 1 | 38 | 1 | 38 | 1 | 38 | 2 | 38 | 0 | 38 | 1 | 30
SLOY-4 | A | 0 | 28 | 1 | 28 | 1 | 28 | 1 | 28 | 2 | 28 | 0 | 28 | 1 | 22
SPLN-1 | A | 40 | 380 | 100 | 380 | 110 | 380 | 50 | 380 | 120 | 380 | 30 | 380 | 90 | 300
STAY-1 | A | 34 | 221 | 62 | 221 | 62 | 221 | 35 | 221 | 85 | 221 | 33 | 161 | 60 | 161
STAY-2 | A | 34 | 221 | 62 | 221 | 62 | 221 | 35 | 221 | 85 | 221 | 33 | 161 | 60 | 161
STAY-3 | A | 34 | 221 | 62 | 221 | 62 | 221 | 35 | 221 | 85 | 221 | 33 | 161 | 60 | 161
STAY-4 | A | 34 | 221 | 62 | 221 | 62 | 221 | 35 | 221 | 85 | 221 | 33 | 161 | 60 | 161
SUTB-1 | A | 36 | 380 | 104 | 380 | 148 | 380 | 52 | 380 | 132 | 380 | 47 | 250 | 107 | 250
SVRP-10 | A | 20 | 225 | 50 | 225 | 70 | 225 | 32 | 225 | 80 | 225 | 20 | 172 | 50 | 172
SVRP-20 | A | 20 | 225 | 50 | 225 | 70 | 225 | 32 | 225 | 80 | 225 | 20 | 172 | 50 | 172
TESI-1 | A | 40 | 260 | 100 | 260 | 140 | 260 | 60 | 260 | 140 | 260 | 40 | 200 | 120 | 100
TESI-2 | A | 40 | 260 | 100 | 260 | 140 | 260 | 60 | 260 | 140 | 260 | 40 | 200 | 120 | 100
TILB-7 | A | 20 | 160 | 30 | 160 | 30 | 160 | 20 | 160 | 30 | 160 | 6 | 100 | 10 | 100
TILB-8 | A | 20 | 160 | 30 | 160 | 30 | 160 | 20 | 160 | 30 | 160 | 6 | 100 | 10 | 100
TILB-9 | A | 20 | 160 | 30 | 160 | 30 | 160 | 20 | 160 | 30 | 160 | 6 | 100 | 10 | 100
TILB10 | A | 20 | 160 | 30 | 160 | 30 | 160 | 20 | 160 | 30 | 160 | 6 | 100 | 10 | 100
USKM-13 | A | 6 | 49 | 15 | 49 | 17 | 49 | 8 | 49 | 19 | 49 | 7 | 36 | 8 | 36
USKM-14 | A | 6 | 49 | 15 | 49 | 17 | 49 | 8 | 49 | 19 | 49 | 7 | 36 | 8 | 36
USKM-15 | A | 6 | 49 | 15 | 49 | 17 | 49 | 8 | 49 | 19 | 49 | 7 | 36 | 8 | 36
WBUPS-1 | A | 30 | 113 | 48 | 153 | 48 | 153 | 32 | 113 | 50 | 113 | 40 | 153 | 65 | 113
WBUPS-2 | A | 30 | 133 | 48 | 173 | 48 | 173 | 32 | 133 | 50 | 133 | 40 | 173 | 65 | 133
WBUPS-3 | A | 30 | 133 | 48 | 173 | 48 | 173 | 32 | 133 | 50 | 133 | 40 | 173 | 65 | 133
WBUPS-4 | A | 30 | 113 | 48 | 153 | 48 | 153 | 32 | 113 | 50 | 113 | 40 | 153 | 65 | 113
WBURB-1 | A | 22 | 240 | 48 | 240 | 62 | 240 | 27 | 240 | 69 | 240 | 20 | 200 | 50 | 120
WBURB-2 | A | 25 | 255 | 52 | 255 | 62 | 255 | 26 | 255 | 67 | 255 | 22 | 215 | 52 | 135
WBURB-3 | A | 23 | 255 | 48 | 255 | 62 | 255 | 27 | 255 | 67 | 255 | 20 | 215 | 52 | 135
WHILW-1 | A | 31 | 322 | 84 | 322 | 90 | 322 | 33 | 322 | 90 | 322 | 32 | 255 | 86 | 210
WHILW-2 | A | 19 | 163 | 33 | 163 | 35 | 163 | 20 | 163 | 52 | 163 | 21 | 142 | 43 | 119
WLNYO-2 | A | 19 | 182 | 51 | 182 | 54 | 182 | 20 | 182 | 53 | 182 | 20 | 158 | 51 | 130
WLNYW-1 | A | 19 | 182 | 51 | 182 | 54 | 182 | 20 | 182 | 53 | 182 | 20 | 158 | 51 | 130

## Mar 2014
MW Response Capability by BMU
|  | Primary Response (Max MWhrs) | [5 empty] | Secondary Response (Max Mwhrs) |  |  |  | High Frequency Response (Max MWhrs)
UNIT | Mode | 0.2Hz |  | 0.5Hz |  | 0.8Hz |  | 0.2/0.2Hz |  | 0.5/0.5Hz |  | 0.2Hz |  | 0.5Hz
ABTH7 | A | 40 | 250 | 72 | 250 | 72 | 250 | 48 | 250 | 120 | 250 | 38 | 185 | 55 | 185
ABTH8 | A | 40 | 250 | 72 | 250 | 72 | 250 | 48 | 250 | 120 | 250 | 38 | 185 | 55 | 185
ABTH9 | A | 40 | 250 | 72 | 250 | 72 | 250 | 48 | 250 | 120 | 250 | 38 | 185 | 55 | 185
BAGE-1 | A | 30 | 255 | 70 | 255 | 90 | 255 | 35 | 255 | 90 | 255 | 28 | 220 | 70 | 185
BAGE-2 | A | 3 | 17 | 8 | 17 | 12 | 17 | 4 | 17 | 9 | 17 | 2 | 17 | 5 | 17
BARKB2 | A | 33 | 210 | 82 | 210 | 108 | 210 | 39 | 210 | 97 | 210 | 31 | 120 | 84 | 120
BARK-1 | A | 22 | 140 | 55 | 140 | 72 | 140 | 26 | 140 | 65 | 140 | 21 | 80 | 54 | 80
BLLA-1 | A | 6 | 99 | 13 | 99 | 13 | 99 | 15 | 99 | 39 | 99 | 9 | 83 | 16 | 83
BRDUW-1 | A | 6 | 58 | 17 | 58 | 17 | 58 | 7 | 58 | 17 | 58 | 6 | 36 | 17 | 36
BRGG-1 | A | 16 | 110 | 32 | 110 | 48 | 110 | 16 | 110 | 40 | 110 | 14 | 96 | 34 | 46
BRYP-1 | A | 15 | 82 | 25 | 82 | 31 | 82 | 22 | 82 | 37 | 82 | 10 | 82 | 27 | 47
CDCL-1 | A | 30 | 160 | 40 | 160 | 40 | 160 | 34 | 160 | 40 | 160 | 27 | 120 | 40 | 120
CLAC-1 | A | 3 | 28 | 8 | 28 | 13 | 28 | 3 | 36 | 9 | 36 | 3 | 28 | 8 | 28
CNQPS-1 | A | 22 | 126 | 51 | 126 | 70 | 126 | 28 | 126 | 70 | 126 | 20 | 100 | 45 | 100
CNQPS-2 | A | 22 | 126 | 51 | 126 | 70 | 126 | 28 | 126 | 70 | 126 | 20 | 100 | 45 | 100
CNQPS-3 | A | 22 | 126 | 51 | 126 | 70 | 126 | 28 | 126 | 70 | 126 | 20 | 100 | 45 | 100
CNQPS-4 | A | 22 | 126 | 51 | 126 | 70 | 126 | 28 | 126 | 70 | 126 | 20 | 100 | 45 | 100
COCK-1 | A | 15 | 168 | 42 | 168 | 48 | 168 | 10 | 168 | 25 | 168 | 6 | 138 | 7 | 138
COCK-2 | A | 15 | 168 | 42 | 168 | 48 | 168 | 10 | 168 | 25 | 168 | 6 | 138 | 7 | 138
COCK-3 | A | 15 | 168 | 42 | 168 | 48 | 168 | 10 | 168 | 25 | 168 | 6 | 138 | 7 | 138
COCK-4 | A | 15 | 168 | 42 | 168 | 48 | 168 | 10 | 168 | 25 | 168 | 6 | 138 | 7 | 138
CORB-1 | A | 10 | 130 | 30 | 130 | 50 | 130 | 28 | 130 | 60 | 130 | 15 | 95 | 40 | 60
COSO-1 | A | 20 | 380 | 40 | 380 | 50 | 380 | 60 | 380 | 140 | 380 | 17 | 304 | 40 | 304
COTPS-1 | A | 29 | 277 | 50 | 277 | 62 | 277 | 35 | 60 | 63 | 277 | 30 | 122 | 60 | 122
COTPS-2 | A | 29 | 287 | 50 | 287 | 62 | 287 | 35 | 60 | 63 | 287 | 30 | 122 | 60 | 122
COTPS-3 | A | 29 | 287 | 50 | 287 | 62 | 287 | 35 | 60 | 63 | 287 | 30 | 122 | 60 | 122
COTPS-4 | A | 29 | 277 | 50 | 277 | 62 | 277 | 35 | 60 | 63 | 277 | 30 | 122 | 60 | 122
COWE1 | A | 7 | 30 | 17 | 30 | 17 | 30 | 7 | 30 | 17 | 30 | 7 | 30 | 17 | 30
COWE2 | A | 7 | 30 | 17 | 30 | 17 | 30 | 7 | 30 | 17 | 30 | 7 | 30 | 17 | 30
CRUA-1 | A | 10 | 110 | 25 | 110 | 37 | 110 | 12 | 110 | 30 | 110 | 10 | 84 | 25 | 48
CRUA-2 | A | 10 | 110 | 25 | 110 | 37 | 110 | 12 | 110 | 30 | 110 | 10 | 84 | 25 | 48
CRUA-3 | A | 7 | 30 | 15 | 30 | 21 | 30 | 9 | 30 | 24 | 30 | 5 | 25 | 13 | 15
CRUA-4 | A | 7 | 30 | 15 | 30 | 21 | 30 | 9 | 30 | 24 | 30 | 5 | 25 | 13 | 15
DAMC-1 | A | 64 | 380 | 136 | 380 | 156 | 380 | 80 | 380 | 180 | 380 | 60 | 293 | 190 | 128
DEEP-1 | A | 20 | 180 | 60 | 180 | 86 | 180 | 22 | 180 | 80 | 180 | 24 | 96 | 52 | 96
DERW-1 | A | 13 | 90 | 35 | 90 | 45 | 90 | 16 | 90 | 40 | 90 | 16 | 90 | 32 | 72
DIDCB5 | A | 40 | 330 | 104 | 330 | 125 | 330 | 55 | 330 | 140 | 330 | 40 | 185 | 105 | 185
DIDCB6 | A | 50 | 250 | 105 | 250 | 105 | 250 | 50 | 250 | 130 | 250 | 50 | 153 | 110 | 103
DIDC1 | A | 42 | 225 | 85 | 225 | 85 | 225 | 24 | 225 | 62 | 120 | 24 | 73 | 60 | 147
DIDC2 | A | 42 | 225 | 85 | 225 | 85 | 225 | 24 | 225 | 62 | 120 | 24 | 73 | 60 | 147
DIDC3 | A | 42 | 225 | 85 | 225 | 85 | 225 | 24 | 225 | 62 | 120 | 24 | 73 | 60 | 147
DIDC4 | A | 42 | 225 | 85 | 225 | 85 | 225 | 24 | 225 | 62 | 120 | 24 | 73 | 60 | 147
DINO-1 | A | 14 | 138 | 39 | 138 | 58 | 138 | 28 | 138 | 72 | 138 | 14 | 118 | 36 | 88
DINO-2 | A | 14 | 138 | 39 | 138 | 58 | 138 | 28 | 138 | 72 | 138 | 14 | 118 | 36 | 88
DINO-3 | A | 14 | 138 | 39 | 138 | 58 | 138 | 28 | 138 | 72 | 138 | 14 | 118 | 36 | 88
DINO-4 | A | 14 | 138 | 39 | 138 | 58 | 138 | 28 | 138 | 72 | 138 | 14 | 118 | 36 | 88
DINO-5 | A | 14 | 138 | 39 | 138 | 58 | 138 | 28 | 138 | 72 | 138 | 14 | 118 | 36 | 88
DINO-6 | A | 14 | 138 | 39 | 138 | 58 | 138 | 28 | 138 | 72 | 138 | 14 | 118 | 36 | 88
DRAXX-1 | A | 68 | 345 | 100 | 345 | 100 | 345 | 64 | 95 | 110 | 345 | 60 | 225 | 70 | 225
DRAXX-2 | A | 68 | 345 | 100 | 345 | 100 | 345 | 64 | 95 | 110 | 345 | 60 | 225 | 70 | 225
DRAXX-3 | A | 68 | 345 | 100 | 345 | 100 | 345 | 64 | 95 | 110 | 345 | 60 | 225 | 70 | 225
DRAXX-4 | A | 68 | 345 | 100 | 345 | 100 | 345 | 64 | 95 | 110 | 345 | 60 | 225 | 70 | 225
DRAXX-5 | A | 68 | 345 | 100 | 345 | 100 | 345 | 64 | 95 | 110 | 345 | 60 | 225 | 70 | 225
DRAXX-6 | A | 68 | 345 | 100 | 345 | 100 | 345 | 64 | 95 | 110 | 345 | 60 | 225 | 70 | 225
EECL-1 | A | 20 | 178 | 25 | 178 | 25 | 178 | 32 | 178 | 81 | 178 | 20 | 143 | 25 | 143
EGGPS-1 | A | 45 | 205 | 83 | 205 | 83 | 205 | 49 | 205 | 110 | 205 | 33 | 95 | 60 | 95
EGGPS-2 | A | 45 | 205 | 83 | 205 | 83 | 205 | 49 | 205 | 110 | 205 | 33 | 95 | 60 | 95
EGGPS-3 | A | 45 | 205 | 83 | 205 | 83 | 205 | 49 | 205 | 110 | 205 | 33 | 95 | 60 | 95
EGGPS-4 | A | 45 | 205 | 83 | 205 | 83 | 205 | 49 | 205 | 110 | 205 | 33 | 95 | 60 | 95
ERRO-1 | A | 1 | 21 | 1 | 21 | 1 | 21 | 2 | 21 | 5 | 21 | 1 | 17 | 1 | 17
ERRO-2 | A | 1 | 21 | 1 | 21 | 1 | 21 | 2 | 21 | 5 | 21 | 1 | 17 | 1 | 17
ERRO-3 | A | 1 | 21 | 1 | 21 | 1 | 21 | 2 | 21 | 5 | 21 | 1 | 17 | 1 | 17
FAARW-1 | A | 2 | 37 | 4 | 37 | 4 | 37 | 4 | 37 | 12 | 37 | 2 | 33 | 4 | 33
FAARW-2 | A | 2 | 37 | 4 | 37 | 4 | 37 | 4 | 37 | 12 | 37 | 2 | 33 | 4 | 33
FASN-1 | A | 0 | 15 | 1 | 15 | 1 | 15 | 1 | 15 | 2 | 15 | 0 | 15 | 1 | 12
FASN-2 | A | 0 | 15 | 1 | 15 | 1 | 15 | 1 | 15 | 2 | 15 | 0 | 15 | 1 | 12
FASN-3 | A | 0 | 15 | 1 | 15 | 1 | 15 | 1 | 15 | 2 | 15 | 0 | 15 | 1 | 12
FAWL1 | A | 36 | 244 | 77 | 244 | 77 | 244 | 10 | 244 | 10 | 244 | 40 | 98 | 91 | 145
FAWL3 | A | 36 | 244 | 77 | 244 | 77 | 244 | 10 | 244 | 10 | 244 | 40 | 98 | 91 | 145
FAWN-1 | A | 10 | 52 | 25 | 52 | 40 | 52 | 13 | 52 | 32 | 52 | 11 | 37 | 27 | 27
FELL-1 | A | 9 | 63 | 21 | 63 | 22 | 63 | 10 | 63 | 24 | 63 | 9 | 63 | 22 | 63
FERR-1 | A | 25 | 150 | 45 | 250 | 56 | 250 | 40 | 250 | 60 | 250 | 34 | 80 | 59 | 150
FERR-2 | A | 25 | 150 | 45 | 250 | 56 | 250 | 40 | 250 | 60 | 250 | 34 | 80 | 59 | 150
FERR-3 | A | 25 | 150 | 45 | 250 | 56 | 250 | 40 | 250 | 60 | 250 | 34 | 80 | 59 | 150
FERR-4 | A | 25 | 150 | 45 | 250 | 56 | 250 | 40 | 250 | 60 | 250 | 34 | 80 | 59 | 150
FFES-1 | A | 10 | 35 | 27 | 35 | 30 | 35 | 9 | 35 | 22 | 35 | 4 | 27 | 6 | 27
FFES-2 | A | 10 | 35 | 27 | 35 | 30 | 35 | 9 | 35 | 22 | 35 | 4 | 27 | 6 | 27
FFES-3 | A | 10 | 35 | 27 | 35 | 30 | 35 | 9 | 35 | 22 | 35 | 4 | 27 | 6 | 27
FFES-4 | A | 10 | 35 | 27 | 35 | 30 | 35 | 9 | 35 | 22 | 35 | 4 | 27 | 6 | 27
FIDL-1 | A | 13 | 205 | 20 | 205 | 23 | 205 | 35 | 100 | 40 | 147 | 30 | 147 | 50 | 147
FIDL-2 | A | 13 | 205 | 20 | 205 | 23 | 205 | 35 | 100 | 40 | 147 | 30 | 147 | 50 | 147
FIDL-3 | A | 13 | 205 | 20 | 205 | 23 | 205 | 35 | 100 | 40 | 147 | 30 | 147 | 50 | 147
FIDL-4 | A | 13 | 205 | 20 | 205 | 23 | 205 | 35 | 100 | 40 | 147 | 30 | 147 | 50 | 147
FIFE-1 | A | 6 | 63 | 12 | 63 | 12 | 63 | 11 | 63 | 24 | 63 | 6 | 53 | 8 | 53
FINL-1 | A | 0 | 14 | 1 | 14 | 1 | 14 | 1 | 14 | 2 | 14 | 0 | 14 | 1 | 11
FOYE-1 | A | 6 | 60 | 13 | 60 | 16 | 60 | 11 | 60 | 27 | 60 | 5 | 30 | 11 | 30
FOYE-2 | A | 6 | 60 | 13 | 60 | 16 | 60 | 11 | 60 | 27 | 60 | 5 | 30 | 11 | 30
GNFSW-1 | A | 11 | 100 | 30 | 100 | 30 | 100 | 12 | 100 | 31 | 100 | 12 | 70 | 30 | 70
GNFSW-2 | A | 7 | 64 | 18 | 64 | 18 | 64 | 8 | 64 | 18 | 64 | 6 | 49 | 15 | 49
GORDW-1 | A | 6 | 62 | 16 | 56 | 26 | 45 | 7 | 62 | 18 | 62 | 6 | 56 | 16 | 45
GRAI-1 | A | 43 | 485 | 100 | 485 | 160 | 485 | 60 | 485 | 140 | 485 | 33 | 0 | 60 | 345
GRAI-3 | A | 43 | 485 | 100 | 485 | 160 | 485 | 60 | 485 | 140 | 485 | 33 | 0 | 60 | 345
GRAI-4 | A | 43 | 485 | 100 | 485 | 160 | 485 | 60 | 485 | 140 | 485 | 33 | 0 | 60 | 345
GRAI-6 | A | 26 | 232 | 58 | 232 | 58 | 232 | 32 | 232 | 84 | 232 | 32 | 175 | 65 | 135
GRAI-7 | A | 30 | 232 | 60 | 232 | 60 | 232 | 32 | 232 | 84 | 232 | 32 | 175 | 65 | 135
GRAI-8 | A | 26 | 232 | 58 | 232 | 58 | 232 | 32 | 232 | 84 | 232 | 32 | 175 | 65 | 135
GRMO-1 | A | 8 | 43 | 8 | 43 | 8 | 43 | 8 | 43 | 8 | 43 | 8 | 23 | 8 | 23
GYAR-1 | A | 17 | 176 | 42 | 176 | 66 | 176 | 24 | 176 | 60 | 176 | 17 | 176 | 42 | 176
HADHW-1 | A | 7 | 96 | 14 | 96 | 22 | 96 | 13 | 96 | 34 | 96 | 8 | 65 | 17 | 65
HUMR-1 | A | 60 | 533 | 150 | 533 | 200 | 533 | 80 | 533 | 200 | 533 | 62 | 419 | 155 | 251
INDQ-1 | A | 12 | 102 | 31 | 102 | 43 | 102 | 13 | 102 | 34 | 102 | 12 | 72 | 30 | 72
IRNPS-1 | A | 35 | 125 | 45 | 125 | 48 | 285 | 42 | 285 | 68 | 125 | 28 | 125 | 42 | 185
IRNPS-2 | A | 35 | 125 | 45 | 125 | 48 | 285 | 42 | 285 | 68 | 125 | 28 | 125 | 42 | 185
KEAD-1 | A | 29 | 315 | 67 | 315 | 102 | 315 | 48 | 315 | 110 | 315 | 30 | 275 | 75 | 155
KILBW-1 | A | 3 | 56 | 8 | 56 | 13 | 56 | 5 | 56 | 14 | 56 | 4 | 53 | 9 | 47
KILLPG-1 | A | 8 | 225 | 10 | 225 | 10 | 225 | 10 | 225 | 12 | 225 | 4 | 150 | 15 | 150
KILLPG-2 | A | 18 | 225 | 25 | 225 | 25 | 225 | 37 | 225 | 37 | 225 | 22 | 195 | 30 | 195
KILNS-1 | A | 30 | 290 | 72 | 290 | 84 | 290 | 42 | 290 | 114 | 290 | 18 | 104 | 45 | 104
KINO-1 | A | 27 | 255 | 35 | 255 | 35 | 255 | 22 | 255 | 44 | 255 | 14 | 185 | 35 | 185
KINO-2 | A | 27 | 255 | 35 | 255 | 35 | 255 | 22 | 255 | 44 | 255 | 14 | 185 | 35 | 185
KINO-3 | A | 27 | 255 | 35 | 255 | 35 | 255 | 22 | 255 | 41 | 255 | 14 | 185 | 35 | 185
KINO-4 | A | 27 | 255 | 35 | 255 | 35 | 255 | 22 | 255 | 41 | 255 | 14 | 185 | 35 | 185
KLYN-A-1 | A | 24 | 126 | 50 | 126 | 50 | 126 | 34 | 126 | 70 | 126 | 22 | 81 | 34 | 81
LAGA-1 | A | 58 | 505 | 135 | 505 | 158 | 505 | 50 | 425 | 140 | 425 | 56 | 425 | 135 | 330
LARYO-1 | A | 16 | 155 | 40 | 155 | 45 | 155 | 18 | 155 | 45 | 155 | 14 | 120 | 35 | 120
LARYO-2 | A | 16 | 158 | 40 | 158 | 45 | 158 | 18 | 158 | 45 | 158 | 14 | 120 | 35 | 120
LARYO-3 | A | 16 | 158 | 40 | 158 | 45 | 158 | 18 | 158 | 45 | 158 | 14 | 120 | 35 | 120
LARYO-4 | A | 16 | 158 | 40 | 158 | 45 | 158 | 18 | 158 | 45 | 158 | 14 | 120 | 35 | 120
LBAR-1G | A | 1 | 16 | 4 | 16 | 6 | 16 | 2 | 16 | 4 | 16 | 1 | 9 | 4 | 9
LBAR-1 | A | 39 | 360 | 88 | 360 | 88 | 360 | 55 | 360 | 145 | 360 | 41 | 270 | 90 | 270
LITTD1 | A | 57 | 485 | 110 | 485 | 110 | 485 | 66 | 485 | 80 | 485 | 60 | 335 | 150 | 335
LITTD2 | A | 57 | 485 | 110 | 485 | 110 | 485 | 66 | 485 | 80 | 485 | 60 | 335 | 150 | 335
LITTD3 | A | 57 | 485 | 110 | 485 | 110 | 485 | 66 | 485 | 80 | 485 | 60 | 335 | 150 | 335
LOAN-1 | A | 25 | 326 | 51 | 326 | 55 | 326 | 19 | 326 | 50 | 326 | 12 | 276 | 28 | 276
LOAN-2 | A | 25 | 326 | 51 | 326 | 55 | 326 | 19 | 326 | 50 | 326 | 12 | 276 | 28 | 276
LOAN-3 | A | 25 | 326 | 51 | 326 | 55 | 326 | 19 | 326 | 50 | 326 | 12 | 276 | 28 | 276
MEDP-1 | A | 28 | 231 | 72 | 231 | 72 | 231 | 44 | 231 | 110 | 231 | 28 | 190 | 72 | 190
MILWW-1 | A | 6 | 32 | 8 | 54 | 13 | 54 | 5 | 54 | 14 | 54 | 3 | 43 | 8 | 43
MRWD-1 | A | 50 | 384 | 90 | 384 | 100 | 384 | 52 | 384 | 160 | 384 | 52 | 298 | 110 | 298
NANT-1 | A | 0 | 15 | 0 | 15 | 0 | 15 | 0 | 15 | 1 | 15 | 0 | 15 | 0 | 15
PEHE-1 | A | 47 | 435 | 100 | 435 | 100 | 435 | 67 | 435 | 105 | 435 | 64 | 245 | 100 | 245
PEHE-2 | A | 16 | 490 | 40 | 265 | 42 | 490 | 0 | 0 | 0 | 0 | 0 | 490 | 0 | 490
PEMB-11 | A | 36 | 237 | 60 | 237 | 60 | 237 | 31 | 237 | 84 | 237 | 32 | 192 | 62 | 192
PEMB-21 | A | 36 | 237 | 60 | 237 | 60 | 237 | 31 | 237 | 84 | 237 | 32 | 192 | 62 | 192
PEMB-31 | A | 36 | 237 | 60 | 237 | 60 | 237 | 31 | 237 | 84 | 237 | 32 | 192 | 62 | 192
PEMB-41 | A | 36 | 237 | 60 | 237 | 60 | 237 | 31 | 237 | 84 | 237 | 32 | 192 | 62 | 192
PEMB-51 | A | 36 | 237 | 60 | 237 | 60 | 237 | 31 | 237 | 84 | 237 | 32 | 192 | 62 | 192
PETEM1 | A | 20 | 180 | 46 | 180 | 52 | 180 | 24 | 180 | 58 | 180 | 20 | 150 | 50 | 100
RATS-1 | A | 50 | 270 | 90 | 270 | 90 | 270 | 36 | 270 | 50 | 270 | 42 | 105 | 75 | 155
RATS-2 | A | 39 | 270 | 84 | 270 | 90 | 270 | 39 | 155 | 54 | 270 | 42 | 105 | 95 | 155
RATS-3 | A | 39 | 270 | 84 | 270 | 90 | 270 | 39 | 155 | 54 | 270 | 42 | 105 | 95 | 155
RATS-4 | A | 39 | 270 | 84 | 270 | 90 | 270 | 39 | 155 | 54 | 270 | 42 | 105 | 95 | 155
ROCK-1 | A | 36 | 400 | 50 | 400 | 54 | 400 | 60 | 400 | 160 | 400 | 33 | 220 | 53 | 220
ROOS-1 | A | 12 | 140 | 32 | 140 | 32 | 140 | 13 | 140 | 32 | 140 | 13 | 108 | 32 | 108
RUGPS-6 | A | 36 | 243 | 80 | 243 | 80 | 243 | 40 | 243 | 90 | 243 | 40 | 155 | 95 | 105
RUGPS-7 | A | 36 | 243 | 80 | 243 | 80 | 243 | 40 | 243 | 90 | 243 | 40 | 155 | 95 | 105
RYHPS-1 | A | 30 | 305 | 48 | 305 | 66 | 305 | 42 | 305 | 51 | 305 | 30 | 130 | 42 | 68
SCCL-1 | A | 35 | 180 | 70 | 180 | 70 | 180 | 40 | 180 | 95 | 180 | 40 | 100 | 100 | 50
SCCL-2 | A | 35 | 180 | 70 | 180 | 70 | 180 | 40 | 180 | 95 | 180 | 40 | 100 | 100 | 50
SCCL-3 | A | 35 | 180 | 70 | 180 | 70 | 180 | 40 | 180 | 95 | 180 | 40 | 100 | 100 | 50
SEAB-1 | A | 44 | 254 | 125 | 254 | 150 | 254 | 55 | 254 | 150 | 254 | 75 | 164 | 176 | 38
SEAB-2 | A | 31 | 138 | 76 | 138 | 86 | 138 | 32 | 138 | 82 | 138 | 37 | 73 | 90 | 43
SHBA-1 | A | 41 | 255 | 104 | 255 | 115 | 255 | 44 | 255 | 120 | 255 | 39 | 195 | 115 | 40
SHBA-2 | A | 26 | 183 | 64 | 183 | 70 | 183 | 30 | 183 | 80 | 183 | 28 | 103 | 66 | 69
SHOS-1 | A | 18 | 160 | 24 | 160 | 24 | 160 | 30 | 160 | 75 | 160 | 18 | 135 | 24 | 135
SHOT-1 | A | 8 | 75 | 20 | 75 | 32 | 75 | 12 | 75 | 30 | 75 | 12 | 60 | 26 | 45
SIZB-1 | A | 38 | 283 | 45 | 283 | 45 | 283 | 45 | 283 | 45 | 283 | 40 | 283 | 46 | 283
SIZB-2 | A | 38 | 283 | 45 | 283 | 45 | 283 | 45 | 283 | 45 | 283 | 40 | 283 | 46 | 283
SLOY-1 | A | 0 | 38 | 1 | 38 | 1 | 38 | 1 | 38 | 2 | 38 | 0 | 38 | 1 | 30
SLOY-2 | A | 0 | 38 | 1 | 38 | 1 | 38 | 1 | 38 | 2 | 38 | 0 | 38 | 1 | 30
SLOY-3 | A | 0 | 38 | 1 | 38 | 1 | 38 | 1 | 38 | 2 | 38 | 0 | 38 | 1 | 30
SLOY-4 | A | 0 | 28 | 1 | 28 | 1 | 28 | 1 | 28 | 2 | 28 | 0 | 28 | 1 | 22
SPLN-1 | A | 40 | 380 | 100 | 380 | 110 | 380 | 50 | 380 | 120 | 380 | 30 | 380 | 90 | 300
STAY-1 | A | 34 | 221 | 62 | 221 | 62 | 221 | 35 | 221 | 85 | 221 | 33 | 161 | 60 | 161
STAY-2 | A | 34 | 221 | 62 | 221 | 62 | 221 | 35 | 221 | 85 | 221 | 33 | 161 | 60 | 161
STAY-3 | A | 34 | 221 | 62 | 221 | 62 | 221 | 35 | 221 | 85 | 221 | 33 | 161 | 60 | 161
STAY-4 | A | 34 | 221 | 62 | 221 | 62 | 221 | 35 | 221 | 85 | 221 | 33 | 161 | 60 | 161
SUTB-1 | A | 36 | 380 | 104 | 380 | 148 | 380 | 52 | 380 | 132 | 380 | 47 | 250 | 107 | 250
SVRP-10 | A | 20 | 225 | 50 | 225 | 70 | 225 | 32 | 225 | 80 | 225 | 20 | 172 | 50 | 172
SVRP-20 | A | 20 | 225 | 50 | 225 | 70 | 225 | 32 | 225 | 80 | 225 | 20 | 172 | 50 | 172
TESI-1 | A | 40 | 260 | 100 | 260 | 140 | 260 | 60 | 260 | 140 | 260 | 40 | 200 | 120 | 100
TESI-2 | A | 40 | 260 | 100 | 260 | 140 | 260 | 60 | 260 | 140 | 260 | 40 | 200 | 120 | 100
TILB-7 | A | 20 | 160 | 30 | 160 | 30 | 160 | 20 | 160 | 30 | 160 | 6 | 100 | 10 | 100
TILB-8 | A | 20 | 160 | 30 | 160 | 30 | 160 | 20 | 160 | 30 | 160 | 6 | 100 | 10 | 100
TILB-9 | A | 20 | 160 | 30 | 160 | 30 | 160 | 20 | 160 | 30 | 160 | 6 | 100 | 10 | 100
TILB10 | A | 20 | 160 | 30 | 160 | 30 | 160 | 20 | 160 | 30 | 160 | 6 | 100 | 10 | 100
USKM-13 | A | 6 | 49 | 15 | 49 | 17 | 49 | 8 | 49 | 19 | 49 | 7 | 36 | 8 | 36
USKM-14 | A | 6 | 49 | 15 | 49 | 17 | 49 | 8 | 49 | 19 | 49 | 7 | 36 | 8 | 36
USKM-15 | A | 6 | 49 | 15 | 49 | 17 | 49 | 8 | 49 | 19 | 49 | 7 | 36 | 8 | 36
WBUPS-1 | A | 30 | 113 | 48 | 153 | 48 | 153 | 32 | 113 | 50 | 113 | 40 | 153 | 65 | 113
WBUPS-2 | A | 30 | 133 | 48 | 173 | 48 | 173 | 32 | 133 | 50 | 133 | 40 | 173 | 65 | 133
WBUPS-3 | A | 30 | 133 | 48 | 173 | 48 | 173 | 32 | 133 | 50 | 133 | 40 | 173 | 65 | 133
WBUPS-4 | A | 30 | 113 | 48 | 153 | 48 | 153 | 32 | 113 | 50 | 113 | 40 | 153 | 65 | 113
WBURB-1 | A | 22 | 240 | 48 | 240 | 62 | 240 | 27 | 240 | 69 | 240 | 20 | 200 | 50 | 120
WBURB-2 | A | 25 | 255 | 52 | 255 | 62 | 255 | 26 | 255 | 67 | 255 | 22 | 215 | 52 | 135
WBURB-3 | A | 23 | 255 | 48 | 255 | 62 | 255 | 27 | 255 | 67 | 255 | 20 | 215 | 52 | 135
WHILW-1 | A | 31 | 322 | 84 | 322 | 90 | 322 | 33 | 322 | 90 | 322 | 32 | 255 | 86 | 210
WHILW-2 | A | 19 | 163 | 33 | 163 | 35 | 163 | 20 | 163 | 52 | 163 | 21 | 142 | 43 | 119
WLNYO-2 | A | 19 | 182 | 51 | 182 | 54 | 182 | 20 | 182 | 53 | 182 | 20 | 158 | 51 | 130
WLNYW-1 | A | 19 | 182 | 51 | 182 | 54 | 182 | 20 | 182 | 53 | 182 | 20 | 158 | 51 | 130

## Feb 2014
MW Response Capability by BMU
|  | Primary Response (Max MWhrs) | [5 empty] | Secondary Response (Max Mwhrs) |  |  |  | High Frequency Response (Max MWhrs)
UNIT | Mode | 0.2Hz |  | 0.5Hz |  | 0.8Hz |  | 0.2/0.2Hz |  | 0.5/0.5Hz |  | 0.2Hz |  | 0.5Hz
ABTH7 | A | 40 | 250 | 72 | 250 | 72 | 250 | 48 | 250 | 120 | 250 | 38 | 185 | 55 | 185
ABTH8 | A | 40 | 250 | 72 | 250 | 72 | 250 | 48 | 250 | 120 | 250 | 38 | 185 | 55 | 185
ABTH9 | A | 40 | 250 | 72 | 250 | 72 | 250 | 48 | 250 | 120 | 250 | 38 | 185 | 55 | 185
BAGE-1 | A | 30 | 255 | 70 | 255 | 90 | 255 | 35 | 255 | 90 | 255 | 28 | 220 | 70 | 185
BAGE-2 | A | 3 | 17 | 8 | 17 | 12 | 17 | 4 | 17 | 9 | 17 | 2 | 17 | 5 | 17
BARKB2 | A | 33 | 210 | 82 | 210 | 108 | 210 | 39 | 210 | 97 | 210 | 31 | 120 | 84 | 120
BARK-1 | A | 22 | 140 | 55 | 140 | 72 | 140 | 26 | 140 | 65 | 140 | 21 | 80 | 54 | 80
BLLA-1 | A | 6 | 99 | 13 | 99 | 13 | 99 | 15 | 99 | 39 | 99 | 9 | 83 | 16 | 83
BRDUW-1 | A | 6 | 58 | 17 | 58 | 17 | 58 | 7 | 58 | 17 | 58 | 6 | 36 | 17 | 36
BRGG-1 | A | 16 | 110 | 32 | 110 | 48 | 110 | 16 | 110 | 40 | 110 | 14 | 96 | 34 | 46
BRYP-1 | A | 15 | 82 | 25 | 82 | 31 | 82 | 22 | 82 | 37 | 82 | 10 | 82 | 27 | 47
CDCL-1 | A | 30 | 160 | 40 | 160 | 40 | 160 | 34 | 160 | 40 | 160 | 27 | 120 | 40 | 120
CLAC-1 | A | 3 | 28 | 8 | 28 | 13 | 28 | 3 | 36 | 9 | 36 | 3 | 28 | 8 | 28
CNQPS-1 | A | 22 | 126 | 51 | 126 | 70 | 126 | 28 | 126 | 70 | 126 | 20 | 100 | 45 | 100
CNQPS-2 | A | 22 | 126 | 51 | 126 | 70 | 126 | 28 | 126 | 70 | 126 | 20 | 100 | 45 | 100
CNQPS-3 | A | 22 | 126 | 51 | 126 | 70 | 126 | 28 | 126 | 70 | 126 | 20 | 100 | 45 | 100
CNQPS-4 | A | 22 | 126 | 51 | 126 | 70 | 126 | 28 | 126 | 70 | 126 | 20 | 100 | 45 | 100
COCK-1 | A | 15 | 168 | 42 | 168 | 48 | 168 | 10 | 168 | 25 | 168 | 6 | 138 | 7 | 138
COCK-2 | A | 15 | 168 | 42 | 168 | 48 | 168 | 10 | 168 | 25 | 168 | 6 | 138 | 7 | 138
COCK-3 | A | 15 | 168 | 42 | 168 | 48 | 168 | 10 | 168 | 25 | 168 | 6 | 138 | 7 | 138
COCK-4 | A | 15 | 168 | 42 | 168 | 48 | 168 | 10 | 168 | 25 | 168 | 6 | 138 | 7 | 138
CORB-1 | A | 10 | 130 | 30 | 130 | 50 | 130 | 28 | 130 | 60 | 130 | 15 | 95 | 40 | 60
COSO-1 | A | 20 | 380 | 40 | 380 | 50 | 380 | 60 | 380 | 140 | 380 | 17 | 304 | 40 | 304
COTPS-1 | A | 29 | 277 | 50 | 277 | 62 | 277 | 35 | 60 | 63 | 277 | 30 | 122 | 60 | 122
COTPS-2 | A | 29 | 287 | 50 | 287 | 62 | 287 | 35 | 60 | 63 | 287 | 30 | 122 | 60 | 122
COTPS-3 | A | 29 | 287 | 50 | 287 | 62 | 287 | 35 | 60 | 63 | 287 | 30 | 122 | 60 | 122
COTPS-4 | A | 29 | 277 | 50 | 277 | 62 | 277 | 35 | 60 | 63 | 277 | 30 | 122 | 60 | 122
COWE1 | A | 7 | 30 | 17 | 30 | 17 | 30 | 7 | 30 | 17 | 30 | 7 | 30 | 17 | 30
COWE2 | A | 7 | 30 | 17 | 30 | 17 | 30 | 7 | 30 | 17 | 30 | 7 | 30 | 17 | 30
CRUA-1 | A | 10 | 110 | 25 | 110 | 37 | 110 | 12 | 110 | 30 | 110 | 10 | 84 | 25 | 48
CRUA-2 | A | 10 | 110 | 25 | 110 | 37 | 110 | 12 | 110 | 30 | 110 | 10 | 84 | 25 | 48
CRUA-3 | A | 7 | 30 | 15 | 30 | 21 | 30 | 9 | 30 | 24 | 30 | 5 | 25 | 13 | 15
CRUA-4 | A | 7 | 30 | 15 | 30 | 21 | 30 | 9 | 30 | 24 | 30 | 5 | 25 | 13 | 15
DAMC-1 | A | 64 | 380 | 136 | 380 | 156 | 380 | 80 | 380 | 180 | 380 | 60 | 293 | 190 | 128
DEEP-1 | A | 20 | 180 | 60 | 180 | 86 | 180 | 22 | 180 | 80 | 180 | 24 | 96 | 52 | 96
DERW-1 | A | 13 | 90 | 35 | 90 | 45 | 90 | 16 | 90 | 40 | 90 | 16 | 90 | 32 | 72
DIDCB5 | A | 40 | 330 | 104 | 330 | 125 | 330 | 55 | 330 | 140 | 330 | 40 | 185 | 105 | 185
DIDCB6 | A | 50 | 250 | 105 | 250 | 105 | 250 | 50 | 250 | 130 | 250 | 50 | 153 | 110 | 103
DIDC1 | A | 42 | 225 | 85 | 225 | 85 | 225 | 24 | 225 | 62 | 120 | 24 | 73 | 60 | 147
DIDC2 | A | 42 | 225 | 85 | 225 | 85 | 225 | 24 | 225 | 62 | 120 | 24 | 73 | 60 | 147
DIDC3 | A | 42 | 225 | 85 | 225 | 85 | 225 | 24 | 225 | 62 | 120 | 24 | 73 | 60 | 147
DIDC4 | A | 42 | 225 | 85 | 225 | 85 | 225 | 24 | 225 | 62 | 120 | 24 | 73 | 60 | 147
DINO-1 | A | 14 | 138 | 39 | 138 | 58 | 138 | 28 | 138 | 72 | 138 | 14 | 118 | 36 | 88
DINO-2 | A | 14 | 138 | 39 | 138 | 58 | 138 | 28 | 138 | 72 | 138 | 14 | 118 | 36 | 88
DINO-3 | A | 14 | 138 | 39 | 138 | 58 | 138 | 28 | 138 | 72 | 138 | 14 | 118 | 36 | 88
DINO-4 | A | 14 | 138 | 39 | 138 | 58 | 138 | 28 | 138 | 72 | 138 | 14 | 118 | 36 | 88
DINO-5 | A | 14 | 138 | 39 | 138 | 58 | 138 | 28 | 138 | 72 | 138 | 14 | 118 | 36 | 88
DINO-6 | A | 14 | 138 | 39 | 138 | 58 | 138 | 28 | 138 | 72 | 138 | 14 | 118 | 36 | 88
DRAXX-1 | A | 68 | 345 | 100 | 345 | 100 | 345 | 64 | 95 | 110 | 345 | 60 | 225 | 70 | 225
DRAXX-2 | A | 68 | 345 | 100 | 345 | 100 | 345 | 64 | 95 | 110 | 345 | 60 | 225 | 70 | 225
DRAXX-3 | A | 68 | 345 | 100 | 345 | 100 | 345 | 64 | 95 | 110 | 345 | 60 | 225 | 70 | 225
DRAXX-4 | A | 68 | 345 | 100 | 345 | 100 | 345 | 64 | 95 | 110 | 345 | 60 | 225 | 70 | 225
DRAXX-5 | A | 68 | 345 | 100 | 345 | 100 | 345 | 64 | 95 | 110 | 345 | 60 | 225 | 70 | 225
DRAXX-6 | A | 68 | 345 | 100 | 345 | 100 | 345 | 64 | 95 | 110 | 345 | 60 | 225 | 70 | 225
EECL-1 | A | 20 | 178 | 25 | 178 | 25 | 178 | 32 | 178 | 81 | 178 | 20 | 143 | 25 | 143
EGGPS-1 | A | 45 | 205 | 83 | 205 | 83 | 205 | 49 | 205 | 110 | 205 | 33 | 95 | 60 | 95
EGGPS-2 | A | 45 | 205 | 83 | 205 | 83 | 205 | 49 | 205 | 110 | 205 | 33 | 95 | 60 | 95
EGGPS-3 | A | 45 | 205 | 83 | 205 | 83 | 205 | 49 | 205 | 110 | 205 | 33 | 95 | 60 | 95
EGGPS-4 | A | 45 | 205 | 83 | 205 | 83 | 205 | 49 | 205 | 110 | 205 | 33 | 95 | 60 | 95
ERRO-1 | A | 1 | 21 | 1 | 21 | 1 | 21 | 2 | 21 | 5 | 21 | 1 | 17 | 1 | 17
ERRO-2 | A | 1 | 21 | 1 | 21 | 1 | 21 | 2 | 21 | 5 | 21 | 1 | 17 | 1 | 17
ERRO-3 | A | 1 | 21 | 1 | 21 | 1 | 21 | 2 | 21 | 5 | 21 | 1 | 17 | 1 | 17
FAARW-1 | A | 2 | 37 | 4 | 37 | 4 | 37 | 4 | 37 | 12 | 37 | 2 | 33 | 4 | 33
FAARW-2 | A | 2 | 37 | 4 | 37 | 4 | 37 | 4 | 37 | 12 | 37 | 2 | 33 | 4 | 33
FASN-1 | A | 0 | 15 | 1 | 15 | 1 | 15 | 1 | 15 | 2 | 15 | 0 | 15 | 1 | 12
FASN-2 | A | 0 | 15 | 1 | 15 | 1 | 15 | 1 | 15 | 2 | 15 | 0 | 15 | 1 | 12
FASN-3 | A | 0 | 15 | 1 | 15 | 1 | 15 | 1 | 15 | 2 | 15 | 0 | 15 | 1 | 12
FAWL1 | A | 36 | 244 | 77 | 244 | 77 | 244 | 10 | 244 | 10 | 244 | 40 | 98 | 91 | 145
FAWL3 | A | 36 | 244 | 77 | 244 | 77 | 244 | 10 | 244 | 10 | 244 | 40 | 98 | 91 | 145
FAWN-1 | A | 10 | 52 | 25 | 52 | 40 | 52 | 13 | 52 | 32 | 52 | 11 | 37 | 27 | 27
FELL-1 | A | 9 | 63 | 21 | 63 | 22 | 63 | 10 | 63 | 24 | 63 | 9 | 63 | 22 | 63
FERR-1 | A | 25 | 150 | 45 | 250 | 56 | 250 | 40 | 250 | 60 | 250 | 34 | 80 | 59 | 150
FERR-2 | A | 25 | 150 | 45 | 250 | 56 | 250 | 40 | 250 | 60 | 250 | 34 | 80 | 59 | 150
FERR-3 | A | 25 | 150 | 45 | 250 | 56 | 250 | 40 | 250 | 60 | 250 | 34 | 80 | 59 | 150
FERR-4 | A | 25 | 150 | 45 | 250 | 56 | 250 | 40 | 250 | 60 | 250 | 34 | 80 | 59 | 150
FFES-1 | A | 10 | 35 | 27 | 35 | 30 | 35 | 9 | 35 | 22 | 35 | 4 | 27 | 6 | 27
FFES-2 | A | 10 | 35 | 27 | 35 | 30 | 35 | 9 | 35 | 22 | 35 | 4 | 27 | 6 | 27
FFES-3 | A | 10 | 35 | 27 | 35 | 30 | 35 | 9 | 35 | 22 | 35 | 4 | 27 | 6 | 27
FFES-4 | A | 10 | 35 | 27 | 35 | 30 | 35 | 9 | 35 | 22 | 35 | 4 | 27 | 6 | 27
FIDL-1 | A | 13 | 205 | 20 | 205 | 23 | 205 | 35 | 100 | 40 | 147 | 30 | 147 | 50 | 147
FIDL-2 | A | 13 | 205 | 20 | 205 | 23 | 205 | 35 | 100 | 40 | 147 | 30 | 147 | 50 | 147
FIDL-3 | A | 13 | 205 | 20 | 205 | 23 | 205 | 35 | 100 | 40 | 147 | 30 | 147 | 50 | 147
FIDL-4 | A | 13 | 205 | 20 | 205 | 23 | 205 | 35 | 100 | 40 | 147 | 30 | 147 | 50 | 147
FIFE-1 | A | 6 | 63 | 12 | 63 | 12 | 63 | 11 | 63 | 24 | 63 | 6 | 53 | 8 | 53
FINL-1 | A | 0 | 14 | 1 | 14 | 1 | 14 | 1 | 14 | 2 | 14 | 0 | 14 | 1 | 11
FOYE-1 | A | 6 | 60 | 13 | 60 | 16 | 60 | 11 | 60 | 27 | 60 | 5 | 30 | 11 | 30
FOYE-2 | A | 6 | 60 | 13 | 60 | 16 | 60 | 11 | 60 | 27 | 60 | 5 | 30 | 11 | 30
GNFSW-1 | A | 11 | 100 | 30 | 100 | 30 | 100 | 12 | 100 | 31 | 100 | 12 | 70 | 30 | 70
GNFSW-2 | A | 7 | 64 | 18 | 64 | 18 | 64 | 8 | 64 | 18 | 64 | 6 | 49 | 15 | 49
GORDW-1 | A | 6 | 62 | 16 | 56 | 26 | 45 | 7 | 62 | 18 | 62 | 6 | 56 | 16 | 45
GRAI-1 | A | 43 | 485 | 100 | 485 | 160 | 485 | 60 | 485 | 140 | 485 | 33 | 0 | 60 | 345
GRAI-3 | A | 43 | 485 | 100 | 485 | 160 | 485 | 60 | 485 | 140 | 485 | 33 | 0 | 60 | 345
GRAI-4 | A | 43 | 485 | 100 | 485 | 160 | 485 | 60 | 485 | 140 | 485 | 33 | 0 | 60 | 345
GRAI-6 | A | 26 | 232 | 58 | 232 | 58 | 232 | 32 | 232 | 84 | 232 | 32 | 175 | 65 | 135
GRAI-7 | A | 30 | 232 | 60 | 232 | 60 | 232 | 32 | 232 | 84 | 232 | 32 | 175 | 65 | 135
GRAI-8 | A | 26 | 232 | 58 | 232 | 58 | 232 | 32 | 232 | 84 | 232 | 32 | 175 | 65 | 135
GRMO-1 | A | 8 | 43 | 8 | 43 | 8 | 43 | 8 | 43 | 8 | 43 | 8 | 23 | 8 | 23
GYAR-1 | A | 17 | 176 | 42 | 176 | 66 | 176 | 24 | 176 | 60 | 176 | 17 | 176 | 42 | 176
HADHW-1 | A | 7 | 96 | 14 | 96 | 22 | 96 | 13 | 96 | 34 | 96 | 8 | 65 | 17 | 65
HUMR-1 | A | 60 | 533 | 150 | 533 | 200 | 533 | 80 | 533 | 200 | 533 | 62 | 419 | 155 | 251
INDQ-1 | A | 12 | 102 | 31 | 102 | 43 | 102 | 13 | 102 | 34 | 102 | 12 | 72 | 30 | 72
IRNPS-1 | A | 35 | 125 | 45 | 125 | 48 | 285 | 42 | 285 | 68 | 125 | 28 | 125 | 42 | 185
IRNPS-2 | A | 35 | 125 | 45 | 125 | 48 | 285 | 42 | 285 | 68 | 125 | 28 | 125 | 42 | 185
KEAD-1 | A | 29 | 315 | 67 | 315 | 102 | 315 | 48 | 315 | 110 | 315 | 30 | 275 | 75 | 155
KILBW-1 | A | 3 | 56 | 8 | 56 | 13 | 56 | 5 | 56 | 14 | 56 | 4 | 53 | 9 | 47
KILLPG-1 | A | 8 | 225 | 10 | 225 | 10 | 225 | 10 | 225 | 12 | 225 | 4 | 150 | 15 | 150
KILLPG-2 | A | 18 | 225 | 25 | 225 | 25 | 225 | 37 | 225 | 37 | 225 | 22 | 195 | 30 | 195
KILNS-1 | A | 30 | 290 | 72 | 290 | 84 | 290 | 42 | 290 | 114 | 290 | 18 | 104 | 45 | 104
KINO-1 | A | 27 | 255 | 35 | 255 | 35 | 255 | 22 | 255 | 44 | 255 | 14 | 185 | 35 | 185
KINO-2 | A | 27 | 255 | 35 | 255 | 35 | 255 | 22 | 255 | 44 | 255 | 14 | 185 | 35 | 185
KINO-3 | A | 27 | 255 | 35 | 255 | 35 | 255 | 22 | 255 | 41 | 255 | 14 | 185 | 35 | 185
KINO-4 | A | 27 | 255 | 35 | 255 | 35 | 255 | 22 | 255 | 41 | 255 | 14 | 185 | 35 | 185
KLYN-A-1 | A | 24 | 126 | 50 | 126 | 50 | 126 | 34 | 126 | 70 | 126 | 22 | 81 | 34 | 81
LAGA-1 | A | 58 | 505 | 135 | 505 | 158 | 505 | 50 | 425 | 140 | 425 | 56 | 425 | 135 | 330
LARYO-1 | A | 16 | 155 | 40 | 155 | 45 | 155 | 18 | 155 | 45 | 155 | 14 | 120 | 35 | 120
LARYO-2 | A | 16 | 158 | 40 | 158 | 45 | 158 | 18 | 158 | 45 | 158 | 14 | 120 | 35 | 120
LARYO-3 | A | 16 | 158 | 40 | 158 | 45 | 158 | 18 | 158 | 45 | 158 | 14 | 120 | 35 | 120
LARYO-4 | A | 16 | 158 | 40 | 158 | 45 | 158 | 18 | 158 | 45 | 158 | 14 | 120 | 35 | 120
LBAR-1G | A | 1 | 16 | 4 | 16 | 6 | 16 | 2 | 16 | 4 | 16 | 1 | 9 | 4 | 9
LBAR-1 | A | 39 | 360 | 88 | 360 | 88 | 360 | 55 | 360 | 145 | 360 | 41 | 270 | 90 | 270
LITTD1 | A | 57 | 485 | 110 | 485 | 110 | 485 | 66 | 485 | 80 | 485 | 60 | 335 | 150 | 335
LITTD2 | A | 57 | 485 | 110 | 485 | 110 | 485 | 66 | 485 | 80 | 485 | 60 | 335 | 150 | 335
LITTD3 | A | 57 | 485 | 110 | 485 | 110 | 485 | 66 | 485 | 80 | 485 | 60 | 335 | 150 | 335
LOAN-1 | A | 25 | 326 | 51 | 326 | 55 | 326 | 19 | 326 | 50 | 326 | 12 | 276 | 28 | 276
LOAN-2 | A | 25 | 326 | 51 | 326 | 55 | 326 | 19 | 326 | 50 | 326 | 12 | 276 | 28 | 276
LOAN-3 | A | 25 | 326 | 51 | 326 | 55 | 326 | 19 | 326 | 50 | 326 | 12 | 276 | 28 | 276
MEDP-1 | A | 28 | 231 | 72 | 231 | 72 | 231 | 44 | 231 | 110 | 231 | 28 | 190 | 72 | 190
MILWW-1 | A | 6 | 32 | 8 | 54 | 13 | 54 | 5 | 54 | 14 | 54 | 3 | 43 | 8 | 43
MRWD-1 | A | 50 | 384 | 90 | 384 | 100 | 384 | 52 | 384 | 160 | 384 | 52 | 298 | 110 | 298
NANT-1 | A | 0 | 15 | 0 | 15 | 0 | 15 | 0 | 15 | 1 | 15 | 0 | 15 | 0 | 15
PEHE-1 | A | 47 | 435 | 100 | 435 | 100 | 435 | 67 | 435 | 105 | 435 | 64 | 245 | 100 | 245
PEHE-2 | A | 16 | 490 | 40 | 265 | 42 | 490 | 0 | 0 | 0 | 0 | 0 | 490 | 0 | 490
PEMB-11 | A | 36 | 237 | 60 | 237 | 60 | 237 | 31 | 237 | 84 | 237 | 32 | 192 | 62 | 192
PEMB-21 | A | 36 | 237 | 60 | 237 | 60 | 237 | 31 | 237 | 84 | 237 | 32 | 192 | 62 | 192
PEMB-31 | A | 36 | 237 | 60 | 237 | 60 | 237 | 31 | 237 | 84 | 237 | 32 | 192 | 62 | 192
PEMB-41 | A | 36 | 237 | 60 | 237 | 60 | 237 | 31 | 237 | 84 | 237 | 32 | 192 | 62 | 192
PEMB-51 | A | 36 | 237 | 60 | 237 | 60 | 237 | 31 | 237 | 84 | 237 | 32 | 192 | 62 | 192
PETEM1 | A | 20 | 180 | 46 | 180 | 52 | 180 | 24 | 180 | 58 | 180 | 20 | 150 | 50 | 100
RATS-1 | A | 50 | 270 | 90 | 270 | 90 | 270 | 36 | 270 | 50 | 270 | 42 | 105 | 75 | 155
RATS-2 | A | 39 | 270 | 84 | 270 | 90 | 270 | 39 | 155 | 54 | 270 | 42 | 105 | 95 | 155
RATS-3 | A | 39 | 270 | 84 | 270 | 90 | 270 | 39 | 155 | 54 | 270 | 42 | 105 | 95 | 155
RATS-4 | A | 39 | 270 | 84 | 270 | 90 | 270 | 39 | 155 | 54 | 270 | 42 | 105 | 95 | 155
ROCK-1 | A | 36 | 400 | 50 | 400 | 54 | 400 | 60 | 400 | 160 | 400 | 33 | 220 | 53 | 220
ROOS-1 | A | 12 | 140 | 32 | 140 | 32 | 140 | 13 | 140 | 32 | 140 | 13 | 108 | 32 | 108
RUGPS-6 | A | 36 | 243 | 80 | 243 | 80 | 243 | 40 | 243 | 90 | 243 | 40 | 155 | 95 | 105
RUGPS-7 | A | 36 | 243 | 80 | 243 | 80 | 243 | 40 | 243 | 90 | 243 | 40 | 155 | 95 | 105
RYHPS-1 | A | 30 | 305 | 48 | 305 | 66 | 305 | 42 | 305 | 51 | 305 | 30 | 130 | 42 | 68
SCCL-1 | A | 35 | 180 | 70 | 180 | 70 | 180 | 40 | 180 | 95 | 180 | 40 | 100 | 100 | 50
SCCL-2 | A | 35 | 180 | 70 | 180 | 70 | 180 | 40 | 180 | 95 | 180 | 40 | 100 | 100 | 50
SCCL-3 | A | 35 | 180 | 70 | 180 | 70 | 180 | 40 | 180 | 95 | 180 | 40 | 100 | 100 | 50
SEAB-1 | A | 44 | 254 | 125 | 254 | 150 | 254 | 55 | 254 | 150 | 254 | 75 | 164 | 176 | 38
SEAB-2 | A | 31 | 138 | 76 | 138 | 86 | 138 | 32 | 138 | 82 | 138 | 37 | 73 | 90 | 43
SHBA-1 | A | 41 | 255 | 104 | 255 | 115 | 255 | 44 | 255 | 120 | 255 | 39 | 195 | 115 | 40
SHBA-2 | A | 26 | 183 | 64 | 183 | 70 | 183 | 30 | 183 | 80 | 183 | 28 | 103 | 66 | 69
SHOS-1 | A | 18 | 160 | 24 | 160 | 24 | 160 | 30 | 160 | 75 | 160 | 18 | 135 | 24 | 135
SHOT-1 | A | 8 | 75 | 20 | 75 | 32 | 75 | 12 | 75 | 30 | 75 | 12 | 60 | 26 | 45
SIZB-1 | A | 38 | 283 | 45 | 283 | 45 | 283 | 45 | 283 | 45 | 283 | 40 | 283 | 46 | 283
SIZB-2 | A | 38 | 283 | 45 | 283 | 45 | 283 | 45 | 283 | 45 | 283 | 40 | 283 | 46 | 283
SLOY-1 | A | 0 | 38 | 1 | 38 | 1 | 38 | 1 | 38 | 2 | 38 | 0 | 38 | 1 | 30
SLOY-2 | A | 0 | 38 | 1 | 38 | 1 | 38 | 1 | 38 | 2 | 38 | 0 | 38 | 1 | 30
SLOY-3 | A | 0 | 38 | 1 | 38 | 1 | 38 | 1 | 38 | 2 | 38 | 0 | 38 | 1 | 30
SLOY-4 | A | 0 | 28 | 1 | 28 | 1 | 28 | 1 | 28 | 2 | 28 | 0 | 28 | 1 | 22
SPLN-1 | A | 40 | 380 | 100 | 380 | 110 | 380 | 50 | 380 | 120 | 380 | 30 | 380 | 90 | 300
STAY-1 | A | 34 | 221 | 62 | 221 | 62 | 221 | 35 | 221 | 85 | 221 | 33 | 161 | 60 | 161
STAY-2 | A | 34 | 221 | 62 | 221 | 62 | 221 | 35 | 221 | 85 | 221 | 33 | 161 | 60 | 161
STAY-3 | A | 34 | 221 | 62 | 221 | 62 | 221 | 35 | 221 | 85 | 221 | 33 | 161 | 60 | 161
STAY-4 | A | 34 | 221 | 62 | 221 | 62 | 221 | 35 | 221 | 85 | 221 | 33 | 161 | 60 | 161
SUTB-1 | A | 36 | 380 | 104 | 380 | 148 | 380 | 52 | 380 | 132 | 380 | 47 | 250 | 107 | 250
SVRP-10 | A | 20 | 225 | 50 | 225 | 70 | 225 | 32 | 225 | 80 | 225 | 20 | 172 | 50 | 172
SVRP-20 | A | 20 | 225 | 50 | 225 | 70 | 225 | 32 | 225 | 80 | 225 | 20 | 172 | 50 | 172
TESI-1 | A | 40 | 260 | 100 | 260 | 140 | 260 | 60 | 260 | 140 | 260 | 40 | 200 | 120 | 100
TESI-2 | A | 40 | 260 | 100 | 260 | 140 | 260 | 60 | 260 | 140 | 260 | 40 | 200 | 120 | 100
TILB-7 | A | 20 | 160 | 30 | 160 | 30 | 160 | 20 | 160 | 30 | 160 | 6 | 100 | 10 | 100
TILB-8 | A | 20 | 160 | 30 | 160 | 30 | 160 | 20 | 160 | 30 | 160 | 6 | 100 | 10 | 100
TILB-9 | A | 20 | 160 | 30 | 160 | 30 | 160 | 20 | 160 | 30 | 160 | 6 | 100 | 10 | 100
TILB10 | A | 20 | 160 | 30 | 160 | 30 | 160 | 20 | 160 | 30 | 160 | 6 | 100 | 10 | 100
USKM-13 | A | 6 | 49 | 15 | 49 | 17 | 49 | 8 | 49 | 19 | 49 | 7 | 36 | 8 | 36
USKM-14 | A | 6 | 49 | 15 | 49 | 17 | 49 | 8 | 49 | 19 | 49 | 7 | 36 | 8 | 36
USKM-15 | A | 6 | 49 | 15 | 49 | 17 | 49 | 8 | 49 | 19 | 49 | 7 | 36 | 8 | 36
WBUPS-1 | A | 30 | 113 | 48 | 153 | 48 | 153 | 32 | 113 | 50 | 113 | 40 | 153 | 65 | 113
WBUPS-2 | A | 30 | 133 | 48 | 173 | 48 | 173 | 32 | 133 | 50 | 133 | 40 | 173 | 65 | 133
WBUPS-3 | A | 30 | 133 | 48 | 173 | 48 | 173 | 32 | 133 | 50 | 133 | 40 | 173 | 65 | 133
WBUPS-4 | A | 30 | 113 | 48 | 153 | 48 | 153 | 32 | 113 | 50 | 113 | 40 | 153 | 65 | 113
WBURB-1 | A | 22 | 240 | 48 | 240 | 62 | 240 | 27 | 240 | 69 | 240 | 20 | 200 | 50 | 120
WBURB-2 | A | 25 | 255 | 52 | 255 | 62 | 255 | 26 | 255 | 67 | 255 | 22 | 215 | 52 | 135
WBURB-3 | A | 23 | 255 | 48 | 255 | 62 | 255 | 27 | 255 | 67 | 255 | 20 | 215 | 52 | 135
WHILW-1 | A | 31 | 322 | 84 | 322 | 90 | 322 | 33 | 322 | 90 | 322 | 32 | 255 | 86 | 210
WHILW-2 | A | 19 | 163 | 33 | 163 | 35 | 163 | 20 | 163 | 52 | 163 | 21 | 142 | 43 | 119
WLNYO-2 | A | 19 | 182 | 51 | 182 | 54 | 182 | 20 | 182 | 53 | 182 | 20 | 158 | 51 | 130
WLNYW-1 | A | 19 | 182 | 51 | 182 | 54 | 182 | 20 | 182 | 53 | 182 | 20 | 158 | 51 | 130

## Jan 2014
MW Response Capability by BMU
|  | Primary Response (Max MWhrs) | [5 empty] | Secondary Response (Max Mwhrs) |  |  |  | High Frequency Response (Max MWhrs)
UNIT | Mode | 0.2Hz |  | 0.5Hz |  | 0.8Hz |  | 0.2/0.2Hz |  | 0.5/0.5Hz |  | 0.2Hz |  | 0.5Hz
ABTH7 | A | 40 | 250 | 72 | 250 | 72 | 250 | 48 | 250 | 120 | 250 | 38 | 185 | 55 | 185
ABTH8 | A | 40 | 250 | 72 | 250 | 72 | 250 | 48 | 250 | 120 | 250 | 38 | 185 | 55 | 185
ABTH9 | A | 40 | 250 | 72 | 250 | 72 | 250 | 48 | 250 | 120 | 250 | 38 | 185 | 55 | 185
BAGE-1 | A | 30 | 255 | 70 | 255 | 90 | 255 | 35 | 255 | 90 | 255 | 28 | 220 | 70 | 185
BAGE-2 | A | 3 | 17 | 8 | 17 | 12 | 17 | 4 | 17 | 9 | 17 | 2 | 17 | 5 | 17
BARKB2 | A | 33 | 210 | 82 | 210 | 108 | 210 | 39 | 210 | 97 | 210 | 31 | 120 | 84 | 120
BARK-1 | A | 22 | 140 | 55 | 140 | 72 | 140 | 26 | 140 | 65 | 140 | 21 | 80 | 54 | 80
BLLA-1 | A | 6 | 99 | 13 | 99 | 13 | 99 | 15 | 99 | 39 | 99 | 9 | 83 | 16 | 83
BRDUW-1 | A | 6 | 58 | 17 | 58 | 17 | 58 | 7 | 58 | 17 | 58 | 6 | 36 | 17 | 36
BRGG-1 | A | 16 | 110 | 32 | 110 | 48 | 110 | 16 | 110 | 40 | 110 | 14 | 96 | 34 | 46
BRYP-1 | A | 15 | 82 | 25 | 82 | 31 | 82 | 22 | 82 | 37 | 82 | 10 | 82 | 27 | 47
CDCL-1 | A | 30 | 160 | 40 | 160 | 40 | 160 | 34 | 160 | 40 | 160 | 27 | 120 | 40 | 120
CLAC-1 | A | 3 | 28 | 8 | 28 | 13 | 28 | 3 | 36 | 9 | 36 | 3 | 28 | 8 | 28
CNQPS-1 | A | 22 | 126 | 51 | 126 | 70 | 126 | 28 | 126 | 70 | 126 | 20 | 100 | 45 | 100
CNQPS-2 | A | 22 | 126 | 51 | 126 | 70 | 126 | 28 | 126 | 70 | 126 | 20 | 100 | 45 | 100
CNQPS-3 | A | 22 | 126 | 51 | 126 | 70 | 126 | 28 | 126 | 70 | 126 | 20 | 100 | 45 | 100
CNQPS-4 | A | 22 | 126 | 51 | 126 | 70 | 126 | 28 | 126 | 70 | 126 | 20 | 100 | 45 | 100
COCK-1 | A | 15 | 168 | 42 | 168 | 48 | 168 | 10 | 168 | 25 | 168 | 6 | 138 | 7 | 138
COCK-2 | A | 15 | 168 | 42 | 168 | 48 | 168 | 10 | 168 | 25 | 168 | 6 | 138 | 7 | 138
COCK-3 | A | 15 | 168 | 42 | 168 | 48 | 168 | 10 | 168 | 25 | 168 | 6 | 138 | 7 | 138
COCK-4 | A | 15 | 168 | 42 | 168 | 48 | 168 | 10 | 168 | 25 | 168 | 6 | 138 | 7 | 138
CORB-1 | A | 10 | 130 | 30 | 130 | 50 | 130 | 28 | 130 | 60 | 130 | 15 | 95 | 40 | 60
COSO-1 | A | 20 | 380 | 40 | 380 | 50 | 380 | 60 | 380 | 140 | 380 | 17 | 304 | 40 | 304
COTPS-1 | A | 29 | 277 | 50 | 277 | 62 | 277 | 35 | 60 | 63 | 277 | 30 | 122 | 60 | 122
COTPS-2 | A | 29 | 287 | 50 | 287 | 62 | 287 | 35 | 60 | 63 | 287 | 30 | 122 | 60 | 122
COTPS-3 | A | 29 | 287 | 50 | 287 | 62 | 287 | 35 | 60 | 63 | 287 | 30 | 122 | 60 | 122
COTPS-4 | A | 29 | 277 | 50 | 277 | 62 | 277 | 35 | 60 | 63 | 277 | 30 | 122 | 60 | 122
COWE1 | A | 7 | 30 | 17 | 30 | 17 | 30 | 7 | 30 | 17 | 30 | 7 | 30 | 17 | 30
COWE2 | A | 7 | 30 | 17 | 30 | 17 | 30 | 7 | 30 | 17 | 30 | 7 | 30 | 17 | 30
CRUA-1 | A | 10 | 110 | 25 | 110 | 37 | 110 | 12 | 110 | 30 | 110 | 10 | 84 | 25 | 48
CRUA-2 | A | 10 | 110 | 25 | 110 | 37 | 110 | 12 | 110 | 30 | 110 | 10 | 84 | 25 | 48
CRUA-3 | A | 7 | 30 | 15 | 30 | 21 | 30 | 9 | 30 | 24 | 30 | 5 | 25 | 13 | 15
CRUA-4 | A | 7 | 30 | 15 | 30 | 21 | 30 | 9 | 30 | 24 | 30 | 5 | 25 | 13 | 15
DAMC-1 | A | 64 | 380 | 136 | 380 | 156 | 380 | 80 | 380 | 180 | 380 | 60 | 293 | 190 | 128
DEEP-1 | A | 20 | 180 | 60 | 180 | 86 | 180 | 22 | 180 | 80 | 180 | 24 | 96 | 52 | 96
DERW-1 | A | 13 | 90 | 35 | 90 | 45 | 90 | 16 | 90 | 40 | 90 | 16 | 90 | 32 | 72
DIDCB5 | A | 40 | 330 | 104 | 330 | 125 | 330 | 55 | 330 | 140 | 330 | 40 | 185 | 105 | 185
DIDCB6 | A | 50 | 250 | 105 | 250 | 105 | 250 | 50 | 250 | 130 | 250 | 50 | 153 | 110 | 103
DIDC1 | A | 42 | 225 | 85 | 225 | 85 | 225 | 24 | 225 | 62 | 120 | 24 | 73 | 60 | 147
DIDC2 | A | 42 | 225 | 85 | 225 | 85 | 225 | 24 | 225 | 62 | 120 | 24 | 73 | 60 | 147
DIDC3 | A | 42 | 225 | 85 | 225 | 85 | 225 | 24 | 225 | 62 | 120 | 24 | 73 | 60 | 147
DIDC4 | A | 42 | 225 | 85 | 225 | 85 | 225 | 24 | 225 | 62 | 120 | 24 | 73 | 60 | 147
DINO-1 | A | 14 | 138 | 39 | 138 | 58 | 138 | 28 | 138 | 72 | 138 | 14 | 118 | 36 | 88
DINO-2 | A | 14 | 138 | 39 | 138 | 58 | 138 | 28 | 138 | 72 | 138 | 14 | 118 | 36 | 88
DINO-3 | A | 14 | 138 | 39 | 138 | 58 | 138 | 28 | 138 | 72 | 138 | 14 | 118 | 36 | 88
DINO-4 | A | 14 | 138 | 39 | 138 | 58 | 138 | 28 | 138 | 72 | 138 | 14 | 118 | 36 | 88
DINO-5 | A | 14 | 138 | 39 | 138 | 58 | 138 | 28 | 138 | 72 | 138 | 14 | 118 | 36 | 88
DINO-6 | A | 14 | 138 | 39 | 138 | 58 | 138 | 28 | 138 | 72 | 138 | 14 | 118 | 36 | 88
DRAXX-1 | A | 68 | 345 | 100 | 345 | 100 | 345 | 64 | 95 | 110 | 345 | 60 | 225 | 70 | 225
DRAXX-2 | A | 68 | 345 | 100 | 345 | 100 | 345 | 64 | 95 | 110 | 345 | 60 | 225 | 70 | 225
DRAXX-3 | A | 68 | 345 | 100 | 345 | 100 | 345 | 64 | 95 | 110 | 345 | 60 | 225 | 70 | 225
DRAXX-4 | A | 68 | 345 | 100 | 345 | 100 | 345 | 64 | 95 | 110 | 345 | 60 | 225 | 70 | 225
DRAXX-5 | A | 68 | 345 | 100 | 345 | 100 | 345 | 64 | 95 | 110 | 345 | 60 | 225 | 70 | 225
DRAXX-6 | A | 68 | 345 | 100 | 345 | 100 | 345 | 64 | 95 | 110 | 345 | 60 | 225 | 70 | 225
EECL-1 | A | 20 | 178 | 25 | 178 | 25 | 178 | 32 | 178 | 81 | 178 | 20 | 143 | 25 | 143
EGGPS-1 | A | 45 | 205 | 83 | 205 | 83 | 205 | 49 | 205 | 110 | 205 | 33 | 95 | 60 | 95
EGGPS-2 | A | 45 | 205 | 83 | 205 | 83 | 205 | 49 | 205 | 110 | 205 | 33 | 95 | 60 | 95
EGGPS-3 | A | 45 | 205 | 83 | 205 | 83 | 205 | 49 | 205 | 110 | 205 | 33 | 95 | 60 | 95
EGGPS-4 | A | 45 | 205 | 83 | 205 | 83 | 205 | 49 | 205 | 110 | 205 | 33 | 95 | 60 | 95
ERRO-1 | A | 1 | 21 | 1 | 21 | 1 | 21 | 2 | 21 | 5 | 21 | 1 | 17 | 1 | 17
ERRO-2 | A | 1 | 21 | 1 | 21 | 1 | 21 | 2 | 21 | 5 | 21 | 1 | 17 | 1 | 17
ERRO-3 | A | 1 | 21 | 1 | 21 | 1 | 21 | 2 | 21 | 5 | 21 | 1 | 17 | 1 | 17
FAARW-1 | A | 2 | 37 | 4 | 37 | 4 | 37 | 4 | 37 | 12 | 37 | 2 | 33 | 4 | 33
FAARW-2 | A | 2 | 37 | 4 | 37 | 4 | 37 | 4 | 37 | 12 | 37 | 2 | 33 | 4 | 33
FASN-1 | A | 0 | 15 | 1 | 15 | 1 | 15 | 1 | 15 | 2 | 15 | 0 | 15 | 1 | 12
FASN-2 | A | 0 | 15 | 1 | 15 | 1 | 15 | 1 | 15 | 2 | 15 | 0 | 15 | 1 | 12
FASN-3 | A | 0 | 15 | 1 | 15 | 1 | 15 | 1 | 15 | 2 | 15 | 0 | 15 | 1 | 12
FAWL1 | A | 36 | 244 | 77 | 244 | 77 | 244 | 10 | 244 | 10 | 244 | 40 | 98 | 91 | 145
FAWL3 | A | 36 | 244 | 77 | 244 | 77 | 244 | 10 | 244 | 10 | 244 | 40 | 98 | 91 | 145
FAWN-1 | A | 10 | 52 | 25 | 52 | 40 | 52 | 13 | 52 | 32 | 52 | 11 | 37 | 27 | 27
FELL-1 | A | 9 | 63 | 21 | 63 | 22 | 63 | 10 | 63 | 24 | 63 | 9 | 63 | 22 | 63
FERR-1 | A | 25 | 150 | 45 | 250 | 56 | 250 | 40 | 250 | 60 | 250 | 34 | 80 | 59 | 150
FERR-2 | A | 25 | 150 | 45 | 250 | 56 | 250 | 40 | 250 | 60 | 250 | 34 | 80 | 59 | 150
FERR-3 | A | 25 | 150 | 45 | 250 | 56 | 250 | 40 | 250 | 60 | 250 | 34 | 80 | 59 | 150
FERR-4 | A | 25 | 150 | 45 | 250 | 56 | 250 | 40 | 250 | 60 | 250 | 34 | 80 | 59 | 150
FFES-1 | A | 10 | 35 | 27 | 35 | 30 | 35 | 9 | 35 | 22 | 35 | 4 | 27 | 6 | 27
FFES-2 | A | 10 | 35 | 27 | 35 | 30 | 35 | 9 | 35 | 22 | 35 | 4 | 27 | 6 | 27
FFES-3 | A | 10 | 35 | 27 | 35 | 30 | 35 | 9 | 35 | 22 | 35 | 4 | 27 | 6 | 27
FFES-4 | A | 10 | 35 | 27 | 35 | 30 | 35 | 9 | 35 | 22 | 35 | 4 | 27 | 6 | 27
FIDL-1 | A | 13 | 205 | 20 | 205 | 23 | 205 | 35 | 100 | 40 | 147 | 30 | 147 | 50 | 147
FIDL-2 | A | 13 | 205 | 20 | 205 | 23 | 205 | 35 | 100 | 40 | 147 | 30 | 147 | 50 | 147
FIDL-3 | A | 13 | 205 | 20 | 205 | 23 | 205 | 35 | 100 | 40 | 147 | 30 | 147 | 50 | 147
FIDL-4 | A | 13 | 205 | 20 | 205 | 23 | 205 | 35 | 100 | 40 | 147 | 30 | 147 | 50 | 147
FIFE-1 | A | 6 | 63 | 12 | 63 | 12 | 63 | 11 | 63 | 24 | 63 | 6 | 53 | 8 | 53
FINL-1 | A | 0 | 14 | 1 | 14 | 1 | 14 | 1 | 14 | 2 | 14 | 0 | 14 | 1 | 11
FOYE-1 | A | 6 | 60 | 13 | 60 | 16 | 60 | 11 | 60 | 27 | 60 | 5 | 30 | 11 | 30
FOYE-2 | A | 6 | 60 | 13 | 60 | 16 | 60 | 11 | 60 | 27 | 60 | 5 | 30 | 11 | 30
GNFSW-1 | A | 11 | 100 | 30 | 100 | 30 | 100 | 12 | 100 | 31 | 100 | 12 | 70 | 30 | 70
GNFSW-2 | A | 7 | 64 | 18 | 64 | 18 | 64 | 8 | 64 | 18 | 64 | 6 | 49 | 15 | 49
GORDW-1 | A | 6 | 62 | 16 | 56 | 26 | 45 | 7 | 62 | 18 | 62 | 6 | 56 | 16 | 45
GRAI-1 | A | 43 | 485 | 100 | 485 | 160 | 485 | 60 | 485 | 140 | 485 | 33 | 0 | 60 | 345
GRAI-3 | A | 43 | 485 | 100 | 485 | 160 | 485 | 60 | 485 | 140 | 485 | 33 | 0 | 60 | 345
GRAI-4 | A | 43 | 485 | 100 | 485 | 160 | 485 | 60 | 485 | 140 | 485 | 33 | 0 | 60 | 345
GRAI-6 | A | 26 | 232 | 58 | 232 | 58 | 232 | 32 | 232 | 84 | 232 | 32 | 175 | 65 | 135
GRAI-7 | A | 30 | 232 | 60 | 232 | 60 | 232 | 32 | 232 | 84 | 232 | 32 | 175 | 65 | 135
GRAI-8 | A | 26 | 232 | 58 | 232 | 58 | 232 | 32 | 232 | 84 | 232 | 32 | 175 | 65 | 135
GRMO-1 | A | 8 | 43 | 8 | 43 | 8 | 43 | 8 | 43 | 8 | 43 | 8 | 23 | 8 | 23
GYAR-1 | A | 17 | 176 | 42 | 176 | 66 | 176 | 24 | 176 | 60 | 176 | 17 | 176 | 42 | 176
HADHW-1 | A | 7 | 96 | 14 | 96 | 22 | 96 | 13 | 96 | 34 | 96 | 8 | 65 | 17 | 65
HUMR-1 | A | 60 | 533 | 150 | 533 | 200 | 533 | 80 | 533 | 200 | 533 | 62 | 419 | 155 | 251
INDQ-1 | A | 12 | 102 | 31 | 102 | 43 | 102 | 13 | 102 | 34 | 102 | 12 | 72 | 30 | 72
IRNPS-1 | A | 35 | 125 | 45 | 125 | 48 | 285 | 42 | 285 | 68 | 125 | 28 | 125 | 42 | 185
IRNPS-2 | A | 35 | 125 | 45 | 125 | 48 | 285 | 42 | 285 | 68 | 125 | 28 | 125 | 42 | 185
KEAD-1 | A | 29 | 315 | 67 | 315 | 102 | 315 | 48 | 315 | 110 | 315 | 30 | 275 | 75 | 155
KILBW-1 | A | 3 | 56 | 8 | 56 | 13 | 56 | 5 | 56 | 14 | 56 | 4 | 53 | 9 | 47
KILLPG-1 | A | 8 | 225 | 10 | 225 | 10 | 225 | 10 | 225 | 12 | 225 | 4 | 150 | 15 | 150
KILLPG-2 | A | 18 | 225 | 25 | 225 | 25 | 225 | 37 | 225 | 37 | 225 | 22 | 195 | 30 | 195
KILNS-1 | A | 30 | 290 | 72 | 290 | 84 | 290 | 42 | 290 | 114 | 290 | 18 | 104 | 45 | 104
KINO-1 | A | 27 | 255 | 35 | 255 | 35 | 255 | 22 | 255 | 44 | 255 | 14 | 185 | 35 | 185
KINO-2 | A | 27 | 255 | 35 | 255 | 35 | 255 | 22 | 255 | 44 | 255 | 14 | 185 | 35 | 185
KINO-3 | A | 27 | 255 | 35 | 255 | 35 | 255 | 22 | 255 | 41 | 255 | 14 | 185 | 35 | 185
KINO-4 | A | 27 | 255 | 35 | 255 | 35 | 255 | 22 | 255 | 41 | 255 | 14 | 185 | 35 | 185
KLYN-A-1 | A | 24 | 126 | 50 | 126 | 50 | 126 | 34 | 126 | 70 | 126 | 22 | 81 | 34 | 81
LAGA-1 | A | 58 | 505 | 135 | 505 | 158 | 505 | 50 | 425 | 140 | 425 | 56 | 425 | 135 | 330
LARYO-1 | A | 16 | 155 | 40 | 155 | 45 | 155 | 18 | 155 | 45 | 155 | 14 | 120 | 35 | 120
LARYO-2 | A | 16 | 158 | 40 | 158 | 45 | 158 | 18 | 158 | 45 | 158 | 14 | 120 | 35 | 120
LARYO-3 | A | 16 | 158 | 40 | 158 | 45 | 158 | 18 | 158 | 45 | 158 | 14 | 120 | 35 | 120
LARYO-4 | A | 16 | 158 | 40 | 158 | 45 | 158 | 18 | 158 | 45 | 158 | 14 | 120 | 35 | 120
LBAR-1G | A | 1 | 16 | 4 | 16 | 6 | 16 | 2 | 16 | 4 | 16 | 1 | 9 | 4 | 9
LBAR-1 | A | 39 | 360 | 88 | 360 | 88 | 360 | 55 | 360 | 145 | 360 | 41 | 270 | 90 | 270
LITTD1 | A | 57 | 485 | 110 | 485 | 110 | 485 | 66 | 485 | 80 | 485 | 60 | 335 | 150 | 335
LITTD2 | A | 57 | 485 | 110 | 485 | 110 | 485 | 66 | 485 | 80 | 485 | 60 | 335 | 150 | 335
LITTD3 | A | 57 | 485 | 110 | 485 | 110 | 485 | 66 | 485 | 80 | 485 | 60 | 335 | 150 | 335
LOAN-1 | A | 25 | 326 | 51 | 326 | 55 | 326 | 19 | 326 | 50 | 326 | 12 | 276 | 28 | 276
LOAN-2 | A | 25 | 326 | 51 | 326 | 55 | 326 | 19 | 326 | 50 | 326 | 12 | 276 | 28 | 276
LOAN-3 | A | 25 | 326 | 51 | 326 | 55 | 326 | 19 | 326 | 50 | 326 | 12 | 276 | 28 | 276
MEDP-1 | A | 28 | 231 | 72 | 231 | 72 | 231 | 44 | 231 | 110 | 231 | 28 | 190 | 72 | 190
MILWW-1 | A | 6 | 32 | 8 | 54 | 13 | 54 | 5 | 54 | 14 | 54 | 3 | 43 | 8 | 43
MRWD-1 | A | 50 | 384 | 90 | 384 | 100 | 384 | 52 | 384 | 160 | 384 | 52 | 298 | 110 | 298
NANT-1 | A | 0 | 15 | 0 | 15 | 0 | 15 | 0 | 15 | 1 | 15 | 0 | 15 | 0 | 15
PEHE-1 | A | 47 | 435 | 100 | 435 | 100 | 435 | 67 | 435 | 105 | 435 | 64 | 245 | 100 | 245
PEHE-2 | A | 16 | 490 | 40 | 265 | 42 | 490 | 0 | 0 | 0 | 0 | 0 | 490 | 0 | 490
PEMB-11 | A | 36 | 237 | 60 | 237 | 60 | 237 | 31 | 237 | 84 | 237 | 32 | 192 | 62 | 192
PEMB-21 | A | 36 | 237 | 60 | 237 | 60 | 237 | 31 | 237 | 84 | 237 | 32 | 192 | 62 | 192
PEMB-31 | A | 36 | 237 | 60 | 237 | 60 | 237 | 31 | 237 | 84 | 237 | 32 | 192 | 62 | 192
PEMB-41 | A | 36 | 237 | 60 | 237 | 60 | 237 | 31 | 237 | 84 | 237 | 32 | 192 | 62 | 192
PEMB-51 | A | 36 | 237 | 60 | 237 | 60 | 237 | 31 | 237 | 84 | 237 | 32 | 192 | 62 | 192
PETEM1 | A | 20 | 180 | 46 | 180 | 52 | 180 | 24 | 180 | 58 | 180 | 20 | 150 | 50 | 100
RATS-1 | A | 50 | 270 | 90 | 270 | 90 | 270 | 36 | 270 | 50 | 270 | 42 | 105 | 75 | 155
RATS-2 | A | 39 | 270 | 84 | 270 | 90 | 270 | 39 | 155 | 54 | 270 | 42 | 105 | 95 | 155
RATS-3 | A | 39 | 270 | 84 | 270 | 90 | 270 | 39 | 155 | 54 | 270 | 42 | 105 | 95 | 155
RATS-4 | A | 39 | 270 | 84 | 270 | 90 | 270 | 39 | 155 | 54 | 270 | 42 | 105 | 95 | 155
ROCK-1 | A | 36 | 400 | 50 | 400 | 54 | 400 | 60 | 400 | 160 | 400 | 33 | 220 | 53 | 220
ROOS-1 | A | 12 | 140 | 32 | 140 | 32 | 140 | 13 | 140 | 32 | 140 | 13 | 108 | 32 | 108
RUGPS-6 | A | 36 | 243 | 80 | 243 | 80 | 243 | 40 | 243 | 90 | 243 | 40 | 155 | 95 | 105
RUGPS-7 | A | 36 | 243 | 80 | 243 | 80 | 243 | 40 | 243 | 90 | 243 | 40 | 155 | 95 | 105
RYHPS-1 | A | 30 | 305 | 48 | 305 | 66 | 305 | 42 | 305 | 51 | 305 | 30 | 130 | 42 | 68
SCCL-1 | A | 35 | 180 | 70 | 180 | 70 | 180 | 40 | 180 | 95 | 180 | 40 | 100 | 100 | 50
SCCL-2 | A | 35 | 180 | 70 | 180 | 70 | 180 | 40 | 180 | 95 | 180 | 40 | 100 | 100 | 50
SCCL-3 | A | 35 | 180 | 70 | 180 | 70 | 180 | 40 | 180 | 95 | 180 | 40 | 100 | 100 | 50
SEAB-1 | A | 44 | 254 | 125 | 254 | 150 | 254 | 55 | 254 | 150 | 254 | 75 | 164 | 176 | 38
SEAB-2 | A | 31 | 138 | 76 | 138 | 86 | 138 | 32 | 138 | 82 | 138 | 37 | 73 | 90 | 43
SHBA-1 | A | 41 | 255 | 104 | 255 | 115 | 255 | 44 | 255 | 120 | 255 | 39 | 195 | 115 | 40
SHBA-2 | A | 26 | 183 | 64 | 183 | 70 | 183 | 30 | 183 | 80 | 183 | 28 | 103 | 66 | 69
SHOS-1 | A | 18 | 160 | 24 | 160 | 24 | 160 | 30 | 160 | 75 | 160 | 18 | 135 | 24 | 135
SHOT-1 | A | 8 | 75 | 20 | 75 | 32 | 75 | 12 | 75 | 30 | 75 | 12 | 60 | 26 | 45
SIZB-1 | A | 38 | 283 | 45 | 283 | 45 | 283 | 45 | 283 | 45 | 283 | 40 | 283 | 46 | 283
SIZB-2 | A | 38 | 283 | 45 | 283 | 45 | 283 | 45 | 283 | 45 | 283 | 40 | 283 | 46 | 283
SLOY-1 | A | 0 | 38 | 1 | 38 | 1 | 38 | 1 | 38 | 2 | 38 | 0 | 38 | 1 | 30
SLOY-2 | A | 0 | 38 | 1 | 38 | 1 | 38 | 1 | 38 | 2 | 38 | 0 | 38 | 1 | 30
SLOY-3 | A | 0 | 38 | 1 | 38 | 1 | 38 | 1 | 38 | 2 | 38 | 0 | 38 | 1 | 30
SLOY-4 | A | 0 | 28 | 1 | 28 | 1 | 28 | 1 | 28 | 2 | 28 | 0 | 28 | 1 | 22
SPLN-1 | A | 40 | 380 | 100 | 380 | 110 | 380 | 50 | 380 | 120 | 380 | 30 | 380 | 90 | 300
STAY-1 | A | 34 | 221 | 62 | 221 | 62 | 221 | 35 | 221 | 85 | 221 | 33 | 161 | 60 | 161
STAY-2 | A | 34 | 221 | 62 | 221 | 62 | 221 | 35 | 221 | 85 | 221 | 33 | 161 | 60 | 161
STAY-3 | A | 34 | 221 | 62 | 221 | 62 | 221 | 35 | 221 | 85 | 221 | 33 | 161 | 60 | 161
STAY-4 | A | 34 | 221 | 62 | 221 | 62 | 221 | 35 | 221 | 85 | 221 | 33 | 161 | 60 | 161
SUTB-1 | A | 36 | 380 | 104 | 380 | 148 | 380 | 52 | 380 | 132 | 380 | 47 | 250 | 107 | 250
SVRP-10 | A | 20 | 225 | 50 | 225 | 70 | 225 | 32 | 225 | 80 | 225 | 20 | 172 | 50 | 172
SVRP-20 | A | 20 | 225 | 50 | 225 | 70 | 225 | 32 | 225 | 80 | 225 | 20 | 172 | 50 | 172
TESI-1 | A | 40 | 260 | 100 | 260 | 140 | 260 | 60 | 260 | 140 | 260 | 40 | 200 | 120 | 100
TESI-2 | A | 40 | 260 | 100 | 260 | 140 | 260 | 60 | 260 | 140 | 260 | 40 | 200 | 120 | 100
TILB-7 | A | 20 | 160 | 30 | 160 | 30 | 160 | 20 | 160 | 30 | 160 | 6 | 100 | 10 | 100
TILB-8 | A | 20 | 160 | 30 | 160 | 30 | 160 | 20 | 160 | 30 | 160 | 6 | 100 | 10 | 100
TILB-9 | A | 20 | 160 | 30 | 160 | 30 | 160 | 20 | 160 | 30 | 160 | 6 | 100 | 10 | 100
TILB10 | A | 20 | 160 | 30 | 160 | 30 | 160 | 20 | 160 | 30 | 160 | 6 | 100 | 10 | 100
USKM-13 | A | 6 | 49 | 15 | 49 | 17 | 49 | 8 | 49 | 19 | 49 | 7 | 36 | 8 | 36
USKM-14 | A | 6 | 49 | 15 | 49 | 17 | 49 | 8 | 49 | 19 | 49 | 7 | 36 | 8 | 36
USKM-15 | A | 6 | 49 | 15 | 49 | 17 | 49 | 8 | 49 | 19 | 49 | 7 | 36 | 8 | 36
WBUPS-1 | A | 30 | 113 | 48 | 153 | 48 | 153 | 32 | 113 | 50 | 113 | 40 | 153 | 65 | 113
WBUPS-2 | A | 30 | 133 | 48 | 173 | 48 | 173 | 32 | 133 | 50 | 133 | 40 | 173 | 65 | 133
WBUPS-3 | A | 30 | 133 | 48 | 173 | 48 | 173 | 32 | 133 | 50 | 133 | 40 | 173 | 65 | 133
WBUPS-4 | A | 30 | 113 | 48 | 153 | 48 | 153 | 32 | 113 | 50 | 113 | 40 | 153 | 65 | 113
WBURB-1 | A | 22 | 240 | 48 | 240 | 62 | 240 | 27 | 240 | 69 | 240 | 20 | 200 | 50 | 120
WBURB-2 | A | 25 | 255 | 52 | 255 | 62 | 255 | 26 | 255 | 67 | 255 | 22 | 215 | 52 | 135
WBURB-3 | A | 23 | 255 | 48 | 255 | 62 | 255 | 27 | 255 | 67 | 255 | 20 | 215 | 52 | 135
WHILW-1 | A | 31 | 322 | 84 | 322 | 90 | 322 | 33 | 322 | 90 | 322 | 32 | 255 | 86 | 210
WLNYO-2 | A | 19 | 182 | 51 | 182 | 54 | 182 | 20 | 182 | 53 | 182 | 20 | 158 | 51 | 130
WLNYW-1 | A | 19 | 182 | 51 | 182 | 54 | 182 | 20 | 182 | 53 | 182 | 20 | 158 | 51 | 130

## Dec 2013
MW Response Capability by BMU
|  | Primary Response (Max MWhrs) | [5 empty] | Secondary Response (Max Mwhrs) |  |  |  | High Frequency Response (Max MWhrs)
UNIT | Mode | 0.2Hz |  | 0.5Hz |  | 0.8Hz |  | 0.2/0.2Hz |  | 0.5/0.5Hz |  | 0.2Hz |  | 0.5Hz
ABTH7 | A | 40 | 250 | 72 | 250 | 72 | 250 | 48 | 250 | 120 | 250 | 38 | 185 | 55 | 185
ABTH8 | A | 40 | 250 | 72 | 250 | 72 | 250 | 48 | 250 | 120 | 250 | 38 | 185 | 55 | 185
ABTH9 | A | 40 | 250 | 72 | 250 | 72 | 250 | 48 | 250 | 120 | 250 | 38 | 185 | 55 | 185
BAGE-1 | A | 30 | 255 | 70 | 255 | 90 | 255 | 35 | 255 | 90 | 255 | 28 | 220 | 70 | 185
BAGE-2 | A | 3 | 17 | 8 | 17 | 12 | 17 | 4 | 17 | 9 | 17 | 2 | 17 | 5 | 17
BARKB2 | A | 33 | 210 | 82 | 210 | 108 | 210 | 39 | 210 | 97 | 210 | 31 | 120 | 84 | 120
BARK-1 | A | 22 | 140 | 55 | 140 | 72 | 140 | 26 | 140 | 65 | 140 | 21 | 80 | 54 | 80
BLLA-1 | A | 6 | 99 | 13 | 99 | 13 | 99 | 15 | 99 | 39 | 99 | 9 | 83 | 16 | 83
BRDUW-1 | A | 6 | 58 | 17 | 58 | 17 | 58 | 7 | 58 | 17 | 58 | 6 | 36 | 17 | 36
BRGG-1 | A | 16 | 110 | 32 | 110 | 48 | 110 | 16 | 110 | 40 | 110 | 14 | 96 | 34 | 46
BRYP-1 | A | 15 | 82 | 25 | 82 | 31 | 82 | 22 | 82 | 37 | 82 | 10 | 82 | 27 | 47
CDCL-1 | A | 30 | 160 | 40 | 160 | 40 | 160 | 34 | 160 | 40 | 160 | 27 | 120 | 40 | 120
CLAC-1 | A | 3 | 28 | 8 | 28 | 13 | 28 | 3 | 36 | 9 | 36 | 3 | 28 | 8 | 28
CNQPS-1 | A | 22 | 126 | 51 | 126 | 70 | 126 | 28 | 126 | 70 | 126 | 20 | 100 | 45 | 100
CNQPS-2 | A | 22 | 126 | 51 | 126 | 70 | 126 | 28 | 126 | 70 | 126 | 20 | 100 | 45 | 100
CNQPS-3 | A | 22 | 126 | 51 | 126 | 70 | 126 | 28 | 126 | 70 | 126 | 20 | 100 | 45 | 100
CNQPS-4 | A | 22 | 126 | 51 | 126 | 70 | 126 | 28 | 126 | 70 | 126 | 20 | 100 | 45 | 100
COCK-1 | A | 15 | 168 | 42 | 168 | 48 | 168 | 10 | 168 | 25 | 168 | 6 | 138 | 7 | 138
COCK-2 | A | 15 | 168 | 42 | 168 | 48 | 168 | 10 | 168 | 25 | 168 | 6 | 138 | 7 | 138
COCK-3 | A | 15 | 168 | 42 | 168 | 48 | 168 | 10 | 168 | 25 | 168 | 6 | 138 | 7 | 138
COCK-4 | A | 15 | 168 | 42 | 168 | 48 | 168 | 10 | 168 | 25 | 168 | 6 | 138 | 7 | 138
CORB-1 | A | 10 | 130 | 30 | 130 | 50 | 130 | 28 | 130 | 60 | 130 | 15 | 95 | 40 | 60
COSO-1 | A | 20 | 380 | 40 | 380 | 50 | 380 | 60 | 380 | 140 | 380 | 17 | 304 | 40 | 304
COTPS-1 | A | 29 | 277 | 50 | 277 | 62 | 277 | 35 | 60 | 63 | 277 | 30 | 122 | 60 | 122
COTPS-2 | A | 29 | 287 | 50 | 287 | 62 | 287 | 35 | 60 | 63 | 287 | 30 | 122 | 60 | 122
COTPS-3 | A | 29 | 287 | 50 | 287 | 62 | 287 | 35 | 60 | 63 | 287 | 30 | 122 | 60 | 122
COTPS-4 | A | 29 | 277 | 50 | 277 | 62 | 277 | 35 | 60 | 63 | 277 | 30 | 122 | 60 | 122
COWE1 | A | 7 | 30 | 17 | 30 | 17 | 30 | 7 | 30 | 17 | 30 | 7 | 30 | 17 | 30
COWE2 | A | 7 | 30 | 17 | 30 | 17 | 30 | 7 | 30 | 17 | 30 | 7 | 30 | 17 | 30
CRUA-1 | A | 10 | 110 | 25 | 110 | 37 | 110 | 12 | 110 | 30 | 110 | 10 | 84 | 25 | 48
CRUA-2 | A | 10 | 110 | 25 | 110 | 37 | 110 | 12 | 110 | 30 | 110 | 10 | 84 | 25 | 48
CRUA-3 | A | 7 | 30 | 15 | 30 | 21 | 30 | 9 | 30 | 24 | 30 | 5 | 25 | 13 | 15
CRUA-4 | A | 7 | 30 | 15 | 30 | 21 | 30 | 9 | 30 | 24 | 30 | 5 | 25 | 13 | 15
DAMC-1 | A | 64 | 380 | 136 | 380 | 156 | 380 | 80 | 380 | 180 | 380 | 60 | 293 | 190 | 128
DEEP-1 | A | 20 | 180 | 60 | 180 | 86 | 180 | 22 | 180 | 80 | 180 | 24 | 96 | 52 | 96
DERW-1 | A | 13 | 90 | 35 | 90 | 45 | 90 | 16 | 90 | 40 | 90 | 16 | 90 | 32 | 72
DIDCB5 | A | 40 | 330 | 104 | 330 | 125 | 330 | 55 | 330 | 140 | 330 | 40 | 185 | 105 | 185
DIDCB6 | A | 50 | 250 | 105 | 250 | 105 | 250 | 50 | 250 | 130 | 250 | 50 | 153 | 110 | 103
DIDC1 | A | 42 | 225 | 85 | 225 | 85 | 225 | 24 | 225 | 62 | 120 | 24 | 73 | 60 | 147
DIDC2 | A | 42 | 225 | 85 | 225 | 85 | 225 | 24 | 225 | 62 | 120 | 24 | 73 | 60 | 147
DIDC3 | A | 42 | 225 | 85 | 225 | 85 | 225 | 24 | 225 | 62 | 120 | 24 | 73 | 60 | 147
DIDC4 | A | 42 | 225 | 85 | 225 | 85 | 225 | 24 | 225 | 62 | 120 | 24 | 73 | 60 | 147
DINO-1 | A | 14 | 138 | 39 | 138 | 58 | 138 | 28 | 138 | 72 | 138 | 14 | 118 | 36 | 88
DINO-2 | A | 14 | 138 | 39 | 138 | 58 | 138 | 28 | 138 | 72 | 138 | 14 | 118 | 36 | 88
DINO-3 | A | 14 | 138 | 39 | 138 | 58 | 138 | 28 | 138 | 72 | 138 | 14 | 118 | 36 | 88
DINO-4 | A | 14 | 138 | 39 | 138 | 58 | 138 | 28 | 138 | 72 | 138 | 14 | 118 | 36 | 88
DINO-5 | A | 14 | 138 | 39 | 138 | 58 | 138 | 28 | 138 | 72 | 138 | 14 | 118 | 36 | 88
DINO-6 | A | 14 | 138 | 39 | 138 | 58 | 138 | 28 | 138 | 72 | 138 | 14 | 118 | 36 | 88
DRAXX-1 | A | 68 | 345 | 100 | 345 | 100 | 345 | 64 | 95 | 110 | 345 | 60 | 225 | 70 | 225
DRAXX-2 | A | 68 | 345 | 100 | 345 | 100 | 345 | 64 | 95 | 110 | 345 | 60 | 225 | 70 | 225
DRAXX-3 | A | 68 | 345 | 100 | 345 | 100 | 345 | 64 | 95 | 110 | 345 | 60 | 225 | 70 | 225
DRAXX-4 | A | 68 | 345 | 100 | 345 | 100 | 345 | 64 | 95 | 110 | 345 | 60 | 225 | 70 | 225
DRAXX-5 | A | 68 | 345 | 100 | 345 | 100 | 345 | 64 | 95 | 110 | 345 | 60 | 225 | 70 | 225
DRAXX-6 | A | 68 | 345 | 100 | 345 | 100 | 345 | 64 | 95 | 110 | 345 | 60 | 225 | 70 | 225
EECL-1 | A | 20 | 178 | 25 | 178 | 25 | 178 | 32 | 178 | 81 | 178 | 20 | 143 | 25 | 143
EGGPS-1 | A | 45 | 205 | 83 | 205 | 83 | 205 | 49 | 205 | 110 | 205 | 33 | 95 | 60 | 95
EGGPS-2 | A | 45 | 205 | 83 | 205 | 83 | 205 | 49 | 205 | 110 | 205 | 33 | 95 | 60 | 95
EGGPS-3 | A | 45 | 205 | 83 | 205 | 83 | 205 | 49 | 205 | 110 | 205 | 33 | 95 | 60 | 95
EGGPS-4 | A | 45 | 205 | 83 | 205 | 83 | 205 | 49 | 205 | 110 | 205 | 33 | 95 | 60 | 95
ERRO-1 | A | 1 | 21 | 1 | 21 | 1 | 21 | 2 | 21 | 5 | 21 | 1 | 17 | 1 | 17
ERRO-2 | A | 1 | 21 | 1 | 21 | 1 | 21 | 2 | 21 | 5 | 21 | 1 | 17 | 1 | 17
ERRO-3 | A | 1 | 21 | 1 | 21 | 1 | 21 | 2 | 21 | 5 | 21 | 1 | 17 | 1 | 17
FAARW-1 | A | 2 | 37 | 4 | 37 | 4 | 37 | 4 | 37 | 12 | 37 | 2 | 33 | 4 | 33
FAARW-2 | A | 2 | 37 | 4 | 37 | 4 | 37 | 4 | 37 | 12 | 37 | 2 | 33 | 4 | 33
FASN-1 | A | 0 | 15 | 1 | 15 | 1 | 15 | 1 | 15 | 2 | 15 | 0 | 15 | 1 | 12
FASN-2 | A | 0 | 15 | 1 | 15 | 1 | 15 | 1 | 15 | 2 | 15 | 0 | 15 | 1 | 12
FASN-3 | A | 0 | 15 | 1 | 15 | 1 | 15 | 1 | 15 | 2 | 15 | 0 | 15 | 1 | 12
FAWL1 | A | 36 | 244 | 77 | 244 | 77 | 244 | 10 | 244 | 10 | 244 | 40 | 98 | 91 | 145
FAWL3 | A | 36 | 244 | 77 | 244 | 77 | 244 | 10 | 244 | 10 | 244 | 40 | 98 | 91 | 145
FAWN-1 | A | 10 | 52 | 25 | 52 | 40 | 52 | 13 | 52 | 32 | 52 | 11 | 37 | 27 | 27
FELL-1 | A | 9 | 63 | 21 | 63 | 22 | 63 | 10 | 63 | 24 | 63 | 9 | 63 | 22 | 63
FERR-1 | A | 25 | 150 | 45 | 250 | 56 | 250 | 40 | 250 | 60 | 250 | 34 | 80 | 59 | 150
FERR-2 | A | 25 | 150 | 45 | 250 | 56 | 250 | 40 | 250 | 60 | 250 | 34 | 80 | 59 | 150
FERR-3 | A | 25 | 150 | 45 | 250 | 56 | 250 | 40 | 250 | 60 | 250 | 34 | 80 | 59 | 150
FERR-4 | A | 25 | 150 | 45 | 250 | 56 | 250 | 40 | 250 | 60 | 250 | 34 | 80 | 59 | 150
FFES-1 | A | 10 | 35 | 27 | 35 | 30 | 35 | 9 | 35 | 22 | 35 | 4 | 27 | 6 | 27
FFES-2 | A | 10 | 35 | 27 | 35 | 30 | 35 | 9 | 35 | 22 | 35 | 4 | 27 | 6 | 27
FFES-3 | A | 10 | 35 | 27 | 35 | 30 | 35 | 9 | 35 | 22 | 35 | 4 | 27 | 6 | 27
FFES-4 | A | 10 | 35 | 27 | 35 | 30 | 35 | 9 | 35 | 22 | 35 | 4 | 27 | 6 | 27
FIDL-1 | A | 13 | 205 | 20 | 205 | 23 | 205 | 35 | 100 | 40 | 147 | 30 | 147 | 50 | 147
FIDL-2 | A | 13 | 205 | 20 | 205 | 23 | 205 | 35 | 100 | 40 | 147 | 30 | 147 | 50 | 147
FIDL-3 | A | 13 | 205 | 20 | 205 | 23 | 205 | 35 | 100 | 40 | 147 | 30 | 147 | 50 | 147
FIDL-4 | A | 13 | 205 | 20 | 205 | 23 | 205 | 35 | 100 | 40 | 147 | 30 | 147 | 50 | 147
FIFE-1 | A | 6 | 63 | 12 | 63 | 12 | 63 | 11 | 63 | 24 | 63 | 6 | 53 | 8 | 53
FINL-1 | A | 0 | 14 | 1 | 14 | 1 | 14 | 1 | 14 | 2 | 14 | 0 | 14 | 1 | 11
FOYE-1 | A | 6 | 60 | 13 | 60 | 16 | 60 | 11 | 60 | 27 | 60 | 5 | 30 | 11 | 30
FOYE-2 | A | 6 | 60 | 13 | 60 | 16 | 60 | 11 | 60 | 27 | 60 | 5 | 30 | 11 | 30
GNFSW-1 | A | 11 | 100 | 30 | 100 | 30 | 100 | 12 | 100 | 31 | 100 | 12 | 70 | 30 | 70
GNFSW-2 | A | 7 | 64 | 18 | 64 | 18 | 64 | 8 | 64 | 18 | 64 | 6 | 49 | 15 | 49
GORDW-1 | A | 6 | 62 | 16 | 56 | 26 | 45 | 7 | 62 | 18 | 62 | 6 | 56 | 16 | 45
GRAI-1 | A | 43 | 485 | 100 | 485 | 160 | 485 | 60 | 485 | 140 | 485 | 33 | 0 | 60 | 345
GRAI-3 | A | 43 | 485 | 100 | 485 | 160 | 485 | 60 | 485 | 140 | 485 | 33 | 0 | 60 | 345
GRAI-4 | A | 43 | 485 | 100 | 485 | 160 | 485 | 60 | 485 | 140 | 485 | 33 | 0 | 60 | 345
GRAI-6 | A | 26 | 232 | 58 | 232 | 58 | 232 | 32 | 232 | 84 | 232 | 32 | 175 | 65 | 135
GRAI-7 | A | 30 | 232 | 60 | 232 | 60 | 232 | 32 | 232 | 84 | 232 | 32 | 175 | 65 | 135
GRAI-8 | A | 26 | 232 | 58 | 232 | 58 | 232 | 32 | 232 | 84 | 232 | 32 | 175 | 65 | 135
GRMO-1 | A | 8 | 43 | 8 | 43 | 8 | 43 | 8 | 43 | 8 | 43 | 8 | 23 | 8 | 23
GYAR-1 | A | 17 | 176 | 42 | 176 | 66 | 176 | 24 | 176 | 60 | 176 | 17 | 176 | 42 | 176
HADHW-1 | A | 7 | 96 | 14 | 96 | 22 | 96 | 13 | 96 | 34 | 96 | 8 | 65 | 17 | 65
HUMR-1 | A | 60 | 533 | 150 | 533 | 200 | 533 | 80 | 533 | 200 | 533 | 62 | 419 | 155 | 251
INDQ-1 | A | 12 | 102 | 31 | 102 | 43 | 102 | 13 | 102 | 34 | 102 | 12 | 72 | 30 | 72
IRNPS-1 | A | 35 | 125 | 45 | 125 | 48 | 285 | 42 | 285 | 68 | 125 | 28 | 125 | 42 | 185
IRNPS-2 | A | 35 | 125 | 45 | 125 | 48 | 285 | 42 | 285 | 68 | 125 | 28 | 125 | 42 | 185
KEAD-1 | A | 29 | 315 | 67 | 315 | 102 | 315 | 48 | 315 | 110 | 315 | 30 | 275 | 75 | 155
VKILBW-1 | A | 3 | 56 | 8 | 56 | 13 | 56 | 5 | 56 | 14 | 56 | 4 | 53 | 9 | 47
KILLPG-1 | A | 8 | 225 | 10 | 225 | 10 | 225 | 10 | 225 | 12 | 225 | 4 | 150 | 15 | 150
KILLPG-2 | A | 18 | 225 | 25 | 225 | 25 | 225 | 37 | 225 | 37 | 225 | 22 | 195 | 30 | 195
KILNS-1 | A | 30 | 290 | 72 | 290 | 84 | 290 | 42 | 290 | 114 | 290 | 18 | 104 | 45 | 104
KINO-1 | A | 27 | 255 | 35 | 255 | 35 | 255 | 22 | 255 | 44 | 255 | 14 | 185 | 35 | 185
KINO-2 | A | 27 | 255 | 35 | 255 | 35 | 255 | 22 | 255 | 44 | 255 | 14 | 185 | 35 | 185
KINO-3 | A | 27 | 255 | 35 | 255 | 35 | 255 | 22 | 255 | 41 | 255 | 14 | 185 | 35 | 185
KINO-4 | A | 27 | 255 | 35 | 255 | 35 | 255 | 22 | 255 | 41 | 255 | 14 | 185 | 35 | 185
KLYN-A-1 | A | 24 | 126 | 50 | 126 | 50 | 126 | 34 | 126 | 70 | 126 | 22 | 81 | 34 | 81
LAGA-1 | A | 58 | 505 | 135 | 505 | 158 | 505 | 50 | 425 | 140 | 425 | 56 | 425 | 135 | 330
LARYO-1 | A | 16 | 155 | 40 | 155 | 45 | 155 | 18 | 155 | 45 | 155 | 14 | 120 | 35 | 120
LARYO-2 | A | 16 | 158 | 40 | 158 | 45 | 158 | 18 | 158 | 45 | 158 | 14 | 120 | 35 | 120
LARYO-3 | A | 16 | 158 | 40 | 158 | 45 | 158 | 18 | 158 | 45 | 158 | 14 | 120 | 35 | 120
LARYO-4 | A | 16 | 158 | 40 | 158 | 45 | 158 | 18 | 158 | 45 | 158 | 14 | 120 | 35 | 120
LBAR-1G | A | 1 | 16 | 4 | 16 | 6 | 16 | 2 | 16 | 4 | 16 | 1 | 9 | 4 | 9
LBAR-1 | A | 39 | 360 | 88 | 360 | 88 | 360 | 55 | 360 | 145 | 360 | 41 | 270 | 90 | 270
LITTD1 | A | 57 | 485 | 110 | 485 | 110 | 485 | 66 | 485 | 80 | 485 | 60 | 335 | 150 | 335
LITTD2 | A | 57 | 485 | 110 | 485 | 110 | 485 | 66 | 485 | 80 | 485 | 60 | 335 | 150 | 335
LITTD3 | A | 57 | 485 | 110 | 485 | 110 | 485 | 66 | 485 | 80 | 485 | 60 | 335 | 150 | 335
LOAN-1 | A | 25 | 326 | 51 | 326 | 55 | 326 | 19 | 326 | 50 | 326 | 12 | 276 | 28 | 276
LOAN-2 | A | 25 | 326 | 51 | 326 | 55 | 326 | 19 | 326 | 50 | 326 | 12 | 276 | 28 | 276
LOAN-3 | A | 25 | 326 | 51 | 326 | 55 | 326 | 19 | 326 | 50 | 326 | 12 | 276 | 28 | 276
MEDP-1 | A | 28 | 231 | 72 | 231 | 72 | 231 | 44 | 231 | 110 | 231 | 28 | 190 | 72 | 190
MILWW-1 | A | 6 | 32 | 8 | 54 | 13 | 54 | 5 | 54 | 14 | 54 | 3 | 43 | 8 | 43
MRWD-1 | A | 50 | 384 | 90 | 384 | 100 | 384 | 52 | 384 | 160 | 384 | 52 | 298 | 110 | 298
NANT-1 | A | 0 | 15 | 0 | 15 | 0 | 15 | 0 | 15 | 1 | 15 | 0 | 15 | 0 | 15
PEHE-1 | A | 47 | 435 | 100 | 435 | 100 | 435 | 67 | 435 | 105 | 435 | 64 | 245 | 100 | 245
PEHE-2 | A | 16 | 490 | 40 | 265 | 42 | 490 | 0 | 0 | 0 | 0 | 0 | 490 | 0 | 490
PEMB-11 | A | 36 | 237 | 60 | 237 | 60 | 237 | 31 | 237 | 84 | 237 | 32 | 192 | 62 | 192
PEMB-21 | A | 36 | 237 | 60 | 237 | 60 | 237 | 31 | 237 | 84 | 237 | 32 | 192 | 62 | 192
PEMB-31 | A | 36 | 237 | 60 | 237 | 60 | 237 | 31 | 237 | 84 | 237 | 32 | 192 | 62 | 192
PEMB-41 | A | 36 | 237 | 60 | 237 | 60 | 237 | 31 | 237 | 84 | 237 | 32 | 192 | 62 | 192
PEMB-51 | A | 36 | 237 | 60 | 237 | 60 | 237 | 31 | 237 | 84 | 237 | 32 | 192 | 62 | 192
PETEM1 | A | 20 | 180 | 46 | 180 | 52 | 180 | 24 | 180 | 58 | 180 | 20 | 150 | 50 | 100
RATS-1 | A | 50 | 270 | 90 | 270 | 90 | 270 | 36 | 270 | 50 | 270 | 42 | 105 | 75 | 155
RATS-2 | A | 39 | 270 | 84 | 270 | 90 | 270 | 39 | 155 | 54 | 270 | 42 | 105 | 95 | 155
RATS-3 | A | 39 | 270 | 84 | 270 | 90 | 270 | 39 | 155 | 54 | 270 | 42 | 105 | 95 | 155
RATS-4 | A | 39 | 270 | 84 | 270 | 90 | 270 | 39 | 155 | 54 | 270 | 42 | 105 | 95 | 155
ROCK-1 | A | 36 | 400 | 50 | 400 | 54 | 400 | 60 | 400 | 160 | 400 | 33 | 220 | 53 | 220
ROOS-1 | A | 12 | 140 | 32 | 140 | 32 | 140 | 13 | 140 | 32 | 140 | 13 | 108 | 32 | 108
RUGPS-6 | A | 36 | 243 | 80 | 243 | 80 | 243 | 40 | 243 | 90 | 243 | 40 | 155 | 95 | 105
RUGPS-7 | A | 36 | 243 | 80 | 243 | 80 | 243 | 40 | 243 | 90 | 243 | 40 | 155 | 95 | 105
RYHPS-1 | A | 30 | 305 | 48 | 305 | 66 | 305 | 42 | 305 | 51 | 305 | 30 | 130 | 42 | 68
SCCL-1 | A | 35 | 180 | 70 | 180 | 70 | 180 | 40 | 180 | 95 | 180 | 40 | 100 | 100 | 50
SCCL-2 | A | 35 | 180 | 70 | 180 | 70 | 180 | 40 | 180 | 95 | 180 | 40 | 100 | 100 | 50
SCCL-3 | A | 35 | 180 | 70 | 180 | 70 | 180 | 40 | 180 | 95 | 180 | 40 | 100 | 100 | 50
SEAB-1 | A | 44 | 254 | 125 | 254 | 150 | 254 | 55 | 254 | 150 | 254 | 75 | 164 | 176 | 38
SEAB-2 | A | 31 | 138 | 76 | 138 | 86 | 138 | 32 | 138 | 82 | 138 | 37 | 73 | 90 | 43
SHBA-1 | A | 41 | 255 | 104 | 255 | 115 | 255 | 44 | 255 | 120 | 255 | 39 | 195 | 115 | 40
SHBA-2 | A | 26 | 183 | 64 | 183 | 70 | 183 | 30 | 183 | 80 | 183 | 28 | 103 | 66 | 69
SHOS-1 | A | 18 | 160 | 24 | 160 | 24 | 160 | 30 | 160 | 75 | 160 | 18 | 135 | 24 | 135
SHOT-1 | A | 8 | 75 | 20 | 75 | 32 | 75 | 12 | 75 | 30 | 75 | 12 | 60 | 26 | 45
SIZB-1 | A | 38 | 283 | 45 | 283 | 45 | 283 | 45 | 283 | 45 | 283 | 40 | 283 | 46 | 283
SIZB-2 | A | 38 | 283 | 45 | 283 | 45 | 283 | 45 | 283 | 45 | 283 | 40 | 283 | 46 | 283
SLOY-1 | A | 0 | 38 | 1 | 38 | 1 | 38 | 1 | 38 | 2 | 38 | 0 | 38 | 1 | 30
SLOY-2 | A | 0 | 38 | 1 | 38 | 1 | 38 | 1 | 38 | 2 | 38 | 0 | 38 | 1 | 30
SLOY-3 | A | 0 | 38 | 1 | 38 | 1 | 38 | 1 | 38 | 2 | 38 | 0 | 38 | 1 | 30
SLOY-4 | A | 0 | 28 | 1 | 28 | 1 | 28 | 1 | 28 | 2 | 28 | 0 | 28 | 1 | 22
SPLN-1 | A | 40 | 380 | 100 | 380 | 110 | 380 | 50 | 380 | 120 | 380 | 30 | 380 | 90 | 300
STAY-1 | A | 34 | 221 | 62 | 221 | 62 | 221 | 35 | 221 | 85 | 221 | 33 | 161 | 60 | 161
STAY-2 | A | 34 | 221 | 62 | 221 | 62 | 221 | 35 | 221 | 85 | 221 | 33 | 161 | 60 | 161
STAY-3 | A | 34 | 221 | 62 | 221 | 62 | 221 | 35 | 221 | 85 | 221 | 33 | 161 | 60 | 161
STAY-4 | A | 34 | 221 | 62 | 221 | 62 | 221 | 35 | 221 | 85 | 221 | 33 | 161 | 60 | 161
SUTB-1 | A | 36 | 380 | 104 | 380 | 148 | 380 | 52 | 380 | 132 | 380 | 47 | 250 | 107 | 250
SVRP-10 | A | 20 | 225 | 50 | 225 | 70 | 225 | 32 | 225 | 80 | 225 | 20 | 172 | 50 | 172
SVRP-20 | A | 20 | 225 | 50 | 225 | 70 | 225 | 32 | 225 | 80 | 225 | 20 | 172 | 50 | 172
TESI-1 | A | 40 | 260 | 100 | 260 | 140 | 260 | 60 | 260 | 140 | 260 | 40 | 200 | 120 | 100
TESI-2 | A | 40 | 260 | 100 | 260 | 140 | 260 | 60 | 260 | 140 | 260 | 40 | 200 | 120 | 100
TILB-7 | A | 20 | 160 | 30 | 160 | 30 | 160 | 20 | 160 | 30 | 160 | 6 | 100 | 10 | 100
TILB-8 | A | 20 | 160 | 30 | 160 | 30 | 160 | 20 | 160 | 30 | 160 | 6 | 100 | 10 | 100
TILB-9 | A | 20 | 160 | 30 | 160 | 30 | 160 | 20 | 160 | 30 | 160 | 6 | 100 | 10 | 100
TILB10 | A | 20 | 160 | 30 | 160 | 30 | 160 | 20 | 160 | 30 | 160 | 6 | 100 | 10 | 100
USKM-13 | A | 6 | 49 | 15 | 49 | 17 | 49 | 8 | 49 | 19 | 49 | 7 | 36 | 8 | 36
USKM-14 | A | 6 | 49 | 15 | 49 | 17 | 49 | 8 | 49 | 19 | 49 | 7 | 36 | 8 | 36
USKM-15 | A | 6 | 49 | 15 | 49 | 17 | 49 | 8 | 49 | 19 | 49 | 7 | 36 | 8 | 36
WBUPS-1 | A | 30 | 113 | 48 | 153 | 48 | 153 | 32 | 113 | 50 | 113 | 40 | 153 | 65 | 113
WBUPS-2 | A | 30 | 133 | 48 | 173 | 48 | 173 | 32 | 133 | 50 | 133 | 40 | 173 | 65 | 133
WBUPS-3 | A | 30 | 133 | 48 | 173 | 48 | 173 | 32 | 133 | 50 | 133 | 40 | 173 | 65 | 133
WBUPS-4 | A | 30 | 113 | 48 | 153 | 48 | 153 | 32 | 113 | 50 | 113 | 40 | 153 | 65 | 113
WBURB-1 | A | 22 | 240 | 48 | 240 | 62 | 240 | 27 | 240 | 69 | 240 | 20 | 200 | 50 | 120
WBURB-2 | A | 25 | 255 | 52 | 255 | 62 | 255 | 26 | 255 | 67 | 255 | 22 | 215 | 52 | 135
WBURB-3 | A | 23 | 255 | 48 | 255 | 62 | 255 | 27 | 255 | 67 | 255 | 20 | 215 | 52 | 135
WHILW-1 | A | 31 | 322 | 84 | 322 | 90 | 322 | 33 | 322 | 90 | 322 | 32 | 255 | 86 | 210
WLNYO-2 | A | 19 | 182 | 51 | 182 | 54 | 182 | 20 | 182 | 53 | 182 | 20 | 158 | 51 | 130
WLNYW-1 | A | 19 | 182 | 51 | 182 | 54 | 182 | 20 | 182 | 53 | 182 | 20 | 158 | 51 | 130

## Nov 2013
MW Response Capability by BMU
|  | Primary Response (Max MWhrs) | [5 empty] | Secondary Response (Max Mwhrs) |  |  |  | High Frequency Response (Max MWhrs)
UNIT | Mode | 0.2Hz |  | 0.5Hz |  | 0.8Hz |  | 0.2/0.2Hz |  | 0.5/0.5Hz |  | 0.2Hz |  | 0.5Hz
ABTH7 | A | 40 | 250 | 72 | 250 | 72 | 250 | 48 | 250 | 120 | 250 | 38 | 185 | 55 | 185
ABTH8 | A | 40 | 250 | 72 | 250 | 72 | 250 | 48 | 250 | 120 | 250 | 38 | 185 | 55 | 185
ABTH9 | A | 40 | 250 | 72 | 250 | 72 | 250 | 48 | 250 | 120 | 250 | 38 | 185 | 55 | 185
BAGE-1 | A | 30 | 255 | 70 | 255 | 90 | 255 | 35 | 255 | 90 | 255 | 28 | 220 | 70 | 185
BAGE-2 | A | 3 | 17 | 8 | 17 | 12 | 17 | 4 | 17 | 9 | 17 | 2 | 17 | 5 | 17
BARKB2 | A | 33 | 210 | 82 | 210 | 108 | 210 | 39 | 210 | 97 | 210 | 31 | 120 | 84 | 120
BARK-1 | A | 22 | 140 | 55 | 140 | 72 | 140 | 26 | 140 | 65 | 140 | 21 | 80 | 54 | 80
BLLA-1 | A | 6 | 99 | 13 | 99 | 13 | 99 | 15 | 99 | 39 | 99 | 9 | 83 | 16 | 83
BRDUW-1 | A | 6 | 58 | 17 | 58 | 17 | 58 | 7 | 58 | 17 | 58 | 6 | 36 | 17 | 36
BRGG-1 | A | 16 | 110 | 32 | 110 | 48 | 110 | 16 | 110 | 40 | 110 | 14 | 96 | 34 | 46
BRYP-1 | A | 15 | 82 | 25 | 82 | 31 | 82 | 22 | 82 | 37 | 82 | 10 | 82 | 27 | 47
CDCL-1 | A | 30 | 160 | 40 | 160 | 40 | 160 | 34 | 160 | 40 | 160 | 27 | 120 | 40 | 120
CLAC-1 | A | 3 | 28 | 8 | 28 | 13 | 28 | 3 | 36 | 9 | 36 | 3 | 28 | 8 | 28
CNQPS-1 | A | 22 | 126 | 51 | 126 | 70 | 126 | 28 | 126 | 70 | 126 | 20 | 100 | 45 | 100
CNQPS-2 | A | 22 | 126 | 51 | 126 | 70 | 126 | 28 | 126 | 70 | 126 | 20 | 100 | 45 | 100
CNQPS-3 | A | 22 | 126 | 51 | 126 | 70 | 126 | 28 | 126 | 70 | 126 | 20 | 100 | 45 | 100
CNQPS-4 | A | 22 | 126 | 51 | 126 | 70 | 126 | 28 | 126 | 70 | 126 | 20 | 100 | 45 | 100
COCK-1 | A | 15 | 168 | 42 | 168 | 48 | 168 | 10 | 168 | 25 | 168 | 6 | 138 | 7 | 138
COCK-2 | A | 15 | 168 | 42 | 168 | 48 | 168 | 10 | 168 | 25 | 168 | 6 | 138 | 7 | 138
COCK-3 | A | 15 | 168 | 42 | 168 | 48 | 168 | 10 | 168 | 25 | 168 | 6 | 138 | 7 | 138
COCK-4 | A | 15 | 168 | 42 | 168 | 48 | 168 | 10 | 168 | 25 | 168 | 6 | 138 | 7 | 138
CORB-1 | A | 10 | 130 | 30 | 130 | 50 | 130 | 28 | 130 | 60 | 130 | 15 | 95 | 40 | 60
COSO-1 | A | 20 | 380 | 40 | 380 | 50 | 380 | 60 | 380 | 140 | 380 | 17 | 304 | 40 | 304
COTPS-1 | A | 29 | 277 | 50 | 277 | 62 | 277 | 35 | 60 | 63 | 277 | 30 | 122 | 60 | 122
COTPS-2 | A | 29 | 287 | 50 | 287 | 62 | 287 | 35 | 60 | 63 | 287 | 30 | 122 | 60 | 122
COTPS-3 | A | 29 | 287 | 50 | 287 | 62 | 287 | 35 | 60 | 63 | 287 | 30 | 122 | 60 | 122
COTPS-4 | A | 29 | 277 | 50 | 277 | 62 | 277 | 35 | 60 | 63 | 277 | 30 | 122 | 60 | 122
COWE1 | A | 7 | 30 | 17 | 30 | 17 | 30 | 7 | 30 | 17 | 30 | 7 | 30 | 17 | 30
COWE2 | A | 7 | 30 | 17 | 30 | 17 | 30 | 7 | 30 | 17 | 30 | 7 | 30 | 17 | 30
CRUA-1 | A | 10 | 110 | 25 | 110 | 37 | 110 | 12 | 110 | 30 | 110 | 10 | 84 | 25 | 48
CRUA-2 | A | 10 | 110 | 25 | 110 | 37 | 110 | 12 | 110 | 30 | 110 | 10 | 84 | 25 | 48
CRUA-3 | A | 7 | 30 | 15 | 30 | 21 | 30 | 9 | 30 | 24 | 30 | 5 | 25 | 13 | 15
CRUA-4 | A | 7 | 30 | 15 | 30 | 21 | 30 | 9 | 30 | 24 | 30 | 5 | 25 | 13 | 15
DAMC-1 | A | 64 | 380 | 136 | 380 | 156 | 380 | 80 | 380 | 180 | 380 | 60 | 293 | 190 | 128
DEEP-1 | A | 20 | 180 | 60 | 180 | 86 | 180 | 22 | 180 | 80 | 180 | 24 | 96 | 52 | 96
DERW-1 | A | 13 | 90 | 35 | 90 | 45 | 90 | 16 | 90 | 40 | 90 | 16 | 90 | 32 | 72
DIDCB5 | A | 40 | 330 | 104 | 330 | 125 | 330 | 55 | 330 | 140 | 330 | 40 | 185 | 105 | 185
DIDCB6 | A | 50 | 250 | 105 | 250 | 105 | 250 | 50 | 250 | 130 | 250 | 50 | 153 | 110 | 103
DIDC1 | A | 42 | 225 | 85 | 225 | 85 | 225 | 24 | 225 | 62 | 120 | 24 | 73 | 60 | 147
DIDC2 | A | 42 | 225 | 85 | 225 | 85 | 225 | 24 | 225 | 62 | 120 | 24 | 73 | 60 | 147
DIDC3 | A | 42 | 225 | 85 | 225 | 85 | 225 | 24 | 225 | 62 | 120 | 24 | 73 | 60 | 147
DIDC4 | A | 42 | 225 | 85 | 225 | 85 | 225 | 24 | 225 | 62 | 120 | 24 | 73 | 60 | 147
DINO-1 | A | 14 | 138 | 39 | 138 | 58 | 138 | 28 | 138 | 72 | 138 | 14 | 118 | 36 | 88
DINO-2 | A | 14 | 138 | 39 | 138 | 58 | 138 | 28 | 138 | 72 | 138 | 14 | 118 | 36 | 88
DINO-3 | A | 14 | 138 | 39 | 138 | 58 | 138 | 28 | 138 | 72 | 138 | 14 | 118 | 36 | 88
DINO-4 | A | 14 | 138 | 39 | 138 | 58 | 138 | 28 | 138 | 72 | 138 | 14 | 118 | 36 | 88
DINO-5 | A | 14 | 138 | 39 | 138 | 58 | 138 | 28 | 138 | 72 | 138 | 14 | 118 | 36 | 88
DINO-6 | A | 14 | 138 | 39 | 138 | 58 | 138 | 28 | 138 | 72 | 138 | 14 | 118 | 36 | 88
DRAXX-1 | A | 68 | 345 | 100 | 345 | 100 | 345 | 64 | 95 | 110 | 345 | 60 | 225 | 70 | 225
DRAXX-2 | A | 68 | 345 | 100 | 345 | 100 | 345 | 64 | 95 | 110 | 345 | 60 | 225 | 70 | 225
DRAXX-3 | A | 68 | 345 | 100 | 345 | 100 | 345 | 64 | 95 | 110 | 345 | 60 | 225 | 70 | 225
DRAXX-4 | A | 68 | 345 | 100 | 345 | 100 | 345 | 64 | 95 | 110 | 345 | 60 | 225 | 70 | 225
DRAXX-5 | A | 68 | 345 | 100 | 345 | 100 | 345 | 64 | 95 | 110 | 345 | 60 | 225 | 70 | 225
DRAXX-6 | A | 68 | 345 | 100 | 345 | 100 | 345 | 64 | 95 | 110 | 345 | 60 | 225 | 70 | 225
EECL-1 | A | 20 | 178 | 25 | 178 | 25 | 178 | 32 | 178 | 81 | 178 | 20 | 143 | 25 | 143
EGGPS-1 | A | 45 | 205 | 83 | 205 | 83 | 205 | 49 | 205 | 110 | 205 | 33 | 95 | 60 | 95
EGGPS-2 | A | 45 | 205 | 83 | 205 | 83 | 205 | 49 | 205 | 110 | 205 | 33 | 95 | 60 | 95
EGGPS-3 | A | 45 | 205 | 83 | 205 | 83 | 205 | 49 | 205 | 110 | 205 | 33 | 95 | 60 | 95
EGGPS-4 | A | 45 | 205 | 83 | 205 | 83 | 205 | 49 | 205 | 110 | 205 | 33 | 95 | 60 | 95
ERRO-1 | A | 1 | 21 | 1 | 21 | 1 | 21 | 2 | 21 | 5 | 21 | 1 | 17 | 1 | 17
ERRO-2 | A | 1 | 21 | 1 | 21 | 1 | 21 | 2 | 21 | 5 | 21 | 1 | 17 | 1 | 17
ERRO-3 | A | 1 | 21 | 1 | 21 | 1 | 21 | 2 | 21 | 5 | 21 | 1 | 17 | 1 | 17
FAARW-1 | A | 2 | 37 | 4 | 37 | 4 | 37 | 4 | 37 | 12 | 37 | 2 | 33 | 4 | 33
FAARW-2 | A | 2 | 37 | 4 | 37 | 4 | 37 | 4 | 37 | 12 | 37 | 2 | 33 | 4 | 33
FASN-1 | A | 0 | 15 | 1 | 15 | 1 | 15 | 1 | 15 | 2 | 15 | 0 | 15 | 1 | 12
FASN-2 | A | 0 | 15 | 1 | 15 | 1 | 15 | 1 | 15 | 2 | 15 | 0 | 15 | 1 | 12
FASN-3 | A | 0 | 15 | 1 | 15 | 1 | 15 | 1 | 15 | 2 | 15 | 0 | 15 | 1 | 12
FAWL1 | A | 36 | 244 | 77 | 244 | 77 | 244 | 10 | 244 | 10 | 244 | 40 | 98 | 91 | 145
FAWL3 | A | 36 | 244 | 77 | 244 | 77 | 244 | 10 | 244 | 10 | 244 | 40 | 98 | 91 | 145
FAWN-1 | A | 10 | 52 | 25 | 52 | 40 | 52 | 13 | 52 | 32 | 52 | 11 | 37 | 27 | 27
FELL-1 | A | 9 | 63 | 21 | 63 | 22 | 63 | 10 | 63 | 24 | 63 | 9 | 63 | 22 | 63
FERR-1 | A | 25 | 150 | 45 | 250 | 56 | 250 | 40 | 250 | 60 | 250 | 34 | 80 | 59 | 150
FERR-2 | A | 25 | 150 | 45 | 250 | 56 | 250 | 40 | 250 | 60 | 250 | 34 | 80 | 59 | 150
FERR-3 | A | 25 | 150 | 45 | 250 | 56 | 250 | 40 | 250 | 60 | 250 | 34 | 80 | 59 | 150
FERR-4 | A | 25 | 150 | 45 | 250 | 56 | 250 | 40 | 250 | 60 | 250 | 34 | 80 | 59 | 150
FFES-1 | A | 10 | 35 | 27 | 35 | 30 | 35 | 9 | 35 | 22 | 35 | 4 | 27 | 6 | 27
FFES-2 | A | 10 | 35 | 27 | 35 | 30 | 35 | 9 | 35 | 22 | 35 | 4 | 27 | 6 | 27
FFES-3 | A | 10 | 35 | 27 | 35 | 30 | 35 | 9 | 35 | 22 | 35 | 4 | 27 | 6 | 27
FFES-4 | A | 10 | 35 | 27 | 35 | 30 | 35 | 9 | 35 | 22 | 35 | 4 | 27 | 6 | 27
FIDL-1 | A | 13 | 205 | 20 | 205 | 23 | 205 | 35 | 100 | 40 | 147 | 30 | 147 | 50 | 147
FIDL-2 | A | 13 | 205 | 20 | 205 | 23 | 205 | 35 | 100 | 40 | 147 | 30 | 147 | 50 | 147
FIDL-3 | A | 13 | 205 | 20 | 205 | 23 | 205 | 35 | 100 | 40 | 147 | 30 | 147 | 50 | 147
FIDL-4 | A | 13 | 205 | 20 | 205 | 23 | 205 | 35 | 100 | 40 | 147 | 30 | 147 | 50 | 147
FIFE-1 | A | 6 | 63 | 12 | 63 | 12 | 63 | 11 | 63 | 24 | 63 | 6 | 53 | 8 | 53
FINL-1 | A | 0 | 14 | 1 | 14 | 1 | 14 | 1 | 14 | 2 | 14 | 0 | 14 | 1 | 11
FOYE-1 | A | 6 | 60 | 13 | 60 | 16 | 60 | 11 | 60 | 27 | 60 | 5 | 30 | 11 | 30
FOYE-2 | A | 6 | 60 | 13 | 60 | 16 | 60 | 11 | 60 | 27 | 60 | 5 | 30 | 11 | 30
GNFSW-1 | A | 11 | 100 | 30 | 100 | 30 | 100 | 12 | 100 | 31 | 100 | 12 | 70 | 30 | 70
GNFSW-2 | A | 7 | 64 | 18 | 64 | 18 | 64 | 8 | 64 | 18 | 64 | 6 | 49 | 15 | 49
GORDW-1 | A | 6 | 62 | 16 | 56 | 26 | 45 | 7 | 62 | 18 | 62 | 6 | 56 | 16 | 45
GRAI-1 | A | 43 | 485 | 100 | 485 | 160 | 485 | 60 | 485 | 140 | 485 | 33 | 0 | 60 | 345
GRAI-3 | A | 43 | 485 | 100 | 485 | 160 | 485 | 60 | 485 | 140 | 485 | 33 | 0 | 60 | 345
GRAI-4 | A | 43 | 485 | 100 | 485 | 160 | 485 | 60 | 485 | 140 | 485 | 33 | 0 | 60 | 345
GRAI-6 | A | 26 | 232 | 58 | 232 | 58 | 232 | 32 | 232 | 84 | 232 | 32 | 175 | 65 | 135
GRAI-7 | A | 30 | 232 | 60 | 232 | 60 | 232 | 32 | 232 | 84 | 232 | 32 | 175 | 65 | 135
GRAI-8 | A | 26 | 232 | 58 | 232 | 58 | 232 | 32 | 232 | 84 | 232 | 32 | 175 | 65 | 135
GRMO-1 | A | 8 | 43 | 8 | 43 | 8 | 43 | 8 | 43 | 8 | 43 | 8 | 23 | 8 | 23
GYAR-1 | A | 17 | 176 | 42 | 176 | 66 | 176 | 24 | 176 | 60 | 176 | 17 | 176 | 42 | 176
HADHW-1 | A | 7 | 96 | 14 | 96 | 22 | 96 | 13 | 96 | 34 | 96 | 8 | 65 | 17 | 65
HUMR-1 | A | 60 | 533 | 150 | 533 | 200 | 533 | 80 | 533 | 200 | 533 | 62 | 419 | 155 | 251
INDQ-1 | A | 12 | 102 | 31 | 102 | 43 | 102 | 13 | 102 | 34 | 102 | 12 | 72 | 30 | 72
IRNPS-1 | A | 35 | 125 | 45 | 125 | 48 | 285 | 42 | 285 | 68 | 125 | 28 | 125 | 42 | 185
IRNPS-2 | A | 35 | 125 | 45 | 125 | 48 | 285 | 42 | 285 | 68 | 125 | 28 | 125 | 42 | 185
KEAD-1 | A | 29 | 315 | 67 | 315 | 102 | 315 | 48 | 315 | 110 | 315 | 30 | 275 | 75 | 155
KILBW-1 | A | 3 | 56 | 8 | 56 | 13 | 56 | 5 | 56 | 14 | 56 | 4 | 53 | 9 | 47
KILLPG-1 | A | 8 | 225 | 10 | 225 | 10 | 225 | 10 | 225 | 12 | 225 | 4 | 150 | 15 | 150
KILLPG-2 | A | 18 | 225 | 25 | 225 | 25 | 225 | 37 | 225 | 37 | 225 | 22 | 195 | 30 | 195
KILNS-1 | A | 30 | 290 | 72 | 290 | 84 | 290 | 42 | 290 | 114 | 290 | 18 | 104 | 45 | 104
KINO-1 | A | 27 | 255 | 35 | 255 | 35 | 255 | 22 | 255 | 44 | 255 | 14 | 185 | 35 | 185
KINO-2 | A | 27 | 255 | 35 | 255 | 35 | 255 | 22 | 255 | 44 | 255 | 14 | 185 | 35 | 185
KINO-3 | A | 27 | 255 | 35 | 255 | 35 | 255 | 22 | 255 | 41 | 255 | 14 | 185 | 35 | 185
KINO-4 | A | 27 | 255 | 35 | 255 | 35 | 255 | 22 | 255 | 41 | 255 | 14 | 185 | 35 | 185
KLYN-A-1 | A | 24 | 126 | 50 | 126 | 50 | 126 | 34 | 126 | 70 | 126 | 22 | 81 | 34 | 81
LAGA-1 | A | 58 | 505 | 135 | 505 | 158 | 505 | 50 | 425 | 140 | 425 | 56 | 425 | 135 | 330
LBAR-1G | A | 1 | 16 | 4 | 16 | 6 | 16 | 2 | 16 | 4 | 16 | 1 | 9 | 4 | 9
LBAR-1 | A | 39 | 360 | 88 | 360 | 88 | 360 | 55 | 360 | 145 | 360 | 41 | 270 | 90 | 270
LITTD1 | A | 57 | 485 | 110 | 485 | 110 | 485 | 66 | 485 | 80 | 485 | 60 | 335 | 150 | 335
LITTD2 | A | 57 | 485 | 110 | 485 | 110 | 485 | 66 | 485 | 80 | 485 | 60 | 335 | 150 | 335
LITTD3 | A | 57 | 485 | 110 | 485 | 110 | 485 | 66 | 485 | 80 | 485 | 60 | 335 | 150 | 335
LOAN-1 | A | 25 | 326 | 51 | 326 | 55 | 326 | 19 | 326 | 50 | 326 | 12 | 276 | 28 | 276
LOAN-2 | A | 25 | 326 | 51 | 326 | 55 | 326 | 19 | 326 | 50 | 326 | 12 | 276 | 28 | 276
LOAN-3 | A | 25 | 326 | 51 | 326 | 55 | 326 | 19 | 326 | 50 | 326 | 12 | 276 | 28 | 276
MEDP-1 | A | 28 | 231 | 72 | 231 | 72 | 231 | 44 | 231 | 110 | 231 | 28 | 190 | 72 | 190
MILWW-1 | A | 6 | 32 | 8 | 54 | 13 | 54 | 5 | 54 | 14 | 54 | 3 | 43 | 8 | 43
MRWD-1 | A | 50 | 384 | 90 | 384 | 100 | 384 | 52 | 384 | 160 | 384 | 52 | 298 | 110 | 298
NANT-1 | A | 0 | 15 | 0 | 15 | 0 | 15 | 0 | 15 | 1 | 15 | 0 | 15 | 0 | 15
PEHE-1 | A | 47 | 435 | 100 | 435 | 100 | 435 | 67 | 435 | 105 | 435 | 64 | 245 | 100 | 245
PEHE-2 | A | 16 | 490 | 40 | 265 | 42 | 490 | 0 | 0 | 0 | 0 | 0 | 490 | 0 | 490
PEMB-11 | A | 36 | 237 | 60 | 237 | 60 | 237 | 31 | 237 | 84 | 237 | 32 | 192 | 62 | 192
PEMB-21 | A | 36 | 237 | 60 | 237 | 60 | 237 | 31 | 237 | 84 | 237 | 32 | 192 | 62 | 192
PEMB-31 | A | 36 | 237 | 60 | 237 | 60 | 237 | 31 | 237 | 84 | 237 | 32 | 192 | 62 | 192
PEMB-41 | A | 36 | 237 | 60 | 237 | 60 | 237 | 31 | 237 | 84 | 237 | 32 | 192 | 62 | 192
PEMB-51 | A | 36 | 237 | 60 | 237 | 60 | 237 | 31 | 237 | 84 | 237 | 32 | 192 | 62 | 192
PETEM1 | A | 20 | 180 | 46 | 180 | 52 | 180 | 24 | 180 | 58 | 180 | 20 | 150 | 50 | 100
RATS-1 | A | 50 | 270 | 90 | 270 | 90 | 270 | 36 | 270 | 50 | 270 | 42 | 105 | 75 | 155
RATS-2 | A | 39 | 270 | 84 | 270 | 90 | 270 | 39 | 155 | 54 | 270 | 42 | 105 | 95 | 155
RATS-3 | A | 39 | 270 | 84 | 270 | 90 | 270 | 39 | 155 | 54 | 270 | 42 | 105 | 95 | 155
RATS-4 | A | 39 | 270 | 84 | 270 | 90 | 270 | 39 | 155 | 54 | 270 | 42 | 105 | 95 | 155
ROCK-1 | A | 36 | 400 | 50 | 400 | 54 | 400 | 60 | 400 | 160 | 400 | 33 | 220 | 53 | 220
ROOS-1 | A | 12 | 140 | 32 | 140 | 32 | 140 | 13 | 140 | 32 | 140 | 13 | 108 | 32 | 108
RUGPS-6 | A | 36 | 243 | 80 | 243 | 80 | 243 | 40 | 243 | 90 | 243 | 40 | 155 | 95 | 105
RUGPS-7 | A | 36 | 243 | 80 | 243 | 80 | 243 | 40 | 243 | 90 | 243 | 40 | 155 | 95 | 105
RYHPS-1 | A | 30 | 305 | 48 | 305 | 66 | 305 | 42 | 305 | 51 | 305 | 30 | 130 | 42 | 68
SCCL-1 | A | 35 | 180 | 70 | 180 | 70 | 180 | 40 | 180 | 95 | 180 | 40 | 100 | 100 | 50
SCCL-2 | A | 35 | 180 | 70 | 180 | 70 | 180 | 40 | 180 | 95 | 180 | 40 | 100 | 100 | 50
SCCL-3 | A | 35 | 180 | 70 | 180 | 70 | 180 | 40 | 180 | 95 | 180 | 40 | 100 | 100 | 50
SEAB-1 | A | 44 | 254 | 125 | 254 | 150 | 254 | 55 | 254 | 150 | 254 | 75 | 164 | 176 | 38
SEAB-2 | A | 31 | 138 | 76 | 138 | 86 | 138 | 32 | 138 | 82 | 138 | 37 | 73 | 90 | 43
SHBA-1 | A | 41 | 255 | 104 | 255 | 115 | 255 | 44 | 255 | 120 | 255 | 39 | 195 | 115 | 40
SHBA-2 | A | 26 | 183 | 64 | 183 | 70 | 183 | 30 | 183 | 80 | 183 | 28 | 103 | 66 | 69
SHOS-1 | A | 18 | 160 | 24 | 160 | 24 | 160 | 30 | 160 | 75 | 160 | 18 | 135 | 24 | 135
SHOT-1 | A | 8 | 75 | 20 | 75 | 32 | 75 | 12 | 75 | 30 | 75 | 12 | 60 | 26 | 45
SIZB-1 | A | 38 | 283 | 45 | 283 | 45 | 283 | 45 | 283 | 45 | 283 | 40 | 283 | 46 | 283
SIZB-2 | A | 38 | 283 | 45 | 283 | 45 | 283 | 45 | 283 | 45 | 283 | 40 | 283 | 46 | 283
SLOY-1 | A | 0 | 38 | 1 | 38 | 1 | 38 | 1 | 38 | 2 | 38 | 0 | 38 | 1 | 30
SLOY-2 | A | 0 | 38 | 1 | 38 | 1 | 38 | 1 | 38 | 2 | 38 | 0 | 38 | 1 | 30
SLOY-3 | A | 0 | 38 | 1 | 38 | 1 | 38 | 1 | 38 | 2 | 38 | 0 | 38 | 1 | 30
SLOY-4 | A | 0 | 28 | 1 | 28 | 1 | 28 | 1 | 28 | 2 | 28 | 0 | 28 | 1 | 22
SPLN-1 | A | 40 | 380 | 100 | 380 | 110 | 380 | 50 | 380 | 120 | 380 | 30 | 380 | 90 | 300
STAY-1 | A | 34 | 221 | 62 | 221 | 62 | 221 | 35 | 221 | 85 | 221 | 33 | 161 | 60 | 161
STAY-2 | A | 34 | 221 | 62 | 221 | 62 | 221 | 35 | 221 | 85 | 221 | 33 | 161 | 60 | 161
STAY-3 | A | 34 | 221 | 62 | 221 | 62 | 221 | 35 | 221 | 85 | 221 | 33 | 161 | 60 | 161
STAY-4 | A | 34 | 221 | 62 | 221 | 62 | 221 | 35 | 221 | 85 | 221 | 33 | 161 | 60 | 161
SUTB-1 | A | 36 | 380 | 104 | 380 | 148 | 380 | 52 | 380 | 132 | 380 | 47 | 250 | 107 | 250
SVRP-10 | A | 20 | 225 | 50 | 225 | 70 | 225 | 32 | 225 | 80 | 225 | 20 | 172 | 50 | 172
SVRP-20 | A | 20 | 225 | 50 | 225 | 70 | 225 | 32 | 225 | 80 | 225 | 20 | 172 | 50 | 172
TESI-1 | A | 40 | 260 | 100 | 260 | 140 | 260 | 60 | 260 | 140 | 260 | 40 | 200 | 120 | 100
TESI-2 | A | 40 | 260 | 100 | 260 | 140 | 260 | 60 | 260 | 140 | 260 | 40 | 200 | 120 | 100
TILB-7 | A | 20 | 160 | 30 | 160 | 30 | 160 | 20 | 160 | 30 | 160 | 6 | 100 | 10 | 100
TILB-8 | A | 20 | 160 | 30 | 160 | 30 | 160 | 20 | 160 | 30 | 160 | 6 | 100 | 10 | 100
TILB-9 | A | 20 | 160 | 30 | 160 | 30 | 160 | 20 | 160 | 30 | 160 | 6 | 100 | 10 | 100
TILB10 | A | 20 | 160 | 30 | 160 | 30 | 160 | 20 | 160 | 30 | 160 | 6 | 100 | 10 | 100
USKM-13 | A | 6 | 49 | 15 | 49 | 17 | 49 | 8 | 49 | 19 | 49 | 7 | 36 | 8 | 36
USKM-14 | A | 6 | 49 | 15 | 49 | 17 | 49 | 8 | 49 | 19 | 49 | 7 | 36 | 8 | 36
USKM-15 | A | 6 | 49 | 15 | 49 | 17 | 49 | 8 | 49 | 19 | 49 | 7 | 36 | 8 | 36
WBUPS-1 | A | 30 | 113 | 48 | 153 | 48 | 153 | 32 | 113 | 50 | 113 | 40 | 153 | 65 | 113
WBUPS-2 | A | 30 | 133 | 48 | 173 | 48 | 173 | 32 | 133 | 50 | 133 | 40 | 173 | 65 | 133
WBUPS-3 | A | 30 | 133 | 48 | 173 | 48 | 173 | 32 | 133 | 50 | 133 | 40 | 173 | 65 | 133
WBUPS-4 | A | 30 | 113 | 48 | 153 | 48 | 153 | 32 | 113 | 50 | 113 | 40 | 153 | 65 | 113
WBURB-1 | A | 22 | 240 | 48 | 240 | 62 | 240 | 27 | 240 | 69 | 240 | 20 | 200 | 50 | 120
WBURB-2 | A | 25 | 255 | 52 | 255 | 62 | 255 | 26 | 255 | 67 | 255 | 22 | 215 | 52 | 135
WBURB-3 | A | 23 | 255 | 48 | 255 | 62 | 255 | 27 | 255 | 67 | 255 | 20 | 215 | 52 | 135
WHILW-1 | A | 31 | 322 | 84 | 322 | 90 | 322 | 33 | 322 | 90 | 322 | 32 | 255 | 86 | 210
WLNYO-2 | A | 19 | 182 | 51 | 182 | 54 | 182 | 20 | 182 | 53 | 182 | 20 | 158 | 51 | 130
WLNYW-1 | A | 19 | 182 | 51 | 182 | 54 | 182 | 20 | 182 | 53 | 182 | 20 | 158 | 51 | 130

## Oct 2013
MW Response Capability by BMU
|  | Primary Response (Max MWhrs) | [5 empty] | Secondary Response (Max Mwhrs) |  |  |  | High Frequency Response (Max MWhrs)
UNIT | Mode | 0.2Hz |  | 0.5Hz |  | 0.8Hz |  | 0.2/0.2Hz |  | 0.5/0.5Hz |  | 0.2Hz |  | 0.5Hz
ABTH7 | A | 40 | 250 | 72 | 250 | 72 | 250 | 48 | 250 | 120 | 250 | 38 | 185 | 55 | 185
ABTH8 | A | 40 | 250 | 72 | 250 | 72 | 250 | 48 | 250 | 120 | 250 | 38 | 185 | 55 | 185
ABTH9 | A | 40 | 250 | 72 | 250 | 72 | 250 | 48 | 250 | 120 | 250 | 38 | 185 | 55 | 185
BAGE-1 | A | 30 | 255 | 70 | 255 | 90 | 255 | 35 | 255 | 90 | 255 | 28 | 220 | 70 | 185
BAGE-2 | A | 3 | 17 | 8 | 17 | 12 | 17 | 4 | 17 | 9 | 17 | 2 | 17 | 5 | 17
BARKB2 | A | 33 | 210 | 82 | 210 | 108 | 210 | 39 | 210 | 97 | 210 | 31 | 120 | 84 | 120
BARK-1 | A | 22 | 140 | 55 | 140 | 72 | 140 | 26 | 140 | 65 | 140 | 21 | 80 | 54 | 80
BLLA-1 | A | 6 | 99 | 13 | 99 | 13 | 99 | 15 | 99 | 39 | 99 | 9 | 83 | 16 | 83
BRDUW-1 | A | 6 | 58 | 17 | 58 | 17 | 58 | 7 | 58 | 17 | 58 | 6 | 36 | 17 | 36
BRGG-1 | A | 16 | 110 | 32 | 110 | 48 | 110 | 16 | 110 | 40 | 110 | 14 | 96 | 34 | 46
BRYP-1 | A | 15 | 82 | 25 | 82 | 31 | 82 | 22 | 82 | 37 | 82 | 10 | 82 | 27 | 47
CDCL-1 | A | 30 | 160 | 40 | 160 | 40 | 160 | 34 | 160 | 40 | 160 | 27 | 120 | 40 | 120
CLAC-1 | A | 3 | 28 | 8 | 28 | 13 | 28 | 3 | 36 | 9 | 36 | 3 | 28 | 8 | 28
CNQPS-1 | A | 22 | 126 | 51 | 126 | 70 | 126 | 28 | 126 | 70 | 126 | 20 | 100 | 45 | 100
CNQPS-2 | A | 22 | 126 | 51 | 126 | 70 | 126 | 28 | 126 | 70 | 126 | 20 | 100 | 45 | 100
CNQPS-3 | A | 22 | 126 | 51 | 126 | 70 | 126 | 28 | 126 | 70 | 126 | 20 | 100 | 45 | 100
CNQPS-4 | A | 22 | 126 | 51 | 126 | 70 | 126 | 28 | 126 | 70 | 126 | 20 | 100 | 45 | 100
COCK-1 | A | 15 | 168 | 42 | 168 | 48 | 168 | 10 | 168 | 25 | 168 | 6 | 138 | 7 | 138
COCK-2 | A | 15 | 168 | 42 | 168 | 48 | 168 | 10 | 168 | 25 | 168 | 6 | 138 | 7 | 138
COCK-3 | A | 15 | 168 | 42 | 168 | 48 | 168 | 10 | 168 | 25 | 168 | 6 | 138 | 7 | 138
COCK-4 | A | 15 | 168 | 42 | 168 | 48 | 168 | 10 | 168 | 25 | 168 | 6 | 138 | 7 | 138
CORB-1 | A | 10 | 130 | 30 | 130 | 50 | 130 | 28 | 130 | 60 | 130 | 15 | 95 | 40 | 60
COSO-1 | A | 20 | 380 | 40 | 380 | 50 | 380 | 60 | 380 | 140 | 380 | 17 | 304 | 40 | 304
COTPS-1 | A | 29 | 277 | 50 | 277 | 62 | 277 | 35 | 60 | 63 | 277 | 30 | 122 | 60 | 122
COTPS-2 | A | 29 | 287 | 50 | 287 | 62 | 287 | 35 | 60 | 63 | 287 | 30 | 122 | 60 | 122
COTPS-3 | A | 29 | 287 | 50 | 287 | 62 | 287 | 35 | 60 | 63 | 287 | 30 | 122 | 60 | 122
COTPS-4 | A | 29 | 277 | 50 | 277 | 62 | 277 | 35 | 60 | 63 | 277 | 30 | 122 | 60 | 122
COWE1 | A | 7 | 30 | 17 | 30 | 17 | 30 | 7 | 30 | 17 | 30 | 7 | 30 | 17 | 30
COWE2 | A | 7 | 30 | 17 | 30 | 17 | 30 | 7 | 30 | 17 | 30 | 7 | 30 | 17 | 30
CRUA-1 | A | 10 | 110 | 25 | 110 | 37 | 110 | 12 | 110 | 30 | 110 | 10 | 84 | 25 | 48
CRUA-2 | A | 10 | 110 | 25 | 110 | 37 | 110 | 12 | 110 | 30 | 110 | 10 | 84 | 25 | 48
CRUA-3 | A | 7 | 30 | 15 | 30 | 21 | 30 | 9 | 30 | 24 | 30 | 5 | 25 | 13 | 15
CRUA-4 | A | 7 | 30 | 15 | 30 | 21 | 30 | 9 | 30 | 24 | 30 | 5 | 25 | 13 | 15
DAMC-1 | A | 64 | 380 | 136 | 380 | 156 | 380 | 80 | 380 | 180 | 380 | 60 | 293 | 190 | 128
DEEP-1 | A | 20 | 180 | 60 | 180 | 86 | 180 | 22 | 180 | 80 | 180 | 24 | 96 | 52 | 96
DERW-1 | A | 13 | 90 | 35 | 90 | 45 | 90 | 16 | 90 | 40 | 90 | 16 | 90 | 32 | 72
DIDCB5 | A | 40 | 330 | 104 | 330 | 125 | 330 | 55 | 330 | 140 | 330 | 40 | 185 | 105 | 185
DIDCB6 | A | 50 | 250 | 105 | 250 | 105 | 250 | 50 | 250 | 130 | 250 | 50 | 153 | 110 | 103
DIDC1 | A | 42 | 225 | 85 | 225 | 85 | 225 | 24 | 225 | 62 | 120 | 24 | 73 | 60 | 147
DIDC2 | A | 42 | 225 | 85 | 225 | 85 | 225 | 24 | 225 | 62 | 120 | 24 | 73 | 60 | 147
DIDC3 | A | 42 | 225 | 85 | 225 | 85 | 225 | 24 | 225 | 62 | 120 | 24 | 73 | 60 | 147
DIDC4 | A | 42 | 225 | 85 | 225 | 85 | 225 | 24 | 225 | 62 | 120 | 24 | 73 | 60 | 147
DINO-1 | A | 14 | 138 | 39 | 138 | 58 | 138 | 28 | 138 | 72 | 138 | 14 | 118 | 36 | 88
DINO-2 | A | 14 | 138 | 39 | 138 | 58 | 138 | 28 | 138 | 72 | 138 | 14 | 118 | 36 | 88
DINO-3 | A | 14 | 138 | 39 | 138 | 58 | 138 | 28 | 138 | 72 | 138 | 14 | 118 | 36 | 88
DINO-4 | A | 14 | 138 | 39 | 138 | 58 | 138 | 28 | 138 | 72 | 138 | 14 | 118 | 36 | 88
DINO-5 | A | 14 | 138 | 39 | 138 | 58 | 138 | 28 | 138 | 72 | 138 | 14 | 118 | 36 | 88
DINO-6 | A | 14 | 138 | 39 | 138 | 58 | 138 | 28 | 138 | 72 | 138 | 14 | 118 | 36 | 88
DRAXX-1 | A | 68 | 345 | 100 | 345 | 100 | 345 | 64 | 95 | 110 | 345 | 60 | 225 | 70 | 225
DRAXX-2 | A | 68 | 345 | 100 | 345 | 100 | 345 | 64 | 95 | 110 | 345 | 60 | 225 | 70 | 225
DRAXX-3 | A | 68 | 345 | 100 | 345 | 100 | 345 | 64 | 95 | 110 | 345 | 60 | 225 | 70 | 225
DRAXX-4 | A | 68 | 345 | 100 | 345 | 100 | 345 | 64 | 95 | 110 | 345 | 60 | 225 | 70 | 225
DRAXX-5 | A | 68 | 345 | 100 | 345 | 100 | 345 | 64 | 95 | 110 | 345 | 60 | 225 | 70 | 225
DRAXX-6 | A | 68 | 345 | 100 | 345 | 100 | 345 | 64 | 95 | 110 | 345 | 60 | 225 | 70 | 225
EECL-1 | A | 20 | 178 | 25 | 178 | 25 | 178 | 32 | 178 | 81 | 178 | 20 | 143 | 25 | 143
EGGPS-1 | A | 45 | 205 | 83 | 205 | 83 | 205 | 49 | 205 | 110 | 205 | 33 | 95 | 60 | 95
EGGPS-2 | A | 45 | 205 | 83 | 205 | 83 | 205 | 49 | 205 | 110 | 205 | 33 | 95 | 60 | 95
EGGPS-3 | A | 45 | 205 | 83 | 205 | 83 | 205 | 49 | 205 | 110 | 205 | 33 | 95 | 60 | 95
EGGPS-4 | A | 45 | 205 | 83 | 205 | 83 | 205 | 49 | 205 | 110 | 205 | 33 | 95 | 60 | 95
ERRO-1 | A | 1 | 21 | 1 | 21 | 1 | 21 | 2 | 21 | 5 | 21 | 1 | 17 | 1 | 17
ERRO-2 | A | 1 | 21 | 1 | 21 | 1 | 21 | 2 | 21 | 5 | 21 | 1 | 17 | 1 | 17
ERRO-3 | A | 1 | 21 | 1 | 21 | 1 | 21 | 2 | 21 | 5 | 21 | 1 | 17 | 1 | 17
FAARW-1 | A | 2 | 37 | 4 | 37 | 4 | 37 | 4 | 37 | 12 | 37 | 2 | 33 | 4 | 33
FAARW-2 | A | 2 | 37 | 4 | 37 | 4 | 37 | 4 | 37 | 12 | 37 | 2 | 33 | 4 | 33
FASN-1 | A | 0 | 15 | 1 | 15 | 1 | 15 | 1 | 15 | 2 | 15 | 0 | 15 | 1 | 12
FASN-2 | A | 0 | 15 | 1 | 15 | 1 | 15 | 1 | 15 | 2 | 15 | 0 | 15 | 1 | 12
FASN-3 | A | 0 | 15 | 1 | 15 | 1 | 15 | 1 | 15 | 2 | 15 | 0 | 15 | 1 | 12
FAWL1 | A | 36 | 244 | 77 | 244 | 77 | 244 | 10 | 244 | 10 | 244 | 40 | 98 | 91 | 145
FAWL3 | A | 36 | 244 | 77 | 244 | 77 | 244 | 10 | 244 | 10 | 244 | 40 | 98 | 91 | 145
FAWN-1 | A | 10 | 52 | 25 | 52 | 40 | 52 | 13 | 52 | 32 | 52 | 11 | 37 | 27 | 27
FELL-1 | A | 9 | 63 | 21 | 63 | 22 | 63 | 10 | 63 | 24 | 63 | 9 | 63 | 22 | 63
FERR-1 | A | 25 | 150 | 45 | 250 | 56 | 250 | 40 | 250 | 60 | 250 | 34 | 80 | 59 | 150
FERR-2 | A | 25 | 150 | 45 | 250 | 56 | 250 | 40 | 250 | 60 | 250 | 34 | 80 | 59 | 150
FERR-3 | A | 25 | 150 | 45 | 250 | 56 | 250 | 40 | 250 | 60 | 250 | 34 | 80 | 59 | 150
FERR-4 | A | 25 | 150 | 45 | 250 | 56 | 250 | 40 | 250 | 60 | 250 | 34 | 80 | 59 | 150
FFES-1 | A | 10 | 35 | 27 | 35 | 30 | 35 | 9 | 35 | 22 | 35 | 4 | 27 | 6 | 27
FFES-2 | A | 10 | 35 | 27 | 35 | 30 | 35 | 9 | 35 | 22 | 35 | 4 | 27 | 6 | 27
FFES-3 | A | 10 | 35 | 27 | 35 | 30 | 35 | 9 | 35 | 22 | 35 | 4 | 27 | 6 | 27
FFES-4 | A | 10 | 35 | 27 | 35 | 30 | 35 | 9 | 35 | 22 | 35 | 4 | 27 | 6 | 27
FIDL-1 | A | 13 | 205 | 20 | 205 | 23 | 205 | 35 | 100 | 40 | 147 | 30 | 147 | 50 | 147
FIDL-2 | A | 13 | 205 | 20 | 205 | 23 | 205 | 35 | 100 | 40 | 147 | 30 | 147 | 50 | 147
FIDL-3 | A | 13 | 205 | 20 | 205 | 23 | 205 | 35 | 100 | 40 | 147 | 30 | 147 | 50 | 147
FIDL-4 | A | 13 | 205 | 20 | 205 | 23 | 205 | 35 | 100 | 40 | 147 | 30 | 147 | 50 | 147
FIFE-1 | A | 6 | 63 | 12 | 63 | 12 | 63 | 11 | 63 | 24 | 63 | 6 | 53 | 8 | 53
FINL-1 | A | 0 | 14 | 1 | 14 | 1 | 14 | 1 | 14 | 2 | 14 | 0 | 14 | 1 | 11
FOYE-1 | A | 6 | 60 | 13 | 60 | 16 | 60 | 11 | 60 | 27 | 60 | 5 | 30 | 11 | 30
FOYE-2 | A | 6 | 60 | 13 | 60 | 16 | 60 | 11 | 60 | 27 | 60 | 5 | 30 | 11 | 30
GNFSW-1 | A | 11 | 100 | 30 | 100 | 30 | 100 | 12 | 100 | 31 | 100 | 12 | 70 | 30 | 70
GNFSW-2 | A | 7 | 64 | 18 | 64 | 18 | 64 | 8 | 64 | 18 | 64 | 6 | 49 | 15 | 49
GORDW-1 | A | 6 | 62 | 16 | 56 | 26 | 45 | 7 | 62 | 18 | 62 | 6 | 56 | 16 | 45
GRAI-1 | A | 43 | 485 | 100 | 485 | 160 | 485 | 60 | 485 | 140 | 485 | 33 | 0 | 60 | 345
GRAI-3 | A | 43 | 485 | 100 | 485 | 160 | 485 | 60 | 485 | 140 | 485 | 33 | 0 | 60 | 345
GRAI-4 | A | 43 | 485 | 100 | 485 | 160 | 485 | 60 | 485 | 140 | 485 | 33 | 0 | 60 | 345
GRAI-6 | A | 26 | 232 | 58 | 232 | 58 | 232 | 32 | 232 | 84 | 232 | 32 | 175 | 65 | 135
GRAI-7 | A | 30 | 232 | 60 | 232 | 60 | 232 | 32 | 232 | 84 | 232 | 32 | 175 | 65 | 135
GRAI-8 | A | 26 | 232 | 58 | 232 | 58 | 232 | 32 | 232 | 84 | 232 | 32 | 175 | 65 | 135
GRMO-1 | A | 8 | 43 | 8 | 43 | 8 | 43 | 8 | 43 | 8 | 43 | 8 | 23 | 8 | 23
GYAR-1 | A | 17 | 176 | 42 | 176 | 66 | 176 | 24 | 176 | 60 | 176 | 17 | 176 | 42 | 176
HADHW-1 | A | 7 | 96 | 14 | 96 | 22 | 96 | 13 | 96 | 34 | 96 | 8 | 65 | 17 | 65
HUMR-1 | A | 60 | 533 | 150 | 533 | 200 | 533 | 80 | 533 | 200 | 533 | 62 | 419 | 155 | 251
INDQ-1 | A | 12 | 102 | 31 | 102 | 43 | 102 | 13 | 102 | 34 | 102 | 12 | 72 | 30 | 72
IRNPS-1 | A | 35 | 125 | 45 | 125 | 48 | 285 | 42 | 285 | 68 | 125 | 28 | 125 | 42 | 185
IRNPS-2 | A | 35 | 125 | 45 | 125 | 48 | 285 | 42 | 285 | 68 | 125 | 28 | 125 | 42 | 185
KEAD-1 | A | 29 | 315 | 67 | 315 | 102 | 315 | 48 | 315 | 110 | 315 | 30 | 275 | 75 | 155
KILLPG-1 | A | 8 | 225 | 10 | 225 | 10 | 225 | 10 | 225 | 12 | 225 | 4 | 150 | 15 | 150
KILLPG-2 | A | 18 | 225 | 25 | 225 | 25 | 225 | 37 | 225 | 37 | 225 | 22 | 195 | 30 | 195
KILNS-1 | A | 30 | 290 | 72 | 290 | 84 | 290 | 42 | 290 | 114 | 290 | 18 | 104 | 45 | 104
KILBW-1 | A | 3 | 56 | 8 | 56 | 13 | 56 | 5 | 56 | 14 | 56 | 4 | 53 | 9 | 47
KINO-1 | A | 27 | 255 | 35 | 255 | 35 | 255 | 22 | 255 | 44 | 255 | 14 | 185 | 35 | 185
KINO-2 | A | 27 | 255 | 35 | 255 | 35 | 255 | 22 | 255 | 44 | 255 | 14 | 185 | 35 | 185
KINO-3 | A | 27 | 255 | 35 | 255 | 35 | 255 | 22 | 255 | 41 | 255 | 14 | 185 | 35 | 185
KINO-4 | A | 27 | 255 | 35 | 255 | 35 | 255 | 22 | 255 | 41 | 255 | 14 | 185 | 35 | 185
KLYN-A-1 | A | 24 | 126 | 50 | 126 | 50 | 126 | 34 | 126 | 70 | 126 | 22 | 81 | 34 | 81
LAGA-1 | A | 58 | 505 | 135 | 505 | 158 | 505 | 50 | 425 | 140 | 425 | 56 | 425 | 135 | 330
LBAR-1G | A | 1 | 16 | 4 | 16 | 6 | 16 | 2 | 16 | 4 | 16 | 1 | 9 | 4 | 9
LBAR-1 | A | 39 | 360 | 88 | 360 | 88 | 360 | 55 | 360 | 145 | 360 | 41 | 270 | 90 | 270
LITTD1 | A | 57 | 485 | 110 | 485 | 110 | 485 | 66 | 485 | 80 | 485 | 60 | 335 | 150 | 335
LITTD2 | A | 57 | 485 | 110 | 485 | 110 | 485 | 66 | 485 | 80 | 485 | 60 | 335 | 150 | 335
LITTD3 | A | 57 | 485 | 110 | 485 | 110 | 485 | 66 | 485 | 80 | 485 | 60 | 335 | 150 | 335
LOAN-1 | A | 25 | 326 | 51 | 326 | 55 | 326 | 19 | 326 | 50 | 326 | 12 | 276 | 28 | 276
LOAN-2 | A | 25 | 326 | 51 | 326 | 55 | 326 | 19 | 326 | 50 | 326 | 12 | 276 | 28 | 276
LOAN-3 | A | 25 | 326 | 51 | 326 | 55 | 326 | 19 | 326 | 50 | 326 | 12 | 276 | 28 | 276
MEDP-1 | A | 28 | 231 | 72 | 231 | 72 | 231 | 44 | 231 | 110 | 231 | 28 | 190 | 72 | 190
MILWW-1 | A | 6 | 32 | 8 | 54 | 13 | 54 | 5 | 54 | 14 | 54 | 3 | 43 | 8 | 43
MRWD-1 | A | 50 | 384 | 90 | 384 | 100 | 384 | 52 | 384 | 160 | 384 | 52 | 298 | 110 | 298
NANT-1 | A | 0 | 15 | 0 | 15 | 0 | 15 | 0 | 15 | 1 | 15 | 0 | 15 | 0 | 15
PEHE-1 | A | 47 | 435 | 100 | 435 | 100 | 435 | 67 | 435 | 105 | 435 | 64 | 245 | 100 | 245
PEHE-2 | A | 16 | 490 | 40 | 265 | 42 | 490 | 0 | 0 | 0 | 0 | 0 | 490 | 0 | 490
PEMB-11 | A | 36 | 237 | 60 | 237 | 60 | 237 | 31 | 237 | 84 | 237 | 32 | 192 | 62 | 192
PEMB-21 | A | 36 | 237 | 60 | 237 | 60 | 237 | 31 | 237 | 84 | 237 | 32 | 192 | 62 | 192
PEMB-31 | A | 36 | 237 | 60 | 237 | 60 | 237 | 31 | 237 | 84 | 237 | 32 | 192 | 62 | 192
PEMB-41 | A | 36 | 237 | 60 | 237 | 60 | 237 | 31 | 237 | 84 | 237 | 32 | 192 | 62 | 192
PEMB-51 | A | 36 | 237 | 60 | 237 | 60 | 237 | 31 | 237 | 84 | 237 | 32 | 192 | 62 | 192
PETEM1 | A | 20 | 180 | 46 | 180 | 52 | 180 | 24 | 180 | 58 | 180 | 20 | 150 | 50 | 100
RATS-1 | A | 50 | 270 | 90 | 270 | 90 | 270 | 36 | 270 | 50 | 270 | 42 | 105 | 75 | 155
RATS-2 | A | 39 | 270 | 84 | 270 | 90 | 270 | 39 | 155 | 54 | 270 | 42 | 105 | 95 | 155
RATS-3 | A | 39 | 270 | 84 | 270 | 90 | 270 | 39 | 155 | 54 | 270 | 42 | 105 | 95 | 155
RATS-4 | A | 39 | 270 | 84 | 270 | 90 | 270 | 39 | 155 | 54 | 270 | 42 | 105 | 95 | 155
ROCK-1 | A | 36 | 400 | 50 | 400 | 54 | 400 | 60 | 400 | 160 | 400 | 33 | 220 | 53 | 220
ROOS-1 | A | 12 | 140 | 32 | 140 | 32 | 140 | 13 | 140 | 32 | 140 | 13 | 108 | 32 | 108
RUGPS-6 | A | 36 | 243 | 80 | 243 | 80 | 243 | 40 | 243 | 90 | 243 | 40 | 155 | 95 | 105
RUGPS-7 | A | 36 | 243 | 80 | 243 | 80 | 243 | 40 | 243 | 90 | 243 | 40 | 155 | 95 | 105
RYHPS-1 | A | 30 | 305 | 48 | 305 | 66 | 305 | 42 | 305 | 51 | 305 | 30 | 130 | 42 | 68
SCCL-1 | A | 35 | 180 | 70 | 180 | 70 | 180 | 40 | 180 | 95 | 180 | 40 | 100 | 100 | 50
SCCL-2 | A | 35 | 180 | 70 | 180 | 70 | 180 | 40 | 180 | 95 | 180 | 40 | 100 | 100 | 50
SCCL-3 | A | 35 | 180 | 70 | 180 | 70 | 180 | 40 | 180 | 95 | 180 | 40 | 100 | 100 | 50
SEAB-1 | A | 44 | 254 | 125 | 254 | 150 | 254 | 55 | 254 | 150 | 254 | 75 | 164 | 176 | 38
SEAB-2 | A | 31 | 138 | 76 | 138 | 86 | 138 | 32 | 138 | 82 | 138 | 37 | 73 | 90 | 43
SHBA-1 | A | 41 | 255 | 104 | 255 | 115 | 255 | 44 | 255 | 120 | 255 | 39 | 195 | 115 | 40
SHBA-2 | A | 26 | 183 | 64 | 183 | 70 | 183 | 30 | 183 | 80 | 183 | 28 | 103 | 66 | 69
SHOS-1 | A | 18 | 160 | 24 | 160 | 24 | 160 | 30 | 160 | 75 | 160 | 18 | 135 | 24 | 135
SHOT-1 | A | 8 | 75 | 20 | 75 | 32 | 75 | 12 | 75 | 30 | 75 | 12 | 60 | 26 | 45
SIZB-1 | A | 38 | 283 | 45 | 283 | 45 | 283 | 45 | 283 | 45 | 283 | 40 | 283 | 46 | 283
SIZB-2 | A | 38 | 283 | 45 | 283 | 45 | 283 | 45 | 283 | 45 | 283 | 40 | 283 | 46 | 283
SLOY-1 | A | 0 | 38 | 1 | 38 | 1 | 38 | 1 | 38 | 2 | 38 | 0 | 38 | 1 | 30
SLOY-2 | A | 0 | 38 | 1 | 38 | 1 | 38 | 1 | 38 | 2 | 38 | 0 | 38 | 1 | 30
SLOY-3 | A | 0 | 38 | 1 | 38 | 1 | 38 | 1 | 38 | 2 | 38 | 0 | 38 | 1 | 30
SLOY-4 | A | 0 | 28 | 1 | 28 | 1 | 28 | 1 | 28 | 2 | 28 | 0 | 28 | 1 | 22
SPLN-1 | A | 40 | 380 | 100 | 380 | 110 | 380 | 50 | 380 | 120 | 380 | 30 | 380 | 90 | 300
STAY-1 | A | 34 | 221 | 62 | 221 | 62 | 221 | 35 | 221 | 85 | 221 | 33 | 161 | 60 | 161
STAY-2 | A | 34 | 221 | 62 | 221 | 62 | 221 | 35 | 221 | 85 | 221 | 33 | 161 | 60 | 161
STAY-3 | A | 34 | 221 | 62 | 221 | 62 | 221 | 35 | 221 | 85 | 221 | 33 | 161 | 60 | 161
STAY-4 | A | 34 | 221 | 62 | 221 | 62 | 221 | 35 | 221 | 85 | 221 | 33 | 161 | 60 | 161
SUTB-1 | A | 36 | 380 | 104 | 380 | 148 | 380 | 52 | 380 | 132 | 380 | 47 | 250 | 107 | 250
SVRP-10 | A | 20 | 225 | 50 | 225 | 70 | 225 | 32 | 225 | 80 | 225 | 20 | 172 | 50 | 172
SVRP-20 | A | 20 | 225 | 50 | 225 | 70 | 225 | 32 | 225 | 80 | 225 | 20 | 172 | 50 | 172
TESI-1 | A | 40 | 260 | 100 | 260 | 140 | 260 | 60 | 260 | 140 | 260 | 40 | 200 | 120 | 100
TESI-2 | A | 40 | 260 | 100 | 260 | 140 | 260 | 60 | 260 | 140 | 260 | 40 | 200 | 120 | 100
TILB-7 | A | 20 | 160 | 30 | 160 | 30 | 160 | 20 | 160 | 30 | 160 | 6 | 100 | 10 | 100
TILB-8 | A | 20 | 160 | 30 | 160 | 30 | 160 | 20 | 160 | 30 | 160 | 6 | 100 | 10 | 100
TILB-9 | A | 20 | 160 | 30 | 160 | 30 | 160 | 20 | 160 | 30 | 160 | 6 | 100 | 10 | 100
TILB10 | A | 20 | 160 | 30 | 160 | 30 | 160 | 20 | 160 | 30 | 160 | 6 | 100 | 10 | 100
USKM-13 | A | 6 | 49 | 15 | 49 | 17 | 49 | 8 | 49 | 19 | 49 | 7 | 36 | 8 | 36
USKM-14 | A | 6 | 49 | 15 | 49 | 17 | 49 | 8 | 49 | 19 | 49 | 7 | 36 | 8 | 36
USKM-15 | A | 6 | 49 | 15 | 49 | 17 | 49 | 8 | 49 | 19 | 49 | 7 | 36 | 8 | 36
WBUPS-1 | A | 30 | 113 | 48 | 153 | 48 | 153 | 32 | 113 | 50 | 113 | 40 | 153 | 65 | 113
WBUPS-2 | A | 30 | 133 | 48 | 173 | 48 | 173 | 32 | 133 | 50 | 133 | 40 | 173 | 65 | 133
WBUPS-3 | A | 30 | 133 | 48 | 173 | 48 | 173 | 32 | 133 | 50 | 133 | 40 | 173 | 65 | 133
WBUPS-4 | A | 30 | 113 | 48 | 153 | 48 | 153 | 32 | 113 | 50 | 113 | 40 | 153 | 65 | 113
WBURB-1 | A | 22 | 240 | 48 | 240 | 62 | 240 | 27 | 240 | 69 | 240 | 20 | 200 | 50 | 120
WBURB-2 | A | 25 | 255 | 52 | 255 | 62 | 255 | 26 | 255 | 67 | 255 | 22 | 215 | 52 | 135
WBURB-3 | A | 23 | 255 | 48 | 255 | 62 | 255 | 27 | 255 | 67 | 255 | 20 | 215 | 52 | 135
WHILW-1 | A | 31 | 322 | 84 | 322 | 90 | 322 | 33 | 322 | 90 | 322 | 32 | 255 | 86 | 210
WLNYO-2 | A | 19 | 182 | 51 | 182 | 54 | 182 | 20 | 182 | 53 | 182 | 20 | 158 | 51 | 130
WLNYW-1 | A | 19 | 182 | 51 | 182 | 54 | 182 | 20 | 182 | 53 | 182 | 20 | 158 | 51 | 130

## Sep 2013
MW Response Capability by BMU
|  | Primary Response (Max MWhrs) | [5 empty] | Secondary Response (Max Mwhrs) |  |  |  | High Frequency Response (Max MWhrs)
UNIT | Mode | 0.2Hz |  | 0.5Hz |  | 0.8Hz |  | 0.2/0.2Hz |  | 0.5/0.5Hz |  | 0.2Hz |  | 0.5Hz
ABTH7 | A | 40 | 250 | 72 | 250 | 72 | 250 | 48 | 250 | 120 | 250 | 38 | 185 | 55 | 185
ABTH8 | A | 40 | 250 | 72 | 250 | 72 | 250 | 48 | 250 | 120 | 250 | 38 | 185 | 55 | 185
ABTH9 | A | 40 | 250 | 72 | 250 | 72 | 250 | 48 | 250 | 120 | 250 | 38 | 185 | 55 | 185
BAGE-1 | A | 30 | 255 | 70 | 255 | 90 | 255 | 35 | 255 | 90 | 255 | 28 | 220 | 70 | 185
BAGE-2 | A | 3 | 17 | 8 | 17 | 12 | 17 | 4 | 17 | 9 | 17 | 2 | 17 | 5 | 17
BARKB2 | A | 33 | 210 | 82 | 210 | 108 | 210 | 39 | 210 | 97 | 210 | 31 | 120 | 84 | 120
BARK-1 | A | 22 | 140 | 55 | 140 | 72 | 140 | 26 | 140 | 65 | 140 | 21 | 80 | 54 | 80
BLLA-1 | A | 6 | 99 | 13 | 99 | 13 | 99 | 15 | 99 | 39 | 99 | 9 | 83 | 16 | 83
BRDUW-1 | A | 6 | 58 | 17 | 58 | 17 | 58 | 7 | 58 | 17 | 58 | 6 | 36 | 17 | 36
BRGG-1 | A | 16 | 110 | 32 | 110 | 48 | 110 | 16 | 110 | 40 | 110 | 14 | 96 | 34 | 46
BRYP-1 | A | 15 | 82 | 25 | 82 | 31 | 82 | 22 | 82 | 37 | 82 | 10 | 82 | 27 | 47
CDCL-1 | A | 30 | 160 | 40 | 160 | 40 | 160 | 34 | 160 | 40 | 160 | 27 | 120 | 40 | 120
CLAC-1 | A | 3 | 28 | 8 | 28 | 13 | 28 | 3 | 36 | 9 | 36 | 3 | 28 | 8 | 28
CNQPS-1 | A | 22 | 126 | 51 | 126 | 70 | 126 | 28 | 126 | 70 | 126 | 20 | 100 | 45 | 100
CNQPS-2 | A | 22 | 126 | 51 | 126 | 70 | 126 | 28 | 126 | 70 | 126 | 20 | 100 | 45 | 100
CNQPS-3 | A | 22 | 126 | 51 | 126 | 70 | 126 | 28 | 126 | 70 | 126 | 20 | 100 | 45 | 100
CNQPS-4 | A | 22 | 126 | 51 | 126 | 70 | 126 | 28 | 126 | 70 | 126 | 20 | 100 | 45 | 100
COCK-1 | A | 15 | 168 | 42 | 168 | 48 | 168 | 10 | 168 | 25 | 168 | 6 | 138 | 7 | 138
COCK-2 | A | 15 | 168 | 42 | 168 | 48 | 168 | 10 | 168 | 25 | 168 | 6 | 138 | 7 | 138
COCK-3 | A | 15 | 168 | 42 | 168 | 48 | 168 | 10 | 168 | 25 | 168 | 6 | 138 | 7 | 138
COCK-4 | A | 15 | 168 | 42 | 168 | 48 | 168 | 10 | 168 | 25 | 168 | 6 | 138 | 7 | 138
CORB-1 | A | 10 | 130 | 30 | 130 | 50 | 130 | 28 | 130 | 60 | 130 | 15 | 95 | 40 | 60
COSO-1 | A | 20 | 380 | 40 | 380 | 50 | 380 | 60 | 380 | 140 | 380 | 17 | 304 | 40 | 304
COTPS-1 | A | 29 | 277 | 50 | 277 | 62 | 277 | 35 | 60 | 63 | 277 | 30 | 122 | 60 | 122
COTPS-2 | A | 29 | 287 | 50 | 287 | 62 | 287 | 35 | 60 | 63 | 287 | 30 | 122 | 60 | 122
COTPS-3 | A | 29 | 287 | 50 | 287 | 62 | 287 | 35 | 60 | 63 | 287 | 30 | 122 | 60 | 122
COTPS-4 | A | 29 | 277 | 50 | 277 | 62 | 277 | 35 | 60 | 63 | 277 | 30 | 122 | 60 | 122
COWE1 | A | 7 | 30 | 17 | 30 | 17 | 30 | 7 | 30 | 17 | 30 | 7 | 30 | 17 | 30
COWE2 | A | 7 | 30 | 17 | 30 | 17 | 30 | 7 | 30 | 17 | 30 | 7 | 30 | 17 | 30
CRUA-1 | A | 10 | 110 | 25 | 110 | 37 | 110 | 12 | 110 | 30 | 110 | 10 | 84 | 25 | 48
CRUA-2 | A | 10 | 110 | 25 | 110 | 37 | 110 | 12 | 110 | 30 | 110 | 10 | 84 | 25 | 48
CRUA-3 | A | 7 | 30 | 15 | 30 | 21 | 30 | 9 | 30 | 24 | 30 | 5 | 25 | 13 | 15
CRUA-4 | A | 7 | 30 | 15 | 30 | 21 | 30 | 9 | 30 | 24 | 30 | 5 | 25 | 13 | 15
DAMC-1 | A | 64 | 380 | 136 | 380 | 156 | 380 | 80 | 380 | 180 | 380 | 60 | 293 | 190 | 128
DEEP-1 | A | 20 | 180 | 60 | 180 | 86 | 180 | 22 | 180 | 80 | 180 | 24 | 96 | 52 | 96
DERW-1 | A | 13 | 90 | 35 | 90 | 45 | 90 | 16 | 90 | 40 | 90 | 16 | 90 | 32 | 72
DIDCB5 | A | 40 | 330 | 104 | 330 | 125 | 330 | 55 | 330 | 140 | 330 | 40 | 185 | 105 | 185
DIDCB6 | A | 50 | 250 | 105 | 250 | 105 | 250 | 50 | 250 | 130 | 250 | 50 | 153 | 110 | 103
DIDC1 | A | 42 | 225 | 85 | 225 | 85 | 225 | 24 | 225 | 62 | 120 | 24 | 73 | 60 | 147
DIDC2 | A | 42 | 225 | 85 | 225 | 85 | 225 | 24 | 225 | 62 | 120 | 24 | 73 | 60 | 147
DIDC3 | A | 42 | 225 | 85 | 225 | 85 | 225 | 24 | 225 | 62 | 120 | 24 | 73 | 60 | 147
DIDC4 | A | 42 | 225 | 85 | 225 | 85 | 225 | 24 | 225 | 62 | 120 | 24 | 73 | 60 | 147
DINO-1 | A | 14 | 138 | 39 | 138 | 58 | 138 | 28 | 138 | 72 | 138 | 14 | 118 | 36 | 88
DINO-2 | A | 14 | 138 | 39 | 138 | 58 | 138 | 28 | 138 | 72 | 138 | 14 | 118 | 36 | 88
DINO-3 | A | 14 | 138 | 39 | 138 | 58 | 138 | 28 | 138 | 72 | 138 | 14 | 118 | 36 | 88
DINO-4 | A | 14 | 138 | 39 | 138 | 58 | 138 | 28 | 138 | 72 | 138 | 14 | 118 | 36 | 88
DINO-5 | A | 14 | 138 | 39 | 138 | 58 | 138 | 28 | 138 | 72 | 138 | 14 | 118 | 36 | 88
DINO-6 | A | 14 | 138 | 39 | 138 | 58 | 138 | 28 | 138 | 72 | 138 | 14 | 118 | 36 | 88
DRAXX-1 | A | 68 | 345 | 100 | 345 | 100 | 345 | 64 | 95 | 110 | 345 | 60 | 225 | 70 | 225
DRAXX-2 | A | 68 | 345 | 100 | 345 | 100 | 345 | 64 | 95 | 110 | 345 | 60 | 225 | 70 | 225
DRAXX-3 | A | 68 | 345 | 100 | 345 | 100 | 345 | 64 | 95 | 110 | 345 | 60 | 225 | 70 | 225
DRAXX-4 | A | 68 | 345 | 100 | 345 | 100 | 345 | 64 | 95 | 110 | 345 | 60 | 225 | 70 | 225
DRAXX-5 | A | 68 | 345 | 100 | 345 | 100 | 345 | 64 | 95 | 110 | 345 | 60 | 225 | 70 | 225
DRAXX-6 | A | 68 | 345 | 100 | 345 | 100 | 345 | 64 | 95 | 110 | 345 | 60 | 225 | 70 | 225
EECL-1 | A | 20 | 178 | 25 | 178 | 25 | 178 | 32 | 178 | 81 | 178 | 20 | 143 | 25 | 143
EGGPS-1 | A | 45 | 205 | 83 | 205 | 83 | 205 | 49 | 205 | 110 | 205 | 33 | 95 | 60 | 95
EGGPS-2 | A | 45 | 205 | 83 | 205 | 83 | 205 | 49 | 205 | 110 | 205 | 33 | 95 | 60 | 95
EGGPS-3 | A | 45 | 205 | 83 | 205 | 83 | 205 | 49 | 205 | 110 | 205 | 33 | 95 | 60 | 95
EGGPS-4 | A | 45 | 205 | 83 | 205 | 83 | 205 | 49 | 205 | 110 | 205 | 33 | 95 | 60 | 95
ERRO-1 | A | 1 | 21 | 1 | 21 | 1 | 21 | 2 | 21 | 5 | 21 | 1 | 17 | 1 | 17
ERRO-2 | A | 1 | 21 | 1 | 21 | 1 | 21 | 2 | 21 | 5 | 21 | 1 | 17 | 1 | 17
ERRO-3 | A | 1 | 21 | 1 | 21 | 1 | 21 | 2 | 21 | 5 | 21 | 1 | 17 | 1 | 17
FAARW-1 | A | 2 | 37 | 4 | 37 | 4 | 37 | 4 | 37 | 12 | 37 | 2 | 33 | 4 | 33
FAARW-2 | A | 2 | 37 | 4 | 37 | 4 | 37 | 4 | 37 | 12 | 37 | 2 | 33 | 4 | 33
FASN-1 | A | 0 | 15 | 1 | 15 | 1 | 15 | 1 | 15 | 2 | 15 | 0 | 15 | 1 | 12
FASN-2 | A | 0 | 15 | 1 | 15 | 1 | 15 | 1 | 15 | 2 | 15 | 0 | 15 | 1 | 12
FASN-3 | A | 0 | 15 | 1 | 15 | 1 | 15 | 1 | 15 | 2 | 15 | 0 | 15 | 1 | 12
FAWL1 | A | 36 | 244 | 77 | 244 | 77 | 244 | 10 | 244 | 10 | 244 | 40 | 98 | 91 | 145
FAWL3 | A | 36 | 244 | 77 | 244 | 77 | 244 | 10 | 244 | 10 | 244 | 40 | 98 | 91 | 145
FAWN-1 | A | 10 | 52 | 25 | 52 | 40 | 52 | 13 | 52 | 32 | 52 | 11 | 37 | 27 | 27
FELL-1 | A | 9 | 63 | 21 | 63 | 22 | 63 | 10 | 63 | 24 | 63 | 9 | 63 | 22 | 63
FERR-1 | A | 25 | 150 | 45 | 250 | 56 | 250 | 40 | 250 | 60 | 250 | 34 | 80 | 59 | 150
FERR-2 | A | 25 | 150 | 45 | 250 | 56 | 250 | 40 | 250 | 60 | 250 | 34 | 80 | 59 | 150
FERR-3 | A | 25 | 150 | 45 | 250 | 56 | 250 | 40 | 250 | 60 | 250 | 34 | 80 | 59 | 150
FERR-4 | A | 25 | 150 | 45 | 250 | 56 | 250 | 40 | 250 | 60 | 250 | 34 | 80 | 59 | 150
FFES-1 | A | 10 | 35 | 27 | 35 | 30 | 35 | 9 | 35 | 22 | 35 | 4 | 27 | 6 | 27
FFES-2 | A | 10 | 35 | 27 | 35 | 30 | 35 | 9 | 35 | 22 | 35 | 4 | 27 | 6 | 27
FFES-3 | A | 10 | 35 | 27 | 35 | 30 | 35 | 9 | 35 | 22 | 35 | 4 | 27 | 6 | 27
FFES-4 | A | 10 | 35 | 27 | 35 | 30 | 35 | 9 | 35 | 22 | 35 | 4 | 27 | 6 | 27
FIDL-1 | A | 13 | 205 | 20 | 205 | 23 | 205 | 35 | 100 | 40 | 147 | 30 | 147 | 50 | 147
FIDL-2 | A | 13 | 205 | 20 | 205 | 23 | 205 | 35 | 100 | 40 | 147 | 30 | 147 | 50 | 147
FIDL-3 | A | 13 | 205 | 20 | 205 | 23 | 205 | 35 | 100 | 40 | 147 | 30 | 147 | 50 | 147
FIDL-4 | A | 13 | 205 | 20 | 205 | 23 | 205 | 35 | 100 | 40 | 147 | 30 | 147 | 50 | 147
FIFE-1 | A | 6 | 63 | 12 | 63 | 12 | 63 | 11 | 63 | 24 | 63 | 6 | 53 | 8 | 53
FINL-1 | A | 0 | 14 | 1 | 14 | 1 | 14 | 1 | 14 | 2 | 14 | 0 | 14 | 1 | 11
FOYE-1 | A | 6 | 60 | 13 | 60 | 16 | 60 | 11 | 60 | 27 | 60 | 5 | 30 | 11 | 30
FOYE-2 | A | 6 | 60 | 13 | 60 | 16 | 60 | 11 | 60 | 27 | 60 | 5 | 30 | 11 | 30
GNFSW-1 | A | 11 | 100 | 30 | 100 | 30 | 100 | 12 | 100 | 31 | 100 | 12 | 70 | 30 | 70
GNFSW-2 | A | 7 | 64 | 18 | 64 | 18 | 64 | 8 | 64 | 18 | 64 | 6 | 49 | 15 | 49
GORDW-1 | A | 6 | 62 | 16 | 56 | 26 | 45 | 7 | 62 | 18 | 62 | 6 | 56 | 16 | 45
GRAI-1 | A | 43 | 485 | 100 | 485 | 160 | 485 | 60 | 485 | 140 | 485 | 33 | 0 | 60 | 345
GRAI-3 | A | 43 | 485 | 100 | 485 | 160 | 485 | 60 | 485 | 140 | 485 | 33 | 0 | 60 | 345
GRAI-4 | A | 43 | 485 | 100 | 485 | 160 | 485 | 60 | 485 | 140 | 485 | 33 | 0 | 60 | 345
GRAI-6 | A | 26 | 232 | 58 | 232 | 58 | 232 | 32 | 232 | 84 | 232 | 32 | 175 | 65 | 135
GRAI-7 | A | 30 | 232 | 60 | 232 | 60 | 232 | 32 | 232 | 84 | 232 | 32 | 175 | 65 | 135
GRAI-8 | A | 26 | 232 | 58 | 232 | 58 | 232 | 32 | 232 | 84 | 232 | 32 | 175 | 65 | 135
GRMO-1 | A | 8 | 43 | 8 | 43 | 8 | 43 | 8 | 43 | 8 | 43 | 8 | 23 | 8 | 23
GYAR-1 | A | 17 | 176 | 42 | 176 | 66 | 176 | 24 | 176 | 60 | 176 | 17 | 176 | 42 | 176
HADHW-1 | A | 7 | 96 | 14 | 96 | 22 | 96 | 13 | 96 | 34 | 96 | 8 | 65 | 17 | 65
HUMR-1 | A | 60 | 533 | 150 | 533 | 200 | 533 | 80 | 533 | 200 | 533 | 62 | 419 | 155 | 251
INDQ-1 | A | 12 | 102 | 31 | 102 | 43 | 102 | 13 | 102 | 34 | 102 | 12 | 72 | 30 | 72
IRNPS-1 | A | 35 | 125 | 45 | 125 | 48 | 285 | 42 | 285 | 68 | 125 | 28 | 125 | 42 | 185
IRNPS-2 | A | 35 | 125 | 45 | 125 | 48 | 285 | 42 | 285 | 68 | 125 | 28 | 125 | 42 | 185
KEAD-1 | A | 29 | 315 | 67 | 315 | 102 | 315 | 48 | 315 | 110 | 315 | 30 | 275 | 75 | 155
KILLPG-1 | A | 8 | 225 | 10 | 225 | 10 | 225 | 10 | 225 | 12 | 225 | 4 | 150 | 15 | 150
KILLPG-2 | A | 18 | 225 | 25 | 225 | 25 | 225 | 37 | 225 | 37 | 225 | 22 | 195 | 30 | 195
KILNS-1 | A | 30 | 290 | 72 | 290 | 84 | 290 | 42 | 290 | 114 | 290 | 18 | 104 | 45 | 104
KILBW-1 | A | 3 | 56 | 8 | 56 | 13 | 56 | 5 | 56 | 14 | 56 | 4 | 53 | 9 | 47
KINO-1 | A | 27 | 255 | 35 | 255 | 35 | 255 | 22 | 255 | 44 | 255 | 14 | 185 | 35 | 185
KINO-2 | A | 27 | 255 | 35 | 255 | 35 | 255 | 22 | 255 | 44 | 255 | 14 | 185 | 35 | 185
KINO-3 | A | 27 | 255 | 35 | 255 | 35 | 255 | 22 | 255 | 41 | 255 | 14 | 185 | 35 | 185
KINO-4 | A | 27 | 255 | 35 | 255 | 35 | 255 | 22 | 255 | 41 | 255 | 14 | 185 | 35 | 185
KLYN-A-1 | A | 24 | 126 | 50 | 126 | 50 | 126 | 34 | 126 | 70 | 126 | 22 | 81 | 34 | 81
LAGA-1 | A | 58 | 505 | 135 | 505 | 158 | 505 | 50 | 425 | 140 | 425 | 56 | 425 | 135 | 330
LBAR-1G | A | 1 | 16 | 4 | 16 | 6 | 16 | 2 | 16 | 4 | 16 | 1 | 9 | 4 | 9
LBAR-1 | A | 39 | 360 | 88 | 360 | 88 | 360 | 55 | 360 | 145 | 360 | 41 | 270 | 90 | 270
LITTD1 | A | 57 | 485 | 110 | 485 | 110 | 485 | 66 | 485 | 80 | 485 | 60 | 335 | 150 | 335
LITTD2 | A | 57 | 485 | 110 | 485 | 110 | 485 | 66 | 485 | 80 | 485 | 60 | 335 | 150 | 335
LITTD3 | A | 57 | 485 | 110 | 485 | 110 | 485 | 66 | 485 | 80 | 485 | 60 | 335 | 150 | 335
LOAN-1 | A | 25 | 326 | 51 | 326 | 55 | 326 | 19 | 326 | 50 | 326 | 12 | 276 | 28 | 276
LOAN-2 | A | 25 | 326 | 51 | 326 | 55 | 326 | 19 | 326 | 50 | 326 | 12 | 276 | 28 | 276
LOAN-3 | A | 25 | 326 | 51 | 326 | 55 | 326 | 19 | 326 | 50 | 326 | 12 | 276 | 28 | 276
MEDP-1 | A | 28 | 231 | 72 | 231 | 72 | 231 | 44 | 231 | 110 | 231 | 28 | 190 | 72 | 190
MILWW-1 | A | 6 | 32 | 8 | 54 | 13 | 54 | 5 | 54 | 14 | 54 | 3 | 43 | 8 | 43
MRWD-1 | A | 50 | 384 | 90 | 384 | 100 | 384 | 52 | 384 | 160 | 384 | 52 | 298 | 110 | 298
NANT-1 | A | 0 | 15 | 0 | 15 | 0 | 15 | 0 | 15 | 1 | 15 | 0 | 15 | 0 | 15
PEHE-1 | A | 47 | 435 | 100 | 435 | 100 | 435 | 67 | 435 | 105 | 435 | 64 | 245 | 100 | 245
PEHE-2 | A | 16 | 490 | 40 | 265 | 42 | 490 | 0 | 0 | 0 | 0 | 0 | 490 | 0 | 490
PEMB-11 | A | 36 | 237 | 60 | 237 | 60 | 237 | 31 | 237 | 84 | 237 | 32 | 192 | 62 | 192
PEMB-21 | A | 36 | 237 | 60 | 237 | 60 | 237 | 31 | 237 | 84 | 237 | 32 | 192 | 62 | 192
PEMB-31 | A | 36 | 237 | 60 | 237 | 60 | 237 | 31 | 237 | 84 | 237 | 32 | 192 | 62 | 192
PEMB-41 | A | 36 | 237 | 60 | 237 | 60 | 237 | 31 | 237 | 84 | 237 | 32 | 192 | 62 | 192
PEMB-51 | A | 36 | 237 | 60 | 237 | 60 | 237 | 31 | 237 | 84 | 237 | 32 | 192 | 62 | 192
PETEM1 | A | 20 | 180 | 46 | 180 | 52 | 180 | 24 | 180 | 58 | 180 | 20 | 150 | 50 | 100
RATS-1 | A | 50 | 270 | 90 | 270 | 90 | 270 | 36 | 270 | 50 | 270 | 42 | 105 | 75 | 155
RATS-2 | A | 39 | 270 | 84 | 270 | 90 | 270 | 39 | 155 | 54 | 270 | 42 | 105 | 95 | 155
RATS-3 | A | 39 | 270 | 84 | 270 | 90 | 270 | 39 | 155 | 54 | 270 | 42 | 105 | 95 | 155
RATS-4 | A | 39 | 270 | 84 | 270 | 90 | 270 | 39 | 155 | 54 | 270 | 42 | 105 | 95 | 155
ROCK-1 | A | 36 | 400 | 50 | 400 | 54 | 400 | 60 | 400 | 160 | 400 | 33 | 220 | 53 | 220
ROOS-1 | A | 12 | 140 | 32 | 140 | 32 | 140 | 13 | 140 | 32 | 140 | 13 | 108 | 32 | 108
RUGPS-6 | A | 36 | 243 | 80 | 243 | 80 | 243 | 40 | 243 | 90 | 243 | 40 | 155 | 95 | 105
RUGPS-7 | A | 36 | 243 | 80 | 243 | 80 | 243 | 40 | 243 | 90 | 243 | 40 | 155 | 95 | 105
RYHPS-1 | A | 30 | 305 | 48 | 305 | 66 | 305 | 42 | 305 | 51 | 305 | 30 | 130 | 42 | 68
SCCL-1 | A | 35 | 180 | 70 | 180 | 70 | 180 | 40 | 180 | 95 | 180 | 40 | 100 | 100 | 50
SCCL-2 | A | 35 | 180 | 70 | 180 | 70 | 180 | 40 | 180 | 95 | 180 | 40 | 100 | 100 | 50
SCCL-3 | A | 35 | 180 | 70 | 180 | 70 | 180 | 40 | 180 | 95 | 180 | 40 | 100 | 100 | 50
SEAB-1 | A | 44 | 254 | 125 | 254 | 150 | 254 | 55 | 254 | 150 | 254 | 75 | 164 | 176 | 38
SEAB-2 | A | 31 | 138 | 76 | 138 | 86 | 138 | 32 | 138 | 82 | 138 | 37 | 73 | 90 | 43
SHBA-1 | A | 41 | 255 | 104 | 255 | 115 | 255 | 44 | 255 | 120 | 255 | 39 | 195 | 115 | 40
SHBA-2 | A | 26 | 183 | 64 | 183 | 70 | 183 | 30 | 183 | 80 | 183 | 28 | 103 | 66 | 69
SHOS-1 | A | 18 | 160 | 24 | 160 | 24 | 160 | 30 | 160 | 75 | 160 | 18 | 135 | 24 | 135
SHOT-1 | A | 8 | 75 | 20 | 75 | 32 | 75 | 12 | 75 | 30 | 75 | 12 | 60 | 26 | 45
SIZB-1 | A | 38 | 283 | 45 | 283 | 45 | 283 | 45 | 283 | 45 | 283 | 40 | 283 | 46 | 283
SIZB-2 | A | 38 | 283 | 45 | 283 | 45 | 283 | 45 | 283 | 45 | 283 | 40 | 283 | 46 | 283
SLOY-1 | A | 0 | 38 | 1 | 38 | 1 | 38 | 1 | 38 | 2 | 38 | 0 | 38 | 1 | 30
SLOY-2 | A | 0 | 38 | 1 | 38 | 1 | 38 | 1 | 38 | 2 | 38 | 0 | 38 | 1 | 30
SLOY-3 | A | 0 | 38 | 1 | 38 | 1 | 38 | 1 | 38 | 2 | 38 | 0 | 38 | 1 | 30
SLOY-4 | A | 0 | 28 | 1 | 28 | 1 | 28 | 1 | 28 | 2 | 28 | 0 | 28 | 1 | 22
SPLN-1 | A | 40 | 380 | 100 | 380 | 110 | 380 | 50 | 380 | 120 | 380 | 30 | 380 | 90 | 300
STAY-1 | A | 34 | 221 | 62 | 221 | 62 | 221 | 35 | 221 | 85 | 221 | 33 | 161 | 60 | 161
STAY-2 | A | 34 | 221 | 62 | 221 | 62 | 221 | 35 | 221 | 85 | 221 | 33 | 161 | 60 | 161
STAY-3 | A | 34 | 221 | 62 | 221 | 62 | 221 | 35 | 221 | 85 | 221 | 33 | 161 | 60 | 161
STAY-4 | A | 34 | 221 | 62 | 221 | 62 | 221 | 35 | 221 | 85 | 221 | 33 | 161 | 60 | 161
SUTB-1 | A | 36 | 380 | 104 | 380 | 148 | 380 | 52 | 380 | 132 | 380 | 47 | 250 | 107 | 250
SVRP-10 | A | 20 | 225 | 50 | 225 | 70 | 225 | 32 | 225 | 80 | 225 | 20 | 172 | 50 | 172
SVRP-20 | A | 20 | 225 | 50 | 225 | 70 | 225 | 32 | 225 | 80 | 225 | 20 | 172 | 50 | 172
TESI-1 | A | 40 | 260 | 100 | 260 | 140 | 260 | 60 | 260 | 140 | 260 | 40 | 200 | 120 | 100
TESI-2 | A | 40 | 260 | 100 | 260 | 140 | 260 | 60 | 260 | 140 | 260 | 40 | 200 | 120 | 100
TILB-7 | A | 20 | 160 | 30 | 160 | 30 | 160 | 20 | 160 | 30 | 160 | 6 | 100 | 10 | 100
TILB-8 | A | 20 | 160 | 30 | 160 | 30 | 160 | 20 | 160 | 30 | 160 | 6 | 100 | 10 | 100
TILB-9 | A | 20 | 160 | 30 | 160 | 30 | 160 | 20 | 160 | 30 | 160 | 6 | 100 | 10 | 100
TILB10 | A | 20 | 160 | 30 | 160 | 30 | 160 | 20 | 160 | 30 | 160 | 6 | 100 | 10 | 100
USKM-13 | A | 6 | 49 | 15 | 49 | 17 | 49 | 8 | 49 | 19 | 49 | 7 | 36 | 8 | 36
USKM-14 | A | 6 | 49 | 15 | 49 | 17 | 49 | 8 | 49 | 19 | 49 | 7 | 36 | 8 | 36
USKM-15 | A | 6 | 49 | 15 | 49 | 17 | 49 | 8 | 49 | 19 | 49 | 7 | 36 | 8 | 36
WBUPS-1 | A | 30 | 113 | 48 | 153 | 48 | 153 | 32 | 113 | 50 | 113 | 40 | 153 | 65 | 113
WBUPS-2 | A | 30 | 133 | 48 | 173 | 48 | 173 | 32 | 133 | 50 | 133 | 40 | 173 | 65 | 133
WBUPS-3 | A | 30 | 133 | 48 | 173 | 48 | 173 | 32 | 133 | 50 | 133 | 40 | 173 | 65 | 133
WBUPS-4 | A | 30 | 113 | 48 | 153 | 48 | 153 | 32 | 113 | 50 | 113 | 40 | 153 | 65 | 113
WBURB-1 | A | 22 | 240 | 48 | 240 | 62 | 240 | 27 | 240 | 69 | 240 | 20 | 200 | 50 | 120
WBURB-2 | A | 25 | 255 | 52 | 255 | 62 | 255 | 26 | 255 | 67 | 255 | 22 | 215 | 52 | 135
WHILW-1 | A | 31 | 322 | 84 | 322 | 90 | 322 | 33 | 322 | 90 | 322 | 32 | 255 | 86 | 210

## Aug 2013
MW Response Capability by BMU
|  | Primary Response (Max MWhrs) | [5 empty] | Secondary Response (Max Mwhrs) |  |  |  | High Frequency Response (Max MWhrs)
UNIT | Mode | 0.2Hz |  | 0.5Hz |  | 0.8Hz |  | 0.2/0.2Hz |  | 0.5/0.5Hz |  | 0.2Hz |  | 0.5Hz
ABTH7 | A | 40 | 250 | 72 | 250 | 72 | 250 | 48 | 250 | 120 | 250 | 38 | 185 | 55 | 185
ABTH8 | A | 40 | 250 | 72 | 250 | 72 | 250 | 48 | 250 | 120 | 250 | 38 | 185 | 55 | 185
ABTH9 | A | 40 | 250 | 72 | 250 | 72 | 250 | 48 | 250 | 120 | 250 | 38 | 185 | 55 | 185
BAGE-1 | A | 30 | 255 | 70 | 255 | 90 | 255 | 35 | 255 | 90 | 255 | 28 | 220 | 70 | 185
BAGE-2 | A | 3 | 17 | 8 | 17 | 12 | 17 | 4 | 17 | 9 | 17 | 2 | 17 | 5 | 17
BARKB2 | A | 33 | 210 | 82 | 210 | 108 | 210 | 39 | 210 | 97 | 210 | 31 | 120 | 84 | 120
BARK-1 | A | 22 | 140 | 55 | 140 | 72 | 140 | 26 | 140 | 65 | 140 | 21 | 80 | 54 | 80
BLLA-1 | A | 6 | 99 | 13 | 99 | 13 | 99 | 15 | 99 | 39 | 99 | 9 | 83 | 16 | 83
BRDUW-1 | A | 6 | 58 | 17 | 58 | 17 | 58 | 7 | 58 | 17 | 58 | 6 | 36 | 17 | 36
BRGG-1 | A | 16 | 110 | 32 | 110 | 48 | 110 | 16 | 110 | 40 | 110 | 14 | 96 | 34 | 46
BRYP-1 | A | 15 | 82 | 25 | 82 | 31 | 82 | 22 | 82 | 37 | 82 | 10 | 82 | 27 | 47
CDCL-1 | A | 30 | 160 | 40 | 160 | 40 | 160 | 34 | 160 | 40 | 160 | 27 | 120 | 40 | 120
CLAC-1 | A | 3 | 28 | 8 | 28 | 13 | 28 | 3 | 36 | 9 | 36 | 3 | 28 | 8 | 28
CNQPS-1 | A | 22 | 126 | 51 | 126 | 70 | 126 | 28 | 126 | 70 | 126 | 20 | 100 | 45 | 100
CNQPS-2 | A | 22 | 126 | 51 | 126 | 70 | 126 | 28 | 126 | 70 | 126 | 20 | 100 | 45 | 100
CNQPS-3 | A | 22 | 126 | 51 | 126 | 70 | 126 | 28 | 126 | 70 | 126 | 20 | 100 | 45 | 100
CNQPS-4 | A | 22 | 126 | 51 | 126 | 70 | 126 | 28 | 126 | 70 | 126 | 20 | 100 | 45 | 100
COCK-1 | A | 15 | 168 | 42 | 168 | 48 | 168 | 10 | 168 | 25 | 168 | 6 | 138 | 7 | 138
COCK-2 | A | 15 | 168 | 42 | 168 | 48 | 168 | 10 | 168 | 25 | 168 | 6 | 138 | 7 | 138
COCK-3 | A | 15 | 168 | 42 | 168 | 48 | 168 | 10 | 168 | 25 | 168 | 6 | 138 | 7 | 138
COCK-4 | A | 15 | 168 | 42 | 168 | 48 | 168 | 10 | 168 | 25 | 168 | 6 | 138 | 7 | 138
CORB-1 | A | 10 | 130 | 30 | 130 | 50 | 130 | 28 | 130 | 60 | 130 | 15 | 95 | 40 | 60
COSO-1 | A | 20 | 380 | 40 | 380 | 50 | 380 | 60 | 380 | 140 | 380 | 17 | 304 | 40 | 304
COTPS-1 | A | 29 | 277 | 50 | 277 | 62 | 277 | 35 | 60 | 63 | 277 | 30 | 122 | 60 | 122
COTPS-2 | A | 29 | 287 | 50 | 287 | 62 | 287 | 35 | 60 | 63 | 287 | 30 | 122 | 60 | 122
COTPS-3 | A | 29 | 287 | 50 | 287 | 62 | 287 | 35 | 60 | 63 | 287 | 30 | 122 | 60 | 122
COTPS-4 | A | 29 | 277 | 50 | 277 | 62 | 277 | 35 | 60 | 63 | 277 | 30 | 122 | 60 | 122
COWE1 | A | 7 | 30 | 17 | 30 | 17 | 30 | 7 | 30 | 17 | 30 | 7 | 30 | 17 | 30
COWE2 | A | 7 | 30 | 17 | 30 | 17 | 30 | 7 | 30 | 17 | 30 | 7 | 30 | 17 | 30
CRUA-1 | A | 10 | 110 | 25 | 110 | 37 | 110 | 12 | 110 | 30 | 110 | 10 | 84 | 25 | 48
CRUA-2 | A | 10 | 110 | 25 | 110 | 37 | 110 | 12 | 110 | 30 | 110 | 10 | 84 | 25 | 48
CRUA-3 | A | 7 | 30 | 15 | 30 | 21 | 30 | 9 | 30 | 24 | 30 | 5 | 25 | 13 | 15
CRUA-4 | A | 7 | 30 | 15 | 30 | 21 | 30 | 9 | 30 | 24 | 30 | 5 | 25 | 13 | 15
DAMC-1 | A | 64 | 380 | 136 | 380 | 156 | 380 | 80 | 380 | 180 | 380 | 60 | 293 | 190 | 128
DEEP-1 | A | 20 | 180 | 60 | 180 | 86 | 180 | 22 | 180 | 80 | 180 | 24 | 96 | 52 | 96
DERW-1 | A | 13 | 90 | 35 | 90 | 45 | 90 | 16 | 90 | 40 | 90 | 16 | 90 | 32 | 72
DIDCB5 | A | 40 | 330 | 104 | 330 | 125 | 330 | 55 | 330 | 140 | 330 | 40 | 185 | 105 | 185
DIDCB6 | A | 50 | 250 | 105 | 250 | 105 | 250 | 50 | 250 | 130 | 250 | 50 | 153 | 110 | 103
DIDC1 | A | 42 | 225 | 85 | 225 | 85 | 225 | 24 | 225 | 62 | 120 | 24 | 73 | 60 | 147
DIDC2 | A | 42 | 225 | 85 | 225 | 85 | 225 | 24 | 225 | 62 | 120 | 24 | 73 | 60 | 147
DIDC3 | A | 42 | 225 | 85 | 225 | 85 | 225 | 24 | 225 | 62 | 120 | 24 | 73 | 60 | 147
DIDC4 | A | 42 | 225 | 85 | 225 | 85 | 225 | 24 | 225 | 62 | 120 | 24 | 73 | 60 | 147
DINO-1 | A | 14 | 138 | 39 | 138 | 58 | 138 | 28 | 138 | 72 | 138 | 14 | 118 | 36 | 88
DINO-2 | A | 14 | 138 | 39 | 138 | 58 | 138 | 28 | 138 | 72 | 138 | 14 | 118 | 36 | 88
DINO-3 | A | 14 | 138 | 39 | 138 | 58 | 138 | 28 | 138 | 72 | 138 | 14 | 118 | 36 | 88
DINO-4 | A | 14 | 138 | 39 | 138 | 58 | 138 | 28 | 138 | 72 | 138 | 14 | 118 | 36 | 88
DINO-5 | A | 14 | 138 | 39 | 138 | 58 | 138 | 28 | 138 | 72 | 138 | 14 | 118 | 36 | 88
DINO-6 | A | 14 | 138 | 39 | 138 | 58 | 138 | 28 | 138 | 72 | 138 | 14 | 118 | 36 | 88
DRAXX-1 | A | 68 | 345 | 100 | 345 | 100 | 345 | 64 | 95 | 110 | 345 | 60 | 225 | 70 | 225
DRAXX-2 | A | 68 | 345 | 100 | 345 | 100 | 345 | 64 | 95 | 110 | 345 | 60 | 225 | 70 | 225
DRAXX-3 | A | 68 | 345 | 100 | 345 | 100 | 345 | 64 | 95 | 110 | 345 | 60 | 225 | 70 | 225
DRAXX-4 | A | 68 | 345 | 100 | 345 | 100 | 345 | 64 | 95 | 110 | 345 | 60 | 225 | 70 | 225
DRAXX-5 | A | 68 | 345 | 100 | 345 | 100 | 345 | 64 | 95 | 110 | 345 | 60 | 225 | 70 | 225
DRAXX-6 | A | 68 | 345 | 100 | 345 | 100 | 345 | 64 | 95 | 110 | 345 | 60 | 225 | 70 | 225
EECL-1 | A | 20 | 178 | 25 | 178 | 25 | 178 | 32 | 178 | 81 | 178 | 20 | 143 | 25 | 143
EGGPS-1 | A | 45 | 205 | 83 | 205 | 83 | 205 | 49 | 205 | 110 | 205 | 33 | 95 | 60 | 95
EGGPS-2 | A | 45 | 205 | 83 | 205 | 83 | 205 | 49 | 205 | 110 | 205 | 33 | 95 | 60 | 95
EGGPS-3 | A | 45 | 205 | 83 | 205 | 83 | 205 | 49 | 205 | 110 | 205 | 33 | 95 | 60 | 95
EGGPS-4 | A | 45 | 205 | 83 | 205 | 83 | 205 | 49 | 205 | 110 | 205 | 33 | 95 | 60 | 95
ERRO-1 | A | 1 | 21 | 1 | 21 | 1 | 21 | 2 | 21 | 5 | 21 | 1 | 17 | 1 | 17
ERRO-2 | A | 1 | 21 | 1 | 21 | 1 | 21 | 2 | 21 | 5 | 21 | 1 | 17 | 1 | 17
ERRO-3 | A | 1 | 21 | 1 | 21 | 1 | 21 | 2 | 21 | 5 | 21 | 1 | 17 | 1 | 17
FAARW-1 | A | 2 | 37 | 4 | 37 | 4 | 37 | 4 | 37 | 12 | 37 | 2 | 33 | 4 | 33
FAARW-2 | A | 2 | 37 | 4 | 37 | 4 | 37 | 4 | 37 | 12 | 37 | 2 | 33 | 4 | 33
FASN-1 | A | 0 | 15 | 1 | 15 | 1 | 15 | 1 | 15 | 2 | 15 | 0 | 15 | 1 | 12
FASN-2 | A | 0 | 15 | 1 | 15 | 1 | 15 | 1 | 15 | 2 | 15 | 0 | 15 | 1 | 12
FASN-3 | A | 0 | 15 | 1 | 15 | 1 | 15 | 1 | 15 | 2 | 15 | 0 | 15 | 1 | 12
FAWL1 | A | 36 | 244 | 77 | 244 | 77 | 244 | 10 | 244 | 10 | 244 | 40 | 98 | 91 | 145
FAWL3 | A | 36 | 244 | 77 | 244 | 77 | 244 | 10 | 244 | 10 | 244 | 40 | 98 | 91 | 145
FAWN-1 | A | 10 | 52 | 25 | 52 | 40 | 52 | 13 | 52 | 32 | 52 | 11 | 37 | 27 | 27
FELL-1 | A | 9 | 63 | 21 | 63 | 22 | 63 | 10 | 63 | 24 | 63 | 9 | 63 | 22 | 63
FERR-1 | A | 25 | 150 | 45 | 250 | 56 | 250 | 40 | 250 | 60 | 250 | 34 | 80 | 59 | 150
FERR-2 | A | 25 | 150 | 45 | 250 | 56 | 250 | 40 | 250 | 60 | 250 | 34 | 80 | 59 | 150
FERR-3 | A | 25 | 150 | 45 | 250 | 56 | 250 | 40 | 250 | 60 | 250 | 34 | 80 | 59 | 150
FERR-4 | A | 25 | 150 | 45 | 250 | 56 | 250 | 40 | 250 | 60 | 250 | 34 | 80 | 59 | 150
FFES-1 | A | 10 | 35 | 27 | 35 | 30 | 35 | 9 | 35 | 22 | 35 | 4 | 27 | 6 | 27
FFES-2 | A | 10 | 35 | 27 | 35 | 30 | 35 | 9 | 35 | 22 | 35 | 4 | 27 | 6 | 27
FFES-3 | A | 10 | 35 | 27 | 35 | 30 | 35 | 9 | 35 | 22 | 35 | 4 | 27 | 6 | 27
FFES-4 | A | 10 | 35 | 27 | 35 | 30 | 35 | 9 | 35 | 22 | 35 | 4 | 27 | 6 | 27
FIDL-1 | A | 13 | 205 | 20 | 205 | 23 | 205 | 35 | 100 | 40 | 147 | 30 | 147 | 50 | 147
FIDL-2 | A | 13 | 205 | 20 | 205 | 23 | 205 | 35 | 100 | 40 | 147 | 30 | 147 | 50 | 147
FIDL-3 | A | 13 | 205 | 20 | 205 | 23 | 205 | 35 | 100 | 40 | 147 | 30 | 147 | 50 | 147
FIDL-4 | A | 13 | 205 | 20 | 205 | 23 | 205 | 35 | 100 | 40 | 147 | 30 | 147 | 50 | 147
FIFE-1 | A | 6 | 63 | 12 | 63 | 12 | 63 | 11 | 63 | 24 | 63 | 6 | 53 | 8 | 53
FINL-1 | A | 0 | 14 | 1 | 14 | 1 | 14 | 1 | 14 | 2 | 14 | 0 | 14 | 1 | 11
FOYE-1 | A | 6 | 60 | 13 | 60 | 16 | 60 | 11 | 60 | 27 | 60 | 5 | 30 | 11 | 30
FOYE-2 | A | 6 | 60 | 13 | 60 | 16 | 60 | 11 | 60 | 27 | 60 | 5 | 30 | 11 | 30
GNFSW-1 | A | 11 | 100 | 30 | 100 | 30 | 100 | 12 | 100 | 31 | 100 | 12 | 70 | 30 | 70
GNFSW-2 | A | 7 | 64 | 18 | 64 | 18 | 64 | 8 | 64 | 18 | 64 | 6 | 49 | 15 | 49
GRAI-1 | A | 43 | 485 | 100 | 485 | 160 | 485 | 60 | 485 | 140 | 485 | 33 | 0 | 60 | 345
GRAI-3 | A | 43 | 485 | 100 | 485 | 160 | 485 | 60 | 485 | 140 | 485 | 33 | 0 | 60 | 345
GRAI-4 | A | 43 | 485 | 100 | 485 | 160 | 485 | 60 | 485 | 140 | 485 | 33 | 0 | 60 | 345
GRAI-6 | A | 26 | 232 | 58 | 232 | 58 | 232 | 32 | 232 | 84 | 232 | 32 | 175 | 65 | 135
GRAI-7 | A | 30 | 232 | 60 | 232 | 60 | 232 | 32 | 232 | 84 | 232 | 32 | 175 | 65 | 135
GRAI-8 | A | 26 | 232 | 58 | 232 | 58 | 232 | 32 | 232 | 84 | 232 | 32 | 175 | 65 | 135
GRMO-1 | A | 8 | 43 | 8 | 43 | 8 | 43 | 8 | 43 | 8 | 43 | 8 | 23 | 8 | 23
GYAR-1 | A | 17 | 176 | 42 | 176 | 66 | 176 | 24 | 176 | 60 | 176 | 17 | 176 | 42 | 176
HADHW-1 | A | 7 | 96 | 14 | 96 | 22 | 96 | 13 | 96 | 34 | 96 | 8 | 65 | 17 | 65
HUMR-1 | A | 60 | 533 | 150 | 533 | 200 | 533 | 80 | 533 | 200 | 533 | 62 | 419 | 155 | 251
INDQ-1 | A | 12 | 102 | 31 | 102 | 43 | 102 | 13 | 102 | 34 | 102 | 12 | 72 | 30 | 72
IRNPS-1 | A | 35 | 125 | 45 | 125 | 48 | 285 | 42 | 285 | 68 | 125 | 28 | 125 | 42 | 185
IRNPS-2 | A | 35 | 125 | 45 | 125 | 48 | 285 | 42 | 285 | 68 | 125 | 28 | 125 | 42 | 185
KEAD-1 | A | 29 | 315 | 67 | 315 | 102 | 315 | 48 | 315 | 110 | 315 | 30 | 275 | 75 | 155
KILLPG-1 | A | 8 | 225 | 10 | 225 | 10 | 225 | 10 | 225 | 12 | 225 | 4 | 150 | 15 | 150
KILLPG-2 | A | 18 | 225 | 25 | 225 | 25 | 225 | 37 | 225 | 37 | 225 | 22 | 195 | 30 | 195
KILNS-1 | A | 30 | 290 | 72 | 290 | 84 | 290 | 42 | 290 | 114 | 290 | 18 | 104 | 45 | 104
KILBW-1 | A | 3 | 56 | 8 | 56 | 13 | 56 | 5 | 56 | 14 | 56 | 4 | 53 | 9 | 47
KINO-1 | A | 27 | 255 | 35 | 255 | 35 | 255 | 22 | 255 | 44 | 255 | 14 | 185 | 35 | 185
KINO-2 | A | 27 | 255 | 35 | 255 | 35 | 255 | 22 | 255 | 44 | 255 | 14 | 185 | 35 | 185
KINO-3 | A | 27 | 255 | 35 | 255 | 35 | 255 | 22 | 255 | 41 | 255 | 14 | 185 | 35 | 185
KINO-4 | A | 27 | 255 | 35 | 255 | 35 | 255 | 22 | 255 | 41 | 255 | 14 | 185 | 35 | 185
KLYN-A-1 | A | 24 | 126 | 50 | 126 | 50 | 126 | 34 | 126 | 70 | 126 | 22 | 81 | 34 | 81
LAGA-1 | A | 58 | 505 | 135 | 505 | 158 | 505 | 50 | 425 | 140 | 425 | 56 | 425 | 135 | 330
LBAR-1G | A | 1 | 16 | 4 | 16 | 6 | 16 | 2 | 16 | 4 | 16 | 1 | 9 | 4 | 9
LBAR-1 | A | 39 | 360 | 88 | 360 | 88 | 360 | 55 | 360 | 145 | 360 | 41 | 270 | 90 | 270
LITTD1 | A | 57 | 485 | 110 | 485 | 110 | 485 | 66 | 485 | 80 | 485 | 60 | 335 | 150 | 335
LITTD2 | A | 57 | 485 | 110 | 485 | 110 | 485 | 66 | 485 | 80 | 485 | 60 | 335 | 150 | 335
LITTD3 | A | 57 | 485 | 110 | 485 | 110 | 485 | 66 | 485 | 80 | 485 | 60 | 335 | 150 | 335
LOAN-1 | A | 25 | 326 | 51 | 326 | 55 | 326 | 19 | 326 | 50 | 326 | 12 | 276 | 28 | 276
LOAN-2 | A | 25 | 326 | 51 | 326 | 55 | 326 | 19 | 326 | 50 | 326 | 12 | 276 | 28 | 276
LOAN-3 | A | 25 | 326 | 51 | 326 | 55 | 326 | 19 | 326 | 50 | 326 | 12 | 276 | 28 | 276
MEDP-1 | A | 28 | 231 | 72 | 231 | 72 | 231 | 44 | 231 | 110 | 231 | 28 | 190 | 72 | 190
MILWW-1 | A | 6 | 32 | 8 | 54 | 13 | 54 | 5 | 54 | 14 | 54 | 3 | 43 | 8 | 43
MRWD-1 | A | 50 | 384 | 90 | 384 | 100 | 384 | 52 | 384 | 160 | 384 | 52 | 298 | 110 | 298
NANT-1 | A | 0 | 15 | 0 | 15 | 0 | 15 | 0 | 15 | 1 | 15 | 0 | 15 | 0 | 15
PEHE-1 | A | 47 | 435 | 100 | 435 | 100 | 435 | 67 | 435 | 105 | 435 | 64 | 245 | 100 | 245
PEHE-2 | A | 16 | 490 | 40 | 265 | 42 | 490 | 0 | 0 | 0 | 0 | 0 | 490 | 0 | 490
PEMB-11 | A | 36 | 237 | 60 | 237 | 60 | 237 | 31 | 237 | 84 | 237 | 32 | 192 | 62 | 192
PEMB-21 | A | 36 | 237 | 60 | 237 | 60 | 237 | 31 | 237 | 84 | 237 | 32 | 192 | 62 | 192
PEMB-31 | A | 36 | 237 | 60 | 237 | 60 | 237 | 31 | 237 | 84 | 237 | 32 | 192 | 62 | 192
PEMB-41 | A | 36 | 237 | 60 | 237 | 60 | 237 | 31 | 237 | 84 | 237 | 32 | 192 | 62 | 192
PEMB-51 | A | 36 | 237 | 60 | 237 | 60 | 237 | 31 | 237 | 84 | 237 | 32 | 192 | 62 | 192
PETEM1 | A | 20 | 180 | 46 | 180 | 52 | 180 | 24 | 180 | 58 | 180 | 20 | 150 | 50 | 100
RATS-1 | A | 50 | 270 | 90 | 270 | 90 | 270 | 36 | 270 | 50 | 270 | 42 | 105 | 75 | 155
RATS-2 | A | 39 | 270 | 84 | 270 | 90 | 270 | 39 | 155 | 54 | 270 | 42 | 105 | 95 | 155
RATS-3 | A | 39 | 270 | 84 | 270 | 90 | 270 | 39 | 155 | 54 | 270 | 42 | 105 | 95 | 155
RATS-4 | A | 39 | 270 | 84 | 270 | 90 | 270 | 39 | 155 | 54 | 270 | 42 | 105 | 95 | 155
ROCK-1 | A | 36 | 400 | 50 | 400 | 54 | 400 | 60 | 400 | 160 | 400 | 33 | 220 | 53 | 220
ROOS-1 | A | 12 | 140 | 32 | 140 | 32 | 140 | 13 | 140 | 32 | 140 | 13 | 108 | 32 | 108
RUGPS-6 | A | 36 | 243 | 80 | 243 | 80 | 243 | 40 | 243 | 90 | 243 | 40 | 155 | 95 | 105
RUGPS-7 | A | 36 | 243 | 80 | 243 | 80 | 243 | 40 | 243 | 90 | 243 | 40 | 155 | 95 | 105
RYHPS-1 | A | 30 | 305 | 48 | 305 | 66 | 305 | 42 | 305 | 51 | 305 | 30 | 130 | 42 | 68
SCCL-1 | A | 35 | 180 | 70 | 180 | 70 | 180 | 40 | 180 | 95 | 180 | 40 | 100 | 100 | 50
SCCL-2 | A | 35 | 180 | 70 | 180 | 70 | 180 | 40 | 180 | 95 | 180 | 40 | 100 | 100 | 50
SCCL-3 | A | 35 | 180 | 70 | 180 | 70 | 180 | 40 | 180 | 95 | 180 | 40 | 100 | 100 | 50
SEAB-1 | A | 44 | 254 | 125 | 254 | 150 | 254 | 55 | 254 | 150 | 254 | 75 | 164 | 176 | 38
SEAB-2 | A | 31 | 138 | 76 | 138 | 86 | 138 | 32 | 138 | 82 | 138 | 37 | 73 | 90 | 43
SHBA-1 | A | 41 | 255 | 104 | 255 | 115 | 255 | 44 | 255 | 120 | 255 | 39 | 195 | 115 | 40
SHBA-2 | A | 26 | 183 | 64 | 183 | 70 | 183 | 30 | 183 | 80 | 183 | 28 | 103 | 66 | 69
SHOS-1 | A | 18 | 160 | 24 | 160 | 24 | 160 | 30 | 160 | 75 | 160 | 18 | 135 | 24 | 135
SHOT-1 | A | 8 | 75 | 20 | 75 | 32 | 75 | 12 | 75 | 30 | 75 | 12 | 60 | 26 | 45
SIZB-1 | A | 38 | 283 | 45 | 283 | 45 | 283 | 45 | 283 | 45 | 283 | 40 | 283 | 46 | 283
SIZB-2 | A | 38 | 283 | 45 | 283 | 45 | 283 | 45 | 283 | 45 | 283 | 40 | 283 | 46 | 283
SLOY-1 | A | 0 | 38 | 1 | 38 | 1 | 38 | 1 | 38 | 2 | 38 | 0 | 38 | 1 | 30
SLOY-2 | A | 0 | 38 | 1 | 38 | 1 | 38 | 1 | 38 | 2 | 38 | 0 | 38 | 1 | 30
SLOY-3 | A | 0 | 38 | 1 | 38 | 1 | 38 | 1 | 38 | 2 | 38 | 0 | 38 | 1 | 30
SLOY-4 | A | 0 | 28 | 1 | 28 | 1 | 28 | 1 | 28 | 2 | 28 | 0 | 28 | 1 | 22
SPLN-1 | A | 40 | 380 | 100 | 380 | 110 | 380 | 50 | 380 | 120 | 380 | 30 | 380 | 90 | 300
STAY-1 | A | 34 | 221 | 62 | 221 | 62 | 221 | 35 | 221 | 85 | 221 | 33 | 161 | 60 | 161
STAY-2 | A | 34 | 221 | 62 | 221 | 62 | 221 | 35 | 221 | 85 | 221 | 33 | 161 | 60 | 161
STAY-3 | A | 34 | 221 | 62 | 221 | 62 | 221 | 35 | 221 | 85 | 221 | 33 | 161 | 60 | 161
STAY-4 | A | 34 | 221 | 62 | 221 | 62 | 221 | 35 | 221 | 85 | 221 | 33 | 161 | 60 | 161
SUTB-1 | A | 36 | 380 | 104 | 380 | 148 | 380 | 52 | 380 | 132 | 380 | 47 | 250 | 107 | 250
SVRP-10 | A | 20 | 225 | 50 | 225 | 70 | 225 | 32 | 225 | 80 | 225 | 20 | 172 | 50 | 172
SVRP-20 | A | 20 | 225 | 50 | 225 | 70 | 225 | 32 | 225 | 80 | 225 | 20 | 172 | 50 | 172
TESI-1 | A | 40 | 260 | 100 | 260 | 140 | 260 | 60 | 260 | 140 | 260 | 40 | 200 | 120 | 100
TESI-2 | A | 40 | 260 | 100 | 260 | 140 | 260 | 60 | 260 | 140 | 260 | 40 | 200 | 120 | 100
TILB-7 | A | 20 | 160 | 30 | 160 | 30 | 160 | 20 | 160 | 30 | 160 | 6 | 100 | 10 | 100
TILB-8 | A | 20 | 160 | 30 | 160 | 30 | 160 | 20 | 160 | 30 | 160 | 6 | 100 | 10 | 100
TILB-9 | A | 20 | 160 | 30 | 160 | 30 | 160 | 20 | 160 | 30 | 160 | 6 | 100 | 10 | 100
TILB10 | A | 20 | 160 | 30 | 160 | 30 | 160 | 20 | 160 | 30 | 160 | 6 | 100 | 10 | 100
USKM-13 | A | 6 | 49 | 15 | 49 | 17 | 49 | 8 | 49 | 19 | 49 | 7 | 36 | 8 | 36
USKM-14 | A | 6 | 49 | 15 | 49 | 17 | 49 | 8 | 49 | 19 | 49 | 7 | 36 | 8 | 36
USKM-15 | A | 6 | 49 | 15 | 49 | 17 | 49 | 8 | 49 | 19 | 49 | 7 | 36 | 8 | 36
WBUPS-1 | A | 30 | 113 | 48 | 153 | 48 | 153 | 32 | 113 | 50 | 113 | 40 | 153 | 65 | 113
WBUPS-2 | A | 30 | 133 | 48 | 173 | 48 | 173 | 32 | 133 | 50 | 133 | 40 | 173 | 65 | 133
WBUPS-3 | A | 30 | 133 | 48 | 173 | 48 | 173 | 32 | 133 | 50 | 133 | 40 | 173 | 65 | 133
WBUPS-4 | A | 30 | 113 | 48 | 153 | 48 | 153 | 32 | 113 | 50 | 113 | 40 | 153 | 65 | 113
WBURB-1 | A | 22 | 240 | 48 | 240 | 62 | 240 | 27 | 240 | 69 | 240 | 20 | 200 | 50 | 120
WBURB-2 | A | 25 | 255 | 52 | 255 | 62 | 255 | 26 | 255 | 67 | 255 | 22 | 215 | 52 | 135
WHILW-1 | A | 31 | 322 | 84 | 322 | 90 | 322 | 33 | 322 | 90 | 322 | 32 | 255 | 86 | 210

## Jul 2013
MW Response Capability by BMU
|  | Primary Response (Max MWhrs) | [5 empty] | Secondary Response (Max Mwhrs) |  |  |  | High Frequency Response (Max MWhrs)
UNIT | Mode | 0.2Hz |  | 0.5Hz |  | 0.8Hz |  | 0.2/0.2Hz |  | 0.5/0.5Hz |  | 0.2Hz |  | 0.5Hz
ABTH7 | A | 40 | 250 | 72 | 250 | 72 | 250 | 48 | 250 | 120 | 250 | 38 | 185 | 55 | 185
ABTH8 | A | 40 | 250 | 72 | 250 | 72 | 250 | 48 | 250 | 120 | 250 | 38 | 185 | 55 | 185
ABTH9 | A | 40 | 250 | 72 | 250 | 72 | 250 | 48 | 250 | 120 | 250 | 38 | 185 | 55 | 185
BAGE-1 | A | 30 | 255 | 70 | 255 | 90 | 255 | 35 | 255 | 90 | 255 | 28 | 220 | 70 | 185
BAGE-2 | A | 3 | 17 | 8 | 17 | 12 | 17 | 4 | 17 | 9 | 17 | 2 | 17 | 5 | 17
BARKB2 | A | 33 | 210 | 82 | 210 | 108 | 210 | 39 | 210 | 97 | 210 | 31 | 120 | 84 | 120
BARK-1 | A | 22 | 140 | 55 | 140 | 72 | 140 | 26 | 140 | 65 | 140 | 21 | 80 | 54 | 80
BLLA-1 | A | 6 | 99 | 13 | 99 | 13 | 99 | 15 | 99 | 39 | 99 | 9 | 83 | 16 | 83
BRDUW-1 | A | 6 | 58 | 17 | 58 | 17 | 58 | 7 | 58 | 17 | 58 | 6 | 36 | 17 | 36
BRGG-1 | A | 16 | 110 | 32 | 110 | 48 | 110 | 16 | 110 | 40 | 110 | 14 | 96 | 34 | 46
BRYP-1 | A | 15 | 82 | 25 | 82 | 31 | 82 | 22 | 82 | 37 | 82 | 10 | 82 | 27 | 47
CDCL-1 | A | 30 | 160 | 40 | 160 | 40 | 160 | 34 | 160 | 40 | 160 | 27 | 120 | 40 | 120
CLAC-1 | A | 3 | 28 | 8 | 28 | 13 | 28 | 3 | 36 | 9 | 36 | 3 | 28 | 8 | 28
CNQPS-1 | A | 22 | 126 | 51 | 126 | 70 | 126 | 28 | 126 | 70 | 126 | 20 | 100 | 45 | 100
CNQPS-2 | A | 22 | 126 | 51 | 126 | 70 | 126 | 28 | 126 | 70 | 126 | 20 | 100 | 45 | 100
CNQPS-3 | A | 22 | 126 | 51 | 126 | 70 | 126 | 28 | 126 | 70 | 126 | 20 | 100 | 45 | 100
CNQPS-4 | A | 22 | 126 | 51 | 126 | 70 | 126 | 28 | 126 | 70 | 126 | 20 | 100 | 45 | 100
COCK-1 | A | 15 | 168 | 42 | 168 | 48 | 168 | 10 | 168 | 25 | 168 | 6 | 138 | 7 | 138
COCK-2 | A | 15 | 168 | 42 | 168 | 48 | 168 | 10 | 168 | 25 | 168 | 6 | 138 | 7 | 138
COCK-3 | A | 15 | 168 | 42 | 168 | 48 | 168 | 10 | 168 | 25 | 168 | 6 | 138 | 7 | 138
COCK-4 | A | 15 | 168 | 42 | 168 | 48 | 168 | 10 | 168 | 25 | 168 | 6 | 138 | 7 | 138
CORB-1 | A | 10 | 130 | 30 | 130 | 50 | 130 | 28 | 130 | 60 | 130 | 15 | 95 | 40 | 60
COSO-1 | A | 20 | 380 | 40 | 380 | 50 | 380 | 60 | 380 | 140 | 380 | 17 | 304 | 40 | 304
COTPS-1 | A | 29 | 277 | 50 | 277 | 62 | 277 | 35 | 60 | 63 | 277 | 30 | 122 | 60 | 122
COTPS-2 | A | 29 | 287 | 50 | 287 | 62 | 287 | 35 | 60 | 63 | 287 | 30 | 122 | 60 | 122
COTPS-3 | A | 29 | 287 | 50 | 287 | 62 | 287 | 35 | 60 | 63 | 287 | 30 | 122 | 60 | 122
COTPS-4 | A | 29 | 277 | 50 | 277 | 62 | 277 | 35 | 60 | 63 | 277 | 30 | 122 | 60 | 122
COWE1 | A | 7 | 30 | 17 | 30 | 17 | 30 | 7 | 30 | 17 | 30 | 7 | 30 | 17 | 30
COWE2 | A | 7 | 30 | 17 | 30 | 17 | 30 | 7 | 30 | 17 | 30 | 7 | 30 | 17 | 30
CRUA-1 | A | 10 | 110 | 25 | 110 | 37 | 110 | 12 | 110 | 30 | 110 | 10 | 84 | 25 | 48
CRUA-2 | A | 10 | 110 | 25 | 110 | 37 | 110 | 12 | 110 | 30 | 110 | 10 | 84 | 25 | 48
CRUA-3 | A | 7 | 30 | 15 | 30 | 21 | 30 | 9 | 30 | 24 | 30 | 5 | 25 | 13 | 15
CRUA-4 | A | 7 | 30 | 15 | 30 | 21 | 30 | 9 | 30 | 24 | 30 | 5 | 25 | 13 | 15
DAMC-1 | A | 64 | 380 | 136 | 380 | 156 | 380 | 80 | 380 | 180 | 380 | 60 | 293 | 190 | 128
DEEP-1 | A | 20 | 180 | 60 | 180 | 86 | 180 | 22 | 180 | 80 | 180 | 24 | 96 | 52 | 96
DERW-1 | A | 13 | 90 | 35 | 90 | 45 | 90 | 16 | 90 | 40 | 90 | 16 | 90 | 32 | 72
DIDCB5 | A | 40 | 330 | 104 | 330 | 125 | 330 | 55 | 330 | 140 | 330 | 40 | 185 | 105 | 185
DIDCB6 | A | 50 | 250 | 105 | 250 | 105 | 250 | 50 | 250 | 130 | 250 | 50 | 153 | 110 | 103
DIDC1 | A | 42 | 225 | 85 | 225 | 85 | 225 | 24 | 225 | 62 | 120 | 24 | 73 | 60 | 147
DIDC2 | A | 42 | 225 | 85 | 225 | 85 | 225 | 24 | 225 | 62 | 120 | 24 | 73 | 60 | 147
DIDC3 | A | 42 | 225 | 85 | 225 | 85 | 225 | 24 | 225 | 62 | 120 | 24 | 73 | 60 | 147
DIDC4 | A | 42 | 225 | 85 | 225 | 85 | 225 | 24 | 225 | 62 | 120 | 24 | 73 | 60 | 147
DINO-1 | A | 14 | 138 | 39 | 138 | 58 | 138 | 28 | 138 | 72 | 138 | 14 | 118 | 36 | 88
DINO-2 | A | 14 | 138 | 39 | 138 | 58 | 138 | 28 | 138 | 72 | 138 | 14 | 118 | 36 | 88
DINO-3 | A | 14 | 138 | 39 | 138 | 58 | 138 | 28 | 138 | 72 | 138 | 14 | 118 | 36 | 88
DINO-4 | A | 14 | 138 | 39 | 138 | 58 | 138 | 28 | 138 | 72 | 138 | 14 | 118 | 36 | 88
DINO-5 | A | 14 | 138 | 39 | 138 | 58 | 138 | 28 | 138 | 72 | 138 | 14 | 118 | 36 | 88
DINO-6 | A | 14 | 138 | 39 | 138 | 58 | 138 | 28 | 138 | 72 | 138 | 14 | 118 | 36 | 88
DRAXX-1 | A | 68 | 345 | 100 | 345 | 100 | 345 | 64 | 95 | 110 | 345 | 60 | 225 | 70 | 225
DRAXX-2 | A | 68 | 345 | 100 | 345 | 100 | 345 | 64 | 95 | 110 | 345 | 60 | 225 | 70 | 225
DRAXX-3 | A | 68 | 345 | 100 | 345 | 100 | 345 | 64 | 95 | 110 | 345 | 60 | 225 | 70 | 225
DRAXX-4 | A | 68 | 345 | 100 | 345 | 100 | 345 | 64 | 95 | 110 | 345 | 60 | 225 | 70 | 225
DRAXX-5 | A | 68 | 345 | 100 | 345 | 100 | 345 | 64 | 95 | 110 | 345 | 60 | 225 | 70 | 225
DRAXX-6 | A | 68 | 345 | 100 | 345 | 100 | 345 | 64 | 95 | 110 | 345 | 60 | 225 | 70 | 225
EECL-1 | A | 20 | 178 | 25 | 178 | 25 | 178 | 32 | 178 | 81 | 178 | 20 | 143 | 25 | 143
EGGPS-1 | A | 45 | 205 | 83 | 205 | 83 | 205 | 49 | 205 | 110 | 205 | 33 | 95 | 60 | 95
EGGPS-2 | A | 45 | 205 | 83 | 205 | 83 | 205 | 49 | 205 | 110 | 205 | 33 | 95 | 60 | 95
EGGPS-3 | A | 45 | 205 | 83 | 205 | 83 | 205 | 49 | 205 | 110 | 205 | 33 | 95 | 60 | 95
EGGPS-4 | A | 45 | 205 | 83 | 205 | 83 | 205 | 49 | 205 | 110 | 205 | 33 | 95 | 60 | 95
ERRO-1 | A | 1 | 21 | 1 | 21 | 1 | 21 | 2 | 21 | 5 | 21 | 1 | 17 | 1 | 17
ERRO-2 | A | 1 | 21 | 1 | 21 | 1 | 21 | 2 | 21 | 5 | 21 | 1 | 17 | 1 | 17
ERRO-3 | A | 1 | 21 | 1 | 21 | 1 | 21 | 2 | 21 | 5 | 21 | 1 | 17 | 1 | 17
FAARW-1 | A | 2 | 37 | 4 | 37 | 4 | 37 | 4 | 37 | 12 | 37 | 2 | 33 | 4 | 33
FAARW-2 | A | 2 | 37 | 4 | 37 | 4 | 37 | 4 | 37 | 12 | 37 | 2 | 33 | 4 | 33
FASN-1 | A | 0 | 15 | 1 | 15 | 1 | 15 | 1 | 15 | 2 | 15 | 0 | 15 | 1 | 12
FASN-2 | A | 0 | 15 | 1 | 15 | 1 | 15 | 1 | 15 | 2 | 15 | 0 | 15 | 1 | 12
FASN-3 | A | 0 | 15 | 1 | 15 | 1 | 15 | 1 | 15 | 2 | 15 | 0 | 15 | 1 | 12
FAWL1 | A | 36 | 244 | 77 | 244 | 77 | 244 | 10 | 244 | 10 | 244 | 40 | 98 | 91 | 145
FAWL3 | A | 36 | 244 | 77 | 244 | 77 | 244 | 10 | 244 | 10 | 244 | 40 | 98 | 91 | 145
FAWN-1 | A | 10 | 52 | 25 | 52 | 40 | 52 | 13 | 52 | 32 | 52 | 11 | 37 | 27 | 27
FELL-1 | A | 9 | 63 | 21 | 63 | 22 | 63 | 10 | 63 | 24 | 63 | 9 | 63 | 22 | 63
FERR-1 | A | 25 | 150 | 45 | 250 | 56 | 250 | 40 | 250 | 60 | 250 | 34 | 80 | 59 | 150
FERR-2 | A | 25 | 150 | 45 | 250 | 56 | 250 | 40 | 250 | 60 | 250 | 34 | 80 | 59 | 150
FERR-3 | A | 25 | 150 | 45 | 250 | 56 | 250 | 40 | 250 | 60 | 250 | 34 | 80 | 59 | 150
FERR-4 | A | 25 | 150 | 45 | 250 | 56 | 250 | 40 | 250 | 60 | 250 | 34 | 80 | 59 | 150
FFES-1 | A | 10 | 35 | 27 | 35 | 30 | 35 | 9 | 35 | 22 | 35 | 4 | 27 | 6 | 27
FFES-2 | A | 10 | 35 | 27 | 35 | 30 | 35 | 9 | 35 | 22 | 35 | 4 | 27 | 6 | 27
FFES-3 | A | 10 | 35 | 27 | 35 | 30 | 35 | 9 | 35 | 22 | 35 | 4 | 27 | 6 | 27
FFES-4 | A | 10 | 35 | 27 | 35 | 30 | 35 | 9 | 35 | 22 | 35 | 4 | 27 | 6 | 27
FIDL-1 | A | 13 | 205 | 20 | 205 | 23 | 205 | 35 | 100 | 40 | 147 | 30 | 147 | 50 | 147
FIDL-2 | A | 13 | 205 | 20 | 205 | 23 | 205 | 35 | 100 | 40 | 147 | 30 | 147 | 50 | 147
FIDL-3 | A | 13 | 205 | 20 | 205 | 23 | 205 | 35 | 100 | 40 | 147 | 30 | 147 | 50 | 147
FIDL-4 | A | 13 | 205 | 20 | 205 | 23 | 205 | 35 | 100 | 40 | 147 | 30 | 147 | 50 | 147
FIFE-1 | A | 6 | 63 | 12 | 63 | 12 | 63 | 11 | 63 | 24 | 63 | 6 | 53 | 8 | 53
FINL-1 | A | 0 | 14 | 1 | 14 | 1 | 14 | 1 | 14 | 2 | 14 | 0 | 14 | 1 | 11
FOYE-1 | A | 6 | 60 | 13 | 60 | 16 | 60 | 11 | 60 | 27 | 60 | 5 | 30 | 11 | 30
FOYE-2 | A | 6 | 60 | 13 | 60 | 16 | 60 | 11 | 60 | 27 | 60 | 5 | 30 | 11 | 30
GNFSW-1 | A | 11 | 100 | 30 | 100 | 30 | 100 | 12 | 100 | 31 | 100 | 12 | 70 | 30 | 70
GNFSW-2 | A | 7 | 64 | 18 | 64 | 18 | 64 | 8 | 64 | 18 | 64 | 6 | 49 | 15 | 49
GRAI-1 | A | 43 | 485 | 100 | 485 | 160 | 485 | 60 | 485 | 140 | 485 | 33 | 0 | 60 | 345
GRAI-3 | A | 43 | 485 | 100 | 485 | 160 | 485 | 60 | 485 | 140 | 485 | 33 | 0 | 60 | 345
GRAI-4 | A | 43 | 485 | 100 | 485 | 160 | 485 | 60 | 485 | 140 | 485 | 33 | 0 | 60 | 345
GRAI-6 | A | 26 | 232 | 58 | 232 | 58 | 232 | 32 | 232 | 84 | 232 | 32 | 175 | 65 | 135
GRAI-7 | A | 30 | 232 | 60 | 232 | 60 | 232 | 32 | 232 | 84 | 232 | 32 | 175 | 65 | 135
GRAI-8 | A | 26 | 232 | 58 | 232 | 58 | 232 | 32 | 232 | 84 | 232 | 32 | 175 | 65 | 135
GRMO-1 | A | 8 | 43 | 8 | 43 | 8 | 43 | 8 | 43 | 8 | 43 | 8 | 23 | 8 | 23
GYAR-1 | A | 17 | 176 | 42 | 176 | 66 | 176 | 24 | 176 | 60 | 176 | 17 | 176 | 42 | 176
HADHW-1 | A | 7 | 96 | 14 | 96 | 22 | 96 | 13 | 96 | 34 | 96 | 8 | 65 | 17 | 65
HUMR-1 | A | 60 | 533 | 150 | 533 | 200 | 533 | 80 | 533 | 200 | 533 | 62 | 419 | 155 | 251
INDQ-1 | A | 12 | 102 | 31 | 102 | 43 | 102 | 13 | 102 | 34 | 102 | 12 | 72 | 30 | 72
IRNPS-1 | A | 35 | 125 | 45 | 125 | 48 | 285 | 42 | 285 | 68 | 125 | 28 | 125 | 42 | 185
IRNPS-2 | A | 35 | 125 | 45 | 125 | 48 | 285 | 42 | 285 | 68 | 125 | 28 | 125 | 42 | 185
KEAD-1 | A | 29 | 315 | 67 | 315 | 102 | 315 | 48 | 315 | 110 | 315 | 30 | 275 | 75 | 155
KILLPG-1 | A | 8 | 225 | 10 | 225 | 10 | 225 | 10 | 225 | 12 | 225 | 4 | 150 | 15 | 150
KILLPG-2 | A | 18 | 225 | 25 | 225 | 25 | 225 | 37 | 225 | 37 | 225 | 22 | 195 | 30 | 195
KILNS-1 | A | 30 | 290 | 72 | 290 | 84 | 290 | 42 | 290 | 114 | 290 | 18 | 104 | 45 | 104
KILBW-1 | A | 3 | 56 | 8 | 56 | 13 | 56 | 5 | 56 | 14 | 56 | 4 | 53 | 9 | 47
KINO-1 | A | 27 | 255 | 35 | 255 | 35 | 255 | 22 | 255 | 44 | 255 | 14 | 185 | 35 | 185
KINO-2 | A | 27 | 255 | 35 | 255 | 35 | 255 | 22 | 255 | 44 | 255 | 14 | 185 | 35 | 185
KINO-3 | A | 27 | 255 | 35 | 255 | 35 | 255 | 22 | 255 | 41 | 255 | 14 | 185 | 35 | 185
KINO-4 | A | 27 | 255 | 35 | 255 | 35 | 255 | 22 | 255 | 41 | 255 | 14 | 185 | 35 | 185
KLYN-A-1 | A | 24 | 126 | 50 | 126 | 50 | 126 | 34 | 126 | 70 | 126 | 22 | 81 | 34 | 81
LAGA-1 | A | 58 | 505 | 135 | 505 | 158 | 505 | 50 | 425 | 140 | 425 | 56 | 425 | 135 | 330
LBAR-1G | A | 1 | 16 | 4 | 16 | 6 | 16 | 2 | 16 | 4 | 16 | 1 | 9 | 4 | 9
LBAR-1 | A | 39 | 360 | 88 | 360 | 88 | 360 | 55 | 360 | 145 | 360 | 41 | 270 | 90 | 270
LITTD1 | A | 57 | 485 | 110 | 485 | 110 | 485 | 66 | 485 | 80 | 485 | 60 | 335 | 150 | 335
LITTD2 | A | 57 | 485 | 110 | 485 | 110 | 485 | 66 | 485 | 80 | 485 | 60 | 335 | 150 | 335
LITTD3 | A | 57 | 485 | 110 | 485 | 110 | 485 | 66 | 485 | 80 | 485 | 60 | 335 | 150 | 335
LOAN-1 | A | 25 | 326 | 51 | 326 | 55 | 326 | 19 | 326 | 50 | 326 | 12 | 276 | 28 | 276
LOAN-2 | A | 25 | 326 | 51 | 326 | 55 | 326 | 19 | 326 | 50 | 326 | 12 | 276 | 28 | 276
LOAN-3 | A | 25 | 326 | 51 | 326 | 55 | 326 | 19 | 326 | 50 | 326 | 12 | 276 | 28 | 276
MEDP-1 | A | 28 | 231 | 72 | 231 | 72 | 231 | 44 | 231 | 110 | 231 | 28 | 190 | 72 | 190
MILWW-1 | A | 6 | 32 | 8 | 54 | 13 | 54 | 5 | 54 | 14 | 54 | 3 | 43 | 8 | 43
MRWD-1 | A | 50 | 384 | 90 | 384 | 100 | 384 | 52 | 384 | 160 | 384 | 52 | 298 | 110 | 298
NANT-1 | A | 0 | 15 | 0 | 15 | 0 | 15 | 0 | 15 | 1 | 15 | 0 | 15 | 0 | 15
PEHE-1 | A | 47 | 435 | 100 | 435 | 100 | 435 | 67 | 435 | 105 | 435 | 64 | 245 | 100 | 245
PEHE-2 | A | 16 | 490 | 40 | 265 | 42 | 490 | 0 | 0 | 0 | 0 | 0 | 490 | 0 | 490
PEMB-11 | A | 36 | 237 | 60 | 237 | 60 | 237 | 31 | 237 | 84 | 237 | 32 | 192 | 62 | 192
PEMB-21 | A | 36 | 237 | 60 | 237 | 60 | 237 | 31 | 237 | 84 | 237 | 32 | 192 | 62 | 192
PEMB-31 | A | 36 | 237 | 60 | 237 | 60 | 237 | 31 | 237 | 84 | 237 | 32 | 192 | 62 | 192
PEMB-41 | A | 36 | 237 | 60 | 237 | 60 | 237 | 31 | 237 | 84 | 237 | 32 | 192 | 62 | 192
PEMB-51 | A | 36 | 237 | 60 | 237 | 60 | 237 | 31 | 237 | 84 | 237 | 32 | 192 | 62 | 192
PETEM1 | A | 20 | 180 | 46 | 180 | 52 | 180 | 24 | 180 | 58 | 180 | 20 | 150 | 50 | 100
RATS-1 | A | 50 | 270 | 90 | 270 | 90 | 270 | 36 | 270 | 50 | 270 | 42 | 105 | 75 | 155
RATS-2 | A | 39 | 270 | 84 | 270 | 90 | 270 | 39 | 155 | 54 | 270 | 42 | 105 | 95 | 155
RATS-3 | A | 39 | 270 | 84 | 270 | 90 | 270 | 39 | 155 | 54 | 270 | 42 | 105 | 95 | 155
RATS-4 | A | 39 | 270 | 84 | 270 | 90 | 270 | 39 | 155 | 54 | 270 | 42 | 105 | 95 | 155
ROCK-1 | A | 36 | 400 | 50 | 400 | 54 | 400 | 60 | 400 | 160 | 400 | 33 | 220 | 53 | 220
ROOS-1 | A | 12 | 140 | 32 | 140 | 32 | 140 | 13 | 140 | 32 | 140 | 13 | 108 | 32 | 108
RUGPS-6 | A | 36 | 243 | 80 | 243 | 80 | 243 | 40 | 243 | 90 | 243 | 40 | 155 | 95 | 105
RUGPS-7 | A | 36 | 243 | 80 | 243 | 80 | 243 | 40 | 243 | 90 | 243 | 40 | 155 | 95 | 105
RYHPS-1 | A | 30 | 305 | 48 | 305 | 66 | 305 | 42 | 305 | 51 | 305 | 30 | 130 | 42 | 68
SCCL-1 | A | 35 | 180 | 70 | 180 | 70 | 180 | 40 | 180 | 95 | 180 | 40 | 100 | 100 | 50
SCCL-2 | A | 35 | 180 | 70 | 180 | 70 | 180 | 40 | 180 | 95 | 180 | 40 | 100 | 100 | 50
SCCL-3 | A | 35 | 180 | 70 | 180 | 70 | 180 | 40 | 180 | 95 | 180 | 40 | 100 | 100 | 50
SEAB-1 | A | 44 | 254 | 125 | 254 | 150 | 254 | 55 | 254 | 150 | 254 | 75 | 164 | 176 | 38
SEAB-2 | A | 31 | 138 | 76 | 138 | 86 | 138 | 32 | 138 | 82 | 138 | 37 | 73 | 90 | 43
SHBA-1 | A | 41 | 255 | 104 | 255 | 115 | 255 | 44 | 255 | 120 | 255 | 39 | 195 | 115 | 40
SHBA-2 | A | 26 | 183 | 64 | 183 | 70 | 183 | 30 | 183 | 80 | 183 | 28 | 103 | 66 | 69
SHOS-1 | A | 18 | 160 | 24 | 160 | 24 | 160 | 30 | 160 | 75 | 160 | 18 | 135 | 24 | 135
SHOT-1 | A | 8 | 75 | 20 | 75 | 32 | 75 | 12 | 75 | 30 | 75 | 12 | 60 | 26 | 45
SIZB-1 | A | 38 | 283 | 45 | 283 | 45 | 283 | 45 | 283 | 45 | 283 | 40 | 283 | 46 | 283
SIZB-2 | A | 38 | 283 | 45 | 283 | 45 | 283 | 45 | 283 | 45 | 283 | 40 | 283 | 46 | 283
SLOY-1 | A | 0 | 38 | 1 | 38 | 1 | 38 | 1 | 38 | 2 | 38 | 0 | 38 | 1 | 30
SLOY-2 | A | 0 | 38 | 1 | 38 | 1 | 38 | 1 | 38 | 2 | 38 | 0 | 38 | 1 | 30
SLOY-3 | A | 0 | 38 | 1 | 38 | 1 | 38 | 1 | 38 | 2 | 38 | 0 | 38 | 1 | 30
SLOY-4 | A | 0 | 28 | 1 | 28 | 1 | 28 | 1 | 28 | 2 | 28 | 0 | 28 | 1 | 22
SPLN-1 | A | 40 | 380 | 100 | 380 | 110 | 380 | 50 | 380 | 120 | 380 | 30 | 380 | 90 | 300
STAY-1 | A | 34 | 221 | 62 | 221 | 62 | 221 | 35 | 221 | 85 | 221 | 33 | 161 | 60 | 161
STAY-2 | A | 34 | 221 | 62 | 221 | 62 | 221 | 35 | 221 | 85 | 221 | 33 | 161 | 60 | 161
STAY-3 | A | 34 | 221 | 62 | 221 | 62 | 221 | 35 | 221 | 85 | 221 | 33 | 161 | 60 | 161
STAY-4 | A | 34 | 221 | 62 | 221 | 62 | 221 | 35 | 221 | 85 | 221 | 33 | 161 | 60 | 161
SUTB-1 | A | 36 | 380 | 104 | 380 | 148 | 380 | 52 | 380 | 132 | 380 | 47 | 250 | 107 | 250
SVRP-10 | A | 20 | 225 | 50 | 225 | 70 | 225 | 32 | 225 | 80 | 225 | 20 | 172 | 50 | 172
SVRP-20 | A | 20 | 225 | 50 | 225 | 70 | 225 | 32 | 225 | 80 | 225 | 20 | 172 | 50 | 172
TESI-1 | A | 40 | 260 | 100 | 260 | 140 | 260 | 60 | 260 | 140 | 260 | 40 | 200 | 120 | 100
TESI-2 | A | 40 | 260 | 100 | 260 | 140 | 260 | 60 | 260 | 140 | 260 | 40 | 200 | 120 | 100
TILB-7 | A | 20 | 160 | 30 | 160 | 30 | 160 | 20 | 160 | 30 | 160 | 6 | 100 | 10 | 100
TILB-8 | A | 20 | 160 | 30 | 160 | 30 | 160 | 20 | 160 | 30 | 160 | 6 | 100 | 10 | 100
TILB-9 | A | 20 | 160 | 30 | 160 | 30 | 160 | 20 | 160 | 30 | 160 | 6 | 100 | 10 | 100
TILB10 | A | 20 | 160 | 30 | 160 | 30 | 160 | 20 | 160 | 30 | 160 | 6 | 100 | 10 | 100
USKM-13 | A | 6 | 49 | 15 | 49 | 17 | 49 | 8 | 49 | 19 | 49 | 7 | 36 | 8 | 36
USKM-14 | A | 6 | 49 | 15 | 49 | 17 | 49 | 8 | 49 | 19 | 49 | 7 | 36 | 8 | 36
USKM-15 | A | 6 | 49 | 15 | 49 | 17 | 49 | 8 | 49 | 19 | 49 | 7 | 36 | 8 | 36
WBUPS-1 | A | 30 | 113 | 48 | 153 | 48 | 153 | 32 | 113 | 50 | 113 | 40 | 153 | 65 | 113
WBUPS-2 | A | 30 | 133 | 48 | 173 | 48 | 173 | 32 | 133 | 50 | 133 | 40 | 173 | 65 | 133
WBUPS-3 | A | 30 | 133 | 48 | 173 | 48 | 173 | 32 | 133 | 50 | 133 | 40 | 173 | 65 | 133
WBUPS-4 | A | 30 | 113 | 48 | 153 | 48 | 153 | 32 | 113 | 50 | 113 | 40 | 153 | 65 | 113
WBURB-1 | A | 22 | 240 | 48 | 240 | 62 | 240 | 27 | 240 | 69 | 240 | 20 | 200 | 50 | 120
WBURB-2 | A | 25 | 255 | 52 | 255 | 62 | 255 | 26 | 255 | 67 | 255 | 22 | 215 | 52 | 135
WHILW-1 | A | 31 | 322 | 84 | 322 | 90 | 322 | 33 | 322 | 90 | 322 | 32 | 255 | 86 | 210

## Jun 2013
MW Response Capability by BMU
|  | Primary Response (Max MWhrs) | [5 empty] | Secondary Response (Max Mwhrs) |  |  |  | High Frequency Response (Max MWhrs)
UNIT | Mode | 0.2Hz |  | 0.5Hz |  | 0.8Hz |  | 0.2/0.2Hz |  | 0.5/0.5Hz |  | 0.2Hz |  | 0.5Hz
ABTH7 | A | 40 | 250 | 72 | 250 | 72 | 250 | 48 | 250 | 120 | 250 | 38 | 185 | 55 | 185
ABTH8 | A | 40 | 250 | 72 | 250 | 72 | 250 | 48 | 250 | 120 | 250 | 38 | 185 | 55 | 185
ABTH9 | A | 40 | 250 | 72 | 250 | 72 | 250 | 48 | 250 | 120 | 250 | 38 | 185 | 55 | 185
BAGE-1 | A | 30 | 255 | 70 | 255 | 90 | 255 | 35 | 255 | 90 | 255 | 28 | 220 | 70 | 185
BAGE-2 | A | 3 | 17 | 8 | 17 | 12 | 17 | 4 | 17 | 9 | 17 | 2 | 17 | 5 | 17
BARKB2 | A | 33 | 210 | 82 | 210 | 108 | 210 | 39 | 210 | 97 | 210 | 31 | 120 | 84 | 120
BARK-1 | A | 22 | 140 | 55 | 140 | 72 | 140 | 26 | 140 | 65 | 140 | 21 | 80 | 54 | 80
BLLA-1 | A | 6 | 99 | 13 | 99 | 13 | 99 | 15 | 99 | 39 | 99 | 9 | 83 | 16 | 83
BRDUW-1 | A | 6 | 58 | 17 | 58 | 17 | 58 | 7 | 58 | 17 | 58 | 6 | 36 | 17 | 36
BRGG-1 | A | 16 | 110 | 32 | 110 | 48 | 110 | 16 | 110 | 40 | 110 | 14 | 96 | 34 | 46
BRYP-1 | A | 15 | 82 | 25 | 82 | 31 | 82 | 22 | 82 | 37 | 82 | 10 | 82 | 27 | 47
CDCL-1 | A | 30 | 160 | 40 | 160 | 40 | 160 | 34 | 160 | 40 | 160 | 27 | 120 | 40 | 120
CLAC-1 | A | 3 | 28 | 8 | 28 | 13 | 28 | 3 | 36 | 9 | 36 | 3 | 28 | 8 | 28
CNQPS-1 | A | 22 | 126 | 51 | 126 | 70 | 126 | 28 | 126 | 70 | 126 | 20 | 100 | 45 | 100
CNQPS-2 | A | 22 | 126 | 51 | 126 | 70 | 126 | 28 | 126 | 70 | 126 | 20 | 100 | 45 | 100
CNQPS-3 | A | 22 | 126 | 51 | 126 | 70 | 126 | 28 | 126 | 70 | 126 | 20 | 100 | 45 | 100
CNQPS-4 | A | 22 | 126 | 51 | 126 | 70 | 126 | 28 | 126 | 70 | 126 | 20 | 100 | 45 | 100
COCK-1 | A | 15 | 168 | 42 | 168 | 48 | 168 | 10 | 168 | 25 | 168 | 6 | 138 | 7 | 138
COCK-2 | A | 15 | 168 | 42 | 168 | 48 | 168 | 10 | 168 | 25 | 168 | 6 | 138 | 7 | 138
COCK-3 | A | 15 | 168 | 42 | 168 | 48 | 168 | 10 | 168 | 25 | 168 | 6 | 138 | 7 | 138
COCK-4 | A | 15 | 168 | 42 | 168 | 48 | 168 | 10 | 168 | 25 | 168 | 6 | 138 | 7 | 138
CORB-1 | A | 10 | 130 | 30 | 130 | 50 | 130 | 28 | 130 | 60 | 130 | 15 | 95 | 40 | 60
COSO-1 | A | 20 | 380 | 40 | 380 | 50 | 380 | 60 | 380 | 140 | 380 | 17 | 304 | 40 | 304
COTPS-1 | A | 29 | 277 | 50 | 277 | 62 | 277 | 35 | 60 | 63 | 277 | 30 | 122 | 60 | 122
COTPS-2 | A | 29 | 287 | 50 | 287 | 62 | 287 | 35 | 60 | 63 | 287 | 30 | 122 | 60 | 122
COTPS-3 | A | 29 | 287 | 50 | 287 | 62 | 287 | 35 | 60 | 63 | 287 | 30 | 122 | 60 | 122
COTPS-4 | A | 29 | 277 | 50 | 277 | 62 | 277 | 35 | 60 | 63 | 277 | 30 | 122 | 60 | 122
COWE1 | A | 7 | 30 | 17 | 30 | 17 | 30 | 7 | 30 | 17 | 30 | 7 | 30 | 17 | 30
COWE2 | A | 7 | 30 | 17 | 30 | 17 | 30 | 7 | 30 | 17 | 30 | 7 | 30 | 17 | 30
CRUA-1 | A | 10 | 110 | 25 | 110 | 37 | 110 | 12 | 110 | 30 | 110 | 10 | 84 | 25 | 48
CRUA-2 | A | 10 | 110 | 25 | 110 | 37 | 110 | 12 | 110 | 30 | 110 | 10 | 84 | 25 | 48
CRUA-3 | A | 7 | 30 | 15 | 30 | 21 | 30 | 9 | 30 | 24 | 30 | 5 | 25 | 13 | 15
CRUA-4 | A | 7 | 30 | 15 | 30 | 21 | 30 | 9 | 30 | 24 | 30 | 5 | 25 | 13 | 15
DAMC-1 | A | 64 | 380 | 136 | 380 | 156 | 380 | 80 | 380 | 180 | 380 | 60 | 293 | 190 | 128
DEEP-1 | A | 20 | 180 | 60 | 180 | 86 | 180 | 22 | 180 | 80 | 180 | 24 | 96 | 52 | 96
DERW-1 | A | 13 | 90 | 35 | 90 | 45 | 90 | 16 | 90 | 40 | 90 | 16 | 90 | 32 | 72
DIDCB5 | A | 40 | 330 | 104 | 330 | 125 | 330 | 55 | 330 | 140 | 330 | 40 | 185 | 105 | 185
DIDCB6 | A | 50 | 250 | 105 | 250 | 105 | 250 | 50 | 250 | 130 | 250 | 50 | 153 | 110 | 103
DIDC1 | A | 42 | 225 | 85 | 225 | 85 | 225 | 24 | 225 | 62 | 120 | 24 | 73 | 60 | 147
DIDC2 | A | 42 | 225 | 85 | 225 | 85 | 225 | 24 | 225 | 62 | 120 | 24 | 73 | 60 | 147
DIDC3 | A | 42 | 225 | 85 | 225 | 85 | 225 | 24 | 225 | 62 | 120 | 24 | 73 | 60 | 147
DIDC4 | A | 42 | 225 | 85 | 225 | 85 | 225 | 24 | 225 | 62 | 120 | 24 | 73 | 60 | 147
DINO-1 | A | 14 | 138 | 39 | 138 | 58 | 138 | 28 | 138 | 72 | 138 | 14 | 118 | 36 | 88
DINO-2 | A | 14 | 138 | 39 | 138 | 58 | 138 | 28 | 138 | 72 | 138 | 14 | 118 | 36 | 88
DINO-3 | A | 14 | 138 | 39 | 138 | 58 | 138 | 28 | 138 | 72 | 138 | 14 | 118 | 36 | 88
DINO-4 | A | 14 | 138 | 39 | 138 | 58 | 138 | 28 | 138 | 72 | 138 | 14 | 118 | 36 | 88
DINO-5 | A | 14 | 138 | 39 | 138 | 58 | 138 | 28 | 138 | 72 | 138 | 14 | 118 | 36 | 88
DINO-6 | A | 14 | 138 | 39 | 138 | 58 | 138 | 28 | 138 | 72 | 138 | 14 | 118 | 36 | 88
DRAXX-1 | A | 68 | 345 | 100 | 345 | 100 | 345 | 64 | 95 | 110 | 345 | 60 | 225 | 70 | 225
DRAXX-2 | A | 68 | 345 | 100 | 345 | 100 | 345 | 64 | 95 | 110 | 345 | 60 | 225 | 70 | 225
DRAXX-3 | A | 68 | 345 | 100 | 345 | 100 | 345 | 64 | 95 | 110 | 345 | 60 | 225 | 70 | 225
DRAXX-4 | A | 68 | 345 | 100 | 345 | 100 | 345 | 64 | 95 | 110 | 345 | 60 | 225 | 70 | 225
DRAXX-5 | A | 68 | 345 | 100 | 345 | 100 | 345 | 64 | 95 | 110 | 345 | 60 | 225 | 70 | 225
DRAXX-6 | A | 68 | 345 | 100 | 345 | 100 | 345 | 64 | 95 | 110 | 345 | 60 | 225 | 70 | 225
EECL-1 | A | 20 | 178 | 25 | 178 | 25 | 178 | 32 | 178 | 81 | 178 | 20 | 143 | 25 | 143
EGGPS-1 | A | 45 | 205 | 83 | 205 | 83 | 205 | 49 | 205 | 110 | 205 | 33 | 95 | 60 | 95
EGGPS-2 | A | 45 | 205 | 83 | 205 | 83 | 205 | 49 | 205 | 110 | 205 | 33 | 95 | 60 | 95
EGGPS-3 | A | 45 | 205 | 83 | 205 | 83 | 205 | 49 | 205 | 110 | 205 | 33 | 95 | 60 | 95
EGGPS-4 | A | 45 | 205 | 83 | 205 | 83 | 205 | 49 | 205 | 110 | 205 | 33 | 95 | 60 | 95
ERRO-1 | A | 1 | 21 | 1 | 21 | 1 | 21 | 2 | 21 | 5 | 21 | 1 | 17 | 1 | 17
ERRO-2 | A | 1 | 21 | 1 | 21 | 1 | 21 | 2 | 21 | 5 | 21 | 1 | 17 | 1 | 17
ERRO-3 | A | 1 | 21 | 1 | 21 | 1 | 21 | 2 | 21 | 5 | 21 | 1 | 17 | 1 | 17
FAARW-1 | A | 2 | 37 | 4 | 37 | 4 | 37 | 4 | 37 | 12 | 37 | 2 | 33 | 4 | 33
FAARW-2 | A | 2 | 37 | 4 | 37 | 4 | 37 | 4 | 37 | 12 | 37 | 2 | 33 | 4 | 33
FASN-1 | A | 0 | 15 | 1 | 15 | 1 | 15 | 1 | 15 | 2 | 15 | 0 | 15 | 1 | 12
FASN-2 | A | 0 | 15 | 1 | 15 | 1 | 15 | 1 | 15 | 2 | 15 | 0 | 15 | 1 | 12
FASN-3 | A | 0 | 15 | 1 | 15 | 1 | 15 | 1 | 15 | 2 | 15 | 0 | 15 | 1 | 12
FAWL1 | A | 36 | 244 | 77 | 244 | 77 | 244 | 10 | 244 | 10 | 244 | 40 | 98 | 91 | 145
FAWL3 | A | 36 | 244 | 77 | 244 | 77 | 244 | 10 | 244 | 10 | 244 | 40 | 98 | 91 | 145
FAWN-1 | A | 10 | 52 | 25 | 52 | 40 | 52 | 13 | 52 | 32 | 52 | 11 | 37 | 27 | 27
FELL-1 | A | 9 | 63 | 21 | 63 | 22 | 63 | 10 | 63 | 24 | 63 | 9 | 63 | 22 | 63
FERR-1 | A | 25 | 150 | 45 | 250 | 56 | 250 | 40 | 250 | 60 | 250 | 34 | 80 | 59 | 150
FERR-2 | A | 25 | 150 | 45 | 250 | 56 | 250 | 40 | 250 | 60 | 250 | 34 | 80 | 59 | 150
FERR-3 | A | 25 | 150 | 45 | 250 | 56 | 250 | 40 | 250 | 60 | 250 | 34 | 80 | 59 | 150
FERR-4 | A | 25 | 150 | 45 | 250 | 56 | 250 | 40 | 250 | 60 | 250 | 34 | 80 | 59 | 150
FFES-1 | A | 10 | 35 | 27 | 35 | 30 | 35 | 9 | 35 | 22 | 35 | 4 | 27 | 6 | 27
FFES-2 | A | 10 | 35 | 27 | 35 | 30 | 35 | 9 | 35 | 22 | 35 | 4 | 27 | 6 | 27
FFES-3 | A | 10 | 35 | 27 | 35 | 30 | 35 | 9 | 35 | 22 | 35 | 4 | 27 | 6 | 27
FFES-4 | A | 10 | 35 | 27 | 35 | 30 | 35 | 9 | 35 | 22 | 35 | 4 | 27 | 6 | 27
FIDL-1 | A | 13 | 205 | 20 | 205 | 23 | 205 | 35 | 100 | 40 | 147 | 30 | 147 | 50 | 147
FIDL-2 | A | 13 | 205 | 20 | 205 | 23 | 205 | 35 | 100 | 40 | 147 | 30 | 147 | 50 | 147
FIDL-3 | A | 13 | 205 | 20 | 205 | 23 | 205 | 35 | 100 | 40 | 147 | 30 | 147 | 50 | 147
FIDL-4 | A | 13 | 205 | 20 | 205 | 23 | 205 | 35 | 100 | 40 | 147 | 30 | 147 | 50 | 147
FIFE-1 | A | 6 | 63 | 12 | 63 | 12 | 63 | 11 | 63 | 24 | 63 | 6 | 53 | 8 | 53
FINL-1 | A | 0 | 14 | 1 | 14 | 1 | 14 | 1 | 14 | 2 | 14 | 0 | 14 | 1 | 11
FOYE-1 | A | 6 | 60 | 13 | 60 | 16 | 60 | 11 | 60 | 27 | 60 | 5 | 30 | 11 | 30
FOYE-2 | A | 6 | 60 | 13 | 60 | 16 | 60 | 11 | 60 | 27 | 60 | 5 | 30 | 11 | 30
GNFSW-1 | A | 11 | 100 | 30 | 100 | 30 | 100 | 12 | 100 | 31 | 100 | 12 | 70 | 30 | 70
GNFSW-2 | A | 7 | 64 | 18 | 64 | 18 | 64 | 8 | 64 | 18 | 64 | 6 | 49 | 15 | 49
GRAI-1 | A | 43 | 485 | 100 | 485 | 160 | 485 | 60 | 485 | 140 | 485 | 33 | 0 | 60 | 345
GRAI-3 | A | 43 | 485 | 100 | 485 | 160 | 485 | 60 | 485 | 140 | 485 | 33 | 0 | 60 | 345
GRAI-4 | A | 43 | 485 | 100 | 485 | 160 | 485 | 60 | 485 | 140 | 485 | 33 | 0 | 60 | 345
GRAI-8 | A | 26 | 232 | 58 | 232 | 58 | 232 | 32 | 232 | 84 | 232 | 32 | 175 | 65 | 135
GRMO-1 | A | 8 | 43 | 8 | 43 | 8 | 43 | 8 | 43 | 8 | 43 | 8 | 23 | 8 | 23
GYAR-1 | A | 17 | 176 | 42 | 176 | 66 | 176 | 24 | 176 | 60 | 176 | 17 | 176 | 42 | 176
HADHW-1 | A | 7 | 96 | 14 | 96 | 22 | 96 | 13 | 96 | 34 | 96 | 8 | 65 | 17 | 65
HUMR-1 | A | 60 | 533 | 150 | 533 | 200 | 533 | 80 | 533 | 200 | 533 | 62 | 419 | 155 | 251
INDQ-1 | A | 12 | 102 | 31 | 102 | 43 | 102 | 13 | 102 | 34 | 102 | 12 | 72 | 30 | 72
IRNPS-1 | A | 35 | 125 | 45 | 125 | 48 | 285 | 42 | 285 | 68 | 125 | 28 | 125 | 42 | 185
IRNPS-2 | A | 35 | 125 | 45 | 125 | 48 | 285 | 42 | 285 | 68 | 125 | 28 | 125 | 42 | 185
KEAD-1 | A | 29 | 315 | 67 | 315 | 102 | 315 | 48 | 315 | 110 | 315 | 30 | 275 | 75 | 155
KILLPG-1 | A | 8 | 225 | 10 | 225 | 10 | 225 | 10 | 225 | 12 | 225 | 4 | 150 | 15 | 150
KILLPG-2 | A | 18 | 225 | 25 | 225 | 25 | 225 | 37 | 225 | 37 | 225 | 22 | 195 | 30 | 195
KILNS-1 | A | 30 | 290 | 72 | 290 | 84 | 290 | 42 | 290 | 114 | 290 | 18 | 104 | 45 | 104
KILBW-1 | A | 3 | 56 | 8 | 56 | 13 | 56 | 5 | 56 | 14 | 56 | 4 | 53 | 9 | 47
KINO-1 | A | 27 | 255 | 35 | 255 | 35 | 255 | 22 | 255 | 44 | 255 | 14 | 185 | 35 | 185
KINO-2 | A | 27 | 255 | 35 | 255 | 35 | 255 | 22 | 255 | 44 | 255 | 14 | 185 | 35 | 185
KINO-3 | A | 27 | 255 | 35 | 255 | 35 | 255 | 22 | 255 | 41 | 255 | 14 | 185 | 35 | 185
KINO-4 | A | 27 | 255 | 35 | 255 | 35 | 255 | 22 | 255 | 41 | 255 | 14 | 185 | 35 | 185
KLYN-A-1 | A | 24 | 126 | 50 | 126 | 50 | 126 | 34 | 126 | 70 | 126 | 22 | 81 | 34 | 81
LAGA-1 | A | 58 | 505 | 135 | 505 | 158 | 505 | 50 | 425 | 140 | 425 | 56 | 425 | 135 | 330
LBAR-1G | A | 1 | 16 | 4 | 16 | 6 | 16 | 2 | 16 | 4 | 16 | 1 | 9 | 4 | 9
LBAR-1 | A | 39 | 360 | 88 | 360 | 88 | 360 | 55 | 360 | 145 | 360 | 41 | 270 | 90 | 270
LITTD1 | A | 57 | 485 | 110 | 485 | 110 | 485 | 66 | 485 | 80 | 485 | 60 | 335 | 150 | 335
LITTD2 | A | 57 | 485 | 110 | 485 | 110 | 485 | 66 | 485 | 80 | 485 | 60 | 335 | 150 | 335
LITTD3 | A | 57 | 485 | 110 | 485 | 110 | 485 | 66 | 485 | 80 | 485 | 60 | 335 | 150 | 335
LOAN-1 | A | 25 | 326 | 51 | 326 | 55 | 326 | 19 | 326 | 50 | 326 | 12 | 276 | 28 | 276
LOAN-2 | A | 25 | 326 | 51 | 326 | 55 | 326 | 19 | 326 | 50 | 326 | 12 | 276 | 28 | 276
LOAN-3 | A | 25 | 326 | 51 | 326 | 55 | 326 | 19 | 326 | 50 | 326 | 12 | 276 | 28 | 276
MEDP-1 | A | 28 | 231 | 72 | 231 | 72 | 231 | 44 | 231 | 110 | 231 | 28 | 190 | 72 | 190
MILWW-1 | A | 6 | 32 | 8 | 54 | 13 | 54 | 5 | 54 | 14 | 54 | 3 | 43 | 8 | 43
MRWD-1 | A | 50 | 384 | 90 | 384 | 100 | 384 | 52 | 384 | 160 | 384 | 52 | 298 | 110 | 298
NANT-1 | A | 0 | 15 | 0 | 15 | 0 | 15 | 0 | 15 | 1 | 15 | 0 | 15 | 0 | 15
PEHE-1 | A | 47 | 435 | 100 | 435 | 100 | 435 | 67 | 435 | 105 | 435 | 64 | 245 | 100 | 245
PEHE-2 | A | 16 | 490 | 40 | 265 | 42 | 490 | 0 | 0 | 0 | 0 | 0 | 490 | 0 | 490
PEMB-11 | A | 36 | 237 | 60 | 237 | 60 | 237 | 31 | 237 | 84 | 237 | 32 | 192 | 62 | 192
PEMB-21 | A | 36 | 237 | 60 | 237 | 60 | 237 | 31 | 237 | 84 | 237 | 32 | 192 | 62 | 192
PEMB-31 | A | 36 | 237 | 60 | 237 | 60 | 237 | 31 | 237 | 84 | 237 | 32 | 192 | 62 | 192
PEMB-41 | A | 36 | 237 | 60 | 237 | 60 | 237 | 31 | 237 | 84 | 237 | 32 | 192 | 62 | 192
PEMB-51 | A | 36 | 237 | 60 | 237 | 60 | 237 | 31 | 237 | 84 | 237 | 32 | 192 | 62 | 192
PETEM1 | A | 20 | 180 | 46 | 180 | 52 | 180 | 24 | 180 | 58 | 180 | 20 | 150 | 50 | 100
RATS-1 | A | 50 | 270 | 90 | 270 | 90 | 270 | 36 | 270 | 50 | 270 | 42 | 105 | 75 | 155
RATS-2 | A | 39 | 270 | 84 | 270 | 90 | 270 | 39 | 155 | 54 | 270 | 42 | 105 | 95 | 155
RATS-3 | A | 39 | 270 | 84 | 270 | 90 | 270 | 39 | 155 | 54 | 270 | 42 | 105 | 95 | 155
RATS-4 | A | 39 | 270 | 84 | 270 | 90 | 270 | 39 | 155 | 54 | 270 | 42 | 105 | 95 | 155
ROCK-1 | A | 36 | 400 | 50 | 400 | 54 | 400 | 60 | 400 | 160 | 400 | 33 | 220 | 53 | 220
ROOS-1 | A | 12 | 140 | 32 | 140 | 32 | 140 | 13 | 140 | 32 | 140 | 13 | 108 | 32 | 108
RUGPS-6 | A | 36 | 243 | 80 | 243 | 80 | 243 | 40 | 243 | 90 | 243 | 40 | 155 | 95 | 105
RUGPS-7 | A | 36 | 243 | 80 | 243 | 80 | 243 | 40 | 243 | 90 | 243 | 40 | 155 | 95 | 105
RYHPS-1 | A | 30 | 305 | 48 | 305 | 66 | 305 | 42 | 305 | 51 | 305 | 30 | 130 | 42 | 68
SCCL-1 | A | 35 | 180 | 70 | 180 | 70 | 180 | 40 | 180 | 95 | 180 | 40 | 100 | 100 | 50
SCCL-2 | A | 35 | 180 | 70 | 180 | 70 | 180 | 40 | 180 | 95 | 180 | 40 | 100 | 100 | 50
SCCL-3 | A | 35 | 180 | 70 | 180 | 70 | 180 | 40 | 180 | 95 | 180 | 40 | 100 | 100 | 50
SEAB-1 | A | 44 | 254 | 125 | 254 | 150 | 254 | 55 | 254 | 150 | 254 | 75 | 164 | 176 | 38
SEAB-2 | A | 31 | 138 | 76 | 138 | 86 | 138 | 32 | 138 | 82 | 138 | 37 | 73 | 90 | 43
SHBA-1 | A | 41 | 255 | 104 | 255 | 115 | 255 | 44 | 255 | 120 | 255 | 39 | 195 | 115 | 40
SHBA-2 | A | 26 | 183 | 64 | 183 | 70 | 183 | 30 | 183 | 80 | 183 | 28 | 103 | 66 | 69
SHOS-1 | A | 18 | 160 | 24 | 160 | 24 | 160 | 30 | 160 | 75 | 160 | 18 | 135 | 24 | 135
SHOT-1 | A | 8 | 75 | 20 | 75 | 32 | 75 | 12 | 75 | 30 | 75 | 12 | 60 | 26 | 45
SIZB-1 | A | 38 | 283 | 45 | 283 | 45 | 283 | 45 | 283 | 45 | 283 | 40 | 283 | 46 | 283
SIZB-2 | A | 38 | 283 | 45 | 283 | 45 | 283 | 45 | 283 | 45 | 283 | 40 | 283 | 46 | 283
SLOY-1 | A | 0 | 38 | 1 | 38 | 1 | 38 | 1 | 38 | 2 | 38 | 0 | 38 | 1 | 30
SLOY-2 | A | 0 | 38 | 1 | 38 | 1 | 38 | 1 | 38 | 2 | 38 | 0 | 38 | 1 | 30
SLOY-3 | A | 0 | 38 | 1 | 38 | 1 | 38 | 1 | 38 | 2 | 38 | 0 | 38 | 1 | 30
SLOY-4 | A | 0 | 28 | 1 | 28 | 1 | 28 | 1 | 28 | 2 | 28 | 0 | 28 | 1 | 22
SPLN-1 | A | 40 | 380 | 100 | 380 | 110 | 380 | 50 | 380 | 120 | 380 | 30 | 380 | 90 | 300
STAY-1 | A | 34 | 221 | 62 | 221 | 62 | 221 | 35 | 221 | 85 | 221 | 33 | 161 | 60 | 161
STAY-2 | A | 34 | 221 | 62 | 221 | 62 | 221 | 35 | 221 | 85 | 221 | 33 | 161 | 60 | 161
STAY-3 | A | 34 | 221 | 62 | 221 | 62 | 221 | 35 | 221 | 85 | 221 | 33 | 161 | 60 | 161
STAY-4 | A | 34 | 221 | 62 | 221 | 62 | 221 | 35 | 221 | 85 | 221 | 33 | 161 | 60 | 161
SUTB-1 | A | 36 | 380 | 104 | 380 | 148 | 380 | 52 | 380 | 132 | 380 | 47 | 250 | 107 | 250
SVRP-10 | A | 20 | 225 | 50 | 225 | 70 | 225 | 32 | 225 | 80 | 225 | 20 | 172 | 50 | 172
SVRP-20 | A | 20 | 225 | 50 | 225 | 70 | 225 | 32 | 225 | 80 | 225 | 20 | 172 | 50 | 172
TESI-1 | A | 40 | 260 | 100 | 260 | 140 | 260 | 60 | 260 | 140 | 260 | 40 | 200 | 120 | 100
TESI-2 | A | 40 | 260 | 100 | 260 | 140 | 260 | 60 | 260 | 140 | 260 | 40 | 200 | 120 | 100
TILB-7 | A | 20 | 160 | 30 | 160 | 30 | 160 | 20 | 160 | 30 | 160 | 6 | 100 | 10 | 100
TILB-8 | A | 20 | 160 | 30 | 160 | 30 | 160 | 20 | 160 | 30 | 160 | 6 | 100 | 10 | 100
TILB-9 | A | 20 | 160 | 30 | 160 | 30 | 160 | 20 | 160 | 30 | 160 | 6 | 100 | 10 | 100
TILB10 | A | 20 | 160 | 30 | 160 | 30 | 160 | 20 | 160 | 30 | 160 | 6 | 100 | 10 | 100
USKM-13 | A | 6 | 49 | 15 | 49 | 17 | 49 | 8 | 49 | 19 | 49 | 7 | 36 | 8 | 36
USKM-14 | A | 6 | 49 | 15 | 49 | 17 | 49 | 8 | 49 | 19 | 49 | 7 | 36 | 8 | 36
USKM-15 | A | 6 | 49 | 15 | 49 | 17 | 49 | 8 | 49 | 19 | 49 | 7 | 36 | 8 | 36
WBUPS-1 | A | 30 | 113 | 48 | 153 | 48 | 153 | 32 | 113 | 50 | 113 | 40 | 153 | 65 | 113
WBUPS-2 | A | 30 | 133 | 48 | 173 | 48 | 173 | 32 | 133 | 50 | 133 | 40 | 173 | 65 | 133
WBUPS-3 | A | 30 | 133 | 48 | 173 | 48 | 173 | 32 | 133 | 50 | 133 | 40 | 173 | 65 | 133
WBUPS-4 | A | 30 | 113 | 48 | 153 | 48 | 153 | 32 | 113 | 50 | 113 | 40 | 153 | 65 | 113
WBURB-2 | A | 25 | 255 | 52 | 255 | 62 | 255 | 26 | 255 | 67 | 255 | 22 | 215 | 52 | 135
WHILW-1 | A | 31 | 322 | 84 | 322 | 90 | 322 | 33 | 322 | 90 | 322 | 32 | 255 | 86 | 210

## May 2013
MW Response Capability by BMU
|  | Primary Response (Max MWhrs) | [5 empty] | Secondary Response (Max Mwhrs) |  |  |  | High Frequency Response (Max MWhrs)
UNIT | Mode | 0.2Hz |  | 0.5Hz |  | 0.8Hz |  | 0.2/0.2Hz |  | 0.5/0.5Hz |  | 0.2Hz |  | 0.5Hz
ABTH7 | A | 40 | 250 | 72 | 250 | 72 | 250 | 48 | 250 | 120 | 250 | 38 | 185 | 55 | 185
ABTH8 | A | 40 | 250 | 72 | 250 | 72 | 250 | 48 | 250 | 120 | 250 | 38 | 185 | 55 | 185
ABTH9 | A | 40 | 250 | 72 | 250 | 72 | 250 | 48 | 250 | 120 | 250 | 38 | 185 | 55 | 185
BAGE-1 | A | 30 | 255 | 70 | 255 | 90 | 255 | 35 | 255 | 90 | 255 | 28 | 220 | 70 | 185
BAGE-2 | A | 3 | 17 | 8 | 17 | 12 | 17 | 4 | 17 | 9 | 17 | 2 | 17 | 5 | 17
BARKB2 | A | 33 | 210 | 82 | 210 | 108 | 210 | 39 | 210 | 97 | 210 | 31 | 120 | 84 | 120
BARK-1 | A | 22 | 140 | 55 | 140 | 72 | 140 | 26 | 140 | 65 | 140 | 21 | 80 | 54 | 80
BLLA-1 | A | 6 | 99 | 13 | 99 | 13 | 99 | 15 | 99 | 39 | 99 | 9 | 83 | 16 | 83
BRDUW-1 | A | 6 | 58 | 17 | 58 | 17 | 58 | 7 | 58 | 17 | 58 | 6 | 36 | 17 | 36
BRGG-1 | A | 16 | 110 | 32 | 110 | 48 | 110 | 16 | 110 | 40 | 110 | 14 | 96 | 34 | 46
BRYP-1 | A | 15 | 82 | 25 | 82 | 31 | 82 | 22 | 82 | 37 | 82 | 10 | 82 | 27 | 47
CDCL-1 | A | 30 | 160 | 40 | 160 | 40 | 160 | 34 | 160 | 40 | 160 | 27 | 120 | 40 | 120
CLAC-1 | A | 3 | 28 | 8 | 28 | 13 | 28 | 3 | 36 | 9 | 36 | 3 | 28 | 8 | 28
CNQPS-1 | A | 22 | 126 | 51 | 126 | 70 | 126 | 28 | 126 | 70 | 126 | 20 | 100 | 45 | 100
CNQPS-2 | A | 22 | 126 | 51 | 126 | 70 | 126 | 28 | 126 | 70 | 126 | 20 | 100 | 45 | 100
CNQPS-3 | A | 22 | 126 | 51 | 126 | 70 | 126 | 28 | 126 | 70 | 126 | 20 | 100 | 45 | 100
CNQPS-4 | A | 22 | 126 | 51 | 126 | 70 | 126 | 28 | 126 | 70 | 126 | 20 | 100 | 45 | 100
COCK-1 | A | 15 | 168 | 42 | 168 | 48 | 168 | 10 | 168 | 25 | 168 | 6 | 138 | 7 | 138
COCK-2 | A | 15 | 168 | 42 | 168 | 48 | 168 | 10 | 168 | 25 | 168 | 6 | 138 | 7 | 138
COCK-3 | A | 15 | 168 | 42 | 168 | 48 | 168 | 10 | 168 | 25 | 168 | 6 | 138 | 7 | 138
COCK-4 | A | 15 | 168 | 42 | 168 | 48 | 168 | 10 | 168 | 25 | 168 | 6 | 138 | 7 | 138
CORB-1 | A | 10 | 130 | 30 | 130 | 50 | 130 | 28 | 130 | 60 | 130 | 15 | 95 | 40 | 60
COSO-1 | A | 20 | 380 | 40 | 380 | 50 | 380 | 60 | 380 | 140 | 380 | 17 | 304 | 40 | 304
COTPS-1 | A | 29 | 277 | 50 | 277 | 62 | 277 | 35 | 60 | 63 | 277 | 30 | 122 | 60 | 122
COTPS-2 | A | 29 | 287 | 50 | 287 | 62 | 287 | 35 | 60 | 63 | 287 | 30 | 122 | 60 | 122
COTPS-3 | A | 29 | 287 | 50 | 287 | 62 | 287 | 35 | 60 | 63 | 287 | 30 | 122 | 60 | 122
COTPS-4 | A | 29 | 277 | 50 | 277 | 62 | 277 | 35 | 60 | 63 | 277 | 30 | 122 | 60 | 122
COWE1 | A | 7 | 30 | 17 | 30 | 17 | 30 | 7 | 30 | 17 | 30 | 7 | 30 | 17 | 30
COWE2 | A | 7 | 30 | 17 | 30 | 17 | 30 | 7 | 30 | 17 | 30 | 7 | 30 | 17 | 30
CRUA-1 | A | 10 | 110 | 25 | 110 | 37 | 110 | 12 | 110 | 30 | 110 | 10 | 84 | 25 | 48
CRUA-2 | A | 10 | 110 | 25 | 110 | 37 | 110 | 12 | 110 | 30 | 110 | 10 | 84 | 25 | 48
CRUA-3 | A | 7 | 30 | 15 | 30 | 21 | 30 | 9 | 30 | 24 | 30 | 5 | 25 | 13 | 15
CRUA-4 | A | 7 | 30 | 15 | 30 | 21 | 30 | 9 | 30 | 24 | 30 | 5 | 25 | 13 | 15
DAMC-1 | A | 64 | 380 | 136 | 380 | 156 | 380 | 80 | 380 | 180 | 380 | 60 | 293 | 190 | 128
DEEP-1 | A | 20 | 180 | 60 | 180 | 86 | 180 | 22 | 180 | 80 | 180 | 24 | 96 | 52 | 96
DERW-1 | A | 13 | 90 | 35 | 90 | 45 | 90 | 16 | 90 | 40 | 90 | 16 | 90 | 32 | 72
DIDCB5 | A | 40 | 330 | 104 | 330 | 125 | 330 | 55 | 330 | 140 | 330 | 40 | 185 | 105 | 185
DIDCB6 | A | 50 | 250 | 105 | 250 | 105 | 250 | 50 | 250 | 130 | 250 | 50 | 153 | 110 | 103
DIDC1 | A | 42 | 225 | 85 | 225 | 85 | 225 | 24 | 225 | 62 | 120 | 24 | 73 | 60 | 147
DIDC2 | A | 42 | 225 | 85 | 225 | 85 | 225 | 24 | 225 | 62 | 120 | 24 | 73 | 60 | 147
DIDC3 | A | 42 | 225 | 85 | 225 | 85 | 225 | 24 | 225 | 62 | 120 | 24 | 73 | 60 | 147
DIDC4 | A | 42 | 225 | 85 | 225 | 85 | 225 | 24 | 225 | 62 | 120 | 24 | 73 | 60 | 147
DINO-1 | A | 14 | 138 | 39 | 138 | 58 | 138 | 28 | 138 | 72 | 138 | 14 | 118 | 36 | 88
DINO-2 | A | 14 | 138 | 39 | 138 | 58 | 138 | 28 | 138 | 72 | 138 | 14 | 118 | 36 | 88
DINO-3 | A | 14 | 138 | 39 | 138 | 58 | 138 | 28 | 138 | 72 | 138 | 14 | 118 | 36 | 88
DINO-4 | A | 14 | 138 | 39 | 138 | 58 | 138 | 28 | 138 | 72 | 138 | 14 | 118 | 36 | 88
DINO-5 | A | 14 | 138 | 39 | 138 | 58 | 138 | 28 | 138 | 72 | 138 | 14 | 118 | 36 | 88
DINO-6 | A | 14 | 138 | 39 | 138 | 58 | 138 | 28 | 138 | 72 | 138 | 14 | 118 | 36 | 88
DRAXX-1 | A | 68 | 345 | 100 | 345 | 100 | 345 | 64 | 95 | 110 | 345 | 60 | 225 | 70 | 225
DRAXX-2 | A | 68 | 345 | 100 | 345 | 100 | 345 | 64 | 95 | 110 | 345 | 60 | 225 | 70 | 225
DRAXX-3 | A | 68 | 345 | 100 | 345 | 100 | 345 | 64 | 95 | 110 | 345 | 60 | 225 | 70 | 225
DRAXX-4 | A | 68 | 345 | 100 | 345 | 100 | 345 | 64 | 95 | 110 | 345 | 60 | 225 | 70 | 225
DRAXX-5 | A | 68 | 345 | 100 | 345 | 100 | 345 | 64 | 95 | 110 | 345 | 60 | 225 | 70 | 225
DRAXX-6 | A | 68 | 345 | 100 | 345 | 100 | 345 | 64 | 95 | 110 | 345 | 60 | 225 | 70 | 225
EECL-1 | A | 20 | 178 | 25 | 178 | 25 | 178 | 32 | 178 | 81 | 178 | 20 | 143 | 25 | 143
EGGPS-1 | A | 45 | 205 | 83 | 205 | 83 | 205 | 49 | 205 | 110 | 205 | 33 | 95 | 60 | 95
EGGPS-2 | A | 45 | 205 | 83 | 205 | 83 | 205 | 49 | 205 | 110 | 205 | 33 | 95 | 60 | 95
EGGPS-3 | A | 45 | 205 | 83 | 205 | 83 | 205 | 49 | 205 | 110 | 205 | 33 | 95 | 60 | 95
EGGPS-4 | A | 45 | 205 | 83 | 205 | 83 | 205 | 49 | 205 | 110 | 205 | 33 | 95 | 60 | 95
ERRO-1 | A | 1 | 21 | 1 | 21 | 1 | 21 | 2 | 21 | 5 | 21 | 1 | 17 | 1 | 17
ERRO-2 | A | 1 | 21 | 1 | 21 | 1 | 21 | 2 | 21 | 5 | 21 | 1 | 17 | 1 | 17
ERRO-3 | A | 1 | 21 | 1 | 21 | 1 | 21 | 2 | 21 | 5 | 21 | 1 | 17 | 1 | 17
FAARW-1 | A | 2 | 37 | 4 | 37 | 4 | 37 | 4 | 37 | 12 | 37 | 2 | 33 | 4 | 33
FAARW-2 | A | 2 | 37 | 4 | 37 | 4 | 37 | 4 | 37 | 12 | 37 | 2 | 33 | 4 | 33
FASN-1 | A | 0 | 15 | 1 | 15 | 1 | 15 | 1 | 15 | 2 | 15 | 0 | 15 | 1 | 12
FASN-2 | A | 0 | 15 | 1 | 15 | 1 | 15 | 1 | 15 | 2 | 15 | 0 | 15 | 1 | 12
FASN-3 | A | 0 | 15 | 1 | 15 | 1 | 15 | 1 | 15 | 2 | 15 | 0 | 15 | 1 | 12
FAWL1 | A | 36 | 244 | 77 | 244 | 77 | 244 | 10 | 244 | 10 | 244 | 40 | 98 | 91 | 145
FAWL3 | A | 36 | 244 | 77 | 244 | 77 | 244 | 10 | 244 | 10 | 244 | 40 | 98 | 91 | 145
FAWN-1 | A | 10 | 52 | 25 | 52 | 40 | 52 | 13 | 52 | 32 | 52 | 11 | 37 | 27 | 27
FELL-1 | A | 9 | 63 | 21 | 63 | 22 | 63 | 10 | 63 | 24 | 63 | 9 | 63 | 22 | 63
FERR-1 | A | 25 | 150 | 45 | 250 | 56 | 250 | 40 | 250 | 60 | 250 | 34 | 80 | 59 | 150
FERR-2 | A | 25 | 150 | 45 | 250 | 56 | 250 | 40 | 250 | 60 | 250 | 34 | 80 | 59 | 150
FERR-3 | A | 25 | 150 | 45 | 250 | 56 | 250 | 40 | 250 | 60 | 250 | 34 | 80 | 59 | 150
FERR-4 | A | 25 | 150 | 45 | 250 | 56 | 250 | 40 | 250 | 60 | 250 | 34 | 80 | 59 | 150
FFES-1 | A | 10 | 35 | 27 | 35 | 30 | 35 | 9 | 35 | 22 | 35 | 4 | 27 | 6 | 27
FFES-2 | A | 10 | 35 | 27 | 35 | 30 | 35 | 9 | 35 | 22 | 35 | 4 | 27 | 6 | 27
FFES-3 | A | 10 | 35 | 27 | 35 | 30 | 35 | 9 | 35 | 22 | 35 | 4 | 27 | 6 | 27
FFES-4 | A | 10 | 35 | 27 | 35 | 30 | 35 | 9 | 35 | 22 | 35 | 4 | 27 | 6 | 27
FIDL-1 | A | 13 | 205 | 20 | 205 | 23 | 205 | 35 | 100 | 40 | 147 | 30 | 147 | 50 | 147
FIDL-2 | A | 13 | 205 | 20 | 205 | 23 | 205 | 35 | 100 | 40 | 147 | 30 | 147 | 50 | 147
FIDL-3 | A | 13 | 205 | 20 | 205 | 23 | 205 | 35 | 100 | 40 | 147 | 30 | 147 | 50 | 147
FIDL-4 | A | 13 | 205 | 20 | 205 | 23 | 205 | 35 | 100 | 40 | 147 | 30 | 147 | 50 | 147
FIFE-1 | A | 6 | 63 | 12 | 63 | 12 | 63 | 11 | 63 | 24 | 63 | 6 | 53 | 8 | 53
FINL-1 | A | 0 | 14 | 1 | 14 | 1 | 14 | 1 | 14 | 2 | 14 | 0 | 14 | 1 | 11
FOYE-1 | A | 6 | 60 | 13 | 60 | 16 | 60 | 11 | 60 | 27 | 60 | 5 | 30 | 11 | 30
FOYE-2 | A | 6 | 60 | 13 | 60 | 16 | 60 | 11 | 60 | 27 | 60 | 5 | 30 | 11 | 30
GNFSW-1 | A | 11 | 100 | 30 | 100 | 30 | 100 | 12 | 100 | 31 | 100 | 12 | 70 | 30 | 70
GNFSW-2 | A | 7 | 64 | 18 | 64 | 18 | 64 | 8 | 64 | 18 | 64 | 6 | 49 | 15 | 49
GRAI-1 | A | 43 | 485 | 100 | 485 | 160 | 485 | 60 | 485 | 140 | 485 | 33 | 0 | 60 | 345
GRAI-3 | A | 43 | 485 | 100 | 485 | 160 | 485 | 60 | 485 | 140 | 485 | 33 | 0 | 60 | 345
GRAI-4 | A | 43 | 485 | 100 | 485 | 160 | 485 | 60 | 485 | 140 | 485 | 33 | 0 | 60 | 345
GRAI-8 | A | 26 | 232 | 58 | 232 | 58 | 232 | 32 | 232 | 84 | 232 | 32 | 175 | 65 | 135
GRMO-1 | A | 8 | 43 | 8 | 43 | 8 | 43 | 8 | 43 | 8 | 43 | 8 | 23 | 8 | 23
GYAR-1 | A | 17 | 176 | 42 | 176 | 66 | 176 | 24 | 176 | 60 | 176 | 17 | 176 | 42 | 176
HADHW-1 | A | 7 | 96 | 14 | 96 | 22 | 96 | 13 | 96 | 34 | 96 | 8 | 65 | 17 | 65
HUMR-1 | A | 60 | 533 | 150 | 533 | 200 | 533 | 80 | 533 | 200 | 533 | 62 | 419 | 155 | 251
INDQ-1 | A | 12 | 102 | 31 | 102 | 43 | 102 | 13 | 102 | 34 | 102 | 12 | 72 | 30 | 72
IRNPS-1 | A | 35 | 125 | 45 | 125 | 48 | 285 | 42 | 285 | 68 | 125 | 28 | 125 | 42 | 185
IRNPS-2 | A | 35 | 125 | 45 | 125 | 48 | 285 | 42 | 285 | 68 | 125 | 28 | 125 | 42 | 185
KEAD-1 | A | 29 | 315 | 67 | 315 | 102 | 315 | 48 | 315 | 110 | 315 | 30 | 275 | 75 | 155
KILLPG-1 | A | 8 | 225 | 10 | 225 | 10 | 225 | 10 | 225 | 12 | 225 | 4 | 150 | 15 | 150
KILLPG-2 | A | 18 | 225 | 25 | 225 | 25 | 225 | 37 | 225 | 37 | 225 | 22 | 195 | 30 | 195
KILNS-1 | A | 30 | 290 | 72 | 290 | 84 | 290 | 42 | 290 | 114 | 290 | 18 | 104 | 45 | 104
KILBW-1 | A | 3 | 56 | 8 | 56 | 13 | 56 | 5 | 56 | 14 | 56 | 4 | 53 | 9 | 47
KINO-1 | A | 27 | 255 | 35 | 255 | 35 | 255 | 22 | 255 | 44 | 255 | 14 | 185 | 35 | 185
KINO-2 | A | 27 | 255 | 35 | 255 | 35 | 255 | 22 | 255 | 44 | 255 | 14 | 185 | 35 | 185
KINO-3 | A | 27 | 255 | 35 | 255 | 35 | 255 | 22 | 255 | 41 | 255 | 14 | 185 | 35 | 185
KINO-4 | A | 27 | 255 | 35 | 255 | 35 | 255 | 22 | 255 | 41 | 255 | 14 | 185 | 35 | 185
KLYN-A-1 | A | 24 | 126 | 50 | 126 | 50 | 126 | 34 | 126 | 70 | 126 | 22 | 81 | 34 | 81
LAGA-1 | A | 58 | 505 | 135 | 505 | 158 | 505 | 50 | 425 | 140 | 425 | 56 | 425 | 135 | 330
LBAR-1G | A | 1 | 16 | 4 | 16 | 6 | 16 | 2 | 16 | 4 | 16 | 1 | 9 | 4 | 9
LBAR-1 | A | 39 | 360 | 88 | 360 | 88 | 360 | 55 | 360 | 145 | 360 | 41 | 270 | 90 | 270
LITTD1 | A | 57 | 485 | 110 | 485 | 110 | 485 | 66 | 485 | 80 | 485 | 60 | 335 | 150 | 335
LITTD2 | A | 57 | 485 | 110 | 485 | 110 | 485 | 66 | 485 | 80 | 485 | 60 | 335 | 150 | 335
LITTD3 | A | 57 | 485 | 110 | 485 | 110 | 485 | 66 | 485 | 80 | 485 | 60 | 335 | 150 | 335
LOAN-1 | A | 25 | 326 | 51 | 326 | 55 | 326 | 19 | 326 | 50 | 326 | 12 | 276 | 28 | 276
LOAN-2 | A | 25 | 326 | 51 | 326 | 55 | 326 | 19 | 326 | 50 | 326 | 12 | 276 | 28 | 276
LOAN-3 | A | 25 | 326 | 51 | 326 | 55 | 326 | 19 | 326 | 50 | 326 | 12 | 276 | 28 | 276
MEDP-1 | A | 28 | 231 | 72 | 231 | 72 | 231 | 44 | 231 | 110 | 231 | 28 | 190 | 72 | 190
MILWW-1 | A | 6 | 32 | 8 | 54 | 13 | 54 | 5 | 54 | 14 | 54 | 3 | 43 | 8 | 43
MRWD-1 | A | 50 | 384 | 90 | 384 | 100 | 384 | 52 | 384 | 160 | 384 | 52 | 298 | 110 | 298
NANT-1 | A | 0 | 15 | 0 | 15 | 0 | 15 | 0 | 15 | 1 | 15 | 0 | 15 | 0 | 15
PEHE-1 | A | 47 | 435 | 100 | 435 | 100 | 435 | 67 | 435 | 105 | 435 | 64 | 245 | 100 | 245
PEHE-2 | A | 16 | 490 | 40 | 265 | 42 | 490 | 0 | 0 | 0 | 0 | 0 | 490 | 0 | 490
PEMB-11 | A | 36 | 237 | 60 | 237 | 60 | 237 | 31 | 237 | 84 | 237 | 32 | 192 | 62 | 192
PEMB-21 | A | 36 | 237 | 60 | 237 | 60 | 237 | 31 | 237 | 84 | 237 | 32 | 192 | 62 | 192
PEMB-31 | A | 36 | 237 | 60 | 237 | 60 | 237 | 31 | 237 | 84 | 237 | 32 | 192 | 62 | 192
PEMB-41 | A | 36 | 237 | 60 | 237 | 60 | 237 | 31 | 237 | 84 | 237 | 32 | 192 | 62 | 192
PEMB-51 | A | 36 | 237 | 60 | 237 | 60 | 237 | 31 | 237 | 84 | 237 | 32 | 192 | 62 | 192
PETEM1 | A | 20 | 180 | 46 | 180 | 52 | 180 | 24 | 180 | 58 | 180 | 20 | 150 | 50 | 100
RATS-1 | A | 39 | 270 | 84 | 270 | 90 | 270 | 39 | 155 | 54 | 270 | 42 | 105 | 95 | 155
RATS-2 | A | 39 | 270 | 84 | 270 | 90 | 270 | 39 | 155 | 54 | 270 | 42 | 105 | 95 | 155
RATS-3 | A | 39 | 270 | 84 | 270 | 90 | 270 | 39 | 155 | 54 | 270 | 42 | 105 | 95 | 155
RATS-4 | A | 39 | 270 | 84 | 270 | 90 | 270 | 39 | 155 | 54 | 270 | 42 | 105 | 95 | 155
ROCK-1 | A | 36 | 400 | 50 | 400 | 54 | 400 | 60 | 400 | 160 | 400 | 33 | 220 | 53 | 220
ROOS-1 | A | 12 | 140 | 32 | 140 | 32 | 140 | 13 | 140 | 32 | 140 | 13 | 108 | 32 | 108
RUGPS-6 | A | 36 | 243 | 80 | 243 | 80 | 243 | 40 | 243 | 90 | 243 | 40 | 155 | 95 | 105
RUGPS-7 | A | 36 | 243 | 80 | 243 | 80 | 243 | 40 | 243 | 90 | 243 | 40 | 155 | 95 | 105
RYHPS-1 | A | 30 | 305 | 48 | 305 | 66 | 305 | 42 | 305 | 51 | 305 | 30 | 130 | 42 | 68
SCCL-1 | A | 35 | 180 | 70 | 180 | 70 | 180 | 40 | 180 | 95 | 180 | 40 | 100 | 100 | 50
SCCL-2 | A | 35 | 180 | 70 | 180 | 70 | 180 | 40 | 180 | 95 | 180 | 40 | 100 | 100 | 50
SCCL-3 | A | 35 | 180 | 70 | 180 | 70 | 180 | 40 | 180 | 95 | 180 | 40 | 100 | 100 | 50
SEAB-1 | A | 44 | 254 | 125 | 254 | 150 | 254 | 55 | 254 | 150 | 254 | 75 | 164 | 176 | 38
SEAB-2 | A | 31 | 138 | 76 | 138 | 86 | 138 | 32 | 138 | 82 | 138 | 37 | 73 | 90 | 43
SHBA-1 | A | 41 | 255 | 104 | 255 | 115 | 255 | 44 | 255 | 120 | 255 | 39 | 195 | 115 | 40
SHBA-2 | A | 26 | 183 | 64 | 183 | 70 | 183 | 30 | 183 | 80 | 183 | 28 | 103 | 66 | 69
SHOS-1 | A | 18 | 160 | 24 | 160 | 24 | 160 | 30 | 160 | 75 | 160 | 18 | 135 | 24 | 135
SHOT-1 | A | 8 | 75 | 20 | 75 | 32 | 75 | 12 | 75 | 30 | 75 | 12 | 60 | 26 | 45
SIZB-1 | A | 38 | 283 | 45 | 283 | 45 | 283 | 45 | 283 | 45 | 283 | 40 | 283 | 46 | 283
SIZB-2 | A | 38 | 283 | 45 | 283 | 45 | 283 | 45 | 283 | 45 | 283 | 40 | 283 | 46 | 283
SLOY-1 | A | 0 | 38 | 1 | 38 | 1 | 38 | 1 | 38 | 2 | 38 | 0 | 38 | 1 | 30
SLOY-2 | A | 0 | 38 | 1 | 38 | 1 | 38 | 1 | 38 | 2 | 38 | 0 | 38 | 1 | 30
SLOY-3 | A | 0 | 38 | 1 | 38 | 1 | 38 | 1 | 38 | 2 | 38 | 0 | 38 | 1 | 30
SLOY-4 | A | 0 | 28 | 1 | 28 | 1 | 28 | 1 | 28 | 2 | 28 | 0 | 28 | 1 | 22
SPLN-1 | A | 40 | 380 | 100 | 380 | 110 | 380 | 50 | 380 | 120 | 380 | 30 | 380 | 90 | 300
STAY-1 | A | 34 | 221 | 62 | 221 | 62 | 221 | 35 | 221 | 85 | 221 | 33 | 161 | 60 | 161
STAY-2 | A | 34 | 221 | 62 | 221 | 62 | 221 | 35 | 221 | 85 | 221 | 33 | 161 | 60 | 161
STAY-3 | A | 34 | 221 | 62 | 221 | 62 | 221 | 35 | 221 | 85 | 221 | 33 | 161 | 60 | 161
STAY-4 | A | 34 | 221 | 62 | 221 | 62 | 221 | 35 | 221 | 85 | 221 | 33 | 161 | 60 | 161
SUTB-1 | A | 36 | 380 | 104 | 380 | 148 | 380 | 52 | 380 | 132 | 380 | 47 | 250 | 107 | 250
SVRP-10 | A | 20 | 225 | 50 | 225 | 70 | 225 | 32 | 225 | 80 | 225 | 20 | 172 | 50 | 172
SVRP-20 | A | 20 | 225 | 50 | 225 | 70 | 225 | 32 | 225 | 80 | 225 | 20 | 172 | 50 | 172
TESI-1 | A | 40 | 260 | 100 | 260 | 140 | 260 | 60 | 260 | 140 | 260 | 40 | 200 | 120 | 100
TESI-2 | A | 40 | 260 | 100 | 260 | 140 | 260 | 60 | 260 | 140 | 260 | 40 | 200 | 120 | 100
TILB-7 | A | 20 | 160 | 30 | 160 | 30 | 160 | 20 | 160 | 30 | 160 | 6 | 100 | 10 | 100
TILB-8 | A | 20 | 160 | 30 | 160 | 30 | 160 | 20 | 160 | 30 | 160 | 6 | 100 | 10 | 100
TILB-9 | A | 20 | 160 | 30 | 160 | 30 | 160 | 20 | 160 | 30 | 160 | 6 | 100 | 10 | 100
TILB10 | A | 20 | 160 | 30 | 160 | 30 | 160 | 20 | 160 | 30 | 160 | 6 | 100 | 10 | 100
USKM-13 | A | 6 | 49 | 15 | 49 | 17 | 49 | 8 | 49 | 19 | 49 | 7 | 36 | 8 | 36
USKM-14 | A | 6 | 49 | 15 | 49 | 17 | 49 | 8 | 49 | 19 | 49 | 7 | 36 | 8 | 36
USKM-15 | A | 6 | 49 | 15 | 49 | 17 | 49 | 8 | 49 | 19 | 49 | 7 | 36 | 8 | 36
WBUPS-1 | A | 30 | 113 | 48 | 153 | 48 | 153 | 32 | 113 | 50 | 113 | 40 | 153 | 65 | 113
WBUPS-2 | A | 30 | 133 | 48 | 173 | 48 | 173 | 32 | 133 | 50 | 133 | 40 | 173 | 65 | 133
WBUPS-3 | A | 30 | 133 | 48 | 173 | 48 | 173 | 32 | 133 | 50 | 133 | 40 | 173 | 65 | 133
WBUPS-4 | A | 30 | 113 | 48 | 153 | 48 | 153 | 32 | 113 | 50 | 113 | 40 | 153 | 65 | 113
WBURB-2 | A | 25 | 255 | 52 | 255 | 62 | 255 | 26 | 255 | 67 | 255 | 22 | 215 | 52 | 135
WHILW-1 | A | 31 | 322 | 84 | 322 | 90 | 322 | 33 | 322 | 90 | 322 | 32 | 255 | 86 | 210

## Apr 2013
MW Response Capability by BMU
|  | Primary Response (Max MWhrs) | [5 empty] | Secondary Response (Max Mwhrs) |  |  |  | High Frequency Response (Max MWhrs)
UNIT | Mode | 0.2Hz |  | 0.5Hz |  | 0.8Hz |  | 0.2/0.2Hz |  | 0.5/0.5Hz |  | 0.2Hz |  | 0.5Hz
ABTH7 | A | 40 | 250 | 72 | 250 | 72 | 250 | 48 | 250 | 120 | 250 | 38 | 185 | 55 | 185
ABTH8 | A | 40 | 250 | 72 | 250 | 72 | 250 | 48 | 250 | 120 | 250 | 38 | 185 | 55 | 185
ABTH9 | A | 40 | 250 | 72 | 250 | 72 | 250 | 48 | 250 | 120 | 250 | 38 | 185 | 55 | 185
BAGE-1 | A | 30 | 255 | 70 | 255 | 90 | 255 | 35 | 255 | 90 | 255 | 28 | 220 | 70 | 185
BAGE-2 | A | 3 | 17 | 8 | 17 | 12 | 17 | 4 | 17 | 9 | 17 | 2 | 17 | 5 | 17
BARKB2 | A | 33 | 210 | 82 | 210 | 108 | 210 | 39 | 210 | 97 | 210 | 31 | 120 | 84 | 120
BARK-1 | A | 22 | 140 | 55 | 140 | 72 | 140 | 26 | 140 | 65 | 140 | 21 | 80 | 54 | 80
BLLA-1 | A | 6 | 99 | 13 | 99 | 13 | 99 | 15 | 99 | 39 | 99 | 9 | 83 | 16 | 83
BRDUW-1 | A | 6 | 58 | 17 | 58 | 17 | 58 | 7 | 58 | 17 | 58 | 6 | 36 | 17 | 36
BRGG-1 | A | 16 | 110 | 32 | 110 | 48 | 110 | 16 | 110 | 40 | 110 | 14 | 96 | 34 | 46
BRYP-1 | A | 15 | 82 | 25 | 82 | 31 | 82 | 22 | 82 | 37 | 82 | 10 | 82 | 27 | 47
CDCL-1 | A | 30 | 160 | 40 | 160 | 40 | 160 | 34 | 160 | 40 | 160 | 27 | 120 | 40 | 120
CLAC-1 | A | 3 | 28 | 8 | 28 | 13 | 28 | 3 | 36 | 9 | 36 | 3 | 28 | 8 | 28
CNQPS-1 | A | 22 | 126 | 51 | 126 | 70 | 126 | 28 | 126 | 70 | 126 | 20 | 100 | 45 | 100
CNQPS-2 | A | 22 | 126 | 51 | 126 | 70 | 126 | 28 | 126 | 70 | 126 | 20 | 100 | 45 | 100
CNQPS-3 | A | 22 | 126 | 51 | 126 | 70 | 126 | 28 | 126 | 70 | 126 | 20 | 100 | 45 | 100
CNQPS-4 | A | 22 | 126 | 51 | 126 | 70 | 126 | 28 | 126 | 70 | 126 | 20 | 100 | 45 | 100
COCK-1 | A | 15 | 168 | 42 | 168 | 48 | 168 | 10 | 168 | 25 | 168 | 6 | 138 | 7 | 138
COCK-2 | A | 15 | 168 | 42 | 168 | 48 | 168 | 10 | 168 | 25 | 168 | 6 | 138 | 7 | 138
COCK-3 | A | 15 | 168 | 42 | 168 | 48 | 168 | 10 | 168 | 25 | 168 | 6 | 138 | 7 | 138
COCK-4 | A | 15 | 168 | 42 | 168 | 48 | 168 | 10 | 168 | 25 | 168 | 6 | 138 | 7 | 138
CORB-1 | A | 10 | 130 | 30 | 130 | 50 | 130 | 28 | 130 | 60 | 130 | 15 | 95 | 40 | 60
COSO-1 | A | 20 | 380 | 40 | 380 | 50 | 380 | 60 | 380 | 140 | 380 | 17 | 304 | 40 | 304
COTPS-1 | A | 29 | 277 | 50 | 277 | 62 | 277 | 35 | 60 | 63 | 277 | 30 | 122 | 60 | 122
COTPS-2 | A | 29 | 287 | 50 | 287 | 62 | 287 | 35 | 60 | 63 | 287 | 30 | 122 | 60 | 122
COTPS-3 | A | 29 | 287 | 50 | 287 | 62 | 287 | 35 | 60 | 63 | 287 | 30 | 122 | 60 | 122
COTPS-4 | A | 29 | 277 | 50 | 277 | 62 | 277 | 35 | 60 | 63 | 277 | 30 | 122 | 60 | 122
COWE1 | A | 7 | 30 | 17 | 30 | 17 | 30 | 7 | 30 | 17 | 30 | 7 | 30 | 17 | 30
COWE2 | A | 7 | 30 | 17 | 30 | 17 | 30 | 7 | 30 | 17 | 30 | 7 | 30 | 17 | 30
CRUA-1 | A | 10 | 110 | 25 | 110 | 37 | 110 | 12 | 110 | 30 | 110 | 10 | 84 | 25 | 48
CRUA-2 | A | 10 | 110 | 25 | 110 | 37 | 110 | 12 | 110 | 30 | 110 | 10 | 84 | 25 | 48
CRUA-3 | A | 7 | 30 | 15 | 30 | 21 | 30 | 9 | 30 | 24 | 30 | 5 | 25 | 13 | 15
CRUA-4 | A | 7 | 30 | 15 | 30 | 21 | 30 | 9 | 30 | 24 | 30 | 5 | 25 | 13 | 15
DAMC-1 | A | 64 | 380 | 136 | 380 | 156 | 380 | 80 | 380 | 180 | 380 | 60 | 293 | 190 | 128
DEEP-1 | A | 20 | 180 | 60 | 180 | 86 | 180 | 22 | 180 | 80 | 180 | 24 | 96 | 52 | 96
DERW-1 | A | 13 | 90 | 35 | 90 | 45 | 90 | 16 | 90 | 40 | 90 | 16 | 90 | 32 | 72
DIDCB5 | A | 40 | 330 | 104 | 330 | 125 | 330 | 55 | 330 | 140 | 330 | 40 | 185 | 105 | 185
DIDCB6 | A | 50 | 250 | 105 | 250 | 105 | 250 | 50 | 250 | 130 | 250 | 50 | 153 | 110 | 103
DIDC1 | A | 42 | 225 | 85 | 225 | 85 | 225 | 24 | 225 | 62 | 120 | 24 | 73 | 60 | 147
DIDC2 | A | 42 | 225 | 85 | 225 | 85 | 225 | 24 | 225 | 62 | 120 | 24 | 73 | 60 | 147
DIDC3 | A | 42 | 225 | 85 | 225 | 85 | 225 | 24 | 225 | 62 | 120 | 24 | 73 | 60 | 147
DIDC4 | A | 42 | 225 | 85 | 225 | 85 | 225 | 24 | 225 | 62 | 120 | 24 | 73 | 60 | 147
DINO-1 | A | 14 | 138 | 39 | 138 | 58 | 138 | 28 | 138 | 72 | 138 | 14 | 118 | 36 | 88
DINO-2 | A | 14 | 138 | 39 | 138 | 58 | 138 | 28 | 138 | 72 | 138 | 14 | 118 | 36 | 88
DINO-3 | A | 14 | 138 | 39 | 138 | 58 | 138 | 28 | 138 | 72 | 138 | 14 | 118 | 36 | 88
DINO-4 | A | 14 | 138 | 39 | 138 | 58 | 138 | 28 | 138 | 72 | 138 | 14 | 118 | 36 | 88
DINO-5 | A | 14 | 138 | 39 | 138 | 58 | 138 | 28 | 138 | 72 | 138 | 14 | 118 | 36 | 88
DINO-6 | A | 14 | 138 | 39 | 138 | 58 | 138 | 28 | 138 | 72 | 138 | 14 | 118 | 36 | 88
DRAXX-1 | A | 68 | 345 | 100 | 345 | 100 | 345 | 64 | 95 | 110 | 345 | 60 | 225 | 70 | 225
DRAXX-2 | A | 68 | 345 | 100 | 345 | 100 | 345 | 64 | 95 | 110 | 345 | 60 | 225 | 70 | 225
DRAXX-3 | A | 68 | 345 | 100 | 345 | 100 | 345 | 64 | 95 | 110 | 345 | 60 | 225 | 70 | 225
DRAXX-4 | A | 68 | 345 | 100 | 345 | 100 | 345 | 64 | 95 | 110 | 345 | 60 | 225 | 70 | 225
DRAXX-5 | A | 68 | 345 | 100 | 345 | 100 | 345 | 64 | 95 | 110 | 345 | 60 | 225 | 70 | 225
DRAXX-6 | A | 68 | 345 | 100 | 345 | 100 | 345 | 64 | 95 | 110 | 345 | 60 | 225 | 70 | 225
EECL-1 | A | 20 | 178 | 25 | 178 | 25 | 178 | 32 | 178 | 81 | 178 | 20 | 143 | 25 | 143
EGGPS-1 | A | 45 | 205 | 83 | 205 | 83 | 205 | 49 | 205 | 110 | 205 | 33 | 95 | 60 | 95
EGGPS-2 | A | 45 | 205 | 83 | 205 | 83 | 205 | 49 | 205 | 110 | 205 | 33 | 95 | 60 | 95
EGGPS-3 | A | 45 | 205 | 83 | 205 | 83 | 205 | 49 | 205 | 110 | 205 | 33 | 95 | 60 | 95
EGGPS-4 | A | 45 | 205 | 83 | 205 | 83 | 205 | 49 | 205 | 110 | 205 | 33 | 95 | 60 | 95
ERRO-1 | A | 1 | 21 | 1 | 21 | 1 | 21 | 2 | 21 | 5 | 21 | 1 | 17 | 1 | 17
ERRO-2 | A | 1 | 21 | 1 | 21 | 1 | 21 | 2 | 21 | 5 | 21 | 1 | 17 | 1 | 17
ERRO-3 | A | 1 | 21 | 1 | 21 | 1 | 21 | 2 | 21 | 5 | 21 | 1 | 17 | 1 | 17
FAARW-1 | A | 2 | 37 | 4 | 37 | 4 | 37 | 4 | 37 | 12 | 37 | 2 | 33 | 4 | 33
FAARW-2 | A | 2 | 37 | 4 | 37 | 4 | 37 | 4 | 37 | 12 | 37 | 2 | 33 | 4 | 33
FASN-1 | A | 0 | 15 | 1 | 15 | 1 | 15 | 1 | 15 | 2 | 15 | 0 | 15 | 1 | 12
FASN-2 | A | 0 | 15 | 1 | 15 | 1 | 15 | 1 | 15 | 2 | 15 | 0 | 15 | 1 | 12
FASN-3 | A | 0 | 15 | 1 | 15 | 1 | 15 | 1 | 15 | 2 | 15 | 0 | 15 | 1 | 12
FAWL1 | A | 36 | 244 | 77 | 244 | 77 | 244 | 10 | 244 | 10 | 244 | 40 | 98 | 91 | 145
FAWL3 | A | 36 | 244 | 77 | 244 | 77 | 244 | 10 | 244 | 10 | 244 | 40 | 98 | 91 | 145
FAWN-1 | A | 10 | 52 | 25 | 52 | 40 | 52 | 13 | 52 | 32 | 52 | 11 | 37 | 27 | 27
FELL-1 | A | 9 | 63 | 21 | 63 | 22 | 63 | 10 | 63 | 24 | 63 | 9 | 63 | 22 | 63
FERR-1 | A | 25 | 150 | 45 | 250 | 56 | 250 | 40 | 250 | 60 | 250 | 34 | 80 | 59 | 150
FERR-2 | A | 25 | 150 | 45 | 250 | 56 | 250 | 40 | 250 | 60 | 250 | 34 | 80 | 59 | 150
FERR-3 | A | 25 | 150 | 45 | 250 | 56 | 250 | 40 | 250 | 60 | 250 | 34 | 80 | 59 | 150
FERR-4 | A | 25 | 150 | 45 | 250 | 56 | 250 | 40 | 250 | 60 | 250 | 34 | 80 | 59 | 150
FFES-1 | A | 10 | 35 | 27 | 35 | 30 | 35 | 9 | 35 | 22 | 35 | 4 | 27 | 6 | 27
FFES-2 | A | 10 | 35 | 27 | 35 | 30 | 35 | 9 | 35 | 22 | 35 | 4 | 27 | 6 | 27
FFES-3 | A | 10 | 35 | 27 | 35 | 30 | 35 | 9 | 35 | 22 | 35 | 4 | 27 | 6 | 27
FFES-4 | A | 10 | 35 | 27 | 35 | 30 | 35 | 9 | 35 | 22 | 35 | 4 | 27 | 6 | 27
FIDL-1 | A | 13 | 205 | 20 | 205 | 23 | 205 | 35 | 100 | 40 | 147 | 30 | 147 | 50 | 147
FIDL-2 | A | 13 | 205 | 20 | 205 | 23 | 205 | 35 | 100 | 40 | 147 | 30 | 147 | 50 | 147
FIDL-3 | A | 13 | 205 | 20 | 205 | 23 | 205 | 35 | 100 | 40 | 147 | 30 | 147 | 50 | 147
FIDL-4 | A | 13 | 205 | 20 | 205 | 23 | 205 | 35 | 100 | 40 | 147 | 30 | 147 | 50 | 147
FIFE-1 | A | 6 | 63 | 12 | 63 | 12 | 63 | 11 | 63 | 24 | 63 | 6 | 53 | 8 | 53
FINL-1 | A | 0 | 14 | 1 | 14 | 1 | 14 | 1 | 14 | 2 | 14 | 0 | 14 | 1 | 11
FOYE-1 | A | 6 | 60 | 13 | 60 | 16 | 60 | 11 | 60 | 27 | 60 | 5 | 30 | 11 | 30
FOYE-2 | A | 6 | 60 | 13 | 60 | 16 | 60 | 11 | 60 | 27 | 60 | 5 | 30 | 11 | 30
GNFSW-1 | A | 11 | 100 | 30 | 100 | 30 | 100 | 12 | 100 | 31 | 100 | 12 | 70 | 30 | 70
GNFSW-2 | A | 7 | 64 | 18 | 64 | 18 | 64 | 8 | 64 | 18 | 64 | 6 | 49 | 15 | 49
GRAI-1 | A | 43 | 485 | 100 | 485 | 160 | 485 | 60 | 485 | 140 | 485 | 33 | 0 | 60 | 345
GRAI-3 | A | 43 | 485 | 100 | 485 | 160 | 485 | 60 | 485 | 140 | 485 | 33 | 0 | 60 | 345
GRAI-4 | A | 43 | 485 | 100 | 485 | 160 | 485 | 60 | 485 | 140 | 485 | 33 | 0 | 60 | 345
GRAI-8 | A | 26 | 232 | 58 | 232 | 58 | 232 | 32 | 232 | 84 | 232 | 32 | 175 | 65 | 135
GRMO-1 | A | 8 | 43 | 8 | 43 | 8 | 43 | 8 | 43 | 8 | 43 | 8 | 23 | 8 | 23
GYAR-1 | A | 17 | 176 | 42 | 176 | 66 | 176 | 24 | 176 | 60 | 176 | 17 | 176 | 42 | 176
HADHW-1 | A | 7 | 96 | 14 | 96 | 22 | 96 | 13 | 96 | 34 | 96 | 8 | 65 | 17 | 65
HUMR-1 | A | 60 | 533 | 150 | 533 | 200 | 533 | 80 | 533 | 200 | 533 | 62 | 419 | 155 | 251
INDQ-1 | A | 12 | 102 | 31 | 102 | 43 | 102 | 13 | 102 | 34 | 102 | 12 | 72 | 30 | 72
IRNPS-1 | A | 35 | 125 | 45 | 125 | 48 | 285 | 42 | 285 | 68 | 125 | 28 | 125 | 42 | 185
IRNPS-2 | A | 35 | 125 | 45 | 125 | 48 | 285 | 42 | 285 | 68 | 125 | 28 | 125 | 42 | 185
KEAD-1 | A | 29 | 315 | 67 | 315 | 102 | 315 | 48 | 315 | 110 | 315 | 30 | 275 | 75 | 155
KILLPG-1 | A | 8 | 225 | 10 | 225 | 10 | 225 | 10 | 225 | 12 | 225 | 4 | 150 | 15 | 150
KILLPG-2 | A | 18 | 225 | 25 | 225 | 25 | 225 | 37 | 225 | 37 | 225 | 22 | 195 | 30 | 195
KILNS-1 | A | 30 | 290 | 72 | 290 | 84 | 290 | 42 | 290 | 114 | 290 | 18 | 104 | 45 | 104
KILBW-1 | A | 3 | 56 | 8 | 56 | 13 | 56 | 5 | 56 | 14 | 56 | 4 | 53 | 9 | 47
KINO-1 | A | 27 | 255 | 35 | 255 | 35 | 255 | 22 | 255 | 44 | 255 | 14 | 185 | 35 | 185
KINO-2 | A | 27 | 255 | 35 | 255 | 35 | 255 | 22 | 255 | 44 | 255 | 14 | 185 | 35 | 185
KINO-3 | A | 27 | 255 | 35 | 255 | 35 | 255 | 22 | 255 | 41 | 255 | 14 | 185 | 35 | 185
KINO-4 | A | 27 | 255 | 35 | 255 | 35 | 255 | 22 | 255 | 41 | 255 | 14 | 185 | 35 | 185
KLYN-A-1 | A | 24 | 126 | 50 | 126 | 50 | 126 | 34 | 126 | 70 | 126 | 22 | 81 | 34 | 81
LAGA-1 | A | 58 | 505 | 135 | 505 | 158 | 505 | 50 | 425 | 140 | 425 | 56 | 425 | 135 | 330
LBAR-1G | A | 1 | 16 | 4 | 16 | 6 | 16 | 2 | 16 | 4 | 16 | 1 | 9 | 4 | 9
LBAR-1 | A | 40 | 230 | 64 | 230 | 66 | 230 | 60 | 230 | 132 | 230 | 36 | 120 | 86 | 120
LITTD1 | A | 57 | 485 | 110 | 485 | 110 | 485 | 66 | 485 | 80 | 485 | 60 | 335 | 150 | 335
LITTD2 | A | 57 | 485 | 110 | 485 | 110 | 485 | 66 | 485 | 80 | 485 | 60 | 335 | 150 | 335
LITTD3 | A | 57 | 485 | 110 | 485 | 110 | 485 | 66 | 485 | 80 | 485 | 60 | 335 | 150 | 335
LOAN-1 | A | 25 | 326 | 51 | 326 | 55 | 326 | 19 | 326 | 50 | 326 | 12 | 276 | 28 | 276
LOAN-2 | A | 25 | 326 | 51 | 326 | 55 | 326 | 19 | 326 | 50 | 326 | 12 | 276 | 28 | 276
LOAN-3 | A | 25 | 326 | 51 | 326 | 55 | 326 | 19 | 326 | 50 | 326 | 12 | 276 | 28 | 276
MEDP-1 | A | 28 | 231 | 72 | 231 | 72 | 231 | 44 | 231 | 110 | 231 | 28 | 190 | 72 | 190
MILWW-1 | A | 6 | 32 | 8 | 54 | 13 | 54 | 5 | 54 | 14 | 54 | 3 | 43 | 8 | 43
MRWD-1 | A | 50 | 384 | 90 | 384 | 100 | 384 | 52 | 384 | 160 | 384 | 52 | 298 | 110 | 298
NANT-1 | A | 0 | 15 | 0 | 15 | 0 | 15 | 0 | 15 | 1 | 15 | 0 | 15 | 0 | 15
PEHE-1 | A | 47 | 435 | 100 | 435 | 100 | 435 | 67 | 435 | 105 | 435 | 64 | 245 | 100 | 245
PEHE-2 | A | 16 | 490 | 40 | 265 | 42 | 490 | 0 | 0 | 0 | 0 | 0 | 490 | 0 | 490
PEMB-11 | A | 36 | 237 | 60 | 237 | 60 | 237 | 31 | 237 | 84 | 237 | 32 | 192 | 62 | 192
PEMB-21 | A | 36 | 237 | 60 | 237 | 60 | 237 | 31 | 237 | 84 | 237 | 32 | 192 | 62 | 192
PEMB-31 | A | 36 | 237 | 60 | 237 | 60 | 237 | 31 | 237 | 84 | 237 | 32 | 192 | 62 | 192
PEMB-41 | A | 36 | 237 | 60 | 237 | 60 | 237 | 31 | 237 | 84 | 237 | 32 | 192 | 62 | 192
PEMB-51 | A | 36 | 237 | 60 | 237 | 60 | 237 | 31 | 237 | 84 | 237 | 32 | 192 | 62 | 192
PETEM1 | A | 20 | 180 | 46 | 180 | 52 | 180 | 24 | 180 | 58 | 180 | 20 | 150 | 50 | 100
RATS-1 | A | 39 | 270 | 84 | 270 | 90 | 270 | 39 | 155 | 54 | 270 | 42 | 105 | 95 | 155
RATS-2 | A | 39 | 270 | 84 | 270 | 90 | 270 | 39 | 155 | 54 | 270 | 42 | 105 | 95 | 155
RATS-3 | A | 39 | 270 | 84 | 270 | 90 | 270 | 39 | 155 | 54 | 270 | 42 | 105 | 95 | 155
RATS-4 | A | 39 | 270 | 84 | 270 | 90 | 270 | 39 | 155 | 54 | 270 | 42 | 105 | 95 | 155
ROCK-1 | A | 36 | 400 | 50 | 400 | 54 | 400 | 60 | 400 | 160 | 400 | 33 | 220 | 53 | 220
ROOS-1 | A | 12 | 140 | 32 | 140 | 32 | 140 | 13 | 140 | 32 | 140 | 13 | 108 | 32 | 108
RUGPS-6 | A | 36 | 243 | 80 | 243 | 80 | 243 | 40 | 243 | 90 | 243 | 40 | 155 | 95 | 105
RUGPS-7 | A | 36 | 243 | 80 | 243 | 80 | 243 | 40 | 243 | 90 | 243 | 40 | 155 | 95 | 105
RYHPS-1 | A | 30 | 305 | 48 | 305 | 66 | 305 | 42 | 305 | 51 | 305 | 30 | 130 | 42 | 68
SCCL-1 | A | 35 | 180 | 70 | 180 | 70 | 180 | 40 | 180 | 95 | 180 | 40 | 100 | 100 | 50
SCCL-2 | A | 35 | 180 | 70 | 180 | 70 | 180 | 40 | 180 | 95 | 180 | 40 | 100 | 100 | 50
SCCL-3 | A | 35 | 180 | 70 | 180 | 70 | 180 | 40 | 180 | 95 | 180 | 40 | 100 | 100 | 50
SEAB-1 | A | 44 | 254 | 125 | 254 | 150 | 254 | 55 | 254 | 150 | 254 | 75 | 164 | 176 | 38
SEAB-2 | A | 31 | 138 | 76 | 138 | 86 | 138 | 32 | 138 | 82 | 138 | 37 | 73 | 90 | 43
SHBA-1 | A | 41 | 255 | 104 | 255 | 115 | 255 | 44 | 255 | 120 | 255 | 39 | 195 | 115 | 40
SHBA-2 | A | 26 | 183 | 64 | 183 | 70 | 183 | 30 | 183 | 80 | 183 | 28 | 103 | 66 | 69
SHOS-1 | A | 18 | 160 | 24 | 160 | 24 | 160 | 30 | 160 | 75 | 160 | 18 | 135 | 24 | 135
SHOT-1 | A | 8 | 75 | 20 | 75 | 32 | 75 | 12 | 75 | 30 | 75 | 12 | 60 | 26 | 45
SIZB-1 | A | 38 | 283 | 45 | 283 | 45 | 283 | 45 | 283 | 45 | 283 | 40 | 283 | 46 | 283
SIZB-2 | A | 38 | 283 | 45 | 283 | 45 | 283 | 45 | 283 | 45 | 283 | 40 | 283 | 46 | 283
SLOY-1 | A | 0 | 38 | 1 | 38 | 1 | 38 | 1 | 38 | 2 | 38 | 0 | 38 | 1 | 30
SLOY-2 | A | 0 | 38 | 1 | 38 | 1 | 38 | 1 | 38 | 2 | 38 | 0 | 38 | 1 | 30
SLOY-3 | A | 0 | 38 | 1 | 38 | 1 | 38 | 1 | 38 | 2 | 38 | 0 | 38 | 1 | 30
SLOY-4 | A | 0 | 28 | 1 | 28 | 1 | 28 | 1 | 28 | 2 | 28 | 0 | 28 | 1 | 22
SPLN-1 | A | 40 | 380 | 100 | 380 | 110 | 380 | 50 | 380 | 120 | 380 | 30 | 380 | 90 | 300
STAY-1 | A | 34 | 221 | 62 | 221 | 62 | 221 | 35 | 221 | 85 | 221 | 33 | 161 | 60 | 161
STAY-2 | A | 34 | 221 | 62 | 221 | 62 | 221 | 35 | 221 | 85 | 221 | 33 | 161 | 60 | 161
STAY-3 | A | 34 | 221 | 62 | 221 | 62 | 221 | 35 | 221 | 85 | 221 | 33 | 161 | 60 | 161
STAY-4 | A | 34 | 221 | 62 | 221 | 62 | 221 | 35 | 221 | 85 | 221 | 33 | 161 | 60 | 161
SUTB-1 | A | 36 | 380 | 104 | 380 | 148 | 380 | 52 | 380 | 132 | 380 | 47 | 250 | 107 | 250
SVRP-10 | A | 20 | 225 | 50 | 225 | 70 | 225 | 32 | 225 | 80 | 225 | 20 | 172 | 50 | 172
SVRP-20 | A | 20 | 225 | 50 | 225 | 70 | 225 | 32 | 225 | 80 | 225 | 20 | 172 | 50 | 172
TESI-1 | A | 40 | 260 | 100 | 260 | 140 | 260 | 60 | 260 | 140 | 260 | 40 | 200 | 120 | 100
TESI-2 | A | 40 | 260 | 100 | 260 | 140 | 260 | 60 | 260 | 140 | 260 | 40 | 200 | 120 | 100
TILB-7 | A | 20 | 160 | 30 | 160 | 30 | 160 | 20 | 160 | 30 | 160 | 6 | 100 | 10 | 100
TILB-8 | A | 20 | 160 | 30 | 160 | 30 | 160 | 20 | 160 | 30 | 160 | 6 | 100 | 10 | 100
TILB-9 | A | 20 | 160 | 30 | 160 | 30 | 160 | 20 | 160 | 30 | 160 | 6 | 100 | 10 | 100
TILB10 | A | 20 | 160 | 30 | 160 | 30 | 160 | 20 | 160 | 30 | 160 | 6 | 100 | 10 | 100
USKM-13 | A | 6 | 49 | 15 | 49 | 17 | 49 | 8 | 49 | 19 | 49 | 7 | 36 | 8 | 36
USKM-14 | A | 6 | 49 | 15 | 49 | 17 | 49 | 8 | 49 | 19 | 49 | 7 | 36 | 8 | 36
USKM-15 | A | 6 | 49 | 15 | 49 | 17 | 49 | 8 | 49 | 19 | 49 | 7 | 36 | 8 | 36
WBUPS-1 | A | 30 | 113 | 48 | 153 | 48 | 153 | 32 | 113 | 50 | 113 | 40 | 153 | 65 | 113
WBUPS-2 | A | 30 | 133 | 48 | 173 | 48 | 173 | 32 | 133 | 50 | 133 | 40 | 173 | 65 | 133
WBUPS-3 | A | 30 | 133 | 48 | 173 | 48 | 173 | 32 | 133 | 50 | 133 | 40 | 173 | 65 | 133
WBUPS-4 | A | 30 | 113 | 48 | 153 | 48 | 153 | 32 | 113 | 50 | 113 | 40 | 153 | 65 | 113
WBURB-2 | A | 25 | 255 | 52 | 255 | 62 | 255 | 26 | 255 | 67 | 255 | 22 | 215 | 52 | 135
WHILW-1 | A | 31 | 322 | 84 | 322 | 90 | 322 | 33 | 322 | 90 | 322 | 32 | 255 | 86 | 210

## Mar 2013
MW Response Capability by BMU
|  | Primary Response (Max MWhrs) | [5 empty] | Secondary Response (Max Mwhrs) |  |  |  | High Frequency Response (Max MWhrs)
UNIT | Mode | 0.2Hz |  | 0.5Hz |  | 0.8Hz |  | 0.2/0.2Hz |  | 0.5/0.5Hz |  | 0.2Hz |  | 0.5Hz
ABTH7 | A | 40 | 250 | 72 | 250 | 72 | 250 | 48 | 250 | 120 | 250 | 38 | 185 | 55 | 185
ABTH8 | A | 40 | 250 | 72 | 250 | 72 | 250 | 48 | 250 | 120 | 250 | 38 | 185 | 55 | 185
ABTH9 | A | 40 | 250 | 72 | 250 | 72 | 250 | 48 | 250 | 120 | 250 | 38 | 185 | 55 | 185
BAGE-1 | A | 30 | 255 | 70 | 255 | 90 | 255 | 35 | 255 | 90 | 255 | 28 | 220 | 70 | 185
BAGE-2 | A | 3 | 17 | 8 | 17 | 12 | 17 | 4 | 17 | 9 | 17 | 2 | 17 | 5 | 17
BARKB2 | A | 33 | 210 | 82 | 210 | 108 | 210 | 39 | 210 | 97 | 210 | 31 | 120 | 84 | 120
BARK-1 | A | 22 | 140 | 55 | 140 | 72 | 140 | 26 | 140 | 65 | 140 | 21 | 80 | 54 | 80
BLLA-1 | A | 6 | 99 | 13 | 99 | 13 | 99 | 15 | 99 | 39 | 99 | 9 | 83 | 16 | 83
BRDUW-1 | A | 6 | 58 | 17 | 58 | 17 | 58 | 7 | 58 | 17 | 58 | 6 | 36 | 17 | 36
BRGG-1 | A | 16 | 110 | 32 | 110 | 48 | 110 | 16 | 110 | 40 | 110 | 14 | 96 | 34 | 46
BRYP-1 | A | 15 | 82 | 25 | 82 | 31 | 82 | 22 | 82 | 37 | 82 | 10 | 82 | 27 | 47
CDCL-1 | A | 30 | 160 | 40 | 160 | 40 | 160 | 34 | 160 | 40 | 160 | 27 | 120 | 40 | 120
CLAC-1 | A | 3 | 28 | 8 | 28 | 13 | 28 | 3 | 36 | 9 | 36 | 3 | 28 | 8 | 28
CNQPS-1 | A | 22 | 126 | 51 | 126 | 70 | 126 | 28 | 126 | 70 | 126 | 20 | 100 | 45 | 100
CNQPS-2 | A | 22 | 126 | 51 | 126 | 70 | 126 | 28 | 126 | 70 | 126 | 20 | 100 | 45 | 100
CNQPS-3 | A | 22 | 126 | 51 | 126 | 70 | 126 | 28 | 126 | 70 | 126 | 20 | 100 | 45 | 100
CNQPS-4 | A | 22 | 126 | 51 | 126 | 70 | 126 | 28 | 126 | 70 | 126 | 20 | 100 | 45 | 100
COCK-1 | A | 15 | 168 | 42 | 168 | 48 | 168 | 10 | 168 | 25 | 168 | 6 | 138 | 7 | 138
COCK-2 | A | 15 | 168 | 42 | 168 | 48 | 168 | 10 | 168 | 25 | 168 | 6 | 138 | 7 | 138
COCK-3 | A | 15 | 168 | 42 | 168 | 48 | 168 | 10 | 168 | 25 | 168 | 6 | 138 | 7 | 138
COCK-4 | A | 15 | 168 | 42 | 168 | 48 | 168 | 10 | 168 | 25 | 168 | 6 | 138 | 7 | 138
CORB-1 | A | 10 | 130 | 30 | 130 | 50 | 130 | 28 | 130 | 60 | 130 | 15 | 95 | 40 | 60
COSO-1 | A | 20 | 380 | 40 | 380 | 50 | 380 | 60 | 380 | 140 | 380 | 17 | 304 | 40 | 304
COTPS-1 | A | 29 | 277 | 50 | 277 | 62 | 277 | 35 | 60 | 63 | 277 | 30 | 122 | 60 | 122
COTPS-2 | A | 29 | 287 | 50 | 287 | 62 | 287 | 35 | 60 | 63 | 287 | 30 | 122 | 60 | 122
COTPS-3 | A | 29 | 287 | 50 | 287 | 62 | 287 | 35 | 60 | 63 | 287 | 30 | 122 | 60 | 122
COTPS-4 | A | 29 | 277 | 50 | 277 | 62 | 277 | 35 | 60 | 63 | 277 | 30 | 122 | 60 | 122
COWE1 | A | 7 | 30 | 17 | 30 | 17 | 30 | 7 | 30 | 17 | 30 | 7 | 30 | 17 | 30
COWE2 | A | 7 | 30 | 17 | 30 | 17 | 30 | 7 | 30 | 17 | 30 | 7 | 30 | 17 | 30
CRUA-1 | A | 10 | 110 | 25 | 110 | 37 | 110 | 12 | 110 | 30 | 110 | 10 | 84 | 25 | 48
CRUA-2 | A | 10 | 110 | 25 | 110 | 37 | 110 | 12 | 110 | 30 | 110 | 10 | 84 | 25 | 48
CRUA-3 | A | 7 | 30 | 15 | 30 | 21 | 30 | 9 | 30 | 24 | 30 | 5 | 25 | 13 | 15
CRUA-4 | A | 7 | 30 | 15 | 30 | 21 | 30 | 9 | 30 | 24 | 30 | 5 | 25 | 13 | 15
DAMC-1 | A | 64 | 380 | 136 | 380 | 156 | 380 | 80 | 380 | 180 | 380 | 60 | 293 | 190 | 128
DEEP-1 | A | 20 | 180 | 60 | 180 | 86 | 180 | 22 | 180 | 80 | 180 | 24 | 96 | 52 | 96
DERW-1 | A | 13 | 90 | 35 | 90 | 45 | 90 | 16 | 90 | 40 | 90 | 16 | 90 | 32 | 72
DIDCB5 | A | 40 | 330 | 104 | 330 | 125 | 330 | 55 | 330 | 140 | 330 | 40 | 185 | 105 | 185
DIDCB6 | A | 50 | 250 | 105 | 250 | 105 | 250 | 50 | 250 | 130 | 250 | 50 | 153 | 110 | 103
DIDC1 | A | 42 | 225 | 85 | 225 | 85 | 225 | 24 | 225 | 62 | 120 | 24 | 73 | 60 | 147
DIDC2 | A | 42 | 225 | 85 | 225 | 85 | 225 | 24 | 225 | 62 | 120 | 24 | 73 | 60 | 147
DIDC3 | A | 42 | 225 | 85 | 225 | 85 | 225 | 24 | 225 | 62 | 120 | 24 | 73 | 60 | 147
DIDC4 | A | 42 | 225 | 85 | 225 | 85 | 225 | 24 | 225 | 62 | 120 | 24 | 73 | 60 | 147
DINO-1 | A | 14 | 138 | 39 | 138 | 58 | 138 | 28 | 138 | 72 | 138 | 14 | 118 | 36 | 88
DINO-2 | A | 14 | 138 | 39 | 138 | 58 | 138 | 28 | 138 | 72 | 138 | 14 | 118 | 36 | 88
DINO-3 | A | 14 | 138 | 39 | 138 | 58 | 138 | 28 | 138 | 72 | 138 | 14 | 118 | 36 | 88
DINO-4 | A | 14 | 138 | 39 | 138 | 58 | 138 | 28 | 138 | 72 | 138 | 14 | 118 | 36 | 88
DINO-5 | A | 14 | 138 | 39 | 138 | 58 | 138 | 28 | 138 | 72 | 138 | 14 | 118 | 36 | 88
DINO-6 | A | 14 | 138 | 39 | 138 | 58 | 138 | 28 | 138 | 72 | 138 | 14 | 118 | 36 | 88
DRAXX-1 | A | 68 | 345 | 100 | 345 | 100 | 345 | 64 | 95 | 110 | 345 | 60 | 225 | 70 | 225
DRAXX-2 | A | 68 | 345 | 100 | 345 | 100 | 345 | 64 | 95 | 110 | 345 | 60 | 225 | 70 | 225
DRAXX-3 | A | 68 | 345 | 100 | 345 | 100 | 345 | 64 | 95 | 110 | 345 | 60 | 225 | 70 | 225
DRAXX-4 | A | 68 | 345 | 100 | 345 | 100 | 345 | 64 | 95 | 110 | 345 | 60 | 225 | 70 | 225
DRAXX-5 | A | 68 | 345 | 100 | 345 | 100 | 345 | 64 | 95 | 110 | 345 | 60 | 225 | 70 | 225
DRAXX-6 | A | 68 | 345 | 100 | 345 | 100 | 345 | 64 | 95 | 110 | 345 | 60 | 225 | 70 | 225
EECL-1 | A | 20 | 178 | 25 | 178 | 25 | 178 | 32 | 178 | 81 | 178 | 20 | 143 | 25 | 143
EGGPS-1 | A | 45 | 205 | 83 | 205 | 83 | 205 | 49 | 205 | 110 | 205 | 33 | 95 | 60 | 95
EGGPS-2 | A | 45 | 205 | 83 | 205 | 83 | 205 | 49 | 205 | 110 | 205 | 33 | 95 | 60 | 95
EGGPS-3 | A | 45 | 205 | 83 | 205 | 83 | 205 | 49 | 205 | 110 | 205 | 33 | 95 | 60 | 95
EGGPS-4 | A | 45 | 205 | 83 | 205 | 83 | 205 | 49 | 205 | 110 | 205 | 33 | 95 | 60 | 95
ERRO-1 | A | 1 | 21 | 1 | 21 | 1 | 21 | 2 | 21 | 5 | 21 | 1 | 17 | 1 | 17
ERRO-2 | A | 1 | 21 | 1 | 21 | 1 | 21 | 2 | 21 | 5 | 21 | 1 | 17 | 1 | 17
ERRO-3 | A | 1 | 21 | 1 | 21 | 1 | 21 | 2 | 21 | 5 | 21 | 1 | 17 | 1 | 17
FAARW-1 | A | 2 | 37 | 4 | 37 | 4 | 37 | 4 | 37 | 12 | 37 | 2 | 33 | 4 | 33
FAARW-2 | A | 2 | 37 | 4 | 37 | 4 | 37 | 4 | 37 | 12 | 37 | 2 | 33 | 4 | 33
FASN-1 | A | 0 | 15 | 1 | 15 | 1 | 15 | 1 | 15 | 2 | 15 | 0 | 15 | 1 | 12
FASN-2 | A | 0 | 15 | 1 | 15 | 1 | 15 | 1 | 15 | 2 | 15 | 0 | 15 | 1 | 12
FASN-3 | A | 0 | 15 | 1 | 15 | 1 | 15 | 1 | 15 | 2 | 15 | 0 | 15 | 1 | 12
FAWL1 | A | 36 | 244 | 77 | 244 | 77 | 244 | 10 | 244 | 10 | 244 | 40 | 98 | 91 | 145
FAWL3 | A | 36 | 244 | 77 | 244 | 77 | 244 | 10 | 244 | 10 | 244 | 40 | 98 | 91 | 145
FAWN-1 | A | 10 | 52 | 25 | 52 | 40 | 52 | 13 | 52 | 32 | 52 | 11 | 37 | 27 | 27
FELL-1 | A | 9 | 63 | 21 | 63 | 22 | 63 | 10 | 63 | 24 | 63 | 9 | 63 | 22 | 63
FERR-1 | A | 25 | 150 | 45 | 250 | 56 | 250 | 40 | 250 | 60 | 250 | 34 | 80 | 59 | 150
FERR-2 | A | 25 | 150 | 45 | 250 | 56 | 250 | 40 | 250 | 60 | 250 | 34 | 80 | 59 | 150
FERR-3 | A | 25 | 150 | 45 | 250 | 56 | 250 | 40 | 250 | 60 | 250 | 34 | 80 | 59 | 150
FERR-4 | A | 25 | 150 | 45 | 250 | 56 | 250 | 40 | 250 | 60 | 250 | 34 | 80 | 59 | 150
FFES-1 | A | 10 | 35 | 27 | 35 | 30 | 35 | 9 | 35 | 22 | 35 | 4 | 27 | 6 | 27
FFES-2 | A | 10 | 35 | 27 | 35 | 30 | 35 | 9 | 35 | 22 | 35 | 4 | 27 | 6 | 27
FFES-3 | A | 10 | 35 | 27 | 35 | 30 | 35 | 9 | 35 | 22 | 35 | 4 | 27 | 6 | 27
FFES-4 | A | 10 | 35 | 27 | 35 | 30 | 35 | 9 | 35 | 22 | 35 | 4 | 27 | 6 | 27
FIDL-1 | A | 13 | 205 | 20 | 205 | 23 | 205 | 35 | 100 | 40 | 147 | 30 | 147 | 50 | 147
FIDL-2 | A | 13 | 205 | 20 | 205 | 23 | 205 | 35 | 100 | 40 | 147 | 30 | 147 | 50 | 147
FIDL-3 | A | 13 | 205 | 20 | 205 | 23 | 205 | 35 | 100 | 40 | 147 | 30 | 147 | 50 | 147
FIDL-4 | A | 13 | 205 | 20 | 205 | 23 | 205 | 35 | 100 | 40 | 147 | 30 | 147 | 50 | 147
FIFE-1 | A | 6 | 63 | 12 | 63 | 12 | 63 | 11 | 63 | 24 | 63 | 6 | 53 | 8 | 53
FINL-1 | A | 0 | 14 | 1 | 14 | 1 | 14 | 1 | 14 | 2 | 14 | 0 | 14 | 1 | 11
FOYE-1 | A | 6 | 60 | 13 | 60 | 16 | 60 | 11 | 60 | 27 | 60 | 5 | 30 | 11 | 30
FOYE-2 | A | 6 | 60 | 13 | 60 | 16 | 60 | 11 | 60 | 27 | 60 | 5 | 30 | 11 | 30
GNFSW-1 | A | 11 | 100 | 30 | 100 | 30 | 100 | 12 | 100 | 31 | 100 | 12 | 70 | 30 | 70
GNFSW-2 | A | 7 | 64 | 18 | 64 | 18 | 64 | 8 | 64 | 18 | 64 | 6 | 49 | 15 | 49
GRAI-1 | A | 43 | 485 | 100 | 485 | 160 | 485 | 60 | 485 | 140 | 485 | 33 | 0 | 60 | 345
GRAI-3 | A | 43 | 485 | 100 | 485 | 160 | 485 | 60 | 485 | 140 | 485 | 33 | 0 | 60 | 345
GRAI-4 | A | 43 | 485 | 100 | 485 | 160 | 485 | 60 | 485 | 140 | 485 | 33 | 0 | 60 | 345
GRAI-8 | A | 26 | 232 | 58 | 232 | 58 | 232 | 32 | 232 | 84 | 232 | 32 | 175 | 65 | 135
GRMO-1 | A | 8 | 43 | 8 | 43 | 8 | 43 | 8 | 43 | 8 | 43 | 8 | 23 | 8 | 23
GYAR-1 | A | 17 | 176 | 42 | 176 | 66 | 176 | 24 | 176 | 60 | 176 | 17 | 176 | 42 | 176
HADHW-1 | A | 7 | 96 | 14 | 96 | 22 | 96 | 13 | 96 | 34 | 96 | 8 | 65 | 17 | 65
HUMR-1 | A | 60 | 533 | 150 | 533 | 200 | 533 | 80 | 533 | 200 | 533 | 62 | 419 | 155 | 251
INDQ-1 | A | 12 | 102 | 31 | 102 | 43 | 102 | 13 | 102 | 34 | 102 | 12 | 72 | 30 | 72
IRNPS-1 | A | 35 | 125 | 45 | 125 | 48 | 285 | 42 | 285 | 68 | 125 | 28 | 125 | 42 | 185
IRNPS-2 | A | 35 | 125 | 45 | 125 | 48 | 285 | 42 | 285 | 68 | 125 | 28 | 125 | 42 | 185
KEAD-1 | A | 29 | 315 | 67 | 315 | 102 | 315 | 48 | 315 | 110 | 315 | 30 | 275 | 75 | 155
KILLPG-1 | A | 8 | 225 | 10 | 225 | 10 | 225 | 10 | 225 | 12 | 225 | 4 | 150 | 15 | 150
KILLPG-2 | A | 18 | 225 | 25 | 225 | 25 | 225 | 37 | 225 | 37 | 225 | 22 | 195 | 30 | 195
KILNS-1 | A | 30 | 290 | 72 | 290 | 84 | 290 | 42 | 290 | 114 | 290 | 18 | 104 | 45 | 104
KILBW-1 | A | 3 | 56 | 8 | 56 | 13 | 56 | 5 | 56 | 14 | 56 | 4 | 53 | 9 | 47
KINO-1 | A | 27 | 255 | 35 | 255 | 35 | 255 | 22 | 255 | 44 | 255 | 14 | 185 | 35 | 185
KINO-2 | A | 27 | 255 | 35 | 255 | 35 | 255 | 22 | 255 | 44 | 255 | 14 | 185 | 35 | 185
KINO-3 | A | 27 | 255 | 35 | 255 | 35 | 255 | 22 | 255 | 41 | 255 | 14 | 185 | 35 | 185
KINO-4 | A | 27 | 255 | 35 | 255 | 35 | 255 | 22 | 255 | 41 | 255 | 14 | 185 | 35 | 185
KLYN-A-1 | A | 24 | 126 | 50 | 126 | 50 | 126 | 34 | 126 | 70 | 126 | 22 | 81 | 34 | 81
LAGA-1 | A | 58 | 505 | 135 | 505 | 158 | 505 | 50 | 425 | 140 | 425 | 56 | 425 | 135 | 330
LBAR-1G | A | 1 | 16 | 4 | 16 | 6 | 16 | 2 | 16 | 4 | 16 | 1 | 9 | 4 | 9
LBAR-1 | A | 40 | 230 | 64 | 230 | 66 | 230 | 60 | 230 | 132 | 230 | 36 | 120 | 86 | 120
LITTD1 | A | 57 | 485 | 110 | 485 | 110 | 485 | 66 | 485 | 80 | 485 | 60 | 335 | 150 | 335
LITTD2 | A | 57 | 485 | 110 | 485 | 110 | 485 | 66 | 485 | 80 | 485 | 60 | 335 | 150 | 335
LITTD3 | A | 57 | 485 | 110 | 485 | 110 | 485 | 66 | 485 | 80 | 485 | 60 | 335 | 150 | 335
LOAN-1 | A | 25 | 326 | 51 | 326 | 55 | 326 | 19 | 326 | 50 | 326 | 12 | 276 | 28 | 276
LOAN-2 | A | 25 | 326 | 51 | 326 | 55 | 326 | 19 | 326 | 50 | 326 | 12 | 276 | 28 | 276
LOAN-3 | A | 25 | 326 | 51 | 326 | 55 | 326 | 19 | 326 | 50 | 326 | 12 | 276 | 28 | 276
MEDP-1 | A | 28 | 231 | 72 | 231 | 72 | 231 | 44 | 231 | 110 | 231 | 28 | 190 | 72 | 190
MILWW-1 | A | 6 | 32 | 8 | 54 | 13 | 54 | 5 | 54 | 14 | 54 | 3 | 43 | 8 | 43
MRWD-1 | A | 50 | 384 | 90 | 384 | 100 | 384 | 52 | 384 | 160 | 384 | 52 | 298 | 110 | 298
NANT-1 | A | 0 | 15 | 0 | 15 | 0 | 15 | 0 | 15 | 1 | 15 | 0 | 15 | 0 | 15
PEHE-1 | A | 47 | 435 | 100 | 435 | 100 | 435 | 67 | 435 | 105 | 435 | 64 | 245 | 100 | 245
PEHE-2 | A | 16 | 490 | 40 | 265 | 42 | 490 | 0 | 0 | 0 | 0 | 0 | 490 | 0 | 490
PEMB-11 | A | 36 | 237 | 60 | 237 | 60 | 237 | 31 | 237 | 84 | 237 | 32 | 192 | 62 | 192
PEMB-21 | A | 36 | 237 | 60 | 237 | 60 | 237 | 31 | 237 | 84 | 237 | 32 | 192 | 62 | 192
PEMB-31 | A | 36 | 237 | 60 | 237 | 60 | 237 | 31 | 237 | 84 | 237 | 32 | 192 | 62 | 192
PEMB-41 | A | 36 | 237 | 60 | 237 | 60 | 237 | 31 | 237 | 84 | 237 | 32 | 192 | 62 | 192
PEMB-51 | A | 36 | 237 | 60 | 237 | 60 | 237 | 31 | 237 | 84 | 237 | 32 | 192 | 62 | 192
PETEM1 | A | 20 | 180 | 46 | 180 | 52 | 180 | 24 | 180 | 58 | 180 | 20 | 150 | 50 | 100
RATS-1 | A | 39 | 270 | 84 | 270 | 90 | 270 | 39 | 155 | 54 | 270 | 42 | 105 | 95 | 155
RATS-2 | A | 39 | 270 | 84 | 270 | 90 | 270 | 39 | 155 | 54 | 270 | 42 | 105 | 95 | 155
RATS-3 | A | 39 | 270 | 84 | 270 | 90 | 270 | 39 | 155 | 54 | 270 | 42 | 105 | 95 | 155
RATS-4 | A | 39 | 270 | 84 | 270 | 90 | 270 | 39 | 155 | 54 | 270 | 42 | 105 | 95 | 155
ROCK-1 | A | 36 | 400 | 50 | 400 | 54 | 400 | 60 | 400 | 160 | 400 | 33 | 220 | 53 | 220
ROOS-1 | A | 12 | 140 | 32 | 140 | 32 | 140 | 13 | 140 | 32 | 140 | 13 | 108 | 32 | 108
RUGPS-6 | A | 36 | 243 | 80 | 243 | 80 | 243 | 40 | 243 | 90 | 243 | 40 | 155 | 95 | 105
RUGPS-7 | A | 36 | 243 | 80 | 243 | 80 | 243 | 40 | 243 | 90 | 243 | 40 | 155 | 95 | 105
RYHPS-1 | A | 30 | 305 | 48 | 305 | 66 | 305 | 42 | 305 | 51 | 305 | 30 | 130 | 42 | 68
SCCL-1 | A | 35 | 180 | 70 | 180 | 70 | 180 | 40 | 180 | 95 | 180 | 40 | 100 | 100 | 50
SCCL-2 | A | 35 | 180 | 70 | 180 | 70 | 180 | 40 | 180 | 95 | 180 | 40 | 100 | 100 | 50
SCCL-3 | A | 35 | 180 | 70 | 180 | 70 | 180 | 40 | 180 | 95 | 180 | 40 | 100 | 100 | 50
SEAB-1 | A | 44 | 254 | 125 | 254 | 150 | 254 | 55 | 254 | 150 | 254 | 75 | 164 | 176 | 38
SEAB-2 | A | 31 | 138 | 76 | 138 | 86 | 138 | 32 | 138 | 82 | 138 | 37 | 73 | 90 | 43
SHBA-1 | A | 41 | 255 | 104 | 255 | 115 | 255 | 44 | 255 | 120 | 255 | 39 | 195 | 115 | 40
SHBA-2 | A | 26 | 183 | 64 | 183 | 70 | 183 | 30 | 183 | 80 | 183 | 28 | 103 | 66 | 69
SHOS-1 | A | 18 | 160 | 24 | 160 | 24 | 160 | 30 | 160 | 75 | 160 | 18 | 135 | 24 | 135
SHOT-1 | A | 8 | 75 | 20 | 75 | 32 | 75 | 12 | 75 | 30 | 75 | 12 | 60 | 26 | 45
SIZB-1 | A | 38 | 283 | 45 | 283 | 45 | 283 | 45 | 283 | 45 | 283 | 40 | 283 | 46 | 283
SIZB-2 | A | 38 | 283 | 45 | 283 | 45 | 283 | 45 | 283 | 45 | 283 | 40 | 283 | 46 | 283
SLOY-1 | A | 0 | 38 | 1 | 38 | 1 | 38 | 1 | 38 | 2 | 38 | 0 | 38 | 1 | 30
SLOY-2 | A | 0 | 38 | 1 | 38 | 1 | 38 | 1 | 38 | 2 | 38 | 0 | 38 | 1 | 30
SLOY-3 | A | 0 | 38 | 1 | 38 | 1 | 38 | 1 | 38 | 2 | 38 | 0 | 38 | 1 | 30
SLOY-4 | A | 0 | 28 | 1 | 28 | 1 | 28 | 1 | 28 | 2 | 28 | 0 | 28 | 1 | 22
SPLN-1 | A | 40 | 380 | 100 | 380 | 110 | 380 | 50 | 380 | 120 | 380 | 30 | 380 | 90 | 300
STAY-1 | A | 34 | 221 | 62 | 221 | 62 | 221 | 35 | 221 | 85 | 221 | 33 | 161 | 60 | 161
STAY-2 | A | 34 | 221 | 62 | 221 | 62 | 221 | 35 | 221 | 85 | 221 | 33 | 161 | 60 | 161
STAY-3 | A | 34 | 221 | 62 | 221 | 62 | 221 | 35 | 221 | 85 | 221 | 33 | 161 | 60 | 161
STAY-4 | A | 34 | 221 | 62 | 221 | 62 | 221 | 35 | 221 | 85 | 221 | 33 | 161 | 60 | 161
SUTB-1 | A | 36 | 380 | 104 | 380 | 148 | 380 | 52 | 380 | 132 | 380 | 47 | 250 | 107 | 250
SVRP-10 | A | 20 | 225 | 50 | 225 | 70 | 225 | 32 | 225 | 80 | 225 | 20 | 172 | 50 | 172
SVRP-20 | A | 20 | 225 | 50 | 225 | 70 | 225 | 32 | 225 | 80 | 225 | 20 | 172 | 50 | 172
TESI-1 | A | 40 | 260 | 100 | 260 | 140 | 260 | 60 | 260 | 140 | 260 | 40 | 200 | 120 | 100
TESI-2 | A | 40 | 260 | 100 | 260 | 140 | 260 | 60 | 260 | 140 | 260 | 40 | 200 | 120 | 100
TILB-7 | A | 20 | 160 | 30 | 160 | 30 | 160 | 20 | 160 | 30 | 160 | 6 | 100 | 10 | 100
TILB-8 | A | 20 | 160 | 30 | 160 | 30 | 160 | 20 | 160 | 30 | 160 | 6 | 100 | 10 | 100
TILB-9 | A | 20 | 160 | 30 | 160 | 30 | 160 | 20 | 160 | 30 | 160 | 6 | 100 | 10 | 100
TILB10 | A | 20 | 160 | 30 | 160 | 30 | 160 | 20 | 160 | 30 | 160 | 6 | 100 | 10 | 100
USKM-13 | A | 6 | 49 | 15 | 49 | 17 | 49 | 8 | 49 | 19 | 49 | 7 | 36 | 8 | 36
USKM-14 | A | 6 | 49 | 15 | 49 | 17 | 49 | 8 | 49 | 19 | 49 | 7 | 36 | 8 | 36
USKM-15 | A | 6 | 49 | 15 | 49 | 17 | 49 | 8 | 49 | 19 | 49 | 7 | 36 | 8 | 36
WBUPS-1 | A | 30 | 113 | 48 | 153 | 48 | 153 | 32 | 113 | 50 | 113 | 40 | 153 | 65 | 113
WBUPS-2 | A | 30 | 133 | 48 | 173 | 48 | 173 | 32 | 133 | 50 | 133 | 40 | 173 | 65 | 133
WBUPS-3 | A | 30 | 133 | 48 | 173 | 48 | 173 | 32 | 133 | 50 | 133 | 40 | 173 | 65 | 133
WBUPS-4 | A | 30 | 113 | 48 | 153 | 48 | 153 | 32 | 113 | 50 | 113 | 40 | 153 | 65 | 113
WBURB-2 | A | 20 | 206 | 50 | 206 | 80 | 206 | 30 | 206 | 75 | 206 | 20 | 137 | 50 | 137
WHILW-1 | A | 31 | 322 | 84 | 322 | 90 | 322 | 33 | 322 | 90 | 322 | 32 | 255 | 86 | 210

## Feb 2013
MW Response Capability by BMU
|  | Primary Response (Max MWhrs) | [5 empty] | Secondary Response (Max Mwhrs) |  |  |  | High Frequency Response (Max MWhrs)
UNIT | Mode | 0.2Hz |  | 0.5Hz |  | 0.8Hz |  | 0.2/0.2Hz |  | 0.5/0.5Hz |  | 0.2Hz |  | 0.5Hz
ABTH7 | A | 40 | 250 | 72 | 250 | 72 | 250 | 48 | 250 | 120 | 250 | 38 | 185 | 55 | 185
ABTH8 | A | 40 | 250 | 72 | 250 | 72 | 250 | 48 | 250 | 120 | 250 | 38 | 185 | 55 | 185
ABTH9 | A | 40 | 250 | 72 | 250 | 72 | 250 | 48 | 250 | 120 | 250 | 38 | 185 | 55 | 185
BAGE-1 | A | 30 | 255 | 70 | 255 | 90 | 255 | 35 | 255 | 90 | 255 | 28 | 220 | 70 | 185
BAGE-2 | A | 3 | 17 | 8 | 17 | 12 | 17 | 4 | 17 | 9 | 17 | 2 | 17 | 5 | 17
BARKB2 | A | 33 | 210 | 82 | 210 | 108 | 210 | 39 | 210 | 97 | 210 | 31 | 120 | 84 | 120
BARK-1 | A | 22 | 140 | 55 | 140 | 72 | 140 | 26 | 140 | 65 | 140 | 21 | 80 | 54 | 80
BLLA-1 | A | 6 | 99 | 13 | 99 | 13 | 99 | 15 | 99 | 39 | 99 | 9 | 83 | 16 | 83
BRDUW-1 | A | 6 | 58 | 17 | 58 | 17 | 58 | 7 | 58 | 17 | 58 | 6 | 36 | 17 | 36
BRGG-1 | A | 16 | 110 | 32 | 110 | 48 | 110 | 16 | 110 | 40 | 110 | 14 | 96 | 34 | 46
BRYP-1 | A | 15 | 82 | 25 | 82 | 31 | 82 | 22 | 82 | 37 | 82 | 10 | 82 | 27 | 47
CDCL-1 | A | 30 | 160 | 40 | 160 | 40 | 160 | 34 | 160 | 40 | 160 | 27 | 120 | 40 | 120
CLAC-1 | A | 3 | 28 | 8 | 28 | 13 | 28 | 3 | 36 | 9 | 36 | 3 | 28 | 8 | 28
CNQPS-1 | A | 22 | 126 | 51 | 126 | 70 | 126 | 28 | 126 | 70 | 126 | 20 | 100 | 45 | 100
CNQPS-2 | A | 22 | 126 | 51 | 126 | 70 | 126 | 28 | 126 | 70 | 126 | 20 | 100 | 45 | 100
CNQPS-3 | A | 22 | 126 | 51 | 126 | 70 | 126 | 28 | 126 | 70 | 126 | 20 | 100 | 45 | 100
CNQPS-4 | A | 22 | 126 | 51 | 126 | 70 | 126 | 28 | 126 | 70 | 126 | 20 | 100 | 45 | 100
COCK-1 | A | 15 | 168 | 42 | 168 | 48 | 168 | 10 | 168 | 25 | 168 | 6 | 138 | 7 | 138
COCK-2 | A | 15 | 168 | 42 | 168 | 48 | 168 | 10 | 168 | 25 | 168 | 6 | 138 | 7 | 138
COCK-3 | A | 15 | 168 | 42 | 168 | 48 | 168 | 10 | 168 | 25 | 168 | 6 | 138 | 7 | 138
COCK-4 | A | 15 | 168 | 42 | 168 | 48 | 168 | 10 | 168 | 25 | 168 | 6 | 138 | 7 | 138
CORB-1 | A | 10 | 130 | 30 | 130 | 50 | 130 | 28 | 130 | 60 | 130 | 15 | 95 | 40 | 60
COSO-1 | A | 20 | 380 | 40 | 380 | 50 | 380 | 60 | 380 | 140 | 380 | 17 | 304 | 40 | 304
COTPS-1 | A | 29 | 277 | 50 | 277 | 62 | 277 | 35 | 60 | 63 | 277 | 30 | 122 | 60 | 122
COTPS-2 | A | 29 | 287 | 50 | 287 | 62 | 287 | 35 | 60 | 63 | 287 | 30 | 122 | 60 | 122
COTPS-3 | A | 29 | 287 | 50 | 287 | 62 | 287 | 35 | 60 | 63 | 287 | 30 | 122 | 60 | 122
COTPS-4 | A | 29 | 277 | 50 | 277 | 62 | 277 | 35 | 60 | 63 | 277 | 30 | 122 | 60 | 122
COWE1 | A | 7 | 30 | 17 | 30 | 17 | 30 | 7 | 30 | 17 | 30 | 7 | 30 | 17 | 30
COWE2 | A | 7 | 30 | 17 | 30 | 17 | 30 | 7 | 30 | 17 | 30 | 7 | 30 | 17 | 30
CRUA-1 | A | 10 | 110 | 25 | 110 | 37 | 110 | 12 | 110 | 30 | 110 | 10 | 84 | 25 | 48
CRUA-2 | A | 10 | 110 | 25 | 110 | 37 | 110 | 12 | 110 | 30 | 110 | 10 | 84 | 25 | 48
CRUA-3 | A | 7 | 30 | 15 | 30 | 21 | 30 | 9 | 30 | 24 | 30 | 5 | 25 | 13 | 15
CRUA-4 | A | 7 | 30 | 15 | 30 | 21 | 30 | 9 | 30 | 24 | 30 | 5 | 25 | 13 | 15
DAMC-1 | A | 64 | 380 | 136 | 380 | 156 | 380 | 80 | 380 | 180 | 380 | 60 | 293 | 190 | 128
DEEP-1 | A | 20 | 180 | 60 | 180 | 86 | 180 | 22 | 180 | 80 | 180 | 24 | 96 | 52 | 96
DERW-1 | A | 13 | 90 | 35 | 90 | 45 | 90 | 16 | 90 | 40 | 90 | 16 | 90 | 32 | 72
DIDCB5 | A | 40 | 330 | 104 | 330 | 125 | 330 | 55 | 330 | 140 | 330 | 40 | 185 | 105 | 185
DIDCB6 | A | 50 | 250 | 105 | 250 | 105 | 250 | 50 | 250 | 130 | 250 | 50 | 153 | 110 | 103
DIDC1 | A | 42 | 225 | 85 | 225 | 85 | 225 | 24 | 225 | 62 | 120 | 24 | 73 | 60 | 147
DIDC2 | A | 42 | 225 | 85 | 225 | 85 | 225 | 24 | 225 | 62 | 120 | 24 | 73 | 60 | 147
DIDC3 | A | 42 | 225 | 85 | 225 | 85 | 225 | 24 | 225 | 62 | 120 | 24 | 73 | 60 | 147
DIDC4 | A | 42 | 225 | 85 | 225 | 85 | 225 | 24 | 225 | 62 | 120 | 24 | 73 | 60 | 147
DINO-1 | A | 14 | 138 | 39 | 138 | 58 | 138 | 28 | 138 | 72 | 138 | 14 | 118 | 36 | 88
DINO-2 | A | 14 | 138 | 39 | 138 | 58 | 138 | 28 | 138 | 72 | 138 | 14 | 118 | 36 | 88
DINO-3 | A | 14 | 138 | 39 | 138 | 58 | 138 | 28 | 138 | 72 | 138 | 14 | 118 | 36 | 88
DINO-4 | A | 14 | 138 | 39 | 138 | 58 | 138 | 28 | 138 | 72 | 138 | 14 | 118 | 36 | 88
DINO-5 | A | 14 | 138 | 39 | 138 | 58 | 138 | 28 | 138 | 72 | 138 | 14 | 118 | 36 | 88
DINO-6 | A | 14 | 138 | 39 | 138 | 58 | 138 | 28 | 138 | 72 | 138 | 14 | 118 | 36 | 88
DRAXX-1 | A | 68 | 345 | 100 | 345 | 100 | 345 | 64 | 95 | 110 | 345 | 60 | 225 | 70 | 225
DRAXX-2 | A | 68 | 345 | 100 | 345 | 100 | 345 | 64 | 95 | 110 | 345 | 60 | 225 | 70 | 225
DRAXX-3 | A | 68 | 345 | 100 | 345 | 100 | 345 | 64 | 95 | 110 | 345 | 60 | 225 | 70 | 225
DRAXX-4 | A | 68 | 345 | 100 | 345 | 100 | 345 | 64 | 95 | 110 | 345 | 60 | 225 | 70 | 225
DRAXX-5 | A | 68 | 345 | 100 | 345 | 100 | 345 | 64 | 95 | 110 | 345 | 60 | 225 | 70 | 225
DRAXX-6 | A | 68 | 345 | 100 | 345 | 100 | 345 | 64 | 95 | 110 | 345 | 60 | 225 | 70 | 225
EECL-1 | A | 20 | 178 | 25 | 178 | 25 | 178 | 32 | 178 | 81 | 178 | 20 | 143 | 25 | 143
EGGPS-1 | A | 45 | 205 | 83 | 205 | 83 | 205 | 49 | 205 | 110 | 205 | 33 | 95 | 60 | 95
EGGPS-2 | A | 45 | 205 | 83 | 205 | 83 | 205 | 49 | 205 | 110 | 205 | 33 | 95 | 60 | 95
EGGPS-3 | A | 45 | 205 | 83 | 205 | 83 | 205 | 49 | 205 | 110 | 205 | 33 | 95 | 60 | 95
EGGPS-4 | A | 45 | 205 | 83 | 205 | 83 | 205 | 49 | 205 | 110 | 205 | 33 | 95 | 60 | 95
ERRO-1 | A | 1 | 21 | 1 | 21 | 1 | 21 | 2 | 21 | 5 | 21 | 1 | 17 | 1 | 17
ERRO-2 | A | 1 | 21 | 1 | 21 | 1 | 21 | 2 | 21 | 5 | 21 | 1 | 17 | 1 | 17
ERRO-3 | A | 1 | 21 | 1 | 21 | 1 | 21 | 2 | 21 | 5 | 21 | 1 | 17 | 1 | 17
FAARW-1 | A | 2 | 37 | 4 | 37 | 4 | 37 | 4 | 37 | 12 | 37 | 2 | 33 | 4 | 33
FAARW-2 | A | 2 | 37 | 4 | 37 | 4 | 37 | 4 | 37 | 12 | 37 | 2 | 33 | 4 | 33
FASN-1 | A | 0 | 15 | 1 | 15 | 1 | 15 | 1 | 15 | 2 | 15 | 0 | 15 | 1 | 12
FASN-2 | A | 0 | 15 | 1 | 15 | 1 | 15 | 1 | 15 | 2 | 15 | 0 | 15 | 1 | 12
FASN-3 | A | 0 | 15 | 1 | 15 | 1 | 15 | 1 | 15 | 2 | 15 | 0 | 15 | 1 | 12
FAWL1 | A | 36 | 244 | 77 | 244 | 77 | 244 | 10 | 244 | 10 | 244 | 40 | 98 | 91 | 145
FAWL3 | A | 36 | 244 | 77 | 244 | 77 | 244 | 10 | 244 | 10 | 244 | 40 | 98 | 91 | 145
FAWN-1 | A | 10 | 52 | 25 | 52 | 40 | 52 | 13 | 52 | 32 | 52 | 11 | 37 | 27 | 27
FELL-1 | A | 9 | 63 | 21 | 63 | 22 | 63 | 10 | 63 | 24 | 63 | 9 | 63 | 22 | 63
FERR-1 | A | 25 | 150 | 45 | 250 | 56 | 250 | 40 | 250 | 60 | 250 | 34 | 80 | 59 | 150
FERR-2 | A | 25 | 150 | 45 | 250 | 56 | 250 | 40 | 250 | 60 | 250 | 34 | 80 | 59 | 150
FERR-3 | A | 25 | 150 | 45 | 250 | 56 | 250 | 40 | 250 | 60 | 250 | 34 | 80 | 59 | 150
FERR-4 | A | 25 | 150 | 45 | 250 | 56 | 250 | 40 | 250 | 60 | 250 | 34 | 80 | 59 | 150
FFES-1 | A | 10 | 35 | 27 | 35 | 30 | 35 | 9 | 35 | 22 | 35 | 4 | 27 | 6 | 27
FFES-2 | A | 10 | 35 | 27 | 35 | 30 | 35 | 9 | 35 | 22 | 35 | 4 | 27 | 6 | 27
FFES-3 | A | 10 | 35 | 27 | 35 | 30 | 35 | 9 | 35 | 22 | 35 | 4 | 27 | 6 | 27
FFES-4 | A | 10 | 35 | 27 | 35 | 30 | 35 | 9 | 35 | 22 | 35 | 4 | 27 | 6 | 27
FIDL-1 | A | 13 | 205 | 20 | 205 | 23 | 205 | 35 | 100 | 40 | 147 | 30 | 147 | 50 | 147
FIDL-2 | A | 13 | 205 | 20 | 205 | 23 | 205 | 35 | 100 | 40 | 147 | 30 | 147 | 50 | 147
FIDL-3 | A | 13 | 205 | 20 | 205 | 23 | 205 | 35 | 100 | 40 | 147 | 30 | 147 | 50 | 147
FIDL-4 | A | 13 | 205 | 20 | 205 | 23 | 205 | 35 | 100 | 40 | 147 | 30 | 147 | 50 | 147
FIFE-1 | A | 6 | 63 | 12 | 63 | 12 | 63 | 11 | 63 | 24 | 63 | 6 | 53 | 8 | 53
FINL-1 | A | 0 | 14 | 1 | 14 | 1 | 14 | 1 | 14 | 2 | 14 | 0 | 14 | 1 | 11
FOYE-1 | A | 6 | 60 | 13 | 60 | 16 | 60 | 11 | 60 | 27 | 60 | 5 | 30 | 11 | 30
FOYE-2 | A | 6 | 60 | 13 | 60 | 16 | 60 | 11 | 60 | 27 | 60 | 5 | 30 | 11 | 30
GNFSW-1 | A | 11 | 100 | 30 | 100 | 30 | 100 | 12 | 100 | 31 | 100 | 12 | 70 | 30 | 70
GNFSW-2 | A | 7 | 64 | 18 | 64 | 18 | 64 | 8 | 64 | 18 | 64 | 6 | 49 | 15 | 49
GRAI-1 | A | 43 | 485 | 100 | 485 | 160 | 485 | 60 | 485 | 140 | 485 | 33 | 0 | 60 | 345
GRAI-3 | A | 43 | 485 | 100 | 485 | 160 | 485 | 60 | 485 | 140 | 485 | 33 | 0 | 60 | 345
GRAI-4 | A | 43 | 485 | 100 | 485 | 160 | 485 | 60 | 485 | 140 | 485 | 33 | 0 | 60 | 345
GRAI-8 | A | 26 | 232 | 58 | 232 | 58 | 232 | 32 | 232 | 84 | 232 | 32 | 175 | 65 | 135
GRMO-1 | A | 8 | 43 | 8 | 43 | 8 | 43 | 8 | 43 | 8 | 43 | 8 | 23 | 8 | 23
GYAR-1 | A | 17 | 176 | 42 | 176 | 66 | 176 | 24 | 176 | 60 | 176 | 17 | 176 | 42 | 176
HADHW-1 | A | 7 | 96 | 14 | 96 | 22 | 96 | 13 | 96 | 34 | 96 | 8 | 65 | 17 | 65
HUMR-1 | A | 60 | 533 | 150 | 533 | 200 | 533 | 80 | 533 | 200 | 533 | 62 | 419 | 155 | 251
INDQ-1 | A | 12 | 102 | 31 | 102 | 43 | 102 | 13 | 102 | 34 | 102 | 12 | 72 | 30 | 72
IRNPS-1 | A | 35 | 125 | 45 | 125 | 48 | 285 | 42 | 285 | 68 | 125 | 28 | 125 | 42 | 185
IRNPS-2 | A | 35 | 125 | 45 | 125 | 48 | 285 | 42 | 285 | 68 | 125 | 28 | 125 | 42 | 185
KEAD-1 | A | 29 | 315 | 67 | 315 | 102 | 315 | 48 | 315 | 110 | 315 | 30 | 275 | 75 | 155
KILLPG-1 | A | 8 | 225 | 10 | 225 | 10 | 225 | 10 | 225 | 12 | 225 | 4 | 150 | 15 | 150
KILLPG-2 | A | 18 | 225 | 25 | 225 | 25 | 225 | 37 | 225 | 37 | 225 | 22 | 195 | 30 | 195
KILNS-1 | A | 30 | 290 | 72 | 290 | 84 | 290 | 42 | 290 | 114 | 290 | 18 | 104 | 45 | 104
KILBW-1 | A | 3 | 56 | 8 | 56 | 13 | 56 | 5 | 56 | 14 | 56 | 4 | 53 | 9 | 47
KINO-1 | A | 27 | 255 | 35 | 255 | 35 | 255 | 22 | 255 | 44 | 255 | 14 | 185 | 35 | 185
KINO-2 | A | 27 | 255 | 35 | 255 | 35 | 255 | 22 | 255 | 44 | 255 | 14 | 185 | 35 | 185
KINO-3 | A | 27 | 255 | 35 | 255 | 35 | 255 | 22 | 255 | 41 | 255 | 14 | 185 | 35 | 185
KINO-4 | A | 27 | 255 | 35 | 255 | 35 | 255 | 22 | 255 | 41 | 255 | 14 | 185 | 35 | 185
KLYN-A-1 | A | 24 | 126 | 50 | 126 | 50 | 126 | 34 | 126 | 70 | 126 | 22 | 81 | 34 | 81
LAGA-1 | A | 58 | 505 | 135 | 505 | 158 | 505 | 50 | 425 | 140 | 425 | 56 | 425 | 135 | 330
LBAR-1G | A | 1 | 16 | 4 | 16 | 6 | 16 | 2 | 16 | 4 | 16 | 1 | 9 | 4 | 9
LBAR-1 | A | 40 | 230 | 64 | 230 | 66 | 230 | 60 | 230 | 132 | 230 | 36 | 120 | 86 | 120
LITTD1 | A | 57 | 485 | 110 | 485 | 110 | 485 | 66 | 485 | 80 | 485 | 60 | 335 | 150 | 335
LITTD2 | A | 57 | 485 | 110 | 485 | 110 | 485 | 66 | 485 | 80 | 485 | 60 | 335 | 150 | 335
LITTD3 | A | 57 | 485 | 110 | 485 | 110 | 485 | 66 | 485 | 80 | 485 | 60 | 335 | 150 | 335
LOAN-1 | A | 25 | 326 | 51 | 326 | 55 | 326 | 19 | 326 | 50 | 326 | 12 | 276 | 28 | 276
LOAN-2 | A | 25 | 326 | 51 | 326 | 55 | 326 | 19 | 326 | 50 | 326 | 12 | 276 | 28 | 276
LOAN-3 | A | 25 | 326 | 51 | 326 | 55 | 326 | 19 | 326 | 50 | 326 | 12 | 276 | 28 | 276
MEDP-1 | A | 28 | 231 | 72 | 231 | 72 | 231 | 44 | 231 | 110 | 231 | 28 | 190 | 72 | 190
MILWW-1 | A | 6 | 32 | 8 | 54 | 13 | 54 | 5 | 54 | 14 | 54 | 3 | 43 | 8 | 43
MRWD-1 | A | 50 | 384 | 90 | 384 | 100 | 384 | 52 | 384 | 160 | 384 | 52 | 298 | 110 | 298
NANT-1 | A | 0 | 15 | 0 | 15 | 0 | 15 | 0 | 15 | 1 | 15 | 0 | 15 | 0 | 15
PEHE-1 | A | 47 | 435 | 100 | 435 | 100 | 435 | 67 | 435 | 105 | 435 | 64 | 245 | 100 | 245
PEHE-2 | A | 16 | 490 | 40 | 265 | 42 | 490 | 0 | 0 | 0 | 0 | 0 | 490 | 0 | 490
PEMB-11 | A | 36 | 237 | 60 | 237 | 60 | 237 | 31 | 237 | 84 | 237 | 32 | 192 | 62 | 192
PEMB-21 | A | 36 | 237 | 60 | 237 | 60 | 237 | 31 | 237 | 84 | 237 | 32 | 192 | 62 | 192
PEMB-31 | A | 36 | 237 | 60 | 237 | 60 | 237 | 31 | 237 | 84 | 237 | 32 | 192 | 62 | 192
PEMB-41 | A | 36 | 237 | 60 | 237 | 60 | 237 | 31 | 237 | 84 | 237 | 32 | 192 | 62 | 192
PEMB-51 | A | 36 | 237 | 60 | 237 | 60 | 237 | 31 | 237 | 84 | 237 | 32 | 192 | 62 | 192
PETEM1 | A | 20 | 180 | 46 | 180 | 52 | 180 | 24 | 180 | 58 | 180 | 20 | 150 | 50 | 100
RATS-1 | A | 39 | 270 | 84 | 270 | 90 | 270 | 39 | 155 | 54 | 270 | 42 | 105 | 95 | 155
RATS-2 | A | 39 | 270 | 84 | 270 | 90 | 270 | 39 | 155 | 54 | 270 | 42 | 105 | 95 | 155
RATS-3 | A | 39 | 270 | 84 | 270 | 90 | 270 | 39 | 155 | 54 | 270 | 42 | 105 | 95 | 155
RATS-4 | A | 39 | 270 | 84 | 270 | 90 | 270 | 39 | 155 | 54 | 270 | 42 | 105 | 95 | 155
ROCK-1 | A | 36 | 400 | 50 | 400 | 54 | 400 | 60 | 400 | 160 | 400 | 33 | 220 | 53 | 220
ROOS-1 | A | 12 | 140 | 32 | 140 | 32 | 140 | 13 | 140 | 32 | 140 | 13 | 108 | 32 | 108
RUGPS-6 | A | 36 | 243 | 80 | 243 | 80 | 243 | 40 | 243 | 90 | 243 | 40 | 155 | 95 | 105
RUGPS-7 | A | 36 | 243 | 80 | 243 | 80 | 243 | 40 | 243 | 90 | 243 | 40 | 155 | 95 | 105
RYHPS-1 | A | 30 | 305 | 48 | 305 | 66 | 305 | 42 | 305 | 51 | 305 | 30 | 130 | 42 | 68
SCCL-1 | A | 35 | 180 | 70 | 180 | 70 | 180 | 40 | 180 | 95 | 180 | 40 | 100 | 100 | 50
SCCL-2 | A | 35 | 180 | 70 | 180 | 70 | 180 | 40 | 180 | 95 | 180 | 40 | 100 | 100 | 50
SCCL-3 | A | 35 | 180 | 70 | 180 | 70 | 180 | 40 | 180 | 95 | 180 | 40 | 100 | 100 | 50
SEAB-1 | A | 44 | 254 | 125 | 254 | 150 | 254 | 55 | 254 | 150 | 254 | 75 | 164 | 176 | 38
SEAB-2 | A | 31 | 138 | 76 | 138 | 86 | 138 | 32 | 138 | 82 | 138 | 37 | 73 | 90 | 43
SHBA-1 | A | 41 | 255 | 104 | 255 | 115 | 255 | 44 | 255 | 120 | 255 | 39 | 195 | 115 | 40
SHBA-2 | A | 26 | 183 | 64 | 183 | 70 | 183 | 30 | 183 | 80 | 183 | 28 | 103 | 66 | 69
SHOS-1 | A | 18 | 160 | 24 | 160 | 24 | 160 | 30 | 160 | 75 | 160 | 18 | 135 | 24 | 135
SHOT-1 | A | 8 | 75 | 20 | 75 | 32 | 75 | 12 | 75 | 30 | 75 | 12 | 60 | 26 | 45
SIZB-1 | A | 38 | 283 | 45 | 283 | 45 | 283 | 45 | 283 | 45 | 283 | 40 | 283 | 46 | 283
SIZB-2 | A | 38 | 283 | 45 | 283 | 45 | 283 | 45 | 283 | 45 | 283 | 40 | 283 | 46 | 283
SLOY-1 | A | 0 | 38 | 1 | 38 | 1 | 38 | 1 | 38 | 2 | 38 | 0 | 38 | 1 | 30
SLOY-2 | A | 0 | 38 | 1 | 38 | 1 | 38 | 1 | 38 | 2 | 38 | 0 | 38 | 1 | 30
SLOY-3 | A | 0 | 38 | 1 | 38 | 1 | 38 | 1 | 38 | 2 | 38 | 0 | 38 | 1 | 30
SLOY-4 | A | 0 | 28 | 1 | 28 | 1 | 28 | 1 | 28 | 2 | 28 | 0 | 28 | 1 | 22
SPLN-1 | A | 40 | 380 | 100 | 380 | 110 | 380 | 50 | 380 | 120 | 380 | 30 | 380 | 90 | 300
STAY-1 | A | 34 | 221 | 62 | 221 | 62 | 221 | 35 | 221 | 85 | 221 | 33 | 161 | 60 | 161
STAY-2 | A | 34 | 221 | 62 | 221 | 62 | 221 | 35 | 221 | 85 | 221 | 33 | 161 | 60 | 161
STAY-3 | A | 34 | 221 | 62 | 221 | 62 | 221 | 35 | 221 | 85 | 221 | 33 | 161 | 60 | 161
STAY-4 | A | 34 | 221 | 62 | 221 | 62 | 221 | 35 | 221 | 85 | 221 | 33 | 161 | 60 | 161
SUTB-1 | A | 36 | 380 | 104 | 380 | 148 | 380 | 52 | 380 | 132 | 380 | 47 | 250 | 107 | 250
SVRP-10 | A | 20 | 225 | 50 | 225 | 70 | 225 | 32 | 225 | 80 | 225 | 20 | 172 | 50 | 172
SVRP-20 | A | 20 | 225 | 50 | 225 | 70 | 225 | 32 | 225 | 80 | 225 | 20 | 172 | 50 | 172
TESI-1 | A | 40 | 260 | 100 | 260 | 140 | 260 | 60 | 260 | 140 | 260 | 40 | 200 | 120 | 100
TESI-2 | A | 40 | 260 | 100 | 260 | 140 | 260 | 60 | 260 | 140 | 260 | 40 | 200 | 120 | 100
TILB-7 | A | 20 | 160 | 30 | 160 | 30 | 160 | 20 | 160 | 30 | 160 | 6 | 100 | 10 | 100
TILB-8 | A | 20 | 160 | 30 | 160 | 30 | 160 | 20 | 160 | 30 | 160 | 6 | 100 | 10 | 100
TILB-9 | A | 20 | 160 | 30 | 160 | 30 | 160 | 20 | 160 | 30 | 160 | 6 | 100 | 10 | 100
TILB10 | A | 20 | 160 | 30 | 160 | 30 | 160 | 20 | 160 | 30 | 160 | 6 | 100 | 10 | 100
USKM-13 | A | 6 | 49 | 15 | 49 | 17 | 49 | 8 | 49 | 19 | 49 | 7 | 36 | 8 | 36
USKM-14 | A | 6 | 49 | 15 | 49 | 17 | 49 | 8 | 49 | 19 | 49 | 7 | 36 | 8 | 36
USKM-15 | A | 6 | 49 | 15 | 49 | 17 | 49 | 8 | 49 | 19 | 49 | 7 | 36 | 8 | 36
WBUPS-1 | A | 30 | 113 | 48 | 153 | 48 | 153 | 32 | 113 | 50 | 113 | 40 | 153 | 65 | 113
WBUPS-2 | A | 30 | 133 | 48 | 173 | 48 | 173 | 32 | 133 | 50 | 133 | 40 | 173 | 65 | 133
WBUPS-3 | A | 30 | 133 | 48 | 173 | 48 | 173 | 32 | 133 | 50 | 133 | 40 | 173 | 65 | 133
WBUPS-4 | A | 30 | 113 | 48 | 153 | 48 | 153 | 32 | 113 | 50 | 113 | 40 | 153 | 65 | 113
WHILW-1 | A | 31 | 322 | 84 | 322 | 90 | 322 | 33 | 322 | 90 | 322 | 32 | 255 | 86 | 210

## Jan 2013
MW Response Capability by BMU
|  | Primary Response (Max MWhrs) | [5 empty] | Secondary Response (Max Mwhrs) |  |  |  | High Frequency Response (Max MWhrs)
UNIT | Mode | 0.2Hz |  | 0.5Hz |  | 0.8Hz |  | 0.2/0.2Hz |  | 0.5/0.5Hz |  | 0.2Hz |  | 0.5Hz
ABTH7 | A | 40 | 250 | 72 | 250 | 72 | 250 | 48 | 250 | 120 | 250 | 38 | 185 | 55 | 185
ABTH8 | A | 40 | 250 | 72 | 250 | 72 | 250 | 48 | 250 | 120 | 250 | 38 | 185 | 55 | 185
ABTH9 | A | 40 | 250 | 72 | 250 | 72 | 250 | 48 | 250 | 120 | 250 | 38 | 185 | 55 | 185
BAGE-1 | A | 30 | 255 | 70 | 255 | 90 | 255 | 35 | 255 | 90 | 255 | 28 | 220 | 70 | 185
BAGE-2 | A | 3 | 17 | 8 | 17 | 12 | 17 | 4 | 17 | 9 | 17 | 2 | 17 | 5 | 17
BARKB2 | A | 33 | 210 | 82 | 210 | 108 | 210 | 39 | 210 | 97 | 210 | 31 | 120 | 84 | 120
BARK-1 | A | 22 | 140 | 55 | 140 | 72 | 140 | 26 | 140 | 65 | 140 | 21 | 80 | 54 | 80
BRDUW-1 | A | 6 | 58 | 17 | 58 | 17 | 58 | 7 | 58 | 17 | 58 | 6 | 36 | 17 | 36
BRGG-1 | A | 16 | 110 | 32 | 110 | 48 | 110 | 16 | 110 | 40 | 110 | 14 | 96 | 34 | 46
BRYP-1 | A | 15 | 82 | 25 | 82 | 31 | 82 | 22 | 82 | 37 | 82 | 10 | 82 | 27 | 47
CDCL-1 | A | 30 | 160 | 40 | 160 | 40 | 160 | 34 | 160 | 40 | 160 | 27 | 120 | 40 | 120
CLAC-1 | A | 3 | 28 | 8 | 28 | 13 | 28 | 3 | 36 | 9 | 36 | 3 | 28 | 8 | 28
CNQPS-1 | A | 22 | 126 | 51 | 126 | 70 | 126 | 28 | 126 | 70 | 126 | 20 | 100 | 45 | 100
CNQPS-2 | A | 22 | 126 | 51 | 126 | 70 | 126 | 28 | 126 | 70 | 126 | 20 | 100 | 45 | 100
CNQPS-3 | A | 22 | 126 | 51 | 126 | 70 | 126 | 28 | 126 | 70 | 126 | 20 | 100 | 45 | 100
CNQPS-4 | A | 22 | 126 | 51 | 126 | 70 | 126 | 28 | 126 | 70 | 126 | 20 | 100 | 45 | 100
COCK-1 | A | 15 | 168 | 42 | 168 | 48 | 168 | 10 | 168 | 25 | 168 | 6 | 138 | 7 | 138
COCK-2 | A | 15 | 168 | 42 | 168 | 48 | 168 | 10 | 168 | 25 | 168 | 6 | 138 | 7 | 138
COCK-3 | A | 15 | 168 | 42 | 168 | 48 | 168 | 10 | 168 | 25 | 168 | 6 | 138 | 7 | 138
COCK-4 | A | 15 | 168 | 42 | 168 | 48 | 168 | 10 | 168 | 25 | 168 | 6 | 138 | 7 | 138
CORB-1 | A | 10 | 130 | 30 | 130 | 50 | 130 | 28 | 130 | 60 | 130 | 15 | 95 | 40 | 60
COSO-1 | A | 20 | 380 | 40 | 380 | 50 | 380 | 60 | 380 | 140 | 380 | 17 | 304 | 40 | 304
COTPS-1 | A | 29 | 277 | 50 | 277 | 62 | 277 | 35 | 60 | 63 | 277 | 30 | 122 | 60 | 122
COTPS-2 | A | 29 | 287 | 50 | 287 | 62 | 287 | 35 | 60 | 63 | 287 | 30 | 122 | 60 | 122
COTPS-3 | A | 29 | 287 | 50 | 287 | 62 | 287 | 35 | 60 | 63 | 287 | 30 | 122 | 60 | 122
COTPS-4 | A | 29 | 277 | 50 | 277 | 62 | 277 | 35 | 60 | 63 | 277 | 30 | 122 | 60 | 122
COWE1 | A | 7 | 30 | 17 | 30 | 17 | 30 | 7 | 30 | 17 | 30 | 7 | 30 | 17 | 30
COWE2 | A | 7 | 30 | 17 | 30 | 17 | 30 | 7 | 30 | 17 | 30 | 7 | 30 | 17 | 30
CRUA-1 | A | 10 | 110 | 25 | 110 | 37 | 110 | 12 | 110 | 30 | 110 | 10 | 84 | 25 | 48
CRUA-2 | A | 10 | 110 | 25 | 110 | 37 | 110 | 12 | 110 | 30 | 110 | 10 | 84 | 25 | 48
CRUA-3 | A | 7 | 30 | 15 | 30 | 21 | 30 | 9 | 30 | 24 | 30 | 5 | 25 | 13 | 15
CRUA-4 | A | 7 | 30 | 15 | 30 | 21 | 30 | 9 | 30 | 24 | 30 | 5 | 25 | 13 | 15
DAMC-1 | A | 64 | 380 | 136 | 380 | 156 | 380 | 80 | 380 | 180 | 380 | 60 | 293 | 190 | 128
DEEP-1 | A | 20 | 180 | 60 | 180 | 86 | 180 | 22 | 180 | 80 | 180 | 24 | 96 | 52 | 96
DERW-1 | A | 13 | 90 | 35 | 90 | 45 | 90 | 16 | 90 | 40 | 90 | 16 | 90 | 32 | 72
DIDCB5 | A | 40 | 330 | 104 | 330 | 125 | 330 | 55 | 330 | 140 | 330 | 40 | 185 | 105 | 185
DIDCB6 | A | 50 | 250 | 105 | 250 | 105 | 250 | 50 | 250 | 130 | 250 | 50 | 153 | 110 | 103
DIDC1 | A | 42 | 225 | 85 | 225 | 85 | 225 | 24 | 225 | 62 | 120 | 24 | 73 | 60 | 147
DIDC2 | A | 42 | 225 | 85 | 225 | 85 | 225 | 24 | 225 | 62 | 120 | 24 | 73 | 60 | 147
DIDC3 | A | 42 | 225 | 85 | 225 | 85 | 225 | 24 | 225 | 62 | 120 | 24 | 73 | 60 | 147
DIDC4 | A | 42 | 225 | 85 | 225 | 85 | 225 | 24 | 225 | 62 | 120 | 24 | 73 | 60 | 147
DINO-1 | A | 14 | 138 | 39 | 138 | 58 | 138 | 28 | 138 | 72 | 138 | 14 | 118 | 36 | 88
DINO-2 | A | 14 | 138 | 39 | 138 | 58 | 138 | 28 | 138 | 72 | 138 | 14 | 118 | 36 | 88
DINO-3 | A | 14 | 138 | 39 | 138 | 58 | 138 | 28 | 138 | 72 | 138 | 14 | 118 | 36 | 88
DINO-4 | A | 14 | 138 | 39 | 138 | 58 | 138 | 28 | 138 | 72 | 138 | 14 | 118 | 36 | 88
DINO-5 | A | 14 | 138 | 39 | 138 | 58 | 138 | 28 | 138 | 72 | 138 | 14 | 118 | 36 | 88
DINO-6 | A | 14 | 138 | 39 | 138 | 58 | 138 | 28 | 138 | 72 | 138 | 14 | 118 | 36 | 88
DRAXX-1 | A | 68 | 345 | 100 | 345 | 100 | 345 | 64 | 95 | 110 | 345 | 60 | 225 | 70 | 225
DRAXX-2 | A | 68 | 345 | 100 | 345 | 100 | 345 | 64 | 95 | 110 | 345 | 60 | 225 | 70 | 225
DRAXX-3 | A | 68 | 345 | 100 | 345 | 100 | 345 | 64 | 95 | 110 | 345 | 60 | 225 | 70 | 225
DRAXX-4 | A | 68 | 345 | 100 | 345 | 100 | 345 | 64 | 95 | 110 | 345 | 60 | 225 | 70 | 225
DRAXX-5 | A | 68 | 345 | 100 | 345 | 100 | 345 | 64 | 95 | 110 | 345 | 60 | 225 | 70 | 225
DRAXX-6 | A | 68 | 345 | 100 | 345 | 100 | 345 | 64 | 95 | 110 | 345 | 60 | 225 | 70 | 225
EECL-1 | A | 20 | 133 | 25 | 133 | 26 | 133 | 29 | 133 | 80 | 133 | 18 | 105 | 26 | 105
EGGPS-1 | A | 45 | 205 | 83 | 205 | 83 | 205 | 49 | 205 | 110 | 205 | 33 | 95 | 60 | 95
EGGPS-2 | A | 45 | 205 | 83 | 205 | 83 | 205 | 49 | 205 | 110 | 205 | 33 | 95 | 60 | 95
EGGPS-3 | A | 45 | 205 | 83 | 205 | 83 | 205 | 49 | 205 | 110 | 205 | 33 | 95 | 60 | 95
EGGPS-4 | A | 45 | 205 | 83 | 205 | 83 | 205 | 49 | 205 | 110 | 205 | 33 | 95 | 60 | 95
ERRO-1 | A | 1 | 21 | 1 | 21 | 1 | 21 | 2 | 21 | 5 | 21 | 1 | 17 | 1 | 17
ERRO-2 | A | 1 | 21 | 1 | 21 | 1 | 21 | 2 | 21 | 5 | 21 | 1 | 17 | 1 | 17
ERRO-3 | A | 1 | 21 | 1 | 21 | 1 | 21 | 2 | 21 | 5 | 21 | 1 | 17 | 1 | 17
FAARW-1 | A | 2 | 37 | 4 | 37 | 4 | 37 | 4 | 37 | 12 | 37 | 2 | 33 | 4 | 33
FAARW-2 | A | 2 | 37 | 4 | 37 | 4 | 37 | 4 | 37 | 12 | 37 | 2 | 33 | 4 | 33
FASN-1 | A | 0 | 15 | 1 | 15 | 1 | 15 | 1 | 15 | 2 | 15 | 0 | 15 | 1 | 12
FASN-2 | A | 0 | 15 | 1 | 15 | 1 | 15 | 1 | 15 | 2 | 15 | 0 | 15 | 1 | 12
FASN-3 | A | 0 | 15 | 1 | 15 | 1 | 15 | 1 | 15 | 2 | 15 | 0 | 15 | 1 | 12
FAWL1 | A | 36 | 244 | 77 | 244 | 77 | 244 | 10 | 244 | 10 | 244 | 40 | 98 | 91 | 145
FAWL3 | A | 36 | 244 | 77 | 244 | 77 | 244 | 10 | 244 | 10 | 244 | 40 | 98 | 91 | 145
FAWN-1 | A | 10 | 52 | 25 | 52 | 40 | 52 | 13 | 52 | 32 | 52 | 11 | 37 | 27 | 27
FELL-1 | A | 9 | 63 | 21 | 63 | 22 | 63 | 10 | 63 | 24 | 63 | 9 | 63 | 22 | 63
FERR-1 | A | 25 | 150 | 45 | 250 | 56 | 250 | 40 | 250 | 60 | 250 | 34 | 80 | 59 | 150
FERR-2 | A | 25 | 150 | 45 | 250 | 56 | 250 | 40 | 250 | 60 | 250 | 34 | 80 | 59 | 150
FERR-3 | A | 25 | 150 | 45 | 250 | 56 | 250 | 40 | 250 | 60 | 250 | 34 | 80 | 59 | 150
FERR-4 | A | 25 | 150 | 45 | 250 | 56 | 250 | 40 | 250 | 60 | 250 | 34 | 80 | 59 | 150
FFES-1 | A | 10 | 35 | 27 | 35 | 30 | 35 | 9 | 35 | 22 | 35 | 4 | 27 | 6 | 27
FFES-2 | A | 10 | 35 | 27 | 35 | 30 | 35 | 9 | 35 | 22 | 35 | 4 | 27 | 6 | 27
FFES-3 | A | 10 | 35 | 27 | 35 | 30 | 35 | 9 | 35 | 22 | 35 | 4 | 27 | 6 | 27
FFES-4 | A | 10 | 35 | 27 | 35 | 30 | 35 | 9 | 35 | 22 | 35 | 4 | 27 | 6 | 27
FIDL-1 | A | 13 | 205 | 20 | 205 | 23 | 205 | 35 | 100 | 40 | 147 | 30 | 147 | 50 | 147
FIDL-2 | A | 13 | 205 | 20 | 205 | 23 | 205 | 35 | 100 | 40 | 147 | 30 | 147 | 50 | 147
FIDL-3 | A | 13 | 205 | 20 | 205 | 23 | 205 | 35 | 100 | 40 | 147 | 30 | 147 | 50 | 147
FIDL-4 | A | 13 | 205 | 20 | 205 | 23 | 205 | 35 | 100 | 40 | 147 | 30 | 147 | 50 | 147
FIFE-1 | A | 6 | 63 | 12 | 63 | 12 | 63 | 11 | 63 | 24 | 63 | 6 | 53 | 8 | 53
FINL-1 | A | 0 | 14 | 1 | 14 | 1 | 14 | 1 | 14 | 2 | 14 | 0 | 14 | 1 | 11
FOYE-1 | A | 6 | 60 | 13 | 60 | 16 | 60 | 11 | 60 | 27 | 60 | 5 | 30 | 11 | 30
FOYE-2 | A | 6 | 60 | 13 | 60 | 16 | 60 | 11 | 60 | 27 | 60 | 5 | 30 | 11 | 30
GNFSW-1 | A | 11 | 100 | 30 | 100 | 30 | 100 | 12 | 100 | 31 | 100 | 12 | 70 | 30 | 70
GNFSW-2 | A | 7 | 64 | 18 | 64 | 18 | 64 | 8 | 64 | 18 | 64 | 6 | 49 | 15 | 49
GRAI-1 | A | 43 | 485 | 100 | 485 | 160 | 485 | 60 | 485 | 140 | 485 | 33 | 0 | 60 | 345
GRAI-3 | A | 43 | 485 | 100 | 485 | 160 | 485 | 60 | 485 | 140 | 485 | 33 | 0 | 60 | 345
GRAI-4 | A | 43 | 485 | 100 | 485 | 160 | 485 | 60 | 485 | 140 | 485 | 33 | 0 | 60 | 345
GRMO-1 | A | 8 | 43 | 8 | 43 | 8 | 43 | 8 | 43 | 8 | 43 | 8 | 23 | 8 | 23
GYAR-1 | A | 17 | 176 | 42 | 176 | 66 | 176 | 24 | 176 | 60 | 176 | 17 | 176 | 42 | 176
HADHW-1 | A | 7 | 96 | 14 | 96 | 22 | 96 | 13 | 96 | 34 | 96 | 8 | 65 | 17 | 65
HUMR-1 | A | 60 | 533 | 150 | 533 | 200 | 533 | 80 | 533 | 200 | 533 | 62 | 419 | 155 | 251
INDQ-1 | A | 12 | 102 | 31 | 102 | 43 | 102 | 13 | 102 | 34 | 102 | 12 | 72 | 30 | 72
IRNPS-1 | A | 35 | 125 | 45 | 125 | 48 | 285 | 42 | 285 | 68 | 125 | 28 | 125 | 42 | 185
IRNPS-2 | A | 35 | 125 | 45 | 125 | 48 | 285 | 42 | 285 | 68 | 125 | 28 | 125 | 42 | 185
KEAD-1 | A | 29 | 315 | 67 | 315 | 102 | 315 | 48 | 315 | 110 | 315 | 30 | 275 | 75 | 155
XXXXX | A | 3 | 56 | 8 | 56 | 13 | 56 | 5 | 56 | 14 | 56 | 4 | 53 | 9 | 47
KILLPG-1 | A | 8 | 225 | 10 | 225 | 10 | 225 | 10 | 225 | 12 | 225 | 4 | 150 | 15 | 150
KILLPG-2 | A | 8 | 225 | 10 | 225 | 10 | 225 | 10 | 225 | 12 | 225 | 4 | 150 | 15 | 150
KILNS-1 | A | 30 | 290 | 72 | 290 | 84 | 290 | 42 | 290 | 114 | 290 | 18 | 104 | 45 | 104
KINO-1 | A | 27 | 255 | 35 | 255 | 35 | 255 | 22 | 255 | 44 | 255 | 14 | 185 | 35 | 185
KINO-2 | A | 27 | 255 | 35 | 255 | 35 | 255 | 22 | 255 | 44 | 255 | 14 | 185 | 35 | 185
KINO-3 | A | 27 | 255 | 35 | 255 | 35 | 255 | 22 | 255 | 41 | 255 | 14 | 185 | 35 | 185
KINO-4 | A | 27 | 255 | 35 | 255 | 35 | 255 | 22 | 255 | 41 | 255 | 14 | 185 | 35 | 185
KLYN-A-1 | A | 24 | 126 | 50 | 126 | 50 | 126 | 34 | 126 | 70 | 126 | 22 | 81 | 34 | 81
LAGA-1 | A | 58 | 505 | 135 | 505 | 158 | 505 | 50 | 425 | 140 | 425 | 56 | 425 | 135 | 330
LBAR-1G | A | 1 | 16 | 4 | 16 | 6 | 16 | 2 | 16 | 4 | 16 | 1 | 9 | 4 | 9
LBAR-1 | A | 40 | 230 | 64 | 230 | 66 | 230 | 60 | 230 | 132 | 230 | 36 | 120 | 86 | 120
LITTD1 | A | 57 | 485 | 110 | 485 | 110 | 485 | 66 | 485 | 80 | 485 | 60 | 335 | 150 | 335
LITTD2 | A | 57 | 485 | 110 | 485 | 110 | 485 | 66 | 485 | 80 | 485 | 60 | 335 | 150 | 335
LITTD3 | A | 57 | 485 | 110 | 485 | 110 | 485 | 66 | 485 | 80 | 485 | 60 | 335 | 150 | 335
LOAN-1 | A | 25 | 326 | 51 | 326 | 55 | 326 | 19 | 326 | 50 | 326 | 12 | 276 | 28 | 276
LOAN-2 | A | 25 | 326 | 51 | 326 | 55 | 326 | 19 | 326 | 50 | 326 | 12 | 276 | 28 | 276
LOAN-3 | A | 25 | 326 | 51 | 326 | 55 | 326 | 19 | 326 | 50 | 326 | 12 | 276 | 28 | 276
MEDP-1 | A | 28 | 231 | 72 | 231 | 72 | 231 | 44 | 231 | 110 | 231 | 28 | 190 | 72 | 190
MILWW-1 | A | 6 | 32 | 8 | 54 | 13 | 54 | 5 | 54 | 14 | 54 | 3 | 43 | 8 | 43
MRWD-1 | A | 50 | 384 | 90 | 384 | 100 | 384 | 52 | 384 | 160 | 384 | 52 | 298 | 110 | 298
NANT-1 | A | 0 | 15 | 0 | 15 | 0 | 15 | 0 | 15 | 1 | 15 | 0 | 15 | 0 | 15
PEHE-1 | A | 47 | 435 | 100 | 435 | 100 | 435 | 67 | 435 | 105 | 435 | 64 | 245 | 100 | 245
PEHE-2 | A | 16 | 490 | 40 | 265 | 42 | 490 | 0 | 0 | 0 | 0 | 0 | 490 | 0 | 490
PEMB-11 | A | 36 | 237 | 60 | 237 | 60 | 237 | 31 | 237 | 84 | 237 | 32 | 192 | 62 | 192
PEMB-21 | A | 36 | 237 | 60 | 237 | 60 | 237 | 31 | 237 | 84 | 237 | 32 | 192 | 62 | 192
PEMB-31 | A | 36 | 237 | 60 | 237 | 60 | 237 | 31 | 237 | 84 | 237 | 32 | 192 | 62 | 192
PEMB-41 | A | 36 | 237 | 60 | 237 | 60 | 237 | 31 | 237 | 84 | 237 | 32 | 192 | 62 | 192
PEMB-51 | A | 36 | 237 | 60 | 237 | 60 | 237 | 31 | 237 | 84 | 237 | 32 | 192 | 62 | 192
PETEM1 | A | 20 | 180 | 46 | 180 | 52 | 180 | 24 | 180 | 58 | 180 | 20 | 150 | 50 | 100
RATS-1 | A | 39 | 270 | 84 | 270 | 90 | 270 | 39 | 155 | 54 | 270 | 42 | 105 | 95 | 155
RATS-2 | A | 39 | 270 | 84 | 270 | 90 | 270 | 39 | 155 | 54 | 270 | 42 | 105 | 95 | 155
RATS-3 | A | 39 | 270 | 84 | 270 | 90 | 270 | 39 | 155 | 54 | 270 | 42 | 105 | 95 | 155
RATS-4 | A | 39 | 270 | 84 | 270 | 90 | 270 | 39 | 155 | 54 | 270 | 42 | 105 | 95 | 155
ROCK-1 | A | 36 | 400 | 50 | 400 | 54 | 400 | 60 | 400 | 160 | 400 | 33 | 220 | 53 | 220
ROOS-1 | A | 12 | 140 | 32 | 140 | 32 | 140 | 13 | 140 | 32 | 140 | 13 | 108 | 32 | 108
RUGPS-6 | A | 36 | 243 | 80 | 243 | 80 | 243 | 40 | 243 | 90 | 243 | 40 | 155 | 95 | 105
RUGPS-7 | A | 36 | 243 | 80 | 243 | 80 | 243 | 40 | 243 | 90 | 243 | 40 | 155 | 95 | 105
RYHPS-1 | A | 30 | 305 | 48 | 305 | 66 | 305 | 42 | 305 | 51 | 305 | 30 | 130 | 42 | 68
SCCL-1 | A | 35 | 180 | 70 | 180 | 70 | 180 | 40 | 180 | 95 | 180 | 40 | 100 | 100 | 50
SCCL-2 | A | 35 | 180 | 70 | 180 | 70 | 180 | 40 | 180 | 95 | 180 | 40 | 100 | 100 | 50
SCCL-3 | A | 35 | 180 | 70 | 180 | 70 | 180 | 40 | 180 | 95 | 180 | 40 | 100 | 100 | 50
SEAB-1 | A | 44 | 254 | 125 | 254 | 150 | 254 | 55 | 254 | 150 | 254 | 75 | 164 | 176 | 38
SEAB-2 | A | 31 | 138 | 76 | 138 | 86 | 138 | 32 | 138 | 82 | 138 | 37 | 73 | 90 | 43
SHBA-1 | A | 41 | 255 | 104 | 255 | 115 | 255 | 44 | 255 | 120 | 255 | 39 | 195 | 115 | 40
SHBA-2 | A | 26 | 183 | 64 | 183 | 70 | 183 | 30 | 183 | 80 | 183 | 28 | 103 | 66 | 69
SHOS-1 | A | 18 | 160 | 24 | 160 | 24 | 160 | 30 | 160 | 75 | 160 | 18 | 135 | 24 | 135
SHOT-1 | A | 8 | 75 | 20 | 75 | 32 | 75 | 12 | 75 | 30 | 75 | 12 | 60 | 26 | 45
SIZB-1 | A | 38 | 283 | 45 | 283 | 45 | 283 | 45 | 283 | 45 | 283 | 40 | 283 | 46 | 283
SIZB-2 | A | 38 | 283 | 45 | 283 | 45 | 283 | 45 | 283 | 45 | 283 | 40 | 283 | 46 | 283
SLOY-1 | A | 0 | 38 | 1 | 38 | 1 | 38 | 1 | 38 | 2 | 38 | 0 | 38 | 1 | 30
SLOY-2 | A | 0 | 38 | 1 | 38 | 1 | 38 | 1 | 38 | 2 | 38 | 0 | 38 | 1 | 30
SLOY-3 | A | 0 | 38 | 1 | 38 | 1 | 38 | 1 | 38 | 2 | 38 | 0 | 38 | 1 | 30
SLOY-4 | A | 0 | 28 | 1 | 28 | 1 | 28 | 1 | 28 | 2 | 28 | 0 | 28 | 1 | 22
SPLN-1 | A | 40 | 380 | 100 | 380 | 110 | 380 | 50 | 380 | 120 | 380 | 30 | 380 | 90 | 300
STAY-1 | A | 34 | 221 | 62 | 221 | 62 | 221 | 35 | 221 | 85 | 221 | 33 | 161 | 60 | 161
STAY-2 | A | 34 | 221 | 62 | 221 | 62 | 221 | 35 | 221 | 85 | 221 | 33 | 161 | 60 | 161
STAY-3 | A | 34 | 221 | 62 | 221 | 62 | 221 | 35 | 221 | 85 | 221 | 33 | 161 | 60 | 161
STAY-4 | A | 34 | 221 | 62 | 221 | 62 | 221 | 35 | 221 | 85 | 221 | 33 | 161 | 60 | 161
SUTB-1 | A | 36 | 380 | 104 | 380 | 148 | 380 | 52 | 380 | 132 | 380 | 47 | 250 | 107 | 250
SVRP-10 | A | 20 | 225 | 50 | 225 | 70 | 225 | 32 | 225 | 80 | 225 | 20 | 172 | 50 | 172
SVRP-20 | A | 20 | 225 | 50 | 225 | 70 | 225 | 32 | 225 | 80 | 225 | 20 | 172 | 50 | 172
TESI-1 | A | 40 | 260 | 100 | 260 | 140 | 260 | 60 | 260 | 140 | 260 | 40 | 200 | 120 | 100
TESI-2 | A | 40 | 260 | 100 | 260 | 140 | 260 | 60 | 260 | 140 | 260 | 40 | 200 | 120 | 100
TILB-7 | A | 20 | 160 | 30 | 160 | 30 | 160 | 20 | 160 | 30 | 160 | 6 | 100 | 10 | 100
TILB-8 | A | 20 | 160 | 30 | 160 | 30 | 160 | 20 | 160 | 30 | 160 | 6 | 100 | 10 | 100
TILB-9 | A | 20 | 160 | 30 | 160 | 30 | 160 | 20 | 160 | 30 | 160 | 6 | 100 | 10 | 100
TILB10 | A | 20 | 160 | 30 | 160 | 30 | 160 | 20 | 160 | 30 | 160 | 6 | 100 | 10 | 100
USKM-13 | A | 6 | 49 | 15 | 49 | 17 | 49 | 8 | 49 | 19 | 49 | 7 | 36 | 8 | 36
USKM-14 | A | 6 | 49 | 15 | 49 | 17 | 49 | 8 | 49 | 19 | 49 | 7 | 36 | 8 | 36
USKM-15 | A | 6 | 49 | 15 | 49 | 17 | 49 | 8 | 49 | 19 | 49 | 7 | 36 | 8 | 36
WBUPS-1 | A | 30 | 113 | 48 | 153 | 48 | 153 | 32 | 113 | 50 | 113 | 40 | 153 | 65 | 113
WBUPS-2 | A | 30 | 133 | 48 | 173 | 48 | 173 | 32 | 133 | 50 | 133 | 40 | 173 | 65 | 133
WBUPS-3 | A | 30 | 133 | 48 | 173 | 48 | 173 | 32 | 133 | 50 | 133 | 40 | 173 | 65 | 133
WBUPS-4 | A | 30 | 113 | 48 | 153 | 48 | 153 | 32 | 113 | 50 | 113 | 40 | 153 | 65 | 113
WHILW-1 | A | 31 | 322 | 84 | 322 | 90 | 322 | 33 | 322 | 90 | 322 | 32 | 255 | 86 | 210

## Dec 2012
MW Response Capability by BMU
|  | Primary Response (Max MWhrs) | [5 empty] | Secondary Response (Max Mwhrs) |  |  |  | High Frequency Response (Max MWhrs)
UNIT | Mode | 0.2Hz |  | 0.5Hz |  | 0.8Hz |  | 0.2/0.2Hz |  | 0.5/0.5Hz |  | 0.2Hz |  | 0.5Hz
ABTH7 | A | 40 | 250 | 72 | 250 | 72 | 250 | 48 | 250 | 120 | 250 | 38 | 185 | 55 | 185
ABTH8 | A | 40 | 250 | 72 | 250 | 72 | 250 | 48 | 250 | 120 | 250 | 38 | 185 | 55 | 185
ABTH9 | A | 40 | 250 | 72 | 250 | 72 | 250 | 48 | 250 | 120 | 250 | 38 | 185 | 55 | 185
BAGE-1 | A | 30 | 255 | 70 | 255 | 90 | 255 | 35 | 255 | 90 | 255 | 28 | 220 | 70 | 185
BAGE-2 | A | 3 | 17 | 8 | 17 | 12 | 17 | 4 | 17 | 9 | 17 | 2 | 17 | 5 | 17
BARKB2 | A | 33 | 210 | 82 | 210 | 108 | 210 | 39 | 210 | 97 | 210 | 31 | 120 | 84 | 120
BARK-1 | A | 22 | 140 | 55 | 140 | 72 | 140 | 26 | 140 | 65 | 140 | 21 | 80 | 54 | 80
BRDUW-1 | A | 6 | 58 | 17 | 58 | 17 | 58 | 7 | 58 | 17 | 58 | 6 | 36 | 17 | 36
BRGG-1 | A | 16 | 110 | 32 | 110 | 48 | 110 | 16 | 110 | 40 | 110 | 14 | 96 | 34 | 46
BRYP-1 | A | 15 | 82 | 25 | 82 | 31 | 82 | 22 | 82 | 37 | 82 | 10 | 82 | 27 | 47
CDCL-1 | A | 30 | 160 | 40 | 160 | 40 | 160 | 34 | 160 | 40 | 160 | 27 | 120 | 40 | 120
CLAC-1 | A | 3 | 28 | 8 | 28 | 13 | 28 | 3 | 36 | 9 | 36 | 3 | 28 | 8 | 28
CNQPS-1 | A | 22 | 126 | 51 | 126 | 70 | 126 | 28 | 126 | 70 | 126 | 20 | 100 | 45 | 100
CNQPS-2 | A | 22 | 126 | 51 | 126 | 70 | 126 | 28 | 126 | 70 | 126 | 20 | 100 | 45 | 100
CNQPS-3 | A | 22 | 126 | 51 | 126 | 70 | 126 | 28 | 126 | 70 | 126 | 20 | 100 | 45 | 100
CNQPS-4 | A | 22 | 126 | 51 | 126 | 70 | 126 | 28 | 126 | 70 | 126 | 20 | 100 | 45 | 100
COCK-1 | A | 15 | 168 | 42 | 168 | 48 | 168 | 10 | 168 | 25 | 168 | 6 | 138 | 7 | 138
COCK-2 | A | 15 | 168 | 42 | 168 | 48 | 168 | 10 | 168 | 25 | 168 | 6 | 138 | 7 | 138
COCK-3 | A | 15 | 168 | 42 | 168 | 48 | 168 | 10 | 168 | 25 | 168 | 6 | 138 | 7 | 138
COCK-4 | A | 15 | 168 | 42 | 168 | 48 | 168 | 10 | 168 | 25 | 168 | 6 | 138 | 7 | 138
CORB-1 | A | 10 | 130 | 30 | 130 | 50 | 130 | 28 | 130 | 60 | 130 | 15 | 95 | 40 | 60
COSO-1 | A | 20 | 380 | 40 | 380 | 50 | 380 | 60 | 380 | 140 | 380 | 17 | 304 | 40 | 304
COTPS-1 | A | 29 | 277 | 50 | 277 | 62 | 277 | 35 | 60 | 63 | 277 | 30 | 122 | 60 | 122
COTPS-2 | A | 29 | 287 | 50 | 287 | 62 | 287 | 35 | 60 | 63 | 287 | 30 | 122 | 60 | 122
COTPS-3 | A | 29 | 287 | 50 | 287 | 62 | 287 | 35 | 60 | 63 | 287 | 30 | 122 | 60 | 122
COTPS-4 | A | 29 | 277 | 50 | 277 | 62 | 277 | 35 | 60 | 63 | 277 | 30 | 122 | 60 | 122
COWE1 | A | 7 | 30 | 17 | 30 | 17 | 30 | 7 | 30 | 17 | 30 | 7 | 30 | 17 | 30
COWE2 | A | 7 | 30 | 17 | 30 | 17 | 30 | 7 | 30 | 17 | 30 | 7 | 30 | 17 | 30
CRUA-1 | A | 10 | 110 | 25 | 110 | 37 | 110 | 12 | 110 | 30 | 110 | 10 | 84 | 25 | 48
CRUA-2 | A | 10 | 110 | 25 | 110 | 37 | 110 | 12 | 110 | 30 | 110 | 10 | 84 | 25 | 48
CRUA-3 | A | 7 | 30 | 15 | 30 | 21 | 30 | 9 | 30 | 24 | 30 | 5 | 25 | 13 | 15
CRUA-4 | A | 7 | 30 | 15 | 30 | 21 | 30 | 9 | 30 | 24 | 30 | 5 | 25 | 13 | 15
DAMC-1 | A | 64 | 380 | 136 | 380 | 156 | 380 | 80 | 380 | 180 | 380 | 60 | 293 | 190 | 128
DEEP-1 | A | 20 | 180 | 60 | 180 | 86 | 180 | 22 | 180 | 80 | 180 | 24 | 96 | 52 | 96
DERW-1 | A | 13 | 90 | 35 | 90 | 45 | 90 | 16 | 90 | 40 | 90 | 16 | 90 | 32 | 72
DIDCB5 | A | 40 | 330 | 104 | 330 | 125 | 330 | 55 | 330 | 140 | 330 | 40 | 185 | 105 | 185
DIDCB6 | A | 50 | 250 | 105 | 250 | 105 | 250 | 50 | 250 | 130 | 250 | 50 | 153 | 110 | 103
DIDC1 | A | 42 | 225 | 85 | 225 | 85 | 225 | 24 | 225 | 62 | 120 | 24 | 73 | 60 | 147
DIDC2 | A | 42 | 225 | 85 | 225 | 85 | 225 | 24 | 225 | 62 | 120 | 24 | 73 | 60 | 147
DIDC3 | A | 42 | 225 | 85 | 225 | 85 | 225 | 24 | 225 | 62 | 120 | 24 | 73 | 60 | 147
DIDC4 | A | 42 | 225 | 85 | 225 | 85 | 225 | 24 | 225 | 62 | 120 | 24 | 73 | 60 | 147
DINO-1 | A | 14 | 138 | 39 | 138 | 58 | 138 | 28 | 138 | 72 | 138 | 14 | 118 | 36 | 88
DINO-2 | A | 14 | 138 | 39 | 138 | 58 | 138 | 28 | 138 | 72 | 138 | 14 | 118 | 36 | 88
DINO-3 | A | 14 | 138 | 39 | 138 | 58 | 138 | 28 | 138 | 72 | 138 | 14 | 118 | 36 | 88
DINO-4 | A | 14 | 138 | 39 | 138 | 58 | 138 | 28 | 138 | 72 | 138 | 14 | 118 | 36 | 88
DINO-5 | A | 14 | 138 | 39 | 138 | 58 | 138 | 28 | 138 | 72 | 138 | 14 | 118 | 36 | 88
DINO-6 | A | 14 | 138 | 39 | 138 | 58 | 138 | 28 | 138 | 72 | 138 | 14 | 118 | 36 | 88
DRAXX-1 | A | 68 | 345 | 100 | 345 | 100 | 345 | 64 | 95 | 110 | 345 | 60 | 225 | 70 | 225
DRAXX-2 | A | 68 | 345 | 100 | 345 | 100 | 345 | 64 | 95 | 110 | 345 | 60 | 225 | 70 | 225
DRAXX-3 | A | 68 | 345 | 100 | 345 | 100 | 345 | 64 | 95 | 110 | 345 | 60 | 225 | 70 | 225
DRAXX-4 | A | 68 | 345 | 100 | 345 | 100 | 345 | 64 | 95 | 110 | 345 | 60 | 225 | 70 | 225
DRAXX-5 | A | 68 | 345 | 100 | 345 | 100 | 345 | 64 | 95 | 110 | 345 | 60 | 225 | 70 | 225
DRAXX-6 | A | 68 | 345 | 100 | 345 | 100 | 345 | 64 | 95 | 110 | 345 | 60 | 225 | 70 | 225
EECL-1 | A | 20 | 133 | 25 | 133 | 26 | 133 | 29 | 133 | 80 | 133 | 18 | 105 | 26 | 105
EGGPS-1 | A | 45 | 205 | 83 | 205 | 83 | 205 | 49 | 205 | 110 | 205 | 33 | 95 | 60 | 95
EGGPS-2 | A | 45 | 205 | 83 | 205 | 83 | 205 | 49 | 205 | 110 | 205 | 33 | 95 | 60 | 95
EGGPS-3 | A | 45 | 205 | 83 | 205 | 83 | 205 | 49 | 205 | 110 | 205 | 33 | 95 | 60 | 95
EGGPS-4 | A | 45 | 205 | 83 | 205 | 83 | 205 | 49 | 205 | 110 | 205 | 33 | 95 | 60 | 95
ERRO-1 | A | 1 | 21 | 1 | 21 | 1 | 21 | 2 | 21 | 5 | 21 | 1 | 17 | 1 | 17
ERRO-2 | A | 1 | 21 | 1 | 21 | 1 | 21 | 2 | 21 | 5 | 21 | 1 | 17 | 1 | 17
ERRO-3 | A | 1 | 21 | 1 | 21 | 1 | 21 | 2 | 21 | 5 | 21 | 1 | 17 | 1 | 17
FAARW-1 | A | 2 | 37 | 4 | 37 | 4 | 37 | 4 | 37 | 12 | 37 | 2 | 33 | 4 | 33
FAARW-2 | A | 2 | 37 | 4 | 37 | 4 | 37 | 4 | 37 | 12 | 37 | 2 | 33 | 4 | 33
FASN-1 | A | 0 | 15 | 1 | 15 | 1 | 15 | 1 | 15 | 2 | 15 | 0 | 15 | 1 | 12
FASN-2 | A | 0 | 15 | 1 | 15 | 1 | 15 | 1 | 15 | 2 | 15 | 0 | 15 | 1 | 12
FASN-3 | A | 0 | 15 | 1 | 15 | 1 | 15 | 1 | 15 | 2 | 15 | 0 | 15 | 1 | 12
FAWL1 | A | 36 | 244 | 77 | 244 | 77 | 244 | 10 | 244 | 10 | 244 | 40 | 98 | 91 | 145
FAWL3 | A | 36 | 244 | 77 | 244 | 77 | 244 | 10 | 244 | 10 | 244 | 40 | 98 | 91 | 145
FAWN-1 | A | 10 | 52 | 25 | 52 | 40 | 52 | 13 | 52 | 32 | 52 | 11 | 37 | 27 | 27
FELL-1 | A | 9 | 63 | 21 | 63 | 22 | 63 | 10 | 63 | 24 | 63 | 9 | 63 | 22 | 63
FERR-1 | A | 25 | 150 | 45 | 250 | 56 | 250 | 40 | 250 | 60 | 250 | 34 | 80 | 59 | 150
FERR-2 | A | 25 | 150 | 45 | 250 | 56 | 250 | 40 | 250 | 60 | 250 | 34 | 80 | 59 | 150
FERR-3 | A | 25 | 150 | 45 | 250 | 56 | 250 | 40 | 250 | 60 | 250 | 34 | 80 | 59 | 150
FERR-4 | A | 25 | 150 | 45 | 250 | 56 | 250 | 40 | 250 | 60 | 250 | 34 | 80 | 59 | 150
FFES-1 | A | 10 | 35 | 27 | 35 | 30 | 35 | 9 | 35 | 22 | 35 | 4 | 27 | 6 | 27
FFES-2 | A | 10 | 35 | 27 | 35 | 30 | 35 | 9 | 35 | 22 | 35 | 4 | 27 | 6 | 27
FFES-3 | A | 10 | 35 | 27 | 35 | 30 | 35 | 9 | 35 | 22 | 35 | 4 | 27 | 6 | 27
FFES-4 | A | 10 | 35 | 27 | 35 | 30 | 35 | 9 | 35 | 22 | 35 | 4 | 27 | 6 | 27
FIDL-1 | A | 13 | 205 | 20 | 205 | 23 | 205 | 35 | 100 | 40 | 147 | 30 | 147 | 50 | 147
FIDL-2 | A | 13 | 205 | 20 | 205 | 23 | 205 | 35 | 100 | 40 | 147 | 30 | 147 | 50 | 147
FIDL-3 | A | 13 | 205 | 20 | 205 | 23 | 205 | 35 | 100 | 40 | 147 | 30 | 147 | 50 | 147
FIDL-4 | A | 13 | 205 | 20 | 205 | 23 | 205 | 35 | 100 | 40 | 147 | 30 | 147 | 50 | 147
FIFE-1 | A | 6 | 63 | 12 | 63 | 12 | 63 | 11 | 63 | 24 | 63 | 6 | 53 | 8 | 53
FINL-1 | A | 0 | 14 | 1 | 14 | 1 | 14 | 1 | 14 | 2 | 14 | 0 | 14 | 1 | 11
FOYE-1 | A | 6 | 60 | 13 | 60 | 16 | 60 | 11 | 60 | 27 | 60 | 5 | 30 | 11 | 30
FOYE-2 | A | 6 | 60 | 13 | 60 | 16 | 60 | 11 | 60 | 27 | 60 | 5 | 30 | 11 | 30
GNFSW-1 | A | 11 | 100 | 30 | 100 | 30 | 100 | 12 | 100 | 31 | 100 | 12 | 70 | 30 | 70
GNFSW-2 | A | 7 | 64 | 18 | 64 | 18 | 64 | 8 | 64 | 18 | 64 | 6 | 49 | 15 | 49
GRAI-1 | A | 43 | 485 | 100 | 485 | 160 | 485 | 60 | 485 | 140 | 485 | 33 | 0 | 60 | 345
GRAI-3 | A | 43 | 485 | 100 | 485 | 160 | 485 | 60 | 485 | 140 | 485 | 33 | 0 | 60 | 345
GRAI-4 | A | 43 | 485 | 100 | 485 | 160 | 485 | 60 | 485 | 140 | 485 | 33 | 0 | 60 | 345
GRAI-8 | A | 26 | 232 | 58 | 232 | 58 | 232 | 32 | 232 | 84 | 232 | 32 | 175 | 65 | 135
GRMO-1 | A | 8 | 43 | 8 | 43 | 8 | 43 | 8 | 43 | 8 | 43 | 8 | 23 | 8 | 23
GYAR-1 | A | 17 | 176 | 42 | 176 | 66 | 176 | 24 | 176 | 60 | 176 | 17 | 176 | 42 | 176
HADHW-1 | A | 7 | 96 | 14 | 96 | 22 | 96 | 13 | 96 | 34 | 96 | 8 | 65 | 17 | 65
HUMR-1 | A | 60 | 533 | 150 | 533 | 200 | 533 | 80 | 533 | 200 | 533 | 62 | 419 | 155 | 251
INDQ-1 | A | 12 | 102 | 31 | 102 | 43 | 102 | 13 | 102 | 34 | 102 | 12 | 72 | 30 | 72
IRNPS-1 | A | 35 | 125 | 45 | 125 | 48 | 285 | 42 | 285 | 68 | 125 | 28 | 125 | 42 | 185
IRNPS-2 | A | 35 | 125 | 45 | 125 | 48 | 285 | 42 | 285 | 68 | 125 | 28 | 125 | 42 | 185
KEAD-1 | A | 29 | 315 | 67 | 315 | 102 | 315 | 48 | 315 | 110 | 315 | 30 | 275 | 75 | 155
KILBW-1 | A | 3 | 56 | 8 | 56 | 13 | 56 | 5 | 56 | 14 | 56 | 4 | 53 | 9 | 47
KILLPG-1 | A | 8 | 225 | 10 | 225 | 10 | 225 | 10 | 225 | 12 | 225 | 4 | 150 | 15 | 150
KILLPG-2 | A | 8 | 225 | 10 | 225 | 10 | 225 | 10 | 225 | 12 | 225 | 4 | 150 | 15 | 150
KILNS-1 | A | 30 | 290 | 72 | 290 | 84 | 290 | 42 | 290 | 114 | 290 | 18 | 104 | 45 | 104
KINO-1 | A | 27 | 255 | 35 | 255 | 35 | 255 | 22 | 255 | 44 | 255 | 14 | 185 | 35 | 185
KINO-2 | A | 27 | 255 | 35 | 255 | 35 | 255 | 22 | 255 | 44 | 255 | 14 | 185 | 35 | 185
KINO-3 | A | 27 | 255 | 35 | 255 | 35 | 255 | 22 | 255 | 41 | 255 | 14 | 185 | 35 | 185
KINO-4 | A | 27 | 255 | 35 | 255 | 35 | 255 | 22 | 255 | 41 | 255 | 14 | 185 | 35 | 185
KLYN-A-1 | A | 24 | 126 | 50 | 126 | 50 | 126 | 34 | 126 | 70 | 126 | 22 | 81 | 34 | 81
LAGA-1 | A | 58 | 505 | 135 | 505 | 158 | 505 | 50 | 425 | 140 | 425 | 56 | 425 | 135 | 330
LBAR-1G | A | 1 | 16 | 4 | 16 | 6 | 16 | 2 | 16 | 4 | 16 | 1 | 9 | 4 | 9
LBAR-1 | A | 40 | 230 | 64 | 230 | 66 | 230 | 60 | 230 | 132 | 230 | 36 | 120 | 86 | 120
LITTD1 | A | 57 | 485 | 110 | 485 | 110 | 485 | 66 | 485 | 80 | 485 | 60 | 335 | 150 | 335
LITTD2 | A | 57 | 485 | 110 | 485 | 110 | 485 | 66 | 485 | 80 | 485 | 60 | 335 | 150 | 335
LITTD3 | A | 57 | 485 | 110 | 485 | 110 | 485 | 66 | 485 | 80 | 485 | 60 | 335 | 150 | 335
LOAN-1 | A | 25 | 326 | 51 | 326 | 55 | 326 | 19 | 326 | 50 | 326 | 12 | 276 | 28 | 276
LOAN-2 | A | 25 | 326 | 51 | 326 | 55 | 326 | 19 | 326 | 50 | 326 | 12 | 276 | 28 | 276
LOAN-3 | A | 25 | 326 | 51 | 326 | 55 | 326 | 19 | 326 | 50 | 326 | 12 | 276 | 28 | 276
MEDP-1 | A | 28 | 231 | 72 | 231 | 72 | 231 | 44 | 231 | 110 | 231 | 28 | 190 | 72 | 190
MILWW-1 | A | 6 | 32 | 8 | 54 | 13 | 54 | 5 | 54 | 14 | 54 | 3 | 43 | 8 | 43
MRWD-1 | A | 50 | 384 | 90 | 384 | 100 | 384 | 52 | 384 | 160 | 384 | 52 | 298 | 110 | 298
NANT-1 | A | 0 | 15 | 0 | 15 | 0 | 15 | 0 | 15 | 1 | 15 | 0 | 15 | 0 | 15
PEHE-1 | A | 47 | 435 | 100 | 435 | 100 | 435 | 67 | 435 | 105 | 435 | 64 | 245 | 100 | 245
PEHE-2 | A | 16 | 490 | 40 | 265 | 42 | 490 | 0 | 0 | 0 | 0 | 0 | 490 | 0 | 490
PEMB-11 | A | 36 | 237 | 60 | 237 | 60 | 237 | 31 | 237 | 84 | 237 | 32 | 192 | 62 | 192
PEMB-21 | A | 36 | 237 | 60 | 237 | 60 | 237 | 31 | 237 | 84 | 237 | 32 | 192 | 62 | 192
PEMB-31 | A | 36 | 237 | 60 | 237 | 60 | 237 | 31 | 237 | 84 | 237 | 32 | 192 | 62 | 192
PEMB-41 | A | 36 | 237 | 60 | 237 | 60 | 237 | 31 | 237 | 84 | 237 | 32 | 192 | 62 | 192
PEMB-51 | A | 36 | 237 | 60 | 237 | 60 | 237 | 31 | 237 | 84 | 237 | 32 | 192 | 62 | 192
PETEM1 | A | 20 | 180 | 46 | 180 | 52 | 180 | 24 | 180 | 58 | 180 | 20 | 150 | 50 | 100
RATS-1 | A | 39 | 270 | 84 | 270 | 90 | 270 | 39 | 155 | 54 | 270 | 42 | 105 | 95 | 155
RATS-2 | A | 39 | 270 | 84 | 270 | 90 | 270 | 39 | 155 | 54 | 270 | 42 | 105 | 95 | 155
RATS-3 | A | 39 | 270 | 84 | 270 | 90 | 270 | 39 | 155 | 54 | 270 | 42 | 105 | 95 | 155
RATS-4 | A | 39 | 270 | 84 | 270 | 90 | 270 | 39 | 155 | 54 | 270 | 42 | 105 | 95 | 155
ROCK-1 | A | 36 | 400 | 50 | 400 | 54 | 400 | 60 | 400 | 160 | 400 | 33 | 220 | 53 | 220
ROOS-1 | A | 12 | 140 | 32 | 140 | 32 | 140 | 13 | 140 | 32 | 140 | 13 | 108 | 32 | 108
RUGPS-6 | A | 36 | 243 | 80 | 243 | 80 | 243 | 40 | 243 | 90 | 243 | 40 | 155 | 95 | 105
RUGPS-7 | A | 36 | 243 | 80 | 243 | 80 | 243 | 40 | 243 | 90 | 243 | 40 | 155 | 95 | 105
RYHPS-1 | A | 30 | 305 | 48 | 305 | 66 | 305 | 42 | 305 | 51 | 305 | 30 | 130 | 42 | 68
SCCL-1 | A | 35 | 180 | 70 | 180 | 70 | 180 | 40 | 180 | 95 | 180 | 40 | 100 | 100 | 50
SCCL-2 | A | 35 | 180 | 70 | 180 | 70 | 180 | 40 | 180 | 95 | 180 | 40 | 100 | 100 | 50
SCCL-3 | A | 35 | 180 | 70 | 180 | 70 | 180 | 40 | 180 | 95 | 180 | 40 | 100 | 100 | 50
SEAB-1 | A | 44 | 254 | 125 | 254 | 150 | 254 | 55 | 254 | 150 | 254 | 75 | 164 | 176 | 38
SEAB-2 | A | 31 | 138 | 76 | 138 | 86 | 138 | 32 | 138 | 82 | 138 | 37 | 73 | 90 | 43
SHBA-1 | A | 41 | 255 | 104 | 255 | 115 | 255 | 44 | 255 | 120 | 255 | 39 | 195 | 115 | 40
SHBA-2 | A | 26 | 183 | 64 | 183 | 70 | 183 | 30 | 183 | 80 | 183 | 28 | 103 | 66 | 69
SHOS-1 | A | 18 | 160 | 24 | 160 | 24 | 160 | 30 | 160 | 75 | 160 | 18 | 135 | 24 | 135
SHOT-1 | A | 8 | 75 | 20 | 75 | 32 | 75 | 12 | 75 | 30 | 75 | 12 | 60 | 26 | 45
SIZB-1 | A | 38 | 283 | 45 | 283 | 45 | 283 | 45 | 283 | 45 | 283 | 40 | 283 | 46 | 283
SIZB-2 | A | 38 | 283 | 45 | 283 | 45 | 283 | 45 | 283 | 45 | 283 | 40 | 283 | 46 | 283
SLOY-1 | A | 0 | 38 | 1 | 38 | 1 | 38 | 1 | 38 | 2 | 38 | 0 | 38 | 1 | 30
SLOY-2 | A | 0 | 38 | 1 | 38 | 1 | 38 | 1 | 38 | 2 | 38 | 0 | 38 | 1 | 30
SLOY-3 | A | 0 | 38 | 1 | 38 | 1 | 38 | 1 | 38 | 2 | 38 | 0 | 38 | 1 | 30
SLOY-4 | A | 0 | 28 | 1 | 28 | 1 | 28 | 1 | 28 | 2 | 28 | 0 | 28 | 1 | 22
SPLN-1 | A | 40 | 380 | 100 | 380 | 110 | 380 | 50 | 380 | 120 | 380 | 30 | 380 | 90 | 300
STAY-1 | A | 34 | 221 | 62 | 221 | 62 | 221 | 35 | 221 | 85 | 221 | 33 | 161 | 60 | 161
STAY-2 | A | 34 | 221 | 62 | 221 | 62 | 221 | 35 | 221 | 85 | 221 | 33 | 161 | 60 | 161
STAY-3 | A | 34 | 221 | 62 | 221 | 62 | 221 | 35 | 221 | 85 | 221 | 33 | 161 | 60 | 161
STAY-4 | A | 34 | 221 | 62 | 221 | 62 | 221 | 35 | 221 | 85 | 221 | 33 | 161 | 60 | 161
SUTB-1 | A | 36 | 380 | 104 | 380 | 148 | 380 | 52 | 380 | 132 | 380 | 47 | 250 | 107 | 250
SVRP-10 | A | 20 | 225 | 50 | 225 | 70 | 225 | 32 | 225 | 80 | 225 | 20 | 172 | 50 | 172
SVRP-20 | A | 20 | 225 | 50 | 225 | 70 | 225 | 32 | 225 | 80 | 225 | 20 | 172 | 50 | 172
TESI-1 | A | 40 | 260 | 100 | 260 | 140 | 260 | 60 | 260 | 140 | 260 | 40 | 200 | 120 | 100
TESI-2 | A | 40 | 260 | 100 | 260 | 140 | 260 | 60 | 260 | 140 | 260 | 40 | 200 | 120 | 100
TILB-7 | A | 20 | 160 | 30 | 160 | 30 | 160 | 20 | 160 | 30 | 160 | 6 | 100 | 10 | 100
TILB-8 | A | 20 | 160 | 30 | 160 | 30 | 160 | 20 | 160 | 30 | 160 | 6 | 100 | 10 | 100
TILB-9 | A | 20 | 160 | 30 | 160 | 30 | 160 | 20 | 160 | 30 | 160 | 6 | 100 | 10 | 100
TILB10 | A | 20 | 160 | 30 | 160 | 30 | 160 | 20 | 160 | 30 | 160 | 6 | 100 | 10 | 100
USKM-13 | A | 6 | 49 | 15 | 49 | 17 | 49 | 8 | 49 | 19 | 49 | 7 | 36 | 8 | 36
USKM-14 | A | 6 | 49 | 15 | 49 | 17 | 49 | 8 | 49 | 19 | 49 | 7 | 36 | 8 | 36
USKM-15 | A | 6 | 49 | 15 | 49 | 17 | 49 | 8 | 49 | 19 | 49 | 7 | 36 | 8 | 36
WBUPS-1 | A | 30 | 113 | 48 | 153 | 48 | 153 | 32 | 113 | 50 | 113 | 40 | 153 | 65 | 113
WBUPS-2 | A | 30 | 133 | 48 | 173 | 48 | 173 | 32 | 133 | 50 | 133 | 40 | 173 | 65 | 133
WBUPS-3 | A | 30 | 133 | 48 | 173 | 48 | 173 | 32 | 133 | 50 | 133 | 40 | 173 | 65 | 133
WBUPS-4 | A | 30 | 113 | 48 | 153 | 48 | 153 | 32 | 113 | 50 | 113 | 40 | 153 | 65 | 113
WHILW-1 | A | 31 | 322 | 84 | 322 | 90 | 322 | 33 | 322 | 90 | 322 | 32 | 255 | 86 | 210

## Nov 2012
MW Response Capability by BMU
|  | Primary Response (Max MWhrs) | [5 empty] | Secondary Response (Max Mwhrs) |  |  |  | High Frequency Response (Max MWhrs)
UNIT | Mode | 0.2Hz |  | 0.5Hz |  | 0.8Hz |  | 0.2/0.2Hz |  | 0.5/0.5Hz |  | 0.2Hz |  | 0.5Hz
ABTH7 | A | 40 | 250 | 72 | 250 | 72 | 250 | 48 | 250 | 120 | 250 | 38 | 185 | 55 | 185
ABTH8 | A | 40 | 250 | 72 | 250 | 72 | 250 | 48 | 250 | 120 | 250 | 38 | 185 | 55 | 185
ABTH9 | A | 40 | 250 | 72 | 250 | 72 | 250 | 48 | 250 | 120 | 250 | 38 | 185 | 55 | 185
BAGE-1 | A | 30 | 255 | 70 | 255 | 90 | 255 | 35 | 255 | 90 | 255 | 28 | 220 | 70 | 185
BAGE-2 | A | 3 | 17 | 8 | 17 | 12 | 17 | 4 | 17 | 9 | 17 | 2 | 17 | 5 | 17
BARKB2 | A | 33 | 210 | 82 | 210 | 108 | 210 | 39 | 210 | 97 | 210 | 31 | 120 | 84 | 120
BARK-1 | A | 22 | 140 | 55 | 140 | 72 | 140 | 26 | 140 | 65 | 140 | 21 | 80 | 54 | 80
BRDUW-1 | A | 6 | 58 | 17 | 58 | 17 | 58 | 7 | 58 | 17 | 58 | 6 | 36 | 17 | 36
BRGG-1 | A | 16 | 110 | 32 | 110 | 48 | 110 | 16 | 110 | 40 | 110 | 14 | 96 | 34 | 46
BRYP-1 | A | 15 | 82 | 25 | 82 | 31 | 82 | 22 | 82 | 37 | 82 | 10 | 82 | 27 | 47
CDCL-1 | A | 30 | 160 | 40 | 160 | 40 | 160 | 34 | 160 | 40 | 160 | 27 | 120 | 40 | 120
CLAC-1 | A | 3 | 28 | 8 | 28 | 13 | 28 | 3 | 36 | 9 | 36 | 3 | 28 | 8 | 28
CNQPS-1 | A | 22 | 126 | 51 | 126 | 70 | 126 | 28 | 126 | 70 | 126 | 20 | 100 | 45 | 100
CNQPS-2 | A | 22 | 126 | 51 | 126 | 70 | 126 | 28 | 126 | 70 | 126 | 20 | 100 | 45 | 100
CNQPS-3 | A | 22 | 126 | 51 | 126 | 70 | 126 | 28 | 126 | 70 | 126 | 20 | 100 | 45 | 100
CNQPS-4 | A | 22 | 126 | 51 | 126 | 70 | 126 | 28 | 126 | 70 | 126 | 20 | 100 | 45 | 100
COCK-1 | A | 15 | 168 | 42 | 168 | 48 | 168 | 10 | 168 | 25 | 168 | 6 | 138 | 7 | 138
COCK-2 | A | 15 | 168 | 42 | 168 | 48 | 168 | 10 | 168 | 25 | 168 | 6 | 138 | 7 | 138
COCK-3 | A | 15 | 168 | 42 | 168 | 48 | 168 | 10 | 168 | 25 | 168 | 6 | 138 | 7 | 138
COCK-4 | A | 15 | 168 | 42 | 168 | 48 | 168 | 10 | 168 | 25 | 168 | 6 | 138 | 7 | 138
CORB-1 | A | 10 | 130 | 30 | 130 | 50 | 130 | 28 | 130 | 60 | 130 | 15 | 95 | 40 | 60
COSO-1 | A | 20 | 380 | 40 | 380 | 50 | 380 | 60 | 380 | 140 | 380 | 17 | 304 | 40 | 304
COTPS-1 | A | 29 | 277 | 50 | 277 | 62 | 277 | 35 | 60 | 63 | 277 | 30 | 122 | 60 | 122
COTPS-2 | A | 29 | 287 | 50 | 287 | 62 | 287 | 35 | 60 | 63 | 287 | 30 | 122 | 60 | 122
COTPS-3 | A | 29 | 287 | 50 | 287 | 62 | 287 | 35 | 60 | 63 | 287 | 30 | 122 | 60 | 122
COTPS-4 | A | 29 | 277 | 50 | 277 | 62 | 277 | 35 | 60 | 63 | 277 | 30 | 122 | 60 | 122
COWE1 | A | 7 | 30 | 17 | 30 | 17 | 30 | 7 | 30 | 17 | 30 | 7 | 30 | 17 | 30
COWE2 | A | 7 | 30 | 17 | 30 | 17 | 30 | 7 | 30 | 17 | 30 | 7 | 30 | 17 | 30
CRUA-1 | A | 10 | 110 | 25 | 110 | 37 | 110 | 12 | 110 | 30 | 110 | 10 | 84 | 25 | 48
CRUA-2 | A | 10 | 110 | 25 | 110 | 37 | 110 | 12 | 110 | 30 | 110 | 10 | 84 | 25 | 48
CRUA-3 | A | 7 | 30 | 15 | 30 | 21 | 30 | 9 | 30 | 24 | 30 | 5 | 25 | 13 | 15
CRUA-4 | A | 7 | 30 | 15 | 30 | 21 | 30 | 9 | 30 | 24 | 30 | 5 | 25 | 13 | 15
DAMC-1 | A | 64 | 380 | 136 | 380 | 156 | 380 | 80 | 380 | 180 | 380 | 60 | 293 | 190 | 128
DEEP-1 | A | 20 | 180 | 60 | 180 | 86 | 180 | 22 | 180 | 80 | 180 | 24 | 96 | 52 | 96
DERW-1 | A | 13 | 90 | 35 | 90 | 45 | 90 | 16 | 90 | 40 | 90 | 16 | 90 | 32 | 72
DIDCB5 | A | 40 | 330 | 104 | 330 | 125 | 330 | 55 | 330 | 140 | 330 | 40 | 185 | 105 | 185
DIDCB6 | A | 50 | 250 | 105 | 250 | 105 | 250 | 50 | 250 | 130 | 250 | 50 | 153 | 110 | 103
DIDC1 | A | 42 | 225 | 85 | 225 | 85 | 225 | 24 | 225 | 62 | 120 | 24 | 73 | 60 | 147
DIDC2 | A | 42 | 225 | 85 | 225 | 85 | 225 | 24 | 225 | 62 | 120 | 24 | 73 | 60 | 147
DIDC3 | A | 42 | 225 | 85 | 225 | 85 | 225 | 24 | 225 | 62 | 120 | 24 | 73 | 60 | 147
DIDC4 | A | 42 | 225 | 85 | 225 | 85 | 225 | 24 | 225 | 62 | 120 | 24 | 73 | 60 | 147
DINO-1 | A | 14 | 138 | 39 | 138 | 58 | 138 | 28 | 138 | 72 | 138 | 14 | 118 | 36 | 88
DINO-2 | A | 14 | 138 | 39 | 138 | 58 | 138 | 28 | 138 | 72 | 138 | 14 | 118 | 36 | 88
DINO-3 | A | 14 | 138 | 39 | 138 | 58 | 138 | 28 | 138 | 72 | 138 | 14 | 118 | 36 | 88
DINO-4 | A | 14 | 138 | 39 | 138 | 58 | 138 | 28 | 138 | 72 | 138 | 14 | 118 | 36 | 88
DINO-5 | A | 14 | 138 | 39 | 138 | 58 | 138 | 28 | 138 | 72 | 138 | 14 | 118 | 36 | 88
DINO-6 | A | 14 | 138 | 39 | 138 | 58 | 138 | 28 | 138 | 72 | 138 | 14 | 118 | 36 | 88
DRAXX-1 | A | 68 | 345 | 100 | 345 | 100 | 345 | 64 | 95 | 110 | 345 | 60 | 225 | 70 | 225
DRAXX-2 | A | 68 | 345 | 100 | 345 | 100 | 345 | 64 | 95 | 110 | 345 | 60 | 225 | 70 | 225
DRAXX-3 | A | 68 | 345 | 100 | 345 | 100 | 345 | 64 | 95 | 110 | 345 | 60 | 225 | 70 | 225
DRAXX-4 | A | 68 | 345 | 100 | 345 | 100 | 345 | 64 | 95 | 110 | 345 | 60 | 225 | 70 | 225
DRAXX-5 | A | 68 | 345 | 100 | 345 | 100 | 345 | 64 | 95 | 110 | 345 | 60 | 225 | 70 | 225
DRAXX-6 | A | 68 | 345 | 100 | 345 | 100 | 345 | 64 | 95 | 110 | 345 | 60 | 225 | 70 | 225
EECL-1 | A | 20 | 133 | 25 | 133 | 26 | 133 | 29 | 133 | 80 | 133 | 18 | 105 | 26 | 105
EGGPS-1 | A | 45 | 205 | 83 | 205 | 83 | 205 | 49 | 205 | 110 | 205 | 33 | 95 | 60 | 95
EGGPS-2 | A | 45 | 205 | 83 | 205 | 83 | 205 | 49 | 205 | 110 | 205 | 33 | 95 | 60 | 95
EGGPS-3 | A | 45 | 205 | 83 | 205 | 83 | 205 | 49 | 205 | 110 | 205 | 33 | 95 | 60 | 95
EGGPS-4 | A | 45 | 205 | 83 | 205 | 83 | 205 | 49 | 205 | 110 | 205 | 33 | 95 | 60 | 95
ERRO-1 | A | 1 | 21 | 1 | 21 | 1 | 21 | 2 | 21 | 5 | 21 | 1 | 17 | 1 | 17
ERRO-2 | A | 1 | 21 | 1 | 21 | 1 | 21 | 2 | 21 | 5 | 21 | 1 | 17 | 1 | 17
ERRO-3 | A | 1 | 21 | 1 | 21 | 1 | 21 | 2 | 21 | 5 | 21 | 1 | 17 | 1 | 17
FAARW-1 | A | 2 | 37 | 4 | 37 | 4 | 37 | 4 | 37 | 12 | 37 | 2 | 33 | 4 | 33
FAARW-2 | A | 2 | 37 | 4 | 37 | 4 | 37 | 4 | 37 | 12 | 37 | 2 | 33 | 4 | 33
FASN-1 | A | 0 | 15 | 1 | 15 | 1 | 15 | 1 | 15 | 2 | 15 | 0 | 15 | 1 | 12
FASN-2 | A | 0 | 15 | 1 | 15 | 1 | 15 | 1 | 15 | 2 | 15 | 0 | 15 | 1 | 12
FASN-3 | A | 0 | 15 | 1 | 15 | 1 | 15 | 1 | 15 | 2 | 15 | 0 | 15 | 1 | 12
FAWL1 | A | 36 | 244 | 77 | 244 | 77 | 244 | 10 | 244 | 10 | 244 | 40 | 98 | 91 | 145
FAWL3 | A | 36 | 244 | 77 | 244 | 77 | 244 | 10 | 244 | 10 | 244 | 40 | 98 | 91 | 145
FAWN-1 | A | 10 | 52 | 25 | 52 | 40 | 52 | 13 | 52 | 32 | 52 | 11 | 37 | 27 | 27
FELL-1 | A | 9 | 63 | 21 | 63 | 22 | 63 | 10 | 63 | 24 | 63 | 9 | 63 | 22 | 63
FERR-1 | A | 25 | 150 | 45 | 250 | 56 | 250 | 40 | 250 | 60 | 250 | 34 | 80 | 59 | 150
FERR-2 | A | 25 | 150 | 45 | 250 | 56 | 250 | 40 | 250 | 60 | 250 | 34 | 80 | 59 | 150
FERR-3 | A | 25 | 150 | 45 | 250 | 56 | 250 | 40 | 250 | 60 | 250 | 34 | 80 | 59 | 150
FERR-4 | A | 25 | 150 | 45 | 250 | 56 | 250 | 40 | 250 | 60 | 250 | 34 | 80 | 59 | 150
FFES-1 | A | 10 | 35 | 27 | 35 | 30 | 35 | 9 | 35 | 22 | 35 | 4 | 27 | 6 | 27
FFES-2 | A | 10 | 35 | 27 | 35 | 30 | 35 | 9 | 35 | 22 | 35 | 4 | 27 | 6 | 27
FFES-3 | A | 10 | 35 | 27 | 35 | 30 | 35 | 9 | 35 | 22 | 35 | 4 | 27 | 6 | 27
FFES-4 | A | 10 | 35 | 27 | 35 | 30 | 35 | 9 | 35 | 22 | 35 | 4 | 27 | 6 | 27
FIDL-1 | A | 13 | 205 | 20 | 205 | 23 | 205 | 35 | 100 | 40 | 147 | 30 | 147 | 50 | 147
FIDL-2 | A | 13 | 205 | 20 | 205 | 23 | 205 | 35 | 100 | 40 | 147 | 30 | 147 | 50 | 147
FIDL-3 | A | 13 | 205 | 20 | 205 | 23 | 205 | 35 | 100 | 40 | 147 | 30 | 147 | 50 | 147
FIDL-4 | A | 13 | 205 | 20 | 205 | 23 | 205 | 35 | 100 | 40 | 147 | 30 | 147 | 50 | 147
FIFE-1 | A | 6 | 63 | 12 | 63 | 12 | 63 | 11 | 63 | 24 | 63 | 6 | 53 | 8 | 53
FINL-1 | A | 0 | 14 | 1 | 14 | 1 | 14 | 1 | 14 | 2 | 14 | 0 | 14 | 1 | 11
FOYE-1 | A | 6 | 60 | 13 | 60 | 16 | 60 | 11 | 60 | 27 | 60 | 5 | 30 | 11 | 30
FOYE-2 | A | 6 | 60 | 13 | 60 | 16 | 60 | 11 | 60 | 27 | 60 | 5 | 30 | 11 | 30
GNFSW-1 | A | 11 | 100 | 30 | 100 | 30 | 100 | 12 | 100 | 31 | 100 | 12 | 70 | 30 | 70
GNFSW-2 | A | 7 | 64 | 18 | 64 | 18 | 64 | 8 | 64 | 18 | 64 | 6 | 49 | 15 | 49
GRAI-1 | A | 43 | 485 | 100 | 485 | 160 | 485 | 60 | 485 | 140 | 485 | 33 | 0 | 60 | 345
GRAI-3 | A | 43 | 485 | 100 | 485 | 160 | 485 | 60 | 485 | 140 | 485 | 33 | 0 | 60 | 345
GRAI-4 | A | 43 | 485 | 100 | 485 | 160 | 485 | 60 | 485 | 140 | 485 | 33 | 0 | 60 | 345
GRMO-1 | A | 8 | 43 | 8 | 43 | 8 | 43 | 8 | 43 | 8 | 43 | 8 | 23 | 8 | 23
GYAR-1 | A | 17 | 176 | 42 | 176 | 66 | 176 | 24 | 176 | 60 | 176 | 17 | 176 | 42 | 176
HADHW-1 | A | 7 | 96 | 14 | 96 | 22 | 96 | 13 | 96 | 34 | 96 | 8 | 65 | 17 | 65
HUMR-1 | A | 60 | 533 | 150 | 533 | 200 | 533 | 80 | 533 | 200 | 533 | 62 | 419 | 155 | 251
INDQ-1 | A | 12 | 102 | 31 | 102 | 43 | 102 | 13 | 102 | 34 | 102 | 12 | 72 | 30 | 72
IRNPS-1 | A | 35 | 125 | 45 | 125 | 48 | 285 | 42 | 285 | 68 | 125 | 28 | 125 | 42 | 185
IRNPS-2 | A | 35 | 125 | 45 | 125 | 48 | 285 | 42 | 285 | 68 | 125 | 28 | 125 | 42 | 185
KEAD-1 | A | 29 | 315 | 67 | 315 | 102 | 315 | 48 | 315 | 110 | 315 | 30 | 275 | 75 | 155
KILBW-1 | A | 3 | 56 | 8 | 56 | 13 | 56 | 5 | 56 | 14 | 56 | 4 | 53 | 9 | 47
KILLPG-1 | A | 8 | 225 | 10 | 225 | 10 | 225 | 10 | 225 | 12 | 225 | 4 | 150 | 15 | 150
KILLPG-2 | A | 8 | 225 | 10 | 225 | 10 | 225 | 10 | 225 | 12 | 225 | 4 | 150 | 15 | 150
KILNS-1 | A | 30 | 290 | 72 | 290 | 84 | 290 | 42 | 290 | 114 | 290 | 18 | 104 | 45 | 104
KINO-1 | A | 27 | 255 | 35 | 255 | 35 | 255 | 22 | 255 | 44 | 255 | 14 | 185 | 35 | 185
KINO-2 | A | 27 | 255 | 35 | 255 | 35 | 255 | 22 | 255 | 44 | 255 | 14 | 185 | 35 | 185
KINO-3 | A | 27 | 255 | 35 | 255 | 35 | 255 | 22 | 255 | 41 | 255 | 14 | 185 | 35 | 185
KINO-4 | A | 27 | 255 | 35 | 255 | 35 | 255 | 22 | 255 | 41 | 255 | 14 | 185 | 35 | 185
KLYN-A-1 | A | 24 | 126 | 50 | 126 | 50 | 126 | 34 | 126 | 70 | 126 | 22 | 81 | 34 | 81
LAGA-1 | A | 58 | 505 | 135 | 505 | 158 | 505 | 50 | 425 | 140 | 425 | 56 | 425 | 135 | 330
LBAR-1G | A | 1 | 16 | 4 | 16 | 6 | 16 | 2 | 16 | 4 | 16 | 1 | 9 | 4 | 9
LBAR-1 | A | 40 | 230 | 64 | 230 | 66 | 230 | 60 | 230 | 132 | 230 | 36 | 120 | 86 | 120
LITTD1 | A | 57 | 485 | 110 | 485 | 110 | 485 | 66 | 485 | 80 | 485 | 60 | 335 | 150 | 335
LITTD2 | A | 57 | 485 | 110 | 485 | 110 | 485 | 66 | 485 | 80 | 485 | 60 | 335 | 150 | 335
LITTD3 | A | 57 | 485 | 110 | 485 | 110 | 485 | 66 | 485 | 80 | 485 | 60 | 335 | 150 | 335
LOAN-1 | A | 25 | 326 | 51 | 326 | 55 | 326 | 19 | 326 | 50 | 326 | 12 | 276 | 28 | 276
LOAN-2 | A | 25 | 326 | 51 | 326 | 55 | 326 | 19 | 326 | 50 | 326 | 12 | 276 | 28 | 276
LOAN-3 | A | 25 | 326 | 51 | 326 | 55 | 326 | 19 | 326 | 50 | 326 | 12 | 276 | 28 | 276
MEDP-1 | A | 28 | 231 | 72 | 231 | 72 | 231 | 44 | 231 | 110 | 231 | 28 | 190 | 72 | 190
MILWW-1 | A | 6 | 32 | 8 | 54 | 13 | 54 | 5 | 54 | 14 | 54 | 3 | 43 | 8 | 43
MRWD-1 | A | 50 | 384 | 90 | 384 | 100 | 384 | 52 | 384 | 160 | 384 | 52 | 298 | 110 | 298
NANT-1 | A | 0 | 15 | 0 | 15 | 0 | 15 | 0 | 15 | 1 | 15 | 0 | 15 | 0 | 15
PEHE-1 | A | 47 | 435 | 100 | 435 | 100 | 435 | 67 | 435 | 105 | 435 | 64 | 245 | 100 | 245
PEHE-2 | A | 16 | 490 | 40 | 265 | 42 | 490 | 0 | 0 | 0 | 0 | 0 | 490 | 0 | 490
PEMB-11 | A | 36 | 237 | 60 | 237 | 60 | 237 | 31 | 237 | 84 | 237 | 32 | 192 | 62 | 192
PEMB-21 | A | 36 | 237 | 60 | 237 | 60 | 237 | 31 | 237 | 84 | 237 | 32 | 192 | 62 | 192
PEMB-31 | A | 36 | 237 | 60 | 237 | 60 | 237 | 31 | 237 | 84 | 237 | 32 | 192 | 62 | 192
PEMB-41 | A | 36 | 237 | 60 | 237 | 60 | 237 | 31 | 237 | 84 | 237 | 32 | 192 | 62 | 192
PEMB-51 | A | 36 | 237 | 60 | 237 | 60 | 237 | 31 | 237 | 84 | 237 | 32 | 192 | 62 | 192
PETEM1 | A | 20 | 180 | 46 | 180 | 52 | 180 | 24 | 180 | 58 | 180 | 20 | 150 | 50 | 100
RATS-1 | A | 39 | 270 | 84 | 270 | 90 | 270 | 39 | 155 | 54 | 270 | 42 | 105 | 95 | 155
RATS-2 | A | 39 | 270 | 84 | 270 | 90 | 270 | 39 | 155 | 54 | 270 | 42 | 105 | 95 | 155
RATS-3 | A | 39 | 270 | 84 | 270 | 90 | 270 | 39 | 155 | 54 | 270 | 42 | 105 | 95 | 155
RATS-4 | A | 39 | 270 | 84 | 270 | 90 | 270 | 39 | 155 | 54 | 270 | 42 | 105 | 95 | 155
ROCK-1 | A | 36 | 400 | 50 | 400 | 54 | 400 | 60 | 400 | 160 | 400 | 33 | 220 | 53 | 220
ROOS-1 | A | 12 | 140 | 32 | 140 | 32 | 140 | 13 | 140 | 32 | 140 | 13 | 108 | 32 | 108
RUGPS-6 | A | 36 | 243 | 80 | 243 | 80 | 243 | 40 | 243 | 90 | 243 | 40 | 155 | 95 | 105
RUGPS-7 | A | 36 | 243 | 80 | 243 | 80 | 243 | 40 | 243 | 90 | 243 | 40 | 155 | 95 | 105
RYHPS-1 | A | 30 | 305 | 48 | 305 | 66 | 305 | 42 | 305 | 51 | 305 | 30 | 130 | 42 | 68
SCCL-1 | A | 35 | 180 | 70 | 180 | 70 | 180 | 40 | 180 | 95 | 180 | 40 | 100 | 100 | 50
SCCL-2 | A | 35 | 180 | 70 | 180 | 70 | 180 | 40 | 180 | 95 | 180 | 40 | 100 | 100 | 50
SCCL-3 | A | 35 | 180 | 70 | 180 | 70 | 180 | 40 | 180 | 95 | 180 | 40 | 100 | 100 | 50
SEAB-1 | A | 44 | 254 | 125 | 254 | 150 | 254 | 55 | 254 | 150 | 254 | 75 | 164 | 176 | 38
SEAB-2 | A | 31 | 138 | 76 | 138 | 86 | 138 | 32 | 138 | 82 | 138 | 37 | 73 | 90 | 43
SHBA-1 | A | 41 | 255 | 104 | 255 | 115 | 255 | 44 | 255 | 120 | 255 | 39 | 195 | 115 | 40
SHBA-2 | A | 26 | 183 | 64 | 183 | 70 | 183 | 30 | 183 | 80 | 183 | 28 | 103 | 66 | 69
SHOS-1 | A | 18 | 160 | 24 | 160 | 24 | 160 | 30 | 160 | 75 | 160 | 18 | 135 | 24 | 135
SHOT-1 | A | 8 | 75 | 20 | 75 | 32 | 75 | 12 | 75 | 30 | 75 | 12 | 60 | 26 | 45
SIZB-1 | A | 38 | 283 | 45 | 283 | 45 | 283 | 45 | 283 | 45 | 283 | 40 | 283 | 46 | 283
SIZB-2 | A | 38 | 283 | 45 | 283 | 45 | 283 | 45 | 283 | 45 | 283 | 40 | 283 | 46 | 283
SLOY-1 | A | 0 | 38 | 1 | 38 | 1 | 38 | 1 | 38 | 2 | 38 | 0 | 38 | 1 | 30
SLOY-2 | A | 0 | 38 | 1 | 38 | 1 | 38 | 1 | 38 | 2 | 38 | 0 | 38 | 1 | 30
SLOY-3 | A | 0 | 38 | 1 | 38 | 1 | 38 | 1 | 38 | 2 | 38 | 0 | 38 | 1 | 30
SLOY-4 | A | 0 | 28 | 1 | 28 | 1 | 28 | 1 | 28 | 2 | 28 | 0 | 28 | 1 | 22
SPLN-1 | A | 40 | 380 | 100 | 380 | 110 | 380 | 50 | 380 | 120 | 380 | 30 | 380 | 90 | 300
STAY-1 | A | 34 | 221 | 62 | 221 | 62 | 221 | 35 | 221 | 85 | 221 | 33 | 161 | 60 | 161
STAY-2 | A | 34 | 221 | 62 | 221 | 62 | 221 | 35 | 221 | 85 | 221 | 33 | 161 | 60 | 161
STAY-3 | A | 34 | 221 | 62 | 221 | 62 | 221 | 35 | 221 | 85 | 221 | 33 | 161 | 60 | 161
STAY-4 | A | 34 | 221 | 62 | 221 | 62 | 221 | 35 | 221 | 85 | 221 | 33 | 161 | 60 | 161
SUTB-1 | A | 36 | 380 | 104 | 380 | 148 | 380 | 52 | 380 | 132 | 380 | 47 | 250 | 107 | 250
SVRP-10 | A | 20 | 225 | 50 | 225 | 70 | 225 | 32 | 225 | 80 | 225 | 20 | 172 | 50 | 172
SVRP-20 | A | 20 | 225 | 50 | 225 | 70 | 225 | 32 | 225 | 80 | 225 | 20 | 172 | 50 | 172
TESI-1 | A | 40 | 260 | 100 | 260 | 140 | 260 | 60 | 260 | 140 | 260 | 40 | 200 | 120 | 100
TESI-2 | A | 40 | 260 | 100 | 260 | 140 | 260 | 60 | 260 | 140 | 260 | 40 | 200 | 120 | 100
TILB-7 | A | 20 | 160 | 30 | 160 | 30 | 160 | 20 | 160 | 30 | 160 | 6 | 100 | 10 | 100
TILB-8 | A | 20 | 160 | 30 | 160 | 30 | 160 | 20 | 160 | 30 | 160 | 6 | 100 | 10 | 100
TILB-9 | A | 20 | 160 | 30 | 160 | 30 | 160 | 20 | 160 | 30 | 160 | 6 | 100 | 10 | 100
TILB10 | A | 20 | 160 | 30 | 160 | 30 | 160 | 20 | 160 | 30 | 160 | 6 | 100 | 10 | 100
USKM-13 | A | 6 | 49 | 15 | 49 | 17 | 49 | 8 | 49 | 19 | 49 | 7 | 36 | 8 | 36
USKM-14 | A | 6 | 49 | 15 | 49 | 17 | 49 | 8 | 49 | 19 | 49 | 7 | 36 | 8 | 36
USKM-15 | A | 6 | 49 | 15 | 49 | 17 | 49 | 8 | 49 | 19 | 49 | 7 | 36 | 8 | 36
WBUPS-1 | A | 30 | 113 | 48 | 153 | 48 | 153 | 32 | 113 | 50 | 113 | 40 | 153 | 65 | 113
WBUPS-2 | A | 30 | 133 | 48 | 173 | 48 | 173 | 32 | 133 | 50 | 133 | 40 | 173 | 65 | 133
WBUPS-3 | A | 30 | 133 | 48 | 173 | 48 | 173 | 32 | 133 | 50 | 133 | 40 | 173 | 65 | 133
WBUPS-4 | A | 30 | 113 | 48 | 153 | 48 | 153 | 32 | 113 | 50 | 113 | 40 | 153 | 65 | 113
WHILW-1 | A | 31 | 322 | 84 | 322 | 90 | 322 | 33 | 322 | 90 | 322 | 32 | 255 | 86 | 210

## Oct 2012
MW Response Capability by BMU
|  | Primary Response (Max MWhrs) | [5 empty] | Secondary Response (Max Mwhrs) |  |  |  | High Frequency Response (Max MWhrs)
UNIT | Mode | 0.2Hz |  | 0.5Hz |  | 0.8Hz |  | 0.2/0.2Hz |  | 0.5/0.5Hz |  | 0.2Hz |  | 0.5Hz
ABTH7 | A | 40 | 250 | 72 | 250 | 72 | 250 | 48 | 250 | 120 | 250 | 38 | 185 | 55 | 185
ABTH8 | A | 40 | 250 | 72 | 250 | 72 | 250 | 48 | 250 | 120 | 250 | 38 | 185 | 55 | 185
ABTH9 | A | 40 | 250 | 72 | 250 | 72 | 250 | 48 | 250 | 120 | 250 | 38 | 185 | 55 | 185
BAGE-1 | A | 30 | 255 | 70 | 255 | 90 | 255 | 35 | 255 | 90 | 255 | 28 | 220 | 70 | 185
BAGE-2 | A | 3 | 17 | 8 | 17 | 12 | 17 | 4 | 17 | 9 | 17 | 2 | 17 | 5 | 17
BARKB2 | A | 33 | 210 | 82 | 210 | 108 | 210 | 39 | 210 | 97 | 210 | 31 | 120 | 84 | 120
BARK-1 | A | 22 | 140 | 55 | 140 | 72 | 140 | 26 | 140 | 65 | 140 | 21 | 80 | 54 | 80
BRDUW-1 | A | 6 | 58 | 17 | 58 | 17 | 58 | 7 | 58 | 17 | 58 | 6 | 36 | 17 | 36
BRGG-1 | A | 16 | 110 | 32 | 110 | 48 | 110 | 16 | 110 | 40 | 110 | 14 | 96 | 34 | 46
BRYP-1 | A | 15 | 82 | 25 | 82 | 31 | 82 | 22 | 82 | 37 | 82 | 10 | 82 | 27 | 47
CDCL-1 | A | 30 | 160 | 40 | 160 | 40 | 160 | 34 | 160 | 40 | 160 | 27 | 120 | 40 | 120
CLAC-1 | A | 3 | 28 | 8 | 28 | 13 | 28 | 3 | 36 | 9 | 36 | 3 | 28 | 8 | 28
CNQPS-1 | A | 22 | 126 | 51 | 126 | 70 | 126 | 28 | 126 | 70 | 126 | 20 | 100 | 45 | 100
CNQPS-2 | A | 22 | 126 | 51 | 126 | 70 | 126 | 28 | 126 | 70 | 126 | 20 | 100 | 45 | 100
CNQPS-3 | A | 22 | 126 | 51 | 126 | 70 | 126 | 28 | 126 | 70 | 126 | 20 | 100 | 45 | 100
CNQPS-4 | A | 22 | 126 | 51 | 126 | 70 | 126 | 28 | 126 | 70 | 126 | 20 | 100 | 45 | 100
COCK-1 | A | 15 | 168 | 42 | 168 | 48 | 168 | 10 | 168 | 25 | 168 | 6 | 138 | 7 | 138
COCK-2 | A | 15 | 168 | 42 | 168 | 48 | 168 | 10 | 168 | 25 | 168 | 6 | 138 | 7 | 138
COCK-3 | A | 15 | 168 | 42 | 168 | 48 | 168 | 10 | 168 | 25 | 168 | 6 | 138 | 7 | 138
COCK-4 | A | 15 | 168 | 42 | 168 | 48 | 168 | 10 | 168 | 25 | 168 | 6 | 138 | 7 | 138
CORB-1 | A | 10 | 130 | 30 | 130 | 50 | 130 | 28 | 130 | 60 | 130 | 15 | 95 | 40 | 60
COSO-1 | A | 20 | 380 | 40 | 380 | 50 | 380 | 60 | 380 | 140 | 380 | 17 | 304 | 40 | 304
COTPS-1 | A | 29 | 277 | 50 | 277 | 62 | 277 | 35 | 60 | 63 | 277 | 30 | 122 | 60 | 122
COTPS-2 | A | 29 | 287 | 50 | 287 | 62 | 287 | 35 | 60 | 63 | 287 | 30 | 122 | 60 | 122
COTPS-3 | A | 29 | 287 | 50 | 287 | 62 | 287 | 35 | 60 | 63 | 287 | 30 | 122 | 60 | 122
COTPS-4 | A | 29 | 277 | 50 | 277 | 62 | 277 | 35 | 60 | 63 | 277 | 30 | 122 | 60 | 122
COWE1 | A | 7 | 30 | 17 | 30 | 17 | 30 | 7 | 30 | 17 | 30 | 7 | 30 | 17 | 30
COWE2 | A | 7 | 30 | 17 | 30 | 17 | 30 | 7 | 30 | 17 | 30 | 7 | 30 | 17 | 30
CRUA-1 | A | 10 | 110 | 25 | 110 | 37 | 110 | 12 | 110 | 30 | 110 | 10 | 84 | 25 | 48
CRUA-2 | A | 10 | 110 | 25 | 110 | 37 | 110 | 12 | 110 | 30 | 110 | 10 | 84 | 25 | 48
CRUA-3 | A | 7 | 30 | 15 | 30 | 21 | 30 | 9 | 30 | 24 | 30 | 5 | 25 | 13 | 15
CRUA-4 | A | 7 | 30 | 15 | 30 | 21 | 30 | 9 | 30 | 24 | 30 | 5 | 25 | 13 | 15
DAMC-1 | A | 64 | 380 | 136 | 380 | 156 | 380 | 80 | 380 | 180 | 380 | 60 | 293 | 190 | 128
DEEP-1 | A | 20 | 180 | 60 | 180 | 86 | 180 | 22 | 180 | 80 | 180 | 24 | 96 | 52 | 96
DERW-1 | A | 13 | 90 | 35 | 90 | 45 | 90 | 16 | 90 | 40 | 90 | 16 | 90 | 32 | 72
DIDCB5 | A | 40 | 330 | 104 | 330 | 125 | 330 | 55 | 330 | 140 | 330 | 40 | 185 | 105 | 185
DIDCB6 | A | 50 | 250 | 105 | 250 | 105 | 250 | 50 | 250 | 130 | 250 | 50 | 153 | 110 | 103
DIDC1 | A | 42 | 225 | 85 | 225 | 85 | 225 | 24 | 225 | 62 | 120 | 24 | 73 | 60 | 147
DIDC2 | A | 42 | 225 | 85 | 225 | 85 | 225 | 24 | 225 | 62 | 120 | 24 | 73 | 60 | 147
DIDC3 | A | 42 | 225 | 85 | 225 | 85 | 225 | 24 | 225 | 62 | 120 | 24 | 73 | 60 | 147
DIDC4 | A | 42 | 225 | 85 | 225 | 85 | 225 | 24 | 225 | 62 | 120 | 24 | 73 | 60 | 147
DINO-1 | A | 14 | 138 | 39 | 138 | 58 | 138 | 28 | 138 | 72 | 138 | 14 | 118 | 36 | 88
DINO-2 | A | 14 | 138 | 39 | 138 | 58 | 138 | 28 | 138 | 72 | 138 | 14 | 118 | 36 | 88
DINO-3 | A | 14 | 138 | 39 | 138 | 58 | 138 | 28 | 138 | 72 | 138 | 14 | 118 | 36 | 88
DINO-4 | A | 14 | 138 | 39 | 138 | 58 | 138 | 28 | 138 | 72 | 138 | 14 | 118 | 36 | 88
DINO-5 | A | 14 | 138 | 39 | 138 | 58 | 138 | 28 | 138 | 72 | 138 | 14 | 118 | 36 | 88
DINO-6 | A | 14 | 138 | 39 | 138 | 58 | 138 | 28 | 138 | 72 | 138 | 14 | 118 | 36 | 88
DRAXX-1 | A | 68 | 345 | 100 | 345 | 100 | 345 | 64 | 95 | 110 | 345 | 60 | 225 | 70 | 225
DRAXX-2 | A | 68 | 345 | 100 | 345 | 100 | 345 | 64 | 95 | 110 | 345 | 60 | 225 | 70 | 225
DRAXX-3 | A | 68 | 345 | 100 | 345 | 100 | 345 | 64 | 95 | 110 | 345 | 60 | 225 | 70 | 225
DRAXX-4 | A | 68 | 345 | 100 | 345 | 100 | 345 | 64 | 95 | 110 | 345 | 60 | 225 | 70 | 225
DRAXX-5 | A | 68 | 345 | 100 | 345 | 100 | 345 | 64 | 95 | 110 | 345 | 60 | 225 | 70 | 225
DRAXX-6 | A | 68 | 345 | 100 | 345 | 100 | 345 | 64 | 95 | 110 | 345 | 60 | 225 | 70 | 225
EECL-1 | A | 20 | 133 | 25 | 133 | 26 | 133 | 29 | 133 | 80 | 133 | 18 | 105 | 26 | 105
EGGPS-1 | A | 45 | 205 | 83 | 205 | 83 | 205 | 49 | 205 | 110 | 205 | 33 | 95 | 60 | 95
EGGPS-2 | A | 45 | 205 | 83 | 205 | 83 | 205 | 49 | 205 | 110 | 205 | 33 | 95 | 60 | 95
EGGPS-3 | A | 45 | 205 | 83 | 205 | 83 | 205 | 49 | 205 | 110 | 205 | 33 | 95 | 60 | 95
EGGPS-4 | A | 45 | 205 | 83 | 205 | 83 | 205 | 49 | 205 | 110 | 205 | 33 | 95 | 60 | 95
ERRO-1 | A | 1 | 21 | 1 | 21 | 1 | 21 | 2 | 21 | 5 | 21 | 1 | 17 | 1 | 17
ERRO-2 | A | 1 | 21 | 1 | 21 | 1 | 21 | 2 | 21 | 5 | 21 | 1 | 17 | 1 | 17
ERRO-3 | A | 1 | 21 | 1 | 21 | 1 | 21 | 2 | 21 | 5 | 21 | 1 | 17 | 1 | 17
FAARW-1 | A | 2 | 37 | 4 | 37 | 4 | 37 | 4 | 37 | 12 | 37 | 2 | 33 | 4 | 33
FAARW-2 | A | 2 | 37 | 4 | 37 | 4 | 37 | 4 | 37 | 12 | 37 | 2 | 33 | 4 | 33
FASN-1 | A | 0 | 15 | 1 | 15 | 1 | 15 | 1 | 15 | 2 | 15 | 0 | 15 | 1 | 12
FASN-2 | A | 0 | 15 | 1 | 15 | 1 | 15 | 1 | 15 | 2 | 15 | 0 | 15 | 1 | 12
FASN-3 | A | 0 | 15 | 1 | 15 | 1 | 15 | 1 | 15 | 2 | 15 | 0 | 15 | 1 | 12
FAWL1 | A | 36 | 244 | 77 | 244 | 77 | 244 | 10 | 244 | 10 | 244 | 40 | 98 | 91 | 145
FAWL3 | A | 36 | 244 | 77 | 244 | 77 | 244 | 10 | 244 | 10 | 244 | 40 | 98 | 91 | 145
FAWN-1 | A | 10 | 52 | 25 | 52 | 40 | 52 | 13 | 52 | 32 | 52 | 11 | 37 | 27 | 27
FELL-1 | A | 9 | 63 | 21 | 63 | 22 | 63 | 10 | 63 | 24 | 63 | 9 | 63 | 22 | 63
FERR-1 | A | 25 | 150 | 45 | 250 | 56 | 250 | 40 | 250 | 60 | 250 | 34 | 80 | 59 | 150
FERR-2 | A | 25 | 150 | 45 | 250 | 56 | 250 | 40 | 250 | 60 | 250 | 34 | 80 | 59 | 150
FERR-3 | A | 25 | 150 | 45 | 250 | 56 | 250 | 40 | 250 | 60 | 250 | 34 | 80 | 59 | 150
FERR-4 | A | 25 | 150 | 45 | 250 | 56 | 250 | 40 | 250 | 60 | 250 | 34 | 80 | 59 | 150
FFES-1 | A | 10 | 35 | 27 | 35 | 30 | 35 | 9 | 35 | 22 | 35 | 4 | 27 | 6 | 27
FFES-2 | A | 10 | 35 | 27 | 35 | 30 | 35 | 9 | 35 | 22 | 35 | 4 | 27 | 6 | 27
FFES-3 | A | 10 | 35 | 27 | 35 | 30 | 35 | 9 | 35 | 22 | 35 | 4 | 27 | 6 | 27
FFES-4 | A | 10 | 35 | 27 | 35 | 30 | 35 | 9 | 35 | 22 | 35 | 4 | 27 | 6 | 27
FIDL-1 | A | 13 | 205 | 20 | 205 | 23 | 205 | 35 | 100 | 40 | 147 | 30 | 147 | 50 | 147
FIDL-2 | A | 13 | 205 | 20 | 205 | 23 | 205 | 35 | 100 | 40 | 147 | 30 | 147 | 50 | 147
FIDL-3 | A | 13 | 205 | 20 | 205 | 23 | 205 | 35 | 100 | 40 | 147 | 30 | 147 | 50 | 147
FIDL-4 | A | 13 | 205 | 20 | 205 | 23 | 205 | 35 | 100 | 40 | 147 | 30 | 147 | 50 | 147
FIFE-1 | A | 6 | 63 | 12 | 63 | 12 | 63 | 11 | 63 | 24 | 63 | 6 | 53 | 8 | 53
FINL-1 | A | 0 | 14 | 1 | 14 | 1 | 14 | 1 | 14 | 2 | 14 | 0 | 14 | 1 | 11
FOYE-1 | A | 6 | 60 | 13 | 60 | 16 | 60 | 11 | 60 | 27 | 60 | 5 | 30 | 11 | 30
FOYE-2 | A | 6 | 60 | 13 | 60 | 16 | 60 | 11 | 60 | 27 | 60 | 5 | 30 | 11 | 30
GNFSW-1 | A | 11 | 100 | 30 | 100 | 30 | 100 | 12 | 100 | 31 | 100 | 12 | 70 | 30 | 70
GNFSW-2 | A | 7 | 64 | 18 | 64 | 18 | 64 | 8 | 64 | 18 | 64 | 6 | 49 | 15 | 49
GRAI-1 | A | 43 | 485 | 100 | 485 | 160 | 485 | 60 | 485 | 140 | 485 | 33 | 0 | 60 | 345
GRAI-3 | A | 43 | 485 | 100 | 485 | 160 | 485 | 60 | 485 | 140 | 485 | 33 | 0 | 60 | 345
GRAI-4 | A | 43 | 485 | 100 | 485 | 160 | 485 | 60 | 485 | 140 | 485 | 33 | 0 | 60 | 345
GRMO-1 | A | 8 | 43 | 8 | 43 | 8 | 43 | 8 | 43 | 8 | 43 | 8 | 23 | 8 | 23
GYAR-1 | A | 17 | 176 | 42 | 176 | 66 | 176 | 24 | 176 | 60 | 176 | 17 | 176 | 42 | 176
HADHW-1 | A | 7 | 96 | 14 | 96 | 22 | 96 | 13 | 96 | 34 | 96 | 8 | 65 | 17 | 65
HUMR-1 | A | 60 | 533 | 150 | 533 | 200 | 533 | 80 | 533 | 200 | 533 | 62 | 419 | 155 | 251
INDQ-1 | A | 12 | 102 | 31 | 102 | 43 | 102 | 13 | 102 | 34 | 102 | 12 | 72 | 30 | 72
IRNPS-1 | A | 35 | 125 | 45 | 125 | 48 | 285 | 42 | 285 | 68 | 125 | 28 | 125 | 42 | 185
IRNPS-2 | A | 35 | 125 | 45 | 125 | 48 | 285 | 42 | 285 | 68 | 125 | 28 | 125 | 42 | 185
KEAD-1 | A | 29 | 315 | 67 | 315 | 102 | 315 | 48 | 315 | 110 | 315 | 30 | 275 | 75 | 155
KILBW-1 | A | 3 | 56 | 8 | 56 | 13 | 56 | 5 | 56 | 14 | 56 | 4 | 53 | 9 | 47
KILLPG-1 | A | 8 | 225 | 10 | 225 | 10 | 225 | 10 | 225 | 12 | 225 | 4 | 150 | 15 | 150
KILLPG-2 | A | 8 | 225 | 10 | 225 | 10 | 225 | 10 | 225 | 12 | 225 | 4 | 150 | 15 | 150
KILNS-1 | A | 30 | 290 | 72 | 290 | 84 | 290 | 42 | 290 | 114 | 290 | 18 | 104 | 45 | 104
KINO-1 | A | 27 | 255 | 35 | 255 | 35 | 255 | 22 | 255 | 44 | 255 | 14 | 185 | 35 | 185
KINO-2 | A | 27 | 255 | 35 | 255 | 35 | 255 | 22 | 255 | 44 | 255 | 14 | 185 | 35 | 185
KINO-3 | A | 27 | 255 | 35 | 255 | 35 | 255 | 22 | 255 | 41 | 255 | 14 | 185 | 35 | 185
KINO-4 | A | 27 | 255 | 35 | 255 | 35 | 255 | 22 | 255 | 41 | 255 | 14 | 185 | 35 | 185
KLYN-A-1 | A | 24 | 126 | 50 | 126 | 50 | 126 | 34 | 126 | 70 | 126 | 22 | 81 | 34 | 81
LAGA-1 | A | 58 | 505 | 135 | 505 | 158 | 505 | 50 | 425 | 140 | 425 | 56 | 425 | 135 | 330
LBAR-1G | A | 1 | 16 | 4 | 16 | 6 | 16 | 2 | 16 | 4 | 16 | 1 | 9 | 4 | 9
LBAR-1 | A | 40 | 230 | 64 | 230 | 66 | 230 | 60 | 230 | 132 | 230 | 36 | 120 | 86 | 120
LITTD1 | A | 57 | 485 | 110 | 485 | 110 | 485 | 66 | 485 | 80 | 485 | 60 | 335 | 150 | 335
LITTD2 | A | 57 | 485 | 110 | 485 | 110 | 485 | 66 | 485 | 80 | 485 | 60 | 335 | 150 | 335
LITTD3 | A | 57 | 485 | 110 | 485 | 110 | 485 | 66 | 485 | 80 | 485 | 60 | 335 | 150 | 335
LOAN-1 | A | 25 | 326 | 51 | 326 | 55 | 326 | 19 | 326 | 50 | 326 | 12 | 276 | 28 | 276
LOAN-2 | A | 25 | 326 | 51 | 326 | 55 | 326 | 19 | 326 | 50 | 326 | 12 | 276 | 28 | 276
LOAN-3 | A | 25 | 326 | 51 | 326 | 55 | 326 | 19 | 326 | 50 | 326 | 12 | 276 | 28 | 276
MEDP-1 | A | 28 | 231 | 72 | 231 | 72 | 231 | 44 | 231 | 110 | 231 | 28 | 190 | 72 | 190
MILWW-1 | A | 6 | 32 | 8 | 54 | 13 | 54 | 5 | 54 | 14 | 54 | 3 | 43 | 8 | 43
MRWD-1 | A | 50 | 384 | 90 | 384 | 100 | 384 | 52 | 384 | 160 | 384 | 52 | 298 | 110 | 298
NANT-1 | A | 0 | 15 | 0 | 15 | 0 | 15 | 0 | 15 | 1 | 15 | 0 | 15 | 0 | 15
PEHE-1 | A | 47 | 435 | 100 | 435 | 100 | 435 | 67 | 435 | 105 | 435 | 64 | 245 | 100 | 245
PEHE-2 | A | 16 | 490 | 40 | 265 | 42 | 490 | 0 | 0 | 0 | 0 | 0 | 490 | 0 | 490
PEMB-11 | A | 36 | 237 | 60 | 237 | 60 | 237 | 31 | 237 | 84 | 237 | 32 | 192 | 62 | 192
PEMB-21 | A | 36 | 237 | 60 | 237 | 60 | 237 | 31 | 237 | 84 | 237 | 32 | 192 | 62 | 192
PEMB-31 | A | 36 | 237 | 60 | 237 | 60 | 237 | 31 | 237 | 84 | 237 | 32 | 192 | 62 | 192
PEMB-41 | A | 36 | 237 | 60 | 237 | 60 | 237 | 31 | 237 | 84 | 237 | 32 | 192 | 62 | 192
PEMB-51 | A | 36 | 237 | 60 | 237 | 60 | 237 | 31 | 237 | 84 | 237 | 32 | 192 | 62 | 192
PETEM1 | A | 20 | 180 | 46 | 180 | 52 | 180 | 24 | 180 | 58 | 180 | 20 | 150 | 50 | 100
RATS-1 | A | 39 | 270 | 84 | 270 | 90 | 270 | 39 | 155 | 54 | 270 | 42 | 105 | 95 | 155
RATS-2 | A | 39 | 270 | 84 | 270 | 90 | 270 | 39 | 155 | 54 | 270 | 42 | 105 | 95 | 155
RATS-3 | A | 39 | 270 | 84 | 270 | 90 | 270 | 39 | 155 | 54 | 270 | 42 | 105 | 95 | 155
RATS-4 | A | 39 | 270 | 84 | 270 | 90 | 270 | 39 | 155 | 54 | 270 | 42 | 105 | 95 | 155
ROCK-1 | A | 36 | 400 | 50 | 400 | 54 | 400 | 60 | 400 | 160 | 400 | 33 | 220 | 53 | 220
ROOS-1 | A | 12 | 140 | 32 | 140 | 32 | 140 | 13 | 140 | 32 | 140 | 13 | 108 | 32 | 108
RUGPS-6 | A | 36 | 243 | 80 | 243 | 80 | 243 | 40 | 243 | 90 | 243 | 40 | 155 | 95 | 105
RUGPS-7 | A | 36 | 243 | 80 | 243 | 80 | 243 | 40 | 243 | 90 | 243 | 40 | 155 | 95 | 105
RYHPS-1 | A | 30 | 305 | 48 | 305 | 66 | 305 | 42 | 305 | 51 | 305 | 30 | 130 | 42 | 68
SCCL-1 | A | 35 | 180 | 70 | 180 | 70 | 180 | 40 | 180 | 95 | 180 | 40 | 100 | 100 | 50
SCCL-2 | A | 35 | 180 | 70 | 180 | 70 | 180 | 40 | 180 | 95 | 180 | 40 | 100 | 100 | 50
SCCL-3 | A | 35 | 180 | 70 | 180 | 70 | 180 | 40 | 180 | 95 | 180 | 40 | 100 | 100 | 50
SEAB-1 | A | 44 | 254 | 125 | 254 | 150 | 254 | 55 | 254 | 150 | 254 | 75 | 164 | 176 | 38
SEAB-2 | A | 31 | 138 | 76 | 138 | 86 | 138 | 32 | 138 | 82 | 138 | 37 | 73 | 90 | 43
SHBA-1 | A | 41 | 255 | 104 | 255 | 115 | 255 | 44 | 255 | 120 | 255 | 39 | 195 | 115 | 40
SHBA-2 | A | 26 | 183 | 64 | 183 | 70 | 183 | 30 | 183 | 80 | 183 | 28 | 103 | 66 | 69
SHOS-1 | A | 18 | 160 | 24 | 160 | 24 | 160 | 30 | 160 | 75 | 160 | 18 | 135 | 24 | 135
SHOT-1 | A | 8 | 75 | 20 | 75 | 32 | 75 | 12 | 75 | 30 | 75 | 12 | 60 | 26 | 45
SIZB-1 | A | 38 | 283 | 45 | 283 | 45 | 283 | 45 | 283 | 45 | 283 | 40 | 283 | 46 | 283
SIZB-2 | A | 38 | 283 | 45 | 283 | 45 | 283 | 45 | 283 | 45 | 283 | 40 | 283 | 46 | 283
SLOY-1 | A | 0 | 38 | 1 | 38 | 1 | 38 | 1 | 38 | 2 | 38 | 0 | 38 | 1 | 30
SLOY-2 | A | 0 | 38 | 1 | 38 | 1 | 38 | 1 | 38 | 2 | 38 | 0 | 38 | 1 | 30
SLOY-3 | A | 0 | 38 | 1 | 38 | 1 | 38 | 1 | 38 | 2 | 38 | 0 | 38 | 1 | 30
SLOY-4 | A | 0 | 28 | 1 | 28 | 1 | 28 | 1 | 28 | 2 | 28 | 0 | 28 | 1 | 22
SPLN-1 | A | 40 | 380 | 100 | 380 | 110 | 380 | 50 | 380 | 120 | 380 | 30 | 380 | 90 | 300
STAY-1 | A | 34 | 221 | 62 | 221 | 62 | 221 | 35 | 221 | 85 | 221 | 33 | 161 | 60 | 161
STAY-2 | A | 34 | 221 | 62 | 221 | 62 | 221 | 35 | 221 | 85 | 221 | 33 | 161 | 60 | 161
STAY-3 | A | 34 | 221 | 62 | 221 | 62 | 221 | 35 | 221 | 85 | 221 | 33 | 161 | 60 | 161
STAY-4 | A | 34 | 221 | 62 | 221 | 62 | 221 | 35 | 221 | 85 | 221 | 33 | 161 | 60 | 161
SUTB-1 | A | 36 | 380 | 104 | 380 | 148 | 380 | 52 | 380 | 132 | 380 | 47 | 250 | 107 | 250
SVRP-10 | A | 20 | 225 | 50 | 225 | 70 | 225 | 32 | 225 | 80 | 225 | 20 | 172 | 50 | 172
SVRP-20 | A | 20 | 225 | 50 | 225 | 70 | 225 | 32 | 225 | 80 | 225 | 20 | 172 | 50 | 172
TESI-1 | A | 40 | 260 | 100 | 260 | 140 | 260 | 60 | 260 | 140 | 260 | 40 | 200 | 120 | 100
TESI-2 | A | 40 | 260 | 100 | 260 | 140 | 260 | 60 | 260 | 140 | 260 | 40 | 200 | 120 | 100
TILB-7 | A | 20 | 160 | 30 | 160 | 30 | 160 | 20 | 160 | 30 | 160 | 6 | 100 | 10 | 100
TILB-8 | A | 20 | 160 | 30 | 160 | 30 | 160 | 20 | 160 | 30 | 160 | 6 | 100 | 10 | 100
TILB-9 | A | 20 | 160 | 30 | 160 | 30 | 160 | 20 | 160 | 30 | 160 | 6 | 100 | 10 | 100
TILB10 | A | 20 | 160 | 30 | 160 | 30 | 160 | 20 | 160 | 30 | 160 | 6 | 100 | 10 | 100
USKM-13 | A | 6 | 49 | 15 | 49 | 17 | 49 | 8 | 49 | 19 | 49 | 7 | 36 | 8 | 36
USKM-14 | A | 6 | 49 | 15 | 49 | 17 | 49 | 8 | 49 | 19 | 49 | 7 | 36 | 8 | 36
USKM-15 | A | 6 | 49 | 15 | 49 | 17 | 49 | 8 | 49 | 19 | 49 | 7 | 36 | 8 | 36
WBUPS-1 | A | 30 | 113 | 48 | 153 | 48 | 153 | 32 | 113 | 50 | 113 | 40 | 153 | 65 | 113
WBUPS-2 | A | 30 | 133 | 48 | 173 | 48 | 173 | 32 | 133 | 50 | 133 | 40 | 173 | 65 | 133
WBUPS-3 | A | 30 | 133 | 48 | 173 | 48 | 173 | 32 | 133 | 50 | 133 | 40 | 173 | 65 | 133
WBUPS-4 | A | 30 | 113 | 48 | 153 | 48 | 153 | 32 | 113 | 50 | 113 | 40 | 153 | 65 | 113
WHILW-1 | A | 31 | 322 | 84 | 322 | 90 | 322 | 33 | 322 | 90 | 322 | 32 | 255 | 86 | 210

## Sep 2012
MW Response Capability by BMU
|  | Primary Response (Max MWhrs) | [5 empty] | Secondary Response (Max Mwhrs) |  |  |  | High Frequency Response (Max MWhrs)
UNIT | Mode | 0.2Hz |  | 0.5Hz |  | 0.8Hz |  | 0.2/0.2Hz |  | 0.5/0.5Hz |  | 0.2Hz |  | 0.5Hz
ABTH7 | A | 40 | 250 | 72 | 250 | 72 | 250 | 48 | 250 | 120 | 250 | 38 | 185 | 55 | 185
ABTH8 | A | 40 | 250 | 72 | 250 | 72 | 250 | 48 | 250 | 120 | 250 | 38 | 185 | 55 | 185
ABTH9 | A | 40 | 250 | 72 | 250 | 72 | 250 | 48 | 250 | 120 | 250 | 38 | 185 | 55 | 185
BAGE-1 | A | 30 | 255 | 70 | 255 | 90 | 255 | 35 | 255 | 90 | 255 | 28 | 220 | 70 | 185
BAGE-2 | A | 3 | 17 | 8 | 17 | 12 | 17 | 4 | 17 | 9 | 17 | 2 | 17 | 5 | 17
BARKB2 | A | 33 | 210 | 82 | 210 | 108 | 210 | 39 | 210 | 97 | 210 | 31 | 120 | 84 | 120
BARK-1 | A | 22 | 140 | 55 | 140 | 72 | 140 | 26 | 140 | 65 | 140 | 21 | 80 | 54 | 80
BRDUW-1 | A | 6 | 58 | 17 | 58 | 17 | 58 | 7 | 58 | 17 | 58 | 6 | 36 | 17 | 36
BRGG-1 | A | 16 | 110 | 32 | 110 | 48 | 110 | 16 | 110 | 40 | 110 | 14 | 96 | 34 | 46
BRYP-1 | A | 15 | 82 | 25 | 82 | 31 | 82 | 22 | 82 | 37 | 82 | 10 | 82 | 27 | 47
CDCL-1 | A | 30 | 160 | 40 | 160 | 40 | 160 | 34 | 160 | 40 | 160 | 27 | 120 | 40 | 120
CLAC-1 | A | 3 | 28 | 8 | 28 | 13 | 28 | 3 | 36 | 9 | 36 | 3 | 28 | 8 | 28
CNQPS-1 | A | 22 | 126 | 51 | 126 | 70 | 126 | 28 | 126 | 70 | 126 | 20 | 100 | 45 | 100
CNQPS-2 | A | 22 | 126 | 51 | 126 | 70 | 126 | 28 | 126 | 70 | 126 | 20 | 100 | 45 | 100
CNQPS-3 | A | 22 | 126 | 51 | 126 | 70 | 126 | 28 | 126 | 70 | 126 | 20 | 100 | 45 | 100
CNQPS-4 | A | 22 | 126 | 51 | 126 | 70 | 126 | 28 | 126 | 70 | 126 | 20 | 100 | 45 | 100
COCK-1 | A | 15 | 168 | 42 | 168 | 48 | 168 | 10 | 168 | 25 | 168 | 6 | 138 | 7 | 138
COCK-2 | A | 15 | 168 | 42 | 168 | 48 | 168 | 10 | 168 | 25 | 168 | 6 | 138 | 7 | 138
COCK-3 | A | 15 | 168 | 42 | 168 | 48 | 168 | 10 | 168 | 25 | 168 | 6 | 138 | 7 | 138
COCK-4 | A | 15 | 168 | 42 | 168 | 48 | 168 | 10 | 168 | 25 | 168 | 6 | 138 | 7 | 138
CORB-1 | A | 10 | 130 | 30 | 130 | 50 | 130 | 28 | 130 | 60 | 130 | 15 | 95 | 40 | 60
COSO-1 | A | 20 | 380 | 40 | 380 | 50 | 380 | 60 | 380 | 140 | 380 | 17 | 304 | 40 | 304
COTPS-1 | A | 29 | 277 | 50 | 277 | 62 | 277 | 35 | 60 | 63 | 277 | 30 | 122 | 60 | 122
COTPS-2 | A | 29 | 287 | 50 | 287 | 62 | 287 | 35 | 60 | 63 | 287 | 30 | 122 | 60 | 122
COTPS-3 | A | 29 | 287 | 50 | 287 | 62 | 287 | 35 | 60 | 63 | 287 | 30 | 122 | 60 | 122
COTPS-4 | A | 29 | 277 | 50 | 277 | 62 | 277 | 35 | 60 | 63 | 277 | 30 | 122 | 60 | 122
COWE1 | A | 7 | 30 | 17 | 30 | 17 | 30 | 7 | 30 | 17 | 30 | 7 | 30 | 17 | 30
COWE2 | A | 7 | 30 | 17 | 30 | 17 | 30 | 7 | 30 | 17 | 30 | 7 | 30 | 17 | 30
CRUA-1 | A | 10 | 110 | 25 | 110 | 37 | 110 | 12 | 110 | 30 | 110 | 10 | 84 | 25 | 48
CRUA-2 | A | 10 | 110 | 25 | 110 | 37 | 110 | 12 | 110 | 30 | 110 | 10 | 84 | 25 | 48
CRUA-3 | A | 7 | 30 | 15 | 30 | 21 | 30 | 9 | 30 | 24 | 30 | 5 | 25 | 13 | 15
CRUA-4 | A | 7 | 30 | 15 | 30 | 21 | 30 | 9 | 30 | 24 | 30 | 5 | 25 | 13 | 15
DAMC-1 | A | 64 | 380 | 136 | 380 | 156 | 380 | 80 | 380 | 180 | 380 | 60 | 293 | 190 | 128
DEEP-1 | A | 20 | 180 | 60 | 180 | 86 | 180 | 22 | 180 | 80 | 180 | 24 | 96 | 52 | 96
DERW-1 | A | 13 | 90 | 35 | 90 | 45 | 90 | 16 | 90 | 40 | 90 | 16 | 90 | 32 | 72
DIDCB5 | A | 40 | 330 | 104 | 330 | 125 | 330 | 55 | 330 | 140 | 330 | 40 | 185 | 105 | 185
DIDCB6 | A | 50 | 250 | 105 | 250 | 105 | 250 | 50 | 250 | 130 | 250 | 50 | 153 | 110 | 103
DIDC1 | A | 42 | 225 | 85 | 225 | 85 | 225 | 24 | 225 | 62 | 120 | 24 | 73 | 60 | 147
DIDC2 | A | 42 | 225 | 85 | 225 | 85 | 225 | 24 | 225 | 62 | 120 | 24 | 73 | 60 | 147
DIDC3 | A | 42 | 225 | 85 | 225 | 85 | 225 | 24 | 225 | 62 | 120 | 24 | 73 | 60 | 147
DIDC4 | A | 42 | 225 | 85 | 225 | 85 | 225 | 24 | 225 | 62 | 120 | 24 | 73 | 60 | 147
DINO-1 | A | 14 | 138 | 39 | 138 | 58 | 138 | 28 | 138 | 72 | 138 | 14 | 118 | 36 | 88
DINO-2 | A | 14 | 138 | 39 | 138 | 58 | 138 | 28 | 138 | 72 | 138 | 14 | 118 | 36 | 88
DINO-3 | A | 14 | 138 | 39 | 138 | 58 | 138 | 28 | 138 | 72 | 138 | 14 | 118 | 36 | 88
DINO-4 | A | 14 | 138 | 39 | 138 | 58 | 138 | 28 | 138 | 72 | 138 | 14 | 118 | 36 | 88
DINO-5 | A | 14 | 138 | 39 | 138 | 58 | 138 | 28 | 138 | 72 | 138 | 14 | 118 | 36 | 88
DINO-6 | A | 14 | 138 | 39 | 138 | 58 | 138 | 28 | 138 | 72 | 138 | 14 | 118 | 36 | 88
DRAXX-1 | A | 68 | 345 | 100 | 345 | 100 | 345 | 64 | 95 | 110 | 345 | 60 | 225 | 70 | 225
DRAXX-2 | A | 68 | 345 | 100 | 345 | 100 | 345 | 64 | 95 | 110 | 345 | 60 | 225 | 70 | 225
DRAXX-3 | A | 68 | 345 | 100 | 345 | 100 | 345 | 64 | 95 | 110 | 345 | 60 | 225 | 70 | 225
DRAXX-4 | A | 68 | 345 | 100 | 345 | 100 | 345 | 64 | 95 | 110 | 345 | 60 | 225 | 70 | 225
DRAXX-5 | A | 68 | 345 | 100 | 345 | 100 | 345 | 64 | 95 | 110 | 345 | 60 | 225 | 70 | 225
DRAXX-6 | A | 68 | 345 | 100 | 345 | 100 | 345 | 64 | 95 | 110 | 345 | 60 | 225 | 70 | 225
EECL-1 | A | 20 | 133 | 25 | 133 | 26 | 133 | 29 | 133 | 80 | 133 | 18 | 105 | 26 | 105
EGGPS-1 | A | 45 | 205 | 83 | 205 | 83 | 205 | 49 | 205 | 110 | 205 | 33 | 95 | 60 | 95
EGGPS-2 | A | 45 | 205 | 83 | 205 | 83 | 205 | 49 | 205 | 110 | 205 | 33 | 95 | 60 | 95
EGGPS-3 | A | 45 | 205 | 83 | 205 | 83 | 205 | 49 | 205 | 110 | 205 | 33 | 95 | 60 | 95
EGGPS-4 | A | 45 | 205 | 83 | 205 | 83 | 205 | 49 | 205 | 110 | 205 | 33 | 95 | 60 | 95
ERRO-1 | A | 1 | 21 | 1 | 21 | 1 | 21 | 2 | 21 | 5 | 21 | 1 | 17 | 1 | 17
ERRO-2 | A | 1 | 21 | 1 | 21 | 1 | 21 | 2 | 21 | 5 | 21 | 1 | 17 | 1 | 17
ERRO-3 | A | 1 | 21 | 1 | 21 | 1 | 21 | 2 | 21 | 5 | 21 | 1 | 17 | 1 | 17
FAARW-1 | A | 2 | 37 | 4 | 37 | 4 | 37 | 4 | 37 | 12 | 37 | 2 | 33 | 4 | 33
FAARW-2 | A | 2 | 37 | 4 | 37 | 4 | 37 | 4 | 37 | 12 | 37 | 2 | 33 | 4 | 33
FASN-1 | A | 0 | 15 | 1 | 15 | 1 | 15 | 1 | 15 | 2 | 15 | 0 | 15 | 1 | 12
FASN-2 | A | 0 | 15 | 1 | 15 | 1 | 15 | 1 | 15 | 2 | 15 | 0 | 15 | 1 | 12
FASN-3 | A | 0 | 15 | 1 | 15 | 1 | 15 | 1 | 15 | 2 | 15 | 0 | 15 | 1 | 12
FAWL1 | A | 36 | 244 | 77 | 244 | 77 | 244 | 10 | 244 | 10 | 244 | 40 | 98 | 91 | 145
FAWL3 | A | 36 | 244 | 77 | 244 | 77 | 244 | 10 | 244 | 10 | 244 | 40 | 98 | 91 | 145
FAWN-1 | A | 10 | 52 | 25 | 52 | 40 | 52 | 13 | 52 | 32 | 52 | 11 | 37 | 27 | 27
FELL-1 | A | 9 | 63 | 21 | 63 | 22 | 63 | 10 | 63 | 24 | 63 | 9 | 63 | 22 | 63
FERR-1 | A | 25 | 150 | 45 | 250 | 56 | 250 | 40 | 250 | 60 | 250 | 34 | 80 | 59 | 150
FERR-2 | A | 25 | 150 | 45 | 250 | 56 | 250 | 40 | 250 | 60 | 250 | 34 | 80 | 59 | 150
FERR-3 | A | 25 | 150 | 45 | 250 | 56 | 250 | 40 | 250 | 60 | 250 | 34 | 80 | 59 | 150
FERR-4 | A | 25 | 150 | 45 | 250 | 56 | 250 | 40 | 250 | 60 | 250 | 34 | 80 | 59 | 150
FFES-1 | A | 10 | 35 | 27 | 35 | 30 | 35 | 9 | 35 | 22 | 35 | 4 | 27 | 6 | 27
FFES-2 | A | 10 | 35 | 27 | 35 | 30 | 35 | 9 | 35 | 22 | 35 | 4 | 27 | 6 | 27
FFES-3 | A | 10 | 35 | 27 | 35 | 30 | 35 | 9 | 35 | 22 | 35 | 4 | 27 | 6 | 27
FFES-4 | A | 10 | 35 | 27 | 35 | 30 | 35 | 9 | 35 | 22 | 35 | 4 | 27 | 6 | 27
FIDL-1 | A | 13 | 205 | 20 | 205 | 23 | 205 | 35 | 100 | 40 | 147 | 30 | 147 | 50 | 147
FIDL-2 | A | 13 | 205 | 20 | 205 | 23 | 205 | 35 | 100 | 40 | 147 | 30 | 147 | 50 | 147
FIDL-3 | A | 13 | 205 | 20 | 205 | 23 | 205 | 35 | 100 | 40 | 147 | 30 | 147 | 50 | 147
FIDL-4 | A | 13 | 205 | 20 | 205 | 23 | 205 | 35 | 100 | 40 | 147 | 30 | 147 | 50 | 147
FIFE-1 | A | 6 | 63 | 12 | 63 | 12 | 63 | 11 | 63 | 24 | 63 | 6 | 53 | 8 | 53
FINL-1 | A | 0 | 14 | 1 | 14 | 1 | 14 | 1 | 14 | 2 | 14 | 0 | 14 | 1 | 11
FOYE-1 | A | 6 | 60 | 13 | 60 | 16 | 60 | 11 | 60 | 27 | 60 | 5 | 30 | 11 | 30
FOYE-2 | A | 6 | 60 | 13 | 60 | 16 | 60 | 11 | 60 | 27 | 60 | 5 | 30 | 11 | 30
GNFSW-1 | A | 11 | 100 | 30 | 100 | 30 | 100 | 12 | 100 | 31 | 100 | 12 | 70 | 30 | 70
GNFSW-2 | A | 7 | 64 | 18 | 64 | 18 | 64 | 8 | 64 | 18 | 64 | 6 | 49 | 15 | 49
GRAI-1 | A | 43 | 485 | 100 | 485 | 160 | 485 | 60 | 485 | 140 | 485 | 33 | 0 | 60 | 345
GRAI-3 | A | 43 | 485 | 100 | 485 | 160 | 485 | 60 | 485 | 140 | 485 | 33 | 0 | 60 | 345
GRAI-4 | A | 43 | 485 | 100 | 485 | 160 | 485 | 60 | 485 | 140 | 485 | 33 | 0 | 60 | 345
GRMO-1 | A | 8 | 43 | 8 | 43 | 8 | 43 | 8 | 43 | 8 | 43 | 8 | 23 | 8 | 23
GYAR-1 | A | 17 | 176 | 42 | 176 | 66 | 176 | 24 | 176 | 60 | 176 | 17 | 176 | 42 | 176
HADHW-1 | A | 7 | 96 | 14 | 96 | 22 | 96 | 13 | 96 | 34 | 96 | 8 | 65 | 17 | 65
HUMR-1 | A | 36 | 330 | 90 | 330 | 144 | 330 | 52 | 330 | 126 | 330 | 40 | 257 | 90 | 257
INDQ-1 | A | 12 | 102 | 31 | 102 | 43 | 102 | 13 | 102 | 34 | 102 | 12 | 72 | 30 | 72
IRNPS-1 | A | 35 | 125 | 45 | 125 | 48 | 285 | 42 | 285 | 68 | 125 | 28 | 125 | 42 | 185
IRNPS-2 | A | 35 | 125 | 45 | 125 | 48 | 285 | 42 | 285 | 68 | 125 | 28 | 125 | 42 | 185
KEAD-1 | A | 29 | 315 | 67 | 315 | 102 | 315 | 48 | 315 | 110 | 315 | 30 | 275 | 75 | 155
KILBW-1 | A | 3 | 56 | 8 | 56 | 13 | 56 | 5 | 56 | 14 | 56 | 4 | 53 | 9 | 47
KILLPG-1 | A | 8 | 225 | 10 | 225 | 10 | 225 | 10 | 225 | 12 | 225 | 4 | 150 | 15 | 150
KILLPG-2 | A | 8 | 225 | 10 | 225 | 10 | 225 | 10 | 225 | 12 | 225 | 4 | 150 | 15 | 150
KILNS-1 | A | 30 | 290 | 72 | 290 | 84 | 290 | 42 | 290 | 114 | 290 | 18 | 104 | 45 | 104
KINO-1 | A | 27 | 255 | 35 | 255 | 35 | 255 | 22 | 255 | 44 | 255 | 14 | 185 | 35 | 185
KINO-2 | A | 27 | 255 | 35 | 255 | 35 | 255 | 22 | 255 | 44 | 255 | 14 | 185 | 35 | 185
KINO-3 | A | 27 | 255 | 35 | 255 | 35 | 255 | 22 | 255 | 41 | 255 | 14 | 185 | 35 | 185
KINO-4 | A | 27 | 255 | 35 | 255 | 35 | 255 | 22 | 255 | 41 | 255 | 14 | 185 | 35 | 185
KLYN-A-1 | A | 24 | 126 | 50 | 126 | 50 | 126 | 34 | 126 | 70 | 126 | 22 | 81 | 34 | 81
LAGA-1 | A | 58 | 505 | 135 | 505 | 158 | 505 | 50 | 425 | 140 | 425 | 56 | 425 | 135 | 330
LBAR-1G | A | 1 | 16 | 4 | 16 | 6 | 16 | 2 | 16 | 4 | 16 | 1 | 9 | 4 | 9
LBAR-1 | A | 40 | 230 | 64 | 230 | 66 | 230 | 60 | 230 | 132 | 230 | 36 | 120 | 86 | 120
LITTD1 | A | 57 | 485 | 110 | 485 | 110 | 485 | 66 | 485 | 80 | 485 | 60 | 335 | 150 | 335
LITTD2 | A | 57 | 485 | 110 | 485 | 110 | 485 | 66 | 485 | 80 | 485 | 60 | 335 | 150 | 335
LITTD3 | A | 57 | 485 | 110 | 485 | 110 | 485 | 66 | 485 | 80 | 485 | 60 | 335 | 150 | 335
LOAN-1 | A | 25 | 326 | 51 | 326 | 55 | 326 | 19 | 326 | 50 | 326 | 12 | 276 | 28 | 276
LOAN-2 | A | 25 | 326 | 51 | 326 | 55 | 326 | 19 | 326 | 50 | 326 | 12 | 276 | 28 | 276
LOAN-3 | A | 25 | 326 | 51 | 326 | 55 | 326 | 19 | 326 | 50 | 326 | 12 | 276 | 28 | 276
MEDP-1 | A | 28 | 231 | 72 | 231 | 72 | 231 | 44 | 231 | 110 | 231 | 28 | 190 | 72 | 190
MILWW-1 | A | 6 | 32 | 8 | 54 | 13 | 54 | 5 | 54 | 14 | 54 | 3 | 43 | 8 | 43
MRWD-1 | A | 50 | 384 | 90 | 384 | 100 | 384 | 52 | 384 | 160 | 384 | 52 | 298 | 110 | 298
NANT-1 | A | 0 | 15 | 0 | 15 | 0 | 15 | 0 | 15 | 1 | 15 | 0 | 15 | 0 | 15
PEHE-1 | A | 47 | 435 | 100 | 435 | 100 | 435 | 67 | 435 | 105 | 435 | 64 | 245 | 100 | 245
PEHE-2 | A | 16 | 490 | 40 | 265 | 42 | 490 | 0 | 0 | 0 | 0 | 0 | 490 | 0 | 490
PEMB-11 | A | 36 | 237 | 60 | 237 | 60 | 237 | 31 | 237 | 84 | 237 | 32 | 192 | 62 | 192
PEMB-21 | A | 36 | 237 | 60 | 237 | 60 | 237 | 31 | 237 | 84 | 237 | 32 | 192 | 62 | 192
PEMB-31 | A | 36 | 237 | 60 | 237 | 60 | 237 | 31 | 237 | 84 | 237 | 32 | 192 | 62 | 192
PEMB-41 | A | 36 | 237 | 60 | 237 | 60 | 237 | 31 | 237 | 84 | 237 | 32 | 192 | 62 | 192
PEMB-51 | A | 36 | 237 | 60 | 237 | 60 | 237 | 31 | 237 | 84 | 237 | 32 | 192 | 62 | 192
PETEM1 | A | 20 | 180 | 46 | 180 | 52 | 180 | 24 | 180 | 58 | 180 | 20 | 150 | 50 | 100
RATS-1 | A | 39 | 270 | 84 | 270 | 90 | 270 | 39 | 155 | 54 | 270 | 42 | 105 | 95 | 155
RATS-2 | A | 39 | 270 | 84 | 270 | 90 | 270 | 39 | 155 | 54 | 270 | 42 | 105 | 95 | 155
RATS-3 | A | 39 | 270 | 84 | 270 | 90 | 270 | 39 | 155 | 54 | 270 | 42 | 105 | 95 | 155
RATS-4 | A | 39 | 270 | 84 | 270 | 90 | 270 | 39 | 155 | 54 | 270 | 42 | 105 | 95 | 155
ROCK-1 | A | 36 | 400 | 50 | 400 | 54 | 400 | 60 | 400 | 160 | 400 | 33 | 220 | 53 | 220
ROOS-1 | A | 12 | 140 | 32 | 140 | 32 | 140 | 13 | 140 | 32 | 140 | 13 | 108 | 32 | 108
RUGPS-6 | A | 36 | 243 | 80 | 243 | 80 | 243 | 40 | 243 | 90 | 243 | 40 | 155 | 95 | 105
RUGPS-7 | A | 36 | 243 | 80 | 243 | 80 | 243 | 40 | 243 | 90 | 243 | 40 | 155 | 95 | 105
RYHPS-1 | A | 30 | 305 | 48 | 305 | 66 | 305 | 42 | 305 | 51 | 305 | 30 | 130 | 42 | 68
SCCL-1 | A | 35 | 180 | 70 | 180 | 70 | 180 | 40 | 180 | 95 | 180 | 40 | 100 | 100 | 50
SCCL-2 | A | 35 | 180 | 70 | 180 | 70 | 180 | 40 | 180 | 95 | 180 | 40 | 100 | 100 | 50
SCCL-3 | A | 35 | 180 | 70 | 180 | 70 | 180 | 40 | 180 | 95 | 180 | 40 | 100 | 100 | 50
SEAB-1 | A | 44 | 254 | 125 | 254 | 150 | 254 | 55 | 254 | 150 | 254 | 75 | 164 | 176 | 38
SEAB-2 | A | 31 | 138 | 76 | 138 | 86 | 138 | 32 | 138 | 82 | 138 | 37 | 73 | 90 | 43
SHBA-1 | A | 41 | 255 | 104 | 255 | 115 | 255 | 44 | 255 | 120 | 255 | 39 | 195 | 115 | 40
SHBA-2 | A | 26 | 183 | 64 | 183 | 70 | 183 | 30 | 183 | 80 | 183 | 28 | 103 | 66 | 69
SHOS-1 | A | 18 | 160 | 24 | 160 | 24 | 160 | 30 | 160 | 75 | 160 | 18 | 135 | 24 | 135
SHOT-1 | A | 8 | 75 | 20 | 75 | 32 | 75 | 12 | 75 | 30 | 75 | 12 | 60 | 26 | 45
SIZB-1 | A | 38 | 283 | 45 | 283 | 45 | 283 | 45 | 283 | 45 | 283 | 40 | 283 | 46 | 283
SIZB-2 | A | 38 | 283 | 45 | 283 | 45 | 283 | 45 | 283 | 45 | 283 | 40 | 283 | 46 | 283
SLOY-1 | A | 0 | 38 | 1 | 38 | 1 | 38 | 1 | 38 | 2 | 38 | 0 | 38 | 1 | 30
SLOY-2 | A | 0 | 38 | 1 | 38 | 1 | 38 | 1 | 38 | 2 | 38 | 0 | 38 | 1 | 30
SLOY-3 | A | 0 | 38 | 1 | 38 | 1 | 38 | 1 | 38 | 2 | 38 | 0 | 38 | 1 | 30
SLOY-4 | A | 0 | 28 | 1 | 28 | 1 | 28 | 1 | 28 | 2 | 28 | 0 | 28 | 1 | 22
SPLN-1 | A | 40 | 380 | 100 | 380 | 110 | 380 | 50 | 380 | 120 | 380 | 30 | 380 | 90 | 300
STAY-1 | A | 34 | 221 | 62 | 221 | 62 | 221 | 35 | 221 | 85 | 221 | 33 | 161 | 60 | 161
STAY-2 | A | 34 | 221 | 62 | 221 | 62 | 221 | 35 | 221 | 85 | 221 | 33 | 161 | 60 | 161
STAY-3 | A | 34 | 221 | 62 | 221 | 62 | 221 | 35 | 221 | 85 | 221 | 33 | 161 | 60 | 161
STAY-4 | A | 34 | 221 | 62 | 221 | 62 | 221 | 35 | 221 | 85 | 221 | 33 | 161 | 60 | 161
SUTB-1 | A | 36 | 380 | 104 | 380 | 148 | 380 | 52 | 380 | 132 | 380 | 47 | 250 | 107 | 250
SVRP-10 | A | 20 | 225 | 50 | 225 | 70 | 225 | 32 | 225 | 80 | 225 | 20 | 172 | 50 | 172
SVRP-20 | A | 20 | 225 | 50 | 225 | 70 | 225 | 32 | 225 | 80 | 225 | 20 | 172 | 50 | 172
TESI-1 | A | 40 | 260 | 100 | 260 | 140 | 260 | 60 | 260 | 140 | 260 | 40 | 200 | 120 | 100
TESI-2 | A | 40 | 260 | 100 | 260 | 140 | 260 | 60 | 260 | 140 | 260 | 40 | 200 | 120 | 100
TILB-7 | A | 20 | 160 | 30 | 160 | 30 | 160 | 20 | 160 | 30 | 160 | 6 | 100 | 10 | 100
TILB-8 | A | 20 | 160 | 30 | 160 | 30 | 160 | 20 | 160 | 30 | 160 | 6 | 100 | 10 | 100
TILB-9 | A | 20 | 160 | 30 | 160 | 30 | 160 | 20 | 160 | 30 | 160 | 6 | 100 | 10 | 100
TILB10 | A | 20 | 160 | 30 | 160 | 30 | 160 | 20 | 160 | 30 | 160 | 6 | 100 | 10 | 100
USKM-13 | A | 6 | 49 | 15 | 49 | 17 | 49 | 8 | 49 | 19 | 49 | 7 | 36 | 8 | 36
USKM-14 | A | 6 | 49 | 15 | 49 | 17 | 49 | 8 | 49 | 19 | 49 | 7 | 36 | 8 | 36
USKM-15 | A | 6 | 49 | 15 | 49 | 17 | 49 | 8 | 49 | 19 | 49 | 7 | 36 | 8 | 36
WBUPS-1 | A | 30 | 113 | 48 | 153 | 48 | 153 | 32 | 113 | 50 | 113 | 40 | 153 | 65 | 113
WBUPS-2 | A | 30 | 133 | 48 | 173 | 48 | 173 | 32 | 133 | 50 | 133 | 40 | 173 | 65 | 133
WBUPS-3 | A | 30 | 133 | 48 | 173 | 48 | 173 | 32 | 133 | 50 | 133 | 40 | 173 | 65 | 133
WBUPS-4 | A | 30 | 113 | 48 | 153 | 48 | 153 | 32 | 113 | 50 | 113 | 40 | 153 | 65 | 113

## Aug 2012
MW Response Capability by BMU
|  | Primary Response (Max MWhrs) | [5 empty] | Secondary Response (Max Mwhrs) |  |  |  | High Frequency Response (Max MWhrs)
UNIT | Mode | 0.2Hz |  | 0.5Hz |  | 0.8Hz |  | 0.2/0.2Hz |  | 0.5/0.5Hz |  | 0.2Hz |  | 0.5Hz
ABTH7 | A | 40 | 250 | 72 | 250 | 72 | 250 | 48 | 250 | 120 | 250 | 38 | 185 | 55 | 185
ABTH8 | A | 40 | 250 | 72 | 250 | 72 | 250 | 48 | 250 | 120 | 250 | 38 | 185 | 55 | 185
ABTH9 | A | 40 | 250 | 72 | 250 | 72 | 250 | 48 | 250 | 120 | 250 | 38 | 185 | 55 | 185
BAGE-1 | A | 30 | 255 | 70 | 255 | 90 | 255 | 35 | 255 | 90 | 255 | 28 | 220 | 70 | 185
BAGE-2 | A | 3 | 17 | 8 | 17 | 12 | 17 | 4 | 17 | 9 | 17 | 2 | 17 | 5 | 17
BARKB2 | A | 33 | 210 | 82 | 210 | 108 | 210 | 39 | 210 | 97 | 210 | 31 | 120 | 84 | 120
BARK-1 | A | 22 | 140 | 55 | 140 | 72 | 140 | 26 | 140 | 65 | 140 | 21 | 80 | 54 | 80
BRDUW-1 | A | 6 | 58 | 17 | 58 | 17 | 58 | 7 | 58 | 17 | 58 | 6 | 36 | 17 | 36
BRGG-1 | A | 16 | 110 | 32 | 110 | 48 | 110 | 16 | 110 | 40 | 110 | 14 | 96 | 34 | 46
BRYP-1 | A | 15 | 82 | 25 | 82 | 31 | 82 | 22 | 82 | 37 | 82 | 10 | 82 | 27 | 47
CDCL-1 | A | 30 | 160 | 40 | 160 | 40 | 160 | 34 | 160 | 40 | 160 | 27 | 120 | 40 | 120
CLAC-1 | A | 3 | 28 | 8 | 28 | 13 | 28 | 3 | 36 | 9 | 36 | 3 | 28 | 8 | 28
CNQPS-1 | A | 22 | 126 | 51 | 126 | 70 | 126 | 28 | 126 | 70 | 126 | 20 | 100 | 45 | 100
CNQPS-2 | A | 22 | 126 | 51 | 126 | 70 | 126 | 28 | 126 | 70 | 126 | 20 | 100 | 45 | 100
CNQPS-3 | A | 22 | 126 | 51 | 126 | 70 | 126 | 28 | 126 | 70 | 126 | 20 | 100 | 45 | 100
CNQPS-4 | A | 22 | 126 | 51 | 126 | 70 | 126 | 28 | 126 | 70 | 126 | 20 | 100 | 45 | 100
COCK-1 | A | 15 | 168 | 42 | 168 | 48 | 168 | 10 | 168 | 25 | 168 | 6 | 138 | 7 | 138
COCK-2 | A | 15 | 168 | 42 | 168 | 48 | 168 | 10 | 168 | 25 | 168 | 6 | 138 | 7 | 138
COCK-3 | A | 15 | 168 | 42 | 168 | 48 | 168 | 10 | 168 | 25 | 168 | 6 | 138 | 7 | 138
COCK-4 | A | 15 | 168 | 42 | 168 | 48 | 168 | 10 | 168 | 25 | 168 | 6 | 138 | 7 | 138
CORB-1 | A | 10 | 130 | 30 | 130 | 50 | 130 | 28 | 130 | 60 | 130 | 15 | 95 | 40 | 60
COSO-1 | A | 20 | 380 | 40 | 380 | 50 | 380 | 60 | 380 | 140 | 380 | 17 | 304 | 40 | 304
COTPS-1 | A | 29 | 277 | 50 | 277 | 62 | 277 | 35 | 60 | 63 | 277 | 30 | 122 | 60 | 122
COTPS-2 | A | 29 | 287 | 50 | 287 | 62 | 287 | 35 | 60 | 63 | 287 | 30 | 122 | 60 | 122
COTPS-3 | A | 29 | 287 | 50 | 287 | 62 | 287 | 35 | 60 | 63 | 287 | 30 | 122 | 60 | 122
COTPS-4 | A | 29 | 277 | 50 | 277 | 62 | 277 | 35 | 60 | 63 | 277 | 30 | 122 | 60 | 122
COWE1 | A | 7 | 30 | 17 | 30 | 17 | 30 | 7 | 30 | 17 | 30 | 7 | 30 | 17 | 30
COWE2 | A | 7 | 30 | 17 | 30 | 17 | 30 | 7 | 30 | 17 | 30 | 7 | 30 | 17 | 30
CRUA-1 | A | 10 | 110 | 25 | 110 | 37 | 110 | 12 | 110 | 30 | 110 | 10 | 84 | 25 | 48
CRUA-2 | A | 10 | 110 | 25 | 110 | 37 | 110 | 12 | 110 | 30 | 110 | 10 | 84 | 25 | 48
CRUA-3 | A | 7 | 30 | 15 | 30 | 21 | 30 | 9 | 30 | 24 | 30 | 5 | 25 | 13 | 15
CRUA-4 | A | 7 | 30 | 15 | 30 | 21 | 30 | 9 | 30 | 24 | 30 | 5 | 25 | 13 | 15
DAMC-1 | A | 64 | 380 | 136 | 380 | 156 | 380 | 80 | 380 | 180 | 380 | 60 | 293 | 190 | 128
DEEP-1 | A | 20 | 180 | 60 | 180 | 86 | 180 | 22 | 180 | 80 | 180 | 24 | 96 | 52 | 96
DERW-1 | A | 13 | 90 | 35 | 90 | 45 | 90 | 16 | 90 | 40 | 90 | 16 | 90 | 32 | 72
DIDCB5 | A | 40 | 330 | 104 | 330 | 125 | 330 | 55 | 330 | 140 | 330 | 40 | 185 | 105 | 185
DIDCB6 | A | 50 | 250 | 105 | 250 | 105 | 250 | 50 | 250 | 130 | 250 | 50 | 153 | 110 | 103
DIDC1 | A | 42 | 225 | 85 | 225 | 85 | 225 | 24 | 225 | 62 | 120 | 24 | 73 | 60 | 147
DIDC2 | A | 42 | 225 | 85 | 225 | 85 | 225 | 24 | 225 | 62 | 120 | 24 | 73 | 60 | 147
DIDC3 | A | 42 | 225 | 85 | 225 | 85 | 225 | 24 | 225 | 62 | 120 | 24 | 73 | 60 | 147
DIDC4 | A | 42 | 225 | 85 | 225 | 85 | 225 | 24 | 225 | 62 | 120 | 24 | 73 | 60 | 147
DINO-1 | A | 14 | 138 | 39 | 138 | 58 | 138 | 28 | 138 | 72 | 138 | 14 | 118 | 36 | 88
DINO-2 | A | 14 | 138 | 39 | 138 | 58 | 138 | 28 | 138 | 72 | 138 | 14 | 118 | 36 | 88
DINO-3 | A | 14 | 138 | 39 | 138 | 58 | 138 | 28 | 138 | 72 | 138 | 14 | 118 | 36 | 88
DINO-4 | A | 14 | 138 | 39 | 138 | 58 | 138 | 28 | 138 | 72 | 138 | 14 | 118 | 36 | 88
DINO-5 | A | 14 | 138 | 39 | 138 | 58 | 138 | 28 | 138 | 72 | 138 | 14 | 118 | 36 | 88
DINO-6 | A | 14 | 138 | 39 | 138 | 58 | 138 | 28 | 138 | 72 | 138 | 14 | 118 | 36 | 88
DRAXX-1 | A | 68 | 345 | 100 | 345 | 100 | 345 | 64 | 95 | 110 | 345 | 60 | 225 | 70 | 225
DRAXX-2 | A | 68 | 345 | 100 | 345 | 100 | 345 | 64 | 95 | 110 | 345 | 60 | 225 | 70 | 225
DRAXX-3 | A | 68 | 345 | 100 | 345 | 100 | 345 | 64 | 95 | 110 | 345 | 60 | 225 | 70 | 225
DRAXX-4 | A | 68 | 345 | 100 | 345 | 100 | 345 | 64 | 95 | 110 | 345 | 60 | 225 | 70 | 225
DRAXX-5 | A | 68 | 345 | 100 | 345 | 100 | 345 | 64 | 95 | 110 | 345 | 60 | 225 | 70 | 225
DRAXX-6 | A | 68 | 345 | 100 | 345 | 100 | 345 | 64 | 95 | 110 | 345 | 60 | 225 | 70 | 225
EECL-1 | A | 20 | 133 | 25 | 133 | 26 | 133 | 29 | 133 | 80 | 133 | 18 | 105 | 26 | 105
EGGPS-1 | A | 45 | 205 | 83 | 205 | 83 | 205 | 49 | 205 | 110 | 205 | 33 | 95 | 60 | 95
EGGPS-2 | A | 45 | 205 | 83 | 205 | 83 | 205 | 49 | 205 | 110 | 205 | 33 | 95 | 60 | 95
EGGPS-3 | A | 45 | 205 | 83 | 205 | 83 | 205 | 49 | 205 | 110 | 205 | 33 | 95 | 60 | 95
EGGPS-4 | A | 45 | 205 | 83 | 205 | 83 | 205 | 49 | 205 | 110 | 205 | 33 | 95 | 60 | 95
ERRO-1 | A | 1 | 21 | 1 | 21 | 1 | 21 | 2 | 21 | 5 | 21 | 1 | 17 | 1 | 17
ERRO-2 | A | 1 | 21 | 1 | 21 | 1 | 21 | 2 | 21 | 5 | 21 | 1 | 17 | 1 | 17
ERRO-3 | A | 1 | 21 | 1 | 21 | 1 | 21 | 2 | 21 | 5 | 21 | 1 | 17 | 1 | 17
FAARW-1 | A | 2 | 37 | 4 | 37 | 4 | 37 | 4 | 37 | 12 | 37 | 2 | 33 | 4 | 33
FAARW-2 | A | 2 | 37 | 4 | 37 | 4 | 37 | 4 | 37 | 12 | 37 | 2 | 33 | 4 | 33
FASN-1 | A | 0 | 15 | 1 | 15 | 1 | 15 | 1 | 15 | 2 | 15 | 0 | 15 | 1 | 12
FASN-2 | A | 0 | 15 | 1 | 15 | 1 | 15 | 1 | 15 | 2 | 15 | 0 | 15 | 1 | 12
FASN-3 | A | 0 | 15 | 1 | 15 | 1 | 15 | 1 | 15 | 2 | 15 | 0 | 15 | 1 | 12
FAWL1 | A | 36 | 244 | 77 | 244 | 77 | 244 | 10 | 244 | 10 | 244 | 40 | 98 | 91 | 145
FAWL3 | A | 36 | 244 | 77 | 244 | 77 | 244 | 10 | 244 | 10 | 244 | 40 | 98 | 91 | 145
FAWN-1 | A | 10 | 52 | 25 | 52 | 40 | 52 | 13 | 52 | 32 | 52 | 11 | 37 | 27 | 27
FELL-1 | A | 9 | 63 | 21 | 63 | 22 | 63 | 10 | 63 | 24 | 63 | 9 | 63 | 22 | 63
FERR-1 | A | 25 | 150 | 45 | 250 | 56 | 250 | 40 | 250 | 60 | 250 | 34 | 80 | 59 | 150
FERR-2 | A | 25 | 150 | 45 | 250 | 56 | 250 | 40 | 250 | 60 | 250 | 34 | 80 | 59 | 150
FERR-3 | A | 25 | 150 | 45 | 250 | 56 | 250 | 40 | 250 | 60 | 250 | 34 | 80 | 59 | 150
FERR-4 | A | 25 | 150 | 45 | 250 | 56 | 250 | 40 | 250 | 60 | 250 | 34 | 80 | 59 | 150
FFES-1 | A | 10 | 35 | 27 | 35 | 30 | 35 | 9 | 35 | 22 | 35 | 4 | 27 | 6 | 27
FFES-2 | A | 10 | 35 | 27 | 35 | 30 | 35 | 9 | 35 | 22 | 35 | 4 | 27 | 6 | 27
FFES-3 | A | 10 | 35 | 27 | 35 | 30 | 35 | 9 | 35 | 22 | 35 | 4 | 27 | 6 | 27
FFES-4 | A | 10 | 35 | 27 | 35 | 30 | 35 | 9 | 35 | 22 | 35 | 4 | 27 | 6 | 27
FIDL-1 | A | 13 | 205 | 20 | 205 | 23 | 205 | 35 | 100 | 40 | 147 | 30 | 147 | 50 | 147
FIDL-2 | A | 13 | 205 | 20 | 205 | 23 | 205 | 35 | 100 | 40 | 147 | 30 | 147 | 50 | 147
FIDL-3 | A | 13 | 205 | 20 | 205 | 23 | 205 | 35 | 100 | 40 | 147 | 30 | 147 | 50 | 147
FIDL-4 | A | 13 | 205 | 20 | 205 | 23 | 205 | 35 | 100 | 40 | 147 | 30 | 147 | 50 | 147
FIFE-1 | A | 6 | 63 | 12 | 63 | 12 | 63 | 11 | 63 | 24 | 63 | 6 | 53 | 8 | 53
FINL-1 | A | 0 | 14 | 1 | 14 | 1 | 14 | 1 | 14 | 2 | 14 | 0 | 14 | 1 | 11
FOYE-1 | A | 6 | 60 | 13 | 60 | 16 | 60 | 11 | 60 | 27 | 60 | 5 | 30 | 11 | 30
FOYE-2 | A | 6 | 60 | 13 | 60 | 16 | 60 | 11 | 60 | 27 | 60 | 5 | 30 | 11 | 30
GNFSW-1 | A | 11 | 100 | 30 | 100 | 30 | 100 | 12 | 100 | 31 | 100 | 12 | 70 | 30 | 70
GNFSW-2 | A | 7 | 64 | 18 | 64 | 18 | 64 | 8 | 64 | 18 | 64 | 6 | 49 | 15 | 49
GRAI-1 | A | 43 | 485 | 100 | 485 | 160 | 485 | 60 | 485 | 140 | 485 | 33 | 0 | 60 | 345
GRAI-3 | A | 43 | 485 | 100 | 485 | 160 | 485 | 60 | 485 | 140 | 485 | 33 | 0 | 60 | 345
GRAI-4 | A | 43 | 485 | 100 | 485 | 160 | 485 | 60 | 485 | 140 | 485 | 33 | 0 | 60 | 345
GRMO-1 | A | 8 | 43 | 8 | 43 | 8 | 43 | 8 | 43 | 8 | 43 | 8 | 23 | 8 | 23
GYAR-1 | A | 17 | 176 | 42 | 176 | 66 | 176 | 24 | 176 | 60 | 176 | 17 | 176 | 42 | 176
HADHW-1 | A | 7 | 96 | 14 | 96 | 22 | 96 | 13 | 96 | 34 | 96 | 8 | 65 | 17 | 65
HUMR-1 | A | 36 | 330 | 90 | 330 | 144 | 330 | 52 | 330 | 126 | 330 | 40 | 257 | 90 | 257
INDQ-1 | A | 12 | 102 | 31 | 102 | 43 | 102 | 13 | 102 | 34 | 102 | 12 | 72 | 30 | 72
IRNPS-1 | A | 35 | 125 | 45 | 125 | 48 | 285 | 42 | 285 | 68 | 125 | 28 | 125 | 42 | 185
IRNPS-2 | A | 35 | 125 | 45 | 125 | 48 | 285 | 42 | 285 | 68 | 125 | 28 | 125 | 42 | 185
KEAD-1 | A | 29 | 315 | 67 | 315 | 102 | 315 | 48 | 315 | 110 | 315 | 30 | 275 | 75 | 155
KILBW-1 | A | 3 | 56 | 8 | 56 | 13 | 56 | 5 | 56 | 14 | 56 | 4 | 53 | 9 | 47
KILLPG-1 | A | 8 | 225 | 10 | 225 | 10 | 225 | 10 | 225 | 12 | 225 | 4 | 150 | 15 | 150
KILLPG-2 | A | 8 | 225 | 10 | 225 | 10 | 225 | 10 | 225 | 12 | 225 | 4 | 150 | 15 | 150
KILNS-1 | A | 30 | 290 | 72 | 290 | 84 | 290 | 42 | 290 | 114 | 290 | 18 | 104 | 45 | 104
KINO-1 | A | 27 | 255 | 35 | 255 | 35 | 255 | 22 | 255 | 44 | 255 | 14 | 185 | 35 | 185
KINO-2 | A | 27 | 255 | 35 | 255 | 35 | 255 | 22 | 255 | 44 | 255 | 14 | 185 | 35 | 185
KINO-3 | A | 27 | 255 | 35 | 255 | 35 | 255 | 22 | 255 | 41 | 255 | 14 | 185 | 35 | 185
KINO-4 | A | 27 | 255 | 35 | 255 | 35 | 255 | 22 | 255 | 41 | 255 | 14 | 185 | 35 | 185
KLYN-A-1 | A | 24 | 126 | 50 | 126 | 50 | 126 | 34 | 126 | 70 | 126 | 22 | 81 | 34 | 81
LAGA-1 | A | 58 | 505 | 135 | 505 | 158 | 505 | 50 | 425 | 140 | 425 | 56 | 425 | 135 | 330
LBAR-1G | A | 1 | 16 | 4 | 16 | 6 | 16 | 2 | 16 | 4 | 16 | 1 | 9 | 4 | 9
LBAR-1 | A | 40 | 230 | 64 | 230 | 66 | 230 | 60 | 230 | 132 | 230 | 36 | 120 | 86 | 120
LITTD1 | A | 57 | 485 | 110 | 485 | 110 | 485 | 66 | 485 | 80 | 485 | 60 | 335 | 150 | 335
LITTD2 | A | 57 | 485 | 110 | 485 | 110 | 485 | 66 | 485 | 80 | 485 | 60 | 335 | 150 | 335
LITTD3 | A | 57 | 485 | 110 | 485 | 110 | 485 | 66 | 485 | 80 | 485 | 60 | 335 | 150 | 335
LOAN-1 | A | 25 | 326 | 51 | 326 | 55 | 326 | 19 | 326 | 50 | 326 | 12 | 276 | 28 | 276
LOAN-2 | A | 25 | 326 | 51 | 326 | 55 | 326 | 19 | 326 | 50 | 326 | 12 | 276 | 28 | 276
LOAN-3 | A | 25 | 326 | 51 | 326 | 55 | 326 | 19 | 326 | 50 | 326 | 12 | 276 | 28 | 276
MEDP-1 | A | 28 | 231 | 72 | 231 | 72 | 231 | 44 | 231 | 110 | 231 | 28 | 190 | 72 | 190
MILWW-1 | A | 6 | 32 | 8 | 54 | 13 | 54 | 5 | 54 | 14 | 54 | 3 | 43 | 8 | 43
MRWD-1 | A | 50 | 384 | 90 | 384 | 100 | 384 | 52 | 384 | 160 | 384 | 52 | 298 | 110 | 298
NANT-1 | A | 0 | 15 | 0 | 15 | 0 | 15 | 0 | 15 | 1 | 15 | 0 | 15 | 0 | 15
PEHE-1 | A | 47 | 435 | 100 | 435 | 100 | 435 | 67 | 435 | 105 | 435 | 64 | 245 | 100 | 245
PEHE-2 | A | 16 | 490 | 40 | 265 | 42 | 490 | 0 | 0 | 0 | 0 | 0 | 490 | 0 | 490
PEMB-11 | A | 36 | 237 | 60 | 237 | 60 | 237 | 31 | 237 | 84 | 237 | 32 | 192 | 62 | 192
PEMB-21 | A | 36 | 237 | 60 | 237 | 60 | 237 | 31 | 237 | 84 | 237 | 32 | 192 | 62 | 192
PEMB-31 | A | 36 | 237 | 60 | 237 | 60 | 237 | 31 | 237 | 84 | 237 | 32 | 192 | 62 | 192
PEMB-41 | A | 36 | 237 | 60 | 237 | 60 | 237 | 31 | 237 | 84 | 237 | 32 | 192 | 62 | 192
PEMB-51 | A | 36 | 237 | 60 | 237 | 60 | 237 | 31 | 237 | 84 | 237 | 32 | 192 | 62 | 192
PETEM1 | A | 20 | 180 | 46 | 180 | 52 | 180 | 24 | 180 | 58 | 180 | 20 | 150 | 50 | 100
RATS-1 | A | 39 | 270 | 84 | 270 | 90 | 270 | 39 | 155 | 54 | 270 | 42 | 105 | 95 | 155
RATS-2 | A | 39 | 270 | 84 | 270 | 90 | 270 | 39 | 155 | 54 | 270 | 42 | 105 | 95 | 155
RATS-3 | A | 39 | 270 | 84 | 270 | 90 | 270 | 39 | 155 | 54 | 270 | 42 | 105 | 95 | 155
RATS-4 | A | 39 | 270 | 84 | 270 | 90 | 270 | 39 | 155 | 54 | 270 | 42 | 105 | 95 | 155
ROCK-1 | A | 36 | 400 | 50 | 400 | 54 | 400 | 60 | 400 | 160 | 400 | 33 | 220 | 53 | 220
ROOS-1 | A | 12 | 140 | 32 | 140 | 32 | 140 | 13 | 140 | 32 | 140 | 13 | 108 | 32 | 108
RUGPS-6 | A | 36 | 243 | 80 | 243 | 80 | 243 | 40 | 243 | 90 | 243 | 40 | 155 | 95 | 105
RUGPS-7 | A | 36 | 243 | 80 | 243 | 80 | 243 | 40 | 243 | 90 | 243 | 40 | 155 | 95 | 105
RYHPS-1 | A | 30 | 305 | 48 | 305 | 66 | 305 | 42 | 305 | 51 | 305 | 30 | 130 | 42 | 68
SCCL-1 | A | 35 | 180 | 70 | 180 | 70 | 180 | 40 | 180 | 95 | 180 | 40 | 100 | 100 | 50
SCCL-2 | A | 35 | 180 | 70 | 180 | 70 | 180 | 40 | 180 | 95 | 180 | 40 | 100 | 100 | 50
SCCL-3 | A | 35 | 180 | 70 | 180 | 70 | 180 | 40 | 180 | 95 | 180 | 40 | 100 | 100 | 50
SEAB-1 | A | 44 | 254 | 125 | 254 | 150 | 254 | 55 | 254 | 150 | 254 | 75 | 164 | 176 | 38
SEAB-2 | A | 31 | 138 | 76 | 138 | 86 | 138 | 32 | 138 | 82 | 138 | 37 | 73 | 90 | 43
SHBA-1 | A | 41 | 255 | 104 | 255 | 115 | 255 | 44 | 255 | 120 | 255 | 39 | 195 | 115 | 40
SHBA-2 | A | 26 | 183 | 64 | 183 | 70 | 183 | 30 | 183 | 80 | 183 | 28 | 103 | 66 | 69
SHOS-1 | A | 18 | 160 | 24 | 160 | 24 | 160 | 30 | 160 | 75 | 160 | 18 | 135 | 24 | 135
SHOT-1 | A | 8 | 75 | 20 | 75 | 32 | 75 | 12 | 75 | 30 | 75 | 12 | 60 | 26 | 45
SIZB-1 | A | 38 | 283 | 45 | 283 | 45 | 283 | 45 | 283 | 45 | 283 | 40 | 283 | 46 | 283
SIZB-2 | A | 38 | 283 | 45 | 283 | 45 | 283 | 45 | 283 | 45 | 283 | 40 | 283 | 46 | 283
SLOY-1 | A | 0 | 38 | 1 | 38 | 1 | 38 | 1 | 38 | 2 | 38 | 0 | 38 | 1 | 30
SLOY-2 | A | 0 | 38 | 1 | 38 | 1 | 38 | 1 | 38 | 2 | 38 | 0 | 38 | 1 | 30
SLOY-3 | A | 0 | 38 | 1 | 38 | 1 | 38 | 1 | 38 | 2 | 38 | 0 | 38 | 1 | 30
SLOY-4 | A | 0 | 28 | 1 | 28 | 1 | 28 | 1 | 28 | 2 | 28 | 0 | 28 | 1 | 22
SPLN-1 | A | 40 | 380 | 100 | 380 | 110 | 380 | 50 | 380 | 120 | 380 | 30 | 380 | 90 | 300
STAY-1 | A | 34 | 221 | 62 | 221 | 62 | 221 | 35 | 221 | 85 | 221 | 33 | 161 | 60 | 161
STAY-2 | A | 34 | 221 | 62 | 221 | 62 | 221 | 35 | 221 | 85 | 221 | 33 | 161 | 60 | 161
STAY-3 | A | 34 | 221 | 62 | 221 | 62 | 221 | 35 | 221 | 85 | 221 | 33 | 161 | 60 | 161
STAY-4 | A | 34 | 221 | 62 | 221 | 62 | 221 | 35 | 221 | 85 | 221 | 33 | 161 | 60 | 161
SUTB-1 | A | 36 | 380 | 104 | 380 | 148 | 380 | 52 | 380 | 132 | 380 | 47 | 250 | 107 | 250
SVRP-10 | A | 20 | 225 | 50 | 225 | 70 | 225 | 32 | 225 | 80 | 225 | 20 | 172 | 50 | 172
SVRP-20 | A | 20 | 225 | 50 | 225 | 70 | 225 | 32 | 225 | 80 | 225 | 20 | 172 | 50 | 172
TESI-1 | A | 40 | 260 | 100 | 260 | 140 | 260 | 60 | 260 | 140 | 260 | 40 | 200 | 120 | 100
TESI-2 | A | 40 | 260 | 100 | 260 | 140 | 260 | 60 | 260 | 140 | 260 | 40 | 200 | 120 | 100
TILB-7 | A | 20 | 160 | 30 | 160 | 30 | 160 | 20 | 160 | 30 | 160 | 6 | 100 | 10 | 100
TILB-8 | A | 20 | 160 | 30 | 160 | 30 | 160 | 20 | 160 | 30 | 160 | 6 | 100 | 10 | 100
TILB-9 | A | 20 | 160 | 30 | 160 | 30 | 160 | 20 | 160 | 30 | 160 | 6 | 100 | 10 | 100
TILB10 | A | 20 | 160 | 30 | 160 | 30 | 160 | 20 | 160 | 30 | 160 | 6 | 100 | 10 | 100
USKM-13 | A | 6 | 49 | 15 | 49 | 17 | 49 | 8 | 49 | 19 | 49 | 7 | 36 | 8 | 36
USKM-14 | A | 6 | 49 | 15 | 49 | 17 | 49 | 8 | 49 | 19 | 49 | 7 | 36 | 8 | 36
USKM-15 | A | 6 | 49 | 15 | 49 | 17 | 49 | 8 | 49 | 19 | 49 | 7 | 36 | 8 | 36
WBUPS-1 | A | 30 | 113 | 48 | 153 | 48 | 153 | 32 | 113 | 50 | 113 | 40 | 153 | 65 | 113
WBUPS-2 | A | 30 | 133 | 48 | 173 | 48 | 173 | 32 | 133 | 50 | 133 | 40 | 173 | 65 | 133
WBUPS-3 | A | 30 | 133 | 48 | 173 | 48 | 173 | 32 | 133 | 50 | 133 | 40 | 173 | 65 | 133
WBUPS-4 | A | 30 | 113 | 48 | 153 | 48 | 153 | 32 | 113 | 50 | 113 | 40 | 153 | 65 | 113

## Jul 2012
MW Response Capability by BMU
|  | Primary Response (Max MWhrs) | [5 empty] | Secondary Response (Max Mwhrs) |  |  |  | High Frequency Response (Max MWhrs)
UNIT | Mode | 0.2Hz |  | 0.5Hz |  | 0.8Hz |  | 0.2/0.2Hz |  | 0.5/0.5Hz |  | 0.2Hz |  | 0.5Hz
ABTH7 | A | 40 | 250 | 72 | 250 | 72 | 250 | 48 | 250 | 120 | 250 | 38 | 185 | 55 | 185
ABTH8 | A | 40 | 250 | 72 | 250 | 72 | 250 | 48 | 250 | 120 | 250 | 38 | 185 | 55 | 185
ABTH9 | A | 40 | 250 | 72 | 250 | 72 | 250 | 48 | 250 | 120 | 250 | 38 | 185 | 55 | 185
BAGE-1 | A | 30 | 255 | 70 | 255 | 90 | 255 | 35 | 255 | 90 | 255 | 28 | 220 | 70 | 185
BAGE-2 | A | 3 | 17 | 8 | 17 | 12 | 17 | 4 | 17 | 9 | 17 | 2 | 17 | 5 | 17
BARKB2 | A | 33 | 210 | 82 | 210 | 108 | 210 | 39 | 210 | 97 | 210 | 31 | 120 | 84 | 120
BARK-1 | A | 22 | 140 | 55 | 140 | 72 | 140 | 26 | 140 | 65 | 140 | 21 | 80 | 54 | 80
BRGG-1 | A | 16 | 110 | 32 | 110 | 48 | 110 | 16 | 110 | 40 | 110 | 14 | 96 | 34 | 46
BRYP-1 | A | 15 | 82 | 25 | 82 | 31 | 82 | 22 | 82 | 37 | 82 | 10 | 82 | 27 | 47
CDCL-1 | A | 30 | 160 | 40 | 160 | 40 | 160 | 34 | 160 | 40 | 160 | 27 | 120 | 40 | 120
CLAC-1 | A | 3 | 28 | 8 | 28 | 13 | 28 | 3 | 36 | 9 | 36 | 3 | 28 | 8 | 28
CNQPS-1 | A | 22 | 126 | 51 | 126 | 70 | 126 | 28 | 126 | 70 | 126 | 20 | 100 | 45 | 100
CNQPS-2 | A | 22 | 126 | 51 | 126 | 70 | 126 | 28 | 126 | 70 | 126 | 20 | 100 | 45 | 100
CNQPS-3 | A | 22 | 126 | 51 | 126 | 70 | 126 | 28 | 126 | 70 | 126 | 20 | 100 | 45 | 100
CNQPS-4 | A | 22 | 126 | 51 | 126 | 70 | 126 | 28 | 126 | 70 | 126 | 20 | 100 | 45 | 100
COCK-1 | A | 15 | 168 | 42 | 168 | 48 | 168 | 10 | 168 | 25 | 168 | 6 | 138 | 7 | 138
COCK-2 | A | 15 | 168 | 42 | 168 | 48 | 168 | 10 | 168 | 25 | 168 | 6 | 138 | 7 | 138
COCK-3 | A | 15 | 168 | 42 | 168 | 48 | 168 | 10 | 168 | 25 | 168 | 6 | 138 | 7 | 138
COCK-4 | A | 15 | 168 | 42 | 168 | 48 | 168 | 10 | 168 | 25 | 168 | 6 | 138 | 7 | 138
CORB-1 | A | 10 | 130 | 30 | 130 | 50 | 130 | 28 | 130 | 60 | 130 | 15 | 95 | 40 | 60
COSO-1 | A | 20 | 380 | 40 | 380 | 50 | 380 | 60 | 380 | 140 | 380 | 17 | 304 | 40 | 304
COTPS-1 | A | 29 | 277 | 50 | 277 | 62 | 277 | 35 | 60 | 63 | 277 | 30 | 122 | 60 | 122
COTPS-2 | A | 29 | 287 | 50 | 287 | 62 | 287 | 35 | 60 | 63 | 287 | 30 | 122 | 60 | 122
COTPS-3 | A | 29 | 287 | 50 | 287 | 62 | 287 | 35 | 60 | 63 | 287 | 30 | 122 | 60 | 122
COTPS-4 | A | 29 | 277 | 50 | 277 | 62 | 277 | 35 | 60 | 63 | 277 | 30 | 122 | 60 | 122
COWE1 | A | 7 | 30 | 17 | 30 | 17 | 30 | 7 | 30 | 17 | 30 | 7 | 30 | 17 | 30
COWE2 | A | 7 | 30 | 17 | 30 | 17 | 30 | 7 | 30 | 17 | 30 | 7 | 30 | 17 | 30
CRUA-1 | A | 10 | 110 | 25 | 110 | 37 | 110 | 12 | 110 | 30 | 110 | 10 | 84 | 25 | 48
CRUA-2 | A | 10 | 110 | 25 | 110 | 37 | 110 | 12 | 110 | 30 | 110 | 10 | 84 | 25 | 48
CRUA-3 | A | 7 | 30 | 15 | 30 | 21 | 30 | 9 | 30 | 24 | 30 | 5 | 25 | 13 | 15
CRUA-4 | A | 7 | 30 | 15 | 30 | 21 | 30 | 9 | 30 | 24 | 30 | 5 | 25 | 13 | 15
DAMC-1 | A | 64 | 380 | 136 | 380 | 156 | 380 | 80 | 380 | 180 | 380 | 60 | 293 | 190 | 128
DEEP-1 | A | 20 | 180 | 60 | 180 | 86 | 180 | 22 | 180 | 80 | 180 | 24 | 96 | 52 | 96
DERW-1 | A | 13 | 90 | 35 | 90 | 45 | 90 | 16 | 90 | 40 | 90 | 16 | 90 | 32 | 72
DIDCB5 | A | 40 | 330 | 104 | 330 | 125 | 330 | 55 | 330 | 140 | 330 | 40 | 185 | 105 | 185
DIDCB6 | A | 50 | 250 | 105 | 250 | 105 | 250 | 50 | 250 | 130 | 250 | 50 | 153 | 110 | 103
DIDC1 | A | 42 | 225 | 85 | 225 | 85 | 225 | 24 | 225 | 62 | 120 | 24 | 73 | 60 | 147
DIDC2 | A | 42 | 225 | 85 | 225 | 85 | 225 | 24 | 225 | 62 | 120 | 24 | 73 | 60 | 147
DIDC3 | A | 42 | 225 | 85 | 225 | 85 | 225 | 24 | 225 | 62 | 120 | 24 | 73 | 60 | 147
DIDC4 | A | 42 | 225 | 85 | 225 | 85 | 225 | 24 | 225 | 62 | 120 | 24 | 73 | 60 | 147
DINO-1 | A | 14 | 138 | 39 | 138 | 58 | 138 | 28 | 138 | 72 | 138 | 14 | 118 | 36 | 88
DINO-2 | A | 14 | 138 | 39 | 138 | 58 | 138 | 28 | 138 | 72 | 138 | 14 | 118 | 36 | 88
DINO-3 | A | 14 | 138 | 39 | 138 | 58 | 138 | 28 | 138 | 72 | 138 | 14 | 118 | 36 | 88
DINO-4 | A | 14 | 138 | 39 | 138 | 58 | 138 | 28 | 138 | 72 | 138 | 14 | 118 | 36 | 88
DINO-5 | A | 14 | 138 | 39 | 138 | 58 | 138 | 28 | 138 | 72 | 138 | 14 | 118 | 36 | 88
DINO-6 | A | 14 | 138 | 39 | 138 | 58 | 138 | 28 | 138 | 72 | 138 | 14 | 118 | 36 | 88
DRAXX-1 | A | 68 | 345 | 100 | 345 | 100 | 345 | 64 | 95 | 110 | 345 | 60 | 225 | 70 | 225
DRAXX-2 | A | 68 | 345 | 100 | 345 | 100 | 345 | 64 | 95 | 110 | 345 | 60 | 225 | 70 | 225
DRAXX-3 | A | 68 | 345 | 100 | 345 | 100 | 345 | 64 | 95 | 110 | 345 | 60 | 225 | 70 | 225
DRAXX-4 | A | 68 | 345 | 100 | 345 | 100 | 345 | 64 | 95 | 110 | 345 | 60 | 225 | 70 | 225
DRAXX-5 | A | 68 | 345 | 100 | 345 | 100 | 345 | 64 | 95 | 110 | 345 | 60 | 225 | 70 | 225
DRAXX-6 | A | 68 | 345 | 100 | 345 | 100 | 345 | 64 | 95 | 110 | 345 | 60 | 225 | 70 | 225
EECL-1 | A | 20 | 133 | 25 | 133 | 26 | 133 | 29 | 133 | 80 | 133 | 18 | 105 | 26 | 105
EGGPS-1 | A | 45 | 205 | 83 | 205 | 83 | 205 | 49 | 205 | 110 | 205 | 33 | 95 | 60 | 95
EGGPS-2 | A | 45 | 205 | 83 | 205 | 83 | 205 | 49 | 205 | 110 | 205 | 33 | 95 | 60 | 95
EGGPS-3 | A | 45 | 205 | 83 | 205 | 83 | 205 | 49 | 205 | 110 | 205 | 33 | 95 | 60 | 95
EGGPS-4 | A | 45 | 205 | 83 | 205 | 83 | 205 | 49 | 205 | 110 | 205 | 33 | 95 | 60 | 95
ERRO-1 | A | 1 | 21 | 1 | 21 | 1 | 21 | 2 | 21 | 5 | 21 | 1 | 17 | 1 | 17
ERRO-2 | A | 1 | 21 | 1 | 21 | 1 | 21 | 2 | 21 | 5 | 21 | 1 | 17 | 1 | 17
ERRO-3 | A | 1 | 21 | 1 | 21 | 1 | 21 | 2 | 21 | 5 | 21 | 1 | 17 | 1 | 17
FAARW-1 | A | 2 | 37 | 4 | 37 | 4 | 37 | 4 | 37 | 12 | 37 | 2 | 33 | 4 | 33
FAARW-2 | A | 2 | 37 | 4 | 37 | 4 | 37 | 4 | 37 | 12 | 37 | 2 | 33 | 4 | 33
FASN-1 | A | 0 | 15 | 1 | 15 | 1 | 15 | 1 | 15 | 2 | 15 | 0 | 15 | 1 | 12
FASN-2 | A | 0 | 15 | 1 | 15 | 1 | 15 | 1 | 15 | 2 | 15 | 0 | 15 | 1 | 12
FASN-3 | A | 0 | 15 | 1 | 15 | 1 | 15 | 1 | 15 | 2 | 15 | 0 | 15 | 1 | 12
FAWL1 | A | 36 | 244 | 77 | 244 | 77 | 244 | 10 | 244 | 10 | 244 | 40 | 98 | 91 | 145
FAWL3 | A | 36 | 244 | 77 | 244 | 77 | 244 | 10 | 244 | 10 | 244 | 40 | 98 | 91 | 145
FAWN-1 | A | 10 | 52 | 25 | 52 | 40 | 52 | 13 | 52 | 32 | 52 | 11 | 37 | 27 | 27
FELL-1 | A | 9 | 63 | 21 | 63 | 22 | 63 | 10 | 63 | 24 | 63 | 9 | 63 | 22 | 63
FERR-1 | A | 25 | 150 | 45 | 250 | 56 | 250 | 40 | 250 | 60 | 250 | 34 | 80 | 59 | 150
FERR-2 | A | 25 | 150 | 45 | 250 | 56 | 250 | 40 | 250 | 60 | 250 | 34 | 80 | 59 | 150
FERR-3 | A | 25 | 150 | 45 | 250 | 56 | 250 | 40 | 250 | 60 | 250 | 34 | 80 | 59 | 150
FERR-4 | A | 25 | 150 | 45 | 250 | 56 | 250 | 40 | 250 | 60 | 250 | 34 | 80 | 59 | 150
FFES-1 | A | 10 | 35 | 27 | 35 | 30 | 35 | 9 | 35 | 22 | 35 | 4 | 27 | 6 | 27
FFES-2 | A | 10 | 35 | 27 | 35 | 30 | 35 | 9 | 35 | 22 | 35 | 4 | 27 | 6 | 27
FFES-3 | A | 10 | 35 | 27 | 35 | 30 | 35 | 9 | 35 | 22 | 35 | 4 | 27 | 6 | 27
FFES-4 | A | 10 | 35 | 27 | 35 | 30 | 35 | 9 | 35 | 22 | 35 | 4 | 27 | 6 | 27
FIDL-1 | A | 13 | 205 | 20 | 205 | 23 | 205 | 35 | 100 | 40 | 147 | 30 | 147 | 50 | 147
FIDL-2 | A | 13 | 205 | 20 | 205 | 23 | 205 | 35 | 100 | 40 | 147 | 30 | 147 | 50 | 147
FIDL-3 | A | 13 | 205 | 20 | 205 | 23 | 205 | 35 | 100 | 40 | 147 | 30 | 147 | 50 | 147
FIDL-4 | A | 13 | 205 | 20 | 205 | 23 | 205 | 35 | 100 | 40 | 147 | 30 | 147 | 50 | 147
FIFE-1 | A | 6 | 63 | 12 | 63 | 12 | 63 | 11 | 63 | 24 | 63 | 6 | 53 | 8 | 53
FINL-1 | A | 0 | 14 | 1 | 14 | 1 | 14 | 1 | 14 | 2 | 14 | 0 | 14 | 1 | 11
FOYE-1 | A | 6 | 60 | 13 | 60 | 16 | 60 | 11 | 60 | 27 | 60 | 5 | 30 | 11 | 30
FOYE-2 | A | 6 | 60 | 13 | 60 | 16 | 60 | 11 | 60 | 27 | 60 | 5 | 30 | 11 | 30
GNFSW-1 | A | 11 | 100 | 30 | 100 | 30 | 100 | 12 | 100 | 31 | 100 | 12 | 70 | 30 | 70
GNFSW-2 | A | 7 | 64 | 18 | 64 | 18 | 64 | 8 | 64 | 18 | 64 | 6 | 49 | 15 | 49
GRAI-1 | A | 43 | 485 | 100 | 485 | 160 | 485 | 60 | 485 | 140 | 485 | 33 | 0 | 60 | 345
GRAI-3 | A | 43 | 485 | 100 | 485 | 160 | 485 | 60 | 485 | 140 | 485 | 33 | 0 | 60 | 345
GRAI-4 | A | 43 | 485 | 100 | 485 | 160 | 485 | 60 | 485 | 140 | 485 | 33 | 0 | 60 | 345
GRMO-1 | A | 8 | 43 | 8 | 43 | 8 | 43 | 8 | 43 | 8 | 43 | 8 | 23 | 8 | 23
GYAR-1 | A | 17 | 176 | 42 | 176 | 66 | 176 | 24 | 176 | 60 | 176 | 17 | 176 | 42 | 176
HADHW-1 | A | 7 | 96 | 14 | 96 | 22 | 96 | 13 | 96 | 34 | 96 | 8 | 65 | 17 | 65
HUMR-1 | A | 36 | 330 | 90 | 330 | 144 | 330 | 52 | 330 | 126 | 330 | 40 | 257 | 90 | 257
INDQ-1 | A | 12 | 102 | 31 | 102 | 43 | 102 | 13 | 102 | 34 | 102 | 12 | 72 | 30 | 72
IRNPS-1 | A | 35 | 125 | 45 | 125 | 48 | 285 | 42 | 285 | 68 | 125 | 28 | 125 | 42 | 185
IRNPS-2 | A | 35 | 125 | 45 | 125 | 48 | 285 | 42 | 285 | 68 | 125 | 28 | 125 | 42 | 185
KEAD-1 | A | 29 | 315 | 67 | 315 | 102 | 315 | 48 | 315 | 110 | 315 | 30 | 275 | 75 | 155
KILBW-1 | A | 3 | 56 | 8 | 56 | 13 | 56 | 5 | 56 | 14 | 56 | 4 | 53 | 9 | 47
KILLPG-1 | A | 8 | 225 | 10 | 225 | 10 | 225 | 10 | 225 | 12 | 225 | 4 | 150 | 15 | 150
KILLPG-2 | A | 8 | 225 | 10 | 225 | 10 | 225 | 10 | 225 | 12 | 225 | 4 | 150 | 15 | 150
KILNS-1 | A | 30 | 290 | 72 | 290 | 84 | 290 | 42 | 290 | 114 | 290 | 18 | 104 | 45 | 104
KINO-1 | A | 27 | 255 | 35 | 255 | 35 | 255 | 22 | 255 | 44 | 255 | 14 | 185 | 35 | 185
KINO-2 | A | 27 | 255 | 35 | 255 | 35 | 255 | 22 | 255 | 44 | 255 | 14 | 185 | 35 | 185
KINO-3 | A | 27 | 255 | 35 | 255 | 35 | 255 | 22 | 255 | 41 | 255 | 14 | 185 | 35 | 185
KINO-4 | A | 27 | 255 | 35 | 255 | 35 | 255 | 22 | 255 | 41 | 255 | 14 | 185 | 35 | 185
KLYN-A-1 | A | 24 | 126 | 50 | 126 | 50 | 126 | 34 | 126 | 70 | 126 | 22 | 81 | 34 | 81
LAGA-1 | A | 58 | 505 | 135 | 505 | 158 | 505 | 50 | 425 | 140 | 425 | 56 | 425 | 135 | 330
LBAR-1G | A | 1 | 16 | 4 | 16 | 6 | 16 | 2 | 16 | 4 | 16 | 1 | 9 | 4 | 9
LBAR-1 | A | 40 | 230 | 64 | 230 | 66 | 230 | 60 | 230 | 132 | 230 | 36 | 120 | 86 | 120
LITTD1 | A | 57 | 485 | 110 | 485 | 110 | 485 | 66 | 485 | 80 | 485 | 60 | 335 | 150 | 335
LITTD2 | A | 57 | 485 | 110 | 485 | 110 | 485 | 66 | 485 | 80 | 485 | 60 | 335 | 150 | 335
LITTD3 | A | 57 | 485 | 110 | 485 | 110 | 485 | 66 | 485 | 80 | 485 | 60 | 335 | 150 | 335
LOAN-1 | A | 25 | 326 | 51 | 326 | 55 | 326 | 19 | 326 | 50 | 326 | 12 | 276 | 28 | 276
LOAN-2 | A | 25 | 326 | 51 | 326 | 55 | 326 | 19 | 326 | 50 | 326 | 12 | 276 | 28 | 276
LOAN-3 | A | 25 | 326 | 51 | 326 | 55 | 326 | 19 | 326 | 50 | 326 | 12 | 276 | 28 | 276
MEDP-1 | A | 28 | 231 | 72 | 231 | 72 | 231 | 44 | 231 | 110 | 231 | 28 | 190 | 72 | 190
MILLW-1 | A | 6 | 32 | 8 | 54 | 13 | 54 | 5 | 54 | 14 | 54 | 3 | 43 | 8 | 43
MRWD-1 | A | 50 | 384 | 90 | 384 | 100 | 384 | 52 | 384 | 160 | 384 | 52 | 298 | 110 | 298
NANT-1 | A | 0 | 15 | 0 | 15 | 0 | 15 | 0 | 15 | 1 | 15 | 0 | 15 | 0 | 15
PEHE-1 | A | 47 | 435 | 100 | 435 | 100 | 435 | 67 | 435 | 105 | 435 | 64 | 245 | 100 | 245
PEHE-2 | A | 16 | 490 | 40 | 265 | 42 | 490 | 0 | 0 | 0 | 0 | 0 | 490 | 0 | 490
PETEM1 | A | 20 | 180 | 46 | 180 | 52 | 180 | 24 | 180 | 58 | 180 | 20 | 150 | 50 | 100
RATS-1 | A | 39 | 270 | 84 | 270 | 90 | 270 | 39 | 155 | 54 | 270 | 42 | 105 | 95 | 155
RATS-2 | A | 39 | 270 | 84 | 270 | 90 | 270 | 39 | 155 | 54 | 270 | 42 | 105 | 95 | 155
RATS-3 | A | 39 | 270 | 84 | 270 | 90 | 270 | 39 | 155 | 54 | 270 | 42 | 105 | 95 | 155
RATS-4 | A | 39 | 270 | 84 | 270 | 90 | 270 | 39 | 155 | 54 | 270 | 42 | 105 | 95 | 155
ROCK-1 | A | 36 | 400 | 50 | 400 | 54 | 400 | 60 | 400 | 160 | 400 | 33 | 220 | 53 | 220
ROOS-1 | A | 12 | 140 | 32 | 140 | 32 | 140 | 13 | 140 | 32 | 140 | 13 | 108 | 32 | 108
RUGPS-6 | A | 36 | 243 | 80 | 243 | 80 | 243 | 40 | 243 | 90 | 243 | 40 | 155 | 95 | 105
RUGPS-7 | A | 36 | 243 | 80 | 243 | 80 | 243 | 40 | 243 | 90 | 243 | 40 | 155 | 95 | 105
RYHPS-1 | A | 30 | 305 | 48 | 305 | 66 | 305 | 42 | 305 | 51 | 305 | 30 | 130 | 42 | 68
SCCL-1 | A | 35 | 180 | 70 | 180 | 70 | 180 | 40 | 180 | 95 | 180 | 40 | 100 | 100 | 50
SCCL-2 | A | 35 | 180 | 70 | 180 | 70 | 180 | 40 | 180 | 95 | 180 | 40 | 100 | 100 | 50
SCCL-3 | A | 35 | 180 | 70 | 180 | 70 | 180 | 40 | 180 | 95 | 180 | 40 | 100 | 100 | 50
SEAB-1 | A | 44 | 254 | 125 | 254 | 150 | 254 | 55 | 254 | 150 | 254 | 75 | 164 | 176 | 38
SEAB-2 | A | 31 | 138 | 76 | 138 | 86 | 138 | 32 | 138 | 82 | 138 | 37 | 73 | 90 | 43
SHBA-1 | A | 41 | 255 | 104 | 255 | 115 | 255 | 44 | 255 | 120 | 255 | 39 | 195 | 115 | 40
SHBA-2 | A | 26 | 183 | 64 | 183 | 70 | 183 | 30 | 183 | 80 | 183 | 28 | 103 | 66 | 69
SHOS-1 | A | 18 | 160 | 24 | 160 | 24 | 160 | 30 | 160 | 75 | 160 | 18 | 135 | 24 | 135
SHOT-1 | A | 8 | 75 | 20 | 75 | 32 | 75 | 12 | 75 | 30 | 75 | 12 | 60 | 26 | 45
SIZB-1 | A | 38 | 283 | 45 | 283 | 45 | 283 | 45 | 283 | 45 | 283 | 40 | 283 | 46 | 283
SIZB-2 | A | 38 | 283 | 45 | 283 | 45 | 283 | 45 | 283 | 45 | 283 | 40 | 283 | 46 | 283
SLOY-1 | A | 0 | 38 | 1 | 38 | 1 | 38 | 1 | 38 | 2 | 38 | 0 | 38 | 1 | 30
SLOY-2 | A | 0 | 38 | 1 | 38 | 1 | 38 | 1 | 38 | 2 | 38 | 0 | 38 | 1 | 30
SLOY-3 | A | 0 | 38 | 1 | 38 | 1 | 38 | 1 | 38 | 2 | 38 | 0 | 38 | 1 | 30
SLOY-4 | A | 0 | 28 | 1 | 28 | 1 | 28 | 1 | 28 | 2 | 28 | 0 | 28 | 1 | 22
SPLN-1 | A | 40 | 380 | 100 | 380 | 110 | 380 | 50 | 380 | 120 | 380 | 30 | 380 | 90 | 300
STAY-1 | A | 34 | 221 | 62 | 221 | 62 | 221 | 35 | 221 | 85 | 221 | 33 | 161 | 60 | 161
STAY-2 | A | 34 | 221 | 62 | 221 | 62 | 221 | 35 | 221 | 85 | 221 | 33 | 161 | 60 | 161
STAY-3 | A | 34 | 221 | 62 | 221 | 62 | 221 | 35 | 221 | 85 | 221 | 33 | 161 | 60 | 161
STAY-4 | A | 34 | 221 | 62 | 221 | 62 | 221 | 35 | 221 | 85 | 221 | 33 | 161 | 60 | 161
SUTB-1 | A | 36 | 380 | 104 | 380 | 148 | 380 | 52 | 380 | 132 | 380 | 47 | 250 | 107 | 250
SVRP-10 | A | 20 | 225 | 50 | 225 | 70 | 225 | 32 | 225 | 80 | 225 | 20 | 172 | 50 | 172
SVRP-20 | A | 20 | 225 | 50 | 225 | 70 | 225 | 32 | 225 | 80 | 225 | 20 | 172 | 50 | 172
TESI-1 | A | 40 | 260 | 100 | 260 | 140 | 260 | 60 | 260 | 140 | 260 | 40 | 200 | 120 | 100
TESI-2 | A | 40 | 260 | 100 | 260 | 140 | 260 | 60 | 260 | 140 | 260 | 40 | 200 | 120 | 100
TILB-7 | A | 20 | 160 | 30 | 160 | 30 | 160 | 20 | 160 | 30 | 160 | 6 | 100 | 10 | 100
TILB-8 | A | 20 | 160 | 30 | 160 | 30 | 160 | 20 | 160 | 30 | 160 | 6 | 100 | 10 | 100
TILB-9 | A | 20 | 160 | 30 | 160 | 30 | 160 | 20 | 160 | 30 | 160 | 6 | 100 | 10 | 100
TILB10 | A | 20 | 160 | 30 | 160 | 30 | 160 | 20 | 160 | 30 | 160 | 6 | 100 | 10 | 100
USKM-13 | A | 6 | 49 | 15 | 49 | 17 | 49 | 8 | 49 | 19 | 49 | 7 | 36 | 8 | 36
USKM-14 | A | 6 | 49 | 15 | 49 | 17 | 49 | 8 | 49 | 19 | 49 | 7 | 36 | 8 | 36
USKM-15 | A | 6 | 49 | 15 | 49 | 17 | 49 | 8 | 49 | 19 | 49 | 7 | 36 | 8 | 36
WBUPS-1 | A | 30 | 113 | 48 | 153 | 48 | 153 | 32 | 113 | 50 | 113 | 40 | 153 | 65 | 113
WBUPS-2 | A | 30 | 133 | 48 | 173 | 48 | 173 | 32 | 133 | 50 | 133 | 40 | 173 | 65 | 133
WBUPS-3 | A | 30 | 133 | 48 | 173 | 48 | 173 | 32 | 133 | 50 | 133 | 40 | 173 | 65 | 133
WBUPS-4 | A | 30 | 113 | 48 | 153 | 48 | 153 | 32 | 113 | 50 | 113 | 40 | 153 | 65 | 113

## Jun 2012
MW Response Capability by BMU
|  | Primary Response (Max MWhrs) | [5 empty] | Secondary Response (Max Mwhrs) |  |  |  | High Frequency Response (Max MWhrs)
UNIT | Mode | 0.2Hz |  | 0.5Hz |  | 0.8Hz |  | 0.2/0.2Hz |  | 0.5/0.5Hz |  | 0.2Hz |  | 0.5Hz
ABTH7 | A | 40 | 250 | 72 | 250 | 72 | 250 | 48 | 250 | 120 | 250 | 38 | 185 | 55 | 185
ABTH8 | A | 40 | 250 | 72 | 250 | 72 | 250 | 48 | 250 | 120 | 250 | 38 | 185 | 55 | 185
ABTH9 | A | 40 | 250 | 72 | 250 | 72 | 250 | 48 | 250 | 120 | 250 | 38 | 185 | 55 | 185
BAGE-1 | A | 30 | 255 | 70 | 255 | 90 | 255 | 35 | 255 | 90 | 255 | 28 | 220 | 70 | 185
BAGE-2 | A | 3 | 17 | 8 | 17 | 12 | 17 | 4 | 17 | 9 | 17 | 2 | 17 | 5 | 17
BARKB2 | A | 33 | 210 | 82 | 210 | 108 | 210 | 39 | 210 | 97 | 210 | 31 | 120 | 84 | 120
BARK-1 | A | 22 | 140 | 55 | 140 | 72 | 140 | 26 | 140 | 65 | 140 | 21 | 80 | 54 | 80
BRGG-1 | A | 16 | 110 | 32 | 110 | 48 | 110 | 16 | 110 | 40 | 110 | 14 | 96 | 34 | 46
BRYP-1 | A | 15 | 82 | 25 | 82 | 31 | 82 | 22 | 82 | 37 | 82 | 10 | 82 | 27 | 47
CDCL-1 | A | 30 | 160 | 40 | 160 | 40 | 160 | 34 | 160 | 40 | 160 | 27 | 120 | 40 | 120
CLAC-1 | A | 3 | 28 | 8 | 28 | 13 | 28 | 3 | 36 | 9 | 36 | 3 | 28 | 8 | 28
CNQPS-1 | A | 22 | 126 | 51 | 126 | 70 | 126 | 28 | 126 | 70 | 126 | 20 | 100 | 45 | 100
CNQPS-2 | A | 22 | 126 | 51 | 126 | 70 | 126 | 28 | 126 | 70 | 126 | 20 | 100 | 45 | 100
CNQPS-3 | A | 22 | 126 | 51 | 126 | 70 | 126 | 28 | 126 | 70 | 126 | 20 | 100 | 45 | 100
CNQPS-4 | A | 22 | 126 | 51 | 126 | 70 | 126 | 28 | 126 | 70 | 126 | 20 | 100 | 45 | 100
COCK-1 | A | 15 | 168 | 42 | 168 | 48 | 168 | 10 | 168 | 25 | 168 | 6 | 138 | 7 | 138
COCK-2 | A | 15 | 168 | 42 | 168 | 48 | 168 | 10 | 168 | 25 | 168 | 6 | 138 | 7 | 138
COCK-3 | A | 15 | 168 | 42 | 168 | 48 | 168 | 10 | 168 | 25 | 168 | 6 | 138 | 7 | 138
COCK-4 | A | 15 | 168 | 42 | 168 | 48 | 168 | 10 | 168 | 25 | 168 | 6 | 138 | 7 | 138
CORB-1 | A | 10 | 130 | 30 | 130 | 50 | 130 | 28 | 130 | 60 | 130 | 15 | 95 | 40 | 60
COSO-1 | A | 20 | 380 | 40 | 380 | 50 | 380 | 60 | 380 | 140 | 380 | 17 | 304 | 40 | 304
COTPS-1 | A | 29 | 277 | 50 | 277 | 62 | 277 | 35 | 60 | 63 | 277 | 30 | 122 | 60 | 122
COTPS-2 | A | 29 | 287 | 50 | 287 | 62 | 287 | 35 | 60 | 63 | 287 | 30 | 122 | 60 | 122
COTPS-3 | A | 29 | 287 | 50 | 287 | 62 | 287 | 35 | 60 | 63 | 287 | 30 | 122 | 60 | 122
COTPS-4 | A | 29 | 277 | 50 | 277 | 62 | 277 | 35 | 60 | 63 | 277 | 30 | 122 | 60 | 122
COWE1 | A | 7 | 30 | 17 | 30 | 17 | 30 | 7 | 30 | 17 | 30 | 7 | 30 | 17 | 30
COWE2 | A | 7 | 30 | 17 | 30 | 17 | 30 | 7 | 30 | 17 | 30 | 7 | 30 | 17 | 30
CRUA-1 | A | 10 | 110 | 25 | 110 | 37 | 110 | 12 | 110 | 30 | 110 | 10 | 84 | 25 | 48
CRUA-2 | A | 10 | 110 | 25 | 110 | 37 | 110 | 12 | 110 | 30 | 110 | 10 | 84 | 25 | 48
CRUA-3 | A | 7 | 30 | 15 | 30 | 21 | 30 | 9 | 30 | 24 | 30 | 5 | 25 | 13 | 15
CRUA-4 | A | 7 | 30 | 15 | 30 | 21 | 30 | 9 | 30 | 24 | 30 | 5 | 25 | 13 | 15
DAMC-1 | A | 64 | 380 | 136 | 380 | 156 | 380 | 80 | 380 | 180 | 380 | 60 | 293 | 190 | 128
DEEP-1 | A | 20 | 180 | 60 | 180 | 86 | 180 | 22 | 180 | 80 | 180 | 24 | 96 | 52 | 96
DERW-1 | A | 13 | 90 | 35 | 90 | 45 | 90 | 16 | 90 | 40 | 90 | 16 | 90 | 32 | 72
DIDCB5 | A | 40 | 330 | 104 | 330 | 125 | 330 | 55 | 330 | 140 | 330 | 40 | 185 | 105 | 185
DIDCB6 | A | 50 | 250 | 105 | 250 | 105 | 250 | 50 | 250 | 130 | 250 | 50 | 153 | 110 | 103
DIDC1 | A | 42 | 225 | 85 | 225 | 85 | 225 | 24 | 225 | 62 | 120 | 24 | 73 | 60 | 147
DIDC2 | A | 42 | 225 | 85 | 225 | 85 | 225 | 24 | 225 | 62 | 120 | 24 | 73 | 60 | 147
DIDC3 | A | 42 | 225 | 85 | 225 | 85 | 225 | 24 | 225 | 62 | 120 | 24 | 73 | 60 | 147
DIDC4 | A | 42 | 225 | 85 | 225 | 85 | 225 | 24 | 225 | 62 | 120 | 24 | 73 | 60 | 147
DINO-1 | A | 14 | 138 | 39 | 138 | 58 | 138 | 28 | 138 | 72 | 138 | 14 | 118 | 36 | 88
DINO-2 | A | 14 | 138 | 39 | 138 | 58 | 138 | 28 | 138 | 72 | 138 | 14 | 118 | 36 | 88
DINO-3 | A | 14 | 138 | 39 | 138 | 58 | 138 | 28 | 138 | 72 | 138 | 14 | 118 | 36 | 88
DINO-4 | A | 14 | 138 | 39 | 138 | 58 | 138 | 28 | 138 | 72 | 138 | 14 | 118 | 36 | 88
DINO-5 | A | 14 | 138 | 39 | 138 | 58 | 138 | 28 | 138 | 72 | 138 | 14 | 118 | 36 | 88
DINO-6 | A | 14 | 138 | 39 | 138 | 58 | 138 | 28 | 138 | 72 | 138 | 14 | 118 | 36 | 88
DRAXX-1 | A | 68 | 345 | 100 | 345 | 100 | 345 | 64 | 95 | 110 | 345 | 60 | 225 | 70 | 225
DRAXX-2 | A | 68 | 345 | 100 | 345 | 100 | 345 | 64 | 95 | 110 | 345 | 60 | 225 | 70 | 225
DRAXX-3 | A | 68 | 345 | 100 | 345 | 100 | 345 | 64 | 95 | 110 | 345 | 60 | 225 | 70 | 225
DRAXX-4 | A | 68 | 345 | 100 | 345 | 100 | 345 | 64 | 95 | 110 | 345 | 60 | 225 | 70 | 225
DRAXX-5 | A | 68 | 345 | 100 | 345 | 100 | 345 | 64 | 95 | 110 | 345 | 60 | 225 | 70 | 225
DRAXX-6 | A | 68 | 345 | 100 | 345 | 100 | 345 | 64 | 95 | 110 | 345 | 60 | 225 | 70 | 225
EECL-1 | A | 20 | 133 | 25 | 133 | 26 | 133 | 29 | 133 | 80 | 133 | 18 | 105 | 26 | 105
EGGPS-1 | A | 45 | 205 | 83 | 205 | 83 | 205 | 49 | 205 | 110 | 205 | 33 | 95 | 60 | 95
EGGPS-2 | A | 45 | 205 | 83 | 205 | 83 | 205 | 49 | 205 | 110 | 205 | 33 | 95 | 60 | 95
EGGPS-3 | A | 45 | 205 | 83 | 205 | 83 | 205 | 49 | 205 | 110 | 205 | 33 | 95 | 60 | 95
EGGPS-4 | A | 45 | 205 | 83 | 205 | 83 | 205 | 49 | 205 | 110 | 205 | 33 | 95 | 60 | 95
ERRO-1 | A | 1 | 21 | 1 | 21 | 1 | 21 | 2 | 21 | 5 | 21 | 1 | 17 | 1 | 17
ERRO-2 | A | 1 | 21 | 1 | 21 | 1 | 21 | 2 | 21 | 5 | 21 | 1 | 17 | 1 | 17
ERRO-3 | A | 1 | 21 | 1 | 21 | 1 | 21 | 2 | 21 | 5 | 21 | 1 | 17 | 1 | 17
FASN-1 | A | 0 | 15 | 1 | 15 | 1 | 15 | 1 | 15 | 2 | 15 | 0 | 15 | 1 | 12
FASN-2 | A | 0 | 15 | 1 | 15 | 1 | 15 | 1 | 15 | 2 | 15 | 0 | 15 | 1 | 12
FASN-3 | A | 0 | 15 | 1 | 15 | 1 | 15 | 1 | 15 | 2 | 15 | 0 | 15 | 1 | 12
FAWL1 | A | 36 | 244 | 77 | 244 | 77 | 244 | 10 | 244 | 10 | 244 | 40 | 98 | 91 | 145
FAWL3 | A | 36 | 244 | 77 | 244 | 77 | 244 | 10 | 244 | 10 | 244 | 40 | 98 | 91 | 145
FAWN-1 | A | 10 | 52 | 25 | 52 | 40 | 52 | 13 | 52 | 32 | 52 | 11 | 37 | 27 | 27
FELL-1 | A | 9 | 63 | 21 | 63 | 22 | 63 | 10 | 63 | 24 | 63 | 9 | 63 | 22 | 63
FERR-1 | A | 25 | 150 | 45 | 250 | 56 | 250 | 40 | 250 | 60 | 250 | 34 | 80 | 59 | 150
FERR-2 | A | 25 | 150 | 45 | 250 | 56 | 250 | 40 | 250 | 60 | 250 | 34 | 80 | 59 | 150
FERR-3 | A | 25 | 150 | 45 | 250 | 56 | 250 | 40 | 250 | 60 | 250 | 34 | 80 | 59 | 150
FERR-4 | A | 25 | 150 | 45 | 250 | 56 | 250 | 40 | 250 | 60 | 250 | 34 | 80 | 59 | 150
FFES-1 | A | 10 | 35 | 27 | 35 | 30 | 35 | 9 | 35 | 22 | 35 | 4 | 27 | 6 | 27
FFES-2 | A | 10 | 35 | 27 | 35 | 30 | 35 | 9 | 35 | 22 | 35 | 4 | 27 | 6 | 27
FFES-3 | A | 10 | 35 | 27 | 35 | 30 | 35 | 9 | 35 | 22 | 35 | 4 | 27 | 6 | 27
FFES-4 | A | 10 | 35 | 27 | 35 | 30 | 35 | 9 | 35 | 22 | 35 | 4 | 27 | 6 | 27
FIDL-1 | A | 13 | 205 | 20 | 205 | 23 | 205 | 35 | 100 | 40 | 147 | 30 | 147 | 50 | 147
FIDL-2 | A | 13 | 205 | 20 | 205 | 23 | 205 | 35 | 100 | 40 | 147 | 30 | 147 | 50 | 147
FIDL-3 | A | 13 | 205 | 20 | 205 | 23 | 205 | 35 | 100 | 40 | 147 | 30 | 147 | 50 | 147
FIDL-4 | A | 13 | 205 | 20 | 205 | 23 | 205 | 35 | 100 | 40 | 147 | 30 | 147 | 50 | 147
FIFE-1 | A | 6 | 63 | 12 | 63 | 12 | 63 | 11 | 63 | 24 | 63 | 6 | 53 | 8 | 53
FINL-1 | A | 0 | 14 | 1 | 14 | 1 | 14 | 1 | 14 | 2 | 14 | 0 | 14 | 1 | 11
FOYE-1 | A | 6 | 60 | 13 | 60 | 16 | 60 | 11 | 60 | 27 | 60 | 5 | 30 | 11 | 30
FOYE-2 | A | 6 | 60 | 13 | 60 | 16 | 60 | 11 | 60 | 27 | 60 | 5 | 30 | 11 | 30
GRAI-1 | A | 43 | 485 | 100 | 485 | 160 | 485 | 60 | 485 | 140 | 485 | 33 | 0 | 60 | 345
GRAI-3 | A | 43 | 485 | 100 | 485 | 160 | 485 | 60 | 485 | 140 | 485 | 33 | 0 | 60 | 345
GRAI-4 | A | 43 | 485 | 100 | 485 | 160 | 485 | 60 | 485 | 140 | 485 | 33 | 0 | 60 | 345
GRMO-1 | A | 8 | 43 | 8 | 43 | 8 | 43 | 8 | 43 | 8 | 43 | 8 | 23 | 8 | 23
GYAR-1 | A | 17 | 176 | 42 | 176 | 66 | 176 | 24 | 176 | 60 | 176 | 17 | 176 | 42 | 176
HUMR-1 | A | 36 | 330 | 90 | 330 | 144 | 330 | 52 | 330 | 126 | 330 | 40 | 257 | 90 | 257
INDQ-1 | A | 12 | 102 | 31 | 102 | 43 | 102 | 13 | 102 | 34 | 102 | 12 | 72 | 30 | 72
IRNPS-1 | A | 35 | 125 | 45 | 125 | 48 | 285 | 42 | 285 | 68 | 125 | 28 | 125 | 42 | 185
IRNPS-2 | A | 35 | 125 | 45 | 125 | 48 | 285 | 42 | 285 | 68 | 125 | 28 | 125 | 42 | 185
KEAD-1 | A | 29 | 315 | 67 | 315 | 102 | 315 | 48 | 315 | 110 | 315 | 30 | 275 | 75 | 155
KILLPG-1 | A | 8 | 225 | 10 | 225 | 10 | 225 | 10 | 225 | 12 | 225 | 4 | 150 | 15 | 150
KILLPG-2 | A | 8 | 225 | 10 | 225 | 10 | 225 | 10 | 225 | 12 | 225 | 4 | 150 | 15 | 150
KILNS-1 | A | 30 | 290 | 72 | 290 | 84 | 290 | 42 | 290 | 114 | 290 | 18 | 104 | 45 | 104
KINO-1 | A | 27 | 255 | 35 | 255 | 35 | 255 | 22 | 255 | 44 | 255 | 14 | 185 | 35 | 185
KINO-2 | A | 27 | 255 | 35 | 255 | 35 | 255 | 22 | 255 | 44 | 255 | 14 | 185 | 35 | 185
KINO-3 | A | 27 | 255 | 35 | 255 | 35 | 255 | 22 | 255 | 41 | 255 | 14 | 185 | 35 | 185
KINO-4 | A | 27 | 255 | 35 | 255 | 35 | 255 | 22 | 255 | 41 | 255 | 14 | 185 | 35 | 185
KLYN-A-1 | A | 24 | 126 | 50 | 126 | 50 | 126 | 34 | 126 | 70 | 126 | 22 | 81 | 34 | 81
LAGA-1 | A | 58 | 505 | 135 | 505 | 158 | 505 | 50 | 425 | 140 | 425 | 56 | 425 | 135 | 330
LBAR-1G | A | 1 | 16 | 4 | 16 | 6 | 16 | 2 | 16 | 4 | 16 | 1 | 9 | 4 | 9
LBAR-1 | A | 40 | 230 | 64 | 230 | 66 | 230 | 60 | 230 | 132 | 230 | 36 | 120 | 86 | 120
LITTD1 | A | 57 | 485 | 110 | 485 | 110 | 485 | 66 | 485 | 80 | 485 | 60 | 335 | 150 | 335
LITTD2 | A | 57 | 485 | 110 | 485 | 110 | 485 | 66 | 485 | 80 | 485 | 60 | 335 | 150 | 335
LITTD3 | A | 57 | 485 | 110 | 485 | 110 | 485 | 66 | 485 | 80 | 485 | 60 | 335 | 150 | 335
LOAN-1 | A | 25 | 326 | 51 | 326 | 55 | 326 | 19 | 326 | 50 | 326 | 12 | 276 | 28 | 276
LOAN-2 | A | 25 | 326 | 51 | 326 | 55 | 326 | 19 | 326 | 50 | 326 | 12 | 276 | 28 | 276
LOAN-3 | A | 25 | 326 | 51 | 326 | 55 | 326 | 19 | 326 | 50 | 326 | 12 | 276 | 28 | 276
MEDP-1 | A | 28 | 231 | 72 | 231 | 72 | 231 | 44 | 231 | 110 | 231 | 28 | 190 | 72 | 190
MRWD-1 | A | 50 | 384 | 90 | 384 | 100 | 384 | 52 | 384 | 160 | 384 | 52 | 298 | 110 | 298
NANT-1 | A | 0 | 15 | 0 | 15 | 0 | 15 | 0 | 15 | 1 | 15 | 0 | 15 | 0 | 15
PEHE-1 | A | 47 | 435 | 100 | 435 | 100 | 435 | 67 | 435 | 105 | 435 | 64 | 245 | 100 | 245
PEHE-2 | A | 16 | 490 | 40 | 265 | 42 | 490 | 0 | 0 | 0 | 0 | 0 | 490 | 0 | 490
PETEM1 | A | 20 | 180 | 46 | 180 | 52 | 180 | 24 | 180 | 58 | 180 | 20 | 150 | 50 | 100
RATS-1 | A | 39 | 270 | 84 | 270 | 90 | 270 | 39 | 155 | 54 | 270 | 42 | 105 | 95 | 155
RATS-2 | A | 39 | 270 | 84 | 270 | 90 | 270 | 39 | 155 | 54 | 270 | 42 | 105 | 95 | 155
RATS-3 | A | 39 | 270 | 84 | 270 | 90 | 270 | 39 | 155 | 54 | 270 | 42 | 105 | 95 | 155
RATS-4 | A | 39 | 270 | 84 | 270 | 90 | 270 | 39 | 155 | 54 | 270 | 42 | 105 | 95 | 155
ROCK-1 | A | 36 | 400 | 50 | 400 | 54 | 400 | 60 | 400 | 160 | 400 | 33 | 220 | 53 | 220
ROOS-1 | A | 12 | 140 | 32 | 140 | 32 | 140 | 13 | 140 | 32 | 140 | 13 | 108 | 32 | 108
RUGPS-6 | A | 36 | 243 | 80 | 243 | 80 | 243 | 40 | 243 | 90 | 243 | 40 | 155 | 95 | 105
RUGPS-7 | A | 36 | 243 | 80 | 243 | 80 | 243 | 40 | 243 | 90 | 243 | 40 | 155 | 95 | 105
RYHPS-1 | A | 30 | 305 | 48 | 305 | 66 | 305 | 42 | 305 | 51 | 305 | 30 | 130 | 42 | 68
SCCL-1 | A | 35 | 180 | 70 | 180 | 70 | 180 | 40 | 180 | 95 | 180 | 40 | 100 | 100 | 50
SCCL-2 | A | 35 | 180 | 70 | 180 | 70 | 180 | 40 | 180 | 95 | 180 | 40 | 100 | 100 | 50
SCCL-3 | A | 35 | 180 | 70 | 180 | 70 | 180 | 40 | 180 | 95 | 180 | 40 | 100 | 100 | 50
SEAB-1 | A | 44 | 254 | 125 | 254 | 150 | 254 | 55 | 254 | 150 | 254 | 75 | 164 | 176 | 38
SEAB-2 | A | 31 | 138 | 76 | 138 | 86 | 138 | 32 | 138 | 82 | 138 | 37 | 73 | 90 | 43
SHBA-1 | A | 41 | 255 | 104 | 255 | 115 | 255 | 44 | 255 | 120 | 255 | 39 | 195 | 115 | 40
SHBA-2 | A | 26 | 183 | 64 | 183 | 70 | 183 | 30 | 183 | 80 | 183 | 28 | 103 | 66 | 69
SHOS-1 | A | 18 | 160 | 24 | 160 | 24 | 160 | 30 | 160 | 75 | 160 | 18 | 135 | 24 | 135
SHOT-1 | A | 8 | 75 | 20 | 75 | 32 | 75 | 12 | 75 | 30 | 75 | 12 | 60 | 26 | 45
SIZB-1 | A | 38 | 283 | 45 | 283 | 45 | 283 | 45 | 283 | 45 | 283 | 40 | 283 | 46 | 283
SIZB-2 | A | 38 | 283 | 45 | 283 | 45 | 283 | 45 | 283 | 45 | 283 | 40 | 283 | 46 | 283
SLOY-1 | A | 0 | 38 | 1 | 38 | 1 | 38 | 1 | 38 | 2 | 38 | 0 | 38 | 1 | 30
SLOY-2 | A | 0 | 38 | 1 | 38 | 1 | 38 | 1 | 38 | 2 | 38 | 0 | 38 | 1 | 30
SLOY-3 | A | 0 | 38 | 1 | 38 | 1 | 38 | 1 | 38 | 2 | 38 | 0 | 38 | 1 | 30
SLOY-4 | A | 0 | 28 | 1 | 28 | 1 | 28 | 1 | 28 | 2 | 28 | 0 | 28 | 1 | 22
SPLN-1 | A | 40 | 380 | 100 | 380 | 110 | 380 | 50 | 380 | 120 | 380 | 30 | 380 | 90 | 300
STAY-1 | A | 34 | 221 | 62 | 221 | 62 | 221 | 35 | 221 | 85 | 221 | 33 | 161 | 60 | 161
STAY-2 | A | 34 | 221 | 62 | 221 | 62 | 221 | 35 | 221 | 85 | 221 | 33 | 161 | 60 | 161
STAY-3 | A | 34 | 221 | 62 | 221 | 62 | 221 | 35 | 221 | 85 | 221 | 33 | 161 | 60 | 161
STAY-4 | A | 34 | 221 | 62 | 221 | 62 | 221 | 35 | 221 | 85 | 221 | 33 | 161 | 60 | 161
SUTB-1 | A | 36 | 380 | 104 | 380 | 148 | 380 | 52 | 380 | 132 | 380 | 47 | 250 | 107 | 250
SVRP-10 | A | 20 | 225 | 50 | 225 | 70 | 225 | 32 | 225 | 80 | 225 | 20 | 172 | 50 | 172
SVRP-20 | A | 20 | 225 | 50 | 225 | 70 | 225 | 32 | 225 | 80 | 225 | 20 | 172 | 50 | 172
TESI-1 | A | 40 | 260 | 100 | 260 | 140 | 260 | 60 | 260 | 140 | 260 | 40 | 200 | 120 | 100
TESI-2 | A | 40 | 260 | 100 | 260 | 140 | 260 | 60 | 260 | 140 | 260 | 40 | 200 | 120 | 100
TILB-7 | A | 20 | 160 | 30 | 160 | 30 | 160 | 20 | 160 | 30 | 160 | 6 | 100 | 10 | 100
TILB-8 | A | 20 | 160 | 30 | 160 | 30 | 160 | 20 | 160 | 30 | 160 | 6 | 100 | 10 | 100
TILB-9 | A | 20 | 160 | 30 | 160 | 30 | 160 | 20 | 160 | 30 | 160 | 6 | 100 | 10 | 100
TILB10 | A | 20 | 160 | 30 | 160 | 30 | 160 | 20 | 160 | 30 | 160 | 6 | 100 | 10 | 100
USKM-13 | A | 6 | 49 | 15 | 49 | 17 | 49 | 8 | 49 | 19 | 49 | 7 | 36 | 8 | 36
USKM-14 | A | 6 | 49 | 15 | 49 | 17 | 49 | 8 | 49 | 19 | 49 | 7 | 36 | 8 | 36
USKM-15 | A | 6 | 49 | 15 | 49 | 17 | 49 | 8 | 49 | 19 | 49 | 7 | 36 | 8 | 36
WBUPS-1 | A | 30 | 113 | 48 | 153 | 48 | 153 | 32 | 113 | 50 | 113 | 40 | 153 | 65 | 113
WBUPS-2 | A | 30 | 133 | 48 | 173 | 48 | 173 | 32 | 133 | 50 | 133 | 40 | 173 | 65 | 133
WBUPS-3 | A | 30 | 133 | 48 | 173 | 48 | 173 | 32 | 133 | 50 | 133 | 40 | 173 | 65 | 133
WBUPS-4 | A | 30 | 113 | 48 | 153 | 48 | 153 | 32 | 113 | 50 | 113 | 40 | 153 | 65 | 113

## May 2012
MW Response Capability by BMU
|  | Primary Response (Max MWhrs) | [5 empty] | Secondary Response (Max Mwhrs) |  |  |  | High Frequency Response (Max MWhrs)
UNIT | Mode | 0.2Hz |  | 0.5Hz |  | 0.8Hz |  | 0.2/0.2Hz |  | 0.5/0.5Hz |  | 0.2Hz |  | 0.5Hz
ABTH7 | A | 40 | 250 | 72 | 250 | 72 | 250 | 48 | 250 | 120 | 250 | 38 | 185 | 55 | 185
ABTH8 | A | 40 | 250 | 72 | 250 | 72 | 250 | 48 | 250 | 120 | 250 | 38 | 185 | 55 | 185
ABTH9 | A | 40 | 250 | 72 | 250 | 72 | 250 | 48 | 250 | 120 | 250 | 38 | 185 | 55 | 185
BAGE-1 | A | 30 | 255 | 70 | 255 | 90 | 255 | 35 | 255 | 90 | 255 | 28 | 220 | 70 | 185
BAGE-2 | A | 3 | 17 | 8 | 17 | 12 | 17 | 4 | 17 | 9 | 17 | 2 | 17 | 5 | 17
BARKB2 | A | 33 | 210 | 82 | 210 | 108 | 210 | 39 | 210 | 97 | 210 | 31 | 120 | 84 | 120
BARK-1 | A | 22 | 140 | 55 | 140 | 72 | 140 | 26 | 140 | 65 | 140 | 21 | 80 | 54 | 80
BRGG-1 | A | 16 | 110 | 32 | 110 | 48 | 110 | 16 | 110 | 40 | 110 | 14 | 96 | 34 | 46
BRYP-1 | A | 15 | 82 | 25 | 82 | 31 | 82 | 22 | 82 | 37 | 82 | 10 | 82 | 27 | 47
CDCL-1 | A | 30 | 160 | 40 | 160 | 40 | 160 | 34 | 160 | 40 | 160 | 27 | 120 | 40 | 120
CLAC-1 | A | 3 | 28 | 8 | 28 | 13 | 28 | 3 | 36 | 9 | 36 | 3 | 28 | 8 | 28
CNQPS-1 | A | 22 | 126 | 51 | 126 | 70 | 126 | 28 | 126 | 70 | 126 | 20 | 100 | 45 | 100
CNQPS-2 | A | 22 | 126 | 51 | 126 | 70 | 126 | 28 | 126 | 70 | 126 | 20 | 100 | 45 | 100
CNQPS-3 | A | 22 | 126 | 51 | 126 | 70 | 126 | 28 | 126 | 70 | 126 | 20 | 100 | 45 | 100
CNQPS-4 | A | 22 | 126 | 51 | 126 | 70 | 126 | 28 | 126 | 70 | 126 | 20 | 100 | 45 | 100
COCK-1 | A | 15 | 168 | 42 | 168 | 48 | 168 | 10 | 168 | 25 | 168 | 6 | 138 | 7 | 138
COCK-2 | A | 15 | 168 | 42 | 168 | 48 | 168 | 10 | 168 | 25 | 168 | 6 | 138 | 7 | 138
COCK-3 | A | 15 | 168 | 42 | 168 | 48 | 168 | 10 | 168 | 25 | 168 | 6 | 138 | 7 | 138
COCK-4 | A | 15 | 168 | 42 | 168 | 48 | 168 | 10 | 168 | 25 | 168 | 6 | 138 | 7 | 138
CORB-1 | A | 10 | 130 | 30 | 130 | 50 | 130 | 28 | 130 | 60 | 130 | 15 | 95 | 40 | 60
COSO-1 | A | 20 | 380 | 40 | 380 | 50 | 380 | 60 | 380 | 140 | 380 | 17 | 304 | 40 | 304
COTPS-1 | A | 29 | 277 | 50 | 277 | 62 | 277 | 35 | 60 | 63 | 277 | 30 | 122 | 60 | 122
COTPS-2 | A | 29 | 287 | 50 | 287 | 62 | 287 | 35 | 60 | 63 | 287 | 30 | 122 | 60 | 122
COTPS-3 | A | 29 | 287 | 50 | 287 | 62 | 287 | 35 | 60 | 63 | 287 | 30 | 122 | 60 | 122
COTPS-4 | A | 29 | 277 | 50 | 277 | 62 | 277 | 35 | 60 | 63 | 277 | 30 | 122 | 60 | 122
COWE1 | A | 7 | 30 | 17 | 30 | 17 | 30 | 7 | 30 | 17 | 30 | 7 | 30 | 17 | 30
COWE2 | A | 7 | 30 | 17 | 30 | 17 | 30 | 7 | 30 | 17 | 30 | 7 | 30 | 17 | 30
CRUA-1 | A | 10 | 110 | 25 | 110 | 37 | 110 | 12 | 110 | 30 | 110 | 10 | 84 | 25 | 48
CRUA-2 | A | 10 | 110 | 25 | 110 | 37 | 110 | 12 | 110 | 30 | 110 | 10 | 84 | 25 | 48
CRUA-3 | A | 7 | 30 | 15 | 30 | 21 | 30 | 9 | 30 | 24 | 30 | 5 | 25 | 13 | 15
CRUA-4 | A | 7 | 30 | 15 | 30 | 21 | 30 | 9 | 30 | 24 | 30 | 5 | 25 | 13 | 15
DAMC-1 | A | 64 | 380 | 136 | 380 | 156 | 380 | 80 | 380 | 180 | 380 | 60 | 293 | 190 | 128
DEEP-1 | A | 20 | 180 | 60 | 180 | 86 | 180 | 22 | 180 | 80 | 180 | 24 | 96 | 52 | 96
DERW-1 | A | 13 | 90 | 35 | 90 | 45 | 90 | 16 | 90 | 40 | 90 | 16 | 90 | 32 | 72
DIDCB5 | A | 40 | 330 | 104 | 330 | 125 | 330 | 55 | 330 | 140 | 330 | 40 | 185 | 105 | 185
DIDCB6 | A | 50 | 250 | 105 | 250 | 105 | 250 | 50 | 250 | 130 | 250 | 50 | 153 | 110 | 103
DIDC1 | A | 42 | 225 | 85 | 225 | 85 | 225 | 24 | 225 | 62 | 120 | 24 | 73 | 60 | 147
DIDC2 | A | 42 | 225 | 85 | 225 | 85 | 225 | 24 | 225 | 62 | 120 | 24 | 73 | 60 | 147
DIDC3 | A | 42 | 225 | 85 | 225 | 85 | 225 | 24 | 225 | 62 | 120 | 24 | 73 | 60 | 147
DIDC4 | A | 42 | 225 | 85 | 225 | 85 | 225 | 24 | 225 | 62 | 120 | 24 | 73 | 60 | 147
DINO-1 | A | 14 | 138 | 39 | 138 | 58 | 138 | 28 | 138 | 72 | 138 | 14 | 118 | 36 | 88
DINO-2 | A | 14 | 138 | 39 | 138 | 58 | 138 | 28 | 138 | 72 | 138 | 14 | 118 | 36 | 88
DINO-3 | A | 14 | 138 | 39 | 138 | 58 | 138 | 28 | 138 | 72 | 138 | 14 | 118 | 36 | 88
DINO-4 | A | 14 | 138 | 39 | 138 | 58 | 138 | 28 | 138 | 72 | 138 | 14 | 118 | 36 | 88
DINO-5 | A | 14 | 138 | 39 | 138 | 58 | 138 | 28 | 138 | 72 | 138 | 14 | 118 | 36 | 88
DINO-6 | A | 14 | 138 | 39 | 138 | 58 | 138 | 28 | 138 | 72 | 138 | 14 | 118 | 36 | 88
DRAXX-1 | A | 68 | 345 | 100 | 345 | 100 | 345 | 64 | 95 | 110 | 345 | 60 | 225 | 70 | 225
DRAXX-2 | A | 68 | 345 | 100 | 345 | 100 | 345 | 64 | 95 | 110 | 345 | 60 | 225 | 70 | 225
DRAXX-3 | A | 68 | 345 | 100 | 345 | 100 | 345 | 64 | 95 | 110 | 345 | 60 | 225 | 70 | 225
DRAXX-4 | A | 68 | 345 | 100 | 345 | 100 | 345 | 64 | 95 | 110 | 345 | 60 | 225 | 70 | 225
DRAXX-5 | A | 68 | 345 | 100 | 345 | 100 | 345 | 64 | 95 | 110 | 345 | 60 | 225 | 70 | 225
DRAXX-6 | A | 68 | 345 | 100 | 345 | 100 | 345 | 64 | 95 | 110 | 345 | 60 | 225 | 70 | 225
EECL-1 | A | 20 | 133 | 25 | 133 | 26 | 133 | 29 | 133 | 80 | 133 | 18 | 105 | 26 | 105
EGGPS-1 | A | 45 | 205 | 83 | 205 | 83 | 205 | 49 | 205 | 110 | 205 | 33 | 95 | 60 | 95
EGGPS-2 | A | 45 | 205 | 83 | 205 | 83 | 205 | 49 | 205 | 110 | 205 | 33 | 95 | 60 | 95
EGGPS-3 | A | 45 | 205 | 83 | 205 | 83 | 205 | 49 | 205 | 110 | 205 | 33 | 95 | 60 | 95
EGGPS-4 | A | 45 | 205 | 83 | 205 | 83 | 205 | 49 | 205 | 110 | 205 | 33 | 95 | 60 | 95
ERRO-1 | A | 1 | 21 | 1 | 21 | 1 | 21 | 2 | 21 | 5 | 21 | 1 | 17 | 1 | 17
ERRO-2 | A | 1 | 21 | 1 | 21 | 1 | 21 | 2 | 21 | 5 | 21 | 1 | 17 | 1 | 17
ERRO-3 | A | 1 | 21 | 1 | 21 | 1 | 21 | 2 | 21 | 5 | 21 | 1 | 17 | 1 | 17
FASN-1 | A | 0 | 15 | 1 | 15 | 1 | 15 | 1 | 15 | 2 | 15 | 0 | 15 | 1 | 12
FASN-2 | A | 0 | 15 | 1 | 15 | 1 | 15 | 1 | 15 | 2 | 15 | 0 | 15 | 1 | 12
FASN-3 | A | 0 | 15 | 1 | 15 | 1 | 15 | 1 | 15 | 2 | 15 | 0 | 15 | 1 | 12
FAWL1 | A | 36 | 244 | 77 | 244 | 77 | 244 | 10 | 244 | 10 | 244 | 40 | 98 | 91 | 145
FAWL3 | A | 36 | 244 | 77 | 244 | 77 | 244 | 10 | 244 | 10 | 244 | 40 | 98 | 91 | 145
FAWN-1 | A | 10 | 52 | 25 | 52 | 40 | 52 | 13 | 52 | 32 | 52 | 11 | 37 | 27 | 27
FELL-1 | A | 9 | 63 | 21 | 63 | 22 | 63 | 10 | 63 | 24 | 63 | 9 | 63 | 22 | 63
FERR-1 | A | 25 | 150 | 45 | 250 | 56 | 250 | 40 | 250 | 60 | 250 | 34 | 80 | 59 | 150
FERR-2 | A | 25 | 150 | 45 | 250 | 56 | 250 | 40 | 250 | 60 | 250 | 34 | 80 | 59 | 150
FERR-3 | A | 25 | 150 | 45 | 250 | 56 | 250 | 40 | 250 | 60 | 250 | 34 | 80 | 59 | 150
FERR-4 | A | 25 | 150 | 45 | 250 | 56 | 250 | 40 | 250 | 60 | 250 | 34 | 80 | 59 | 150
FFES-1 | A | 10 | 35 | 27 | 35 | 30 | 35 | 9 | 35 | 22 | 35 | 4 | 27 | 6 | 27
FFES-2 | A | 10 | 35 | 27 | 35 | 30 | 35 | 9 | 35 | 22 | 35 | 4 | 27 | 6 | 27
FFES-3 | A | 10 | 35 | 27 | 35 | 30 | 35 | 9 | 35 | 22 | 35 | 4 | 27 | 6 | 27
FFES-4 | A | 10 | 35 | 27 | 35 | 30 | 35 | 9 | 35 | 22 | 35 | 4 | 27 | 6 | 27
FIDL-1 | A | 13 | 205 | 20 | 205 | 23 | 205 | 35 | 100 | 40 | 147 | 30 | 147 | 50 | 147
FIDL-2 | A | 13 | 205 | 20 | 205 | 23 | 205 | 35 | 100 | 40 | 147 | 30 | 147 | 50 | 147
FIDL-3 | A | 13 | 205 | 20 | 205 | 23 | 205 | 35 | 100 | 40 | 147 | 30 | 147 | 50 | 147
FIDL-4 | A | 13 | 205 | 20 | 205 | 23 | 205 | 35 | 100 | 40 | 147 | 30 | 147 | 50 | 147
FIFE-1 | A | 6 | 63 | 12 | 63 | 12 | 63 | 11 | 63 | 24 | 63 | 6 | 53 | 8 | 53
FINL-1 | A | 0 | 14 | 1 | 14 | 1 | 14 | 1 | 14 | 2 | 14 | 0 | 14 | 1 | 11
FOYE-1 | A | 6 | 60 | 13 | 60 | 16 | 60 | 11 | 60 | 27 | 60 | 5 | 30 | 11 | 30
FOYE-2 | A | 6 | 60 | 13 | 60 | 16 | 60 | 11 | 60 | 27 | 60 | 5 | 30 | 11 | 30
GRAI-1 | A | 43 | 485 | 100 | 485 | 160 | 485 | 60 | 485 | 140 | 485 | 33 | 0 | 60 | 345
GRAI-3 | A | 43 | 485 | 100 | 485 | 160 | 485 | 60 | 485 | 140 | 485 | 33 | 0 | 60 | 345
GRAI-4 | A | 43 | 485 | 100 | 485 | 160 | 485 | 60 | 485 | 140 | 485 | 33 | 0 | 60 | 345
GRMO-1 | A | 8 | 43 | 8 | 43 | 8 | 43 | 8 | 43 | 8 | 43 | 8 | 23 | 8 | 23
GYAR-1 | A | 17 | 176 | 42 | 176 | 66 | 176 | 24 | 176 | 60 | 176 | 17 | 176 | 42 | 176
HUMR-1 | A | 36 | 330 | 90 | 330 | 144 | 330 | 52 | 330 | 126 | 330 | 40 | 257 | 90 | 257
INDQ-1 | A | 12 | 102 | 31 | 102 | 43 | 102 | 13 | 102 | 34 | 102 | 12 | 72 | 30 | 72
IRNPS-1 | A | 35 | 125 | 45 | 125 | 48 | 285 | 42 | 285 | 68 | 125 | 28 | 125 | 42 | 185
IRNPS-2 | A | 35 | 125 | 45 | 125 | 48 | 285 | 42 | 285 | 68 | 125 | 28 | 125 | 42 | 185
KEAD-1 | A | 29 | 315 | 67 | 315 | 102 | 315 | 48 | 315 | 110 | 315 | 30 | 275 | 75 | 155
KILLPG-1 | A | 8 | 225 | 10 | 225 | 10 | 225 | 10 | 225 | 12 | 225 | 4 | 150 | 15 | 150
KILLPG-2 | A | 8 | 225 | 10 | 225 | 10 | 225 | 10 | 225 | 12 | 225 | 4 | 150 | 15 | 150
KILNS-1 | A | 30 | 290 | 72 | 290 | 84 | 290 | 42 | 290 | 114 | 290 | 18 | 104 | 45 | 104
KINO-1 | A | 27 | 255 | 35 | 255 | 35 | 255 | 22 | 255 | 44 | 255 | 14 | 185 | 35 | 185
KINO-2 | A | 27 | 255 | 35 | 255 | 35 | 255 | 22 | 255 | 44 | 255 | 14 | 185 | 35 | 185
KINO-3 | A | 27 | 255 | 35 | 255 | 35 | 255 | 22 | 255 | 41 | 255 | 14 | 185 | 35 | 185
KINO-4 | A | 27 | 255 | 35 | 255 | 35 | 255 | 22 | 255 | 41 | 255 | 14 | 185 | 35 | 185
KLYN-A-1 | A | 24 | 126 | 50 | 126 | 50 | 126 | 34 | 126 | 70 | 126 | 22 | 81 | 34 | 81
LAGA-1 | A | 58 | 505 | 135 | 505 | 158 | 505 | 50 | 425 | 140 | 425 | 56 | 425 | 135 | 330
LBAR-1G | A | 1 | 16 | 4 | 16 | 6 | 16 | 2 | 16 | 4 | 16 | 1 | 9 | 4 | 9
LBAR-1 | A | 40 | 230 | 64 | 230 | 66 | 230 | 60 | 230 | 132 | 230 | 36 | 120 | 86 | 120
LITTD1 | A | 57 | 485 | 110 | 485 | 110 | 485 | 66 | 485 | 80 | 485 | 60 | 335 | 150 | 335
LITTD2 | A | 57 | 485 | 110 | 485 | 110 | 485 | 66 | 485 | 80 | 485 | 60 | 335 | 150 | 335
LITTD3 | A | 57 | 485 | 110 | 485 | 110 | 485 | 66 | 485 | 80 | 485 | 60 | 335 | 150 | 335
LOAN-1 | A | 25 | 326 | 51 | 326 | 55 | 326 | 19 | 326 | 50 | 326 | 12 | 276 | 28 | 276
LOAN-2 | A | 25 | 326 | 51 | 326 | 55 | 326 | 19 | 326 | 50 | 326 | 12 | 276 | 28 | 276
LOAN-3 | A | 25 | 326 | 51 | 326 | 55 | 326 | 19 | 326 | 50 | 326 | 12 | 276 | 28 | 276
MEDP-1 | A | 28 | 231 | 72 | 231 | 72 | 231 | 44 | 231 | 110 | 231 | 28 | 190 | 72 | 190
MRWD-1 | A | 50 | 384 | 90 | 384 | 100 | 384 | 52 | 384 | 160 | 384 | 52 | 298 | 110 | 298
NANT-1 | A | 0 | 15 | 0 | 15 | 0 | 15 | 0 | 15 | 1 | 15 | 0 | 15 | 0 | 15
PEHE-1 | A | 47 | 435 | 100 | 435 | 100 | 435 | 67 | 435 | 105 | 435 | 64 | 245 | 100 | 245
PEHE-2 | A | 16 | 490 | 40 | 265 | 42 | 490 | 0 | 0 | 0 | 0 | 0 | 490 | 0 | 490
PETEM1 | A | 20 | 180 | 46 | 180 | 52 | 180 | 24 | 180 | 58 | 180 | 20 | 150 | 50 | 100
RATS-1 | A | 39 | 270 | 84 | 270 | 90 | 270 | 39 | 155 | 54 | 270 | 42 | 105 | 95 | 155
RATS-2 | A | 39 | 270 | 84 | 270 | 90 | 270 | 39 | 155 | 54 | 270 | 42 | 105 | 95 | 155
RATS-3 | A | 39 | 270 | 84 | 270 | 90 | 270 | 39 | 155 | 54 | 270 | 42 | 105 | 95 | 155
RATS-4 | A | 39 | 270 | 84 | 270 | 90 | 270 | 39 | 155 | 54 | 270 | 42 | 105 | 95 | 155
ROCK-1 | A | 36 | 400 | 50 | 400 | 54 | 400 | 60 | 400 | 160 | 400 | 33 | 220 | 53 | 220
ROOS-1 | A | 12 | 140 | 32 | 140 | 32 | 140 | 13 | 140 | 32 | 140 | 13 | 108 | 32 | 108
RUGPS-6 | A | 36 | 243 | 80 | 243 | 80 | 243 | 40 | 243 | 90 | 243 | 40 | 155 | 95 | 105
RUGPS-7 | A | 36 | 243 | 80 | 243 | 80 | 243 | 40 | 243 | 90 | 243 | 40 | 155 | 95 | 105
RYHPS-1 | A | 30 | 305 | 48 | 305 | 66 | 305 | 42 | 305 | 51 | 305 | 30 | 130 | 42 | 68
SCCL-1 | A | 35 | 180 | 70 | 180 | 70 | 180 | 40 | 180 | 95 | 180 | 40 | 100 | 100 | 50
SCCL-2 | A | 35 | 180 | 70 | 180 | 70 | 180 | 40 | 180 | 95 | 180 | 40 | 100 | 100 | 50
SCCL-3 | A | 35 | 180 | 70 | 180 | 70 | 180 | 40 | 180 | 95 | 180 | 40 | 100 | 100 | 50
SEAB-1 | A | 44 | 254 | 125 | 254 | 150 | 254 | 55 | 254 | 150 | 254 | 75 | 164 | 176 | 38
SEAB-2 | A | 31 | 138 | 76 | 138 | 86 | 138 | 32 | 138 | 82 | 138 | 37 | 73 | 90 | 43
SHBA-1 | A | 41 | 255 | 104 | 255 | 115 | 255 | 44 | 255 | 120 | 255 | 39 | 195 | 115 | 40
SHBA-2 | A | 26 | 183 | 64 | 183 | 70 | 183 | 30 | 183 | 80 | 183 | 28 | 103 | 66 | 69
SHOS-1 | A | 18 | 160 | 24 | 160 | 24 | 160 | 30 | 160 | 75 | 160 | 18 | 135 | 24 | 135
SHOT-1 | A | 8 | 75 | 20 | 75 | 32 | 75 | 12 | 75 | 30 | 75 | 12 | 60 | 26 | 45
SIZB-1 | A | 38 | 283 | 45 | 283 | 45 | 283 | 45 | 283 | 45 | 283 | 40 | 283 | 46 | 283
SIZB-2 | A | 38 | 283 | 45 | 283 | 45 | 283 | 45 | 283 | 45 | 283 | 40 | 283 | 46 | 283
SLOY-1 | A | 0 | 38 | 1 | 38 | 1 | 38 | 1 | 38 | 2 | 38 | 0 | 38 | 1 | 30
SLOY-2 | A | 0 | 38 | 1 | 38 | 1 | 38 | 1 | 38 | 2 | 38 | 0 | 38 | 1 | 30
SLOY-3 | A | 0 | 38 | 1 | 38 | 1 | 38 | 1 | 38 | 2 | 38 | 0 | 38 | 1 | 30
SLOY-4 | A | 0 | 28 | 1 | 28 | 1 | 28 | 1 | 28 | 2 | 28 | 0 | 28 | 1 | 22
SPLN-1 | A | 40 | 380 | 100 | 380 | 110 | 380 | 50 | 380 | 120 | 380 | 30 | 380 | 90 | 300
STAY-1 | A | 34 | 221 | 62 | 221 | 62 | 221 | 35 | 221 | 85 | 221 | 33 | 161 | 60 | 161
STAY-2 | A | 34 | 221 | 62 | 221 | 62 | 221 | 35 | 221 | 85 | 221 | 33 | 161 | 60 | 161
STAY-3 | A | 34 | 221 | 62 | 221 | 62 | 221 | 35 | 221 | 85 | 221 | 33 | 161 | 60 | 161
STAY-4 | A | 34 | 221 | 62 | 221 | 62 | 221 | 35 | 221 | 85 | 221 | 33 | 161 | 60 | 161
SUTB-1 | A | 36 | 380 | 104 | 380 | 148 | 380 | 52 | 380 | 132 | 380 | 47 | 250 | 107 | 250
SVRP-10 | A | 20 | 225 | 50 | 225 | 70 | 225 | 32 | 225 | 80 | 225 | 20 | 172 | 50 | 172
SVRP-20 | A | 20 | 225 | 50 | 225 | 70 | 225 | 32 | 225 | 80 | 225 | 20 | 172 | 50 | 172
TESI-1 | A | 40 | 260 | 100 | 260 | 140 | 260 | 60 | 260 | 140 | 260 | 40 | 200 | 120 | 100
TESI-2 | A | 40 | 260 | 100 | 260 | 140 | 260 | 60 | 260 | 140 | 260 | 40 | 200 | 120 | 100
TILB-7 | A | 20 | 160 | 30 | 160 | 30 | 160 | 20 | 160 | 30 | 160 | 6 | 100 | 10 | 100
TILB-8 | A | 20 | 160 | 30 | 160 | 30 | 160 | 20 | 160 | 30 | 160 | 6 | 100 | 10 | 100
TILB-9 | A | 20 | 160 | 30 | 160 | 30 | 160 | 20 | 160 | 30 | 160 | 6 | 100 | 10 | 100
TILB10 | A | 20 | 160 | 30 | 160 | 30 | 160 | 20 | 160 | 30 | 160 | 6 | 100 | 10 | 100
USKM-13 | A | 6 | 49 | 15 | 49 | 17 | 49 | 8 | 49 | 19 | 49 | 7 | 36 | 8 | 36
USKM-14 | A | 6 | 49 | 15 | 49 | 17 | 49 | 8 | 49 | 19 | 49 | 7 | 36 | 8 | 36
USKM-15 | A | 6 | 49 | 15 | 49 | 17 | 49 | 8 | 49 | 19 | 49 | 7 | 36 | 8 | 36
WBUPS-1 | A | 30 | 113 | 48 | 153 | 48 | 153 | 32 | 113 | 50 | 113 | 40 | 153 | 65 | 113
WBUPS-2 | A | 30 | 133 | 48 | 173 | 48 | 173 | 32 | 133 | 50 | 133 | 40 | 173 | 65 | 133
WBUPS-3 | A | 30 | 133 | 48 | 173 | 48 | 173 | 32 | 133 | 50 | 133 | 40 | 173 | 65 | 133
WBUPS-4 | A | 30 | 113 | 48 | 153 | 48 | 153 | 32 | 113 | 50 | 113 | 40 | 153 | 65 | 113

## Apr 2012
MW Response Capability by BMU
|  | Primary Response (Max MWhrs) | [5 empty] | Secondary Response (Max Mwhrs) |  |  |  | High Frequency Response (Max MWhrs)
UNIT | Mode | 0.2Hz |  | 0.5Hz |  | 0.8Hz |  | 0.2/0.2Hz |  | 0.5/0.5Hz |  | 0.2Hz |  | 0.5Hz
ABTH7 | A | 40 | 250 | 72 | 250 | 72 | 250 | 48 | 250 | 120 | 250 | 38 | 185 | 55 | 185
ABTH8 | A | 40 | 250 | 72 | 250 | 72 | 250 | 48 | 250 | 120 | 250 | 38 | 185 | 55 | 185
ABTH9 | A | 40 | 250 | 72 | 250 | 72 | 250 | 48 | 250 | 120 | 250 | 38 | 185 | 55 | 185
BAGE-1 | A | 30 | 255 | 70 | 255 | 90 | 255 | 35 | 255 | 90 | 255 | 28 | 220 | 70 | 185
BAGE-2 | A | 3 | 17 | 8 | 17 | 12 | 17 | 4 | 17 | 9 | 17 | 2 | 17 | 5 | 17
BARKB2 | A | 33 | 210 | 82 | 210 | 108 | 210 | 39 | 210 | 97 | 210 | 31 | 120 | 84 | 120
BARK-1 | A | 22 | 140 | 55 | 140 | 72 | 140 | 26 | 140 | 65 | 140 | 21 | 80 | 54 | 80
BRGG-1 | A | 16 | 110 | 32 | 110 | 48 | 110 | 16 | 110 | 40 | 110 | 14 | 96 | 34 | 46
BRYP-1 | A | 15 | 82 | 25 | 82 | 31 | 82 | 22 | 82 | 37 | 82 | 10 | 82 | 27 | 47
CDCL-1 | A | 30 | 160 | 40 | 160 | 40 | 160 | 34 | 160 | 40 | 160 | 27 | 120 | 40 | 120
CLAC-1 | A | 3 | 28 | 8 | 28 | 13 | 28 | 3 | 36 | 9 | 36 | 3 | 28 | 8 | 28
CNQPS-1 | A | 22 | 126 | 51 | 126 | 70 | 126 | 28 | 126 | 70 | 126 | 20 | 100 | 45 | 100
CNQPS-2 | A | 22 | 126 | 51 | 126 | 70 | 126 | 28 | 126 | 70 | 126 | 20 | 100 | 45 | 100
CNQPS-3 | A | 22 | 126 | 51 | 126 | 70 | 126 | 28 | 126 | 70 | 126 | 20 | 100 | 45 | 100
CNQPS-4 | A | 22 | 126 | 51 | 126 | 70 | 126 | 28 | 126 | 70 | 126 | 20 | 100 | 45 | 100
COCK-1 | A | 15 | 168 | 42 | 168 | 48 | 168 | 10 | 168 | 25 | 168 | 6 | 138 | 7 | 138
COCK-2 | A | 15 | 168 | 42 | 168 | 48 | 168 | 10 | 168 | 25 | 168 | 6 | 138 | 7 | 138
COCK-3 | A | 15 | 168 | 42 | 168 | 48 | 168 | 10 | 168 | 25 | 168 | 6 | 138 | 7 | 138
COCK-4 | A | 15 | 168 | 42 | 168 | 48 | 168 | 10 | 168 | 25 | 168 | 6 | 138 | 7 | 138
CORB-1 | A | 10 | 130 | 30 | 130 | 50 | 130 | 28 | 130 | 60 | 130 | 15 | 95 | 40 | 60
COSO-1 | A | 20 | 380 | 40 | 380 | 50 | 380 | 60 | 380 | 140 | 380 | 17 | 304 | 40 | 304
COTPS-1 | A | 29 | 277 | 50 | 277 | 62 | 277 | 35 | 60 | 63 | 277 | 30 | 122 | 60 | 122
COTPS-2 | A | 29 | 287 | 50 | 287 | 62 | 287 | 35 | 60 | 63 | 287 | 30 | 122 | 60 | 122
COTPS-3 | A | 29 | 287 | 50 | 287 | 62 | 287 | 35 | 60 | 63 | 287 | 30 | 122 | 60 | 122
COTPS-4 | A | 29 | 277 | 50 | 277 | 62 | 277 | 35 | 60 | 63 | 277 | 30 | 122 | 60 | 122
COWE1 | A | 7 | 30 | 17 | 30 | 17 | 30 | 7 | 30 | 17 | 30 | 7 | 30 | 17 | 30
COWE2 | A | 7 | 30 | 17 | 30 | 17 | 30 | 7 | 30 | 17 | 30 | 7 | 30 | 17 | 30
CRUA-1 | A | 10 | 110 | 25 | 110 | 37 | 110 | 12 | 110 | 30 | 110 | 10 | 84 | 25 | 48
CRUA-2 | A | 10 | 110 | 25 | 110 | 37 | 110 | 12 | 110 | 30 | 110 | 10 | 84 | 25 | 48
CRUA-3 | A | 7 | 30 | 15 | 30 | 21 | 30 | 9 | 30 | 24 | 30 | 5 | 25 | 13 | 15
CRUA-4 | A | 7 | 30 | 15 | 30 | 21 | 30 | 9 | 30 | 24 | 30 | 5 | 25 | 13 | 15
DAMC-1 | A | 64 | 380 | 136 | 380 | 156 | 380 | 80 | 380 | 180 | 380 | 60 | 293 | 190 | 128
DEEP-1 | A | 20 | 180 | 60 | 180 | 86 | 180 | 22 | 180 | 80 | 180 | 24 | 96 | 52 | 96
DERW-1 | A | 13 | 90 | 35 | 90 | 45 | 90 | 16 | 90 | 40 | 90 | 16 | 90 | 32 | 72
DIDCB5 | A | 40 | 330 | 104 | 330 | 125 | 330 | 55 | 330 | 140 | 330 | 40 | 185 | 105 | 185
DIDCB6 | A | 50 | 250 | 105 | 250 | 105 | 250 | 50 | 250 | 130 | 250 | 50 | 153 | 110 | 103
DIDC1 | A | 42 | 225 | 85 | 225 | 85 | 225 | 24 | 225 | 62 | 120 | 24 | 73 | 60 | 147
DIDC2 | A | 42 | 225 | 85 | 225 | 85 | 225 | 24 | 225 | 62 | 120 | 24 | 73 | 60 | 147
DIDC3 | A | 42 | 225 | 85 | 225 | 85 | 225 | 24 | 225 | 62 | 120 | 24 | 73 | 60 | 147
DIDC4 | A | 42 | 225 | 85 | 225 | 85 | 225 | 24 | 225 | 62 | 120 | 24 | 73 | 60 | 147
DINO-1 | A | 14 | 138 | 39 | 138 | 58 | 138 | 28 | 138 | 72 | 138 | 14 | 118 | 36 | 88
DINO-2 | A | 14 | 138 | 39 | 138 | 58 | 138 | 28 | 138 | 72 | 138 | 14 | 118 | 36 | 88
DINO-3 | A | 14 | 138 | 39 | 138 | 58 | 138 | 28 | 138 | 72 | 138 | 14 | 118 | 36 | 88
DINO-4 | A | 14 | 138 | 39 | 138 | 58 | 138 | 28 | 138 | 72 | 138 | 14 | 118 | 36 | 88
DINO-5 | A | 14 | 138 | 39 | 138 | 58 | 138 | 28 | 138 | 72 | 138 | 14 | 118 | 36 | 88
DINO-6 | A | 14 | 138 | 39 | 138 | 58 | 138 | 28 | 138 | 72 | 138 | 14 | 118 | 36 | 88
DRAXX-1 | A | 68 | 345 | 100 | 345 | 100 | 345 | 64 | 95 | 110 | 345 | 60 | 225 | 70 | 225
DRAXX-2 | A | 68 | 345 | 100 | 345 | 100 | 345 | 64 | 95 | 110 | 345 | 60 | 225 | 70 | 225
DRAXX-3 | A | 68 | 345 | 100 | 345 | 100 | 345 | 64 | 95 | 110 | 345 | 60 | 225 | 70 | 225
DRAXX-4 | A | 68 | 345 | 100 | 345 | 100 | 345 | 64 | 95 | 110 | 345 | 60 | 225 | 70 | 225
DRAXX-5 | A | 68 | 345 | 100 | 345 | 100 | 345 | 64 | 95 | 110 | 345 | 60 | 225 | 70 | 225
DRAXX-6 | A | 68 | 345 | 100 | 345 | 100 | 345 | 64 | 95 | 110 | 345 | 60 | 225 | 70 | 225
EECL-1 | A | 20 | 133 | 25 | 133 | 26 | 133 | 29 | 133 | 80 | 133 | 18 | 105 | 26 | 105
EGGPS-1 | A | 45 | 205 | 83 | 205 | 83 | 205 | 49 | 205 | 110 | 205 | 33 | 95 | 60 | 95
EGGPS-2 | A | 45 | 205 | 83 | 205 | 83 | 205 | 49 | 205 | 110 | 205 | 33 | 95 | 60 | 95
EGGPS-3 | A | 45 | 205 | 83 | 205 | 83 | 205 | 49 | 205 | 110 | 205 | 33 | 95 | 60 | 95
EGGPS-4 | A | 45 | 205 | 83 | 205 | 83 | 205 | 49 | 205 | 110 | 205 | 33 | 95 | 60 | 95
ERRO-1 | A | 1 | 21 | 1 | 21 | 1 | 21 | 2 | 21 | 5 | 21 | 1 | 17 | 1 | 17
ERRO-2 | A | 1 | 21 | 1 | 21 | 1 | 21 | 2 | 21 | 5 | 21 | 1 | 17 | 1 | 17
ERRO-3 | A | 1 | 21 | 1 | 21 | 1 | 21 | 2 | 21 | 5 | 21 | 1 | 17 | 1 | 17
FASN-1 | A | 0 | 15 | 1 | 15 | 1 | 15 | 1 | 15 | 2 | 15 | 0 | 15 | 1 | 12
FASN-2 | A | 0 | 15 | 1 | 15 | 1 | 15 | 1 | 15 | 2 | 15 | 0 | 15 | 1 | 12
FASN-3 | A | 0 | 15 | 1 | 15 | 1 | 15 | 1 | 15 | 2 | 15 | 0 | 15 | 1 | 12
FAWL1 | A | 36 | 244 | 77 | 244 | 77 | 244 | 10 | 244 | 10 | 244 | 40 | 98 | 91 | 145
FAWL3 | A | 36 | 244 | 77 | 244 | 77 | 244 | 10 | 244 | 10 | 244 | 40 | 98 | 91 | 145
FAWN-1 | A | 10 | 52 | 25 | 52 | 40 | 52 | 13 | 52 | 32 | 52 | 11 | 37 | 27 | 27
FELL-1 | A | 9 | 63 | 21 | 63 | 22 | 63 | 10 | 63 | 24 | 63 | 9 | 63 | 22 | 63
FERR-1 | A | 25 | 150 | 45 | 250 | 56 | 250 | 40 | 250 | 60 | 250 | 34 | 80 | 59 | 150
FERR-2 | A | 25 | 150 | 45 | 250 | 56 | 250 | 40 | 250 | 60 | 250 | 34 | 80 | 59 | 150
FERR-3 | A | 25 | 150 | 45 | 250 | 56 | 250 | 40 | 250 | 60 | 250 | 34 | 80 | 59 | 150
FERR-4 | A | 25 | 150 | 45 | 250 | 56 | 250 | 40 | 250 | 60 | 250 | 34 | 80 | 59 | 150
FFES-1 | A | 10 | 35 | 27 | 35 | 30 | 35 | 9 | 35 | 22 | 35 | 4 | 27 | 6 | 27
FFES-2 | A | 10 | 35 | 27 | 35 | 30 | 35 | 9 | 35 | 22 | 35 | 4 | 27 | 6 | 27
FFES-3 | A | 10 | 35 | 27 | 35 | 30 | 35 | 9 | 35 | 22 | 35 | 4 | 27 | 6 | 27
FFES-4 | A | 10 | 35 | 27 | 35 | 30 | 35 | 9 | 35 | 22 | 35 | 4 | 27 | 6 | 27
FIDL-1 | A | 13 | 205 | 20 | 205 | 23 | 205 | 35 | 100 | 40 | 147 | 30 | 147 | 50 | 147
FIDL-2 | A | 13 | 205 | 20 | 205 | 23 | 205 | 35 | 100 | 40 | 147 | 30 | 147 | 50 | 147
FIDL-3 | A | 13 | 205 | 20 | 205 | 23 | 205 | 35 | 100 | 40 | 147 | 30 | 147 | 50 | 147
FIDL-4 | A | 13 | 205 | 20 | 205 | 23 | 205 | 35 | 100 | 40 | 147 | 30 | 147 | 50 | 147
FIFE-1 | A | 6 | 63 | 12 | 63 | 12 | 63 | 11 | 63 | 24 | 63 | 6 | 53 | 8 | 53
FINL-1 | A | 0 | 14 | 1 | 14 | 1 | 14 | 1 | 14 | 2 | 14 | 0 | 14 | 1 | 11
FOYE-1 | A | 6 | 60 | 13 | 60 | 16 | 60 | 11 | 60 | 27 | 60 | 5 | 30 | 11 | 30
FOYE-2 | A | 6 | 60 | 13 | 60 | 16 | 60 | 11 | 60 | 27 | 60 | 5 | 30 | 11 | 30
GRAI-1 | A | 43 | 485 | 100 | 485 | 160 | 485 | 60 | 485 | 140 | 485 | 33 | 0 | 60 | 345
GRAI-3 | A | 43 | 485 | 100 | 485 | 160 | 485 | 60 | 485 | 140 | 485 | 33 | 0 | 60 | 345
GRAI-4 | A | 43 | 485 | 100 | 485 | 160 | 485 | 60 | 485 | 140 | 485 | 33 | 0 | 60 | 345
GRMO-1 | A | 8 | 43 | 8 | 43 | 8 | 43 | 8 | 43 | 8 | 43 | 8 | 23 | 8 | 23
GYAR-1 | A | 17 | 176 | 42 | 176 | 66 | 176 | 24 | 176 | 60 | 176 | 17 | 176 | 42 | 176
HUMR-1 | A | 36 | 330 | 90 | 330 | 144 | 330 | 52 | 330 | 126 | 330 | 40 | 257 | 90 | 257
INDQ-1 | A | 12 | 102 | 31 | 102 | 43 | 102 | 13 | 102 | 34 | 102 | 12 | 72 | 30 | 72
IRNPS-1 | A | 35 | 125 | 45 | 125 | 48 | 285 | 42 | 285 | 68 | 125 | 28 | 125 | 42 | 185
IRNPS-2 | A | 35 | 125 | 45 | 125 | 48 | 285 | 42 | 285 | 68 | 125 | 28 | 125 | 42 | 185
KEAD-1 | A | 29 | 315 | 67 | 315 | 102 | 315 | 48 | 315 | 110 | 315 | 30 | 275 | 75 | 155
KILLPG-1 | A | 8 | 225 | 10 | 225 | 10 | 225 | 10 | 225 | 12 | 225 | 4 | 150 | 15 | 150
KILLPG-2 | A | 8 | 225 | 10 | 225 | 10 | 225 | 10 | 225 | 12 | 225 | 4 | 150 | 15 | 150
KILNS-1 | A | 30 | 290 | 72 | 290 | 84 | 290 | 42 | 290 | 114 | 290 | 18 | 104 | 45 | 104
KINO-1 | A | 27 | 255 | 35 | 255 | 35 | 255 | 22 | 255 | 44 | 255 | 14 | 185 | 35 | 185
KINO-2 | A | 27 | 255 | 35 | 255 | 35 | 255 | 22 | 255 | 44 | 255 | 14 | 185 | 35 | 185
KINO-3 | A | 27 | 255 | 35 | 255 | 35 | 255 | 22 | 255 | 41 | 255 | 14 | 185 | 35 | 185
KINO-4 | A | 27 | 255 | 35 | 255 | 35 | 255 | 22 | 255 | 41 | 255 | 14 | 185 | 35 | 185
KLYN-A-1 | A | 24 | 126 | 50 | 126 | 50 | 126 | 34 | 126 | 70 | 126 | 22 | 81 | 34 | 81
LAGA-1 | A | 58 | 485 | 135 | 485 | 158 | 485 | 50 | 425 | 140 | 425 | 56 | 425 | 135 | 330
LBAR-1G | A | 1 | 16 | 4 | 16 | 6 | 16 | 2 | 16 | 4 | 16 | 1 | 9 | 4 | 9
LBAR-1 | A | 40 | 230 | 64 | 230 | 66 | 230 | 60 | 230 | 132 | 230 | 36 | 120 | 86 | 120
LITTD1 | A | 57 | 485 | 110 | 485 | 110 | 485 | 66 | 485 | 80 | 485 | 60 | 335 | 150 | 335
LITTD2 | A | 57 | 485 | 110 | 485 | 110 | 485 | 66 | 485 | 80 | 485 | 60 | 335 | 150 | 335
LITTD3 | A | 57 | 485 | 110 | 485 | 110 | 485 | 66 | 485 | 80 | 485 | 60 | 335 | 150 | 335
LOAN-1 | A | 25 | 326 | 51 | 326 | 55 | 326 | 19 | 326 | 50 | 326 | 12 | 276 | 28 | 276
LOAN-2 | A | 25 | 326 | 51 | 326 | 55 | 326 | 19 | 326 | 50 | 326 | 12 | 276 | 28 | 276
LOAN-3 | A | 25 | 326 | 51 | 326 | 55 | 326 | 19 | 326 | 50 | 326 | 12 | 276 | 28 | 276
MEDP-1 | A | 28 | 231 | 72 | 231 | 72 | 231 | 44 | 231 | 110 | 231 | 28 | 190 | 72 | 190
MRWD-1 | A | 50 | 384 | 90 | 384 | 100 | 384 | 52 | 384 | 160 | 384 | 52 | 298 | 110 | 298
NANT-1 | A | 0 | 15 | 0 | 15 | 0 | 15 | 0 | 15 | 1 | 15 | 0 | 15 | 0 | 15
PEHE-1 | A | 47 | 435 | 100 | 435 | 100 | 435 | 67 | 435 | 105 | 435 | 64 | 245 | 100 | 245
PEHE-2 | A | 16 | 490 | 40 | 265 | 42 | 490 | 0 | 0 | 0 | 0 | 0 | 490 | 0 | 490
PETEM1 | A | 20 | 180 | 46 | 180 | 52 | 180 | 24 | 180 | 58 | 180 | 20 | 150 | 50 | 100
RATS-1 | A | 39 | 270 | 84 | 270 | 90 | 270 | 39 | 155 | 54 | 270 | 42 | 105 | 95 | 155
RATS-2 | A | 39 | 270 | 84 | 270 | 90 | 270 | 39 | 155 | 54 | 270 | 42 | 105 | 95 | 155
RATS-3 | A | 39 | 270 | 84 | 270 | 90 | 270 | 39 | 155 | 54 | 270 | 42 | 105 | 95 | 155
RATS-4 | A | 39 | 270 | 84 | 270 | 90 | 270 | 39 | 155 | 54 | 270 | 42 | 105 | 95 | 155
ROCK-1 | A | 36 | 400 | 50 | 400 | 54 | 400 | 60 | 400 | 160 | 400 | 33 | 220 | 53 | 220
ROOS-1 | A | 12 | 140 | 32 | 140 | 32 | 140 | 13 | 140 | 32 | 140 | 13 | 108 | 32 | 108
RUGPS-6 | A | 36 | 243 | 80 | 243 | 80 | 243 | 40 | 243 | 90 | 243 | 40 | 155 | 95 | 105
RUGPS-7 | A | 36 | 243 | 80 | 243 | 80 | 243 | 40 | 243 | 90 | 243 | 40 | 155 | 95 | 105
RYHPS-1 | A | 30 | 305 | 48 | 305 | 66 | 305 | 42 | 305 | 51 | 305 | 30 | 130 | 42 | 68
SCCL-1 | A | 35 | 180 | 70 | 180 | 70 | 180 | 40 | 180 | 95 | 180 | 40 | 100 | 100 | 50
SCCL-2 | A | 35 | 180 | 70 | 180 | 70 | 180 | 40 | 180 | 95 | 180 | 40 | 100 | 100 | 50
SCCL-3 | A | 35 | 180 | 70 | 180 | 70 | 180 | 40 | 180 | 95 | 180 | 40 | 100 | 100 | 50
SEAB-1 | A | 44 | 254 | 125 | 254 | 150 | 254 | 55 | 254 | 150 | 254 | 75 | 164 | 176 | 38
SEAB-2 | A | 31 | 138 | 76 | 138 | 86 | 138 | 32 | 138 | 82 | 138 | 37 | 73 | 90 | 43
SHBA-1 | A | 41 | 255 | 104 | 255 | 115 | 255 | 44 | 255 | 120 | 255 | 39 | 195 | 115 | 40
SHBA-2 | A | 26 | 183 | 64 | 183 | 70 | 183 | 30 | 183 | 80 | 183 | 28 | 103 | 66 | 69
SHOS-1 | A | 18 | 160 | 24 | 160 | 24 | 160 | 30 | 160 | 75 | 160 | 18 | 135 | 24 | 135
SHOT-1 | A | 8 | 75 | 20 | 75 | 32 | 75 | 12 | 75 | 30 | 75 | 12 | 60 | 26 | 45
SIZB-1 | A | 38 | 283 | 45 | 283 | 45 | 283 | 45 | 283 | 45 | 283 | 40 | 283 | 46 | 283
SIZB-2 | A | 38 | 283 | 45 | 283 | 45 | 283 | 45 | 283 | 45 | 283 | 40 | 283 | 46 | 283
SLOY-1 | A | 0 | 38 | 1 | 38 | 1 | 38 | 1 | 38 | 2 | 38 | 0 | 38 | 1 | 30
SLOY-2 | A | 0 | 38 | 1 | 38 | 1 | 38 | 1 | 38 | 2 | 38 | 0 | 38 | 1 | 30
SLOY-3 | A | 0 | 38 | 1 | 38 | 1 | 38 | 1 | 38 | 2 | 38 | 0 | 38 | 1 | 30
SLOY-4 | A | 0 | 28 | 1 | 28 | 1 | 28 | 1 | 28 | 2 | 28 | 0 | 28 | 1 | 22
SPLN-1 | A | 40 | 380 | 100 | 380 | 110 | 380 | 50 | 380 | 120 | 380 | 30 | 380 | 90 | 300
STAY-1 | A | 34 | 221 | 62 | 221 | 62 | 221 | 35 | 221 | 85 | 221 | 33 | 161 | 60 | 161
STAY-2 | A | 34 | 221 | 62 | 221 | 62 | 221 | 35 | 221 | 85 | 221 | 33 | 161 | 60 | 161
STAY-3 | A | 34 | 221 | 62 | 221 | 62 | 221 | 35 | 221 | 85 | 221 | 33 | 161 | 60 | 161
STAY-4 | A | 34 | 221 | 62 | 221 | 62 | 221 | 35 | 221 | 85 | 221 | 33 | 161 | 60 | 161
SUTB-1 | A | 30 | 287 | 82 | 287 | 90 | 287 | 44 | 287 | 120 | 287 | 40 | 248 | 104 | 248
SVRP-10 | A | 20 | 225 | 50 | 225 | 70 | 225 | 32 | 225 | 80 | 225 | 20 | 172 | 50 | 172
SVRP-20 | A | 20 | 225 | 50 | 225 | 70 | 225 | 32 | 225 | 80 | 225 | 20 | 172 | 50 | 172
TESI-1 | A | 40 | 260 | 100 | 260 | 140 | 260 | 60 | 260 | 140 | 260 | 40 | 200 | 120 | 100
TESI-2 | A | 40 | 260 | 100 | 260 | 140 | 260 | 60 | 260 | 140 | 260 | 40 | 200 | 120 | 100
TILB-7 | A | 20 | 160 | 30 | 160 | 30 | 160 | 20 | 160 | 30 | 160 | 6 | 100 | 10 | 100
TILB-8 | A | 20 | 160 | 30 | 160 | 30 | 160 | 20 | 160 | 30 | 160 | 6 | 100 | 10 | 100
TILB-9 | A | 20 | 160 | 30 | 160 | 30 | 160 | 20 | 160 | 30 | 160 | 6 | 100 | 10 | 100
TILB10 | A | 20 | 160 | 30 | 160 | 30 | 160 | 20 | 160 | 30 | 160 | 6 | 100 | 10 | 100
USKM-13 | A | 6 | 49 | 15 | 49 | 17 | 49 | 8 | 49 | 19 | 49 | 7 | 36 | 8 | 36
USKM-14 | A | 6 | 49 | 15 | 49 | 17 | 49 | 8 | 49 | 19 | 49 | 7 | 36 | 8 | 36
USKM-15 | A | 6 | 49 | 15 | 49 | 17 | 49 | 8 | 49 | 19 | 49 | 7 | 36 | 8 | 36
WBUPS-1 | A | 30 | 113 | 48 | 153 | 48 | 153 | 32 | 113 | 50 | 113 | 40 | 153 | 65 | 113
WBUPS-2 | A | 30 | 133 | 48 | 173 | 48 | 173 | 32 | 133 | 50 | 133 | 40 | 173 | 65 | 133
WBUPS-3 | A | 30 | 133 | 48 | 173 | 48 | 173 | 32 | 133 | 50 | 133 | 40 | 173 | 65 | 133
WBUPS-4 | A | 30 | 113 | 48 | 153 | 48 | 153 | 32 | 113 | 50 | 113 | 40 | 153 | 65 | 113

## Mar 2012
MW Response Capability by BMU
|  | Primary Response (Max MWhrs) | [5 empty] | Secondary Response (Max Mwhrs) |  |  |  | High Frequency Response (Max MWhrs)
UNIT | Mode | 0.2Hz |  | 0.5Hz |  | 0.8Hz |  | 0.2/0.2Hz |  | 0.5/0.5Hz |  | 0.2Hz |  | 0.5Hz
ABTH7 | A | 40 | 250 | 72 | 250 | 72 | 250 | 48 | 250 | 120 | 250 | 38 | 185 | 55 | 185
ABTH8 | A | 40 | 250 | 72 | 250 | 72 | 250 | 48 | 250 | 120 | 250 | 38 | 185 | 55 | 185
ABTH9 | A | 40 | 250 | 72 | 250 | 72 | 250 | 48 | 250 | 120 | 250 | 38 | 185 | 55 | 185
BAGE-1 | A | 30 | 255 | 70 | 255 | 90 | 255 | 35 | 255 | 90 | 255 | 28 | 220 | 70 | 185
BAGE-2 | A | 3 | 17 | 8 | 17 | 12 | 17 | 4 | 17 | 9 | 17 | 2 | 17 | 5 | 17
BARKB2 | A | 33 | 210 | 82 | 210 | 108 | 210 | 39 | 210 | 97 | 210 | 31 | 120 | 84 | 120
BARK-1 | A | 22 | 140 | 55 | 140 | 72 | 140 | 26 | 140 | 65 | 140 | 21 | 80 | 54 | 80
BRGG-1 | A | 16 | 110 | 32 | 110 | 48 | 110 | 16 | 110 | 40 | 110 | 14 | 96 | 34 | 46
BRYP-1 | A | 15 | 82 | 25 | 82 | 31 | 82 | 22 | 82 | 37 | 82 | 10 | 82 | 27 | 47
CDCL-1 | A | 30 | 160 | 40 | 160 | 40 | 160 | 34 | 160 | 40 | 160 | 27 | 120 | 40 | 120
CLAC-1 | A | 3 | 28 | 8 | 28 | 13 | 28 | 3 | 36 | 9 | 36 | 3 | 28 | 8 | 28
CNQPS-1 | A | 22 | 126 | 51 | 126 | 70 | 126 | 28 | 126 | 70 | 126 | 20 | 100 | 45 | 100
CNQPS-2 | A | 22 | 126 | 51 | 126 | 70 | 126 | 28 | 126 | 70 | 126 | 20 | 100 | 45 | 100
CNQPS-3 | A | 22 | 126 | 51 | 126 | 70 | 126 | 28 | 126 | 70 | 126 | 20 | 100 | 45 | 100
CNQPS-4 | A | 22 | 126 | 51 | 126 | 70 | 126 | 28 | 126 | 70 | 126 | 20 | 100 | 45 | 100
COCK-1 | A | 15 | 168 | 42 | 168 | 48 | 168 | 10 | 168 | 25 | 168 | 6 | 138 | 7 | 138
COCK-2 | A | 15 | 168 | 42 | 168 | 48 | 168 | 10 | 168 | 25 | 168 | 6 | 138 | 7 | 138
COCK-3 | A | 15 | 168 | 42 | 168 | 48 | 168 | 10 | 168 | 25 | 168 | 6 | 138 | 7 | 138
COCK-4 | A | 15 | 168 | 42 | 168 | 48 | 168 | 10 | 168 | 25 | 168 | 6 | 138 | 7 | 138
CORB-1 | A | 10 | 130 | 30 | 130 | 50 | 130 | 28 | 130 | 60 | 130 | 15 | 95 | 40 | 60
COSO-1 | A | 20 | 380 | 40 | 380 | 50 | 380 | 60 | 380 | 140 | 380 | 17 | 304 | 40 | 304
COTPS-1 | A | 29 | 277 | 50 | 277 | 62 | 277 | 35 | 60 | 63 | 277 | 30 | 122 | 60 | 122
COTPS-2 | A | 29 | 287 | 50 | 287 | 62 | 287 | 35 | 60 | 63 | 287 | 30 | 122 | 60 | 122
COTPS-3 | A | 29 | 287 | 50 | 287 | 62 | 287 | 35 | 60 | 63 | 287 | 30 | 122 | 60 | 122
COTPS-4 | A | 29 | 277 | 50 | 277 | 62 | 277 | 35 | 60 | 63 | 277 | 30 | 122 | 60 | 122
COWE1 | A | 7 | 30 | 17 | 30 | 17 | 30 | 7 | 30 | 17 | 30 | 7 | 30 | 17 | 30
COWE2 | A | 7 | 30 | 17 | 30 | 17 | 30 | 7 | 30 | 17 | 30 | 7 | 30 | 17 | 30
CRUA-1 | A | 10 | 110 | 25 | 110 | 37 | 110 | 12 | 110 | 30 | 110 | 10 | 84 | 25 | 48
CRUA-2 | A | 10 | 110 | 25 | 110 | 37 | 110 | 12 | 110 | 30 | 110 | 10 | 84 | 25 | 48
CRUA-3 | A | 7 | 30 | 15 | 30 | 21 | 30 | 9 | 30 | 24 | 30 | 5 | 25 | 13 | 15
CRUA-4 | A | 7 | 30 | 15 | 30 | 21 | 30 | 9 | 30 | 24 | 30 | 5 | 25 | 13 | 15
DAMC-1 | A | 64 | 380 | 136 | 380 | 156 | 380 | 80 | 380 | 180 | 380 | 60 | 293 | 190 | 128
DEEP-1 | A | 20 | 180 | 60 | 180 | 86 | 180 | 22 | 180 | 80 | 180 | 24 | 96 | 52 | 96
DERW-1 | A | 13 | 90 | 35 | 90 | 45 | 90 | 16 | 90 | 40 | 90 | 16 | 90 | 32 | 72
DIDCB5 | A | 40 | 330 | 104 | 330 | 125 | 330 | 55 | 330 | 140 | 330 | 40 | 185 | 105 | 185
DIDCB6 | A | 50 | 250 | 105 | 250 | 105 | 250 | 50 | 250 | 130 | 250 | 50 | 153 | 110 | 103
DIDC1 | A | 42 | 225 | 85 | 225 | 85 | 225 | 24 | 225 | 62 | 120 | 24 | 73 | 60 | 147
DIDC2 | A | 42 | 225 | 85 | 225 | 85 | 225 | 24 | 225 | 62 | 120 | 24 | 73 | 60 | 147
DIDC3 | A | 42 | 225 | 85 | 225 | 85 | 225 | 24 | 225 | 62 | 120 | 24 | 73 | 60 | 147
DIDC4 | A | 42 | 225 | 85 | 225 | 85 | 225 | 24 | 225 | 62 | 120 | 24 | 73 | 60 | 147
DINO-1 | A | 14 | 138 | 39 | 138 | 58 | 138 | 28 | 138 | 72 | 138 | 14 | 118 | 36 | 88
DINO-2 | A | 14 | 138 | 39 | 138 | 58 | 138 | 28 | 138 | 72 | 138 | 14 | 118 | 36 | 88
DINO-3 | A | 14 | 138 | 39 | 138 | 58 | 138 | 28 | 138 | 72 | 138 | 14 | 118 | 36 | 88
DINO-4 | A | 14 | 138 | 39 | 138 | 58 | 138 | 28 | 138 | 72 | 138 | 14 | 118 | 36 | 88
DINO-5 | A | 14 | 138 | 39 | 138 | 58 | 138 | 28 | 138 | 72 | 138 | 14 | 118 | 36 | 88
DINO-6 | A | 14 | 138 | 39 | 138 | 58 | 138 | 28 | 138 | 72 | 138 | 14 | 118 | 36 | 88
DRAXX-1 | A | 68 | 345 | 100 | 345 | 100 | 345 | 64 | 95 | 110 | 345 | 60 | 225 | 70 | 225
DRAXX-2 | A | 68 | 345 | 100 | 345 | 100 | 345 | 64 | 95 | 110 | 345 | 60 | 225 | 70 | 225
DRAXX-3 | A | 68 | 345 | 100 | 345 | 100 | 345 | 64 | 95 | 110 | 345 | 60 | 225 | 70 | 225
DRAXX-4 | A | 68 | 345 | 100 | 345 | 100 | 345 | 64 | 95 | 110 | 345 | 60 | 225 | 70 | 225
DRAXX-5 | A | 68 | 345 | 100 | 345 | 100 | 345 | 64 | 95 | 110 | 345 | 60 | 225 | 70 | 225
DRAXX-6 | A | 68 | 345 | 100 | 345 | 100 | 345 | 64 | 95 | 110 | 345 | 60 | 225 | 70 | 225
EECL-1 | A | 20 | 133 | 25 | 133 | 26 | 133 | 29 | 133 | 80 | 133 | 18 | 105 | 26 | 105
EGGPS-1 | A | 45 | 205 | 83 | 205 | 83 | 205 | 49 | 205 | 110 | 205 | 33 | 95 | 60 | 95
EGGPS-2 | A | 45 | 205 | 83 | 205 | 83 | 205 | 49 | 205 | 110 | 205 | 33 | 95 | 60 | 95
EGGPS-3 | A | 45 | 205 | 83 | 205 | 83 | 205 | 49 | 205 | 110 | 205 | 33 | 95 | 60 | 95
EGGPS-4 | A | 45 | 205 | 83 | 205 | 83 | 205 | 49 | 205 | 110 | 205 | 33 | 95 | 60 | 95
ERRO-1 | A | 1 | 21 | 1 | 21 | 1 | 21 | 2 | 21 | 5 | 21 | 1 | 17 | 1 | 17
ERRO-2 | A | 1 | 21 | 1 | 21 | 1 | 21 | 2 | 21 | 5 | 21 | 1 | 17 | 1 | 17
ERRO-3 | A | 1 | 21 | 1 | 21 | 1 | 21 | 2 | 21 | 5 | 21 | 1 | 17 | 1 | 17
FASN-1 | A | 0 | 15 | 1 | 15 | 1 | 15 | 1 | 15 | 2 | 15 | 0 | 15 | 1 | 12
FASN-2 | A | 0 | 15 | 1 | 15 | 1 | 15 | 1 | 15 | 2 | 15 | 0 | 15 | 1 | 12
FASN-3 | A | 0 | 15 | 1 | 15 | 1 | 15 | 1 | 15 | 2 | 15 | 0 | 15 | 1 | 12
FAWL1 | A | 36 | 244 | 77 | 244 | 77 | 244 | 10 | 244 | 10 | 244 | 40 | 98 | 91 | 145
FAWL3 | A | 36 | 244 | 77 | 244 | 77 | 244 | 10 | 244 | 10 | 244 | 40 | 98 | 91 | 145
FAWN-1 | A | 10 | 52 | 25 | 52 | 40 | 52 | 13 | 52 | 32 | 52 | 11 | 37 | 27 | 27
FELL-1 | A | 9 | 63 | 21 | 63 | 22 | 63 | 10 | 63 | 24 | 63 | 9 | 63 | 22 | 63
FERR-1 | A | 25 | 150 | 45 | 250 | 56 | 250 | 40 | 250 | 60 | 250 | 34 | 80 | 59 | 150
FERR-2 | A | 25 | 150 | 45 | 250 | 56 | 250 | 40 | 250 | 60 | 250 | 34 | 80 | 59 | 150
FERR-3 | A | 25 | 150 | 45 | 250 | 56 | 250 | 40 | 250 | 60 | 250 | 34 | 80 | 59 | 150
FERR-4 | A | 25 | 150 | 45 | 250 | 56 | 250 | 40 | 250 | 60 | 250 | 34 | 80 | 59 | 150
FFES-1 | A | 10 | 35 | 27 | 35 | 30 | 35 | 9 | 35 | 22 | 35 | 4 | 27 | 6 | 27
FFES-2 | A | 10 | 35 | 27 | 35 | 30 | 35 | 9 | 35 | 22 | 35 | 4 | 27 | 6 | 27
FFES-3 | A | 10 | 35 | 27 | 35 | 30 | 35 | 9 | 35 | 22 | 35 | 4 | 27 | 6 | 27
FFES-4 | A | 10 | 35 | 27 | 35 | 30 | 35 | 9 | 35 | 22 | 35 | 4 | 27 | 6 | 27
FIDL-1 | A | 13 | 205 | 20 | 205 | 23 | 205 | 35 | 100 | 40 | 147 | 30 | 147 | 50 | 147
FIDL-2 | A | 13 | 205 | 20 | 205 | 23 | 205 | 35 | 100 | 40 | 147 | 30 | 147 | 50 | 147
FIDL-3 | A | 13 | 205 | 20 | 205 | 23 | 205 | 35 | 100 | 40 | 147 | 30 | 147 | 50 | 147
FIDL-4 | A | 13 | 205 | 20 | 205 | 23 | 205 | 35 | 100 | 40 | 147 | 30 | 147 | 50 | 147
FIFE-1 | A | 6 | 63 | 12 | 63 | 12 | 63 | 11 | 63 | 24 | 63 | 6 | 53 | 8 | 53
FINL-1 | A | 0 | 14 | 1 | 14 | 1 | 14 | 1 | 14 | 2 | 14 | 0 | 14 | 1 | 11
FOYE-1 | A | 6 | 60 | 13 | 60 | 16 | 60 | 11 | 60 | 27 | 60 | 5 | 30 | 11 | 30
FOYE-2 | A | 6 | 60 | 13 | 60 | 16 | 60 | 11 | 60 | 27 | 60 | 5 | 30 | 11 | 30
GRAI-1 | A | 43 | 485 | 100 | 485 | 160 | 485 | 60 | 485 | 140 | 485 | 33 | 0 | 60 | 345
GRAI-3 | A | 43 | 485 | 100 | 485 | 160 | 485 | 60 | 485 | 140 | 485 | 33 | 0 | 60 | 345
GRAI-4 | A | 43 | 485 | 100 | 485 | 160 | 485 | 60 | 485 | 140 | 485 | 33 | 0 | 60 | 345
GRMO-1 | A | 8 | 43 | 8 | 43 | 8 | 43 | 8 | 43 | 8 | 43 | 8 | 23 | 8 | 23
GYAR-1 | A | 17 | 176 | 42 | 176 | 66 | 176 | 24 | 176 | 60 | 176 | 17 | 176 | 42 | 176
HUMR-1 | A | 36 | 330 | 90 | 330 | 144 | 330 | 52 | 330 | 126 | 330 | 40 | 257 | 90 | 257
INDQ-1 | A | 12 | 102 | 31 | 102 | 43 | 102 | 13 | 102 | 34 | 102 | 12 | 72 | 30 | 72
IRNPS-1 | A | 35 | 125 | 45 | 125 | 48 | 285 | 42 | 285 | 68 | 125 | 28 | 125 | 42 | 185
IRNPS-2 | A | 35 | 125 | 45 | 125 | 48 | 285 | 42 | 285 | 68 | 125 | 28 | 125 | 42 | 185
KEAD-1 | A | 29 | 315 | 67 | 315 | 102 | 315 | 48 | 315 | 110 | 315 | 30 | 275 | 75 | 155
KILLPG-1 | A | 8 | 225 | 10 | 225 | 10 | 225 | 10 | 225 | 12 | 225 | 4 | 150 | 15 | 150
KILLPG-2 | A | 8 | 225 | 10 | 225 | 10 | 225 | 10 | 225 | 12 | 225 | 4 | 150 | 15 | 150
KILNS-1 | A | 30 | 290 | 72 | 290 | 84 | 290 | 42 | 290 | 114 | 290 | 18 | 104 | 45 | 104
KINO-1 | A | 27 | 255 | 35 | 255 | 35 | 255 | 22 | 255 | 44 | 255 | 14 | 185 | 35 | 185
KINO-2 | A | 27 | 255 | 35 | 255 | 35 | 255 | 22 | 255 | 44 | 255 | 14 | 185 | 35 | 185
KINO-3 | A | 27 | 255 | 35 | 255 | 35 | 255 | 22 | 255 | 41 | 255 | 14 | 185 | 35 | 185
KINO-4 | A | 27 | 255 | 35 | 255 | 35 | 255 | 22 | 255 | 41 | 255 | 14 | 185 | 35 | 185
KLYN-A-1 | A | 24 | 126 | 50 | 126 | 50 | 126 | 34 | 126 | 70 | 126 | 22 | 81 | 34 | 81
LAGA-1 | A | 58 | 485 | 135 | 485 | 158 | 485 | 50 | 425 | 140 | 425 | 56 | 425 | 135 | 330
LBAR-1G | A | 1 | 16 | 4 | 16 | 6 | 16 | 2 | 16 | 4 | 16 | 1 | 9 | 4 | 9
LBAR-1 | A | 40 | 230 | 64 | 230 | 66 | 230 | 60 | 230 | 132 | 230 | 36 | 120 | 86 | 120
LITTD1 | A | 57 | 485 | 110 | 485 | 110 | 485 | 66 | 485 | 80 | 485 | 60 | 335 | 150 | 335
LITTD2 | A | 57 | 485 | 110 | 485 | 110 | 485 | 66 | 485 | 80 | 485 | 60 | 335 | 150 | 335
LITTD3 | A | 57 | 485 | 110 | 485 | 110 | 485 | 66 | 485 | 80 | 485 | 60 | 335 | 150 | 335
LOAN-1 | A | 25 | 326 | 51 | 326 | 55 | 326 | 19 | 326 | 50 | 326 | 12 | 276 | 28 | 276
LOAN-2 | A | 25 | 326 | 51 | 326 | 55 | 326 | 19 | 326 | 50 | 326 | 12 | 276 | 28 | 276
LOAN-3 | A | 25 | 326 | 51 | 326 | 55 | 326 | 19 | 326 | 50 | 326 | 12 | 276 | 28 | 276
MEDP-1 | A | 28 | 231 | 72 | 231 | 72 | 231 | 44 | 231 | 110 | 231 | 28 | 190 | 72 | 190
MRWD-1 | A | 50 | 384 | 90 | 384 | 100 | 384 | 52 | 384 | 160 | 384 | 52 | 298 | 110 | 298
NANT-1 | A | 0 | 15 | 0 | 15 | 0 | 15 | 0 | 15 | 1 | 15 | 0 | 15 | 0 | 15
PEHE-1 | A | 47 | 435 | 100 | 435 | 100 | 435 | 67 | 435 | 105 | 435 | 64 | 245 | 100 | 245
PEHE-2 | A | 16 | 490 | 40 | 265 | 42 | 490 | 0 | 0 | 0 | 0 | 0 | 490 | 0 | 490
PETEM1 | A | 20 | 180 | 46 | 180 | 52 | 180 | 24 | 180 | 58 | 180 | 20 | 150 | 50 | 100
RATS-1 | A | 39 | 270 | 84 | 270 | 90 | 270 | 39 | 155 | 54 | 270 | 42 | 105 | 95 | 155
RATS-2 | A | 39 | 270 | 84 | 270 | 90 | 270 | 39 | 155 | 54 | 270 | 42 | 105 | 95 | 155
RATS-3 | A | 39 | 270 | 84 | 270 | 90 | 270 | 39 | 155 | 54 | 270 | 42 | 105 | 95 | 155
RATS-4 | A | 39 | 270 | 84 | 270 | 90 | 270 | 39 | 155 | 54 | 270 | 42 | 105 | 95 | 155
ROCK-1 | A | 36 | 400 | 50 | 400 | 54 | 400 | 60 | 400 | 160 | 400 | 33 | 220 | 53 | 220
ROOS-1 | A | 12 | 140 | 32 | 140 | 32 | 140 | 13 | 140 | 32 | 140 | 13 | 108 | 32 | 108
RUGPS-6 | A | 36 | 243 | 80 | 243 | 80 | 243 | 40 | 243 | 90 | 243 | 40 | 155 | 95 | 105
RUGPS-7 | A | 36 | 243 | 80 | 243 | 80 | 243 | 40 | 243 | 90 | 243 | 40 | 155 | 95 | 105
RYHPS-1 | A | 30 | 305 | 48 | 305 | 66 | 305 | 42 | 305 | 51 | 305 | 30 | 130 | 42 | 68
SCCL-1 | A | 35 | 180 | 70 | 180 | 70 | 180 | 40 | 180 | 95 | 180 | 40 | 100 | 100 | 50
SCCL-2 | A | 35 | 180 | 70 | 180 | 70 | 180 | 40 | 180 | 95 | 180 | 40 | 100 | 100 | 50
SCCL-3 | A | 35 | 180 | 70 | 180 | 70 | 180 | 40 | 180 | 95 | 180 | 40 | 100 | 100 | 50
SEAB-1 | A | 44 | 254 | 125 | 254 | 150 | 254 | 55 | 254 | 150 | 254 | 75 | 164 | 176 | 38
SEAB-2 | A | 31 | 138 | 76 | 138 | 86 | 138 | 32 | 138 | 82 | 138 | 37 | 73 | 90 | 43
SHBA-1 | A | 41 | 255 | 104 | 255 | 115 | 255 | 44 | 255 | 120 | 255 | 39 | 195 | 115 | 40
SHBA-2 | A | 26 | 183 | 64 | 183 | 70 | 183 | 30 | 183 | 80 | 183 | 28 | 103 | 66 | 69
SHOS-1 | A | 18 | 160 | 24 | 160 | 24 | 160 | 30 | 160 | 75 | 160 | 18 | 135 | 24 | 135
SHOT-1 | A | 8 | 75 | 20 | 75 | 32 | 75 | 12 | 75 | 30 | 75 | 12 | 60 | 26 | 45
SIZB-1 | A | 38 | 283 | 45 | 283 | 45 | 283 | 45 | 283 | 45 | 283 | 40 | 283 | 46 | 283
SIZB-2 | A | 38 | 283 | 45 | 283 | 45 | 283 | 45 | 283 | 45 | 283 | 40 | 283 | 46 | 283
SLOY-1 | A | 0 | 38 | 1 | 38 | 1 | 38 | 1 | 38 | 2 | 38 | 0 | 38 | 1 | 30
SLOY-2 | A | 0 | 38 | 1 | 38 | 1 | 38 | 1 | 38 | 2 | 38 | 0 | 38 | 1 | 30
SLOY-3 | A | 0 | 38 | 1 | 38 | 1 | 38 | 1 | 38 | 2 | 38 | 0 | 38 | 1 | 30
SLOY-4 | A | 0 | 28 | 1 | 28 | 1 | 28 | 1 | 28 | 2 | 28 | 0 | 28 | 1 | 22
SPLN-1 | A | 40 | 380 | 100 | 380 | 110 | 380 | 50 | 380 | 120 | 380 | 30 | 380 | 90 | 300
STAY-1 | A | 34 | 221 | 62 | 221 | 62 | 221 | 35 | 221 | 85 | 221 | 33 | 161 | 60 | 161
STAY-2 | A | 34 | 221 | 62 | 221 | 62 | 221 | 35 | 221 | 85 | 221 | 33 | 161 | 60 | 161
STAY-3 | A | 34 | 221 | 62 | 221 | 62 | 221 | 35 | 221 | 85 | 221 | 33 | 161 | 60 | 161
STAY-4 | A | 34 | 221 | 62 | 221 | 62 | 221 | 35 | 221 | 85 | 221 | 33 | 161 | 60 | 161
SUTB-1 | A | 30 | 287 | 82 | 287 | 90 | 287 | 44 | 287 | 120 | 287 | 40 | 248 | 104 | 248
SVRP-10 | A | 20 | 225 | 50 | 225 | 70 | 225 | 32 | 225 | 80 | 225 | 20 | 172 | 50 | 172
SVRP-20 | A | 20 | 225 | 50 | 225 | 70 | 225 | 32 | 225 | 80 | 225 | 20 | 172 | 50 | 172
TESI-1 | A | 40 | 260 | 100 | 260 | 140 | 260 | 60 | 260 | 140 | 260 | 40 | 200 | 120 | 100
TESI-2 | A | 40 | 260 | 100 | 260 | 140 | 260 | 60 | 260 | 140 | 260 | 40 | 200 | 120 | 100
TILB-7 | A | 20 | 160 | 30 | 160 | 30 | 160 | 20 | 160 | 30 | 160 | 6 | 100 | 10 | 100
TILB-8 | A | 20 | 160 | 30 | 160 | 30 | 160 | 20 | 160 | 30 | 160 | 6 | 100 | 10 | 100
TILB-9 | A | 20 | 160 | 30 | 160 | 30 | 160 | 20 | 160 | 30 | 160 | 6 | 100 | 10 | 100
TILB10 | A | 20 | 160 | 30 | 160 | 30 | 160 | 20 | 160 | 30 | 160 | 6 | 100 | 10 | 100
USKM-13 | A | 6 | 49 | 15 | 49 | 17 | 49 | 8 | 49 | 19 | 49 | 7 | 36 | 8 | 36
USKM-14 | A | 6 | 49 | 15 | 49 | 17 | 49 | 8 | 49 | 19 | 49 | 7 | 36 | 8 | 36
USKM-15 | A | 6 | 49 | 15 | 49 | 17 | 49 | 8 | 49 | 19 | 49 | 7 | 36 | 8 | 36
WBUPS-1 | A | 30 | 113 | 48 | 153 | 48 | 153 | 32 | 113 | 50 | 113 | 40 | 153 | 65 | 113
WBUPS-2 | A | 30 | 133 | 48 | 173 | 48 | 173 | 32 | 133 | 50 | 133 | 40 | 173 | 65 | 133
WBUPS-3 | A | 30 | 133 | 48 | 173 | 48 | 173 | 32 | 133 | 50 | 133 | 40 | 173 | 65 | 133
WBUPS-4 | A | 30 | 113 | 48 | 153 | 48 | 153 | 32 | 113 | 50 | 113 | 40 | 153 | 65 | 113

## Feb 2012
MW Response Capability by BMU
|  | Primary Response (Max MWhrs) | [5 empty] | Secondary Response (Max Mwhrs) |  |  |  | High Frequency Response (Max MWhrs)
UNIT | Mode | 0.2Hz |  | 0.5Hz |  | 0.8Hz |  | 0.2/0.2Hz |  | 0.5/0.5Hz |  | 0.2Hz |  | 0.5Hz
ABTH7 | A | 40 | 250 | 72 | 250 | 72 | 250 | 48 | 250 | 120 | 250 | 38 | 185 | 55 | 185
ABTH8 | A | 40 | 250 | 72 | 250 | 72 | 250 | 48 | 250 | 120 | 250 | 38 | 185 | 55 | 185
ABTH9 | A | 40 | 250 | 72 | 250 | 72 | 250 | 48 | 250 | 120 | 250 | 38 | 185 | 55 | 185
BAGE-1 | A | 30 | 255 | 70 | 255 | 90 | 255 | 35 | 255 | 90 | 255 | 28 | 220 | 70 | 185
BAGE-2 | A | 3 | 17 | 8 | 17 | 12 | 17 | 4 | 17 | 9 | 17 | 2 | 17 | 5 | 17
BARKB2 | A | 33 | 210 | 82 | 210 | 108 | 210 | 39 | 210 | 97 | 210 | 31 | 120 | 84 | 120
BARK-1 | A | 22 | 140 | 55 | 140 | 72 | 140 | 26 | 140 | 65 | 140 | 21 | 80 | 54 | 80
BRGG-1 | A | 16 | 110 | 32 | 110 | 48 | 110 | 16 | 110 | 40 | 110 | 14 | 96 | 34 | 46
BRYP-1 | A | 15 | 82 | 25 | 82 | 31 | 82 | 22 | 82 | 37 | 82 | 10 | 82 | 27 | 47
CDCL-1 | A | 30 | 160 | 40 | 160 | 40 | 160 | 34 | 160 | 40 | 160 | 27 | 120 | 40 | 120
CLAC-1 | A | 3 | 28 | 8 | 28 | 13 | 28 | 3 | 36 | 9 | 36 | 3 | 28 | 8 | 28
CNQPS-1 | A | 22 | 126 | 51 | 126 | 70 | 126 | 28 | 126 | 70 | 126 | 20 | 100 | 45 | 100
CNQPS-2 | A | 22 | 126 | 51 | 126 | 70 | 126 | 28 | 126 | 70 | 126 | 20 | 100 | 45 | 100
CNQPS-3 | A | 22 | 126 | 51 | 126 | 70 | 126 | 28 | 126 | 70 | 126 | 20 | 100 | 45 | 100
CNQPS-4 | A | 22 | 126 | 51 | 126 | 70 | 126 | 28 | 126 | 70 | 126 | 20 | 100 | 45 | 100
COCK-1 | A | 15 | 168 | 42 | 168 | 48 | 168 | 10 | 168 | 25 | 168 | 6 | 138 | 7 | 138
COCK-2 | A | 15 | 168 | 42 | 168 | 48 | 168 | 10 | 168 | 25 | 168 | 6 | 138 | 7 | 138
COCK-3 | A | 15 | 168 | 42 | 168 | 48 | 168 | 10 | 168 | 25 | 168 | 6 | 138 | 7 | 138
COCK-4 | A | 15 | 168 | 42 | 168 | 48 | 168 | 10 | 168 | 25 | 168 | 6 | 138 | 7 | 138
CORB-1 | A | 10 | 130 | 30 | 130 | 50 | 130 | 28 | 130 | 60 | 130 | 15 | 95 | 40 | 60
COSO-1 | A | 20 | 380 | 40 | 380 | 50 | 380 | 60 | 380 | 140 | 380 | 17 | 304 | 40 | 304
COTPS-1 | A | 29 | 277 | 50 | 277 | 62 | 277 | 35 | 60 | 63 | 277 | 30 | 122 | 60 | 122
COTPS-2 | A | 29 | 287 | 50 | 287 | 62 | 287 | 35 | 60 | 63 | 287 | 30 | 122 | 60 | 122
COTPS-3 | A | 29 | 287 | 50 | 287 | 62 | 287 | 35 | 60 | 63 | 287 | 30 | 122 | 60 | 122
COTPS-4 | A | 29 | 277 | 50 | 277 | 62 | 277 | 35 | 60 | 63 | 277 | 30 | 122 | 60 | 122
COWE1 | A | 7 | 30 | 17 | 30 | 17 | 30 | 7 | 30 | 17 | 30 | 7 | 30 | 17 | 30
COWE2 | A | 7 | 30 | 17 | 30 | 17 | 30 | 7 | 30 | 17 | 30 | 7 | 30 | 17 | 30
CRUA-1 | A | 10 | 110 | 25 | 110 | 37 | 110 | 12 | 110 | 30 | 110 | 10 | 84 | 25 | 48
CRUA-2 | A | 10 | 110 | 25 | 110 | 37 | 110 | 12 | 110 | 30 | 110 | 10 | 84 | 25 | 48
CRUA-3 | A | 7 | 30 | 15 | 30 | 21 | 30 | 9 | 30 | 24 | 30 | 5 | 25 | 13 | 15
CRUA-4 | A | 7 | 30 | 15 | 30 | 21 | 30 | 9 | 30 | 24 | 30 | 5 | 25 | 13 | 15
DAMC-1 | A | 64 | 380 | 136 | 380 | 156 | 380 | 80 | 380 | 180 | 380 | 60 | 293 | 190 | 128
DEEP-1 | A | 20 | 180 | 60 | 180 | 86 | 180 | 22 | 180 | 80 | 180 | 24 | 96 | 52 | 96
DERW-1 | A | 13 | 90 | 35 | 90 | 45 | 90 | 16 | 90 | 40 | 90 | 16 | 90 | 32 | 72
DIDCB5 | A | 40 | 330 | 104 | 330 | 125 | 330 | 55 | 330 | 140 | 330 | 40 | 185 | 105 | 185
DIDCB6 | A | 64 | 203 | 120 | 203 | 120 | 203 | 60 | 203 | 100 | 203 | 68 | 115 | 130 | 73
DIDC1 | A | 42 | 225 | 85 | 225 | 85 | 225 | 24 | 225 | 62 | 120 | 24 | 73 | 60 | 147
DIDC2 | A | 42 | 225 | 85 | 225 | 85 | 225 | 24 | 225 | 62 | 120 | 24 | 73 | 60 | 147
DIDC3 | A | 42 | 225 | 85 | 225 | 85 | 225 | 24 | 225 | 62 | 120 | 24 | 73 | 60 | 147
DIDC4 | A | 42 | 225 | 85 | 225 | 85 | 225 | 24 | 225 | 62 | 120 | 24 | 73 | 60 | 147
DINO-1 | A | 14 | 138 | 39 | 138 | 58 | 138 | 28 | 138 | 72 | 138 | 14 | 118 | 36 | 88
DINO-2 | A | 14 | 138 | 39 | 138 | 58 | 138 | 28 | 138 | 72 | 138 | 14 | 118 | 36 | 88
DINO-3 | A | 14 | 138 | 39 | 138 | 58 | 138 | 28 | 138 | 72 | 138 | 14 | 118 | 36 | 88
DINO-4 | A | 14 | 138 | 39 | 138 | 58 | 138 | 28 | 138 | 72 | 138 | 14 | 118 | 36 | 88
DINO-5 | A | 14 | 138 | 39 | 138 | 58 | 138 | 28 | 138 | 72 | 138 | 14 | 118 | 36 | 88
DINO-6 | A | 14 | 138 | 39 | 138 | 58 | 138 | 28 | 138 | 72 | 138 | 14 | 118 | 36 | 88
DRAXX-1 | A | 68 | 345 | 100 | 345 | 100 | 345 | 64 | 95 | 110 | 345 | 60 | 225 | 70 | 225
DRAXX-2 | A | 68 | 345 | 100 | 345 | 100 | 345 | 64 | 95 | 110 | 345 | 60 | 225 | 70 | 225
DRAXX-3 | A | 68 | 345 | 100 | 345 | 100 | 345 | 64 | 95 | 110 | 345 | 60 | 225 | 70 | 225
DRAXX-4 | A | 68 | 345 | 100 | 345 | 100 | 345 | 64 | 95 | 110 | 345 | 60 | 225 | 70 | 225
DRAXX-5 | A | 68 | 345 | 100 | 345 | 100 | 345 | 64 | 95 | 110 | 345 | 60 | 225 | 70 | 225
DRAXX-6 | A | 68 | 345 | 100 | 345 | 100 | 345 | 64 | 95 | 110 | 345 | 60 | 225 | 70 | 225
EECL-1 | A | 20 | 133 | 25 | 133 | 26 | 133 | 29 | 133 | 80 | 133 | 18 | 105 | 26 | 105
EGGPS-1 | A | 45 | 205 | 83 | 205 | 83 | 205 | 49 | 205 | 110 | 205 | 33 | 95 | 60 | 95
EGGPS-2 | A | 45 | 205 | 83 | 205 | 83 | 205 | 49 | 205 | 110 | 205 | 33 | 95 | 60 | 95
EGGPS-3 | A | 45 | 205 | 83 | 205 | 83 | 205 | 49 | 205 | 110 | 205 | 33 | 95 | 60 | 95
EGGPS-4 | A | 45 | 205 | 83 | 205 | 83 | 205 | 49 | 205 | 110 | 205 | 33 | 95 | 60 | 95
ERRO-1 | A | 1 | 21 | 1 | 21 | 1 | 21 | 2 | 21 | 5 | 21 | 1 | 17 | 1 | 17
ERRO-2 | A | 1 | 21 | 1 | 21 | 1 | 21 | 2 | 21 | 5 | 21 | 1 | 17 | 1 | 17
ERRO-3 | A | 1 | 21 | 1 | 21 | 1 | 21 | 2 | 21 | 5 | 21 | 1 | 17 | 1 | 17
FASN-1 | A | 0 | 15 | 1 | 15 | 1 | 15 | 1 | 15 | 2 | 15 | 0 | 15 | 1 | 12
FASN-2 | A | 0 | 15 | 1 | 15 | 1 | 15 | 1 | 15 | 2 | 15 | 0 | 15 | 1 | 12
FASN-3 | A | 0 | 15 | 1 | 15 | 1 | 15 | 1 | 15 | 2 | 15 | 0 | 15 | 1 | 12
FAWL1 | A | 36 | 244 | 77 | 244 | 77 | 244 | 10 | 244 | 10 | 244 | 40 | 98 | 91 | 145
FAWL3 | A | 36 | 244 | 77 | 244 | 77 | 244 | 10 | 244 | 10 | 244 | 40 | 98 | 91 | 145
FAWN-1 | A | 10 | 52 | 25 | 52 | 40 | 52 | 13 | 52 | 32 | 52 | 11 | 37 | 27 | 27
FELL-1 | A | 9 | 63 | 21 | 63 | 22 | 63 | 10 | 63 | 24 | 63 | 9 | 63 | 22 | 63
FERR-1 | A | 25 | 150 | 45 | 250 | 56 | 250 | 40 | 250 | 60 | 250 | 34 | 80 | 59 | 150
FERR-2 | A | 25 | 150 | 45 | 250 | 56 | 250 | 40 | 250 | 60 | 250 | 34 | 80 | 59 | 150
FERR-3 | A | 25 | 150 | 45 | 250 | 56 | 250 | 40 | 250 | 60 | 250 | 34 | 80 | 59 | 150
FERR-4 | A | 25 | 150 | 45 | 250 | 56 | 250 | 40 | 250 | 60 | 250 | 34 | 80 | 59 | 150
FFES-1 | A | 10 | 35 | 27 | 35 | 30 | 35 | 9 | 35 | 22 | 35 | 4 | 27 | 6 | 27
FFES-2 | A | 10 | 35 | 27 | 35 | 30 | 35 | 9 | 35 | 22 | 35 | 4 | 27 | 6 | 27
FFES-3 | A | 10 | 35 | 27 | 35 | 30 | 35 | 9 | 35 | 22 | 35 | 4 | 27 | 6 | 27
FFES-4 | A | 10 | 35 | 27 | 35 | 30 | 35 | 9 | 35 | 22 | 35 | 4 | 27 | 6 | 27
FIDL-1 | A | 13 | 205 | 20 | 205 | 23 | 205 | 35 | 100 | 40 | 147 | 30 | 147 | 50 | 147
FIDL-2 | A | 13 | 205 | 20 | 205 | 23 | 205 | 35 | 100 | 40 | 147 | 30 | 147 | 50 | 147
FIDL-3 | A | 13 | 205 | 20 | 205 | 23 | 205 | 35 | 100 | 40 | 147 | 30 | 147 | 50 | 147
FIDL-4 | A | 13 | 205 | 20 | 205 | 23 | 205 | 35 | 100 | 40 | 147 | 30 | 147 | 50 | 147
FIFE-1 | A | 6 | 63 | 12 | 63 | 12 | 63 | 11 | 63 | 24 | 63 | 6 | 53 | 8 | 53
FINL-1 | A | 0 | 14 | 1 | 14 | 1 | 14 | 1 | 14 | 2 | 14 | 0 | 14 | 1 | 11
FOYE-1 | A | 6 | 60 | 13 | 60 | 16 | 60 | 11 | 60 | 27 | 60 | 5 | 30 | 11 | 30
FOYE-2 | A | 6 | 60 | 13 | 60 | 16 | 60 | 11 | 60 | 27 | 60 | 5 | 30 | 11 | 30
GRAI-1 | A | 43 | 485 | 100 | 485 | 160 | 485 | 60 | 485 | 140 | 485 | 33 | 0 | 60 | 345
GRAI-3 | A | 43 | 485 | 100 | 485 | 160 | 485 | 60 | 485 | 140 | 485 | 33 | 0 | 60 | 345
GRAI-4 | A | 43 | 485 | 100 | 485 | 160 | 485 | 60 | 485 | 140 | 485 | 33 | 0 | 60 | 345
GRMO-1 | A | 8 | 43 | 8 | 43 | 8 | 43 | 8 | 43 | 8 | 43 | 8 | 23 | 8 | 23
GYAR-1 | A | 17 | 176 | 42 | 176 | 66 | 176 | 24 | 176 | 60 | 176 | 17 | 176 | 42 | 176
HUMR-1 | A | 36 | 330 | 90 | 330 | 144 | 330 | 52 | 330 | 126 | 330 | 40 | 257 | 90 | 257
INDQ-1 | A | 12 | 102 | 31 | 102 | 43 | 102 | 13 | 102 | 34 | 102 | 12 | 72 | 30 | 72
IRNPS-1 | A | 35 | 125 | 45 | 125 | 48 | 285 | 42 | 285 | 68 | 125 | 28 | 125 | 42 | 185
IRNPS-2 | A | 35 | 125 | 45 | 125 | 48 | 285 | 42 | 285 | 68 | 125 | 28 | 125 | 42 | 185
KEAD-1 | A | 29 | 315 | 67 | 315 | 102 | 315 | 48 | 315 | 110 | 315 | 30 | 275 | 75 | 155
KILLPG-1 | A | 8 | 225 | 10 | 225 | 10 | 225 | 10 | 225 | 12 | 225 | 4 | 150 | 15 | 150
KILLPG-2 | A | 8 | 225 | 10 | 225 | 10 | 225 | 10 | 225 | 12 | 225 | 4 | 150 | 15 | 150
KILNS-1 | A | 30 | 290 | 72 | 290 | 84 | 290 | 42 | 290 | 114 | 290 | 18 | 104 | 45 | 104
KINO-1 | A | 27 | 255 | 35 | 255 | 35 | 255 | 22 | 255 | 44 | 255 | 14 | 185 | 35 | 185
KINO-2 | A | 27 | 255 | 35 | 255 | 35 | 255 | 22 | 255 | 44 | 255 | 14 | 185 | 35 | 185
KINO-3 | A | 27 | 255 | 35 | 255 | 35 | 255 | 22 | 255 | 41 | 255 | 14 | 185 | 35 | 185
KINO-4 | A | 27 | 255 | 35 | 255 | 35 | 255 | 22 | 255 | 41 | 255 | 14 | 185 | 35 | 185
KLYN-A-1 | A | 24 | 126 | 50 | 126 | 50 | 126 | 34 | 126 | 70 | 126 | 22 | 81 | 34 | 81
LAGA-1 | A | 58 | 485 | 135 | 485 | 158 | 485 | 50 | 425 | 140 | 425 | 56 | 425 | 135 | 330
LBAR-1G | A | 1 | 16 | 4 | 16 | 6 | 16 | 2 | 16 | 4 | 16 | 1 | 9 | 4 | 9
LBAR-1 | A | 40 | 230 | 64 | 230 | 66 | 230 | 60 | 230 | 132 | 230 | 36 | 120 | 86 | 120
LITTD1 | A | 57 | 485 | 110 | 485 | 110 | 485 | 66 | 485 | 80 | 485 | 60 | 335 | 150 | 335
LITTD2 | A | 57 | 485 | 110 | 485 | 110 | 485 | 66 | 485 | 80 | 485 | 60 | 335 | 150 | 335
LITTD3 | A | 57 | 485 | 110 | 485 | 110 | 485 | 66 | 485 | 80 | 485 | 60 | 335 | 150 | 335
LOAN-1 | A | 25 | 326 | 51 | 326 | 55 | 326 | 19 | 326 | 50 | 326 | 12 | 276 | 28 | 276
LOAN-2 | A | 25 | 326 | 51 | 326 | 55 | 326 | 19 | 326 | 50 | 326 | 12 | 276 | 28 | 276
LOAN-3 | A | 25 | 326 | 51 | 326 | 55 | 326 | 19 | 326 | 50 | 326 | 12 | 276 | 28 | 276
MEDP-1 | A | 28 | 231 | 72 | 231 | 72 | 231 | 44 | 231 | 110 | 231 | 28 | 190 | 72 | 190
MRWD-1 | A | 50 | 384 | 90 | 384 | 100 | 384 | 52 | 384 | 160 | 384 | 52 | 298 | 110 | 298
NANT-1 | A | 0 | 15 | 0 | 15 | 0 | 15 | 0 | 15 | 1 | 15 | 0 | 15 | 0 | 15
PEHE-1 | A | 47 | 435 | 100 | 435 | 100 | 435 | 67 | 435 | 105 | 435 | 64 | 245 | 100 | 245
PEHE-2 | A | 16 | 490 | 40 | 265 | 42 | 490 | 0 | 0 | 0 | 0 | 0 | 490 | 0 | 490
PETEM1 | A | 20 | 180 | 46 | 180 | 52 | 180 | 24 | 180 | 58 | 180 | 20 | 150 | 50 | 100
RATS-1 | A | 39 | 270 | 84 | 270 | 90 | 270 | 39 | 155 | 54 | 270 | 42 | 105 | 95 | 155
RATS-2 | A | 39 | 270 | 84 | 270 | 90 | 270 | 39 | 155 | 54 | 270 | 42 | 105 | 95 | 155
RATS-3 | A | 39 | 270 | 84 | 270 | 90 | 270 | 39 | 155 | 54 | 270 | 42 | 105 | 95 | 155
RATS-4 | A | 39 | 270 | 84 | 270 | 90 | 270 | 39 | 155 | 54 | 270 | 42 | 105 | 95 | 155
ROCK-1 | A | 36 | 400 | 50 | 400 | 54 | 400 | 60 | 400 | 160 | 400 | 33 | 220 | 53 | 220
ROOS-1 | A | 12 | 140 | 32 | 140 | 32 | 140 | 13 | 140 | 32 | 140 | 13 | 108 | 32 | 108
RUGPS-6 | A | 36 | 243 | 80 | 243 | 80 | 243 | 40 | 243 | 90 | 243 | 40 | 155 | 95 | 105
RUGPS-7 | A | 36 | 243 | 80 | 243 | 80 | 243 | 40 | 243 | 90 | 243 | 40 | 155 | 95 | 105
RYHPS-1 | A | 30 | 305 | 48 | 305 | 66 | 305 | 42 | 305 | 51 | 305 | 30 | 130 | 42 | 68
SCCL-1 | A | 35 | 180 | 70 | 180 | 70 | 180 | 40 | 180 | 95 | 180 | 40 | 100 | 100 | 50
SCCL-2 | A | 35 | 180 | 70 | 180 | 70 | 180 | 40 | 180 | 95 | 180 | 40 | 100 | 100 | 50
SCCL-3 | A | 35 | 180 | 70 | 180 | 70 | 180 | 40 | 180 | 95 | 180 | 40 | 100 | 100 | 50
SEAB-1 | A | 44 | 254 | 125 | 254 | 150 | 254 | 55 | 254 | 150 | 254 | 75 | 164 | 176 | 38
SEAB-2 | A | 31 | 138 | 76 | 138 | 86 | 138 | 32 | 138 | 82 | 138 | 37 | 73 | 90 | 43
SHBA-1 | A | 41 | 255 | 104 | 255 | 115 | 255 | 44 | 255 | 120 | 255 | 39 | 195 | 115 | 40
SHBA-2 | A | 26 | 183 | 64 | 183 | 70 | 183 | 30 | 183 | 80 | 183 | 28 | 103 | 66 | 69
SHOS-1 | A | 18 | 160 | 24 | 160 | 24 | 160 | 30 | 160 | 75 | 160 | 18 | 135 | 24 | 135
SHOT-1 | A | 8 | 75 | 20 | 75 | 32 | 75 | 12 | 75 | 30 | 75 | 12 | 60 | 26 | 45
SIZB-1 | A | 38 | 283 | 45 | 283 | 45 | 283 | 45 | 283 | 45 | 283 | 40 | 283 | 46 | 283
SIZB-2 | A | 38 | 283 | 45 | 283 | 45 | 283 | 45 | 283 | 45 | 283 | 40 | 283 | 46 | 283
SLOY-1 | A | 0 | 38 | 1 | 38 | 1 | 38 | 1 | 38 | 2 | 38 | 0 | 38 | 1 | 30
SLOY-2 | A | 0 | 38 | 1 | 38 | 1 | 38 | 1 | 38 | 2 | 38 | 0 | 38 | 1 | 30
SLOY-3 | A | 0 | 38 | 1 | 38 | 1 | 38 | 1 | 38 | 2 | 38 | 0 | 38 | 1 | 30
SLOY-4 | A | 0 | 28 | 1 | 28 | 1 | 28 | 1 | 28 | 2 | 28 | 0 | 28 | 1 | 22
SPLN-1 | A | 40 | 380 | 100 | 380 | 110 | 380 | 50 | 380 | 120 | 380 | 30 | 380 | 90 | 300
STAY-1 | A | 34 | 221 | 62 | 221 | 62 | 221 | 35 | 221 | 85 | 221 | 33 | 161 | 60 | 161
STAY-2 | A | 34 | 221 | 62 | 221 | 62 | 221 | 35 | 221 | 85 | 221 | 33 | 161 | 60 | 161
STAY-3 | A | 34 | 221 | 62 | 221 | 62 | 221 | 35 | 221 | 85 | 221 | 33 | 161 | 60 | 161
STAY-4 | A | 34 | 221 | 62 | 221 | 62 | 221 | 35 | 221 | 85 | 221 | 33 | 161 | 60 | 161
SUTB-1 | A | 30 | 287 | 82 | 287 | 90 | 287 | 44 | 287 | 120 | 287 | 40 | 248 | 104 | 248
SVRP-10 | A | 20 | 225 | 50 | 225 | 70 | 225 | 32 | 225 | 80 | 225 | 20 | 172 | 50 | 172
SVRP-20 | A | 20 | 225 | 50 | 225 | 70 | 225 | 32 | 225 | 80 | 225 | 20 | 172 | 50 | 172
TESI-1 | A | 40 | 260 | 100 | 260 | 140 | 260 | 60 | 260 | 140 | 260 | 40 | 200 | 120 | 100
TESI-2 | A | 40 | 260 | 100 | 260 | 140 | 260 | 60 | 260 | 140 | 260 | 40 | 200 | 120 | 100
TILB-7 | A | 20 | 160 | 30 | 160 | 30 | 160 | 20 | 160 | 30 | 160 | 6 | 100 | 10 | 100
TILB-8 | A | 20 | 160 | 30 | 160 | 30 | 160 | 20 | 160 | 30 | 160 | 6 | 100 | 10 | 100
TILB-9 | A | 20 | 160 | 30 | 160 | 30 | 160 | 20 | 160 | 30 | 160 | 6 | 100 | 10 | 100
TILB10 | A | 20 | 160 | 30 | 160 | 30 | 160 | 20 | 160 | 30 | 160 | 6 | 100 | 10 | 100
USKM-13 | A | 6 | 49 | 15 | 49 | 17 | 49 | 8 | 49 | 19 | 49 | 7 | 36 | 8 | 36
USKM-14 | A | 6 | 49 | 15 | 49 | 17 | 49 | 8 | 49 | 19 | 49 | 7 | 36 | 8 | 36
USKM-15 | A | 6 | 49 | 15 | 49 | 17 | 49 | 8 | 49 | 19 | 49 | 7 | 36 | 8 | 36
WBUPS-1 | A | 30 | 113 | 48 | 153 | 48 | 153 | 32 | 113 | 50 | 113 | 40 | 153 | 65 | 113
WBUPS-2 | A | 30 | 133 | 48 | 173 | 48 | 173 | 32 | 133 | 50 | 133 | 40 | 173 | 65 | 133
WBUPS-3 | A | 30 | 133 | 48 | 173 | 48 | 173 | 32 | 133 | 50 | 133 | 40 | 173 | 65 | 133
WBUPS-4 | A | 30 | 113 | 48 | 153 | 48 | 153 | 32 | 113 | 50 | 113 | 40 | 153 | 65 | 113

## Jan 2012
MW Response Capability by BMU
|  | Primary Response (Max MWhrs) | [5 empty] | Secondary Response (Max Mwhrs) |  |  |  | High Frequency Response (Max MWhrs)
UNIT | Mode | 0.2Hz |  | 0.5Hz |  | 0.8Hz |  | 0.2/0.2Hz |  | 0.5/0.5Hz |  | 0.2Hz |  | 0.5Hz
ABTH7 | A | 40 | 250 | 72 | 250 | 72 | 250 | 48 | 250 | 120 | 250 | 38 | 185 | 55 | 185
ABTH8 | A | 40 | 250 | 72 | 250 | 72 | 250 | 48 | 250 | 120 | 250 | 38 | 185 | 55 | 185
ABTH9 | A | 40 | 250 | 72 | 250 | 72 | 250 | 48 | 250 | 120 | 250 | 38 | 185 | 55 | 185
BAGE-1 | A | 30 | 255 | 70 | 255 | 90 | 255 | 35 | 255 | 90 | 255 | 28 | 220 | 70 | 185
BAGE-2 | A | 3 | 17 | 8 | 17 | 12 | 17 | 4 | 17 | 9 | 17 | 2 | 17 | 5 | 17
BARKB2 | A | 33 | 210 | 82 | 210 | 108 | 210 | 39 | 210 | 97 | 210 | 31 | 120 | 84 | 120
BARK-1 | A | 22 | 140 | 55 | 140 | 72 | 140 | 26 | 140 | 65 | 140 | 21 | 80 | 54 | 80
BRGG-1 | A | 16 | 110 | 32 | 110 | 48 | 110 | 16 | 110 | 40 | 110 | 14 | 96 | 34 | 46
BRYP-1 | A | 15 | 82 | 25 | 82 | 31 | 82 | 22 | 82 | 37 | 82 | 10 | 82 | 27 | 47
CDCL-1 | A | 30 | 160 | 40 | 160 | 40 | 160 | 34 | 160 | 40 | 160 | 27 | 120 | 40 | 120
CLAC-1 | A | 3 | 28 | 8 | 28 | 13 | 28 | 3 | 36 | 9 | 36 | 3 | 28 | 8 | 28
CNQPS-1 | A | 22 | 126 | 51 | 126 | 70 | 126 | 28 | 126 | 70 | 126 | 20 | 100 | 45 | 100
CNQPS-2 | A | 22 | 126 | 51 | 126 | 70 | 126 | 28 | 126 | 70 | 126 | 20 | 100 | 45 | 100
CNQPS-3 | A | 22 | 126 | 51 | 126 | 70 | 126 | 28 | 126 | 70 | 126 | 20 | 100 | 45 | 100
CNQPS-4 | A | 22 | 126 | 51 | 126 | 70 | 126 | 28 | 126 | 70 | 126 | 20 | 100 | 45 | 100
COCK-1 | A | 15 | 168 | 42 | 168 | 48 | 168 | 10 | 168 | 25 | 168 | 6 | 138 | 7 | 138
COCK-2 | A | 15 | 168 | 42 | 168 | 48 | 168 | 10 | 168 | 25 | 168 | 6 | 138 | 7 | 138
COCK-3 | A | 15 | 168 | 42 | 168 | 48 | 168 | 10 | 168 | 25 | 168 | 6 | 138 | 7 | 138
COCK-4 | A | 15 | 168 | 42 | 168 | 48 | 168 | 10 | 168 | 25 | 168 | 6 | 138 | 7 | 138
CORB-1 | A | 10 | 130 | 30 | 130 | 50 | 130 | 28 | 130 | 60 | 130 | 15 | 95 | 40 | 60
COSO-1 | A | 20 | 380 | 40 | 380 | 50 | 380 | 60 | 380 | 140 | 380 | 17 | 304 | 40 | 304
COTPS-1 | A | 29 | 277 | 50 | 277 | 62 | 277 | 35 | 60 | 63 | 277 | 30 | 122 | 60 | 122
COTPS-2 | A | 29 | 287 | 50 | 287 | 62 | 287 | 35 | 60 | 63 | 287 | 30 | 122 | 60 | 122
COTPS-3 | A | 29 | 287 | 50 | 287 | 62 | 287 | 35 | 60 | 63 | 287 | 30 | 122 | 60 | 122
COTPS-4 | A | 29 | 277 | 50 | 277 | 62 | 277 | 35 | 60 | 63 | 277 | 30 | 122 | 60 | 122
COWE1 | A | 7 | 30 | 17 | 30 | 17 | 30 | 7 | 30 | 17 | 30 | 7 | 30 | 17 | 30
COWE2 | A | 7 | 30 | 17 | 30 | 17 | 30 | 7 | 30 | 17 | 30 | 7 | 30 | 17 | 30
CRUA-1 | A | 10 | 110 | 25 | 110 | 37 | 110 | 12 | 110 | 30 | 110 | 10 | 84 | 25 | 48
CRUA-2 | A | 10 | 110 | 25 | 110 | 37 | 110 | 12 | 110 | 30 | 110 | 10 | 84 | 25 | 48
CRUA-3 | A | 7 | 30 | 15 | 30 | 21 | 30 | 9 | 30 | 24 | 30 | 5 | 25 | 13 | 15
CRUA-4 | A | 7 | 30 | 15 | 30 | 21 | 30 | 9 | 30 | 24 | 30 | 5 | 25 | 13 | 15
DAMC-1 | A | 64 | 380 | 136 | 380 | 156 | 380 | 80 | 380 | 180 | 380 | 60 | 293 | 190 | 128
DEEP-1 | A | 20 | 180 | 60 | 180 | 86 | 180 | 22 | 180 | 80 | 180 | 24 | 96 | 52 | 96
DERW-1 | A | 13 | 90 | 35 | 90 | 45 | 90 | 16 | 90 | 40 | 90 | 16 | 90 | 32 | 72
DIDCB5 | A | 40 | 330 | 104 | 330 | 125 | 330 | 55 | 330 | 140 | 330 | 40 | 185 | 105 | 185
DIDCB6 | A | 64 | 203 | 120 | 203 | 120 | 203 | 60 | 203 | 100 | 203 | 68 | 115 | 130 | 73
DIDC1 | A | 42 | 225 | 85 | 225 | 85 | 225 | 24 | 225 | 62 | 120 | 24 | 73 | 60 | 147
DIDC2 | A | 42 | 225 | 85 | 225 | 85 | 225 | 24 | 225 | 62 | 120 | 24 | 73 | 60 | 147
DIDC3 | A | 42 | 225 | 85 | 225 | 85 | 225 | 24 | 225 | 62 | 120 | 24 | 73 | 60 | 147
DIDC4 | A | 42 | 225 | 85 | 225 | 85 | 225 | 24 | 225 | 62 | 120 | 24 | 73 | 60 | 147
DINO-1 | A | 14 | 138 | 39 | 138 | 58 | 138 | 28 | 138 | 72 | 138 | 14 | 118 | 36 | 88
DINO-2 | A | 14 | 138 | 39 | 138 | 58 | 138 | 28 | 138 | 72 | 138 | 14 | 118 | 36 | 88
DINO-3 | A | 14 | 138 | 39 | 138 | 58 | 138 | 28 | 138 | 72 | 138 | 14 | 118 | 36 | 88
DINO-4 | A | 14 | 138 | 39 | 138 | 58 | 138 | 28 | 138 | 72 | 138 | 14 | 118 | 36 | 88
DINO-5 | A | 14 | 138 | 39 | 138 | 58 | 138 | 28 | 138 | 72 | 138 | 14 | 118 | 36 | 88
DINO-6 | A | 14 | 138 | 39 | 138 | 58 | 138 | 28 | 138 | 72 | 138 | 14 | 118 | 36 | 88
DRAXX-1 | A | 68 | 345 | 100 | 345 | 100 | 345 | 64 | 95 | 110 | 345 | 60 | 225 | 70 | 225
DRAXX-2 | A | 68 | 345 | 100 | 345 | 100 | 345 | 64 | 95 | 110 | 345 | 60 | 225 | 70 | 225
DRAXX-3 | A | 68 | 345 | 100 | 345 | 100 | 345 | 64 | 95 | 110 | 345 | 60 | 225 | 70 | 225
DRAXX-4 | A | 68 | 345 | 100 | 345 | 100 | 345 | 64 | 95 | 110 | 345 | 60 | 225 | 70 | 225
DRAXX-5 | A | 68 | 345 | 100 | 345 | 100 | 345 | 64 | 95 | 110 | 345 | 60 | 225 | 70 | 225
DRAXX-6 | A | 68 | 345 | 100 | 345 | 100 | 345 | 64 | 95 | 110 | 345 | 60 | 225 | 70 | 225
EECL-1 | A | 20 | 133 | 25 | 133 | 26 | 133 | 29 | 133 | 80 | 133 | 18 | 105 | 26 | 105
EGGPS-1 | A | 45 | 205 | 83 | 205 | 83 | 205 | 49 | 205 | 110 | 205 | 33 | 95 | 60 | 95
EGGPS-2 | A | 45 | 205 | 83 | 205 | 83 | 205 | 49 | 205 | 110 | 205 | 33 | 95 | 60 | 95
EGGPS-3 | A | 45 | 205 | 83 | 205 | 83 | 205 | 49 | 205 | 110 | 205 | 33 | 95 | 60 | 95
EGGPS-4 | A | 45 | 205 | 83 | 205 | 83 | 205 | 49 | 205 | 110 | 205 | 33 | 95 | 60 | 95
ERRO-1 | A | 1 | 21 | 1 | 21 | 1 | 21 | 2 | 21 | 5 | 21 | 1 | 17 | 1 | 17
ERRO-2 | A | 1 | 21 | 1 | 21 | 1 | 21 | 2 | 21 | 5 | 21 | 1 | 17 | 1 | 17
ERRO-3 | A | 1 | 21 | 1 | 21 | 1 | 21 | 2 | 21 | 5 | 21 | 1 | 17 | 1 | 17
FASN-1 | A | 0 | 15 | 1 | 15 | 1 | 15 | 1 | 15 | 2 | 15 | 0 | 15 | 1 | 12
FASN-2 | A | 0 | 15 | 1 | 15 | 1 | 15 | 1 | 15 | 2 | 15 | 0 | 15 | 1 | 12
FASN-3 | A | 0 | 15 | 1 | 15 | 1 | 15 | 1 | 15 | 2 | 15 | 0 | 15 | 1 | 12
FAWL1 | A | 36 | 244 | 77 | 244 | 77 | 244 | 10 | 244 | 10 | 244 | 40 | 98 | 91 | 145
FAWL3 | A | 36 | 244 | 77 | 244 | 77 | 244 | 10 | 244 | 10 | 244 | 40 | 98 | 91 | 145
FAWN-1 | A | 10 | 52 | 25 | 52 | 40 | 52 | 13 | 52 | 32 | 52 | 11 | 37 | 27 | 27
FELL-1 | A | 9 | 63 | 21 | 63 | 22 | 63 | 10 | 63 | 24 | 63 | 9 | 63 | 22 | 63
FERR-1 | A | 25 | 150 | 45 | 250 | 56 | 250 | 40 | 250 | 60 | 250 | 34 | 80 | 59 | 150
FERR-2 | A | 25 | 150 | 45 | 250 | 56 | 250 | 40 | 250 | 60 | 250 | 34 | 80 | 59 | 150
FERR-3 | A | 25 | 150 | 45 | 250 | 56 | 250 | 40 | 250 | 60 | 250 | 34 | 80 | 59 | 150
FERR-4 | A | 25 | 150 | 45 | 250 | 56 | 250 | 40 | 250 | 60 | 250 | 34 | 80 | 59 | 150
FFES-1 | A | 10 | 35 | 27 | 35 | 30 | 35 | 9 | 35 | 22 | 35 | 4 | 27 | 6 | 27
FFES-2 | A | 10 | 35 | 27 | 35 | 30 | 35 | 9 | 35 | 22 | 35 | 4 | 27 | 6 | 27
FFES-3 | A | 10 | 35 | 27 | 35 | 30 | 35 | 9 | 35 | 22 | 35 | 4 | 27 | 6 | 27
FFES-4 | A | 10 | 35 | 27 | 35 | 30 | 35 | 9 | 35 | 22 | 35 | 4 | 27 | 6 | 27
FIDL-1 | A | 13 | 205 | 20 | 205 | 23 | 205 | 35 | 100 | 40 | 147 | 30 | 147 | 50 | 147
FIDL-2 | A | 13 | 205 | 20 | 205 | 23 | 205 | 35 | 100 | 40 | 147 | 30 | 147 | 50 | 147
FIDL-3 | A | 13 | 205 | 20 | 205 | 23 | 205 | 35 | 100 | 40 | 147 | 30 | 147 | 50 | 147
FIDL-4 | A | 13 | 205 | 20 | 205 | 23 | 205 | 35 | 100 | 40 | 147 | 30 | 147 | 50 | 147
FIFE-1 | A | 6 | 63 | 12 | 63 | 12 | 63 | 11 | 63 | 24 | 63 | 6 | 53 | 8 | 53
FINL-1 | A | 0 | 14 | 1 | 14 | 1 | 14 | 1 | 14 | 2 | 14 | 0 | 14 | 1 | 11
FOYE-1 | A | 6 | 60 | 13 | 60 | 16 | 60 | 11 | 60 | 27 | 60 | 5 | 30 | 11 | 30
FOYE-2 | A | 6 | 60 | 13 | 60 | 16 | 60 | 11 | 60 | 27 | 60 | 5 | 30 | 11 | 30
GRAI-1 | A | 43 | 485 | 100 | 485 | 160 | 485 | 60 | 485 | 140 | 485 | 33 | 0 | 60 | 345
GRAI-3 | A | 43 | 485 | 100 | 485 | 160 | 485 | 60 | 485 | 140 | 485 | 33 | 0 | 60 | 345
GRAI-4 | A | 43 | 485 | 100 | 485 | 160 | 485 | 60 | 485 | 140 | 485 | 33 | 0 | 60 | 345
GRMO-1 | A | 8 | 43 | 8 | 43 | 8 | 43 | 8 | 43 | 8 | 43 | 8 | 23 | 8 | 23
GYAR-1 | A | 17 | 176 | 42 | 176 | 66 | 176 | 24 | 176 | 60 | 176 | 17 | 176 | 42 | 176
HUMR-1 | A | 36 | 330 | 90 | 330 | 144 | 330 | 52 | 330 | 126 | 330 | 40 | 257 | 90 | 257
INDQ-1 | A | 12 | 102 | 31 | 102 | 43 | 102 | 13 | 102 | 34 | 102 | 12 | 72 | 30 | 72
IRNPS-1 | A | 35 | 125 | 45 | 125 | 48 | 285 | 42 | 285 | 68 | 125 | 28 | 125 | 42 | 185
IRNPS-2 | A | 35 | 125 | 45 | 125 | 48 | 285 | 42 | 285 | 68 | 125 | 28 | 125 | 42 | 185
KEAD-1 | A | 29 | 315 | 67 | 315 | 102 | 315 | 48 | 315 | 110 | 315 | 30 | 275 | 75 | 155
KILLPG-1 | A | 8 | 225 | 10 | 225 | 10 | 225 | 10 | 225 | 12 | 225 | 4 | 150 | 15 | 150
KILLPG-2 | A | 8 | 225 | 10 | 225 | 10 | 225 | 10 | 225 | 12 | 225 | 4 | 150 | 15 | 150
KILNS-1 | A | 30 | 290 | 72 | 290 | 84 | 290 | 42 | 290 | 114 | 290 | 18 | 104 | 45 | 104
KINO-1 | A | 27 | 255 | 35 | 255 | 35 | 255 | 22 | 255 | 44 | 255 | 14 | 185 | 35 | 185
KINO-2 | A | 27 | 255 | 35 | 255 | 35 | 255 | 22 | 255 | 44 | 255 | 14 | 185 | 35 | 185
KINO-3 | A | 27 | 255 | 35 | 255 | 35 | 255 | 22 | 255 | 41 | 255 | 14 | 185 | 35 | 185
KINO-4 | A | 27 | 255 | 35 | 255 | 35 | 255 | 22 | 255 | 41 | 255 | 14 | 185 | 35 | 185
KLYN-A-1 | A | 24 | 126 | 50 | 126 | 50 | 126 | 34 | 126 | 70 | 126 | 22 | 81 | 34 | 81
LAGA-1 | A | 58 | 485 | 135 | 485 | 158 | 485 | 50 | 425 | 140 | 425 | 56 | 425 | 135 | 330
LBAR-1G | A | 1 | 16 | 4 | 16 | 6 | 16 | 2 | 16 | 4 | 16 | 1 | 9 | 4 | 9
LBAR-1 | A | 40 | 230 | 64 | 230 | 66 | 230 | 60 | 230 | 132 | 230 | 36 | 120 | 86 | 120
LITTD1 | A | 57 | 485 | 110 | 485 | 110 | 485 | 66 | 485 | 80 | 485 | 60 | 335 | 150 | 335
LITTD2 | A | 57 | 485 | 110 | 485 | 110 | 485 | 66 | 485 | 80 | 485 | 60 | 335 | 150 | 335
LITTD3 | A | 57 | 485 | 110 | 485 | 110 | 485 | 66 | 485 | 80 | 485 | 60 | 335 | 150 | 335
LOAN-1 | A | 25 | 326 | 51 | 326 | 55 | 326 | 19 | 326 | 50 | 326 | 12 | 276 | 28 | 276
LOAN-2 | A | 25 | 326 | 51 | 326 | 55 | 326 | 19 | 326 | 50 | 326 | 12 | 276 | 28 | 276
LOAN-3 | A | 25 | 326 | 51 | 326 | 55 | 326 | 19 | 326 | 50 | 326 | 12 | 276 | 28 | 276
MEDP-1 | A | 28 | 231 | 72 | 231 | 72 | 231 | 44 | 231 | 110 | 231 | 28 | 190 | 72 | 190
MRWD-1 | A | 50 | 384 | 90 | 384 | 100 | 384 | 52 | 384 | 160 | 384 | 52 | 298 | 110 | 298
NANT-1 | A | 0 | 15 | 0 | 15 | 0 | 15 | 0 | 15 | 1 | 15 | 0 | 15 | 0 | 15
PEHE-1 | A | 47 | 435 | 100 | 435 | 100 | 435 | 67 | 435 | 105 | 435 | 64 | 245 | 100 | 245
PEHE-2 | A | 16 | 490 | 40 | 265 | 42 | 490 | 0 | 0 | 0 | 0 | 0 | 490 | 0 | 490
PETEM1 | A | 20 | 180 | 46 | 180 | 52 | 180 | 24 | 180 | 58 | 180 | 20 | 150 | 50 | 100
RATS-1 | A | 39 | 270 | 84 | 270 | 90 | 270 | 39 | 155 | 54 | 270 | 42 | 105 | 95 | 155
RATS-2 | A | 39 | 270 | 84 | 270 | 90 | 270 | 39 | 155 | 54 | 270 | 42 | 105 | 95 | 155
RATS-3 | A | 39 | 270 | 84 | 270 | 90 | 270 | 39 | 155 | 54 | 270 | 42 | 105 | 95 | 155
RATS-4 | A | 39 | 270 | 84 | 270 | 90 | 270 | 39 | 155 | 54 | 270 | 42 | 105 | 95 | 155
ROCK-1 | A | 20 | 380 | 50 | 380 | 50 | 380 | 60 | 380 | 156 | 380 | 18 | 305 | 30 | 305
ROOS-1 | A | 12 | 140 | 32 | 140 | 32 | 140 | 13 | 140 | 32 | 140 | 13 | 108 | 32 | 108
RUGPS-6 | A | 36 | 243 | 80 | 243 | 80 | 243 | 40 | 243 | 90 | 243 | 40 | 155 | 95 | 105
RUGPS-7 | A | 36 | 243 | 80 | 243 | 80 | 243 | 40 | 243 | 90 | 243 | 40 | 155 | 95 | 105
RYHPS-1 | A | 30 | 305 | 48 | 305 | 66 | 305 | 42 | 305 | 51 | 305 | 30 | 130 | 42 | 68
SCCL-1 | A | 35 | 180 | 70 | 180 | 70 | 180 | 40 | 180 | 95 | 180 | 40 | 100 | 100 | 50
SCCL-2 | A | 35 | 180 | 70 | 180 | 70 | 180 | 40 | 180 | 95 | 180 | 40 | 100 | 100 | 50
SCCL-3 | A | 35 | 180 | 70 | 180 | 70 | 180 | 40 | 180 | 95 | 180 | 40 | 100 | 100 | 50
SEAB-1 | A | 44 | 254 | 125 | 254 | 150 | 254 | 55 | 254 | 150 | 254 | 75 | 164 | 176 | 38
SEAB-2 | A | 31 | 138 | 76 | 138 | 86 | 138 | 32 | 138 | 82 | 138 | 37 | 73 | 90 | 43
SHBA-1 | A | 41 | 255 | 104 | 255 | 115 | 255 | 44 | 255 | 120 | 255 | 39 | 195 | 115 | 40
SHBA-2 | A | 26 | 183 | 64 | 183 | 70 | 183 | 30 | 183 | 80 | 183 | 28 | 103 | 66 | 69
SHOS-1 | A | 18 | 160 | 24 | 160 | 24 | 160 | 30 | 160 | 75 | 160 | 18 | 135 | 24 | 135
SHOT-1 | A | 8 | 75 | 20 | 75 | 32 | 75 | 12 | 75 | 30 | 75 | 12 | 60 | 26 | 45
SIZB-1 | A | 38 | 283 | 45 | 283 | 45 | 283 | 45 | 283 | 45 | 283 | 40 | 283 | 46 | 283
SIZB-2 | A | 38 | 283 | 45 | 283 | 45 | 283 | 45 | 283 | 45 | 283 | 40 | 283 | 46 | 283
SLOY-1 | A | 0 | 38 | 1 | 38 | 1 | 38 | 1 | 38 | 2 | 38 | 0 | 38 | 1 | 30
SLOY-2 | A | 0 | 38 | 1 | 38 | 1 | 38 | 1 | 38 | 2 | 38 | 0 | 38 | 1 | 30
SLOY-3 | A | 0 | 38 | 1 | 38 | 1 | 38 | 1 | 38 | 2 | 38 | 0 | 38 | 1 | 30
SLOY-4 | A | 0 | 28 | 1 | 28 | 1 | 28 | 1 | 28 | 2 | 28 | 0 | 28 | 1 | 22
SPLN-1 | A | 40 | 380 | 100 | 380 | 110 | 380 | 50 | 380 | 120 | 380 | 30 | 380 | 90 | 300
STAY-1 | A | 34 | 221 | 62 | 221 | 62 | 221 | 35 | 221 | 85 | 221 | 33 | 161 | 60 | 161
STAY-2 | A | 34 | 221 | 62 | 221 | 62 | 221 | 35 | 221 | 85 | 221 | 33 | 161 | 60 | 161
STAY-3 | A | 34 | 221 | 62 | 221 | 62 | 221 | 35 | 221 | 85 | 221 | 33 | 161 | 60 | 161
STAY-4 | A | 34 | 221 | 62 | 221 | 62 | 221 | 35 | 221 | 85 | 221 | 33 | 161 | 60 | 161
SUTB-1 | A | 30 | 287 | 82 | 287 | 90 | 287 | 44 | 287 | 120 | 287 | 40 | 248 | 104 | 248
SVRP-10 | A | 20 | 225 | 50 | 225 | 70 | 225 | 32 | 225 | 80 | 225 | 20 | 172 | 50 | 172
SVRP-20 | A | 20 | 225 | 50 | 225 | 70 | 225 | 32 | 225 | 80 | 225 | 20 | 172 | 50 | 172
TESI-1 | A | 40 | 260 | 100 | 260 | 140 | 260 | 60 | 260 | 140 | 260 | 40 | 200 | 120 | 100
TESI-2 | A | 40 | 260 | 100 | 260 | 140 | 260 | 60 | 260 | 140 | 260 | 40 | 200 | 120 | 100
TILB-7 | A | 20 | 160 | 30 | 160 | 30 | 160 | 20 | 160 | 30 | 160 | 6 | 100 | 10 | 100
TILB-8 | A | 20 | 160 | 30 | 160 | 30 | 160 | 20 | 160 | 30 | 160 | 6 | 100 | 10 | 100
TILB-9 | A | 20 | 160 | 30 | 160 | 30 | 160 | 20 | 160 | 30 | 160 | 6 | 100 | 10 | 100
TILB10 | A | 20 | 160 | 30 | 160 | 30 | 160 | 20 | 160 | 30 | 160 | 6 | 100 | 10 | 100
USKM-13 | A | 6 | 49 | 15 | 49 | 17 | 49 | 8 | 49 | 19 | 49 | 7 | 36 | 8 | 36
USKM-14 | A | 6 | 49 | 15 | 49 | 17 | 49 | 8 | 49 | 19 | 49 | 7 | 36 | 8 | 36
USKM-15 | A | 6 | 49 | 15 | 49 | 17 | 49 | 8 | 49 | 19 | 49 | 7 | 36 | 8 | 36
WBUPS-1 | A | 30 | 113 | 48 | 153 | 48 | 153 | 32 | 113 | 50 | 113 | 40 | 153 | 65 | 113
WBUPS-2 | A | 30 | 133 | 48 | 173 | 48 | 173 | 32 | 133 | 50 | 133 | 40 | 173 | 65 | 133
WBUPS-3 | A | 30 | 133 | 48 | 173 | 48 | 173 | 32 | 133 | 50 | 133 | 40 | 173 | 65 | 133
WBUPS-4 | A | 30 | 113 | 48 | 153 | 48 | 153 | 32 | 113 | 50 | 113 | 40 | 153 | 65 | 113

## Dec 2011
MW Response Capability by BMU
|  | Primary Response (Max MWhrs) | [5 empty] | Secondary Response (Max Mwhrs) |  |  |  | High Frequency Response (Max MWhrs)
UNIT | Mode | 0.2Hz |  | 0.5Hz |  | 0.8Hz |  | 0.2/0.2Hz |  | 0.5/0.5Hz |  | 0.2Hz |  | 0.5Hz
ABTH7 | A | 40 | 250 | 72 | 250 | 72 | 250 | 48 | 250 | 120 | 250 | 38 | 185 | 55 | 185
ABTH8 | A | 40 | 250 | 72 | 250 | 72 | 250 | 48 | 250 | 120 | 250 | 38 | 185 | 55 | 185
ABTH9 | A | 40 | 250 | 72 | 250 | 72 | 250 | 48 | 250 | 120 | 250 | 38 | 185 | 55 | 185
BAGE-1 | A | 30 | 255 | 70 | 255 | 90 | 255 | 35 | 255 | 90 | 255 | 28 | 220 | 70 | 185
BAGE-2 | A | 3 | 17 | 8 | 17 | 12 | 17 | 4 | 17 | 9 | 17 | 2 | 17 | 5 | 17
BARKB2 | A | 33 | 210 | 82 | 210 | 108 | 210 | 39 | 210 | 97 | 210 | 31 | 120 | 84 | 120
BARK-1 | A | 22 | 140 | 55 | 140 | 72 | 140 | 26 | 140 | 65 | 140 | 21 | 80 | 54 | 80
BRGG-1 | A | 16 | 110 | 32 | 110 | 48 | 110 | 16 | 110 | 40 | 110 | 14 | 96 | 34 | 46
BRYP-1 | A | 15 | 82 | 25 | 82 | 31 | 82 | 22 | 82 | 37 | 82 | 10 | 82 | 27 | 47
CDCL-1 | A | 30 | 160 | 40 | 160 | 40 | 160 | 34 | 160 | 40 | 160 | 27 | 120 | 40 | 120
CLAC-1 | A | 3 | 28 | 8 | 28 | 13 | 28 | 3 | 36 | 9 | 36 | 3 | 28 | 8 | 28
CNQPS-1 | A | 22 | 126 | 51 | 126 | 70 | 126 | 28 | 126 | 70 | 126 | 20 | 100 | 45 | 100
CNQPS-2 | A | 22 | 126 | 51 | 126 | 70 | 126 | 28 | 126 | 70 | 126 | 20 | 100 | 45 | 100
CNQPS-3 | A | 22 | 126 | 51 | 126 | 70 | 126 | 28 | 126 | 70 | 126 | 20 | 100 | 45 | 100
CNQPS-4 | A | 22 | 126 | 51 | 126 | 70 | 126 | 28 | 126 | 70 | 126 | 20 | 100 | 45 | 100
COCK-1 | A | 15 | 168 | 42 | 168 | 48 | 168 | 10 | 168 | 25 | 168 | 6 | 138 | 7 | 138
COCK-2 | A | 15 | 168 | 42 | 168 | 48 | 168 | 10 | 168 | 25 | 168 | 6 | 138 | 7 | 138
COCK-3 | A | 15 | 168 | 42 | 168 | 48 | 168 | 10 | 168 | 25 | 168 | 6 | 138 | 7 | 138
COCK-4 | A | 15 | 168 | 42 | 168 | 48 | 168 | 10 | 168 | 25 | 168 | 6 | 138 | 7 | 138
CORB-1 | A | 10 | 130 | 30 | 130 | 50 | 130 | 28 | 130 | 60 | 130 | 15 | 95 | 40 | 60
COSO-1 | A | 20 | 380 | 40 | 380 | 50 | 380 | 60 | 380 | 140 | 380 | 17 | 304 | 40 | 304
COTPS-1 | A | 29 | 277 | 50 | 277 | 62 | 277 | 35 | 60 | 63 | 277 | 30 | 122 | 60 | 122
COTPS-2 | A | 29 | 287 | 50 | 287 | 62 | 287 | 35 | 60 | 63 | 287 | 30 | 122 | 60 | 122
COTPS-3 | A | 29 | 287 | 50 | 287 | 62 | 287 | 35 | 60 | 63 | 287 | 30 | 122 | 60 | 122
COTPS-4 | A | 29 | 277 | 50 | 277 | 62 | 277 | 35 | 60 | 63 | 277 | 30 | 122 | 60 | 122
COWE1 | A | 7 | 30 | 17 | 30 | 17 | 30 | 7 | 30 | 17 | 30 | 7 | 30 | 17 | 30
COWE2 | A | 7 | 30 | 17 | 30 | 17 | 30 | 7 | 30 | 17 | 30 | 7 | 30 | 17 | 30
CRUA-1 | A | 10 | 110 | 25 | 110 | 37 | 110 | 12 | 110 | 30 | 110 | 10 | 84 | 25 | 48
CRUA-2 | A | 10 | 110 | 25 | 110 | 37 | 110 | 12 | 110 | 30 | 110 | 10 | 84 | 25 | 48
CRUA-3 | A | 7 | 30 | 15 | 30 | 21 | 30 | 9 | 30 | 24 | 30 | 5 | 25 | 13 | 15
CRUA-4 | A | 7 | 30 | 15 | 30 | 21 | 30 | 9 | 30 | 24 | 30 | 5 | 25 | 13 | 15
DAMC-1 | A | 64 | 380 | 136 | 380 | 156 | 380 | 80 | 380 | 180 | 380 | 60 | 293 | 190 | 128
DEEP-1 | A | 20 | 180 | 60 | 180 | 86 | 180 | 22 | 180 | 80 | 180 | 24 | 96 | 52 | 96
DERW-1 | A | 13 | 90 | 35 | 90 | 45 | 90 | 16 | 90 | 40 | 90 | 16 | 90 | 32 | 72
DIDCB5 | A | 40 | 330 | 104 | 330 | 125 | 330 | 55 | 330 | 140 | 330 | 40 | 185 | 105 | 185
DIDCB6 | A | 64 | 203 | 120 | 203 | 120 | 203 | 60 | 203 | 100 | 203 | 68 | 115 | 130 | 73
DIDC1 | A | 42 | 225 | 85 | 225 | 85 | 225 | 24 | 225 | 62 | 120 | 24 | 73 | 60 | 147
DIDC2 | A | 42 | 225 | 85 | 225 | 85 | 225 | 24 | 225 | 62 | 120 | 24 | 73 | 60 | 147
DIDC3 | A | 42 | 225 | 85 | 225 | 85 | 225 | 24 | 225 | 62 | 120 | 24 | 73 | 60 | 147
DIDC4 | A | 42 | 225 | 85 | 225 | 85 | 225 | 24 | 225 | 62 | 120 | 24 | 73 | 60 | 147
DINO-1 | A | 14 | 138 | 39 | 138 | 58 | 138 | 28 | 138 | 72 | 138 | 14 | 118 | 36 | 88
DINO-2 | A | 14 | 138 | 39 | 138 | 58 | 138 | 28 | 138 | 72 | 138 | 14 | 118 | 36 | 88
DINO-3 | A | 14 | 138 | 39 | 138 | 58 | 138 | 28 | 138 | 72 | 138 | 14 | 118 | 36 | 88
DINO-4 | A | 14 | 138 | 39 | 138 | 58 | 138 | 28 | 138 | 72 | 138 | 14 | 118 | 36 | 88
DINO-5 | A | 14 | 138 | 39 | 138 | 58 | 138 | 28 | 138 | 72 | 138 | 14 | 118 | 36 | 88
DINO-6 | A | 14 | 138 | 39 | 138 | 58 | 138 | 28 | 138 | 72 | 138 | 14 | 118 | 36 | 88
DRAXX-1 | A | 68 | 345 | 100 | 345 | 100 | 345 | 64 | 95 | 110 | 345 | 60 | 225 | 70 | 225
DRAXX-2 | A | 68 | 345 | 100 | 345 | 100 | 345 | 64 | 95 | 110 | 345 | 60 | 225 | 70 | 225
DRAXX-3 | A | 68 | 345 | 100 | 345 | 100 | 345 | 64 | 95 | 110 | 345 | 60 | 225 | 70 | 225
DRAXX-4 | A | 68 | 345 | 100 | 345 | 100 | 345 | 64 | 95 | 110 | 345 | 60 | 225 | 70 | 225
DRAXX-5 | A | 68 | 345 | 100 | 345 | 100 | 345 | 64 | 95 | 110 | 345 | 60 | 225 | 70 | 225
DRAXX-6 | A | 68 | 345 | 100 | 345 | 100 | 345 | 64 | 95 | 110 | 345 | 60 | 225 | 70 | 225
EECL-1 | A | 20 | 133 | 25 | 133 | 26 | 133 | 29 | 133 | 80 | 133 | 18 | 105 | 26 | 105
EGGPS-1 | A | 45 | 205 | 83 | 205 | 83 | 205 | 49 | 205 | 110 | 205 | 33 | 95 | 60 | 95
EGGPS-2 | A | 45 | 205 | 83 | 205 | 83 | 205 | 49 | 205 | 110 | 205 | 33 | 95 | 60 | 95
EGGPS-3 | A | 45 | 205 | 83 | 205 | 83 | 205 | 49 | 205 | 110 | 205 | 33 | 95 | 60 | 95
EGGPS-4 | A | 45 | 205 | 83 | 205 | 83 | 205 | 49 | 205 | 110 | 205 | 33 | 95 | 60 | 95
ERRO-1 | A | 1 | 21 | 1 | 21 | 1 | 21 | 2 | 21 | 5 | 21 | 1 | 17 | 1 | 17
ERRO-2 | A | 1 | 21 | 1 | 21 | 1 | 21 | 2 | 21 | 5 | 21 | 1 | 17 | 1 | 17
ERRO-3 | A | 1 | 21 | 1 | 21 | 1 | 21 | 2 | 21 | 5 | 21 | 1 | 17 | 1 | 17
FASN-1 | A | 0 | 15 | 1 | 15 | 1 | 15 | 1 | 15 | 2 | 15 | 0 | 15 | 1 | 12
FASN-2 | A | 0 | 15 | 1 | 15 | 1 | 15 | 1 | 15 | 2 | 15 | 0 | 15 | 1 | 12
FASN-3 | A | 0 | 15 | 1 | 15 | 1 | 15 | 1 | 15 | 2 | 15 | 0 | 15 | 1 | 12
FAWL1 | A | 36 | 244 | 77 | 244 | 77 | 244 | 10 | 244 | 10 | 244 | 40 | 98 | 91 | 145
FAWL3 | A | 36 | 244 | 77 | 244 | 77 | 244 | 10 | 244 | 10 | 244 | 40 | 98 | 91 | 145
FAWN-1 | A | 10 | 52 | 25 | 52 | 40 | 52 | 13 | 52 | 32 | 52 | 11 | 37 | 27 | 27
FELL-1 | A | 9 | 63 | 21 | 63 | 22 | 63 | 10 | 63 | 24 | 63 | 9 | 63 | 22 | 63
FERR-1 | A | 25 | 150 | 45 | 250 | 56 | 250 | 40 | 250 | 60 | 250 | 34 | 80 | 59 | 150
FERR-2 | A | 25 | 150 | 45 | 250 | 56 | 250 | 40 | 250 | 60 | 250 | 34 | 80 | 59 | 150
FERR-3 | A | 25 | 150 | 45 | 250 | 56 | 250 | 40 | 250 | 60 | 250 | 34 | 80 | 59 | 150
FERR-4 | A | 25 | 150 | 45 | 250 | 56 | 250 | 40 | 250 | 60 | 250 | 34 | 80 | 59 | 150
FFES-1 | A | 10 | 35 | 27 | 35 | 30 | 35 | 9 | 35 | 22 | 35 | 4 | 27 | 6 | 27
FFES-2 | A | 10 | 35 | 27 | 35 | 30 | 35 | 9 | 35 | 22 | 35 | 4 | 27 | 6 | 27
FFES-3 | A | 10 | 35 | 27 | 35 | 30 | 35 | 9 | 35 | 22 | 35 | 4 | 27 | 6 | 27
FFES-4 | A | 10 | 35 | 27 | 35 | 30 | 35 | 9 | 35 | 22 | 35 | 4 | 27 | 6 | 27
FIDL-1 | A | 13 | 205 | 20 | 205 | 23 | 205 | 35 | 100 | 40 | 147 | 30 | 147 | 50 | 147
FIDL-2 | A | 13 | 205 | 20 | 205 | 23 | 205 | 35 | 100 | 40 | 147 | 30 | 147 | 50 | 147
FIDL-3 | A | 13 | 205 | 20 | 205 | 23 | 205 | 35 | 100 | 40 | 147 | 30 | 147 | 50 | 147
FIDL-4 | A | 13 | 205 | 20 | 205 | 23 | 205 | 35 | 100 | 40 | 147 | 30 | 147 | 50 | 147
FIFE-1 | A | 6 | 63 | 12 | 63 | 12 | 63 | 11 | 63 | 24 | 63 | 6 | 53 | 8 | 53
FINL-1 | A | 0 | 14 | 1 | 14 | 1 | 14 | 1 | 14 | 2 | 14 | 0 | 14 | 1 | 11
FOYE-1 | A | 6 | 60 | 13 | 60 | 16 | 60 | 11 | 60 | 27 | 60 | 5 | 30 | 11 | 30
FOYE-2 | A | 6 | 60 | 13 | 60 | 16 | 60 | 11 | 60 | 27 | 60 | 5 | 30 | 11 | 30
GRAI-1 | A | 43 | 485 | 100 | 485 | 160 | 485 | 60 | 485 | 140 | 485 | 33 | 0 | 60 | 345
GRAI-3 | A | 43 | 485 | 100 | 485 | 160 | 485 | 60 | 485 | 140 | 485 | 33 | 0 | 60 | 345
GRAI-4 | A | 43 | 485 | 100 | 485 | 160 | 485 | 60 | 485 | 140 | 485 | 33 | 0 | 60 | 345
GRMO-1 | A | 8 | 43 | 8 | 43 | 8 | 43 | 8 | 43 | 8 | 43 | 8 | 23 | 8 | 23
GYAR-1 | A | 17 | 176 | 42 | 176 | 66 | 176 | 24 | 176 | 60 | 176 | 17 | 176 | 42 | 176
HUMR-1 | A | 36 | 330 | 90 | 330 | 144 | 330 | 52 | 330 | 126 | 330 | 40 | 257 | 90 | 257
INDQ-1 | A | 12 | 102 | 31 | 102 | 43 | 102 | 13 | 102 | 34 | 102 | 12 | 72 | 30 | 72
IRNPS-1 | A | 35 | 125 | 45 | 125 | 48 | 285 | 42 | 285 | 68 | 125 | 28 | 125 | 42 | 185
IRNPS-2 | A | 35 | 125 | 45 | 125 | 48 | 285 | 42 | 285 | 68 | 125 | 28 | 125 | 42 | 185
KEAD-1 | A | 29 | 315 | 67 | 315 | 102 | 315 | 48 | 315 | 110 | 315 | 30 | 275 | 75 | 155
KILLPG-1 | A | 8 | 225 | 10 | 225 | 10 | 225 | 10 | 225 | 12 | 225 | 4 | 150 | 15 | 150
KILLPG-2 | A | 8 | 225 | 10 | 225 | 10 | 225 | 10 | 225 | 12 | 225 | 4 | 150 | 15 | 150
KILNS-1 | A | 30 | 290 | 72 | 290 | 84 | 290 | 42 | 290 | 114 | 290 | 18 | 104 | 45 | 104
KINO-1 | A | 27 | 255 | 35 | 255 | 35 | 255 | 22 | 255 | 44 | 255 | 14 | 185 | 35 | 185
KINO-2 | A | 27 | 255 | 35 | 255 | 35 | 255 | 22 | 255 | 44 | 255 | 14 | 185 | 35 | 185
KINO-3 | A | 27 | 255 | 35 | 255 | 35 | 255 | 22 | 255 | 41 | 255 | 14 | 185 | 35 | 185
KINO-4 | A | 27 | 255 | 35 | 255 | 35 | 255 | 22 | 255 | 41 | 255 | 14 | 185 | 35 | 185
KLYN-A-1 | A | 24 | 126 | 50 | 126 | 50 | 126 | 34 | 126 | 70 | 126 | 22 | 81 | 34 | 81
LAGA-1 | A | 58 | 485 | 135 | 485 | 158 | 485 | 50 | 425 | 140 | 425 | 56 | 425 | 135 | 330
LBAR-1G | A | 1 | 16 | 4 | 16 | 6 | 16 | 2 | 16 | 4 | 16 | 1 | 9 | 4 | 9
LBAR-1 | A | 40 | 230 | 64 | 230 | 66 | 230 | 60 | 230 | 132 | 230 | 36 | 120 | 86 | 120
LITTD1 | A | 57 | 485 | 110 | 485 | 110 | 485 | 66 | 485 | 80 | 485 | 60 | 335 | 150 | 335
LITTD2 | A | 57 | 485 | 110 | 485 | 110 | 485 | 66 | 485 | 80 | 485 | 60 | 335 | 150 | 335
LITTD3 | A | 57 | 485 | 110 | 485 | 110 | 485 | 66 | 485 | 80 | 485 | 60 | 335 | 150 | 335
LOAN-1 | A | 25 | 326 | 51 | 326 | 55 | 326 | 19 | 326 | 50 | 326 | 12 | 276 | 28 | 276
LOAN-2 | A | 25 | 326 | 51 | 326 | 55 | 326 | 19 | 326 | 50 | 326 | 12 | 276 | 28 | 276
LOAN-3 | A | 25 | 326 | 51 | 326 | 55 | 326 | 19 | 326 | 50 | 326 | 12 | 276 | 28 | 276
MEDP-1 | A | 28 | 231 | 72 | 231 | 72 | 231 | 44 | 231 | 110 | 231 | 28 | 190 | 72 | 190
MRWD-1 | A | 50 | 384 | 90 | 384 | 100 | 384 | 52 | 384 | 160 | 384 | 52 | 298 | 110 | 298
NANT-1 | A | 0 | 15 | 0 | 15 | 0 | 15 | 0 | 15 | 1 | 15 | 0 | 15 | 0 | 15
PEHE-1 | A | 47 | 435 | 100 | 435 | 100 | 435 | 67 | 435 | 105 | 435 | 64 | 245 | 100 | 245
PEHE-2 | A | 16 | 490 | 40 | 265 | 42 | 490 | 0 | 0 | 0 | 0 | 0 | 490 | 0 | 490
PETEM1 | A | 20 | 180 | 46 | 180 | 52 | 180 | 24 | 180 | 58 | 180 | 20 | 150 | 50 | 100
RATS-1 | A | 39 | 270 | 84 | 270 | 90 | 270 | 39 | 155 | 54 | 270 | 42 | 105 | 95 | 155
RATS-2 | A | 39 | 270 | 84 | 270 | 90 | 270 | 39 | 155 | 54 | 270 | 42 | 105 | 95 | 155
RATS-3 | A | 39 | 270 | 84 | 270 | 90 | 270 | 39 | 155 | 54 | 270 | 42 | 105 | 95 | 155
RATS-4 | A | 39 | 270 | 84 | 270 | 90 | 270 | 39 | 155 | 54 | 270 | 42 | 105 | 95 | 155
ROCK-1 | A | 20 | 380 | 50 | 380 | 50 | 380 | 60 | 380 | 156 | 380 | 18 | 305 | 30 | 305
ROOS-1 | A | 12 | 140 | 32 | 140 | 32 | 140 | 13 | 140 | 32 | 140 | 13 | 108 | 32 | 108
RUGPS-6 | A | 36 | 243 | 80 | 243 | 80 | 243 | 40 | 243 | 90 | 243 | 40 | 155 | 95 | 105
RUGPS-7 | A | 36 | 243 | 80 | 243 | 80 | 243 | 40 | 243 | 90 | 243 | 40 | 155 | 95 | 105
RYHPS-1 | A | 30 | 305 | 48 | 305 | 66 | 305 | 42 | 305 | 51 | 305 | 30 | 130 | 42 | 68
SCCL-1 | A | 35 | 180 | 70 | 180 | 70 | 180 | 40 | 180 | 95 | 180 | 40 | 100 | 100 | 50
SCCL-2 | A | 35 | 180 | 70 | 180 | 70 | 180 | 40 | 180 | 95 | 180 | 40 | 100 | 100 | 50
SCCL-3 | A | 35 | 180 | 70 | 180 | 70 | 180 | 40 | 180 | 95 | 180 | 40 | 100 | 100 | 50
SEAB-1 | A | 44 | 254 | 125 | 254 | 150 | 254 | 55 | 254 | 150 | 254 | 75 | 164 | 176 | 38
SEAB-2 | A | 31 | 138 | 76 | 138 | 86 | 138 | 32 | 138 | 82 | 138 | 37 | 73 | 90 | 43
SHBA-1 | A | 41 | 255 | 104 | 255 | 115 | 255 | 44 | 255 | 120 | 255 | 39 | 195 | 115 | 40
SHBA-2 | A | 26 | 183 | 64 | 183 | 70 | 183 | 30 | 183 | 80 | 183 | 28 | 103 | 66 | 69
SHOS-1 | A | 18 | 160 | 24 | 160 | 24 | 160 | 30 | 160 | 75 | 160 | 18 | 135 | 24 | 135
SHOT-1 | A | 8 | 75 | 20 | 75 | 32 | 75 | 12 | 75 | 30 | 75 | 12 | 60 | 26 | 45
SIZB-1 | A | 38 | 283 | 45 | 283 | 45 | 283 | 45 | 283 | 45 | 283 | 40 | 283 | 46 | 283
SIZB-2 | A | 38 | 283 | 45 | 283 | 45 | 283 | 45 | 283 | 45 | 283 | 40 | 283 | 46 | 283
SLOY-1 | A | 0 | 38 | 1 | 38 | 1 | 38 | 1 | 38 | 2 | 38 | 0 | 38 | 1 | 30
SLOY-2 | A | 0 | 38 | 1 | 38 | 1 | 38 | 1 | 38 | 2 | 38 | 0 | 38 | 1 | 30
SLOY-3 | A | 0 | 38 | 1 | 38 | 1 | 38 | 1 | 38 | 2 | 38 | 0 | 38 | 1 | 30
SLOY-4 | A | 0 | 28 | 1 | 28 | 1 | 28 | 1 | 28 | 2 | 28 | 0 | 28 | 1 | 22
SPLN-1 | A | 40 | 380 | 100 | 380 | 110 | 380 | 50 | 380 | 120 | 380 | 30 | 380 | 90 | 300
STAY-1 | A | 34 | 221 | 62 | 221 | 62 | 221 | 35 | 221 | 85 | 221 | 33 | 161 | 60 | 161
STAY-2 | A | 34 | 221 | 62 | 221 | 62 | 221 | 35 | 221 | 85 | 221 | 33 | 161 | 60 | 161
STAY-3 | A | 34 | 221 | 62 | 221 | 62 | 221 | 35 | 221 | 85 | 221 | 33 | 161 | 60 | 161
STAY-4 | A | 34 | 221 | 62 | 221 | 62 | 221 | 35 | 221 | 85 | 221 | 33 | 161 | 60 | 161
SUTB-1 | A | 30 | 287 | 82 | 287 | 90 | 287 | 44 | 287 | 120 | 287 | 40 | 248 | 104 | 248
SVRP-10 | A | 20 | 225 | 50 | 225 | 70 | 225 | 32 | 225 | 80 | 225 | 20 | 172 | 50 | 172
SVRP-20 | A | 20 | 225 | 50 | 225 | 70 | 225 | 32 | 225 | 80 | 225 | 20 | 172 | 50 | 172
TESI-1 | A | 40 | 260 | 100 | 260 | 140 | 260 | 60 | 260 | 140 | 260 | 40 | 200 | 120 | 100
TESI-2 | A | 40 | 260 | 100 | 260 | 140 | 260 | 60 | 260 | 140 | 260 | 40 | 200 | 120 | 100
TILB-7 | A | 20 | 160 | 30 | 160 | 30 | 160 | 20 | 160 | 30 | 160 | 6 | 100 | 10 | 100
TILB-8 | A | 20 | 160 | 30 | 160 | 30 | 160 | 20 | 160 | 30 | 160 | 6 | 100 | 10 | 100
TILB-9 | A | 20 | 160 | 30 | 160 | 30 | 160 | 20 | 160 | 30 | 160 | 6 | 100 | 10 | 100
TILB10 | A | 20 | 160 | 30 | 160 | 30 | 160 | 20 | 160 | 30 | 160 | 6 | 100 | 10 | 100
USKM-13 | A | 6 | 49 | 15 | 49 | 17 | 49 | 8 | 49 | 19 | 49 | 7 | 36 | 8 | 36
USKM-14 | A | 6 | 49 | 15 | 49 | 17 | 49 | 8 | 49 | 19 | 49 | 7 | 36 | 8 | 36
USKM-15 | A | 6 | 49 | 15 | 49 | 17 | 49 | 8 | 49 | 19 | 49 | 7 | 36 | 8 | 36
WBUPS-1 | A | 30 | 113 | 48 | 153 | 48 | 153 | 32 | 113 | 50 | 113 | 40 | 153 | 65 | 113
WBUPS-2 | A | 30 | 133 | 48 | 173 | 48 | 173 | 32 | 133 | 50 | 133 | 40 | 173 | 65 | 133
WBUPS-3 | A | 30 | 133 | 48 | 173 | 48 | 173 | 32 | 133 | 50 | 133 | 40 | 173 | 65 | 133
WBUPS-4 | A | 30 | 113 | 48 | 153 | 48 | 153 | 32 | 113 | 50 | 113 | 40 | 153 | 65 | 113

## Nov 2011
MW Response Capability by BMU
|  | Primary Response (Max MWhrs) | [5 empty] | Secondary Response (Max Mwhrs) |  |  |  | High Frequency Response (Max MWhrs)
UNIT | Mode | 0.2Hz |  | 0.5Hz |  | 0.8Hz |  | 0.2/0.2Hz |  | 0.5/0.5Hz |  | 0.2Hz |  | 0.5Hz
ABTH7 | A | 40 | 250 | 72 | 250 | 72 | 250 | 48 | 250 | 120 | 250 | 38 | 185 | 55 | 185
ABTH8 | A | 40 | 250 | 72 | 250 | 72 | 250 | 48 | 250 | 120 | 250 | 38 | 185 | 55 | 185
ABTH9 | A | 40 | 250 | 72 | 250 | 72 | 250 | 48 | 250 | 120 | 250 | 38 | 185 | 55 | 185
BAGE-1 | A | 30 | 255 | 70 | 255 | 90 | 255 | 35 | 255 | 90 | 255 | 28 | 220 | 70 | 185
BAGE-2 | A | 3 | 17 | 8 | 17 | 12 | 17 | 4 | 17 | 9 | 17 | 2 | 17 | 5 | 17
BARKB2 | A | 33 | 210 | 82 | 210 | 108 | 210 | 39 | 210 | 97 | 210 | 31 | 120 | 84 | 120
BARK-1 | A | 22 | 140 | 55 | 140 | 72 | 140 | 26 | 140 | 65 | 140 | 21 | 80 | 54 | 80
BRGG-1 | A | 16 | 110 | 32 | 110 | 48 | 110 | 16 | 110 | 40 | 110 | 14 | 96 | 34 | 46
BRYP-1 | A | 15 | 82 | 25 | 82 | 31 | 82 | 22 | 82 | 37 | 82 | 10 | 82 | 27 | 47
CDCL-1 | A | 30 | 160 | 40 | 160 | 40 | 160 | 34 | 160 | 40 | 160 | 27 | 120 | 40 | 120
CLAC-1 | A | 3 | 28 | 8 | 28 | 13 | 28 | 3 | 36 | 9 | 36 | 3 | 28 | 8 | 28
CNQPS-1 | A | 22 | 126 | 51 | 126 | 70 | 126 | 28 | 126 | 70 | 126 | 20 | 100 | 45 | 100
CNQPS-2 | A | 22 | 126 | 51 | 126 | 70 | 126 | 28 | 126 | 70 | 126 | 20 | 100 | 45 | 100
CNQPS-3 | A | 22 | 126 | 51 | 126 | 70 | 126 | 28 | 126 | 70 | 126 | 20 | 100 | 45 | 100
CNQPS-4 | A | 22 | 126 | 51 | 126 | 70 | 126 | 28 | 126 | 70 | 126 | 20 | 100 | 45 | 100
COCK-1 | A | 15 | 168 | 42 | 168 | 48 | 168 | 10 | 168 | 25 | 168 | 6 | 138 | 7 | 138
COCK-2 | A | 15 | 168 | 42 | 168 | 48 | 168 | 10 | 168 | 25 | 168 | 6 | 138 | 7 | 138
COCK-3 | A | 15 | 168 | 42 | 168 | 48 | 168 | 10 | 168 | 25 | 168 | 6 | 138 | 7 | 138
COCK-4 | A | 15 | 168 | 42 | 168 | 48 | 168 | 10 | 168 | 25 | 168 | 6 | 138 | 7 | 138
CORB-1 | A | 10 | 130 | 30 | 130 | 50 | 130 | 28 | 130 | 60 | 130 | 15 | 95 | 40 | 60
COSO-1 | A | 20 | 380 | 40 | 380 | 50 | 380 | 60 | 380 | 140 | 380 | 17 | 304 | 40 | 304
COTPS-1 | A | 29 | 277 | 50 | 277 | 62 | 277 | 35 | 60 | 63 | 277 | 30 | 122 | 60 | 122
COTPS-2 | A | 29 | 287 | 50 | 287 | 62 | 287 | 35 | 60 | 63 | 287 | 30 | 122 | 60 | 122
COTPS-3 | A | 29 | 287 | 50 | 287 | 62 | 287 | 35 | 60 | 63 | 287 | 30 | 122 | 60 | 122
COTPS-4 | A | 29 | 277 | 50 | 277 | 62 | 277 | 35 | 60 | 63 | 277 | 30 | 122 | 60 | 122
COWE1 | A | 7 | 30 | 17 | 30 | 17 | 30 | 7 | 30 | 17 | 30 | 7 | 30 | 17 | 30
COWE2 | A | 7 | 30 | 17 | 30 | 17 | 30 | 7 | 30 | 17 | 30 | 7 | 30 | 17 | 30
CRUA-1 | A | 10 | 110 | 25 | 110 | 37 | 110 | 12 | 110 | 30 | 110 | 10 | 84 | 25 | 48
CRUA-2 | A | 10 | 110 | 25 | 110 | 37 | 110 | 12 | 110 | 30 | 110 | 10 | 84 | 25 | 48
CRUA-3 | A | 7 | 30 | 15 | 30 | 21 | 30 | 9 | 30 | 24 | 30 | 5 | 25 | 13 | 15
CRUA-4 | A | 7 | 30 | 15 | 30 | 21 | 30 | 9 | 30 | 24 | 30 | 5 | 25 | 13 | 15
DAMC-1 | A | 64 | 380 | 136 | 380 | 156 | 380 | 80 | 380 | 180 | 380 | 60 | 293 | 190 | 128
DEEP-1 | A | 20 | 180 | 60 | 180 | 86 | 180 | 22 | 180 | 80 | 180 | 24 | 96 | 52 | 96
DERW-1 | A | 13 | 90 | 35 | 90 | 45 | 90 | 16 | 90 | 40 | 90 | 16 | 90 | 32 | 72
DIDCB5 | A | 40 | 330 | 104 | 330 | 125 | 330 | 55 | 330 | 140 | 330 | 40 | 185 | 105 | 185
DIDCB6 | A | 64 | 203 | 120 | 203 | 120 | 203 | 60 | 203 | 100 | 203 | 68 | 115 | 130 | 73
DIDC1 | A | 42 | 225 | 85 | 225 | 85 | 225 | 24 | 225 | 62 | 120 | 24 | 73 | 60 | 147
DIDC2 | A | 42 | 225 | 85 | 225 | 85 | 225 | 24 | 225 | 62 | 120 | 24 | 73 | 60 | 147
DIDC3 | A | 42 | 225 | 85 | 225 | 85 | 225 | 24 | 225 | 62 | 120 | 24 | 73 | 60 | 147
DIDC4 | A | 42 | 225 | 85 | 225 | 85 | 225 | 24 | 225 | 62 | 120 | 24 | 73 | 60 | 147
DINO-1 | A | 14 | 138 | 39 | 138 | 58 | 138 | 28 | 138 | 72 | 138 | 14 | 118 | 36 | 88
DINO-2 | A | 14 | 138 | 39 | 138 | 58 | 138 | 28 | 138 | 72 | 138 | 14 | 118 | 36 | 88
DINO-3 | A | 14 | 138 | 39 | 138 | 58 | 138 | 28 | 138 | 72 | 138 | 14 | 118 | 36 | 88
DINO-4 | A | 14 | 138 | 39 | 138 | 58 | 138 | 28 | 138 | 72 | 138 | 14 | 118 | 36 | 88
DINO-5 | A | 14 | 138 | 39 | 138 | 58 | 138 | 28 | 138 | 72 | 138 | 14 | 118 | 36 | 88
DINO-6 | A | 14 | 138 | 39 | 138 | 58 | 138 | 28 | 138 | 72 | 138 | 14 | 118 | 36 | 88
DRAXX-1 | A | 68 | 345 | 100 | 345 | 100 | 345 | 64 | 95 | 110 | 345 | 60 | 225 | 70 | 225
DRAXX-2 | A | 68 | 345 | 100 | 345 | 100 | 345 | 64 | 95 | 110 | 345 | 60 | 225 | 70 | 225
DRAXX-3 | A | 68 | 345 | 100 | 345 | 100 | 345 | 64 | 95 | 110 | 345 | 60 | 225 | 70 | 225
DRAXX-4 | A | 68 | 345 | 100 | 345 | 100 | 345 | 64 | 95 | 110 | 345 | 60 | 225 | 70 | 225
DRAXX-5 | A | 68 | 345 | 100 | 345 | 100 | 345 | 64 | 95 | 110 | 345 | 60 | 225 | 70 | 225
DRAXX-6 | A | 68 | 345 | 100 | 345 | 100 | 345 | 64 | 95 | 110 | 345 | 60 | 225 | 70 | 225
EECL-1 | A | 20 | 133 | 25 | 133 | 26 | 133 | 29 | 133 | 80 | 133 | 18 | 105 | 26 | 105
EGGPS-1 | A | 45 | 205 | 83 | 205 | 83 | 205 | 49 | 205 | 110 | 205 | 33 | 95 | 60 | 95
EGGPS-2 | A | 45 | 205 | 83 | 205 | 83 | 205 | 49 | 205 | 110 | 205 | 33 | 95 | 60 | 95
EGGPS-3 | A | 45 | 205 | 83 | 205 | 83 | 205 | 49 | 205 | 110 | 205 | 33 | 95 | 60 | 95
EGGPS-4 | A | 45 | 205 | 83 | 205 | 83 | 205 | 49 | 205 | 110 | 205 | 33 | 95 | 60 | 95
ERRO-1 | A | 1 | 21 | 1 | 21 | 1 | 21 | 2 | 21 | 5 | 21 | 1 | 17 | 1 | 17
ERRO-2 | A | 1 | 21 | 1 | 21 | 1 | 21 | 2 | 21 | 5 | 21 | 1 | 17 | 1 | 17
ERRO-3 | A | 1 | 21 | 1 | 21 | 1 | 21 | 2 | 21 | 5 | 21 | 1 | 17 | 1 | 17
FASN-1 | A | 0 | 15 | 1 | 15 | 1 | 15 | 1 | 15 | 2 | 15 | 0 | 15 | 1 | 12
FASN-2 | A | 0 | 15 | 1 | 15 | 1 | 15 | 1 | 15 | 2 | 15 | 0 | 15 | 1 | 12
FASN-3 | A | 0 | 15 | 1 | 15 | 1 | 15 | 1 | 15 | 2 | 15 | 0 | 15 | 1 | 12
FAWL1 | A | 36 | 244 | 77 | 244 | 77 | 244 | 10 | 244 | 10 | 244 | 40 | 98 | 91 | 145
FAWL3 | A | 36 | 244 | 77 | 244 | 77 | 244 | 10 | 244 | 10 | 244 | 40 | 98 | 91 | 145
FAWN-1 | A | 10 | 52 | 25 | 52 | 40 | 52 | 13 | 52 | 32 | 52 | 11 | 37 | 27 | 27
FELL-1 | A | 9 | 63 | 21 | 63 | 22 | 63 | 10 | 63 | 24 | 63 | 9 | 63 | 22 | 63
FERR-1 | A | 25 | 150 | 45 | 250 | 56 | 250 | 40 | 250 | 60 | 250 | 34 | 80 | 59 | 150
FERR-2 | A | 25 | 150 | 45 | 250 | 56 | 250 | 40 | 250 | 60 | 250 | 34 | 80 | 59 | 150
FERR-3 | A | 25 | 150 | 45 | 250 | 56 | 250 | 40 | 250 | 60 | 250 | 34 | 80 | 59 | 150
FERR-4 | A | 25 | 150 | 45 | 250 | 56 | 250 | 40 | 250 | 60 | 250 | 34 | 80 | 59 | 150
FFES-1 | A | 10 | 35 | 27 | 35 | 30 | 35 | 9 | 35 | 22 | 35 | 4 | 27 | 6 | 27
FFES-2 | A | 10 | 35 | 27 | 35 | 30 | 35 | 9 | 35 | 22 | 35 | 4 | 27 | 6 | 27
FFES-3 | A | 10 | 35 | 27 | 35 | 30 | 35 | 9 | 35 | 22 | 35 | 4 | 27 | 6 | 27
FFES-4 | A | 10 | 35 | 27 | 35 | 30 | 35 | 9 | 35 | 22 | 35 | 4 | 27 | 6 | 27
FIDL-1 | A | 13 | 205 | 20 | 205 | 23 | 205 | 35 | 100 | 40 | 147 | 30 | 147 | 50 | 147
FIDL-2 | A | 13 | 205 | 20 | 205 | 23 | 205 | 35 | 100 | 40 | 147 | 30 | 147 | 50 | 147
FIDL-3 | A | 13 | 205 | 20 | 205 | 23 | 205 | 35 | 100 | 40 | 147 | 30 | 147 | 50 | 147
FIDL-4 | A | 13 | 205 | 20 | 205 | 23 | 205 | 35 | 100 | 40 | 147 | 30 | 147 | 50 | 147
FIFE-1 | A | 6 | 63 | 12 | 63 | 12 | 63 | 11 | 63 | 24 | 63 | 6 | 53 | 8 | 53
FINL-1 | A | 0 | 14 | 1 | 14 | 1 | 14 | 1 | 14 | 2 | 14 | 0 | 14 | 1 | 11
FOYE-1 | A | 6 | 60 | 13 | 60 | 16 | 60 | 11 | 60 | 27 | 60 | 5 | 30 | 11 | 30
FOYE-2 | A | 6 | 60 | 13 | 60 | 16 | 60 | 11 | 60 | 27 | 60 | 5 | 30 | 11 | 30
GRAI-1 | A | 43 | 485 | 100 | 485 | 160 | 485 | 60 | 485 | 140 | 485 | 33 | 0 | 60 | 345
GRAI-3 | A | 43 | 485 | 100 | 485 | 160 | 485 | 60 | 485 | 140 | 485 | 33 | 0 | 60 | 345
GRAI-4 | A | 43 | 485 | 100 | 485 | 160 | 485 | 60 | 485 | 140 | 485 | 33 | 0 | 60 | 345
GRMO-1 | A | 8 | 43 | 8 | 43 | 8 | 43 | 8 | 43 | 8 | 43 | 8 | 23 | 8 | 23
GYAR-1 | A | 17 | 176 | 42 | 176 | 66 | 176 | 24 | 176 | 60 | 176 | 17 | 176 | 42 | 176
HUMR-1 | A | 36 | 330 | 90 | 330 | 144 | 330 | 52 | 330 | 126 | 330 | 40 | 257 | 90 | 257
INDQ-1 | A | 12 | 102 | 31 | 102 | 43 | 102 | 13 | 102 | 34 | 102 | 12 | 72 | 30 | 72
IRNPS-1 | A | 35 | 125 | 45 | 125 | 48 | 285 | 42 | 285 | 68 | 125 | 28 | 125 | 42 | 185
IRNPS-2 | A | 35 | 125 | 45 | 125 | 48 | 285 | 42 | 285 | 68 | 125 | 28 | 125 | 42 | 185
KEAD-1 | A | 36 | 300 | 78 | 300 | 116 | 300 | 62 | 300 | 128 | 300 | 38 | 190 | 84 | 190
KILLPG-1 | A | 8 | 225 | 10 | 225 | 10 | 225 | 10 | 225 | 12 | 225 | 4 | 150 | 15 | 150
KILLPG-2 | A | 8 | 225 | 10 | 225 | 10 | 225 | 10 | 225 | 12 | 225 | 4 | 150 | 15 | 150
KILNS-1 | A | 30 | 290 | 72 | 290 | 84 | 290 | 42 | 290 | 114 | 290 | 18 | 104 | 45 | 104
KINO-1 | A | 27 | 255 | 35 | 255 | 35 | 255 | 22 | 255 | 44 | 255 | 14 | 185 | 35 | 185
KINO-2 | A | 27 | 255 | 35 | 255 | 35 | 255 | 22 | 255 | 44 | 255 | 14 | 185 | 35 | 185
KINO-3 | A | 27 | 255 | 35 | 255 | 35 | 255 | 22 | 255 | 41 | 255 | 14 | 185 | 35 | 185
KINO-4 | A | 27 | 255 | 35 | 255 | 35 | 255 | 22 | 255 | 41 | 255 | 14 | 185 | 35 | 185
KLYN-A-1 | A | 24 | 126 | 50 | 126 | 50 | 126 | 34 | 126 | 70 | 126 | 22 | 81 | 34 | 81
LAGA-1 | A | 58 | 485 | 135 | 485 | 158 | 485 | 50 | 425 | 140 | 425 | 56 | 425 | 135 | 330
LBAR-1G | A | 1 | 16 | 4 | 16 | 6 | 16 | 2 | 16 | 4 | 16 | 1 | 9 | 4 | 9
LBAR-1 | A | 40 | 230 | 64 | 230 | 66 | 230 | 60 | 230 | 132 | 230 | 36 | 120 | 86 | 120
LITTD1 | A | 57 | 485 | 110 | 485 | 110 | 485 | 66 | 485 | 80 | 485 | 60 | 335 | 150 | 335
LITTD2 | A | 57 | 485 | 110 | 485 | 110 | 485 | 66 | 485 | 80 | 485 | 60 | 335 | 150 | 335
LITTD3 | A | 57 | 485 | 110 | 485 | 110 | 485 | 66 | 485 | 80 | 485 | 60 | 335 | 150 | 335
LOAN-1 | A | 25 | 326 | 51 | 326 | 55 | 326 | 19 | 326 | 50 | 326 | 12 | 276 | 28 | 276
LOAN-2 | A | 25 | 326 | 51 | 326 | 55 | 326 | 19 | 326 | 50 | 326 | 12 | 276 | 28 | 276
LOAN-3 | A | 25 | 326 | 51 | 326 | 55 | 326 | 19 | 326 | 50 | 326 | 12 | 276 | 28 | 276
MEDP-1 | A | 28 | 231 | 72 | 231 | 72 | 231 | 44 | 231 | 110 | 231 | 28 | 190 | 72 | 190
MRWD-1 | A | 50 | 384 | 90 | 384 | 100 | 384 | 52 | 384 | 160 | 384 | 52 | 298 | 110 | 298
NANT-1 | A | 0 | 15 | 0 | 15 | 0 | 15 | 0 | 15 | 1 | 15 | 0 | 15 | 0 | 15
PEHE-1 | A | 47 | 435 | 100 | 435 | 100 | 435 | 67 | 435 | 105 | 435 | 64 | 245 | 100 | 245
PEHE-2 | A | 16 | 490 | 40 | 265 | 42 | 490 | 0 | 0 | 0 | 0 | 0 | 490 | 0 | 490
PETEM1 | A | 20 | 180 | 46 | 180 | 52 | 180 | 24 | 180 | 58 | 180 | 20 | 150 | 50 | 100
RATS-1 | A | 39 | 270 | 84 | 270 | 90 | 270 | 39 | 155 | 54 | 270 | 42 | 105 | 95 | 155
RATS-2 | A | 39 | 270 | 84 | 270 | 90 | 270 | 39 | 155 | 54 | 270 | 42 | 105 | 95 | 155
RATS-3 | A | 39 | 270 | 84 | 270 | 90 | 270 | 39 | 155 | 54 | 270 | 42 | 105 | 95 | 155
RATS-4 | A | 39 | 270 | 84 | 270 | 90 | 270 | 39 | 155 | 54 | 270 | 42 | 105 | 95 | 155
ROCK-1 | A | 20 | 380 | 50 | 380 | 50 | 380 | 60 | 380 | 156 | 380 | 18 | 305 | 30 | 305
ROOS-1 | A | 12 | 140 | 32 | 140 | 32 | 140 | 13 | 140 | 32 | 140 | 13 | 108 | 32 | 108
RUGPS-6 | A | 36 | 243 | 80 | 243 | 80 | 243 | 40 | 243 | 90 | 243 | 40 | 155 | 95 | 105
RUGPS-7 | A | 36 | 243 | 80 | 243 | 80 | 243 | 40 | 243 | 90 | 243 | 40 | 155 | 95 | 105
RYHPS-1 | A | 30 | 305 | 48 | 305 | 66 | 305 | 42 | 305 | 51 | 305 | 30 | 130 | 42 | 68
SCCL-1 | A | 35 | 180 | 70 | 180 | 70 | 180 | 40 | 180 | 95 | 180 | 40 | 100 | 100 | 50
SCCL-2 | A | 35 | 180 | 70 | 180 | 70 | 180 | 40 | 180 | 95 | 180 | 40 | 100 | 100 | 50
SCCL-3 | A | 35 | 180 | 70 | 180 | 70 | 180 | 40 | 180 | 95 | 180 | 40 | 100 | 100 | 50
SEAB-1 | A | 44 | 254 | 125 | 254 | 150 | 254 | 55 | 254 | 150 | 254 | 75 | 164 | 176 | 38
SEAB-2 | A | 31 | 138 | 76 | 138 | 86 | 138 | 32 | 138 | 82 | 138 | 37 | 73 | 90 | 43
SHBA-1 | A | 41 | 255 | 104 | 255 | 115 | 255 | 44 | 255 | 120 | 255 | 39 | 195 | 115 | 40
SHBA-2 | A | 26 | 183 | 64 | 183 | 70 | 183 | 30 | 183 | 80 | 183 | 28 | 103 | 66 | 69
SHOS-1 | A | 18 | 160 | 24 | 160 | 24 | 160 | 30 | 160 | 75 | 160 | 18 | 135 | 24 | 135
SHOT-1 | A | 8 | 75 | 20 | 75 | 32 | 75 | 12 | 75 | 30 | 75 | 12 | 60 | 26 | 45
SIZB-1 | A | 38 | 283 | 45 | 283 | 45 | 283 | 45 | 283 | 45 | 283 | 40 | 283 | 46 | 283
SIZB-2 | A | 38 | 283 | 45 | 283 | 45 | 283 | 45 | 283 | 45 | 283 | 40 | 283 | 46 | 283
SLOY-1 | A | 0 | 38 | 1 | 38 | 1 | 38 | 1 | 38 | 2 | 38 | 0 | 38 | 1 | 30
SLOY-2 | A | 0 | 38 | 1 | 38 | 1 | 38 | 1 | 38 | 2 | 38 | 0 | 38 | 1 | 30
SLOY-3 | A | 0 | 38 | 1 | 38 | 1 | 38 | 1 | 38 | 2 | 38 | 0 | 38 | 1 | 30
SLOY-4 | A | 0 | 28 | 1 | 28 | 1 | 28 | 1 | 28 | 2 | 28 | 0 | 28 | 1 | 22
SPLN-1 | A | 40 | 380 | 100 | 380 | 110 | 380 | 50 | 380 | 120 | 380 | 30 | 380 | 90 | 300
STAY-1 | A | 34 | 221 | 62 | 221 | 62 | 221 | 35 | 221 | 85 | 221 | 33 | 161 | 60 | 161
STAY-2 | A | 34 | 221 | 62 | 221 | 62 | 221 | 35 | 221 | 85 | 221 | 33 | 161 | 60 | 161
STAY-3 | A | 34 | 221 | 62 | 221 | 62 | 221 | 35 | 221 | 85 | 221 | 33 | 161 | 60 | 161
STAY-4 | A | 34 | 221 | 62 | 221 | 62 | 221 | 35 | 221 | 85 | 221 | 33 | 161 | 60 | 161
SUTB-1 | A | 30 | 287 | 82 | 287 | 90 | 287 | 44 | 287 | 120 | 287 | 40 | 248 | 104 | 248
SVRP-10 | A | 20 | 225 | 50 | 225 | 70 | 225 | 32 | 225 | 80 | 225 | 20 | 172 | 50 | 172
SVRP-20 | A | 20 | 225 | 50 | 225 | 70 | 225 | 32 | 225 | 80 | 225 | 20 | 172 | 50 | 172
TESI-1 | A | 40 | 260 | 100 | 260 | 140 | 260 | 60 | 260 | 140 | 260 | 40 | 200 | 120 | 100
TESI-2 | A | 40 | 260 | 100 | 260 | 140 | 260 | 60 | 260 | 140 | 260 | 40 | 200 | 120 | 100
TILB-7 | A | 20 | 160 | 30 | 160 | 30 | 160 | 20 | 160 | 30 | 160 | 6 | 100 | 10 | 100
TILB-8 | A | 20 | 160 | 30 | 160 | 30 | 160 | 20 | 160 | 30 | 160 | 6 | 100 | 10 | 100
TILB-9 | A | 20 | 160 | 30 | 160 | 30 | 160 | 20 | 160 | 30 | 160 | 6 | 100 | 10 | 100
TILB10 | A | 20 | 160 | 30 | 160 | 30 | 160 | 20 | 160 | 30 | 160 | 6 | 100 | 10 | 100
USKM-13 | A | 6 | 49 | 15 | 49 | 17 | 49 | 8 | 49 | 19 | 49 | 7 | 36 | 8 | 36
USKM-14 | A | 6 | 49 | 15 | 49 | 17 | 49 | 8 | 49 | 19 | 49 | 7 | 36 | 8 | 36
USKM-15 | A | 6 | 49 | 15 | 49 | 17 | 49 | 8 | 49 | 19 | 49 | 7 | 36 | 8 | 36
WBUPS-1 | A | 30 | 113 | 48 | 153 | 48 | 153 | 32 | 113 | 50 | 113 | 40 | 153 | 65 | 113
WBUPS-2 | A | 30 | 133 | 48 | 173 | 48 | 173 | 32 | 133 | 50 | 133 | 40 | 173 | 65 | 133
WBUPS-3 | A | 30 | 133 | 48 | 173 | 48 | 173 | 32 | 133 | 50 | 133 | 40 | 173 | 65 | 133
WBUPS-4 | A | 30 | 113 | 48 | 153 | 48 | 153 | 32 | 113 | 50 | 113 | 40 | 153 | 65 | 113

## Oct 2011
MW Response Capability by BMU
|  | Primary Response (Max MWhrs) | [5 empty] | Secondary Response (Max Mwhrs) |  |  |  | High Frequency Response (Max MWhrs)
UNIT | Mode | 0.2Hz |  | 0.5Hz |  | 0.8Hz |  | 0.2/0.2Hz |  | 0.5/0.5Hz |  | 0.2Hz |  | 0.5Hz
ABTH7 | A | 40 | 250 | 72 | 250 | 72 | 250 | 48 | 250 | 120 | 250 | 38 | 185 | 55 | 185
ABTH8 | A | 40 | 250 | 72 | 250 | 72 | 250 | 48 | 250 | 120 | 250 | 38 | 185 | 55 | 185
ABTH9 | A | 40 | 250 | 72 | 250 | 72 | 250 | 48 | 250 | 120 | 250 | 38 | 185 | 55 | 185
BAGE-1 | A | 30 | 255 | 70 | 255 | 90 | 255 | 35 | 255 | 90 | 255 | 28 | 220 | 70 | 185
BAGE-2 | A | 3 | 17 | 8 | 17 | 12 | 17 | 4 | 17 | 9 | 17 | 2 | 17 | 5 | 17
BARKB2 | A | 33 | 210 | 82 | 210 | 108 | 210 | 39 | 210 | 97 | 210 | 31 | 120 | 84 | 120
BARK-1 | A | 22 | 140 | 55 | 140 | 72 | 140 | 26 | 140 | 65 | 140 | 21 | 80 | 54 | 80
BRGG-1 | A | 16 | 110 | 32 | 110 | 48 | 110 | 16 | 110 | 40 | 110 | 14 | 96 | 34 | 46
BRYP-1 | A | 15 | 82 | 25 | 82 | 31 | 82 | 22 | 82 | 37 | 82 | 10 | 82 | 27 | 47
CDCL-1 | A | 30 | 160 | 40 | 160 | 40 | 160 | 34 | 160 | 40 | 160 | 27 | 120 | 40 | 120
CLAC-1 | A | 3 | 28 | 8 | 28 | 13 | 28 | 3 | 36 | 9 | 36 | 3 | 28 | 8 | 28
CNQPS-1 | A | 22 | 126 | 51 | 126 | 70 | 126 | 28 | 126 | 70 | 126 | 20 | 100 | 45 | 100
CNQPS-2 | A | 22 | 126 | 51 | 126 | 70 | 126 | 28 | 126 | 70 | 126 | 20 | 100 | 45 | 100
CNQPS-3 | A | 22 | 126 | 51 | 126 | 70 | 126 | 28 | 126 | 70 | 126 | 20 | 100 | 45 | 100
CNQPS-4 | A | 22 | 126 | 51 | 126 | 70 | 126 | 28 | 126 | 70 | 126 | 20 | 100 | 45 | 100
COCK-1 | A | 15 | 168 | 42 | 168 | 48 | 168 | 10 | 168 | 25 | 168 | 6 | 138 | 7 | 138
COCK-2 | A | 15 | 168 | 42 | 168 | 48 | 168 | 10 | 168 | 25 | 168 | 6 | 138 | 7 | 138
COCK-3 | A | 15 | 168 | 42 | 168 | 48 | 168 | 10 | 168 | 25 | 168 | 6 | 138 | 7 | 138
COCK-4 | A | 15 | 168 | 42 | 168 | 48 | 168 | 10 | 168 | 25 | 168 | 6 | 138 | 7 | 138
CORB-1 | A | 10 | 130 | 30 | 130 | 50 | 130 | 28 | 130 | 60 | 130 | 15 | 95 | 40 | 60
COSO-1 | A | 20 | 380 | 40 | 380 | 50 | 380 | 60 | 380 | 140 | 380 | 17 | 304 | 40 | 304
COTPS-1 | A | 29 | 277 | 50 | 277 | 62 | 277 | 35 | 60 | 63 | 277 | 30 | 122 | 60 | 122
COTPS-2 | A | 29 | 287 | 50 | 287 | 62 | 287 | 35 | 60 | 63 | 287 | 30 | 122 | 60 | 122
COTPS-3 | A | 29 | 287 | 50 | 287 | 62 | 287 | 35 | 60 | 63 | 287 | 30 | 122 | 60 | 122
COTPS-4 | A | 29 | 277 | 50 | 277 | 62 | 277 | 35 | 60 | 63 | 277 | 30 | 122 | 60 | 122
COWE1 | A | 7 | 30 | 17 | 30 | 17 | 30 | 7 | 30 | 17 | 30 | 7 | 30 | 17 | 30
COWE2 | A | 7 | 30 | 17 | 30 | 17 | 30 | 7 | 30 | 17 | 30 | 7 | 30 | 17 | 30
CRUA-1 | A | 10 | 110 | 25 | 110 | 37 | 110 | 12 | 110 | 30 | 110 | 10 | 84 | 25 | 48
CRUA-2 | A | 10 | 110 | 25 | 110 | 37 | 110 | 12 | 110 | 30 | 110 | 10 | 84 | 25 | 48
CRUA-3 | A | 7 | 30 | 15 | 30 | 21 | 30 | 9 | 30 | 24 | 30 | 5 | 25 | 13 | 15
CRUA-4 | A | 7 | 30 | 15 | 30 | 21 | 30 | 9 | 30 | 24 | 30 | 5 | 25 | 13 | 15
DAMC-1 | A | 64 | 380 | 136 | 380 | 156 | 380 | 80 | 380 | 180 | 380 | 60 | 293 | 190 | 128
DEEP-1 | A | 20 | 180 | 60 | 180 | 86 | 180 | 22 | 180 | 80 | 180 | 24 | 96 | 52 | 96
DERW-1 | A | 13 | 90 | 35 | 90 | 45 | 90 | 16 | 90 | 40 | 90 | 16 | 90 | 32 | 72
DIDCB5 | A | 40 | 330 | 104 | 330 | 125 | 330 | 55 | 330 | 140 | 330 | 40 | 185 | 105 | 185
DIDCB6 | A | 64 | 203 | 120 | 203 | 120 | 203 | 60 | 203 | 100 | 203 | 68 | 115 | 130 | 73
DIDC1 | A | 42 | 225 | 85 | 225 | 85 | 225 | 24 | 225 | 62 | 120 | 24 | 73 | 60 | 147
DIDC2 | A | 42 | 225 | 85 | 225 | 85 | 225 | 24 | 225 | 62 | 120 | 24 | 73 | 60 | 147
DIDC3 | A | 42 | 225 | 85 | 225 | 85 | 225 | 24 | 225 | 62 | 120 | 24 | 73 | 60 | 147
DIDC4 | A | 42 | 225 | 85 | 225 | 85 | 225 | 24 | 225 | 62 | 120 | 24 | 73 | 60 | 147
DINO-1 | A | 14 | 138 | 39 | 138 | 58 | 138 | 28 | 138 | 72 | 138 | 14 | 118 | 36 | 88
DINO-2 | A | 14 | 138 | 39 | 138 | 58 | 138 | 28 | 138 | 72 | 138 | 14 | 118 | 36 | 88
DINO-3 | A | 14 | 138 | 39 | 138 | 58 | 138 | 28 | 138 | 72 | 138 | 14 | 118 | 36 | 88
DINO-4 | A | 14 | 138 | 39 | 138 | 58 | 138 | 28 | 138 | 72 | 138 | 14 | 118 | 36 | 88
DINO-5 | A | 14 | 138 | 39 | 138 | 58 | 138 | 28 | 138 | 72 | 138 | 14 | 118 | 36 | 88
DINO-6 | A | 14 | 138 | 39 | 138 | 58 | 138 | 28 | 138 | 72 | 138 | 14 | 118 | 36 | 88
DRAXX-1 | A | 68 | 345 | 100 | 345 | 100 | 345 | 64 | 95 | 110 | 345 | 60 | 225 | 70 | 225
DRAXX-2 | A | 68 | 345 | 100 | 345 | 100 | 345 | 64 | 95 | 110 | 345 | 60 | 225 | 70 | 225
DRAXX-3 | A | 68 | 345 | 100 | 345 | 100 | 345 | 64 | 95 | 110 | 345 | 60 | 225 | 70 | 225
DRAXX-4 | A | 68 | 345 | 100 | 345 | 100 | 345 | 64 | 95 | 110 | 345 | 60 | 225 | 70 | 225
DRAXX-5 | A | 68 | 345 | 100 | 345 | 100 | 345 | 64 | 95 | 110 | 345 | 60 | 225 | 70 | 225
DRAXX-6 | A | 68 | 345 | 100 | 345 | 100 | 345 | 64 | 95 | 110 | 345 | 60 | 225 | 70 | 225
EECL-1 | A | 20 | 133 | 25 | 133 | 26 | 133 | 29 | 133 | 80 | 133 | 18 | 105 | 26 | 105
EGGPS-1 | A | 45 | 205 | 83 | 205 | 83 | 205 | 49 | 205 | 110 | 205 | 33 | 95 | 60 | 95
EGGPS-2 | A | 45 | 205 | 83 | 205 | 83 | 205 | 49 | 205 | 110 | 205 | 33 | 95 | 60 | 95
EGGPS-3 | A | 45 | 205 | 83 | 205 | 83 | 205 | 49 | 205 | 110 | 205 | 33 | 95 | 60 | 95
EGGPS-4 | A | 45 | 205 | 83 | 205 | 83 | 205 | 49 | 205 | 110 | 205 | 33 | 95 | 60 | 95
ERRO-1 | A | 1 | 21 | 1 | 21 | 1 | 21 | 2 | 21 | 5 | 21 | 1 | 17 | 1 | 17
ERRO-2 | A | 1 | 21 | 1 | 21 | 1 | 21 | 2 | 21 | 5 | 21 | 1 | 17 | 1 | 17
ERRO-3 | A | 1 | 21 | 1 | 21 | 1 | 21 | 2 | 21 | 5 | 21 | 1 | 17 | 1 | 17
FASN-1 | A | 0 | 15 | 1 | 15 | 1 | 15 | 1 | 15 | 2 | 15 | 0 | 15 | 1 | 12
FASN-2 | A | 0 | 15 | 1 | 15 | 1 | 15 | 1 | 15 | 2 | 15 | 0 | 15 | 1 | 12
FASN-3 | A | 0 | 15 | 1 | 15 | 1 | 15 | 1 | 15 | 2 | 15 | 0 | 15 | 1 | 12
FAWL1 | A | 36 | 244 | 77 | 244 | 77 | 244 | 10 | 244 | 10 | 244 | 40 | 98 | 91 | 145
FAWL3 | A | 36 | 244 | 77 | 244 | 77 | 244 | 10 | 244 | 10 | 244 | 40 | 98 | 91 | 145
FAWN-1 | A | 10 | 52 | 25 | 52 | 40 | 52 | 13 | 52 | 32 | 52 | 11 | 37 | 27 | 27
FELL-1 | A | 9 | 63 | 21 | 63 | 22 | 63 | 10 | 63 | 24 | 63 | 9 | 63 | 22 | 63
FERR-1 | A | 25 | 150 | 45 | 250 | 56 | 250 | 40 | 250 | 60 | 250 | 34 | 80 | 59 | 150
FERR-2 | A | 25 | 150 | 45 | 250 | 56 | 250 | 40 | 250 | 60 | 250 | 34 | 80 | 59 | 150
FERR-3 | A | 25 | 150 | 45 | 250 | 56 | 250 | 40 | 250 | 60 | 250 | 34 | 80 | 59 | 150
FERR-4 | A | 25 | 150 | 45 | 250 | 56 | 250 | 40 | 250 | 60 | 250 | 34 | 80 | 59 | 150
FFES-1 | A | 10 | 35 | 27 | 35 | 30 | 35 | 9 | 35 | 22 | 35 | 4 | 27 | 6 | 27
FFES-2 | A | 10 | 35 | 27 | 35 | 30 | 35 | 9 | 35 | 22 | 35 | 4 | 27 | 6 | 27
FFES-3 | A | 10 | 35 | 27 | 35 | 30 | 35 | 9 | 35 | 22 | 35 | 4 | 27 | 6 | 27
FFES-4 | A | 10 | 35 | 27 | 35 | 30 | 35 | 9 | 35 | 22 | 35 | 4 | 27 | 6 | 27
FIDL-1 | A | 13 | 205 | 20 | 205 | 23 | 205 | 35 | 100 | 40 | 147 | 30 | 147 | 50 | 147
FIDL-2 | A | 13 | 205 | 20 | 205 | 23 | 205 | 35 | 100 | 40 | 147 | 30 | 147 | 50 | 147
FIDL-3 | A | 13 | 205 | 20 | 205 | 23 | 205 | 35 | 100 | 40 | 147 | 30 | 147 | 50 | 147
FIDL-4 | A | 13 | 205 | 20 | 205 | 23 | 205 | 35 | 100 | 40 | 147 | 30 | 147 | 50 | 147
FIFE-1 | A | 6 | 63 | 12 | 63 | 12 | 63 | 11 | 63 | 24 | 63 | 6 | 53 | 8 | 53
FINL-1 | A | 0 | 14 | 1 | 14 | 1 | 14 | 1 | 14 | 2 | 14 | 0 | 14 | 1 | 11
FOYE-1 | A | 6 | 60 | 13 | 60 | 16 | 60 | 11 | 60 | 27 | 60 | 5 | 30 | 11 | 30
FOYE-2 | A | 6 | 60 | 13 | 60 | 16 | 60 | 11 | 60 | 27 | 60 | 5 | 30 | 11 | 30
GRAI-1 | A | 43 | 485 | 100 | 485 | 160 | 485 | 60 | 485 | 140 | 485 | 33 | 0 | 60 | 345
GRAI-3 | A | 43 | 485 | 100 | 485 | 160 | 485 | 60 | 485 | 140 | 485 | 33 | 0 | 60 | 345
GRAI-4 | A | 43 | 485 | 100 | 485 | 160 | 485 | 60 | 485 | 140 | 485 | 33 | 0 | 60 | 345
GRMO-1 | A | 8 | 43 | 8 | 43 | 8 | 43 | 8 | 43 | 8 | 43 | 8 | 23 | 8 | 23
GYAR-1 | A | 17 | 176 | 42 | 176 | 66 | 176 | 24 | 176 | 60 | 176 | 17 | 176 | 42 | 176
HUMR-1 | A | 36 | 330 | 90 | 330 | 144 | 330 | 52 | 330 | 126 | 330 | 40 | 257 | 90 | 257
INDQ-1 | A | 12 | 102 | 31 | 102 | 43 | 102 | 13 | 102 | 34 | 102 | 12 | 72 | 30 | 72
IRNPS-1 | A | 35 | 125 | 45 | 125 | 48 | 285 | 42 | 285 | 68 | 125 | 28 | 125 | 42 | 185
IRNPS-2 | A | 35 | 125 | 45 | 125 | 48 | 285 | 42 | 285 | 68 | 125 | 28 | 125 | 42 | 185
KEAD-1 | A | 36 | 300 | 78 | 300 | 116 | 300 | 62 | 300 | 128 | 300 | 38 | 190 | 84 | 190
KILLPG-1 | A | 8 | 225 | 10 | 225 | 10 | 225 | 10 | 225 | 12 | 225 | 4 | 150 | 15 | 150
KILLPG-2 | A | 8 | 225 | 10 | 225 | 10 | 225 | 10 | 225 | 12 | 225 | 4 | 150 | 15 | 150
KILNS-1 | A | 30 | 290 | 72 | 290 | 84 | 290 | 42 | 290 | 114 | 290 | 18 | 104 | 45 | 104
KINO-1 | A | 27 | 255 | 35 | 255 | 35 | 255 | 22 | 255 | 44 | 255 | 14 | 185 | 35 | 185
KINO-2 | A | 27 | 255 | 35 | 255 | 35 | 255 | 22 | 255 | 44 | 255 | 14 | 185 | 35 | 185
KINO-3 | A | 27 | 255 | 35 | 255 | 35 | 255 | 22 | 255 | 41 | 255 | 14 | 185 | 35 | 185
KINO-4 | A | 27 | 255 | 35 | 255 | 35 | 255 | 22 | 255 | 41 | 255 | 14 | 185 | 35 | 185
KLYN-A-1 | A | 24 | 126 | 50 | 126 | 50 | 126 | 34 | 126 | 70 | 126 | 22 | 81 | 34 | 81
LAGA-1 | A | 58 | 485 | 135 | 485 | 158 | 485 | 50 | 425 | 140 | 425 | 56 | 425 | 135 | 330
LBAR-1G | A | 1 | 16 | 4 | 16 | 6 | 16 | 2 | 16 | 4 | 16 | 1 | 9 | 4 | 9
LBAR-1 | A | 40 | 230 | 64 | 230 | 66 | 230 | 60 | 230 | 132 | 230 | 36 | 120 | 86 | 120
LITTD1 | A | 57 | 485 | 110 | 485 | 110 | 485 | 66 | 485 | 80 | 485 | 60 | 335 | 150 | 335
LITTD2 | A | 57 | 485 | 110 | 485 | 110 | 485 | 66 | 485 | 80 | 485 | 60 | 335 | 150 | 335
LITTD3 | A | 57 | 485 | 110 | 485 | 110 | 485 | 66 | 485 | 80 | 485 | 60 | 335 | 150 | 335
LOAN-1 | A | 25 | 326 | 51 | 326 | 55 | 326 | 19 | 326 | 50 | 326 | 12 | 276 | 28 | 276
LOAN-2 | A | 25 | 326 | 51 | 326 | 55 | 326 | 19 | 326 | 50 | 326 | 12 | 276 | 28 | 276
LOAN-3 | A | 25 | 326 | 51 | 326 | 55 | 326 | 19 | 326 | 50 | 326 | 12 | 276 | 28 | 276
MEDP-1 | A | 28 | 231 | 72 | 231 | 72 | 231 | 44 | 231 | 110 | 231 | 28 | 190 | 72 | 190
MRWD-1 | A | 50 | 384 | 90 | 384 | 100 | 384 | 52 | 384 | 160 | 384 | 52 | 298 | 110 | 298
NANT-1 | A | 0 | 15 | 0 | 15 | 0 | 15 | 0 | 15 | 1 | 15 | 0 | 15 | 0 | 15
PEHE-1 | A | 47 | 435 | 100 | 435 | 100 | 435 | 67 | 435 | 105 | 435 | 64 | 245 | 100 | 245
PEHE-2 | A | 16 | 490 | 40 | 265 | 42 | 490 | 0 | 0 | 0 | 0 | 0 | 490 | 0 | 490
PETEM1 | A | 20 | 180 | 46 | 180 | 52 | 180 | 24 | 180 | 58 | 180 | 20 | 150 | 50 | 100
RATS-1 | A | 39 | 270 | 84 | 270 | 90 | 270 | 39 | 155 | 54 | 270 | 42 | 105 | 95 | 155
RATS-2 | A | 39 | 270 | 84 | 270 | 90 | 270 | 39 | 155 | 54 | 270 | 42 | 105 | 95 | 155
RATS-3 | A | 39 | 270 | 84 | 270 | 90 | 270 | 39 | 155 | 54 | 270 | 42 | 105 | 95 | 155
RATS-4 | A | 39 | 270 | 84 | 270 | 90 | 270 | 39 | 155 | 54 | 270 | 42 | 105 | 95 | 155
ROCK-1 | A | 20 | 380 | 50 | 380 | 50 | 380 | 60 | 380 | 156 | 380 | 18 | 305 | 30 | 305
ROOS-1 | A | 12 | 140 | 32 | 140 | 32 | 140 | 13 | 140 | 32 | 140 | 13 | 108 | 32 | 108
RUGPS-6 | A | 36 | 243 | 80 | 243 | 80 | 243 | 40 | 243 | 90 | 243 | 40 | 155 | 95 | 105
RUGPS-7 | A | 36 | 243 | 80 | 243 | 80 | 243 | 40 | 243 | 90 | 243 | 40 | 155 | 95 | 105
RYHPS-1 | A | 30 | 305 | 48 | 305 | 66 | 305 | 42 | 305 | 51 | 305 | 30 | 130 | 42 | 68
SCCL-1 | A | 35 | 180 | 70 | 180 | 70 | 180 | 40 | 180 | 95 | 180 | 40 | 100 | 100 | 50
SCCL-2 | A | 35 | 180 | 70 | 180 | 70 | 180 | 40 | 180 | 95 | 180 | 40 | 100 | 100 | 50
SCCL-3 | A | 35 | 180 | 70 | 180 | 70 | 180 | 40 | 180 | 95 | 180 | 40 | 100 | 100 | 50
SEAB-1 | A | 44 | 254 | 125 | 254 | 150 | 254 | 55 | 254 | 150 | 254 | 75 | 164 | 176 | 38
SEAB-2 | A | 31 | 138 | 76 | 138 | 86 | 138 | 32 | 138 | 82 | 138 | 37 | 73 | 90 | 43
SHBA-1 | A | 41 | 255 | 104 | 255 | 115 | 255 | 44 | 255 | 120 | 255 | 39 | 195 | 115 | 40
SHBA-2 | A | 26 | 183 | 64 | 183 | 70 | 183 | 30 | 183 | 80 | 183 | 28 | 103 | 66 | 69
SHOS-1 | A | 18 | 160 | 24 | 160 | 24 | 160 | 30 | 160 | 75 | 160 | 18 | 135 | 24 | 135
SHOT-1 | A | 8 | 75 | 20 | 75 | 32 | 75 | 12 | 75 | 30 | 75 | 12 | 60 | 26 | 45
SIZB-1 | A | 38 | 283 | 45 | 283 | 45 | 283 | 45 | 283 | 45 | 283 | 40 | 283 | 46 | 283
SIZB-2 | A | 38 | 283 | 45 | 283 | 45 | 283 | 45 | 283 | 45 | 283 | 40 | 283 | 46 | 283
SLOY-1 | A | 0 | 38 | 1 | 38 | 1 | 38 | 1 | 38 | 2 | 38 | 0 | 38 | 1 | 30
SLOY-2 | A | 0 | 38 | 1 | 38 | 1 | 38 | 1 | 38 | 2 | 38 | 0 | 38 | 1 | 30
SLOY-3 | A | 0 | 38 | 1 | 38 | 1 | 38 | 1 | 38 | 2 | 38 | 0 | 38 | 1 | 30
SLOY-4 | A | 0 | 28 | 1 | 28 | 1 | 28 | 1 | 28 | 2 | 28 | 0 | 28 | 1 | 22
SPLN-1 | A | 40 | 380 | 100 | 380 | 110 | 380 | 50 | 380 | 120 | 380 | 30 | 380 | 90 | 300
STAY-1 | A | 34 | 221 | 62 | 221 | 62 | 221 | 35 | 221 | 85 | 221 | 33 | 161 | 60 | 161
STAY-2 | A | 34 | 221 | 62 | 221 | 62 | 221 | 35 | 221 | 85 | 221 | 33 | 161 | 60 | 161
STAY-3 | A | 34 | 221 | 62 | 221 | 62 | 221 | 35 | 221 | 85 | 221 | 33 | 161 | 60 | 161
STAY-4 | A | 34 | 221 | 62 | 221 | 62 | 221 | 35 | 221 | 85 | 221 | 33 | 161 | 60 | 161
SUTB-1 | A | 30 | 287 | 82 | 287 | 90 | 287 | 44 | 287 | 120 | 287 | 40 | 248 | 104 | 248
SVRP-10 | A | 20 | 225 | 50 | 225 | 70 | 225 | 32 | 225 | 80 | 225 | 20 | 172 | 50 | 172
SVRP-20 | A | 20 | 225 | 50 | 225 | 70 | 225 | 32 | 225 | 80 | 225 | 20 | 172 | 50 | 172
TESI-1 | A | 40 | 260 | 100 | 260 | 140 | 260 | 60 | 260 | 140 | 260 | 40 | 200 | 120 | 100
TESI-2 | A | 40 | 260 | 100 | 260 | 140 | 260 | 60 | 260 | 140 | 260 | 40 | 200 | 120 | 100
TILB-7 | A | 20 | 160 | 30 | 160 | 30 | 160 | 20 | 160 | 30 | 160 | 6 | 100 | 10 | 100
TILB-8 | A | 20 | 160 | 30 | 160 | 30 | 160 | 20 | 160 | 30 | 160 | 6 | 100 | 10 | 100
TILB-9 | A | 20 | 160 | 30 | 160 | 30 | 160 | 20 | 160 | 30 | 160 | 6 | 100 | 10 | 100
TILB10 | A | 20 | 160 | 30 | 160 | 30 | 160 | 20 | 160 | 30 | 160 | 6 | 100 | 10 | 100
USKM-13 | A | 6 | 49 | 15 | 49 | 17 | 49 | 8 | 49 | 19 | 49 | 7 | 36 | 8 | 36
USKM-14 | A | 6 | 49 | 15 | 49 | 17 | 49 | 8 | 49 | 19 | 49 | 7 | 36 | 8 | 36
USKM-15 | A | 6 | 49 | 15 | 49 | 17 | 49 | 8 | 49 | 19 | 49 | 7 | 36 | 8 | 36
WBUPS-1 | A | 30 | 113 | 48 | 153 | 48 | 153 | 32 | 113 | 50 | 113 | 40 | 153 | 65 | 113
WBUPS-2 | A | 30 | 133 | 48 | 173 | 48 | 173 | 32 | 133 | 50 | 133 | 40 | 173 | 65 | 133
WBUPS-3 | A | 30 | 133 | 48 | 173 | 48 | 173 | 32 | 133 | 50 | 133 | 40 | 173 | 65 | 133
WBUPS-4 | A | 30 | 113 | 48 | 153 | 48 | 153 | 32 | 113 | 50 | 113 | 40 | 153 | 65 | 113

## Sep 2011
MW Response Capability by BMU
|  | Primary Response (Max MWhrs) | [5 empty] | Secondary Response (Max Mwhrs) |  |  |  | High Frequency Response (Max MWhrs)
UNIT | Mode | 0.2Hz |  | 0.5Hz |  | 0.8Hz |  | 0.2/0.2Hz |  | 0.5/0.5Hz |  | 0.2Hz |  | 0.5Hz
ABTH7 | A | 40 | 250 | 72 | 250 | 72 | 250 | 48 | 250 | 120 | 250 | 38 | 185 | 55 | 185
ABTH8 | A | 40 | 250 | 72 | 250 | 72 | 250 | 48 | 250 | 120 | 250 | 38 | 185 | 55 | 185
ABTH9 | A | 40 | 250 | 72 | 250 | 72 | 250 | 48 | 250 | 120 | 250 | 38 | 185 | 55 | 185
BAGE-1 | A | 30 | 255 | 70 | 255 | 90 | 255 | 35 | 255 | 90 | 255 | 28 | 220 | 70 | 185
BAGE-2 | A | 3 | 17 | 8 | 17 | 12 | 17 | 4 | 17 | 9 | 17 | 2 | 17 | 5 | 17
BARKB2 | A | 33 | 210 | 82 | 210 | 108 | 210 | 39 | 210 | 97 | 210 | 31 | 120 | 84 | 120
BARK-1 | A | 22 | 140 | 55 | 140 | 72 | 140 | 26 | 140 | 65 | 140 | 21 | 80 | 54 | 80
BRGG-1 | A | 16 | 110 | 32 | 110 | 48 | 110 | 16 | 110 | 40 | 110 | 14 | 96 | 34 | 46
BRYP-1 | A | 15 | 82 | 25 | 82 | 31 | 82 | 22 | 82 | 37 | 82 | 10 | 82 | 27 | 47
CDCL-1 | A | 30 | 160 | 40 | 160 | 40 | 160 | 34 | 160 | 40 | 160 | 27 | 120 | 40 | 120
CLAC-1 | A | 3 | 28 | 8 | 28 | 13 | 28 | 3 | 36 | 9 | 36 | 3 | 28 | 8 | 28
CNQPS-1 | A | 22 | 126 | 51 | 126 | 70 | 126 | 28 | 126 | 70 | 126 | 20 | 100 | 45 | 100
CNQPS-2 | A | 22 | 126 | 51 | 126 | 70 | 126 | 28 | 126 | 70 | 126 | 20 | 100 | 45 | 100
CNQPS-3 | A | 22 | 126 | 51 | 126 | 70 | 126 | 28 | 126 | 70 | 126 | 20 | 100 | 45 | 100
CNQPS-4 | A | 22 | 126 | 51 | 126 | 70 | 126 | 28 | 126 | 70 | 126 | 20 | 100 | 45 | 100
COCK-1 | A | 15 | 168 | 42 | 168 | 48 | 168 | 10 | 168 | 25 | 168 | 6 | 138 | 7 | 138
COCK-2 | A | 15 | 168 | 42 | 168 | 48 | 168 | 10 | 168 | 25 | 168 | 6 | 138 | 7 | 138
COCK-3 | A | 15 | 168 | 42 | 168 | 48 | 168 | 10 | 168 | 25 | 168 | 6 | 138 | 7 | 138
COCK-4 | A | 15 | 168 | 42 | 168 | 48 | 168 | 10 | 168 | 25 | 168 | 6 | 138 | 7 | 138
CORB-1 | A | 10 | 130 | 30 | 130 | 50 | 130 | 28 | 130 | 60 | 130 | 15 | 95 | 40 | 60
COSO-1 | A | 20 | 380 | 40 | 380 | 50 | 380 | 60 | 380 | 140 | 380 | 17 | 304 | 40 | 304
COTPS-1 | A | 29 | 277 | 50 | 277 | 62 | 277 | 35 | 60 | 63 | 277 | 30 | 122 | 60 | 122
COTPS-2 | A | 29 | 287 | 50 | 287 | 62 | 287 | 35 | 60 | 63 | 287 | 30 | 122 | 60 | 122
COTPS-3 | A | 29 | 287 | 50 | 287 | 62 | 287 | 35 | 60 | 63 | 287 | 30 | 122 | 60 | 122
COTPS-4 | A | 29 | 277 | 50 | 277 | 62 | 277 | 35 | 60 | 63 | 277 | 30 | 122 | 60 | 122
COWE1 | A | 7 | 30 | 17 | 30 | 17 | 30 | 7 | 30 | 17 | 30 | 7 | 30 | 17 | 30
COWE2 | A | 7 | 30 | 17 | 30 | 17 | 30 | 7 | 30 | 17 | 30 | 7 | 30 | 17 | 30
CRUA-1 | A | 10 | 110 | 25 | 110 | 37 | 110 | 12 | 110 | 30 | 110 | 10 | 84 | 25 | 48
CRUA-2 | A | 10 | 110 | 25 | 110 | 37 | 110 | 12 | 110 | 30 | 110 | 10 | 84 | 25 | 48
CRUA-3 | A | 7 | 30 | 15 | 30 | 21 | 30 | 9 | 30 | 24 | 30 | 5 | 25 | 13 | 15
CRUA-4 | A | 7 | 30 | 15 | 30 | 21 | 30 | 9 | 30 | 24 | 30 | 5 | 25 | 13 | 15
DAMC-1 | A | 64 | 380 | 136 | 380 | 156 | 380 | 80 | 380 | 180 | 380 | 60 | 293 | 190 | 128
DEEP-1 | A | 20 | 180 | 60 | 180 | 86 | 180 | 22 | 180 | 80 | 180 | 24 | 96 | 52 | 96
DERW-1 | A | 13 | 90 | 35 | 90 | 45 | 90 | 16 | 90 | 40 | 90 | 16 | 90 | 32 | 72
DIDCB5 | A | 40 | 330 | 104 | 330 | 125 | 330 | 55 | 330 | 140 | 330 | 40 | 185 | 105 | 185
DIDCB6 | A | 64 | 203 | 120 | 203 | 120 | 203 | 60 | 203 | 100 | 203 | 68 | 115 | 130 | 73
DIDC1 | A | 42 | 225 | 85 | 225 | 85 | 225 | 24 | 225 | 62 | 120 | 24 | 73 | 60 | 147
DIDC2 | A | 42 | 225 | 85 | 225 | 85 | 225 | 24 | 225 | 62 | 120 | 24 | 73 | 60 | 147
DIDC3 | A | 42 | 225 | 85 | 225 | 85 | 225 | 24 | 225 | 62 | 120 | 24 | 73 | 60 | 147
DIDC4 | A | 42 | 225 | 85 | 225 | 85 | 225 | 24 | 225 | 62 | 120 | 24 | 73 | 60 | 147
DINO-1 | A | 14 | 138 | 39 | 138 | 58 | 138 | 28 | 138 | 72 | 138 | 14 | 118 | 36 | 88
DINO-2 | A | 14 | 138 | 39 | 138 | 58 | 138 | 28 | 138 | 72 | 138 | 14 | 118 | 36 | 88
DINO-3 | A | 14 | 138 | 39 | 138 | 58 | 138 | 28 | 138 | 72 | 138 | 14 | 118 | 36 | 88
DINO-4 | A | 14 | 138 | 39 | 138 | 58 | 138 | 28 | 138 | 72 | 138 | 14 | 118 | 36 | 88
DINO-5 | A | 14 | 138 | 39 | 138 | 58 | 138 | 28 | 138 | 72 | 138 | 14 | 118 | 36 | 88
DINO-6 | A | 14 | 138 | 39 | 138 | 58 | 138 | 28 | 138 | 72 | 138 | 14 | 118 | 36 | 88
DRAXX-1 | A | 68 | 345 | 100 | 345 | 100 | 345 | 64 | 95 | 110 | 345 | 60 | 225 | 70 | 225
DRAXX-2 | A | 68 | 345 | 100 | 345 | 100 | 345 | 64 | 95 | 110 | 345 | 60 | 225 | 70 | 225
DRAXX-3 | A | 68 | 345 | 100 | 345 | 100 | 345 | 64 | 95 | 110 | 345 | 60 | 225 | 70 | 225
DRAXX-4 | A | 68 | 345 | 100 | 345 | 100 | 345 | 64 | 95 | 110 | 345 | 60 | 225 | 70 | 225
DRAXX-5 | A | 68 | 345 | 100 | 345 | 100 | 345 | 64 | 95 | 110 | 345 | 60 | 225 | 70 | 225
DRAXX-6 | A | 68 | 345 | 100 | 345 | 100 | 345 | 64 | 95 | 110 | 345 | 60 | 225 | 70 | 225
EECL-1 | A | 20 | 133 | 25 | 133 | 26 | 133 | 29 | 133 | 80 | 133 | 18 | 105 | 26 | 105
EGGPS-1 | A | 45 | 205 | 83 | 205 | 83 | 205 | 49 | 205 | 110 | 205 | 33 | 95 | 60 | 95
EGGPS-2 | A | 45 | 205 | 83 | 205 | 83 | 205 | 49 | 205 | 110 | 205 | 33 | 95 | 60 | 95
EGGPS-3 | A | 45 | 205 | 83 | 205 | 83 | 205 | 49 | 205 | 110 | 205 | 33 | 95 | 60 | 95
EGGPS-4 | A | 45 | 205 | 83 | 205 | 83 | 205 | 49 | 205 | 110 | 205 | 33 | 95 | 60 | 95
ERRO-1 | A | 1 | 21 | 1 | 21 | 1 | 21 | 2 | 21 | 5 | 21 | 1 | 17 | 1 | 17
ERRO-2 | A | 1 | 21 | 1 | 21 | 1 | 21 | 2 | 21 | 5 | 21 | 1 | 17 | 1 | 17
ERRO-3 | A | 1 | 21 | 1 | 21 | 1 | 21 | 2 | 21 | 5 | 21 | 1 | 17 | 1 | 17
FASN-1 | A | 0 | 15 | 1 | 15 | 1 | 15 | 1 | 15 | 2 | 15 | 0 | 15 | 1 | 12
FASN-2 | A | 0 | 15 | 1 | 15 | 1 | 15 | 1 | 15 | 2 | 15 | 0 | 15 | 1 | 12
FASN-3 | A | 0 | 15 | 1 | 15 | 1 | 15 | 1 | 15 | 2 | 15 | 0 | 15 | 1 | 12
FAWL1 | A | 36 | 244 | 77 | 244 | 77 | 244 | 10 | 244 | 10 | 244 | 40 | 98 | 91 | 145
FAWL3 | A | 36 | 244 | 77 | 244 | 77 | 244 | 10 | 244 | 10 | 244 | 40 | 98 | 91 | 145
FAWN-1 | A | 10 | 52 | 25 | 52 | 40 | 52 | 13 | 52 | 32 | 52 | 11 | 37 | 27 | 27
FELL-1 | A | 9 | 63 | 21 | 63 | 22 | 63 | 10 | 63 | 24 | 63 | 9 | 63 | 22 | 63
FERR-1 | A | 25 | 150 | 45 | 250 | 56 | 250 | 40 | 250 | 60 | 250 | 34 | 80 | 59 | 150
FERR-2 | A | 25 | 150 | 45 | 250 | 56 | 250 | 40 | 250 | 60 | 250 | 34 | 80 | 59 | 150
FERR-3 | A | 25 | 150 | 45 | 250 | 56 | 250 | 40 | 250 | 60 | 250 | 34 | 80 | 59 | 150
FERR-4 | A | 25 | 150 | 45 | 250 | 56 | 250 | 40 | 250 | 60 | 250 | 34 | 80 | 59 | 150
FFES-1 | A | 10 | 35 | 27 | 35 | 30 | 35 | 9 | 35 | 22 | 35 | 4 | 27 | 6 | 27
FFES-2 | A | 10 | 35 | 27 | 35 | 30 | 35 | 9 | 35 | 22 | 35 | 4 | 27 | 6 | 27
FFES-3 | A | 10 | 35 | 27 | 35 | 30 | 35 | 9 | 35 | 22 | 35 | 4 | 27 | 6 | 27
FFES-4 | A | 10 | 35 | 27 | 35 | 30 | 35 | 9 | 35 | 22 | 35 | 4 | 27 | 6 | 27
FIDL-1 | A | 13 | 205 | 20 | 205 | 23 | 205 | 35 | 100 | 40 | 147 | 30 | 147 | 50 | 147
FIDL-2 | A | 13 | 205 | 20 | 205 | 23 | 205 | 35 | 100 | 40 | 147 | 30 | 147 | 50 | 147
FIDL-3 | A | 13 | 205 | 20 | 205 | 23 | 205 | 35 | 100 | 40 | 147 | 30 | 147 | 50 | 147
FIDL-4 | A | 13 | 205 | 20 | 205 | 23 | 205 | 35 | 100 | 40 | 147 | 30 | 147 | 50 | 147
FIFE-1 | A | 6 | 63 | 12 | 63 | 12 | 63 | 11 | 63 | 24 | 63 | 6 | 53 | 8 | 53
FINL-1 | A | 0 | 14 | 1 | 14 | 1 | 14 | 1 | 14 | 2 | 14 | 0 | 14 | 1 | 11
FOYE-1 | A | 6 | 60 | 13 | 60 | 16 | 60 | 11 | 60 | 27 | 60 | 5 | 30 | 11 | 30
FOYE-2 | A | 6 | 60 | 13 | 60 | 16 | 60 | 11 | 60 | 27 | 60 | 5 | 30 | 11 | 30
GRAI-1 | A | 43 | 485 | 100 | 485 | 160 | 485 | 60 | 485 | 140 | 485 | 33 | 0 | 60 | 345
GRAI-3 | A | 43 | 485 | 100 | 485 | 160 | 485 | 60 | 485 | 140 | 485 | 33 | 0 | 60 | 345
GRAI-4 | A | 43 | 485 | 100 | 485 | 160 | 485 | 60 | 485 | 140 | 485 | 33 | 0 | 60 | 345
GRMO-1 | A | 8 | 43 | 8 | 43 | 8 | 43 | 8 | 43 | 8 | 43 | 8 | 23 | 8 | 23
GYAR-1 | A | 17 | 176 | 42 | 176 | 66 | 176 | 24 | 176 | 60 | 176 | 17 | 176 | 42 | 176
HUMR-1 | A | 36 | 330 | 90 | 330 | 144 | 330 | 52 | 330 | 126 | 330 | 40 | 257 | 90 | 257
INDQ-1 | A | 12 | 102 | 31 | 102 | 43 | 102 | 13 | 102 | 34 | 102 | 12 | 72 | 30 | 72
IRNPS-1 | A | 35 | 125 | 45 | 125 | 48 | 285 | 42 | 285 | 68 | 125 | 28 | 125 | 42 | 185
IRNPS-2 | A | 35 | 125 | 45 | 125 | 48 | 285 | 42 | 285 | 68 | 125 | 28 | 125 | 42 | 185
KEAD-1 | A | 36 | 300 | 78 | 300 | 116 | 300 | 62 | 300 | 128 | 300 | 38 | 190 | 84 | 190
KILLPG-1 | A | 8 | 225 | 10 | 225 | 10 | 225 | 10 | 225 | 12 | 225 | 4 | 150 | 15 | 150
KILLPG-2 | A | 8 | 225 | 10 | 225 | 10 | 225 | 10 | 225 | 12 | 225 | 4 | 150 | 15 | 150
KILNS-1 | A | 30 | 290 | 72 | 290 | 84 | 290 | 42 | 290 | 114 | 290 | 18 | 104 | 45 | 104
KINO-1 | A | 27 | 255 | 35 | 255 | 35 | 255 | 22 | 255 | 44 | 255 | 14 | 185 | 35 | 185
KINO-2 | A | 27 | 255 | 35 | 255 | 35 | 255 | 22 | 255 | 44 | 255 | 14 | 185 | 35 | 185
KINO-3 | A | 27 | 255 | 35 | 255 | 35 | 255 | 22 | 255 | 41 | 255 | 14 | 185 | 35 | 185
KINO-4 | A | 27 | 255 | 35 | 255 | 35 | 255 | 22 | 255 | 41 | 255 | 14 | 185 | 35 | 185
KLYN-A-1 | A | 24 | 126 | 50 | 126 | 50 | 126 | 34 | 126 | 70 | 126 | 22 | 81 | 34 | 81
LAGA-1 | A | 58 | 485 | 135 | 485 | 158 | 485 | 50 | 425 | 140 | 425 | 56 | 425 | 135 | 330
LBAR-1G | A | 1 | 16 | 4 | 16 | 6 | 16 | 2 | 16 | 4 | 16 | 1 | 9 | 4 | 9
LBAR-1 | A | 40 | 230 | 64 | 230 | 66 | 230 | 60 | 230 | 132 | 230 | 36 | 120 | 86 | 120
LITTD1 | A | 57 | 485 | 110 | 485 | 110 | 485 | 66 | 485 | 80 | 485 | 60 | 335 | 150 | 335
LITTD2 | A | 57 | 485 | 110 | 485 | 110 | 485 | 66 | 485 | 80 | 485 | 60 | 335 | 150 | 335
LITTD3 | A | 57 | 485 | 110 | 485 | 110 | 485 | 66 | 485 | 80 | 485 | 60 | 335 | 150 | 335
LOAN-1 | A | 25 | 326 | 51 | 326 | 55 | 326 | 19 | 326 | 50 | 326 | 12 | 276 | 28 | 276
LOAN-2 | A | 25 | 326 | 51 | 326 | 55 | 326 | 19 | 326 | 50 | 326 | 12 | 276 | 28 | 276
LOAN-3 | A | 25 | 326 | 51 | 326 | 55 | 326 | 19 | 326 | 50 | 326 | 12 | 276 | 28 | 276
MEDP-1 | A | 28 | 231 | 72 | 231 | 72 | 231 | 44 | 231 | 110 | 231 | 28 | 190 | 72 | 190
MRWD-1 | A | 50 | 384 | 90 | 384 | 100 | 384 | 52 | 384 | 160 | 384 | 52 | 298 | 110 | 298
NANT-1 | A | 0 | 15 | 0 | 15 | 0 | 15 | 0 | 15 | 1 | 15 | 0 | 15 | 0 | 15
PEHE-1 | A | 47 | 435 | 100 | 435 | 100 | 435 | 67 | 435 | 105 | 435 | 64 | 245 | 100 | 245
PEHE-2 | A | 16 | 490 | 40 | 265 | 42 | 490 | 0 | 0 | 0 | 0 | 0 | 490 | 0 | 490
PETEM1 | A | 20 | 180 | 46 | 180 | 52 | 180 | 24 | 180 | 58 | 180 | 20 | 150 | 50 | 100
RATS-1 | A | 39 | 270 | 84 | 270 | 90 | 270 | 39 | 155 | 54 | 270 | 42 | 105 | 95 | 155
RATS-2 | A | 39 | 270 | 84 | 270 | 90 | 270 | 39 | 155 | 54 | 270 | 42 | 105 | 95 | 155
RATS-3 | A | 39 | 270 | 84 | 270 | 90 | 270 | 39 | 155 | 54 | 270 | 42 | 105 | 95 | 155
RATS-4 | A | 39 | 270 | 84 | 270 | 90 | 270 | 39 | 155 | 54 | 270 | 42 | 105 | 95 | 155
ROCK-1 | A | 20 | 380 | 50 | 380 | 50 | 380 | 60 | 380 | 156 | 380 | 18 | 305 | 30 | 305
ROOS-1 | A | 12 | 140 | 32 | 140 | 32 | 140 | 13 | 140 | 32 | 140 | 13 | 108 | 32 | 108
RUGPS-6 | A | 36 | 243 | 80 | 243 | 80 | 243 | 40 | 243 | 90 | 243 | 40 | 155 | 95 | 105
RUGPS-7 | A | 36 | 243 | 80 | 243 | 80 | 243 | 40 | 243 | 90 | 243 | 40 | 155 | 95 | 105
RYHPS-1 | A | 30 | 305 | 48 | 305 | 66 | 305 | 42 | 305 | 51 | 305 | 30 | 130 | 42 | 68
SCCL-1 | A | 35 | 180 | 70 | 180 | 70 | 180 | 40 | 180 | 95 | 180 | 40 | 100 | 100 | 50
SCCL-2 | A | 35 | 180 | 70 | 180 | 70 | 180 | 40 | 180 | 95 | 180 | 40 | 100 | 100 | 50
SCCL-3 | A | 35 | 180 | 70 | 180 | 70 | 180 | 40 | 180 | 95 | 180 | 40 | 100 | 100 | 50
SEAB-1 | A | 44 | 254 | 125 | 254 | 150 | 254 | 55 | 254 | 150 | 254 | 75 | 164 | 176 | 38
SEAB-2 | A | 31 | 138 | 76 | 138 | 86 | 138 | 32 | 138 | 82 | 138 | 37 | 73 | 90 | 43
SHBA-1 | A | 41 | 255 | 104 | 255 | 115 | 255 | 44 | 255 | 120 | 255 | 39 | 195 | 115 | 40
SHBA-2 | A | 26 | 183 | 64 | 183 | 70 | 183 | 30 | 183 | 80 | 183 | 28 | 103 | 66 | 69
SHOS-1 | A | 18 | 160 | 24 | 160 | 24 | 160 | 30 | 160 | 75 | 160 | 18 | 135 | 24 | 135
SHOT-1 | A | 8 | 75 | 20 | 75 | 32 | 75 | 12 | 75 | 30 | 75 | 12 | 60 | 26 | 45
SIZB-1 | A | 38 | 283 | 45 | 283 | 45 | 283 | 45 | 283 | 45 | 283 | 40 | 283 | 46 | 283
SIZB-2 | A | 38 | 283 | 45 | 283 | 45 | 283 | 45 | 283 | 45 | 283 | 40 | 283 | 46 | 283
SLOY-1 | A | 0 | 38 | 1 | 38 | 1 | 38 | 1 | 38 | 2 | 38 | 0 | 38 | 1 | 30
SLOY-2 | A | 0 | 38 | 1 | 38 | 1 | 38 | 1 | 38 | 2 | 38 | 0 | 38 | 1 | 30
SLOY-3 | A | 0 | 38 | 1 | 38 | 1 | 38 | 1 | 38 | 2 | 38 | 0 | 38 | 1 | 30
SLOY-4 | A | 0 | 28 | 1 | 28 | 1 | 28 | 1 | 28 | 2 | 28 | 0 | 28 | 1 | 22
SPLN-1 | A | 40 | 380 | 100 | 380 | 110 | 380 | 50 | 380 | 120 | 380 | 30 | 380 | 90 | 300
STAY-1 | A | 34 | 221 | 62 | 221 | 62 | 221 | 35 | 221 | 85 | 221 | 33 | 161 | 60 | 161
STAY-2 | A | 34 | 221 | 62 | 221 | 62 | 221 | 35 | 221 | 85 | 221 | 33 | 161 | 60 | 161
STAY-3 | A | 34 | 221 | 62 | 221 | 62 | 221 | 35 | 221 | 85 | 221 | 33 | 161 | 60 | 161
STAY-4 | A | 34 | 221 | 62 | 221 | 62 | 221 | 35 | 221 | 85 | 221 | 33 | 161 | 60 | 161
SUTB-1 | A | 30 | 287 | 82 | 287 | 90 | 287 | 44 | 287 | 120 | 287 | 40 | 248 | 104 | 248
SVRP-10 | A | 20 | 225 | 50 | 225 | 70 | 225 | 32 | 225 | 80 | 225 | 20 | 172 | 50 | 172
SVRP-20 | A | 20 | 225 | 50 | 225 | 70 | 225 | 32 | 225 | 80 | 225 | 20 | 172 | 50 | 172
TESI-1 | A | 40 | 260 | 100 | 260 | 140 | 260 | 60 | 260 | 140 | 260 | 40 | 200 | 120 | 100
TESI-2 | A | 40 | 260 | 100 | 260 | 140 | 260 | 60 | 260 | 140 | 260 | 40 | 200 | 120 | 100
TILB-7 | A | 20 | 160 | 30 | 160 | 30 | 160 | 20 | 160 | 30 | 160 | 6 | 100 | 10 | 100
TILB-8 | A | 20 | 160 | 30 | 160 | 30 | 160 | 20 | 160 | 30 | 160 | 6 | 100 | 10 | 100
TILB-9 | A | 20 | 160 | 30 | 160 | 30 | 160 | 20 | 160 | 30 | 160 | 6 | 100 | 10 | 100
TILB10 | A | 20 | 160 | 30 | 160 | 30 | 160 | 20 | 160 | 30 | 160 | 6 | 100 | 10 | 100
USKM-13 | A | 6 | 49 | 15 | 49 | 17 | 49 | 8 | 49 | 19 | 49 | 7 | 36 | 8 | 36
USKM-14 | A | 6 | 49 | 15 | 49 | 17 | 49 | 8 | 49 | 19 | 49 | 7 | 36 | 8 | 36
USKM-15 | A | 6 | 49 | 15 | 49 | 17 | 49 | 8 | 49 | 19 | 49 | 7 | 36 | 8 | 36
WBUPS-1 | A | 30 | 113 | 48 | 153 | 48 | 153 | 32 | 113 | 50 | 113 | 40 | 153 | 65 | 113
WBUPS-2 | A | 30 | 133 | 48 | 173 | 48 | 173 | 32 | 133 | 50 | 133 | 40 | 173 | 65 | 133
WBUPS-3 | A | 30 | 133 | 48 | 173 | 48 | 173 | 32 | 133 | 50 | 133 | 40 | 173 | 65 | 133
WBUPS-4 | A | 30 | 113 | 48 | 153 | 48 | 153 | 32 | 113 | 50 | 113 | 40 | 153 | 65 | 113

## Aug 2011
MW Response Capability by BMU
|  | Primary Response (Max MWhrs) | [5 empty] | Secondary Response (Max Mwhrs) |  |  |  | High Frequency Response (Max MWhrs)
UNIT | Mode | 0.2Hz |  | 0.5Hz |  | 0.8Hz |  | 0.2/0.2Hz |  | 0.5/0.5Hz |  | 0.2Hz |  | 0.5Hz
ABTH7 | A | 40 | 250 | 72 | 250 | 72 | 250 | 48 | 250 | 120 | 250 | 38 | 185 | 55 | 185
ABTH8 | A | 40 | 250 | 72 | 250 | 72 | 250 | 48 | 250 | 120 | 250 | 38 | 185 | 55 | 185
ABTH9 | A | 40 | 250 | 72 | 250 | 72 | 250 | 48 | 250 | 120 | 250 | 38 | 185 | 55 | 185
BAGE-1 | A | 30 | 255 | 70 | 255 | 90 | 255 | 35 | 255 | 90 | 255 | 28 | 220 | 70 | 185
BAGE-2 | A | 3 | 17 | 8 | 17 | 12 | 17 | 4 | 17 | 9 | 17 | 2 | 17 | 5 | 17
BARKB2 | A | 33 | 210 | 82 | 210 | 108 | 210 | 39 | 210 | 97 | 210 | 31 | 120 | 84 | 120
BARK-1 | A | 22 | 140 | 55 | 140 | 72 | 140 | 26 | 140 | 65 | 140 | 21 | 80 | 54 | 80
BRGG-1 | A | 16 | 110 | 32 | 110 | 48 | 110 | 16 | 110 | 40 | 110 | 14 | 96 | 34 | 46
BRYP-1 | A | 15 | 82 | 25 | 82 | 31 | 82 | 22 | 82 | 37 | 82 | 10 | 82 | 27 | 47
CDCL-1 | A | 30 | 160 | 40 | 160 | 40 | 160 | 34 | 160 | 40 | 160 | 27 | 120 | 40 | 120
CLAC-1 | A | 3 | 28 | 8 | 28 | 13 | 28 | 3 | 36 | 9 | 36 | 3 | 28 | 8 | 28
CNQPS-1 | A | 22 | 126 | 51 | 126 | 70 | 126 | 28 | 126 | 70 | 126 | 20 | 100 | 45 | 100
CNQPS-2 | A | 22 | 126 | 51 | 126 | 70 | 126 | 28 | 126 | 70 | 126 | 20 | 100 | 45 | 100
CNQPS-3 | A | 22 | 126 | 51 | 126 | 70 | 126 | 28 | 126 | 70 | 126 | 20 | 100 | 45 | 100
CNQPS-4 | A | 22 | 126 | 51 | 126 | 70 | 126 | 28 | 126 | 70 | 126 | 20 | 100 | 45 | 100
COCK-1 | A | 15 | 168 | 42 | 168 | 48 | 168 | 10 | 168 | 25 | 168 | 6 | 138 | 7 | 138
COCK-2 | A | 15 | 168 | 42 | 168 | 48 | 168 | 10 | 168 | 25 | 168 | 6 | 138 | 7 | 138
COCK-3 | A | 15 | 168 | 42 | 168 | 48 | 168 | 10 | 168 | 25 | 168 | 6 | 138 | 7 | 138
COCK-4 | A | 15 | 168 | 42 | 168 | 48 | 168 | 10 | 168 | 25 | 168 | 6 | 138 | 7 | 138
CORB-1 | A | 10 | 130 | 30 | 130 | 50 | 130 | 28 | 130 | 60 | 130 | 15 | 95 | 40 | 60
COSO-1 | A | 20 | 380 | 40 | 380 | 50 | 380 | 60 | 380 | 140 | 380 | 17 | 304 | 40 | 304
COTPS-1 | A | 29 | 277 | 50 | 277 | 62 | 277 | 35 | 60 | 63 | 277 | 30 | 122 | 60 | 122
COTPS-2 | A | 29 | 287 | 50 | 287 | 62 | 287 | 35 | 60 | 63 | 287 | 30 | 122 | 60 | 122
COTPS-3 | A | 29 | 287 | 50 | 287 | 62 | 287 | 35 | 60 | 63 | 287 | 30 | 122 | 60 | 122
COTPS-4 | A | 29 | 277 | 50 | 277 | 62 | 277 | 35 | 60 | 63 | 277 | 30 | 122 | 60 | 122
COWE1 | A | 7 | 30 | 17 | 30 | 17 | 30 | 7 | 30 | 17 | 30 | 7 | 30 | 17 | 30
COWE2 | A | 7 | 30 | 17 | 30 | 17 | 30 | 7 | 30 | 17 | 30 | 7 | 30 | 17 | 30
CRUA-1 | A | 10 | 110 | 25 | 110 | 37 | 110 | 12 | 110 | 30 | 110 | 10 | 84 | 25 | 48
CRUA-2 | A | 10 | 110 | 25 | 110 | 37 | 110 | 12 | 110 | 30 | 110 | 10 | 84 | 25 | 48
CRUA-3 | A | 7 | 30 | 15 | 30 | 21 | 30 | 9 | 30 | 24 | 30 | 5 | 25 | 13 | 15
CRUA-4 | A | 7 | 30 | 15 | 30 | 21 | 30 | 9 | 30 | 24 | 30 | 5 | 25 | 13 | 15
DAMC-1 | A | 64 | 380 | 136 | 380 | 156 | 380 | 80 | 380 | 180 | 380 | 60 | 293 | 190 | 128
DEEP-1 | A | 20 | 180 | 60 | 180 | 86 | 180 | 22 | 180 | 80 | 180 | 24 | 96 | 52 | 96
DERW-1 | A | 13 | 90 | 35 | 90 | 45 | 90 | 16 | 90 | 40 | 90 | 16 | 90 | 32 | 72
DIDCB5 | A | 40 | 330 | 104 | 330 | 125 | 330 | 55 | 330 | 140 | 330 | 40 | 185 | 105 | 185
DIDCB6 | A | 64 | 203 | 120 | 203 | 120 | 203 | 60 | 203 | 100 | 203 | 68 | 115 | 130 | 73
DIDC1 | A | 42 | 225 | 85 | 225 | 85 | 225 | 24 | 225 | 62 | 120 | 24 | 73 | 60 | 147
DIDC2 | A | 42 | 225 | 85 | 225 | 85 | 225 | 24 | 225 | 62 | 120 | 24 | 73 | 60 | 147
DIDC3 | A | 42 | 225 | 85 | 225 | 85 | 225 | 24 | 225 | 62 | 120 | 24 | 73 | 60 | 147
DIDC4 | A | 42 | 225 | 85 | 225 | 85 | 225 | 24 | 225 | 62 | 120 | 24 | 73 | 60 | 147
DINO-1 | A | 14 | 138 | 39 | 138 | 58 | 138 | 28 | 138 | 72 | 138 | 14 | 118 | 36 | 88
DINO-2 | A | 14 | 138 | 39 | 138 | 58 | 138 | 28 | 138 | 72 | 138 | 14 | 118 | 36 | 88
DINO-3 | A | 14 | 138 | 39 | 138 | 58 | 138 | 28 | 138 | 72 | 138 | 14 | 118 | 36 | 88
DINO-4 | A | 14 | 138 | 39 | 138 | 58 | 138 | 28 | 138 | 72 | 138 | 14 | 118 | 36 | 88
DINO-5 | A | 14 | 138 | 39 | 138 | 58 | 138 | 28 | 138 | 72 | 138 | 14 | 118 | 36 | 88
DINO-6 | A | 14 | 138 | 39 | 138 | 58 | 138 | 28 | 138 | 72 | 138 | 14 | 118 | 36 | 88
DRAXX-1 | A | 68 | 345 | 100 | 345 | 100 | 345 | 64 | 95 | 110 | 345 | 60 | 225 | 70 | 225
DRAXX-2 | A | 68 | 345 | 100 | 345 | 100 | 345 | 64 | 95 | 110 | 345 | 60 | 225 | 70 | 225
DRAXX-3 | A | 68 | 345 | 100 | 345 | 100 | 345 | 64 | 95 | 110 | 345 | 60 | 225 | 70 | 225
DRAXX-4 | A | 68 | 345 | 100 | 345 | 100 | 345 | 64 | 95 | 110 | 345 | 60 | 225 | 70 | 225
DRAXX-5 | A | 68 | 345 | 100 | 345 | 100 | 345 | 64 | 95 | 110 | 345 | 60 | 225 | 70 | 225
DRAXX-6 | A | 68 | 345 | 100 | 345 | 100 | 345 | 64 | 95 | 110 | 345 | 60 | 225 | 70 | 225
EECL-1 | A | 20 | 133 | 25 | 133 | 26 | 133 | 29 | 133 | 80 | 133 | 18 | 105 | 26 | 105
EGGPS-1 | A | 45 | 205 | 83 | 205 | 83 | 205 | 49 | 205 | 110 | 205 | 33 | 95 | 60 | 95
EGGPS-2 | A | 45 | 205 | 83 | 205 | 83 | 205 | 49 | 205 | 110 | 205 | 33 | 95 | 60 | 95
EGGPS-3 | A | 45 | 205 | 83 | 205 | 83 | 205 | 49 | 205 | 110 | 205 | 33 | 95 | 60 | 95
EGGPS-4 | A | 45 | 205 | 83 | 205 | 83 | 205 | 49 | 205 | 110 | 205 | 33 | 95 | 60 | 95
ERRO-1 | A | 1 | 21 | 1 | 21 | 1 | 21 | 2 | 21 | 5 | 21 | 1 | 17 | 1 | 17
ERRO-2 | A | 1 | 21 | 1 | 21 | 1 | 21 | 2 | 21 | 5 | 21 | 1 | 17 | 1 | 17
ERRO-3 | A | 1 | 21 | 1 | 21 | 1 | 21 | 2 | 21 | 5 | 21 | 1 | 17 | 1 | 17
FASN-1 | A | 0 | 15 | 1 | 15 | 1 | 15 | 1 | 15 | 2 | 15 | 0 | 15 | 1 | 12
FASN-2 | A | 0 | 15 | 1 | 15 | 1 | 15 | 1 | 15 | 2 | 15 | 0 | 15 | 1 | 12
FASN-3 | A | 0 | 15 | 1 | 15 | 1 | 15 | 1 | 15 | 2 | 15 | 0 | 15 | 1 | 12
FAWL1 | A | 36 | 244 | 77 | 244 | 77 | 244 | 10 | 244 | 10 | 244 | 40 | 98 | 91 | 145
FAWL3 | A | 36 | 244 | 77 | 244 | 77 | 244 | 10 | 244 | 10 | 244 | 40 | 98 | 91 | 145
FAWN-1 | A | 10 | 52 | 25 | 52 | 40 | 52 | 13 | 52 | 32 | 52 | 11 | 37 | 27 | 27
FELL-1 | A | 9 | 63 | 21 | 63 | 22 | 63 | 10 | 63 | 24 | 63 | 9 | 63 | 22 | 63
FERR-1 | A | 25 | 150 | 45 | 250 | 56 | 250 | 40 | 250 | 60 | 250 | 34 | 80 | 59 | 150
FERR-2 | A | 25 | 150 | 45 | 250 | 56 | 250 | 40 | 250 | 60 | 250 | 34 | 80 | 59 | 150
FERR-3 | A | 25 | 150 | 45 | 250 | 56 | 250 | 40 | 250 | 60 | 250 | 34 | 80 | 59 | 150
FERR-4 | A | 25 | 150 | 45 | 250 | 56 | 250 | 40 | 250 | 60 | 250 | 34 | 80 | 59 | 150
FFES-1 | A | 10 | 35 | 27 | 35 | 30 | 35 | 9 | 35 | 22 | 35 | 4 | 27 | 6 | 27
FFES-2 | A | 10 | 35 | 27 | 35 | 30 | 35 | 9 | 35 | 22 | 35 | 4 | 27 | 6 | 27
FFES-3 | A | 10 | 35 | 27 | 35 | 30 | 35 | 9 | 35 | 22 | 35 | 4 | 27 | 6 | 27
FFES-4 | A | 10 | 35 | 27 | 35 | 30 | 35 | 9 | 35 | 22 | 35 | 4 | 27 | 6 | 27
FIDL-1 | A | 13 | 205 | 20 | 205 | 23 | 205 | 35 | 100 | 40 | 147 | 30 | 147 | 50 | 147
FIDL-2 | A | 13 | 205 | 20 | 205 | 23 | 205 | 35 | 100 | 40 | 147 | 30 | 147 | 50 | 147
FIDL-3 | A | 13 | 205 | 20 | 205 | 23 | 205 | 35 | 100 | 40 | 147 | 30 | 147 | 50 | 147
FIDL-4 | A | 13 | 205 | 20 | 205 | 23 | 205 | 35 | 100 | 40 | 147 | 30 | 147 | 50 | 147
FIFE-1 | A | 6 | 63 | 12 | 63 | 12 | 63 | 11 | 63 | 24 | 63 | 6 | 53 | 8 | 53
FINL-1 | A | 0 | 14 | 1 | 14 | 1 | 14 | 1 | 14 | 2 | 14 | 0 | 14 | 1 | 11
FOYE-1 | A | 6 | 60 | 13 | 60 | 16 | 60 | 11 | 60 | 27 | 60 | 5 | 30 | 11 | 30
FOYE-2 | A | 6 | 60 | 13 | 60 | 16 | 60 | 11 | 60 | 27 | 60 | 5 | 30 | 11 | 30
GRAI-1 | A | 43 | 485 | 100 | 485 | 160 | 485 | 60 | 485 | 140 | 485 | 33 | 0 | 60 | 345
GRAI-3 | A | 43 | 485 | 100 | 485 | 160 | 485 | 60 | 485 | 140 | 485 | 33 | 0 | 60 | 345
GRAI-4 | A | 43 | 485 | 100 | 485 | 160 | 485 | 60 | 485 | 140 | 485 | 33 | 0 | 60 | 345
GRMO-1 | A | 8 | 43 | 8 | 43 | 8 | 43 | 8 | 43 | 8 | 43 | 8 | 23 | 8 | 23
GYAR-1 | A | 17 | 176 | 42 | 176 | 66 | 176 | 24 | 176 | 60 | 176 | 17 | 176 | 42 | 176
HUMR-1 | A | 36 | 330 | 90 | 330 | 144 | 330 | 52 | 330 | 126 | 330 | 40 | 257 | 90 | 257
INDQ-1 | A | 12 | 102 | 31 | 102 | 43 | 102 | 13 | 102 | 34 | 102 | 12 | 72 | 30 | 72
IRNPS-1 | A | 35 | 125 | 45 | 125 | 48 | 285 | 42 | 285 | 68 | 125 | 28 | 125 | 42 | 185
IRNPS-2 | A | 35 | 125 | 45 | 125 | 48 | 285 | 42 | 285 | 68 | 125 | 28 | 125 | 42 | 185
KEAD-1 | A | 36 | 300 | 78 | 300 | 116 | 300 | 62 | 300 | 128 | 300 | 38 | 190 | 84 | 190
KILLPG-1 | A | 8 | 225 | 10 | 225 | 10 | 225 | 10 | 225 | 12 | 225 | 4 | 150 | 15 | 150
KILLPG-2 | A | 8 | 225 | 10 | 225 | 10 | 225 | 10 | 225 | 12 | 225 | 4 | 150 | 15 | 150
KILNS-1 | A | 30 | 290 | 72 | 290 | 84 | 290 | 42 | 290 | 114 | 290 | 18 | 104 | 45 | 104
KINO-1 | A | 27 | 255 | 35 | 255 | 35 | 255 | 22 | 255 | 44 | 255 | 14 | 185 | 35 | 185
KINO-2 | A | 27 | 255 | 35 | 255 | 35 | 255 | 22 | 255 | 44 | 255 | 14 | 185 | 35 | 185
KINO-3 | A | 27 | 255 | 35 | 255 | 35 | 255 | 22 | 255 | 41 | 255 | 14 | 185 | 35 | 185
KINO-4 | A | 27 | 255 | 35 | 255 | 35 | 255 | 22 | 255 | 41 | 255 | 14 | 185 | 35 | 185
KLYN-A-1 | A | 24 | 126 | 50 | 126 | 50 | 126 | 34 | 126 | 70 | 126 | 22 | 81 | 34 | 81
LAGA-1 | A | 58 | 485 | 135 | 485 | 158 | 485 | 50 | 425 | 140 | 425 | 56 | 425 | 135 | 330
LBAR-1G | A | 1 | 16 | 4 | 16 | 6 | 16 | 2 | 16 | 4 | 16 | 1 | 9 | 4 | 9
LBAR-1 | A | 40 | 230 | 64 | 230 | 66 | 230 | 60 | 230 | 132 | 230 | 36 | 120 | 86 | 120
LITTD1 | A | 57 | 485 | 110 | 485 | 110 | 485 | 66 | 485 | 80 | 485 | 60 | 335 | 150 | 335
LITTD2 | A | 57 | 485 | 110 | 485 | 110 | 485 | 66 | 485 | 80 | 485 | 60 | 335 | 150 | 335
LITTD3 | A | 57 | 485 | 110 | 485 | 110 | 485 | 66 | 485 | 80 | 485 | 60 | 335 | 150 | 335
LOAN-1 | A | 25 | 326 | 51 | 326 | 55 | 326 | 19 | 326 | 50 | 326 | 12 | 276 | 28 | 276
LOAN-2 | A | 25 | 326 | 51 | 326 | 55 | 326 | 19 | 326 | 50 | 326 | 12 | 276 | 28 | 276
LOAN-3 | A | 25 | 326 | 51 | 326 | 55 | 326 | 19 | 326 | 50 | 326 | 12 | 276 | 28 | 276
MEDP-1 | A | 28 | 231 | 72 | 231 | 72 | 231 | 44 | 231 | 110 | 231 | 28 | 190 | 72 | 190
MRWD-1 | A | 50 | 384 | 90 | 384 | 100 | 384 | 52 | 384 | 160 | 384 | 52 | 298 | 110 | 298
NANT-1 | A | 0 | 15 | 0 | 15 | 0 | 15 | 0 | 15 | 1 | 15 | 0 | 15 | 0 | 15
PEHE-1 | A | 47 | 435 | 100 | 435 | 100 | 435 | 67 | 435 | 105 | 435 | 64 | 245 | 100 | 245
PEHE-2 | A | 16 | 490 | 40 | 265 | 42 | 490 | 0 | 0 | 0 | 0 | 0 | 490 | 0 | 490
PETEM1 | A | 20 | 180 | 46 | 180 | 52 | 180 | 24 | 180 | 58 | 180 | 20 | 150 | 50 | 100
RATS-1 | A | 39 | 270 | 84 | 270 | 90 | 270 | 39 | 155 | 54 | 270 | 42 | 105 | 95 | 155
RATS-2 | A | 39 | 270 | 84 | 270 | 90 | 270 | 39 | 155 | 54 | 270 | 42 | 105 | 95 | 155
RATS-3 | A | 39 | 270 | 84 | 270 | 90 | 270 | 39 | 155 | 54 | 270 | 42 | 105 | 95 | 155
RATS-4 | A | 39 | 270 | 84 | 270 | 90 | 270 | 39 | 155 | 54 | 270 | 42 | 105 | 95 | 155
ROCK-1 | A | 20 | 380 | 50 | 380 | 50 | 380 | 60 | 380 | 156 | 380 | 18 | 305 | 30 | 305
ROOS-1 | A | 12 | 140 | 32 | 140 | 32 | 140 | 13 | 140 | 32 | 140 | 13 | 108 | 32 | 108
RUGPS-6 | A | 36 | 243 | 80 | 243 | 80 | 243 | 40 | 243 | 90 | 243 | 40 | 155 | 95 | 105
RUGPS-7 | A | 36 | 243 | 80 | 243 | 80 | 243 | 40 | 243 | 90 | 243 | 40 | 155 | 95 | 105
RYHPS-1 | A | 30 | 305 | 48 | 305 | 66 | 305 | 42 | 305 | 51 | 305 | 30 | 130 | 42 | 68
SCCL-1 | A | 35 | 180 | 70 | 180 | 70 | 180 | 40 | 180 | 95 | 180 | 40 | 100 | 100 | 50
SCCL-2 | A | 35 | 180 | 70 | 180 | 70 | 180 | 40 | 180 | 95 | 180 | 40 | 100 | 100 | 50
SCCL-3 | A | 35 | 180 | 70 | 180 | 70 | 180 | 40 | 180 | 95 | 180 | 40 | 100 | 100 | 50
SEAB-1 | A | 44 | 254 | 125 | 254 | 150 | 254 | 55 | 254 | 150 | 254 | 75 | 164 | 176 | 38
SEAB-2 | A | 31 | 138 | 76 | 138 | 86 | 138 | 32 | 138 | 82 | 138 | 37 | 73 | 90 | 43
SHBA-1 | A | 41 | 255 | 104 | 255 | 115 | 255 | 44 | 255 | 120 | 255 | 39 | 195 | 115 | 40
SHBA-2 | A | 26 | 183 | 64 | 183 | 70 | 183 | 30 | 183 | 80 | 183 | 28 | 103 | 66 | 69
SHOS-1 | A | 18 | 160 | 24 | 160 | 24 | 160 | 30 | 160 | 75 | 160 | 18 | 135 | 24 | 135
SHOT-1 | A | 8 | 75 | 20 | 75 | 32 | 75 | 12 | 75 | 30 | 75 | 12 | 60 | 26 | 45
SIZB-1 | A | 38 | 283 | 45 | 283 | 45 | 283 | 45 | 283 | 45 | 283 | 40 | 283 | 46 | 283
SIZB-2 | A | 38 | 283 | 45 | 283 | 45 | 283 | 45 | 283 | 45 | 283 | 40 | 283 | 46 | 283
SLOY-1 | A | 0 | 38 | 1 | 38 | 1 | 38 | 1 | 38 | 2 | 38 | 0 | 38 | 1 | 30
SLOY-2 | A | 0 | 38 | 1 | 38 | 1 | 38 | 1 | 38 | 2 | 38 | 0 | 38 | 1 | 30
SLOY-3 | A | 0 | 38 | 1 | 38 | 1 | 38 | 1 | 38 | 2 | 38 | 0 | 38 | 1 | 30
SLOY-4 | A | 0 | 28 | 1 | 28 | 1 | 28 | 1 | 28 | 2 | 28 | 0 | 28 | 1 | 22
SPLN-1 | A | 40 | 380 | 100 | 380 | 110 | 380 | 50 | 380 | 120 | 380 | 30 | 380 | 90 | 300
STAY-1 | A | 34 | 221 | 62 | 221 | 62 | 221 | 35 | 221 | 85 | 221 | 33 | 161 | 60 | 161
STAY-2 | A | 34 | 221 | 62 | 221 | 62 | 221 | 35 | 221 | 85 | 221 | 33 | 161 | 60 | 161
STAY-3 | A | 34 | 221 | 62 | 221 | 62 | 221 | 35 | 221 | 85 | 221 | 33 | 161 | 60 | 161
STAY-4 | A | 34 | 221 | 62 | 221 | 62 | 221 | 35 | 221 | 85 | 221 | 33 | 161 | 60 | 161
SUTB-1 | A | 30 | 287 | 82 | 287 | 90 | 287 | 44 | 287 | 120 | 287 | 40 | 248 | 104 | 248
SVRP-10 | A | 20 | 225 | 50 | 225 | 70 | 225 | 32 | 225 | 80 | 225 | 20 | 172 | 50 | 172
SVRP-20 | A | 20 | 225 | 50 | 225 | 70 | 225 | 32 | 225 | 80 | 225 | 20 | 172 | 50 | 172
TESI-1 | A | 40 | 260 | 100 | 260 | 140 | 260 | 60 | 260 | 140 | 260 | 40 | 200 | 120 | 100
TESI-2 | A | 40 | 260 | 100 | 260 | 140 | 260 | 60 | 260 | 140 | 260 | 40 | 200 | 120 | 100
TILB-7 | A | 20 | 160 | 30 | 160 | 30 | 160 | 20 | 160 | 30 | 160 | 6 | 100 | 10 | 100
TILB-8 | A | 20 | 160 | 30 | 160 | 30 | 160 | 20 | 160 | 30 | 160 | 6 | 100 | 10 | 100
TILB-9 | A | 20 | 160 | 30 | 160 | 30 | 160 | 20 | 160 | 30 | 160 | 6 | 100 | 10 | 100
TILB10 | A | 20 | 160 | 30 | 160 | 30 | 160 | 20 | 160 | 30 | 160 | 6 | 100 | 10 | 100
USKM-13 | A | 6 | 49 | 15 | 49 | 17 | 49 | 8 | 49 | 19 | 49 | 7 | 36 | 8 | 36
USKM-14 | A | 6 | 49 | 15 | 49 | 17 | 49 | 8 | 49 | 19 | 49 | 7 | 36 | 8 | 36
USKM-15 | A | 6 | 49 | 15 | 49 | 17 | 49 | 8 | 49 | 19 | 49 | 7 | 36 | 8 | 36
WBUPS-1 | A | 30 | 113 | 48 | 153 | 48 | 153 | 32 | 113 | 50 | 113 | 40 | 153 | 65 | 113
WBUPS-2 | A | 30 | 133 | 48 | 173 | 48 | 173 | 32 | 133 | 50 | 133 | 40 | 173 | 65 | 133
WBUPS-3 | A | 30 | 133 | 48 | 173 | 48 | 173 | 32 | 133 | 50 | 133 | 40 | 173 | 65 | 133
WBUPS-4 | A | 30 | 113 | 48 | 153 | 48 | 153 | 32 | 113 | 50 | 113 | 40 | 153 | 65 | 113

## Jul 2011
MW Response Capability by BMU
|  | Primary Response (Max MWhrs) | [5 empty] | Secondary Response (Max Mwhrs) |  |  |  | High Frequency Response (Max MWhrs)
UNIT | Mode | 0.2Hz |  | 0.5Hz |  | 0.8Hz |  | 0.2/0.2Hz |  | 0.5/0.5Hz |  | 0.2Hz |  | 0.5Hz
ABTH7 | A | 40 | 250 | 72 | 250 | 72 | 250 | 48 | 250 | 120 | 250 | 38 | 185 | 55 | 185
ABTH8 | A | 40 | 250 | 72 | 250 | 72 | 250 | 48 | 250 | 120 | 250 | 38 | 185 | 55 | 185
ABTH9 | A | 40 | 250 | 72 | 250 | 72 | 250 | 48 | 250 | 120 | 250 | 38 | 185 | 55 | 185
BAGE-1 | A | 30 | 255 | 70 | 255 | 90 | 255 | 35 | 255 | 90 | 255 | 28 | 220 | 70 | 185
BAGE-2 | A | 3 | 17 | 8 | 17 | 12 | 17 | 4 | 17 | 9 | 17 | 2 | 17 | 5 | 17
BARKB2 | A | 33 | 210 | 82 | 210 | 108 | 210 | 39 | 210 | 97 | 210 | 31 | 120 | 84 | 120
BARK-1 | A | 22 | 140 | 55 | 140 | 72 | 140 | 26 | 140 | 65 | 140 | 21 | 80 | 54 | 80
BRGG-1 | A | 16 | 110 | 32 | 110 | 48 | 110 | 16 | 110 | 40 | 110 | 14 | 96 | 34 | 46
BRYP-1 | A | 15 | 82 | 25 | 82 | 31 | 82 | 22 | 82 | 37 | 82 | 10 | 82 | 27 | 47
CDCL-1 | A | 30 | 160 | 40 | 160 | 40 | 160 | 34 | 160 | 40 | 160 | 27 | 120 | 40 | 120
CLAC-1 | A | 3 | 28 | 8 | 28 | 13 | 28 | 3 | 36 | 9 | 36 | 3 | 28 | 8 | 28
CNQPS-1 | A | 22 | 126 | 51 | 126 | 70 | 126 | 28 | 126 | 70 | 126 | 20 | 100 | 45 | 100
CNQPS-2 | A | 22 | 126 | 51 | 126 | 70 | 126 | 28 | 126 | 70 | 126 | 20 | 100 | 45 | 100
CNQPS-3 | A | 22 | 126 | 51 | 126 | 70 | 126 | 28 | 126 | 70 | 126 | 20 | 100 | 45 | 100
CNQPS-4 | A | 22 | 126 | 51 | 126 | 70 | 126 | 28 | 126 | 70 | 126 | 20 | 100 | 45 | 100
COCK-1 | A | 15 | 168 | 42 | 168 | 48 | 168 | 10 | 168 | 25 | 168 | 6 | 138 | 7 | 138
COCK-2 | A | 15 | 168 | 42 | 168 | 48 | 168 | 10 | 168 | 25 | 168 | 6 | 138 | 7 | 138
COCK-3 | A | 15 | 168 | 42 | 168 | 48 | 168 | 10 | 168 | 25 | 168 | 6 | 138 | 7 | 138
COCK-4 | A | 15 | 168 | 42 | 168 | 48 | 168 | 10 | 168 | 25 | 168 | 6 | 138 | 7 | 138
CORB-1 | A | 10 | 130 | 30 | 130 | 50 | 130 | 28 | 130 | 60 | 130 | 15 | 95 | 40 | 60
COSO-1 | A | 20 | 380 | 40 | 380 | 50 | 380 | 60 | 380 | 140 | 380 | 17 | 304 | 40 | 304
COTPS-1 | A | 29 | 277 | 50 | 277 | 62 | 277 | 35 | 60 | 63 | 277 | 30 | 122 | 60 | 122
COTPS-2 | A | 29 | 287 | 50 | 287 | 62 | 287 | 35 | 60 | 63 | 287 | 30 | 122 | 60 | 122
COTPS-3 | A | 29 | 287 | 50 | 287 | 62 | 287 | 35 | 60 | 63 | 287 | 30 | 122 | 60 | 122
COTPS-4 | A | 29 | 277 | 50 | 277 | 62 | 277 | 35 | 60 | 63 | 277 | 30 | 122 | 60 | 122
COWE1 | A | 7 | 30 | 17 | 30 | 17 | 30 | 7 | 30 | 17 | 30 | 7 | 30 | 17 | 30
COWE2 | A | 7 | 30 | 17 | 30 | 17 | 30 | 7 | 30 | 17 | 30 | 7 | 30 | 17 | 30
CRUA-1 | A | 10 | 110 | 25 | 110 | 37 | 110 | 12 | 110 | 30 | 110 | 10 | 84 | 25 | 48
CRUA-2 | A | 10 | 110 | 25 | 110 | 37 | 110 | 12 | 110 | 30 | 110 | 10 | 84 | 25 | 48
CRUA-3 | A | 7 | 30 | 15 | 30 | 21 | 30 | 9 | 30 | 24 | 30 | 5 | 25 | 13 | 15
CRUA-4 | A | 7 | 30 | 15 | 30 | 21 | 30 | 9 | 30 | 24 | 30 | 5 | 25 | 13 | 15
DAMC-1 | A | 64 | 380 | 136 | 380 | 156 | 380 | 80 | 380 | 180 | 380 | 60 | 293 | 190 | 128
DEEP-1 | A | 20 | 180 | 60 | 180 | 86 | 180 | 22 | 180 | 80 | 180 | 24 | 96 | 52 | 96
DERW-1 | A | 13 | 90 | 35 | 90 | 45 | 90 | 16 | 90 | 40 | 90 | 16 | 90 | 32 | 72
DIDCB5 | A | 40 | 330 | 104 | 330 | 125 | 330 | 55 | 330 | 140 | 330 | 40 | 185 | 105 | 185
DIDCB6 | A | 64 | 203 | 120 | 203 | 120 | 203 | 60 | 203 | 100 | 203 | 68 | 115 | 130 | 73
DIDC1 | A | 42 | 225 | 85 | 225 | 85 | 225 | 24 | 225 | 62 | 120 | 24 | 73 | 60 | 147
DIDC2 | A | 42 | 225 | 85 | 225 | 85 | 225 | 24 | 225 | 62 | 120 | 24 | 73 | 60 | 147
DIDC3 | A | 42 | 225 | 85 | 225 | 85 | 225 | 24 | 225 | 62 | 120 | 24 | 73 | 60 | 147
DIDC4 | A | 42 | 225 | 85 | 225 | 85 | 225 | 24 | 225 | 62 | 120 | 24 | 73 | 60 | 147
DINO-1 | A | 14 | 138 | 39 | 138 | 58 | 138 | 28 | 138 | 72 | 138 | 14 | 118 | 36 | 88
DINO-2 | A | 14 | 138 | 39 | 138 | 58 | 138 | 28 | 138 | 72 | 138 | 14 | 118 | 36 | 88
DINO-3 | A | 14 | 138 | 39 | 138 | 58 | 138 | 28 | 138 | 72 | 138 | 14 | 118 | 36 | 88
DINO-4 | A | 14 | 138 | 39 | 138 | 58 | 138 | 28 | 138 | 72 | 138 | 14 | 118 | 36 | 88
DINO-5 | A | 14 | 138 | 39 | 138 | 58 | 138 | 28 | 138 | 72 | 138 | 14 | 118 | 36 | 88
DINO-6 | A | 14 | 138 | 39 | 138 | 58 | 138 | 28 | 138 | 72 | 138 | 14 | 118 | 36 | 88
DRAXX-1 | A | 68 | 345 | 100 | 345 | 100 | 345 | 64 | 95 | 110 | 345 | 60 | 225 | 70 | 225
DRAXX-2 | A | 68 | 345 | 100 | 345 | 100 | 345 | 64 | 95 | 110 | 345 | 60 | 225 | 70 | 225
DRAXX-3 | A | 68 | 345 | 100 | 345 | 100 | 345 | 64 | 95 | 110 | 345 | 60 | 225 | 70 | 225
DRAXX-4 | A | 68 | 345 | 100 | 345 | 100 | 345 | 64 | 95 | 110 | 345 | 60 | 225 | 70 | 225
DRAXX-5 | A | 68 | 345 | 100 | 345 | 100 | 345 | 64 | 95 | 110 | 345 | 60 | 225 | 70 | 225
DRAXX-6 | A | 68 | 345 | 100 | 345 | 100 | 345 | 64 | 95 | 110 | 345 | 60 | 225 | 70 | 225
EECL-1 | A | 20 | 133 | 25 | 133 | 26 | 133 | 29 | 133 | 80 | 133 | 18 | 105 | 26 | 105
EGGPS-1 | A | 45 | 205 | 83 | 205 | 83 | 205 | 49 | 205 | 110 | 205 | 33 | 95 | 60 | 95
EGGPS-2 | A | 45 | 205 | 83 | 205 | 83 | 205 | 49 | 205 | 110 | 205 | 33 | 95 | 60 | 95
EGGPS-3 | A | 45 | 205 | 83 | 205 | 83 | 205 | 49 | 205 | 110 | 205 | 33 | 95 | 60 | 95
EGGPS-4 | A | 45 | 205 | 83 | 205 | 83 | 205 | 49 | 205 | 110 | 205 | 33 | 95 | 60 | 95
ERRO-1 | A | 1 | 21 | 1 | 21 | 1 | 21 | 2 | 21 | 5 | 21 | 1 | 17 | 1 | 17
ERRO-2 | A | 1 | 21 | 1 | 21 | 1 | 21 | 2 | 21 | 5 | 21 | 1 | 17 | 1 | 17
ERRO-3 | A | 1 | 21 | 1 | 21 | 1 | 21 | 2 | 21 | 5 | 21 | 1 | 17 | 1 | 17
FASN-1 | A | 0 | 15 | 1 | 15 | 1 | 15 | 1 | 15 | 2 | 15 | 0 | 15 | 1 | 12
FASN-2 | A | 0 | 15 | 1 | 15 | 1 | 15 | 1 | 15 | 2 | 15 | 0 | 15 | 1 | 12
FASN-3 | A | 0 | 15 | 1 | 15 | 1 | 15 | 1 | 15 | 2 | 15 | 0 | 15 | 1 | 12
FAWL1 | A | 36 | 244 | 77 | 244 | 77 | 244 | 10 | 244 | 10 | 244 | 40 | 98 | 91 | 145
FAWL3 | A | 36 | 244 | 77 | 244 | 77 | 244 | 10 | 244 | 10 | 244 | 40 | 98 | 91 | 145
FAWN-1 | A | 10 | 52 | 25 | 52 | 40 | 52 | 13 | 52 | 32 | 52 | 11 | 37 | 27 | 27
FELL-1 | A | 9 | 63 | 21 | 63 | 22 | 63 | 10 | 63 | 24 | 63 | 9 | 63 | 22 | 63
FERR-1 | A | 25 | 150 | 45 | 250 | 56 | 250 | 40 | 250 | 60 | 250 | 34 | 80 | 59 | 150
FERR-2 | A | 25 | 150 | 45 | 250 | 56 | 250 | 40 | 250 | 60 | 250 | 34 | 80 | 59 | 150
FERR-3 | A | 25 | 150 | 45 | 250 | 56 | 250 | 40 | 250 | 60 | 250 | 34 | 80 | 59 | 150
FERR-4 | A | 25 | 150 | 45 | 250 | 56 | 250 | 40 | 250 | 60 | 250 | 34 | 80 | 59 | 150
FFES-1 | A | 10 | 35 | 27 | 35 | 30 | 35 | 9 | 35 | 22 | 35 | 4 | 27 | 6 | 27
FFES-2 | A | 10 | 35 | 27 | 35 | 30 | 35 | 9 | 35 | 22 | 35 | 4 | 27 | 6 | 27
FFES-3 | A | 10 | 35 | 27 | 35 | 30 | 35 | 9 | 35 | 22 | 35 | 4 | 27 | 6 | 27
FFES-4 | A | 10 | 35 | 27 | 35 | 30 | 35 | 9 | 35 | 22 | 35 | 4 | 27 | 6 | 27
FIDL-1 | A | 13 | 205 | 20 | 205 | 23 | 205 | 35 | 100 | 40 | 147 | 30 | 147 | 50 | 147
FIDL-2 | A | 13 | 205 | 20 | 205 | 23 | 205 | 35 | 100 | 40 | 147 | 30 | 147 | 50 | 147
FIDL-3 | A | 13 | 205 | 20 | 205 | 23 | 205 | 35 | 100 | 40 | 147 | 30 | 147 | 50 | 147
FIDL-4 | A | 13 | 205 | 20 | 205 | 23 | 205 | 35 | 100 | 40 | 147 | 30 | 147 | 50 | 147
FIFE-1 | A | 6 | 63 | 12 | 63 | 12 | 63 | 11 | 63 | 24 | 63 | 6 | 53 | 8 | 53
FINL-1 | A | 0 | 14 | 1 | 14 | 1 | 14 | 1 | 14 | 2 | 14 | 0 | 14 | 1 | 11
FOYE-1 | A | 6 | 60 | 13 | 60 | 16 | 60 | 11 | 60 | 27 | 60 | 5 | 30 | 11 | 30
FOYE-2 | A | 6 | 60 | 13 | 60 | 16 | 60 | 11 | 60 | 27 | 60 | 5 | 30 | 11 | 30
GRAI-1 | A | 43 | 485 | 100 | 485 | 160 | 485 | 60 | 485 | 140 | 485 | 33 | 0 | 60 | 345
GRAI-3 | A | 43 | 485 | 100 | 485 | 160 | 485 | 60 | 485 | 140 | 485 | 33 | 0 | 60 | 345
GRAI-4 | A | 43 | 485 | 100 | 485 | 160 | 485 | 60 | 485 | 140 | 485 | 33 | 0 | 60 | 345
GRMO-1 | A | 8 | 43 | 8 | 43 | 8 | 43 | 8 | 43 | 8 | 43 | 8 | 23 | 8 | 23
GYAR-1 | A | 17 | 176 | 42 | 176 | 66 | 176 | 24 | 176 | 60 | 176 | 17 | 176 | 42 | 176
HUMR-1 | A | 36 | 330 | 90 | 330 | 144 | 330 | 52 | 330 | 126 | 330 | 40 | 257 | 90 | 257
INDQ-1 | A | 12 | 102 | 31 | 102 | 43 | 102 | 13 | 102 | 34 | 102 | 12 | 72 | 30 | 72
IRNPS-1 | A | 35 | 125 | 45 | 125 | 48 | 285 | 42 | 285 | 68 | 125 | 28 | 125 | 42 | 185
IRNPS-2 | A | 35 | 125 | 45 | 125 | 48 | 285 | 42 | 285 | 68 | 125 | 28 | 125 | 42 | 185
KEAD-1 | A | 36 | 300 | 78 | 300 | 116 | 300 | 62 | 300 | 128 | 300 | 38 | 190 | 84 | 190
KILLPG-1 | A | 8 | 225 | 10 | 225 | 10 | 225 | 10 | 225 | 12 | 225 | 4 | 150 | 15 | 150
KILLPG-2 | A | 8 | 225 | 10 | 225 | 10 | 225 | 10 | 225 | 12 | 225 | 4 | 150 | 15 | 150
KILNS-1 | A | 30 | 290 | 72 | 290 | 84 | 290 | 42 | 290 | 114 | 290 | 18 | 104 | 45 | 104
KINO-1 | A | 27 | 255 | 35 | 255 | 35 | 255 | 22 | 255 | 44 | 255 | 14 | 185 | 35 | 185
KINO-2 | A | 27 | 255 | 35 | 255 | 35 | 255 | 22 | 255 | 44 | 255 | 14 | 185 | 35 | 185
KINO-3 | A | 27 | 255 | 35 | 255 | 35 | 255 | 22 | 255 | 41 | 255 | 14 | 185 | 35 | 185
KINO-4 | A | 27 | 255 | 35 | 255 | 35 | 255 | 22 | 255 | 41 | 255 | 14 | 185 | 35 | 185
KLYN-A-1 | A | 24 | 126 | 50 | 126 | 50 | 126 | 34 | 126 | 70 | 126 | 22 | 81 | 34 | 81
LAGA-1 | A | 58 | 485 | 135 | 485 | 158 | 485 | 50 | 425 | 140 | 425 | 56 | 425 | 135 | 330
LBAR-1G | A | 1 | 16 | 4 | 16 | 6 | 16 | 2 | 16 | 4 | 16 | 1 | 9 | 4 | 9
LBAR-1 | A | 40 | 230 | 64 | 230 | 66 | 230 | 60 | 230 | 132 | 230 | 36 | 120 | 86 | 120
LITTD1 | A | 57 | 485 | 110 | 485 | 110 | 485 | 66 | 485 | 80 | 485 | 60 | 335 | 150 | 335
LITTD2 | A | 57 | 485 | 110 | 485 | 110 | 485 | 66 | 485 | 80 | 485 | 60 | 335 | 150 | 335
LITTD3 | A | 57 | 485 | 110 | 485 | 110 | 485 | 66 | 485 | 80 | 485 | 60 | 335 | 150 | 335
LOAN-1 | A | 25 | 326 | 51 | 326 | 55 | 326 | 19 | 326 | 50 | 326 | 12 | 276 | 28 | 276
LOAN-2 | A | 25 | 326 | 51 | 326 | 55 | 326 | 19 | 326 | 50 | 326 | 12 | 276 | 28 | 276
LOAN-3 | A | 25 | 326 | 51 | 326 | 55 | 326 | 19 | 326 | 50 | 326 | 12 | 276 | 28 | 276
MEDP-1 | A | 28 | 231 | 72 | 231 | 72 | 231 | 44 | 231 | 110 | 231 | 28 | 190 | 72 | 190
MRWD-1 | A | 50 | 384 | 90 | 384 | 100 | 384 | 52 | 384 | 160 | 384 | 52 | 298 | 110 | 298
NANT-1 | A | 0 | 15 | 0 | 15 | 0 | 15 | 0 | 15 | 1 | 15 | 0 | 15 | 0 | 15
PEHE-1 | A | 47 | 435 | 100 | 435 | 100 | 435 | 67 | 435 | 105 | 435 | 64 | 245 | 100 | 245
PEHE-2 | A | 16 | 490 | 40 | 265 | 42 | 490 | 0 | 0 | 0 | 0 | 0 | 490 | 0 | 490
PETEM1 | A | 20 | 180 | 46 | 180 | 52 | 180 | 24 | 180 | 58 | 180 | 20 | 150 | 50 | 100
RATS-1 | A | 39 | 270 | 84 | 270 | 90 | 270 | 39 | 155 | 54 | 270 | 42 | 105 | 95 | 155
RATS-2 | A | 39 | 270 | 84 | 270 | 90 | 270 | 39 | 155 | 54 | 270 | 42 | 105 | 95 | 155
RATS-3 | A | 39 | 270 | 84 | 270 | 90 | 270 | 39 | 155 | 54 | 270 | 42 | 105 | 95 | 155
RATS-4 | A | 39 | 270 | 84 | 270 | 90 | 270 | 39 | 155 | 54 | 270 | 42 | 105 | 95 | 155
ROCK-1 | A | 20 | 380 | 50 | 380 | 50 | 380 | 60 | 380 | 156 | 380 | 18 | 305 | 30 | 305
ROOS-1 | A | 12 | 140 | 32 | 140 | 32 | 140 | 13 | 140 | 32 | 140 | 13 | 108 | 32 | 108
RUGPS-6 | A | 36 | 243 | 80 | 243 | 80 | 243 | 40 | 243 | 90 | 243 | 40 | 155 | 95 | 105
RUGPS-7 | A | 36 | 243 | 80 | 243 | 80 | 243 | 40 | 243 | 90 | 243 | 40 | 155 | 95 | 105
RYHPS-1 | A | 30 | 305 | 48 | 305 | 66 | 305 | 42 | 305 | 51 | 305 | 30 | 130 | 42 | 68
SCCL-1 | A | 35 | 180 | 70 | 180 | 70 | 180 | 40 | 180 | 95 | 180 | 40 | 100 | 100 | 50
SCCL-2 | A | 35 | 180 | 70 | 180 | 70 | 180 | 40 | 180 | 95 | 180 | 40 | 100 | 100 | 50
SCCL-3 | A | 35 | 180 | 70 | 180 | 70 | 180 | 40 | 180 | 95 | 180 | 40 | 100 | 100 | 50
SEAB-1 | A | 44 | 254 | 125 | 254 | 150 | 254 | 55 | 254 | 150 | 254 | 75 | 164 | 176 | 38
SEAB-2 | A | 31 | 138 | 76 | 138 | 86 | 138 | 32 | 138 | 82 | 138 | 37 | 73 | 90 | 43
SHBA-1 | A | 41 | 255 | 104 | 255 | 115 | 255 | 44 | 255 | 120 | 255 | 39 | 195 | 115 | 40
SHBA-2 | A | 26 | 183 | 64 | 183 | 70 | 183 | 30 | 183 | 80 | 183 | 28 | 103 | 66 | 69
SHOS-1 | A | 18 | 160 | 24 | 160 | 24 | 160 | 30 | 160 | 75 | 160 | 18 | 135 | 24 | 135
SHOT-1 | A | 8 | 75 | 20 | 75 | 32 | 75 | 12 | 75 | 30 | 75 | 12 | 60 | 26 | 45
SIZB-1 | A | 38 | 283 | 45 | 283 | 45 | 283 | 45 | 283 | 45 | 283 | 40 | 283 | 46 | 283
SIZB-2 | A | 38 | 283 | 45 | 283 | 45 | 283 | 45 | 283 | 45 | 283 | 40 | 283 | 46 | 283
SLOY-1 | A | 0 | 38 | 1 | 38 | 1 | 38 | 1 | 38 | 2 | 38 | 0 | 38 | 1 | 30
SLOY-2 | A | 0 | 38 | 1 | 38 | 1 | 38 | 1 | 38 | 2 | 38 | 0 | 38 | 1 | 30
SLOY-3 | A | 0 | 38 | 1 | 38 | 1 | 38 | 1 | 38 | 2 | 38 | 0 | 38 | 1 | 30
SLOY-4 | A | 0 | 28 | 1 | 28 | 1 | 28 | 1 | 28 | 2 | 28 | 0 | 28 | 1 | 22
SPLN-1 | A | 40 | 380 | 100 | 380 | 110 | 380 | 50 | 380 | 120 | 380 | 30 | 380 | 90 | 300
STAY-1 | A | 34 | 221 | 62 | 221 | 62 | 221 | 35 | 221 | 85 | 221 | 33 | 161 | 60 | 161
STAY-2 | A | 34 | 221 | 62 | 221 | 62 | 221 | 35 | 221 | 85 | 221 | 33 | 161 | 60 | 161
STAY-3 | A | 34 | 221 | 62 | 221 | 62 | 221 | 35 | 221 | 85 | 221 | 33 | 161 | 60 | 161
STAY-4 | A | 34 | 221 | 62 | 221 | 62 | 221 | 35 | 221 | 85 | 221 | 33 | 161 | 60 | 161
SUTB-1 | A | 30 | 287 | 82 | 287 | 90 | 287 | 44 | 287 | 120 | 287 | 40 | 248 | 104 | 248
SVRP-10 | A | 20 | 225 | 50 | 225 | 70 | 225 | 32 | 225 | 80 | 225 | 20 | 172 | 50 | 172
SVRP-20 | A | 20 | 225 | 50 | 225 | 70 | 225 | 32 | 225 | 80 | 225 | 20 | 172 | 50 | 172
TESI-1 | A | 40 | 260 | 100 | 260 | 140 | 260 | 60 | 260 | 140 | 260 | 40 | 200 | 120 | 100
TESI-2 | A | 40 | 260 | 100 | 260 | 140 | 260 | 60 | 260 | 140 | 260 | 40 | 200 | 120 | 100
TILB-7 | A | 20 | 160 | 30 | 160 | 30 | 160 | 20 | 160 | 30 | 160 | 6 | 100 | 10 | 100
TILB-8 | A | 20 | 160 | 30 | 160 | 30 | 160 | 20 | 160 | 30 | 160 | 6 | 100 | 10 | 100
TILB-9 | A | 20 | 160 | 30 | 160 | 30 | 160 | 20 | 160 | 30 | 160 | 6 | 100 | 10 | 100
TILB10 | A | 20 | 160 | 30 | 160 | 30 | 160 | 20 | 160 | 30 | 160 | 6 | 100 | 10 | 100
USKM-13 | A | 6 | 49 | 15 | 49 | 17 | 49 | 8 | 49 | 19 | 49 | 7 | 36 | 8 | 36
USKM-14 | A | 6 | 49 | 15 | 49 | 17 | 49 | 8 | 49 | 19 | 49 | 7 | 36 | 8 | 36
USKM-15 | A | 6 | 49 | 15 | 49 | 17 | 49 | 8 | 49 | 19 | 49 | 7 | 36 | 8 | 36
WBUPS-1 | A | 30 | 113 | 48 | 153 | 48 | 153 | 32 | 113 | 50 | 113 | 40 | 153 | 65 | 113
WBUPS-2 | A | 30 | 133 | 48 | 173 | 48 | 173 | 32 | 133 | 50 | 133 | 40 | 173 | 65 | 133
WBUPS-3 | A | 30 | 133 | 48 | 173 | 48 | 173 | 32 | 133 | 50 | 133 | 40 | 173 | 65 | 133
WBUPS-4 | A | 30 | 113 | 48 | 153 | 48 | 153 | 32 | 113 | 50 | 113 | 40 | 153 | 65 | 113

## Jun 2011
MW Response Capability by BMU
|  | Primary Response (Max MWhrs) | [5 empty] | Secondary Response (Max Mwhrs) |  |  |  | High Frequency Response (Max MWhrs)
UNIT | Mode | 0.2Hz |  | 0.5Hz |  | 0.8Hz |  | 0.2/0.2Hz |  | 0.5/0.5Hz |  | 0.2Hz |  | 0.5Hz
ABTH7 | A | 40 | 250 | 72 | 250 | 72 | 250 | 48 | 250 | 120 | 250 | 38 | 185 | 55 | 185
ABTH8 | A | 40 | 250 | 72 | 250 | 72 | 250 | 48 | 250 | 120 | 250 | 38 | 185 | 55 | 185
ABTH9 | A | 40 | 250 | 72 | 250 | 72 | 250 | 48 | 250 | 120 | 250 | 38 | 185 | 55 | 185
BAGE-1 | A | 30 | 255 | 70 | 255 | 90 | 255 | 35 | 255 | 90 | 255 | 28 | 220 | 70 | 185
BAGE-2 | A | 3 | 17 | 8 | 17 | 12 | 17 | 4 | 17 | 9 | 17 | 2 | 17 | 5 | 17
BARKB2 | A | 33 | 210 | 82 | 210 | 108 | 210 | 39 | 210 | 97 | 210 | 31 | 120 | 84 | 120
BARK-1 | A | 22 | 140 | 55 | 140 | 72 | 140 | 26 | 140 | 65 | 140 | 21 | 80 | 54 | 80
BRGG-1 | A | 16 | 110 | 32 | 110 | 48 | 110 | 16 | 110 | 40 | 110 | 14 | 96 | 34 | 46
BRYP-1 | A | 15 | 82 | 25 | 82 | 31 | 82 | 22 | 82 | 37 | 82 | 10 | 82 | 27 | 47
CDCL-1 | A | 30 | 160 | 40 | 160 | 40 | 160 | 34 | 160 | 40 | 160 | 27 | 120 | 40 | 120
CLAC-1 | A | 3 | 28 | 8 | 28 | 13 | 28 | 3 | 36 | 9 | 36 | 3 | 28 | 8 | 28
CNQPS-1 | A | 22 | 126 | 51 | 126 | 70 | 126 | 28 | 126 | 70 | 126 | 20 | 100 | 45 | 100
CNQPS-2 | A | 22 | 126 | 51 | 126 | 70 | 126 | 28 | 126 | 70 | 126 | 20 | 100 | 45 | 100
CNQPS-3 | A | 22 | 126 | 51 | 126 | 70 | 126 | 28 | 126 | 70 | 126 | 20 | 100 | 45 | 100
CNQPS-4 | A | 22 | 126 | 51 | 126 | 70 | 126 | 28 | 126 | 70 | 126 | 20 | 100 | 45 | 100
COCK-1 | A | 15 | 168 | 42 | 168 | 48 | 168 | 10 | 168 | 25 | 168 | 6 | 138 | 7 | 138
COCK-2 | A | 15 | 168 | 42 | 168 | 48 | 168 | 10 | 168 | 25 | 168 | 6 | 138 | 7 | 138
COCK-3 | A | 15 | 168 | 42 | 168 | 48 | 168 | 10 | 168 | 25 | 168 | 6 | 138 | 7 | 138
COCK-4 | A | 15 | 168 | 42 | 168 | 48 | 168 | 10 | 168 | 25 | 168 | 6 | 138 | 7 | 138
CORB-1 | A | 10 | 130 | 30 | 130 | 50 | 130 | 28 | 130 | 60 | 130 | 15 | 95 | 40 | 60
COSO-1 | A | 20 | 380 | 40 | 380 | 50 | 380 | 60 | 380 | 140 | 380 | 17 | 304 | 40 | 304
COTPS-1 | A | 29 | 277 | 50 | 277 | 62 | 277 | 35 | 60 | 63 | 277 | 30 | 122 | 60 | 122
COTPS-2 | A | 29 | 287 | 50 | 287 | 62 | 287 | 35 | 60 | 63 | 287 | 30 | 122 | 60 | 122
COTPS-3 | A | 29 | 287 | 50 | 287 | 62 | 287 | 35 | 60 | 63 | 287 | 30 | 122 | 60 | 122
COTPS-4 | A | 29 | 277 | 50 | 277 | 62 | 277 | 35 | 60 | 63 | 277 | 30 | 122 | 60 | 122
COWE1 | A | 7 | 30 | 17 | 30 | 17 | 30 | 7 | 30 | 17 | 30 | 7 | 30 | 17 | 30
COWE2 | A | 7 | 30 | 17 | 30 | 17 | 30 | 7 | 30 | 17 | 30 | 7 | 30 | 17 | 30
CRUA-1 | A | 10 | 110 | 25 | 110 | 37 | 110 | 12 | 110 | 30 | 110 | 10 | 84 | 25 | 48
CRUA-2 | A | 10 | 110 | 25 | 110 | 37 | 110 | 12 | 110 | 30 | 110 | 10 | 84 | 25 | 48
CRUA-3 | A | 7 | 30 | 15 | 30 | 21 | 30 | 9 | 30 | 24 | 30 | 5 | 25 | 13 | 15
CRUA-4 | A | 7 | 30 | 15 | 30 | 21 | 30 | 9 | 30 | 24 | 30 | 5 | 25 | 13 | 15
DAMC-1 | A | 64 | 380 | 136 | 380 | 156 | 380 | 80 | 380 | 180 | 380 | 60 | 293 | 190 | 128
DEEP-1 | A | 20 | 180 | 60 | 180 | 86 | 180 | 22 | 180 | 80 | 180 | 24 | 96 | 52 | 96
DERW-1 | A | 13 | 90 | 35 | 90 | 45 | 90 | 16 | 90 | 40 | 90 | 16 | 90 | 32 | 72
DIDCB5 | A | 40 | 330 | 104 | 330 | 125 | 330 | 55 | 330 | 140 | 330 | 40 | 185 | 105 | 185
DIDCB6 | A | 64 | 203 | 120 | 203 | 120 | 203 | 60 | 203 | 100 | 203 | 68 | 115 | 130 | 73
DIDC1 | A | 42 | 225 | 85 | 225 | 85 | 225 | 24 | 225 | 62 | 120 | 24 | 73 | 60 | 147
DIDC2 | A | 42 | 225 | 85 | 225 | 85 | 225 | 24 | 225 | 62 | 120 | 24 | 73 | 60 | 147
DIDC3 | A | 42 | 225 | 85 | 225 | 85 | 225 | 24 | 225 | 62 | 120 | 24 | 73 | 60 | 147
DIDC4 | A | 42 | 225 | 85 | 225 | 85 | 225 | 24 | 225 | 62 | 120 | 24 | 73 | 60 | 147
DINO-1 | A | 14 | 138 | 39 | 138 | 58 | 138 | 28 | 138 | 72 | 138 | 14 | 118 | 36 | 88
DINO-2 | A | 14 | 138 | 39 | 138 | 58 | 138 | 28 | 138 | 72 | 138 | 14 | 118 | 36 | 88
DINO-3 | A | 14 | 138 | 39 | 138 | 58 | 138 | 28 | 138 | 72 | 138 | 14 | 118 | 36 | 88
DINO-4 | A | 14 | 138 | 39 | 138 | 58 | 138 | 28 | 138 | 72 | 138 | 14 | 118 | 36 | 88
DINO-5 | A | 14 | 138 | 39 | 138 | 58 | 138 | 28 | 138 | 72 | 138 | 14 | 118 | 36 | 88
DINO-6 | A | 14 | 138 | 39 | 138 | 58 | 138 | 28 | 138 | 72 | 138 | 14 | 118 | 36 | 88
DRAXX-1 | A | 68 | 345 | 100 | 345 | 100 | 345 | 64 | 95 | 110 | 345 | 60 | 225 | 70 | 225
DRAXX-2 | A | 68 | 345 | 100 | 345 | 100 | 345 | 64 | 95 | 110 | 345 | 60 | 225 | 70 | 225
DRAXX-3 | A | 68 | 345 | 100 | 345 | 100 | 345 | 64 | 95 | 110 | 345 | 60 | 225 | 70 | 225
DRAXX-4 | A | 68 | 345 | 100 | 345 | 100 | 345 | 64 | 95 | 110 | 345 | 60 | 225 | 70 | 225
DRAXX-5 | A | 68 | 345 | 100 | 345 | 100 | 345 | 64 | 95 | 110 | 345 | 60 | 225 | 70 | 225
DRAXX-6 | A | 68 | 345 | 100 | 345 | 100 | 345 | 64 | 95 | 110 | 345 | 60 | 225 | 70 | 225
EECL-1 | A | 20 | 133 | 25 | 133 | 26 | 133 | 29 | 133 | 80 | 133 | 18 | 105 | 26 | 105
EGGPS-1 | A | 45 | 205 | 83 | 205 | 83 | 205 | 49 | 205 | 110 | 205 | 33 | 95 | 60 | 95
EGGPS-2 | A | 45 | 205 | 83 | 205 | 83 | 205 | 49 | 205 | 110 | 205 | 33 | 95 | 60 | 95
EGGPS-3 | A | 45 | 205 | 83 | 205 | 83 | 205 | 49 | 205 | 110 | 205 | 33 | 95 | 60 | 95
EGGPS-4 | A | 45 | 205 | 83 | 205 | 83 | 205 | 49 | 205 | 110 | 205 | 33 | 95 | 60 | 95
ERRO-1 | A | 1 | 21 | 1 | 21 | 1 | 21 | 2 | 21 | 5 | 21 | 1 | 17 | 1 | 17
ERRO-2 | A | 1 | 21 | 1 | 21 | 1 | 21 | 2 | 21 | 5 | 21 | 1 | 17 | 1 | 17
ERRO-3 | A | 1 | 21 | 1 | 21 | 1 | 21 | 2 | 21 | 5 | 21 | 1 | 17 | 1 | 17
FASN-1 | A | 0 | 15 | 1 | 15 | 1 | 15 | 1 | 15 | 2 | 15 | 0 | 15 | 1 | 12
FASN-2 | A | 0 | 15 | 1 | 15 | 1 | 15 | 1 | 15 | 2 | 15 | 0 | 15 | 1 | 12
FASN-3 | A | 0 | 15 | 1 | 15 | 1 | 15 | 1 | 15 | 2 | 15 | 0 | 15 | 1 | 12
FAWL1 | A | 36 | 244 | 77 | 244 | 77 | 244 | 10 | 244 | 10 | 244 | 40 | 98 | 91 | 145
FAWL3 | A | 36 | 244 | 77 | 244 | 77 | 244 | 10 | 244 | 10 | 244 | 40 | 98 | 91 | 145
FAWN-1 | A | 10 | 52 | 25 | 52 | 40 | 52 | 13 | 52 | 32 | 52 | 11 | 37 | 27 | 27
FELL-1 | A | 9 | 63 | 21 | 63 | 22 | 63 | 10 | 63 | 24 | 63 | 9 | 63 | 22 | 63
FERR-1 | A | 25 | 150 | 45 | 250 | 56 | 250 | 40 | 250 | 60 | 250 | 34 | 80 | 59 | 150
FERR-2 | A | 25 | 150 | 45 | 250 | 56 | 250 | 40 | 250 | 60 | 250 | 34 | 80 | 59 | 150
FERR-3 | A | 25 | 150 | 45 | 250 | 56 | 250 | 40 | 250 | 60 | 250 | 34 | 80 | 59 | 150
FERR-4 | A | 25 | 150 | 45 | 250 | 56 | 250 | 40 | 250 | 60 | 250 | 34 | 80 | 59 | 150
FFES-1 | A | 10 | 35 | 27 | 35 | 30 | 35 | 9 | 35 | 22 | 35 | 4 | 27 | 6 | 27
FFES-2 | A | 10 | 35 | 27 | 35 | 30 | 35 | 9 | 35 | 22 | 35 | 4 | 27 | 6 | 27
FFES-3 | A | 10 | 35 | 27 | 35 | 30 | 35 | 9 | 35 | 22 | 35 | 4 | 27 | 6 | 27
FFES-4 | A | 10 | 35 | 27 | 35 | 30 | 35 | 9 | 35 | 22 | 35 | 4 | 27 | 6 | 27
FIDL-1 | A | 13 | 205 | 20 | 205 | 23 | 205 | 35 | 100 | 40 | 147 | 30 | 147 | 50 | 147
FIDL-2 | A | 13 | 205 | 20 | 205 | 23 | 205 | 35 | 100 | 40 | 147 | 30 | 147 | 50 | 147
FIDL-3 | A | 13 | 205 | 20 | 205 | 23 | 205 | 35 | 100 | 40 | 147 | 30 | 147 | 50 | 147
FIDL-4 | A | 13 | 205 | 20 | 205 | 23 | 205 | 35 | 100 | 40 | 147 | 30 | 147 | 50 | 147
FIFE-1 | A | 6 | 63 | 12 | 63 | 12 | 63 | 11 | 63 | 24 | 63 | 6 | 53 | 8 | 53
FINL-1 | A | 0 | 14 | 1 | 14 | 1 | 14 | 1 | 14 | 2 | 14 | 0 | 14 | 1 | 11
FOYE-1 | A | 6 | 60 | 13 | 60 | 16 | 60 | 11 | 60 | 27 | 60 | 5 | 30 | 11 | 30
FOYE-2 | A | 6 | 60 | 13 | 60 | 16 | 60 | 11 | 60 | 27 | 60 | 5 | 30 | 11 | 30
GRAI-1 | A | 43 | 485 | 100 | 485 | 160 | 485 | 60 | 485 | 140 | 485 | 33 | 0 | 60 | 345
GRAI-3 | A | 43 | 485 | 100 | 485 | 160 | 485 | 60 | 485 | 140 | 485 | 33 | 0 | 60 | 345
GRAI-4 | A | 43 | 485 | 100 | 485 | 160 | 485 | 60 | 485 | 140 | 485 | 33 | 0 | 60 | 345
GRMO-1 | A | 8 | 43 | 8 | 43 | 8 | 43 | 8 | 43 | 8 | 43 | 8 | 23 | 8 | 23
GYAR-1 | A | 17 | 176 | 42 | 176 | 66 | 176 | 24 | 176 | 60 | 176 | 17 | 176 | 42 | 176
HUMR-1 | A | 36 | 330 | 90 | 330 | 144 | 330 | 52 | 330 | 126 | 330 | 40 | 257 | 90 | 257
INDQ-1 | A | 12 | 102 | 31 | 102 | 43 | 102 | 13 | 102 | 34 | 102 | 12 | 72 | 30 | 72
IRNPS-1 | A | 35 | 125 | 45 | 125 | 48 | 285 | 42 | 285 | 68 | 125 | 28 | 125 | 42 | 185
IRNPS-2 | A | 35 | 125 | 45 | 125 | 48 | 285 | 42 | 285 | 68 | 125 | 28 | 125 | 42 | 185
KEAD-1 | A | 36 | 300 | 78 | 300 | 116 | 300 | 62 | 300 | 128 | 300 | 38 | 190 | 84 | 190
KILLPG-1 | A | 8 | 225 | 10 | 225 | 10 | 225 | 10 | 225 | 12 | 225 | 4 | 150 | 15 | 150
KILLPG-2 | A | 8 | 225 | 10 | 225 | 10 | 225 | 10 | 225 | 12 | 225 | 4 | 150 | 15 | 150
KILNS-1 | A | 30 | 290 | 72 | 290 | 84 | 290 | 42 | 290 | 114 | 290 | 18 | 104 | 45 | 104
KINO-1 | A | 27 | 255 | 35 | 255 | 35 | 255 | 22 | 255 | 44 | 255 | 14 | 185 | 35 | 185
KINO-2 | A | 27 | 255 | 35 | 255 | 35 | 255 | 22 | 255 | 44 | 255 | 14 | 185 | 35 | 185
KINO-3 | A | 27 | 255 | 35 | 255 | 35 | 255 | 22 | 255 | 41 | 255 | 14 | 185 | 35 | 185
KINO-4 | A | 27 | 255 | 35 | 255 | 35 | 255 | 22 | 255 | 41 | 255 | 14 | 185 | 35 | 185
KLYN-A-1 | A | 24 | 126 | 50 | 126 | 50 | 126 | 34 | 126 | 70 | 126 | 22 | 81 | 34 | 81
LAGA-1 | A | 58 | 485 | 135 | 485 | 158 | 485 | 50 | 425 | 140 | 425 | 56 | 425 | 135 | 330
LBAR-1G | A | 1 | 16 | 4 | 16 | 6 | 16 | 2 | 16 | 4 | 16 | 1 | 9 | 4 | 9
LBAR-1 | A | 40 | 230 | 64 | 230 | 66 | 230 | 60 | 230 | 132 | 230 | 36 | 120 | 86 | 120
LITTD1 | A | 57 | 485 | 110 | 485 | 110 | 485 | 66 | 485 | 80 | 485 | 60 | 335 | 150 | 335
LITTD2 | A | 57 | 485 | 110 | 485 | 110 | 485 | 66 | 485 | 80 | 485 | 60 | 335 | 150 | 335
LITTD3 | A | 57 | 485 | 110 | 485 | 110 | 485 | 66 | 485 | 80 | 485 | 60 | 335 | 150 | 335
LOAN-1 | A | 25 | 326 | 51 | 326 | 55 | 326 | 19 | 326 | 50 | 326 | 12 | 276 | 28 | 276
LOAN-2 | A | 25 | 326 | 51 | 326 | 55 | 326 | 19 | 326 | 50 | 326 | 12 | 276 | 28 | 276
LOAN-3 | A | 25 | 326 | 51 | 326 | 55 | 326 | 19 | 326 | 50 | 326 | 12 | 276 | 28 | 276
MEDP-1 | A | 28 | 231 | 72 | 231 | 72 | 231 | 44 | 231 | 110 | 231 | 28 | 190 | 72 | 190
MRWD-1 | A | 50 | 384 | 90 | 384 | 100 | 384 | 52 | 384 | 160 | 384 | 52 | 298 | 110 | 298
NANT-1 | A | 0 | 15 | 0 | 15 | 0 | 15 | 0 | 15 | 1 | 15 | 0 | 15 | 0 | 15
PEHE-1 | A | 47 | 435 | 100 | 435 | 100 | 435 | 67 | 435 | 105 | 435 | 64 | 245 | 100 | 245
PEHE-2 | A | 16 | 490 | 40 | 265 | 42 | 490 | 0 | 0 | 0 | 0 | 0 | 490 | 0 | 490
PETEM1 | A | 20 | 180 | 46 | 180 | 52 | 180 | 24 | 180 | 58 | 180 | 20 | 150 | 50 | 100
RATS-1 | A | 39 | 270 | 84 | 270 | 90 | 270 | 39 | 155 | 54 | 270 | 42 | 105 | 95 | 155
RATS-2 | A | 39 | 270 | 84 | 270 | 90 | 270 | 39 | 155 | 54 | 270 | 42 | 105 | 95 | 155
RATS-3 | A | 39 | 270 | 84 | 270 | 90 | 270 | 39 | 155 | 54 | 270 | 42 | 105 | 95 | 155
RATS-4 | A | 39 | 270 | 84 | 270 | 90 | 270 | 39 | 155 | 54 | 270 | 42 | 105 | 95 | 155
ROCK-1 | A | 20 | 380 | 50 | 380 | 50 | 380 | 60 | 380 | 156 | 380 | 18 | 305 | 30 | 305
ROOS-1 | A | 12 | 140 | 32 | 140 | 32 | 140 | 13 | 140 | 32 | 140 | 13 | 108 | 32 | 108
RUGPS-6 | A | 36 | 243 | 80 | 243 | 80 | 243 | 40 | 243 | 90 | 243 | 40 | 155 | 95 | 105
RUGPS-7 | A | 36 | 243 | 80 | 243 | 80 | 243 | 40 | 243 | 90 | 243 | 40 | 155 | 95 | 105
RYHPS-1 | A | 30 | 305 | 48 | 305 | 66 | 305 | 42 | 305 | 51 | 305 | 30 | 130 | 42 | 68
SCCL-1 | A | 35 | 180 | 70 | 180 | 70 | 180 | 40 | 180 | 95 | 180 | 40 | 100 | 100 | 50
SCCL-2 | A | 35 | 180 | 70 | 180 | 70 | 180 | 40 | 180 | 95 | 180 | 40 | 100 | 100 | 50
SCCL-3 | A | 35 | 180 | 70 | 180 | 70 | 180 | 40 | 180 | 95 | 180 | 40 | 100 | 100 | 50
SEAB-1 | A | 44 | 254 | 125 | 254 | 150 | 254 | 55 | 254 | 150 | 254 | 75 | 164 | 176 | 38
SEAB-2 | A | 31 | 138 | 76 | 138 | 86 | 138 | 32 | 138 | 82 | 138 | 37 | 73 | 90 | 43
SHBA-1 | A | 41 | 255 | 104 | 255 | 115 | 255 | 44 | 255 | 120 | 255 | 39 | 195 | 115 | 40
SHBA-2 | A | 26 | 183 | 64 | 183 | 70 | 183 | 30 | 183 | 80 | 183 | 28 | 103 | 66 | 69
SHOS-1 | A | 18 | 160 | 24 | 160 | 24 | 160 | 30 | 160 | 75 | 160 | 18 | 135 | 24 | 135
SHOT-1 | A | 8 | 75 | 20 | 75 | 32 | 75 | 12 | 75 | 30 | 75 | 12 | 60 | 26 | 45
SIZB-1 | A | 38 | 283 | 45 | 283 | 45 | 283 | 45 | 283 | 45 | 283 | 40 | 283 | 46 | 283
SIZB-2 | A | 38 | 283 | 45 | 283 | 45 | 283 | 45 | 283 | 45 | 283 | 40 | 283 | 46 | 283
SLOY-1 | A | 0 | 38 | 1 | 38 | 1 | 38 | 1 | 38 | 2 | 38 | 0 | 38 | 1 | 30
SLOY-2 | A | 0 | 38 | 1 | 38 | 1 | 38 | 1 | 38 | 2 | 38 | 0 | 38 | 1 | 30
SLOY-3 | A | 0 | 38 | 1 | 38 | 1 | 38 | 1 | 38 | 2 | 38 | 0 | 38 | 1 | 30
SLOY-4 | A | 0 | 28 | 1 | 28 | 1 | 28 | 1 | 28 | 2 | 28 | 0 | 28 | 1 | 22
SPLN-1 | A | 40 | 380 | 100 | 380 | 110 | 380 | 50 | 380 | 120 | 380 | 30 | 380 | 90 | 300
STAY-1 | A | 34 | 221 | 62 | 221 | 62 | 221 | 35 | 221 | 85 | 221 | 33 | 161 | 60 | 161
STAY-2 | A | 34 | 221 | 62 | 221 | 62 | 221 | 35 | 221 | 85 | 221 | 33 | 161 | 60 | 161
STAY-3 | A | 34 | 221 | 62 | 221 | 62 | 221 | 35 | 221 | 85 | 221 | 33 | 161 | 60 | 161
STAY-4 | A | 34 | 221 | 62 | 221 | 62 | 221 | 35 | 221 | 85 | 221 | 33 | 161 | 60 | 161
SUTB-1 | A | 30 | 287 | 82 | 287 | 90 | 287 | 44 | 287 | 120 | 287 | 40 | 248 | 104 | 248
SVRP-10 | A | 20 | 225 | 50 | 225 | 70 | 225 | 32 | 225 | 80 | 225 | 20 | 172 | 50 | 172
SVRP-20 | A | 20 | 225 | 50 | 225 | 70 | 225 | 32 | 225 | 80 | 225 | 20 | 172 | 50 | 172
TESI-1 | A | 40 | 260 | 100 | 260 | 140 | 260 | 60 | 260 | 140 | 260 | 40 | 200 | 120 | 100
TESI-2 | A | 40 | 260 | 100 | 260 | 140 | 260 | 60 | 260 | 140 | 260 | 40 | 200 | 120 | 100
TILB-7 | A | 20 | 160 | 30 | 160 | 30 | 160 | 20 | 160 | 30 | 160 | 6 | 100 | 10 | 100
TILB-8 | A | 20 | 160 | 30 | 160 | 30 | 160 | 20 | 160 | 30 | 160 | 6 | 100 | 10 | 100
TILB-9 | A | 20 | 160 | 30 | 160 | 30 | 160 | 20 | 160 | 30 | 160 | 6 | 100 | 10 | 100
TILB10 | A | 20 | 160 | 30 | 160 | 30 | 160 | 20 | 160 | 30 | 160 | 6 | 100 | 10 | 100
USKM-13 | A | 6 | 49 | 15 | 49 | 17 | 49 | 8 | 49 | 19 | 49 | 7 | 36 | 8 | 36
USKM-14 | A | 6 | 49 | 15 | 49 | 17 | 49 | 8 | 49 | 19 | 49 | 7 | 36 | 8 | 36
USKM-15 | A | 6 | 49 | 15 | 49 | 17 | 49 | 8 | 49 | 19 | 49 | 7 | 36 | 8 | 36
WBUPS-1 | A | 30 | 113 | 48 | 153 | 48 | 153 | 32 | 113 | 50 | 113 | 40 | 153 | 65 | 113
WBUPS-2 | A | 30 | 133 | 48 | 173 | 48 | 173 | 32 | 133 | 50 | 133 | 40 | 173 | 65 | 133
WBUPS-3 | A | 30 | 133 | 48 | 173 | 48 | 173 | 32 | 133 | 50 | 133 | 40 | 173 | 65 | 133
WBUPS-4 | A | 30 | 113 | 48 | 153 | 48 | 153 | 32 | 113 | 50 | 113 | 40 | 153 | 65 | 113

## May 2011
MW Response Capability by BMU
|  | Primary Response (Max MWhrs) | [5 empty] | Secondary Response (Max Mwhrs) |  |  |  | High Frequency Response (Max MWhrs)
UNIT | Mode | 0.2Hz |  | 0.5Hz |  | 0.8Hz |  | 0.2/0.2Hz |  | 0.5/0.5Hz |  | 0.2Hz |  | 0.5Hz
ABTH7 | A | 40 | 250 | 72 | 250 | 72 | 250 | 48 | 250 | 120 | 250 | 38 | 185 | 55 | 185
ABTH8 | A | 40 | 250 | 72 | 250 | 72 | 250 | 48 | 250 | 120 | 250 | 38 | 185 | 55 | 185
ABTH9 | A | 40 | 250 | 72 | 250 | 72 | 250 | 48 | 250 | 120 | 250 | 38 | 185 | 55 | 185
BAGE-1 | A | 30 | 255 | 70 | 255 | 90 | 255 | 35 | 255 | 90 | 255 | 28 | 220 | 70 | 185
BAGE-2 | A | 3 | 17 | 8 | 17 | 12 | 17 | 4 | 17 | 9 | 17 | 2 | 17 | 5 | 17
BARKB2 | A | 33 | 210 | 82 | 210 | 108 | 210 | 39 | 210 | 97 | 210 | 31 | 120 | 84 | 120
BARK-1 | A | 22 | 140 | 55 | 140 | 72 | 140 | 26 | 140 | 65 | 140 | 21 | 80 | 54 | 80
BRGG-1 | A | 16 | 110 | 32 | 110 | 48 | 110 | 16 | 110 | 40 | 110 | 14 | 96 | 34 | 46
BRYP-1 | A | 15 | 82 | 25 | 82 | 31 | 82 | 22 | 82 | 37 | 82 | 10 | 82 | 27 | 47
CDCL-1 | A | 30 | 160 | 40 | 160 | 40 | 160 | 34 | 160 | 40 | 160 | 27 | 120 | 40 | 120
CLAC-1 | A | 3 | 28 | 8 | 28 | 13 | 28 | 3 | 36 | 9 | 36 | 3 | 28 | 8 | 28
CNQPS-1 | A | 22 | 126 | 51 | 126 | 70 | 126 | 28 | 126 | 70 | 126 | 20 | 100 | 45 | 100
CNQPS-2 | A | 22 | 126 | 51 | 126 | 70 | 126 | 28 | 126 | 70 | 126 | 20 | 100 | 45 | 100
CNQPS-3 | A | 22 | 126 | 51 | 126 | 70 | 126 | 28 | 126 | 70 | 126 | 20 | 100 | 45 | 100
CNQPS-4 | A | 22 | 126 | 51 | 126 | 70 | 126 | 28 | 126 | 70 | 126 | 20 | 100 | 45 | 100
COCK-1 | A | 15 | 168 | 42 | 168 | 48 | 168 | 10 | 168 | 25 | 168 | 6 | 138 | 7 | 138
COCK-2 | A | 15 | 168 | 42 | 168 | 48 | 168 | 10 | 168 | 25 | 168 | 6 | 138 | 7 | 138
COCK-3 | A | 15 | 168 | 42 | 168 | 48 | 168 | 10 | 168 | 25 | 168 | 6 | 138 | 7 | 138
COCK-4 | A | 15 | 168 | 42 | 168 | 48 | 168 | 10 | 168 | 25 | 168 | 6 | 138 | 7 | 138
CORB-1 | A | 10 | 130 | 30 | 130 | 50 | 130 | 28 | 130 | 60 | 130 | 15 | 95 | 40 | 60
COSO-1 | A | 20 | 380 | 40 | 380 | 50 | 380 | 60 | 380 | 140 | 380 | 17 | 304 | 40 | 304
COTPS-1 | A | 29 | 277 | 50 | 277 | 62 | 277 | 35 | 60 | 63 | 277 | 30 | 122 | 60 | 122
COTPS-2 | A | 29 | 287 | 50 | 287 | 62 | 287 | 35 | 60 | 63 | 287 | 30 | 122 | 60 | 122
COTPS-3 | A | 29 | 287 | 50 | 287 | 62 | 287 | 35 | 60 | 63 | 287 | 30 | 122 | 60 | 122
COTPS-4 | A | 29 | 277 | 50 | 277 | 62 | 277 | 35 | 60 | 63 | 277 | 30 | 122 | 60 | 122
COWE1 | A | 7 | 30 | 17 | 30 | 17 | 30 | 7 | 30 | 17 | 30 | 7 | 30 | 17 | 30
COWE2 | A | 7 | 30 | 17 | 30 | 17 | 30 | 7 | 30 | 17 | 30 | 7 | 30 | 17 | 30
CRUA-1 | A | 10 | 110 | 25 | 110 | 37 | 110 | 12 | 110 | 30 | 110 | 10 | 84 | 25 | 48
CRUA-2 | A | 10 | 110 | 25 | 110 | 37 | 110 | 12 | 110 | 30 | 110 | 10 | 84 | 25 | 48
CRUA-3 | A | 7 | 30 | 15 | 30 | 21 | 30 | 9 | 30 | 24 | 30 | 5 | 25 | 13 | 15
CRUA-4 | A | 7 | 30 | 15 | 30 | 21 | 30 | 9 | 30 | 24 | 30 | 5 | 25 | 13 | 15
DAMC-1 | A | 64 | 380 | 136 | 380 | 156 | 380 | 80 | 380 | 180 | 380 | 60 | 293 | 190 | 128
DEEP-1 | A | 20 | 180 | 60 | 180 | 86 | 180 | 22 | 180 | 80 | 180 | 24 | 96 | 52 | 96
DERW-1 | A | 13 | 90 | 35 | 90 | 45 | 90 | 16 | 90 | 40 | 90 | 16 | 90 | 32 | 72
DIDCB5 | A | 40 | 330 | 104 | 330 | 125 | 330 | 55 | 330 | 140 | 330 | 40 | 185 | 105 | 185
DIDCB6 | A | 64 | 203 | 120 | 203 | 120 | 203 | 60 | 203 | 100 | 203 | 68 | 115 | 130 | 73
DIDC1 | A | 42 | 225 | 85 | 225 | 85 | 225 | 24 | 225 | 62 | 120 | 24 | 73 | 60 | 147
DIDC2 | A | 42 | 225 | 85 | 225 | 85 | 225 | 24 | 225 | 62 | 120 | 24 | 73 | 60 | 147
DIDC3 | A | 42 | 225 | 85 | 225 | 85 | 225 | 24 | 225 | 62 | 120 | 24 | 73 | 60 | 147
DIDC4 | A | 42 | 225 | 85 | 225 | 85 | 225 | 24 | 225 | 62 | 120 | 24 | 73 | 60 | 147
DINO-1 | A | 14 | 138 | 39 | 138 | 58 | 138 | 28 | 138 | 72 | 138 | 14 | 118 | 36 | 88
DINO-2 | A | 14 | 138 | 39 | 138 | 58 | 138 | 28 | 138 | 72 | 138 | 14 | 118 | 36 | 88
DINO-3 | A | 14 | 138 | 39 | 138 | 58 | 138 | 28 | 138 | 72 | 138 | 14 | 118 | 36 | 88
DINO-4 | A | 14 | 138 | 39 | 138 | 58 | 138 | 28 | 138 | 72 | 138 | 14 | 118 | 36 | 88
DINO-5 | A | 14 | 138 | 39 | 138 | 58 | 138 | 28 | 138 | 72 | 138 | 14 | 118 | 36 | 88
DINO-6 | A | 14 | 138 | 39 | 138 | 58 | 138 | 28 | 138 | 72 | 138 | 14 | 118 | 36 | 88
DRAXX-1 | A | 68 | 345 | 100 | 345 | 100 | 345 | 64 | 95 | 110 | 345 | 60 | 225 | 70 | 225
DRAXX-2 | A | 68 | 345 | 100 | 345 | 100 | 345 | 64 | 95 | 110 | 345 | 60 | 225 | 70 | 225
DRAXX-3 | A | 68 | 345 | 100 | 345 | 100 | 345 | 64 | 95 | 110 | 345 | 60 | 225 | 70 | 225
DRAXX-4 | A | 68 | 345 | 100 | 345 | 100 | 345 | 64 | 95 | 110 | 345 | 60 | 225 | 70 | 225
DRAXX-5 | A | 68 | 345 | 100 | 345 | 100 | 345 | 64 | 95 | 110 | 345 | 60 | 225 | 70 | 225
DRAXX-6 | A | 68 | 345 | 100 | 345 | 100 | 345 | 64 | 95 | 110 | 345 | 60 | 225 | 70 | 225
EECL-1 | A | 20 | 133 | 25 | 133 | 26 | 133 | 29 | 133 | 80 | 133 | 18 | 105 | 26 | 105
EGGPS-1 | A | 45 | 205 | 83 | 205 | 83 | 205 | 49 | 205 | 110 | 205 | 33 | 95 | 60 | 95
EGGPS-2 | A | 45 | 205 | 83 | 205 | 83 | 205 | 49 | 205 | 110 | 205 | 33 | 95 | 60 | 95
EGGPS-3 | A | 45 | 205 | 83 | 205 | 83 | 205 | 49 | 205 | 110 | 205 | 33 | 95 | 60 | 95
EGGPS-4 | A | 45 | 205 | 83 | 205 | 83 | 205 | 49 | 205 | 110 | 205 | 33 | 95 | 60 | 95
ERRO-1 | A | 1 | 21 | 1 | 21 | 1 | 21 | 2 | 21 | 5 | 21 | 1 | 17 | 1 | 17
ERRO-2 | A | 1 | 21 | 1 | 21 | 1 | 21 | 2 | 21 | 5 | 21 | 1 | 17 | 1 | 17
ERRO-3 | A | 1 | 21 | 1 | 21 | 1 | 21 | 2 | 21 | 5 | 21 | 1 | 17 | 1 | 17
FASN-1 | A | 0 | 15 | 1 | 15 | 1 | 15 | 1 | 15 | 2 | 15 | 0 | 15 | 1 | 12
FASN-2 | A | 0 | 15 | 1 | 15 | 1 | 15 | 1 | 15 | 2 | 15 | 0 | 15 | 1 | 12
FASN-3 | A | 0 | 15 | 1 | 15 | 1 | 15 | 1 | 15 | 2 | 15 | 0 | 15 | 1 | 12
FAWL1 | A | 36 | 244 | 77 | 244 | 77 | 244 | 10 | 244 | 10 | 244 | 40 | 98 | 91 | 145
FAWL3 | A | 36 | 244 | 77 | 244 | 77 | 244 | 10 | 244 | 10 | 244 | 40 | 98 | 91 | 145
FAWN-1 | A | 10 | 52 | 25 | 52 | 40 | 52 | 13 | 52 | 32 | 52 | 11 | 37 | 27 | 27
FELL-1 | A | 9 | 63 | 21 | 63 | 22 | 63 | 10 | 63 | 24 | 63 | 9 | 63 | 22 | 63
FERR-1 | A | 25 | 150 | 45 | 250 | 56 | 250 | 40 | 250 | 60 | 250 | 34 | 80 | 59 | 150
FERR-2 | A | 25 | 150 | 45 | 250 | 56 | 250 | 40 | 250 | 60 | 250 | 34 | 80 | 59 | 150
FERR-3 | A | 25 | 150 | 45 | 250 | 56 | 250 | 40 | 250 | 60 | 250 | 34 | 80 | 59 | 150
FERR-4 | A | 25 | 150 | 45 | 250 | 56 | 250 | 40 | 250 | 60 | 250 | 34 | 80 | 59 | 150
FFES-1 | A | 10 | 35 | 27 | 35 | 30 | 35 | 9 | 35 | 22 | 35 | 4 | 27 | 6 | 27
FFES-2 | A | 10 | 35 | 27 | 35 | 30 | 35 | 9 | 35 | 22 | 35 | 4 | 27 | 6 | 27
FFES-3 | A | 10 | 35 | 27 | 35 | 30 | 35 | 9 | 35 | 22 | 35 | 4 | 27 | 6 | 27
FFES-4 | A | 10 | 35 | 27 | 35 | 30 | 35 | 9 | 35 | 22 | 35 | 4 | 27 | 6 | 27
FIDL-1 | A | 13 | 205 | 20 | 205 | 23 | 205 | 35 | 100 | 40 | 147 | 30 | 147 | 50 | 147
FIDL-2 | A | 13 | 205 | 20 | 205 | 23 | 205 | 35 | 100 | 40 | 147 | 30 | 147 | 50 | 147
FIDL-3 | A | 13 | 205 | 20 | 205 | 23 | 205 | 35 | 100 | 40 | 147 | 30 | 147 | 50 | 147
FIDL-4 | A | 13 | 205 | 20 | 205 | 23 | 205 | 35 | 100 | 40 | 147 | 30 | 147 | 50 | 147
FIFE-1 | A | 6 | 63 | 12 | 63 | 12 | 63 | 11 | 63 | 24 | 63 | 6 | 53 | 8 | 53
FINL-1 | A | 0 | 14 | 1 | 14 | 1 | 14 | 1 | 14 | 2 | 14 | 0 | 14 | 1 | 11
FOYE-1 | A | 6 | 60 | 13 | 60 | 16 | 60 | 11 | 60 | 27 | 60 | 5 | 30 | 11 | 30
FOYE-2 | A | 6 | 60 | 13 | 60 | 16 | 60 | 11 | 60 | 27 | 60 | 5 | 30 | 11 | 30
GRAI-1 | A | 43 | 485 | 100 | 485 | 160 | 485 | 60 | 485 | 140 | 485 | 33 | 0 | 60 | 345
GRAI-3 | A | 43 | 485 | 100 | 485 | 160 | 485 | 60 | 485 | 140 | 485 | 33 | 0 | 60 | 345
GRAI-4 | A | 43 | 485 | 100 | 485 | 160 | 485 | 60 | 485 | 140 | 485 | 33 | 0 | 60 | 345
GRMO-1 | A | 8 | 43 | 8 | 43 | 8 | 43 | 8 | 43 | 8 | 43 | 8 | 23 | 8 | 23
GYAR-1 | A | 17 | 176 | 42 | 176 | 66 | 176 | 24 | 176 | 60 | 176 | 17 | 176 | 42 | 176
HUMR-1 | A | 36 | 330 | 90 | 330 | 144 | 330 | 52 | 330 | 126 | 330 | 40 | 257 | 90 | 257
INDQ-1 | A | 12 | 102 | 31 | 102 | 43 | 102 | 13 | 102 | 34 | 102 | 12 | 72 | 30 | 72
IRNPS-1 | A | 35 | 125 | 45 | 125 | 48 | 285 | 42 | 285 | 68 | 125 | 28 | 125 | 42 | 185
IRNPS-2 | A | 35 | 125 | 45 | 125 | 48 | 285 | 42 | 285 | 68 | 125 | 28 | 125 | 42 | 185
KEAD-1 | A | 36 | 300 | 78 | 300 | 116 | 300 | 62 | 300 | 128 | 300 | 38 | 190 | 84 | 190
KILLPG-1 | A | 8 | 225 | 10 | 225 | 10 | 225 | 10 | 225 | 12 | 225 | 4 | 150 | 15 | 150
KILLPG-2 | A | 8 | 225 | 10 | 225 | 10 | 225 | 10 | 225 | 12 | 225 | 4 | 150 | 15 | 150
KILNS-1 | A | 30 | 290 | 72 | 290 | 84 | 290 | 42 | 290 | 114 | 290 | 18 | 104 | 45 | 104
KINO-1 | A | 27 | 255 | 35 | 255 | 35 | 255 | 22 | 255 | 44 | 255 | 14 | 185 | 35 | 185
KINO-2 | A | 27 | 255 | 35 | 255 | 35 | 255 | 22 | 255 | 44 | 255 | 14 | 185 | 35 | 185
KINO-3 | A | 27 | 255 | 35 | 255 | 35 | 255 | 22 | 255 | 41 | 255 | 14 | 185 | 35 | 185
KINO-4 | A | 27 | 255 | 35 | 255 | 35 | 255 | 22 | 255 | 41 | 255 | 14 | 185 | 35 | 185
KLYN-A-1 | A | 24 | 126 | 50 | 126 | 50 | 126 | 34 | 126 | 70 | 126 | 22 | 81 | 34 | 81
LAGA-1 | A | 58 | 485 | 135 | 485 | 158 | 485 | 50 | 425 | 140 | 425 | 56 | 425 | 135 | 330
LBAR-1G | A | 1 | 16 | 4 | 16 | 6 | 16 | 2 | 16 | 4 | 16 | 1 | 9 | 4 | 9
LBAR-1 | A | 40 | 230 | 64 | 230 | 66 | 230 | 60 | 230 | 132 | 230 | 36 | 120 | 86 | 120
LITTD1 | A | 57 | 485 | 110 | 485 | 110 | 485 | 66 | 485 | 80 | 485 | 60 | 335 | 150 | 335
LITTD2 | A | 57 | 485 | 110 | 485 | 110 | 485 | 66 | 485 | 80 | 485 | 60 | 335 | 150 | 335
LITTD3 | A | 57 | 485 | 110 | 485 | 110 | 485 | 66 | 485 | 80 | 485 | 60 | 335 | 150 | 335
LOAN-1 | A | 25 | 326 | 51 | 326 | 55 | 326 | 19 | 326 | 50 | 326 | 12 | 276 | 28 | 276
LOAN-2 | A | 25 | 326 | 51 | 326 | 55 | 326 | 19 | 326 | 50 | 326 | 12 | 276 | 28 | 276
LOAN-3 | A | 25 | 326 | 51 | 326 | 55 | 326 | 19 | 326 | 50 | 326 | 12 | 276 | 28 | 276
MEDP-1 | A | 28 | 231 | 72 | 231 | 72 | 231 | 44 | 231 | 110 | 231 | 28 | 190 | 72 | 190
MRWD-1 | A | 50 | 384 | 90 | 384 | 100 | 384 | 52 | 384 | 160 | 384 | 52 | 298 | 110 | 298
NANT-1 | A | 0 | 15 | 0 | 15 | 0 | 15 | 0 | 15 | 1 | 15 | 0 | 15 | 0 | 15
PEHE-1 | A | 47 | 435 | 100 | 435 | 100 | 435 | 67 | 435 | 105 | 435 | 64 | 245 | 100 | 245
PEHE-2 | A | 16 | 490 | 40 | 265 | 42 | 490 | 0 | 0 | 0 | 0 | 0 | 490 | 0 | 490
PETEM1 | A | 20 | 180 | 46 | 180 | 52 | 180 | 24 | 180 | 58 | 180 | 20 | 150 | 50 | 100
RATS-1 | A | 39 | 270 | 84 | 270 | 90 | 270 | 39 | 155 | 54 | 270 | 42 | 105 | 95 | 155
RATS-2 | A | 39 | 270 | 84 | 270 | 90 | 270 | 39 | 155 | 54 | 270 | 42 | 105 | 95 | 155
RATS-3 | A | 39 | 270 | 84 | 270 | 90 | 270 | 39 | 155 | 54 | 270 | 42 | 105 | 95 | 155
RATS-4 | A | 39 | 270 | 84 | 270 | 90 | 270 | 39 | 155 | 54 | 270 | 42 | 105 | 95 | 155
ROCK-1 | A | 20 | 380 | 50 | 380 | 50 | 380 | 60 | 380 | 156 | 380 | 18 | 305 | 30 | 305
ROOS-1 | A | 12 | 140 | 32 | 140 | 32 | 140 | 13 | 140 | 32 | 140 | 13 | 108 | 32 | 108
RUGPS-6 | A | 36 | 243 | 80 | 243 | 80 | 243 | 40 | 243 | 90 | 243 | 40 | 155 | 95 | 105
RUGPS-7 | A | 36 | 243 | 80 | 243 | 80 | 243 | 40 | 243 | 90 | 243 | 40 | 155 | 95 | 105
RYHPS-1 | A | 30 | 305 | 48 | 305 | 66 | 305 | 42 | 305 | 51 | 305 | 30 | 130 | 42 | 68
SCCL-1 | A | 35 | 180 | 70 | 180 | 70 | 180 | 40 | 180 | 95 | 180 | 40 | 100 | 100 | 50
SCCL-2 | A | 35 | 180 | 70 | 180 | 70 | 180 | 40 | 180 | 95 | 180 | 40 | 100 | 100 | 50
SCCL-3 | A | 35 | 180 | 70 | 180 | 70 | 180 | 40 | 180 | 95 | 180 | 40 | 100 | 100 | 50
SEAB-1 | A | 44 | 254 | 125 | 254 | 150 | 254 | 55 | 254 | 150 | 254 | 75 | 164 | 176 | 38
SEAB-2 | A | 31 | 138 | 76 | 138 | 86 | 138 | 32 | 138 | 82 | 138 | 37 | 73 | 90 | 43
SHBA-1 | A | 41 | 255 | 104 | 255 | 115 | 255 | 44 | 255 | 120 | 255 | 39 | 195 | 115 | 40
SHBA-2 | A | 26 | 183 | 64 | 183 | 70 | 183 | 30 | 183 | 80 | 183 | 28 | 103 | 66 | 69
SHOS-1 | A | 18 | 160 | 24 | 160 | 24 | 160 | 30 | 160 | 75 | 160 | 18 | 135 | 24 | 135
SHOT-1 | A | 8 | 75 | 20 | 75 | 32 | 75 | 12 | 75 | 30 | 75 | 12 | 60 | 26 | 45
SIZB-1 | A | 38 | 283 | 45 | 283 | 45 | 283 | 45 | 283 | 45 | 283 | 40 | 283 | 46 | 283
SIZB-2 | A | 38 | 283 | 45 | 283 | 45 | 283 | 45 | 283 | 45 | 283 | 40 | 283 | 46 | 283
SLOY-1 | A | 0 | 38 | 1 | 38 | 1 | 38 | 1 | 38 | 2 | 38 | 0 | 38 | 1 | 30
SLOY-2 | A | 0 | 38 | 1 | 38 | 1 | 38 | 1 | 38 | 2 | 38 | 0 | 38 | 1 | 30
SLOY-3 | A | 0 | 38 | 1 | 38 | 1 | 38 | 1 | 38 | 2 | 38 | 0 | 38 | 1 | 30
SLOY-4 | A | 0 | 28 | 1 | 28 | 1 | 28 | 1 | 28 | 2 | 28 | 0 | 28 | 1 | 22
SPLN-1 | A | 40 | 380 | 100 | 380 | 110 | 380 | 50 | 380 | 120 | 380 | 30 | 380 | 90 | 300
STAY-1 | A | 34 | 221 | 62 | 221 | 62 | 221 | 35 | 221 | 85 | 221 | 33 | 161 | 60 | 161
STAY-2 | A | 34 | 221 | 62 | 221 | 62 | 221 | 35 | 221 | 85 | 221 | 33 | 161 | 60 | 161
STAY-3 | A | 34 | 221 | 62 | 221 | 62 | 221 | 35 | 221 | 85 | 221 | 33 | 161 | 60 | 161
STAY-4 | A | 34 | 221 | 62 | 221 | 62 | 221 | 35 | 221 | 85 | 221 | 33 | 161 | 60 | 161
SUTB-1 | A | 30 | 287 | 82 | 287 | 90 | 287 | 44 | 287 | 120 | 287 | 40 | 248 | 104 | 248
SVRP-10 | A | 20 | 225 | 50 | 225 | 70 | 225 | 32 | 225 | 80 | 225 | 20 | 172 | 50 | 172
SVRP-20 | A | 20 | 225 | 50 | 225 | 70 | 225 | 32 | 225 | 80 | 225 | 20 | 172 | 50 | 172
TESI-1 | A | 40 | 260 | 100 | 260 | 140 | 260 | 60 | 260 | 140 | 260 | 40 | 200 | 120 | 100
TESI-2 | A | 40 | 260 | 100 | 260 | 140 | 260 | 60 | 260 | 140 | 260 | 40 | 200 | 120 | 100
TILB-7 | A | 20 | 160 | 30 | 160 | 30 | 160 | 20 | 160 | 30 | 160 | 6 | 100 | 10 | 100
TILB-8 | A | 20 | 160 | 30 | 160 | 30 | 160 | 20 | 160 | 30 | 160 | 6 | 100 | 10 | 100
TILB-9 | A | 20 | 160 | 30 | 160 | 30 | 160 | 20 | 160 | 30 | 160 | 6 | 100 | 10 | 100
TILB10 | A | 20 | 160 | 30 | 160 | 30 | 160 | 20 | 160 | 30 | 160 | 6 | 100 | 10 | 100
USKM-13 | A | 6 | 49 | 15 | 49 | 17 | 49 | 8 | 49 | 19 | 49 | 7 | 36 | 8 | 36
USKM-14 | A | 6 | 49 | 15 | 49 | 17 | 49 | 8 | 49 | 19 | 49 | 7 | 36 | 8 | 36
USKM-15 | A | 6 | 49 | 15 | 49 | 17 | 49 | 8 | 49 | 19 | 49 | 7 | 36 | 8 | 36
WBUPS-1 | A | 30 | 113 | 48 | 153 | 48 | 153 | 32 | 113 | 50 | 113 | 40 | 153 | 65 | 113
WBUPS-2 | A | 30 | 133 | 48 | 173 | 48 | 173 | 32 | 133 | 50 | 133 | 40 | 173 | 65 | 133
WBUPS-3 | A | 30 | 133 | 48 | 173 | 48 | 173 | 32 | 133 | 50 | 133 | 40 | 173 | 65 | 133
WBUPS-4 | A | 30 | 113 | 48 | 153 | 48 | 153 | 32 | 113 | 50 | 113 | 40 | 153 | 65 | 113

## Apr 2011
MW Response Capability by BMU
|  | Primary Response (Max MWhrs) | [5 empty] | Secondary Response (Max Mwhrs) |  |  |  | High Frequency Response (Max MWhrs)
UNIT | Mode | 0.2Hz |  | 0.5Hz |  | 0.8Hz |  | 0.2/0.2Hz |  | 0.5/0.5Hz |  | 0.2Hz |  | 0.5Hz
ABTH7 | A | 40 | 250 | 72 | 250 | 72 | 250 | 48 | 250 | 120 | 250 | 38 | 185 | 55 | 185
ABTH8 | A | 40 | 250 | 72 | 250 | 72 | 250 | 48 | 250 | 120 | 250 | 38 | 185 | 55 | 185
ABTH9 | A | 40 | 250 | 72 | 250 | 72 | 250 | 48 | 250 | 120 | 250 | 38 | 185 | 55 | 185
BAGE-1 | A | 30 | 255 | 70 | 255 | 90 | 255 | 35 | 255 | 90 | 255 | 28 | 220 | 70 | 185
BAGE-2 | A | 3 | 17 | 8 | 17 | 12 | 17 | 4 | 17 | 9 | 17 | 2 | 17 | 5 | 17
BARKB2 | A | 33 | 210 | 82 | 210 | 108 | 210 | 39 | 210 | 97 | 210 | 31 | 120 | 84 | 120
BARK-1 | A | 22 | 140 | 55 | 140 | 72 | 140 | 26 | 140 | 65 | 140 | 21 | 80 | 54 | 80
BRGG-1 | A | 16 | 110 | 32 | 110 | 48 | 110 | 16 | 110 | 40 | 110 | 14 | 96 | 34 | 46
BRYP-1 | A | 15 | 82 | 25 | 82 | 31 | 82 | 22 | 82 | 37 | 82 | 10 | 82 | 27 | 47
CDCL-1 | A | 30 | 160 | 40 | 160 | 40 | 160 | 34 | 160 | 40 | 160 | 27 | 120 | 40 | 120
CLAC-1 | A | 3 | 28 | 8 | 28 | 13 | 28 | 3 | 36 | 9 | 36 | 3 | 28 | 8 | 28
CNQPS-1 | A | 22 | 126 | 51 | 126 | 70 | 126 | 28 | 126 | 70 | 126 | 20 | 100 | 45 | 100
CNQPS-2 | A | 22 | 126 | 51 | 126 | 70 | 126 | 28 | 126 | 70 | 126 | 20 | 100 | 45 | 100
CNQPS-3 | A | 22 | 126 | 51 | 126 | 70 | 126 | 28 | 126 | 70 | 126 | 20 | 100 | 45 | 100
CNQPS-4 | A | 22 | 126 | 51 | 126 | 70 | 126 | 28 | 126 | 70 | 126 | 20 | 100 | 45 | 100
COCK-1 | A | 15 | 168 | 42 | 168 | 48 | 168 | 10 | 168 | 25 | 168 | 6 | 138 | 7 | 138
COCK-2 | A | 15 | 168 | 42 | 168 | 48 | 168 | 10 | 168 | 25 | 168 | 6 | 138 | 7 | 138
COCK-3 | A | 15 | 168 | 42 | 168 | 48 | 168 | 10 | 168 | 25 | 168 | 6 | 138 | 7 | 138
COCK-4 | A | 15 | 168 | 42 | 168 | 48 | 168 | 10 | 168 | 25 | 168 | 6 | 138 | 7 | 138
CORB-1 | A | 10 | 130 | 30 | 130 | 50 | 130 | 28 | 130 | 60 | 130 | 15 | 95 | 40 | 60
COSO-1 | A | 20 | 380 | 40 | 380 | 50 | 380 | 60 | 380 | 140 | 380 | 17 | 304 | 40 | 304
COTPS-1 | A | 29 | 277 | 50 | 277 | 62 | 277 | 35 | 60 | 63 | 277 | 30 | 122 | 60 | 122
COTPS-2 | A | 29 | 287 | 50 | 287 | 62 | 287 | 35 | 60 | 63 | 287 | 30 | 122 | 60 | 122
COTPS-3 | A | 29 | 287 | 50 | 287 | 62 | 287 | 35 | 60 | 63 | 287 | 30 | 122 | 60 | 122
COTPS-4 | A | 29 | 277 | 50 | 277 | 62 | 277 | 35 | 60 | 63 | 277 | 30 | 122 | 60 | 122
COWE1 | A | 7 | 30 | 17 | 30 | 17 | 30 | 7 | 30 | 17 | 30 | 7 | 30 | 17 | 30
COWE2 | A | 7 | 30 | 17 | 30 | 17 | 30 | 7 | 30 | 17 | 30 | 7 | 30 | 17 | 30
CRUA-1 | A | 10 | 110 | 25 | 110 | 37 | 110 | 12 | 110 | 30 | 110 | 10 | 84 | 25 | 48
CRUA-2 | A | 10 | 110 | 25 | 110 | 37 | 110 | 12 | 110 | 30 | 110 | 10 | 84 | 25 | 48
CRUA-3 | A | 7 | 30 | 15 | 30 | 21 | 30 | 9 | 30 | 24 | 30 | 5 | 25 | 13 | 15
CRUA-4 | A | 7 | 30 | 15 | 30 | 21 | 30 | 9 | 30 | 24 | 30 | 5 | 25 | 13 | 15
DAMC-1 | A | 64 | 380 | 136 | 380 | 156 | 380 | 80 | 380 | 180 | 380 | 60 | 293 | 190 | 128
DEEP-1 | A | 20 | 180 | 60 | 180 | 86 | 180 | 22 | 180 | 80 | 180 | 24 | 96 | 52 | 96
DERW-1 | A | 13 | 90 | 35 | 90 | 45 | 90 | 16 | 90 | 40 | 90 | 16 | 90 | 32 | 72
DIDCB5 | A | 40 | 330 | 104 | 330 | 125 | 330 | 55 | 330 | 140 | 330 | 40 | 185 | 105 | 185
DIDCB6 | A | 64 | 203 | 120 | 203 | 120 | 203 | 60 | 203 | 100 | 203 | 68 | 115 | 130 | 73
DIDC1 | A | 42 | 225 | 85 | 225 | 85 | 225 | 24 | 225 | 62 | 120 | 24 | 73 | 60 | 147
DIDC2 | A | 42 | 225 | 85 | 225 | 85 | 225 | 24 | 225 | 62 | 120 | 24 | 73 | 60 | 147
DIDC3 | A | 42 | 225 | 85 | 225 | 85 | 225 | 24 | 225 | 62 | 120 | 24 | 73 | 60 | 147
DIDC4 | A | 42 | 225 | 85 | 225 | 85 | 225 | 24 | 225 | 62 | 120 | 24 | 73 | 60 | 147
DINO-1 | A | 14 | 138 | 39 | 138 | 58 | 138 | 28 | 138 | 72 | 138 | 14 | 118 | 36 | 88
DINO-2 | A | 14 | 138 | 39 | 138 | 58 | 138 | 28 | 138 | 72 | 138 | 14 | 118 | 36 | 88
DINO-3 | A | 14 | 138 | 39 | 138 | 58 | 138 | 28 | 138 | 72 | 138 | 14 | 118 | 36 | 88
DINO-4 | A | 14 | 138 | 39 | 138 | 58 | 138 | 28 | 138 | 72 | 138 | 14 | 118 | 36 | 88
DINO-5 | A | 14 | 138 | 39 | 138 | 58 | 138 | 28 | 138 | 72 | 138 | 14 | 118 | 36 | 88
DINO-6 | A | 14 | 138 | 39 | 138 | 58 | 138 | 28 | 138 | 72 | 138 | 14 | 118 | 36 | 88
DRAXX-1 | A | 68 | 345 | 100 | 345 | 100 | 345 | 64 | 95 | 110 | 345 | 60 | 225 | 70 | 225
DRAXX-2 | A | 68 | 345 | 100 | 345 | 100 | 345 | 64 | 95 | 110 | 345 | 60 | 225 | 70 | 225
DRAXX-3 | A | 68 | 345 | 100 | 345 | 100 | 345 | 64 | 95 | 110 | 345 | 60 | 225 | 70 | 225
DRAXX-4 | A | 68 | 345 | 100 | 345 | 100 | 345 | 64 | 95 | 110 | 345 | 60 | 225 | 70 | 225
DRAXX-5 | A | 68 | 345 | 100 | 345 | 100 | 345 | 64 | 95 | 110 | 345 | 60 | 225 | 70 | 225
DRAXX-6 | A | 68 | 345 | 100 | 345 | 100 | 345 | 64 | 95 | 110 | 345 | 60 | 225 | 70 | 225
EECL-1 | A | 20 | 133 | 25 | 133 | 26 | 133 | 29 | 133 | 80 | 133 | 18 | 105 | 26 | 105
EGGPS-1 | A | 45 | 205 | 83 | 205 | 83 | 205 | 49 | 205 | 110 | 205 | 33 | 95 | 60 | 95
EGGPS-2 | A | 45 | 205 | 83 | 205 | 83 | 205 | 49 | 205 | 110 | 205 | 33 | 95 | 60 | 95
EGGPS-3 | A | 45 | 205 | 83 | 205 | 83 | 205 | 49 | 205 | 110 | 205 | 33 | 95 | 60 | 95
EGGPS-4 | A | 45 | 205 | 83 | 205 | 83 | 205 | 49 | 205 | 110 | 205 | 33 | 95 | 60 | 95
ERRO-1 | A | 1 | 21 | 1 | 21 | 1 | 21 | 2 | 21 | 5 | 21 | 1 | 17 | 1 | 17
ERRO-2 | A | 1 | 21 | 1 | 21 | 1 | 21 | 2 | 21 | 5 | 21 | 1 | 17 | 1 | 17
ERRO-3 | A | 1 | 21 | 1 | 21 | 1 | 21 | 2 | 21 | 5 | 21 | 1 | 17 | 1 | 17
FASN-1 | A | 0 | 15 | 1 | 15 | 1 | 15 | 1 | 15 | 2 | 15 | 0 | 15 | 1 | 12
FASN-2 | A | 0 | 15 | 1 | 15 | 1 | 15 | 1 | 15 | 2 | 15 | 0 | 15 | 1 | 12
FASN-3 | A | 0 | 15 | 1 | 15 | 1 | 15 | 1 | 15 | 2 | 15 | 0 | 15 | 1 | 12
FAWL1 | A | 36 | 244 | 77 | 244 | 77 | 244 | 10 | 244 | 10 | 244 | 40 | 98 | 91 | 145
FAWL3 | A | 36 | 244 | 77 | 244 | 77 | 244 | 10 | 244 | 10 | 244 | 40 | 98 | 91 | 145
FAWN-1 | A | 10 | 52 | 25 | 52 | 40 | 52 | 13 | 52 | 32 | 52 | 11 | 37 | 27 | 27
FELL-1 | A | 9 | 63 | 21 | 63 | 22 | 63 | 10 | 63 | 24 | 63 | 9 | 63 | 22 | 63
FERR-1 | A | 25 | 150 | 45 | 250 | 56 | 250 | 40 | 250 | 60 | 250 | 34 | 80 | 59 | 150
FERR-2 | A | 25 | 150 | 45 | 250 | 56 | 250 | 40 | 250 | 60 | 250 | 34 | 80 | 59 | 150
FERR-3 | A | 25 | 150 | 45 | 250 | 56 | 250 | 40 | 250 | 60 | 250 | 34 | 80 | 59 | 150
FERR-4 | A | 25 | 150 | 45 | 250 | 56 | 250 | 40 | 250 | 60 | 250 | 34 | 80 | 59 | 150
FFES-1 | A | 10 | 35 | 27 | 35 | 30 | 35 | 9 | 35 | 22 | 35 | 4 | 27 | 6 | 27
FFES-2 | A | 10 | 35 | 27 | 35 | 30 | 35 | 9 | 35 | 22 | 35 | 4 | 27 | 6 | 27
FFES-3 | A | 10 | 35 | 27 | 35 | 30 | 35 | 9 | 35 | 22 | 35 | 4 | 27 | 6 | 27
FFES-4 | A | 10 | 35 | 27 | 35 | 30 | 35 | 9 | 35 | 22 | 35 | 4 | 27 | 6 | 27
FIDL-1 | A | 13 | 205 | 20 | 205 | 23 | 205 | 35 | 100 | 40 | 147 | 30 | 147 | 50 | 147
FIDL-2 | A | 13 | 205 | 20 | 205 | 23 | 205 | 35 | 100 | 40 | 147 | 30 | 147 | 50 | 147
FIDL-3 | A | 13 | 205 | 20 | 205 | 23 | 205 | 35 | 100 | 40 | 147 | 30 | 147 | 50 | 147
FIDL-4 | A | 13 | 205 | 20 | 205 | 23 | 205 | 35 | 100 | 40 | 147 | 30 | 147 | 50 | 147
FIFE-1 | A | 6 | 63 | 12 | 63 | 12 | 63 | 11 | 63 | 24 | 63 | 6 | 53 | 8 | 53
FINL-1 | A | 0 | 14 | 1 | 14 | 1 | 14 | 1 | 14 | 2 | 14 | 0 | 14 | 1 | 11
FOYE-1 | A | 6 | 60 | 13 | 60 | 16 | 60 | 11 | 60 | 27 | 60 | 5 | 30 | 11 | 30
FOYE-2 | A | 6 | 60 | 13 | 60 | 16 | 60 | 11 | 60 | 27 | 60 | 5 | 30 | 11 | 30
GRAI-1 | A | 43 | 485 | 100 | 485 | 160 | 485 | 60 | 485 | 140 | 485 | 33 | 0 | 60 | 345
GRAI-3 | A | 43 | 485 | 100 | 485 | 160 | 485 | 60 | 485 | 140 | 485 | 33 | 0 | 60 | 345
GRAI-4 | A | 43 | 485 | 100 | 485 | 160 | 485 | 60 | 485 | 140 | 485 | 33 | 0 | 60 | 345
GRMO-1 | A | 8 | 43 | 8 | 43 | 8 | 43 | 8 | 43 | 8 | 43 | 8 | 23 | 8 | 23
GYAR-1 | A | 17 | 176 | 42 | 176 | 66 | 176 | 24 | 176 | 60 | 176 | 17 | 176 | 42 | 176
HUMR-1 | A | 36 | 330 | 90 | 330 | 144 | 330 | 52 | 330 | 126 | 330 | 40 | 257 | 90 | 257
INDQ-1 | A | 12 | 102 | 31 | 102 | 43 | 102 | 13 | 102 | 34 | 102 | 12 | 72 | 30 | 72
IRNPS-1 | A | 35 | 125 | 45 | 125 | 48 | 285 | 42 | 285 | 68 | 125 | 28 | 125 | 42 | 185
IRNPS-2 | A | 35 | 125 | 45 | 125 | 48 | 285 | 42 | 285 | 68 | 125 | 28 | 125 | 42 | 185
KEAD-1 | A | 36 | 300 | 78 | 300 | 116 | 300 | 62 | 300 | 128 | 300 | 38 | 190 | 84 | 190
KILLPG-1 | A | 8 | 225 | 10 | 225 | 10 | 225 | 10 | 225 | 12 | 225 | 4 | 150 | 15 | 150
KILLPG-2 | A | 8 | 225 | 10 | 225 | 10 | 225 | 10 | 225 | 12 | 225 | 4 | 150 | 15 | 150
KILNS-1 | A | 30 | 290 | 72 | 290 | 84 | 290 | 42 | 290 | 114 | 290 | 18 | 104 | 45 | 104
KINO-1 | A | 27 | 255 | 35 | 255 | 35 | 255 | 22 | 255 | 44 | 255 | 14 | 185 | 35 | 185
KINO-2 | A | 27 | 255 | 35 | 255 | 35 | 255 | 22 | 255 | 44 | 255 | 14 | 185 | 35 | 185
KINO-3 | A | 27 | 255 | 35 | 255 | 35 | 255 | 22 | 255 | 41 | 255 | 14 | 185 | 35 | 185
KINO-4 | A | 27 | 255 | 35 | 255 | 35 | 255 | 22 | 255 | 41 | 255 | 14 | 185 | 35 | 185
KLYN-A-1 | A | 24 | 126 | 50 | 126 | 50 | 126 | 34 | 126 | 70 | 126 | 22 | 81 | 34 | 81
LAGA-1 | A | 58 | 485 | 135 | 485 | 158 | 485 | 50 | 425 | 140 | 425 | 56 | 425 | 135 | 330
LBAR-1G | A | 1 | 16 | 4 | 16 | 6 | 16 | 2 | 16 | 4 | 16 | 1 | 9 | 4 | 9
LBAR-1 | A | 40 | 230 | 64 | 230 | 66 | 230 | 60 | 230 | 132 | 230 | 36 | 120 | 86 | 120
LITTD1 | A | 57 | 485 | 110 | 485 | 110 | 485 | 66 | 485 | 80 | 485 | 60 | 335 | 150 | 335
LITTD2 | A | 57 | 485 | 110 | 485 | 110 | 485 | 66 | 485 | 80 | 485 | 60 | 335 | 150 | 335
LITTD3 | A | 57 | 485 | 110 | 485 | 110 | 485 | 66 | 485 | 80 | 485 | 60 | 335 | 150 | 335
LOAN-1 | A | 25 | 326 | 51 | 326 | 55 | 326 | 19 | 326 | 50 | 326 | 12 | 276 | 28 | 276
LOAN-2 | A | 25 | 326 | 51 | 326 | 55 | 326 | 19 | 326 | 50 | 326 | 12 | 276 | 28 | 276
LOAN-3 | A | 25 | 326 | 51 | 326 | 55 | 326 | 19 | 326 | 50 | 326 | 12 | 276 | 28 | 276
MEDP-1 | A | 28 | 231 | 72 | 231 | 72 | 231 | 44 | 231 | 110 | 231 | 28 | 190 | 72 | 190
MRWD-1 | A | 50 | 384 | 90 | 384 | 100 | 384 | 52 | 384 | 160 | 384 | 52 | 298 | 110 | 298
NANT-1 | A | 0 | 15 | 0 | 15 | 0 | 15 | 0 | 15 | 1 | 15 | 0 | 15 | 0 | 15
PEHE-1 | A | 47 | 435 | 100 | 435 | 100 | 435 | 67 | 435 | 105 | 435 | 64 | 245 | 100 | 245
PEHE-2 | A | 16 | 490 | 40 | 265 | 42 | 490 | 0 | 0 | 0 | 0 | 0 | 490 | 0 | 490
PETEM1 | A | 20 | 180 | 46 | 180 | 52 | 180 | 24 | 180 | 58 | 180 | 20 | 150 | 50 | 100
RATS-1 | A | 39 | 270 | 84 | 270 | 90 | 270 | 39 | 155 | 54 | 270 | 42 | 105 | 95 | 155
RATS-2 | A | 39 | 270 | 84 | 270 | 90 | 270 | 39 | 155 | 54 | 270 | 42 | 105 | 95 | 155
RATS-3 | A | 39 | 270 | 84 | 270 | 90 | 270 | 39 | 155 | 54 | 270 | 42 | 105 | 95 | 155
RATS-4 | A | 39 | 270 | 84 | 270 | 90 | 270 | 39 | 155 | 54 | 270 | 42 | 105 | 95 | 155
ROCK-1 | A | 20 | 380 | 50 | 380 | 50 | 380 | 60 | 380 | 156 | 380 | 18 | 305 | 30 | 305
ROOS-1 | A | 12 | 140 | 32 | 140 | 32 | 140 | 13 | 140 | 32 | 140 | 13 | 108 | 32 | 108
RUGPS-6 | A | 36 | 243 | 80 | 243 | 80 | 243 | 40 | 243 | 90 | 243 | 40 | 155 | 95 | 105
RUGPS-7 | A | 36 | 243 | 80 | 243 | 80 | 243 | 40 | 243 | 90 | 243 | 40 | 155 | 95 | 105
RYHPS-1 | A | 30 | 305 | 48 | 305 | 66 | 305 | 42 | 305 | 51 | 305 | 30 | 130 | 42 | 68
SCCL-1 | A | 35 | 180 | 70 | 180 | 70 | 180 | 40 | 180 | 95 | 180 | 40 | 100 | 100 | 50
SCCL-2 | A | 35 | 180 | 70 | 180 | 70 | 180 | 40 | 180 | 95 | 180 | 40 | 100 | 100 | 50
SCCL-3 | A | 35 | 180 | 70 | 180 | 70 | 180 | 40 | 180 | 95 | 180 | 40 | 100 | 100 | 50
SEAB-1 | A | 44 | 254 | 125 | 254 | 150 | 254 | 55 | 254 | 150 | 254 | 75 | 164 | 176 | 38
SEAB-2 | A | 31 | 138 | 76 | 138 | 86 | 138 | 32 | 138 | 82 | 138 | 37 | 73 | 90 | 43
SHBA-1 | A | 41 | 255 | 104 | 255 | 115 | 255 | 44 | 255 | 120 | 255 | 39 | 195 | 115 | 40
SHBA-2 | A | 26 | 183 | 64 | 183 | 70 | 183 | 30 | 183 | 80 | 183 | 28 | 103 | 66 | 69
SHOS-1 | A | 18 | 160 | 24 | 160 | 24 | 160 | 30 | 160 | 75 | 160 | 18 | 135 | 24 | 135
SHOT-1 | A | 8 | 75 | 20 | 75 | 32 | 75 | 12 | 75 | 30 | 75 | 12 | 60 | 26 | 45
SIZB-1 | A | 38 | 283 | 45 | 283 | 45 | 283 | 45 | 283 | 45 | 283 | 40 | 283 | 46 | 283
SIZB-2 | A | 38 | 283 | 45 | 283 | 45 | 283 | 45 | 283 | 45 | 283 | 40 | 283 | 46 | 283
SLOY-1 | A | 0 | 38 | 1 | 38 | 1 | 38 | 1 | 38 | 2 | 38 | 0 | 38 | 1 | 30
SLOY-2 | A | 0 | 38 | 1 | 38 | 1 | 38 | 1 | 38 | 2 | 38 | 0 | 38 | 1 | 30
SLOY-3 | A | 0 | 38 | 1 | 38 | 1 | 38 | 1 | 38 | 2 | 38 | 0 | 38 | 1 | 30
SLOY-4 | A | 0 | 28 | 1 | 28 | 1 | 28 | 1 | 28 | 2 | 28 | 0 | 28 | 1 | 22
SPLN-1 | A | 40 | 380 | 100 | 380 | 110 | 380 | 50 | 380 | 120 | 380 | 30 | 380 | 90 | 300
STAY-1 | A | 34 | 221 | 62 | 221 | 62 | 221 | 35 | 221 | 85 | 221 | 33 | 161 | 60 | 161
STAY-2 | A | 34 | 221 | 62 | 221 | 62 | 221 | 35 | 221 | 85 | 221 | 33 | 161 | 60 | 161
STAY-3 | A | 34 | 221 | 62 | 221 | 62 | 221 | 35 | 221 | 85 | 221 | 33 | 161 | 60 | 161
STAY-4 | A | 34 | 221 | 62 | 221 | 62 | 221 | 35 | 221 | 85 | 221 | 33 | 161 | 60 | 161
SUTB-1 | A | 30 | 287 | 82 | 287 | 90 | 287 | 44 | 287 | 120 | 287 | 40 | 248 | 104 | 248
TESI-1 | A | 40 | 260 | 100 | 260 | 140 | 260 | 60 | 260 | 140 | 260 | 40 | 200 | 120 | 100
TESI-2 | A | 40 | 260 | 100 | 260 | 140 | 260 | 60 | 260 | 140 | 260 | 40 | 200 | 120 | 100
TILB-7 | A | 20 | 160 | 30 | 160 | 30 | 160 | 20 | 160 | 30 | 160 | 6 | 100 | 10 | 100
TILB-8 | A | 20 | 160 | 30 | 160 | 30 | 160 | 20 | 160 | 30 | 160 | 6 | 100 | 10 | 100
TILB-9 | A | 20 | 160 | 30 | 160 | 30 | 160 | 20 | 160 | 30 | 160 | 6 | 100 | 10 | 100
TILB10 | A | 20 | 160 | 30 | 160 | 30 | 160 | 20 | 160 | 30 | 160 | 6 | 100 | 10 | 100
USKM-13 | A | 6 | 49 | 15 | 49 | 17 | 49 | 8 | 49 | 19 | 49 | 7 | 36 | 8 | 36
USKM-14 | A | 6 | 49 | 15 | 49 | 17 | 49 | 8 | 49 | 19 | 49 | 7 | 36 | 8 | 36
USKM-15 | A | 6 | 49 | 15 | 49 | 17 | 49 | 8 | 49 | 19 | 49 | 7 | 36 | 8 | 36
WBUPS-1 | A | 30 | 113 | 48 | 153 | 48 | 153 | 32 | 113 | 50 | 113 | 40 | 153 | 65 | 113
WBUPS-2 | A | 30 | 133 | 48 | 173 | 48 | 173 | 32 | 133 | 50 | 133 | 40 | 173 | 65 | 133
WBUPS-3 | A | 30 | 133 | 48 | 173 | 48 | 173 | 32 | 133 | 50 | 133 | 40 | 173 | 65 | 133
WBUPS-4 | A | 30 | 113 | 48 | 153 | 48 | 153 | 32 | 113 | 50 | 113 | 40 | 153 | 65 | 113

## Mar 2011
MW Response Capability by BMU
|  | Primary Response (Max MWhrs) | [5 empty] | Secondary Response (Max Mwhrs) |  |  |  | High Frequency Response (Max MWhrs)
UNIT | Mode | 0.2Hz |  | 0.5Hz |  | 0.8Hz |  | 0.2/0.2Hz |  | 0.5/0.5Hz |  | 0.2Hz |  | 0.5Hz
ABTH7 | A | 40 | 250 | 72 | 250 | 72 | 250 | 48 | 250 | 120 | 250 | 38 | 185 | 55 | 185
ABTH8 | A | 40 | 250 | 72 | 250 | 72 | 250 | 48 | 250 | 120 | 250 | 38 | 185 | 55 | 185
ABTH9 | A | 40 | 250 | 72 | 250 | 72 | 250 | 48 | 250 | 120 | 250 | 38 | 185 | 55 | 185
BAGE-1 | A | 21 | 235 | 52 | 235 | 80 | 235 | 33 | 235 | 80 | 235 | 22 | 235 | 52 | 235
BAGE-2 | A | 3 | 17 | 8 | 17 | 12 | 17 | 4 | 17 | 9 | 17 | 2 | 17 | 5 | 17
BARKB2 | A | 33 | 210 | 82 | 210 | 108 | 210 | 39 | 210 | 97 | 210 | 31 | 120 | 84 | 120
BARK-1 | A | 22 | 140 | 55 | 140 | 72 | 140 | 26 | 140 | 65 | 140 | 21 | 80 | 54 | 80
BRGG-1 | A | 16 | 110 | 32 | 110 | 48 | 110 | 16 | 110 | 40 | 110 | 14 | 96 | 34 | 46
BRYP-1 | A | 15 | 82 | 25 | 82 | 31 | 82 | 22 | 82 | 37 | 82 | 10 | 82 | 27 | 47
CDCL-1 | A | 30 | 160 | 40 | 160 | 40 | 160 | 34 | 160 | 40 | 160 | 27 | 120 | 40 | 120
CLAC-1 | A | 3 | 28 | 8 | 28 | 13 | 28 | 3 | 36 | 9 | 36 | 3 | 28 | 8 | 28
CNQPS-1 | A | 22 | 126 | 51 | 126 | 70 | 126 | 28 | 126 | 70 | 126 | 20 | 100 | 45 | 100
CNQPS-2 | A | 22 | 126 | 51 | 126 | 70 | 126 | 28 | 126 | 70 | 126 | 20 | 100 | 45 | 100
CNQPS-3 | A | 22 | 126 | 51 | 126 | 70 | 126 | 28 | 126 | 70 | 126 | 20 | 100 | 45 | 100
CNQPS-4 | A | 22 | 126 | 51 | 126 | 70 | 126 | 28 | 126 | 70 | 126 | 20 | 100 | 45 | 100
COCK-1 | A | 15 | 168 | 42 | 168 | 48 | 168 | 10 | 168 | 25 | 168 | 6 | 138 | 7 | 138
COCK-2 | A | 15 | 168 | 42 | 168 | 48 | 168 | 10 | 168 | 25 | 168 | 6 | 138 | 7 | 138
COCK-3 | A | 15 | 168 | 42 | 168 | 48 | 168 | 10 | 168 | 25 | 168 | 6 | 138 | 7 | 138
COCK-4 | A | 15 | 168 | 42 | 168 | 48 | 168 | 10 | 168 | 25 | 168 | 6 | 138 | 7 | 138
CORB-1 | A | 10 | 130 | 30 | 130 | 50 | 130 | 28 | 130 | 60 | 130 | 15 | 95 | 40 | 60
COSO-1 | A | 20 | 380 | 40 | 380 | 50 | 380 | 60 | 380 | 140 | 380 | 17 | 304 | 40 | 304
COTPS-1 | A | 29 | 277 | 50 | 277 | 62 | 277 | 35 | 60 | 63 | 277 | 30 | 122 | 60 | 122
COTPS-2 | A | 29 | 287 | 50 | 287 | 62 | 287 | 35 | 60 | 63 | 287 | 30 | 122 | 60 | 122
COTPS-3 | A | 29 | 287 | 50 | 287 | 62 | 287 | 35 | 60 | 63 | 287 | 30 | 122 | 60 | 122
COTPS-4 | A | 29 | 277 | 50 | 277 | 62 | 277 | 35 | 60 | 63 | 277 | 30 | 122 | 60 | 122
COWE1 | A | 7 | 30 | 17 | 30 | 17 | 30 | 7 | 30 | 17 | 30 | 7 | 30 | 17 | 30
COWE2 | A | 7 | 30 | 17 | 30 | 17 | 30 | 7 | 30 | 17 | 30 | 7 | 30 | 17 | 30
CRUA-1 | A | 10 | 110 | 25 | 110 | 37 | 110 | 12 | 110 | 30 | 110 | 10 | 84 | 25 | 48
CRUA-2 | A | 10 | 110 | 25 | 110 | 37 | 110 | 12 | 110 | 30 | 110 | 10 | 84 | 25 | 48
CRUA-3 | A | 7 | 30 | 15 | 30 | 21 | 30 | 9 | 30 | 24 | 30 | 5 | 25 | 13 | 15
CRUA-4 | A | 7 | 30 | 15 | 30 | 21 | 30 | 9 | 30 | 24 | 30 | 5 | 25 | 13 | 15
DAMC-1 | A | 64 | 380 | 136 | 380 | 156 | 380 | 80 | 380 | 180 | 380 | 60 | 293 | 190 | 128
DEEP-1 | A | 20 | 180 | 60 | 180 | 86 | 180 | 22 | 180 | 80 | 180 | 24 | 96 | 52 | 96
DERW-1 | A | 13 | 90 | 35 | 90 | 45 | 90 | 16 | 90 | 40 | 90 | 16 | 90 | 32 | 72
DIDCB5 | A | 40 | 330 | 104 | 330 | 125 | 330 | 55 | 330 | 140 | 330 | 40 | 185 | 105 | 185
DIDCB6 | A | 64 | 203 | 120 | 203 | 120 | 203 | 60 | 203 | 100 | 203 | 68 | 115 | 130 | 73
DIDC1 | A | 42 | 225 | 85 | 225 | 85 | 225 | 24 | 225 | 62 | 120 | 24 | 73 | 60 | 147
DIDC2 | A | 42 | 225 | 85 | 225 | 85 | 225 | 24 | 225 | 62 | 120 | 24 | 73 | 60 | 147
DIDC3 | A | 42 | 225 | 85 | 225 | 85 | 225 | 24 | 225 | 62 | 120 | 24 | 73 | 60 | 147
DIDC4 | A | 42 | 225 | 85 | 225 | 85 | 225 | 24 | 225 | 62 | 120 | 24 | 73 | 60 | 147
DINO-1 | A | 14 | 138 | 39 | 138 | 58 | 138 | 28 | 138 | 72 | 138 | 14 | 118 | 36 | 88
DINO-2 | A | 14 | 138 | 39 | 138 | 58 | 138 | 28 | 138 | 72 | 138 | 14 | 118 | 36 | 88
DINO-3 | A | 14 | 138 | 39 | 138 | 58 | 138 | 28 | 138 | 72 | 138 | 14 | 118 | 36 | 88
DINO-4 | A | 14 | 138 | 39 | 138 | 58 | 138 | 28 | 138 | 72 | 138 | 14 | 118 | 36 | 88
DINO-5 | A | 14 | 138 | 39 | 138 | 58 | 138 | 28 | 138 | 72 | 138 | 14 | 118 | 36 | 88
DINO-6 | A | 14 | 138 | 39 | 138 | 58 | 138 | 28 | 138 | 72 | 138 | 14 | 118 | 36 | 88
DRAXX-1 | A | 68 | 345 | 100 | 345 | 100 | 345 | 64 | 95 | 110 | 345 | 60 | 225 | 70 | 225
DRAXX-2 | A | 68 | 345 | 100 | 345 | 100 | 345 | 64 | 95 | 110 | 345 | 60 | 225 | 70 | 225
DRAXX-3 | A | 68 | 345 | 100 | 345 | 100 | 345 | 64 | 95 | 110 | 345 | 60 | 225 | 70 | 225
DRAXX-4 | A | 68 | 345 | 100 | 345 | 100 | 345 | 64 | 95 | 110 | 345 | 60 | 225 | 70 | 225
DRAXX-5 | A | 68 | 345 | 100 | 345 | 100 | 345 | 64 | 95 | 110 | 345 | 60 | 225 | 70 | 225
DRAXX-6 | A | 68 | 345 | 100 | 345 | 100 | 345 | 64 | 95 | 110 | 345 | 60 | 225 | 70 | 225
EECL-1 | A | 20 | 133 | 25 | 133 | 26 | 133 | 29 | 133 | 80 | 133 | 18 | 105 | 26 | 105
EGGPS-1 | A | 45 | 205 | 83 | 205 | 83 | 205 | 49 | 205 | 110 | 205 | 33 | 95 | 60 | 95
EGGPS-2 | A | 45 | 205 | 83 | 205 | 83 | 205 | 49 | 205 | 110 | 205 | 33 | 95 | 60 | 95
EGGPS-3 | A | 45 | 205 | 83 | 205 | 83 | 205 | 49 | 205 | 110 | 205 | 33 | 95 | 60 | 95
EGGPS-4 | A | 45 | 205 | 83 | 205 | 83 | 205 | 49 | 205 | 110 | 205 | 33 | 95 | 60 | 95
ERRO-1 | A | 1 | 21 | 1 | 21 | 1 | 21 | 2 | 21 | 5 | 21 | 1 | 17 | 1 | 17
ERRO-2 | A | 1 | 21 | 1 | 21 | 1 | 21 | 2 | 21 | 5 | 21 | 1 | 17 | 1 | 17
ERRO-3 | A | 1 | 21 | 1 | 21 | 1 | 21 | 2 | 21 | 5 | 21 | 1 | 17 | 1 | 17
FASN-1 | A | 0 | 15 | 1 | 15 | 1 | 15 | 1 | 15 | 2 | 15 | 0 | 15 | 1 | 12
FASN-2 | A | 0 | 15 | 1 | 15 | 1 | 15 | 1 | 15 | 2 | 15 | 0 | 15 | 1 | 12
FASN-3 | A | 0 | 15 | 1 | 15 | 1 | 15 | 1 | 15 | 2 | 15 | 0 | 15 | 1 | 12
FAWL1 | A | 36 | 244 | 77 | 244 | 77 | 244 | 10 | 244 | 10 | 244 | 40 | 98 | 91 | 145
FAWL3 | A | 36 | 244 | 77 | 244 | 77 | 244 | 10 | 244 | 10 | 244 | 40 | 98 | 91 | 145
FAWN-1 | A | 10 | 52 | 25 | 52 | 40 | 52 | 13 | 52 | 32 | 52 | 11 | 37 | 27 | 27
FELL-1 | A | 9 | 63 | 21 | 63 | 22 | 63 | 10 | 63 | 24 | 63 | 9 | 63 | 22 | 63
FERR-1 | A | 25 | 150 | 45 | 250 | 56 | 250 | 40 | 250 | 60 | 250 | 34 | 80 | 59 | 150
FERR-2 | A | 25 | 150 | 45 | 250 | 56 | 250 | 40 | 250 | 60 | 250 | 34 | 80 | 59 | 150
FERR-3 | A | 25 | 150 | 45 | 250 | 56 | 250 | 40 | 250 | 60 | 250 | 34 | 80 | 59 | 150
FERR-4 | A | 25 | 150 | 45 | 250 | 56 | 250 | 40 | 250 | 60 | 250 | 34 | 80 | 59 | 150
FFES-1 | A | 10 | 35 | 27 | 35 | 30 | 35 | 9 | 35 | 22 | 35 | 4 | 27 | 6 | 27
FFES-2 | A | 10 | 35 | 27 | 35 | 30 | 35 | 9 | 35 | 22 | 35 | 4 | 27 | 6 | 27
FFES-3 | A | 10 | 35 | 27 | 35 | 30 | 35 | 9 | 35 | 22 | 35 | 4 | 27 | 6 | 27
FFES-4 | A | 10 | 35 | 27 | 35 | 30 | 35 | 9 | 35 | 22 | 35 | 4 | 27 | 6 | 27
FIDL-1 | A | 13 | 205 | 20 | 205 | 23 | 205 | 35 | 100 | 40 | 147 | 30 | 147 | 50 | 147
FIDL-2 | A | 13 | 205 | 20 | 205 | 23 | 205 | 35 | 100 | 40 | 147 | 30 | 147 | 50 | 147
FIDL-3 | A | 13 | 205 | 20 | 205 | 23 | 205 | 35 | 100 | 40 | 147 | 30 | 147 | 50 | 147
FIDL-4 | A | 13 | 205 | 20 | 205 | 23 | 205 | 35 | 100 | 40 | 147 | 30 | 147 | 50 | 147
FIFE-1 | A | 6 | 63 | 12 | 63 | 12 | 63 | 11 | 63 | 24 | 63 | 6 | 53 | 8 | 53
FINL-1 | A | 0 | 14 | 1 | 14 | 1 | 14 | 1 | 14 | 2 | 14 | 0 | 14 | 1 | 11
FOYE-1 | A | 6 | 60 | 13 | 60 | 16 | 60 | 11 | 60 | 27 | 60 | 5 | 30 | 11 | 30
FOYE-2 | A | 6 | 60 | 13 | 60 | 16 | 60 | 11 | 60 | 27 | 60 | 5 | 30 | 11 | 30
GRAI-1 | A | 43 | 485 | 100 | 485 | 160 | 485 | 60 | 485 | 140 | 485 | 33 | 0 | 60 | 345
GRAI-3 | A | 43 | 485 | 100 | 485 | 160 | 485 | 60 | 485 | 140 | 485 | 33 | 0 | 60 | 345
GRAI-4 | A | 43 | 485 | 100 | 485 | 160 | 485 | 60 | 485 | 140 | 485 | 33 | 0 | 60 | 345
GRMO-1 | A | 8 | 43 | 8 | 43 | 8 | 43 | 8 | 43 | 8 | 43 | 8 | 23 | 8 | 23
GYAR-1 | A | 17 | 176 | 42 | 176 | 66 | 176 | 24 | 176 | 60 | 176 | 17 | 176 | 42 | 176
HUMR-1 | A | 36 | 330 | 90 | 330 | 144 | 330 | 52 | 330 | 126 | 330 | 40 | 257 | 90 | 257
INDQ-1 | A | 12 | 102 | 31 | 102 | 43 | 102 | 13 | 102 | 34 | 102 | 12 | 72 | 30 | 72
IRNPS-1 | A | 35 | 125 | 45 | 125 | 48 | 285 | 42 | 285 | 68 | 125 | 28 | 125 | 42 | 185
IRNPS-2 | A | 35 | 125 | 45 | 125 | 48 | 285 | 42 | 285 | 68 | 125 | 28 | 125 | 42 | 185
KEAD-1 | A | 36 | 300 | 78 | 300 | 116 | 300 | 62 | 300 | 128 | 300 | 38 | 190 | 84 | 190
KILLPG-1 | A | 8 | 225 | 10 | 225 | 10 | 225 | 10 | 225 | 12 | 225 | 4 | 150 | 15 | 150
KILLPG-2 | A | 8 | 225 | 10 | 225 | 10 | 225 | 10 | 225 | 12 | 225 | 4 | 150 | 15 | 150
KILNS-1 | A | 30 | 290 | 72 | 290 | 84 | 290 | 42 | 290 | 114 | 290 | 18 | 104 | 45 | 104
KINO-1 | A | 27 | 255 | 35 | 255 | 35 | 255 | 22 | 255 | 44 | 255 | 14 | 185 | 35 | 185
KINO-2 | A | 27 | 255 | 35 | 255 | 35 | 255 | 22 | 255 | 44 | 255 | 14 | 185 | 35 | 185
KINO-3 | A | 27 | 255 | 35 | 255 | 35 | 255 | 22 | 255 | 41 | 255 | 14 | 185 | 35 | 185
KINO-4 | A | 27 | 255 | 35 | 255 | 35 | 255 | 22 | 255 | 41 | 255 | 14 | 185 | 35 | 185
KLYN-A-1 | A | 24 | 126 | 50 | 126 | 50 | 126 | 34 | 126 | 70 | 126 | 22 | 81 | 34 | 81
LAGA-1 | A | 58 | 485 | 135 | 485 | 158 | 485 | 50 | 425 | 140 | 425 | 56 | 425 | 135 | 330
LBAR-1G | A | 1 | 16 | 4 | 16 | 6 | 16 | 2 | 16 | 4 | 16 | 1 | 9 | 4 | 9
LBAR-1 | A | 40 | 230 | 64 | 230 | 66 | 230 | 60 | 230 | 132 | 230 | 36 | 120 | 86 | 120
LITTD1 | A | 57 | 485 | 110 | 485 | 110 | 485 | 66 | 485 | 80 | 485 | 60 | 335 | 150 | 335
LITTD2 | A | 57 | 485 | 110 | 485 | 110 | 485 | 66 | 485 | 80 | 485 | 60 | 335 | 150 | 335
LITTD3 | A | 57 | 485 | 110 | 485 | 110 | 485 | 66 | 485 | 80 | 485 | 60 | 335 | 150 | 335
LOAN-1 | A | 25 | 326 | 51 | 326 | 55 | 326 | 19 | 326 | 50 | 326 | 12 | 276 | 28 | 276
LOAN-2 | A | 25 | 326 | 51 | 326 | 55 | 326 | 19 | 326 | 50 | 326 | 12 | 276 | 28 | 276
LOAN-3 | A | 25 | 326 | 51 | 326 | 55 | 326 | 19 | 326 | 50 | 326 | 12 | 276 | 28 | 276
MEDP-1 | A | 28 | 231 | 72 | 231 | 72 | 231 | 44 | 231 | 110 | 231 | 28 | 190 | 72 | 190
MRWD-1 | A | 50 | 384 | 90 | 384 | 100 | 384 | 52 | 384 | 160 | 384 | 52 | 298 | 110 | 298
NANT-1 | A | 0 | 15 | 0 | 15 | 0 | 15 | 0 | 15 | 1 | 15 | 0 | 15 | 0 | 15
PEHE-1 | A | 47 | 435 | 100 | 435 | 100 | 435 | 67 | 435 | 105 | 435 | 64 | 245 | 100 | 245
PEHE-2 | A | 16 | 490 | 40 | 265 | 42 | 490 | 0 | 0 | 0 | 0 | 0 | 490 | 0 | 490
PETEM1 | A | 20 | 180 | 46 | 180 | 52 | 180 | 24 | 180 | 58 | 180 | 20 | 150 | 50 | 100
RATS-1 | A | 39 | 270 | 84 | 270 | 90 | 270 | 39 | 155 | 54 | 270 | 42 | 105 | 95 | 155
RATS-2 | A | 39 | 270 | 84 | 270 | 90 | 270 | 39 | 155 | 54 | 270 | 42 | 105 | 95 | 155
RATS-3 | A | 39 | 270 | 84 | 270 | 90 | 270 | 39 | 155 | 54 | 270 | 42 | 105 | 95 | 155
RATS-4 | A | 39 | 270 | 84 | 270 | 90 | 270 | 39 | 155 | 54 | 270 | 42 | 105 | 95 | 155
ROCK-1 | A | 20 | 380 | 50 | 380 | 50 | 380 | 60 | 380 | 156 | 380 | 18 | 305 | 30 | 305
ROOS-1 | A | 12 | 140 | 32 | 140 | 32 | 140 | 13 | 140 | 32 | 140 | 13 | 108 | 32 | 108
RUGPS-6 | A | 36 | 243 | 80 | 243 | 80 | 243 | 40 | 243 | 90 | 243 | 40 | 155 | 95 | 105
RUGPS-7 | A | 36 | 243 | 80 | 243 | 80 | 243 | 40 | 243 | 90 | 243 | 40 | 155 | 95 | 105
RYHPS-1 | A | 30 | 305 | 48 | 305 | 66 | 305 | 42 | 305 | 51 | 305 | 30 | 130 | 42 | 68
SCCL-1 | A | 35 | 180 | 70 | 180 | 70 | 180 | 40 | 180 | 95 | 180 | 40 | 100 | 100 | 50
SCCL-2 | A | 35 | 180 | 70 | 180 | 70 | 180 | 40 | 180 | 95 | 180 | 40 | 100 | 100 | 50
SCCL-3 | A | 35 | 180 | 70 | 180 | 70 | 180 | 40 | 180 | 95 | 180 | 40 | 100 | 100 | 50
SEAB-1 | A | 44 | 254 | 125 | 254 | 150 | 254 | 55 | 254 | 150 | 254 | 75 | 164 | 176 | 38
SEAB-2 | A | 31 | 138 | 76 | 138 | 86 | 138 | 32 | 138 | 82 | 138 | 37 | 73 | 90 | 43
SHBA-1 | A | 41 | 255 | 104 | 255 | 115 | 255 | 44 | 255 | 120 | 255 | 39 | 195 | 115 | 40
SHBA-2 | A | 26 | 183 | 64 | 183 | 70 | 183 | 30 | 183 | 80 | 183 | 28 | 103 | 66 | 69
SHOS-1 | A | 18 | 160 | 24 | 160 | 24 | 160 | 30 | 160 | 75 | 160 | 18 | 135 | 24 | 135
SHOT-1 | A | 8 | 75 | 20 | 75 | 32 | 75 | 12 | 75 | 30 | 75 | 12 | 60 | 26 | 45
SIZB-1 | A | 38 | 283 | 45 | 283 | 45 | 283 | 45 | 283 | 45 | 283 | 40 | 283 | 46 | 283
SIZB-2 | A | 38 | 283 | 45 | 283 | 45 | 283 | 45 | 283 | 45 | 283 | 40 | 283 | 46 | 283
SLOY-1 | A | 0 | 38 | 1 | 38 | 1 | 38 | 1 | 38 | 2 | 38 | 0 | 38 | 1 | 30
SLOY-2 | A | 0 | 38 | 1 | 38 | 1 | 38 | 1 | 38 | 2 | 38 | 0 | 38 | 1 | 30
SLOY-3 | A | 0 | 38 | 1 | 38 | 1 | 38 | 1 | 38 | 2 | 38 | 0 | 38 | 1 | 30
SLOY-4 | A | 0 | 28 | 1 | 28 | 1 | 28 | 1 | 28 | 2 | 28 | 0 | 28 | 1 | 22
SPLN-1 | A | 40 | 380 | 100 | 380 | 110 | 380 | 50 | 380 | 120 | 380 | 30 | 380 | 90 | 300
STAY-1 | A | 34 | 221 | 62 | 221 | 62 | 221 | 35 | 221 | 85 | 221 | 33 | 161 | 60 | 161
STAY-2 | A | 34 | 221 | 62 | 221 | 62 | 221 | 35 | 221 | 85 | 221 | 33 | 161 | 60 | 161
STAY-3 | A | 34 | 221 | 62 | 221 | 62 | 221 | 35 | 221 | 85 | 221 | 33 | 161 | 60 | 161
STAY-4 | A | 34 | 221 | 62 | 221 | 62 | 221 | 35 | 221 | 85 | 221 | 33 | 161 | 60 | 161
SUTB-1 | A | 30 | 287 | 82 | 287 | 90 | 287 | 44 | 287 | 120 | 287 | 40 | 248 | 104 | 248
TESI-1 | A | 40 | 260 | 100 | 260 | 140 | 260 | 60 | 260 | 140 | 260 | 40 | 200 | 120 | 100
TESI-2 | A | 40 | 260 | 100 | 260 | 140 | 260 | 60 | 260 | 140 | 260 | 40 | 200 | 120 | 100
TILB-7 | A | 20 | 160 | 30 | 160 | 30 | 160 | 20 | 160 | 30 | 160 | 6 | 100 | 10 | 100
TILB-8 | A | 20 | 160 | 30 | 160 | 30 | 160 | 20 | 160 | 30 | 160 | 6 | 100 | 10 | 100
TILB-9 | A | 20 | 160 | 30 | 160 | 30 | 160 | 20 | 160 | 30 | 160 | 6 | 100 | 10 | 100
TILB10 | A | 20 | 160 | 30 | 160 | 30 | 160 | 20 | 160 | 30 | 160 | 6 | 100 | 10 | 100
USKM-13 | A | 6 | 49 | 15 | 49 | 17 | 49 | 8 | 49 | 19 | 49 | 7 | 36 | 8 | 36
USKM-14 | A | 6 | 49 | 15 | 49 | 17 | 49 | 8 | 49 | 19 | 49 | 7 | 36 | 8 | 36
USKM-15 | A | 6 | 49 | 15 | 49 | 17 | 49 | 8 | 49 | 19 | 49 | 7 | 36 | 8 | 36
WBUPS-1 | A | 30 | 113 | 48 | 153 | 48 | 153 | 32 | 113 | 50 | 113 | 40 | 153 | 65 | 113
WBUPS-2 | A | 30 | 133 | 48 | 173 | 48 | 173 | 32 | 133 | 50 | 133 | 40 | 173 | 65 | 133
WBUPS-3 | A | 30 | 133 | 48 | 173 | 48 | 173 | 32 | 133 | 50 | 133 | 40 | 173 | 65 | 133
WBUPS-4 | A | 30 | 113 | 48 | 153 | 48 | 153 | 32 | 113 | 50 | 113 | 40 | 153 | 65 | 113

## Feb 2011
MW Response Capability by BMU
|  | Primary Response (Max MWhrs) | [5 empty] | Secondary Response (Max Mwhrs) |  |  |  | High Frequency Response (Max MWhrs)
UNIT | Mode | 0.2Hz |  | 0.5Hz |  | 0.8Hz |  | 0.2/0.2Hz |  | 0.5/0.5Hz |  | 0.2Hz |  | 0.5Hz
ABTH7 | A | 40 | 250 | 72 | 250 | 72 | 250 | 48 | 250 | 120 | 250 | 38 | 185 | 55 | 185
ABTH8 | A | 40 | 250 | 72 | 250 | 72 | 250 | 48 | 250 | 120 | 250 | 38 | 185 | 55 | 185
ABTH9 | A | 40 | 250 | 72 | 250 | 72 | 250 | 48 | 250 | 120 | 250 | 38 | 185 | 55 | 185
BAGE-1 | A | 21 | 235 | 52 | 235 | 80 | 235 | 33 | 235 | 80 | 235 | 22 | 235 | 52 | 235
BAGE-2 | A | 3 | 17 | 8 | 17 | 12 | 17 | 4 | 17 | 9 | 17 | 2 | 17 | 5 | 17
BARKB2 | A | 33 | 210 | 82 | 210 | 108 | 210 | 39 | 210 | 97 | 210 | 31 | 120 | 84 | 120
BARK-1 | A | 22 | 140 | 55 | 140 | 72 | 140 | 26 | 140 | 65 | 140 | 21 | 80 | 54 | 80
BRGG-1 | A | 16 | 110 | 32 | 110 | 48 | 110 | 16 | 110 | 40 | 110 | 14 | 96 | 34 | 46
BRYP-1 | A | 15 | 82 | 25 | 82 | 31 | 82 | 22 | 82 | 37 | 82 | 10 | 82 | 27 | 47
CDCL-1 | A | 30 | 160 | 40 | 160 | 40 | 160 | 34 | 160 | 40 | 160 | 27 | 120 | 40 | 120
CLAC-1 | A | 3 | 28 | 8 | 28 | 13 | 28 | 3 | 36 | 9 | 36 | 3 | 28 | 8 | 28
CNQPS-1 | A | 22 | 126 | 51 | 126 | 70 | 126 | 28 | 126 | 70 | 126 | 20 | 100 | 45 | 100
CNQPS-2 | A | 22 | 126 | 51 | 126 | 70 | 126 | 28 | 126 | 70 | 126 | 20 | 100 | 45 | 100
CNQPS-3 | A | 22 | 126 | 51 | 126 | 70 | 126 | 28 | 126 | 70 | 126 | 20 | 100 | 45 | 100
CNQPS-4 | A | 22 | 126 | 51 | 126 | 70 | 126 | 28 | 126 | 70 | 126 | 20 | 100 | 45 | 100
COCK-1 | A | 15 | 168 | 42 | 168 | 48 | 168 | 10 | 168 | 25 | 168 | 6 | 138 | 7 | 138
COCK-2 | A | 15 | 168 | 42 | 168 | 48 | 168 | 10 | 168 | 25 | 168 | 6 | 138 | 7 | 138
COCK-3 | A | 15 | 168 | 42 | 168 | 48 | 168 | 10 | 168 | 25 | 168 | 6 | 138 | 7 | 138
COCK-4 | A | 15 | 168 | 42 | 168 | 48 | 168 | 10 | 168 | 25 | 168 | 6 | 138 | 7 | 138
CORB-1 | A | 10 | 130 | 30 | 130 | 50 | 130 | 28 | 130 | 60 | 130 | 15 | 95 | 40 | 60
COSO-1 | A | 20 | 380 | 40 | 380 | 50 | 380 | 60 | 380 | 140 | 380 | 17 | 304 | 40 | 304
COTPS-1 | A | 29 | 277 | 50 | 277 | 62 | 277 | 35 | 60 | 63 | 277 | 30 | 122 | 60 | 122
COTPS-2 | A | 29 | 287 | 50 | 287 | 62 | 287 | 35 | 60 | 63 | 287 | 30 | 122 | 60 | 122
COTPS-3 | A | 29 | 287 | 50 | 287 | 62 | 287 | 35 | 60 | 63 | 287 | 30 | 122 | 60 | 122
COTPS-4 | A | 29 | 277 | 50 | 277 | 62 | 277 | 35 | 60 | 63 | 277 | 30 | 122 | 60 | 122
COWE1 | A | 7 | 30 | 17 | 30 | 17 | 30 | 7 | 30 | 17 | 30 | 7 | 30 | 17 | 30
COWE2 | A | 7 | 30 | 17 | 30 | 17 | 30 | 7 | 30 | 17 | 30 | 7 | 30 | 17 | 30
CRUA-1 | A | 10 | 110 | 25 | 110 | 37 | 110 | 12 | 110 | 30 | 110 | 10 | 84 | 25 | 48
CRUA-2 | A | 10 | 110 | 25 | 110 | 37 | 110 | 12 | 110 | 30 | 110 | 10 | 84 | 25 | 48
CRUA-3 | A | 7 | 30 | 15 | 30 | 21 | 30 | 9 | 30 | 24 | 30 | 5 | 25 | 13 | 15
CRUA-4 | A | 7 | 30 | 15 | 30 | 21 | 30 | 9 | 30 | 24 | 30 | 5 | 25 | 13 | 15
DAMC-1 | A | 64 | 380 | 136 | 380 | 156 | 380 | 80 | 380 | 180 | 380 | 60 | 293 | 190 | 128
DEEP-1 | A | 20 | 180 | 60 | 180 | 86 | 180 | 22 | 180 | 80 | 180 | 24 | 96 | 52 | 96
DERW-1 | A | 13 | 90 | 35 | 90 | 45 | 90 | 16 | 90 | 40 | 90 | 16 | 90 | 32 | 72
DIDCB5 | A | 40 | 330 | 104 | 330 | 125 | 330 | 55 | 330 | 140 | 330 | 40 | 185 | 105 | 185
DIDCB6 | A | 64 | 203 | 120 | 203 | 120 | 203 | 60 | 203 | 100 | 203 | 68 | 115 | 130 | 73
DIDC1 | A | 42 | 225 | 85 | 225 | 85 | 225 | 24 | 225 | 62 | 120 | 24 | 73 | 60 | 147
DIDC2 | A | 42 | 225 | 85 | 225 | 85 | 225 | 24 | 225 | 62 | 120 | 24 | 73 | 60 | 147
DIDC3 | A | 42 | 225 | 85 | 225 | 85 | 225 | 24 | 225 | 62 | 120 | 24 | 73 | 60 | 147
DIDC4 | A | 42 | 225 | 85 | 225 | 85 | 225 | 24 | 225 | 62 | 120 | 24 | 73 | 60 | 147
DINO-1 | A | 14 | 138 | 39 | 138 | 58 | 138 | 28 | 138 | 72 | 138 | 14 | 118 | 36 | 88
DINO-2 | A | 14 | 138 | 39 | 138 | 58 | 138 | 28 | 138 | 72 | 138 | 14 | 118 | 36 | 88
DINO-3 | A | 14 | 138 | 39 | 138 | 58 | 138 | 28 | 138 | 72 | 138 | 14 | 118 | 36 | 88
DINO-4 | A | 14 | 138 | 39 | 138 | 58 | 138 | 28 | 138 | 72 | 138 | 14 | 118 | 36 | 88
DINO-5 | A | 14 | 138 | 39 | 138 | 58 | 138 | 28 | 138 | 72 | 138 | 14 | 118 | 36 | 88
DINO-6 | A | 14 | 138 | 39 | 138 | 58 | 138 | 28 | 138 | 72 | 138 | 14 | 118 | 36 | 88
DRAXX-1 | A | 68 | 345 | 100 | 345 | 100 | 345 | 64 | 95 | 110 | 345 | 60 | 225 | 70 | 225
DRAXX-2 | A | 68 | 345 | 100 | 345 | 100 | 345 | 64 | 95 | 110 | 345 | 60 | 225 | 70 | 225
DRAXX-3 | A | 68 | 345 | 100 | 345 | 100 | 345 | 64 | 95 | 110 | 345 | 60 | 225 | 70 | 225
DRAXX-4 | A | 68 | 345 | 100 | 345 | 100 | 345 | 64 | 95 | 110 | 345 | 60 | 225 | 70 | 225
DRAXX-5 | A | 68 | 345 | 100 | 345 | 100 | 345 | 64 | 95 | 110 | 345 | 60 | 225 | 70 | 225
DRAXX-6 | A | 68 | 345 | 100 | 345 | 100 | 345 | 64 | 95 | 110 | 345 | 60 | 225 | 70 | 225
EECL-1 | A | 20 | 133 | 25 | 133 | 26 | 133 | 29 | 133 | 80 | 133 | 18 | 105 | 26 | 105
EGGPS-1 | A | 45 | 205 | 83 | 205 | 83 | 205 | 49 | 205 | 110 | 205 | 33 | 95 | 60 | 95
EGGPS-2 | A | 45 | 205 | 83 | 205 | 83 | 205 | 49 | 205 | 110 | 205 | 33 | 95 | 60 | 95
EGGPS-3 | A | 45 | 205 | 83 | 205 | 83 | 205 | 49 | 205 | 110 | 205 | 33 | 95 | 60 | 95
EGGPS-4 | A | 45 | 205 | 83 | 205 | 83 | 205 | 49 | 205 | 110 | 205 | 33 | 95 | 60 | 95
ERRO-1 | A | 1 | 21 | 1 | 21 | 1 | 21 | 2 | 21 | 5 | 21 | 1 | 17 | 1 | 17
ERRO-2 | A | 1 | 21 | 1 | 21 | 1 | 21 | 2 | 21 | 5 | 21 | 1 | 17 | 1 | 17
ERRO-3 | A | 1 | 21 | 1 | 21 | 1 | 21 | 2 | 21 | 5 | 21 | 1 | 17 | 1 | 17
FASN-1 | A | 0 | 15 | 1 | 15 | 1 | 15 | 1 | 15 | 2 | 15 | 0 | 15 | 1 | 12
FASN-2 | A | 0 | 15 | 1 | 15 | 1 | 15 | 1 | 15 | 2 | 15 | 0 | 15 | 1 | 12
FASN-3 | A | 0 | 15 | 1 | 15 | 1 | 15 | 1 | 15 | 2 | 15 | 0 | 15 | 1 | 12
FAWL1 | A | 36 | 244 | 77 | 244 | 77 | 244 | 10 | 244 | 10 | 244 | 40 | 98 | 91 | 145
FAWL3 | A | 36 | 244 | 77 | 244 | 77 | 244 | 10 | 244 | 10 | 244 | 40 | 98 | 91 | 145
FAWN-1 | A | 10 | 52 | 25 | 52 | 40 | 52 | 13 | 52 | 32 | 52 | 11 | 37 | 27 | 27
FELL-1 | A | 9 | 63 | 21 | 63 | 22 | 63 | 10 | 63 | 24 | 63 | 9 | 63 | 22 | 63
FERR-1 | A | 25 | 150 | 45 | 250 | 56 | 250 | 40 | 250 | 60 | 250 | 34 | 80 | 59 | 150
FERR-2 | A | 25 | 150 | 45 | 250 | 56 | 250 | 40 | 250 | 60 | 250 | 34 | 80 | 59 | 150
FERR-3 | A | 25 | 150 | 45 | 250 | 56 | 250 | 40 | 250 | 60 | 250 | 34 | 80 | 59 | 150
FERR-4 | A | 25 | 150 | 45 | 250 | 56 | 250 | 40 | 250 | 60 | 250 | 34 | 80 | 59 | 150
FFES-1 | A | 10 | 35 | 27 | 35 | 30 | 35 | 9 | 35 | 22 | 35 | 4 | 27 | 6 | 27
FFES-2 | A | 10 | 35 | 27 | 35 | 30 | 35 | 9 | 35 | 22 | 35 | 4 | 27 | 6 | 27
FFES-3 | A | 10 | 35 | 27 | 35 | 30 | 35 | 9 | 35 | 22 | 35 | 4 | 27 | 6 | 27
FFES-4 | A | 10 | 35 | 27 | 35 | 30 | 35 | 9 | 35 | 22 | 35 | 4 | 27 | 6 | 27
FIDL-1 | A | 13 | 205 | 20 | 205 | 23 | 205 | 35 | 100 | 40 | 147 | 30 | 147 | 50 | 147
FIDL-2 | A | 13 | 205 | 20 | 205 | 23 | 205 | 35 | 100 | 40 | 147 | 30 | 147 | 50 | 147
FIDL-3 | A | 13 | 205 | 20 | 205 | 23 | 205 | 35 | 100 | 40 | 147 | 30 | 147 | 50 | 147
FIDL-4 | A | 13 | 205 | 20 | 205 | 23 | 205 | 35 | 100 | 40 | 147 | 30 | 147 | 50 | 147
FIFE-1 | A | 6 | 63 | 12 | 63 | 12 | 63 | 11 | 63 | 24 | 63 | 6 | 53 | 8 | 53
FINL-1 | A | 0 | 14 | 1 | 14 | 1 | 14 | 1 | 14 | 2 | 14 | 0 | 14 | 1 | 11
FOYE-1 | A | 6 | 60 | 13 | 60 | 16 | 60 | 11 | 60 | 27 | 60 | 5 | 30 | 11 | 30
FOYE-2 | A | 6 | 60 | 13 | 60 | 16 | 60 | 11 | 60 | 27 | 60 | 5 | 30 | 11 | 30
GRAI-1 | A | 43 | 485 | 100 | 485 | 160 | 485 | 60 | 485 | 140 | 485 | 33 | 0 | 60 | 345
GRAI-3 | A | 43 | 485 | 100 | 485 | 160 | 485 | 60 | 485 | 140 | 485 | 33 | 0 | 60 | 345
GRAI-4 | A | 43 | 485 | 100 | 485 | 160 | 485 | 60 | 485 | 140 | 485 | 33 | 0 | 60 | 345
GRMO-1 | A | 8 | 43 | 8 | 43 | 8 | 43 | 8 | 43 | 8 | 43 | 8 | 23 | 8 | 23
GYAR-1 | A | 17 | 176 | 42 | 176 | 66 | 176 | 24 | 176 | 60 | 176 | 17 | 176 | 42 | 176
HUMR-1 | A | 36 | 330 | 90 | 330 | 144 | 330 | 52 | 330 | 126 | 330 | 40 | 257 | 90 | 257
INDQ-1 | A | 12 | 102 | 31 | 102 | 43 | 102 | 13 | 102 | 34 | 102 | 12 | 72 | 30 | 72
IRNPS-1 | A | 35 | 125 | 45 | 125 | 48 | 285 | 42 | 285 | 68 | 125 | 28 | 125 | 42 | 185
IRNPS-2 | A | 35 | 125 | 45 | 125 | 48 | 285 | 42 | 285 | 68 | 125 | 28 | 125 | 42 | 185
KEAD-1 | A | 36 | 300 | 78 | 300 | 116 | 300 | 62 | 300 | 128 | 300 | 38 | 190 | 84 | 190
KILLPG-1 | A | 8 | 225 | 10 | 225 | 10 | 225 | 10 | 225 | 12 | 225 | 4 | 150 | 15 | 150
KILLPG-2 | A | 8 | 225 | 10 | 225 | 10 | 225 | 10 | 225 | 12 | 225 | 4 | 150 | 15 | 150
KILNS-1 | A | 30 | 290 | 72 | 290 | 84 | 290 | 42 | 290 | 114 | 290 | 18 | 104 | 45 | 104
KINO-1 | A | 27 | 255 | 35 | 255 | 35 | 255 | 22 | 255 | 44 | 255 | 14 | 185 | 35 | 185
KINO-2 | A | 27 | 255 | 35 | 255 | 35 | 255 | 22 | 255 | 44 | 255 | 14 | 185 | 35 | 185
KINO-3 | A | 27 | 255 | 35 | 255 | 35 | 255 | 22 | 255 | 41 | 255 | 14 | 185 | 35 | 185
KINO-4 | A | 27 | 255 | 35 | 255 | 35 | 255 | 22 | 255 | 41 | 255 | 14 | 185 | 35 | 185
KLYN-A-1 | A | 24 | 126 | 50 | 126 | 50 | 126 | 34 | 126 | 70 | 126 | 22 | 81 | 34 | 81
LAGA-1 | A | 58 | 485 | 135 | 485 | 158 | 485 | 50 | 425 | 140 | 425 | 56 | 425 | 135 | 330
LBAR-1G | A | 1 | 16 | 4 | 16 | 6 | 16 | 2 | 16 | 4 | 16 | 1 | 9 | 4 | 9
LBAR-1 | A | 40 | 230 | 64 | 230 | 66 | 230 | 60 | 230 | 132 | 230 | 36 | 120 | 86 | 120
LITTD1 | A | 57 | 485 | 110 | 485 | 110 | 485 | 66 | 485 | 80 | 485 | 60 | 335 | 150 | 335
LITTD2 | A | 57 | 485 | 110 | 485 | 110 | 485 | 66 | 485 | 80 | 485 | 60 | 335 | 150 | 335
LITTD3 | A | 57 | 485 | 110 | 485 | 110 | 485 | 66 | 485 | 80 | 485 | 60 | 335 | 150 | 335
LOAN-1 | A | 25 | 326 | 51 | 326 | 55 | 326 | 19 | 326 | 50 | 326 | 12 | 276 | 28 | 276
LOAN-2 | A | 25 | 326 | 51 | 326 | 55 | 326 | 19 | 326 | 50 | 326 | 12 | 276 | 28 | 276
LOAN-3 | A | 25 | 326 | 51 | 326 | 55 | 326 | 19 | 326 | 50 | 326 | 12 | 276 | 28 | 276
MEDP-1 | A | 28 | 231 | 72 | 231 | 72 | 231 | 44 | 231 | 110 | 231 | 28 | 190 | 72 | 190
MRWD-1 | A | 50 | 384 | 90 | 384 | 100 | 384 | 52 | 384 | 160 | 384 | 52 | 298 | 110 | 298
NANT-1 | A | 0 | 15 | 0 | 15 | 0 | 15 | 0 | 15 | 1 | 15 | 0 | 15 | 0 | 15
PEHE-1 | A | 47 | 435 | 100 | 435 | 100 | 435 | 67 | 435 | 105 | 435 | 64 | 245 | 100 | 245
PEHE-2 | A | 16 | 490 | 40 | 265 | 42 | 490 | 0 | 0 | 0 | 0 | 0 | 490 | 0 | 490
PETEM1 | A | 20 | 180 | 46 | 180 | 52 | 180 | 24 | 180 | 58 | 180 | 20 | 150 | 50 | 100
RATS-1 | A | 39 | 270 | 84 | 270 | 90 | 270 | 39 | 155 | 54 | 270 | 42 | 105 | 95 | 155
RATS-2 | A | 39 | 270 | 84 | 270 | 90 | 270 | 39 | 155 | 54 | 270 | 42 | 105 | 95 | 155
RATS-3 | A | 39 | 270 | 84 | 270 | 90 | 270 | 39 | 155 | 54 | 270 | 42 | 105 | 95 | 155
RATS-4 | A | 39 | 270 | 84 | 270 | 90 | 270 | 39 | 155 | 54 | 270 | 42 | 105 | 95 | 155
ROCK-1 | A | 20 | 380 | 50 | 380 | 50 | 380 | 60 | 380 | 156 | 380 | 18 | 305 | 30 | 305
ROOS-1 | A | 12 | 140 | 32 | 140 | 32 | 140 | 13 | 140 | 32 | 140 | 13 | 108 | 32 | 108
RUGPS-6 | A | 36 | 243 | 80 | 243 | 80 | 243 | 40 | 243 | 90 | 243 | 40 | 155 | 95 | 105
RUGPS-7 | A | 36 | 243 | 80 | 243 | 80 | 243 | 40 | 243 | 90 | 243 | 40 | 155 | 95 | 105
RYHPS-1 | A | 30 | 305 | 48 | 305 | 66 | 305 | 42 | 305 | 51 | 305 | 30 | 130 | 42 | 68
SCCL-1 | A | 35 | 180 | 70 | 180 | 70 | 180 | 40 | 180 | 95 | 180 | 40 | 100 | 100 | 50
SCCL-2 | A | 35 | 180 | 70 | 180 | 70 | 180 | 40 | 180 | 95 | 180 | 40 | 100 | 100 | 50
SCCL-3 | A | 35 | 180 | 70 | 180 | 70 | 180 | 40 | 180 | 95 | 180 | 40 | 100 | 100 | 50
SEAB-1 | A | 44 | 254 | 125 | 254 | 150 | 254 | 55 | 254 | 150 | 254 | 75 | 164 | 176 | 38
SEAB-2 | A | 31 | 138 | 76 | 138 | 86 | 138 | 32 | 138 | 82 | 138 | 37 | 73 | 90 | 43
SHBA-1 | A | 41 | 255 | 104 | 255 | 115 | 255 | 44 | 255 | 120 | 255 | 39 | 195 | 115 | 40
SHBA-2 | A | 26 | 183 | 64 | 183 | 70 | 183 | 30 | 183 | 80 | 183 | 28 | 103 | 66 | 69
SHOS-1 | A | 18 | 160 | 24 | 160 | 24 | 160 | 30 | 160 | 75 | 160 | 18 | 135 | 24 | 135
SHOT-1 | A | 8 | 75 | 20 | 75 | 32 | 75 | 12 | 75 | 30 | 75 | 12 | 60 | 26 | 45
SIZB-1 | A | 38 | 283 | 45 | 283 | 45 | 283 | 45 | 283 | 45 | 283 | 40 | 283 | 46 | 283
SIZB-2 | A | 38 | 283 | 45 | 283 | 45 | 283 | 45 | 283 | 45 | 283 | 40 | 283 | 46 | 283
SLOY-1 | A | 0 | 38 | 1 | 38 | 1 | 38 | 1 | 38 | 2 | 38 | 0 | 38 | 1 | 30
SLOY-2 | A | 0 | 38 | 1 | 38 | 1 | 38 | 1 | 38 | 2 | 38 | 0 | 38 | 1 | 30
SLOY-3 | A | 0 | 38 | 1 | 38 | 1 | 38 | 1 | 38 | 2 | 38 | 0 | 38 | 1 | 30
SLOY-4 | A | 0 | 28 | 1 | 28 | 1 | 28 | 1 | 28 | 2 | 28 | 0 | 28 | 1 | 22
SPLN-1 | A | 40 | 380 | 100 | 380 | 110 | 380 | 50 | 380 | 120 | 380 | 30 | 380 | 90 | 300
STAY-1 | A | 34 | 221 | 62 | 221 | 62 | 221 | 35 | 221 | 85 | 221 | 33 | 161 | 60 | 161
STAY-2 | A | 34 | 221 | 62 | 221 | 62 | 221 | 35 | 221 | 85 | 221 | 33 | 161 | 60 | 161
STAY-3 | A | 34 | 221 | 62 | 221 | 62 | 221 | 35 | 221 | 85 | 221 | 33 | 161 | 60 | 161
STAY-4 | A | 34 | 221 | 62 | 221 | 62 | 221 | 35 | 221 | 85 | 221 | 33 | 161 | 60 | 161
SUTB-1 | A | 30 | 287 | 82 | 287 | 90 | 287 | 44 | 287 | 120 | 287 | 40 | 248 | 104 | 248
TESI-1 | A | 8 | 367 | 24 | 367 | 36 | 367 | 24 | 367 | 60 | 367 | 8 | 313 | 24 | 313
TESI-2 | A | 8 | 367 | 24 | 367 | 36 | 367 | 24 | 367 | 60 | 367 | 8 | 313 | 24 | 313
TILB-7 | A | 20 | 160 | 30 | 160 | 30 | 160 | 20 | 160 | 30 | 160 | 6 | 100 | 10 | 100
TILB-8 | A | 20 | 160 | 30 | 160 | 30 | 160 | 20 | 160 | 30 | 160 | 6 | 100 | 10 | 100
TILB-9 | A | 20 | 160 | 30 | 160 | 30 | 160 | 20 | 160 | 30 | 160 | 6 | 100 | 10 | 100
TILB10 | A | 20 | 160 | 30 | 160 | 30 | 160 | 20 | 160 | 30 | 160 | 6 | 100 | 10 | 100
USKM-13 | A | 6 | 49 | 15 | 49 | 17 | 49 | 8 | 49 | 19 | 49 | 7 | 36 | 8 | 36
USKM-14 | A | 6 | 49 | 15 | 49 | 17 | 49 | 8 | 49 | 19 | 49 | 7 | 36 | 8 | 36
USKM-15 | A | 6 | 49 | 15 | 49 | 17 | 49 | 8 | 49 | 19 | 49 | 7 | 36 | 8 | 36
WBUPS-1 | A | 30 | 113 | 48 | 153 | 48 | 153 | 32 | 113 | 50 | 113 | 40 | 153 | 65 | 113
WBUPS-2 | A | 30 | 133 | 48 | 173 | 48 | 173 | 32 | 133 | 50 | 133 | 40 | 173 | 65 | 133
WBUPS-3 | A | 30 | 133 | 48 | 173 | 48 | 173 | 32 | 133 | 50 | 133 | 40 | 173 | 65 | 133
WBUPS-4 | A | 30 | 113 | 48 | 153 | 48 | 153 | 32 | 113 | 50 | 113 | 40 | 153 | 65 | 113

## Jan 2011
MW Response Capability by BMU
|  | Primary Response (Max MWhrs) | [5 empty] | Secondary Response (Max Mwhrs) |  |  |  | High Frequency Response (Max MWhrs)
UNIT | Mode | 0.2Hz |  | 0.5Hz |  | 0.8Hz |  | 0.2/0.2Hz |  | 0.5/0.5Hz |  | 0.2Hz |  | 0.5Hz
ABTH7 | A | 40 | 250 | 72 | 250 | 72 | 250 | 48 | 250 | 120 | 250 | 38 | 185 | 55 | 185
ABTH8 | A | 40 | 250 | 72 | 250 | 72 | 250 | 48 | 250 | 120 | 250 | 38 | 185 | 55 | 185
ABTH9 | A | 40 | 250 | 72 | 250 | 72 | 250 | 48 | 250 | 120 | 250 | 38 | 185 | 55 | 185
BAGE-1 | A | 21 | 235 | 52 | 235 | 80 | 235 | 33 | 235 | 80 | 235 | 22 | 235 | 52 | 235
BAGE-2 | A | 3 | 17 | 8 | 17 | 12 | 17 | 4 | 17 | 9 | 17 | 2 | 17 | 5 | 17
BARKB2 | A | 33 | 210 | 82 | 210 | 108 | 210 | 39 | 210 | 97 | 210 | 31 | 120 | 84 | 120
BARK-1 | A | 22 | 140 | 55 | 140 | 72 | 140 | 26 | 140 | 65 | 140 | 21 | 80 | 54 | 80
BRGG-1 | A | 16 | 110 | 32 | 110 | 48 | 110 | 16 | 110 | 40 | 110 | 14 | 96 | 34 | 46
BRYP-1 | A | 15 | 82 | 25 | 82 | 31 | 82 | 22 | 82 | 37 | 82 | 10 | 82 | 27 | 47
CDCL-1 | A | 30 | 160 | 40 | 160 | 40 | 160 | 34 | 160 | 40 | 160 | 27 | 120 | 40 | 120
CLAC-1 | A | 3 | 28 | 8 | 28 | 13 | 28 | 3 | 36 | 9 | 36 | 3 | 28 | 8 | 28
CNQPS-1 | A | 22 | 126 | 51 | 126 | 70 | 126 | 28 | 126 | 70 | 126 | 20 | 100 | 45 | 100
CNQPS-2 | A | 22 | 126 | 51 | 126 | 70 | 126 | 28 | 126 | 70 | 126 | 20 | 100 | 45 | 100
CNQPS-3 | A | 22 | 126 | 51 | 126 | 70 | 126 | 28 | 126 | 70 | 126 | 20 | 100 | 45 | 100
CNQPS-4 | A | 22 | 126 | 51 | 126 | 70 | 126 | 28 | 126 | 70 | 126 | 20 | 100 | 45 | 100
COCK-1 | A | 15 | 168 | 42 | 168 | 48 | 168 | 10 | 168 | 25 | 168 | 6 | 138 | 7 | 138
COCK-2 | A | 15 | 168 | 42 | 168 | 48 | 168 | 10 | 168 | 25 | 168 | 6 | 138 | 7 | 138
COCK-3 | A | 15 | 168 | 42 | 168 | 48 | 168 | 10 | 168 | 25 | 168 | 6 | 138 | 7 | 138
COCK-4 | A | 15 | 168 | 42 | 168 | 48 | 168 | 10 | 168 | 25 | 168 | 6 | 138 | 7 | 138
CORB-1 | A | 10 | 130 | 30 | 130 | 50 | 130 | 28 | 130 | 60 | 130 | 15 | 95 | 40 | 60
COSO-1 | A | 20 | 380 | 40 | 380 | 50 | 380 | 60 | 380 | 140 | 380 | 17 | 304 | 40 | 304
COTPS-1 | A | 29 | 277 | 50 | 277 | 62 | 277 | 35 | 60 | 63 | 277 | 30 | 122 | 60 | 122
COTPS-2 | A | 29 | 287 | 50 | 287 | 62 | 287 | 35 | 60 | 63 | 287 | 30 | 122 | 60 | 122
COTPS-3 | A | 29 | 287 | 50 | 287 | 62 | 287 | 35 | 60 | 63 | 287 | 30 | 122 | 60 | 122
COTPS-4 | A | 29 | 277 | 50 | 277 | 62 | 277 | 35 | 60 | 63 | 277 | 30 | 122 | 60 | 122
COWE1 | A | 7 | 30 | 17 | 30 | 17 | 30 | 7 | 30 | 17 | 30 | 7 | 30 | 17 | 30
COWE2 | A | 7 | 30 | 17 | 30 | 17 | 30 | 7 | 30 | 17 | 30 | 7 | 30 | 17 | 30
CRUA-1 | A | 10 | 110 | 25 | 110 | 37 | 110 | 12 | 110 | 30 | 110 | 10 | 84 | 25 | 48
CRUA-2 | A | 10 | 110 | 25 | 110 | 37 | 110 | 12 | 110 | 30 | 110 | 10 | 84 | 25 | 48
CRUA-3 | A | 7 | 30 | 15 | 30 | 21 | 30 | 9 | 30 | 24 | 30 | 5 | 25 | 13 | 15
CRUA-4 | A | 7 | 30 | 15 | 30 | 21 | 30 | 9 | 30 | 24 | 30 | 5 | 25 | 13 | 15
DAMC-1 | A | 64 | 380 | 136 | 380 | 156 | 380 | 80 | 380 | 180 | 380 | 60 | 293 | 190 | 128
DEEP-1 | A | 20 | 180 | 60 | 180 | 86 | 180 | 22 | 180 | 80 | 180 | 24 | 96 | 52 | 96
DERW-1 | A | 13 | 90 | 35 | 90 | 45 | 90 | 16 | 90 | 40 | 90 | 16 | 90 | 32 | 72
DIDCB5 | A | 40 | 330 | 104 | 330 | 125 | 330 | 55 | 330 | 140 | 330 | 40 | 185 | 105 | 185
DIDCB6 | A | 64 | 203 | 120 | 203 | 120 | 203 | 60 | 203 | 100 | 203 | 68 | 115 | 130 | 73
DIDC1 | A | 42 | 225 | 85 | 225 | 85 | 225 | 24 | 225 | 62 | 120 | 24 | 73 | 60 | 147
DIDC2 | A | 42 | 225 | 85 | 225 | 85 | 225 | 24 | 225 | 62 | 120 | 24 | 73 | 60 | 147
DIDC3 | A | 42 | 225 | 85 | 225 | 85 | 225 | 24 | 225 | 62 | 120 | 24 | 73 | 60 | 147
DIDC4 | A | 42 | 225 | 85 | 225 | 85 | 225 | 24 | 225 | 62 | 120 | 24 | 73 | 60 | 147
DINO-1 | A | 14 | 138 | 39 | 138 | 58 | 138 | 28 | 138 | 72 | 138 | 14 | 118 | 36 | 88
DINO-2 | A | 14 | 138 | 39 | 138 | 58 | 138 | 28 | 138 | 72 | 138 | 14 | 118 | 36 | 88
DINO-3 | A | 14 | 138 | 39 | 138 | 58 | 138 | 28 | 138 | 72 | 138 | 14 | 118 | 36 | 88
DINO-4 | A | 14 | 138 | 39 | 138 | 58 | 138 | 28 | 138 | 72 | 138 | 14 | 118 | 36 | 88
DINO-5 | A | 14 | 138 | 39 | 138 | 58 | 138 | 28 | 138 | 72 | 138 | 14 | 118 | 36 | 88
DINO-6 | A | 14 | 138 | 39 | 138 | 58 | 138 | 28 | 138 | 72 | 138 | 14 | 118 | 36 | 88
DRAXX-1 | A | 68 | 345 | 100 | 345 | 100 | 345 | 64 | 95 | 110 | 345 | 60 | 225 | 70 | 225
DRAXX-2 | A | 68 | 345 | 100 | 345 | 100 | 345 | 64 | 95 | 110 | 345 | 60 | 225 | 70 | 225
DRAXX-3 | A | 68 | 345 | 100 | 345 | 100 | 345 | 64 | 95 | 110 | 345 | 60 | 225 | 70 | 225
DRAXX-4 | A | 68 | 345 | 100 | 345 | 100 | 345 | 64 | 95 | 110 | 345 | 60 | 225 | 70 | 225
DRAXX-5 | A | 68 | 345 | 100 | 345 | 100 | 345 | 64 | 95 | 110 | 345 | 60 | 225 | 70 | 225
DRAXX-6 | A | 68 | 345 | 100 | 345 | 100 | 345 | 64 | 95 | 110 | 345 | 60 | 225 | 70 | 225
EECL-1 | A | 20 | 133 | 25 | 133 | 26 | 133 | 29 | 133 | 80 | 133 | 18 | 105 | 26 | 105
EGGPS-1 | A | 45 | 205 | 83 | 205 | 83 | 205 | 49 | 205 | 110 | 205 | 33 | 95 | 60 | 95
EGGPS-2 | A | 45 | 205 | 83 | 205 | 83 | 205 | 49 | 205 | 110 | 205 | 33 | 95 | 60 | 95
EGGPS-3 | A | 45 | 205 | 83 | 205 | 83 | 205 | 49 | 205 | 110 | 205 | 33 | 95 | 60 | 95
EGGPS-4 | A | 45 | 205 | 83 | 205 | 83 | 205 | 49 | 205 | 110 | 205 | 33 | 95 | 60 | 95
ERRO-1 | A | 1 | 21 | 1 | 21 | 1 | 21 | 2 | 21 | 5 | 21 | 1 | 17 | 1 | 17
ERRO-2 | A | 1 | 21 | 1 | 21 | 1 | 21 | 2 | 21 | 5 | 21 | 1 | 17 | 1 | 17
ERRO-3 | A | 1 | 21 | 1 | 21 | 1 | 21 | 2 | 21 | 5 | 21 | 1 | 17 | 1 | 17
FASN-1 | A | 0 | 15 | 1 | 15 | 1 | 15 | 1 | 15 | 2 | 15 | 0 | 15 | 1 | 12
FASN-2 | A | 0 | 15 | 1 | 15 | 1 | 15 | 1 | 15 | 2 | 15 | 0 | 15 | 1 | 12
FASN-3 | A | 0 | 15 | 1 | 15 | 1 | 15 | 1 | 15 | 2 | 15 | 0 | 15 | 1 | 12
FAWL1 | A | 36 | 244 | 77 | 244 | 77 | 244 | 10 | 244 | 10 | 244 | 40 | 98 | 91 | 145
FAWL3 | A | 36 | 244 | 77 | 244 | 77 | 244 | 10 | 244 | 10 | 244 | 40 | 98 | 91 | 145
FAWN-1 | A | 10 | 52 | 25 | 52 | 40 | 52 | 13 | 52 | 32 | 52 | 11 | 37 | 27 | 27
FELL-1 | A | 9 | 63 | 21 | 63 | 22 | 63 | 10 | 63 | 24 | 63 | 9 | 63 | 22 | 63
FERR-1 | A | 25 | 150 | 45 | 250 | 56 | 250 | 40 | 250 | 60 | 250 | 34 | 80 | 59 | 150
FERR-2 | A | 25 | 150 | 45 | 250 | 56 | 250 | 40 | 250 | 60 | 250 | 34 | 80 | 59 | 150
FERR-3 | A | 25 | 150 | 45 | 250 | 56 | 250 | 40 | 250 | 60 | 250 | 34 | 80 | 59 | 150
FERR-4 | A | 25 | 150 | 45 | 250 | 56 | 250 | 40 | 250 | 60 | 250 | 34 | 80 | 59 | 150
FFES-1 | A | 10 | 35 | 27 | 35 | 30 | 35 | 9 | 35 | 22 | 35 | 4 | 27 | 6 | 27
FFES-2 | A | 10 | 35 | 27 | 35 | 30 | 35 | 9 | 35 | 22 | 35 | 4 | 27 | 6 | 27
FFES-3 | A | 10 | 35 | 27 | 35 | 30 | 35 | 9 | 35 | 22 | 35 | 4 | 27 | 6 | 27
FFES-4 | A | 10 | 35 | 27 | 35 | 30 | 35 | 9 | 35 | 22 | 35 | 4 | 27 | 6 | 27
FIDL-1 | A | 13 | 205 | 20 | 205 | 23 | 205 | 35 | 100 | 40 | 147 | 30 | 147 | 50 | 147
FIDL-2 | A | 13 | 205 | 20 | 205 | 23 | 205 | 35 | 100 | 40 | 147 | 30 | 147 | 50 | 147
FIDL-3 | A | 13 | 205 | 20 | 205 | 23 | 205 | 35 | 100 | 40 | 147 | 30 | 147 | 50 | 147
FIDL-4 | A | 13 | 205 | 20 | 205 | 23 | 205 | 35 | 100 | 40 | 147 | 30 | 147 | 50 | 147
FIFE-1 | A | 6 | 63 | 12 | 63 | 12 | 63 | 11 | 63 | 24 | 63 | 6 | 53 | 8 | 53
FINL-1 | A | 0 | 14 | 1 | 14 | 1 | 14 | 1 | 14 | 2 | 14 | 0 | 14 | 1 | 11
FOYE-1 | A | 6 | 60 | 13 | 60 | 16 | 60 | 11 | 60 | 27 | 60 | 5 | 30 | 11 | 30
FOYE-2 | A | 6 | 60 | 13 | 60 | 16 | 60 | 11 | 60 | 27 | 60 | 5 | 30 | 11 | 30
GRAI-1 | A | 43 | 485 | 100 | 485 | 160 | 485 | 60 | 485 | 140 | 485 | 33 | 0 | 60 | 345
GRAI-3 | A | 43 | 485 | 100 | 485 | 160 | 485 | 60 | 485 | 140 | 485 | 33 | 0 | 60 | 345
GRAI-4 | A | 43 | 485 | 100 | 485 | 160 | 485 | 60 | 485 | 140 | 485 | 33 | 0 | 60 | 345
GRMO-1 | A | 8 | 43 | 8 | 43 | 8 | 43 | 8 | 43 | 8 | 43 | 8 | 23 | 8 | 23
GYAR-1 | A | 17 | 176 | 42 | 176 | 66 | 176 | 24 | 176 | 60 | 176 | 17 | 176 | 42 | 176
HUMR-1 | A | 36 | 330 | 90 | 330 | 144 | 330 | 52 | 330 | 126 | 330 | 40 | 257 | 90 | 257
INDQ-1 | A | 12 | 102 | 31 | 102 | 43 | 102 | 13 | 102 | 34 | 102 | 12 | 72 | 30 | 72
IRNPS-1 | A | 35 | 125 | 45 | 125 | 48 | 285 | 42 | 285 | 68 | 125 | 28 | 125 | 42 | 185
IRNPS-2 | A | 35 | 125 | 45 | 125 | 48 | 285 | 42 | 285 | 68 | 125 | 28 | 125 | 42 | 185
KEAD-1 | A | 36 | 300 | 78 | 300 | 116 | 300 | 62 | 300 | 128 | 300 | 38 | 190 | 84 | 190
KILLPG-1 | A | 8 | 225 | 10 | 225 | 10 | 225 | 10 | 225 | 12 | 225 | 4 | 150 | 15 | 150
KILLPG-2 | A | 8 | 225 | 10 | 225 | 10 | 225 | 10 | 225 | 12 | 225 | 4 | 150 | 15 | 150
KILNS-1 | A | 30 | 290 | 72 | 290 | 84 | 290 | 42 | 290 | 114 | 290 | 18 | 104 | 45 | 104
KINO-1 | A | 27 | 255 | 35 | 255 | 35 | 255 | 22 | 255 | 44 | 255 | 14 | 185 | 35 | 185
KINO-2 | A | 27 | 255 | 35 | 255 | 35 | 255 | 22 | 255 | 44 | 255 | 14 | 185 | 35 | 185
KINO-3 | A | 27 | 255 | 35 | 255 | 35 | 255 | 22 | 255 | 41 | 255 | 14 | 185 | 35 | 185
KINO-4 | A | 27 | 255 | 35 | 255 | 35 | 255 | 22 | 255 | 41 | 255 | 14 | 185 | 35 | 185
KLYN-A-1 | A | 24 | 126 | 50 | 126 | 50 | 126 | 34 | 126 | 70 | 126 | 22 | 81 | 34 | 81
LAGA-1 | A | 58 | 485 | 135 | 485 | 158 | 485 | 50 | 425 | 140 | 425 | 56 | 425 | 135 | 330
LBAR-1G | A | 1 | 16 | 4 | 16 | 6 | 16 | 2 | 16 | 4 | 16 | 1 | 9 | 4 | 9
LBAR-1 | A | 40 | 230 | 64 | 230 | 66 | 230 | 60 | 230 | 132 | 230 | 36 | 120 | 86 | 120
LITTD1 | A | 57 | 485 | 110 | 485 | 110 | 485 | 66 | 485 | 80 | 485 | 60 | 335 | 150 | 335
LITTD2 | A | 57 | 485 | 110 | 485 | 110 | 485 | 66 | 485 | 80 | 485 | 60 | 335 | 150 | 335
LITTD3 | A | 57 | 485 | 110 | 485 | 110 | 485 | 66 | 485 | 80 | 485 | 60 | 335 | 150 | 335
LOAN-1 | A | 25 | 326 | 51 | 326 | 55 | 326 | 19 | 326 | 50 | 326 | 12 | 276 | 28 | 276
LOAN-2 | A | 25 | 326 | 51 | 326 | 55 | 326 | 19 | 326 | 50 | 326 | 12 | 276 | 28 | 276
LOAN-3 | A | 25 | 326 | 51 | 326 | 55 | 326 | 19 | 326 | 50 | 326 | 12 | 276 | 28 | 276
MEDP-1 | A | 28 | 231 | 72 | 231 | 72 | 231 | 44 | 231 | 110 | 231 | 28 | 190 | 72 | 190
MRWD-1 | A | 50 | 384 | 90 | 384 | 100 | 384 | 52 | 384 | 160 | 384 | 52 | 298 | 110 | 298
NANT-1 | A | 0 | 15 | 0 | 15 | 0 | 15 | 0 | 15 | 1 | 15 | 0 | 15 | 0 | 15
PEHE-1 | A | 47 | 435 | 100 | 435 | 100 | 435 | 67 | 435 | 105 | 435 | 64 | 245 | 100 | 245
PEHE-2 | A | 16 | 490 | 40 | 265 | 42 | 490 | 0 | 0 | 0 | 0 | 0 | 490 | 0 | 490
PETEM1 | A | 20 | 180 | 46 | 180 | 52 | 180 | 24 | 180 | 58 | 180 | 20 | 150 | 50 | 100
RATS-1 | A | 39 | 270 | 84 | 270 | 90 | 270 | 39 | 155 | 54 | 270 | 42 | 105 | 95 | 155
RATS-2 | A | 39 | 270 | 84 | 270 | 90 | 270 | 39 | 155 | 54 | 270 | 42 | 105 | 95 | 155
RATS-3 | A | 39 | 270 | 84 | 270 | 90 | 270 | 39 | 155 | 54 | 270 | 42 | 105 | 95 | 155
RATS-4 | A | 39 | 270 | 84 | 270 | 90 | 270 | 39 | 155 | 54 | 270 | 42 | 105 | 95 | 155
ROCK-1 | A | 20 | 380 | 50 | 380 | 50 | 380 | 60 | 380 | 156 | 380 | 18 | 305 | 30 | 305
ROOS-1 | A | 12 | 140 | 32 | 140 | 32 | 140 | 13 | 140 | 32 | 140 | 13 | 108 | 32 | 108
RUGPS-6 | A | 36 | 243 | 80 | 243 | 80 | 243 | 40 | 243 | 90 | 243 | 40 | 155 | 95 | 105
RUGPS-7 | A | 36 | 243 | 80 | 243 | 80 | 243 | 40 | 243 | 90 | 243 | 40 | 155 | 95 | 105
RYHPS-1 | A | 30 | 305 | 48 | 305 | 66 | 305 | 42 | 305 | 51 | 305 | 30 | 130 | 42 | 68
SCCL-1 | A | 35 | 180 | 70 | 180 | 70 | 180 | 40 | 180 | 95 | 180 | 40 | 100 | 100 | 50
SCCL-2 | A | 35 | 180 | 70 | 180 | 70 | 180 | 40 | 180 | 95 | 180 | 40 | 100 | 100 | 50
SCCL-3 | A | 35 | 180 | 70 | 180 | 70 | 180 | 40 | 180 | 95 | 180 | 40 | 100 | 100 | 50
SEAB-1 | A | 44 | 254 | 125 | 254 | 150 | 254 | 55 | 254 | 150 | 254 | 75 | 164 | 176 | 38
SEAB-2 | A | 31 | 138 | 76 | 138 | 86 | 138 | 32 | 138 | 82 | 138 | 37 | 73 | 90 | 43
SHBA-1 | A | 41 | 255 | 104 | 255 | 115 | 255 | 44 | 255 | 120 | 255 | 39 | 195 | 115 | 40
SHBA-2 | A | 26 | 183 | 64 | 183 | 70 | 183 | 30 | 183 | 80 | 183 | 28 | 103 | 66 | 69
SHOS-1 | A | 18 | 160 | 24 | 160 | 24 | 160 | 30 | 160 | 75 | 160 | 18 | 135 | 24 | 135
SHOT-1 | A | 8 | 75 | 20 | 75 | 32 | 75 | 12 | 75 | 30 | 75 | 12 | 60 | 26 | 45
SIZB-1 | A | 38 | 283 | 45 | 283 | 45 | 283 | 45 | 283 | 45 | 283 | 40 | 283 | 46 | 283
SIZB-2 | A | 38 | 283 | 45 | 283 | 45 | 283 | 45 | 283 | 45 | 283 | 40 | 283 | 46 | 283
SLOY-1 | A | 0 | 38 | 1 | 38 | 1 | 38 | 1 | 38 | 2 | 38 | 0 | 38 | 1 | 30
SLOY-2 | A | 0 | 38 | 1 | 38 | 1 | 38 | 1 | 38 | 2 | 38 | 0 | 38 | 1 | 30
SLOY-3 | A | 0 | 38 | 1 | 38 | 1 | 38 | 1 | 38 | 2 | 38 | 0 | 38 | 1 | 30
SLOY-4 | A | 0 | 28 | 1 | 28 | 1 | 28 | 1 | 28 | 2 | 28 | 0 | 28 | 1 | 22
SPLN-1 | A | 40 | 380 | 100 | 380 | 110 | 380 | 50 | 380 | 120 | 380 | 30 | 380 | 90 | 300
STAY-1 | A | 34 | 221 | 62 | 221 | 62 | 221 | 35 | 221 | 85 | 221 | 33 | 161 | 60 | 161
STAY-2 | A | 34 | 221 | 62 | 221 | 62 | 221 | 35 | 221 | 85 | 221 | 33 | 161 | 60 | 161
STAY-3 | A | 34 | 221 | 62 | 221 | 62 | 221 | 35 | 221 | 85 | 221 | 33 | 161 | 60 | 161
STAY-4 | A | 34 | 221 | 62 | 221 | 62 | 221 | 35 | 221 | 85 | 221 | 33 | 161 | 60 | 161
SUTB-1 | A | 30 | 287 | 82 | 287 | 90 | 287 | 44 | 287 | 120 | 287 | 40 | 248 | 104 | 248
TESI-1 | A | 8 | 367 | 24 | 367 | 36 | 367 | 24 | 367 | 60 | 367 | 8 | 313 | 24 | 313
TESI-2 | A | 8 | 367 | 24 | 367 | 36 | 367 | 24 | 367 | 60 | 367 | 8 | 313 | 24 | 313
TILB-7 | A | 20 | 160 | 30 | 160 | 30 | 160 | 20 | 160 | 30 | 160 | 6 | 100 | 10 | 100
TILB-8 | A | 20 | 160 | 30 | 160 | 30 | 160 | 20 | 160 | 30 | 160 | 6 | 100 | 10 | 100
TILB-9 | A | 20 | 160 | 30 | 160 | 30 | 160 | 20 | 160 | 30 | 160 | 6 | 100 | 10 | 100
TILB10 | A | 20 | 160 | 30 | 160 | 30 | 160 | 20 | 160 | 30 | 160 | 6 | 100 | 10 | 100
USKM-13 | A | 6 | 49 | 15 | 49 | 17 | 49 | 8 | 49 | 19 | 49 | 7 | 36 | 8 | 36
USKM-14 | A | 6 | 49 | 15 | 49 | 17 | 49 | 8 | 49 | 19 | 49 | 7 | 36 | 8 | 36
USKM-15 | A | 6 | 49 | 15 | 49 | 17 | 49 | 8 | 49 | 19 | 49 | 7 | 36 | 8 | 36
WBUPS-1 | A | 30 | 113 | 48 | 153 | 48 | 153 | 32 | 113 | 50 | 113 | 40 | 153 | 65 | 113
WBUPS-2 | A | 30 | 133 | 48 | 173 | 48 | 173 | 32 | 133 | 50 | 133 | 40 | 173 | 65 | 133
WBUPS-3 | A | 30 | 133 | 48 | 173 | 48 | 173 | 32 | 133 | 50 | 133 | 40 | 173 | 65 | 133
WBUPS-4 | A | 30 | 113 | 48 | 153 | 48 | 153 | 32 | 113 | 50 | 113 | 40 | 153 | 65 | 113